## Sheet1
Project | Activities | Production User | Production Comments | Start Date | End Date | Remarks | Griha ID | MATNR | MEINS | MAKTX_EN | MAKTX_ES | MAKTX_FR | TEXT_EN | Class_Char_Catted | MFRPN | MFRNR | MFRNR DES | MNFR | PTNO | Verified MNFR from web | MNFR 1 | PTNO 1 | MNFR 2 | PTNO 2 | Reference URL | Reference URL1 | Item Number | Equipment Type | Equipment Manufacturer | Equipment Model | Equipment Serial | DWG | DRAWING VERSION | POS/TAG | Unused Text | Enriched/Cleansed | UNSPSC Ver.23.07 | Noun | Modifier | Attribute Name 1 | Attribute Value 1 | Attribute Name 2 | Attribute Value 2 | Attribute Name 3 | Attribute Value 3 | Attribute Name 4 | Attribute Value 4 | Attribute Name 5 | Attribute Value 5 | Attribute Name 6 | Attribute Value 6 | Attribute Name 7 | Attribute Value 7 | Attribute Name 8 | Attribute Value 8 | Attribute Name 9 | Attribute Value 9 | Attribute Name 10 | Attribute Value 10 | Attribute Name 11 | Attribute Value 11 | Attribute Name 12 | Attribute Value 12 | Attribute Name 13 | Attribute Value 13 | Attribute Name 14 | Attribute Value 14 | Attribute Name 15 | Attribute Value 15 | Attribute Name 16 | Attribute Value 16 | Attribute Name 17 | Attribute Value 17 | Attribute Name 18 | Attribute Value 18 | Attribute Name 19 | Attribute Value 19 | Attribute Name 20 | Attribute Value 20 | Attribute Name 21 | Attribute Value 21 | Attribute Name 22 | Attribute Value 22 | Attribute Name 23 | Attribute Value 23 | Attribute Name 24 | Attribute Value 24 | Attribute Name 25 | Attribute Value 25 | Attribute Name 26 | Attribute Value 26 | Attribute Name 27 | Attribute Value 27 | Attribute Name 28 | Attribute Value 28 | Attribute Name 29 | Attribute Value 29 | Attribute Name 30 | Attribute Value 30 | Attribute Name 31 | Attribute Value 31 | Attribute Name 32 | Attribute Value 32 | Attribute Name 33 | Attribute Value 33 | Attribute Name 34 | Attribute Value 34 | Attribute Name 35 | Attribute Value 35 | Attribute Name 36 | Attribute Value 36 | Remaining_Information | Status
STP_009 - Lot4 | Data Enrichment | CIR | ok | 2023-07-21 | 9/8/2023 |  | 1229833 | 1229833 | EA | BOOM;EXTENSION,SECT,HIAB,W32009 |  |  | BOOM;TYPE:EXTENSION,ADDITIONAL FEATURES EN:SECTION,MNFR:01)HIAB,PTNO:01)W32009 | EXTENSION,01)SECTION,01)HIAB,01)W32009 |  |  | HIAB | HIAB | W32009 | [16 empty] | CLEANSED | 22101700 Heavy equipment components | BOOM | NO MODIFIER | TYPE | EXTENSION | SIZE |  | MATERIAL |  | HAZARD CLASS |  | CERTIFICATION/STANDARD |  | ADDITIONAL FEATURES | SECTION | [61 empty] | Production Completed
STP_009 - Lot4 | Data Enrichment | CIR | ok | 2023-07-21 | 9/8/2023 |  | 1229834 | 1229834 | EA | BOOM;INNER,032, SECTION,HIAB,W32008 |  |  | BOOM;TYPE:INNER,ADDITIONAL FEATURES EN:032, SECTION,MNFR:01)HIAB,PTNO:01)W32008 | INNER,01)032, SECTION,01)HIAB,01)W32008 |  |  | HIAB | HIAB | W32008 | [16 empty] | CLEANSED | 22101700 Heavy equipment components | BOOM | NO MODIFIER | TYPE | INNER | SIZE |  | MATERIAL |  | HAZARD CLASS |  | CERTIFICATION/STANDARD |  | ADDITIONAL FEATURES | 032,SECTION | [61 empty] | Production Completed
STP_009 - Lot4 | Data Enrichment | CIR | ok | 2023-07-21 | 9/8/2023 |  | 1294159 | 1294159 | EA | BOOM;SELF CLOSING GATE, RAISING ARM |  |  | BOOM;TYPE:SELF CLOSING GATE, RAISING ARM,SIZE:WD 4.5 M X HT 1.5 M X DP 300 MM,MATERIAL:STEEL GALVANIZED,ADDITIONAL FEATURES EN: SW4 X SWING DIRECTION - SEAS PUR QOUTE QT4336/1,MNFR:01)WEBFORGE (NQ),PTNO:01)GTRF | SELF CLOSING GATE, RAISING ARM,WD 4.5 M X HT 1.5 M X DP 300 M,STEEL GALVANIZED,01)SW4 X SWING DIRECTION - SEA,01)WEBFORGE (NQ),01)GTRF |  |  | WEBFORGE (NQ) | WEBFORGE (NQ) | GTRF | [16 empty] | CLEANSED | 22101700 Heavy equipment components | BOOM | NO MODIFIER | TYPE | SELF CLOSING GATE | SIZE | 4.5 WDX1.5 HT MX300 DP MM | MATERIAL | STEEL GALVANIZED | HAZARD CLASS |  | CERTIFICATION/STANDARD |  | ADDITIONAL FEATURES | RAISING ARM,SW4 X SWING DIRECTION,SEAS PUR QOUTE QT4336/1 | [61 empty] | Production Completed
STP_009 - Lot4 | Data Enrichment | CIR | ok | 2023-07-21 | 9/8/2023 |  | 1285338 | 1285338 | EA | BOOM;SWING, SELF CLOSING GATE,SOUTH-EAST |  |  | BOOM;TYPE:SWING, SELF CLOSING GATE,ADDITIONAL FEATURES EN:SOUTH-EAST,MNFR:01)INFRABUILD TRADING PTY LTD,PTNO:01)224798 | SWING, SELF CLOSING GATE,01)SOUTH-EAST,01)INFRABUILD TRADING PTY LTD,01)224798 |  |  | INFRABUILD TRADING PTY LTD | INFRABUILD TRADING PTY LTD | 224798 | [16 empty] | CLEANSED | 22101700 Heavy equipment components | BOOM | NO MODIFIER | TYPE | SWING,SELF CLOSING GATE | SIZE |  | MATERIAL |  | HAZARD CLASS |  | CERTIFICATION/STANDARD |  | ADDITIONAL FEATURES | SOUTH-EAST | [61 empty] | Production Completed
STP_009 - Lot4 | Data Enrichment | CIR | ok | 2023-07-21 | 9/8/2023 |  | 1285336 | 1285336 | EA | BOOM;SWING, SELF CLOSING GATE,SOUTH-WEST |  |  | BOOM;TYPE:SWING, SELF CLOSING GATE,ADDITIONAL FEATURES EN:SOUTH-WEST,MNFR:01)INFRABUILD TRADING PTY LTD,PTNO:01)223537 | SWING, SELF CLOSING GATE,01)SOUTH-WEST,01)INFRABUILD TRADING PTY LTD,01)223537 |  |  | INFRABUILD TRADING PTY LTD | INFRABUILD TRADING PTY LTD | 223537 | [16 empty] | CLEANSED | 22101700 Heavy equipment components | BOOM | NO MODIFIER | TYPE | SWING,SELF CLOSING GATE | SIZE |  | MATERIAL |  | HAZARD CLASS |  | CERTIFICATION/STANDARD |  | ADDITIONAL FEATURES | SOUTH-WEST | [61 empty] | Production Completed
STP_009 - Lot4 | Data Enrichment | CIR | ok | 2023-07-21 | 9/8/2023 | PARTIAL MATCH | 1344881 | 1344881 | EA | BACKSTOP;1.125 LB |  |  | BACKSTOP;TORQUE RATING:1.125 LB,MNFR:01)MARLAND,PTNO:01)3MA | 1.125 LB,01)MARLAND,01)3MA |  |  | MARLAND | MARLAND | 3MA | [5 empty] | https://www.nriparts.com/products/marland-bc-3ma-brake-and-clutch-parts-and-accessories/489469 | [10 empty] | ENRICHED | 26111523 Backstops | BACKSTOP | NO MODIFIER | TYPE | 1-WAY | SIZE |  | MATERIAL |  | BORE SIZE |  | TORQUE RATING | 1.125 LB | OVERRUNNING SPEED |  | CONNECTION TYPE |  | MOUNTING TYPE |  | HAZARD CLASS |  | CERTIFICATION/STANDARD |  | ADDITIONAL FEATURES | [52 empty] | Production Completed
STP_009 - Lot4 | Data Enrichment | CIR | ok | 2023-07-21 | 9/8/2023 |  | 1280183 | 1280183 | EA | CRIMPER;400 MM2 |  |  | CRIMPER;CRIMPING RANGE:400 MM2,MNFR:01)MOUNT ISA MINING SUPPLIES P/L,PTNO:01)M18HCCT109/42-0C | 400 MM2,01)MOUNT ISA MINING SUPPLIES P,01)M18HCCT109/42-0C |  |  | MOUNT ISA MINING SUPPLIES P/L | MOUNT ISA MINING SUPPLIES P/L | M18HCCT109/42-0C | MILWAUKEE |  |  |  |  | https://www.milwaukeetool.com.au/power-tools/electrical/crimpers/M18HCCT109%2F42-0C.html | [10 empty] | ENRICHED | 27110000 Hand tools | CRIMPER | NO MODIFIER | TYPE | CORDLESS UTILITY | TRADE SIZE |  | CRIMPING RANGE | 400 MM2 | MATERIAL |  | SIZE | 406 MM LG | HAZARD CLASS |  | CERTIFICATION/STANDARD |  | ADDITIONAL FEATURES | [58 empty] | Production Completed
STP_009 - Lot4 | Data Enrichment | CIR | ok | 2023-07-21 | 9/8/2023 |  | 1280262 | 1280262 | EA | CRIMPER;6-50 MM2,LG 390 MM |  |  | CRIMPER;CRIMPING RANGE:6-50 MM2,SIZE:LG 390 MM,MNFR:01)CNW (MOUNT ISA) ELECT WHOLESALER,PTNO:01)CABK05 | 6-50 MM2,LG 390 MM,01)CNW (MOUNT ISA) ELECT WHOLE,01)CABK05 |  |  | CNW (MOUNT ISA) ELECT WHOLESALER | CNW ELECTRICAL WHOLESALER | K05 | CABAC |  |  |  |  | https://www.cabac.com.au/p/tools-and-equipment/hand-tools/crimpers-dies/k05 | https://shop.cnw.com.au/cnw/en/AUD/AllCategories/Tools-and-Test-Equipment/Crimp-Tool/CRIMP-TOOL-HEXAGONAL-6-50MM-SELF-CONT/p/CABK05M02 | [9 empty] | ENRICHED | 27110000 Hand tools | CRIMPER | NO MODIFIER | TYPE | HEXAGONAL | TRADE SIZE |  | CRIMPING RANGE | 6 TO 50 MM2 | MATERIAL | COOPER LUG | SIZE | 390 MM LG | HAZARD CLASS |  | CERTIFICATION/STANDARD |  | ADDITIONAL FEATURES | [58 empty] | Production Completed
STP_009 - Lot4 | Data Enrichment | CIR | ok | 2023-07-21 | 9/8/2023 |  | 1280500 | 1280500 | EA | CRIMPER;BARREL CLOSED,0.5-4 MM2,ROHS |  |  | CRIMPER;TYPE:BARREL CLOSED,CRIMPING RANGE:0.5-4 MM2,MATERIAL:CARBON STEEL MEDIUM, HARDENED,SIZE:LG 7-19/64 IN, CERTIFICATION/STANDARD:ROHS,ADDITIONAL FEATURES EN:DEUTSH,MNFR:01)VENDOR LINK PTY LTD,PTNO:01)CP-463 | EN_01)BARREL CLOSED,0.5-4 MM2,CARBON STEEL MEDIUM, HARDENED,LG 7-19/64 IN,EN_01)ROHS,01)DEUTSH,01)VENDOR LINK PTY LTD,01)CP-463 |  |  | VENDOR LINK PTY LTD | VENDOR LINK PTY LTD | CP-463 | [5 empty] | https://www.onlinecomponents.com/en/eclipse-tools/cp463-11264815.html?ref=searchads360feed&utm_source=searchads360feed&utm_medium=referral&utm_campaign=searchads360feed&utm_term=CP-463&gclid=Cj0KCQjwz8emBhDrARIsANNJjS7uoU8T6byYHQgZiQERdY-mSNLERITr2Lbah902WyRmYsU-8JzvsAgaAsrdEALw_wcB&gclsrc=aw.ds | [10 empty] | ENRICHED | 27110000 Hand tools | CRIMPER | NO MODIFIER | TYPE | CLOSED BARREL | TRADE SIZE |  | CRIMPING RANGE | 0.5 TO 4 MM2 | MATERIAL | CARBON STEEL MEDIUM,HARDENED | SIZE | 7-19/64 IN LG | HAZARD CLASS |  | CERTIFICATION/STANDARD | ROHS | ADDITIONAL FEATURES | DEUTSH,4-INDENT CONTACT | [57 empty] | Production Completed
STP_009 - Lot4 | Data Enrichment | CIR | ok | 2023-07-21 | 9/8/2023 |  | 1366058 | 1366058 | EA | CRIMPER;BOOTLACE TERMINAL,0.5-16 MM2,TL |  |  | CRIMPER;TYPE:BOOTLACE TERMINAL,CRIMPING RANGE:0.5-16 MM2,SIZE:LG 230 MM,ADDITIONAL FEATURES EN:TOOL,MNFR:01)CABLEACC,PTNO:01) HNKE5 | EN_01)BOOTLACE TERMINAL,0.5-16 MM2,LG 230 MM,01)TOOL,01)CABLEACC,01)HNKE5 |  |  | CABLEACC | CABLEACC | HNKE5 | CABAC |  |  |  |  | https://www.cabac.com.au/p/tools-and-equipment/hand-tools/crimpers-dies/hnke5 | [10 empty] | CLEANSED | 27110000 Hand tools | CRIMPER | NO MODIFIER | TYPE | BOOTLACE TERMINAL | TRADE SIZE |  | CRIMPING RANGE | 0.5 TO 16 MM2 | MATERIAL |  | SIZE | 230 MM LG | HAZARD CLASS |  | CERTIFICATION/STANDARD |  | ADDITIONAL FEATURES | TOOL | [57 empty] | Production Completed
STP_009 - Lot4 | Data Enrichment | CIR | ok | 2023-07-21 | 9/8/2023 |  | 1293889 | 1293889 | EA | CRIMPER;BOOTLACE, DIELESS,0.75-10 MM2 |  |  | CRIMPER;TYPE:BOOTLACE, DIELESS,CRIMPING RANGE:0.75-10 MM2,MNFR:01)CNW (MOUNT ISA) ELECT WHOLESALER,PTNO:01)CABHNKE10 | EN_01)BOOTLACE, DIELESS,0.75-10 MM2,01)CNW (MOUNT ISA) ELECT WHOLE,01)CABHNKE10 |  |  | CNW (MOUNT ISA) ELECT WHOLESALER | CNW ELECTRICAL WHOLESALER | HNKE10 | CABAC |  |  |  |  | https://www.cabac.com.au/p/tools-and-equipment/hand-tools/crimpers-dies/hnke10 | [10 empty] | ENRICHED | 27110000 Hand tools | CRIMPER | NO MODIFIER | TYPE | DIELESS BOOTLACE | TRADE SIZE |  | CRIMPING RANGE | 0.75 TO 10 MM2 | MATERIAL |  | SIZE | 170 MM LG | HAZARD CLASS |  | CERTIFICATION/STANDARD |  | ADDITIONAL FEATURES | [58 empty] | Production Completed
STP_009 - Lot4 | Data Enrichment | CIR | ok | 2023-07-21 | 9/8/2023 |  | 1280108 | 1280108 | EA | CRIMPER;BOOTLACE,S,2.5-14 MM2 |  |  | CRIMPER;TYPE:BOOTLACE,TRADE SIZE:S,CRIMPING RANGE:2.5-14 MM2,ADDITIONAL FEATURES EN:AS PER ITEM 2 OF QUOTE REF 109217512,MNFR:01) CNW (MOUNT ISA) ELECT WHOLESALER,PTNO:01)CABHNKE3 | EN_01)BOOTLACE,S,2.5-14 MM2,01)AS PER ITEM 2 OF QUOTE REF,01)CNW (MOUNT ISA) ELECT WHOLE,01)CABHNKE3 |  |  | CNW (MOUNT ISA) ELECT WHOLESALER | CNW ELECTRICAL WHOLESALER | HNKE3 | CABAC |  | 109217512 |  |  | https://www.cabac.co.nz/p/tools-and-equipment/hand-tools/crimpers-dies/hnke3 |  | 2 | [8 empty] | ENRICHED | 27110000 Hand tools | CRIMPER | NO MODIFIER | TYPE | SMALL BOOTLACE | TRADE SIZE |  | CRIMPING RANGE | 0.14 TO 2.5 MM2 | MATERIAL |  | SIZE | 195 MM LG | HAZARD CLASS |  | CERTIFICATION/STANDARD |  | ADDITIONAL FEATURES | [58 empty] | Production Completed
STP_009 - Lot4 | Data Enrichment | CIR | ok | 2023-07-21 | 9/8/2023 | PARTIAL MATCH | 1295197 | 1295197 | EA | CRIMPER;CBL, TERMINAL,16-240 MM2,MINQUIP |  |  | CRIMPER;CABLE, TERMINAL,CRIMPING RANGE:16-240 MM2,ADDITIONAL FEATURES EN:MINI BATTERY,C/W COPPER DIES,DIN,SKIN IN PLASTIC CASE W/DIES ONLY,N,O BATTERY OR CHARGER,USES MAKITA BATTERY,MNFR:01)MINQUIP,PTNO:01)MEPB-CX1-4.0 | EN_01)CABLE, TERMINAL,16-240 MM2,01)MINI BATTERY,C/W COPPER DIE,02)O BATTERY OR CHARGER,USES M,01)MINQUIP,01)MEPB-CX1-4.0 |  |  | MINQUIP | MINQUIP | MEPB-CX1-4.0 | [5 empty] | https://www.opttools.com/p849-cordless-hydraulic-crimping-tools | [10 empty] | ENRICHED | 27110000 Hand tools | CRIMPER | NO MODIFIER | TYPE | CORDLESS INLINE | TRADE SIZE |  | CRIMPING RANGE | 10 TO 300 MM2 | MATERIAL |  | SIZE | 420 LGX122 WDX76 HT MM | HAZARD CLASS |  | CERTIFICATION/STANDARD |  | ADDITIONAL FEATURES | MINI BATTERY,C/W COPPER DIES,DIN,SKIN IN PLASTIC CASE W/DIES ONLY,N,O BATTERY OR CHARGER,USES MAKITA BATTERY | [57 empty] | Production Completed
STP_009 - Lot4 | Data Enrichment | CIR | ok | 2023-07-21 | 9/8/2023 |  | 1295075 | 1295075 | EA | CRIMPER;CONCTR,1/2 IN,PLASTIC,TL,RFINDUS |  |  | CRIMPER;TYPE:CONNECTOR,TRADE SIZE:1/2 IN,MATERIAL:PLASTIC,ADDITIONAL FEATURES EN:TOOL,MNFR:01)RFINDUS,PTNO:01)MCPT-L4 | EN_01)CONNECTOR,1/2 IN,PLASTIC,01)TOOL,01)RFINDUS,01)MCPT-L4 |  |  | RFINDUS | RFINDUS | MCPT-L4 | [5 empty] | https://www.commscope.com/product-type/structural-support-tools-accessories/coaxial-tools-consumables-accessories/installation-tools/itemmcpt-l4/ | [10 empty] | ENRICHED | 27110000 Hand tools | CRIMPER | NO MODIFIER | TYPE | CONNECTOR | TRADE SIZE |  | CRIMPING RANGE |  | MATERIAL | PLASTIC | SIZE | 1/2 IN | HAZARD CLASS |  | CERTIFICATION/STANDARD |  | ADDITIONAL FEATURES | MANUAL CABLE PREPARATION TOOL | [57 empty] | Production Completed
STP_009 - Lot4 | Data Enrichment | CIR | ok | 2023-07-21 | 9/8/2023 |  | 1280333 | 1280333 | EA | CRIMPER;DEUTSCH CONTACTS,14-16 AWG |  |  | CRIMPER;TYPE:DEUTSCH CONTACTS,CRIMPING RANGE:14-16 AWG,ADDITIONAL FEATURES EN:PIE CART - 21C ELECT - JUDI / BEER,MNFR:01)CNW (MOUNT ISA) ELECT WHOLESALER,PTNO:01)AMSC16-A-1 | EN_01)DEUTSCH CONTACTS,14-16 AWG,01)PIE CART - 21C ELECT - JUDI,01)CNW (MOUNT ISA) ELECT WHOLE,01)AMSC16-A-1 |  |  | CNW (MOUNT ISA) ELECT WHOLESALER | CNW ELECTRICAL WHOLESALER | AMSC16-A-1 | DEUTSCH |  |  |  |  | https://au.element14.com/deutsch/amsc16-a-1/crimp-tool-size-16-imc-qc-contacts/dp/2142392 | [10 empty] | CLEANSED | 27110000 Hand tools | CRIMPER | NO MODIFIER | TYPE |  | TRADE SIZE |  | CRIMPING RANGE | 14 TO 16 AWG | MATERIAL |  | SIZE |  | HAZARD CLASS |  | CERTIFICATION/STANDARD |  | ADDITIONAL FEATURES | CONTACTS,PIE CART-21C ELECT-JUDI/BEER | [57 empty] | Production Completed
STP_009 - Lot4 | Data Enrichment | CIR | ok | 2023-07-21 | 9/8/2023 |  | 1352673 | 1352673 | EA | CRIMPER;DEUTSCH CONTACTS,14-16 AWG |  |  | CRIMPER;TYPE:DEUTSCH CONTACTS,CRIMPING RANGE:14-16 AWG,ADDITIONAL FEATURES EN:21C ELECT - JUDI / JADE,MNFR:01)CNW (MOUNT ISA) ELECT WHOLESALER,PTNO:01)ELE2142392 AMSC16/A/1 | EN_01)DEUTSCH CONTACTS,14-16 AWG,01)21C ELECT - JUDI / JADE,01)CNW (MOUNT ISA) ELECT WHOLE,01AMSC16/A/1 |  |  | CNW (MOUNT ISA) ELECT WHOLESALER | CNW ELECTRICAL WHOLESALER | AMSC16/A/1 | DEUTSCH |  | ELE2142392 |  |  | https://au.element14.com/deutsch/amsc16-a-1/crimp-tool-size-16-imc-qc-contacts/dp/2142392 | [10 empty] | CLEANSED | 27110000 Hand tools | CRIMPER | NO MODIFIER | TYPE |  | TRADE SIZE |  | CRIMPING RANGE | 14 TO 16 AWG | MATERIAL |  | SIZE |  | HAZARD CLASS |  | CERTIFICATION/STANDARD |  | ADDITIONAL FEATURES | CONTACTS,21C ELECT-JUDI/JADE | [57 empty] | Production Completed
STP_009 - Lot4 | Data Enrichment | CIR | ok | 2023-07-21 | 9/8/2023 | MPN Updated as per web source | 1280360 | 1280360 | EA | CRIMPER;FER,0.5-2.5 MM2 |  |  | CRIMPER;TYPE:FERRULE,CRIMPING RANGE:0.5-2.5 MM2,MNFR:01)CNW MOUNT ISA ELECT WHOLESALER,PTNO:01)LEG37609 | EN_01)FERRULE,0.5-2.5 MM2,01)CNW MOUNT ISA ELECT WHOLESA,01)LEG37609 |  |  | CNW MOUNT ISA ELECT WHOLESALER | CNW ELECTRICAL WHOLESALER | 0 376 09 | LEGRAND |  |  |  |  | https://www.legrand.com/ecatalogue/037609-crimping-tool-for-starfix-ferrules.html | [10 empty] | CLEANSED | 27110000 Hand tools | CRIMPER | NO MODIFIER | TYPE | FERRULE | TRADE SIZE |  | CRIMPING RANGE | 0.5 TO 2.5 MM2 | MATERIAL |  | SIZE |  | HAZARD CLASS |  | CERTIFICATION/STANDARD |  | ADDITIONAL FEATURES | [58 empty] | Production Completed
STP_009 - Lot4 | Data Enrichment | CIR | ok | 2023-07-21 | 9/8/2023 |  | 1280418 | 1280418 | EA | CRIMPER;HEX,6-120 MM,SELF CONT |  |  | CRIMPER;TYPE:HEXAGON,CRIMPING RANGE:6-120 MM,ADDITIONAL FEATURES EN:SELF CONT,MNFR:01)CNW (MOUNT ISA) ELECT WHOLESALER,PTNO:01) CABK06 | EN_01)HEXAGON,6-120 MM,01)SELF CONT,01)CNW (MOUNT ISA) ELECT WHOLE,01)CABK06 |  |  | CNW (MOUNT ISA) ELECT WHOLESALER | CNW ELECTRICAL WHOLESALER | K06 | CABAC |  |  |  |  | https://www.cabac.com.au/p/tools-and-equipment/hand-tools/crimpers-dies/k06 | [10 empty] | ENRICHED | 27110000 Hand tools | CRIMPER | NO MODIFIER | TYPE | HEXAGONAL | TRADE SIZE |  | CRIMPING RANGE | 6 TO 120 MM2 | MATERIAL | COOPER LUG | SIZE | 660 MM LG | HAZARD CLASS |  | CERTIFICATION/STANDARD |  | ADDITIONAL FEATURES | SELF CONT | [57 empty] | Production Completed
STP_009 - Lot4 | Data Enrichment | CIR | ok | 2023-07-21 | 9/8/2023 |  | 1280156 | 1280156 | EA | CRIMPER;HND,TOOL 2 |  |  | CRIMPER;TYPE:HAND,ADDITIONAL FEATURES EN:TOOL 2,MNFR:01)CNW (MOUNT ISA) ELECT WHOLESALER,PTNO:01)RSC885-7699 | EN_01)HAND,01)TOOL 2,01)CNW (MOUNT ISA) ELECT WHOLE,01)RSC885-7699 |  |  | CNW (MOUNT ISA) ELECT WHOLESALER | CNW ELECTRICAL WHOLESALER | RSC885-7699 | [16 empty] | CLEANSED | 27110000 Hand tools | CRIMPER | NO MODIFIER | TYPE | HAND | TRADE SIZE |  | CRIMPING RANGE |  | MATERIAL |  | SIZE |  | HAZARD CLASS |  | CERTIFICATION/STANDARD |  | ADDITIONAL FEATURES | TOOL 2 | [57 empty] | Production Completed
STP_009 - Lot4 | Data Enrichment | CIR | ok | 2023-07-21 | 9/8/2023 |  | 1280189 | 1280189 | EA | CRIMPER;HYDR,C HEAD C/W DIESPART, ITEM 8 |  |  | CRIMPER;TYPE:HYDRAULIC,ADDITIONAL FEATURES EN:C HEAD C/W DIESPART, ITEM 8,MNFR:01)CNW (MOUNT ISA) ELECT WHOLESALER,PTNO:01) CABHT131-C-WHO | EN_01)HYDRAULIC,01)C HEAD C/W DIESPART, ITEM 8,01)CNW (MOUNT ISA) ELECT WHOLE,01)CABHT131-C-WHO |  |  | CNW (MOUNT ISA) ELECT WHOLESALER | CNW ELECTRICAL WHOLESALER | HT131-C-WHO | CABAC |  |  |  |  | https://www.cabac.com.au/p/tools-and-equipment/hydraulic-tools/crimpers/ht131-c-who |  | 8 | [8 empty] | ENRICHED | 27110000 Hand tools | CRIMPER | NO MODIFIER | TYPE | HYDRAULIC | TRADE SIZE |  | CRIMPING RANGE | 16 TO 300 MM2 | MATERIAL | PLASTIC CASE | SIZE | 480 MM LG | HAZARD CLASS |  | CERTIFICATION/STANDARD |  | ADDITIONAL FEATURES | C HEAD C/W DIES PART | [57 empty] | Production Completed
STP_009 - Lot4 | Data Enrichment | CIR | ok | 2023-07-21 | 9/8/2023 |  | 1280226 | 1280226 | EA | CRIMPER;LUG |  |  | CRIMPER;TYPE:LUG,MNFR:01)CNW (MOUNT ISA) ELECT WHOLESALER,PTNO:01)BL10919 | EN_01)LUG,01)CNW (MOUNT ISA) ELECT WHOLE,01)BL10919 |  |  | CNW (MOUNT ISA) ELECT WHOLESALER | CNW ELECTRICAL WHOLESALER | BL10919 | [16 empty] | CLEANSED | 27110000 Hand tools | CRIMPER | NO MODIFIER | TYPE | LUG | TRADE SIZE |  | CRIMPING RANGE |  | MATERIAL |  | SIZE |  | HAZARD CLASS |  | CERTIFICATION/STANDARD |  | ADDITIONAL FEATURES | [58 empty] | Production Completed
STP_009 - Lot4 | Data Enrichment | CIR | ok | 2023-07-21 | 9/8/2023 |  | 1387709 | 1387709 | EA | CRIMPER;MILW,MIW49-16-U4000 |  |  |  |  | MIW49-16-U4000 | 3000317 | MILWAUKEE ELECTRIC TOOL | MILWAUKEE | 49-16-U4000 | [16 empty] | CLEANSED | 27110000 Hand tools | CRIMPER | NO MODIFIER | TYPE |  | TRADE SIZE |  | CRIMPING RANGE |  | MATERIAL |  | SIZE |  | HAZARD CLASS |  | CERTIFICATION/STANDARD |  | ADDITIONAL FEATURES | [58 empty] | Production Completed
STP_009 - Lot4 | Data Enrichment | CIR | ok | 2023-07-21 | 9/8/2023 |  | 1280424 | 1280424 | EA | CRIMPER;N |  |  | CRIMPER;TYPE:N,MNFR:01)MINE SITE TECHNOLOGIES PTY LTD,PTNO:01)Z0087 | EN_01)N,01)MINE SITE TECHNOLOGIES PTY,01)Z0087 |  |  | MINE SITE TECHNOLOGIES PTY LTD | MINE SITE TECHNOLOGIES PTY LTD | Z0087 | [16 empty] | CLEANSED | 27110000 Hand tools | CRIMPER | NO MODIFIER | TYPE | N | TRADE SIZE |  | CRIMPING RANGE |  | MATERIAL |  | SIZE |  | HAZARD CLASS |  | CERTIFICATION/STANDARD |  | ADDITIONAL FEATURES | [58 empty] | Production Completed
STP_009 - Lot4 | Data Enrichment | CIR | ok | 2023-07-21 | 9/8/2023 |  | 1280273 | 1280273 | EA | CRIMPER;NO 16 |  |  | CRIMPER;SIZE:NO 16,ADDITIONAL FEATURES EN:TOOL 16 AWGPRICE AS PE QUOTE,MNFR:01)ASHDOWN INGRAM,PTNO:01)ACX2941 | NO 16,01)TOOL 16 AWGPRICE AS PE QUOT,01)ASHDOWN INGRAM,01)ACX2941 |  |  | ASHDOWN INGRAM | ASHDOWN INGRAM | ACX2941 | [5 empty] | http://www.indotek-bpn.com/download/Cable_Connectors_&_Accessories.pdf | [9 empty] | AWGPRICE AS PE QUOTE | CLEANSED | 27110000 Hand tools | CRIMPER | NO MODIFIER | TYPE |  | TRADE SIZE |  | CRIMPING RANGE | 16 AWG | MATERIAL |  | SIZE | NO 16 | HAZARD CLASS |  | CERTIFICATION/STANDARD |  | ADDITIONAL FEATURES | [58 empty] | Production Completed
STP_009 - Lot4 | Data Enrichment | CIR | ok | 2023-07-21 | 9/8/2023 |  | 1280334 | 1280334 | EA | CRIMPER;NO 16,16 AWG |  |  | CRIMPER;TRADE SIZE:NO 16,CRIMPING RANGE:16 AWG,MNFR:01)ASHDOWN,PTNO:01)ACX2941 | NO 16,16 AWG,01)ASHDOWN,01)ACX2941 |  |  | ASHDOWN | ASHDOWN | ACX2941 | [5 empty] | http://www.indotek-bpn.com/download/Cable_Connectors_&_Accessories.pdf | [10 empty] | CLEANSED | 27110000 Hand tools | CRIMPER | NO MODIFIER | TYPE |  | TRADE SIZE |  | CRIMPING RANGE | 16 AWG | MATERIAL |  | SIZE | NO 16 | HAZARD CLASS |  | CERTIFICATION/STANDARD |  | ADDITIONAL FEATURES | [58 empty] | Production Completed
STP_009 - Lot4 | Data Enrichment | CIR | ok | 2023-07-21 | 9/8/2023 | MPN Updated as per web source | 1361923 | 1361923 | EA | CRIMPER;PLIER,191 MM,RJ45 PLUG,PN:975113 | CRIMPADORA; | CRAMPON; | CRIMPER;TYPE:PLIER,SIZE:191 MM,ADDITIONAL FEATURES EN:RJ45 PLUG,PN:975113,MNFR:KNIPEX |  |  |  | KNIPEX | KNIPEX | 97 51 13 | [5 empty] | https://www.knipex.com/products/crimping-pliers/crimping-pliers-for-western-plugs/crimping-pliers-western-plugs/975113 | [10 empty] | ENRICHED | 27110000 Hand tools | CRIMPER | NO MODIFIER | TYPE | PLIER | TRADE SIZE |  | CRIMPING RANGE |  | MATERIAL |  | SIZE | 190X64X26 MM | HAZARD CLASS |  | CERTIFICATION/STANDARD |  | ADDITIONAL FEATURES | RJ45 PLUG | [56 empty] | PN:975113 | Production Completed
STP_009 - Lot4 | Data Enrichment | CIR | ok | 2023-07-21 | 9/8/2023 |  | 1280553 | 1280553 | EA | CRIMPER;RATCHER,0.5-10 MM2,STEEL ALLOY |  |  | CRIMPER;TYPE:RATCHER,CRIMPING RANGE:0.5-10 MM2,MATERIAL:STEEL ALLOY,SIZE:LG 240 MM,ADDITIONAL FEATURES EN:UNI TERM,MNFR:01)CNW (MOUNT ISA) ELECT WHOLESALER,PTNO:01)WATK007 | EN_01)RATCHER,0.5-10 MM2,STEEL ALLOY,LG 240 MM,01)UNI TERM,01)CNW (MOUNT ISA) ELECT WHOLE,01)WATK007 |  |  | CNW (MOUNT ISA) ELECT WHOLESALER | CNW ELECTRICAL WHOLESALER | WATK007 | WATTMASTER | [15 empty] | ENRICHED | 27110000 Hand tools | CRIMPER | NO MODIFIER | TYPE | RATCHET | TRADE SIZE |  | CRIMPING RANGE | 0.5 TO 10 MM2 | MATERIAL | ALLOY STEEL | SIZE | 240 MM LG | HAZARD CLASS |  | CERTIFICATION/STANDARD |  | ADDITIONAL FEATURES | UNI TERM | [57 empty] | Production Completed
STP_009 - Lot4 | Data Enrichment | CIR | ok | 2023-07-21 | 9/8/2023 |  | 1280126 | 1280126 | EA | CRIMPER;RCHT |  |  | CRIMPER;TYPE:RATCHET,MNFR:01)MINE SITE TECHNOLOGIES PTY LTD,PTNO:01)RCT-214 | EN_01)RATCHET,01)MINE SITE TECHNOLOGIES PTY,01)RCT-214 |  |  | MINE SITE TECHNOLOGIES PTY LTD | MINE SITE TECHNOLOGIES PTY LTD | RCT-214 | PULSE |  |  |  |  | https://www.rfi.com.au/RCT-214 | https://ntsecostore.com/products/pulse-ratchet-coaxial-crimp-tool-suits-rg214-cnt-400-and-rg63-connectors-rct-214 | [9 empty] | CLEANSED | 27110000 Hand tools | CRIMPER | NO MODIFIER | TYPE | RATCHET | TRADE SIZE |  | CRIMPING RANGE |  | MATERIAL |  | SIZE |  | HAZARD CLASS |  | CERTIFICATION/STANDARD |  | ADDITIONAL FEATURES | [58 empty] | Production Completed
STP_009 - Lot4 | Data Enrichment | CIR | ok | 2023-07-21 | 9/8/2023 |  | 1344828 | 1344828 | EA | CRIMPER;SCKT,RB5 |  |  | CRIMPER;TYPE:SOCKET,ADDITIONAL FEATURES EN:RB5,MNFR:01)RENK,PTNO:01)140506 | EN_01)SOCKET,01)RB5,01)RENK,01)140506 |  |  | RENK | RENK | 140506 | [5 empty] | https://www.cpc.ru/Lists/TBRequestsPublishing/Attachments/347/Att%207.pdf | [10 empty] | CLEANSED | 27110000 Hand tools | CRIMPER | NO MODIFIER | TYPE | SOCKET | TRADE SIZE |  | CRIMPING RANGE |  | MATERIAL |  | SIZE |  | HAZARD CLASS |  | CERTIFICATION/STANDARD |  | ADDITIONAL FEATURES | RB5 | [57 empty] | Production Completed
STP_009 - Lot4 | Data Enrichment | CIR | ok | 2023-07-21 | 9/8/2023 | PARTIAL MATCH | 1280379 | 1280379 | EA | CRIMPER;TRMNL |  |  | CRIMPER;TYPE:TERMINAL,MNFR:01)HAYMANS ELECTRICAL (PARTS),PTNO:01)CAAHF1 | EN_01)TERMINAL,01)HAYMANS ELECTRICAL (PARTS),01)CAAHF1 |  |  | HAYMANS ELECTRICAL (PARTS) | HAYMANS ELECTRICAL (PARTS) | CAAHF1 | [5 empty] | https://www.cembre.com/product/details/38540 | [10 empty] | CLEANSED | 27110000 Hand tools | CRIMPER | NO MODIFIER | TYPE | TERMINAL | TRADE SIZE |  | CRIMPING RANGE |  | MATERIAL |  | SIZE |  | HAZARD CLASS |  | CERTIFICATION/STANDARD |  | ADDITIONAL FEATURES | [58 empty] | Production Completed
STP_009 - Lot4 | Data Enrichment | CIR | ok | 2023-07-21 | 9/8/2023 |  | 1294701 | 1294701 | EA | CRIMPER;TRMNL,1.5-6 MM2 |  |  | CRIMPER;TYPE:TERMINAL,CRIMPING RANGE:1.5-6 MM2,ADDITIONAL FEATURES EN:TOOL, PRE-INSULATED RED/BLUE/YELLOW CABLE AND U,TTER AND STRIPPER,MNFR:01)ATOMSUP,PTNO:01)1629006 | EN_01)TERMINAL,1.5-6 MM2,01)TOOL, PRE-INSULATED RED/BLU,02)TTER AND STRIPPER,01)ATOMSUP,01)1629006 |  |  | ATOM SUPPLY | ATOM SUPPLY | 1629006 | [16 empty] | CLEANSED | 27110000 Hand tools | CRIMPER | NO MODIFIER | TYPE | TERMINAL | TRADE SIZE |  | CRIMPING RANGE | 1.5 TO 6 MM2 | MATERIAL |  | SIZE |  | HAZARD CLASS |  | CERTIFICATION/STANDARD |  | ADDITIONAL FEATURES | TOOL,PRE-INSULATED RED/BLUE/YELLOW CABLE AND UTTER AND STRIPPER | [57 empty] | Production Completed
STP_009 - Lot4 | Data Enrichment | CIR | ok | 2023-07-21 | 9/8/2023 |  | 1353428 | 1353428 | EA | CRIMPER;TRMNL,TL, INSULATED LUG |  |  | CRIMPER;TYPE:TERMINAL,ADDITIONAL FEATURES EN:TOOL, INSULATED LUG,MNFR:01)HELLERMN,PTNO:01)YYT1,MNFR:02)CABLEACC,PTNO:02)KTC1,MNFR: 03)CNW,PTNO:03)HTAYYT1 | EN_01)TERMINAL,01)TOOL, INSULATED LUG,01)HELLERMN,02)CABLEACC,03)CNW,01)YYT1,02)KTC1,03)HTAYYT1 |  |  | CNW | CNW ELECTRICAL WHOLESALER | YYT1 | HELLERMANN TYTON | CABLEACC | KTC1 | HELLERMANN TYTON | 911-00212 | https://www.hellermanntyton.co.za/products/crimpers/yyt1/911-00212 | https://www.eis.co.za/index.php?route=product/product&product_id=10846 | [9 empty] | ENRICHED | 27110000 Hand tools | CRIMPER | NO MODIFIER | TYPE | TERMINAL,PRE-INSULATED | TRADE SIZE |  | CRIMPING RANGE | 0.5 TO 6 MM2 | MATERIAL | METAL,PLASTIC | SIZE |  | HAZARD CLASS |  | CERTIFICATION/STANDARD |  | ADDITIONAL FEATURES | TOOL,INSULATED LUG | [57 empty] | Production Completed
STP_009 - Lot4 | Data Enrichment | CIR | ok | 2023-07-21 | 9/8/2023 |  | 1237491 | 1237491 | EA | CRIMPER;WIRE STRIPPER,PN:139531 | CRIMPADORA; | CRAMPON; | CRIMPER;TYPE:WIRE STRIPPER,ADDITIONAL FEATURES EN:PN:139531,MNFR:FS.COM,FOR CAT5/CAT5E/CAT6 RJ45 MODULAR PLUGS CONNECTOR,ALL IN ONE MODULAR TOOL |  |  |  | FS.COM | FS.COM | 139531 | [5 empty] | https://www.fs.com/products/139531.html?attribute=8081&id=289888&country=US&currency=USD&languages=English | [10 empty] | ENRICHED | 27110000 Hand tools | CRIMPER | NO MODIFIER | TYPE | WIRE STRIPPER | TRADE SIZE |  | CRIMPING RANGE |  | MATERIAL | ABS PLASTIC BODY,PVC GRIP,STEEL BLADE | SIZE | 244 CM | HAZARD CLASS |  | CERTIFICATION/STANDARD |  | ADDITIONAL FEATURES | FOR CAT5/CAT5E/CAT6 RJ45 MODULAR PLUGS CONNECTOR,ALL IN ONE MODULAR TOOL | [57 empty] | Production Completed
STP_009 - Lot4 | Data Enrichment | CIR | ok | 2023-07-21 | 9/8/2023 | MFR Name Not valid | 1236607 | 1236607 | EA | EXTENSION;HOSE,10 M,H/P,DHW080/HW1200 | EXTENSION;,10 M | EXTENSION;,10 M | EXTENSION;TYPE:HOSE,OVERALL SIZE:10 M,ADDITIONAL FEATURES EN:H/P,DHW080/HW1200,HW1300,MFR:MAKITA | HOSE,10 M,01)H/P,DHW080/HW1200,02)HW1300,MFR:MAKITA,01)MOUNT ISA MINING SUPPLIES,01)197850-3 |  |  | MAKITA | MAKITA | 197850-3 |  | H/P |  |  |  | https://www.makita.co.nz/accessories/item/ope-1149 | [10 empty] | CLEANSED | 27112800 Tool attachments and accessories | EXTENSION | NO MODIFIER | TYPE | HOSE | EXTENDED SIZE |  | OVERALL SIZE | 10 M | MATERIAL |  | HAZARD CLASS |  | CERTIFICATION/STANDARD |  | ADDITIONAL FEATURES | FOR H/P DHW080/HW1200,HW1300 | [58 empty] | MFR:MAKITA | Production Completed
STP_009 - Lot4 | Data Enrichment | CIR | ok | 2023-07-21 | 9/8/2023 |  | 1384927 | 1384927 | EA | EXTENSION;MAST,1.14 M,8000114 DAVIT CE |  |  | EXTENSION;TYPE:MAST,EXTENDED SIZE:1.14 M,MATERIAL:ALUMINUM/STEEL ZINC PLATED,ADDITIONAL FEATURES EN:8000114 DAVIT CE,MNFR:01) ALLIANCE SAFETY EQUIPMENT P/L,PTNO:01)3M - 70804503558 | MAST,1.14 M,ALUMINUM/STEEL ZINC PLATED,01)8000114 DAVIT CE,01)ALLIANCE SAFETY EQUIPMENT P,01)3M - 70804503558 |  |  | ALLIANCE SAFETY EQUIPMENT P/L | 3M | 70804503558 |  | ALLIANCE SAFETY EQUIPMENT P/L |  | 3M | 8000114 | https://www.3m.com/3M/en_LB/p/d/v100869189/ | [10 empty] | CLEANSED | 27112800 Tool attachments and accessories | EXTENSION | NO MODIFIER | TYPE | MAST | EXTENDED SIZE | 1.14 M | OVERALL SIZE |  | MATERIAL | ALUMINUM/STEEL ZINC PLATED | HAZARD CLASS |  | CERTIFICATION/STANDARD | CE | ADDITIONAL FEATURES | COMPATIBLE WITH DAVIT ASSEMBLIES | [59 empty] | Production Completed
STP_009 - Lot4 | Data Enrichment | CIR | ok | 2023-07-21 | 9/8/2023 |  | 1384830 | 1384830 | EA | EXTENSION;OUTREACH ARM,LG 1.5 M |  |  | EXTENSION;TYPE:OUTREACH ARM,OVERALL SIZE:LG 1.5 M,MATERIAL:STEEL GALVANIZED,ADDITIONAL FEATURES EN:MAJOR ROAD MA7 C/W 2 X M6X60MM S/STEEL BOLT, 2,2 X M6 WASHERS SCM,MNFR:01)ENERGYQLD,PTNO:01)1104682 | OUTREACH ARM,LG 1.5 M,STEEL GALVANIZED,01)MAJOR ROAD MA7 C/W 2 X M6X6,02)2 X M6 WASHERS SCM,01)ENERGYQLD,01)1104682 |  |  | ENERGYQLD | ENERGY QUEENSLAND | 1104682 | [16 empty] | CLEANSED | 27112800 Tool attachments and accessories | EXTENSION | NO MODIFIER | TYPE | OUTREACH ARM | EXTENDED SIZE |  | OVERALL SIZE | 1.5 M LG | MATERIAL | STEEL GALVANIZED | HAZARD CLASS |  | CERTIFICATION/STANDARD |  | ADDITIONAL FEATURES | MAJOR ROAD MA7 C/W 2 X M6X60MM S/STEEL BOLT,2,2 X M6 WASHERS SCM | [59 empty] | Production Completed
STP_009 - Lot4 | Data Enrichment | CIR | ok | 2023-07-21 | 9/8/2023 |  | 1237678 | 1237678 | EA | EXTENSION;SPINDLE,LONGYEAR,39170 |  |  | EXTENSION;TYPE:SPINDLE,MNFR:01)LONGYEAR,PTNO:01)39170 | SPINDLE,01)LONGYEAR,01)39170 |  |  | LONGYEAR | LONGYEAR | 39170 | [5 empty] | https://app.boartlongyear.com/brochures/Water_Swivel_Manual_ENG-MAR2021.pdf | [10 empty] | CLEANSED | 27112800 Tool attachments and accessories | EXTENSION | NO MODIFIER | TYPE | SPINDLE | EXTENDED SIZE |  | OVERALL SIZE |  | MATERIAL |  | HAZARD CLASS |  | CERTIFICATION/STANDARD |  | ADDITIONAL FEATURES | [60 empty] | Production Completed
STP_009 - Lot4 | Data Enrichment | CIR | ok | 2023-07-21 | 9/8/2023 |  | 1296844 | 1296844 | EA | FUNNEL;LAMB 6 IN AIR MOVER,CALCENGI |  |  | FUNNEL;ADDITIONAL FEATURES EN:LAMB 6 IN AIR MOVER,MNFR:01)CALCENGI,PTNO:01)A9518-6 | 01)LAMB 6 IN AIR MOVER,01)CALCENGI,01)A9518-6 |  |  | CALCENGI | CALCENGI | A9518-6 | [16 empty] | CLEANSED | 40141735 Funnels | FUNNEL | NO MODIFIER | TYPE |  | CAPACITY |  | SPOUT LENGTH |  | FUNNEL END SIZE |  | SPOUT END SIZE |  | OVERALL LENGTH |  | MATERIAL |  | HAZARD CLASS |  | CERTIFICATION/STANDARD |  | ADDITIONAL FEATURES | LAMB 6 IN AIR MOVER | [53 empty] | Production Completed
STP_009 - Lot4 | Data Enrichment | CIR | ok | 2023-07-21 | 9/8/2023 |  | 1284544 | 1284544 | EA | FUNNEL;PLASTIC |  |  | FUNNEL;MATERIAL:PLASTIC,MNFR:01)ROWE SCIENTIFIC PTY LTD,PTNO:01)QF1100 | PLASTIC,01)ROWE SCIENTIFIC PTY LTD,01)QF1100 |  |  | ROWE SCIENTIFIC PTY LTD | ROWE SCIENTIFIC PTY LTD | QF1100 | [16 empty] | CLEANSED | 40141735 Funnels | FUNNEL | NO MODIFIER | TYPE |  | CAPACITY |  | SPOUT LENGTH |  | FUNNEL END SIZE |  | SPOUT END SIZE |  | OVERALL LENGTH |  | MATERIAL | PLASTIC | HAZARD CLASS |  | CERTIFICATION/STANDARD |  | ADDITIONAL FEATURES | [54 empty] | Production Completed
STP_009 - Lot4 | Data Enrichment | CIR | ok | 2023-07-21 | 9/8/2023 |  | 1284157 | 1284157 | EA | FUNNEL;VISCOSITY,1.5 L |  |  | FUNNEL;TYPE:VISCOSITY,CAPACITY:1.5 L,ADDITIONAL FEATURES EN:QUOTE NUMBER Q83166,MNFR:01)WESTERNEX,PTNO:01)1506-02161 | VISCOSITY,1.5 L,01)QUOTE NUMBER Q83166,01)WESTERNEX,01)1506-02161 |  |  | WESTERNEX | WESTERNEX | 1506-02161 | [16 empty] | CLEANSED | 40141735 Funnels | FUNNEL | NO MODIFIER | TYPE | VISCOSITY | CAPACITY | 1.5 L | SPOUT LENGTH |  | FUNNEL END SIZE |  | SPOUT END SIZE |  | OVERALL LENGTH |  | MATERIAL |  | HAZARD CLASS |  | CERTIFICATION/STANDARD |  | ADDITIONAL FEATURES | QUOTE NUMBER Q83166 | [53 empty] | Production Completed
STP_009 - Lot4 | Data Enrichment | CIR | ok | 2023-07-21 | 9/8/2023 |  | 1284521 | 1284521 | EA | FUNNEL;VISCOSITY,LG 305 MM |  |  | FUNNEL;TYPE:VISCOSITY,OVERALL LENGTH:305 MM,MNFR:01)WESTER,PTNO:01)1506-02161 | VISCOSITY,305 MM,01)WESTER,01)1506-02161 |  |  | WESTER | WESTER | 1506-02161 | [16 empty] | CLEANSED | 40141735 Funnels | FUNNEL | NO MODIFIER | TYPE | VISCOSITY | CAPACITY |  | SPOUT LENGTH |  | FUNNEL END SIZE |  | SPOUT END SIZE |  | OVERALL LENGTH | 305 MM | MATERIAL |  | HAZARD CLASS |  | CERTIFICATION/STANDARD |  | ADDITIONAL FEATURES | [54 empty] | Production Completed
STP_009 - Lot4 | Data Enrichment | CIR | ok | 2023-07-21 | 9/8/2023 |  | 1348588 | 1348588 | EA | HEAT EXCHANGER;COOLR,FLUD,INDUSTRIAL: OI |  |  | HEAT EXCHANGER;ADDITIONAL FEATURES EN:COOLER,FLUID,INDUSTRIAL: OIL COOLING IN CUPRO N,8, 3200 KW AGM ILL MOTORS, BEARINGS,MNFR:01) DEANQUIP,PTNO:01)EF-18 | 01)COOLER,FLUID,INDUSTRIAL: OI,02)8, 3200 KW AGM ILL MOTORS,01)DEANQUIP,01)EF-18 |  |  | DEANQUIP | DEANQUIP | EF-18 | [16 empty] | CLEANSED | 40101802 Heat exchangers | HEAT EXCHANGER | NO MODIFIER | TYPE | FLUID COOLER | BTUH RATING |  | MATERIAL |  | SIZE |  | END CONNECTION |  | CAPACITY |  | PRESSURE RATING |  | TEMPERATURE RATING |  | HAZARD CLASS |  | CERTIFICATION/STANDARD |  | ADDITIONAL FEATURES | INDUSTRIAL,OIL COOLING IN CUPRO N,8,3200 KW AGM ILL MOTORS,BEARINGS | [51 empty] | Production Completed
STP_009 - Lot4 | Data Enrichment | CIR | ok | 2023-07-21 | 9/8/2023 |  | 1354623 | 1354623 | EA | HEAT EXCHANGER;COOLR,INDL |  |  | HEAT EXCHANGER;ADDITIONAL FEATURES EN:COOLER,INDUSTRIAL,MNFR:01)CBC,PTNO:01)BCF08096004032 | 01)COOLER,INDUSTRIAL,01)CBC,01)BCF08096004032 |  |  | CBC | CBC | BCF08096004032 | [16 empty] | CLEANSED | 40101802 Heat exchangers | HEAT EXCHANGER | NO MODIFIER | TYPE | COOLER | BTUH RATING |  | MATERIAL |  | SIZE |  | END CONNECTION |  | CAPACITY |  | PRESSURE RATING |  | TEMPERATURE RATING |  | HAZARD CLASS |  | CERTIFICATION/STANDARD |  | ADDITIONAL FEATURES | INDUSTRIAL | [51 empty] | Production Completed
STP_009 - Lot4 | Data Enrichment | CIR | ok | 2023-07-21 | 9/8/2023 |  | 1347950 | 1347950 | EA | HEAT EXCHANGER;CORE ASSY,FLUID COOLER |  |  | HEAT EXCHANGER;ADDITIONAL FEATURES EN:CORE ASSY,FLUID COOLER,MNFR:01)ISADRAUL,PTNO:01)3140950 | 01)CORE ASSY,FLUID COOLER,01)ISADRAUL,01)3140950 |  |  | ISADRAUL | ISADRAUL | 3140950 | [16 empty] | CLEANSED | 40101802 Heat exchangers | HEAT EXCHANGER | NO MODIFIER | TYPE | FLUID COOLER | BTUH RATING |  | MATERIAL |  | SIZE |  | END CONNECTION |  | CAPACITY |  | PRESSURE RATING |  | TEMPERATURE RATING |  | HAZARD CLASS |  | CERTIFICATION/STANDARD |  | ADDITIONAL FEATURES | CORE ASSY | [51 empty] | Production Completed
STP_009 - Lot4 | Data Enrichment | CIR | ok | 2023-07-21 | 9/8/2023 |  | 1302616 | 1302616 | EA | HEAT EXCHANGER;FLUID COOLER,3/4 IN,SERCK |  |  | HEAT EXCHANGER;TYPE:FLUID COOLER,SIZE:3/4 IN,ADDITIONAL FEATURES EN:CORE ASSY, R, CONNECT,A,MNFR:01)SERCK,PTNO:01)ARK90 | FLUID COOLER,3/4 IN,01)CORE ASSY, R, CONNECT,A,01)SERCK,01)ARK90 |  |  | SERCK | SERCK | ARK90 | [16 empty] | CLEANSED | 40101802 Heat exchangers | HEAT EXCHANGER | NO MODIFIER | TYPE | FLUID COOLER | BTUH RATING |  | MATERIAL |  | SIZE | 3/4 IN | END CONNECTION |  | CAPACITY |  | PRESSURE RATING |  | TEMPERATURE RATING |  | HAZARD CLASS |  | CERTIFICATION/STANDARD |  | ADDITIONAL FEATURES | CORE ASSY,R,CONNECT,A | [51 empty] | Production Completed
STP_009 - Lot4 | Data Enrichment | CIR | ok | 2023-07-21 | 9/8/2023 | PARTIAL MATCH | 1346071 | 1346071 | EA | HEAT EXCHANGER;FLUID COOLER,CAVA |  |  | HEAT EXCHANGER;TYPE:FLUID COOLER,ADDITIONAL FEATURES EN:CORE ASSY, SM0,MNFR:01)CAVA,PTNO:01)LAC 112 CORE | FLUID COOLER,01)CORE ASSY, SM0,01)CAVA,01)LAC 112 CORE |  |  | CAVA | CAVA | LAC 112 CORE | [5 empty] | https://hydraquip.co.uk/wp-content/uploads/techsheets/Hydraquip_Technical_Data_Sheet_TS60442.pdf | [10 empty] | CLEANSED | 40101802 Heat exchangers | HEAT EXCHANGER | NO MODIFIER | TYPE | FLUID COOLER | BTUH RATING |  | MATERIAL |  | SIZE |  | END CONNECTION |  | CAPACITY |  | PRESSURE RATING |  | TEMPERATURE RATING |  | HAZARD CLASS |  | CERTIFICATION/STANDARD |  | ADDITIONAL FEATURES | CORE ASSY,SM0 | [51 empty] | Production Completed
STP_009 - Lot4 | Data Enrichment | CIR | ok | 2023-07-21 | 9/8/2023 |  | 1344462 | 1344462 | EA | HEAT EXCHANGER;HYDRAULIC |  |  | HEAT EXCHANGER;TYPE:HYDRAULIC,ADDITIONAL FEATURES EN:110V AC 50HZ/60HZ,MNFR:01)RME,PTNO:01)L06-05-138GA/HA | HYDRAULIC,01)110V AC 50HZ/60HZ,01)RME,01)L06-05-138GA/HA |  |  | RME | RME | L06-05-138GA/HA | [16 empty] | CLEANSED | 40101802 Heat exchangers | HEAT EXCHANGER | NO MODIFIER | TYPE | HYDRAULIC | BTUH RATING |  | MATERIAL |  | SIZE |  | END CONNECTION |  | CAPACITY |  | PRESSURE RATING |  | TEMPERATURE RATING |  | HAZARD CLASS |  | CERTIFICATION/STANDARD |  | ADDITIONAL FEATURES | 110V AC 50HZ/60HZ | [51 empty] | Production Completed
STP_009 - Lot4 | Data Enrichment | CIR | ok | 2023-07-21 | 9/8/2023 |  | 1302973 | 1302973 | EA | HEAT EXCHANGER;HYDRAULIC FLUID,OEMDYN |  |  | HEAT EXCHANGER;TYPE:HYDRAULIC FLUID,PRESSURE RATING:150-500 PSI,ADDITIONAL FEATURES EN:COOLER,INDUSTRIAL OEM 2 PASS SHE,MNFR:01) OEMDYN,PTNO:01)65/EK1012T | HYDRAULIC FLUID,150-500 PSI,01)COOLER,INDUSTRIAL OEM 2 PAS,01)OEMDYN,01)65/EK1012T |  |  | OEMDYN | OEMDYN | 65/EK1012T | DYNACOOL | DYNACOOL | 50EK2/2 |  |  | http://martinhydraulics.co.nz/PDF/Dynacool/DC220%20Water%20Cooled%20Heat%20Exchangers.pdf | [10 empty] | ENRICHED | 40101802 Heat exchangers | HEAT EXCHANGER | NO MODIFIER | TYPE | HYDRAULIC,FLUID COOLER | BTUH RATING |  | MATERIAL | STEEL SHELL/BAFFLES,ALUMINIUM FINS | SIZE | 366.8 MM LG | END CONNECTION |  | CAPACITY | 302 L/MIN | PRESSURE RATING | 150 TO 500 PSI | TEMPERATURE RATING | 120 DEG C | HAZARD CLASS |  | CERTIFICATION/STANDARD |  | ADDITIONAL FEATURES | INDUSTRIAL OEM 2 PASS MODEL,COPPER/NICKEL TUBES,NITRILE RUBBER/CELLULOSE FIBRE GASKETS | [51 empty] | Production Completed
STP_009 - Lot4 | Data Enrichment | CIR | ok | 2023-07-21 | 9/8/2023 |  | 1353100 | 1353100 | EA | HEAT EXCHANGER;HYDRAULIC OIL,STEEL |  |  | HEAT EXCHANGER;TYPE:HYDRAULIC OIL,MATERIAL:STEEL,SIZE:WD 82.2 X LG 259.8 X HT 99.1 MM,END CONNECTION:3/4 IN-14FBSP,CAPACITY:75 L/MIN,PRESSURE RATING:10 BAR,TEMPERATURE RATING:120 DEG C,ADDITIONAL FEATURES EN:COOLER,OIL,HYDRAULIC, CIP I.D.FAN,MNFR:01) DYNACOOL,PTNO:01)65/EK5080S | HYDRAULIC OIL,STEEL,WD 82.2 X LG 259.8 X HT 99.1 M,3/4 IN-14FBSP,75 L/MIN,10 BAR,120 DEG C,01)COOLER,OIL,HYDRAULIC, CIP I,01)DYNACOOL,01)65/EK5080S |  |  | DYNACOOL | DYNACOOL | 65/EK5080S |  | DYNACOOL | 25EK1/1 |  |  | http://martinhydraulics.co.nz/PDF/Dynacool/DC220%20Water%20Cooled%20Heat%20Exchangers.pdf | [10 empty] | ENRICHED | 40101802 Heat exchangers | HEAT EXCHANGER | NO MODIFIER | TYPE | HYDRAULIC,FLUID COOLER | BTUH RATING |  | MATERIAL | STEEL SHELL/BAFFLES,ALUMINIUM FINS | SIZE | 259.8 LGX82.2 WDX99.1 HT MM | END CONNECTION | 3/4 IN-14 TPI FBSP | CAPACITY | 75 L/MIN | PRESSURE RATING | 10 BAR | TEMPERATURE RATING | 120 DEG C | HAZARD CLASS |  | CERTIFICATION/STANDARD |  | ADDITIONAL FEATURES | OIL,CIP I.D.FAN,COPPER/NICKEL TUBES,NITRILE RUBBER/CELLULOSE FIBRE GASKETS | [51 empty] | Production Completed
STP_009 - Lot4 | Data Enrichment | CIR | ok | 2023-07-21 | 9/8/2023 |  | 1346013 | 1346013 | EA | HEAT EXCHANGER;HYDRAULIC,COOLR,FLUD,INDL |  |  | HEAT EXCHANGER;TYPE:HYDRAULIC,ADDITIONAL FEATURES EN:COOLER,FLUID,INDUSTRIAL,MNFR:01)PARKER,PTNO:01)AOR-30-211850,MNFR:02) NORMTECH,PTNO:02)NMT-0098-1031 | HYDRAULIC,01)COOLER,FLUID,INDUSTRIAL,01)PARKER,02)NORMTECH,01)AOR-30-211850,02)NMT-0098-1031 |  |  | NORMTECH | PARKER | AOR-30-211850 |  | NORMTECH | NMT-0098-1031 | [13 empty] | CLEANSED | 40101802 Heat exchangers | HEAT EXCHANGER | NO MODIFIER | TYPE | FLUID COOLER,HYDRAULIC | BTUH RATING |  | MATERIAL |  | SIZE |  | END CONNECTION |  | CAPACITY |  | PRESSURE RATING |  | TEMPERATURE RATING |  | HAZARD CLASS |  | CERTIFICATION/STANDARD |  | ADDITIONAL FEATURES | INDUSTRIAL | [51 empty] | Production Completed
STP_009 - Lot4 | Data Enrichment | CIR | ok | 2023-07-21 | 9/8/2023 |  | 1344465 | 1344465 | EA | HEAT EXCHANGER;OIL/WATER |  |  | HEAT EXCHANGER;TYPE:OIL/WATER,MNFR:01)REXROTH,PTNO:01)TRANTER GC.16P.146 | OIL/WATER,01)REXROTH,01)TRANTER GC.16P.146 |  |  | REXROTH | REXROTH | TRANTER GC.16P.146 | [16 empty] | CLEANSED | 40101802 Heat exchangers | HEAT EXCHANGER | NO MODIFIER | TYPE |  | BTUH RATING |  | MATERIAL |  | SIZE |  | END CONNECTION |  | CAPACITY |  | PRESSURE RATING |  | TEMPERATURE RATING |  | HAZARD CLASS |  | CERTIFICATION/STANDARD |  | ADDITIONAL FEATURES | OIL,WATER | [51 empty] | Production Completed
STP_009 - Lot4 | Data Enrichment | CIR | ok | 2023-07-21 | 9/8/2023 |  | 1295096 | 1295096 | EA | HEAT EXCHANGER;OIL/WATER,660 L/MIN |  |  | HEAT EXCHANGER;TYPE:OIL/WATER,CAPACITY:660 L/MIN,ADDITIONAL FEATURES EN:COOLER,FLUID,INDUSTRIAL: RATIO 4:1,MNFR:01)VICKERS,PTNO: 01)2581-6,MNFR:02)TERRATEC,PTNO:02)COW-F-6-P-30 | OIL/WATER,660 L/MIN,01)COOLER,FLUID,INDUSTRIAL: RA,01)VICKERS,02)TERRATEC,01)2581-6,02)COW-F-6-P-30 |  |  | TERRATEC | VICKERS | 2581-6 |  | TERRATEC | COW-F-6-P-30 | [13 empty] | CLEANSED | 40101802 Heat exchangers | HEAT EXCHANGER | NO MODIFIER | TYPE | FLUID COOLER | BTUH RATING |  | MATERIAL |  | SIZE |  | END CONNECTION |  | CAPACITY | 660 L/MIN | PRESSURE RATING |  | TEMPERATURE RATING |  | HAZARD CLASS |  | CERTIFICATION/STANDARD |  | ADDITIONAL FEATURES | OIL,WATER,INDUSTRIAL,RATIO 4:1 | [51 empty] | Production Completed
STP_009 - Lot4 | Data Enrichment | CIR | ok | 2023-07-21 | 9/8/2023 |  | 1348185 | 1348185 | EA | HEAT EXCHANGER;OIL/WATER,STEEL,302 L/MIN |  |  | HEAT EXCHANGER;TYPE:OIL/WATER,MATERIAL:STEEL,SIZE:WD 189 X LG 671.6 X HT 196.1 MM,END CONNECTION:3/4 IN-14FBSP,CAPACITY:302 L/MIN, PRESSURE RATING:10 BAR,TEMPERATURE RATING:120 DEG C,ADDITIONAL FEATURES EN:COOLER,FLUID,INDUSTRIAL' SHELL AND TUBE,MNFR:01) CAVAHYD,PTNO:01)65/EK1024T | OIL/WATER,STEEL,WD 189 X LG 671.6 X HT 196.1 M,3/4 IN-14FBSP,302 L/MIN,10 BAR,120 DEG C,01)COOLER,FLUID,INDUSTRIAL' SH,01)CAVAHYD,01)65/EK1024T |  |  | CAVAHYD | CAVAHYD | 65/EK1024T | DYNACOOL | DYNACOOL | 50EK5/2 |  |  | http://martinhydraulics.co.nz/PDF/Dynacool/DC220%20Water%20Cooled%20Heat%20Exchangers.pdf | [10 empty] | ENRICHED | 40101802 Heat exchangers | HEAT EXCHANGER | NO MODIFIER | TYPE | FLUID COOLER | BTUH RATING |  | MATERIAL | STEEL SHELL/BAFFLES,ALUMINIUM FINS | SIZE | 671.6 LGX189 WDX196.1 HT MM | END CONNECTION | 3/4 IN-14 TPI FBSP | CAPACITY | 302 L/MIN | PRESSURE RATING | 10 BAR | TEMPERATURE RATING | 120 DEG C | HAZARD CLASS |  | CERTIFICATION/STANDARD |  | ADDITIONAL FEATURES | OIL,WATER,INDUSTRIAL SHELL AND TUBE,COPPER/NICKEL TUBES,NITRILE RUBBER/CELLULOSE FIBRE GASKETS | [51 empty] | Production Completed
STP_009 - Lot4 | Data Enrichment | CIR | ok | 2023-07-21 | 9/8/2023 |  | 1365502 | 1365502 | EA | HEAT EXCHANGER;OIL/WATER,STEEL,302 L/MIN |  |  | HEAT EXCHANGER;TYPE:OIL/WATER,MATERIAL:STEEL,SIZE:WD 189 X LG 385.6 X HT 196.1 MM,END CONNECTION:1-1/2 IN-11FBSP,CAPACITY:302 L/MIN,PRESSURE RATING:10 BAR,TEMPERATURE RATING:120 DEG C,ADDITIONAL FEATURES EN:COOLER,FLUID,INDUSTRIAL, CU-NI TUBES,MNFR:01) MODINE,PTNO:01)50EK2/1 | OIL/WATER,STEEL,WD 189 X LG 385.6 X HT 196.1 M,1-1/2 IN-11FBSP,302 L/MIN,10 BAR,120 DEG C,01)COOLER,FLUID,INDUSTRIAL, CU,01)MODINE,01)50EK2/1 |  |  | MODINE | MODINE | 50EK2/1 | DYNACOOL | DYNACOOL | 65/EK10120 |  |  | http://martinhydraulics.co.nz/PDF/Dynacool/DC220%20Water%20Cooled%20Heat%20Exchangers.pdf | [10 empty] | ENRICHED | 40101802 Heat exchangers | HEAT EXCHANGER | NO MODIFIER | TYPE | FLUID COOLER | BTUH RATING |  | MATERIAL | STEEL SHELL/BAFFLES,ALUMINIUM FINS | SIZE | 385.6 LGX189 WDX196.1 HT MM | END CONNECTION | 1-1/2 IN-11 TPI FBSP | CAPACITY | 302 L/MIN | PRESSURE RATING | 10 BAR | TEMPERATURE RATING | 120 DEG C | HAZARD CLASS |  | CERTIFICATION/STANDARD |  | ADDITIONAL FEATURES | OIL,WATER,INDUSTRIAL,CU-NI TUBES,COPPER/NICKEL TUBES,NITRILE RUBBER/CELLULOSE FIBRE GASKETS | [51 empty] | Production Completed
STP_009 - Lot4 | Data Enrichment | CIR | ok | 2023-07-21 | 9/8/2023 |  | 1284942 | 1284942 | EA | HEAT EXCHANGER;OPTION 1: CV003 AIR BLAST |  |  | HEAT EXCHANGER;ADDITIONAL FEATURES EN:OPTION 1: CV003 AIR BLAST,MNFR:01)ISADRAULICS,PTNO:01)DC31YH5AC4HP62 | 01)OPTION 1: CV003 AIR BLAST,01)ISADRAULICS,01)DC31YH5AC4HP62 |  |  | ISADRAULICS | ISADRAULICS | DC31YH5AC4HP62 | [16 empty] | CLEANSED | 40101802 Heat exchangers | HEAT EXCHANGER | NO MODIFIER | TYPE |  | BTUH RATING |  | MATERIAL |  | SIZE |  | END CONNECTION |  | CAPACITY |  | PRESSURE RATING |  | TEMPERATURE RATING |  | HAZARD CLASS |  | CERTIFICATION/STANDARD |  | ADDITIONAL FEATURES | OPTION 1:CV003 AIR BLAST | [51 empty] | Production Completed
STP_009 - Lot4 | Data Enrichment | CIR | ok | 2023-07-21 | 9/8/2023 |  | 1348686 | 1348686 | EA | HEAT EXCHANGER;PLATE |  |  | HEAT EXCHANGER;TYPE:PLATE,ADDITIONAL FEATURES EN:COOLER,FLUID,INDUSTRIAL:COMPLETE, BPE V80/36H,1,MNFR:01)TRITECH,PTNO:01)20700264 | PLATE,01)COOLER,FLUID,INDUSTRIAL:COM,01)TRITECH,01)20700264 |  |  | TRITECH | TRITECH | 20700264 | [16 empty] | CLEANSED | 40101835 Plate heat exchanger | HEAT EXCHANGER | PLATE | TYPE | FLUID COOLER | BTUH RATING |  | NUMBER OF PLATES |  | CAPACITY |  | PLATE MATERIAL |  | PLATE SIZE |  | CONNECTION TYPE |  | PRESSURE RATING |  | TEMPERATURE RATING |  | HAZARD CLASS |  | CERTIFICATION/STANDARD |  | ADDITIONAL FEATURES | INDUSTRIAL,COMPLETE,BPE V80/36H,1 | [49 empty] | Production Completed
STP_009 - Lot4 | Data Enrichment | CIR | ok | 2023-07-21 | 9/8/2023 |  | 1354611 | 1354611 | EA | HEAT EXCHANGER;PLATE,EVAPORATIVE,APV |  |  | HEAT EXCHANGER;TYPE:PLATE,ADDITIONAL FEATURES EN:EVAPORATIVE,MNFR:01)APV,PTNO:01)AX30BWFG | PLATE,01)EVAPORATIVE,01)APV,01)AX30BWFG |  |  | APV | APV | AX30BWFG | [16 empty] | CLEANSED | 40101835 Plate heat exchanger | HEAT EXCHANGER | PLATE | TYPE | EVAPORATIVE | BTUH RATING |  | NUMBER OF PLATES |  | CAPACITY |  | PLATE MATERIAL |  | PLATE SIZE |  | CONNECTION TYPE |  | PRESSURE RATING |  | TEMPERATURE RATING |  | HAZARD CLASS |  | CERTIFICATION/STANDARD |  | ADDITIONAL FEATURES | [50 empty] | Production Completed
STP_009 - Lot4 | Data Enrichment | CIR | ok | 2023-07-21 | 9/8/2023 |  | 1319823 | 1319823 | EA | HEAT EXCHANGER;SHELL/TUBE,CAVA,65EK7180 |  |  | HEAT EXCHANGER;TYPE:SHELL/TUBE,ADDITIONAL FEATURES EN:COOLER,FLUID,INDUSTRIAL,MNFR:01)CAVA,PTNO:01)65EK7180 |  |  |  | CAVA | CAVA | 65EK7180 | [16 empty] | CLEANSED | 40101836 Shell and tube heat exchanger | HEAT EXCHANGER | SHELL AND TUBE | TYPE | FLUID COOLER | BTUH RATING |  | TUBE PRESSURE RATING |  | SHELL MATERIAL |  | TUBE MATERIAL |  | TEMPERATURE RATING |  | SHELL CONNECTION TYPE |  | TUBE CONNECTION TYPE |  | SIZE |  | HAZARD CLASS |  | CERTIFICATION/STANDARD |  | ADDITIONAL FEATURES | INDUSTRIAL | [49 empty] | Production Completed
STP_009 - Lot4 | Data Enrichment | CIR | ok | 2023-07-21 | 9/8/2023 |  | 1318927 | 1318927 | EA | HEAT EXCHANGER;STAINLESS STEEL 316,HYDA |  |  | HEAT EXCHANGER;MATERIAL:STAINLESS STEEL 316,SIZE:WD 186 X LG 613 X HT 158 MM,END CONNECTION:1-1/2 IN-11FBSP,PRESSURE RATING:30 BAR,ADDITIONAL FEATURES EN:COOLER,FLUID,INDUSTRIAL,MNFR:01)HYDAC,PTNO:01)3457489,MNFR:02)HYDAC,PTNO:02)HEX S722-60-00/G1 | STAINLESS STEEL 316,WD 186 X LG 613 X HT 158 MM,1-1/2 IN-11FBSP,30 BAR,01)COOLER,FLUID,INDUSTRIAL,01)HYDAC,02)HYDAC,01)3457489,02)HEX S722-60-00/G1 |  |  | HYDAC | HYDAC | 3457489 |  | HYDAC | HEX S722-60-00/G1 1/2 IN |  |  | https://www.hydac.com/shop/en-in/3457489 | https://hydropneuparts.com/en/cooling-technology/192359-hydac-hex-s722-60-00-g1-1-2-plate-heat-exchanger.html | [9 empty] | CLEANSED | 40101835 Plate heat exchanger | HEAT EXCHANGER | PLATE | TYPE | FLUID COOLER | BTUH RATING |  | NUMBER OF PLATES |  | CAPACITY |  | PLATE MATERIAL | 316 STAINLESS STEEL | PLATE SIZE | 613 LGX189 WDX158 HT MM | CONNECTION TYPE | 1-1/2 IN-11 TPI FBSP | PRESSURE RATING | 30 BAR | TEMPERATURE RATING |  | HAZARD CLASS |  | CERTIFICATION/STANDARD |  | ADDITIONAL FEATURES | INDUSTRIAL | [49 empty] | Production Completed
STP_009 - Lot4 | Data Enrichment | CIR | ok | 2023-07-21 | 9/8/2023 |  | 1354176 | 1354176 | EA | HEAT EXCHANGER;STEEL,1 IN-11F BSP,10 BAR |  |  | HEAT EXCHANGER;MATERIAL:STEEL,SIZE:WD 126 X LG 391 X HT 148 MM,END CONNECTION:1 IN-11F BSP,CAPACITY:130 L/MIN,PRESSURE RATING:10 BAR,TEMPERATURE RATING:150 DEG C,ADDITIONAL FEATURES EN:COOLER,FLUID,INDUSTRIAL, SHELL AND TUBE, BM01 - 02 LUBE SYSTEM,MNFR:01) ISADRAUL,PTNO:01)WM251SSS | STEEL,WD 126 X LG 391 X HT 148 MM,1 IN-11F BSP,130 L/MIN,10 BAR,150 DEG C,01)COOLER,FLUID,INDUSTRIAL, SH,01)ISADRAUL,01)WM251SSS |  |  | ISADRAUL | ISADRAUL | WM251SSS | DYNACOOL |  |  |  |  | https://oemdynamics.com.au/wp-content/uploads/2016/04/15-DC220%20W%20Water%20Cooled%20HE.pdf | [10 empty] | CLEANSED | 40101802 Heat exchangers | HEAT EXCHANGER | NO MODIFIER | TYPE | FLUID COOLER | BTUH RATING |  | MATERIAL | STAINLESS STEEL | SIZE | 391 LGX126 WDX148 HT MM | END CONNECTION | 1 IN-11 TPI FBSP | CAPACITY | 130 L/MIN | PRESSURE RATING | 10 BAR | TEMPERATURE RATING | 150 DEG C | HAZARD CLASS |  | CERTIFICATION/STANDARD |  | ADDITIONAL FEATURES | INDUSTRIAL,SHELL AND TUBE,BM01 - 02 LUBE SYSTEM | [51 empty] | Production Completed
STP_009 - Lot4 | Data Enrichment | CIR | ok | 2023-07-21 | 9/8/2023 |  | 1284760 | 1284760 | EA | HEAT EXCHANGER;SWEP PLATE,35.1 L,45 BAR |  |  | HEAT EXCHANGER;TYPE:SWEP PLATE,CAPACITY:35.1 L,PRESSURE RATING:45 BAR,TEMPERATURE RATING:-196 DEG C,ADDITIONAL FEATURES EN: V120THX50/1P-SC-M(22U+42U+2X1 1/2 IN,MNFR:01)AQUA COOLER PTY LTD,PTNO:01)14172-050 | SWEP PLATE,35.1 L,45 BAR,-196 DEG C,01)V120THX50/1P-SC-M(22U+42U+2,01)AQUA COOLER PTY LTD,01)14172-050 |  |  | AQUA COOLER PTY LTD | AQUA COOLER PTY LTD | 14172-050 |  |  | V120THX50/1P-SC-M(22U+42U+2X1 1/2 IN) | [13 empty] | CLEANSED | 40101835 Plate heat exchanger | HEAT EXCHANGER | PLATE | TYPE | SWEEP | BTUH RATING |  | NUMBER OF PLATES |  | CAPACITY | 35.1 L | PLATE MATERIAL |  | PLATE SIZE |  | CONNECTION TYPE |  | PRESSURE RATING | 45 BAR | TEMPERATURE RATING | -196 DEG C | HAZARD CLASS |  | CERTIFICATION/STANDARD |  | ADDITIONAL FEATURES | [50 empty] | Production Completed
STP_009 - Lot4 | Data Enrichment | CIR | ok | 2023-07-21 | 9/8/2023 |  | 1267753 | 1267753 | EA | HEAT EXCHANGER;TERA,22442-3-23 | INTERCAMBIADOR CAL; | ECHANGR CHALEUR; | HEAT EXCHANGER;ADDITIONAL FEATURES EN:TERA,22442-3-23,MNFR:TERRATEC AUSTRALIA PTY LTD,PTNO:22442-3-23 | 01)TERA,22442-3-23,01)TERRATEC AUSTRALIA PTY LT,01)22442-3-23 | 22442-3-23 | 1068129 | TERRATEC AUSTRALIA PTY LTD | TERRATEC AUSTRALIA PTY LTD | 22442-3-23 | [16 empty] | CLEANSED | 40101802 Heat exchangers | HEAT EXCHANGER | NO MODIFIER | TYPE |  | BTUH RATING |  | MATERIAL |  | SIZE |  | END CONNECTION |  | CAPACITY |  | PRESSURE RATING |  | TEMPERATURE RATING |  | HAZARD CLASS |  | CERTIFICATION/STANDARD |  | ADDITIONAL FEATURES | TERA,22442-3-23 | [51 empty] | Production Completed
STP_009 - Lot4 | Data Enrichment | CIR | ok | 2023-07-21 | 9/8/2023 |  | 1302895 | 1302895 | EA | HEAT EXCHANGER,PLTE;GASKETED SEGMENT |  |  | HEAT EXCHANGER,PLATE;TYPE:GASKETED SEGMENT,PLATE SIZE:WD 226 X LG 779 MM,ADDITIONAL FEATURES EN:ASSY,MNFR:01)TRANTER,PTNO:01)GXD- 026 GASKETED PLATE | GASKETED SEGMENT,WD 226 X LG 779 MM,01)ASSY,01)TRANTER,01)GXD-026 GASKETED PLATE |  |  | TRANTER | TRANTER | GXD- 026 | [5 empty] | https://heatexchangersgaskets.com/index.php/tranter | [10 empty] | CLEANSED | 40101835 Plate heat exchanger | HEAT EXCHANGER | PLATE | TYPE | GASKETED SEGMENT | BTUH RATING |  | NUMBER OF PLATES |  | CAPACITY |  | PLATE MATERIAL |  | PLATE SIZE | 779 LGX226 WD MM | CONNECTION TYPE |  | PRESSURE RATING |  | TEMPERATURE RATING |  | HAZARD CLASS |  | CERTIFICATION/STANDARD |  | ADDITIONAL FEATURES | ASSEMBLY | [49 empty] | Production Completed
STP_009 - Lot4 | Data Enrichment | CIR | ok | 2023-07-21 | 9/8/2023 |  | 1344798 | 1344798 | EA | HEAT EXCHANGER,SHL & TUBE;HYDRAULIC COOL |  |  | HEAT EXCHANGER,SHELL AND TUBE;TYPE:HYDRAULIC COOLER INLET TUBE,MNFR:01)RME,PTNO:01)L06-05-220AA | HYDRAULIC COOLER INLET TUBE,01)RME,01)L06-05-220AA |  |  | RME | RME | L06-05-220AA | [16 empty] | CLEANSED | 40101836 Shell and tube heat exchanger | HEAT EXCHANGER | SHELL AND TUBE | TYPE | HYDRAULIC COOLER | BTUH RATING |  | TUBE PRESSURE RATING |  | SHELL MATERIAL |  | TUBE MATERIAL |  | TEMPERATURE RATING |  | SHELL CONNECTION TYPE |  | TUBE CONNECTION TYPE |  | SIZE |  | HAZARD CLASS |  | CERTIFICATION/STANDARD |  | ADDITIONAL FEATURES | INLET TUBE | [49 empty] | Production Completed
STP_009 - Lot4 | Data Enrichment | CIR | ok | 2023-07-21 | 9/8/2023 |  | 1354761 | 1354761 | EA | HEAT EXCHANGER,SHL & TUBE;WATER COOLER |  |  | HEAT EXCHANGER,SHELL AND TUBE;TYPE:WATER COOLER,MNFR:01)HEATEX,PTNO:01)E-3421B | WATER COOLER,01)HEATEX,01)E-3421B |  |  | HEATEX | HEATEX | E-3421B | [16 empty] | CLEANSED | 40101836 Shell and tube heat exchanger | HEAT EXCHANGER | SHELL AND TUBE | TYPE | WATER COOLER | BTUH RATING |  | TUBE PRESSURE RATING |  | SHELL MATERIAL |  | TUBE MATERIAL |  | TEMPERATURE RATING |  | SHELL CONNECTION TYPE |  | TUBE CONNECTION TYPE |  | SIZE |  | HAZARD CLASS |  | CERTIFICATION/STANDARD |  | ADDITIONAL FEATURES | [50 empty] | Production Completed
STP_009 - Lot4 | Data Enrichment | CIR | ok | 2023-07-21 | 9/8/2023 |  | 1354762 | 1354762 | EA | HEAT EXCHANGER,SHL & TUBE;WATER COOLER |  |  | HEAT EXCHANGER,SHELL AND TUBE;TYPE:WATER COOLER,MNFR:01)HEATEX,PTNO:01)E-3421A | WATER COOLER,01)HEATEX,01)E-3421A |  |  | HEATEX | HEATEX | E-3421A | [16 empty] | CLEANSED | 40101836 Shell and tube heat exchanger | HEAT EXCHANGER | SHELL AND TUBE | TYPE | WATER COOLER | BTUH RATING |  | TUBE PRESSURE RATING |  | SHELL MATERIAL |  | TUBE MATERIAL |  | TEMPERATURE RATING |  | SHELL CONNECTION TYPE |  | TUBE CONNECTION TYPE |  | SIZE |  | HAZARD CLASS |  | CERTIFICATION/STANDARD |  | ADDITIONAL FEATURES | [50 empty] | Production Completed
STP_009 - Lot4 | Data Enrichment | CIR | ok | 2023-07-21 | 9/8/2023 |  | 1354763 | 1354763 | EA | HEAT EXCHANGER,SHL & TUBE;WATER COOLER |  |  | HEAT EXCHANGER,SHELL AND TUBE;TYPE:WATER COOLER,MNFR:01)HEATEX,PTNO:01)E-1122 | WATER COOLER,01)HEATEX,01)E-1122 |  |  | HEATEX | HEATEX | E-1122 | [16 empty] | CLEANSED | 40101836 Shell and tube heat exchanger | HEAT EXCHANGER | SHELL AND TUBE | TYPE | WATER COOLER | BTUH RATING |  | TUBE PRESSURE RATING |  | SHELL MATERIAL |  | TUBE MATERIAL |  | TEMPERATURE RATING |  | SHELL CONNECTION TYPE |  | TUBE CONNECTION TYPE |  | SIZE |  | HAZARD CLASS |  | CERTIFICATION/STANDARD |  | ADDITIONAL FEATURES | [50 empty] | Production Completed
STP_009 - Lot4 | Data Enrichment | CIR | ok | 2023-07-21 | 9/8/2023 |  | 1360760 | 1360760 | EA | IMPELLER;7,MFR:KESTREL,REPLCMNT | IMPULSOR;7 | IMPULSEUR;7 | IMPELLER;NUMBER OF BLADES:7,MATERIAL:,ADDITIONAL FEATURES EN:MFR:KESTREL,REPLACEMENT | 7,EN_01),01)MFR:KESTREL,REPLACEMENT,01)ALLIANCE SAFETY EQUIPMENT,01)801 |  |  | KESTREL | KESTREL | [17 empty] | CLEANSED | 40101603 Impellers | IMPELLER | NO MODIFIER | TYPE |  | BORE DIAMETER |  | IMPELLER DIAMETER |  | NUMBER OF BLADES | 7 | MATERIAL |  | HAZARD CLASS |  | CERTIFICATION/STANDARD |  | ADDITIONAL FEATURES | REPLACEMENT | [57 empty] | Production Completed
STP_009 - Lot4 | Data Enrichment | CIR | ok | 2023-07-21 | 9/8/2023 |  | 1349431 | 1349431 | EA | IMPELLER;AL,HUB,BDY |  |  | IMPELLER;MATERIAL:ALUMINUM,ADDITIONAL FEATURES EN:HUB,BODY,MNFR:01)WOLF,PTNO:01)H-762-1.5-6P | EN_01)ALUMINUM,01)HUB,BODY,01)WOLF,01)H-762-1.5-6P |  |  | WOLF | WOLF | H-762-1.5-6P | [16 empty] | CLEANSED | 40101603 Impellers | IMPELLER | NO MODIFIER | TYPE |  | BORE DIAMETER |  | IMPELLER DIAMETER |  | NUMBER OF BLADES |  | MATERIAL | ALUMINUM | HAZARD CLASS |  | CERTIFICATION/STANDARD |  | ADDITIONAL FEATURES | HUB,BODY | [57 empty] | Production Completed
STP_009 - Lot4 | Data Enrichment | CIR | ok | 2023-07-21 | 9/8/2023 |  | 1289275 | 1289275 | EA | IMPELLER;BLADE,IMPL DIA 485 MM |  |  | IMPELLER;TYPE:BLADE,IMPELLER DIAMETER:485 MM,MNFR:01)LIGHTNIN,PTNO:01)A122790A04 | BLADE,485 MM,01)LIGHTNIN,01)A122790A04 |  |  | LIGHTNIN | LIGHTNING | A122790A04 | [16 empty] | CLEANSED | 40101603 Impellers | IMPELLER | NO MODIFIER | TYPE | BLADE | BORE DIAMETER |  | IMPELLER DIAMETER | 485 MM | NUMBER OF BLADES |  | MATERIAL |  | HAZARD CLASS |  | CERTIFICATION/STANDARD |  | ADDITIONAL FEATURES | [58 empty] | Production Completed
STP_009 - Lot4 | Data Enrichment | CIR | ok | 2023-07-21 | 9/8/2023 | URL Not opening | 1289419 | 1289419 | EA | IMPELLER;BOR DIA 80 MM,IMPL DIA 125 MM |  |  | IMPELLER;BORE DIAMETER:80 MM,IMPELLER DIAMETER:125 MM,MATERIAL:CAST IRON,ADDITIONAL FEATURES EN:MATERIAL: CASTY IRON,MNFR:01) FLOWSERV,PTNO:01)HT14816 | 80 MM,125 MM,EN_01)CAST IRON,01)MATERIAL: CASTY IRON,01)FLOWSERV,01)HT14816 |  |  | FLOWSERV | FLOWSERVE | HT14816 | [5 empty] | https://irrigationdirect.com.au/wp-content/uploads/2014/02/Hydro-Titan-Spares.pdf | [10 empty] | CLEANSED | 40101603 Impellers | IMPELLER | NO MODIFIER | TYPE |  | BORE DIAMETER | 80 MM | IMPELLER DIAMETER | 125 MM | NUMBER OF BLADES |  | MATERIAL | CAST IRON | HAZARD CLASS |  | CERTIFICATION/STANDARD |  | ADDITIONAL FEATURES | [58 empty] | Production Completed
STP_009 - Lot4 | Data Enrichment | CIR | ok | 2023-07-21 | 9/8/2023 |  | 1350145 | 1350145 | EA | IMPELLER;HUB,BODY: WITH 4-SCREWS |  |  | IMPELLER;ADDITIONAL FEATURES EN:HUB,BODY: WITH 4-SCREWS,MNFR:01)BABCOCK,PTNO:01)E4870148-8;MKS.36 + 37 | 01)HUB,BODY: WITH 4-SCREWS,01)BABCOCK,01)E4870148-8,MKS.36 + 37 |  |  | BABCOCK | BABCOCK | E4870148-8;MKS.36 + 37 | [16 empty] | CLEANSED | 40101603 Impellers | IMPELLER | NO MODIFIER | TYPE |  | BORE DIAMETER |  | IMPELLER DIAMETER |  | NUMBER OF BLADES |  | MATERIAL |  | HAZARD CLASS |  | CERTIFICATION/STANDARD |  | ADDITIONAL FEATURES | HUB,W/4-SCREWS | [57 empty] | Production Completed
STP_009 - Lot4 | Data Enrichment | CIR | ok | 2023-07-21 | 9/8/2023 |  | 1229892 | 1229892 | EA | IMPELLER;IMPL DIA 762 MM,24,A/F,RICHRDSN |  |  | IMPELLER;IMPELLER DIAMETER:762 MM,NUMBER OF BLADES:24,ADDITIONAL FEATURES EN:A/F,MNFR:01)RICHRDSN,PTNO:01)402019 | 762 MM,01)A/F,01)RICHRDSN,01)402019 |  |  | RICHRDSN | RICHRDSN | 402019 | [15 empty] | A/F | CLEANSED | 40101603 Impellers | IMPELLER | NO MODIFIER | TYPE |  | BORE DIAMETER |  | IMPELLER DIAMETER | 762 MM | NUMBER OF BLADES | 24 | MATERIAL |  | HAZARD CLASS |  | CERTIFICATION/STANDARD |  | ADDITIONAL FEATURES | [58 empty] | Production Completed
STP_009 - Lot4 | Data Enrichment | CIR | ok | 2023-07-21 | 9/8/2023 |  | 1295608 | 1295608 | EA | IMPELLER;LIQUID MIXER, BLADE,MSA,65156 |  |  | IMPELLER;TYPE:LIQUID MIXER, BLADE,ADDITIONAL FEATURES EN:RIGISEAL, RIGISEAL SPRAY GUN,MNFR:01)MSA,PTNO:01)65156 | LIQUID MIXER, BLADE,01)RIGISEAL, RIGISEAL SPRAY GU,01)MSA,01)65156 |  |  | MSA | MSA | 65156 | [16 empty] | CLEANSED | 40101603 Impellers | IMPELLER | NO MODIFIER | TYPE | LIQUID MIXER,BLADE | BORE DIAMETER |  | IMPELLER DIAMETER |  | NUMBER OF BLADES |  | MATERIAL |  | HAZARD CLASS |  | CERTIFICATION/STANDARD |  | ADDITIONAL FEATURES | RIGISEAL,RIGISEAL SPRAY GUN | [57 empty] | Production Completed
STP_009 - Lot4 | Data Enrichment | CIR | ok | 2023-07-21 | 9/8/2023 |  | 1302430 | 1302430 | EA | IMPELLER;LIQUID MIXER, UPPER,3,LIGHTNIN |  |  | IMPELLER;TYPE:LIQUID MIXER, UPPER,IMPELLER DIAMETER:3.429 M,NUMBER OF BLADES:3,MATERIAL:RUBBER COATED,ADDITIONAL FEATURES EN:6 MM, SET OF, ASSY,MNFR:01)LIGHTNIN,PTNO:01)A32707R06,MNFR:02)LIGHTNIN,PTNO:02)782Q100 | LIQUID MIXER, UPPER,3.429 M,EN_01)RUBBER COATED,01)6 MM, SET OF, ASSY,01)LIGHTNIN,02)LIGHTNIN,01)A32707R06,02)782Q100 |  |  | LIGHTNIN | LIGHTNING | A32707R06 |  | LIGHTNIN | 782Q100 | [13 empty] | CLEANSED | 40101603 Impellers | IMPELLER | NO MODIFIER | TYPE | LIQUID MIXER,UPPER | BORE DIAMETER |  | IMPELLER DIAMETER | 3.429 M | NUMBER OF BLADES | 3 | MATERIAL | RUBBER COATED | HAZARD CLASS |  | CERTIFICATION/STANDARD |  | ADDITIONAL FEATURES | 6 MM,SET OF ASSEMBLY | [57 empty] | Production Completed
STP_009 - Lot4 | Data Enrichment | CIR | ok | 2023-07-21 | 9/8/2023 |  | 1316205 | 1316205 | EA | IMPELLER;LIQUID MIXER,3,MIXTEC |  |  | IMPELLER;TYPE:LIQUID MIXER,NUMBER OF BLADES:3,ADDITIONAL FEATURES EN:SET OF, COPPER SULPHATE TANK AGITATOR,MNFR:01)MIXTEC,PTNO:01) MC4315/01/HA715 | LIQUID MIXER,01)SET OF, COPPER SULPHATE TAN,01)MIXTEC,01)MC4315/01/HA715 |  |  | MIXTEC | MIXTEC | MC4315/01/HA715 | [16 empty] | CLEANSED | 40101603 Impellers | IMPELLER | NO MODIFIER | TYPE | LIQUID MIXER | BORE DIAMETER |  | IMPELLER DIAMETER |  | NUMBER OF BLADES | 3 | MATERIAL |  | HAZARD CLASS |  | CERTIFICATION/STANDARD |  | ADDITIONAL FEATURES | SET,COPPER SULPHATE TANK AGITATOR | [57 empty] | Production Completed
STP_009 - Lot4 | Data Enrichment | CIR | ok | 2023-07-21 | 9/8/2023 |  | 1366186 | 1366186 | EA | IMPELLER;LIQUID MIXER,3,SS,MIMDWG |  |  | IMPELLER;TYPE:LIQUID MIXER,NUMBER OF BLADES:3,MATERIAL:STAINLESS STEEL,ADDITIONAL FEATURES EN:DROSS AGITATOR, 380 MM RADIUS TO DRAWING REVISION D,MNFR:01)MIMDWG,PTNO:01)168-6-244/ , | LIQUID MIXER,EN_01)STAINLESS STEEL,01)DROSS AGITATOR, 380 MM RADI,01)MIMDWG,01)168-6-244/ |  |  | MIMDWG | MIMS | 168-6-244 | [13 empty] | REV D |  |  | CLEANSED | 40101603 Impellers | IMPELLER | NO MODIFIER | TYPE | LIQUID MIXER | BORE DIAMETER |  | IMPELLER DIAMETER |  | NUMBER OF BLADES | 3 | MATERIAL | STAINLESS STEEL | HAZARD CLASS |  | CERTIFICATION/STANDARD |  | ADDITIONAL FEATURES | DROSS AGITATOR,380 MM RADIUS | [57 empty] | Production Completed
STP_009 - Lot4 | Data Enrichment | CIR | ok | 2023-07-21 | 9/8/2023 |  | 1297254 | 1297254 | EA | IMPELLER;LIQUID MIXER,EKATO,MK118276AROO |  |  | IMPELLER;TYPE:LIQUID MIXER,ADDITIONAL FEATURES EN:AF1800, BLADE, WITH ALL FIXINGS AND RUBBER LINING,MNFR:01)EKATO,PTNO:01) MK118276AROO | LIQUID MIXER,01)AF1800, BLADE, WITH ALL FIX,01)EKATO,01)MK118276AROO |  |  | EKATO | EKATO | MK118276AROO | [16 empty] | CLEANSED | 40101603 Impellers | IMPELLER | NO MODIFIER | TYPE | LIQUID MIXER | BORE DIAMETER |  | IMPELLER DIAMETER |  | NUMBER OF BLADES |  | MATERIAL |  | HAZARD CLASS |  | CERTIFICATION/STANDARD |  | ADDITIONAL FEATURES | AF1800,BLADE,WITH ALL FIXINGS AND RUBBER LINING | [57 empty] | Production Completed
STP_009 - Lot4 | Data Enrichment | CIR | ok | 2023-07-21 | 9/8/2023 |  | 1358620 | 1358620 | EA | IMPELLER;LIQUID MIXER,IMPL DIA 1.092 M |  |  | IMPELLER;TYPE:LIQUID MIXER,IMPELLER DIAMETER:1.092 M,ADDITIONAL FEATURES EN:CELL ROTOR, STAR POLY, CU CONCENTRATOR TANK CELLS, MNFR:01)FLSMIDTH,PTNO:01)2100031 | LIQUID MIXER,1.092 M,01)CELL ROTOR, STAR POLY, CU C,01)FLSMIDTH,01)2100031 |  |  | FLSMIDTH | FLSMIDTH | 2100031 | [16 empty] | CLEANSED | 40101603 Impellers | IMPELLER | NO MODIFIER | TYPE | LIQUID MIXER | BORE DIAMETER |  | IMPELLER DIAMETER | 1.092 M | NUMBER OF BLADES |  | MATERIAL |  | HAZARD CLASS |  | CERTIFICATION/STANDARD |  | ADDITIONAL FEATURES | CELL ROTOR,STAR POLY,CU CONCENTRATOR TANK CELLS | [57 empty] | Production Completed
STP_009 - Lot4 | Data Enrichment | CIR | ok | 2023-07-21 | 9/8/2023 |  | 1350855 | 1350855 | EA | IMPELLER;LIQUID MIXER,KAHLISCO,21281 |  |  | IMPELLER;TYPE:LIQUID MIXER,ADDITIONAL FEATURES EN:230 MM X 300 MM PITCH POLYSTYRENE,MNFR:01)KAHLISCO,PTNO:01)21281 | LIQUID MIXER,01)230 MM X 300 MM PITCH POLYS,01)KAHLISCO,01)21281 |  |  | KAHLISCO | KAHLISCO | 21281 | [16 empty] | CLEANSED | 40101603 Impellers | IMPELLER | NO MODIFIER | TYPE | LIQUID MIXER | BORE DIAMETER |  | IMPELLER DIAMETER |  | NUMBER OF BLADES |  | MATERIAL | POLYSTYRENE | HAZARD CLASS |  | CERTIFICATION/STANDARD |  | ADDITIONAL FEATURES | 230X300 MM PITCH | [57 empty] | Production Completed
STP_009 - Lot4 | Data Enrichment | CIR | ok | 2023-07-21 | 9/8/2023 |  | 1364620 | 1364620 | EA | IMPELLER;LIQUID MIXER,POLY,AMDEL |  |  | IMPELLER;TYPE:LIQUID MIXER,MATERIAL:POLY,ADDITIONAL FEATURES EN:STIRRER, 150 MM SIZE, ASSY,MNFR:01)AMDEL,PTNO:01)34334-150MM | LIQUID MIXER,EN_01)POLY,01)STIRRER, 150 MM SIZE, ASSY,01)AMDEL,01)34334-150MM |  |  | AMDEL | AMDEL | 34334 | [16 empty] | CLEANSED | 40101603 Impellers | IMPELLER | NO MODIFIER | TYPE | LIQUID MIXER | BORE DIAMETER |  | IMPELLER DIAMETER | 150 MM | NUMBER OF BLADES |  | MATERIAL | POLY | HAZARD CLASS |  | CERTIFICATION/STANDARD |  | ADDITIONAL FEATURES | STIRRER,ASSY | [57 empty] | Production Completed
STP_009 - Lot4 | Data Enrichment | CIR | ok | 2023-07-21 | 9/8/2023 |  | 1294116 | 1294116 | EA | IMPELLER;LIQUID MIXER,SPEDEL,802-A |  |  | IMPELLER;TYPE:LIQUID MIXER,ADDITIONAL FEATURES EN:WITH CROSSHEAD ASSY, SUIT,MNFR:01)SPEDEL,PTNO:01)802-A | LIQUID MIXER,01)WITH CROSSHEAD ASSY, SUIT,01)SPEDEL,01)802-A |  |  | SPEDEL | SPEDEL | 802-A | [16 empty] | CLEANSED | 40101603 Impellers | IMPELLER | NO MODIFIER | TYPE | LIQUID MIXER | BORE DIAMETER |  | IMPELLER DIAMETER |  | NUMBER OF BLADES |  | MATERIAL |  | HAZARD CLASS |  | CERTIFICATION/STANDARD |  | ADDITIONAL FEATURES | W/CROSSHEAD ASSY,SUIT | [57 empty] | Production Completed
STP_009 - Lot4 | Data Enrichment | CIR | ok | 2023-07-21 | 9/8/2023 |  | 1358895 | 1358895 | EA | IMPELLER;LIQUID MIXER,URETHANE, MACHINE |  |  | IMPELLER;TYPE:LIQUID MIXER,MATERIAL:URETHANE,ADDITIONAL FEATURES EN:PIPSA, 27INCH X 6INCH FINGER, TO DRAWING REVISION A 120-A FLOTATION, MACHINE,MNFR:01)FLSMIDTH,PTNO:01)1701P00063 | LIQUID MIXER,EN_01)URETHANE,01)PIPSA, 27INCH X 6INCH FINGE,02) MACHINE,01)FLSMIDTH,01)1701P00063 |  |  | FLSMIDTH | FLSMIDTH | 1701P00063 | [13 empty] | REV A |  |  | CLEANSED | 40101603 Impellers | IMPELLER | NO MODIFIER | TYPE | LIQUID MIXER | BORE DIAMETER |  | IMPELLER DIAMETER |  | NUMBER OF BLADES |  | MATERIAL | URETHANE | HAZARD CLASS |  | CERTIFICATION/STANDARD |  | ADDITIONAL FEATURES | PIPSA,27X 6 IN FINGER,120-A FLOTATION,MACHINE | [57 empty] | Production Completed
STP_009 - Lot4 | Data Enrichment | CIR | ok | 2023-07-21 | 9/8/2023 |  | 1289265 | 1289265 | EA | IMPELLER;LOWER,ORDER, SERIAL NO: J25933 |  |  | IMPELLER;TYPE:LOWER,ADDITIONAL FEATURES EN:ORDER, SERIAL NO: J25933,MNFR:01)FOSECO,PTNO:01)S44512 | LOWER,01)ORDER, SERIAL NO: J25933,01)FOSECO,01)S44512 |  |  | FOSECO | FOSECO | S44512 | [16 empty] | CLEANSED | 40101603 Impellers | IMPELLER | NO MODIFIER | TYPE | LOWER | BORE DIAMETER |  | IMPELLER DIAMETER |  | NUMBER OF BLADES |  | MATERIAL |  | HAZARD CLASS |  | CERTIFICATION/STANDARD |  | ADDITIONAL FEATURES | SERIAL NO: J25933 | [57 empty] | Production Completed
STP_009 - Lot4 | Data Enrichment | CIR | ok | 2023-07-21 | 9/8/2023 |  | 1296207 | 1296207 | EA | IMPELLER;PIPSA, 27 IN X 6 IN FINGERS |  |  | IMPELLER;ADDITIONAL FEATURES EN:PIPSA, 27 IN X 6 IN FINGERS,MNFR:01)GALIGHER,PTNO:01)1150.A1.007 | 01)PIPSA, 27 IN X 6 IN FINGERS,01)GALIGHER,01)1150.A1.007 |  |  | GALIGHER | GALIGHER | 1150.A1.007 | [16 empty] | CLEANSED | 40101603 Impellers | IMPELLER | NO MODIFIER | TYPE |  | BORE DIAMETER |  | IMPELLER DIAMETER |  | NUMBER OF BLADES |  | MATERIAL |  | HAZARD CLASS |  | CERTIFICATION/STANDARD |  | ADDITIONAL FEATURES | PIPSA,27X6 IN FINGERS | [57 empty] | Production Completed
STP_009 - Lot4 | Data Enrichment | CIR | ok | 2023-07-21 | 9/8/2023 |  | 1298333 | 1298333 | EA | IMPELLER;ROTOR,R890.100.F, RCMS,UNPROCON |  |  | IMPELLER;TYPE:ROTOR,ADDITIONAL FEATURES EN:R890.100.F, RCMS,MNFR:01)UNPROCON,PTNO:01)407-50 | ROTOR,01)R890.100.F, RCMS,01)UNPROCON,01)407-50 |  |  | UNPROCON | UNPROCON | 407-50 | [16 empty] | CLEANSED | 40101603 Impellers | IMPELLER | NO MODIFIER | TYPE | ROTOR | BORE DIAMETER |  | IMPELLER DIAMETER |  | NUMBER OF BLADES |  | MATERIAL |  | HAZARD CLASS |  | CERTIFICATION/STANDARD |  | ADDITIONAL FEATURES | R890.100.F,RCMS | [57 empty] | Production Completed
STP_009 - Lot4 | Data Enrichment | CIR | ok | 2023-07-21 | 9/8/2023 |  | 1285716 | 1285716 | EA | IMPELLER;SERVICE,KIT |  |  | IMPELLER;TYPE:SERVICE,ADDITIONAL FEATURES EN:KIT,MNFR:01)CMQ,PTNO:01)PUM006A | SERVICE,01)KIT,01)CMQ,01)PUM006A |  |  | CMQ | CMQ | PUM006A | [16 empty] | CLEANSED | 40101603 Impellers | IMPELLER | NO MODIFIER | TYPE | SERVICE | BORE DIAMETER |  | IMPELLER DIAMETER |  | NUMBER OF BLADES |  | MATERIAL |  | HAZARD CLASS |  | CERTIFICATION/STANDARD |  | ADDITIONAL FEATURES | KIT | [57 empty] | Production Completed
STP_009 - Lot4 | Data Enrichment | CIR | ok | 2023-07-21 | 9/8/2023 |  | 1229682 | 1229682 | EA | IMPELLER;SHAFT,IMPL DIA 2.34 M,ASSY,HOWD |  |  | IMPELLER;TYPE:SHAFT,IMPELLER DIAMETER:2.34 M,ADDITIONAL FEATURES EN:ASSY,MNFR:01)HOWDEN,PTNO:01)ZN 2346.98.00 | SHAFT,2.34 M,01)ASSY,01)HOWDEN,01)ZN 2346.98.00 |  |  | HOWDEN | HOWDEN | ZN 2346.98.00 | [16 empty] | CLEANSED | 40101603 Impellers | IMPELLER | NO MODIFIER | TYPE | SHAFT | BORE DIAMETER |  | IMPELLER DIAMETER | 2.34 M | NUMBER OF BLADES |  | MATERIAL |  | HAZARD CLASS |  | CERTIFICATION/STANDARD |  | ADDITIONAL FEATURES | ASSEMBLY | [57 empty] | Production Completed
STP_009 - Lot4 | Data Enrichment | CIR | ok | 2023-07-21 | 9/8/2023 |  | 1289270 | 1289270 | EA | IMPELLER;UPPER,ORDER SER: J25933 |  |  | IMPELLER;TYPE:UPPER,ADDITIONAL FEATURES EN:ORDER SER: J25933,MNFR:01)FOSECO,PTNO:01)S44519 | UPPER,01)ORDER SER: J25933,01)FOSECO,01)S44519 |  |  | FOSECO | FOSECO | S44519 | [16 empty] | CLEANSED | 40101603 Impellers | IMPELLER | NO MODIFIER | TYPE | UPPER | BORE DIAMETER |  | IMPELLER DIAMETER |  | NUMBER OF BLADES |  | MATERIAL |  | HAZARD CLASS |  | CERTIFICATION/STANDARD |  | ADDITIONAL FEATURES | SERIAL NO: J25933 | [57 empty] | Production Completed
STP_009 - Lot4 | Data Enrichment | CIR | ok | 2023-07-21 | 9/8/2023 |  | 1354722 | 1354722 | EA | IMPELLER,PMP;1 X 2 X 10 A-FRAME WET E |  |  | IMPELLER,PUMP;ADDITIONAL FEATURES EN:1 X 2 X 10 A-FRAME WET E,MNFR:01)NORTH,PTNO:01)NQPS059017SS | 01)1 X 2 X 10 A-FRAME WET E,01)NORTH,01)NQPS059017SS |  |  | NORTH | NORTH | NQPS059017SS | [16 empty] | CLEANSED | 40151730 Pump impeller | IMPELLER | PUMP | TYPE |  | BORE DIAMETER |  | IMPELLER DIAMETER |  | IMPELLER DESIGN |  | NUMBER OF BLADES |  | MATERIAL |  | PUMP TYPE |  | HAZARD CLASS |  | CERTIFICATION/STANDARD |  | ADDITIONAL FEATURES | 1X2X10 A-FRAME WET E | [53 empty] | Production Completed
STP_009 - Lot4 | Data Enrichment | CIR | ok | 2023-07-21 | 9/8/2023 |  | 1354721 | 1354721 | EA | IMPELLER,PMP;1.5 X 3 X 13 A - FRAME W |  |  | IMPELLER,PUMP;ADDITIONAL FEATURES EN:1.5 X 3 X 13 A - FRAME W,MNFR:01)NORTH,PTNO:01)NQPS059035SS | 01)1.5 X 3 X 13 A - FRAME W,01)NORTH,01)NQPS059035SS |  |  | NORTH | NORTH | NQPS059035SS | [16 empty] | CLEANSED | 40151730 Pump impeller | IMPELLER | PUMP | TYPE |  | BORE DIAMETER |  | IMPELLER DIAMETER |  | IMPELLER DESIGN |  | NUMBER OF BLADES |  | MATERIAL |  | PUMP TYPE |  | HAZARD CLASS |  | CERTIFICATION/STANDARD |  | ADDITIONAL FEATURES | 1.5X3 X13 A - FRAME W | [53 empty] | Production Completed
STP_009 - Lot4 | Data Enrichment | CIR | ok | 2023-07-21 | 9/8/2023 |  | 1302706 | 1302706 | EA | IMPELLER,PMP;275M,AJAXPUMP,2ARH11-HL |  |  | IMPELLER,PUMP;ADDITIONAL FEATURES EN:275M,MNFR:01)AJAXPUMP,PTNO:01)2ARH11-HL | 01)275M,01)AJAXPUMP,01)2ARH11-HL |  |  | AJAXPUMP | AJAXPUMP | 2ARH11-HL | [16 empty] | CLEANSED | 40151730 Pump impeller | IMPELLER | PUMP | TYPE |  | BORE DIAMETER |  | IMPELLER DIAMETER |  | IMPELLER DESIGN |  | NUMBER OF BLADES |  | MATERIAL |  | PUMP TYPE |  | HAZARD CLASS |  | CERTIFICATION/STANDARD |  | ADDITIONAL FEATURES | 275 M PUMP | [53 empty] | Production Completed
STP_009 - Lot4 | Data Enrichment | CIR | ok | 2023-07-21 | 9/8/2023 |  | 1354723 | 1354723 | EA | IMPELLER,PMP;3 X 4 X 8- A FRAME, MATE |  |  | IMPELLER,PUMP;ADDITIONAL FEATURES EN:3 X 4 X 8- A FRAME, MATE,MNFR:01)NORTH,PTNO:01)NQPS059040SS | 01)3 X 4 X 8- A FRAME, MATE,01)NORTH,01)NQPS059040SS |  |  | NORTH | NORTH | NQPS059040SS | [16 empty] | CLEANSED | 40151730 Pump impeller | IMPELLER | PUMP | TYPE |  | BORE DIAMETER |  | IMPELLER DIAMETER |  | IMPELLER DESIGN |  | NUMBER OF BLADES |  | MATERIAL |  | PUMP TYPE |  | HAZARD CLASS |  | CERTIFICATION/STANDARD |  | ADDITIONAL FEATURES | 3X4X8-A FRAME,MATE | [53 empty] | Production Completed
STP_009 - Lot4 | Data Enrichment | CIR | ok | 2023-07-21 | 9/8/2023 |  | 1285484 | 1285484 | EA | IMPELLER,PMP;BOR DIA 12.7 MM |  |  | IMPELLER,PUMP;BORE DIAMETER:12.7 MM,IMPELLER DIAMETER:254 MM,ADDITIONAL FEATURES EN:(10 IN) X (1/2 IN) BORE ADDITIONl FEATURES CCW,MNFR:01)NORTHERN AIRCONDITIONING,PTNO:01)101-000-072 | 12.7 MM,254 MM,01)(10 IN) X (1/2 IN) BORE ADD,01)NORTHERN AIRCONDITIONING,01)101-000-072 |  |  | NORTHERN AIRCONDITIONING | NORTHERN AIRCONDITIONING | 101-000-072 | [5 empty] | https://www.temperzone.biz/b2b/product-details.aspx?id=794&type=parts1 | [10 empty] | CLEANSED | 40151730 Pump impeller | IMPELLER | PUMP | TYPE |  | BORE DIAMETER | 12.7 MM | IMPELLER DIAMETER | 254 MM | IMPELLER DESIGN |  | NUMBER OF BLADES |  | MATERIAL |  | PUMP TYPE |  | HAZARD CLASS |  | CERTIFICATION/STANDARD |  | ADDITIONAL FEATURES | 10X1/2 IN BORE,CCW | [53 empty] | Production Completed
STP_009 - Lot4 | Data Enrichment | CIR | ok | 2023-07-21 | 9/8/2023 |  | 1285547 | 1285547 | EA | IMPELLER,PMP;BOR DIA 12.7 MM |  |  | IMPELLER,PUMP;BORE DIAMETER:12.7 MM,IMPELLER DIAMETER:254 MM,ADDITIONAL FEATURES EN:(10 IN) X (10 IN) X (1/2 IN) CW HUB RH,MNFR: 01)NORTHERN AIRCONDITIONING,PTNO:01)101-000-073 | 12.7 MM,254 MM,01)(10 IN) X (10 IN) X (1/2 IN,01)NORTHERN AIRCONDITIONING,01)101-000-073 |  |  | NORTHERN AIRCONDITIONING | NORTHERN AIRCONDITIONING | 101-000-073 | [5 empty] | https://www.temperzone.biz/b2b/product-details.aspx?id=794&type=parts1 | [10 empty] | CLEANSED | 40151730 Pump impeller | IMPELLER | PUMP | TYPE |  | BORE DIAMETER | 12.7 MM | IMPELLER DIAMETER | 254 MM | IMPELLER DESIGN |  | NUMBER OF BLADES |  | MATERIAL |  | PUMP TYPE |  | HAZARD CLASS |  | CERTIFICATION/STANDARD |  | ADDITIONAL FEATURES | 10X10X1/2 IN,CW,HUB RH | [53 empty] | Production Completed
STP_009 - Lot4 | Data Enrichment | CIR | ok | 2023-07-21 | 9/8/2023 |  | 1232743 | 1232743 | EA | IMPELLER,PMP;BRZ,FULL SIZE,K L,HT-14786B |  |  | IMPELLER,PUMP;MATERIAL:BRONZE,ADDITIONAL FEATURES EN:FULL SIZE,MNFR:01)KANDL,PTNO:01)HT-14786B | EN_01)BRONZE,01)FULL SIZE,01)K&L,01)HT-14786B |  |  | KANDL | KANDL | HT-14786B | [16 empty] | CLEANSED | 40151730 Pump impeller | IMPELLER | PUMP | TYPE |  | BORE DIAMETER |  | IMPELLER DIAMETER |  | IMPELLER DESIGN |  | NUMBER OF BLADES |  | MATERIAL | BRONZE | PUMP TYPE |  | HAZARD CLASS |  | CERTIFICATION/STANDARD |  | ADDITIONAL FEATURES | FULL SIZE | [53 empty] | Production Completed
STP_009 - Lot4 | Data Enrichment | CIR | ok | 2023-07-21 | 9/8/2023 |  | 1285215 | 1285215 | EA | IMPELLER,PMP;F95B IN QUOTATION NO, 1375 |  |  | IMPELLER,PUMP;ADDITIONAL FEATURES EN:F95B IN QUOTATION NO, 1375 IN,MNFR:01)VENDOR LINK PTY LTD,PTNO:01)09-820B | 01)F95B IN QUOTATION NO, 1375,01)VENDOR LINK PTY LTD,01)09-820B |  |  | VENDOR LINK PTY LTD | VENDOR LINK PTY LTD | 09-820B | JHONSON |  |  |  |  | https://www.pumpvendor.com/Johnson_820B.html | [10 empty] | ENRICHED | 40151730 Pump impeller | IMPELLER | PUMP | TYPE |  | BORE DIAMETER |  | IMPELLER DIAMETER |  | IMPELLER DESIGN |  | NUMBER OF BLADES |  | MATERIAL | NEOPRENE | PUMP TYPE |  | HAZARD CLASS |  | CERTIFICATION/STANDARD |  | ADDITIONAL FEATURES | F95B IN QUOTATION NO,1375 IN | [53 empty] | Production Completed
STP_009 - Lot4 | Data Enrichment | CIR | ok | 2023-07-21 | 9/8/2023 |  | 1289631 | 1289631 | EA | IMPELLER,PMP;REFERENCE NO: N24627-230 |  |  | IMPELLER,PUMP;ADDITIONAL FEATURES EN:REFERENCE NO: N24627-230,MNFR:01)MUNSCH,PTNO:01)IPL STOCK NUMBER:380704S | 01)REFERENCE NO: N24627-230,01)MUNSCH,01)IPL STOCK NUMBER:380704S |  |  | MUNSCH | MUNSCH | 380704S | [16 empty] | CLEANSED | 40151730 Pump impeller | IMPELLER | PUMP | TYPE |  | BORE DIAMETER |  | IMPELLER DIAMETER |  | IMPELLER DESIGN |  | NUMBER OF BLADES |  | MATERIAL |  | PUMP TYPE |  | HAZARD CLASS |  | CERTIFICATION/STANDARD |  | ADDITIONAL FEATURES | REFERENCE NO: N24627-230 | [53 empty] | Production Completed
STP_009 - Lot4 | Data Enrichment | CIR | ok | 2023-07-21 | 9/8/2023 |  | 1302613 | 1302613 | EA | IMPELLER,PMP;SS316,3.5 IN SHA, DRG REV D |  |  | IMPELLER,PUMP;MATERIAL:STAINLESS STEEL 316,ADDITIONAL FEATURES EN:3.5 IN SHA, DRG REV D,MNFR:01)GALIGHER,PTNO:01)SH-A-1100-3.5"- IMPELLER | EN_01)STAINLESS STEEL 316,01)3.5 IN SHA, DRG REV D,01)GALIGHER,01)SH-A-1100-3.5"-IMPELLER |  |  | GALIGHER | GALIGHER | SH-A-1100-3.5" | [16 empty] | CLEANSED | 40151730 Pump impeller | IMPELLER | PUMP | TYPE |  | BORE DIAMETER |  | IMPELLER DIAMETER |  | IMPELLER DESIGN |  | NUMBER OF BLADES |  | MATERIAL | 316 STAINLESS STEEL | PUMP TYPE |  | HAZARD CLASS |  | CERTIFICATION/STANDARD |  | ADDITIONAL FEATURES | 3.5 IN SHA,DRG REV D | [53 empty] | Production Completed
STP_009 - Lot4 | Data Enrichment | CIR | ok | 2023-07-21 | 9/8/2023 |  | 1373949 | 1373949 | EA | IMPELLER,PUMP;FLOW,HT14788B,HT125X80-315 |  |  | IMPELLER,PUMP;MNFR:FLOWSERVE,PTNO:HT14788B,MATERIAL:BRONZE,ADDITIONAL FEATURES EN:HYDRO TITAN PUMP 125 X 80 - 315 |  |  |  | FLOWSERVE | FLOWSERVE | HT14788B | [5 empty] | https://www.volza.com/p/impeller-p/import/import-in-australia/ | [10 empty] | ENRICHED | 40151730 Pump impeller | IMPELLER | PUMP | TYPE |  | BORE DIAMETER |  | IMPELLER DIAMETER |  | IMPELLER DESIGN |  | NUMBER OF BLADES |  | MATERIAL | BRONZE | PUMP TYPE | CENTRIFUGAL | HAZARD CLASS |  | CERTIFICATION/STANDARD |  | ADDITIONAL FEATURES | HYDRO TITAN PUMP 125X80 -315 | [53 empty] | Production Completed