## Sheet1
Project | Activities | Production User | Production Comments | Start Date | End Date | Remarks | Griha ID | MATNR | MEINS | MAKTX_EN | MAKTX_ES | MAKTX_FR | TEXT_EN | Class_Char_Catted | MFRPN | MFRNR | MFRNR DES | MNFR | PTNO | Verified MNFR from web | MNFR 1 | PTNO 1 | MNFR 2 | PTNO 2 | Reference URL | Reference URL1 | Item Number | Equipment Type | Equipment Manufacturer | Equipment Model | Equipment Serial | DWG | DRAWING VERSION | POS/TAG | Unused Text | Enriched/Cleansed | UNSPSC Ver.23.07 | Noun | Modifier | Attribute Name 1 | Attribute Value 1 | Attribute Name 2 | Attribute Value 2 | Attribute Name 3 | Attribute Value 3 | Attribute Name 4 | Attribute Value 4 | Attribute Name 5 | Attribute Value 5 | Attribute Name 6 | Attribute Value 6 | Attribute Name 7 | Attribute Value 7 | Attribute Name 8 | Attribute Value 8 | Attribute Name 9 | Attribute Value 9 | Attribute Name 10 | Attribute Value 10 | Attribute Name 11 | Attribute Value 11 | Attribute Name 12 | Attribute Value 12 | Attribute Name 13 | Attribute Value 13 | Attribute Name 14 | Attribute Value 14 | Attribute Name 15 | Attribute Value 15 | Attribute Name 16 | Attribute Value 16 | Attribute Name 17 | Attribute Value 17 | Attribute Name 18 | Attribute Value 18 | Attribute Name 19 | Attribute Value 19 | Attribute Name 20 | Attribute Value 20 | Attribute Name 21 | Attribute Value 21 | Attribute Name 22 | Attribute Value 22 | Attribute Name 23 | Attribute Value 23 | Attribute Name 24 | Attribute Value 24 | Attribute Name 25 | Attribute Value 25 | Attribute Name 26 | Attribute Value 26 | Attribute Name 27 | Attribute Value 27 | Attribute Name 28 | Attribute Value 28 | Attribute Name 29 | Attribute Value 29 | Attribute Name 30 | Attribute Value 30 | Attribute Name 31 | Attribute Value 31 | Attribute Name 32 | Attribute Value 32 | Attribute Name 33 | Attribute Value 33 | Attribute Name 34 | Attribute Value 34 | Attribute Name 35 | Attribute Value 35 | Attribute Name 36 | Attribute Value 36 | Remaining_Information | Status
STP_009 - Lot4 | Data Enrichment | SFU | OK | 2023-07-21 | 2023-08-08 |  | 1232639 | 1232639 | EA | BACKPLANE;CPU,10,FOR CS1 C200H UNITS |  |  | BACKPLANE;TYPE:CPU,NUMBER OF HOLES/SLOTS:10,ADDITIONAL FEATURES EN:FOR CS1 AND C200H UNITS,MNFR:01)OMRON,PTNO:01)CS1W-BC103 | CPU,01)FOR CS1 & C200H UNITS,01)OMRON,01)CS1W-BC103 |  |  | OMRON | OMRON | CS1W-BC103 | [5 empty] | https://store.omron.com.au/product/cs1w0234g | [10 empty] | CLEANSED |  | BACKPLANE | No Modifier | TYPE | CPU | NUMBER OF LAYERS |  | NUMBER OF HOLES/SLOTS | 10 | SIZE |  | BUS STANDARD |  | FORM FACTOR |  | POWER CONNECTOR |  | CPU SLOT |  | OTHER SLOTS |  | HAZARD CLASS |  | CERTIFICATION/STANDARD |  | ADDITIONAL FEATURES | FOR CS1 AND C200H UNITS | [49 empty] | Production Completed
STP_009 - Lot4 | Data Enrichment | SFU | OK | 2023-07-21 | 2023-08-08 |  | 1285769 | 1285769 | EA | BACKPLANE;ETHERNET,12 |  |  | BACKPLANE;TYPE:ETHERNET,NUMBER OF HOLES/SLOTS:12,MNFR:01)CNW (MOUNT ISA) ELECT WHOLESALER,PTNO:01)SCHBMEXBP1200 | ETHERNET,01)CNW (MOUNT ISA) ELECT WHOLE,01)SCHBMEXBP1200 |  |  | CNW (MOUNT ISA) ELECT WHOLESALER |  | BMEXBP1200 | SCHNEIDER ELECTRIC | CNW (MOUNT ISA) ELECT WHOLESALER | SCHBMEXBP1200 |  |  | https://www.se.com/in/en/product/download-pdf/BMEXBP1200 | [10 empty] | ENRICHED |  | BACKPLANE | No Modifier | TYPE | ETHERNET | NUMBER OF LAYERS |  | NUMBER OF HOLES/SLOTS | 12 | SIZE | 503.2 WDX105.11 HTX19 DP MM | BUS STANDARD |  | FORM FACTOR |  | POWER CONNECTOR |  | CPU SLOT |  | OTHER SLOTS |  | HAZARD CLASS |  | CERTIFICATION/STANDARD |  | ADDITIONAL FEATURES | [50 empty] | Production Completed
STP_009 - Lot4 | Data Enrichment | SFU | OK | 2023-07-21 | 2023-08-08 |  | 1354262 | 1354262 | EA | BACKPLANE;EXPANSION,10,OMRO,CS1W-BI103 |  |  | BACKPLANE;TYPE:EXPANSION,NUMBER OF HOLES/SLOTS:10,ADDITIONAL FEATURES EN:FOR CS1, C200H UNITS,MNFR:01)OMRON,PTNO:01)CS1W-BI103 | EXPANSION,01)FOR CS1, C200H UNITS,01)OMRON,01)CS1W-BI103 |  |  | OMRON | OMRON | CS1W-BI103 | [5 empty] | https://store.omron.com.au/product/cs1w0238m | [10 empty] | CLEANSED |  | BACKPLANE | No Modifier | TYPE | EXPANSION | NUMBER OF LAYERS |  | NUMBER OF HOLES/SLOTS | 10 | SIZE |  | BUS STANDARD |  | FORM FACTOR |  | POWER CONNECTOR |  | CPU SLOT |  | OTHER SLOTS |  | HAZARD CLASS |  | CERTIFICATION/STANDARD |  | ADDITIONAL FEATURES | FOR CS1 AND C200H UNITS | [49 empty] | Production Completed
STP_009 - Lot4 | Data Enrichment | SFU | OK | 2023-07-21 | 2023-08-08 |  | 1286462 | 1286462 | EA | BACKPLANE;EXPANSION,ASSY,OMRO |  |  | BACKPLANE;TYPE:EXPANSION,ADDITIONAL FEATURES EN:ASSY,MNFR:01)OMRON,PTNO:01)CV500-BI112 | EXPANSION,01)ASSY,01)OMRON,01)CV500-BI112 |  |  | OMRON | OMRON | CV500-BI112 | [5 empty] | https://www.mouser.in/ProductDetail/Omron-Automation-and-Safety/CV500-BI112?qs=nKzFeKB70Haf5ClVkBoHhw%3D%3D&_gl=1*1p2ens*_ga*NTY5OTM4MDAxLjE2OTE0NzU5NDc.*_ga_15W4STQT4T*MTY5MTQ3NTk1MC4xLjAuMTY5MTQ3NTk1OS4wLjAuMA..*_ga_1KQLCYKRX3*MTY5MTQ3NTk1MC4xLjAuMTY5MTQ3NTk1OS41MS4wLjA. | [10 empty] | ENRICHED |  | BACKPLANE | No Modifier | TYPE | EXPANSION | NUMBER OF LAYERS |  | NUMBER OF HOLES/SLOTS | 11 | SIZE |  | BUS STANDARD |  | FORM FACTOR |  | POWER CONNECTOR |  | CPU SLOT |  | OTHER SLOTS |  | HAZARD CLASS |  | CERTIFICATION/STANDARD |  | ADDITIONAL FEATURES | ASSEMBLY | [49 empty] | Production Completed
STP_009 - Lot4 | Data Enrichment | SFU | OK | 2023-07-21 | 2023-08-08 |  | 1381770 | 1381770 | EA | BUTTON;PUSH,STA |  |  | BUTTON;TYPE:PUSH,ADDITIONAL FEATURES EN:STATION,MNFR:01)JOHNSWAY,PTNO:01)PM1 | EN_01)PUSH,01)STATION,01)JOHNSWAY,01)PM1 |  |  | JOHNSWAY | JOHNSWAY | PM1 | [5 empty] | URL NOT FOUND | [10 empty] | CLEANSED |  | BUTTON | No Modifier | TYPE | PUSH | SIZE |  | MATERIAL |  | COLOUR |  | MOUNTING TYPE |  | HAZARD CLASS |  | CERTIFICATION/STANDARD |  | ADDITIONAL FEATURES | STATION | [57 empty] | Production Completed
STP_009 - Lot4 | Data Enrichment | SFU | OK | 2023-07-21 | 2023-08-08 |  | 1289902 | 1289902 | EA | BUTTON;START/STOP |  |  | BUTTON;TYPE:START/STOP,MNFR:01)BOART,PTNO:01)5305626 | EN_01)START/STOP,01)BOART,01)5305626 |  |  | BOART | BOART | 5305626 | [5 empty] | URL NOT FOUND | [10 empty] | CLEANSED |  | BUTTON | No Modifier | TYPE | START/STOP | SIZE |  | MATERIAL |  | COLOUR |  | MOUNTING TYPE |  | HAZARD CLASS |  | CERTIFICATION/STANDARD |  | ADDITIONAL FEATURES | [58 empty] | Production Completed
STP_009 - Lot4 | Data Enrichment | SFU | OK | 2023-07-21 | 2023-08-08 |  | 1278501 | 1278501 | EA | CASE;ARC REACH 12 FRONT UNIT,W |  |  | CASE;TYPE:ARC REACH 12 FRONT UNIT,SIZE:WD 229 X HT 394 X DP 533 MM,ADDITIONAL FEATURES EN:W,MNFR:01)WELDPRO,PTNO:01)MR301456 | EN_01)ARC REACH 12 FRONT UNIT,EN_01)WD 229 X HT 394 X DP 533,01)W,01)WELDPRO,01)MR301456 |  |  | WELDPRO |  | MR301456 | WIA | WELDPRO | MR301456 |  |  | https://www.welding.com.au/assets/docs/Spec-Sheets/WIA-Miller-ArcReach-SuitCase-12-Spec-Sheet-9-2019.pdf | [10 empty] | ENRICHED |  | WELDER | ARC | TYPE |  | WELDING PROCESS |  | VOLTAGE RATING | 14 to 48 VDC/110 V | CURRENT RATING | 425 A | RATED OUTPUT |  | FUSE RATING |  | IP RATING |  | INSULATION CLASS |  | CABLE LENGTH |  | SIZE | WD 229 X HT 394 X DP 533 MM | MATERIAL |  | TEMPERATURE RATING |  | CERTIFICATION/STANDARD |  | ADDITIONAL FEATURES | ARC REACH 12 FRONT UNIT | [45 empty] | Production Completed
STP_009 - Lot4 | Data Enrichment | SFU | OK | 2023-07-21 | 2023-08-08 |  | 1274262 | 1274262 | EA | CONNECTOR,CBL;M/F,CS,300 A,BOC10151 | CONECTOR CABLE; | CNNCTR CBLE; | CONNECTOR,CABLE;CABLE SIZE:TBC,CONNECTION TYPE:M/F,CONNECTOR MATERIAL:CARBON STEEL,ADDITIONAL FEATURES EN:300 A,MNFR:BOC LIMITED, PTNO:BOC10151 | EN_01)TBC,EN_01)M/F,EN_01)CARBON STEEL,01)300 A,01)BOC LIMITED,01)BOC10151 | BOC10151 | 1068135 | BOC LIMITED | BOC LIMITED | BOC10151 | [5 empty] | https://www.boc.com.au/wcsstore/AU_BOC_Industrial_Store/pdf/product/en_AU/Essentials%20Guide%20AU%202019%20Web%20v2.pdf | [10 empty] | CLEANSED |  | CONNECTOR | CABLE | TYPE |  | TRADE SIZE |  | CABLE SIZE |  | CONNECTION TYPE | MALE X FEMALE | CONNECTOR MATERIAL | CARBON STEEL | CABLE TYPE |  | HAZARD CLASS |  | CERTIFICATION/STANDARD |  | ADDITIONAL FEATURES | CURRENT RATING: 300 A | [55 empty] | Production Completed
STP_009 - Lot4 | Data Enrichment | SFU | OK | 2023-07-21 | 2023-08-08 |  | 1291268 | 1291268 | PAC | CONNECTOR,LUG;6.3 MM,PVC CLEAR,AUSLEC |  |  | CONNECTOR,LUG;HOLE SIZE:6.3 MM,MATERIAL:PVC CLEAR,ADDITIONAL FEATURES EN:INSULATOR,TERMINAL, STRAGHT RECEPTACLES, SUPPLIED IN PACKETS OF 150, MAX TEMP. 85 DEG C,MNFR:01)AUSLEC,PTNO:01)UTIH1135/150 | 6.3 MM,PVC CLEAR,01)INSULATOR,TERMINAL, STRAGHT,02), MAX TEMP. 85 DEG C,01)AUSLEC,01)UTIH1135/150 |  |  | AUSLEC |  | UTIH1135/150 | UTILUX | AUSLEC | UTIH1135/150 |  |  | https://www.goelectrical.com.au/utih1135-2f-150 | [10 empty] | CLEANSED | 39121400 | CONNECTOR | LUG | TYPE | QUICK CONNECT TERMINAL, INSULATOR | CONDUCTOR CONNECTION |  | HOLE SIZE | 6.3 MM | MATERIAL | PVC | TERMINATION END |  | INSULATION |  | VOLTAGE RATING |  | CURRENT RATING |  | HAZARD CLASS |  | CERTIFICATION/STANDARD |  | ADDITIONAL FEATURES | STRAIGHT RECEPTACLES, PACKAGING TYPE: 150/PACKET,TEMPERATURE RATING: 85 DEG C, COLOUR: CLEAR | [51 empty] | Production Completed
STP_009 - Lot4 | Data Enrichment | SFU | OK | 2023-07-21 | 2023-08-08 |  | 1386114 | 1386114 | EA | CONNECTOR,LUG;COMPRESSION TERMINAL,CRMP |  |  | CONNECTOR,LUG;TYPE:COMPRESSION TERMINAL,CONDUCTOR CONNECTION:CRIMP,HOLE SIZE:M12,MATERIAL:COPPER,ADDITIONAL FEATURES EN:BOLT HEX DIE A/F 12.7MM 37/.064 SPECIAL IMPERIA, P50 SCM, REFERENCE NO: CABAC CAL80-12,MNFR:01)CABAC,PTNO:01)H1432,MNFR:02)UTILUX,PTNO:02) CAL80-12,MNFR:03)ENERGYQLD,PTNO:03)104490 | COMPRESSION TERMINAL,CRIMP,M12,COPPER,01)BOLT HEX DIE A/F 12.7MM 37/,02) P50 SCM, REFERENCE NO: CAB,01)CABAC,02)UTILUX,03)ENERGYQLD,01)H1432,02)CAL80-12,03)104490 |  |  | ENERGYQLD | UTILUX | H1432 |  | CABAC | CAL80-12 | ENERGYQLD | 104490 | https://www.ergon.com.au/__data/assets/pdf_file/0014/61313/UGC_Manual_Issue_16_MATERIAL_DATA.pdf | [10 empty] | CLEANSED |  | CONNECTOR | LUG | TYPE | COMPRESSION TERMINAL | CONDUCTOR CONNECTION | CRIMP | HOLE SIZE | M12 | MATERIAL | COPPER | TERMINATION END |  | INSULATION |  | VOLTAGE RATING |  | CURRENT RATING |  | HAZARD CLASS |  | CERTIFICATION/STANDARD |  | ADDITIONAL FEATURES | BOLT HEX DIE, A/F: 12.7 MM, 37/0.064 SPECIAL IMPERIA,P50, SCM | [50 empty] | REFERENCE NO: CABAC CAL80-12 | Production Completed
STP_009 - Lot4 | Data Enrichment | SFU | OK | 2023-07-21 | 2023-08-08 |  | 1386083 | 1386083 | EA | CONNECTOR,LUG;CRIMP RING,5 MM,NYL |  |  | CONNECTOR,LUG;TYPE:CRIMP RING,HOLE SIZE:5 MM,MATERIAL:COPPER ALLOY,INSULATION:NYLON,ADDITIONAL FEATURES EN:PARTS FOR ERB, UPGRADE DURASEAL SERIES,MNFR:01)RS COMPONENTS PTY LTD,PTNO:01)DR-6-50 | CRIMP RING,5 MM,COPPER ALLOY,NYLON,01)PARTS FOR ERB, UPGRADE DURA,01)RS COMPONENTS PTY LTD,01)DR-6-50 |  |  | RS COMPONENTS PTY LTD | TE Connectivity | DR-6-50 |  | RS COMPONENTS PTY LTD | 465-659 |  |  | https://uk.rs-online.com/web/p/ring-terminals/0465659 | [10 empty] | CLEANSED |  | CONNECTOR | LUG | TYPE | RING TERMINAL | CONDUCTOR CONNECTION | CRIMP | HOLE SIZE | 5 MM | MATERIAL | COPPER ALLOY | TERMINATION END |  | INSULATION | NYLON | VOLTAGE RATING |  | CURRENT RATING |  | HAZARD CLASS |  | CERTIFICATION/STANDARD |  | ADDITIONAL FEATURES | PARTS FOR ERB,UPGRADE DURASEAL SERIES | [51 empty] | Production Completed
STP_009 - Lot4 | Data Enrichment | SFU | OK | 2023-07-21 | 2023-08-08 |  | 1386082 | 1386082 | EA | CONNECTOR,LUG;CRIMP RING,6 MM,NYL |  |  | CONNECTOR,LUG;TYPE:CRIMP RING,HOLE SIZE:6 MM,MATERIAL:COPPER ALLOY,INSULATION:NYLON,ADDITIONAL FEATURES EN:PARTS FOR ERB, UPGRADE DURASEAL SERIES,MNFR:01)RS COMPONENTS PTY LTD,PTNO:01)DR-4-60 | CRIMP RING,6 MM,COPPER ALLOY,NYLON,01)PARTS FOR ERB, UPGRADE DURA,01)RS COMPONENTS PTY LTD,01)DR-4-60 |  |  | RS COMPONENTS PTY LTD | TE Connectivity | DR-4-60 |  | RS COMPONENTS PTY LTD | 465-693 |  |  | https://in.rsdelivers.com/product/te-connectivity/dr-4-60/te-connectivity-duraseal-series-insulated-tin-ring/0465693 | [10 empty] | CLEANSED |  | CONNECTOR | LUG | TYPE | RING TERMINAL | CONDUCTOR CONNECTION | CRIMP | HOLE SIZE | 6 MM | MATERIAL | COPPER ALLOY | TERMINATION END |  | INSULATION | NYLON | VOLTAGE RATING |  | CURRENT RATING |  | HAZARD CLASS |  | CERTIFICATION/STANDARD |  | ADDITIONAL FEATURES | PARTS FOR ERB,UPGRADE DURASEAL SERIES | [51 empty] | Production Completed
STP_009 - Lot4 | Data Enrichment | SFU | OK | 2023-07-21 | 2023-08-08 |  | 1385999 | 1385999 | EA | CONNECTOR,LUG;CRMP,18 AWG,NYLON,RED |  |  | CONNECTOR,LUG;CONDUCTOR CONNECTION:CRIMP,HOLE SIZE:18 AWG,MATERIAL:NYLON,INSULATION:RED,ADDITIONAL FEATURES EN:ERB PARTS UPGRADE STOCK NO, SERIES NO: DURASEAL,MNFR:01)RS COMPONENTS PTY LTD,PTNO:01)465-700 | CRIMP,18 AWG,NYLON,RED,01)ERB PARTS UPGRADE STOCK NO,01)RS COMPONENTS PTY LTD,01)465-700 |  |  | RS COMPONENTS PTY LTD | TE Connectivity | DP-2-63 |  | RS COMPONENTS PTY LTD | 465-700 |  |  | https://in.rsdelivers.com/product/te-connectivity/dp-2-63/te-connectivity-duraseal-red-insulated-female-635/0465700 | [10 empty] | ENRICHED |  | CONNECTOR | LUG | TYPE | RECEPTACLE, INSULATED | CONDUCTOR CONNECTION | CRIMP | HOLE SIZE | 6.35X0.8 MM | MATERIAL |  | TERMINATION END | FEMALE SPADE | INSULATION | NYLON | VOLTAGE RATING |  | CURRENT RATING |  | HAZARD CLASS |  | CERTIFICATION/STANDARD |  | ADDITIONAL FEATURES | CONDUCTOR SIZE: 18 AWG, COLOUR: RED, SERIES NO: DURASEAL, ERB PARTS UPGRADE STOCK NO | [51 empty] | Production Completed
STP_009 - Lot4 | Data Enrichment | SFU | OK | 2023-07-21 | 2023-08-08 |  | 1385711 | 1385711 | EA | CONNECTOR,LUG;CRMP,BRASS,VINYL |  |  | CONNECTOR,LUG;CONDUCTOR CONNECTION:CRIMP,MATERIAL:BRASS,TERMINATION END:SPADE IFEMALE NSULATED,INSULATION:VINYL,ADDITIONAL FEATURES EN:BLUE RECEPTACLE,0.8MM 16AWG TO 14AWG,MNFR:01)RS COMPONENTS PTY LTD,PTNO:01)0534705 | CRIMP,BRASS,SPADE IFEMALE NSULATED,VINYL,01)BLUE RECEPTACLE,0.8MM 16AWG,01)RS COMPONENTS PTY LTD,01)0534705 |  |  | RS COMPONENTS PTY LTD | RS COMPONENTS PTY LTD | 0534705 | [5 empty] | https://in.rsdelivers.com/product/rs-pro/rs-pro-blue-insulated-female-spade-connector-63-x/0534705 | [10 empty] | CLEANSED |  | CONNECTOR | LUG | TYPE | RECEPTACLE, INSULATED | CONDUCTOR CONNECTION | CRIMP | HOLE SIZE | 6.3X0.8 MM | MATERIAL | BRASS | TERMINATION END | FEMALE SPADE | INSULATION | VINYL | VOLTAGE RATING |  | CURRENT RATING |  | HAZARD CLASS |  | CERTIFICATION/STANDARD |  | ADDITIONAL FEATURES | COLOUR: BLUE,CONDUCTOR SIZE:16 AWG TO 14 AWG | [51 empty] | Production Completed
STP_009 - Lot4 | Data Enrichment | SFU | OK | 2023-07-21 | 2023-08-08 |  | 1361401 | 1361401 | EA | CONNECTOR,LUG;DOUBLE CRIMP,FEMALE SPADE | CONECTOR,TAPA; | CNNCTR COSSE; | CONNECTOR,LUG;TYPE:DOUBLE CRIMP,CONDUCTOR CONNECTION:FEMALE SPADE,HOLE SIZE:6.35X0.8MM,INSULATION:INSULATED,ADDITIONAL FEATURES EN:RED,SHROUDED,RECEPTACLE,WIRE SIZE:0.5 TO 1.5SQMM,INSULATION MATERIAL:NYLON,CONTACT MATERIAL:BRASS,SERIES:FDFNYD1,MNFR:RS PRO | DOUBLE CRIMP,FEMALE SPADE,6.35X0.8MM,INSULATED,01)RED,SHROUDED,RECEPTACLE,WIR,02)INSULATION MATERIAL:NYLON,C,03)SERIES:FDFNYD1,MNFR:RS PRO,01)RS COMPONENTS PTY LTD,01)267-4164 |  |  | RS PRO | RS PRO | 267-4164 | [5 empty] | https://in.rsdelivers.com/product/rs-pro/rs-pro-red-insulated-female-spade-connector-double/2674164 | [10 empty] | CLEANSED |  | CONNECTOR | LUG | TYPE | DOUBLE | CONDUCTOR CONNECTION | CRIMP | HOLE SIZE | 6.35X0.8 MM | MATERIAL | BRASS | TERMINATION END | FEMALE SPADE | INSULATION | NYLON | VOLTAGE RATING |  | CURRENT RATING |  | HAZARD CLASS |  | CERTIFICATION/STANDARD |  | ADDITIONAL FEATURES | COLOUR: RED,SHROUDED | [50 empty] | WIRE SIZE:0.5 TO 1.5SQMM,INSULATION MATERIAL:NYLON,CONTACT MATERIAL:BRASS,SERIES:FDFNYD1 | Production Completed
STP_009 - Lot4 | Data Enrichment | SFU | OK | 2023-07-21 | 2023-08-08 |  | 1289784 | 1289784 | EA | CONNECTOR,LUG;EYE TERMINAL,COPPER |  |  | CONNECTOR,LUG;TYPE:EYE TERMINAL,MATERIAL:COPPER,ADDITIONAL FEATURES EN:BARE, CRIMP, PLATED, STUD SIZE: 8 MM, CABLE SIZE: 35 MM2, MNFR:01)ASHDOWN,PTNO:01)ACX0110 | EYE TERMINAL,COPPER,01)BARE, CRIMP, PLATED, STUD S,01)ASHDOWN,01)ACX0110 |  |  | ASHDOWN |  | ACX0110 | OEX | ASHDOWN | ACX0110 |  |  | https://www.4wd247.com/products/oex-cable-lug-solder-35-8-2-b-s-pack-of-10-acx0110 | [10 empty] | ENRICHED |  | CONNECTOR | LUG | TYPE | EYE TERMINAL,BARE | CONDUCTOR CONNECTION |  | HOLE SIZE | 8 MM | MATERIAL | ZINC PLATED COPPER | TERMINATION END | CRIMPED/SOLDERED | INSULATION |  | VOLTAGE RATING |  | CURRENT RATING |  | HAZARD CLASS |  | CERTIFICATION/STANDARD |  | ADDITIONAL FEATURES | [51 empty] | STUD SIZE: 8 MM,CABLE SIZE: 35 MM2 | Production Completed
STP_009 - Lot4 | Data Enrichment | SFU | OK | 2023-07-21 | 2023-08-08 |  | 1290233 | 1290233 | EA | CONNECTOR,LUG;EYE TERMINAL,COPPER |  |  | CONNECTOR,LUG;TYPE:EYE TERMINAL,MATERIAL:COPPER,ADDITIONAL FEATURES EN:BARE, CRIMP, PLATED, CABLE SIZE: 50 MM2, STUD SIZE: 10 MM, MNFR:01)ASHDOWN,PTNO:01)ACX0113 | EYE TERMINAL,COPPER,01)BARE, CRIMP, PLATED, CABLE,01)ASHDOWN,01)ACX0113 |  |  | ASHDOWN |  | ACX0113 | OEX | ASHDOWN | ACX0113 |  |  | https://www.repco.co.nz/globes-batteries-electrical/battery-chargers-power-accessories/battery-terminals-lugs/oex-cable-lug-solder-or-crimp-ref-50-10-10pk-acx0113/p/A1194502 | [10 empty] | ENRICHED |  | CONNECTOR | LUG | TYPE | EYE TERMINAL,BARE | CONDUCTOR CONNECTION |  | HOLE SIZE | 10 MM | MATERIAL | ZINC PLATED COPPER | TERMINATION END | CRIMPED/SOLDERED | INSULATION |  | VOLTAGE RATING |  | CURRENT RATING |  | HAZARD CLASS |  | CERTIFICATION/STANDARD |  | ADDITIONAL FEATURES | [51 empty] | CABLE SIZE: 50 MM2,STUD SIZE: 10 MM | Production Completed
STP_009 - Lot4 | Data Enrichment | SFU | OK | 2023-07-21 | 2023-08-08 |  | 1317651 | 1317651 | EA | CONNECTOR,LUG;EYE TERMINAL,COPPER |  |  | CONNECTOR,LUG;TYPE:EYE TERMINAL,MATERIAL:COPPER,ADDITIONAL FEATURES EN:7/1.70MM, CRIMP CONNECTION, CABLE SIZE: 16 MM2, STUD SIZE: 8 MM,MNFR:01)KINSMAN,PTNO:01)CAL16-8 | EYE TERMINAL,COPPER,01)7/1.70MM, CRIMP CONNECTION,01)KINSMAN,01)CAL16-8 |  |  | KINSMAN |  | CAL16-8 | CABAC | KINSMAN | CAL16-8 |  |  | https://www.cabac.com.au/p/electrical-power-connectivity/lugs-and-links/copper/cal16-8 | [10 empty] | ENRICHED |  | CONNECTOR | LUG | TYPE | EYE TERMINAL | CONDUCTOR CONNECTION | CRIMP | HOLE SIZE | 8 MM | MATERIAL | COPPER | TERMINATION END |  | INSULATION |  | VOLTAGE RATING |  | CURRENT RATING |  | HAZARD CLASS |  | CERTIFICATION/STANDARD | AS4325 Part 1 | ADDITIONAL FEATURES | STRANDING NUMBER/DIAMETER: 7/1.7 MM, CABLE SIZE: 16 MM2 | [51 empty] | Production Completed
STP_009 - Lot4 | Data Enrichment | SFU | OK | 2023-07-21 | 2023-08-08 |  | 1361403 | 1361403 | EA | CONNECTOR,LUG;RECEPTACLE,FEMALE SPADE | CONECTOR,TAPA; | CNNCTR COSSE; | CONNECTOR,LUG;TYPE:RECEPTACLE,CONDUCTOR CONNECTION:FEMALE SPADE,HOLE SIZE:6.35X0.8MM,INSULATION:INSULATED,ADDITIONAL FEATURES EN: YELLOW,CRIMP,L24.2MM,WIRE SIZE:4 TO 6SQMM,CONTACT MATERIAL:BRASS,INSULATION MATERIAL:NYLON,MNFR:RS PRO | RECEPTACLE,FEMALE SPADE,6.35X0.8MM,INSULATED,01)YELLOW,CRIMP,L24.2MM,WIRE S,02)CONTACT MATERIAL:BRASS,INSU,03)MNFR:RS PRO,01)RS COMPONENTS PTY LTD,01)267-4186 |  |  | RS PRO | RS PRO | 267-4186 | [5 empty] | https://in.rsdelivers.com/product/rs-pro/rs-pro-yellow-insulated-female-spade-connector-635/2674186 | [10 empty] | CLEANSED |  | CONNECTOR | LUG | TYPE | RECEPTACLE, INSULATED | CONDUCTOR CONNECTION | CRIMP | HOLE SIZE | 6.35X0.8MM | MATERIAL | BRASS | TERMINATION END | FEMALE SPADE | INSULATION | NYLON | VOLTAGE RATING |  | CURRENT RATING |  | HAZARD CLASS |  | CERTIFICATION/STANDARD |  | ADDITIONAL FEATURES | COLOUR: YELLOW,LENGTH: 24.2 MM | [50 empty] | WIRE SIZE:4 TO 6SQMM,CONTACT MATERIAL:BRASS,INSULATION MATERIAL:NYLON | Production Completed
STP_009 - Lot4 | Data Enrichment | SFU | OK | 2023-07-21 | 2023-08-08 |  | 1291283 | 1291283 | PAC | CONNECTOR,LUG;RING TERMINAL,CNW,CNW |  |  | CONNECTOR,LUG;TYPE:RING TERMINAL,ADDITIONAL FEATURES EN:CRIMP CONNECTION, PKT = 50, RED PRE INSULATED, STUD SIZE: 6 MM, CAB,LE SIZE: 0.5 - 1.5 MM2, NUMBER OF HOLES: 1,MNFR:01)CNW,PTNO:01)RT1.25-6DG,MNFR:02)CNW,PTNO:02)UTIH4218/100MIM,MNFR:03)CABAC,PTNO:03) UTIH4218/100 | RING TERMINAL,01)CRIMP CONNECTION, PKT = 50,02)LE SIZE: 0.5 - 1.5 MM2, NUM,01)CNW,02)CNW,03)CABAC,01)RT1.25-6DG,02)UTIH4218/100MIM,03)UTIH4218/100 |  |  | CABAC | CNW | RT1.25-6DG |  | CNW | UTIH4218/100MIM | CABAC | UTIH4218/100 | https://www.cabac.com.au/p/electrical-power-connectivity/terminals/pre-insulated-terminals/rt1-25-6dg | https://shop.cnw.com.au/cnw/en/AUD/All-Categories/Installation/Pre-Insulated-Terminals/RING-TERMINAL-RED-6MM-STUD-DBL-GRIP/p/CABRT1.25-6DGB30 | [9 empty] | ENRICHED |  | CONNECTOR | LUG | TYPE | RING TERMINAL, PRE INSULATED | CONDUCTOR CONNECTION | CRIMP | HOLE SIZE | 6 MM | MATERIAL | COPPER | TERMINATION END |  | INSULATION | PVC | VOLTAGE RATING |  | CURRENT RATING |  | HAZARD CLASS |  | CERTIFICATION/STANDARD | AS 3169, AS 4437 | ADDITIONAL FEATURES | CABLE SIZE: 0.5 TO 1.5 MM2,NUMBER OF HOLES: 1, COLOUR: RED,PACKAGE TYPE: 50/PACKET | [51 empty] | Production Completed
STP_009 - Lot4 | Data Enrichment | SFU | OK | 2023-07-21 | 2023-08-08 |  | 1317713 | 1317713 | PAC | CONNECTOR,LUG;RING TERMINAL,HELLERMN |  |  | CONNECTOR,LUG;TYPE:RING TERMINAL,ADDITIONAL FEATURES EN:PLASTI-GRIP PRE-INSULATED, PKT = 25, YELLOW, CABLE SIZE: 2.7-6.6 MM,2, NUMBER OF HOLES: 1, STUD SIZE: 10 MM,MNFR:01)HELLERMN,PTNO:01)RT5.5-10DG | RING TERMINAL,01)PLASTI-GRIP PRE-INSULATED,02)2, NUMBER OF HOLES: 1, STUD,01)HELLERMN,01)RT5.5-10DG |  |  | HELLERMN |  | RT5.5-10DG | CABAC | HELLERMN | RT5.5-10DG |  |  | https://shop.cnw.com.au/cnw/en/AUD/AllCategories/Installation/Pre-Insulated-Terminals/RING-TERMINAL-YELLOW-10MM-STUD-DBL-GRP/p/CABRT5.5-10DGB30 | [10 empty] | ENRICHED |  | CONNECTOR | LUG | TYPE | RING TERMINAL, PRE INSULATED | CONDUCTOR CONNECTION | CRIMP | HOLE SIZE | 10 MM | MATERIAL | COPPER | TERMINATION END |  | INSULATION | PVC | VOLTAGE RATING |  | CURRENT RATING |  | HAZARD CLASS |  | CERTIFICATION/STANDARD | AS 3169, AS 4437 | ADDITIONAL FEATURES | PLASTI-GRIP,CABLE SIZE: 2.7 TO 6.6 MM2,NUMBER OF HOLES: 1,COLOUR: YELLOW,PACKAGE TYPE: 25/PACKET | [51 empty] | Production Completed
STP_009 - Lot4 | Data Enrichment | SFU | OK | 2023-07-21 | 2023-08-08 |  | 1351516 | 1351516 | PAC | CONNECTOR,LUG;RING TERMINAL,ZE: 12.7 MM |  |  | CONNECTOR,LUG;TYPE:RING TERMINAL,ADDITIONAL FEATURES EN:PKT = 100, SOLISTRAND, TONGUE, CABLE SIZE: 26.7 - 42.4 MM2, STUD SI,ZE: 12.7 MM,MNFR:01)AMP,PTNO:01)1070737-2 | RING TERMINAL,01)PKT = 100, SOLISTRAND, TONG,02)ZE: 12.7 MM,01)AMP,01)1070737-2 |  |  | AMP | AMP | 1070737-2 | [5 empty] | URL NOT FOUND | [10 empty] | CLEANSED |  | CONNECTOR | LUG | TYPE | RING TONGUE TERMINAL | CONDUCTOR CONNECTION |  | HOLE SIZE | 12.7 MM | MATERIAL |  | TERMINATION END |  | INSULATION |  | VOLTAGE RATING |  | CURRENT RATING |  | HAZARD CLASS |  | CERTIFICATION/STANDARD |  | ADDITIONAL FEATURES | SERIES: SOLISTRAND, CABLE SIZE: 26.7 TO 42.4 MM2, PACKAGING TYPE: 100/PKT | [51 empty] | Production Completed
STP_009 - Lot4 | Data Enrichment | SFU | OK | 2023-07-21 | 2023-08-08 |  | 1232845 | 1232845 | PAC | CONNECTOR,LUG;RING TERMINAL,ZE: 7.94 MM |  |  | CONNECTOR,LUG;TYPE:RING TERMINAL,ADDITIONAL FEATURES EN:PKT = 100, SOLISTRAND, TONGUE, CABLE SIZE: 10.6 - 16.7 MM2, STUD SI,ZE: 7. 94 MM,MNFR:01)AMP,PTNO:01)4AMP33466,MNFR:02)AUSLEC,PTNO:02)33466 | RING TERMINAL,01)PKT = 100, SOLISTRAND, TONG,02)ZE: 7.94 MM,01)AMP,02)AUSLEC,01)4AMP33466,02)33466 |  |  | AUSLEC |  | 33466 | TE CONNECTIVITY | AUSLEC | 33466 | AMP | 4AMP33466 | https://www.te.com/usa-en/product-33466.html | [10 empty] | ENRICHED |  | CONNECTOR | LUG | TYPE | RING TONGUE TERMINAL | CONDUCTOR CONNECTION |  | HOLE SIZE | 7.94 MM | MATERIAL |  | TERMINATION END |  | INSULATION | UNINSULATED | VOLTAGE RATING |  | CURRENT RATING |  | HAZARD CLASS |  | CERTIFICATION/STANDARD |  | ADDITIONAL FEATURES | SERIES: SOLISTRAND, CABLE SIZE: 10.6 TO 16.7 MM2, PACKAGING TYPE: 100/PKT | [51 empty] | Production Completed
STP_009 - Lot4 | Data Enrichment | SFU | OK | 2023-07-21 | 2023-08-08 |  | 1319351 | 1319351 | PAC | CONNECTOR,LUG;SLTD, TERMINAL,CNW,CABAC |  |  | CONNECTOR,LUG;TYPE:SLOTTED, TERMINAL,ADDITIONAL FEATURES EN:CRIMP CONNECTION, PACKET = 100, RED PREINSULATED, CABLE SIZE: 0.5 -, 1.5 MM2, STUD SIZE: 3 MM,MNFR:01)CNW,PTNO:01)FS1.25-3DG,MNFR:02)CABAC,PTNO:02)UTIH4512/100MIM | SLOTTED, TERMINAL,01)CRIMP CONNECTION, PACKET =,02) 1.5 MM2, STUD SIZE: 3 MM,01)CNW,02)CABAC,01)FS1.25-3DG,02)UTIH4512/100MIM |  |  | CABAC | CNW | FS1.25-3DG |  | CABAC | UTIH4512/100MIM |  |  | https://shop.cnw.com.au/cnw/en/AUD/All-Categories/Installation/Lugs-and-Links/FORKED-SPADE-TERMINAL-3MM-RED-DOUBGRP/p/CABFS1.25-3DGB30 | [10 empty] | ENRICHED |  | CONNECTOR | LUG | TYPE | SLOTTED,TERMINAL, PRE INSULATED | CONDUCTOR CONNECTION | CRIMP | HOLE SIZE | 3 MM | MATERIAL | COPPER | TERMINATION END | FORKED SPADE | INSULATION | PVC | VOLTAGE RATING |  | CURRENT RATING |  | HAZARD CLASS |  | CERTIFICATION/STANDARD | AS 3169, AS 4437 | ADDITIONAL FEATURES | CABLE SIZE: 0.5 TO 1.5 MM2, COLOUR: RED,PACKAGE TYPE: 100/PACKET | [51 empty] | Production Completed
STP_009 - Lot4 | Data Enrichment | SFU | OK | 2023-07-21 | 2023-08-08 |  | 1290187 | 1290187 | EA | CONNECTOR,LUG;STALK, TERMINAL,COPPER |  |  | CONNECTOR,LUG;TYPE:STALK, TERMINAL,MATERIAL:COPPER,ADDITIONAL FEATURES EN:19/1.53 MM, CRIMP CONNECTION, NO.2, CABLE SIZE: 35 MM2, MNFR:01)CABLEACC,PTNO:01)CS35/12 | STALK, TERMINAL,COPPER,01)19/1.53 MM, CRIMP CONNECTIO,01)CABLEACC,01)CS35/12 |  |  | CABLEACC |  | CS35/12 | CABAC | CABLEACC | CS35/12 |  |  | https://shop.cnw.com.au/cnw/en/AUD/All-Categories/Installation/Lugs-and-Links/LUG-COPPER-STALK-35MM-12MM-STALK/p/CABCS35=12B14 | [10 empty] | CLEANSED |  | CONNECTOR | LUG | TYPE | STALK,TERMINAL | CONDUCTOR CONNECTION | CRIMP | HOLE SIZE | 12 MM | MATERIAL | COPPER | TERMINATION END |  | INSULATION |  | VOLTAGE RATING |  | CURRENT RATING |  | HAZARD CLASS |  | CERTIFICATION/STANDARD |  | ADDITIONAL FEATURES | SIZE: 19/1.53 MM,NO.2 | [50 empty] | CABLE SIZE: 35 MM2 | Production Completed
STP_009 - Lot4 | Data Enrichment | SFU | OK | 2023-07-21 | 2023-08-08 |  | 1361400 | 1361400 | EA | CONNECTOR,LUG;TAB,MALE SPADE,0.8X6.35MM | CONECTOR,TAPA; | CNNCTR COSSE; | CONNECTOR,LUG;TYPE:TAB,CONDUCTOR CONNECTION:MALE SPADE,HOLE SIZE:0.8X6.35MM,INSULATION:INSULATED,ADDITIONAL FEATURES EN:BLUE, UNSHROUDED,WIRE SIZE:1.5 TO 2.5SQMM,INSULATION MATERIAL:NYLON,CONTACT MATERIAL:BRASS,MNFR:RS PRO | TAB,MALE SPADE,0.8X6.35MM,INSULATED,01)BLUE,UNSHROUDED,WIRE SIZE:1,02)INSULATION MATERIAL:NYLON,C,03)MNFR:RS PRO,01)RS COMPONENTS PTY LTD,01)267-4035 |  |  | RS PRO | RS PRO | 267-4035 | [5 empty] | https://in.rsdelivers.com/product/rs-pro/rs-pro-blue-insulated-male-spade-connector-tab-08/2674035 | [10 empty] | ENRICHED |  | CONNECTOR | LUG | TYPE | TAB, INSULATED | CONDUCTOR CONNECTION | CRIMP | HOLE SIZE | 6.35X0.8MM | MATERIAL | BRASS | TERMINATION END | MALE SPADE | INSULATION | NYLON | VOLTAGE RATING |  | CURRENT RATING |  | HAZARD CLASS |  | CERTIFICATION/STANDARD |  | ADDITIONAL FEATURES | COLOUR: BLUE,UNSHROUDED | [50 empty] | WIRE SIZE:1.5 TO 2.5SQMM,INSULATION MATERIAL:NYLON,CONTACT MATERIAL:BRASS | Production Completed
STP_009 - Lot4 | Data Enrichment | SFU | OK | 2023-07-21 | 2023-08-08 |  | 1361402 | 1361402 | EA | CONNECTOR,LUG;TAB,MALE SPADE,4.75X0.8MM | CONECTOR,TAPA; | CNNCTR COSSE; | CONNECTOR,LUG;TYPE:TAB,CONDUCTOR CONNECTION:MALE SPADE,HOLE SIZE:4.75X0.8MM,INSULATION:INSULATED,ADDITIONAL FEATURES EN:RED,WIRE SIZE:0.5 TO 1.5SQMM,L20MM,UNSHROUDED,CONTACT MATERIAL:BRASS,COPPER,INSULATION MATERIAL:NYLON,MNFR:RS PRO | TAB,MALE SPADE,4.75X0.8MM,INSULATED,01)RED,WIRE SIZE:0.5 TO 1.5SQM,02)CONTACT MATERIAL:BRASS,COPP,03)MNFR:RS PRO,01)RS COMPONENTS PTY LTD,01)267-4439 |  |  | RS PRO | RS PRO | 267-4439 | [5 empty] | https://in.rsdelivers.com/product/rs-pro/rs-pro-red-insulated-male-spade-connector-tab-475/2674439 | [10 empty] | ENRICHED |  | CONNECTOR | LUG | TYPE | TAB, INSULATED | CONDUCTOR CONNECTION | CRIMP | HOLE SIZE | 4.75X0.8MM | MATERIAL | BRASS | TERMINATION END | MALE SPADE | INSULATION | NYLON | VOLTAGE RATING |  | CURRENT RATING |  | HAZARD CLASS |  | CERTIFICATION/STANDARD |  | ADDITIONAL FEATURES | COLOUR: RED | [50 empty] | WIRE SIZE:0.5 TO 1.5SQMM,L20MM,UNSHROUDED,CONTACT MATERIAL:BRASS,COPPER,INSULATION MATERIAL:NYLON | Production Completed
STP_009 - Lot4 | Data Enrichment | SFU | OK | 2023-07-21 | 2023-08-08 |  | 1361404 | 1361404 | EA | CONNECTOR,LUG;TAB,MALE SPADE,6.35X0.8MM | CONECTOR,TAPA; | CNNCTR COSSE; | CONNECTOR,LUG;TYPE:TAB,CONDUCTOR CONNECTION:MALE SPADE,HOLE SIZE:6.35X0.8MM,INSULATION:INSULATED,ADDITIONAL FEATURES EN:YELLOW, CRIMP,L25MM,UNSHROUDED,INSULATION MATERIAL:VINYL,CONTACT MATERIAL:BRASS,WIRE SIZE:2.5 TO 6SQMM,MNFR:RS PRO | TAB,MALE SPADE,6.35X0.8MM,INSULATED,01)YELLOW,CRIMP,L25MM,UNSHROUD,02)INSULATION MATERIAL:VINYL,C,03)WIRE SIZE:2.5 TO 6SQMM,04)MNFR:RS PRO,01)RS COMPONENTS PTY LTD,01)534-547 |  |  | RS PRO | RS PRO | 534-547 | [5 empty] | https://in.rsdelivers.com/product/rs-pro/rs-pro-yellow-insulated-male-spade-connector-tab-x/0534547 | [10 empty] | CLEANSED |  | CONNECTOR | LUG | TYPE | TAB, INSULATED | CONDUCTOR CONNECTION | CRIMP | HOLE SIZE | 6.35X0.8MM | MATERIAL | BRASS | TERMINATION END | MALE SPADE | INSULATION | VINYL | VOLTAGE RATING |  | CURRENT RATING |  | HAZARD CLASS |  | CERTIFICATION/STANDARD |  | ADDITIONAL FEATURES | COLOUR: YELLOW,LENGTH: 25 MM,UNSHROUDED | [50 empty] | INSULATION MATERIAL:VINYL,CONTACT MATERIAL:BRASS,WIRE SIZE:2.5 TO 6SQMM | Production Completed
STP_009 - Lot4 | Data Enrichment | SFU | OK | 2023-07-21 | 2023-08-08 |  | 1351515 | 1351515 | PAC | CONNECTOR,LUG;TRMNL,AMP,320344 |  |  | CONNECTOR,LUG;TYPE:TERMINAL,ADDITIONAL FEATURES EN:RING TONGUE SOLISTRAND, PKT = 100, CABLE SIZE: 10.6 - 16.7 MM2, NUM,BER OF HOLES: 1, STUD SIZE: 12.7 MM,MNFR:01)AMP,PTNO:01)320344 | TERMINAL,01)RING TONGUE SOLISTRAND, PKT,02)BER OF HOLES: 1, STUD SIZE:,01)AMP,01)320344 |  |  | AMP |  | 320344 | TE CONNECTIVITY | AMP | 320344 |  |  | https://www.te.com/usa-en/product-320344.html | [10 empty] | ENRICHED |  | CONNECTOR | LUG | TYPE | RING TONGUE TERMINAL | CONDUCTOR CONNECTION |  | HOLE SIZE | 12.7 MM | MATERIAL |  | TERMINATION END |  | INSULATION | UNINSULATED | VOLTAGE RATING |  | CURRENT RATING |  | HAZARD CLASS |  | CERTIFICATION/STANDARD |  | ADDITIONAL FEATURES | SERIES: SOLISTRAND, CABLE SIZE: 10.6 TO 16.7 MM2,NUMBER OF HOLES: 1, PACKAGING TYPE: 100/PKT | [51 empty] | Production Completed
STP_009 - Lot4 | Data Enrichment | SFU | OK | 2023-07-21 | 2023-08-08 |  | 1353543 | 1353543 | EA | CONNECTOR,LUG;TRMNL,COPPER ALLOY,CNW |  |  | CONNECTOR,LUG;TYPE:TERMINAL,MATERIAL:COPPER ALLOY,MNFR:01)CNW,PTNO:01)H1806/1,MNFR:02)UTILUX,PTNO:02)UTIH1806/1 | TERMINAL,COPPER ALLOY,01)CNW,02)UTILUX,01)H1806/1,02)UTIH1806/1 |  |  | UTILUX | CNW | H1806/1 |  | UTILUX | UTIH1806/1 |  |  | https://shop.cnw.com.au/cnw/en/AUD/All-Categories/Connectors-%26-Terminals/Lugs-%26-Links/LUG-CU-ALLOY-BOLTD-%28NO6%29-185MM2-M20/p/UTIH1806=1B09 | [10 empty] | ENRICHED |  | CONNECTOR | LUG | TYPE | TERMINAL | CONDUCTOR CONNECTION |  | HOLE SIZE | M20 | MATERIAL | COPPER ALLOY | TERMINATION END | BOLTED | INSULATION |  | VOLTAGE RATING |  | CURRENT RATING |  | HAZARD CLASS |  | CERTIFICATION/STANDARD |  | ADDITIONAL FEATURES | [52 empty] | Production Completed
STP_009 - Lot4 | Data Enrichment | SFU | OK | 2023-07-21 | 2023-08-08 |  | 1298628 | 1298628 | EA | CONNECTOR,LUG;TRMNL,COPPER,CABAC |  |  | CONNECTOR,LUG;TYPE:TERMINAL,MATERIAL:COPPER,ADDITIONAL FEATURES EN:150MM2 CABLE X 10MMHOLE, CIRCUIT BREAKER,MNFR:01)CABAC,PTNO:01) CABCALCB150-10 | TERMINAL,COPPER,01)150MM2 CABLE X 10MMHOLE, CI,01)CABAC,01)CABCALCB150-10 |  |  | CABAC | CABAC | CALCB150-10 | [5 empty] | https://www.cabac.com.au/p/electrical-power-connectivity/lugs-and-links/copper/calcb150-10 | https://shop.cnw.com.au/cnw/en/AUD/All-Categories/Installation/Lugs-and-Links/LUG-CU-CIRCUIT-BRKR-LUG-150MM-10MM-STUD/p/CABCALCB150-10B10 | [9 empty] | ENRICHED |  | CONNECTOR | LUG | TYPE | TERMINAL | CONDUCTOR CONNECTION | CRIMP | HOLE SIZE | 10 MM | MATERIAL | ELECTRO TINNED COPPER | TERMINATION END |  | INSULATION |  | VOLTAGE RATING |  | CURRENT RATING |  | HAZARD CLASS |  | CERTIFICATION/STANDARD | AS/NZS4325.1 | ADDITIONAL FEATURES | CONDUCTOR SIZE: 150 MM2, FOR CIRCUIT BREAKER | [51 empty] | Production Completed
STP_009 - Lot4 | Data Enrichment | SFU | OK | 2023-07-21 | 2023-08-08 |  | 1289940 | 1289940 | EA | CONNECTOR,LUG;TRMNL,HELLERMN,CALCB120-10 |  |  | CONNECTOR,LUG;TYPE:TERMINAL,ADDITIONAL FEATURES EN:120MM2 CABLE X 10MM HOLE, CIRCUIT BREAKER,MNFR:01)HELLERMN,PTNO:01)CALCB120-10 | TERMINAL,01)120MM2 CABLE X 10MM HOLE, C,01)HELLERMN,01)CALCB120-10 |  |  | HELLERMN |  | CALCB120-10 | CABAC | HELLERMN | CALCB120-10 |  |  | https://shop.cnw.com.au/cnw/en/AUD/All-Categories/Installation/Lugs-and-Links/LUG-CU-CIRCUIT-BRKR-LUG-120MM-10MM-STUD/p/CABCALCB120-10B10 | [10 empty] | ENRICHED |  | CONNECTOR | LUG | TYPE | TERMINAL | CONDUCTOR CONNECTION | CRIMP | HOLE SIZE | 10 MM | MATERIAL | COPPER | TERMINATION END |  | INSULATION |  | VOLTAGE RATING |  | CURRENT RATING |  | HAZARD CLASS |  | CERTIFICATION/STANDARD | AS/NZS 4325 Part 1 | ADDITIONAL FEATURES | CABLE SIZE: 120 MM2, FOR CIRCUIT BREAKER | [51 empty] | Production Completed
STP_009 - Lot4 | Data Enrichment | SFU | OK | 2023-07-21 | 2023-08-08 |  | 1381798 | 1381798 | EA | CONNECTOR,LUG;TRMNL,KINSMAN,BG6A |  |  | CONNECTOR,LUG;TYPE:TERMINAL,ADDITIONAL FEATURES EN:UTILUX BRAND ONLY ACCEPTABLE, CABLE SIZE: 120 MM2, STUD SIZE: M16,MNFR:01) KINSMAN,PTNO:01)BG6A | TERMINAL,01)UTILUX BRAND ONLY ACCEPTABL,01)KINSMAN,01)BG6A |  |  | KINSMAN |  | BG6A | UTILUX | KINSMAN | BG6A |  |  | https://www.gvk.com.au/pdf/gvk_general.pdf | [10 empty] | ENRICHED |  | CONNECTOR | LUG | TYPE | TERMINAL | CONDUCTOR CONNECTION |  | HOLE SIZE | 16 MM | MATERIAL | COPPER ALLOY | TERMINATION END | BOLTED | INSULATION |  | VOLTAGE RATING |  | CURRENT RATING |  | HAZARD CLASS |  | CERTIFICATION/STANDARD |  | ADDITIONAL FEATURES | CABLE SIZE: 120 MM2 | [51 empty] | Production Completed
STP_009 - Lot4 | Data Enrichment | SFU | OK | 2023-07-21 | 2023-08-08 |  | 1288371 | 1288371 | EA | CONNECTOR;1/4-1/4 IN,BANJO |  |  | CONNECTOR;SIZE:1/4-1/4 IN,CONNECTION TYPE:BANJO,ADDITIONAL FEATURES EN:REFERENCE NO: 2023,MNFR:01)OUTOKUMP,PTNO:01)536901 | EN_01)1/4-1/4 IN,BANJO,01)REFERENCE NO: 2023,01)OUTOKUMP,01)536901 |  |  | OUTOKUMP | OUTOKUMP | 536901 | [18 empty] | CONNECTOR | No Modifier | TYPE |  | SIZE | 1/4X1/4 IN | CONNECTION TYPE | BANJO | MATERIAL |  | HAZARD CLASS |  | CERTIFICATION/STANDARD |  | ADDITIONAL FEATURES | REFERENCE NO: 2023 | [59 empty] | Production Completed
STP_009 - Lot4 | Data Enrichment | SFU | OK | 2023-07-21 | 2023-08-08 |  | 1215267 | 1215267 | EA | CONNECTOR;10MM,5/8UNR,BRS,ACETHOSE,CRMP | CONECTOR; | CONNECTEUR; | CONNECTOR;SIZE:10MM,5/8UNR,MATERIAL:BRASS,ADDITIONAL FEATURES EN:ACETHOSE,CRIMP,MNFR:BOC LIMITED,PTNO:BOC692 | EN_01)10MM,5/8UNR,EN_01)BRASS,01)ACETHOSE,CRIMP,01)BOC LIMITED,01)BOC692 | BOC692 | 1068135 | BOC LIMITED | BOC LIMITED | BOC692 | [5 empty] | https://www.boc.com.au/wcsstore/AU_BOC_Industrial_Store/pdf/product/en_AU/Essentials%20Guide%20AU%202019%20Web%20v2.pdf | [10 empty] | CLEANSED |  | ADAPTER | HOSE | TYPE | ACETHOSE, CRIMP | NOMINAL SIZE | 10 MM | END CONNECTION | 5/8 IN UNL | LENGTH |  | PRESSURE CLASS/RATING |  | MATERIAL | BRASS | MATERIAL SPECIFICATION |  | COATING/FINISH |  | TEMPERATURE RATING |  | HAZARD CLASS |  | CERTIFICATION/STANDARD |  | ADDITIONAL FEATURES | [50 empty] | Production Completed
STP_009 - Lot4 | Data Enrichment | SFU | OK | 2023-07-21 | 2023-08-08 |  | 1215266 | 1215266 | EA | CONNECTOR;10MM,5/8UNR,BRS,OXYHOSE,CRMP | CONECTOR; | CONNECTEUR; | CONNECTOR;SIZE:10MM,5/8UNR,MATERIAL:BRASS,ADDITIONAL FEATURES EN:OXYHOSE,CRIMP,MNFR:BOC LIMITED,PTNO:BOC691 | EN_01)10MM,5/8UNR,EN_01)BRASS,01)OXYHOSE,CRIMP,01)BOC LIMITED,01)BOC691 | BOC691 | 1068135 | BOC LIMITED | BOC LIMITED | BOC691 | [5 empty] | https://www.boc.com.au/wcsstore/AU_BOC_Industrial_Store/pdf/product/en_AU/Essentials%20Guide%20AU%202019%20Web%20v2.pdf | [10 empty] | CLEANSED |  | ADAPTER | HOSE | TYPE | OXYHOSE, CRIMP | NOMINAL SIZE | 10 MM | END CONNECTION | 5/8 IN UNR | LENGTH |  | PRESSURE CLASS/RATING |  | MATERIAL | BRASS | MATERIAL SPECIFICATION |  | COATING/FINISH |  | TEMPERATURE RATING |  | HAZARD CLASS |  | CERTIFICATION/STANDARD |  | ADDITIONAL FEATURES | [50 empty] | Production Completed
STP_009 - Lot4 | Data Enrichment | SFU | NM CLARIFIED BY MUF | 2023-07-21 | 2023-08-08 |  | 1253685 | 1253685 | EA | CONNECTOR;2 X 25MM2,AL,PLP,SSD-2X25AL19 | CONECTOR; | CONNECTEUR; | CONNECTOR;SIZE:2 X 25MM2,MATERIAL:ALUMINIUM,ADDITIONAL FEATURES EN:PLP,SSD-2X25AL19,SERVICE,DISCONNECT | EN_01)2 X 25MM2,EN_01)ALUMINIUM,01)PLP,SSD-2X25AL19,02)SERVICE,DISCONNECT,01)PREFORMED LINE PRODUCTS,01)SSD-2X25AL19,01)PREFORMED LINE PRODUCTS,01)SSD-2X25AL19 | SSD-2X25AL19 | 1068388 | PREFORMED LINE PRODUCTS (AUST) | PREFORMED LINE PRODUCTS (AUST) | SSD-2X25AL19 | [5 empty] | https://preformed.com/au/images/PLP_A5_Trade_Catalogue_Final_Email.pdf | [10 empty] | CLEANSED |  | CONNECTOR | No Modifier | TYPE | SAFETY SERVICE DISCONNECT | SIZE | 2 X 25 MM | CONNECTION TYPE |  | MATERIAL | ALUMINIUM | HAZARD CLASS |  | CERTIFICATION/STANDARD |  | ADDITIONAL FEATURES | [19 empty] | ADDITIONAL FEATURES | [40 empty] | Production Completed
STP_009 - Lot4 | Data Enrichment | SFU | OK | 2023-07-21 | 2023-08-08 |  | 1215260 | 1215260 | EA | CONNECTOR;50MM2,CS,M,DINSE | CONECTOR; | CONNECTEUR; | CONNECTOR;SIZE:50MM2,MATERIAL:CARBON STEEL,ADDITIONAL FEATURES EN:MALE,DINSE,MNFR:BOC LIMITED,PTNO:BCP35/50 | EN_01)50MM2,EN_01)CARBON STEEL,01)MALE,DINSE,01)BOC LIMITED,01)BCP35/50 | BCP35/50 | 1068135 | BOC LIMITED | BOC LIMITED | BCP35/50 | [5 empty] | https://www.boc.com.au/wcsstore/AU_BOC_Industrial_Store/pdf/product/en_AU/Essentials%20Guide%20AU%202019%20Web%20v2.pdf | [10 empty] | CLEANSED |  | CONNECTOR | CABLE | TYPE | DINSE | TRADE SIZE |  | CABLE SIZE | 50 MM2 | CONNECTION TYPE | MALE | CONNECTOR MATERIAL | CARBON STEEL | CABLE TYPE |  | HAZARD CLASS |  | CERTIFICATION/STANDARD |  | ADDITIONAL FEATURES | [56 empty] | Production Completed
STP_009 - Lot4 | Data Enrichment | SFU | OK | 2023-07-21 | 2023-08-08 |  | 1288519 | 1288519 | EA | CONNECTOR;DOUBLE,6/4 |  |  | CONNECTOR;TYPE:DOUBLE,ADDITIONAL FEATURES EN:6/4,MNFR:01)OUTOKUMP,PTNO:01)539598 | DOUBLE,01)6/4,01)OUTOKUMP,01)539598 |  |  | OUTOKUMP | OUTOKUMP | 539598 | [18 empty] | CONNECTOR | No Modifier | TYPE | DOUBLE | SIZE |  | CONNECTION TYPE |  | MATERIAL |  | HAZARD CLASS |  | CERTIFICATION/STANDARD |  | ADDITIONAL FEATURES | 6/4 | [59 empty] | Production Completed
STP_009 - Lot4 | Data Enrichment | SFU | OK | 2023-07-21 | 2023-08-08 |  | 1288258 | 1288258 | EA | CONNECTOR;MALE,CL S6510-6-1/4 IN |  |  | CONNECTOR;TYPE:MALE,ADDITIONAL FEATURES EN:CL S6510-6-1/4 IN,MNFR:01)OUTOKUMP,PTNO:01)535495 | MALE,01)CL S6510-6-1/4 IN,01)OUTOKUMP,01)535495 |  |  | OUTOKUMP |  | S6510-6-1/4 IN | CAMOZZI | OUTOKUMP | 535495 |  |  | http://catalogue.camozzi.com/CATALOGUES/CCC-GENCAT/00153/PDF/ENG.8.1.5.pdf | [10 empty] | ENRICHED |  | CONNECTOR | No Modifier | TYPE |  | SIZE | 6 MM OD | CONNECTION TYPE | MALE G 1/4 IN | MATERIAL | BRASS | HAZARD CLASS |  | CERTIFICATION/STANDARD |  | ADDITIONAL FEATURES | [60 empty] | Production Completed
STP_009 - Lot4 | Data Enrichment | SFU | OK | 2023-07-21 | 2023-08-08 |  | 1317245 | 1317245 | PAC | CONNECTOR,TERM;BOOTLACE PIN, PRE INSULAT |  |  | CONNECTOR,TERMINAL;TYPE:BOOTLACE PIN, PRE INSULATED, TWIN,CONDUCTOR SIZE:6 MM2,ADDITIONAL FEATURES EN:FERRULE,YELLOW HF, PKT/25, MNFR:01)CABAC,PTNO:01)BLPT600 | EN_01)BOOTLACE PIN, PRE INSULA,6 MM2,01)FERRULE,YELLOW HF, PKT/25,01)CABAC,01)BLPT600 |  |  | CABAC | CABAC | BLPT600 | [5 empty] | https://www.cabac.com.au/p/electrical-power-connectivity/terminals/bootlace-terminals/blpt600 | https://shop.cnw.com.au/cnw/en/AUD/AllCategories/Installation/Pre-Insulated-Terminals/BOOT-LACE-PIN-TW-PRE-IN-2X6-0MM2-YEL/p/CABBLPT600B30 | [9 empty] | ENRICHED |  | CONNECTOR | TERMINAL | TYPE | BOOTLACE PIN,PRE INSULATED,TWIN | CONDUCTOR SIZE | 6 MM2 | STUD/HOLE SIZE |  | MATERIAL | COPPER | INSULATION MATERIAL | PVC | TEMPERATURE RATING |  | CONNECTION TYPE | CRIMP | HAZARD CLASS |  | CERTIFICATION/STANDARD |  | ADDITIONAL FEATURES | FERRULE,COLOUR: YELLOW, HF,PACKAGING TYPE: 25/PKT | [53 empty] | Production Completed
STP_009 - Lot4 | Data Enrichment | SFU | OK | 2023-07-21 | 2023-08-08 |  | 1353249 | 1353249 | PAC | CONNECTOR,TERM;BOOTLACE PIN, PRE INSULAT |  |  | CONNECTOR,TERMINAL;BOOTLACE PIN, PRE INSULATED,CONDUCTOR SIZE:2.5 MM2,ADDITIONAL FEATURES EN:FERRULE GREY(PACK 100),MNFR:01) REXELAUS,PTNO:01)CABBLP250 | EN_01)BOOTLACE PIN, PRE INSULA,2.5 MM2,01)FERRULE GREY(PACK 100),01)REXELAUS,01)CABBLP250 |  |  | REXELAUS |  | BLP250 | CABAC | REXELAUS | CABBLP250 |  |  | https://shop.cnw.com.au/cnw/en/AUD/Connectors-%26-Terminals/Lugs-%26-Links/BOOT-LACE-PIN-2-5MM2-GR-18MMPIN-100P/p/CABBLP250-18B30 | [10 empty] | ENRICHED |  | CONNECTOR | TERMINAL | TYPE | BOOTLACE PIN,PRE INSULATED | CONDUCTOR SIZE | 2.5 MM2 | STUD/HOLE SIZE |  | MATERIAL | COPPER | INSULATION MATERIAL | PVC | TEMPERATURE RATING |  | CONNECTION TYPE | CRIMP | HAZARD CLASS |  | CERTIFICATION/STANDARD |  | ADDITIONAL FEATURES | FERRULE, COLOUR: GREY, PACKAGE TYPE: 100/PACK | [53 empty] | Production Completed
STP_009 - Lot4 | Data Enrichment | SFU | OK | 2023-07-21 | 2023-08-08 |  | 1286175 | 1286175 | PAC | CONNECTOR,TERM;BOOTLACE, FERRULE,1 MM2 |  |  | CONNECTOR,TERMINAL;TYPE:BOOTLACE, FERRULE,CONDUCTOR SIZE:1 MM2,ADDITIONAL FEATURES EN:FERRULE RED HF, BOOTLACE, PKT/100,MNFR:01) CABAC,PTNO:01)BLPT100 | EN_01)BOOTLACE, FERRULE,1 MM2,01)FERRULE RED HF, BOOTLACE, P,01)CABAC,01)BLPT100 |  |  | CABAC | CABAC | BLPT100 | [5 empty] | https://www.cabac.com.au/p/electrical-power-connectivity/terminals/bootlace-terminals/blpt100 | https://shop.cnw.com.au/cnw/en/AUD/All-Categories/Installation/Pre-Insulated-Terminals/BOOT-LACE-PIN-TW-PRE-IN-2X1-0MM2-RED/p/CABBLPT100B30 | [9 empty] | ENRICHED |  | CONNECTOR | TERMINAL | TYPE | BOOTLACE PIN,PRE INSULATED,TWIN | CONDUCTOR SIZE | 1 MM2 | STUD/HOLE SIZE |  | MATERIAL | COPPER | INSULATION MATERIAL | PVC | TEMPERATURE RATING |  | CONNECTION TYPE | CRIMP | HAZARD CLASS |  | CERTIFICATION/STANDARD |  | ADDITIONAL FEATURES | FERRULE, COLOUR: RED, HF,PACKAGING TYPE: 100/PKT | [53 empty] | Production Completed
STP_009 - Lot4 | Data Enrichment | SFU | OK | 2023-07-21 | 2023-08-08 |  | 1384541 | 1384541 | EA | CONNECTOR,TERM;CRIMP CLOSE END,1-3 MM2 |  |  | CONNECTOR,TERMINAL;TYPE:CRIMP CLOSE END,CONDUCTOR SIZE:1-3 MM2,ADDITIONAL FEATURES EN:SERIES NO: JST CE,MNFR:01)RS COMPONENTS PTY LTD,PTNO:01)8388392 | EN_01)CRIMP CLOSE END,1-3 MM2,01)SERIES NO: JST CE,01)RS COMPONENTS PTY LTD,01)8388392 |  |  | RS COMPONENTS PTY LTD | JST | CE-2 |  | RS COMPONENTS PTY LTD | 838-8392 |  |  | https://in.rsdelivers.com/product/jst/ce-2/jst-ce-splice-connector-insulated-1-3-mm-16-14-awg/8388392 | [10 empty] | ENRICHED |  | CONNECTOR | TERMINAL | TYPE | SPLICE, CLOSE END, INSULATED | CONDUCTOR SIZE | 1 TO 3 MM2 | STUD/HOLE SIZE |  | MATERIAL |  | INSULATION MATERIAL | NYLON | TEMPERATURE RATING |  | CONNECTION TYPE | CRIMP | HAZARD CLASS |  | CERTIFICATION/STANDARD |  | ADDITIONAL FEATURES | [54 empty] | Production Completed
STP_009 - Lot4 | Data Enrichment | SFU | OK | 2023-07-21 | 2023-08-08 | Processed based on Websource | 1383947 | 1383947 | EA | CONNECTOR,TERM;MCR,0.14-1.5 MM2 |  |  | CONNECTOR,TERMINAL;TYPE:MICRO,CONDUCTOR SIZE:0.14-1.5 MM2,MNFR:01)CNW (MOUNT ISA) ELECT WHOLESALER,PTNO:01)PHO1414129 | EN_01)MICRO,0.14-1.5 MM2,01)CNW (MOUNT ISA) ELECT WHOLE,01)PHO1414129 |  |  | CNW (MOUNT ISA) ELECT WHOLESALER |  | 1414129 | PHOENIX CONTACT | CNW (MOUNT ISA) ELECT WHOLESALER | PHO1414129 |  |  | https://www.phoenixcontact.com/en-in/products/micro-terminal-block-mttb-15-1414129 | [10 empty] | ENRICHED |  | BLOCK | TERMINAL | TYPE | MICRO | CURRENT RATING | 17.5 A | VOLTAGE RATING | 400 V | WIRE SIZE | 0.14 TO 1.5 MM2 | NUMBER OF CIRCUITS | 4 | TERMINAL TYPE | SCREW | MATERIAL | PA | MOUNTING TYPE | DIN RAIL | SIZE | 44 LGX4.2 WDX44 HT MM | HAZARD CLASS |  | CERTIFICATION/STANDARD |  | ADDITIONAL FEATURES | [50 empty] | Production Completed
STP_009 - Lot4 | Data Enrichment | SFU | OK | 2023-07-21 | 2023-08-08 | Processed based on Websource, Conflict w.r.t Input | 1383744 | 1383744 | EA | CONNECTOR,TERM;TE CONNECTIVITY |  |  | CONNECTOR,TERMINAL;TYPE:TE CONNECTIVITY,MNFR:01)CNW (MOUNT ISA) ELECT WHOLESALER,PTNO:01)RSC408-9697 | EN_01)TE CONNECTIVITY,01)CNW (MOUNT ISA) ELECT WHOLE,01)RSC408-9697 |  |  | CNW (MOUNT ISA) ELECT WHOLESALER | TE Connectivity | DS-MIXT-05-RSU |  | RS COMPONENTS PTY LTD | 408-9697 | CNW (MOUNT ISA) ELECT WHOLESALER | RSC408-9697 | https://uk.rs-online.com/web/p/crimping-kits/4089697 | [10 empty] | ENRICHED |  | KIT | NO MODIFIER | TYPE | DuraSeal Service and Repair | CONTENTS | Duraseal Splice, 10 x Durseal Spade, 100 x Durseal Ring Terminal, 25 x Durseal Receptacle | NUMBER OF ITEMS |  | HAZARD CLASS |  | CERTIFICATION/STANDARD |  | ADDITIONAL FEATURES | [62 empty] | Production Completed
STP_009 - Lot4 | Data Enrichment | SFU | OK | 2023-07-21 | 2023-08-08 |  | 1293868 | 1293868 | EA | CYLINDER,GAS;NITROGEN, PRIME, DRY,D SIZE |  |  | CYLINDER,GAS;TYPE:NITROGEN, PRIME, DRY,CAPACITY:D SIZE,MNFR:01)REECE,PTNO:01)2800074 | NITROGEN, PRIME, DRY,D SIZE,01)REECE,01)2800074 |  |  | REECE | REECE | 2800074 | [5 empty] | https://www.actrol.com.au/product/prime-nitrogen-cylinder-dry-d-size-2800074 | https://www.reece.com.au/search/refrigeration-c384/gases-c2036/nitrogen-c1932/?pageNumber=1 | [9 empty] | ENRICHED |  | CYLINDER | GAS | TYPE | NITROGEN,PRIME,DRY | CAPACITY | 1.5 M3 | PRESSURE RATING |  | PORT SIZE |  | MATERIAL |  | WEIGHT |  | HAZARD CLASS |  | CERTIFICATION/STANDARD |  | ADDITIONAL FEATURES | SIZE: D | [55 empty] | Production Completed
STP_009 - Lot4 | Data Enrichment | SFU | OK | 2023-07-21 | 2023-08-08 |  | 1285030 | 1285030 | EA | CYLINDER,GAS;PRIME NITROGEN DRY,D |  |  | CYLINDER,GAS;TYPE:PRIME NITROGEN DRY,PORT SIZE:D,MNFR:01)REECE PTY LTD,PTNO:01)2800074 | PRIME NITROGEN DRY,D,01)REECE PTY LTD,01)2800074 |  |  | REECE PTY LTD | REECE PTY LTD | 2800074 | [5 empty] | https://www.actrol.com.au/product/prime-nitrogen-cylinder-dry-d-size-2800074 | https://www.reece.com.au/search/refrigeration-c384/gases-c2036/nitrogen-c1932/?pageNumber=1 | [9 empty] | ENRICHED |  | CYLINDER | GAS | TYPE | NITROGEN,PRIME,DRY | CAPACITY | 1.5 M3 | PRESSURE RATING |  | PORT SIZE |  | MATERIAL |  | WEIGHT |  | HAZARD CLASS |  | CERTIFICATION/STANDARD |  | ADDITIONAL FEATURES | SIZE: D | [55 empty] | Production Completed
STP_009 - Lot4 | Data Enrichment | SFU | OK | 2023-07-21 | 2023-08-08 |  | 1284857 | 1284857 | EA | CYLINDER,GAS;TROLLEY |  |  | CYLINDER,GAS;TYPE:TROLLEY,MNFR:01)EAST WEST ENGINEERING,PTNO:01)TGC2 | TROLLEY,01)EAST WEST ENGINEERING,01)TGC2 |  |  | EAST WEST ENGINEERING | EAST WEST ENGINEERING | TGC2 | [5 empty] | https://www.tools.com/east-west-engineering-gas-cylinder-trolley-2-cylindars-tgc2.html | [10 empty] | ENRICHED |  | TROLLEY | NO MODIFIER | TYPE | GAS CYLINDER | CAPACITY | 250 KG, 2 CYLINDERS | SIZE | 165X45 mm FORK POCKET | MATERIAL |  | NUMBER OF WHEELS |  | HAZARD CLASS |  | CERTIFICATION/STANDARD |  | ADDITIONAL FEATURES | [58 empty] | Production Completed
STP_009 - Lot4 | Data Enrichment | SFU | OK | 2023-07-21 | 2023-08-08 |  | 1296837 | 1296837 | EA | CYLINDER;9 L,BARE |  |  | CYLINDER;CAPACITY:9 L,ADDITIONAL FEATURES EN:BARE,MNFR:01)ISAFIRE,PTNO:01)ES912 | 9 L,01)BARE,01)ISAFIRE,01)ES912 |  |  | ISAFIRE | ISAFIRE | ES912 | [5 empty] | URL NOT FOUND | [10 empty] | CLEANSED |  | CYLINDER | No Modifier | TYPE | BARE | CAPACITY | 9 L | MATERIAL |  | SIZE |  | HAZARD CLASS |  | CERTIFICATION/STANDARD |  | ADDITIONAL FEATURES | [60 empty] | Production Completed
STP_009 - Lot4 | Data Enrichment | SFU | OK | 2023-07-21 | 2023-08-08 |  | 1286290 | 1286290 | EA | CYLINDER;ASSY |  |  | CYLINDER;ADDITIONAL FEATURES EN:ASSY,MNFR:01)MACLEAN,PTNO:01)1080000 | 01)ASSY,01)MACLEAN,01)1080000 |  |  | MACLEAN | MACLEAN | 1080000 | [5 empty] | URL NOT FOUND | [10 empty] | CLEANSED |  | CYLINDER | No Modifier | TYPE |  | CAPACITY |  | MATERIAL |  | SIZE |  | HAZARD CLASS |  | CERTIFICATION/STANDARD |  | ADDITIONAL FEATURES | ASSEMBLY | [59 empty] | Production Completed
STP_009 - Lot4 | Data Enrichment | SFU | NM CLARIFIED BY SYED | 2023-07-21 | 2023-08-08 |  | 1277325 | 1277325 | EA | CYLINDER;CLTCH, MASTER |  |  | CYLINDER;TYPE:CLUTCH, MASTER,MNFR:01)AUTOBARN,PTNO:01)210B0271 | EN_01)CLUTCH, MASTER,01)AUTOBARN,01)210B0271 |  |  | AUTOBARN |  | 210B0271 | Protex | AUTOBARN | 210B0271 |  |  | https://www.supercheapauto.com.au/p/protex-ptx-c-m-cyl-mazda-bt50-uny0e-06-on/SPO4374846.html | [10 empty] | ENRICHED |  | CYLINDER | NO MODIFIER | TYPE | CLUTCH MASTER | CAPACITY |  | MATERIAL |  | SIZE | 15.87 MM BORE | HAZARD CLASS |  | CERTIFICATION/STANDARD |  | ADDITIONAL FEATURES | [60 empty] | Production Completed
STP_009 - Lot4 | Data Enrichment | SFU | OK | 2023-07-21 | 2023-08-08 |  | 1277396 | 1277396 | EA | CYLINDER;CLTCH, MASTER |  |  | CYLINDER;TYPE:CLUTCH, MASTER,ADDITIONAL FEATURES EN:PRICE QUOTE #36646,MNFR:01)ROWSELL P/L T/A AUTOBARN,PTNO:01)210B0271 | EN_01)CLUTCH, MASTER,01)PRICE QUOTE #36646,01)ROWSELL P/L T/A AUTOBARN,01)210B0271 |  |  | ROWSELL P/L T/A AUTOBARN |  | 210B0271 | Protex | ROWSELL P/L T/A AUTOBARN | 210B0271 |  |  | https://www.supercheapauto.com.au/p/protex-ptx-c-m-cyl-mazda-bt50-uny0e-06-on/SPO4374846.html | [10 empty] | ENRICHED |  | CYLINDER | No Modifier | TYPE | CLUTCH MASTER | CAPACITY |  | MATERIAL |  | SIZE | 15.87 MM BORE | HAZARD CLASS |  | CERTIFICATION/STANDARD |  | ADDITIONAL FEATURES | PRICE QUOTE NO: 36646 | [59 empty] | Production Completed
STP_009 - Lot4 | Data Enrichment | SFU | OK | 2023-07-21 | 2023-08-08 |  | 1277446 | 1277446 | EA | CYLINDER;CLTCH, MASTER,19.05 MM |  |  | CYLINDER;TYPE:CLUTCH, MASTER,SIZE:19.05 MM,ADDITIONAL FEATURES EN:WITHOUT CLUTCH SERVO,MNFR:01)ISA 4WD PARTS AND REPAIRS,PTNO:01) CM | EN_01)CLUTCH, MASTER,EN_01)19.05 MM,01)WITHOUT CLUTCH SERVO,01)ISA 4WD PARTS & REPAIRS,01)CMT-081 |  |  | ISA 4WD PARTS AND REPAIRS |  | CMT-081 | AISIN-AU | ISA 4WD PARTS AND REPAIRS | CMT-081 |  |  | https://www.eastcoastspares.com.au/Productdetails?ProductNr=CMT-081 | [10 empty] | CLEANSED |  | CYLINDER | No Modifier | TYPE | CLUTCH MASTER | CAPACITY |  | MATERIAL |  | SIZE | 19.05 MM | HAZARD CLASS |  | CERTIFICATION/STANDARD |  | ADDITIONAL FEATURES | W/O CLUTCH SERVO | [59 empty] | Production Completed
STP_009 - Lot4 | Data Enrichment | SFU | OK | 2023-07-21 | 2023-08-08 |  | 1277379 | 1277379 | EA | CYLINDER;CLTCH, MASTER,ASSY |  |  | CYLINDER;TYPE:CLUTCH, MASTER,ADDITIONAL FEATURES EN:ASSY,MNFR:01)RGMMAIN,PTNO:01)QME670290 | EN_01)CLUTCH, MASTER,01)ASSY,01)RGMMAIN,01)QME670290 |  |  | RGMMAIN | RGMMAIN | QME670290 | [5 empty] | URL NOT FOUND | [10 empty] | CLEANSED |  | CYLINDER | No Modifier | TYPE | CLUTCH MASTER | CAPACITY |  | MATERIAL |  | SIZE |  | HAZARD CLASS |  | CERTIFICATION/STANDARD |  | ADDITIONAL FEATURES | ASSEMBLY | [59 empty] | Production Completed
STP_009 - Lot4 | Data Enrichment | SFU | OK | 2023-07-21 | 2023-08-08 |  | 1277444 | 1277444 | EA | CYLINDER;HYDRAULIC CLUTCH,KIT |  |  | CYLINDER;TYPE:HYDRAULIC CLUTCH,ADDITIONAL FEATURES EN:KIT,MNFR:01)HONEYCOMBES SALES AND SERVICE P/L,PTNO:01)5802008240 | EN_01)HYDRAULIC CLUTCH,01)KIT,01)HONEYCOMBES SALES & SERVICE,01)5802008240 |  |  | HONEYCOMBES SALES AND SERVICE P/L |  | 5802008240 | IVECO | HONEYCOMBES SALES AND SERVICE P/L | 5802008240 |  |  | https://www.cheapivecoparts.com/iveco-daily-clutch-slave-master-cylinder-5802759064-5801386404-5801521975-5802008240.html | [10 empty] | ENRICHED |  | CYLINDER | HYDRAULIC | TYPE | CLUTCH SLAVE AND MASTER | BORE DIAMETER |  | STROKE |  | PORT SIZE |  | MATERIAL |  | PRESSURE RATING |  | ROD END TYPE |  | SHAFT DIAMETER |  | TEMPERATURE RATING |  | MOUNTING TYPE |  | CERTIFICATION/STANDARD |  | ADDITIONAL FEATURES | KIT | [49 empty] | Production Completed
STP_009 - Lot4 | Data Enrichment | SFU | OK | 2023-07-21 | 2023-08-08 |  | 1365482 | 1365482 | EA | CYLINDER;MEDIA HOPPER PNEUMATIC |  |  | CYLINDER;TYPE:MEDIA HOPPER PNEUMATIC,SIZE:BORE 80 MM,MNFR:01)CAVA,PTNO:01)CP96SDB80-350C | EN_01)MEDIA HOPPER PNEUMATIC,EN_01)BORE 80 MM,01)CAVA,01)CP96SDB80-350C |  |  | CAVA |  | CP96SDB80-350C | SMC | CAVA | CP96SDB80-350C |  |  | https://www.smcpneumatics.com/pdfs/CP96.pdf | [12 empty] | CYLINDER | PNEUMATIC | TYPE | MEDIA HOPPER, DOUBLE ACTING, SINGLE ROD | BORE DIAMETER | 80 MM | STROKE | 350 MM | PRESSURE RATING | 0.05 TO 1 Mpa | PORT SIZE | G 3/8 IN | MATERIAL |  | ROD END TYPE |  | SHAFT DIAMETER | 20 MM | TEMPERATURE RATING | -10 TO 60 DEG C | MOUNTING TYPE | BASIC | CERTIFICATION/STANDARD | ISO | ADDITIONAL FEATURES | [50 empty] | Production Completed
STP_009 - Lot4 | Data Enrichment | SFU | OK | 2023-07-21 | 2023-08-08 |  | 1364241 | 1364241 | EA | CYLINDER;MTL,PN:0140509 | CILINDRO; | CYLINDRE; | CYLINDER;MATERIAL:METAL,SIZE:,ADDITIONAL FEATURES EN:PN:0140509,F/PNEUMATIC IMPACT WRENCH,M:KW-5000G,MNFR:KUKEN | EN_01)METAL,EN_01),01)F/PNEUMATIC IMPACT WRENCH,M,02)PN:0140509,01)SWANSTON TASMANIA PTY LTD,01)0140509 |  |  | KUKEN | KUKEN | 140509 | [5 empty] | URL NOT FOUND |  |  | PNEUMATIC IMPACT WRENCH |  | KW-5000G | [5 empty] | CLEANSED |  | CYLINDER | PNEUMATIC | TYPE |  | BORE DIAMETER |  | STROKE |  | PRESSURE RATING |  | PORT SIZE |  | MATERIAL | METAL | ROD END TYPE |  | SHAFT DIAMETER |  | TEMPERATURE RATING |  | MOUNTING TYPE |  | CERTIFICATION/STANDARD |  | ADDITIONAL FEATURES | [50 empty] | Production Completed
STP_009 - Lot4 | Data Enrichment | SFU | OK | 2023-07-21 | 2023-08-08 |  | 1277146 | 1277146 | EA | CYLINDER;OXY, DISPOSABLE,1 L |  |  | CYLINDER;TYPE:OXYGEN, DISPOSABLE,CAPACITY:1 L,ADDITIONAL FEATURES EN:REFERENCE NO: M12,MNFR:01)REECE PTY LTD,PTNO:01)7001756 | EN_01)OXYGEN, DISPOSABLE,1 L,01)REFERENCE NO: M12,01)REECE PTY LTD,01)7001756 |  |  | REECE PTY LTD | REECE PTY LTD | 7001756 | [5 empty] | https://www.actrol.com.au/product/disposable-oxygen-cylinder-1ltr-m12-7001756 | [10 empty] | ENRICHED |  | CYLINDER | GAS | TYPE | OXYGEN,DISPOSABLE | CAPACITY | 1 L | PRESSURE RATING | 11000 kPa | PORT SIZE | M12 | MATERIAL | STEEL | WEIGHT |  | HAZARD CLASS |  | CERTIFICATION/STANDARD |  | ADDITIONAL FEATURES | [56 empty] | Production Completed
STP_009 - Lot4 | Data Enrichment | SFU | OK | 2023-07-21 | 2023-08-08 |  | 1277249 | 1277249 | EA | CYLINDER;OXY,1 L,R/BERG M |  |  | CYLINDER;TYPE:OXYGEN,CAPACITY:1 L,ADDITIONAL FEATURES EN:R/BERG M,MNFR:01)REECE PTY LTD,PTNO:01)7705710 | EN_01)OXYGEN,1 L,01)R/BERG M,01)REECE PTY LTD,01)7705710 |  |  | REECE PTY LTD | REECE PTY LTD | 7705710 |  | Rothenberger | 7705710 |  |  | https://www.reece.co.nz/product/rothenberger-oxygen-cylinder-1-litre-7705710 | [10 empty] | CLEANSED |  | CYLINDER | GAS | TYPE | OXYGEN | CAPACITY | 1 L | PRESSURE RATING |  | PORT SIZE |  | MATERIAL | STEEL | WEIGHT |  | HAZARD CLASS |  | CERTIFICATION/STANDARD |  | ADDITIONAL FEATURES | [56 empty] | Production Completed
STP_009 - Lot4 | Data Enrichment | SFU | OK | 2023-07-21 | 2023-08-08 |  | 1348041 | 1348041 | EA | CYLINDER;RAM, BRAKING SYSTEM |  |  | CYLINDER;TYPE:RAM, BRAKING SYSTEM,MNFR:01)LINCOM,PTNO:01)19.22.0061 | EN_01)RAM, BRAKING SYSTEM,01)LINCOM,01)19.22.0061 |  |  | LINCOM | LINCOM | 19.22.0061 | [5 empty] | URL NOT FOUND | [10 empty] | CLEANSED |  | CYLINDER | BRAKE | TYPE | RAM | PORT SIZE |  | STROKE |  | CAPACITY |  | PRESSURE RATING |  | FLUID TYPE |  | MOUNTING TYPE |  | HOUSING MATERIAL |  | TEMPERATURE RATING |  | CERTIFICATION/STANDARD |  | ADDITIONAL FEATURES | BRAKING SYSTEM | [51 empty] | Production Completed
STP_009 - Lot4 | Data Enrichment | SFU | OK | 2023-07-21 | 2023-08-08 |  | 1277093 | 1277093 | EA | CYLINDER;REMAN CORE CHARGE |  |  | CYLINDER;TYPE:REMAN CORE CHARGE,MNFR:01)SMH EQUIPMENT PTY LTD,PTNO:01)8014620259 | EN_01)REMAN CORE CHARGE,01)SMH EQUIPMENT PTY LTD,01)8014620259 |  |  | SMH EQUIPMENT PTY LTD | SMH EQUIPMENT PTY LTD | 8014620259 | [5 empty] | https://www.tdxltd.co.nz/spareparts/VOE8014620259 | [10 empty] | CLEANSED |  | CYLINDER | No Modifier | TYPE | REMAN CORE CHARGE | CAPACITY |  | MATERIAL |  | SIZE |  | HAZARD CLASS |  | CERTIFICATION/STANDARD |  | ADDITIONAL FEATURES | [60 empty] | Production Completed
STP_009 - Lot4 | Data Enrichment | SFU | OK | 2023-07-21 | 2023-08-08 |  | 1277413 | 1277413 | EA | CYLINDER;SGL ACTNG, HOLLOW PLUNGER,STL |  |  | CYLINDER;TYPE:SINGLE ACTING, HOLLOW PLUNGER,MATERIAL:STEEL,ADDITIONAL FEATURES EN:11T,MNFR:01)J.BLACKWOOD AND SON LIMITED,PTNO:01) 0 | EN_01)SINGLE ACTING, HOLLOW PL,EN_01)STEEL,01)11T,01)J.BLACKWOOD & SON LIMITED,02)ENERPAC,01)07892208,02)RCH121 |  |  | J.BLACKWOOD AND SON LIMITED | J.BLACKWOOD AND SON LIMITED | 07892208 |  | ENERPAC | RCH121 |  |  | https://www.blackwoods.com.au/pumps/hydraulic-cylinder/cylinder-single-acting-hollow-12-ton/cylinder-hollow-11t-41mm-enerpac-rch121/p/07892208 | [10 empty] | ENRICHED |  | CYLINDER | HYDRAULIC | TYPE | SINGLE ACTING, HOLLOW PLUNGER | BORE DIAMETER | 69 MM | STROKE | 42 MM | PORT SIZE |  | MATERIAL | STEEL | PRESSURE RATING | 700 BAR | ROD END TYPE |  | SHAFT DIAMETER |  | TEMPERATURE RATING |  | MOUNTING TYPE |  | CERTIFICATION/STANDARD |  | ADDITIONAL FEATURES | CAPACITY: 11 TON | [49 empty] | Production Completed
STP_009 - Lot4 | Data Enrichment | SFU | OK | 2023-07-21 | 2023-08-08 |  | 1277208 | 1277208 | EA | CYLINDER;SGL ACTNG, HYDRAULIC,STL,5T |  |  | CYLINDER;TYPE:SINGLE ACTING, HYDRAULIC,MATERIAL:STEEL,ADDITIONAL FEATURES EN:5T,MNFR:01)J.BLACKWOOD AND SON LIMITED,PTNO:01)RC50, MN | EN_01)SINGLE ACTING, HYDRAULIC,EN_01)STEEL,01)5T,01)J.BLACKWOOD & SON LIMITED,02)ENERPAC,01)RC50,02)7889606 |  |  | J.BLACKWOOD AND SON LIMITED |  | RC50 | ENERPAC | J.BLACKWOOD AND SON LIMITED | RC50,MN |  |  | https://www.enerpac.com/en-us/rc-series-cylinders/general-purpose-cylinder/RC50 | [10 empty] | ENRICHED |  | CYLINDER | HYDRAULIC | TYPE | SINGLE ACTING,SPRING RETURN | BORE DIAMETER |  | STROKE | 16 MM | PORT SIZE |  | MATERIAL | STEEL | PRESSURE RATING | 700 BAR | ROD END TYPE |  | SHAFT DIAMETER |  | TEMPERATURE RATING |  | MOUNTING TYPE |  | CERTIFICATION/STANDARD |  | ADDITIONAL FEATURES | [50 empty] | Production Completed
STP_009 - Lot4 | Data Enrichment | SFU | OK | 2023-07-21 | 2023-08-08 |  | 1288805 | 1288805 | EA | CYLINDER;SGL ACTNG,5 TON,DIA 38 MM |  |  | CYLINDER;TYPE:SINGLE ACTING,CAPACITY:5 TON,SIZE:DIA 38 MM,ADDITIONAL FEATURES EN:JACKING SYSTEM, 127 MM STROKE, PORTABLE, HYDRAU, L PURPOSE,MNFR:01)ENERPAC,PTNO:01)2/RC55,MNFR:02)SEW,PTNO:02)2/RC55 | EN_01)SINGLE ACTING,5 TON,EN_01)DIA 38 MM,01)JACKING SYSTEM, 127 MM STRO,02)L PURPOSE,01)ENERPAC,02)SEW,01)2/RC55,02)2/RC55 |  |  | SEW | ENERPAC | 2/RC55 |  | SEW | 2/RC55 |  |  | https://www.enerpac.com/en-us/rc-series-cylinders/general-purpose-cylinder/RC55 | [10 empty] | ENRICHED |  | CYLINDER | HYDRAULIC | TYPE | SINGLE ACTING, SPRING RETURN | BORE DIAMETER | 38 MM | STROKE | 127 MM | PORT SIZE |  | MATERIAL |  | PRESSURE RATING |  | ROD END TYPE |  | SHAFT DIAMETER |  | TEMPERATURE RATING |  | MOUNTING TYPE |  | CERTIFICATION/STANDARD |  | ADDITIONAL FEATURES | CAPACITY: 5 TON, JACKING SYSTEM, PORTABLE | [49 empty] | Production Completed
STP_009 - Lot4 | Data Enrichment | SFU | REF: http://printwiki.org/Sleeve_Cylinder | 2023-07-21 | 2023-08-08 |  | 1290847 | 1290847 | EA | CYLINDER;SLV,FOR 231 IMPACT WRENCH |  |  | CYLINDER;TYPE:SLEEVE,ADDITIONAL FEATURES EN:FOR 231 IMPACT WRENCH,MNFR:01)INGRAND,PTNO:01)231XP-3 | EN_01)SLEEVE,01)FOR 231 IMPACT WRENCH,01)INGRAND,01)231XP-3 |  |  | INGRAND | INGERSOLL RAND | 231XP-3 | [5 empty] | URL NOT FOUND | [10 empty] | CLEANSED |  | CYLINDER | No Modifier | TYPE | SLEEVE | CAPACITY |  | MATERIAL |  | SIZE |  | HAZARD CLASS |  | CERTIFICATION/STANDARD |  | ADDITIONAL FEATURES | FOR 231 IMPACT WRENCH | [59 empty] | Production Completed
STP_009 - Lot4 | Data Enrichment | SFU | OK | 2023-07-21 | 2023-08-08 |  | 1277223 | 1277223 | EA | CYLINDER;STEER |  |  | CYLINDER;TYPE:STEER,MNFR:01)UNITED EQUIPMENT,PTNO:01)91F4300800 | EN_01)STEER,01)UNITED EQUIPMENT,01)91F4300800 |  |  | UNITED EQUIPMENT |  | 91F4300800 | CATERPILLAR | UNITED EQUIPMENT | 91F4300800 |  |  | https://www.orangeparts.com/cat-91f4300800-cylinder-steering/ | [10 empty] | CLEANSED |  | CYLINDER | No Modifier | TYPE | STEERING | CAPACITY |  | MATERIAL |  | SIZE |  | HAZARD CLASS |  | CERTIFICATION/STANDARD |  | ADDITIONAL FEATURES | [60 empty] | Production Completed
STP_009 - Lot4 | Data Enrichment | SFU | OK | 2023-07-21 | 2023-08-08 |  | 1277459 | 1277459 | EA | CYLINDER;TANDEM BRAKE MASTER |  |  | CYLINDER;TYPE:TANDEM BRAKE MASTER,MNFR:01)MALOUF AUTO GROUP,PTNO:01)UR5643400A | EN_01)TANDEM BRAKE MASTER,01)MALOUF AUTO GROUP,01)UR5643400A |  |  | MALOUF AUTO GROUP | MALOUF AUTO GROUP | UR5643400A | [5 empty] | https://www.ks-international.com/ford/ford-ranger-4x4-parts/ford-ranger-er69-3-0td-16valve-02-2006-2011-1/brakes/brake-hydraulics/brake-master-cylinder-0706536.html | [10 empty] | CLEANSED |  | CYLINDER | BRAKE | TYPE | TANDEM MASTER | PORT SIZE |  | STROKE |  | CAPACITY |  | PRESSURE RATING |  | FLUID TYPE |  | MOUNTING TYPE |  | HOUSING MATERIAL |  | TEMPERATURE RATING |  | CERTIFICATION/STANDARD |  | ADDITIONAL FEATURES | [52 empty] | Production Completed
STP_009 - Lot4 | Data Enrichment | SFU | OK | 2023-07-21 | 2023-08-08 | Processed based on web source | 1281635 | 1281635 | EA | DIE,BENDR;BENCH VICE BRAKE,150 MM |  |  | DIE,BENDER;TYPE:BENCH VICE BRAKE,DIE SIZE:150 MM,ADDITIONAL FEATURES EN:MAX WALL THICKNESS: 2 MM,MNFR:01)HARE AND FORBES,PTNO:01) V0 | BENCH VICE BRAKE,150 MM,01)MAX WALL THICKNESS: 2 MM,01)HARE & FORBES,01)V052 |  |  | HARE AND FORBES | HARE AND FORBES | V052 | [5 empty] | https://www.machineryhouse.com.au/v052 | http://m4usiteimages.s3.amazonaws.com/images_user/pdfs/0/152500/brochure.pdf?t=1691489206 | [9 empty] | ENRICHED |  | BENDER | NO MODIFIER | TYPE | BENCH VICE BRAKE | BENDING ANGLE |  | BEND RADIUS |  | SIZE | 150 LGX2 WALL THK MM | MATERIAL | MILD STEEL | HAZARD CLASS |  | CERTIFICATION/STANDARD |  | ADDITIONAL FEATURES | [58 empty] | Production Completed
STP_009 - Lot4 | Data Enrichment | SFU | NM CLARIFIED BY SYED | 2023-07-21 | 2023-08-08 |  | 1294812 | 1294812 | EA | DIE,MTL STMPG;HND, LETTERS A-Z,HT 6 MM |  |  | DIE,METAL STAMPING;TYPE:HAND, LETTERS A-Z,DIE SIZE:HT 6 MM,MATERIAL:METAL,ADDITIONAL FEATURES EN:BOXED SET,MNFR:01)ATOMSUP,PTNO: 01)90958001 | HAND, LETTERS A-Z,HT 6 MM,METAL,01)BOXED SET,01)ATOMSUP,01)90958001 |  |  | ATOM SUPPLY | ATOMSUP | 90958001 | [5 empty] | https://www.atom.com.au/stamp-set-combination-character-1-4-90958001 | [10 empty] | CLEANSED |  | SET | NO MODIFIER | TYPE | STAMP, HAND | CONTENTS | LETTERS A TO Z | NUMBER OF ITEMS |  | MATERIAL | METAL | SIZE RANGE | 6 MM HT | ADDITIONAL FEATURES | PACKAGING TYPE: BOX | [61 empty] | Production Completed
STP_009 - Lot4 | Data Enrichment | SFU | NM CLARIFIED BY SYED | 2023-07-21 | 2023-08-08 |  | 1295181 | 1295181 | EA | DIE,MTL STMPG;HND, NUMBERS 0-9,HT 6 MM |  |  | DIE,METAL STAMPING;TYPE:HAND, NUMBERS 0-9,DIE SIZE:HT 6 MM,MATERIAL:METAL,ADDITIONAL FEATURES EN:BOXED SET,MNFR:01)ATOMSUP,PTNO: 01)3036011 | HAND, NUMBERS 0-9,HT 6 MM,METAL,01)BOXED SET,01)ATOMSUP,01)3036011 |  |  | ATOM SUPPLY | ATOMSUP | 3036011 | [5 empty] | https://www.atom.com.au/stamp-number-set-characters-x9-machine-cut-3-16-3036011 | [10 empty] | CLEANSED |  | SET | NO MODIFIER | TYPE | STAMP, HAND | CONTENTS | NUMBERS 0 TO 9 | NUMBER OF ITEMS |  | MATERIAL | METAL | SIZE RANGE | 6 MM HT | ADDITIONAL FEATURES | PACKAGING TYPE: BOX | [61 empty] | Production Completed
STP_009 - Lot4 | Data Enrichment | SFU | OK | 2023-07-21 | 2023-08-08 | Processed based on web source, POWER RATING TAKEN AS PER WEB SOURCE | 1293883 | 1293883 | EA | DIE;GRINDER,25 MM |  |  | DIE;TYPE:GRINDER,SIZE:25 MM,ADDITIONAL FEATURES EN:75 W 25MM 7,000-28,000 RPM,MNFR:01)ELLIOTT TIMBER SALES PTY LTD,PTNO:01) 0088381034579 | 01)ELLIOTT TIMBER SALES PTY LT,01)0088381034579,GRINDER,25 MM,01)75 W 25MM 7,000-28,000 RPM |  |  | ELLIOTT TIMBER SALES PTY LTD | MAKITA | GD0800C |  | ELLIOTT TIMBER SALES PTY LTD | 0088381034579 |  |  | https://www.cromwell.co.uk/shop/power-tools/die-grinders/gd0800c-2-750w-high-speed-die-grinder-28000-rpm-240v/p/MAK2756171B | [10 empty] | ENRICHED |  | GRINDER | NO MODIFIER | TYPE | HIGH SPEED DIE | WHEEL/DISC SIZE | 25 MM | SPEED RATING | 7000 TO 28000 RPM | POWER RATING | 750 W | VOLTAGE RATING | 240 V | CURRENT RATING |  | MATERIAL |  | TEMPERATURE RATING |  | HAZARD CLASS |  | CERTIFICATION/STANDARD |  | ADDITIONAL FEATURES | [52 empty] | Production Completed
STP_009 - Lot4 | Data Enrichment | SFU | OK | 2023-07-21 | 2023-08-08 | PROCESSED BASED ON WEBSOURCE | 1286011 | 1286011 | EA | DIE,THRD;INSERTS,OD 10 MM,THK 1.5 MM |  |  | DIE,THREADING;TYPE:INSERTS,OUTSIDE DIAMETER:10 MM,THICKNESS:1.5 MM,ADDITIONAL FEATURES EN:PACK RECOIL,MNFR:01)TOOL 'N' TACKLE, PTNO:01)RC25103 | INSERTS,10 MM,1.5 MM,01)PACK RECOIL,01)TOOL 'N' TACKLE,01)RC25103 |  |  | TOOL 'N' TACKLE |  | RC25103 | RECOIL | TOOL 'N' TACKLE | RC25103 |  |  | https://www.recoiltools.com.au/product/inserts-free-running-tanged-packets-metric-course/ | [10 empty] | ENRICHED |  | INSERT | THREADED | TYPE |  | THREAD SIZE | M2.2X1.5 MM | THREAD TYPE | METRIC COARSE | LENGTH |  | MATERIAL | STAINLESS STEEL | MATERIAL SPECIFICATION |  | COATING/FINISH |  | HAZARD CLASS |  | CERTIFICATION/STANDARD |  | ADDITIONAL FEATURES | SIZE: 10 ODX1.5THK MM, PACKAGING TYPE: PACK | [53 empty] | Production Completed
STP_009 - Lot4 | Data Enrichment | SFU | OK | 2023-07-21 | 2023-08-08 |  | 1348672 | 1348672 | EA | HOIST,CHN;1 TON,UNKNOWN,9039.0007 |  |  | HOIST,CHAIN;LOAD CAPACITY:1 TON,ADDITIONAL FEATURES EN:7 X 22 MM, LOAD RATING, PER FALL,MNFR:01)UNKNOWN,PTNO:01)9039.0007 | 1 TON,01)7 X 22 MM, LOAD RATING, PER,01)UNKNOWN,01)9039.0007 |  |  | UNKNOWN |  | 9039.0007 | GIS SWIFT LIFTING SOLUTIONS |  |  |  |  | https://www.pro-lift.cz/gallery/9401_9009_7_0515_ersatzteile_gch_1000_ii.pdf | [10 empty] | CLEANSED |  | CHAIN | LIFTING | TYPE |  | LOAD RATING | 1 TON | PITCH |  | SIZE | 7 X 22 MM | NUMBER OF STRANDS |  | MATERIAL |  | NUMBER OF LINKS |  | TENSILE STRENGTH |  | CERTIFICATION/STANDARD |  | ADDITIONAL FEATURES | PER FALL | [53 empty] | Production Completed
STP_009 - Lot4 | Data Enrichment | SFU | OK | 2023-07-21 | 2023-08-08 |  | 1282514 | 1282514 | EA | HOIST,CHN;30 TON,NOTE: 40 DAY LEAD TIME |  |  | HOIST,CHAIN;LOAD CAPACITY:30 TON,ADDITIONAL FEATURES EN:NOTE: 40 DAY LEAD TIME,MNFR:01)A. NOBLE AND SON (QLD) PTY LTD,PTNO:01) G0001 | 30 TON,01)NOTE: 40 DAY LEAD TIME,01)A. NOBLE & SON (QLD) PTY LT,01)G00018 |  |  | A. NOBLE AND SON (QLD) PTY LTD | A. NOBLE AND SON (QLD) PTY LTD | G0001 | [5 empty] | URL NOT FOUND | [10 empty] | CLEANSED |  | HOIST | CHAIN | TYPE |  | STANDARD LIFT |  | MIN BEND RADIUS |  | HAND CHAIN LENGTH |  | NUMBER OF STRANDS |  | HOISTING ELEMENT |  | LOAD CAPACITY | 30 TON | TROLLEY TYPE |  | CHAIN MATERIAL |  | CHAIN LENGTH |  | HAZARD CLASS |  | CERTIFICATION/STANDARD |  | ADDITIONAL FEATURES | NOTE: 40 DAY LEAD TIME | [47 empty] | Production Completed
STP_009 - Lot4 | Data Enrichment | SFU | OK | 2023-07-21 | 2023-08-08 |  | 1289540 | 1289540 | EA | HOIST,CHN;AIR,CHN LG 3 M,1 TON,DRP |  |  | HOIST,CHAIN;TYPE:AIR,HAND CHAIN LENGTH:3 M,LOAD CAPACITY:1 TON,CHAIN MATERIAL:STAINLESS STEEL,13 M,ADDITIONAL FEATURES EN:DROP, MNFR:01)NOBLES,PTNO:01)TCR1000PE | AIR,3 M,1 TON,STAINLESS STEEL,13 M,01)DROP,01)NOBLES,01)TCR1000PE |  |  | NOBLES |  | TCR1000PE | TOKU | NOBLES | TCR1000PE |  |  | https://store.air-allied.com.au/toku-tcr1000pe-1000kg-air-chain-hoist-cw-load-limiter | [10 empty] | ENRICHED |  | HOIST | CHAIN | TYPE | AIR, PENDANT CONTROLLED | STANDARD LIFT |  | MIN BEND RADIUS |  | HAND CHAIN LENGTH | 3 M | NUMBER OF STRANDS |  | HOISTING ELEMENT |  | LOAD CAPACITY | 1 TON | TROLLEY TYPE |  | CHAIN MATERIAL | STAINLESS STEEL | CHAIN LENGTH | 13 M | HAZARD CLASS |  | CERTIFICATION/STANDARD | AS1418.2 | ADDITIONAL FEATURES | DROP | [47 empty] | Production Completed
STP_009 - Lot4 | Data Enrichment | SFU | OK | 2023-07-21 | 2023-08-08 |  | 1229981 | 1229981 | EA | HOIST,CHN;CHN LG 10.97 M,20MM, EFL, EN |  |  | HOIST,CHAIN;CHAIN LENGTH:10.97 M,ADDITIONAL FEATURES EN:20MM, EFL, EN,MNFR:01)BULIVANT,PTNO:01)WSG-MIM-9399037 | 10.97 M,01)20MM, EFL, EN,01)BULIVANT,01)WSG-MIM-9399037 |  |  | BULIVANT | BULIVANT | WSG-MIM-9399037 | [5 empty] | URL NOT FOUND | [10 empty] | CLEANSED |  | HOIST | CHAIN | TYPE |  | STANDARD LIFT |  | MIN BEND RADIUS |  | HAND CHAIN LENGTH |  | NUMBER OF STRANDS |  | HOISTING ELEMENT |  | LOAD CAPACITY |  | TROLLEY TYPE |  | CHAIN MATERIAL |  | CHAIN LENGTH | 10.97 M | HAZARD CLASS |  | CERTIFICATION/STANDARD |  | ADDITIONAL FEATURES | 20 MM,EFL,EN | [47 empty] | Production Completed
STP_009 - Lot4 | Data Enrichment | SFU | OK | 2023-07-21 | 2023-08-08 |  | 1236691 | 1236691 | EA | HOIST,CHN;LEVER,1.5 TON,STAINLESS STEEL |  |  | HOIST,CHAIN;TYPE:LEVER,LOAD CAPACITY:1.5 TON,CHAIN MATERIAL:STAINLESS STEEL,CHAIN LENGTH:1.5 M,ADDITIONAL FEATURES EN:HOL,MNFR:01) BULIVANT,PTNO:01)WHS-L-0150-015-BVE,MNFR:02)BULIVANT,PTNO:02)WHS-L-0150-015-BS | LEVER,1.5 TON,STAINLESS STEEL,1.5 M,01)HOL,01)BULIVANT,02)BULIVANT,01)WHS-L-0150-015-BVE,02)WHS-L-0150-015-BS |  |  | BULIVANT | BULIVANT | WHS-L-0150-015-BVE |  | BULIVANT | WHS-L-0150-015-BS |  |  | https://www.blackwoods.com.au/lifting-rigging/hoists-lever-blocks/bullivants-lever-block-non-overload/block-lever-bullivant-1-5-tonne-1-5m/p/03348277 | [10 empty] | ENRICHED |  | HOIST | CHAIN | TYPE | LEVER | STANDARD LIFT |  | MIN BEND RADIUS |  | HAND CHAIN LENGTH |  | NUMBER OF STRANDS |  | HOISTING ELEMENT |  | LOAD CAPACITY | 1.5 TON | TROLLEY TYPE |  | CHAIN MATERIAL | STAINLESS STEEL | CHAIN LENGTH | 1.5 M | HAZARD CLASS |  | CERTIFICATION/STANDARD | AS 1418.2:1997 | ADDITIONAL FEATURES | HOL | [47 empty] | Production Completed
STP_009 - Lot4 | Data Enrichment | SFU | OK | 2023-07-21 | 2023-08-08 |  | 1229397 | 1229397 | EA | HOIST,CHN;LEVER,3 TON,CHN LG 1.5 M,HOL |  |  | HOIST,CHAIN;TYPE:LEVER,LOAD CAPACITY:3 TON,CHAIN LENGTH:1.5 M,ADDITIONAL FEATURES EN:HOL,MNFR:01)BULIVANT,PTNO:01)WHS-L-0300-015- BS,MNFR:02)BULIVANT,PTNO:02)WHS-L-0300-015-BVE | LEVER,3 TON,1.5 M,01)HOL,01)BULIVANT,02)BULIVANT,01)WHS-L-0300-015-BS,02)WHS-L-0300-015-BVE |  |  | BULIVANT | BULIVANT | WHS-L-0300-015-BVE |  | BULIVANT | WHS-L-0300-015- BS |  |  | https://www.blackwoods.com.au/lifting-rigging/hoists-lever-blocks/hoisting-winching-fabricated-product/bullivants-lever-block-non-overload-hol-blue-white-3t-x-1-5m/p/00101732 | [10 empty] | ENRICHED |  | HOIST | CHAIN | TYPE | LEVER | STANDARD LIFT |  | MIN BEND RADIUS |  | HAND CHAIN LENGTH |  | NUMBER OF STRANDS |  | HOISTING ELEMENT |  | LOAD CAPACITY | 3 TON | TROLLEY TYPE |  | CHAIN MATERIAL |  | CHAIN LENGTH | 1.5 M | HAZARD CLASS |  | CERTIFICATION/STANDARD | AS 1418.2:1997 | ADDITIONAL FEATURES | HOL | [47 empty] | Production Completed
STP_009 - Lot4 | Data Enrichment | SFU | OK | 2023-07-21 | 2023-08-08 |  | 1353922 | 1353922 | EA | HOIST,CHN;LEVER,6 TON,STAINLESS STEEL |  |  | HOIST,CHAIN;TYPE:LEVER,LOAD CAPACITY:6 TON,CHAIN MATERIAL:STAINLESS STEEL,CHAIN LENGTH:1.5 M,ADDITIONAL FEATURES EN:HOL,MNFR:01) BULIVANT,PTNO:01)WHS-L-0600-015-BVE,MNFR:02)BULIVANT,PTNO:02)WHS-L-0600-015-BS | LEVER,6 TON,STAINLESS STEEL,1.5 M,01)HOL,01)BULIVANT,02)BULIVANT,01)WHS-L-0600-015-BVE,02)WHS-L-0600-015-BS |  |  | BULIVANT | BULIVANT | WHS-L-0600-015-BVE |  | BULIVANT | WHS-L-0600-015-BS |  |  | https://www.blackwoods.com.au/lifting-rigging/hoists-lever-blocks/bullivants-lever-block-non-overload/block-lever-bullivant-6-0-tonne-1-5m/p/03348311 | [10 empty] | ENRICHED |  | HOIST | CHAIN | TYPE | LEVER | STANDARD LIFT |  | MIN BEND RADIUS |  | HAND CHAIN LENGTH |  | NUMBER OF STRANDS |  | HOISTING ELEMENT |  | LOAD CAPACITY | 6 TON | TROLLEY TYPE |  | CHAIN MATERIAL | STAINLESS STEEL | CHAIN LENGTH | 1.5 M | HAZARD CLASS |  | CERTIFICATION/STANDARD | AS 1418.2:1997 | ADDITIONAL FEATURES | HOL | [47 empty] | Production Completed
STP_009 - Lot4 | Data Enrichment | SFU | OK | 2023-07-21 | 2023-08-08 |  | 1235504 | 1235504 | EA | HOIST,CHN;PNEUMATIC,1 TON,CHN LG 3 M |  |  | HOIST,CHAIN;TYPE:PNEUMATIC,LOAD CAPACITY:1 TON,CHAIN LENGTH:3 M,ADDITIONAL FEATURES EN:C/W 3.0M CONTROL CORD ASSY,MNFR:01)TOKU, PTNO:01)7775-E,MNFR:02)ARO,PTNO:02)TCR1000C2,MNFR:03)NPKHOIST,PTNO:03)RHL-1000 | PNEUMATIC,1 TON,3 M,01)C/W 3.0M CONTROL CORD ASSY,01)TOKU,02)ARO,03)NPKHOIST,01)7775-E,02)TCR1000C2,03)RHL-1000 |  |  | NPKHOIST | NPKHOIST | RHL-1000 |  | ARO | TCR1000C2 | TOKU | 7775-E | https://npkairtools.com.au/products/hoist-pneumatic-npk-air/npk-rhl1000-1000kg-hoist/ | [10 empty] | CLEANSED |  | HOIST | CHAIN | TYPE | PNEUMATIC | STANDARD LIFT | 3 M | MIN BEND RADIUS |  | HAND CHAIN LENGTH |  | NUMBER OF STRANDS |  | HOISTING ELEMENT |  | LOAD CAPACITY | 1 TON | TROLLEY TYPE |  | CHAIN MATERIAL |  | CHAIN LENGTH | 3 M | HAZARD CLASS |  | CERTIFICATION/STANDARD |  | ADDITIONAL FEATURES | C/W 3 M CONTROL CORD ASSEMBLY | [47 empty] | Production Completed
STP_009 - Lot4 | Data Enrichment | SFU | OK | 2023-07-21 | 2023-08-08 |  | 1282115 | 1282115 | EA | HOIST;1 TON |  |  | HOIST;LOAD RATING:1 TON,ADDITIONAL FEATURES EN:3PH S/SPEED, SERIES NO: CUSTOM F,MNFR:01)BLKWOOD,PTNO:01)B0535-0064 | EN_01)1 TON,01)3PH S/SPEED, SERIES NO: CUS,01)BLKWOOD,01)B0535-0064 |  |  | BLKWOOD | J.BLACKWOOD AND SON LIMITED | B0535-0064 | [5 empty] | URL NOT FOUND | [10 empty] | CLEANSED |  | HOIST | No Modifier | TYPE |  | STANDARD LIFT |  | LOAD RATING | 1 TON | SIZE |  | LIFTING SPEED |  | CHAIN MATERIAL |  | INPUT RATING |  | HAZARD CLASS |  | CERTIFICATION/STANDARD |  | ADDITIONAL FEATURES | 3PH S/SPEED, SERIES NO: CUSTOM F | [53 empty] | Production Completed
STP_009 - Lot4 | Data Enrichment | SFU | OK | 2023-07-21 | 2023-08-08 |  | 1289406 | 1289406 | EA | HOIST;AIR ANCHOR,10 M,5T,10.5 M/MIN |  |  | HOIST;TYPE:AIR ANCHOR,STANDARD LIFT:10 M,LOAD RATING:5 TON,LIFTING SPEED:10.5 M/MIN,MNFR:01)BULIVANT,PTNO:01)EHL05TSC | AIR ANCHOR,10 M,EN_01)5 TON,EN_01)10.5 M/MIN,01)BULIVANT,01)EHL05TSC |  |  | BULIVANT |  | EHL05TSC | ENDO | BULIVANT | EHL05TSC |  |  | https://www.blackwoods.com.au/lifting-rigging/hoists-air-operated/air-operated-endo-hoists-anchor/hoist-air-anchor-ehl05tsc-0-5t-3m-cord/p/06331414 | [10 empty] | CLEANSED |  | HOIST | No Modifier | TYPE | AIR ANCHOR | STANDARD LIFT | 10 M | LOAD RATING | 5 TON | SIZE |  | LIFTING SPEED | 10.5 M/MIN | CHAIN MATERIAL |  | INPUT RATING |  | HAZARD CLASS |  | CERTIFICATION/STANDARD |  | ADDITIONAL FEATURES | [54 empty] | Production Completed
STP_009 - Lot4 | Data Enrichment | SFU | OK | 2023-07-21 | 2023-08-08 |  | 1282445 | 1282445 | EA | HOIST;AIR,250 KG,MERV GLAZIER |  |  | HOIST;TYPE:AIR,LOAD RATING:250 KG,ADDITIONAL FEATURES EN:NPK C/W 3M LIFT PULL REQUIRED TO REPLACE DAMAGE,MERV GLAZIER,MNFR:01) MOUNT ISA MINING SUPPLIES P/L,PTNO:01)MPN: NPK-RHL250 | AIR,EN_01)250 KG,01)NPK C/W 3M LIFT PULL REQUIR,02)MERV GLAZIER,01)MOUNT ISA MINING SUPPLIES P,01)MPN: NPK-RHL250 |  |  | MOUNT ISA MINING SUPPLIES P/L |  | NPK-RHL250 | NPK | MOUNT ISA MINING SUPPLIES P/L | NPK-RHL250 |  |  | https://npkairtools.com.au/products/hoist-pneumatic-npk-air/npk-rhl250-250kg-hoist/ | [10 empty] | ENRICHED |  | HOIST | CHAIN | TYPE | AIR | STANDARD LIFT | 3 M | MIN BEND RADIUS |  | HAND CHAIN LENGTH |  | NUMBER OF STRANDS |  | HOISTING ELEMENT |  | LOAD CAPACITY | 250 KG | TROLLEY TYPE |  | CHAIN MATERIAL |  | CHAIN LENGTH | 3.5 M | HAZARD CLASS |  | CERTIFICATION/STANDARD |  | ADDITIONAL FEATURES | C/W 3 M LIFT PULL REQUIRED TO REPLACE DAMAGE,MERV GLAZIER | [47 empty] | Production Completed
STP_009 - Lot4 | Data Enrichment | SFU | OK | 2023-07-21 | 2023-08-08 |  | 1282350 | 1282350 | EA | HOIST;AIR,6 M,3T,G |  |  | HOIST;TYPE:AIR,STANDARD LIFT:6 M,LOAD RATING:3 TON,ADDITIONAL FEATURES EN:REQUIRED FOR M62T HEAD DRUM CHANGE-OUT REQUESTE,G,MNFR: 01)ALL-RIG LIFTING AND ENGINEERING,PTNO:01)EHL3TWC | AIR,6 M,EN_01)3 TON,01)REQUIRED FOR M62T HEAD DRUM,02)G,01)ALL-RIG LIFTING AND ENGINEE,01)EHL3TWC |  |  | ALL-RIG LIFTING AND ENGINEERING | ALL-RIG LIFTING AND ENGINEERING | EHL3TWC | [5 empty] | URL NOT FOUND | [10 empty] | CLEANSED |  | HOIST | No Modifier | TYPE | AIR | STANDARD LIFT | 6 M | LOAD RATING | 3 TON | SIZE |  | LIFTING SPEED |  | CHAIN MATERIAL |  | INPUT RATING |  | HAZARD CLASS |  | CERTIFICATION/STANDARD |  | ADDITIONAL FEATURES | REQUIRED FOR M62T HEAD DRUM CHANGE-OUT REQUESTED | [53 empty] | Production Completed
STP_009 - Lot4 | Data Enrichment | SFU | OK | 2023-07-21 | 2023-08-08 |  | 1282469 | 1282469 | EA | HOIST;AIR,MATION ONLY |  |  | HOIST;TYPE:AIR,ADDITIONAL FEATURES EN:EXT LAB -REPAIR JDN TO BE SENT TO SUPPLIER FOR,MATION ONLY,MNFR:01)BULLIVANTS (TOWNSVILLE), PTNO:01)WELRP-AH | AIR,01)EXT LAB -REPAIR JDN TO BE S,02)MATION ONLY,01)BULLIVANTS (TOWNSVILLE),01)WELRP-AH |  |  | BULLIVANTS (TOWNSVILLE) | BULLIVANTS (TOWNSVILLE) | WELRP-AH | [5 empty] | URL NOT FOUND | [10 empty] | CLEANSED |  | HOIST | No Modifier | TYPE | AIR | STANDARD LIFT |  | LOAD RATING |  | SIZE |  | LIFTING SPEED |  | CHAIN MATERIAL |  | INPUT RATING |  | HAZARD CLASS |  | CERTIFICATION/STANDARD |  | ADDITIONAL FEATURES | EXT LAB -REPAIR JDN TO BE SENT TO SUPPLIER FORMATION ONLY | [53 empty] | Production Completed
STP_009 - Lot4 | Data Enrichment | SFU | OK | 2023-07-21 | 2023-08-08 |  | 1289154 | 1289154 | EA | HOIST;ASSEMBLY COMPLETE |  |  | HOIST;ADDITIONAL FEATURES EN:ASSEMBLY COMPLETE,MNFR:01)EILBECK,PTNO:01)GM5000.10000 H-161.21.30000.3 | 01)ASSEMBLY COMPLETE,01)EILBECK,01)GM5000.10000 H-161.21.30000 |  |  | EILBECK | EILBECK | GM5000.10000 H-161.21.30000.3 | [5 empty] | URL NOT FOUND | [10 empty] | CLEANSED |  | HOIST | No Modifier | TYPE |  | STANDARD LIFT |  | LOAD RATING |  | SIZE |  | LIFTING SPEED |  | CHAIN MATERIAL |  | INPUT RATING |  | HAZARD CLASS |  | CERTIFICATION/STANDARD |  | ADDITIONAL FEATURES | ASSEMBLY COMPLETE | [53 empty] | Production Completed
STP_009 - Lot4 | Data Enrichment | SFU | OK | 2023-07-21 | 2023-08-08 |  | 1282512 | 1282512 | EA | HOIST;DRUM LIFTER,0.5 TON,152 MM |  |  | HOIST;TYPE:DRUM LIFTER,LOAD RATING:0.5 TON,SIZE:152 MM,ADDITIONAL FEATURES EN:CLAMP VER, 200L, QUOTATION NUMBER 700224632,MNFR:01) BULLIVANTS PTY LTD,PTNO:01)WDRC-V-0050-200L | DRUM LIFTER,EN_01)0.5 TON,152 MM,01)CLAMP VER, 200L, QUOTATION,01)BULLIVANTS PTY LTD,01)WDRC-V-0050-200L |  |  | BULLIVANTS PTY LTD | BULLIVANTS PTY LTD | WDRC-V-0050-200L | [5 empty] | URL NOT FOUND | [10 empty] | CLEANSED |  | HOIST | No Modifier | TYPE | DRUM LIFTER | STANDARD LIFT |  | LOAD RATING | 0.5 TON | SIZE | 152 MM | LIFTING SPEED |  | CHAIN MATERIAL |  | INPUT RATING |  | HAZARD CLASS |  | CERTIFICATION/STANDARD |  | ADDITIONAL FEATURES | CLAMP VER,200L,QUOTATION NUMBER: 700224632 | [53 empty] | Production Completed
STP_009 - Lot4 | Data Enrichment | SFU | OK | 2023-07-21 | 2023-08-08 |  | 1293930 | 1293930 | EA | HOIST;LEVER,1.6T,1.5 M,L5 KITO |  |  | HOIST;TYPE:LEVER,LOAD RATING:1.6 TON,SIZE:1.5 M,ADDITIONAL FEATURES EN:L5 KITO,MNFR:01)BULLIVANTS TOWNSVILLE,PTNO:01)WHS-L-0160- 015-L5 | LEVER,EN_01)1.6 TON,1.5 M,01)L5 KITO,01)BULLIVANTS TOWNSVILLE,01)WHS-L-0160-015-L5 |  |  | BULLIVANTS TOWNSVILLE | BULLIVANTS TOWNSVILLE | WHS-L-0160- 015-L5 | [5 empty] | URL NOT FOUND | [10 empty] | CLEANSED |  | HOIST | No Modifier | TYPE | LEVER | STANDARD LIFT |  | LOAD RATING | 1.6 TON | SIZE | 1.5 M | LIFTING SPEED |  | CHAIN MATERIAL |  | INPUT RATING |  | HAZARD CLASS |  | CERTIFICATION/STANDARD |  | ADDITIONAL FEATURES | L5 KITO | [53 empty] | Production Completed
STP_009 - Lot4 | Data Enrichment | SFU | OK | 2023-07-21 | 2023-08-08 | PROCESSED BASED ON THE WEB SOURCE | 1282352 | 1282352 | EA | HOIST;RAILS,NON-CONTROL POST |  |  | HOIST;TYPE:RAILS,ADDITIONAL FEATURES EN:NON-CONTROL POST,MNFR:01)REPCO,PTNO:01)4488R/WR-P-2 | RAILS,01)NON-CONTROL POST,01)REPCO,01)4488R/WR-P-2 |  |  | REPCO | REPCO | 4488R/WR-P-2 | [5 empty] | https://molnarhoists.com.au/wp-content/uploads/2018/03/FourPostRailsHoistPartsManualinteractive.pdf | [10 empty] | CLEANSED |  | POST | NO MODIFIER | TYPE | NON-CONTROL | SHAPE |  | SIZE |  | MOUNTING TYPE |  | MATERIAL |  | COLOUR |  | HAZARD CLASS |  | CERTIFICATION/STANDARD |  | ADDITIONAL FEATURES | FOR RAILS HOIST | [55 empty] | Production Completed
STP_009 - Lot4 | Data Enrichment | SFU | OK | 2023-07-21 | 2023-08-08 |  | 1289553 | 1289553 | EA | HOIST;TVX ULTIMATE LIMIT,CTRL |  |  | HOIST;TYPE:TVX ULTIMATE LIMIT,ADDITIONAL FEATURES EN:CONTROL,MNFR:01)NQCSERV,PTNO:01)891-754 | TVX ULTIMATE LIMIT,01)CONTROL,01)NQCSERV,01)891-754 |  |  | NQCSERV | NQCSERV | 891-754 | [5 empty] | URL NOT FOUND | [10 empty] | CLEANSED |  | HOIST | No Modifier | TYPE | TVX ULTIMATE LIMIT | STANDARD LIFT |  | LOAD RATING |  | SIZE |  | LIFTING SPEED |  | CHAIN MATERIAL |  | INPUT RATING |  | HAZARD CLASS |  | CERTIFICATION/STANDARD |  | ADDITIONAL FEATURES | CONTROL | [53 empty] | Production Completed