## Sheet1
Project | Activities | Production User | Production Comments | Start Date | End Date | Remarks | Griha ID | MATNR | MEINS | MAKTX_EN | MAKTX_ES | MAKTX_FR | TEXT_EN | Class_Char_Catted | MFRPN | MFRNR | MFRNR DES | MNFR | PTNO | Verified MNFR from web | MNFR 1 | PTNO 1 | MNFR 2 | PTNO 2 | Reference URL | Reference URL1 | Item Number | Equipment Type | Equipment Manufacturer | Equipment Model | Equipment Serial | DWG | DRAWING VERSION | POS/TAG | Unused Text | Enriched/Cleansed | UNSPSC Ver.23.07 | Noun | Modifier | Attribute Name 1 | Attribute Value 1 | Attribute Name 2 | Attribute Value 2 | Attribute Name 3 | Attribute Value 3 | Attribute Name 4 | Attribute Value 4 | Attribute Name 5 | Attribute Value 5 | Attribute Name 6 | Attribute Value 6 | Attribute Name 7 | Attribute Value 7 | Attribute Name 8 | Attribute Value 8 | Attribute Name 9 | Attribute Value 9 | Attribute Name 10 | Attribute Value 10 | Attribute Name 11 | Attribute Value 11 | Attribute Name 12 | Attribute Value 12 | Attribute Name 13 | Attribute Value 13 | Attribute Name 14 | Attribute Value 14 | Attribute Name 15 | Attribute Value 15 | Attribute Name 16 | Attribute Value 16 | Attribute Name 17 | Attribute Value 17 | Attribute Name 18 | Attribute Value 18 | Attribute Name 19 | Attribute Value 19 | Attribute Name 20 | Attribute Value 20 | Attribute Name 21 | Attribute Value 21 | Attribute Name 22 | Attribute Value 22 | Attribute Name 23 | Attribute Value 23 | Attribute Name 24 | Attribute Value 24 | Attribute Name 25 | Attribute Value 25 | Attribute Name 26 | Attribute Value 26 | Attribute Name 27 | Attribute Value 27 | Attribute Name 28 | Attribute Value 28 | Attribute Name 29 | Attribute Value 29 | Attribute Name 30 | Attribute Value 30 | Attribute Name 31 | Attribute Value 31 | Attribute Name 32 | Attribute Value 32 | Attribute Name 33 | Attribute Value 33 | Attribute Name 34 | Attribute Value 34 | Attribute Name 35 | Attribute Value 35 | Attribute Name 36 | Attribute Value 36 | Remaining_Information | Status
STP_009 - Lot4 | Data Enrichment | SCS | OK | 2023-07-21 | 11-08-2023 |  | 1353529 | 1353529 | EA | HOSE,ASSY;FIR,ID 38.1 MM,OD 53.8 MM,BLUE |  |  | HOSE,ASSEMBLY;TYPE:FIRE,INSIDE DIAMETER:38.1 MM,OUTSIDE DIAMETER:53.8 MM,LENGTH:COIL 15 M,CORE MATERIAL:NITRILE RUBBER,COVER MATERIAL:NITRILE RUBBER,PRESSURE RATING:1525 KPA,BURST PRESSURE RATING:5250 KPA,REINFORCEMENT MATERIAL:RUBBER SYNTHETIC,COLOUR: BLUE,ADDITIONAL FEATURES EN:NONMETALLIC, MAX WORKING PRESSURE 1450PSI,MIN BURST PRESSURE 5800PS,I,MNFR:01)UNKNOWN,PTNO:01)661 | 01)UNKNOWN,01)661,EN_01)FIRE,38.1 MM,53.8 MM,COIL 15 M,NITRILE RUBBER,EN_01)NITRILE RUBBER,1525 KPA,5250 KPA,EN_01)RUBBER SYNTHETIC,BLUE,01)NONMETALLIC, MAX WORKING PR,02)I |  |  | UNKNOWN |  | 661 | [5 empty] | Url Not Found | [9 empty] | UNKNOWN | Cleansed | 40141764 Hose assembly | HOSE | ASSEMBLY | TYPE | NON METALLIC, FIRE | INSIDE DIAMETER | 38.1 MM | OUTSIDE DIAMETER | 53.8 MM | LENGTH | 15 M/COIL | CORE MATERIAL | NITRILE RUBBER | CONNECTION 1 |  | CONNECTION 2 |  | FITTING MATERIAL |  | COVER MATERIAL | NITRILE RUBBER | PRESSURE RATING | 1525 KPA, 1450 PSI | BURST PRESSURE RATING | 5250 KPA, 5800 PSI | TEMPERATURE RATING |  | REINFORCEMENT MATERIAL | SYNTHETIC RUBBER | BEND RADIUS |  | COLOUR | BLUE | HAZARD CLASS |  | CERTIFICATION/STANDARD |  | ADDITIONAL FEATURES | [38 empty] | Production Completed
STP_009 - Lot4 | Data Enrichment | SCS | OK | 2023-07-21 | 11-08-2023 |  | 1347302 | 1347302 | EA | HOSE,ASSY;ID 305 MM,LG 5 M,MUFF COUPLING |  |  | HOSE,ASSEMBLY;INSIDE DIAMETER:305 MM,LENGTH:5 M,CONNECTION 1:MUFF COUPLING,CONNECTION 2:MUFF COUPLING,REINFORCEMENT MATERIAL:WIRE REINFORCED,ADDITIONAL FEATURES EN:NONMETALLIC, NB,MNFR:01)UNKNOWN,PTNO:01)706AA305,MNFR:02)ALFAGO,PTNO:02)706AA300-5000MM | 01)UNKNOWN,02)ALFAGO,01)706AA305,02)706AA300-5000MM,305 MM,5 M,EN_01)MUFF COUPLING,EN_01)MUFF COUPLING,EN_01)WIRE REINFORCED,01)NONMETALLIC, NB |  |  | ALFAGO | ALFAGO | 706AA300-5000MM |  |  | 706AA305 |  |  | Url Not Found | [9 empty] | UNKNOWN | Cleansed | 40141764 Hose assembly | HOSE | ASSEMBLY | TYPE | NON METALLIC | INSIDE DIAMETER | 305 MM | OUTSIDE DIAMETER |  | LENGTH | 5 M | CORE MATERIAL |  | CONNECTION 1 | MUFF COUPLING | CONNECTION 2 | MUFF COUPLING | FITTING MATERIAL |  | COVER MATERIAL |  | PRESSURE RATING |  | BURST PRESSURE RATING |  | TEMPERATURE RATING |  | REINFORCEMENT MATERIAL | WIRE BRAIDED | BEND RADIUS |  | COLOUR |  | HAZARD CLASS |  | CERTIFICATION/STANDARD |  | ADDITIONAL FEATURES | NB | [37 empty] | Production Completed
STP_009 - Lot4 | Data Enrichment | SCS | OK | 2023-07-21 | 11-08-2023 |  | 1292219 | 1292219 | EA | HOSE,ASSY;LG,SIBS,243208 |  |  | HOSE,ASSEMBLY;ADDITIONAL FEATURES EN:LONG,MNFR:01)SIBS,PTNO:01)243208 | 01)SIBS,01)243208,01)LONG |  |  | SIBS | SIBS | 243208 | [5 empty] | Url Not Found | [10 empty] | Cleansed | 40141764 Hose assembly | HOSE | ASSEMBLY | TYPE | LONG | INSIDE DIAMETER |  | OUTSIDE DIAMETER |  | LENGTH |  | CORE MATERIAL |  | CONNECTION 1 |  | CONNECTION 2 |  | FITTING MATERIAL |  | COVER MATERIAL |  | PRESSURE RATING |  | BURST PRESSURE RATING |  | TEMPERATURE RATING |  | REINFORCEMENT MATERIAL |  | BEND RADIUS |  | COLOUR |  | HAZARD CLASS |  | CERTIFICATION/STANDARD |  | ADDITIONAL FEATURES | [38 empty] | Production Completed
STP_009 - Lot4 | Data Enrichment | SCS | OK | 2023-07-21 | 11-08-2023 |  | 1292079 | 1292079 | EA | HOSE,ASSY;MINING,ID NB 300,LG 1.374 M,NM |  |  | HOSE,ASSEMBLY;TYPE:MINING,INSIDE DIAMETER:NB 300,LENGTH:1.374 M,CORE MATERIAL:RUBBER CERAMIC LINED,CONNECTION 1:FLANGE TABLE E, CONNECTION 2:FLANGE TABLE E,COVER MATERIAL:RUBBER,PRESSURE RATING:700 KPA,REINFORCEMENT MATERIAL:RUBBER,CERTIFICATION/STANDARD:AS 2129,ADDITIONAL FEATURES EN:NONMETALLIC,MNFR:01)TRELBORG,PTNO:01)CST-0000695-PIPE 2 | 01)TRELBORG,01)CST-0000695-PIPE 2,EN_01)MINING,NB 300,1.374 M,RUBBER CERAMIC LINED,EN_01)FLANGE TABLE E,EN_01)FLANGE TABLE E,EN_01)RUBBER,700 KPA,EN_01)RUBBER,EN_01)AS 2129,01)NONMETALLIC |  |  | TRELBORG | TRELLEBORG | CST-0000695-PIPE 2 | [5 empty] | Url Not Found | [10 empty] | Cleansed | 40141764 Hose assembly | HOSE | ASSEMBLY | TYPE | NON METALLIC, MINING | INSIDE DIAMETER | NB 300 | OUTSIDE DIAMETER |  | LENGTH | 1.374 M | CORE MATERIAL | RUBBER CERAMIC LINED | CONNECTION 1 | FLANGE TABLE E | CONNECTION 2 | FLANGE TABLE E | FITTING MATERIAL |  | COVER MATERIAL | RUBBER | PRESSURE RATING | 700 KPA | BURST PRESSURE RATING |  | TEMPERATURE RATING |  | REINFORCEMENT MATERIAL | RUBBER | BEND RADIUS |  | COLOUR |  | HAZARD CLASS |  | CERTIFICATION/STANDARD | AS 2129 | ADDITIONAL FEATURES | [38 empty] | Production Completed
STP_009 - Lot4 | Data Enrichment | SCS | OK | 2023-07-21 | 11-08-2023 |  | 1292080 | 1292080 | EA | HOSE,ASSY;MINING,ID NB 300,LG 2.2 M,RUBR |  |  | HOSE,ASSEMBLY;TYPE:MINING,INSIDE DIAMETER:NB 300,LENGTH:2.2 M,CORE MATERIAL:RUBBER CERAMIC LINED,CONNECTION 1:FLANGE TABLE E, CONNECTION 2:FLANGE TABLE E,COVER MATERIAL:RUBBER,PRESSURE RATING:700 KPA,REINFORCEMENT MATERIAL:RUBBER,CERTIFICATION/STANDARD:AS 2129,ADDITIONAL FEATURES EN:NONMETALLIC,MNFR:01)TRELBORG,PTNO:01)CST-0000695-PIPE 1 | 01)TRELBORG,01)CST-0000695-PIPE 1,EN_01)MINING,NB 300,2.2 M,RUBBER CERAMIC LINED,EN_01)FLANGE TABLE E,EN_01)FLANGE TABLE E,EN_01)RUBBER,700 KPA,EN_01)RUBBER,EN_01)AS 2129,01)NONMETALLIC |  |  | TRELBORG | TRELLEBORG | CST-0000695-PIPE 1 | [5 empty] | Url Not Found | [10 empty] | Cleansed | 40141764 Hose assembly | HOSE | ASSEMBLY | TYPE | NON METALLIC, MINING | INSIDE DIAMETER | NB 300 | OUTSIDE DIAMETER |  | LENGTH | 2.2 M | CORE MATERIAL | RUBBER CERAMIC LINED | CONNECTION 1 | FLANGE TABLE E | CONNECTION 2 | FLANGE TABLE E | FITTING MATERIAL |  | COVER MATERIAL | RUBBER | PRESSURE RATING | 700 KPA | BURST PRESSURE RATING |  | TEMPERATURE RATING |  | REINFORCEMENT MATERIAL | RUBBER | BEND RADIUS |  | COLOUR |  | HAZARD CLASS |  | CERTIFICATION/STANDARD | AS 2129 | ADDITIONAL FEATURES | [38 empty] | Production Completed
STP_009 - Lot4 | Data Enrichment | SCS | OK | 2023-07-21 | 11-08-2023 |  | 1292077 | 1292077 | EA | HOSE,ASSY;MINING,ID NB 400,LG 1.3 M,NM |  |  | HOSE,ASSEMBLY;TYPE:MINING,INSIDE DIAMETER:NB 400,LENGTH:1.3 M,CONNECTION 1:FLANGE TABLE E,CONNECTION 2:FLANGE TABLE E,PRESSURE RATING:700 KPA,REINFORCEMENT MATERIAL:CERAMIC LINED,CERTIFICATION/STANDARD:AS 2129,ADDITIONAL FEATURES EN:NONMETALLIC,MNFR:01) TRELBORG,PTNO:01)CST-0000695-PIPE 4 | 01)TRELBORG,01)CST-0000695-PIPE 4,EN_01)MINING,NB 400,1.3 M,EN_01)FLANGE TABLE E,EN_01)FLANGE TABLE E,700 KPA,EN_01)CERAMIC LINED,EN_01)AS 2129,01)NONMETALLIC |  |  | TRELBORG | TRELLEBORG | CST-0000695-PIPE 4 | [5 empty] | Url Not Found | [10 empty] | Cleansed | 40141764 Hose assembly | HOSE | ASSEMBLY | TYPE | NON METALLIC, MINING | INSIDE DIAMETER | NB 400 | OUTSIDE DIAMETER |  | LENGTH | 1.3 M | CORE MATERIAL |  | CONNECTION 1 | FLANGE TABLE E | CONNECTION 2 | FLANGE TABLE E | FITTING MATERIAL |  | COVER MATERIAL |  | PRESSURE RATING | 700 KPA | BURST PRESSURE RATING |  | TEMPERATURE RATING |  | REINFORCEMENT MATERIAL | CERAMIC LINED | BEND RADIUS |  | COLOUR |  | HAZARD CLASS |  | CERTIFICATION/STANDARD | AS 2129 | ADDITIONAL FEATURES | [38 empty] | Production Completed
STP_009 - Lot4 | Data Enrichment | SCS | OK | 2023-07-21 | 11-08-2023 |  | 1292078 | 1292078 | EA | HOSE,ASSY;MINING,ID NB 450,LG 500 MM,NM |  |  | HOSE,ASSEMBLY;TYPE:MINING,INSIDE DIAMETER:NB 450,LENGTH:500 MM,CORE MATERIAL:RUBBER CERAMIC LINED,CONNECTION 1:FLANGE TABLE E, CONNECTION 2:FLANGE TABLE E,COVER MATERIAL:RUBBER,PRESSURE RATING:700 KPA,REINFORCEMENT MATERIAL:RUBBER,CERTIFICATION/STANDARD:AS 2129,ADDITIONAL FEATURES EN:NONMETALLIC,MNFR:01)TRELBORG,PTNO:01)CST-0000695-PIPE 3 | 01)TRELBORG,01)CST-0000695-PIPE 3,EN_01)MINING,NB 450,500 MM,RUBBER CERAMIC LINED,EN_01)FLANGE TABLE E,EN_01)FLANGE TABLE E,EN_01)RUBBER,700 KPA,EN_01)RUBBER,EN_01)AS 2129,01)NONMETALLIC |  |  | TRELBORG | TRELLEBORG | CST-0000695-PIPE 3 | [5 empty] | Url Not Found | [10 empty] | Cleansed | 40141764 Hose assembly | HOSE | ASSEMBLY | TYPE | NON METALLIC, MINING | INSIDE DIAMETER | NB 450 | OUTSIDE DIAMETER |  | LENGTH | 500 MM | CORE MATERIAL | RUBBER CERAMIC LINED | CONNECTION 1 | FLANGE TABLE E | CONNECTION 2 | FLANGE TABLE E | FITTING MATERIAL |  | COVER MATERIAL | RUBBER | PRESSURE RATING | 700 KPA | BURST PRESSURE RATING |  | TEMPERATURE RATING |  | REINFORCEMENT MATERIAL | RUBBER | BEND RADIUS |  | COLOUR |  | HAZARD CLASS |  | CERTIFICATION/STANDARD | AS 2129 | ADDITIONAL FEATURES | [38 empty] | Production Completed
STP_009 - Lot4 | Data Enrichment | SCS | OK | 2023-07-21 | 11-08-2023 |  | 1291307 | 1291307 | EA | HOSE,ASSY;NON METAL, FLEX,ID 1/2 IN,EPDM |  |  | HOSE,ASSEMBLY;NON METAL, FLEX,INSIDE DIAMETER:1/2 IN,LENGTH:450 MM,CORE MATERIAL:EPDM,COVER MATERIAL:STAINLESS STEEL 304,PRESSURE RATING:1400 KPA,TEMPERATURE RATING:5-90 DEG C,CERTIFICATION/STANDARD:AS/NZS 3499,ADDITIONAL FEATURES EN:DURA, WATER, HEX,MNFR:01) REECE,PTNO:01)107603 | 01)REECE,01)107603,EN_01)NON METAL, FLEX,1/2 IN,450 MM,EPDM,EN_01)STAINLESS STEEL 304,1400 KPA,5-90 DEG C,EN_01)AS/NZS 3499,01)DURA, WATER, HEX |  |  | REECE | REECE | 107603 | [5 empty] | https://www.reece.com.au/product/dura-flexible-hose-water-1-2-hex-450mm-107603 | https://digitalassets.reecegroup.com.au/m/4aa431b9496f32c3/original/Specification-Sheet-DURA-Water-Flexi-Hose.pdf | [9 empty] | Enriched | 40141764 Hose assembly | HOSE | ASSEMBLY | TYPE | NON METAL, FLEXIBLE, WATER | INSIDE DIAMETER | 8 MM | OUTSIDE DIAMETER |  | LENGTH | 450 MM | CORE MATERIAL | EPDM | CONNECTION 1 | 1/2 IN FEMALE HEX | CONNECTION 2 | 1/2 IN FEMALE HEX | FITTING MATERIAL | BRASS | COVER MATERIAL | STAINLESS STEEL 304 | PRESSURE RATING | 1400 KPA | BURST PRESSURE RATING |  | TEMPERATURE RATING | 5 TO 90 DEG C | REINFORCEMENT MATERIAL | STAINLESS STEEL BRAIDED | BEND RADIUS |  | COLOUR |  | HAZARD CLASS |  | CERTIFICATION/STANDARD | AS/NZS 3499 | ADDITIONAL FEATURES | BRAND: DURA | [37 empty] | Production Completed
STP_009 - Lot4 | Data Enrichment | SCS | OK | 2023-07-21 | 11-08-2023 |  | 1292174 | 1292174 | EA | HOSE,ASSY;NON METAL, FLEX,ID 1/2 IN,EPDM |  |  | HOSE,ASSEMBLY;NON METAL, FLEX,INSIDE DIAMETER:1/2 IN,LENGTH:300 MM,CORE MATERIAL:EPDM,COVER MATERIAL:STAINLESS STEEL 304,PRESSURE RATING:1400 KPA,TEMPERATURE RATING:5-90 DEG C,CERTIFICATION/STANDARD:AS/NZS 3499,ADDITIONAL FEATURES EN:DURA, WATER, HEX,MNFR:01) REECE,PTNO:01)107602 | 01)REECE,01)107602,EN_01)NON METAL, FLEX,1/2 IN,300 MM,EPDM,EN_01)STAINLESS STEEL 304,1400 KPA,5-90 DEG C,EN_01)AS/NZS 3499,01)DURA, WATER, HEX |  |  | REECE | REECE | 107602 | [5 empty] | https://www.reece.com.au/product/dura-flexible-hose-water-1-2-hex-300mm-107602 | https://digitalassets.reecegroup.com.au/m/4aa431b9496f32c3/original/Specification-Sheet-DURA-Water-Flexi-Hose.pdf | [9 empty] | Enriched | 40141764 Hose assembly | HOSE | ASSEMBLY | TYPE | NON METAL, FLEXIBLE, WATER | INSIDE DIAMETER | 8 MM | OUTSIDE DIAMETER |  | LENGTH | 300 MM | CORE MATERIAL | EPDM | CONNECTION 1 | 1/2 IN FEMALE HEX | CONNECTION 2 | 1/2 IN FEMALE HEX | FITTING MATERIAL | BRASS | COVER MATERIAL | STAINLESS STEEL 304 | PRESSURE RATING | 1400 KPA | BURST PRESSURE RATING |  | TEMPERATURE RATING | 5 TO 90 DEG C | REINFORCEMENT MATERIAL | STAINLESS STEEL BRAIDED | BEND RADIUS |  | COLOUR |  | HAZARD CLASS |  | CERTIFICATION/STANDARD | AS/NZS 3499 | ADDITIONAL FEATURES | BRAND: DURA | [37 empty] | Production Completed
STP_009 - Lot4 | Data Enrichment | SCS | OK | 2023-07-21 | 11-08-2023 |  | 1286577 | 1286577 | EA | HOSE,ASSY;NON METAL,LG 2 M |  |  | HOSE,ASSEMBLY;TYPE:NON METAL,LENGTH:2 M,CORE MATERIAL:STAINLESS STEEL DOUBLE,MNFR:01)REECE,PTNO:01)3801286 | 01)REECE,01)3801286,EN_01)NON METAL,2 M,STAINLESS STEEL DOUBLE |  |  | REECE | REECE | 3801286 | [5 empty] | https://www.reece.com.au/product/performa-washing-machine-hose-double-stainless-3801286 | [10 empty] | Enriched | 40141764 Hose assembly | HOSE | ASSEMBLY | TYPE | NON METAL, WASHING MACHINE | INSIDE DIAMETER |  | OUTSIDE DIAMETER |  | LENGTH | 2 M | CORE MATERIAL |  | CONNECTION 1 |  | CONNECTION 2 |  | FITTING MATERIAL |  | COVER MATERIAL |  | PRESSURE RATING |  | BURST PRESSURE RATING |  | TEMPERATURE RATING |  | REINFORCEMENT MATERIAL | DOUBLE STAINLESS STEEL BRAIDED | BEND RADIUS |  | COLOUR |  | HAZARD CLASS |  | CERTIFICATION/STANDARD |  | ADDITIONAL FEATURES | [38 empty] | Production Completed
STP_009 - Lot4 | Data Enrichment | SCS | OK | 2023-07-21 | 11-08-2023 |  | 1317447 | 1317447 | EA | HOSE,ASSY;NON METAL,LG 910 MM,ENZED |  |  | HOSE,ASSEMBLY;TYPE:NON METAL,LENGTH:910 MM,ADDITIONAL FEATURES EN:10643-6-6 / 381-6 / 10643-6-6, C/W WORM CLIP STAMPED 1229 ONE END,MNFR:01)ENZED,PTNO:01)MIM003919229 | 01)ENZED,01)MIM003919229,EN_01)NON METAL,910 MM,01)10643-6-6 / 381-6 / 10643-6 |  |  | Enzed Mount Isa(RKM Investments) | PARKER | 10643-6-6/381-6/10643-6-6 |  | ENZED | MIM003919229 |  |  | https://docs.rs-online.com/ef2b/0900766b814b12ce.pdf | https://www.parker.com/literature/Hose%20Products%20Division/Catalog%204400%20PDF%20Files/Section_B_Fittings.pdf | [9 empty] | Enriched | 40141764 Hose assembly | HOSE | ASSEMBLY | TYPE | NON METAL | INSIDE DIAMETER | 10 MM | OUTSIDE DIAMETER | 19 MM | LENGTH | 910 MM | CORE MATERIAL | SYNTHETIC RUBBER | CONNECTION 1 | FEMALE JIC 37 DEG SWIVEL STRAIGHT | CONNECTION 2 | FEMALE JIC 37 DEG SWIVEL STRAIGHT | FITTING MATERIAL |  | COVER MATERIAL | SYNTHETIC RUBBER | PRESSURE RATING | 5000 PSI | BURST PRESSURE RATING | 20000 PSI | TEMPERATURE RATING | -40 TO 100 DEG C | REINFORCEMENT MATERIAL | TWO STEEL WIRE BRAIDED | BEND RADIUS | 130 MM | COLOUR |  | HAZARD CLASS |  | CERTIFICATION/STANDARD | TYPE AT-ISO 1436 TYPE 2AT EN 853 TYPE 2SN | ADDITIONAL FEATURES | C/W WORM CLIP STAMPED 1229 ONE END | [37 empty] | Production Completed
STP_009 - Lot4 | Data Enrichment | SCS | OK | 2023-07-21 | 11-08-2023 |  | 1317502 | 1317502 | EA | HOSE,ASSY;NON METAL,LG 920 MM,ENZED |  |  | HOSE,ASSEMBLY;TYPE:NON METAL,LENGTH:920 MM,ADDITIONAL FEATURES EN:10643-8-6 / 381-6 / 10643-8-6, C/W WORM CLIP STAMPED 043 ONE END,MNFR:01)ENZED,PTNO:01)MIM003918043 | 01)ENZED,01)MIM003918043,EN_01)NON METAL,920 MM,01)10643-8-6 / 381-6 / 10643-8 |  |  | Enzed Mount Isa(RKM Investments) | PARKER | 10643-8-6/381-6/10643-8-6 |  | ENZED | MIM003918043 |  |  | https://docs.rs-online.com/ef2b/0900766b814b12ce.pdf | https://www.parker.com/literature/Hose%20Products%20Division/Catalog%204400%20PDF%20Files/Section_B_Fittings.pdf | [9 empty] | Enriched | 40141764 Hose assembly | HOSE | ASSEMBLY | TYPE | NON METAL | INSIDE DIAMETER | 10 MM | OUTSIDE DIAMETER | 19 MM | LENGTH | 920 MM | CORE MATERIAL | SYNTHETIC RUBBER | CONNECTION 1 | FEMALE JIC 37 DEG SWIVEL STRAIGHT | CONNECTION 2 | FEMALE JIC 37 DEG SWIVEL STRAIGHT | FITTING MATERIAL |  | COVER MATERIAL | SYNTHETIC RUBBER | PRESSURE RATING | 5000 PSI | BURST PRESSURE RATING | 20000 PSI | TEMPERATURE RATING | -40 TO 100 DEG C | REINFORCEMENT MATERIAL | TWO STEEL WIRE BRAIDED | BEND RADIUS | 130 MM | COLOUR |  | HAZARD CLASS |  | CERTIFICATION/STANDARD | TYPE AT-ISO 1436 TYPE 2AT EN 853 TYPE 2SN | ADDITIONAL FEATURES | C/W WORM CLIP STAMPED 043 ONE END | [37 empty] | Production Completed
STP_009 - Lot4 | Data Enrichment | SCS | OK | 2023-07-21 | 11-08-2023 |  | 1317505 | 1317505 | EA | HOSE,ASSY;NON METAL,LG 920 MM,ENZED |  |  | HOSE,ASSEMBLY;TYPE:NON METAL,LENGTH:920 MM,ADDITIONAL FEATURES EN:10643-8-8 / 381-8 / 10643-8-8, C/W WORM CLIP STAMPED 023 ONE END,MNFR:01)ENZED,PTNO:01)MIM003918023 | 01)ENZED,01)MIM003918023,EN_01)NON METAL,920 MM,01)10643-8-8 / 381-8 / 10643-8 |  |  | Enzed Mount Isa(RKM Investments) | PARKER | 10643-8-8/381-8/10643-8-8 |  | ENZED | MIM003918023 |  |  | https://docs.rs-online.com/ef2b/0900766b814b12ce.pdf | https://www.parker.com/literature/Hose%20Products%20Division/Catalog%204400%20PDF%20Files/Section_B_Fittings.pdf | [9 empty] | Enriched | 40141764 Hose assembly | HOSE | ASSEMBLY | TYPE | NON METAL | INSIDE DIAMETER | 12.5 MM | OUTSIDE DIAMETER | 22 MM | LENGTH | 920 MM | CORE MATERIAL | SYNTHETIC RUBBER | CONNECTION 1 | FEMALE JIC 37 DEG SWIVEL STRAIGHT | CONNECTION 2 | FEMALE JIC 37 DEG SWIVEL STRAIGHT | FITTING MATERIAL |  | COVER MATERIAL | SYNTHETIC RUBBER | PRESSURE RATING | 4250 PSI | BURST PRESSURE RATING | 17000 PSI | TEMPERATURE RATING | -40 TO 100 DEG C | REINFORCEMENT MATERIAL | TWO STEEL WIRE BRAIDED | BEND RADIUS | 180 MM | COLOUR |  | HAZARD CLASS |  | CERTIFICATION/STANDARD | TYPE AT-ISO 1436 TYPE 2AT EN 853 TYPE 2SN | ADDITIONAL FEATURES | C/W WORM CLIP STAMPED 023 ONE END | [37 empty] | Production Completed
STP_009 - Lot4 | Data Enrichment | SCS | OK | 2023-07-21 | 11-08-2023 |  | 1292198 | 1292198 | EA | HOSE,ASSY;NON METAL,LG 970 MM,ENZED |  |  | HOSE,ASSEMBLY;TYPE:NON METAL,LENGTH:970 MM,ADDITIONAL FEATURES EN:10643-8-8 / 381-8 / 10643-8-8, C/W WORM CLIP STAMPED 405 ONE END,MNFR:01)ENZED,PTNO:01)MIM003918405 | 01)ENZED,01)MIM003918405,EN_01)NON METAL,970 MM,01)10643-8-8 / 381-8 / 10643-8 |  |  | Enzed Mount Isa(RKM Investments) | PARKER | 10643-8-8/381-8/10643-8-8 |  | ENZED | MIM003918405 |  |  | https://docs.rs-online.com/ef2b/0900766b814b12ce.pdf | https://www.parker.com/literature/Hose%20Products%20Division/Catalog%204400%20PDF%20Files/Section_B_Fittings.pdf | [9 empty] | Enriched | 40141764 Hose assembly | HOSE | ASSEMBLY | TYPE | NON METAL | INSIDE DIAMETER | 12.5 MM | OUTSIDE DIAMETER | 22 MM | LENGTH | 970 MM | CORE MATERIAL | SYNTHETIC RUBBER | CONNECTION 1 | FEMALE JIC 37 DEG SWIVEL STRAIGHT | CONNECTION 2 | FEMALE JIC 37 DEG SWIVEL STRAIGHT | FITTING MATERIAL |  | COVER MATERIAL | SYNTHETIC RUBBER | PRESSURE RATING | 4250 PSI | BURST PRESSURE RATING | 17000 PSI | TEMPERATURE RATING | -40 TO 100 DEG C | REINFORCEMENT MATERIAL | TWO STEEL WIRE BRAIDED | BEND RADIUS | 180 MM | COLOUR |  | HAZARD CLASS |  | CERTIFICATION/STANDARD | TYPE AT-ISO 1436 TYPE 2AT EN 853 TYPE 2SN | ADDITIONAL FEATURES | C/W WORM CLIP STAMPED 405 ONE END | [37 empty] | Production Completed
STP_009 - Lot4 | Data Enrichment | SCS | OK | 2023-07-21 | 11-08-2023 |  | 1317472 | 1317472 | EA | HOSE,ASSY;NON METAL,LG 970 MM,ND,ENZED |  |  | HOSE,ASSEMBLY;TYPE:NON METAL,LENGTH:970 MM,ADDITIONAL FEATURES EN:10643-10-10 / 381-10 / 10643-10-10, C/W WORM CLIP STAMPED 259 ONE E,ND,MNFR:01)ENZED,PTNO:01)MIM003918259 | 01)ENZED,01)MIM003918259,EN_01)NON METAL,970 MM,01)10643-10-10 / 381-10 / 1064,02)ND |  |  | Enzed Mount Isa(RKM Investments) | PARKER | 10643-10-10/381-10/10643-10-10 |  | ENZED | MIM003918259 |  |  | https://docs.rs-online.com/ef2b/0900766b814b12ce.pdf | https://www.parker.com/literature/Hose%20Products%20Division/Catalog%204400%20PDF%20Files/Section_B_Fittings.pdf | [9 empty] | Enriched | 40141764 Hose assembly | HOSE | ASSEMBLY | TYPE | NON METAL | INSIDE DIAMETER | 16 MM | OUTSIDE DIAMETER | 25 MM | LENGTH | 970 MM | CORE MATERIAL | SYNTHETIC RUBBER | CONNECTION 1 | FEMALE JIC 37 DEG SWIVEL STRAIGHT | CONNECTION 2 | FEMALE JIC 37 DEG SWIVEL STRAIGHT | FITTING MATERIAL |  | COVER MATERIAL | SYNTHETIC RUBBER | PRESSURE RATING | 3625 PSI | BURST PRESSURE RATING | 14500 PSI | TEMPERATURE RATING | -40 TO 100 DEG C | REINFORCEMENT MATERIAL | TWO STEEL WIRE BRAIDED | BEND RADIUS | 200 MM | COLOUR |  | HAZARD CLASS |  | CERTIFICATION/STANDARD | TYPE AT-ISO 1436 TYPE 2AT EN 853 TYPE 2SN | ADDITIONAL FEATURES | C/W WORM CLIP STAMPED 259 ONE END | [37 empty] | Production Completed
STP_009 - Lot4 | Data Enrichment | SCS | OK | 2023-07-21 | 11-08-2023 |  | 1348562 | 1348562 | EA | HOSE,ASSY;NON METAL,PENTAIR |  |  | HOSE,ASSEMBLY;TYPE:NON METAL,ADDITIONAL FEATURES EN:KIT TUBE AND FITTINGS,MNFR:01)PENTAIR,PTNO:01)AVID SS SWG 1/4 | 01)PENTAIR,01)AVID SS SWG 1/4,EN_01)NON METAL,01)KIT TUBE AND FITTINGS |  |  | PENTAIR | PENTAIR | AVID SS SWG 1/4 | [5 empty] | Url Not Found | [10 empty] | Cleansed | 40141764 Hose assembly | HOSE | ASSEMBLY | TYPE | NON METAL | INSIDE DIAMETER | 1/4 IN | OUTSIDE DIAMETER |  | LENGTH |  | CORE MATERIAL |  | CONNECTION 1 |  | CONNECTION 2 |  | FITTING MATERIAL | STAINLESS STEEL | COVER MATERIAL |  | PRESSURE RATING |  | BURST PRESSURE RATING |  | TEMPERATURE RATING |  | REINFORCEMENT MATERIAL |  | BEND RADIUS |  | COLOUR |  | HAZARD CLASS |  | CERTIFICATION/STANDARD |  | ADDITIONAL FEATURES | C/W KIT TUBE AND FITTINGS | [37 empty] | Production Completed
STP_009 - Lot4 | Data Enrichment | SCS | OK | 2023-07-21 | 11-08-2023 |  | 1301656 | 1301656 | EA | HOSE,ASSY;NON METAL,WENMEC,33737 |  |  | HOSE,ASSEMBLY;TYPE:NON METAL,MNFR:01)WENMEC,PTNO:01)33737 | 01)WENMEC,01)33737,EN_01)NON METAL |  |  | WENMEC SYSTEMS INC | WENMEC | 33737 | [5 empty] | Url Not Found | [10 empty] | Cleansed | 40141764 Hose assembly | HOSE | ASSEMBLY | TYPE | NON METAL | INSIDE DIAMETER |  | OUTSIDE DIAMETER |  | LENGTH |  | CORE MATERIAL |  | CONNECTION 1 |  | CONNECTION 2 |  | FITTING MATERIAL |  | COVER MATERIAL |  | PRESSURE RATING |  | BURST PRESSURE RATING |  | TEMPERATURE RATING |  | REINFORCEMENT MATERIAL |  | BEND RADIUS |  | COLOUR |  | HAZARD CLASS |  | CERTIFICATION/STANDARD |  | ADDITIONAL FEATURES | [38 empty] | Production Completed
STP_009 - Lot4 | Data Enrichment | SCS | OK | 2023-07-21 | 11-08-2023 |  | 1301670 | 1301670 | EA | HOSE,ASSY;NON METAL,WENMEC,33752 |  |  | HOSE,ASSEMBLY;TYPE:NON METAL,MNFR:01)WENMEC,PTNO:01)33752 | 01)WENMEC,01)33752,EN_01)NON METAL |  |  | WENMEC SYSTEMS INC | WENMEC | 33752 | [5 empty] | Url Not Found | [10 empty] | Cleansed | 40141764 Hose assembly | HOSE | ASSEMBLY | TYPE | NON METAL | INSIDE DIAMETER |  | OUTSIDE DIAMETER |  | LENGTH |  | CORE MATERIAL |  | CONNECTION 1 |  | CONNECTION 2 |  | FITTING MATERIAL |  | COVER MATERIAL |  | PRESSURE RATING |  | BURST PRESSURE RATING |  | TEMPERATURE RATING |  | REINFORCEMENT MATERIAL |  | BEND RADIUS |  | COLOUR |  | HAZARD CLASS |  | CERTIFICATION/STANDARD |  | ADDITIONAL FEATURES | [38 empty] | Production Completed
STP_009 - Lot4 | Data Enrichment | SCS | OK | 2023-07-21 | 11-08-2023 |  | 1301669 | 1301669 | EA | HOSE,ASSY;NON METAL,WENMEC,33753 |  |  | HOSE,ASSEMBLY;TYPE:NON METAL,MNFR:01)WENMEC,PTNO:01)33753 | 01)WENMEC,01)33753,EN_01)NON METAL |  |  | WENMEC SYSTEMS INC | WENMEC | 33753 | [5 empty] | Url Not Found | [10 empty] | Cleansed | 40141764 Hose assembly | HOSE | ASSEMBLY | TYPE | NON METAL | INSIDE DIAMETER |  | OUTSIDE DIAMETER |  | LENGTH |  | CORE MATERIAL |  | CONNECTION 1 |  | CONNECTION 2 |  | FITTING MATERIAL |  | COVER MATERIAL |  | PRESSURE RATING |  | BURST PRESSURE RATING |  | TEMPERATURE RATING |  | REINFORCEMENT MATERIAL |  | BEND RADIUS |  | COLOUR |  | HAZARD CLASS |  | CERTIFICATION/STANDARD |  | ADDITIONAL FEATURES | [38 empty] | Production Completed
STP_009 - Lot4 | Data Enrichment | SCS | OK | 2023-07-21 | 11-08-2023 |  | 1278450 | 1278450 | EA | HOSE,ASSY;QTY1@323.9000 |  |  | HOSE,ASSEMBLY;ADDITIONAL FEATURES EN:QTY1@323.9000,MNFR:01)ISA FLUID CONNECTIONS PTY LTD,PTNO:01)PC3512K | 01)ISA FLUID CONNECTIONS PTY L,01)PC3512K,01)QTY1@323.9000 |  |  | ISA FLUID CONNECTIONS PTY LTD | PIRTEK | PC35-12K |  | ISA FLUID CONNECTIONS PTY LTD | PC3512K |  |  | https://www.pirtek.com.au/-/media/feature/products/sect-b-hydraulic-hose_rev_n-2.pdf | [10 empty] | Enriched | 40141764 Hose assembly | HOSE | ASSEMBLY | TYPE | HYDRAULIC | INSIDE DIAMETER | 19.1 MM | OUTSIDE DIAMETER | 29 MM | LENGTH |  | CORE MATERIAL | SYNTHETIC RUBBER | CONNECTION 1 |  | CONNECTION 2 |  | FITTING MATERIAL |  | COVER MATERIAL | SYNTHETIC RUBBER | PRESSURE RATING | 350 BAR | BURST PRESSURE RATING | 1400 BAR | TEMPERATURE RATING | -40 TO 120 DEG C | REINFORCEMENT MATERIAL | 4 SPIRAL STEEL WIRE BRAIDED | BEND RADIUS | 170 MM | COLOUR |  | HAZARD CLASS |  | CERTIFICATION/STANDARD | EN 853 2SN | ADDITIONAL FEATURES | QTY1 AT 323.9000 | [37 empty] | Production Completed
STP_009 - Lot4 | Data Enrichment | SCS | OK | 2023-07-21 | 11-08-2023 |  | 1278221 | 1278221 | EA | HOSE,ASSY;SCT |  |  | HOSE,ASSEMBLY;TYPE:SUCTION,MNFR:01)VENDOR LINK PTY LTD,PTNO:01)AX/XM-301-110 | 01)VENDOR LINK PTY LTD,01)AX/XM-301-110,EN_01)SUCTION |  |  | VENDOR LINK PTY LTD | VENDOR LINK PTY LTD | AX/XM-301-110 | [5 empty] | Url Not Found | [10 empty] | Cleansed | 40141764 Hose assembly | HOSE | ASSEMBLY | TYPE | SUCTION | INSIDE DIAMETER |  | OUTSIDE DIAMETER |  | LENGTH |  | CORE MATERIAL |  | CONNECTION 1 |  | CONNECTION 2 |  | FITTING MATERIAL |  | COVER MATERIAL |  | PRESSURE RATING |  | BURST PRESSURE RATING |  | TEMPERATURE RATING |  | REINFORCEMENT MATERIAL |  | BEND RADIUS |  | COLOUR |  | HAZARD CLASS |  | CERTIFICATION/STANDARD |  | ADDITIONAL FEATURES | [38 empty] | Production Completed
STP_009 - Lot4 | Data Enrichment | SCS | OK | 2023-07-21 | 11-08-2023 |  | 1236606 | 1236606 | EA | HOSE,ASSY;SELF SUCTION,SUIT:HW080,HW1200 | CONJUNTO MANG; | ASS BOYAU; | HOSE,ASSEMBLY;TYPE:SELF SUCTION,ADDITIONAL FEATURES EN:SUIT:HW080,HW1200,HW1300,MFR:MAKITA | 01)MOUNT ISA MINING SUPPLIES,01)197873-1,EN_01)SELF SUCTION,01)SUIT:HW080,HW1200,02)HW1300,MFR:MAKITA |  |  | MAKITA | MAKITA | 197873-1 |  | MOUNT ISA MINING SUPPLIES |  |  |  | https://www.cltoolcentre.com.au/makita-197873-1-self-suction-hose-suits-for-hw1200-hw1300.html | [10 empty] | Cleansed | 40141764 Hose assembly | HOSE | ASSEMBLY | TYPE | SELF SUCTION | INSIDE DIAMETER |  | OUTSIDE DIAMETER |  | LENGTH |  | CORE MATERIAL |  | CONNECTION 1 |  | CONNECTION 2 |  | FITTING MATERIAL |  | COVER MATERIAL |  | PRESSURE RATING |  | BURST PRESSURE RATING |  | TEMPERATURE RATING |  | REINFORCEMENT MATERIAL |  | BEND RADIUS |  | COLOUR |  | HAZARD CLASS |  | CERTIFICATION/STANDARD |  | ADDITIONAL FEATURES | FOR HW080,HW1200,HW1300 | [37 empty] | Production Completed
STP_009 - Lot4 | Data Enrichment | SCS | OK | 2023-07-21 | 11-08-2023 |  | 1317641 | 1317641 | EA | HOSE,ASSY;SHRT, EMMA, II BRAKING SYSTEM |  |  | HOSE,ASSEMBLY;TYPE:SHORT, EMMA, II BRAKING SYSTEM,MNFR:01)SIBS,PTNO:01)243209 | 01)SIBS,01)243209,EN_01)SHORT, EMMA, II BRAKING |  |  | SIBS | SIBS | 243209 | [5 empty] | Url Not Found | [10 empty] | Cleansed | 40141764 Hose assembly | HOSE | ASSEMBLY | TYPE | SHORT | INSIDE DIAMETER |  | OUTSIDE DIAMETER |  | LENGTH |  | CORE MATERIAL |  | CONNECTION 1 |  | CONNECTION 2 |  | FITTING MATERIAL |  | COVER MATERIAL |  | PRESSURE RATING |  | BURST PRESSURE RATING |  | TEMPERATURE RATING |  | REINFORCEMENT MATERIAL |  | BEND RADIUS |  | COLOUR |  | HAZARD CLASS |  | CERTIFICATION/STANDARD |  | ADDITIONAL FEATURES | EMMA,II BRAKING SYSTEM | [37 empty] | Production Completed
STP_009 - Lot4 | Data Enrichment | SCS | OK | 2023-07-21 | 11-08-2023 |  | 1278377 | 1278377 | EA | HOSE,ASSY;SUCTION/DELIVERY,ID 2 IN,CRMP |  |  | HOSE,ASSEMBLY;TYPE:SUCTION/DELIVERY,INSIDE DIAMETER:2 IN,CONNECTION 1:11 BSP,CONNECTION 2:CRIMP,MNFR:01)ISA FLUID CONNECTIONS PTY LTD,PTNO:01)IROFSD051K | 01)ISA FLUID CONNECTIONS PTY L,01)IROFSD051K,EN_01)SUCTION/DELIVERY,2 IN,EN_01)11 BSP,EN_01)CRIMP |  |  | ISA FLUID CONNECTIONS PTY LTD | PIRTEK | IROFSD051K |  | ISA FLUID CONNECTIONS PTY LTD | IROFSD051K |  |  | https://www.pirtek.com.au/-/media/feature/products/sect-b-hydraulic-hose_rev_n-2.pdf | [10 empty] | Enriched | 40141764 Hose assembly | HOSE | ASSEMBLY | TYPE | SUCTION/DELIVERY | INSIDE DIAMETER | 2 IN | OUTSIDE DIAMETER | 63 MM | LENGTH |  | CORE MATERIAL | NBR | CONNECTION 1 | 11 BSP | CONNECTION 2 | CRIMP | FITTING MATERIAL |  | COVER MATERIAL | SBR | PRESSURE RATING | 10 BAR | BURST PRESSURE RATING | 30 BAR | TEMPERATURE RATING | -20 TO 100 DEG C | REINFORCEMENT MATERIAL | STEEL WIRE BRAIDED | BEND RADIUS | 230 MM | COLOUR |  | HAZARD CLASS |  | CERTIFICATION/STANDARD |  | ADDITIONAL FEATURES | [38 empty] | Production Completed
STP_009 - Lot4 | Data Enrichment | SCS | OK | 2023-07-21 | 11-08-2023 |  | 1366126 | 1366126 | EA | HOSE,ASSY;TREE, USED ON IMEJU08 TO IMEJU |  |  | HOSE,ASSEMBLY;ADDITIONAL FEATURES EN:TREE, USED ON IMEJU08 TO IMEJU11,MNFR:01)POPEYS,PTNO:01)PDSMT550230LXCA | 01)POPEYS,01)PDSMT550230LXCA,01)TREE, USED ON IMEJU08 TO IM |  |  | POPEYS | POPEYS | PDSMT550230LXCA | [5 empty] | Url Not Found | [10 empty] | Cleansed | 40141764 Hose assembly | HOSE | ASSEMBLY | TYPE |  | INSIDE DIAMETER |  | OUTSIDE DIAMETER |  | LENGTH |  | CORE MATERIAL |  | CONNECTION 1 |  | CONNECTION 2 |  | FITTING MATERIAL |  | COVER MATERIAL |  | PRESSURE RATING |  | BURST PRESSURE RATING |  | TEMPERATURE RATING |  | REINFORCEMENT MATERIAL |  | BEND RADIUS |  | COLOUR |  | HAZARD CLASS |  | CERTIFICATION/STANDARD |  | ADDITIONAL FEATURES | TREE,USED ON IMEJU08 TO IMEJU11 | [37 empty] | Production Completed
STP_009 - Lot4 | Data Enrichment | SCS | OK | 2023-07-21 | 11-08-2023 |  | 1294371 | 1294371 | M | HOSE;NON METAL,ID 6 MM,HYTRON,IMPEAST |  |  | HOSE;TYPE:NON METAL,INSIDE DIAMETER:6 MM,ADDITIONAL FEATURES EN:HYTRON,MNFR:01)IMPEAST,PTNO:01)K403 | EN_01)NON METAL,6 MM,01)HYTRON,01)IMPEAST,01)K403 |  |  | IMPEAST | IMPEAST | K403 | [5 empty] | URL NOT FOUND | [10 empty] | CLEANSED | 40142000 Hoses | HOSE | No Modifier | TYPE |  | INSIDE DIAMETER | 6 MM | OUTSIDE DIAMETER |  | LENGTH |  | MATERIAL |  | MATERIAL SPECIFICATION |  | HAZARD CLASS |  | CERTIFICATION/STANDARD |  | ADDITIONAL FEATURES | NON METAL,HYTRON | [55 empty] | Production Completed
STP_009 - Lot4 | Data Enrichment | SCS | OK | 2023-07-21 | 11-08-2023 |  | 1365448 | 1365448 | EA | HOSE;NON METAL,ID NB 125,LG 10 M,600 |  |  | HOSE;TYPE:NON METAL,INSIDE DIAMETER:NB 125,LENGTH:10 M,ADDITIONAL FEATURES EN:600,MNFR:01)DORROLVR,PTNO:01)09C23192-02 | EN_01)NON METAL,NB 125,10 M,01)600,01)DORROLVR,01)09C23192-02 |  |  | DORROLVR | DORROLVR | 09C23192-02 | [5 empty] | URL NOT FOUND | [10 empty] | CLEANSED | 40142000 Hoses | HOSE | No Modifier | TYPE |  | INSIDE DIAMETER | 125 MM | OUTSIDE DIAMETER |  | LENGTH | 10 M | MATERIAL |  | MATERIAL SPECIFICATION |  | HAZARD CLASS |  | CERTIFICATION/STANDARD |  | ADDITIONAL FEATURES | NON METAL | [55 empty] | Production Completed
STP_009 - Lot4 | Data Enrichment | SCS | OK | 2023-07-21 | 11-08-2023 |  | 1291455 | 1291455 | EA | HOSE;NON METAL,INLT, APM LUG MI,WENMEC |  |  | HOSE;TYPE:NON METAL,ADDITIONAL FEATURES EN:INLET, APM LUG MI,MNFR:01)WENMEC,PTNO:01)37641 | EN_01)NON METAL,01)INLET, APM LUG MI,01)WENMEC,01)37641 |  |  | WENMEC SYSTEMS INC | WENMEC | 37641 | [5 empty] | URL NOT FOUND | [10 empty] | CLEANSED | 40142000 Hoses | HOSE | No Modifier | TYPE |  | INSIDE DIAMETER |  | OUTSIDE DIAMETER |  | LENGTH |  | MATERIAL |  | MATERIAL SPECIFICATION |  | HAZARD CLASS |  | CERTIFICATION/STANDARD |  | ADDITIONAL FEATURES | NON METAL,INLET,APM LUG MI | [55 empty] | Production Completed
STP_009 - Lot4 | Data Enrichment | SCS | OK | 2023-07-21 | 11-08-2023 |  | 1350115 | 1350115 | EA | HOSE;NON METALLIC |  |  | HOSE;TYPE:NON METALLIC,MNFR:01)GD,PTNO:01)4CM05005D | EN_01)NON METALLIC,01)GD,01)4CM05005D |  |  | GD | GD | 4CM05005D | [5 empty] | URL NOT FOUND | [10 empty] | CLEANSED | 40142000 Hoses | HOSE | No Modifier | TYPE |  | INSIDE DIAMETER |  | OUTSIDE DIAMETER |  | LENGTH |  | MATERIAL |  | MATERIAL SPECIFICATION |  | HAZARD CLASS |  | CERTIFICATION/STANDARD |  | ADDITIONAL FEATURES | NON METALLIC | [55 empty] | Production Completed
STP_009 - Lot4 | Data Enrichment | SCS | OK | 2023-07-21 | 11-08-2023 |  | 1386080 | 1386080 | EA | HOSE;OD 100 MM,LG 20 M,RUBR |  |  | HOSE;OUTSIDE DIAMETER:100 MM,LENGTH:20 M,MATERIAL:RUBBER,ADDITIONAL FEATURES EN:S/D 150PSI BLK MUFF QU-3870064,MNFR:01)DIXON (ASIA PACIFIC) PTY LTD,PTNO:01)A800100020 | 100 MM,20 M,EN_01)RUBBER,01)S/D 150PSI BLK MUFF QU-3870,01)DIXON (ASIA PACIFIC) PTY LT,01)A800100020 |  |  | DIXON (ASIA PACIFIC) PTY LTD | DIXON (ASIA PACIFIC) PTY LTD | A800100020 | [5 empty] | https://australia.dixonvalve.com/sites/default/files/downloadable_resources/product_literature/Generic%20Dixon%20Mining%20Catalogue_full%20version.pdf | [10 empty] | CLEANSED | 40142000 Hoses | HOSE | No Modifier | TYPE |  | INSIDE DIAMETER |  | OUTSIDE DIAMETER | 100 MM | LENGTH | 20 M | MATERIAL | RUBBER | MATERIAL SPECIFICATION |  | HAZARD CLASS |  | CERTIFICATION/STANDARD |  | ADDITIONAL FEATURES | PRESSURE RATING:150PSI, BLK MUFF QU-3870064 | [55 empty] | Production Completed
STP_009 - Lot4 | Data Enrichment | SCS | OK | 2023-07-21 | 11-08-2023 |  | 1385805 | 1385805 | EA | HOSE;SHRNK,ID 25.4 MM,OD 26.3 MM |  |  | HOSE;TYPE:SHRINK,INSIDE DIAMETER:25.4 MM,OUTSIDE DIAMETER:26.3 MM,LENGTH:50 M/ROLL,MATERIAL:POLYOLEFIN CROSS LINKED MODIFIED, HAZARD CLASS:FLAME RETARDANT MVSS, UL 224,ADDITIONAL FEATURES EN:STAINLESS PIPE, ERBS 1 INCH BSP FEMALE TEE,MNFR:01)BUTLER AGENCIES PTY LTD,PTNO:01)SST25 | EN_01)SHRINK,25.4 MM,26.3 MM,50 M/ROLL,EN_01)POLYOLEFIN CROSS LINKED,FLAME RETARDANT MVSS, UL 224,01)STAINLESS PIPE, ERBS 1 INCH,01)BUTLER AGENCIES PTY LTD,01)SST25 |  |  | BUTLER AGENCIES PTY LTD | BUTLER AGENCIES PTY LTD | SST25 | [5 empty] | URL NOT FOUND | [10 empty] | CLEANSED | 40142000 Hoses | HOSE | No Modifier | TYPE | SHRINK | INSIDE DIAMETER | 25.4 MM | OUTSIDE DIAMETER | 26.3 MM | LENGTH | 50 M/ROLL | MATERIAL | POLYOLEFIN | MATERIAL SPECIFICATION |  | HAZARD CLASS |  | CERTIFICATION/STANDARD |  | ADDITIONAL FEATURES | STAINLESS PIPE,ERBS,CONNECTION: 1 INCH BSP FEMALE TEE,POLYOLEFIN CROSS LINKED MODIFIED,FLAME RETARDANT MVSS,UL 224 | [55 empty] | Production Completed
STP_009 - Lot4 | Data Enrichment | SCS | OK | 2023-07-21 | 11-08-2023 |  | 1287733 | 1287733 | EA | HOSE;SWB, GREASE,ID 1/4 IN,16 PLACES |  |  | HOSE;TYPE:SWB, GREASE,INSIDE DIAMETER:1/4 IN,ADDITIONAL FEATURES EN:16 PLACES,MNFR:01)JAQUES,PTNO:01)421 -4 , R1 | EN_01)SWB, GREASE,1/4 IN,01)16 PLACES,01)JAQUES,01)421 -4 , R1 |  |  | JAQUES | JAQUES | 421 -4,R1 | [5 empty] | URL NOT FOUND | [10 empty] | CLEANSED | 40142000 Hoses | HOSE | No Modifier | TYPE |  | INSIDE DIAMETER | 1/4 IN | OUTSIDE DIAMETER |  | LENGTH |  | MATERIAL |  | MATERIAL SPECIFICATION |  | HAZARD CLASS |  | CERTIFICATION/STANDARD |  | ADDITIONAL FEATURES | 16 PLACES,SWB, GREASE | [55 empty] | Production Completed
STP_009 - Lot4 | Data Enrichment | SCS | OK | 2023-07-21 | 11-08-2023 |  | 1215276 | 1215276 | EA | HOSE,WLDG;2M,LPG,8MM,3/8BSP,LH F,M14X1MM | MANGUERA SOLDRA; | BOYAU SOUDURE; | HOSE,WELDING;ADDITIONAL FEATURES EN:2M,LPG,8MM,3/8BSP,LH F,M14X1MM F,MNFR:BOC LIMITED,PTNO:BOCSL0802A-M14 | 01)2M,LPG,8MM,3/8BSP,LH F,M14X,01)BOC LIMITED,01)BOCSL0802A-M14 | BOCSL0802A-M14 | 1068135 | BOC LIMITED | BOC LIMITED | BOCSL0802A-M14 | [5 empty] | https://www.boconline.co.uk/wcsstore/AU_BOC_Industrial_Store/pdf/product/en_AU/FebMar%2018-AU%20Cat%20D12.pdf?utm_campaign=li-gas-gear-catalogue-feb-mar-2018&utm_source=referral&utm_medium=banner | [10 empty] | ENRICHED | 40142000 Hoses | HOSE | NO MODIFIER | TYPE |  | INSIDE DIAMETER |  | OUTSIDE DIAMETER | 8 MM | LENGTH | 2 M | MATERIAL |  | MATERIAL SPECIFICATION |  | HAZARD CLASS |  | CERTIFICATION/STANDARD | AS/NZS 1869 | ADDITIONAL FEATURES | LPG,INLET SIZE:3/8 IN BSP,LH F,OUTLET SIZE:M14X1 MM F | [55 empty] | Production Completed
STP_009 - Lot4 | Data Enrichment | SCS | OK | 2023-07-21 | 11-08-2023 |  | 1215277 | 1215277 | EA | HOSE,WLDG;4M,LPG,8MM,3/8BSP,LH F,M14X1MM | MANGUERA SOLDRA; | BOYAU SOUDURE; | HOSE,WELDING;ADDITIONAL FEATURES EN:4M,LPG,8MM,3/8BSP,LH F,M14X1MM F,MNFR:BOC LIMITED,PTNO:BOCSL0804A-M14 | 01)4M,LPG,8MM,3/8BSP,LH F,M14X,01)BOC LIMITED,01)BOCSL0804A-M14 | BOCSL0804A-M14 | 1068135 | BOC LIMITED | BOC LIMITED | BOCSL0804A-M14 | [5 empty] | https://www.boconline.co.uk/wcsstore/AU_BOC_Industrial_Store/pdf/product/en_AU/FebMar%2018-AU%20Cat%20D12.pdf?utm_campaign=li-gas-gear-catalogue-feb-mar-2018&utm_source=referral&utm_medium=banner | [10 empty] | ENRICHED | 40142000 Hoses | HOSE | NO MODIFIER | TYPE |  | INSIDE DIAMETER |  | OUTSIDE DIAMETER | 8 MM | LENGTH | 4 M | MATERIAL |  | MATERIAL SPECIFICATION |  | HAZARD CLASS |  | CERTIFICATION/STANDARD | AS/NZS 1869 | ADDITIONAL FEATURES | LPG,INLET SIZE:3/8 IN BSP,LH F,OUTLET SIZE:M14X1 MM F | [55 empty] | Production Completed
STP_009 - Lot4 | Data Enrichment | SCS | OK | 2023-07-21 | 11-08-2023 |  | 1215278 | 1215278 | EA | HOSE,WLDG;9M,LPG,8MM,3/8BSP,LH F,M14X1MM | MANGUERA SOLDRA; | BOYAU SOUDURE; | HOSE,WELDING;ADDITIONAL FEATURES EN:9M,LPG,8MM,3/8BSP,LH F,M14X1MM F,MNFR:BOC LIMITED,PTNO:BOCSL0809A-M14 | 01)9M,LPG,8MM,3/8BSP,LH F,M14X,01)BOC LIMITED,01)BOCSL0809A-M14 | BOCSL0809A-M14 | 1068135 | BOC LIMITED | BOC LIMITED | BOCSL0809A-M14 | [5 empty] | https://www.boconline.co.uk/wcsstore/AU_BOC_Industrial_Store/pdf/product/en_AU/FebMar%2018-AU%20Cat%20D12.pdf?utm_campaign=li-gas-gear-catalogue-feb-mar-2018&utm_source=referral&utm_medium=banner | [10 empty] | ENRICHED | 40142000 Hoses | HOSE | NO MODIFIER | TYPE |  | INSIDE DIAMETER |  | OUTSIDE DIAMETER | 8 MM | LENGTH | 9 M | MATERIAL |  | MATERIAL SPECIFICATION |  | HAZARD CLASS |  | CERTIFICATION/STANDARD | AS/NZS 1869 | ADDITIONAL FEATURES | LPG,INLET SIZE:3/8 IN BSP,LH F,OUTLET SIZE:M14X1 MM F | [55 empty] | Production Completed
STP_009 - Lot4 | Data Enrichment | SCS | OK | 2023-07-21 | 11-08-2023 |  | 1215058 | 1215058 | EA | HOSE,WLDG;FITTED SET,TWIN,OXY-LPG,5MM,15 | MANGUERA SOLDRA; | BOYAU SOUDURE; | HOSE,WELDING;ADDITIONAL FEATURES EN:FITTED SET,TWIN,OXY-LPG,5MM,15M,MNFR:BOC LIMITED,PTNO:308834 | 01)FITTED SET,TWIN,OXY-LPG,5MM,01)BOC LIMITED,01)308834 | 308834 | 1068135 | BOC LIMITED | BOC LIMITED | 308834 | CIGWELD | CIGWELD | 308834 |  |  | https://www.blackwoods.com.au/welding-gas/gas-equipment/gas-hose-sets-hose-joiners-connectors-adaptors/hose-oxy-lgp-15mtr-twin-308834/p/03105227 | https://www.cigweld.com.au/product/comet-fitted-twin-hose-oxy-lpg-15m/ | [9 empty] | ENRICHED | 40141764 Hose assembly | HOSE | ASSEMBLY | TYPE | TWIN | INSIDE DIAMETER | 5 MM | OUTSIDE DIAMETER |  | LENGTH | 15 M | CORE MATERIAL |  | CONNECTION 1 | 5/8 IN-18 UNF | CONNECTION 2 | 5/8 IN-18 UNF | FITTING MATERIAL |  | COVER MATERIAL |  | PRESSURE RATING |  | BURST PRESSURE RATING |  | TEMPERATURE RATING |  | REINFORCEMENT MATERIAL |  | BEND RADIUS |  | COLOUR | BLUE,ORANGE | HAZARD CLASS |  | CERTIFICATION/STANDARD |  | ADDITIONAL FEATURES | FITTED SET,OXYGEN-LPG | [37 empty] | Production Completed
STP_009 - Lot4 | Data Enrichment | SCS | OK | 2023-07-21 | 11-08-2023 |  | 1215279 | 1215279 | M | HOSE,WLDG;SGL,5MM,OXY,BLU,PER M | MANGUERA SOLDRA; | BOYAU SOUDURE; | HOSE,WELDING;ADDITIONAL FEATURES EN:SINGLE,5MM,OXYGEN,BLUE,PER M,MNFR:BOC LIMITED,PTNO:BOCSO05100 | 01)SINGLE,5MM,OXYGEN,BLUE,PER,01)BOC LIMITED,01)BOCSO05100 | BOCSO05100 | 1068135 | BOC LIMITED | BOC LIMITED | BOCSO05100 | [5 empty] | https://www.boc.com.au/wcsstore/AU_BOC_Industrial_Store/pdf/product/en_AU/Essentials%20Guide%20AU%202019%20Web%20v2.pdf | https://www.boc.co.nz/shop/en/nz/boc-oxy-lpg-twin-hose-bocso05100-p | [9 empty] | CLEANSED | 40142000 Hoses | HOSE | NO MODIFIER | TYPE | SINGLE | INSIDE DIAMETER | 5 MM | OUTSIDE DIAMETER |  | LENGTH |  | MATERIAL |  | MATERIAL SPECIFICATION |  | HAZARD CLASS |  | CERTIFICATION/STANDARD |  | ADDITIONAL FEATURES | OXYGEN,COLOUR:BLUE,PER M | [55 empty] | Production Completed
STP_009 - Lot4 | Data Enrichment | SCS | OK | 2023-07-21 | 11-08-2023 |  | 1215116 | 1215116 | EA | HOSE,WLDG;TWIN ASSY,5MM,10M,OXY/ACET | MANGUERA SOLDRA; | BOYAU SOUDURE; | HOSE,WELDING;ADDITIONAL FEATURES EN:TWIN ASSY,5MM,10M,OXY/ACET,MNFR:BOC LIMITED,PTNO:BOCTW0510A | 01)TWIN ASSY,5MM,10M,OXY/ACET,01)BOC LIMITED,01)BOCTW0510A | BOCTW0510A | 1068135 | BOC LIMITED | BOC LIMITED | BOCTW0510A | [5 empty] | https://www.boc.com.au/shop/en/au/hose-twin-assembly-5mm-10-me-oxy-acet-boctw0510a | [10 empty] | ENRICHED | 40141764 Hose assembly | HOSE | ASSEMBLY | TYPE | TWIN | INSIDE DIAMETER | 5 MM | OUTSIDE DIAMETER |  | LENGTH | 10 M | CORE MATERIAL |  | CONNECTION 1 | 5/8 IN BSP LH | CONNECTION 2 | 5/8 IN BSP RH | FITTING MATERIAL |  | COVER MATERIAL |  | PRESSURE RATING |  | BURST PRESSURE RATING |  | TEMPERATURE RATING |  | REINFORCEMENT MATERIAL |  | BEND RADIUS |  | COLOUR |  | HAZARD CLASS |  | CERTIFICATION/STANDARD | AS1335-1995 | ADDITIONAL FEATURES | OXYGEN,ACETYLENE | [37 empty] | Production Completed
STP_009 - Lot4 | Data Enrichment | SCS | OK | 2023-07-21 | 11-08-2023 |  | 1215284 | 1215284 | EA | HOSE,WLDG;TWIN ASSY,5MM,15M,OXY/ACET | MANGUERA SOLDRA; | BOYAU SOUDURE; | HOSE,WELDING;ADDITIONAL FEATURES EN:TWIN ASSY,5MM,15M,OXY/ACET,MNFR:BOC LIMITED,PTNO:BOCTW0515A | 01)TWIN ASSY,5MM,15M,OXY/ACET,01)BOC LIMITED,01)BOCTW0515A | BOCTW0515A | 1068135 | BOC LIMITED | BOC LIMITED | BOCTW0515A | [5 empty] | https://www.boc.com.au/shop/en/au/hose-twin-assembly-5mm-15-me-oxy-acet-boctw0515a | [10 empty] | ENRICHED | 40141764 Hose assembly | HOSE | ASSEMBLY | TYPE | TWIN | INSIDE DIAMETER | 5 MM | OUTSIDE DIAMETER |  | LENGTH | 15 M | CORE MATERIAL |  | CONNECTION 1 | 5/8 IN BSP LH | CONNECTION 2 | 5/8 IN BSP RH | FITTING MATERIAL |  | COVER MATERIAL |  | PRESSURE RATING |  | BURST PRESSURE RATING |  | TEMPERATURE RATING |  | REINFORCEMENT MATERIAL |  | BEND RADIUS |  | COLOUR |  | HAZARD CLASS |  | CERTIFICATION/STANDARD | AS1335-1995 | ADDITIONAL FEATURES | OXYGEN,ACETYLENE | [37 empty] | Production Completed
STP_009 - Lot4 | Data Enrichment | SCS | OK | 2023-07-21 | 11-08-2023 |  | 1215283 | 1215283 | EA | HOSE,WLDG;TWIN ASSY,5MM,5M,OXY/ACET | MANGUERA SOLDRA; | BOYAU SOUDURE; | HOSE,WELDING;ADDITIONAL FEATURES EN:TWIN ASSY,5MM,5M,OXY/ACET,MNFR:BOC LIMITED,PTNO:BOCTW0505A | 01)TWIN ASSY,5MM,5M,OXY/ACET,01)BOC LIMITED,01)BOCTW0505A | BOCTW0505A | 1068135 | BOC LIMITED | BOC LIMITED | BOCTW0505A | [5 empty] | https://www.boc.com.au/shop/en/au/hose-twin-assy-5mm-5-me-oxy-acet-boctw0505a | [10 empty] | ENRICHED | 40141764 Hose assembly | HOSE | ASSEMBLY | TYPE | TWIN | INSIDE DIAMETER | 5 MM | OUTSIDE DIAMETER |  | LENGTH | 5 M | CORE MATERIAL |  | CONNECTION 1 | 5/8 IN BSP LH | CONNECTION 2 | 5/8 IN BSP RH | FITTING MATERIAL |  | COVER MATERIAL |  | PRESSURE RATING |  | BURST PRESSURE RATING |  | TEMPERATURE RATING |  | REINFORCEMENT MATERIAL |  | BEND RADIUS |  | COLOUR |  | HAZARD CLASS |  | CERTIFICATION/STANDARD | AS1335-1995 | ADDITIONAL FEATURES | OXYGEN,ACETYLENE | [37 empty] | Production Completed
STP_009 - Lot4 | Data Enrichment | SCS | OK | 2023-07-21 | 11-08-2023 | Manufacturer Details (MPN) not available | 1348764 | 1348764 | EA | HOSE;MINE,ID NB 323,LG 3 M,LUDOMINP |  |  | HOSE;TYPE:MINE,INSIDE DIAMETER:NB 323,LENGTH:3 M,MATERIAL:RUBBER NATURAL SPRING WIRE REINFORCED,ADDITIONAL FEATURES EN:24 MM THICK, MULTIPLE LAYERS, CORD, UV RESISTANT TOPCOVER,MNFR:01)LUDOMINP,PTNO:01)323NB | EN_01)MINE,NB 323,3 M,EN_01)RUBBER NATURAL SPRING WI,01)24 MM THICK, MULTIPLE LAYER,01)LUDOMINP,01)323NB |  |  | LUDOMINP | LUDOMINP | [6 empty] | URL NOT FOUND | [10 empty] | CLEANSED | 40142013 Mining hose | HOSE | No Modifier | TYPE | MINE | INSIDE DIAMETER | 323 MM | OUTSIDE DIAMETER |  | LENGTH | 3 M | MATERIAL | RUBBER NATURAL SPRING WIRE REINFORCED | MATERIAL SPECIFICATION |  | HAZARD CLASS |  | CERTIFICATION/STANDARD |  | ADDITIONAL FEATURES | THICKNESS:24 MM,MULTIPLE LAYERS,CORD,UV RESISTANT TOPCOVER | [55 empty] | Production Completed
STP_009 - Lot4 | Data Enrichment | SCS | OK | 2023-07-21 | 11-08-2023 | Manufacturer Details (MPN) not available | 1348765 | 1348765 | EA | HOSE;MINE,ID NB 323,LG 4 M,VER,LUDOMINP |  |  | HOSE;TYPE:MINE,INSIDE DIAMETER:NB 323,LENGTH:4 M,MATERIAL:RUBBER NATURAL SPRING WIRE REINFORCED,ADDITIONAL FEATURES EN:24 MM THICK, MULTIPLE LAYERS, CORD REINFORCING, UV RESISTANT TOP CO,VER,MNFR:01)LUDOMINP,PTNO:01)323NBX4000 | EN_01)MINE,NB 323,4 M,EN_01)RUBBER NATURAL SPRING WI,01)24 MM THICK, MULTIPLE LAYER,02)VER,01)LUDOMINP,01)323NBX4000 |  |  | LUDOMINP | LUDOMINP | [6 empty] | URL NOT FOUND | [10 empty] | CLEANSED | 40142013 Mining hose | HOSE | No Modifier | TYPE | MINE | INSIDE DIAMETER | 323 MM | OUTSIDE DIAMETER |  | LENGTH | 4 M | MATERIAL | RUBBER NATURAL SPRING WIRE REINFORCED | MATERIAL SPECIFICATION |  | HAZARD CLASS |  | CERTIFICATION/STANDARD |  | ADDITIONAL FEATURES | THICKNESS:24 MM,MULTIPLE LAYERS,CORD REINFORCING,UV RESISTANT TOP COVER | [55 empty] | Production Completed
STP_009 - Lot4 | Data Enrichment | SCS | OK | 2023-07-21 | 11-08-2023 | Manufacturer Details (MPN) not available | 1301523 | 1301523 | EA | HOSE;MINE,LG 1 M,RUBR,FLSM |  |  | HOSE;TYPE:MINE,LENGTH:1 M,MATERIAL:RUBBER,MNFR:01)FLSMIDTH,PTNO:01)FLS228NB X 1000MM | EN_01)MINE,1 M,EN_01)RUBBER,01)FLSMIDTH,01)FLS228NB X 1000MM |  |  | FLSMIDTH | FLSMIDTH | [6 empty] | URL NOT FOUND | [10 empty] | CLEANSED | 40142013 Mining hose | HOSE | No Modifier | TYPE | MINE | INSIDE DIAMETER | 228 MM | OUTSIDE DIAMETER |  | LENGTH | 1 M | MATERIAL | RUBBER | MATERIAL SPECIFICATION |  | HAZARD CLASS |  | CERTIFICATION/STANDARD |  | ADDITIONAL FEATURES | [56 empty] | Production Completed
STP_009 - Lot4 | Data Enrichment | SCS | OK | 2023-07-21 | 11-08-2023 | Manufacturer Details (MPN) not available | 1287948 | 1287948 | EA | HOSE;MINING,ID 150 MM |  |  | HOSE;TYPE:MINING,INSIDE DIAMETER:150 MM,MNFR:01)HALLYMEL,PTNO:01)DN150 | EN_01)MINING,150 MM,01)HALLYMEL,01)DN150 |  |  | HALLYMEL | HALLYMEL | [6 empty] | URL NOT FOUND | [10 empty] | CLEANSED | 40142013 Mining hose | HOSE | No Modifier | TYPE | MINING | INSIDE DIAMETER | 150 MM | OUTSIDE DIAMETER |  | LENGTH |  | MATERIAL |  | MATERIAL SPECIFICATION |  | HAZARD CLASS |  | CERTIFICATION/STANDARD |  | ADDITIONAL FEATURES | [56 empty] | Production Completed
STP_009 - Lot4 | Data Enrichment | SCS | OK | 2023-07-21 | 11-08-2023 |  | 1287753 | 1287753 | EA | HOSE;MINING,ID 200 MM |  |  | HOSE;TYPE:MINING,INSIDE DIAMETER:200 MM,MNFR:01)LUDOWICI,PTNO:01)SP05B | EN_01)MINING,200 MM,01)LUDOWICI,01)SP05B |  |  | LUDOWICI | LUDOWICI | SP05B | [5 empty] | URL NOT FOUND | [10 empty] | CLEANSED | 40142013 Mining hose | HOSE | No Modifier | TYPE | MINING | INSIDE DIAMETER | 200 MM | OUTSIDE DIAMETER |  | LENGTH |  | MATERIAL |  | MATERIAL SPECIFICATION |  | HAZARD CLASS |  | CERTIFICATION/STANDARD |  | ADDITIONAL FEATURES | [56 empty] | Production Completed
STP_009 - Lot4 | Data Enrichment | SCS | OK | 2023-07-21 | 11-08-2023 |  | 1287946 | 1287946 | EA | HOSE;MINING,ID 200 MM |  |  | HOSE;TYPE:MINING,INSIDE DIAMETER:200 MM,MNFR:01)LUDOWICI,PTNO:01)SP05G | EN_01)MINING,200 MM,01)LUDOWICI,01)SP05G |  |  | LUDOWICI | LUDOWICI | SP05G | [5 empty] | URL NOT FOUND | [10 empty] | CLEANSED | 40142013 Mining hose | HOSE | No Modifier | TYPE | MINING | INSIDE DIAMETER | 200 MM | OUTSIDE DIAMETER |  | LENGTH |  | MATERIAL |  | MATERIAL SPECIFICATION |  | HAZARD CLASS |  | CERTIFICATION/STANDARD |  | ADDITIONAL FEATURES | [56 empty] | Production Completed
STP_009 - Lot4 | Data Enrichment | SCS | OK | 2023-07-21 | 11-08-2023 |  | 1287947 | 1287947 | EA | HOSE;MINING,ID 200 MM |  |  | HOSE;TYPE:MINING,INSIDE DIAMETER:200 MM,MNFR:01)LUDOWICI,PTNO:01)SP05E | EN_01)MINING,200 MM,01)LUDOWICI,01)SP05E |  |  | LUDOWICI | LUDOWICI | SP05E | [5 empty] | URL NOT FOUND | [10 empty] | CLEANSED | 40142013 Mining hose | HOSE | No Modifier | TYPE | MINING | INSIDE DIAMETER | 200 MM | OUTSIDE DIAMETER |  | LENGTH |  | MATERIAL |  | MATERIAL SPECIFICATION |  | HAZARD CLASS |  | CERTIFICATION/STANDARD |  | ADDITIONAL FEATURES | [56 empty] | Production Completed
STP_009 - Lot4 | Data Enrichment | SCS | OK | 2023-07-21 | 11-08-2023 |  | 1287945 | 1287945 | EA | HOSE;MINING,ID 250 MM |  |  | HOSE;TYPE:MINING,INSIDE DIAMETER:250 MM,MNFR:01)LUDOWICI,PTNO:01)SP05D | EN_01)MINING,250 MM,01)LUDOWICI,01)SP05D |  |  | LUDOWICI | LUDOWICI | SP05D | [5 empty] | URL NOT FOUND | [10 empty] | CLEANSED | 40142013 Mining hose | HOSE | No Modifier | TYPE | MINING | INSIDE DIAMETER | 250 MM | OUTSIDE DIAMETER |  | LENGTH |  | MATERIAL |  | MATERIAL SPECIFICATION |  | HAZARD CLASS |  | CERTIFICATION/STANDARD |  | ADDITIONAL FEATURES | [56 empty] | Production Completed
STP_009 - Lot4 | Data Enrichment | SCS | OK | 2023-07-21 | 11-08-2023 |  | 1301577 | 1301577 | EA | HOSE;MTLC,ID NB 250,LG 700 MM,FLNG,BEP |  |  | HOSE;TYPE:METALLIC,INSIDE DIAMETER:NB 250,LENGTH:700 MM,ADDITIONAL FEATURES EN:FLANGE,MNFR:01)BEP,PTNO:01)683.999.656036 | EN_01)METALLIC,NB 250,700 MM,01)FLANGE,01)BEP,01)683.999.656036 |  |  | BEP | BEP | 683.999.656036 | [5 empty] | URL NOT FOUND | [10 empty] | CLEANSED | 40141764 Hose assembly | HOSE | ASSEMBLY | TYPE | METALLIC | INSIDE DIAMETER | 250 MM | OUTSIDE DIAMETER |  | LENGTH | 700 MM | CORE MATERIAL |  | CONNECTION 1 | FLANGE | CONNECTION 2 |  | FITTING MATERIAL |  | COVER MATERIAL |  | PRESSURE RATING |  | BURST PRESSURE RATING |  | TEMPERATURE RATING |  | REINFORCEMENT MATERIAL |  | BEND RADIUS |  | COLOUR |  | HAZARD CLASS |  | CERTIFICATION/STANDARD |  | ADDITIONAL FEATURES | [38 empty] | Production Completed
STP_009 - Lot4 | Data Enrichment | SCS | OK | 2023-07-21 | 11-08-2023 |  | 1291989 | 1291989 | EA | HOSE;NON METAL,10643-16-16 / 381-16 |  |  | HOSE;TYPE:NON METAL,ADDITIONAL FEATURES EN:10643-16-16 / 381-16,MNFR:01)DUFFIELD,PTNO:01)2905/2116-72999/2116 1.90M | EN_01)NON METAL,01)10643-16-16 / 381-16,01)DUFFIELD,01)2905/2116-72999/2116 1.90M |  |  | DUFFIELD | DUFFIELD | 10643-16-16/381-16 | PARKER |  | 2905/2116-72999/2116 1.90M |  |  | https://www.parker.com/literature/Hose%20Products%20Division/Catalog%204400%20PDF%20Files/Section_B_Fittings.pdf | https://docs.rs-online.com/ef2b/0900766b814b12ce.pdf | [9 empty] | ENRICHED | 40141764 Hose assembly | HOSE | ASSEMBLY | TYPE | HYDRAULIC,NON METAL | INSIDE DIAMETER | 25 MM | OUTSIDE DIAMETER | 38 MM | LENGTH |  | CORE MATERIAL | SYNTHETIC RUBBER | CONNECTION 1 | 1-5/16 IN-12 TPI FEMALE JIC 37 DEG SWIVEL | CONNECTION 2 |  | FITTING MATERIAL | STAINLESS STEEL | COVER MATERIAL | SYNTHETIC RUBBER | PRESSURE RATING | 17.5 MPA | BURST PRESSURE RATING | 70 MPA | TEMPERATURE RATING | -40 TO 100 DEG C | REINFORCEMENT MATERIAL | HIGH TENSILE STEEL WIRE | BEND RADIUS | 300 MM | COLOUR |  | HAZARD CLASS |  | CERTIFICATION/STANDARD |  | ADDITIONAL FEATURES | [38 empty] | Production Completed
STP_009 - Lot4 | Data Enrichment | SCS | OK | 2023-07-21 | 11-08-2023 |  | 1286443 | 1286443 | EA | HOSE;NON METAL,10643-16-16 / 381-16 |  |  | HOSE;TYPE:NON METAL,ADDITIONAL FEATURES EN:10643-16-16 / 381-16,MNFR:01)ISAHOSE,PTNO:01)0929 | EN_01)NON METAL,01)10643-16-16 / 381-16,01)ISAHOSE,01)0929 |  |  | ISAHOSE | ISAHOSE | 10643-16-16/381-16 | PARKER |  | 0929 |  |  | https://www.parker.com/literature/Hose%20Products%20Division/Catalog%204400%20PDF%20Files/Section_B_Fittings.pdf | https://docs.rs-online.com/ef2b/0900766b814b12ce.pdf | [9 empty] | ENRICHED | 40141764 Hose assembly | HOSE | ASSEMBLY | TYPE | HYDRAULIC,NON METAL | INSIDE DIAMETER | 25 MM | OUTSIDE DIAMETER | 38 MM | LENGTH |  | CORE MATERIAL | SYNTHETIC RUBBER | CONNECTION 1 | 1-5/16 IN-12 TPI FEMALE JIC 37 DEG SWIVEL | CONNECTION 2 |  | FITTING MATERIAL | STAINLESS STEEL | COVER MATERIAL | SYNTHETIC RUBBER | PRESSURE RATING | 17.5 MPA | BURST PRESSURE RATING | 70 MPA | TEMPERATURE RATING | -40 TO 100 DEG C | REINFORCEMENT MATERIAL | HIGH TENSILE STEEL WIRE | BEND RADIUS | 300 MM | COLOUR |  | HAZARD CLASS |  | CERTIFICATION/STANDARD |  | ADDITIONAL FEATURES | [38 empty] | Production Completed
STP_009 - Lot4 | Data Enrichment | SCS | OK | 2023-07-21 | 11-08-2023 |  | 1291997 | 1291997 | EA | HOSE;NON METAL,10643-16-16 / 381-16 |  |  | HOSE;TYPE:NON METAL,ADDITIONAL FEATURES EN:10643-16-16 / 381-16,MNFR:01)ISAHOSE,PTNO:01)0941 | EN_01)NON METAL,01)10643-16-16 / 381-16,01)ISAHOSE,01)0941 |  |  | ISAHOSE | ISAHOSE | 10643-16-16/381-16 | PARKER |  | 0941 |  |  | https://www.parker.com/literature/Hose%20Products%20Division/Catalog%204400%20PDF%20Files/Section_B_Fittings.pdf | https://docs.rs-online.com/ef2b/0900766b814b12ce.pdf | [9 empty] | ENRICHED | 40141764 Hose assembly | HOSE | ASSEMBLY | TYPE | HYDRAULIC,NON METAL | INSIDE DIAMETER | 25 MM | OUTSIDE DIAMETER | 38 MM | LENGTH |  | CORE MATERIAL | SYNTHETIC RUBBER | CONNECTION 1 | 1-5/16 IN-12 TPI FEMALE JIC 37 DEG SWIVEL | CONNECTION 2 |  | FITTING MATERIAL | STAINLESS STEEL | COVER MATERIAL | SYNTHETIC RUBBER | PRESSURE RATING | 17.5 MPA | BURST PRESSURE RATING | 70 MPA | TEMPERATURE RATING | -40 TO 100 DEG C | REINFORCEMENT MATERIAL | HIGH TENSILE STEEL WIRE | BEND RADIUS | 300 MM | COLOUR |  | HAZARD CLASS |  | CERTIFICATION/STANDARD |  | ADDITIONAL FEATURES | [38 empty] | Production Completed
STP_009 - Lot4 | Data Enrichment | SCS | OK | 2023-07-21 | 11-08-2023 |  | 1291987 | 1291987 | EA | HOSE;NON METAL,10643-8-8 / 381-8 / 1 |  |  | HOSE;TYPE:NON METAL,ADDITIONAL FEATURES EN:10643-8-8 / 381-8 / 1,MNFR:01)ISAHOSE,PTNO:01)0873 | EN_01)NON METAL,01)10643-8-8 / 381-8 / 1,01)ISAHOSE,01)0873 |  |  | ISAHOSE | ISAHOSE | 10643-8-8/381-8/1 | PARKER |  | 0873 |  |  | https://www.parker.com/literature/Hose%20Products%20Division/Catalog%204400%20PDF%20Files/Section_B_Fittings.pdf | https://docs.rs-online.com/ef2b/0900766b814b12ce.pdf | [9 empty] | ENRICHED | 40141764 Hose assembly | HOSE | ASSEMBLY | TYPE | HYDRAULIC,NON METAL | INSIDE DIAMETER | 12.5 MM | OUTSIDE DIAMETER | 22 MM | LENGTH |  | CORE MATERIAL | SYNTHETIC RUBBER | CONNECTION 1 | 3/4 IN-16 TPI FEMALE JIC 37 DEG SWIVEL | CONNECTION 2 |  | FITTING MATERIAL | STAINLESS STEEL | COVER MATERIAL | SYNTHETIC RUBBER | PRESSURE RATING | 29.3 MPA | BURST PRESSURE RATING | 118 MPA | TEMPERATURE RATING | -40 TO 100 DEG C | REINFORCEMENT MATERIAL | HIGH TENSILE STEEL WIRE | BEND RADIUS | 180 MM | COLOUR |  | HAZARD CLASS |  | CERTIFICATION/STANDARD |  | ADDITIONAL FEATURES | [38 empty] | Production Completed
STP_009 - Lot4 | Data Enrichment | SCS | OK | 2023-07-21 | 11-08-2023 |  | 1301363 | 1301363 | EA | HOSE;NON METAL,DRYING AIR/WATER, AND |  |  | HOSE;TYPE:NON METAL,ADDITIONAL FEATURES EN:DRYING AIR/WATER, AND,MNFR:01)ANDRITZ,PTNO:01)1MEJ0000001 | EN_01)NON METAL,01)DRYING AIR/WATER, AND,01)ANDRITZ,01)1MEJ0000001 |  |  | ANDRITZ | ANDRITZ | 1MEJ0000001 | [5 empty] | URL NOT FOUND | [10 empty] | CLEANSED | 40142009 Air water gas multipurpose hoses | HOSE | No Modifier | TYPE | NON METAL,DRYING AIR/WATER | INSIDE DIAMETER |  | OUTSIDE DIAMETER |  | LENGTH |  | MATERIAL |  | MATERIAL SPECIFICATION |  | HAZARD CLASS |  | CERTIFICATION/STANDARD |  | ADDITIONAL FEATURES | [56 empty] | Production Completed
STP_009 - Lot4 | Data Enrichment | SCS | OK | 2023-07-21 | 11-08-2023 | Manufacturer Details (MPN) not available | 1301974 | 1301974 | EA | HOSE;NON METAL,ID 200 MM,LG 5 M,LINA |  |  | HOSE;TYPE:NON METAL,INSIDE DIAMETER:200 MM,LENGTH:5 M,ADDITIONAL FEATURES EN:LINA,MNFR:01)LINATEX,PTNO:01)LINAFLEX 200MM | EN_01)NON METAL,200 MM,5 M,01)LINA,01)LINATEX,01)LINAFLEX 200MM |  |  | LINATEX | LINATEX | [6 empty] | URL NOT FOUND | [10 empty] | CLEANSED | 40142000 Hoses | HOSE | No Modifier | TYPE | NON METAL,LINAFLEX | INSIDE DIAMETER | 200 MM | OUTSIDE DIAMETER |  | LENGTH | 5 M | MATERIAL |  | MATERIAL SPECIFICATION |  | HAZARD CLASS |  | CERTIFICATION/STANDARD |  | ADDITIONAL FEATURES | [56 empty] | Production Completed
STP_009 - Lot4 | Data Enrichment | SCS | OK | 2023-07-21 | 10-08-2023 |  | 1236086 | 1236086 | BT | CHEMICAL;ANALYTICAL REAGENT,500 G,BOTTLE |  |  | CHEMICAL;TYPE:ANALYTICAL REAGENT,COMPOSITION:SODIUM THIOSULPHATE,CONTAINER SIZE:500 G,CONTAINER:BOTTLE,MNFR:01)ROWE,PTNO:01) CS14251 | EN_01)ANALYTICAL REAGENT,EN_01)SODIUM THIOSULPHATE,500 G,BOTTLE,01)ROWE,01)CS14251 |  |  | ROWE | ROWE | CS14251 | [5 empty] | https://www.rowe.com.au/rowe/extensions/roweSite/inc/dyn/msds.jsp?product=CS14251 | [10 empty] | Enriched | 12350000 Compounds and mixtures | CHEMICAL | NO MODIFIER | TYPE | ANALYTICAL REAGENT | CONCENTRATION/PURITY |  | GRADE |  | MSDS/CAS NUMBER | 7772-98-7,7783-06-4 | COMPOSITION | SODIUM THIOSULPHATE,HYDROGEN SULPHIDE | CONTAINER SIZE | 500 G | CONTAINER | BOTTLE | PH VALUE | 6.5 TO 8 | SPECIFIC GRAVITY |  | FORM | DIVIDED SOLID | COLOUR | CLEAR TO WHITE | ODOR |  | FLAMMABILITY |  | SHELF LIFE |  | HAZARD CLASS |  | CERTIFICATION/STANDARD |  | ADDITIONAL FEATURES | [40 empty] | Production Completed
STP_009 - Lot4 | Data Enrichment | SCS | OK | 2023-07-21 | 10-08-2023 |  | 1358068 | 1358068 | BT | CHEMICAL;ANALYTICAL REAGENT,500 G,BOTTLE |  |  | CHEMICAL;TYPE:ANALYTICAL REAGENT,COMPOSITION:SODIUM HYDROXIDE,CONTAINER SIZE:500 G,CONTAINER:BOTTLE,ADDITIONAL FEATURES EN:AR, MNFR:01)ROWE,PTNO:01)CS12005 | EN_01)ANALYTICAL REAGENT,EN_01)SODIUM HYDROXIDE,500 G,BOTTLE,01)AR,01)ROWE,01)CS12005 |  |  | ROWE | ROWE | CS12005 | [5 empty] | https://www.rowe.com.au/rowe/extensions/roweSite/inc/dyn/msds.jsp?product=CS12005 | [10 empty] | Enriched | 12352316 Sodium hydroxide | CHEMICAL | NO MODIFIER | TYPE | ANALYTICAL REAGENT | CONCENTRATION/PURITY |  | GRADE |  | MSDS/CAS NUMBER | 1310-73-2 | COMPOSITION | SODIUM HYDROXIDE | CONTAINER SIZE | 500 G | CONTAINER | BOTTLE | PH VALUE | 12.7 | SPECIFIC GRAVITY |  | FORM | DIVIDED SOLID | COLOUR | WHITE | ODOR |  | FLAMMABILITY |  | SHELF LIFE |  | HAZARD CLASS | H314 | CERTIFICATION/STANDARD |  | ADDITIONAL FEATURES | [40 empty] | Production Completed
STP_009 - Lot4 | Data Enrichment | SCS | OK | 2023-07-21 | 10-08-2023 |  | 1296502 | 1296502 | DR | CHEMICAL;ANHYDROUS,SODIUM ACETATE,5 KG |  |  | CHEMICAL;TYPE:ANHYDROUS,COMPOSITION:SODIUM ACETATE,CONTAINER SIZE:5 KG,CONTAINER:BULK DRUM,MNFR:01)ROWE,PTNO:01)CS9342 | EN_01)ANHYDROUS,EN_01)SODIUM ACETATE,5 KG,BULK DRUM,01)ROWE,01)CS9342 |  |  | ROWE | ROWE | CS9342 | [5 empty] | URL NOT FOUND | [10 empty] | Cleansed | 12350000 Compounds and mixtures | CHEMICAL | NO MODIFIER | TYPE | ANHYDROUS | CONCENTRATION/PURITY |  | GRADE |  | MSDS/CAS NUMBER |  | COMPOSITION | SODIUM ACETATE | CONTAINER SIZE | 5 KG | CONTAINER | BULK DRUM | PH VALUE |  | SPECIFIC GRAVITY |  | FORM |  | COLOUR |  | ODOR |  | FLAMMABILITY |  | SHELF LIFE |  | HAZARD CLASS |  | CERTIFICATION/STANDARD |  | ADDITIONAL FEATURES | [40 empty] | Production Completed
STP_009 - Lot4 | Data Enrichment | SCS | OK | 2023-07-21 | 10-08-2023 |  | 1296815 | 1296815 | EA | CHEMICAL;ANHYDROUS,SODIUM CARBONATE,5 KG |  |  | CHEMICAL;TYPE:ANHYDROUS,COMPOSITION:SODIUM CARBONATE,CONTAINER SIZE:5 KG,CONTAINER:PAIL,ADDITIONAL FEATURES EN:ANALYTICAL REANHYDROUS GLR,MNFR:01)ROWE,PTNO:01)CS910 | EN_01)ANHYDROUS,EN_01)SODIUM CARBONATE,5 KG,PAIL,01)ANALYTICAL REANHYDROUS GLR,01)ROWE,01)CS910 |  |  | ROWE | ROWE | CS910 | [5 empty] | URL NOT FOUND | [10 empty] | Cleansed | 12350000 Compounds and mixtures | CHEMICAL | NO MODIFIER | TYPE | ANALYTICAL REANHYDROUS GLR | CONCENTRATION/PURITY |  | GRADE |  | MSDS/CAS NUMBER |  | COMPOSITION | SODIUM CARBONATE | CONTAINER SIZE | 5 KG | CONTAINER | PAIL | PH VALUE |  | SPECIFIC GRAVITY |  | FORM |  | COLOUR |  | ODOR |  | FLAMMABILITY |  | SHELF LIFE |  | HAZARD CLASS |  | CERTIFICATION/STANDARD |  | ADDITIONAL FEATURES | [40 empty] | Production Completed
STP_009 - Lot4 | Data Enrichment | SCS | OK | 2023-07-21 | 10-08-2023 | URL for reference only | 1353261 | 1353261 | KG | CHEMICAL;ANHYDROUS,SODIUM CARBONATE,SACK |  |  | CHEMICAL;TYPE:ANHYDROUS,COMPOSITION:SODIUM CARBONATE,CONTAINER SIZE:25 KG,CONTAINER:SACK,ADDITIONAL FEATURES EN:ANALYTICAL RESODA ASH,MNFR:01)AUSMUD,PTNO:01)5206940201 | EN_01)ANHYDROUS,EN_01)SODIUM CARBONATE,25 KG,SACK,01)ANALYTICAL RESODA ASH,01)AUSMUD,01)5206940201 |  |  | AUSMUD | AUSMUD | 5206940201 | [5 empty] | https://georgettebarnes.com/products/drilling-fluids-additive/ | https://www.bastaonline.se/en/companies/2471-amc-europe-gmbh/articles/659082-soda-ash | [9 empty] | Cleansed | 12350000 Compounds and mixtures | CHEMICAL | NO MODIFIER | TYPE | ANHYDROUS | CONCENTRATION/PURITY |  | GRADE |  | MSDS/CAS NUMBER |  | COMPOSITION | SODIUM CARBONATE | CONTAINER SIZE | 25 KG | CONTAINER | SACK | PH VALUE |  | SPECIFIC GRAVITY |  | FORM |  | COLOUR |  | ODOR |  | FLAMMABILITY |  | SHELF LIFE |  | HAZARD CLASS |  | CERTIFICATION/STANDARD |  | ADDITIONAL FEATURES | ANALYTICAL RESODA ASH | [39 empty] | Production Completed
STP_009 - Lot4 | Data Enrichment | SCS | OK | 2023-07-21 | 10-08-2023 | URL for reference only | 1317847 | 1317847 | EA | CHEMICAL;CONCRETE RELEASE AGENT,LANOLIN |  |  | CHEMICAL;TYPE:CONCRETE RELEASE AGENT,COMPOSITION:LANOLIN,CONTAINER SIZE:20 L,CONTAINER:DRUM,SPECIFIC GRAVITY:0.82-0.85 AT 20 DEG C,COLOUR:BROWN DARK,ODOR:DISTINCTIVE WOOL FLEECE/SOLVENT,MNFR:01)ATOMSUP,PTNO:01)RA\0020,MNFR:02)LANOTEC,PTNO:02)99830026 | 01)ATOMSUP,02)LANOTEC,01)RA\0020,02)99830026 |  |  | LANOTEC | LANOTEC | 99830026 |  | ATOM SUPPLY | RA\0020 |  |  | https://www.atom.com.au/protectant-timber-seal-5l-lanotec-99830026 | [10 empty] | Cleansed | 12350000 Compounds and mixtures | CHEMICAL | NO MODIFIER | TYPE | CONCRETE RELEASE AGENT,SOLVENT | CONCENTRATION/PURITY |  | GRADE |  | MSDS/CAS NUMBER |  | COMPOSITION | LANOLIN | CONTAINER SIZE | 20 L | CONTAINER | DRUM | PH VALUE |  | SPECIFIC GRAVITY | 0.82 TO 0.85 AT 20 DEG C | FORM |  | COLOUR | BROWN DARK | ODOR | DISTINCTIVE WOOL FLEECE | FLAMMABILITY |  | SHELF LIFE |  | HAZARD CLASS |  | CERTIFICATION/STANDARD |  | ADDITIONAL FEATURES | [40 empty] | Production Completed
STP_009 - Lot4 | Data Enrichment | SCS | OK | 2023-07-21 | 10-08-2023 |  | 1284829 | 1284829 | EA | CHEMICAL;COOLING WATER DOSING TREATMENT |  |  | CHEMICAL;TYPE:COOLING WATER DOSING TREATMENT,ADDITIONAL FEATURES EN:L72 MINE COOLING, NON-OXIDIZING BIOCIDE1050 KGS,MNFR:01) ECOLAB PTY T/A GALLAY MEDICAL,PTNO:01)N74824.61 | EN_01)COOLING WATER DOSING TRE,01)L72 MINE COOLING, NON-OXIDI,01)ECOLAB PTY T/A GALLAY MEDIC,01)N74824.61 |  |  | ECOLAB PTY T/A GALLAY MEDICAL | ECOLAB PTY T/A GALLAY MEDICAL | N74824.61 | [5 empty] | URL NOT FOUND | [10 empty] | Cleansed | 12350000 Compounds and mixtures | CHEMICAL | NO MODIFIER | TYPE | COOLING WATER DOSING TREATMENT,NON-OXIDIZING BIOCIDE | CONCENTRATION/PURITY |  | GRADE |  | MSDS/CAS NUMBER |  | COMPOSITION |  | CONTAINER SIZE | 1.157 T | CONTAINER |  | PH VALUE |  | SPECIFIC GRAVITY |  | FORM |  | COLOUR |  | ODOR |  | FLAMMABILITY |  | SHELF LIFE |  | HAZARD CLASS |  | CERTIFICATION/STANDARD |  | ADDITIONAL FEATURES | L72 MINE | [39 empty] | Production Completed
STP_009 - Lot4 | Data Enrichment | SCS | OK | 2023-07-21 | 10-08-2023 |  | 1284953 | 1284953 | EA | CHEMICAL;COOLING WATER DOSING TREATMENT |  |  | CHEMICAL;TYPE:COOLING WATER DOSING TREATMENT,COMPOSITION:CARBOXYLATE/HYDROCHLORIC ACID/PHOSPHORIC ACID/ZINC CHLORID,PH VALUE:0.4 PH,FORM:LIQUID,COLOUR:YELLOW LIGHT,ODOR:NONE,HAZARD CLASS:8,ADDITIONAL FEATURES EN:HAZARDOUS WASRE: D002, L72 MINE, NON-OXIDIZING, MNFR:01)ECOLAB PTY T/A GALLAY MEDICAL,PTNO:01)3DT222.61 | EN_01)COOLING WATER DOSING TRE,EN_01)CARBOXYLATE/HYDROCHLORIC,0.4 PH,LIQUID,YELLOW LIGHT,NONE,EN_01)8,01)HAZARDOUS WASRE: D002, L72,01)ECOLAB PTY T/A GALLAY MEDIC,01)3DT222.61 |  |  | ECOLAB PTY T/A GALLAY MEDICAL | ECOLAB PTY T/A GALLAY MEDICAL | 3DT222.61 | [5 empty] | URL NOT FOUND | [10 empty] | Cleansed | 12352323 Hydrochloric acid | CHEMICAL | NO MODIFIER | TYPE | COOLING WATER DOSING TREATMENT,NON-OXIDIZING | CONCENTRATION/PURITY |  | GRADE |  | MSDS/CAS NUMBER |  | COMPOSITION | CARBOXYLATE,HYDROCHLORIC ACID,PHOSPHORIC ACID,ZINC CHLORID | CONTAINER SIZE |  | CONTAINER |  | PH VALUE | 0.4 PH | SPECIFIC GRAVITY |  | FORM | LIQUID | COLOUR | YELLOW LIGHT | ODOR | NONE | FLAMMABILITY |  | SHELF LIFE |  | HAZARD CLASS | 8 | CERTIFICATION/STANDARD |  | ADDITIONAL FEATURES | HAZARDOUS WASRE: D002,L72 MINE | [39 empty] | Production Completed
STP_009 - Lot4 | Data Enrichment | SCS | OK | 2023-07-21 | 10-08-2023 |  | 1215182 | 1215182 | KG | CHEMICAL;DRY ICE,99 %,124-38-9 | QUIMICO; | CHIMIQUE; | CHEMICAL;TYPE:DRY ICE,CONCENTRATION/PURITY:99 %,MSDS/CAS NUMBER:124-38-9,COMPOSITION:CARBON DIOXIDE,MNFR:BOC LIMITED,PTNO:088 | EN_01)DRY ICE,EN_01)99 %,EN_01)124-38-9,EN_01)CARBON DIOXIDE,01)BOC LIMITED,01)88 | 88 | 1068135 | BOC LIMITED | BOC LIMITED | 088 | [5 empty] | https://www.boc.com.au/shop/en/au/gases/dry-ice/dry-ice-pellets-by-the-kg | https://msds.chemalert.com/company/5071/download/0008513_001_001.pdf | [9 empty] | Enriched | 12350000 Compounds and mixtures | CHEMICAL | NO MODIFIER | TYPE | DRY ICE | CONCENTRATION/PURITY | 99 % | GRADE | INDUSTRIAL | MSDS/CAS NUMBER | 124-38-9 | COMPOSITION | CARBON DIOXIDE | CONTAINER SIZE |  | CONTAINER |  | PH VALUE |  | SPECIFIC GRAVITY |  | FORM | FROSTY SOLID | COLOUR | WHITE | ODOR |  | FLAMMABILITY | NON FLAMMABLE | SHELF LIFE |  | HAZARD CLASS |  | CERTIFICATION/STANDARD |  | ADDITIONAL FEATURES | [40 empty] | Production Completed
STP_009 - Lot4 | Data Enrichment | SCS | OK | 2023-07-21 | 10-08-2023 |  | 1220268 | 1220268 | BOX | CHEMICAL;DRY ICE,99 %,124-38-9,200 KG | QUIMICO;200 KG | CHIMIQUE;200 KG | CHEMICAL;TYPE:DRY ICE,CONCENTRATION/PURITY:99 %,MSDS/CAS NUMBER:124-38-9,COMPOSITION:CARBON DIOXIDE,CONTAINER SIZE:200 KG,MNFR: BOC LIMITED,PTNO:088 | EN_01)DRY ICE,EN_01)99 %,EN_01)124-38-9,EN_01)CARBON DIOXIDE,200 KG,01)BOC LIMITED,01)088 | 088 200KG | 1068135 | BOC LIMITED | BOC LIMITED | 088 | [5 empty] | https://www.boc.com.au/shop/en/au/gases/dry-ice/dry-ice-pellets-by-the-kg | https://msds.chemalert.com/company/5071/download/0008513_001_001.pdf | [9 empty] | Enriched | 12350000 Compounds and mixtures | CHEMICAL | NO MODIFIER | TYPE | DRY ICE | CONCENTRATION/PURITY | 99 % | GRADE | INDUSTRIAL | MSDS/CAS NUMBER | 124-38-9 | COMPOSITION | CARBON DIOXIDE | CONTAINER SIZE | 200 KG | CONTAINER |  | PH VALUE |  | SPECIFIC GRAVITY |  | FORM | FROSTY SOLID | COLOUR | WHITE | ODOR |  | FLAMMABILITY | NON FLAMMABLE | SHELF LIFE |  | HAZARD CLASS |  | CERTIFICATION/STANDARD |  | ADDITIONAL FEATURES | [40 empty] | Production Completed
STP_009 - Lot4 | Data Enrichment | SCS | OK | 2023-07-21 | 10-08-2023 | URL for reference only | 1284994 | 1284994 | EA | CHEMICAL;HAND SANETIZER,BOTTLE 15 ML |  |  | CHEMICAL;TYPE:HAND SANETIZER,CONTAINER:BOTTLE 15 ML,MNFR:01)HAYMANS ELECTRICAL (PARTS),PTNO:01)FRCHSANB15L | EN_01)HAND SANETIZER,BOTTLE 15 ML,01)HAYMANS ELECTRICAL (PARTS),01)FRCHSANB15L |  |  | HAYMANS ELECTRICAL (PARTS) | HAYMANS ELECTRICAL (PARTS) | FRCHSANB15L | [5 empty] | http://www.umaherbal.com/ama-fresh-sanit-hand-sanitizer-15l-6041112.html | [10 empty] | Cleansed | 53131626 Hand sanitizer | SANITIZER | NO MODIFIER | TYPE |  | CONTAINER | 15 ML BOTTLE | FORM |  | ODOR |  | COLOUR |  | FOOD GRADE |  | HAZARD CLASS |  | CERTIFICATION/STANDARD |  | ADDITIONAL FEATURES | [56 empty] | Production Completed
STP_009 - Lot4 | Data Enrichment | SCS | OK | 2023-07-21 | 10-08-2023 |  | 1231102 | 1231102 | EA | CHEMICAL;ISOPROPYL ALCOHOL,125 ML |  |  | CHEMICAL;TYPE:ISOPROPYL ALCOHOL,CONTAINER SIZE:125 ML,ADDITIONAL FEATURES EN:(REQUIRED FOR CANDC MAINT CREW,MNFR:01)ELLIOTT TIMBER S | EN_01)ISOPROPYL ALCOHOL,125 ML,01)(REQUIRED FOR C&C MAINT CRE,01)ELLIOTT TIMBER SALES PTY LT,01)9311052003422 |  |  | ELLIOTT TIMBER S | ELLIOTT TIMBER SALES PTY LTD | 9311052003422 | DIGGERS |  |  |  |  | https://www.eworthit.com.au/web-documents/ISOP125_BROCHURE.pdf | https://glyndemitre10.com.au/product/alcohol-isopropyl-125ml | [9 empty] | Enriched | 51471901 Isopropanol or isopropyl alcohol | CHEMICAL | NO MODIFIER | TYPE | ISOPROPYL ALCOHOL | CONCENTRATION/PURITY |  | GRADE |  | MSDS/CAS NUMBER |  | COMPOSITION |  | CONTAINER SIZE | 125 ML | CONTAINER | SPRAY BOTTLE | PH VALUE |  | SPECIFIC GRAVITY | 0.78 TO 0.79 | FORM | LIQUID | COLOUR | CLEAR | ODOR |  | FLAMMABILITY | 2 TO 12 PCT | SHELF LIFE |  | HAZARD CLASS |  | CERTIFICATION/STANDARD |  | ADDITIONAL FEATURES | FOR CANDC MAINT CREW | [39 empty] | Production Completed
STP_009 - Lot4 | Data Enrichment | SCS | OK | 2023-07-21 | 10-08-2023 |  | 1296427 | 1296427 | BT | CHEMICAL;METHYLATED SPIRITS,2.5 L,BOTTLE |  |  | CHEMICAL;TYPE:METHYLATED SPIRITS,COMPOSITION:SPIRIT 95 PCT,CONTAINER SIZE:2.5 L,BOTTLE,MNFR:01)ROWE,PTNO:01)CM2390 | EN_01)METHYLATED SPIRITS,EN_01)SPIRIT 95 PCT,2.5 L,BOTTLE,01)ROWE,01)CM2390 |  |  | ROWE | ROWE | CM2390 | [5 empty] | https://www.rowe.com.au/rowe/extensions/roweSite/inc/dyn/msds.jsp?product=CM2450 | [10 empty] | Enriched | 12350000 Compounds and mixtures | CHEMICAL | NO MODIFIER | TYPE | METHYLATED SPIRITS | CONCENTRATION/PURITY |  | GRADE |  | MSDS/CAS NUMBER |  | COMPOSITION | METHYLATED SPIRIT 100 PCT | CONTAINER SIZE | 2.5 L | CONTAINER | BOTTLE | PH VALUE |  | SPECIFIC GRAVITY |  | FORM | LIQUID | COLOUR | CLEAR | ODOR |  | FLAMMABILITY | HIGHLY FLAMMABLE | SHELF LIFE |  | HAZARD CLASS | H225,H319,H336,AUH066 | CERTIFICATION/STANDARD |  | ADDITIONAL FEATURES | [40 empty] | Production Completed
STP_009 - Lot4 | Data Enrichment | SCS | OK | 2023-07-21 | 10-08-2023 |  | 1230855 | 1230855 | DR | CHEMICAL;N TECHNICAL,SODIUM SILICATE |  |  | CHEMICAL;GRADE:N TECHNICAL,COMPOSITION:SODIUM SILICATE,CONTAINER SIZE:275 KG, 200 L,DRUM,FORM:LIQUID,ADDITIONAL FEATURES EN:3.22 RATIO, 1.38 G/CC DENSITY, NA2 0%.WT 8.7 -,- 28.9 SOLID,MNFR:01)IMCD,PTNO:01)4018398 | N TECHNICAL,EN_01)SODIUM SILICATE,275 KG, 200 L,DRUM,LIQUID,01)3.22 RATIO, 1.38 G/CC DENSI,02)- 28.9 SOLID,01)IMCD,01)4018398 |  |  | IMCD | IMCD | 4018398 | [5 empty] | https://www.ceramicraft.com.au/resources/walker-ceramics-sodium-silicate-safety-data-sheet.pdf | [10 empty] | Enriched | 12350000 Compounds and mixtures | CHEMICAL | NO MODIFIER | TYPE |  | CONCENTRATION/PURITY |  | GRADE | N TECHNICAL | MSDS/CAS NUMBER | 7732-18-5,1344-09-8 | COMPOSITION | SODIUM SILICATE,WATER | CONTAINER SIZE | 275 KG,200 L | CONTAINER | DRUM | PH VALUE | 11 TO 13 | SPECIFIC GRAVITY | 1.2 TO 1.6 | FORM | LIQUID | COLOUR | CLEAR TO HAZY | ODOR |  | FLAMMABILITY |  | SHELF LIFE |  | HAZARD CLASS |  | CERTIFICATION/STANDARD |  | ADDITIONAL FEATURES | RATIO:3.22,DENSITY:1.38 G/CC,NA2 0% WT 8.7,28.9 SOLID | [39 empty] | Production Completed
STP_009 - Lot4 | Data Enrichment | SCS | OK | 2023-07-21 | 10-08-2023 | URL for reference only | 1358975 | 1358975 | DR | CHEMICAL;OXYGEN SCAVENGER,25 KG,9.8 PH |  |  | CHEMICAL;TYPE:OXYGEN SCAVENGER,MSDS/CAS NUMBER:123-31-9, 3710-84-7,COMPOSITION:DIETHYLHYDROXYLAMINE, HYDROQUINOE,CONTAINER SIZE: 25 KG,PH VALUE:9.8 PH,SPECIFIC GRAVITY:1.1001 AT 21 DEG C,FORM:LIQUID,COLOUR:AMBER BROWN,ODOR:AMINE,ADDITIONAL FEATURES EN:BOILER COMPOUND, CATALYSED, VOLATILE, PAIL,MNFR:01)BETZ,PTNO:01)CORTROL OS5300,MNFR:02)SUEZ,PTNO:02)7145694 | EN_01)OXYGEN SCAVENGER,EN_01)123-31-9, 3710-84-7,EN_01)DIETHYLHYDROXYLAMINE, HY,25 KG,9.8 PH,1.1001 AT 21 DEG C,LIQUID,AMBER BROWN,AMINE,01)BOILER COMPOUND, CATALYSED,01)BETZ,02)SUEZ,01)CORTROL OS5300,02)7145694 |  |  | SUEZ | BETZ | CORTROL OS5300 |  | SUEZ | 7145694 |  |  | https://hidrofilt.com/en/node/1125 | [10 empty] | Cleansed | 12350000 Compounds and mixtures | CHEMICAL | NO MODIFIER | TYPE | OXYGEN SCAVENGER | CONCENTRATION/PURITY |  | GRADE |  | MSDS/CAS NUMBER | 123-31-9,3710-84-7 | COMPOSITION | DIETHYLHYDROXYLAMINE,HYDROQUINOE | CONTAINER SIZE | 25 KG | CONTAINER | PAIL | PH VALUE | 9.8 PH | SPECIFIC GRAVITY | 1.1001 AT 21 DEG C | FORM | LIQUID | COLOUR | AMBER BROWN | ODOR | AMINE | FLAMMABILITY |  | SHELF LIFE |  | HAZARD CLASS |  | CERTIFICATION/STANDARD |  | ADDITIONAL FEATURES | BOILER COMPOUND,CATALYSED,VOLATILE | [39 empty] | Production Completed
STP_009 - Lot4 | Data Enrichment | SCS | OK | 2023-07-21 | 10-08-2023 |  | 1285080 | 1285080 | EA | CHEMICAL;REFR, CHARGE DRAIN CLEANER,400G |  |  | CHEMICAL;TYPE:REFRIGERATOR, CHARGE DRAIN CLEANER,ADDITIONAL FEATURES EN:400G,MNFR:01)ACTROL PARTS PTY LTD,PTNO:01)2701590 | EN_01)REFRIGERATOR, CHARGE DRA,01)400G,01)ACTROL PARTS PTY LTD,01)2701590 |  |  | ACTROL PARTS PTY LTD | ACTROL PARTS PTY LTD | 2701590 | [5 empty] | URL NOT FOUND | [10 empty] | Cleansed | 12350000 Compounds and mixtures | CHEMICAL | NO MODIFIER | TYPE | REFRIGERATOR,CHARGE DRAIN CLEANER | CONCENTRATION/PURITY |  | GRADE |  | MSDS/CAS NUMBER |  | COMPOSITION |  | CONTAINER SIZE | 400 G | CONTAINER |  | PH VALUE |  | SPECIFIC GRAVITY |  | FORM |  | COLOUR |  | ODOR |  | FLAMMABILITY |  | SHELF LIFE |  | HAZARD CLASS |  | CERTIFICATION/STANDARD |  | ADDITIONAL FEATURES | [40 empty] | Production Completed
STP_009 - Lot4 | Data Enrichment | SCS | OK | 2023-07-21 | 10-08-2023 |  | 1284867 | 1284867 | EA | CHEMICAL;RUST CONVERTER,PHOSPHORIC ACID |  |  | CHEMICAL;TYPE:RUST CONVERTER,COMPOSITION:PHOSPHORIC ACID,CONTAINER SIZE:4 L,BOTTLE,FORM:LIQUID,COLOUR:CLEAR,MNFR:01)BUNNINGS WAREHOUSE MT ISA,PTNO:01)1560871 | EN_01)RUST CONVERTER,EN_01)PHOSPHORIC ACID,4 L,BOTTLE,LIQUID,CLEAR,01)BUNNINGS WAREHOUSE MT ISA,01)1560871 |  |  | BUNNINGS WAREHOUSE MT ISA | BUNNINGS WAREHOUSE MT ISA | 1560871 | [5 empty] | URL NOT FOUND | [10 empty] | Cleansed | 12350000 Compounds and mixtures | CHEMICAL | NO MODIFIER | TYPE | RUST CONVERTER | CONCENTRATION/PURITY |  | GRADE |  | MSDS/CAS NUMBER |  | COMPOSITION | PHOSPHORIC ACID | CONTAINER SIZE | 4 L | CONTAINER | BOTTLE | PH VALUE |  | SPECIFIC GRAVITY |  | FORM | LIQUID | COLOUR | CLEAR | ODOR |  | FLAMMABILITY |  | SHELF LIFE |  | HAZARD CLASS |  | CERTIFICATION/STANDARD |  | ADDITIONAL FEATURES | [40 empty] | Production Completed
STP_009 - Lot4 | Data Enrichment | SCS | OK | 2023-07-21 | 10-08-2023 |  | 1351538 | 1351538 | BT | CHEMICAL;SODIUM COBALTINITRITE,500 G |  |  | CHEMICAL;COMPOSITION:SODIUM COBALTINITRITE,CONTAINER SIZE:500 G,CONTAINER:BOTTLE,MNFR:01)ROWE,PTNO:01)CS10471 | EN_01)SODIUM COBALTINITRITE,500 G,BOTTLE,01)ROWE,01)CS10471 |  |  | ROWE | ROWE | CS10471 | [5 empty] | URL NOT FOUND | [10 empty] | Cleansed | 12350000 Compounds and mixtures | CHEMICAL | NO MODIFIER | TYPE |  | CONCENTRATION/PURITY |  | GRADE |  | MSDS/CAS NUMBER |  | COMPOSITION | SODIUM COBALTINITRITE | CONTAINER SIZE | 500 G | CONTAINER | BOTTLE | PH VALUE |  | SPECIFIC GRAVITY |  | FORM |  | COLOUR |  | ODOR |  | FLAMMABILITY |  | SHELF LIFE |  | HAZARD CLASS |  | CERTIFICATION/STANDARD |  | ADDITIONAL FEATURES | [40 empty] | Production Completed
STP_009 - Lot4 | Data Enrichment | SCS | OK | 2023-07-21 | 10-08-2023 |  | 1294373 | 1294373 | BT | CHEMICAL;SODIUM FLUORIDE,500 G,BOTTLE |  |  | CHEMICAL;COMPOSITION:SODIUM FLUORIDE,CONTAINER SIZE:500 G,CONTAINER:BOTTLE,ADDITIONAL FEATURES EN:BAKER ANALYZED TYPE,MNFR:01) BIOLAB,PTNO:01)AJA1231-500G | EN_01)SODIUM FLUORIDE,500 G,BOTTLE,01)BAKER ANALYZED TYPE,01)BIOLAB,01)AJA1231-500G |  |  | BIOLAB | BIOLAB | AJA1231-500G | [5 empty] | URL NOT FOUND | [10 empty] | Cleansed | 51442005 Sodium fluoride | CHEMICAL | NO MODIFIER | TYPE | BAKER ANALYZED | CONCENTRATION/PURITY |  | GRADE |  | MSDS/CAS NUMBER |  | COMPOSITION | SODIUM FLUORIDE | CONTAINER SIZE | 500 G | CONTAINER | BOTTLE | PH VALUE |  | SPECIFIC GRAVITY |  | FORM |  | COLOUR |  | ODOR |  | FLAMMABILITY |  | SHELF LIFE |  | HAZARD CLASS |  | CERTIFICATION/STANDARD |  | ADDITIONAL FEATURES | [40 empty] | Production Completed
STP_009 - Lot4 | Data Enrichment | SCS | OK | 2023-07-21 | 10-08-2023 | Manufacturer Details (MPN) not available | 1348059 | 1348059 | BAG | CHEMICAL;SODIUM TRIPOLYPHOSPHATE,25 KG |  |  | CHEMICAL;COMPOSITION:SODIUM TRIPOLYPHOSPHATE,CONTAINER SIZE:25 KG,BAG,ADDITIONAL FEATURES EN:AGENT,MNFR:01)IND-CODE,PTNO:01) SODIUM TRIPOLYPHOSPHATE | EN_01)SODIUM TRIPOLYPHOSPHATE,25 KG,BAG,01)AGENT,01)IND-CODE,01)SODIUM TRIPOLYPHOSPHATE |  |  | IND-CODE | IND-CODE | [6 empty] | URL NOT FOUND | [10 empty] | Cleansed | 12350000 Compounds and mixtures | CHEMICAL | NO MODIFIER | TYPE | AGENT | CONCENTRATION/PURITY |  | GRADE |  | MSDS/CAS NUMBER |  | COMPOSITION | SODIUM TRIPOLYPHOSPHATE | CONTAINER SIZE | 25 KG | CONTAINER | BAG | PH VALUE |  | SPECIFIC GRAVITY |  | FORM |  | COLOUR |  | ODOR |  | FLAMMABILITY |  | SHELF LIFE |  | HAZARD CLASS |  | CERTIFICATION/STANDARD |  | ADDITIONAL FEATURES | [40 empty] | Production Completed
STP_009 - Lot4 | Data Enrichment | SCS | OK | 2023-07-21 | 10-08-2023 |  | 1296522 | 1296522 | DR | CHEMICAL;SOLN, WATER TREATMENT,20 L,DRUM |  |  | CHEMICAL;SOLUTION, WATER TREATMENT,COMPOSITION:SODIUM HYPOCHLORITE,CONTAINER SIZE:20 L,CONTAINER:DRUM,ADDITIONAL FEATURES EN: CHLORINE 10% W/V, PH 13 0.5, SPEC GRAVITY 1.115 0.01,MNFR:01)AUSCHEM,PTNO:01)OCHL20 | EN_01)SOLUTION, WATER TREATMEN,EN_01)SODIUM HYPOCHLORITE,20 L,DRUM,01)CHLORINE 10% W/V, PH 13 0.5,01)AUSCHEM,01)OCHL20 |  |  | AUSCHEM | AUSCHEM | OCHL20 | [5 empty] | URL NOT FOUND | [10 empty] | Cleansed | 51473704 Sodium hypochlorite | CHEMICAL | NO MODIFIER | TYPE | WATER TREATMENT SOLUTION | CONCENTRATION/PURITY |  | GRADE |  | MSDS/CAS NUMBER |  | COMPOSITION | SODIUM HYPOCHLORITE,CHLORINE 10 PCT | CONTAINER SIZE | 20 L | CONTAINER | DRUM | PH VALUE | 13 PH | SPECIFIC GRAVITY | 1.115 | FORM |  | COLOUR |  | ODOR |  | FLAMMABILITY |  | SHELF LIFE |  | HAZARD CLASS |  | CERTIFICATION/STANDARD |  | ADDITIONAL FEATURES | W/V,0.5,0.01 | [39 empty] | Production Completed
STP_009 - Lot4 | Data Enrichment | SCS | OK | 2023-07-21 | 10-08-2023 |  | 1233726 | 1233726 | DR | CHEMICAL;SOLN, WATER TREATMENT,200 L |  |  | CHEMICAL;SOLUTION, WATER TREATMENT,COMPOSITION:SODIUM HYPOCHLORITE,CONTAINER SIZE:200 L,CONTAINER:DRUM,ADDITIONAL FEATURES EN: CHLORINE 10-10.8%, SODIUM HYDROXIDE 0.5-1.0%, PH 12.5-13.5,SPEC GRA,VITY 1.14-1.16, 4 DRUMS PER HARD WOOD PALLETUSED,MNFR:01) ELITCHEM,PTNO:01)7168465 | EN_01)SOLUTION, WATER TREATMEN,EN_01)SODIUM HYPOCHLORITE,200 L,DRUM,01)CHLORINE 10-10.8%, SODIUM H,02)VITY 1.14-1.16, 4 DRUMS PER,01)ELITCHEM,01)7168465 |  |  | ELITCHEM | ELITCHEM | 7168465 | [5 empty] | URL NOT FOUND | [10 empty] | Cleansed | 51473704 Sodium hypochlorite | CHEMICAL | NO MODIFIER | TYPE | WATER TREATMENT SOLUTION | CONCENTRATION/PURITY |  | GRADE |  | MSDS/CAS NUMBER |  | COMPOSITION | SODIUM HYPOCHLORITE,CHLORINE 10 TO 10.8 PCT,SODIUM HYDROXIDE 0.5 TO 1.0 PCT | CONTAINER SIZE | 200 L | CONTAINER | DRUM | PH VALUE | 12.5 TO 13.5 PH | SPECIFIC GRAVITY | 1.14 TO 1.164 | FORM |  | COLOUR |  | ODOR |  | FLAMMABILITY |  | SHELF LIFE |  | HAZARD CLASS |  | CERTIFICATION/STANDARD |  | ADDITIONAL FEATURES | DRUMS PER HARD WOOD PALLETUSED | [39 empty] | Production Completed
STP_009 - Lot4 | Data Enrichment | SCS | OK | 2023-07-21 | 10-08-2023 |  | 1387131 | 1387131 | EA | DIODE;ABB,8339580 |  |  |  | DIODE | 8339580 | 3000014 | ABB | ABB | 8339580 | [5 empty] | URL NOT FOUND | [10 empty] | Cleansed | 32111500 Diodes | DIODE | NO MODIFIER | TYPE |  | FORWARD VOLTAGE |  | FORWARD CURRENT |  | REVERSE VOLTAGE |  | REVERSE CURRENT |  | BREAKDOWN VOLTAGE |  | POWER DISSIPATION |  | TEMPERATURE RATING |  | ROHS COMPLIANCE |  | CASE MATERIAL |  | TOLERANCE |  | SIZE |  | TERMINAL |  | HAZARD CLASS |  | CERTIFICATION/STANDARD |  | ADDITIONAL FEATURES | [42 empty] | Production Completed
STP_009 - Lot4 | Data Enrichment | SCS | OK | 2023-07-21 | 10-08-2023 | URL for reference only | 1385734 | 1385734 | EA | HOSE;AIR CLEANER |  |  | HOSE;TYPE:AIR CLEANER,ADDITIONAL FEATURES EN:Ã…Â¸5L-EÃ…Â¸STRAIGHTÃ…Â¸HOSEÃ…Â¸TOÃ…Â¸AIRÃ…Â¸FILTERÃ…Â¸HSG,MNFR:01)ISA 4WD PARTS AND REPAIRS,PTNO:01) | EN_01)AIR CLEANER,01)Ÿ5L-EŸSTRAIGHTŸHOSEŸTOŸAIRŸ,01)ISA 4WD PARTS & REPAIRS,01)17881-54740 |  |  | ISA 4WD PARTS AND REPAIRS | ISA 4WD PARTS AND REPAIRS | 17881-54740 | [5 empty] | https://www.tojo4wdcentre.com.au/part-shop/view/1277/50/parts-suitable-for-hilux-/ln167-8-97-1-05/17881-54740-hose-air-intake-hilux-ln167-5le-9-00- | https://www.megazip.net/zapchasti-dlya/toyota/hose-air-cleaner-no-1-1788154740 | [9 empty] | Cleansed | 40142002 Air hoses | HOSE | NO MODIFIER | TYPE | AIR CLEANER | INSIDE DIAMETER |  | OUTSIDE DIAMETER |  | LENGTH |  | MATERIAL |  | MATERIAL SPECIFICATION |  | HAZARD CLASS |  | CERTIFICATION/STANDARD |  | ADDITIONAL FEATURES | 5L-E STRAIGHT HOSE TO AIR FILTER HOUSING | [55 empty] | Production Completed
STP_009 - Lot4 | Data Enrichment | SCS | OK | 2023-07-21 | 10-08-2023 |  | 1297682 | 1297682 | EA | HOSE;AIR INLT,HUMP,GETMAN,25129-01 |  |  | HOSE;TYPE:AIR INLET,ADDITIONAL FEATURES EN:HUMP,MNFR:01)GETMAN,PTNO:01)25129-01 | EN_01)AIR INLET,01)HUMP,01)GETMAN,01)25129-01 |  |  | GETMAN | GETMAN | 25129-01 | [5 empty] | URL NOT FOUND | [10 empty] | Cleansed | 40142002 Air hoses | HOSE | NO MODIFIER | TYPE | AIR INLET | INSIDE DIAMETER |  | OUTSIDE DIAMETER |  | LENGTH |  | MATERIAL |  | MATERIAL SPECIFICATION |  | HAZARD CLASS |  | CERTIFICATION/STANDARD |  | ADDITIONAL FEATURES | HUMP | [55 empty] | Production Completed
STP_009 - Lot4 | Data Enrichment | SCS | OK | 2023-07-21 | 10-08-2023 |  | 1385767 | 1385767 | EA | HOSE;AIR,ID 1/4 IN,OD 1/2 IN,LG 25 FT |  |  | HOSE;TYPE:AIR,INSIDE DIAMETER:1/4 IN,OUTSIDE DIAMETER:1/2 IN,LENGTH:25 FT,MATERIAL:RUBBER,ADDITIONAL FEATURES EN:REPLACE ON BUCKET,MNFR:01)ENZED MOUNT ISA(RKM INVESTMENTS),PTNO:01)95930 | EN_01)AIR,1/4 IN,1/2 IN,25 FT,EN_01)RUBBER,01)REPLACE ON BUCKET,01)ENZED MOUNT ISA(RKM INVESTM,01)95930 |  |  | Enzed Mount Isa(RKM Investments) | ENZED MOUNT ISA(RKM INVESTMENTS) | 95930 | [5 empty] | https://www.imperialsupplies.com/item/0959300 | [10 empty] | Enriched | 40142002 Air hoses | HOSE | NO MODIFIER | TYPE | AIR | INSIDE DIAMETER | 1/4 IN | OUTSIDE DIAMETER | 1/2 IN | LENGTH | 25 FT | MATERIAL | RUBBER TUBE,BRASS FITTING | MATERIAL SPECIFICATION |  | HAZARD CLASS |  | CERTIFICATION/STANDARD |  | ADDITIONAL FEATURES | PRESSURE RATING:250 PSI,REPLACE ON BUCKET | [55 empty] | Production Completed
STP_009 - Lot4 | Data Enrichment | SCS | OK | 2023-07-21 | 10-08-2023 |  | 1301895 | 1301895 | EA | HOSE;AIR/WATER, HEAVY DUTY,ID 50 MM |  |  | HOSE;AIR/WATER, HEAVY DUTY,INSIDE DIAMETER:50 MM,LENGTH:20 M,ADDITIONAL FEATURES EN:NONMETALLIC, NB,MNFR:01)DUNLOP,PTNO:01)D107 (50.0MM)+2X2MM DBLE COVER,MNFR:02)ALFAGO,PTNO:02)155AA051651GF0R | EN_01)AIR/WATER, HEAVY DUTY,50 MM,20 M,01)NONMETALLIC, NB,01)DUNLOP,02)ALFAGO,01)D107(50.0MM)+2X2MM DBLE COV,02)155AA051651GF0R |  |  | ALFAGO | DUNLOP | D107 (50.0MM)+2X2MM DBLE COVER |  | ALFAGO | 155AA051651GF0R |  |  | URL NOT FOUND | [10 empty] | Cleansed | 40142009 Air water gas multipurpose hoses | HOSE | NO MODIFIER | TYPE | AIR/WATER,HEAVY DUTY | INSIDE DIAMETER | 50 MM | OUTSIDE DIAMETER |  | LENGTH | 20 M | MATERIAL | NON-METALLIC | MATERIAL SPECIFICATION |  | HAZARD CLASS |  | CERTIFICATION/STANDARD |  | ADDITIONAL FEATURES | [56 empty] | Production Completed
STP_009 - Lot4 | Data Enrichment | SCS | OK | 2023-07-21 | 10-08-2023 |  | 1292181 | 1292181 | EA | HOSE;BRAIDD,FLEXMET,03711039 |  |  | HOSE;TYPE:BRAIDED,MNFR:01)FLEXMET,PTNO:01)03711039 | EN_01)BRAIDED,01)FLEXMET,01)03711039 |  |  | FLEXMET | FLEXMET | 03711039 | [5 empty] | URL NOT FOUND | [10 empty] | Cleansed | 40142000 Hoses | HOSE | BRAIDED | TYPE |  | NOMINAL SIZE |  | LENGTH |  | END CONNECTION |  | MATERIAL |  | PRESSURE RATING |  | CERTIFICATION/STANDARD |  | ADDITIONAL FEATURES | [58 empty] | Production Completed
STP_009 - Lot4 | Data Enrichment | SCS | OK | 2023-07-21 | 10-08-2023 | URL for reference only | 1365351 | 1365351 | EA | HOSE;BRAKE, RIGHT REAR,NM,AUSCO,97468 |  |  | HOSE;BRAKE, RIGHT REAR,ADDITIONAL FEATURES EN:NONMETALLIC,MNFR:01)AUSCO,PTNO:01)97468 | EN_01)BRAKE, RIGHT REAR,01)NONMETALLIC,01)AUSCO,01)97468 |  |  | AUSCO | AUSCO | 97468 | [5 empty] | https://auscoproducts.com/wp-content/uploads/2021/06/102266-LC_Install1.pdf | [10 empty] | Cleansed | 40142000 Hoses | HOSE | NO MODIFIER | TYPE | BRAKE,RIGHT REAR | INSIDE DIAMETER |  | OUTSIDE DIAMETER |  | LENGTH |  | MATERIAL | NON-METALLIC | MATERIAL SPECIFICATION |  | HAZARD CLASS |  | CERTIFICATION/STANDARD |  | ADDITIONAL FEATURES | [56 empty] | Production Completed
STP_009 - Lot4 | Data Enrichment | SCS | OK | 2023-07-21 | 10-08-2023 |  | 1385766 | 1385766 | EA | HOSE;C2H2,SUIT PLATE MATE |  |  | HOSE;TYPE:ACETYLENE,ADDITIONAL FEATURES EN:SUIT PLATE MATE,MNFR:01)GLOBAL WELDING SUPPLIES (MT ISA),PTNO:01)CIGOKS30307 | EN_01)ACETYLENE,01)SUIT PLATE MATE,01)GLOBAL WELDING SUPPLIES (MT,01)CIGOKS30307 |  |  | GLOBAL WELDING SUPPLIES (MT ISA) | GLOBAL WELDING SUPPLIES (MT ISA) | OKS30307 |  | CIG |  |  |  | https://aitkenwelding.sympaconline.com/product.php?productInformation=800017059 | [10 empty] | Enriched | 40142002 Air hoses | HOSE | NO MODIFIER | TYPE | ACETYLENE | INSIDE DIAMETER |  | OUTSIDE DIAMETER |  | LENGTH |  | MATERIAL |  | MATERIAL SPECIFICATION |  | HAZARD CLASS |  | CERTIFICATION/STANDARD |  | ADDITIONAL FEATURES | COLOR:RED,FOR PLATE MATE | [55 empty] | Production Completed
STP_009 - Lot4 | Data Enrichment | SCS | OK | 2023-07-21 | 10-08-2023 | Partially Match | 1236834 | 1236834 | EA | HOSE;CALIBRTN,ID 3 M,OD 6 MM,LG 5 M,SS | MANGUERA;DIA INT ,DIA LADO E 6 MM,LG 5 M | BOYAU;ID ,OD 6 MM,LG 5 M | HOSE;TYPE:CALIBRATION,INSIDE DIAMETER:3 M,OUTSIDE DIAMETER:6 MM,LENGTH:5 M,MATERIAL:SS,ADDITIONAL FEATURES EN:MFR:RALSTON, PRESSURE:6900PSI | EN_01)CALIBRATION,3 M,6 MM,5 M,EN_01)SS,01)MFR:RALSTON,02)PRESSURE:6900PSI,01)CNW (MOUNT ISA) ELECT WHO,01)TRAQSQS-HOS-5M |  |  | RALSTON | CNW (MOUNT ISA) ELECT WHO | TRAQSQS-HOS-5M |  | RALSTON |  |  |  | https://www.ralstoninst.com/ralston-quick-test-hoses/qsqs-hos-5m | https://www.transcat.com/ralston-instruments-qsqs-hos-5m-qsqs-hos-5m-217514 | [9 empty] | Enriched | 40142002 Air hoses | HOSE | NO MODIFIER | TYPE | CALIBRATION,QUICK-TEST | INSIDE DIAMETER | 3 M | OUTSIDE DIAMETER | 6 MM | LENGTH | 5 M | MATERIAL | REINFORCED POLYAMIDE,STAINLESS STEEL | MATERIAL SPECIFICATION |  | HAZARD CLASS |  | CERTIFICATION/STANDARD |  | ADDITIONAL FEATURES | PRESSURE RATING:6900 PSI,TEMPERATURE RATING:140 DEG F | [54 empty] | PRESSURE:6900PSI | Production Completed
STP_009 - Lot4 | Data Enrichment | SCS | OK | 2023-07-21 | 10-08-2023 | URL for reference only | 1385989 | 1385989 | EA | HOSE;CHKE,ID 1-1/4 IN,LG 1 M |  |  | HOSE;TYPE:CHOKE,INSIDE DIAMETER:1-1/4 IN,LENGTH:1 M,MNFR:01)BURWTEC,PTNO:01)0601-0075 | EN_01)CHOKE,1-1/4 IN,1 M,01)BURWTEC,01)0601-0075 |  |  | BURWTEC | BURWELL TECHNOLOGIES | 0601-0075 | [5 empty] | https://www.burwell.com.au/assets/volumes/downloads/PRODUCT-GUIDE-2020_OCTOBER.pdf | [10 empty] | Cleansed | 40142008 Water hoses | HOSE | NO MODIFIER | TYPE |  | INSIDE DIAMETER | 1-1/4 IN | OUTSIDE DIAMETER |  | LENGTH | 1 M | MATERIAL |  | MATERIAL SPECIFICATION |  | HAZARD CLASS |  | CERTIFICATION/STANDARD |  | ADDITIONAL FEATURES | FOR CHOKE VALVE | [55 empty] | Production Completed
STP_009 - Lot4 | Data Enrichment | SCS | OK | 2023-07-21 | 10-08-2023 |  | 1233240 | 1233240 | EA | HOSE;COIL,LG 50 M,GR |  |  | HOSE;TYPE:COIL,LENGTH:50 M,ADDITIONAL FEATURES EN:GR,MNFR:01)ENZED,PTNO:01)ENZ-EHP/50M-GF-11.3 | EN_01)COIL,50 M,01)GR,01)ENZED,01)ENZ-EHP/50M-GF-11.3 |  |  | Enzed Mount Isa(RKM Investments) | ENZED MOUNT ISA(RKM INVESTMENTS) | ENZ-EHP/50M-GF-11.3 | [5 empty] | URL NOT FOUND | [10 empty] | Cleansed | 40142000 Hoses | HOSE | NO MODIFIER | TYPE | COIL | INSIDE DIAMETER |  | OUTSIDE DIAMETER |  | LENGTH | 50 M | MATERIAL |  | MATERIAL SPECIFICATION |  | HAZARD CLASS |  | CERTIFICATION/STANDARD |  | ADDITIONAL FEATURES | GR | [55 empty] | Production Completed
STP_009 - Lot4 | Data Enrichment | SCS | OK | 2023-07-21 | 10-08-2023 |  | 1385649 | 1385649 | EA | HOSE;CTRL, EXT,LG 20 MM,CLEMCO, YELLOW |  |  | HOSE;TYPE:CONTROL, EXT,LENGTH:20 MM,ADDITIONAL FEATURES EN:CLEMCO, YELLOW,MNFR:01)BURWTEC,PTNO:01)0401-20525 | EN_01)CONTROL, EXT,20 MM,01)CLEMCO, YELLOW,01)BURWTEC,01)0401-20525 |  |  | BURWTEC | BURWELL TECHNOLOGIES | 0401-20525 | [5 empty] | https://www.burwell.com.au/assets/volumes/downloads/PRODUCT-GUIDE-2020_OCTOBER.pdf | [10 empty] | Enriched | 40142008 Water hoses | HOSE | PNEUMATIC | TYPE | CONTROL,CLEMCO,DUAL LINE | INSIDE DIAMETER |  | OUTSIDE DIAMETER |  | LENGTH | 20 M | PRESSURE RATING |  | MATERIAL |  | THICKNESS |  | BEND RADIUS |  | COLOUR | YELLOW | HAZARD CLASS |  | CERTIFICATION/STANDARD |  | ADDITIONAL FEATURES | EXT | [49 empty] | Production Completed
STP_009 - Lot4 | Data Enrichment | SCS | OK | 2023-07-21 | 10-08-2023 |  | 1386065 | 1386065 | EA | HOSE;CTRL, PNEUMATIC, YELLOW |  |  | HOSE;TYPE:CONTROL, PNEUMATIC, YELLOW,MNFR:01)CLEMCO,PTNO:01)0401-20525 | EN_01)CONTROL, PNEUMATIC, YELL,01)CLEMCO,01)0401-20525 |  |  | CLEMCO | CLEMCO | 0401-20525 | BURWELL TECHNOLOGIES |  |  |  |  | https://www.burwell.com.au/assets/volumes/downloads/PRODUCT-GUIDE-2020_OCTOBER.pdf | [10 empty] | Enriched | 40142008 Water hoses | HOSE | PNEUMATIC | TYPE | CONTROL,CLEMCO,DUAL LINE | INSIDE DIAMETER |  | OUTSIDE DIAMETER |  | LENGTH | 20 M | PRESSURE RATING |  | MATERIAL |  | THICKNESS |  | BEND RADIUS |  | COLOUR | YELLOW | HAZARD CLASS |  | CERTIFICATION/STANDARD |  | ADDITIONAL FEATURES | [50 empty] | Production Completed
STP_009 - Lot4 | Data Enrichment | SCS | OK | 2023-07-21 | 10-08-2023 |  | 1385820 | 1385820 | EA | HOSE;CTRL, PNEUMATIC, YELLOW,FITTED |  |  | HOSE;TYPE:CONTROL, PNEUMATIC, YELLOW,ADDITIONAL FEATURES EN:FITTED,MNFR:01)BURWELL TECHNOLOGIES,PTNO:01)0401-20525 | EN_01)CONTROL, PNEUMATIC, YELL,01)FITTED,01)BURWELL TECHNOLOGIES,01)0401-20525 |  |  | BURWELL TECHNOLOGIES | BURWELL TECHNOLOGIES | 0401-20525 | [5 empty] | https://www.burwell.com.au/assets/volumes/downloads/PRODUCT-GUIDE-2020_OCTOBER.pdf | [10 empty] | Enriched | 40142008 Water hoses | HOSE | PNEUMATIC | TYPE | CONTROL,CLEMCO,DUAL LINE | INSIDE DIAMETER |  | OUTSIDE DIAMETER |  | LENGTH | 20 M | PRESSURE RATING |  | MATERIAL |  | THICKNESS |  | BEND RADIUS |  | COLOUR | YELLOW | HAZARD CLASS |  | CERTIFICATION/STANDARD |  | ADDITIONAL FEATURES | FITTED | [49 empty] | Production Completed
STP_009 - Lot4 | Data Enrichment | SCS | OK | 2023-07-21 | 10-08-2023 |  | 1287828 | 1287828 | EA | HOSE;DISSIPATOR FEED,MINE |  |  | HOSE;TYPE:DISSIPATOR FEED,ADDITIONAL FEATURES EN:MINE,MNFR:01)CUMI,PTNO:01)(SQ0868) SP-39 | EN_01)DISSIPATOR FEED,01)MINE,01)CUMI,01)(SQ0868) SP-39 |  |  | CUMI | CUMI | (SQ0868) SP-39 | [5 empty] | URL NOT FOUND | [10 empty] | Cleansed | 40142013 Mining hose | HOSE | NO MODIFIER | TYPE | DISSIPATOR FEED | INSIDE DIAMETER |  | OUTSIDE DIAMETER |  | LENGTH |  | MATERIAL |  | MATERIAL SPECIFICATION |  | HAZARD CLASS |  | CERTIFICATION/STANDARD |  | ADDITIONAL FEATURES | FOR MINING | [55 empty] | Production Completed
STP_009 - Lot4 | Data Enrichment | SCS | OK | 2023-07-21 | 10-08-2023 |  | 1287707 | 1287707 | EA | HOSE;DIV |  |  | HOSE;TYPE:DIVERTER,MNFR:01)OUTOKUMP,PTNO:01)10302757 | EN_01)DIVERTER,01)OUTOKUMP,01)10302757 |  |  | OUTOKUMP | OUTOKUMP | 10302757 | [5 empty] | URL NOT FOUND | [10 empty] | Cleansed | 40142000 Hoses | HOSE | NO MODIFIER | TYPE | DIVERTER | INSIDE DIAMETER |  | OUTSIDE DIAMETER |  | LENGTH |  | MATERIAL |  | MATERIAL SPECIFICATION |  | HAZARD CLASS |  | CERTIFICATION/STANDARD |  | ADDITIONAL FEATURES | [56 empty] | Production Completed
STP_009 - Lot4 | Data Enrichment | SCS | OK | 2023-07-21 | 10-08-2023 |  | 1386011 | 1386011 | EA | HOSE;GARDEN, PIPE,ID 18 MM,LG 30 M |  |  | HOSE;TYPE:GARDEN, PIPE,INSIDE DIAMETER:18 MM,LENGTH:30 M,MNFR:01)BUNNINGS WAREHOUSE MT ISA,PTNO:01)0045661 | EN_01)GARDEN, PIPE,18 MM,30 M,01)BUNNINGS WAREHOUSE MT ISA,01)0045661 |  |  | BUNNINGS WAREHOUSE MT ISA | BUNNINGS WAREHOUSE MT ISA | 0045661 | POPE |  |  |  |  | https://www.bunnings.com.au/pope-18mm-x-30m-legacy18-garden-hose_p0045661 | [10 empty] | Enriched | 40142008 Water hoses | HOSE | BRAIDED | TYPE | GARDEN | NOMINAL SIZE | 18 MM ID | LENGTH | 30 M | END CONNECTION |  | MATERIAL | PVC | PRESSURE RATING |  | CERTIFICATION/STANDARD |  | ADDITIONAL FEATURES | [58 empty] | Production Completed
STP_009 - Lot4 | Data Enrichment | SCS | OK | 2023-07-21 | 10-08-2023 |  | 1287854 | 1287854 | EA | HOSE;GREASE LINES, FLEXIBLE |  |  | HOSE;TYPE:GREASE LINES, FLEXIBLE,MNFR:01)KRUPP,PTNO:01)42215-101-31 | EN_01)GREASE LINES, FLEXIBLE,01)KRUPP,01)42215-101-31 |  |  | KRUPP | KRUPP | 42215-101-31 | [5 empty] | URL NOT FOUND | [10 empty] | Cleansed | 40142000 Hoses | HOSE | NO MODIFIER | TYPE | GREASE LINES,FLEXIBLE | INSIDE DIAMETER |  | OUTSIDE DIAMETER |  | LENGTH |  | MATERIAL |  | MATERIAL SPECIFICATION |  | HAZARD CLASS |  | CERTIFICATION/STANDARD |  | ADDITIONAL FEATURES | [56 empty] | Production Completed
STP_009 - Lot4 | Data Enrichment | SCS | OK | 2023-07-21 | 10-08-2023 |  | 1385833 | 1385833 | EA | HOSE;GREASE LINES,HEADED FITTED TO FRAME |  |  | HOSE;TYPE:GREASE LINES,ADDITIONAL FEATURES EN:HEADED FITTED TO FRAME,MNFR:01)SRO TECHNOLOGY PTY LTD,PTNO:01)SRO GREASE LINES | EN_01)GREASE LINES,01)HEADED FITTED TO FRAME,01)SRO TECHNOLOGY PTY LTD,01)SRO GREASE LINES |  |  | SRO TECHNOLOGY PTY LTD | SRO TECHNOLOGY PTY LTD | [6 empty] | URL NOT FOUND | [10 empty] | Cleansed | 40142000 Hoses | HOSE | NO MODIFIER | TYPE | GREASE LINES | INSIDE DIAMETER |  | OUTSIDE DIAMETER |  | LENGTH |  | MATERIAL |  | MATERIAL SPECIFICATION |  | HAZARD CLASS |  | CERTIFICATION/STANDARD |  | ADDITIONAL FEATURES | HEADED FITTED TO FRAME | [55 empty] | Production Completed
STP_009 - Lot4 | Data Enrichment | SCS | OK | 2023-07-21 | 10-08-2023 |  | 1385892 | 1385892 | EA | HOSE;GROUP - POWER PACK TO WINCH - 8M |  |  | HOSE;ADDITIONAL FEATURES EN:GROUP - POWER PACK TO WINCH - 8M,MNFR:01)RME,PTNO:01)L0605270AA | 01)GROUP - POWER PACK TO WINCH,01)RME,01)L0605270AA |  |  | RME | RUSSELL MINERAL EQUIPMENT P/L | L0605270AA | [5 empty] | URL NOT FOUND | [10 empty] | Cleansed | 40142000 Hoses | HOSE | NO MODIFIER | TYPE |  | INSIDE DIAMETER |  | OUTSIDE DIAMETER |  | LENGTH |  | MATERIAL |  | MATERIAL SPECIFICATION |  | HAZARD CLASS |  | CERTIFICATION/STANDARD |  | ADDITIONAL FEATURES | GROUP - POWER PACK TO WINCH - 8M | [55 empty] | Production Completed
STP_009 - Lot4 | Data Enrichment | SCS | OK | 2023-07-21 | 10-08-2023 |  | 1385975 | 1385975 | EA | HOSE;GROUP - POWER PACK TO WINCH - 8MPRI |  |  | HOSE;ADDITIONAL FEATURES EN:GROUP - POWER PACK TO WINCH - 8MPRICING,MNFR:01)RUSSELL MINERAL EQUIPMENT P/L,PTNO:01)L0605270AA | 01)GROUP - POWER PACK TO WINCH,01)RUSSELL MINERAL EQUIPMENT P,01)L0605270AA |  |  | RUSSELL MINERAL EQUIPMENT P/L | RUSSELL MINERAL EQUIPMENT P/L | L0605270AA | [5 empty] | URL NOT FOUND | [10 empty] | Cleansed | 40142000 Hoses | HOSE | NO MODIFIER | TYPE |  | INSIDE DIAMETER |  | OUTSIDE DIAMETER |  | LENGTH |  | MATERIAL |  | MATERIAL SPECIFICATION |  | HAZARD CLASS |  | CERTIFICATION/STANDARD |  | ADDITIONAL FEATURES | GROUP - POWER PACK TO WINCH - 8M PRICING | [55 empty] | Production Completed
STP_009 - Lot4 | Data Enrichment | SCS | OK | 2023-07-21 | 10-08-2023 |  | 1385793 | 1385793 | EA | HOSE;GROUP - POWERPACK TO HAMMER 750/150 |  |  | HOSE;ADDITIONAL FEATURES EN:GROUP - POWERPACK TO HAMMER 750/150,MNFR:01)RME,PTNO:01)10129179 | 01)GROUP - POWERPACK TO HAMMER,01)RME,01)10129179 |  |  | RME | RUSSELL MINERAL EQUIPMENT P/L | 10129179 | [5 empty] | URL NOT FOUND | [10 empty] | Cleansed | 40142000 Hoses | HOSE | NO MODIFIER | TYPE |  | INSIDE DIAMETER |  | OUTSIDE DIAMETER |  | LENGTH |  | MATERIAL |  | MATERIAL SPECIFICATION |  | HAZARD CLASS |  | CERTIFICATION/STANDARD |  | ADDITIONAL FEATURES | GROUP - POWER PACK TO HAMMER 750/150 | [55 empty] | Production Completed
STP_009 - Lot4 | Data Enrichment | SCS | OK | 2023-07-21 | 10-08-2023 |  | 1385762 | 1385762 | EA | HOSE;GROUP - POWERPACK TO HAMMER 750/150 |  |  | HOSE;ADDITIONAL FEATURES EN:GROUP - POWERPACK TO HAMMER 750/1500 S2 - 18M,MNFR:01)RUSSELL MINERAL EQUIPMENT P/L,PTNO:01)10129179 | 01)GROUP - POWERPACK TO HAMMER,01)RUSSELL MINERAL EQUIPMENT P,01)10129179 |  |  | RUSSELL MINERAL EQUIPMENT P/L | RUSSELL MINERAL EQUIPMENT P/L | 10129179 | [5 empty] | URL NOT FOUND | [10 empty] | Cleansed | 40142000 Hoses | HOSE | NO MODIFIER | TYPE |  | INSIDE DIAMETER |  | OUTSIDE DIAMETER |  | LENGTH |  | MATERIAL |  | MATERIAL SPECIFICATION |  | HAZARD CLASS |  | CERTIFICATION/STANDARD |  | ADDITIONAL FEATURES | GROUP - POWER PACK TO HAMMER 750/1500 S2 - 18M | [55 empty] | Production Completed
STP_009 - Lot4 | Data Enrichment | SCS | OK | 2023-07-21 | 10-08-2023 |  | 1292075 | 1292075 | EA | HOSE;HARD WALL, MINING,ID NB 350,LG 1 M |  |  | HOSE;HARD WALL, MINING,INSIDE DIAMETER:NB 350,LENGTH:1 M,MATERIAL:RUBBER,ADDITIONAL FEATURES EN:NONMETALLIC,MNFR:01)TRELBORG,PTNO: 01)CST-0000695-PIPE 8 | EN_01)HARD WALL, MINING,NB 350,1 M,EN_01)RUBBER,01)NONMETALLIC,01)TRELBORG,01)CST-0000695-PIPE 8 |  |  | TRELBORG | TRELBORG | CST-0000695-PIPE 8 | [5 empty] | URL NOT FOUND | [10 empty] | Cleansed | 40142013 Mining hose | HOSE | NO MODIFIER | TYPE | HARD WALL | INSIDE DIAMETER | NB 350 | OUTSIDE DIAMETER |  | LENGTH | 1 M | MATERIAL | RUBBER | MATERIAL SPECIFICATION |  | HAZARD CLASS |  | CERTIFICATION/STANDARD |  | ADDITIONAL FEATURES | FOR MINING | [55 empty] | Production Completed
STP_009 - Lot4 | Data Enrichment | SCS | OK | 2023-07-21 | 10-08-2023 |  | 1292076 | 1292076 | EA | HOSE;HARD WALL, MINING,ID NB 600,LG 1 M |  |  | HOSE;HARD WALL, MINING,INSIDE DIAMETER:NB 600,LENGTH:1 M,MATERIAL:RUBBER,ADDITIONAL FEATURES EN:NONMETALLIC,MNFR:01)TRELBORG,PTNO: 01)CST-0000695-PIPE 6 | EN_01)HARD WALL, MINING,NB 600,1 M,EN_01)RUBBER,01)NONMETALLIC,01)TRELBORG,01)CST-0000695-PIPE 6 |  |  | TRELBORG | TRELBORG | CST-0000695-PIPE 6 | [5 empty] | URL NOT FOUND | [10 empty] | Cleansed | 40142013 Mining hose | HOSE | NO MODIFIER | TYPE | HARD WALL | INSIDE DIAMETER | NB 600 | OUTSIDE DIAMETER |  | LENGTH | 1 M | MATERIAL | RUBBER | MATERIAL SPECIFICATION |  | HAZARD CLASS |  | CERTIFICATION/STANDARD |  | ADDITIONAL FEATURES | FOR MINING | [55 empty] | Production Completed
STP_009 - Lot4 | Data Enrichment | SCS | OK | 2023-07-21 | 10-08-2023 |  | 1385871 | 1385871 | EA | HOSE;HGH PRESS,ID 1/4 IN,LG 2 M,720 BAR |  |  | HOSE;TYPE:HIGH PRESSURE,INSIDE DIAMETER:1/4 IN,LENGTH:2 M,ADDITIONAL FEATURES EN:720 BAR,MNFR:01)ISADRAUL,PTNO:01)B-200P1-MDG-115 | EN_01)HIGH PRESSURE,1/4 IN,2 M,01)720 BAR,01)ISADRAUL,01)B-200P1-MDG-115 |  |  | ISADRAUL | ISADRAUL | B-200P1-MDG-115 | [5 empty] | URL NOT FOUND | [10 empty] | Cleansed | 40142000 Hoses | HOSE | NO MODIFIER | TYPE | HIGH PRESSURE | INSIDE DIAMETER | 1/4 IN | OUTSIDE DIAMETER |  | LENGTH | 2 M | MATERIAL |  | MATERIAL SPECIFICATION |  | HAZARD CLASS |  | CERTIFICATION/STANDARD |  | ADDITIONAL FEATURES | PRESSURE RATING:720 BAR | [55 empty] | Production Completed
STP_009 - Lot4 | Data Enrichment | SCS | OK | 2023-07-21 | 10-08-2023 |  | 1386016 | 1386016 | EA | HOSE;HMR, LOOP |  |  | HOSE;TYPE:HAMMER, LOOP,MNFR:01)RME,PTNO:01)10126683 | EN_01)HAMMER, LOOP,01)RME,01)10126683 |  |  | RME | RUSSELL MINERAL EQUIPMENT P/L | 10126683 | [5 empty] | URL NOT FOUND | [10 empty] | Cleansed | 40142000 Hoses | HOSE | NO MODIFIER | TYPE | HAMMER,LOOP | INSIDE DIAMETER |  | OUTSIDE DIAMETER |  | LENGTH |  | MATERIAL |  | MATERIAL SPECIFICATION |  | HAZARD CLASS |  | CERTIFICATION/STANDARD |  | ADDITIONAL FEATURES | [56 empty] | Production Completed
STP_009 - Lot4 | Data Enrichment | SCS | OK | 2023-07-21 | 10-08-2023 |  | 1288095 | 1288095 | EA | HOSE;ID 1.25 MM,OD 8 MM,LG 10 M |  |  | HOSE;INSIDE DIAMETER:1.25 MM,OUTSIDE DIAMETER:8 MM,LENGTH:10 M,MATERIAL:PLASTIC M,ADDITIONAL FEATURES EN:PUR, SERIES NO: PUN,MNFR: 01)OUTOKUMP;,PTNO:01)10342838 | 1.25 MM,8 MM,10 M,EN_01)PLASTIC M,01)PUR, SERIES NO: PUN,01)OUTOKUMP,01)10342838 |  |  | OUTOKUMP; | OUTOKUMP | 10342838 | [5 empty] | URL NOT FOUND | [10 empty] | Cleansed | 40142000 Hoses | HOSE | NO MODIFIER | TYPE |  | INSIDE DIAMETER | 1.25 MM | OUTSIDE DIAMETER | 8 MM | LENGTH | 10 M | MATERIAL | PLASTIC M | MATERIAL SPECIFICATION |  | HAZARD CLASS |  | CERTIFICATION/STANDARD |  | ADDITIONAL FEATURES | COLOR:PUR,SERIES:PUN | [54 empty] | SERIES NO: PUN | Production Completed
STP_009 - Lot4 | Data Enrichment | SCS | OK | 2023-07-21 | 10-08-2023 |  | 1386116 | 1386116 | EA | HOSE;ID 1/4 IN,LG 3 M |  |  | HOSE;INSIDE DIAMETER:1/4 IN,LENGTH:3 M,ADDITIONAL FEATURES EN:720 BAR, HP MDG COMP,MNFR:01)ISADRAUL,PTNO:01)B-300P1-MDG-115 | 1/4 IN,3 M,01)720 BAR, HP MDG COMP,01)ISADRAUL,01)B-300P1-MDG-115 |  |  | ISADRAUL | ISADRAUL | B-300P1-MDG-115 | [5 empty] | URL NOT FOUND | [10 empty] | Cleansed | 40142000 Hoses | HOSE | NO MODIFIER | TYPE |  | INSIDE DIAMETER | 1/4 IN | OUTSIDE DIAMETER |  | LENGTH | 3 M | MATERIAL |  | MATERIAL SPECIFICATION |  | HAZARD CLASS |  | CERTIFICATION/STANDARD |  | ADDITIONAL FEATURES | PRESSURE RATING:720 BAR,HP MDG COMPLETE | [55 empty] | Production Completed
STP_009 - Lot4 | Data Enrichment | SCS | OK | 2023-07-21 | 10-08-2023 |  | 1292268 | 1292268 | EA | HOSE;ID 1/4 IN,VITON,HI TEMP/MTR |  |  | HOSE;INSIDE DIAMETER:1/4 IN,MATERIAL:VITON,ADDITIONAL FEATURES EN:HI TEMP/MTR,MNFR:01)MEI,PTNO:01)BPM0004 | 1/4 IN,EN_01)VITON,01)HI TEMP/MTR,01)MEI,01)BPM0004 |  |  | MEI | MEI | BPM0004 | [5 empty] | URL NOT FOUND | [10 empty] | Cleansed | 40142000 Hoses | HOSE | NO MODIFIER | TYPE |  | INSIDE DIAMETER | 1/4 IN | OUTSIDE DIAMETER |  | LENGTH |  | MATERIAL | VITON | MATERIAL SPECIFICATION |  | HAZARD CLASS |  | CERTIFICATION/STANDARD |  | ADDITIONAL FEATURES | HIGHT TEMPERATURE MOTOR | [55 empty] | Production Completed
STP_009 - Lot4 | Data Enrichment | SCS | OK | 2023-07-21 | 10-08-2023 |  | 1287819 | 1287819 | EA | HOSE;ID 10 MM,OD 30 MM,LG 2.6 M,SI |  |  | HOSE;INSIDE DIAMETER:10 MM,OUTSIDE DIAMETER:30 MM,LENGTH:2.6 M,MATERIAL:SILICONE,MNFR:01)OUTOKUMP,PTNO:01)10342835 | 10 MM,30 MM,2.6 M,EN_01)SILICONE,01)OUTOKUMP,01)10342835 |  |  | OUTOKUMP | OUTOKUMP | 10342835 | [5 empty] | URL NOT FOUND | [10 empty] | Cleansed | 40142000 Hoses | HOSE | NO MODIFIER | TYPE |  | INSIDE DIAMETER | 10 MM | OUTSIDE DIAMETER | 30 MM | LENGTH | 2.6 M | MATERIAL | SILICONE | MATERIAL SPECIFICATION |  | HAZARD CLASS |  | CERTIFICATION/STANDARD |  | ADDITIONAL FEATURES | [56 empty] | Production Completed
STP_009 - Lot4 | Data Enrichment | SCS | OK | 2023-07-21 | 10-08-2023 |  | 1385942 | 1385942 | EA | HOSE;ID 13 MM,OD 15 MM,LG 20 M |  |  | HOSE;INSIDE DIAMETER:13 MM,OUTSIDE DIAMETER:15 MM,LENGTH:20 M,ADDITIONAL FEATURES EN:PRESSURE 25 BAR,MNFR:01)ELLIOTT TIMBER SALES PTY LTD,PTNO:01)4078500011136 | 13 MM,15 MM,20 M,01)PRESSURE 25 BAR,01)ELLIOTT TIMBER SALES PTY LT,01)4078500011136 |  |  | ELLIOTT TIMBER SALES PTY LTD | ELLIOTT TIMBER SALES PTY LTD | 4078500011136 | [5 empty] | URL NOT FOUND | [10 empty] | Cleansed | 40142000 Hoses | HOSE | NO MODIFIER | TYPE |  | INSIDE DIAMETER | 13 MM | OUTSIDE DIAMETER | 15 MM | LENGTH | 20 M | MATERIAL |  | MATERIAL SPECIFICATION |  | HAZARD CLASS |  | CERTIFICATION/STANDARD |  | ADDITIONAL FEATURES | PRESSURE RATING:25 BAR | [55 empty] | Production Completed
STP_009 - Lot4 | Data Enrichment | SCS | OK | 2023-07-21 | 10-08-2023 |  | 1386015 | 1386015 | EA | HOSE;ID 19 MM |  |  | HOSE;INSIDE DIAMETER:19 MM,ADDITIONAL FEATURES EN:18L, REFERENCE NO: 20572398,MNFR:01)J.BLACKWOOD AND SON LIMITED,PTNO:01)BW 2179034 | 19 MM,01)18L, REFERENCE NO: 20572398,01)J.BLACKWOOD & SON LIMITED,01)BW 2179034 |  |  | J.BLACKWOOD AND SON LIMITED | J.BLACKWOOD AND SON LIMITED | 02179034 | CONTINENTAL |  | 20572398 |  |  | https://www.blackwoods.com.au/p/02179034 | [10 empty] | Enriched | 40142006 Oil hoses | HOSE | FUEL | TYPE | FUEL/OIL | INSIDE DIAMETER | 19 MM | OUTSIDE DIAMETER | 29 MM | LENGTH | 30 M | MATERIAL | NITRILE SYNTHETIC RUBBER | PRESSURE RATING |  | TEMPERATURE RATING |  | COLOUR |  | HAZARD CLASS |  | CERTIFICATION/STANDARD |  | ADDITIONAL FEATURES | 18L,TEMPERATURE RATING:-20 TO 70 DEG C | [50 empty] | REFERENCE NO: 20572398 | Production Completed
STP_009 - Lot4 | Data Enrichment | SCS | OK | 2023-07-21 | 10-08-2023 |  | 1385873 | 1385873 | EA | HOSE;ID 19 MM,LG 20 M,18 MM |  |  | HOSE;INSIDE DIAMETER:19 MM,LENGTH:20 M,ADDITIONAL FEATURES EN:18 MM,MNFR:01)ELLIOTT TIMBER SALES PTY LTD,PTNO:01)4078500010962 | 19 MM,20 M,01)18 MM,01)ELLIOTT TIMBER SALES PTY LT,01)4078500010962 |  |  | ELLIOTT TIMBER SALES PTY LTD | ELLIOTT TIMBER SALES PTY LTD | 4078500010962 | GARDENA |  |  |  |  | https://www.gardena.com/au/products/watering/hoses/highflex-hose-19-mm-34-20-m-set/967309301.html | [10 empty] | Enriched | 40142008 Water hoses | HOSE | NO MODIFIER | TYPE | HIGHFLEX | INSIDE DIAMETER | 18 MM | OUTSIDE DIAMETER | 19 MM | LENGTH | 20 M | MATERIAL |  | MATERIAL SPECIFICATION |  | HAZARD CLASS |  | CERTIFICATION/STANDARD |  | ADDITIONAL FEATURES | PRESSURE RATING:30 BAR | [55 empty] | Production Completed
STP_009 - Lot4 | Data Enrichment | SCS | OK | 2023-07-21 | 10-08-2023 |  | 1287749 | 1287749 | EA | HOSE;ID 2.6 MM,OD 4 MM,LG 10 M,PLSTC |  |  | HOSE;INSIDE DIAMETER:2.6 MM,OUTSIDE DIAMETER:4 MM,LENGTH:10 M,MATERIAL:PLASTIC,ADDITIONAL FEATURES EN:PUR BLUE, SERIES NO: PUN, MNFR:01)OUTOKUMP,PTNO:01)10342960 | 2.6 MM,4 MM,10 M,EN_01)PLASTIC,01)PUR BLUE, SERIES NO: PUN,01)OUTOKUMP,01)10342960 |  |  | OUTOKUMP | OUTOKUMP | 10342960 | [5 empty] | URL NOT FOUND | [10 empty] | Cleansed | 40142000 Hoses | HOSE | NO MODIFIER | TYPE |  | INSIDE DIAMETER | 2.6 MM | OUTSIDE DIAMETER | 4 MM | LENGTH | 10 M | MATERIAL | PLASTIC | MATERIAL SPECIFICATION |  | HAZARD CLASS |  | CERTIFICATION/STANDARD |  | ADDITIONAL FEATURES | COLOR:PUR BLUE,SERIES:PUN | [54 empty] | SERIES NO: PUN | Production Completed
STP_009 - Lot4 | Data Enrichment | SCS | OK | 2023-07-21 | 10-08-2023 |  | 1288089 | 1288089 | EA | HOSE;ID 4 MM,OD 6 MM,LG 100 M,PLSTC |  |  | HOSE;INSIDE DIAMETER:4 MM,OUTSIDE DIAMETER:6 MM,LENGTH:100 M,MATERIAL:PLASTIC,ADDITIONAL FEATURES EN:7BAR, PUR BLUE,MNFR:01) OUTOKUMP,PTNO:01)10314650 | 4 MM,6 MM,100 M,EN_01)PLASTIC,01)7BAR, PUR BLUE,01)OUTOKUMP,01)10314650 |  |  | OUTOKUMP | OUTOKUMP | 10314650 | [5 empty] | URL NOT FOUND | [10 empty] | Cleansed | 40142000 Hoses | HOSE | NO MODIFIER | TYPE |  | INSIDE DIAMETER | 4 MM | OUTSIDE DIAMETER | 6 MM | LENGTH | 100 M | MATERIAL | PLASTIC | MATERIAL SPECIFICATION |  | HAZARD CLASS |  | CERTIFICATION/STANDARD |  | ADDITIONAL FEATURES | COLOR:PUR BLUE,PRESSURE RATING:7 BAR | [55 empty] | Production Completed
STP_009 - Lot4 | Data Enrichment | SCS | OK | 2023-07-21 | 10-08-2023 |  | 1385674 | 1385674 | EA | HOSE;ID 5/8 IN,LG 560 MM,OXY, PLATEMATE |  |  | HOSE;INSIDE DIAMETER:5/8 IN,LENGTH:560 MM,ADDITIONAL FEATURES EN:OXY, PLATEMATE,MNFR:01)WELDERS PRO SHOP,PTNO:01)OXY600 | 5/8 IN,560 MM,01)OXY, PLATEMATE,01)WELDERS PRO SHOP,01)OXY600 |  |  | WELDERS PRO SHOP | WELDERS PRO SHOP | OXY600 | [5 empty] | URL NOT FOUND | [10 empty] | Cleansed | 40142000 Hoses | HOSE | NO MODIFIER | TYPE |  | INSIDE DIAMETER | 5/8 IN | OUTSIDE DIAMETER |  | LENGTH | 560 MM | MATERIAL |  | MATERIAL SPECIFICATION |  | HAZARD CLASS |  | CERTIFICATION/STANDARD |  | ADDITIONAL FEATURES | OXY,PLATEMATE | [55 empty] | Production Completed
STP_009 - Lot4 | Data Enrichment | SCS | OK | 2023-07-21 | 10-08-2023 |  | 1386024 | 1386024 | EA | HOSE;ID 6 MM,VINYL PLASTIC CLEAR,TUBNG |  |  | HOSE;INSIDE DIAMETER:6 MM,MATERIAL:VINYL PLASTIC CLEAR,ADDITIONAL FEATURES EN:TUBING,MNFR:01)REECE PTY LTD,PTNO:01)3801210 | 6 MM,EN_01)VINYL PLASTIC CLEAR,01)TUBING,01)REECE PTY LTD,01)3801210 |  |  | REECE PTY LTD | REECE PTY LTD | 3801210 | [5 empty] | https://www.actrol.com.au/product/clear-plastic-vinyl-tubing-6mm-hose-3801210 | [10 empty] | Enriched | 40142008 Water hoses | HOSE | NO MODIFIER | TYPE |  | INSIDE DIAMETER | 6 MM | OUTSIDE DIAMETER |  | LENGTH | 30 M | MATERIAL | VINYL PLASTIC | MATERIAL SPECIFICATION |  | HAZARD CLASS |  | CERTIFICATION/STANDARD |  | ADDITIONAL FEATURES | COLOR:CLEAR,TUBING | [55 empty] | Production Completed
STP_009 - Lot4 | Data Enrichment | SCS | OK | 2023-07-21 | 10-08-2023 |  | 1386074 | 1386074 | EA | HOSE;ID 6.35 MM,LG 1.6 M |  |  | HOSE;INSIDE DIAMETER:6.35 MM,LENGTH:1.6 M,MNFR:01)MAKDIE,PTNO:01)85819554 | 6.35 MM,1.6 M,01)MAKDIE,01)85819554 |  |  | MAKDIE | MAKDIE | 85819554 | [5 empty] | URL NOT FOUND | [10 empty] | Cleansed | 40142000 Hoses | HOSE | NO MODIFIER | TYPE |  | INSIDE DIAMETER | 6.35 MM | OUTSIDE DIAMETER |  | LENGTH | 1.6 M | MATERIAL |  | MATERIAL SPECIFICATION |  | HAZARD CLASS |  | CERTIFICATION/STANDARD |  | ADDITIONAL FEATURES | [56 empty] | Production Completed
STP_009 - Lot4 | Data Enrichment | SCS | OK | 2023-07-21 | 10-08-2023 |  | 1288088 | 1288088 | EA | HOSE;ID 8 MM,OD 10 MM,LG 50 M,PA11 |  |  | HOSE;INSIDE DIAMETER:8 MM,OUTSIDE DIAMETER:10 MM,LENGTH:50 M,MATERIAL:PA11,ADDITIONAL FEATURES EN:F 15 BLUE,MNFR:01)OUTOKUMP,PTNO: 01)10314649 | 8 MM,10 MM,50 M,EN_01)PA11,01)F 15 BLUE,01)OUTOKUMP,01)10314649 |  |  | OUTOKUMP | OUTOKUMP | 10314649 | [5 empty] | URL NOT FOUND | [10 empty] | Cleansed | 40142000 Hoses | HOSE | NO MODIFIER | TYPE |  | INSIDE DIAMETER | 8 MM | OUTSIDE DIAMETER | 10 MM | LENGTH | 50 M | MATERIAL | POLYAMIDE 11 | MATERIAL SPECIFICATION |  | HAZARD CLASS |  | CERTIFICATION/STANDARD |  | ADDITIONAL FEATURES | COLOR:BLUE,F 15 | [55 empty] | Production Completed
STP_009 - Lot4 | Data Enrichment | SCS | OK | 2023-07-21 | 10-08-2023 | Partially Match ¦ URL for reference only | 1385821 | 1385821 | EA | HOSE;INTK, AIR,ENG |  |  | HOSE;TYPE:INTAKE, AIR,ADDITIONAL FEATURES EN:ENG,MNFR:01)RGMMAIN,PTNO:01)QME290237 | EN_01)INTAKE, AIR,01)ENG,01)RGMMAIN,01)QME290237 |  |  | RGMMAIN | RGMMAIN | QME290237 | [5 empty] | https://www.partsnext.com/mitsubishi/me290237-hose-eng-air-intake/ | [10 empty] | Cleansed | 40142002 Air hoses | HOSE | NO MODIFIER | TYPE | INTAKE,AIR | INSIDE DIAMETER |  | OUTSIDE DIAMETER |  | LENGTH |  | MATERIAL |  | MATERIAL SPECIFICATION |  | HAZARD CLASS |  | CERTIFICATION/STANDARD |  | ADDITIONAL FEATURES | ENG | [55 empty] | Production Completed
STP_009 - Lot4 | Data Enrichment | SCS | OK | 2023-07-21 | 10-08-2023 |  | 1386038 | 1386038 | EA | HOSE;JACKING, HIGH PRESSURE |  |  | HOSE;TYPE:JACKING, HIGH PRESSURE,ADDITIONAL FEATURES EN:3 MCUJ954 NO1 INVOICE: 24978,MNFR:01)ISADRAULICS,PTNO:01)PJH430MS | EN_01)JACKING, HIGH PRESSURE,01)3 MCUJ954 NO1 INVOICE: 2497,01)ISADRAULICS,01)PJH430MS |  |  | ISADRAULICS | ISADRAULICS | PJH430MS | [5 empty] | URL NOT FOUND | [10 empty] | Cleansed | 40142000 Hoses | HOSE | NO MODIFIER | TYPE | JACKING,HIGH PRESSURE | INSIDE DIAMETER |  | OUTSIDE DIAMETER |  | LENGTH |  | MATERIAL |  | MATERIAL SPECIFICATION |  | HAZARD CLASS |  | CERTIFICATION/STANDARD |  | ADDITIONAL FEATURES | 3 MCUJ954 NO1 INVOICE:24978 | [55 empty] | Production Completed
STP_009 - Lot4 | Data Enrichment | SCS | OK | 2023-07-21 | 10-08-2023 | URL for reference only | 1243085 | 1243085 | EA | HOSE;KOM,09483-10308 | MANGUERA;KOM,09483-10308 |  | HOSE;MNFR:KOMATSU,PTNO:09483-10308 | 01)EXCAVATOR,01)KOMATSU,01)450LC,HOSE | 09483-10308 | 1032761 | KOMATSU | KOMATSU | 09483-10308 | [5 empty] | https://k-part.777parts.org/spare/komatsu/09483-10308/ | [10 empty] | Cleansed | 40142000 Hoses | HOSE | NO MODIFIER | TYPE |  | INSIDE DIAMETER |  | OUTSIDE DIAMETER |  | LENGTH |  | MATERIAL |  | MATERIAL SPECIFICATION |  | HAZARD CLASS |  | CERTIFICATION/STANDARD |  | ADDITIONAL FEATURES | FOR EXCAVATOR 450LC | [55 empty] | Production Completed
STP_009 - Lot4 | Data Enrichment | SCS | OK | 2023-07-21 | 10-08-2023 |  | 1287682 | 1287682 | EA | HOSE;LG 50 M,PVC FABRIC REINFORCEMENT |  |  | HOSE;LENGTH:50 M,MATERIAL:PVC FABRIC REINFORCEMENT,ADDITIONAL FEATURES EN:34/25,MNFR:01)OUTOKUMP,PTNO:01)10314655 | 50 M,EN_01)PVC FABRIC REINFORCEMENT,01)34/25,01)OUTOKUMP,01)10314655 |  |  | OUTOKUMP | OUTOKUMP | 10314655 | [5 empty] | URL NOT FOUND | [10 empty] | Cleansed | 40142000 Hoses | HOSE | NO MODIFIER | TYPE |  | INSIDE DIAMETER |  | OUTSIDE DIAMETER |  | LENGTH | 50 M | MATERIAL | FABRIC REINFORCEMENT PVC | MATERIAL SPECIFICATION |  | HAZARD CLASS |  | CERTIFICATION/STANDARD |  | ADDITIONAL FEATURES | 34/25 | [55 empty] | Production Completed
STP_009 - Lot4 | Data Enrichment | SCS | OK | 2023-07-21 | 10-08-2023 |  | 1385708 | 1385708 | EA | HOSE;LP, HAMMER |  |  | HOSE;TYPE:LOOP, HAMMER,MNFR:01)RUSSELL MINERAL EQUIPMENT P/L,PTNO:01)10126683 | EN_01)LOOP, HAMMER,01)RUSSELL MINERAL EQUIPMENT P,01)10126683 |  |  | RUSSELL MINERAL EQUIPMENT P/L | RUSSELL MINERAL EQUIPMENT P/L | 10126683 | [5 empty] | URL NOT FOUND | [10 empty] | Cleansed | 40142000 Hoses | HOSE | NO MODIFIER | TYPE | HAMMER,LOOP | INSIDE DIAMETER |  | OUTSIDE DIAMETER |  | LENGTH |  | MATERIAL |  | MATERIAL SPECIFICATION |  | HAZARD CLASS |  | CERTIFICATION/STANDARD |  | ADDITIONAL FEATURES | [56 empty] | Production Completed
STP_009 - Lot4 | Data Enrichment | SCS | OK | 2023-07-21 | 10-08-2023 |  | 1385668 | 1385668 | EA | HOSE;LYFLT,ID 40 MM,OD 43.6 MM,LG 100 M |  |  | HOSE;TYPE:LAYFLAT,INSIDE DIAMETER:40 MM,OUTSIDE DIAMETER:43.6 MM,LENGTH:100 M,MATERIAL:PVC,MNFR:01)J.BLACKWOOD AND SON LIMITED,PTNO: | EN_01)LAYFLAT,40 MM,43.6 MM,100 M,EN_01)PVC,01)J.BLACKWOOD & SON LIMITED,01)04820154 |  |  | J.BLACKWOOD AND SON LIMITED | J.BLACKWOOD AND SON LIMITED | 04820154 | SUNNYHOSE |  |  |  |  | https://nzsafetyblackwoods.co.nz/en/sunnyhose-heavy-duty-red-layflat-hose-40mm-metres--04820154 | [10 empty] | Enriched | 40142008 Water hoses | HOSE | NO MODIFIER | TYPE | LAYFLAT,HEAVY DUTY | INSIDE DIAMETER | 40 MM | OUTSIDE DIAMETER | 43.6 MM | LENGTH | 100 M | MATERIAL | PVC | MATERIAL SPECIFICATION |  | HAZARD CLASS |  | CERTIFICATION/STANDARD |  | ADDITIONAL FEATURES | COLOR:RED,PRESSURE RATING:145 PSI,TEMPERATURE RATING:-20 TO 54 DEG C | [55 empty] | Production Completed
STP_009 - Lot4 | Data Enrichment | SCS | OK | 2023-07-21 | 10-08-2023 |  | 1292166 | 1292166 | EA | HOSE;MINING HARD WALL,ID NB 350,RUBR,NM |  |  | HOSE;TYPE:MINING HARD WALL,INSIDE DIAMETER:NB 350,LENGTH:500 MM,MATERIAL:RUBBER,ADDITIONAL FEATURES EN:NONMETALLIC,MNFR:01) TRELBORG,PTNO:01)CST-0000695-PIPE 7 | EN_01)MINING HARD WALL,NB 350,500 MM,EN_01)RUBBER,01)NONMETALLIC,01)TRELBORG,01)CST-0000695-PIPE 7 |  |  | TRELBORG | TRELBORG | CST-0000695-PIPE 7 | [5 empty] | URL NOT FOUND | [10 empty] | Cleansed | 40142013 Mining hose | HOSE | NO MODIFIER | TYPE | HARD WALL | INSIDE DIAMETER | NB 350 | OUTSIDE DIAMETER |  | LENGTH | 500 MM | MATERIAL | RUBBER | MATERIAL SPECIFICATION |  | HAZARD CLASS |  | CERTIFICATION/STANDARD |  | ADDITIONAL FEATURES | FOR MINING | [55 empty] | Production Completed
STP_009 - Lot4 | Data Enrichment | SCS | OK | 2023-07-21 | 10-08-2023 |  | 1288060 | 1288060 | EA | HOSE;MOTOR DRAIN,LG 10 M |  |  | HOSE;TYPE:MOTOR DRAIN,LENGTH:10 M,MNFR:01)PIRTEK,PTNO:01)SAE-100-R2-16 | EN_01)MOTOR DRAIN,10 M,01)PIRTEK,01)SAE-100-R2-16 |  |  | PIRTEK ISA FLUID CONNECTIONS PTY LT | PIRTEK ISA FLUID CONNECTIONS PTY LT | SAE-100-R2-16 | [5 empty] | URL NOT FOUND | [10 empty] | Cleansed | 40142000 Hoses | HOSE | NO MODIFIER | TYPE | MOTOR DRAIN | INSIDE DIAMETER |  | OUTSIDE DIAMETER |  | LENGTH | 10 M | MATERIAL |  | MATERIAL SPECIFICATION |  | HAZARD CLASS |  | CERTIFICATION/STANDARD |  | ADDITIONAL FEATURES | [56 empty] | Production Completed
STP_009 - Lot4 | Data Enrichment | SCS | OK | 2023-07-21 | 10-08-2023 |  | 1292308 | 1292308 | M | HOSE;NON METAL, BRAIDED,ID 10 MM,PVC |  |  | HOSE;NON METAL, BRAIDED,INSIDE DIAMETER:10 MM,OUTSIDE DIAMETER:16 MM,LENGTH:20 M/ROLL,MATERIAL:PVC,AS 2070-1999, AS/NZS 2554-1998 CL A,ADDITIONAL FEATURES EN:PRESSURE RATING: 1724 KPA, TEMPERATURE RATING: -10 TO 60 DEG C,MNFR:01)BLKWOODS,PTNO:01)04194103 | EN_01)NON METAL, BRAIDED,10 MM,16 MM,20 M/ROLL,EN_01)PVC,EN_01)AS 2070-1999, AS/NZS 255,01)PRESSURE RATING: 1724 KPA,01)BLKWOODS,01)04194103 |  |  | BLACKWOODS | BLACKWOODS | 04194103 | DIXON | H0201020 |  |  |  | https://www.blackwoods.com.au/hoses-hose-fittings/pvc-hose-food-grade/food-grade-hose-clear/hose-pvc-pressure-tmp-tpr-transluc-10mm/p/04194103 | https://australia.dixonvalve.com/en/products/pvc-tpr-food-grade-h020-hose/h0201020 | [9 empty] | Enriched | 40142012 Food and beverage hose | HOSE | BRAIDED | TYPE | FOOD GRADE | NOMINAL SIZE | 10 IDX16 OD MM | LENGTH | 20 M | END CONNECTION |  | MATERIAL | PVC | PRESSURE RATING | 250 PSI | CERTIFICATION/STANDARD | EEE,AS 2070-1999,AS/NZS 2554-1998 CL A | ADDITIONAL FEATURES | COLOR:CLEAR,TEMPERATURE RATING:-10 TO 60 DEG C | [56 empty] | TEMPERATURE RATING: -10 TO 60 DEG C | Production Completed
STP_009 - Lot4 | Data Enrichment | SCS | OK | 2023-07-21 | 10-08-2023 | URL for reference only | 1385696 | 1385696 | EA | HOSE;OXY,SUIT PLATEMATE |  |  | HOSE;TYPE:OXYGEN,ADDITIONAL FEATURES EN:SUIT PLATEMATE,MNFR:01)GLOBAL WELDING SUPPLIES (MT ISA),PTNO:01)CIGOKS30305 | EN_01)OXYGEN,01)SUIT PLATEMATE,01)GLOBAL WELDING SUPPLIES (MT,01)CIGOKS30305 |  |  | GLOBAL WELDING SUPPLIES (MT ISA) | GLOBAL WELDING SUPPLIES (MT ISA) | CIGOKS30305 | CIGWELD |  |  |  |  | https://www.weldingsupply.com.au/products/cigweld-hose-for-oxygen | [10 empty] | Cleansed | 40142002 Air hoses | HOSE | NO MODIFIER | TYPE | OXYGEN | INSIDE DIAMETER |  | OUTSIDE DIAMETER |  | LENGTH |  | MATERIAL |  | MATERIAL SPECIFICATION |  | HAZARD CLASS |  | CERTIFICATION/STANDARD |  | ADDITIONAL FEATURES | FOR PLATEMATE | [55 empty] | Production Completed
STP_009 - Lot4 | Data Enrichment | SCS | OK | 2023-07-21 | 10-08-2023 |  | 1385698 | 1385698 | EA | HOSE;RIB, OIL RESISTANT,ID 20 MM,PVC |  |  | HOSE;TYPE:RIBBED, OIL RESISTANT,INSIDE DIAMETER:20 MM,OUTSIDE DIAMETER:27.8 MM,LENGTH:100 M,MATERIAL:PVC,MNFR:01)J.BLACKWOOD AND SON | EN_01)RIBBED, OIL RESISTANT,20 MM,27.8 MM,100 M,EN_01)PVC,01)J.BLACKWOOD & SON LIMITED,01)07983394 |  |  | J.BLACKWOOD AND SON | J.BLACKWOOD AND SON LIMITED | 07983394 | DIXON |  | H21020100 |  |  | https://www.blackwoods.com.au/hoses-hose-fittings/pvc-hose/pvc-hose-air-water/hose-pvc-superflex-h21020-20mm/p/07983394 | [10 empty] | Enriched | 40142009 Air water gas multipurpose hoses | HOSE | NO MODIFIER | TYPE | RIBBED,OIL RESISTANT,SUPERFLEX | INSIDE DIAMETER | 20 MM | OUTSIDE DIAMETER | 27.8 MM | LENGTH | 100 M | MATERIAL | PVC | MATERIAL SPECIFICATION |  | HAZARD CLASS |  | CERTIFICATION/STANDARD | AS/NZS 2554 | ADDITIONAL FEATURES | COLOR:YELLOW,PRESSURE RATING:300 PSI,TEMPERATURE RATING:0 TO 60 DEG C | [55 empty] | Production Completed
STP_009 - Lot4 | Data Enrichment | SCS | OK | 2023-07-21 | 10-08-2023 |  | 1287816 | 1287816 | EA | HOSE;ROPEBOUND,ID 203 MM,LG 2.45 M |  |  | HOSE;TYPE:ROPEBOUND,INSIDE DIAMETER:203 MM,LENGTH:2.45 M,MNFR:01)LUDOMINP,PTNO:01)203NBX2450 | EN_01)ROPEBOUND,203 MM,2.45 M,01)LUDOMINP,01)203NBX2450 |  |  | LUDOMINP | LUDOMINP | 203NBX2450 | [5 empty] | URL NOT FOUND | [10 empty] | Cleansed | 40142000 Hoses | HOSE | NO MODIFIER | TYPE | ROPEBOUND | INSIDE DIAMETER | 203 MM | OUTSIDE DIAMETER |  | LENGTH | 2.45 M | MATERIAL |  | MATERIAL SPECIFICATION |  | HAZARD CLASS |  | CERTIFICATION/STANDARD |  | ADDITIONAL FEATURES | [56 empty] | Production Completed
STP_009 - Lot4 | Data Enrichment | SCS | OK | 2023-07-21 | 10-08-2023 |  | 1345290 | 1345290 | EA | HOSE;SUIT,GETMAN,1905601 |  |  | HOSE;ADDITIONAL FEATURES EN:SUIT,MNFR:01)GETMAN,PTNO:01)1905601 | 01)SUIT,01)GETMAN,01)1905601 |  |  | GETMAN | GETMAN | 1905601 | [5 empty] | URL NOT FOUND | [10 empty] | Cleansed | 40142000 Hoses | HOSE | NO MODIFIER | TYPE |  | INSIDE DIAMETER |  | OUTSIDE DIAMETER |  | LENGTH |  | MATERIAL |  | MATERIAL SPECIFICATION |  | HAZARD CLASS |  | CERTIFICATION/STANDARD |  | ADDITIONAL FEATURES | [56 empty] | Production Completed
STP_009 - Lot4 | Data Enrichment | SCS | OK | 2023-07-21 | 10-08-2023 |  | 1291860 | 1291860 | EA | HOSE;TOP OIL COOLER,LG 1.335 M,NM,PIRTEK |  |  | HOSE;TYPE:TOP OIL COOLER,LENGTH:1.335 M,ADDITIONAL FEATURES EN:NONMETALLIC,MNFR:01)PIRTEK,PTNO:01)NS250COMPTOPHOSE | EN_01)TOP OIL COOLER,1.335 M,01)NONMETALLIC,01)PIRTEK,01)NS250COMPTOPHOSE |  |  | PIRTEK ISA FLUID CONNECTIONS PTY LT | PIRTEK ISA FLUID CONNECTIONS PTY LT | NS250COMPTOPHOSE | [5 empty] | URL NOT FOUND |  |  | TOP OIL COOLER | [7 empty] | Cleansed | 40142000 Hoses | HOSE | NO MODIFIER | TYPE |  | INSIDE DIAMETER |  | OUTSIDE DIAMETER |  | LENGTH | 1.335 M | MATERIAL | NON-METALLIC | MATERIAL SPECIFICATION |  | HAZARD CLASS |  | CERTIFICATION/STANDARD |  | ADDITIONAL FEATURES | [56 empty] | Production Completed
STP_009 - Lot4 | Data Enrichment | SCS | OK | 2023-07-21 | 10-08-2023 |  | 1301114 | 1301114 | EA | HOSE;VAC,LG 30.5 M |  |  | HOSE;TYPE:VACUUM,LENGTH:30.5 M,ADDITIONAL FEATURES EN:TBE,102MM, AR180 SUC/DEL,MNFR:01)BUTLER,PTNO:01)KANAMAX-102 | EN_01)VACUUM,30.5 M,01)TBE,102MM, AR180 SUC/DEL,01)BUTLER,01)KANAMAX-102 |  |  | BUTLER | BUTLER | KANAMAX-102 | [5 empty] | https://mundays.com.au/rubber-arbrasion-hose-kanamax-102mm.html | [10 empty] | Enriched | 40142016 Vacuum hose | HOSE | VACUUM | TYPE | ARBRASION | INSIDE DIAMETER | 102 MM | OUTSIDE DIAMETER |  | LENGTH | 30.5 M | MATERIAL | RUBBER | PRESSURE RATING |  | TEMPERATURE RATING |  | HAZARD CLASS |  | CERTIFICATION/STANDARD |  | ADDITIONAL FEATURES | TBE,AR180 SUCTION/DELIVERY | [53 empty] | Production Completed
STP_009 - Lot4 | Data Enrichment | SCS | OK | 2023-07-21 | 10-08-2023 | URL for reference only | 1386055 | 1386055 | EA | HOSE;WTR,OIL COOL |  |  | HOSE;TYPE:WATER,ADDITIONAL FEATURES EN:OIL COOL,MNFR:01)MALOUF,PTNO:01)G62915536B | EN_01)WATER,01)OIL COOL,01)MALOUF,01)G62915536B |  |  | MALOUF | MALOUF | G62915536B | [5 empty] | https://www.jimellismazdaparts.com/products/HOSE--WATER/1947120/G62915536B.html |  |  | OIL COOLER | [7 empty] | Cleansed | 40142008 Water hoses | HOSE | NO MODIFIER | TYPE | WATER | INSIDE DIAMETER |  | OUTSIDE DIAMETER |  | LENGTH |  | MATERIAL |  | MATERIAL SPECIFICATION |  | HAZARD CLASS |  | CERTIFICATION/STANDARD |  | ADDITIONAL FEATURES | [56 empty] | Production Completed
STP_009 - Lot4 | Data Enrichment | SCS | OK | 2023-07-21 | 11-08-2023 |  | 1233131 | 1233131 | EA | HOSE;EPDM COMPOUND,MIMDWG |  |  | HOSE;MATERIAL:EPDM COMPOUND,ADDITIONAL FEATURES EN:NONMETALLIC, WALKING STICK, 8MM THICK,MNFR:01)MIMDWG,PTNO:01)165-6-273/ ,MK.36 | EN_01)EPDM COMPOUND,01)NONMETALLIC, WALKING STICK,01)MIMDWG,01)165-6-273/ ,MK.36 |  |  | MIMDWG | MIMDWG | 165-6-273/,MK.36 | [5 empty] | URL NOT FOUND | [10 empty] | CLEANSED | 40142000 Hoses | HOSE | NO MODIFIER | TYPE | NON METALLIC | INSIDE DIAMETER |  | OUTSIDE DIAMETER |  | LENGTH |  | MATERIAL | EPDM COMPOUND | MATERIAL SPECIFICATION |  | HAZARD CLASS |  | CERTIFICATION/STANDARD |  | ADDITIONAL FEATURES | WALKING STICK,THICKNESS:8 MM | [55 empty] | Production Completed
STP_009 - Lot4 | Data Enrichment | SCS | OK | 2023-07-21 | 11-08-2023 |  | 1287991 | 1287991 | EA | HOSE;FEED, MINE |  |  | HOSE;TYPE:FEED, MINE,MNFR:01)CUMI,PTNO:01)(SQ08687) SP-05 | EN_01)FEED, MINE,01)CUMI,01)(SQ08687) SP-05 |  |  | CUMI | CUMI | (SQ08687) SP-05 | [5 empty] | URL NOT FOUND | [10 empty] | CLEANSED | 40142000 Hoses | HOSE | NO MODIFIER | TYPE | FEED,MINE | INSIDE DIAMETER |  | OUTSIDE DIAMETER |  | LENGTH |  | MATERIAL |  | MATERIAL SPECIFICATION |  | HAZARD CLASS |  | CERTIFICATION/STANDARD |  | ADDITIONAL FEATURES | [56 empty] | Production Completed
STP_009 - Lot4 | Data Enrichment | SCS | OK | 2023-07-21 | 11-08-2023 |  | 1291825 | 1291825 | EA | HOSE;GARDEN,ID 18 MM,LG 20 M/ROLL,PVC,NM |  |  | HOSE;TYPE:GARDEN,INSIDE DIAMETER:18 MM,LENGTH:20 M/ROLL,MATERIAL:PVC,ADDITIONAL FEATURES EN:NONMETALLIC,MNFR:01)BLKWOODS,PTNO:01) 04267412 | EN_01)GARDEN,18 MM,20 M/ROLL,EN_01)PVC,01)NONMETALLIC,01)BLKWOODS,01)04267412 |  |  | BLACKWOODS | BLACKWOODS | 04267412 | GERDENA |  |  |  |  | https://www.blackwoods.com.au/hose-hose-fittings/garden-hose-fittings/garden-hose-various/hose-pvc-budgetmaster-18mm-x-20m-coil/p/04267412 | [10 empty] | CLEANSED | 40142000 Hoses | HOSE | NO MODIFIER | TYPE | GARDEN,NON METALLIC | INSIDE DIAMETER | 18 MM | OUTSIDE DIAMETER |  | LENGTH | 20 M/ROLL | MATERIAL | PVC | MATERIAL SPECIFICATION |  | HAZARD CLASS |  | CERTIFICATION/STANDARD |  | ADDITIONAL FEATURES | [56 empty] | Production Completed
STP_009 - Lot4 | Data Enrichment | SCS | OK | 2023-07-21 | 11-08-2023 | Processed based on Websource, Conflict w.r.t Input | 1287859 | 1287859 | EA | HOSE;GRS,ID 1/2 IN |  |  | HOSE;TYPE:GREASE,INSIDE DIAMETER:1/2 IN,MNFR:01)JAQUES,PTNO:01)381-8, SAE 100R2 | EN_01)GREASE,1/2 IN,01)JAQUES,01)381-8, SAE 100R2 |  |  | JAQUES | JAQUES | 381-8,SAE 100R2 | [5 empty] | https://ph.parker.com/ca/en/product/2-wire-braid-reinforcement-hydraulic-hose-series-381/381-8 | https://docs.rs-online.com/ef2b/0900766b814b12ce.pdf | [9 empty] | ENRICHED | 40142020 Hydraulic hose | HOSE | HYDRAULIC | TYPE | GREASE | INSIDE DIAMETER | 1/2 IN | OUTSIDE DIAMETER | 7/8 IN | LENGTH |  | PRESSURE RATING | 300 BAR | MATERIAL | SYNTHETIC RUBBER TUBE/COVER | REINFORCEMENT MATERIAL | 2 BRAIDS OF SPECIAL HIGH TENSILE STEEL WIRE | TEMPERATURE RATING | -40 TO 100 DEG C | BEND RADIUS | 7 IN | COLOUR |  | HAZARD CLASS |  | CERTIFICATION/STANDARD | EN 853 (TYPE 2SN),ISO 1436 (TYPE 2SN),SAE 100R2 | ADDITIONAL FEATURES | [48 empty] | Production Completed
STP_009 - Lot4 | Data Enrichment | SCS | OK | 2023-07-21 | 11-08-2023 |  | 1287659 | 1287659 | EA | HOSE;ID 3/8 IN,LG 1.8 M |  |  | HOSE;INSIDE DIAMETER:3/8 IN,LENGTH:1.8 M,ADDITIONAL FEATURES EN:C/W MALE COUPLING,MNFR:01)JAQUES,PTNO:01)74188-IT11 | 3/8 IN,1.8 M,01)C/W MALE COUPLING,01)JAQUES,01)74188-IT11 |  |  | JAQUES | JAQUES | 74188-IT11 | [5 empty] | URL NOT FOUND | [10 empty] | CLEANSED | 40141764 Hose assembly | HOSE | ASSEMBLY | TYPE |  | INSIDE DIAMETER | 3/8 IN | OUTSIDE DIAMETER |  | LENGTH | 1.8 M | CORE MATERIAL |  | CONNECTION 1 | MALE COUPLING | CONNECTION 2 | MALE COUPLING | FITTING MATERIAL |  | COVER MATERIAL |  | PRESSURE RATING |  | BURST PRESSURE RATING |  | TEMPERATURE RATING |  | REINFORCEMENT MATERIAL |  | BEND RADIUS |  | COLOUR |  | HAZARD CLASS |  | CERTIFICATION/STANDARD |  | ADDITIONAL FEATURES | [38 empty] | Production Completed
STP_009 - Lot4 | Data Enrichment | SCS | OK | 2023-07-21 | 11-08-2023 |  | 1288113 | 1288113 | EA | HOSE;ID 3/8 IN,LG 2.2 M |  |  | HOSE;INSIDE DIAMETER:3/8 IN,LENGTH:2.2 M,ADDITIONAL FEATURES EN:C/W FEMALE COUPLING,MNFR:01)JAQUES,PTNO:01)74188-IT10 | 3/8 IN,2.2 M,01)C/W FEMALE COUPLING,01)JAQUES,01)74188-IT10 |  |  | JAQUES | JAQUES | 74188-IT10 | [5 empty] | URL NOT FOUND | [10 empty] | CLEANSED | 40141764 Hose assembly | HOSE | ASSEMBLY | TYPE |  | INSIDE DIAMETER | 3/8 IN | OUTSIDE DIAMETER |  | LENGTH | 2.2 M | CORE MATERIAL |  | CONNECTION 1 | FEMALE COUPLING | CONNECTION 2 | FEMALE COUPLING | FITTING MATERIAL |  | COVER MATERIAL |  | PRESSURE RATING |  | BURST PRESSURE RATING |  | TEMPERATURE RATING |  | REINFORCEMENT MATERIAL |  | BEND RADIUS |  | COLOUR |  | HAZARD CLASS |  | CERTIFICATION/STANDARD |  | ADDITIONAL FEATURES | [38 empty] | Production Completed
STP_009 - Lot4 | Data Enrichment | SCS | OK | 2023-07-21 | 11-08-2023 |  | 1301998 | 1301998 | EA | HOSE;ID NB 300,LG 920 MM,MINEHOS |  |  | HOSE;INSIDE DIAMETER:NB 300,LENGTH:920 MM,ADDITIONAL FEATURES EN:MINEHOS,MNFR:01)TRELBORG,PTNO:01)TEPA-15762 | NB 300,920 MM,01)MINEHOS,01)TRELBORG,01)TEPA-15762 |  |  | TRELBORG | TRELBORG | TEPA-15762 | [5 empty] | URL NOT FOUND | [10 empty] | CLEANSED | 40142000 Hoses | HOSE | NO MODIFIER | TYPE | MINE | INSIDE DIAMETER | NB300 | OUTSIDE DIAMETER |  | LENGTH | 920 MM | MATERIAL |  | MATERIAL SPECIFICATION |  | HAZARD CLASS |  | CERTIFICATION/STANDARD |  | ADDITIONAL FEATURES | [56 empty] | Production Completed
STP_009 - Lot4 | Data Enrichment | SCS | OK | 2023-07-21 | 11-08-2023 |  | 1385774 | 1385774 | EA | HOSE;LG 1 M |  |  | HOSE;LENGTH:1 M,MNFR:01)ISADRAULICS,PTNO:01)HOSE TEST 20 90 DEG TO 1/4 GAU | 1 M,01)ISADRAULICS,01)HOSE TEST 20 90 DEG TO 1/4 |  |  | ISADRAULICS | ISADRAULICS | HOSE TEST 20 90 DEG TO 1/4 GAU | [5 empty] | URL NOT FOUND | [10 empty] | CLEANSED | 40142000 Hoses | HOSE | NO MODIFIER | TYPE |  | INSIDE DIAMETER |  | OUTSIDE DIAMETER |  | LENGTH | 1 M | MATERIAL |  | MATERIAL SPECIFICATION |  | HAZARD CLASS |  | CERTIFICATION/STANDARD |  | ADDITIONAL FEATURES | [56 empty] | Production Completed
STP_009 - Lot4 | Data Enrichment | SCS | OK | 2023-07-21 | 11-08-2023 |  | 1291978 | 1291978 | EA | HOSE;LG 1 M,NM,JAQUES,D79PS22418 |  |  | HOSE;LENGTH:1 M,ADDITIONAL FEATURES EN:NONMETALLIC,MNFR:01)JAQUES,PTNO:01)D79PS22418 | 1 M,01)NONMETALLIC,01)JAQUES,01)D79PS22418 |  |  | JAQUES | JAQUES | D79PS22418 | [5 empty] | URL NOT FOUND | [10 empty] | CLEANSED | 40142000 Hoses | HOSE | NO MODIFIER | TYPE | NON METALLIC | INSIDE DIAMETER |  | OUTSIDE DIAMETER |  | LENGTH | 1 M | MATERIAL |  | MATERIAL SPECIFICATION |  | HAZARD CLASS |  | CERTIFICATION/STANDARD |  | ADDITIONAL FEATURES | [56 empty] | Production Completed
STP_009 - Lot4 | Data Enrichment | SCS | OK | 2023-07-21 | 11-08-2023 |  | 1349784 | 1349784 | EA | HOSE;LG 1.5 M,NM,JAQUES,D79PS22416 |  |  | HOSE;LENGTH:1.5 M,ADDITIONAL FEATURES EN:NONMETALLIC,MNFR:01)JAQUES,PTNO:01)D79PS22416 | 1.5 M,01)NONMETALLIC,01)JAQUES,01)D79PS22416 |  |  | JAQUES | JAQUES | D79PS22416 | [5 empty] | URL NOT FOUND | [10 empty] | CLEANSED | 40142000 Hoses | HOSE | NO MODIFIER | TYPE | NON METALLIC | INSIDE DIAMETER |  | OUTSIDE DIAMETER |  | LENGTH | 1.5 M | MATERIAL |  | MATERIAL SPECIFICATION |  | HAZARD CLASS |  | CERTIFICATION/STANDARD |  | ADDITIONAL FEATURES | [56 empty] | Production Completed
STP_009 - Lot4 | Data Enrichment | SCS | OK | 2023-07-21 | 11-08-2023 |  | 1385641 | 1385641 | EA | HOSE;LG 10 M |  |  | HOSE;LENGTH:10 M,MNFR:01)ENZED,PTNO:01)ENZ-CUST-BSP1MML-10 | 10 M,01)ENZED,01)ENZ-CUST-BSP1MML-10 |  |  | Enzed Mount Isa(RKM Investments) | ENZED MOUNT ISA(RKM INVESTMENTS) | ENZ-CUST-BSP1MML-10 | [5 empty] | URL NOT FOUND | [10 empty] | CLEANSED | 40142000 Hoses | HOSE | NO MODIFIER | TYPE |  | INSIDE DIAMETER |  | OUTSIDE DIAMETER |  | LENGTH | 10 M | MATERIAL |  | MATERIAL SPECIFICATION |  | HAZARD CLASS |  | CERTIFICATION/STANDARD |  | ADDITIONAL FEATURES | [56 empty] | Production Completed
STP_009 - Lot4 | Data Enrichment | SCS | OK | 2023-07-21 | 11-08-2023 |  | 1385824 | 1385824 | EA | HOSE;LG 2.7 M,CODE 62-24 90/ST, 20 |  |  | HOSE;LENGTH:2.7 M,ADDITIONAL FEATURES EN:CODE 62-24 90/ST, 20,MNFR:01)ISADRAULICS,PTNO:01)9 AND 10 | 2.7 M,01)CODE 62-24 90/ST, 20,01)ISADRAULICS,01)9 & 10 |  |  | ISADRAULICS | ISADRAULICS | 9 AND 10 | [5 empty] | URL NOT FOUND | [10 empty] | CLEANSED | 40142000 Hoses | HOSE | NO MODIFIER | TYPE |  | INSIDE DIAMETER |  | OUTSIDE DIAMETER |  | LENGTH | 2.7 M | MATERIAL |  | MATERIAL SPECIFICATION |  | HAZARD CLASS |  | CERTIFICATION/STANDARD |  | ADDITIONAL FEATURES | CODE:62-24 90/ST,20 | [55 empty] | Production Completed
STP_009 - Lot4 | Data Enrichment | SCS | OK | 2023-07-21 | 11-08-2023 |  | 1386005 | 1386005 | EA | HOSE;LG 2.9 M,CODE 62-24 90/ST |  |  | HOSE;LENGTH:2.9 M,ADDITIONAL FEATURES EN:CODE 62-24 90/ST,MNFR:01)ISADRAULICS,PTNO:01)13 AND 14 | 2.9 M,01)CODE 62-24 90/ST,01)ISADRAULICS,01)13 & 14 |  |  | ISADRAULICS | ISADRAULICS | 13 AND 14 | [5 empty] | URL NOT FOUND | [10 empty] | CLEANSED | 40142000 Hoses | HOSE | NO MODIFIER | TYPE |  | INSIDE DIAMETER |  | OUTSIDE DIAMETER |  | LENGTH | 2.9 M | MATERIAL |  | MATERIAL SPECIFICATION |  | HAZARD CLASS |  | CERTIFICATION/STANDARD |  | ADDITIONAL FEATURES | CODE:62-24 90/ST | [55 empty] | Production Completed
STP_009 - Lot4 | Data Enrichment | SCS | OK | 2023-07-21 | 11-08-2023 |  | 1385777 | 1385777 | EA | HOSE;LG 4 M |  |  | HOSE;LENGTH:4 M,ADDITIONAL FEATURES EN:CODE 62-20 ST/ST BOTH ENDS, 16,MNFR:01)ISADRAULICS,PTNO:01)5 AND 6 | 4 M,01)CODE 62-20 ST/ST BOTH ENDS,01)ISADRAULICS,01)5 & 6 |  |  | ISADRAULICS | ISADRAULICS | 5 AND 6 | [5 empty] | URL NOT FOUND | [10 empty] | CLEANSED | 40142000 Hoses | HOSE | NO MODIFIER | TYPE |  | INSIDE DIAMETER |  | OUTSIDE DIAMETER |  | LENGTH | 4 M | MATERIAL |  | MATERIAL SPECIFICATION |  | HAZARD CLASS |  | CERTIFICATION/STANDARD |  | ADDITIONAL FEATURES | CODE:62-20 ST/ST BOTH ENDS,16 | [55 empty] | Production Completed
STP_009 - Lot4 | Data Enrichment | SCS | OK | 2023-07-21 | 11-08-2023 |  | 1386119 | 1386119 | EA | HOSE;LG 5 M |  |  | HOSE;LENGTH:5 M,MNFR:01)ENZED,PTNO:01)ENZ-CUST-BSP1MML-5 | 5 M,01)ENZED,01)ENZ-CUST-BSP1MML-5 |  |  | Enzed Mount Isa(RKM Investments) | ENZED MOUNT ISA(RKM INVESTMENTS) | ENZ-CUST-BSP1MML-5 | [5 empty] | URL NOT FOUND | [10 empty] | CLEANSED | 40142000 Hoses | HOSE | NO MODIFIER | TYPE |  | INSIDE DIAMETER |  | OUTSIDE DIAMETER |  | LENGTH | 5 M | MATERIAL |  | MATERIAL SPECIFICATION |  | HAZARD CLASS |  | CERTIFICATION/STANDARD |  | ADDITIONAL FEATURES | [56 empty] | Production Completed
STP_009 - Lot4 | Data Enrichment | SCS | OK | 2023-07-21 | 11-08-2023 |  | 1278168 | 1278168 | EA | HOSE,ASSY;DISCHARGE PIPE |  |  | HOSE,ASSEMBLY;TYPE:DISCHARGE PIPE,ADDITIONAL FEATURES EN:5100.211 ABOVE INCL HARD FACING TO INTERNAL ARE,OUPLING AND GALVANISEDPIPE CLAMP,MNFR:01)XYLEM WATER SOLUTIONS AUS LTD,PTNO:01)11-DIS-5100.211.1450 | 01)XYLEM WATER SOLUTIONS AUS L,01)11-DIS-5100.211.1450,EN_01)DISCHARGE PIPE,01)5100.211 ABOVE INCL HARD FA,02)OUPLING AND GALVANISEDPIPE |  |  | XYLEM WATER SOLUTIONS AUS LTD | XYLEM WATER SOLUTIONS AUS LTD | 11-DIS-5100.211.1450 | [5 empty] | URL NOT FOUND | [10 empty] | CLEANSED | 40141764 Hose assembly | HOSE | ASSEMBLY | TYPE | DISCHARGE PIPE | INSIDE DIAMETER |  | OUTSIDE DIAMETER |  | LENGTH |  | CORE MATERIAL |  | CONNECTION 1 |  | CONNECTION 2 |  | FITTING MATERIAL |  | COVER MATERIAL |  | PRESSURE RATING |  | BURST PRESSURE RATING |  | TEMPERATURE RATING |  | REINFORCEMENT MATERIAL |  | BEND RADIUS |  | COLOUR |  | HAZARD CLASS |  | CERTIFICATION/STANDARD |  | ADDITIONAL FEATURES | ABOVE INCL HARD FACING TO INTERNAL ARE COUPLING AND GALVANISED PIPE CLAMP | [37 empty] | Production Completed
STP_009 - Lot4 | Data Enrichment | SCS | OK | 2023-07-21 | 11-08-2023 |  | 1301111 | 1301111 | M | HOSE,ASSY;FAN BORE PUMP,TOTEDEN |  |  | HOSE,ASSEMBLY;ADDITIONAL FEATURES EN:FAN BORE PUMP,MNFR:01)TOTEDEN,PTNO:01)100406955 | 01)TOTEDEN,01)100406955,01)FAN BORE PUMP |  |  | TOTEDEN | TOTEDEN | 100406955 | [5 empty] | URL NOT FOUND |  |  | FAN BORE PUMP | [7 empty] | CLEANSED | 40141764 Hose assembly | HOSE | ASSEMBLY | TYPE |  | INSIDE DIAMETER |  | OUTSIDE DIAMETER |  | LENGTH |  | CORE MATERIAL |  | CONNECTION 1 |  | CONNECTION 2 |  | FITTING MATERIAL |  | COVER MATERIAL |  | PRESSURE RATING |  | BURST PRESSURE RATING |  | TEMPERATURE RATING |  | REINFORCEMENT MATERIAL |  | BEND RADIUS |  | COLOUR |  | HAZARD CLASS |  | CERTIFICATION/STANDARD |  | ADDITIONAL FEATURES | [38 empty] | Production Completed
STP_009 - Lot4 | Data Enrichment | SCS | OK | 2023-07-21 | 11-08-2023 |  | 1291407 | 1291407 | EA | HOSE,ASSY;HEAVY DUTY SUCTION,ID NB 50 |  |  | HOSE,ASSEMBLY;TYPE:HEAVY DUTY SUCTION,INSIDE DIAMETER:NB 50,LENGTH:20 M/ROLL,CORE MATERIAL:RUBBER SYNTHETIC ADHESIVE SEAMLESS, FIBRE BRAID OIL IMPREGNATED, RUBBER ADHESIVE MILDEW RESISTANT,TEMPERATURE RATING:-54 TO 121 DEG C,FIBRE 1 BRAID, HIGH TENSILE STEEL WIRE 1 BRAID,COLOUR:GREY,CERTIFICATION/STANDARD:IB-1030 FOR TSO,ADDITIONAL FEATURES EN:NONMETALLIC, TANK HOUSE CELL UPGRADE, PLASTIC,MNFR:01)POWELLIN,PTNO:01)02000051020,MNFR:02)SPIRALIT,PTNO:02)111 | 01)POWELLIN,02)SPIRALIT,01)02000051020,02)111,EN_01)HEAVY DUTY SUCTION,NB 50,20 M/ROLL,RUBBER SYNTHETIC ADHESIVE SEAM,EN_01)FIBRE BRAID OIL IMPREGNA,-54 TO 121 DEG C,EN_01)FIBRE 1 BRAID, HIGH TENS,GREY,EN_01)IB-1030 FOR TSO,01)NONMETALLIC, TANK HOUSE CEL |  |  | SPIRALIT | POWELLIN | 02000051020 |  | SPIRALIT | 111 |  |  | URL NOT FOUND | [10 empty] | CLEANSED | 40141764 Hose assembly | HOSE | ASSEMBLY | TYPE | HEAVY DUTY SUCTION,NON METALLIC | INSIDE DIAMETER | NB 50 | OUTSIDE DIAMETER |  | LENGTH | 20 M/ROLL | CORE MATERIAL | RUBBER SYNTHETIC ADHESIVE SEAMLESS,FIBRE BRAID OIL IMPREGNATED,RUBBER ADHESIVE MILDEW RESISTANT | CONNECTION 1 |  | CONNECTION 2 |  | FITTING MATERIAL |  | COVER MATERIAL | PLASTIC | PRESSURE RATING |  | BURST PRESSURE RATING |  | TEMPERATURE RATING | -54 TO 121 DEG C | REINFORCEMENT MATERIAL | FIBRE 1 BRAID,HIGH TENSILE STEEL WIRE 1 BRAID | BEND RADIUS |  | COLOUR | GREY | HAZARD CLASS |  | CERTIFICATION/STANDARD | IB-1030 | ADDITIONAL FEATURES | FOR TSO,TANK HOUSE CELL UPGRADE | [37 empty] | Production Completed
STP_009 - Lot4 | Data Enrichment | SCS | OK | 2023-07-21 | 11-08-2023 |  | 1278240 | 1278240 | EA | HOSE,ASSY;ID 9/16 IN,LG 20 M,3200 BAR |  |  | HOSE,ASSEMBLY;INSIDE DIAMETER:9/16 IN,LENGTH:20 M,PRESSURE RATING:3200 BAR,ADDITIONAL FEATURES EN:6/6 PRICES,MNFR:01)TRHC T/A METCO,PTNO:01)HP-0111 | 01)TRHC T/A METCO,01)HP-0111,9/16 IN,20 M,3200 BAR,01)6/6 PRICES |  |  | TRHC T/A METCO | TRHC T/A METCO | HP-0111 | [5 empty] | URL NOT FOUND | [10 empty] | CLEANSED | 40141764 Hose assembly | HOSE | ASSEMBLY | TYPE |  | INSIDE DIAMETER | 9/16 IN | OUTSIDE DIAMETER |  | LENGTH | 20 M | CORE MATERIAL |  | CONNECTION 1 |  | CONNECTION 2 |  | FITTING MATERIAL |  | COVER MATERIAL |  | PRESSURE RATING | 3200 BAR | BURST PRESSURE RATING |  | TEMPERATURE RATING |  | REINFORCEMENT MATERIAL |  | BEND RADIUS |  | COLOUR |  | HAZARD CLASS |  | CERTIFICATION/STANDARD |  | ADDITIONAL FEATURES | 6/6 PRICES | [37 empty] | Production Completed
STP_009 - Lot4 | Data Enrichment | SCS | OK | 2023-07-21 | 11-08-2023 |  | 1289608 | 1289608 | EA | HOSE,ASSY;LG 24 IN,1/2 IN-14 NPT,NO 10 |  |  | HOSE,ASSEMBLY;LENGTH:24 IN,CONNECTION 1:1/2 IN-14 NPT,CONNECTION 2:JIC 7/8 IN-14,ADDITIONAL FEATURES EN:NO 10,MNFR:01)STATEWID, PTNO:01)WEX2501041 | 01)STATEWID,01)WEX2501041,24 IN,EN_01)1/2 IN-14 NPT,EN_01)JIC 7/8 IN-14,01)NO 10 |  |  | STATEWID | STATEWID | WEX2501041 | [5 empty] | URL NOT FOUND | [10 empty] | CLEANSED | 40141764 Hose assembly | HOSE | ASSEMBLY | TYPE |  | INSIDE DIAMETER |  | OUTSIDE DIAMETER |  | LENGTH | 24 IN | CORE MATERIAL |  | CONNECTION 1 | 1/2 IN-14 NPT | CONNECTION 2 | 7/8 IN-14 JIC | FITTING MATERIAL |  | COVER MATERIAL |  | PRESSURE RATING |  | BURST PRESSURE RATING |  | TEMPERATURE RATING |  | REINFORCEMENT MATERIAL |  | BEND RADIUS |  | COLOUR |  | HAZARD CLASS |  | CERTIFICATION/STANDARD |  | ADDITIONAL FEATURES | NO:10 | [37 empty] | Production Completed
STP_009 - Lot4 | Data Enrichment | SCS | OK | 2023-07-21 | 11-08-2023 |  | 1352263 | 1352263 | EA | HOSE,ASSY;MTL, FILTER TO VALVE,R/ROYCE |  |  | HOSE,ASSEMBLY;,METAL, FILTER TO VALVE,MNFR:01)R/ROYCE,PTNO:01)OE29873/36 | 01)R/ROYCE,01)OE29873/36,EN_01)METAL, FILTER TO VALVE |  |  | R/ROYCE | R/ROYCE | OE29873/36 | [5 empty] | https://www.buyfilteronline.com/perkins-oe29873-36-1145093/ | [10 empty] | CLEANSED | 40141764 Hose assembly | HOSE | ASSEMBLY | TYPE | METAL | INSIDE DIAMETER |  | OUTSIDE DIAMETER |  | LENGTH |  | CORE MATERIAL |  | CONNECTION 1 |  | CONNECTION 2 |  | FITTING MATERIAL |  | COVER MATERIAL |  | PRESSURE RATING |  | BURST PRESSURE RATING |  | TEMPERATURE RATING |  | REINFORCEMENT MATERIAL |  | BEND RADIUS |  | COLOUR |  | HAZARD CLASS |  | CERTIFICATION/STANDARD |  | ADDITIONAL FEATURES | FILTER TO VALVE | [37 empty] | Production Completed
STP_009 - Lot4 | Data Enrichment | SCS | OK | 2023-07-21 | 11-08-2023 |  | 1348864 | 1348864 | EA | HOSE,ASSY;NON METAL, INTERCONNECTING HAM |  |  | HOSE,ASSEMBLY;TYPE:NON METAL, INTERCONNECTING HAMMER,MNFR:01)RME,PTNO:01)L06-05-150BA-R | 01)RME,01)L06-05-150BA-R,EN_01)NON METAL, INTERCONNECTI |  |  | RME | RME | L06-05-150BA-R | [5 empty] | URL NOT FOUND | [10 empty] | CLEANSED | 40141764 Hose assembly | HOSE | ASSEMBLY | TYPE | NON METAL,INTERCONNECTING HAMMER | INSIDE DIAMETER |  | OUTSIDE DIAMETER |  | LENGTH |  | CORE MATERIAL |  | CONNECTION 1 |  | CONNECTION 2 |  | FITTING MATERIAL |  | COVER MATERIAL |  | PRESSURE RATING |  | BURST PRESSURE RATING |  | TEMPERATURE RATING |  | REINFORCEMENT MATERIAL |  | BEND RADIUS |  | COLOUR |  | HAZARD CLASS |  | CERTIFICATION/STANDARD |  | ADDITIONAL FEATURES | [38 empty] | Production Completed
STP_009 - Lot4 | Data Enrichment | SCS | OK | 2023-07-21 | 11-08-2023 |  | 1233724 | 1233724 | EA | HOSE,ASSY;NON METAL, WASH WATER FLOW TUB |  |  | HOSE,ASSEMBLY;TYPE:NON METAL, WASH WATER FLOW TUBE,MNFR:01)YOKOGAWA,PTNO:01)AXF150G-PNAH1S-AA11-4NB/X1 | 01)YOKOGAWA,01)AXF150G-PNAH1S-AA11-4NB/X1,EN_01)NON METAL, WASH WATER FL |  |  | YOKOGAWA | YOKOGAWA | AXF150G-PNAH1S-AA11-4NB/X1 | [5 empty] | URL NOT FOUND | [10 empty] | CLEANSED | 40141764 Hose assembly | HOSE | ASSEMBLY | TYPE | NON METAL,WASH WATER FLOW TUBE | INSIDE DIAMETER |  | OUTSIDE DIAMETER |  | LENGTH |  | CORE MATERIAL |  | CONNECTION 1 |  | CONNECTION 2 |  | FITTING MATERIAL |  | COVER MATERIAL |  | PRESSURE RATING |  | BURST PRESSURE RATING |  | TEMPERATURE RATING |  | REINFORCEMENT MATERIAL |  | BEND RADIUS |  | COLOUR |  | HAZARD CLASS |  | CERTIFICATION/STANDARD |  | ADDITIONAL FEATURES | [38 empty] | Production Completed
STP_009 - Lot4 | Data Enrichment | SCS | OK | 2023-07-21 | 11-08-2023 |  | 1348603 | 1348603 | EA | HOSE,ASSY;NON METALLIC, DISCHARGE |  |  | HOSE,ASSEMBLY;NON METALLIC, DISCHARGE,INSIDE DIAMETER:305 MM,LENGTH:980 MM,CONNECTION 1:FLANGE TABLE E NB 350,CONNECTION 2:FLANGE TABLE E NB 350,ADDITIONAL FEATURES EN:NO WIRE,MNFR:01)LUDOWICI,PTNO:01)20-Q1187 | 01)LUDOWICI,01)20-Q1187,EN_01)NON METALLIC, DISCHARGE,305 MM,980 MM,EN_01)FLANGE TABLE E NB 350,EN_01)FLANGE TABLE E NB 350,01)NO WIRE |  |  | LUDOWICI | LUDOWICI | 20-Q1187 | [5 empty] | URL NOT FOUND | [10 empty] | CLEANSED | 40141764 Hose assembly | HOSE | ASSEMBLY | TYPE | NON METALLIC,DISCHARGE | INSIDE DIAMETER | 305 MM | OUTSIDE DIAMETER |  | LENGTH | 980 MM | CORE MATERIAL |  | CONNECTION 1 | FLANGE TABLE E NB 350 | CONNECTION 2 | FLANGE TABLE E NB 350 | FITTING MATERIAL |  | COVER MATERIAL |  | PRESSURE RATING |  | BURST PRESSURE RATING |  | TEMPERATURE RATING |  | REINFORCEMENT MATERIAL |  | BEND RADIUS |  | COLOUR |  | HAZARD CLASS |  | CERTIFICATION/STANDARD |  | ADDITIONAL FEATURES | NO WIRE | [37 empty] | Production Completed
STP_009 - Lot4 | Data Enrichment | SCS | OK | 2023-07-21 | 11-08-2023 |  | 1278369 | 1278369 | EA | HOSE,ASSY;RETURN HOSE,OD 2 IN,LG 2 M |  |  | HOSE,ASSEMBLY;TYPE:RETURN HOSE,OUTSIDE DIAMETER:2 IN,LENGTH:2 M,CONNECTION 1:JIC SWIVEL FEMALE STRAIGHT,TEMPERATURE RATING:90 DEG C,REINFORCEMENT MATERIAL:2 WIRE BURST SLEEVE,ADDITIONAL FEATURES EN:CODE 61-3SAE,MNFR:01)ISADRAULICS,PTNO:01)RETURN HOSE | 01)ISADRAULICS,01)RETURN HOSE,EN_01)RETURN HOSE,2 IN,2 M,EN_01)JIC SWIVEL FEMALE STRAIG,90 DEG C,EN_01)2 WIRE BURST SLEEVE,01)CODE 61-3SAE |  |  | ISADRAULICS | ISADRAULICS | 61-3SAE | [5 empty] | URL NOT FOUND | [10 empty] | CLEANSED | 40141764 Hose assembly | HOSE | ASSEMBLY | TYPE | RETURN HOSE | INSIDE DIAMETER |  | OUTSIDE DIAMETER | 2 IN | LENGTH | 2 M | CORE MATERIAL |  | CONNECTION 1 | JIC SWIVEL FEMALE STRAIGHT | CONNECTION 2 |  | FITTING MATERIAL |  | COVER MATERIAL |  | PRESSURE RATING |  | BURST PRESSURE RATING |  | TEMPERATURE RATING | 90 DEG C | REINFORCEMENT MATERIAL | 2 WIRE BURST SLEEVE | BEND RADIUS |  | COLOUR |  | HAZARD CLASS |  | CERTIFICATION/STANDARD |  | ADDITIONAL FEATURES | [38 empty] | Production Completed
STP_009 - Lot4 | Data Enrichment | SCS | OK | 2023-07-21 | 11-08-2023 |  | 1291556 | 1291556 | EA | HOSE,ASSY;STRATOFLEX,INGRAND,39126545 |  |  | HOSE,ASSEMBLY;ADDITIONAL FEATURES EN:STRATOFLEX,MNFR:01)INGRAND,PTNO:01)39126545 | 01)INGRAND,01)39126545,01)STRATOFLEX |  |  | INGRAND | INGRAND | 39126545 | [5 empty] | URL NOT FOUND | [10 empty] | CLEANSED | 40141764 Hose assembly | HOSE | ASSEMBLY | TYPE |  | INSIDE DIAMETER |  | OUTSIDE DIAMETER |  | LENGTH |  | CORE MATERIAL |  | CONNECTION 1 |  | CONNECTION 2 |  | FITTING MATERIAL |  | COVER MATERIAL |  | PRESSURE RATING |  | BURST PRESSURE RATING |  | TEMPERATURE RATING |  | REINFORCEMENT MATERIAL |  | BEND RADIUS |  | COLOUR |  | HAZARD CLASS |  | CERTIFICATION/STANDARD |  | ADDITIONAL FEATURES | BRAND:STRATOFLEX | [37 empty] | Production Completed
STP_009 - Lot4 | Data Enrichment | SCS | OK | 2023-07-21 | 11-08-2023 |  | 1352264 | 1352264 | EA | HOSE,ASSY;TUBE, METAL, PIPE,R/ROYCE |  |  | HOSE,ASSEMBLY;ADDITIONAL FEATURES EN:TUBE, METAL, PIPE,MNFR:01)R/ROYCE,PTNO:01)OE29872/33 | 01)R/ROYCE,01)OE29872/33,01)TUBE, METAL, PIPE |  |  | R/ROYCE | R/ROYCE | OE29872/33 | [5 empty] | https://www.powerpartspro.com/engine-parts/oem-perkins-engine-parts?start=24000 | http://bersamo.com/product_content.php?p=product&id=65&tblstart=6031&tblstart=24050 | [9 empty] | CLEANSED | 40141764 Hose assembly | HOSE | ASSEMBLY | TYPE | METAL | INSIDE DIAMETER |  | OUTSIDE DIAMETER |  | LENGTH |  | CORE MATERIAL |  | CONNECTION 1 |  | CONNECTION 2 |  | FITTING MATERIAL |  | COVER MATERIAL |  | PRESSURE RATING |  | BURST PRESSURE RATING |  | TEMPERATURE RATING |  | REINFORCEMENT MATERIAL |  | BEND RADIUS |  | COLOUR |  | HAZARD CLASS |  | CERTIFICATION/STANDARD |  | ADDITIONAL FEATURES | TUBE,PIPE | [37 empty] | Production Completed
STP_009 - Lot4 | Data Enrichment | SCS | OK | 2023-07-21 | 11-08-2023 |  | 1318877 | 1318877 | EA | HOSE,ASSY;VAC,ID NB 100,LG 30 M,NM, H2O |  |  | HOSE,ASSEMBLY;TYPE:VACUUM,INSIDE DIAMETER:NB 100,LENGTH:30 M,CORE MATERIAL:ELASTOMERIC COMPOUND,CONNECTION 1:FERRULE SWAGE, CONNECTION 2:FERRULE SWAGE,COVER MATERIAL:VAC RATED ABRASION RESISTANT,REINFORCEMENT MATERIAL:PVC SPIRAL,ADDITIONAL FEATURES EN: NONMETALLIC, H2O,MNFR:01)POWELL,PTNO:01)150VA/100 | 01)POWELL,01)150VA/100,EN_01)VACUUM,NB 100,30 M,ELASTOMERIC COMPOUND,EN_01)FERRULE SWAGE,EN_01)FERRULE SWAGE,EN_01)VAC RATED ABRASION RESIS,EN_01)PVC SPIRAL,01)NONMETALLIC, H2O |  |  | POWELL | POWELL | 150VA/100 | [5 empty] | URL NOT FOUND | [10 empty] | CLEANSED | 40141764 Hose assembly | HOSE | ASSEMBLY | TYPE | VACUUM,NON METALLIC,H2O | INSIDE DIAMETER | NB 100 | OUTSIDE DIAMETER |  | LENGTH | 30 M | CORE MATERIAL | ELASTOMERIC COMPOUND | CONNECTION 1 | FERRULE SWAGE | CONNECTION 2 | FERRULE SWAGE | FITTING MATERIAL |  | COVER MATERIAL |  | PRESSURE RATING |  | BURST PRESSURE RATING |  | TEMPERATURE RATING |  | REINFORCEMENT MATERIAL | PVC SPIRAL | BEND RADIUS |  | COLOUR |  | HAZARD CLASS |  | CERTIFICATION/STANDARD |  | ADDITIONAL FEATURES | VAC RATED ABRASION RESISTANT COVER | [37 empty] | Production Completed
STP_009 - Lot4 | Data Enrichment | SCS | OK | 2023-07-21 | 11-08-2023 |  | 1230917 | 1230917 | EA | HOSE,ASSY;Y-PIECE C/W SNAP-ON COUPLINGS |  |  | HOSE,ASSEMBLY;ADDITIONAL FEATURES EN:Y-PIECE C/W SNAP-ON COUPLINGS,MNFR:01)MIMDWG,PTNO:01)A151013-Y0070046,MNFR:02)ALFAGO,PTNO:02) 110-6-1338 | 01)MIMDWG,02)ALFAGO,01)A151013-Y0070046,02)110-6-1338,01)Y-PIECE C/W SNAP-ON COUPLIN |  |  | ALFAGO | MIMDWG | A151013-Y0070046 |  | ALFAGO | 110-6-1338 |  |  | URL NOT FOUND | [10 empty] | CLEANSED | 40141764 Hose assembly | HOSE | ASSEMBLY | TYPE |  | INSIDE DIAMETER |  | OUTSIDE DIAMETER |  | LENGTH |  | CORE MATERIAL |  | CONNECTION 1 |  | CONNECTION 2 |  | FITTING MATERIAL |  | COVER MATERIAL |  | PRESSURE RATING |  | BURST PRESSURE RATING |  | TEMPERATURE RATING |  | REINFORCEMENT MATERIAL |  | BEND RADIUS |  | COLOUR |  | HAZARD CLASS |  | CERTIFICATION/STANDARD |  | ADDITIONAL FEATURES | Y-PIECE C/W SNAP-ON COUPLINGS | [37 empty] | Production Completed
STP_009 - Lot4 | Data Enrichment | SCS | OK | 2023-07-21 | 11-08-2023 |  | 1352598 | 1352598 | EA | HOSE;AIR, RETRACTABLE |  |  | HOSE;TYPE:AIR, RETRACTABLE,MNFR:01)ATOM SUPPLY,PTNO:01)94368039 | EN_01)AIR, RETRACTABLE,01)ATOM SUPPLY,01)94368039 |  |  | ATOM SUPPLY | ATOM SUPPLY | 94368039 | [5 empty] | https://www.atom.com.au/reel-hose-500-series-low-pressure-bare-graco-94368039 | [10 empty] | ENRICHED | 40142000 Hoses | HOSE | RETRACTABLE | TYPE |  | MEDIA | AIR | INSIDE DIAMETER | 10 MM | OUTSIDE DIAMETER |  | LENGTH | 18 M | MATERIAL |  | PRESSURE RATING | 20 BAR | TEMPERATURE RATING |  | END CONNECTION | 3/8 IN BSPT | COIL DIAMETER |  | COLOUR |  | HAZARD CLASS |  | CERTIFICATION/STANDARD |  | ADDITIONAL FEATURES | [46 empty] | Production Completed
STP_009 - Lot4 | Data Enrichment | SCS | OK | 2023-07-21 | 11-08-2023 |  | 1319779 | 1319779 | EA | HOSE;MINE,ID 102 MM,CERAMIC LINED |  |  | HOSE;TYPE:MINE,INSIDE DIAMETER:102 MM,MATERIAL:CERAMIC LINED,ADDITIONAL FEATURES EN:758MM, 700KPA, C/W 1 FIXED T/E FLANGE, CUSTOM C,MNFR:01)TRELBORG,PTNO:01)ITM-0005078 TEPA-13672 | EN_01)MINE,102 MM,EN_01)CERAMIC LINED,01)758MM, 700KPA, C/W 1 FIXED,01)TRELBORG,01)ITM-0005078 TEPA-13672 |  |  | TRELBORG | TRELBORG | TEPA-13672 | [5 empty] | URL NOT FOUND |  | 0005078 | [9 empty] | 40142013 Mining hose | HOSE | NO MODIFIER | TYPE |  | INSIDE DIAMETER | 102 MM | OUTSIDE DIAMETER |  | LENGTH | 758 MM | MATERIAL | CERAMIC LINED | MATERIAL SPECIFICATION |  | HAZARD CLASS |  | CERTIFICATION/STANDARD |  | ADDITIONAL FEATURES | C/W (1) FIXED T/E FLANGE,CUSTOM C,PRESSURE RATING:700 KPA,FOR MINING | [55 empty] | Production Completed
STP_009 - Lot4 | Data Enrichment | SCS | OK | 2023-07-21 | 11-08-2023 |  | 1233135 | 1233135 | EA | HOSE;MINE,ID 152 MM,LG 800 MM,JETLINE |  |  | HOSE;TYPE:MINE,INSIDE DIAMETER:152 MM,LENGTH:800 MM,MATERIAL:WIRE REINFORCED,MNFR:01)JETLINE,PTNO:01)3901815 | EN_01)MINE,152 MM,800 MM,EN_01)WIRE REINFORCED,01)JETLINE,01)3901815 |  |  | JETLINE | JETLINE | 3901815 | [5 empty] | URL NOT FOUND | [11 empty] | 40142013 Mining hose | HOSE | NO MODIFIER | TYPE |  | INSIDE DIAMETER | 152 MM | OUTSIDE DIAMETER |  | LENGTH | 800 MM | MATERIAL | WIRE REINFORCED | MATERIAL SPECIFICATION |  | HAZARD CLASS |  | CERTIFICATION/STANDARD |  | ADDITIONAL FEATURES | FOR MINING | [55 empty] | Production Completed
STP_009 - Lot4 | Data Enrichment | SCS | OK | 2023-07-21 | 11-08-2023 |  | 1233134 | 1233134 | EA | HOSE;MINE,ID 203 MM,LG 2.45 M,JETLINE |  |  | HOSE;TYPE:MINE,INSIDE DIAMETER:203 MM,LENGTH:2.45 M,MATERIAL:WIRE REINFORCED,MNFR:01)JETLINE,PTNO:01)3901823 | EN_01)MINE,203 MM,2.45 M,EN_01)WIRE REINFORCED,01)JETLINE,01)3901823 |  |  | JETLINE | JETLINE | 3901823 | [5 empty] | URL NOT FOUND | [11 empty] | 40142013 Mining hose | HOSE | NO MODIFIER | TYPE |  | INSIDE DIAMETER | 203 MM | OUTSIDE DIAMETER |  | LENGTH | 2.45 M | MATERIAL | WIRE REINFORCED | MATERIAL SPECIFICATION |  | HAZARD CLASS |  | CERTIFICATION/STANDARD |  | ADDITIONAL FEATURES | FOR MINING | [55 empty] | Production Completed
STP_009 - Lot4 | Data Enrichment | SCS | OK | 2023-07-21 | 11-08-2023 |  | 1233136 | 1233136 | EA | HOSE;MINE,ID 254 MM,LG 2 M,JETLINE |  |  | HOSE;TYPE:MINE,INSIDE DIAMETER:254 MM,LENGTH:2 M,MATERIAL:WIRE REINFORCED,MNFR:01)JETLINE,PTNO:01)3901808 | EN_01)MINE,254 MM,2 M,EN_01)WIRE REINFORCED,01)JETLINE,01)3901808 |  |  | JETLINE | JETLINE | 3901808 | [5 empty] | URL NOT FOUND | [11 empty] | 40142013 Mining hose | HOSE | NO MODIFIER | TYPE |  | INSIDE DIAMETER | 254 MM | OUTSIDE DIAMETER |  | LENGTH | 2 M | MATERIAL | WIRE REINFORCED | MATERIAL SPECIFICATION |  | HAZARD CLASS |  | CERTIFICATION/STANDARD |  | ADDITIONAL FEATURES | FOR MINING | [55 empty] | Production Completed
STP_009 - Lot4 | Data Enrichment | SCS | OK | 2023-07-21 | 11-08-2023 |  | 1233137 | 1233137 | EA | HOSE;MINE,ID 305 MM,LG 1 M,JETLINE |  |  | HOSE;TYPE:MINE,INSIDE DIAMETER:305 MM,LENGTH:1 M,MATERIAL:WIRE REINFORCED,MNFR:01)JETLINE,PTNO:01)3901801 | EN_01)MINE,305 MM,1 M,EN_01)WIRE REINFORCED,01)JETLINE,01)3901801 |  |  | JETLINE | JETLINE | 3901801 | [5 empty] | URL NOT FOUND | [11 empty] | 40142013 Mining hose | HOSE | NO MODIFIER | TYPE |  | INSIDE DIAMETER | 305 MM | OUTSIDE DIAMETER |  | LENGTH | 1 M | MATERIAL | WIRE REINFORCED | MATERIAL SPECIFICATION |  | HAZARD CLASS |  | CERTIFICATION/STANDARD |  | ADDITIONAL FEATURES | FOR MINING | [55 empty] | Production Completed
STP_009 - Lot4 | Data Enrichment | SCS | OK | 2023-07-21 | 11-08-2023 | Manufacturer Details (MPN) not available | 1345933 | 1345933 | EA | HOSE;MINE,ID 400 MM,LG 4 M,RUBR |  |  | HOSE;TYPE:MINE,INSIDE DIAMETER:400 MM,LENGTH:4 M,MATERIAL:RUBBER,ADDITIONAL FEATURES EN:700KPA, TABLE E, ROTATING FIXED FLANGE ONE END,MNFR:01)TRELBORG,PTNO:01)ITM-0007991 | EN_01)MINE,400 MM,4 M,EN_01)RUBBER,01)700KPA, TABLE E, ROTATING F,01)TRELBORG,01)ITM-0007991 |  |  | TRELBORG | TRELBORG | [6 empty] | URL NOT FOUND |  | 0007991 | [9 empty] | 40142013 Mining hose | HOSE | NO MODIFIER | TYPE |  | INSIDE DIAMETER | 400 MM | OUTSIDE DIAMETER |  | LENGTH | 4 M | MATERIAL | RUBBER | MATERIAL SPECIFICATION |  | HAZARD CLASS |  | CERTIFICATION/STANDARD |  | ADDITIONAL FEATURES | PRESSURE RATING:700 KPA,TABLE E,ROTATING FIXED FLANGE ONE END,FOR MINING | [55 empty] | Production Completed
STP_009 - Lot4 | Data Enrichment | SCS | OK | 2023-07-21 | 11-08-2023 |  | 1318900 | 1318900 | EA | HOSE;MINE,ID 457 MM,LG 2.2 M,MIMDWG |  |  | HOSE;TYPE:MINE,INSIDE DIAMETER:457 MM,LENGTH:2.2 M,MATERIAL:WIRE REINFORCED,ADDITIONAL FEATURES EN:INTEGRAL FLANGES TO TABLE-D, WORKING PRESSURE: 520 KPA,MNFR:01)MIMDWG,PTNO:01)66-8-5157/ ,MK.33 | EN_01)MINE,457 MM,2.2 M,EN_01)WIRE REINFORCED,01)INTEGRAL FLANGES TO TABLE-D,01)MIMDWG,01)66-8-5157/ ,MK.33 |  |  | MIMDWG | MIMDWG | 66-8-5157/,MK.33 | [5 empty] | URL NOT FOUND | [11 empty] | 40142013 Mining hose | HOSE | NO MODIFIER | TYPE |  | INSIDE DIAMETER | 457 MM | OUTSIDE DIAMETER |  | LENGTH | 2.2 M | MATERIAL | WIRE REINFORCED | MATERIAL SPECIFICATION |  | HAZARD CLASS |  | CERTIFICATION/STANDARD |  | ADDITIONAL FEATURES | INTEGRAL FLANGES TO TABLE-D,PRESSURE RATING:520 KPA,FOR MINING | [54 empty] | WORKING PRESSURE: 520 KPA | Production Completed
STP_009 - Lot4 | Data Enrichment | SCS | OK | 2023-07-21 | 11-08-2023 |  | 1381952 | 1381952 | EA | HOSE;MINE,ID 76 MM,LG 1.2 M,JETLINE |  |  | HOSE;TYPE:MINE,INSIDE DIAMETER:76 MM,LENGTH:1.2 M,MATERIAL:WIRE REINFORCED,MNFR:01)JETLINE,PTNO:01)3901821 | EN_01)MINE,76 MM,1.2 M,EN_01)WIRE REINFORCED,01)JETLINE,01)3901821 |  |  | JETLINE | JETLINE | 3901821 | [5 empty] | URL NOT FOUND | [11 empty] | 40142013 Mining hose | HOSE | NO MODIFIER | TYPE |  | INSIDE DIAMETER | 76 MM | OUTSIDE DIAMETER |  | LENGTH | 1.2 M | MATERIAL | WIRE REINFORCED | MATERIAL SPECIFICATION |  | HAZARD CLASS |  | CERTIFICATION/STANDARD |  | ADDITIONAL FEATURES | FOR MINING | [55 empty] | Production Completed
STP_009 - Lot4 | Data Enrichment | SCS | OK | 2023-07-21 | 11-08-2023 |  | 1301149 | 1301149 | EA | HOSE;MINE,ID 76 MM,LG 1.5 M,FLSM,MIMDWG |  |  | HOSE;TYPE:MINE,INSIDE DIAMETER:76 MM,LENGTH:1.5 M,MATERIAL:WIRE REINFORCED,ADDITIONAL FEATURES EN:INTEGRAL FLANGES TO TABLE-D, WORKING PRESSURE: 520 KPA,MNFR:01)FLSMIDTH,PTNO:01)66-8-5157/ ,MK.20,MNFR:02)MIMDWG,PTNO:02)HWFRG0076-015 | EN_01)MINE,76 MM,1.5 M,EN_01)WIRE REINFORCED,01)INTEGRAL FLANGES TO TABLE-D,01)FLSMIDTH,02)MIMDWG,01)66-8-5157/ ,MK.20,02)HWFRG0076-015 |  |  | MIMDWG | FLSMIDTH | 66-8-5157/,MK.20 |  | MIMDWG | HWFRG0076-015 |  |  | URL NOT FOUND | [11 empty] | 40142013 Mining hose | HOSE | NO MODIFIER | TYPE |  | INSIDE DIAMETER | 76 MM | OUTSIDE DIAMETER |  | LENGTH | 1.5 M | MATERIAL | WIRE REINFORCED | MATERIAL SPECIFICATION |  | HAZARD CLASS |  | CERTIFICATION/STANDARD |  | ADDITIONAL FEATURES | INTEGRAL FLANGES TO TABLE-D,PRESSURE RATING:520 KPA,FOR MINING | [54 empty] | WORKING PRESSURE: 520 KPA | Production Completed
STP_009 - Lot4 | Data Enrichment | SCS | OK | 2023-07-21 | 11-08-2023 |  | 1233162 | 1233162 | EA | HOSE;MINE,ID NB 125,LG 1.8 M,TRELBORG |  |  | HOSE;TYPE:MINE,INSIDE DIAMETER:NB 125,LENGTH:1.8 M,MATERIAL:RUBBER NATURAL,ADDITIONAL FEATURES EN:1500 KPA W/P, 6 MM WALL, BEADED TABLE E, S/S 316 ENDS, MANDREL, 5MM, DIA SPRING WIRE AT 15MM PITCH, UV RESISTANT TOP COVER,MNFR:01)TRELBORG,PTNO:01)ITM-0005078- TEPA-08331 | EN_01)MINE,NB 125,1.8 M,EN_01)RUBBER NATURAL,01)1500 KPA W/P, 6 MM WALL, BE,02) DIA SPRING WIRE AT 15MM PI,01)TRELBORG,01)ITM-0005078-TEPA-08331 |  |  | TRELBORG | TRELBORG | TEPA-08331 | [5 empty] | URL NOT FOUND |  | 0005078 | [9 empty] | 40142013 Mining hose | HOSE | NO MODIFIER | TYPE |  | INSIDE DIAMETER | NB 125 | OUTSIDE DIAMETER |  | LENGTH | 1.8 M | MATERIAL | RUBBER NATURAL | MATERIAL SPECIFICATION |  | HAZARD CLASS |  | CERTIFICATION/STANDARD |  | ADDITIONAL FEATURES | PRESSURE RATING:1500 KPA,WALL THICKNESS:6 MM,BEADED TABLE E,316 STAINLESS STEEL ENDS,MANDREL,5MM DIA SPRING WIRE AT 15 MM PITCH,UV RESISTANT TOP COVER,FOR MINING | [55 empty] | Production Completed
STP_009 - Lot4 | Data Enrichment | SCS | OK | 2023-07-21 | 11-08-2023 |  | 1237016 | 1237016 | EA | HOSE;MINE,ID NB 200,LG 500 MM,TRELBORG |  |  | HOSE;TYPE:MINE,INSIDE DIAMETER:NB 200,LENGTH:500 MM,ADDITIONAL FEATURES EN:TABLE E FLANGE, ONE END FIXED ONE END LOOSE, 700 KPA WP,MNFR:01)TRELBORG,PTNO:01)TEPA-02867 | EN_01)MINE,NB 200,500 MM,01)TABLE E FLANGE, ONE END FIX,01)TRELBORG,01)TEPA-02867 |  |  | TRELBORG | TRELBORG | TEPA-02867 | [5 empty] | URL NOT FOUND | [11 empty] | 40142013 Mining hose | HOSE | NO MODIFIER | TYPE |  | INSIDE DIAMETER | NB 200 | OUTSIDE DIAMETER |  | LENGTH | 500 MM | MATERIAL |  | MATERIAL SPECIFICATION |  | HAZARD CLASS |  | CERTIFICATION/STANDARD |  | ADDITIONAL FEATURES | TABLE E FLANGE,ONE END FIXED ONE END LOOSE,700 KPA WP,FOR MINING | [55 empty] | Production Completed
STP_009 - Lot4 | Data Enrichment | SCS | OK | 2023-07-21 | 11-08-2023 |  | 1237017 | 1237017 | EA | HOSE;MINE,ID NB 250,LG 500 MM,TRELBORG |  |  | HOSE;TYPE:MINE,INSIDE DIAMETER:NB 250,LENGTH:500 MM,ADDITIONAL FEATURES EN:TABLE E FLANGE, ONE END FIXED ONE END LOOSE, 700 KPA WP,MNFR:01)TRELBORG,PTNO:01)TEPA-02800 | EN_01)MINE,NB 250,500 MM,01)TABLE E FLANGE, ONE END FIX,01)TRELBORG,01)TEPA-02800 |  |  | TRELBORG | TRELBORG | TEPA-02800 | [5 empty] | URL NOT FOUND | [11 empty] | 40142013 Mining hose | HOSE | NO MODIFIER | TYPE |  | INSIDE DIAMETER | NB 250 | OUTSIDE DIAMETER |  | LENGTH | 500 MM | MATERIAL |  | MATERIAL SPECIFICATION |  | HAZARD CLASS |  | CERTIFICATION/STANDARD |  | ADDITIONAL FEATURES | TABLE E FLANGE,ONE END FIXED ONE END LOOSE,700 KPA WP,FOR MINING | [55 empty] | Production Completed
STP_009 - Lot4 | Data Enrichment | SCS | OK | 2023-07-21 | 11-08-2023 |  | 1301454 | 1301454 | EA | HOSE;MINE,ID NB 280,LG 3.9 M,C/W,FLSM |  |  | HOSE;TYPE:MINE,INSIDE DIAMETER:NB 280,LENGTH:3.9 M,ADDITIONAL FEATURES EN:C/W,MNFR:01)FLSMIDTH,PTNO:01)999515 | EN_01)MINE,NB 280,3.9 M,01)C/W,01)FLSMIDTH,01)999515 |  |  | FLSMIDTH | FLSMIDTH | 999515 | [5 empty] | URL NOT FOUND | [11 empty] | 40142013 Mining hose | HOSE | NO MODIFIER | TYPE |  | INSIDE DIAMETER | NB 280 | OUTSIDE DIAMETER |  | LENGTH | 3.9 M | MATERIAL |  | MATERIAL SPECIFICATION |  | HAZARD CLASS |  | CERTIFICATION/STANDARD |  | ADDITIONAL FEATURES | FOR MINING | [55 empty] | Production Completed
STP_009 - Lot4 | Data Enrichment | SCS | OK | 2023-07-21 | 11-08-2023 |  | 1301300 | 1301300 | EA | HOSE;MINE,ID NB 289,LG 4 M,NF,FLSM |  |  | HOSE;TYPE:MINE,INSIDE DIAMETER:NB 289,LENGTH:4 M,ADDITIONAL FEATURES EN:W/ TABLE E FLANGES, ONE FIXED AND ONE FLOATING, OPERATEAT 700 KPA,18 MM THICK CERAMIC/RUBBER TUBE, MULTIPLE LAYERS POLYESTER CORD REI,NF,MNFR:01)FLSMIDTH,PTNO:01)953281 | EN_01)MINE,NB 289,4 M,01)W/ TABLE E FLANGES, ONE FIX,02)18 MM THICK CERAMIC/RUBBER,03)NF,01)FLSMIDTH,01)953281 |  |  | FLSMIDTH | FLSMIDTH | 953281 | [5 empty] | URL NOT FOUND | [11 empty] | 40142013 Mining hose | HOSE | NO MODIFIER | TYPE |  | INSIDE DIAMETER | NB 289 | OUTSIDE DIAMETER |  | LENGTH | 4 M | MATERIAL | MULTIPLE LAYERS POLYESTER CORD REINFORCED RUBBER | MATERIAL SPECIFICATION |  | HAZARD CLASS |  | CERTIFICATION/STANDARD |  | ADDITIONAL FEATURES | C/W TABLE E FLANGES,ONE FIXED AND ONE FLOATING,PRESSURE RATING:700 KPA,WALL THICKNESS:18 MM,CERAMIC TUBE,FOR MINING | [55 empty] | Production Completed
STP_009 - Lot4 | Data Enrichment | SCS | OK | 2023-07-21 | 11-08-2023 |  | 1348763 | 1348763 | EA | HOSE;MINE,ID NB 323,LG 2.9 M,R,LUDOMINP |  |  | HOSE;TYPE:MINE,INSIDE DIAMETER:NB 323,LENGTH:2.9 M,MATERIAL:RUBBER NATURAL SPRING WIRE REINFORCED,ADDITIONAL FEATURES EN:24 MM THK, MULTIPLE LAYERS, CORD REINFORCING, UV RESISTANT TOP COVE,R,MNFR:01)LUDOMINP,PTNO:01)323NBX2900 | EN_01)MINE,NB 323,2.9 M,EN_01)RUBBER NATURAL SPRING WI,01)24 MM THK, MULTIPLE LAYERS,02)R,01)LUDOMINP,01)323NBX2900 |  |  | LUDOMINP | LUDOMINP | 323NBX2900 | [5 empty] | URL NOT FOUND | [11 empty] | 40142013 Mining hose | HOSE | NO MODIFIER | TYPE |  | INSIDE DIAMETER | NB 323 | OUTSIDE DIAMETER |  | LENGTH | 2.9 M | MATERIAL | RUBBER NATURAL SPRING WIRE REINFORCED | MATERIAL SPECIFICATION |  | HAZARD CLASS |  | CERTIFICATION/STANDARD |  | ADDITIONAL FEATURES | WALL THICKNESS:24 MM,MULTIPLE LAYERS,CORD REINFORCING,UV RESISTANT TOP COVER,FOR MINING | [55 empty] | Production Completed