## Sheet1
Project | Activities | Production User | Production Comments | Start Date | End Date | Remarks | Griha ID | MATNR | MEINS | MAKTX_EN | MAKTX_ES | MAKTX_FR | TEXT_EN | Class_Char_Catted | MFRPN | MFRNR | MFRNR DES | MNFR | PTNO | Verified MNFR from web | MNFR 1 | PTNO 1 | MNFR 2 | PTNO 2 | Reference URL | Reference URL1 | Item Number | Equipment Type | Equipment Manufacturer | Equipment Model | Equipment Serial | DWG | DRAWING VERSION | POS/TAG | Unused Text | Enriched/Cleansed | UNSPSC Ver.23.07 | Noun | Modifier | Attribute Name 1 | Attribute Value 1 | Attribute Name 2 | Attribute Value 2 | Attribute Name 3 | Attribute Value 3 | Attribute Name 4 | Attribute Value 4 | Attribute Name 5 | Attribute Value 5 | Attribute Name 6 | Attribute Value 6 | Attribute Name 7 | Attribute Value 7 | Attribute Name 8 | Attribute Value 8 | Attribute Name 9 | Attribute Value 9 | Attribute Name 10 | Attribute Value 10 | Attribute Name 11 | Attribute Value 11 | Attribute Name 12 | Attribute Value 12 | Attribute Name 13 | Attribute Value 13 | Attribute Name 14 | Attribute Value 14 | Attribute Name 15 | Attribute Value 15 | Attribute Name 16 | Attribute Value 16 | Attribute Name 17 | Attribute Value 17 | Attribute Name 18 | Attribute Value 18 | Attribute Name 19 | Attribute Value 19 | Attribute Name 20 | Attribute Value 20 | Attribute Name 21 | Attribute Value 21 | Attribute Name 22 | Attribute Value 22 | Attribute Name 23 | Attribute Value 23 | Attribute Name 24 | Attribute Value 24 | Attribute Name 25 | Attribute Value 25 | Attribute Name 26 | Attribute Value 26 | Attribute Name 27 | Attribute Value 27 | Attribute Name 28 | Attribute Value 28 | Attribute Name 29 | Attribute Value 29 | Attribute Name 30 | Attribute Value 30 | Attribute Name 31 | Attribute Value 31 | Attribute Name 32 | Attribute Value 32 | Attribute Name 33 | Attribute Value 33 | Attribute Name 34 | Attribute Value 34 | Attribute Name 35 | Attribute Value 35 | Attribute Name 36 | Attribute Value 36 | Remaining_Information | Status
STP_009 - Lot4 | Data Enrichment | PVJ | OK | 2023-07-24 | 2023-07-25 | Processed based on Websource, Conflict w.r.t Input | 1387810 | 1387810 | EA | KIT;GARD,CK2290-3 |  |  |  |  | CK2290-3 | 3000280 | GARDNER DENVER | GARDNER DENVER | CK2290-3 | [5 empty] | https://www.jjairsystems.co.uk/product/ck2290-3-service-kit-c/ | [10 empty] | Enriched | 39121700 Electrical hardware and supplies | KIT | No Modifier | TYPE | SERVICE,GARD | CONTENTS |  | NUMBER OF ITEMS |  | HAZARD CLASS |  | CERTIFICATION/STANDARD |  | ADDITIONAL FEATURES | GARD | [61 empty] | Production Completed
STP_009 - Lot4 | Data Enrichment | PVJ | OK | 2023-07-24 | 2023-07-25 | Processed based on Websource, Conflict w.r.t Input | 1387808 | 1387808 | EA | KIT;GARD,CK4290-272-LS |  |  |  |  | CK4290-272-LS | 3000280 | GARDNER DENVER | GARDNER DENVER | CK4290-272-LS | [5 empty] | https://www.jjairsystems.co.uk/product/ck4290-272-ls-separator-kit-d-l132-l160/ | https://www.buyfilteronline.com/compair-ck4290-272-ls/ | [9 empty] | Enriched | 39121700 Electrical hardware and supplies | KIT | No Modifier | TYPE | SEPARATOR,GARD | CONTENTS |  | NUMBER OF ITEMS |  | HAZARD CLASS |  | CERTIFICATION/STANDARD |  | ADDITIONAL FEATURES | GARD | [61 empty] | Production Completed
STP_009 - Lot4 | Data Enrichment | PVJ | OK | 2023-07-24 | 2023-07-25 | Processed based on Websource, Conflict w.r.t Input | 1387809 | 1387809 | EA | KIT;GARD,CK8290-1 |  |  |  |  | CK8290-1 | 3000280 | GARDNER DENVER | GARDNER DENVER | CK8290-1 | [5 empty] | https://www.jjairsystems.co.uk/product/ck8290-1-major-service-kit-l132-l160/ | https://www.pmj-international.com/major-service-kit-ck8290-1.html | [9 empty] | Enriched | 39121700 Electrical hardware and supplies | KIT | No Modifier | TYPE | SERVICE,GARD | CONTENTS | AIR FILTER,OIL FILTER,SEPARATOR | NUMBER OF ITEMS |  | HAZARD CLASS |  | CERTIFICATION/STANDARD |  | ADDITIONAL FEATURES | GARD | [61 empty] | Production Completed
STP_009 - Lot4 | Data Enrichment | PVJ | OK | 2023-07-24 | 2023-07-25 | Processed based on Websource, Conflict w.r.t Input | 1234547 | 1234547 | EA | KIT;GEARBOX/BRAKE SEAL,RME |  |  | KIT;TYPE:GEARBOX/BRAKE SEAL,ADDITIONAL FEATURES EN:PARTS, REPLACEMENT, RELINER BOOM SLEW,MNFR:01)RME,PTNO:01)MSA02-BMO005.1S | 01)RME,01)MSA02-BMO005.1S,EN_01)GEARBOX/BRAKE SEAL,01)PARTS, REPLACEMENT, RELINER |  |  | RME | RME | MSA02-BMO005.1S | [5 empty] | URL NOT FOUND | [10 empty] | Cleansed | 25173823 Gearbox or transmission repair kit | KIT | No Modifier | TYPE | GEARBOX/BRAKE SEAL,REPLACEMENT | CONTENTS | RELINER SLEW BOOM | NUMBER OF ITEMS |  | HAZARD CLASS |  | CERTIFICATION/STANDARD |  | ADDITIONAL FEATURES | PARTS | [61 empty] | Production Completed
STP_009 - Lot4 | Data Enrichment | PVJ | OK | 2023-07-24 | 2023-07-25 | Processed based on Websource, Conflict w.r.t Input | 1319992 | 1319992 | EA | KIT;GEARBOX/BRAKE SEAL,RME |  |  | KIT;TYPE:GEARBOX/BRAKE SEAL,ADDITIONAL FEATURES EN:PARTS, REPLACEMENT, RELINER CLAMP GRP,MNFR:01)RME,PTNO:01)MSA02-GRP0010.1S | 01)RME,01)MSA02-GRP0010.1S,EN_01)GEARBOX/BRAKE SEAL,01)PARTS, REPLACEMENT, RELINER |  |  | RME | RME | MSA02-GRP0010.1S | [5 empty] | URL NOT FOUND | [10 empty] | Cleansed | 25173823 Gearbox or transmission repair kit | KIT | No Modifier | TYPE | GEARBOX/BRAKE SEAL,REPLACEMENT | CONTENTS | RELINER CLAMP GRIP | NUMBER OF ITEMS |  | HAZARD CLASS |  | CERTIFICATION/STANDARD |  | ADDITIONAL FEATURES | PARTS | [61 empty] | Production Completed
STP_009 - Lot4 | Data Enrichment | PVJ | OK | 2023-07-24 | 2023-07-25 | Processed based on Websource, Conflict w.r.t Input | 1319993 | 1319993 | EA | KIT;GEARBOX/BRAKE SEAL,RME |  |  | KIT;TYPE:GEARBOX/BRAKE SEAL,ADDITIONAL FEATURES EN:PARTS, REPLACEMENT, RELINER SLEW GRP,MNFR:01)RME,PTNO:01)MSA02-GRP0011.1S | 01)RME,01)MSA02-GRP0011.1S,EN_01)GEARBOX/BRAKE SEAL,01)PARTS, REPLACEMENT, RELINER |  |  | RME | RME | MSA02-GRP0011.1S | [5 empty] | URL NOT FOUND | [10 empty] | Cleansed | 25173823 Gearbox or transmission repair kit | KIT | No Modifier | TYPE | GEARBOX/BRAKE SEAL,REPLACEMENT | CONTENTS | RELINER SLEW GRIP | NUMBER OF ITEMS |  | HAZARD CLASS |  | CERTIFICATION/STANDARD |  | ADDITIONAL FEATURES | PARTS | [61 empty] | Production Completed
STP_009 - Lot4 | Data Enrichment | PVJ | OK | 2023-07-24 | 2023-07-25 | Processed based on Websource, Conflict w.r.t Input | 1319994 | 1319994 | EA | KIT;GEARBOX/BRAKE SEAL,RME |  |  | KIT;TYPE:GEARBOX/BRAKE SEAL,ADDITIONAL FEATURES EN:PARTS, REPLACEMENT, RELINER CART,MNFR:01)RME,PTNO:01)MSA02-LCD0013.2S | 01)RME,01)MSA02-LCD0013.2S,EN_01)GEARBOX/BRAKE SEAL,01)PARTS, REPLACEMENT, RELINER |  |  | RME | RME | MSA02-LCD0013.2S | [5 empty] | URL NOT FOUND | [10 empty] | Cleansed | 25173823 Gearbox or transmission repair kit | KIT | No Modifier | TYPE | GEARBOX/BRAKE SEAL,REPLACEMENT | CONTENTS | RELINER CART | NUMBER OF ITEMS |  | HAZARD CLASS |  | CERTIFICATION/STANDARD |  | ADDITIONAL FEATURES | PARTS | [61 empty] | Production Completed
STP_009 - Lot4 | Data Enrichment | PVJ | OK | 2023-07-24 | 2023-07-25 | Processed based on Websource, Conflict w.r.t Input | 1319995 | 1319995 | EA | KIT;GEARBOX/BRAKE SEAL,RME |  |  | KIT;TYPE:GEARBOX/BRAKE SEAL,ADDITIONAL FEATURES EN:PARTS, REPLACEMENT, RELINER TRAVEL DRIVE,MNFR:01)RME,PTNO:01)MSA02-BSD0017.1S | 01)RME,01)MSA02-BSD0017.1S,EN_01)GEARBOX/BRAKE SEAL,01)PARTS, REPLACEMENT, RELINER |  |  | RME | RME | MSA02-BSD0017.1S | [5 empty] | URL NOT FOUND | [10 empty] | Cleansed | 25173823 Gearbox or transmission repair kit | KIT | No Modifier | TYPE | GEARBOX/BRAKE SEAL,REPLACEMENT | CONTENTS | RELINER TRAVEL DRIVE | NUMBER OF ITEMS |  | HAZARD CLASS |  | CERTIFICATION/STANDARD |  | ADDITIONAL FEATURES | PARTS | [61 empty] | Production Completed
STP_009 - Lot4 | Data Enrichment | PVJ | OK_Suitable NM Not Found in Taxonomy | 2023-07-24 | 2023-07-25 | Suitable NM Not Found in Taxonomy | 1253131 | 1253131 | EA | KIT;HDW,DRIVING POINT,CCE13,PLP,D-DP13 | KIT; | KIT; | KIT;TYPE:HARDWARE,ADDITIONAL FEATURES EN:DRIVING POINT,CCE13,PLP,D-DP13 | 01)PREFORMED LINE PRODUCTS,01)D-DP13,01)PREFORMED LINE PRODUCTS,01)D-DP13,EN_01)HARDWARE,01)DRIVING POINT,CCE13,02)PLP,D-DP13 | D-DP13 | 1068388 | PREFORMED LINE PRODUCTS (AUST) | PREFORMED LINE PRODUCTS (AUST) | D-DP13 | [5 empty] | https://preformed.com/au/images/pdfs/Energy/Substations/PLP_Substations-2014_Full_Catalogue.pdf | [87 empty] | Production Completed
STP_009 - Lot4 | Data Enrichment | PVJ | OK_Suitable NM Not Found in Taxonomy | 2023-07-24 | 2023-07-25 | Suitable NM Not Found in Taxonomy | 1253128 | 1253128 | EA | KIT;HDW,DRIVING POINT,CTE13,PLP,D-DPT13 | KIT; | KIT; | KIT;TYPE:HARDWARE,ADDITIONAL FEATURES EN:DRIVING POINT,CTE13,PLP,D-DPT13 | 01)PREFORMED LINE PRODUCTS,01)D-DPT13,01)PREFORMED LINE PRODUCTS,01)D-DPT13,EN_01)HARDWARE,01)DRIVING POINT,CTE13,02)PLP,D-DPT13 | D-DPT13 | 1068388 | PREFORMED LINE PRODUCTS (AUST) | PREFORMED LINE PRODUCTS (AUST) | D-DPT13 | [5 empty] | https://preformed.com/au/images/pdfs/Energy/Substations/PLP_Substations-2014_Full_Catalogue.pdf | [87 empty] | Production Completed
STP_009 - Lot4 | Data Enrichment | PVJ | OK_Suitable NM Not Found in Taxonomy | 2023-07-24 | 2023-07-25 | Suitable NM Not Found in Taxonomy | 1253130 | 1253130 | EA | KIT;HDW,DRIVING POINT,SDE14,PLP,D-DP14 | KIT; | KIT; | KIT;TYPE:HARDWARE,ADDITIONAL FEATURES EN:DRIVING POINT,SDE14,PLP,D-DP14 | 01)PREFORMED LINE PRODUCTS,01)D-DP14,01)PREFORMED LINE PRODUCTS,01)D-DP14,EN_01)HARDWARE,01)DRIVING POINT,SDE14,02)PLP,D-DP14 | D-DP14 | 1068388 | PREFORMED LINE PRODUCTS (AUST) | PREFORMED LINE PRODUCTS (AUST) | D-DP14 | [5 empty] | https://preformed.com/au/images/pdfs/Energy/Substations/PLP_Substations-2014_Full_Catalogue.pdf | [87 empty] | Production Completed
STP_009 - Lot4 | Data Enrichment | PVJ | OK | 2023-07-24 | 2023-07-25 | Processed based on Websource, Conflict w.r.t Input | 1253143 | 1253143 | EA | KIT;HDW,PLP,ALG-083,LINEGUARD,8.1-8.84MM | KIT; | KIT; | KIT;TYPE:HARDWARE,ADDITIONAL FEATURES EN:PLP,ALG-083,LINEGUARD,8.1-8.84MM | 01)PREFORMED LINE PRODUCTS,01)ALG-083,01)PREFORMED LINE PRODUCTS,01)ALG-083,EN_01)HARDWARE,01)PLP,ALG-083,02)LINEGUARD,8.1-8.84MM | ALG-083 | 1068388 | PREFORMED LINE PRODUCTS (AUST) | PREFORMED LINE PRODUCTS (AUST) | ALG-083 | [5 empty] | https://www.preformed.co.nz/download.cfm/getfile/723 | [10 empty] | Enriched | 39121700 Electrical hardware and supplies | GUARD | ELECTRICAL | TYPE | LINE | SIZE |  | MATERIAL |  | COATING/FINISH |  | MOUNTING TYPE |  | CONNECTION TYPE |  | HAZARD CLASS |  | CERTIFICATION/STANDARD |  | ADDITIONAL FEATURES | CONDUCTOR RANGE:8.1 TO 8.84 MM,COLOR:RED | [55 empty] | Production Completed
STP_009 - Lot4 | Data Enrichment | PVJ | OK | 2023-07-24 | 2023-07-25 | Processed based on Websource, Conflict w.r.t Input | 1253142 | 1253142 | EA | KIT;HDW,PLP,ALG-102 | KIT; | KIT; | KIT;TYPE:HARDWARE,ADDITIONAL FEATURES EN:PLP,ALG-102,LINEGUARD,9.90-10.39MM | 01)PREFORMED LINE PRODUCTS,01)ALG-102,01)PREFORMED LINE PRODUCTS,01)ALG-102,EN_01)HARDWARE,01)PLP,ALG-102,02)LINEGUARD,9.90-10.39MM | ALG-102 | 1068388 | PREFORMED LINE PRODUCTS (AUST) | PREFORMED LINE PRODUCTS (AUST) | ALG-102 | [5 empty] | https://www.preformed.co.nz/download.cfm/getfile/723 | [10 empty] | Enriched | 39121700 Electrical hardware and supplies | GUARD | ELECTRICAL | TYPE | LINE | SIZE |  | MATERIAL |  | COATING/FINISH |  | MOUNTING TYPE |  | CONNECTION TYPE |  | HAZARD CLASS |  | CERTIFICATION/STANDARD |  | ADDITIONAL FEATURES | CONDUCTOR RANGE:9.9 TO 10.39 MM,COLOR:PURPLE | [55 empty] | Production Completed
STP_009 - Lot4 | Data Enrichment | PVJ | OK | 2023-07-24 | 2023-07-25 | Processed based on Websource, Conflict w.r.t Input | 1253141 | 1253141 | EA | KIT;HDW,PLP,ALG-113 | KIT; | KIT; | KIT;TYPE:HARDWARE,ADDITIONAL FEATURES EN:PLP,ALG-113,LINEGUARD,10.90-11.59MM | 01)PREFORMED LINE PRODUCTS,01)ALG-113,01)PREFORMED LINE PRODUCTS,01)ALG-113,EN_01)HARDWARE,01)PLP,ALG-113,02)LINEGUARD,10.90-11.59MM | ALG-113 | 1068388 | PREFORMED LINE PRODUCTS (AUST) | PREFORMED LINE PRODUCTS (AUST) | ALG-113 | [5 empty] | https://www.preformed.co.nz/download.cfm/getfile/723 | [10 empty] | Enriched | 39121700 Electrical hardware and supplies | GUARD | ELECTRICAL | TYPE | LINE | SIZE |  | MATERIAL |  | COATING/FINISH |  | MOUNTING TYPE |  | CONNECTION TYPE |  | HAZARD CLASS |  | CERTIFICATION/STANDARD |  | ADDITIONAL FEATURES | CONDUCTOR RANGE:10.9 TO 11.59 MM,COLOR:BLACK | [55 empty] | Production Completed
STP_009 - Lot4 | Data Enrichment | PVJ | OK | 2023-07-24 | 2023-07-25 | Processed based on Websource, Conflict w.r.t Input,Series Match | 1253140 | 1253140 | EA | KIT;HDW,PLP,ALG-118-S | KIT; | KIT; | KIT;TYPE:HARDWARE,ADDITIONAL FEATURES EN:PLP,ALG-118-S,LINEGUARD,5/2/3.95,ACSR,(SUBSETTED) | 01)PREFORMED LINE PRODUCTS,01)ALG-118-S,01)PREFORMED LINE PRODUCTS,01)ALG-118-S,EN_01)HARDWARE,01)PLP,ALG-118-S,02)LINEGUARD,5/2/3.95,ACSR,(SU | ALG-118-S | 1068388 | PREFORMED LINE PRODUCTS (AUST) | PREFORMED LINE PRODUCTS (AUST) | ALG-118-S | [5 empty] | https://www.preformed.co.nz/download.cfm/getfile/723 | [10 empty] | Enriched | 39121700 Electrical hardware and supplies | GUARD | ELECTRICAL | TYPE | LINE | SIZE |  | MATERIAL |  | COATING/FINISH |  | MOUNTING TYPE |  | CONNECTION TYPE |  | HAZARD CLASS |  | CERTIFICATION/STANDARD |  | ADDITIONAL FEATURES | CONDUCTOR RANGE:10.9 TO 11.59 MM,COLOR:ORANGE,SUBSETTED | [55 empty] | Production Completed
STP_009 - Lot4 | Data Enrichment | PVJ | OK | 2023-07-24 | 2023-07-25 | Processed based on Websource, Conflict w.r.t Input | 1253139 | 1253139 | EA | KIT;HDW,PLP,ALG-135 | KIT; | KIT; | KIT;TYPE:HARDWARE,ADDITIONAL FEATURES EN:PLP,ALG-135,LINEGUARD,13.20-13.99MM | 01)PREFORMED LINE PRODUCTS,01)ALG-135,01)PREFORMED LINE PRODUCTS,01)ALG-135,EN_01)HARDWARE,01)PLP,ALG-135,02)LINEGUARD,13.20-13.99MM | ALG-135 | 1068388 | PREFORMED LINE PRODUCTS (AUST) | PREFORMED LINE PRODUCTS (AUST) | ALG-135 | [5 empty] | https://www.preformed.co.nz/download.cfm/getfile/723 | [10 empty] | Enriched | 39121700 Electrical hardware and supplies | GUARD | ELECTRICAL | TYPE | LINE | SIZE |  | MATERIAL |  | COATING/FINISH |  | MOUNTING TYPE |  | CONNECTION TYPE |  | HAZARD CLASS |  | CERTIFICATION/STANDARD |  | ADDITIONAL FEATURES | CONDUCTOR RANGE:13.2 TO 13.99 MM,COLOR:GREEN | [55 empty] | Production Completed
STP_009 - Lot4 | Data Enrichment | PVJ | OK | 2023-07-24 | 2023-07-25 | Processed based on Websource, Conflict w.r.t Input | 1253138 | 1253138 | EA | KIT;HDW,PLP,ALG-143 | KIT; | KIT; | KIT;TYPE:HARDWARE,ADDITIONAL FEATURES EN:PLP,ALG-143,LINEGUARD,14.0-14.89MM | 01)PREFORMED LINE PRODUCTS,01)ALG-143,01)PREFORMED LINE PRODUCTS,01)ALG-143,EN_01)HARDWARE,01)PLP,ALG-143,02)LINEGUARD,14.0-14.89MM | ALG-143 | 1068388 | PREFORMED LINE PRODUCTS (AUST) | PREFORMED LINE PRODUCTS (AUST) | ALG-143 | [5 empty] | https://www.preformed.co.nz/download.cfm/getfile/723 | [10 empty] | Enriched | 39121700 Electrical hardware and supplies | GUARD | ELECTRICAL | TYPE | LINE | SIZE |  | MATERIAL |  | COATING/FINISH |  | MOUNTING TYPE |  | CONNECTION TYPE |  | HAZARD CLASS |  | CERTIFICATION/STANDARD |  | ADDITIONAL FEATURES | CONDUCTOR RANGE:14 TO 14.89 MM,COLOR:BLUE | [55 empty] | Production Completed
STP_009 - Lot4 | Data Enrichment | PVJ | OK | 2023-07-24 | 2023-07-25 | Processed based on Websource, Conflict w.r.t Input | 1253135 | 1253135 | EA | KIT;HDW,PLP,CPA-SRMS-048-015-0350 | KIT; | KIT; | KIT;TYPE:HARDWARE,ADDITIONAL FEATURES EN:PLP,CPA-SRMS-048-015-0350,CELLPACK,SRMS,48-15MM,350MM LG | 01)PREFORMED LINE PRODUCTS,01)CPA-SRMS-048-015-0350,01)PREFORMED LINE PRODUCTS,01)CPA-SRMS-048-015-0350,EN_01)HARDWARE,01)PLP,CPA-SRMS-048-015-0350,02)CELLPACK,SRMS,48-15MM,350MM | CPA-SRMS-048-015-0350 | 1068388 | PREFORMED LINE PRODUCTS (AUST) | PREFORMED LINE PRODUCTS (AUST) | CPA-SRMS-048-015-0350 | [5 empty] | URL NOT FOUND | [10 empty] | Cleansed | 39121700 Electrical hardware and supplies | KIT | No Modifier | TYPE | HARDWARE | CONTENTS | CELLPACK,48 TO 15 MM,350 MM LG | NUMBER OF ITEMS |  | HAZARD CLASS |  | CERTIFICATION/STANDARD |  | ADDITIONAL FEATURES | [62 empty] | Production Completed
STP_009 - Lot4 | Data Enrichment | PVJ | OK | 2023-07-24 | 2023-07-25 | Processed based on Websource, Conflict w.r.t Input | 1253134 | 1253134 | EA | KIT;HDW,PLP,CPA-SRMS-048-015-1050 | KIT; | KIT; | KIT;TYPE:HARDWARE,ADDITIONAL FEATURES EN:PLP,CPA-SRMS-048-015-1050,CELLPACK,SRMS,48-15MM,1050MM LG | 01)PREFORMED LINE PRODUCTS,01)CPA-SRMS-048-015-1050,01)PREFORMED LINE PRODUCTS,01)CPA-SRMS-048-015-1050,EN_01)HARDWARE,01)PLP,CPA-SRMS-048-015-1050,02)CELLPACK,SRMS,48-15MM,1050M | CPA-SRMS-048-015-1050 | 1068388 | PREFORMED LINE PRODUCTS (AUST) | PREFORMED LINE PRODUCTS (AUST) | CPA-SRMS-048-015-1050 | [5 empty] | URL NOT FOUND | [10 empty] | Cleansed | 39121700 Electrical hardware and supplies | KIT | No Modifier | TYPE | HARDWARE | CONTENTS | CELLPACK,48 TO 15 MM,1050 MM LG | NUMBER OF ITEMS |  | HAZARD CLASS |  | CERTIFICATION/STANDARD |  | ADDITIONAL FEATURES | [62 empty] | Production Completed
STP_009 - Lot4 | Data Enrichment | PVJ | OK | 2023-07-24 | 2023-07-25 | Processed based on Websource, Conflict w.r.t Input | 1253133 | 1253133 | EA | KIT;HDW,PLP,CPA-SRMS-065-025-1200 | KIT; | KIT; | KIT;TYPE:HARDWARE,ADDITIONAL FEATURES EN:PLP,CPA-SRMS-065-025-1200,CELLPACK,SRMS,65-25MM,1200MM LG | 01)PREFORMED LINE PRODUCTS,01)CPA-SRMS-065-025-1200,01)PREFORMED LINE PRODUCTS,01)CPA-SRMS-065-025-1200,EN_01)HARDWARE,01)PLP,CPA-SRMS-065-025-1200,02)CELLPACK,SRMS,65-25MM,1200M | CPA-SRMS-065-025-1200 | 1068388 | PREFORMED LINE PRODUCTS (AUST) | PREFORMED LINE PRODUCTS (AUST) | CPA-SRMS-065-025-1200 | [5 empty] | URL NOT FOUND | [10 empty] | Cleansed | 39121700 Electrical hardware and supplies | KIT | No Modifier | TYPE | HARDWARE | CONTENTS | CELLPACK,65 TO 25 MM,1200 MM LG | NUMBER OF ITEMS |  | HAZARD CLASS |  | CERTIFICATION/STANDARD |  | ADDITIONAL FEATURES | [62 empty] | Production Completed
STP_009 - Lot4 | Data Enrichment | PVJ | OK_Suitable NM Not Found in Taxonomy | 2023-07-24 | 2023-07-25 | Suitable NM Not Found in Taxonomy | 1253129 | 1253129 | EA | KIT;HDW,PLP,D-DPT12,DRIVING POINT,STE13A | KIT; | KIT; | KIT;TYPE:HARDWARE,ADDITIONAL FEATURES EN:PLP,D-DPT12,DRIVING POINT,STE13A | 01)PREFORMED LINE PRODUCTS,01)D-DPT12,01)PREFORMED LINE PRODUCTS,01)D-DPT12,EN_01)HARDWARE,01)PLP,D-DPT12,02)DRIVING POINT,STE13A | D-DPT12 | 1068388 | PREFORMED LINE PRODUCTS (AUST) | PREFORMED LINE PRODUCTS (AUST) | D-DPT12 | [5 empty] | https://preformed.com/au/images/pdfs/Energy/Substations/PLP_Substations-2014_Full_Catalogue.pdf | [87 empty] | Production Completed
STP_009 - Lot4 | Data Enrichment | PVJ | OK_Suitable NM Not Found in Taxonomy | 2023-07-24 | 2023-07-25 | Suitable NM Not Found in Taxonomy | 1253127 | 1253127 | EA | KIT;HDW,PLP,D-DPT15,DRIVING POINT,CTE15 | KIT; | KIT; | KIT;TYPE:HARDWARE,ADDITIONAL FEATURES EN:PLP,D-DPT15,DRIVING POINT,CTE15 | 01)PREFORMED LINE PRODUCTS,01)D-DPT15,01)PREFORMED LINE PRODUCTS,01)D-DPT15,EN_01)HARDWARE,01)PLP,D-DPT15,02)DRIVING POINT,CTE15 | D-DPT15 | 1068388 | PREFORMED LINE PRODUCTS (AUST) | PREFORMED LINE PRODUCTS (AUST) | D-DPT15 | [5 empty] | https://preformed.com/au/images/pdfs/Energy/Substations/PLP_Substations-2014_Full_Catalogue.pdf | [87 empty] | Production Completed
STP_009 - Lot4 | Data Enrichment | PVJ | OK_Suitable NM Not Found in Taxonomy | 2023-07-24 | 2023-07-25 | Suitable NM Not Found in Taxonomy | 1253117 | 1253117 | EA | KIT;HDW,PLP,D-IBHR1450 | KIT; | KIT; | KIT;TYPE:HARDWARE,ADDITIONAL FEATURES EN:PLP,D-IBHR1450,ABC,HV,RESTRAINT,35/50-11KV | 01)PREFORMED LINE PRODUCTS,01)D-IBHR1450,01)PREFORMED LINE PRODUCTS,01)D-IBHR1450,EN_01)HARDWARE,01)PLP,D-IBHR1450,02)ABC,HV,RESTRAINT,35/50-11KV | D-IBHR1450 | 1068388 | PREFORMED LINE PRODUCTS (AUST) | PREFORMED LINE PRODUCTS (AUST) | IBHR1450 | [5 empty] | https://ars.com.au/images/brochures/plp/Insulated-Conductor-Fittings-PLP.pdf | [87 empty] | Production Completed
STP_009 - Lot4 | Data Enrichment | PVJ | OK_Suitable NM Not Found in Taxonomy | 2023-07-24 | 2023-07-25 | Suitable NM Not Found in Taxonomy | 1253116 | 1253116 | EA | KIT;HDW,PLP,D-IBHR1765 | KIT; | KIT; | KIT;TYPE:HARDWARE,ADDITIONAL FEATURES EN:PLP,D-IBHR1765,ABC,HV,RESTRAINT,120/150-11KV | 01)PREFORMED LINE PRODUCTS,01)D-IBHR1765,01)PREFORMED LINE PRODUCTS,01)D-IBHR1765,EN_01)HARDWARE,01)PLP,D-IBHR1765,02)ABC,HV,RESTRAINT,120/150-11 | D-IBHR1765 | 1068388 | PREFORMED LINE PRODUCTS (AUST) | PREFORMED LINE PRODUCTS (AUST) | IBHR1765 | [5 empty] | https://ars.com.au/images/brochures/plp/Insulated-Conductor-Fittings-PLP.pdf | [87 empty] | Production Completed
STP_009 - Lot4 | Data Enrichment | PVJ | OK | 2023-07-24 | 2023-07-25 | Processed based on Websource, Conflict w.r.t Input,Part Number Updated as per Websource | 1253115 | 1253115 | EA | KIT;HDW,PLP,D-IBLS-6 | KIT; | KIT; | KIT;TYPE:HARDWARE,ADDITIONAL FEATURES EN:PLP,D-IBLS-6,ABC,RATCHET WRENCH,13 & 17AF | 01)PREFORMED LINE PRODUCTS,01)D-IBLS-6,01)PREFORMED LINE PRODUCTS,01)D-IBLS-6,EN_01)HARDWARE,01)PLP,D-IBLS-6,02)ABC,RATCHET WRENCH,13 & 17A | D-IBLS-6 | 1068388 | PREFORMED LINE PRODUCTS (AUST) | PREFORMED LINE PRODUCTS (AUST) | IBLS-6 | [5 empty] | https://ars.com.au/images/brochures/plp/Insulated-Conductor-Fittings-PLP.pdf | [10 empty] | Enriched | 39121700 Electrical hardware and supplies | WRENCH | RATCHET | TYPE | REVERSIBLE | DRIVE SIZE | 13 MM,17 MM | NUMBER OF POINTS |  | OVERALL LENGTH |  | MATERIAL |  | MATERIAL SPECIFICATION |  | NUMBER OF TEETH |  | SWING |  | COATING/FINISH |  | HAZARD CLASS |  | CERTIFICATION/STANDARD |  | ADDITIONAL FEATURES | CONDUCTOR SIZE:190 MM2,FOR AERIAL BUNDLED CONDUCTOR | [49 empty] | Production Completed
STP_009 - Lot4 | Data Enrichment | PVJ | OK | 2023-07-24 | 2023-07-25 | Processed based on Websource, Conflict w.r.t Input,Part Number Updated as per Websource | 1253114 | 1253114 | EA | KIT;HDW,PLP,D-IBLST150 | KIT; | KIT; | KIT;TYPE:HARDWARE,ADDITIONAL FEATURES EN:PLP,D-IBLST150,STRIPPING TOOL,150MM2 | 01)PREFORMED LINE PRODUCTS,01)D-IBLST150,01)PREFORMED LINE PRODUCTS,01)D-IBLST150,EN_01)HARDWARE,01)PLP,D-IBLST150,02)STRIPPING TOOL,150MM2 | D-IBLST150 | 1068388 | PREFORMED LINE PRODUCTS (AUST) | PREFORMED LINE PRODUCTS (AUST) | IBLST150 | [5 empty] | https://ars.com.au/images/brochures/plp/Insulated-Conductor-Fittings-PLP.pdf | [10 empty] | Enriched | 27112151 Wire-stripping pliers | STRIPPER | WIRE | TYPE | LOW VOLTAGE AERIAL | CAPACITY | 150 MM2 | SIZE |  | BODY MATERIAL |  | HANDLE COLOUR |  | HAZARD CLASS |  | CERTIFICATION/STANDARD |  | ADDITIONAL FEATURES | [58 empty] | Production Completed
STP_009 - Lot4 | Data Enrichment | PVJ | OK | 2023-07-24 | 2023-07-25 | Processed based on Websource, Conflict w.r.t Input,Part Number Updated as per Websource | 1253113 | 1253113 | EA | KIT;HDW,PLP,D-IBLST95 | KIT; | KIT; | KIT;TYPE:HARDWARE,ADDITIONAL FEATURES EN:PLP,D-IBLST95,STRIPPING TOOL,95MM2 | 01)PREFORMED LINE PRODUCTS,01)D-IBLST95,01)PREFORMED LINE PRODUCTS,01)D-IBLST95,EN_01)HARDWARE,01)PLP,D-IBLST95,02)STRIPPING TOOL,95MM2 | D-IBLST95 | 1068388 | PREFORMED LINE PRODUCTS (AUST) | PREFORMED LINE PRODUCTS (AUST) | IBLST95 | [5 empty] | https://ars.com.au/images/brochures/plp/Insulated-Conductor-Fittings-PLP.pdf | [10 empty] | Enriched | 27112151 Wire-stripping pliers | STRIPPER | WIRE | TYPE | LOW VOLTAGE AERIAL | CAPACITY | 95 MM2 | SIZE |  | BODY MATERIAL |  | HANDLE COLOUR |  | HAZARD CLASS |  | CERTIFICATION/STANDARD |  | ADDITIONAL FEATURES | [58 empty] | Production Completed
STP_009 - Lot4 | Data Enrichment | PVJ | OK | 2023-07-24 | 2023-07-25 | Processed based on Websource, Conflict w.r.t Input,Part Number Updated as per Websource | 1253111 | 1253111 | EA | KIT;HDW,PLP,D-IBSRA | KIT; | KIT; | KIT;TYPE:HARDWARE,ADDITIONAL FEATURES EN:PLP,D-IBSRA,ROLLER ATTATCHMENT,IBSRC | 01)PREFORMED LINE PRODUCTS,01)D-IBSRA,01)PREFORMED LINE PRODUCTS,01)D-IBSRA,EN_01)HARDWARE,01)PLP,D-IBSRA,02)ROLLER ATTATCHMENT,IBSRC | D-IBSRA | 1068388 | PREFORMED LINE PRODUCTS (AUST) | PREFORMED LINE PRODUCTS (AUST) | IBSRA | [5 empty] | https://ars.com.au/images/brochures/plp/Insulated-Conductor-Fittings-PLP.pdf | [10 empty] | Enriched | 39121700 Electrical hardware and supplies | ROLLER | NO MODIFIER | TYPE | AUXILIARY STRINGING | DIAMETER |  | LENGTH |  | MATERIAL |  | HAZARD CLASS |  | CERTIFICATION/STANDARD |  | ADDITIONAL FEATURES | ATTATCHMENT FOR IBSRC | [59 empty] | Production Completed
STP_009 - Lot4 | Data Enrichment | PVJ | OK | 2023-07-24 | 2023-07-25 | Processed based on Websource, Conflict w.r.t Input,Part Number Updated as per Websource | 1253110 | 1253110 | EA | KIT;HDW,PLP,D-IBSSB | KIT; | KIT; | KIT;TYPE:HARDWARE,ADDITIONAL FEATURES EN:PLP,D-IBSSB,ABC,SERVICE BRACKET,SECV PATT | 01)PREFORMED LINE PRODUCTS,01)D-IBSSB,01)PREFORMED LINE PRODUCTS,01)D-IBSSB,EN_01)HARDWARE,01)PLP,D-IBSSB,02)ABC,SERVICE BRACKET,SECV PA | D-IBSSB | 1068388 | PREFORMED LINE PRODUCTS (AUST) | PREFORMED LINE PRODUCTS (AUST) | IBSSB | [5 empty] | https://ars.com.au/images/brochures/plp/Insulated-Conductor-Fittings-PLP.pdf | [10 empty] | Enriched | 39121700 Electrical hardware and supplies | BRACKET | ELECTRICAL | TYPE | SERVICE SUPPORT | SIZE |  | MATERIAL | GALVANIZED STEEL | HOLE/SLOT SIZE |  | NUMBER OF HOLES/SLOTS |  | MOUNTING TYPE |  | CERTIFICATION/STANDARD |  | ADDITIONAL FEATURES | FOR AERIAL BUNDLED CONDUCTOR,PATT | [57 empty] | Production Completed
STP_009 - Lot4 | Data Enrichment | PVJ | OK | 2023-07-24 | 2023-07-25 | Processed based on Websource, Conflict w.r.t Input,Part Number Updated as per Websource | 1253109 | 1253109 | EA | KIT;HDW,PLP,D-IBST5024 | KIT; | KIT; | KIT;TYPE:HARDWARE,ADDITIONAL FEATURES EN:PLP,D-IBST5024,STRIPPING TOOL,50-240MM2,ABC | 01)PREFORMED LINE PRODUCTS,01)D-IBST5024,01)PREFORMED LINE PRODUCTS,01)D-IBST5024,EN_01)HARDWARE,01)PLP,D-IBST5024,02)STRIPPING TOOL,50-240MM2,AB | D-IBST5024 | 1068388 | PREFORMED LINE PRODUCTS (AUST) | PREFORMED LINE PRODUCTS (AUST) | IBST5024 | [5 empty] | https://ars.com.au/images/brochures/plp/Insulated-Conductor-Fittings-PLP.pdf | [10 empty] | Enriched | 27112151 Wire-stripping pliers | STRIPPER | WIRE | TYPE | CORE INSULATION | CAPACITY | 50 TO 240 MM2 | SIZE |  | BODY MATERIAL |  | HANDLE COLOUR |  | HAZARD CLASS |  | CERTIFICATION/STANDARD |  | ADDITIONAL FEATURES | FOR AERIAL BUNDLED CONDUCTOR | [57 empty] | Production Completed
STP_009 - Lot4 | Data Enrichment | PVJ | OK | 2023-07-24 | 2023-07-25 | Processed based on Websource, Conflict w.r.t Input,Part Number Updated as per Websource | 1253108 | 1253108 | EA | KIT;HDW,PLP,D-IBST5024B | KIT; | KIT; | KIT;TYPE:HARDWARE,ADDITIONAL FEATURES EN:PLP,D-IBST5024B,BLADE,IBST5024 STRIPPER | 01)PREFORMED LINE PRODUCTS,01)D-IBST5024B,01)PREFORMED LINE PRODUCTS,01)D-IBST5024B,EN_01)HARDWARE,01)PLP,D-IBST5024B,02)BLADE,IBST5024 STRIPPER | D-IBST5024B | 1068388 | PREFORMED LINE PRODUCTS (AUST) | PREFORMED LINE PRODUCTS (AUST) | IBST5024B | [5 empty] | https://media.mmem.com.au/Datasheets/PLP/PLP_Dulmison.pdf | https://ars.com.au/images/brochures/plp/Insulated-Conductor-Fittings-PLP.pdf | [9 empty] | Enriched | 27112800 Tool attachments and accessories | BLADE | NO MODIFIER | TYPE | CABLE STRIPPER | SIZE |  | CUT MATERIAL |  | MATERIAL |  | HAZARD CLASS |  | CERTIFICATION/STANDARD |  | ADDITIONAL FEATURES | FOR P/N IBST5024 | [59 empty] | Production Completed
STP_009 - Lot4 | Data Enrichment | PVJ | OK | 2023-07-24 | 2023-07-25 | Processed based on Websource, Conflict w.r.t Input,Part Number Updated as per Websource | 1253668 | 1253668 | EA | KIT;HDW,PLP,D-K389 | KIT; | KIT; | KIT;TYPE:HARDWARE,ADDITIONAL FEATURES EN:PLP,D-K389,IPC,35-150,INS/2X6-35MM2 INS,S/S HARDW | 01)PREFORMED LINE PRODUCTS,01)D-K389,01)PREFORMED LINE PRODUCTS,01)D-K389,EN_01)HARDWARE,01)PLP,D-K389,02)IPC,35-150,INS/2X6-35MM2 IN | D-K389 | 1068388 | PREFORMED LINE PRODUCTS (AUST) | PREFORMED LINE PRODUCTS (AUST) | K389 | [5 empty] | https://ars.com.au/images/brochures/plp/Insulated-Conductor-Fittings-PLP.pdf | [10 empty] | Enriched | 39121421 Electrical connector assembly | CONNECTOR | ELECTRICAL | TYPE | INSULATION PIERCING | CONDUCTOR SIZE | 35 TO 150 MM2 INSULATED CABLE 1,6 TO 35 MM2 INSULATED CABLE 2 | ELECTRICAL RATING |  | NUMBER OF PINS |  | MATERIAL | ALUMINUM/COPPER CONDUCTOR | INSULATION MATERIAL |  | STUD/BOLT SIZE |  | WIRE CONNECTION TYPE |  | HAZARD CLASS |  | CERTIFICATION/STANDARD |  | ADDITIONAL FEATURES | NUMBER OF BOLTS:1 | [51 empty] | Production Completed
STP_009 - Lot4 | Data Enrichment | PVJ | OK | 2023-07-24 | 2023-07-25 | Processed based on Websource, Conflict w.r.t Input,Part Number Updated as per Websource | 1253667 | 1253667 | EA | KIT;HDW,PLP,D-K443 | KIT; | KIT; | KIT;TYPE:HARDWARE,ADDITIONAL FEATURES EN:PLP,D-K443,IPC,35-150 INS/6-35MM2 INS | 01)PREFORMED LINE PRODUCTS,01)D-K443,01)PREFORMED LINE PRODUCTS,01)D-K443,EN_01)HARDWARE,01)PLP,D-K443,02)IPC,35-150 INS/6-35MM2 INS | D-K443 | 1068388 | PREFORMED LINE PRODUCTS (AUST) | PREFORMED LINE PRODUCTS (AUST) | K443 | [5 empty] | https://ars.com.au/images/brochures/plp/Insulated-Conductor-Fittings-PLP.pdf | [10 empty] | Enriched | 39121421 Electrical connector assembly | CONNECTOR | ELECTRICAL | TYPE | INSULATION PIERCING | CONDUCTOR SIZE | 35 TO 150 MM2 INSULATED CABLE 1,6 TO 35 MM2 INSULATED CABLE 2 | ELECTRICAL RATING |  | NUMBER OF PINS |  | MATERIAL | ALUMINUM/COPPER CONDUCTOR | INSULATION MATERIAL |  | STUD/BOLT SIZE |  | WIRE CONNECTION TYPE |  | HAZARD CLASS |  | CERTIFICATION/STANDARD |  | ADDITIONAL FEATURES | NUMBER OF BOLTS:1 | [51 empty] | Production Completed
STP_009 - Lot4 | Data Enrichment | PVJ | OK | 2023-07-24 | 2023-07-25 | Processed based on Websource, Conflict w.r.t Input,Part Number Updated as per Websource | 1253666 | 1253666 | EA | KIT;HDW,PLP,D-K445 | KIT; | KIT; | KIT;TYPE:HARDWARE,ADDITIONAL FEATURES EN:PLP,D-K445,IPC,25-95 INS/25-95MM2 INS | 01)PREFORMED LINE PRODUCTS,01)D-K445,01)PREFORMED LINE PRODUCTS,01)D-K445,EN_01)HARDWARE,01)PLP,D-K445,02)IPC,25-95 INS/25-95MM2 INS | D-K445 | 1068388 | PREFORMED LINE PRODUCTS (AUST) | PREFORMED LINE PRODUCTS (AUST) | K445 | [5 empty] | https://ars.com.au/images/brochures/plp/Insulated-Conductor-Fittings-PLP.pdf | [10 empty] | Enriched | 39121421 Electrical connector assembly | CONNECTOR | ELECTRICAL | TYPE | INSULATION PIERCING | CONDUCTOR SIZE | 25 TO 95 MM2 INSULATED CABLE 1,25 TO 95 MM2 INSULATED CABLE 2 | ELECTRICAL RATING |  | NUMBER OF PINS |  | MATERIAL | ALUMINUM/COPPER CONDUCTOR | INSULATION MATERIAL |  | STUD/BOLT SIZE |  | WIRE CONNECTION TYPE |  | HAZARD CLASS |  | CERTIFICATION/STANDARD |  | ADDITIONAL FEATURES | NUMBER OF BOLTS:1 | [51 empty] | Production Completed
STP_009 - Lot4 | Data Enrichment | PVJ | OK | 2023-07-24 | 2023-07-25 | Processed based on Websource, Conflict w.r.t Input,Part Number Updated as per Websource | 1253107 | 1253107 | EA | KIT;HDW,PLP,D-K455 | KIT; | KIT; | KIT;TYPE:HARDWARE,ADDITIONAL FEATURES EN:PLP,D-K455,MAINS CONN BOX,3PH,W/4XK96BM | 01)PREFORMED LINE PRODUCTS,01)D-K455,01)PREFORMED LINE PRODUCTS,01)D-K455,EN_01)HARDWARE,01)PLP,D-K455,02)MAINS CONN BOX,3PH,W/4XK96B | D-K455 | 1068388 | PREFORMED LINE PRODUCTS (AUST) | PREFORMED LINE PRODUCTS (AUST) | K455 | [5 empty] | https://ars.com.au/images/brochures/plp/Insulated-Conductor-Fittings-PLP.pdf | [10 empty] | Enriched | 39121303 Electrical boxes | BOX | ELECTRICAL | TYPE | MAINS CONNECTION | HUB SIZE |  | NUMBER OF HUBS |  | MATERIAL |  | NUMBER OF GANGS |  | SIZE |  | ENCLOSURE RATING | IP66D | HAZARD CLASS |  | CERTIFICATION/STANDARD |  | ADDITIONAL FEATURES | NUMBER OF PHASE:3,C/W 4XK96BM | [53 empty] | Production Completed
STP_009 - Lot4 | Data Enrichment | PVJ | OK | 2023-07-24 | 2023-07-25 | Processed based on Websource, Conflict w.r.t Input,Part Number Updated as per Websource | 1253106 | 1253106 | EA | KIT;HDW,PLP,D-K470 | KIT; | KIT; | KIT;TYPE:HARDWARE,ADDITIONAL FEATURES EN:PLP,D-K470,IPC,7-95 CU/6-35MM2 INS | 01)PREFORMED LINE PRODUCTS,01)D-K470,01)PREFORMED LINE PRODUCTS,01)D-K470,EN_01)HARDWARE,01)PLP,D-K470,02)IPC,7-95 CU/6-35MM2 INS | D-K470 | 1068388 | PREFORMED LINE PRODUCTS (AUST) | PREFORMED LINE PRODUCTS (AUST) | K470 | [5 empty] | https://ars.com.au/images/brochures/plp/Insulated-Conductor-Fittings-PLP.pdf | [10 empty] | Enriched | 39121421 Electrical connector assembly | CONNECTOR | ELECTRICAL | TYPE | INSULATION PIERCING | CONDUCTOR SIZE | 7 TO 95 MM2 BARE CABLE,6 TO 35 MM2 INSULATED CABLE | ELECTRICAL RATING |  | NUMBER OF PINS |  | MATERIAL | COPPER CONDUCTOR | INSULATION MATERIAL |  | STUD/BOLT SIZE |  | WIRE CONNECTION TYPE |  | HAZARD CLASS |  | CERTIFICATION/STANDARD |  | ADDITIONAL FEATURES | NUMBER OF BOLTS:1 | [51 empty] | Production Completed
STP_009 - Lot4 | Data Enrichment | PVJ | OK | 2023-07-24 | 2023-07-25 | Processed based on Websource, Conflict w.r.t Input,Part Number Updated as per Websource | 1253105 | 1253105 | EA | KIT;HDW,PLP,D-K471 | KIT; | KIT; | KIT;TYPE:HARDWARE,ADDITIONAL FEATURES EN:PLP,D-K471,IPC,7-95 AL/6-35MM2 INS | 01)PREFORMED LINE PRODUCTS,01)D-K471,01)PREFORMED LINE PRODUCTS,01)D-K471,EN_01)HARDWARE,01)PLP,D-K471,02)IPC,7-95 AL/6-35MM2 INS | D-K471 | 1068388 | PREFORMED LINE PRODUCTS (AUST) | PREFORMED LINE PRODUCTS (AUST) | K471 | [5 empty] | https://ars.com.au/images/brochures/plp/Insulated-Conductor-Fittings-PLP.pdf | [10 empty] | Enriched | 39121421 Electrical connector assembly | CONNECTOR | ELECTRICAL | TYPE | INSULATION PIERCING | CONDUCTOR SIZE | 7 TO 95 MM2 BARE CABLE,35 TO 150 MM2 INSULATED CABLE | ELECTRICAL RATING |  | NUMBER OF PINS |  | MATERIAL | ALUMINUM CONDUCTOR | INSULATION MATERIAL |  | STUD/BOLT SIZE |  | WIRE CONNECTION TYPE |  | HAZARD CLASS |  | CERTIFICATION/STANDARD |  | ADDITIONAL FEATURES | NUMBER OF BOLTS:1 | [51 empty] | Production Completed
STP_009 - Lot4 | Data Enrichment | PVJ | OK | 2023-07-24 | 2023-07-25 | Processed based on Websource, Conflict w.r.t Input,Part Number Updated as per Websource | 1253104 | 1253104 | EA | KIT;HDW,PLP,D-K472 | KIT; | KIT; | KIT;TYPE:HARDWARE,ADDITIONAL FEATURES EN:PLP,D-K472,IPC,7-120 CU/25-95MM2 INS | 01)PREFORMED LINE PRODUCTS,01)D-K472,01)PREFORMED LINE PRODUCTS,01)D-K472,EN_01)HARDWARE,01)PLP,D-K472,02)IPC,7-120 CU/25-95MM2 INS | D-K472 | 1068388 | PREFORMED LINE PRODUCTS (AUST) | PREFORMED LINE PRODUCTS (AUST) | K472 | [5 empty] | https://ars.com.au/images/brochures/plp/Insulated-Conductor-Fittings-PLP.pdf | [10 empty] | Enriched | 39121421 Electrical connector assembly | CONNECTOR | ELECTRICAL | TYPE | INSULATION PIERCING | CONDUCTOR SIZE | 7 TO 120 MM2 BARE CABLE,25 TO 95 MM2 INSULATED CABLE | ELECTRICAL RATING |  | NUMBER OF PINS |  | MATERIAL | COPPER CONDUCTOR | INSULATION MATERIAL |  | STUD/BOLT SIZE |  | WIRE CONNECTION TYPE |  | HAZARD CLASS |  | CERTIFICATION/STANDARD |  | ADDITIONAL FEATURES | NUMBER OF BOLTS:1 | [51 empty] | Production Completed
STP_009 - Lot4 | Data Enrichment | PVJ | OK | 2023-07-24 | 2023-07-25 | Processed based on Websource, Conflict w.r.t Input,Part Number Updated as per Websource | 1253103 | 1253103 | EA | KIT;HDW,PLP,D-K473 | KIT; | KIT; | KIT;TYPE:HARDWARE,ADDITIONAL FEATURES EN:PLP,D-K473,IPC,7-120 AL/25-95MM2 INS | 01)PREFORMED LINE PRODUCTS,01)D-K473,01)PREFORMED LINE PRODUCTS,01)D-K473,EN_01)HARDWARE,01)PLP,D-K473,02)IPC,7-120 AL/25-95MM2 INS | D-K473 | 1068388 | PREFORMED LINE PRODUCTS (AUST) | PREFORMED LINE PRODUCTS (AUST) | K473 | [5 empty] | https://ars.com.au/images/brochures/plp/Insulated-Conductor-Fittings-PLP.pdf | [10 empty] | Enriched | 39121421 Electrical connector assembly | CONNECTOR | ELECTRICAL | TYPE | INSULATION PIERCING | CONDUCTOR SIZE | 7 TO 120 MM2 BARE CABLE,25 TO 95 MM2 INSULATED CABLE | ELECTRICAL RATING |  | NUMBER OF PINS |  | MATERIAL | ALUMINUM CONDUCTOR | INSULATION MATERIAL |  | STUD/BOLT SIZE |  | WIRE CONNECTION TYPE |  | HAZARD CLASS |  | CERTIFICATION/STANDARD |  | ADDITIONAL FEATURES | NUMBER OF BOLTS:1 | [51 empty] | Production Completed
STP_009 - Lot4 | Data Enrichment | PVJ | OK | 2023-07-24 | 2023-07-25 | Processed based on Websource, Conflict w.r.t Input,Part Number Updated as per Websource | 1253102 | 1253102 | EA | KIT;HDW,PLP,D-K474 | KIT; | KIT; | KIT;TYPE:HARDWARE,ADDITIONAL FEATURES EN:PLP,D-K474,IPC,50-240 CU/35-150MM2 INS | 01)PREFORMED LINE PRODUCTS,01)D-K474,01)PREFORMED LINE PRODUCTS,01)D-K474,EN_01)HARDWARE,01)PLP,D-K474,02)IPC,50-240 CU/35-150MM2 INS | D-K474 | 1068388 | PREFORMED LINE PRODUCTS (AUST) | PREFORMED LINE PRODUCTS (AUST) | K474 | [5 empty] | https://ars.com.au/images/brochures/plp/Insulated-Conductor-Fittings-PLP.pdf | [10 empty] | Enriched | 39121421 Electrical connector assembly | CONNECTOR | ELECTRICAL | TYPE | INSULATION PIERCING | CONDUCTOR SIZE | 50 TO 240 MM2 BARE CABLE,35 TO 150 MM2 INSULATED CABLE | ELECTRICAL RATING |  | NUMBER OF PINS |  | MATERIAL | COPPER CONDUCTOR | INSULATION MATERIAL |  | STUD/BOLT SIZE |  | WIRE CONNECTION TYPE |  | HAZARD CLASS |  | CERTIFICATION/STANDARD |  | ADDITIONAL FEATURES | NUMBER OF BOLTS:2 | [51 empty] | Production Completed
STP_009 - Lot4 | Data Enrichment | PVJ | OK | 2023-07-24 | 2023-07-25 | Processed based on Websource, Conflict w.r.t Input,Part Number Updated as per Websource | 1253101 | 1253101 | EA | KIT;HDW,PLP,D-K475 | KIT; | KIT; | KIT;TYPE:HARDWARE,ADDITIONAL FEATURES EN:PLP,D-K475,IPC,50-240 AL/35-150MM2 INS | 01)PREFORMED LINE PRODUCTS,01)D-K475,01)PREFORMED LINE PRODUCTS,01)D-K475,EN_01)HARDWARE,01)PLP,D-K475,02)IPC,50-240 AL/35-150MM2 INS | D-K475 | 1068388 | PREFORMED LINE PRODUCTS (AUST) | PREFORMED LINE PRODUCTS (AUST) | K475 | [5 empty] | https://ars.com.au/images/brochures/plp/Insulated-Conductor-Fittings-PLP.pdf | [10 empty] | Enriched | 39121421 Electrical connector assembly | CONNECTOR | ELECTRICAL | TYPE | INSULATION PIERCING | CONDUCTOR SIZE | 35 TO 240 MM2 BARE CABLE,50 TO 150 MM2 INSULATED CABLE | ELECTRICAL RATING |  | NUMBER OF PINS |  | MATERIAL | ALUMINUM CONDUCTOR | INSULATION MATERIAL |  | STUD/BOLT SIZE |  | WIRE CONNECTION TYPE |  | HAZARD CLASS |  | CERTIFICATION/STANDARD |  | ADDITIONAL FEATURES | NUMBER OF BOLTS:2 | [51 empty] | Production Completed
STP_009 - Lot4 | Data Enrichment | PVJ | OK | 2023-07-24 | 2023-07-25 | Processed based on Websource, Conflict w.r.t Input | 1253657 | 1253657 | EA | KIT;HDW,PLP,D-UFO3060Y | KIT; | KIT; | KIT;TYPE:HARDWARE,ADDITIONAL FEATURES EN:PLP,D-UFO3060Y,UFO,300,ASSY,6.00-7.99,YELLOW | 01)PREFORMED LINE PRODUCTS,01)D-UFO3060Y,01)PREFORMED LINE PRODUCTS,01)D-UFO3060Y,EN_01)HARDWARE,01)PLP,D-UFO3060Y,02)UFO,300,ASSY,6.00-7.99,YELL | D-UFO3060Y | 1068388 | PREFORMED LINE PRODUCTS (AUST) | PREFORMED LINE PRODUCTS (AUST) | D-UFO3060Y | [5 empty] | https://preformed.com/au/images/pdfs/Energy/Transmission/Tranmission-Protection.pdf | [10 empty] | Enriched | 25201903 Aircraft warning systems | BALL | NO MODIFIER | TYPE | AIRCRAFT WARNING SPHERE | SIZE | 300 MM DIA | MATERIAL | POLYETHYLENE | HAZARD CLASS |  | CERTIFICATION/STANDARD |  | ADDITIONAL FEATURES | CONDUCTOR RANGE:6 TO 7.99 MM,COLOR:YELLOW,ASSEMBLY | [61 empty] | Production Completed
STP_009 - Lot4 | Data Enrichment | PVJ | OK | 2023-07-24 | 2023-07-25 | Processed based on Websource, Conflict w.r.t Input | 1253656 | 1253656 | EA | KIT;HDW,PLP,D-UFO3080O | KIT; | KIT; | KIT;TYPE:HARDWARE,ADDITIONAL FEATURES EN:PLP,D-UFO3080O,UFO,300,ASSY,8.00-9.99,ORANGE | 01)PREFORMED LINE PRODUCTS,01)D-UFO3080O,01)PREFORMED LINE PRODUCTS,01)D-UFO3080O,EN_01)HARDWARE,01)PLP,D-UFO3080O,02)UFO,300,ASSY,8.00-9.99,ORAN | D-UFO3080O | 1068388 | PREFORMED LINE PRODUCTS (AUST) | PREFORMED LINE PRODUCTS (AUST) | D-UFO3080O | [5 empty] | https://preformed.com/au/images/pdfs/Energy/Transmission/Tranmission-Protection.pdf | [10 empty] | Enriched | 25201903 Aircraft warning systems | BALL | NO MODIFIER | TYPE | AIRCRAFT WARNING SPHERE | SIZE | 300 MM DIA | MATERIAL | POLYETHYLENE | HAZARD CLASS |  | CERTIFICATION/STANDARD |  | ADDITIONAL FEATURES | CONDUCTOR RANGE:8 TO 9.99 MM,COLOR:ORANGE,ASSEMBLY | [61 empty] | Production Completed
STP_009 - Lot4 | Data Enrichment | PVJ | OK | 2023-07-24 | 2023-07-25 | Processed based on Websource, Conflict w.r.t Input | 1253655 | 1253655 | EA | KIT;HDW,PLP,D-UFO3080Y | KIT; | KIT; | KIT;TYPE:HARDWARE,ADDITIONAL FEATURES EN:PLP,D-UFO3080Y,UFO,300,ASSY,8.00-9.99,YELLOW | 01)PREFORMED LINE PRODUCTS,01)D-UFO3080Y,01)PREFORMED LINE PRODUCTS,01)D-UFO3080Y,EN_01)HARDWARE,01)PLP,D-UFO3080Y,02)UFO,300,ASSY,8.00-9.99,YELL | D-UFO3080Y | 1068388 | PREFORMED LINE PRODUCTS (AUST) | PREFORMED LINE PRODUCTS (AUST) | D-UFO3080Y | [5 empty] | https://preformed.com/au/images/pdfs/Energy/Transmission/Tranmission-Protection.pdf | [10 empty] | Enriched | 25201903 Aircraft warning systems | BALL | NO MODIFIER | TYPE | AIRCRAFT WARNING SPHERE | SIZE | 300 MM DIA | MATERIAL | POLYETHYLENE | HAZARD CLASS |  | CERTIFICATION/STANDARD |  | ADDITIONAL FEATURES | CONDUCTOR RANGE:8 TO 9.99 MM,COLOR:YELLOW,ASSEMBLY | [61 empty] | Production Completed
STP_009 - Lot4 | Data Enrichment | PVJ | OK | 2023-07-24 | 2023-07-25 | Processed based on Websource, Conflict w.r.t Input | 1253654 | 1253654 | EA | KIT;HDW,PLP,D-UFO3100O | KIT; | KIT; | KIT;TYPE:HARDWARE,ADDITIONAL FEATURES EN:PLP,D-UFO3100O,UFO,300,ASSY,10.0-11.99,ORANGE | 01)PREFORMED LINE PRODUCTS,01)D-UFO3100O,01)PREFORMED LINE PRODUCTS,01)D-UFO3100O,EN_01)HARDWARE,01)PLP,D-UFO3100O,02)UFO,300,ASSY,10.0-11.99,ORA | D-UFO3100O | 1068388 | PREFORMED LINE PRODUCTS (AUST) | PREFORMED LINE PRODUCTS (AUST) | D-UFO3100O | [5 empty] | https://preformed.com/au/images/pdfs/Energy/Transmission/Tranmission-Protection.pdf | [10 empty] | Enriched | 25201903 Aircraft warning systems | BALL | NO MODIFIER | TYPE | AIRCRAFT WARNING SPHERE | SIZE | 300 MM DIA | MATERIAL | POLYETHYLENE | HAZARD CLASS |  | CERTIFICATION/STANDARD |  | ADDITIONAL FEATURES | CONDUCTOR RANGE:10 TO 11.99 MM,COLOR:ORANGE,ASSEMBLY | [61 empty] | Production Completed
STP_009 - Lot4 | Data Enrichment | PVJ | OK | 2023-07-24 | 2023-07-25 | Processed based on Websource, Conflict w.r.t Input | 1253653 | 1253653 | EA | KIT;HDW,PLP,D-UFO3100W | KIT; | KIT; | KIT;TYPE:HARDWARE,ADDITIONAL FEATURES EN:PLP,D-UFO3100W,UFO,300,ASSY,10.0-11.99,WHITE | 01)PREFORMED LINE PRODUCTS,01)D-UFO3100W,01)PREFORMED LINE PRODUCTS,01)D-UFO3100W,EN_01)HARDWARE,01)PLP,D-UFO3100W,02)UFO,300,ASSY,10.0-11.99,WHI | D-UFO3100W | 1068388 | PREFORMED LINE PRODUCTS (AUST) | PREFORMED LINE PRODUCTS (AUST) | D-UFO3100W | [5 empty] | https://preformed.com/au/images/pdfs/Energy/Transmission/Tranmission-Protection.pdf | [10 empty] | Enriched | 25201903 Aircraft warning systems | BALL | NO MODIFIER | TYPE | AIRCRAFT WARNING SPHERE | SIZE | 300 MM DIA | MATERIAL | POLYETHYLENE | HAZARD CLASS |  | CERTIFICATION/STANDARD |  | ADDITIONAL FEATURES | CONDUCTOR RANGE:10 TO 11.99 MM,COLOR:WHITE,ASSEMBLY | [61 empty] | Production Completed
STP_009 - Lot4 | Data Enrichment | PVJ | OK | 2023-07-24 | 2023-07-25 | Processed based on Websource, Conflict w.r.t Input | 1253652 | 1253652 | EA | KIT;HDW,PLP,D-UFO3140O | KIT; | KIT; | KIT;TYPE:HARDWARE,ADDITIONAL FEATURES EN:PLP,D-UFO3140O,UFO,300,ASSY,14.0-15.99,ORANGE | 01)PREFORMED LINE PRODUCTS,01)D-UFO3140O,01)PREFORMED LINE PRODUCTS,01)D-UFO3140O,EN_01)HARDWARE,01)PLP,D-UFO3140O,02)UFO,300,ASSY,14.0-15.99,ORA | D-UFO3140O | 1068388 | PREFORMED LINE PRODUCTS (AUST) | PREFORMED LINE PRODUCTS (AUST) | D-UFO3140O | [5 empty] | https://preformed.com/au/images/pdfs/Energy/Transmission/Tranmission-Protection.pdf | [10 empty] | Enriched | 25201903 Aircraft warning systems | BALL | NO MODIFIER | TYPE | AIRCRAFT WARNING SPHERE | SIZE | 300 MM DIA | MATERIAL | POLYETHYLENE | HAZARD CLASS |  | CERTIFICATION/STANDARD |  | ADDITIONAL FEATURES | CONDUCTOR RANGE:14 TO 15.99 MM,COLOR:ORANGE,ASSEMBLY | [61 empty] | Production Completed
STP_009 - Lot4 | Data Enrichment | PVJ | OK | 2023-07-24 | 2023-07-25 | Processed based on Websource, Conflict w.r.t Input | 1253651 | 1253651 | EA | KIT;HDW,PLP,D-UFO3160R | KIT; | KIT; | KIT;TYPE:HARDWARE,ADDITIONAL FEATURES EN:PLP,D-UFO3160R,UFO,300,ASSY,16.0-18.99,RED | 01)PREFORMED LINE PRODUCTS,01)D-UFO3160R,01)PREFORMED LINE PRODUCTS,01)D-UFO3160R,EN_01)HARDWARE,01)PLP,D-UFO3160R,02)UFO,300,ASSY,16.0-18.99,RED | D-UFO3160R | 1068388 | PREFORMED LINE PRODUCTS (AUST) | PREFORMED LINE PRODUCTS (AUST) | D-UFO3160R | [5 empty] | https://preformed.com/au/images/pdfs/Energy/Transmission/Tranmission-Protection.pdf | [10 empty] | Enriched | 25201903 Aircraft warning systems | BALL | NO MODIFIER | TYPE | AIRCRAFT WARNING SPHERE | SIZE | 300 MM DIA | MATERIAL | POLYETHYLENE | HAZARD CLASS |  | CERTIFICATION/STANDARD |  | ADDITIONAL FEATURES | CONDUCTOR RANGE:16 TO 18.99 MM,COLOR:RED,ASSEMBLY | [61 empty] | Production Completed
STP_009 - Lot4 | Data Enrichment | PVJ | OK | 2023-07-24 | 2023-07-25 | Processed based on Websource, Conflict w.r.t Input | 1253650 | 1253650 | EA | KIT;HDW,PLP,D-UFO3190O | KIT; | KIT; | KIT;TYPE:HARDWARE,ADDITIONAL FEATURES EN:PLP,D-UFO3190O,UFO,300,ASSY,19.0-22.49,ORANGE | 01)PREFORMED LINE PRODUCTS,01)D-UFO3190O,01)PREFORMED LINE PRODUCTS,01)D-UFO3190O,EN_01)HARDWARE,01)PLP,D-UFO3190O,02)UFO,300,ASSY,19.0-22.49,ORA | D-UFO3190O | 1068388 | PREFORMED LINE PRODUCTS (AUST) | PREFORMED LINE PRODUCTS (AUST) | D-UFO3190O | [5 empty] | https://preformed.com/au/images/pdfs/Energy/Transmission/Tranmission-Protection.pdf | [10 empty] | Enriched | 25201903 Aircraft warning systems | BALL | NO MODIFIER | TYPE | AIRCRAFT WARNING SPHERE | SIZE | 300 MM DIA | MATERIAL | POLYETHYLENE | HAZARD CLASS |  | CERTIFICATION/STANDARD |  | ADDITIONAL FEATURES | CONDUCTOR RANGE:19 TO 22.49 MM,COLOR:ORANGE,ASSEMBLY | [61 empty] | Production Completed
STP_009 - Lot4 | Data Enrichment | PVJ | OK | 2023-07-24 | 2023-07-25 | Processed based on Websource, Conflict w.r.t Input | 1253649 | 1253649 | EA | KIT;HDW,PLP,D-UFO3225W | KIT; | KIT; | KIT;TYPE:HARDWARE,ADDITIONAL FEATURES EN:PLP,D-UFO3225W,UFO,300,ASSY,22.5-26.49,WHITE | 01)PREFORMED LINE PRODUCTS,01)D-UFO3225W,01)PREFORMED LINE PRODUCTS,01)D-UFO3225W,EN_01)HARDWARE,01)PLP,D-UFO3225W,02)UFO,300,ASSY,22.5-26.49,WHI | D-UFO3225W | 1068388 | PREFORMED LINE PRODUCTS (AUST) | PREFORMED LINE PRODUCTS (AUST) | D-UFO3225W | [5 empty] | https://preformed.com/au/images/pdfs/Energy/Transmission/Tranmission-Protection.pdf | [10 empty] | Enriched | 25201903 Aircraft warning systems | BALL | NO MODIFIER | TYPE | AIRCRAFT WARNING SPHERE | SIZE | 300 MM DIA | MATERIAL | POLYETHYLENE | HAZARD CLASS |  | CERTIFICATION/STANDARD |  | ADDITIONAL FEATURES | CONDUCTOR RANGE:22.5 TO 26.49 MM,COLOR:WHITE,ASSEMBLY | [61 empty] | Production Completed
STP_009 - Lot4 | Data Enrichment | PVJ | OK | 2023-07-24 | 2023-07-25 | Processed based on Websource, Conflict w.r.t Input | 1253638 | 1253638 | EA | KIT;HDW,PLP,I-ALP11-275 | KIT; | KIT; | KIT;TYPE:HARDWARE,ADDITIONAL FEATURES EN:LINE PIN,INSULATOR,AERO,11KV,TT 275C,PLP,I-ALP11-275 | 01)PREFORMED LINE PRODUCTS,01)I-ALP11-275,01)PREFORMED LINE PRODUCTS,01)I-ALP11-275,EN_01)HARDWARE,01)LINE PIN,INSULATOR,AERO,11K,02)PLP,I-ALP11-275 | I-ALP11-275 | 1068388 | PREFORMED LINE PRODUCTS (AUST) | PREFORMED LINE PRODUCTS (AUST) | I-ALP11-275 | [5 empty] | https://www.preformed.co.nz/download.cfm/getfile/547 | https://www.preformed.co.nz/flipbooks/flipbooks/Energy/NZ%20Distribution%20Hardware/files/basic-html/page251.html | [9 empty] | Enriched | 39121721 Electrical insulators | INSULATOR | ELECTRICAL | TYPE | LOW VOLTAGE/MEDIUM VOLTAGE DISTRIBUTION,AERODYNAMIC LINE PIN | VOLTAGE RATING | 11 KV | IMPULSE WITHSTAND VOLTAGE |  | FLASH OVER VOLTAGE |  | CREEPAGE DISTANCE | 275 MM | ARCING DISTANCE |  | BIL RATING |  | TENSILE STRENGTH | 7 KN | NUMBER OF DISC |  | CONDUCTOR SIZE |  | MOUNTING TYPE |  | MATERIAL |  | SIZE | 136 DIAX152 LG MM | HAZARD CLASS |  | CERTIFICATION/STANDARD |  | ADDITIONAL FEATURES | TT | [41 empty] | Production Completed
STP_009 - Lot4 | Data Enrichment | PVJ | OK | 2023-07-24 | 2023-07-25 | Processed based on Websource, Conflict w.r.t Input | 1253637 | 1253637 | EA | KIT;HDW,PLP,I-ALP22-450 | KIT; | KIT; | KIT;TYPE:HARDWARE,ADDITIONAL FEATURES EN:PLP,I-ALP22-450,LINE PIN,AERO,22KV,TT 450C | 01)PREFORMED LINE PRODUCTS,01)I-ALP22-450,01)PREFORMED LINE PRODUCTS,01)I-ALP22-450,EN_01)HARDWARE,01)PLP,I-ALP22-450,02)LINE PIN,AERO,22KV,TT 450C | I-ALP22-450 | 1068388 | PREFORMED LINE PRODUCTS (AUST) | PREFORMED LINE PRODUCTS (AUST) | I-ALP22-450 | [5 empty] | https://www.preformed.co.nz/download.cfm/getfile/547 | https://www.preformed.co.nz/flipbooks/flipbooks/Energy/NZ%20Distribution%20Hardware/files/basic-html/page251.html | [9 empty] | Enriched | 39121721 Electrical insulators | INSULATOR | ELECTRICAL | TYPE | LOW VOLTAGE/MEDIUM VOLTAGE DISTRIBUTION,AERODYNAMIC LINE PIN | VOLTAGE RATING | 22 KV | IMPULSE WITHSTAND VOLTAGE |  | FLASH OVER VOLTAGE |  | CREEPAGE DISTANCE | 450 MM | ARCING DISTANCE |  | BIL RATING |  | TENSILE STRENGTH | 11 KN | NUMBER OF DISC |  | CONDUCTOR SIZE |  | MOUNTING TYPE |  | MATERIAL |  | SIZE | 148 DIAX200 LG MM | HAZARD CLASS |  | CERTIFICATION/STANDARD |  | ADDITIONAL FEATURES | TT | [41 empty] | Production Completed
STP_009 - Lot4 | Data Enrichment | PVJ | OK | 2023-07-24 | 2023-07-25 | Processed based on Websource, Conflict w.r.t Input | 1253636 | 1253636 | EA | KIT;HDW,PLP,I-C10-200-900C-475H 76/76 | KIT; | KIT; | KIT;TYPE:HARDWARE,ADDITIONAL FEATURES EN:PLP,I-C10-200-900C-475H 76/76,INSULATOR,STATION POST,33KV,10KN,200BIL | 01)PREFORMED LINE PRODUCTS,01)I-C10-200-900C-475H 76/76,01)PREFORMED LINE PRODUCTS,01)I-C10-200-900C-475H 76/76,EN_01)HARDWARE,01)PLP,I-C10-200-900C-475H 76/,02)INSULATOR,STATION POST,33KV | I-C10-200-900C-475H 76/76 | 1068388 | PREFORMED LINE PRODUCTS (AUST) | PREFORMED LINE PRODUCTS (AUST) | I-C10-200-900C-475H 76/76 | [5 empty] | https://www.preformed.co.nz/download.cfm/getfile/547 | [10 empty] | Enriched | 39121721 Electrical insulators | INSULATOR | ELECTRICAL | TYPE | STATION POST | VOLTAGE RATING | 33 KV | IMPULSE WITHSTAND VOLTAGE |  | FLASH OVER VOLTAGE |  | CREEPAGE DISTANCE | 950 MM | ARCING DISTANCE |  | BIL RATING | 200 KV | TENSILE STRENGTH | 10 KN | NUMBER OF DISC |  | CONDUCTOR SIZE |  | MOUNTING TYPE |  | MATERIAL | PORCELIAM | SIZE | 475 MM HT | HAZARD CLASS |  | CERTIFICATION/STANDARD | IEC | ADDITIONAL FEATURES | [42 empty] | Production Completed
STP_009 - Lot4 | Data Enrichment | PVJ | OK | 2023-07-24 | 2023-07-25 | Processed based on Websource, Conflict w.r.t Input | 1253635 | 1253635 | EA | KIT;HDW,PLP,I-CS120-36-CT-H | KIT; | KIT; | KIT;TYPE:HARDWARE,ADDITIONAL FEATURES EN:PLP,I-CS120-36-CT-H,IEC,INSULATOR,COMPOSITE,36KV,CT-H,120KN | 01)PREFORMED LINE PRODUCTS,01)I-CS120-36-CT-H,01)PREFORMED LINE PRODUCTS,01)I-CS120-36-CT-H,EN_01)HARDWARE,01)PLP,I-CS120-36-CT-H,02)IEC,INSULATOR,COMPOSITE,36K | I-CS120-36-CT-H | 1068388 | PREFORMED LINE PRODUCTS (AUST) | PREFORMED LINE PRODUCTS (AUST) | I-CS120-36-CT-H | [5 empty] | https://www.preformed.co.nz/download.cfm/getfile/547 | [10 empty] | Enriched | 39121721 Electrical insulators | INSULATOR | ELECTRICAL | TYPE | LONG ROD, LINE POST | VOLTAGE RATING | 36 KV | IMPULSE WITHSTAND VOLTAGE | 410 KV | FLASH OVER VOLTAGE |  | CREEPAGE DISTANCE | 1180 MM | ARCING DISTANCE |  | BIL RATING |  | TENSILE STRENGTH | 120 KN | NUMBER OF DISC |  | CONDUCTOR SIZE |  | MOUNTING TYPE |  | MATERIAL | POLYMERIC | SIZE | 655 MM LG | HAZARD CLASS |  | CERTIFICATION/STANDARD | IEC | ADDITIONAL FEATURES | COMPOSITE | [41 empty] | Production Completed
STP_009 - Lot4 | Data Enrichment | PVJ | OK | 2023-07-24 | 2023-07-25 | Processed based on Websource, Conflict w.r.t Input | 1253099 | 1253099 | EA | KIT;HDW,PLP,I-CS70-35-CT-H | KIT; | KIT; | KIT;TYPE:HARDWARE,ADDITIONAL FEATURES EN:PLP,I-CS70-35-CT-H,LR,70KN,CT-H,859C,525H | 01)PREFORMED LINE PRODUCTS,01)I-CS70-35-CT-H,01)PREFORMED LINE PRODUCTS,01)I-CS70-35-CT-H,EN_01)HARDWARE,01)PLP,I-CS70-35-CT-H,02)LR,70KN,CT-H,859C,525H | I-CS70-35-CT-H | 1068388 | PREFORMED LINE PRODUCTS (AUST) | PREFORMED LINE PRODUCTS (AUST) | I-CS70-35-CT-H | [5 empty] | https://www.preformed.co.nz/download.cfm/getfile/547 | [10 empty] | Enriched | 39121721 Electrical insulators | INSULATOR | ELECTRICAL | TYPE | LONG ROD, LINE POST | VOLTAGE RATING | 35 KV | IMPULSE WITHSTAND VOLTAGE | 275 KV | FLASH OVER VOLTAGE |  | CREEPAGE DISTANCE | 859 MM | ARCING DISTANCE |  | BIL RATING |  | TENSILE STRENGTH | 70 KN | NUMBER OF DISC |  | CONDUCTOR SIZE |  | MOUNTING TYPE |  | MATERIAL | POLYMERIC | SIZE | 525 MM LG | HAZARD CLASS |  | CERTIFICATION/STANDARD | IEC | ADDITIONAL FEATURES | [42 empty] | Production Completed
STP_009 - Lot4 | Data Enrichment | PVJ | OK | 2023-07-24 | 2023-07-25 | Processed based on Websource, Conflict w.r.t Input | 1253098 | 1253098 | EA | KIT;HDW,PLP,I-GY2,GUY STRAIN,71KN | KIT; | KIT; | KIT;TYPE:HARDWARE,ADDITIONAL FEATURES EN:PLP,I-GY2,GUY STRAIN,71KN | 01)PREFORMED LINE PRODUCTS,01)I-GY2,01)PREFORMED LINE PRODUCTS,01)I-GY2,EN_01)HARDWARE,01)PLP,I-GY2,02)GUY STRAIN,71KN | I-GY2 | 1068388 | PREFORMED LINE PRODUCTS (AUST) | PREFORMED LINE PRODUCTS (AUST) | I-GY2 | [5 empty] | https://www.preformed.co.nz/download.cfm/getfile/723 | [10 empty] | Cleansed | 39121721 Electrical insulators | INSULATOR | ELECTRICAL | TYPE | GUY STRAIN | VOLTAGE RATING |  | IMPULSE WITHSTAND VOLTAGE |  | FLASH OVER VOLTAGE |  | CREEPAGE DISTANCE |  | ARCING DISTANCE |  | BIL RATING |  | TENSILE STRENGTH | 71 KN | NUMBER OF DISC |  | CONDUCTOR SIZE |  | MOUNTING TYPE |  | MATERIAL |  | SIZE |  | HAZARD CLASS |  | CERTIFICATION/STANDARD |  | ADDITIONAL FEATURES | [42 empty] | Production Completed
STP_009 - Lot4 | Data Enrichment | PVJ | OK | 2023-07-24 | 2023-07-25 | Processed based on Websource, Conflict w.r.t Input | 1253097 | 1253097 | EA | KIT;HDW,PLP,I-GY3,GUY STRAIN,222KN | KIT; | KIT; | KIT;TYPE:HARDWARE,ADDITIONAL FEATURES EN:PLP,I-GY3,GUY STRAIN,222KN | 01)PREFORMED LINE PRODUCTS,01)I-GY3,01)PREFORMED LINE PRODUCTS,01)I-GY3,EN_01)HARDWARE,01)PLP,I-GY3,02)GUY STRAIN,222KN | I-GY3 | 1068388 | PREFORMED LINE PRODUCTS (AUST) | PREFORMED LINE PRODUCTS (AUST) | I-GY3 | [5 empty] | https://www.preformed.co.nz/download.cfm/getfile/723 | [10 empty] | Cleansed | 39121721 Electrical insulators | INSULATOR | ELECTRICAL | TYPE | GUY STRAIN | VOLTAGE RATING |  | IMPULSE WITHSTAND VOLTAGE |  | FLASH OVER VOLTAGE |  | CREEPAGE DISTANCE |  | ARCING DISTANCE |  | BIL RATING |  | TENSILE STRENGTH | 222 KN | NUMBER OF DISC |  | CONDUCTOR SIZE |  | MOUNTING TYPE |  | MATERIAL |  | SIZE |  | HAZARD CLASS |  | CERTIFICATION/STANDARD |  | ADDITIONAL FEATURES | [42 empty] | Production Completed
STP_009 - Lot4 | Data Enrichment | PVJ | OK | 2023-07-24 | 2023-07-25 | Processed based on Websource, Conflict w.r.t Input | 1253096 | 1253096 | EA | KIT;HDW,PLP,I-GY4,GUY STRAIN,222KN | KIT; | KIT; | KIT;TYPE:HARDWARE,ADDITIONAL FEATURES EN:PLP,I-GY4,GUY STRAIN,222KN | 01)PREFORMED LINE PRODUCTS,01)I-GY4,01)PREFORMED LINE PRODUCTS,01)I-GY4,EN_01)HARDWARE,01)PLP,I-GY4,02)GUY STRAIN,222KN | I-GY4 | 1068388 | PREFORMED LINE PRODUCTS (AUST) | PREFORMED LINE PRODUCTS (AUST) | I-GY4 | [5 empty] | https://www.preformed.co.nz/download.cfm/getfile/723 | [10 empty] | Cleansed | 39121721 Electrical insulators | INSULATOR | ELECTRICAL | TYPE | GUY STRAIN | VOLTAGE RATING |  | IMPULSE WITHSTAND VOLTAGE |  | FLASH OVER VOLTAGE |  | CREEPAGE DISTANCE |  | ARCING DISTANCE |  | BIL RATING |  | TENSILE STRENGTH | 222 KN | NUMBER OF DISC |  | CONDUCTOR SIZE |  | MOUNTING TYPE |  | MATERIAL |  | SIZE |  | HAZARD CLASS |  | CERTIFICATION/STANDARD |  | ADDITIONAL FEATURES | [42 empty] | Production Completed
STP_009 - Lot4 | Data Enrichment | PVJ | OK | 2023-07-24 | 2023-07-25 | Processed based on Websource, Conflict w.r.t Input | 1253634 | 1253634 | EA | KIT;HDW,PLP,I-SHLV2 | KIT; | KIT; | KIT;TYPE:HARDWARE,ADDITIONAL FEATURES EN:PLP,I-SHLV2,LV,SPOOL INSULATOR,20KN | 01)PREFORMED LINE PRODUCTS,01)I-SHLV2,01)PREFORMED LINE PRODUCTS,01)I-SHLV2,EN_01)HARDWARE,01)PLP,I-SHLV2,02)LV,SPOOL INSULATOR,20KN | I-SHLV2 | 1068388 | PREFORMED LINE PRODUCTS (AUST) | PREFORMED LINE PRODUCTS (AUST) | I-SHLV2 | [5 empty] | https://www.preformed.co.nz/download.cfm/getfile/547 | https://www.preformed.co.nz/flipbooks/flipbooks/Energy/NZ%20Distribution%20Hardware/files/basic-html/page251.html | [9 empty] | Enriched | 39121721 Electrical insulators | INSULATOR | ELECTRICAL | TYPE | LOW VOLTAGE/MEDIUM VOLTAGE DISTRIBUTION,SHACKLE/PIN,SPOOL | VOLTAGE RATING |  | IMPULSE WITHSTAND VOLTAGE |  | FLASH OVER VOLTAGE |  | CREEPAGE DISTANCE |  | ARCING DISTANCE |  | BIL RATING |  | TENSILE STRENGTH | 20 KN | NUMBER OF DISC |  | CONDUCTOR SIZE |  | MOUNTING TYPE |  | MATERIAL |  | SIZE | 80 DIAX76 LG MM | HAZARD CLASS |  | CERTIFICATION/STANDARD |  | ADDITIONAL FEATURES | [42 empty] | Production Completed
STP_009 - Lot4 | Data Enrichment | PVJ | OK | 2023-07-24 | 2023-07-25 | Processed based on Websource, Conflict w.r.t Input | 1253633 | 1253633 | EA | KIT;HDW,PLP,I-SLP33-534 | KIT; | KIT; | KIT;TYPE:HARDWARE,ADDITIONAL FEATURES EN:PLP,I-SLP33-534,LINE PIN,33KV,TT,534C | 01)PREFORMED LINE PRODUCTS,01)I-SLP33-534,01)PREFORMED LINE PRODUCTS,01)I-SLP33-534,EN_01)HARDWARE,01)PLP,I-SLP33-534,02)LINE PIN,33KV,TT,534C | I-SLP33-534 | 1068388 | PREFORMED LINE PRODUCTS (AUST) | PREFORMED LINE PRODUCTS (AUST) | I-SLP33-534 | [5 empty] | https://www.preformed.co.nz/download.cfm/getfile/547 | https://www.preformed.co.nz/flipbooks/flipbooks/Energy/NZ%20Distribution%20Hardware/files/basic-html/page251.html | [9 empty] | Enriched | 39121721 Electrical insulators | INSULATOR | ELECTRICAL | TYPE | LOW VOLTAGE/MEDIUM VOLTAGE DISTRIBUTION,STANDARD LINE PIN | VOLTAGE RATING | 33 KV | IMPULSE WITHSTAND VOLTAGE |  | FLASH OVER VOLTAGE |  | CREEPAGE DISTANCE | 534 MM | ARCING DISTANCE |  | BIL RATING |  | TENSILE STRENGTH | 11 KN | NUMBER OF DISC |  | CONDUCTOR SIZE |  | MOUNTING TYPE |  | MATERIAL |  | SIZE | 279 DIAX194 LG MM | HAZARD CLASS |  | CERTIFICATION/STANDARD |  | ADDITIONAL FEATURES | TT | [41 empty] | Production Completed
STP_009 - Lot4 | Data Enrichment | PVJ | OK | 2023-07-24 | 2023-07-25 | Processed based on Websource, Conflict w.r.t Input | 1253095 | 1253095 | EA | KIT;HDW,PLP,MG-060-065-2.4 | KIT; | KIT; | KIT;TYPE:HARDWARE,ADDITIONAL FEATURES EN:PLP,MG-060-065-2.4,MOWER GUARD,60X65X2400,GAL | 01)PREFORMED LINE PRODUCTS,01)MG-060-065-2.4,01)PREFORMED LINE PRODUCTS,01)MG-060-065-2.4,EN_01)HARDWARE,01)PLP,MG-060-065-2.4,02)MOWER GUARD,60X65X2400,GAL | MG-060-065-2.4 | 1068388 | PREFORMED LINE PRODUCTS (AUST) | PREFORMED LINE PRODUCTS (AUST) | MG-060-065-2.4 | [5 empty] | URL NOT FOUND | [10 empty] | Cleansed | 39121700 Electrical hardware and supplies | KIT | No Modifier | TYPE | HARDWARE | CONTENTS | GALVANISED MOWER GUARD,60 MMX65 MMX2.4 M | NUMBER OF ITEMS |  | HAZARD CLASS |  | CERTIFICATION/STANDARD |  | ADDITIONAL FEATURES | [62 empty] | Production Completed
STP_009 - Lot4 | Data Enrichment | PVJ | OK | 2023-07-24 | 2023-07-25 | Processed based on Websource, Conflict w.r.t Input | 1253094 | 1253094 | EA | KIT;HDW,PLP,MG-075-075-2.4 | KIT; | KIT; | KIT;TYPE:HARDWARE,ADDITIONAL FEATURES EN:PLP,MG-075-075-2.4,MOWER GUARD,75X75X2400,GAL | 01)PREFORMED LINE PRODUCTS,01)MG-075-075-2.4,01)PREFORMED LINE PRODUCTS,01)MG-075-075-2.4,EN_01)HARDWARE,01)PLP,MG-075-075-2.4,02)MOWER GUARD,75X75X2400,GAL | MG-075-075-2.4 | 1068388 | PREFORMED LINE PRODUCTS (AUST) | PREFORMED LINE PRODUCTS (AUST) | MG-075-075-2.4 | [5 empty] | URL NOT FOUND | [10 empty] | Cleansed | 39121700 Electrical hardware and supplies | KIT | No Modifier | TYPE | HARDWARE | CONTENTS | GALVANISED MOWER GUARD,75 MMX75 MMX2.4 M | NUMBER OF ITEMS |  | HAZARD CLASS |  | CERTIFICATION/STANDARD |  | ADDITIONAL FEATURES | [62 empty] | Production Completed
STP_009 - Lot4 | Data Enrichment | PVJ | OK | 2023-07-24 | 2023-07-25 | Processed based on Websource, Conflict w.r.t Input | 1253093 | 1253093 | EA | KIT;HDW,PLP,OFDLC-8003041 | KIT; | KIT; | KIT;TYPE:HARDWARE,ADDITIONAL FEATURES EN:PLP,OFDLC-8003041,D/L,POLE MOUNT,CUSHION WOOD,9.5-11.8 | 01)PREFORMED LINE PRODUCTS,01)OFDLC-8003041,01)PREFORMED LINE PRODUCTS,01)OFDLC-8003041,EN_01)HARDWARE,01)PLP,OFDLC-8003041,02)D/L,POLE MOUNT,CUSHION WOOD | OFDLC-8003041 | 1068388 | PREFORMED LINE PRODUCTS (AUST) | PREFORMED LINE PRODUCTS (AUST) | OFDLC-8003041 | [5 empty] | https://www.preformed.com/au/images/pdfs/Communications/PLP_FIBERLIGN_Hardware_Catalogue.pdf | [10 empty] | Enriched | 39121700 Electrical hardware and supplies | CUSHION | NO MODIFIER | TYPE | DOWNLEAD | SIZE | 9.5 TO 11.8 MM DIA | MATERIAL | POLYMERIC | HAZARD CLASS |  | CERTIFICATION/STANDARD |  | ADDITIONAL FEATURES | MOUNT:WOOD POLE | [61 empty] | Production Completed
STP_009 - Lot4 | Data Enrichment | PVJ | OK | 2023-07-24 | 2023-07-25 | Processed based on Websource, Conflict w.r.t Input | 1253092 | 1253092 | EA | KIT;HDW,PLP,OFDLC-8003041A | KIT; | KIT; | KIT;TYPE:HARDWARE,ADDITIONAL FEATURES EN:PLP,OFDLC-8003041A,D/L,P/MOUNT,ADSS/OPGW,STL/CON,9.5-11.8 | 01)PREFORMED LINE PRODUCTS,01)OFDLC-8003041A,01)PREFORMED LINE PRODUCTS,01)OFDLC-8003041A,EN_01)HARDWARE,01)PLP,OFDLC-8003041A,02)D/L,P/MOUNT,ADSS/OPGW,STL/C | OFDLC-8003041A | 1068388 | PREFORMED LINE PRODUCTS (AUST) | PREFORMED LINE PRODUCTS (AUST) | OFDLC-8003041A | [5 empty] | https://www.preformed.com/au/images/pdfs/Communications/PLP_FIBERLIGN_Hardware_Catalogue.pdf | [10 empty] | Enriched | 39121700 Electrical hardware and supplies | CUSHION | NO MODIFIER | TYPE | DOWNLEAD | SIZE | 9.5 TO 11.8 MM DIA | MATERIAL | POLYMERIC | HAZARD CLASS |  | CERTIFICATION/STANDARD |  | ADDITIONAL FEATURES | MOUNT:CONCRETE/STEEL POLE,FOR ADSS/OPGW | [61 empty] | Production Completed
STP_009 - Lot4 | Data Enrichment | PVJ | OK | 2023-07-24 | 2023-07-25 | Processed based on Websource, Conflict w.r.t Input | 1253632 | 1253632 | EA | KIT;HDW,PLP,OFDLC-8003042 | KIT; | KIT; | KIT;TYPE:HARDWARE,ADDITIONAL FEATURES EN:PLP,OFDLC-8003042,D/L,POLE MOUNT,CUSHION WOOD,11.9-14.3 | 01)PREFORMED LINE PRODUCTS,01)OFDLC-8003042,01)PREFORMED LINE PRODUCTS,01)OFDLC-8003042,EN_01)HARDWARE,01)PLP,OFDLC-8003042,02)D/L,POLE MOUNT,CUSHION WOOD | OFDLC-8003042 | 1068388 | PREFORMED LINE PRODUCTS (AUST) | PREFORMED LINE PRODUCTS (AUST) | OFDLC-8003042 | [5 empty] | https://www.preformed.com/au/images/pdfs/Communications/PLP_FIBERLIGN_Hardware_Catalogue.pdf | [10 empty] | Enriched | 39121700 Electrical hardware and supplies | CUSHION | NO MODIFIER | TYPE | DOWNLEAD | SIZE | 11.9 TO 14.3 MM DIA | MATERIAL | POLYMERIC | HAZARD CLASS |  | CERTIFICATION/STANDARD |  | ADDITIONAL FEATURES | MOUNT:WOOD POLE | [61 empty] | Production Completed
STP_009 - Lot4 | Data Enrichment | PVJ | OK | 2023-07-24 | 2023-07-25 | Processed based on Websource, Conflict w.r.t Input | 1253631 | 1253631 | EA | KIT;HDW,PLP,OFDLC-8003042A | KIT; | KIT; | KIT;TYPE:HARDWARE,ADDITIONAL FEATURES EN:PLP,OFDLC-8003042A,D/L,P/MOUNT,ADSS/OPGW,STL/CON,11.9-14.3 | 01)PREFORMED LINE PRODUCTS,01)OFDLC-8003042A,01)PREFORMED LINE PRODUCTS,01)OFDLC-8003042A,EN_01)HARDWARE,01)PLP,OFDLC-8003042A,02)D/L,P/MOUNT,ADSS/OPGW,STL/C | OFDLC-8003042A | 1068388 | PREFORMED LINE PRODUCTS (AUST) | PREFORMED LINE PRODUCTS (AUST) | OFDLC-8003042A | [5 empty] | https://www.preformed.com/au/images/pdfs/Communications/PLP_FIBERLIGN_Hardware_Catalogue.pdf | [10 empty] | Enriched | 39121700 Electrical hardware and supplies | CUSHION | NO MODIFIER | TYPE | DOWNLEAD | SIZE | 11.9 TO 14.3 MM DIA | MATERIAL | POLYMERIC | HAZARD CLASS |  | CERTIFICATION/STANDARD |  | ADDITIONAL FEATURES | MOUNT:CONCRETE/STEEL POLE,FOR ADSS/OPGW | [61 empty] | Production Completed
STP_009 - Lot4 | Data Enrichment | PVJ | OK | 2023-07-24 | 2023-07-25 | Processed based on Websource, Conflict w.r.t Input | 1253630 | 1253630 | EA | KIT;HDW,PLP,OFDLC-8003043 | KIT; | KIT; | KIT;TYPE:HARDWARE,ADDITIONAL FEATURES EN:PLP,OFDLC-8003043,D/L,POLE MOUNT,CUSHION WOOD,14.4-16.6 | 01)PREFORMED LINE PRODUCTS,01)OFDLC-8003043,01)PREFORMED LINE PRODUCTS,01)OFDLC-8003043,EN_01)HARDWARE,01)PLP,OFDLC-8003043,02)D/L,POLE MOUNT,CUSHION WOOD | OFDLC-8003043 | 1068388 | PREFORMED LINE PRODUCTS (AUST) | PREFORMED LINE PRODUCTS (AUST) | OFDLC-8003043 | [5 empty] | https://www.preformed.com/au/images/pdfs/Communications/PLP_FIBERLIGN_Hardware_Catalogue.pdf | [10 empty] | Enriched | 39121700 Electrical hardware and supplies | CUSHION | NO MODIFIER | TYPE | DOWNLEAD | SIZE | 14.4 TO 16.6 MM DIA | MATERIAL | POLYMERIC | HAZARD CLASS |  | CERTIFICATION/STANDARD |  | ADDITIONAL FEATURES | MOUNT:WOOD POLE | [61 empty] | Production Completed
STP_009 - Lot4 | Data Enrichment | PVJ | OK | 2023-07-24 | 2023-07-25 | Processed based on Websource, Conflict w.r.t Input | 1253629 | 1253629 | EA | KIT;HDW,PLP,OFDLC-8003043A | KIT; | KIT; | KIT;TYPE:HARDWARE,ADDITIONAL FEATURES EN:PLP,OFDLC-8003043A,D/L,P/MOUNT,ADSS/OPGW,STL/CON,14.4-16.6 | 01)PREFORMED LINE PRODUCTS,01)OFDLC-8003043A,01)PREFORMED LINE PRODUCTS,01)OFDLC-8003043A,EN_01)HARDWARE,01)PLP,OFDLC-8003043A,02)D/L,P/MOUNT,ADSS/OPGW,STL/C | OFDLC-8003043A | 1068388 | PREFORMED LINE PRODUCTS (AUST) | PREFORMED LINE PRODUCTS (AUST) | OFDLC-8003043A | [5 empty] | https://www.preformed.com/au/images/pdfs/Communications/PLP_FIBERLIGN_Hardware_Catalogue.pdf | [10 empty] | Enriched | 39121700 Electrical hardware and supplies | CUSHION | NO MODIFIER | TYPE | DOWNLEAD | SIZE | 14.4 TO 16.6 MM DIA | MATERIAL | POLYMERIC | HAZARD CLASS |  | CERTIFICATION/STANDARD |  | ADDITIONAL FEATURES | MOUNT:CONCRETE/STEEL POLE,FOR ADSS/OPGW | [61 empty] | Production Completed
STP_009 - Lot4 | Data Enrichment | PVJ | OK | 2023-07-24 | 2023-07-25 | Processed based on Websource, Conflict w.r.t Input | 1253628 | 1253628 | EA | KIT;HDW,PLP,OFDLC-8003044 | KIT; | KIT; | KIT;TYPE:HARDWARE,ADDITIONAL FEATURES EN:PLP,OFDLC-8003044,D/L,POLE MOUNT,CUSHION WOOD,16.7-19.1 | 01)PREFORMED LINE PRODUCTS,01)OFDLC-8003044,01)PREFORMED LINE PRODUCTS,01)OFDLC-8003044,EN_01)HARDWARE,01)PLP,OFDLC-8003044,02)D/L,POLE MOUNT,CUSHION WOOD | OFDLC-8003044 | 1068388 | PREFORMED LINE PRODUCTS (AUST) | PREFORMED LINE PRODUCTS (AUST) | OFDLC-8003044 | [5 empty] | https://www.preformed.com/au/images/pdfs/Communications/PLP_FIBERLIGN_Hardware_Catalogue.pdf | [10 empty] | Enriched | 39121700 Electrical hardware and supplies | CUSHION | NO MODIFIER | TYPE | DOWNLEAD | SIZE | 16.7 TO 19.1 MM DIA | MATERIAL | POLYMERIC | HAZARD CLASS |  | CERTIFICATION/STANDARD |  | ADDITIONAL FEATURES | MOUNT:WOOD POLE | [61 empty] | Production Completed
STP_009 - Lot4 | Data Enrichment | PVJ | OK | 2023-07-24 | 2023-07-25 | Processed based on Websource, Conflict w.r.t Input | 1253627 | 1253627 | EA | KIT;HDW,PLP,OFDLC-8003044A | KIT; | KIT; | KIT;TYPE:HARDWARE,ADDITIONAL FEATURES EN:D/L,P/MOUNT,ADSS/OPGW,STL/CON,16.7-19.1,PLP,OFDLC-8003044A | 01)PREFORMED LINE PRODUCTS,01)OFDLC-8003044A,01)PREFORMED LINE PRODUCTS,01)OFDLC-8003044A,EN_01)HARDWARE,01)D/L,P/MOUNT,ADSS/OPGW,STL/C,02)PLP,OFDLC-8003044A | OFDLC-8003044A | 1068388 | PREFORMED LINE PRODUCTS (AUST) | PREFORMED LINE PRODUCTS (AUST) | OFDLC-8003044A | [5 empty] | https://www.preformed.com/au/images/pdfs/Communications/PLP_FIBERLIGN_Hardware_Catalogue.pdf | [10 empty] | Enriched | 39121700 Electrical hardware and supplies | CUSHION | NO MODIFIER | TYPE | DOWNLEAD | SIZE | 16.7 TO 19.1 MM DIA | MATERIAL | POLYMERIC | HAZARD CLASS |  | CERTIFICATION/STANDARD |  | ADDITIONAL FEATURES | MOUNT:CONCRETE/STEEL POLE,FOR ADSS/OPGW | [61 empty] | Production Completed
STP_009 - Lot4 | Data Enrichment | PVJ | OK | 2023-07-24 | 2023-07-25 | Processed based on Websource, Conflict w.r.t Input | 1253626 | 1253626 | EA | KIT;HDW,PLP,OFDLC-8003052 | KIT; | KIT; | KIT;TYPE:HARDWARE,ADDITIONAL FEATURES EN:D/L,POLE MOUNT,CUSHION WOOD,19.2-21.5,PLP,OFDLC-8003052 | 01)PREFORMED LINE PRODUCTS,01)OFDLC-8003052,01)PREFORMED LINE PRODUCTS,01)OFDLC-8003052,EN_01)HARDWARE,01)D/L,POLE MOUNT,CUSHION WOOD,02)PLP,OFDLC-8003052 | OFDLC-8003052 | 1068388 | PREFORMED LINE PRODUCTS (AUST) | PREFORMED LINE PRODUCTS (AUST) | OFDLC-8003052 | [5 empty] | https://www.preformed.com/au/images/pdfs/Communications/PLP_FIBERLIGN_Hardware_Catalogue.pdf | [10 empty] | Enriched | 39121700 Electrical hardware and supplies | CUSHION | NO MODIFIER | TYPE | DOWNLEAD | SIZE | 19.2 TO 21.5 MM DIA | MATERIAL | POLYMERIC | HAZARD CLASS |  | CERTIFICATION/STANDARD |  | ADDITIONAL FEATURES | MOUNT:WOOD POLE | [61 empty] | Production Completed
STP_009 - Lot4 | Data Enrichment | PVJ | OK | 2023-07-24 | 2023-07-25 | Processed based on Websource, Conflict w.r.t Input | 1253625 | 1253625 | EA | KIT;HDW,PLP,OFDLC-F-010 | KIT; | KIT; | KIT;TYPE:HARDWARE,ADDITIONAL FEATURES EN:PLP,OFDLC-F-010,D/L,P/MOUNT,FLAT CABLE,WOOD POLE ASSY | 01)PREFORMED LINE PRODUCTS,01)OFDLC-F-010,01)PREFORMED LINE PRODUCTS,01)OFDLC-F-010,EN_01)HARDWARE,01)PLP,OFDLC-F-010,02)D/L,P/MOUNT,FLAT CABLE,WOOD | OFDLC-F-010 | 1068388 | PREFORMED LINE PRODUCTS (AUST) | PREFORMED LINE PRODUCTS (AUST) | OFDLC-F-010 | [5 empty] | https://www.preformed.com/au/images/pdfs/Communications/PLP_FIBERLIGN_Hardware_Catalogue.pdf | https://www.ergon.com.au/__data/assets/pdf_file/0008/892484/OHCM_V27.2_ASSEMBLIES_Part_2.pdf | [9 empty] | Cleansed | 39121700 Electrical hardware and supplies | CUSHION | NO MODIFIER | TYPE | DOWNLEAD | SIZE |  | MATERIAL |  | HAZARD CLASS |  | CERTIFICATION/STANDARD |  | ADDITIONAL FEATURES | MOUNT:WOOD POLE,FOR FLAT CABLE,ASSEMBLY | [61 empty] | Production Completed
STP_009 - Lot4 | Data Enrichment | PVJ | OK | 2023-07-24 | 2023-07-25 | Processed based on Websource, Conflict w.r.t Input | 1253624 | 1253624 | EA | KIT;HDW,PLP,OFDLC-F-010A | KIT; | KIT; | KIT;TYPE:HARDWARE,ADDITIONAL FEATURES EN:PLP,OFDLC-F-010A,D/L,P/MOUNT,FLAT CABLE,C/CRETE POLE ASSY | 01)PREFORMED LINE PRODUCTS,01)OFDLC-F-010A,01)PREFORMED LINE PRODUCTS,01)OFDLC-F-010A,EN_01)HARDWARE,01)PLP,OFDLC-F-010A,02)D/L,P/MOUNT,FLAT CABLE,C/CR | OFDLC-F-010A | 1068388 | PREFORMED LINE PRODUCTS (AUST) | PREFORMED LINE PRODUCTS (AUST) | OFDLC-F-010A | [5 empty] | https://www.preformed.com/au/images/pdfs/Communications/PLP_FIBERLIGN_Hardware_Catalogue.pdf | https://www.ergon.com.au/__data/assets/pdf_file/0008/892484/OHCM_V27.2_ASSEMBLIES_Part_2.pdf | [9 empty] | Cleansed | 39121700 Electrical hardware and supplies | CUSHION | NO MODIFIER | TYPE | DOWNLEAD | SIZE |  | MATERIAL |  | HAZARD CLASS |  | CERTIFICATION/STANDARD |  | ADDITIONAL FEATURES | MOUNT:MOUNT:CONCRETE/STEEL POLE,FOR FLAT CABLE,ASSEMBLY | [61 empty] | Production Completed
STP_009 - Lot4 | Data Enrichment | PVJ | OK | 2023-07-24 | 2023-07-25 | Processed based on Websource, Conflict w.r.t Input | 1253623 | 1253623 | EA | KIT;HDW,PLP,OFFDS2-130139 | KIT; | KIT; | KIT;TYPE:HARDWARE,ADDITIONAL FEATURES EN:PLP,OFFDS2-130139,FIBERLIGN,DIE SUPPORT,13-13.99MM | 01)PREFORMED LINE PRODUCTS,01)OFFDS2-130139,01)PREFORMED LINE PRODUCTS,01)OFFDS2-130139,EN_01)HARDWARE,01)PLP,OFFDS2-130139,02)FIBERLIGN,DIE SUPPORT,13-13 | OFFDS2-130139 | 1068388 | PREFORMED LINE PRODUCTS (AUST) | PREFORMED LINE PRODUCTS (AUST) | OFFDS2-130139 | [5 empty] | https://www.preformed.com/au/images/pdfs/Communications/PLP_FIBERLIGN_Hardware_Catalogue.pdf | [10 empty] | Enriched | 39121700 Electrical hardware and supplies | CLAMP | NO MODIFIER | TYPE | DIELECTRIC SUSPENSION/SUPPORT | CAPACITY |  | SIZE | M16 | MATERIAL |  | CLAMPING PRESSURE |  | HAZARD CLASS |  | CERTIFICATION/STANDARD |  | ADDITIONAL FEATURES | BRAND:FIBERLIGN,CONDUCTOR RANGE:13 TO 13.99 MM | [57 empty] | Production Completed
STP_009 - Lot4 | Data Enrichment | PVJ | OK | 2023-07-24 | 2023-07-25 | Processed based on Websource, Conflict w.r.t Input | 1253622 | 1253622 | EA | KIT;HDW,PLP,OFFDS2-150159 | KIT; | KIT; | KIT;TYPE:HARDWARE,ADDITIONAL FEATURES EN:PLP,OFFDS2-150159,FIBERLIGN,DIE SUPPORT,15.0-15.9MM | 01)PREFORMED LINE PRODUCTS,01)OFFDS2-150159,01)PREFORMED LINE PRODUCTS,01)OFFDS2-150159,EN_01)HARDWARE,01)PLP,OFFDS2-150159,02)FIBERLIGN,DIE SUPPORT,15.0- | OFFDS2-150159 | 1068388 | PREFORMED LINE PRODUCTS (AUST) | PREFORMED LINE PRODUCTS (AUST) | OFFDS2-150159 | [5 empty] | https://www.preformed.com/au/images/pdfs/Communications/PLP_FIBERLIGN_Hardware_Catalogue.pdf | [10 empty] | Enriched | 39121700 Electrical hardware and supplies | CLAMP | NO MODIFIER | TYPE | DIELECTRIC SUSPENSION/SUPPORT | CAPACITY |  | SIZE | M16 | MATERIAL |  | CLAMPING PRESSURE |  | HAZARD CLASS |  | CERTIFICATION/STANDARD |  | ADDITIONAL FEATURES | BRAND:FIBERLIGN,CONDUCTOR RANGE:15 TO 15.9 MM | [57 empty] | Production Completed
STP_009 - Lot4 | Data Enrichment | PVJ | OK | 2023-07-24 | 2023-07-25 | Processed based on Websource, Conflict w.r.t Input | 1253621 | 1253621 | EA | KIT;HDW,PLP,OFSCCM-01 | KIT; | KIT; | KIT;TYPE:HARDWARE,ADDITIONAL FEATURES EN:PLP,OFSCCM-01,F/LIGN,FOC,STORAGE BRACKET,R530 | 01)PREFORMED LINE PRODUCTS,01)OFSCCM-01,01)PREFORMED LINE PRODUCTS,01)OFSCCM-01,EN_01)HARDWARE,01)PLP,OFSCCM-01,02)F/LIGN,FOC,STORAGE BRACKET | OFSCCM-01 | 1068388 | PREFORMED LINE PRODUCTS (AUST) | PREFORMED LINE PRODUCTS (AUST) | OFSCCM-01 | [5 empty] | https://www.preformed.com/au/images/pdfs/Communications/PLP_FIBERLIGN_Hardware_Catalogue.pdf | [10 empty] | Enriched | 31162504 Electrical fixture brackets | BRACKET | NO MODIFIER | TYPE | FIBER OPTIC CABLE STORAGE | SIZE |  | HOLE/SLOT SIZE |  | NUMBER OF HOLES/SLOTS |  | MATERIAL |  | CAPACITY |  | COATING/FINISH |  | COLOUR |  | HAZARD CLASS |  | CERTIFICATION/STANDARD |  | ADDITIONAL FEATURES | BRAND:FIBERLIGN, CONDUCTOR BEND RADIUS:530 MM | [51 empty] | Production Completed
STP_009 - Lot4 | Data Enrichment | PVJ | OK | 2023-07-24 | 2023-07-25 | Processed based on Websource, Conflict w.r.t Input | 1253620 | 1253620 | EA | KIT;HDW,PLP,OFSCCM-02-250 | KIT; | KIT; | KIT;TYPE:HARDWARE,ADDITIONAL FEATURES EN:PLP,OFSCCM-02-250,F/LIGN,FOC,STORAGE BRACKET,R250 | 01)PREFORMED LINE PRODUCTS,01)OFSCCM-02-250,01)PREFORMED LINE PRODUCTS,01)OFSCCM-02-250,EN_01)HARDWARE,01)PLP,OFSCCM-02-250,02)F/LIGN,FOC,STORAGE BRACKET | OFSCCM-02-250 | 1068388 | PREFORMED LINE PRODUCTS (AUST) | PREFORMED LINE PRODUCTS (AUST) | OFSCCM-02-250 | [5 empty] | https://www.preformed.com/au/images/pdfs/Communications/PLP_FIBERLIGN_Hardware_Catalogue.pdf | [10 empty] | Enriched | 31162504 Electrical fixture brackets | BRACKET | NO MODIFIER | TYPE | FIBER OPTIC CABLE STORAGE | SIZE |  | HOLE/SLOT SIZE |  | NUMBER OF HOLES/SLOTS |  | MATERIAL | STEEL | CAPACITY |  | COATING/FINISH | GALVANIZED | COLOUR |  | HAZARD CLASS |  | CERTIFICATION/STANDARD |  | ADDITIONAL FEATURES | BRAND:FIBERLIGN, CONDUCTOR BEND RADIUS:250 MM | [51 empty] | Production Completed
STP_009 - Lot4 | Data Enrichment | PVJ | OK | 2023-07-24 | 2023-07-25 | Processed based on Websource, Conflict w.r.t Input | 1253619 | 1253619 | EA | KIT;HDW,PLP,OFSCCM-02-400 | KIT; | KIT; | KIT;TYPE:HARDWARE,ADDITIONAL FEATURES EN:PLP,OFSCCM-02-400,F/LIGN,FOC,STORAGE BRACKET,R400 | 01)PREFORMED LINE PRODUCTS,01)OFSCCM-02-400,01)PREFORMED LINE PRODUCTS,01)OFSCCM-02-400,EN_01)HARDWARE,01)PLP,OFSCCM-02-400,02)F/LIGN,FOC,STORAGE BRACKET | OFSCCM-02-400 | 1068388 | PREFORMED LINE PRODUCTS (AUST) | PREFORMED LINE PRODUCTS (AUST) | OFSCCM-02-400 | [5 empty] | https://www.preformed.com/au/images/pdfs/Communications/PLP_FIBERLIGN_Hardware_Catalogue.pdf | [10 empty] | Enriched | 31162504 Electrical fixture brackets | BRACKET | NO MODIFIER | TYPE | FIBER OPTIC CABLE STORAGE | SIZE |  | HOLE/SLOT SIZE |  | NUMBER OF HOLES/SLOTS |  | MATERIAL | STEEL | CAPACITY |  | COATING/FINISH | GALVANIZED | COLOUR |  | HAZARD CLASS |  | CERTIFICATION/STANDARD |  | ADDITIONAL FEATURES | BRAND:FIBERLIGN, CONDUCTOR BEND RADIUS:400 MM | [51 empty] | Production Completed
STP_009 - Lot4 | Data Enrichment | PVJ | OK | 2023-07-24 | 2023-07-25 | Processed based on Websource, Conflict w.r.t Input | 1253613 | 1253613 | EA | KIT;HDW,PLP,PSG-025-2.5S | KIT; | KIT; | KIT;TYPE:HARDWARE,ADDITIONAL FEATURES EN:PLP,PSG-025-2.5S,STAYGUARD,SLIT,25MMX2.5M | 01)PREFORMED LINE PRODUCTS,01)PSG-025-2.5S,01)PREFORMED LINE PRODUCTS,01)PSG-025-2.5S,EN_01)HARDWARE,01)PLP,PSG-025-2.5S,02)STAYGUARD,SLIT,25MMX2.5M | PSG-025-2.5S | 1068388 | PREFORMED LINE PRODUCTS (AUST) | PREFORMED LINE PRODUCTS (AUST) | PSG-025-2.5S | [5 empty] | https://preformed.com/au/images/pdfs/Energy/Transmission/Transmission-HardwareFittings.pdf | [10 empty] | Enriched | 39131605 Wire Floor Track or Guard | GUARD | ELECTRICAL | TYPE | STAY WIRE,SLIT | SIZE | 22 DIA MMX2.5 LG M | MATERIAL |  | COATING/FINISH |  | MOUNTING TYPE |  | CONNECTION TYPE |  | HAZARD CLASS |  | CERTIFICATION/STANDARD |  | ADDITIONAL FEATURES | [56 empty] | Production Completed
STP_009 - Lot4 | Data Enrichment | PVJ | OK | 2023-07-24 | 2023-07-25 | Processed based on Websource, Conflict w.r.t Input | 1253612 | 1253612 | EA | KIT;HDW,PLP,PSG-036-2S-FH | KIT; | KIT; | KIT;TYPE:HARDWARE,ADDITIONAL FEATURES EN:PLP,PSG-036-2S-FH,STAYGUARD,SLIT,36MMX2M,DRILLED | 01)PREFORMED LINE PRODUCTS,01)PSG-036-2S-FH,01)PREFORMED LINE PRODUCTS,01)PSG-036-2S-FH,EN_01)HARDWARE,01)PLP,PSG-036-2S-FH,02)STAYGUARD,SLIT,36MMX2M,DRIL | PSG-036-2S-FH | 1068388 | PREFORMED LINE PRODUCTS (AUST) | PREFORMED LINE PRODUCTS (AUST) | PSG-036-2S-FH | [5 empty] | https://preformed.com/au/images/pdfs/Energy/Transmission/Transmission-HardwareFittings.pdf | [10 empty] | Enriched | 39131605 Wire Floor Track or Guard | GUARD | ELECTRICAL | TYPE | STAY WIRE,SLIT | SIZE | 32 DIA MMX2 LG M | MATERIAL |  | COATING/FINISH |  | MOUNTING TYPE |  | CONNECTION TYPE |  | HAZARD CLASS |  | CERTIFICATION/STANDARD |  | ADDITIONAL FEATURES | DRILLED | [55 empty] | Production Completed
STP_009 - Lot4 | Data Enrichment | PVJ | OK | 2023-07-24 | 2023-07-25 | Processed based on Websource, Conflict w.r.t Input | 1253611 | 1253611 | EA | KIT;HDW,PLP,PTG-0201 | KIT; | KIT; | KIT;TYPE:HARDWARE,ADDITIONAL FEATURES EN:F/LIGN,ABRASION PROTECTOR,6.04-12.7,PLP,PTG-0201 | 01)PREFORMED LINE PRODUCTS,01)PTG-0201,01)PREFORMED LINE PRODUCTS,01)PTG-0201,EN_01)HARDWARE,01)F/LIGN,ABRASION PROTECTOR,6,02)PLP,PTG-0201 | PTG-0201 | 1068388 | PREFORMED LINE PRODUCTS (AUST) | PREFORMED LINE PRODUCTS (AUST) | PTG-0201 | [5 empty] | https://preformed.com/za/images/pdfs/Energy/Distribution/Protective_Guards_and_Markers/Tree_Guard/Tree_Guard.pdf | http://preformed.com/images/pdfs/Communications/Pole_Line_Hardware/Spacers_and_Support/Tangent_Supports/Tree_Guards.pdf | [9 empty] | Enriched | 39131605 Wire Floor Track or Guard | GUARD | ELECTRICAL | TYPE | TREE,ABRASION PROTECTOR,CABLE | SIZE | 1/2 DIA INX6 LG FT | MATERIAL | POLYETHYLENE | COATING/FINISH |  | MOUNTING TYPE |  | CONNECTION TYPE |  | HAZARD CLASS |  | CERTIFICATION/STANDARD |  | ADDITIONAL FEATURES | BRAND:F/LIGN,CONDUCTOR SIZE:6.04 TO 12.7 MM | [55 empty] | Production Completed
STP_009 - Lot4 | Data Enrichment | PVJ | OK | 2023-07-24 | 2023-07-25 | Processed based on Websource, Conflict w.r.t Input | 1253610 | 1253610 | EA | KIT;HDW,PLP,PTG-0203 | KIT; | KIT; | KIT;TYPE:HARDWARE,ADDITIONAL FEATURES EN:PLP,PTG-0203,F/LIGN,ABRASION PROTECTOR,12.8-25.4 | 01)PREFORMED LINE PRODUCTS,01)PTG-0203,01)PREFORMED LINE PRODUCTS,01)PTG-0203,EN_01)HARDWARE,01)PLP,PTG-0203,02)F/LIGN,ABRASION PROTECTOR,1 | PTG-0203 | 1068388 | PREFORMED LINE PRODUCTS (AUST) | PREFORMED LINE PRODUCTS (AUST) | PTG-0203 | [5 empty] | https://preformed.com/za/images/pdfs/Energy/Distribution/Protective_Guards_and_Markers/Tree_Guard/Tree_Guard.pdf | http://preformed.com/images/pdfs/Communications/Pole_Line_Hardware/Spacers_and_Support/Tangent_Supports/Tree_Guards.pdf | [9 empty] | Enriched | 39131605 Wire Floor Track or Guard | GUARD | ELECTRICAL | TYPE | TREE,ABRASION PROTECTOR,CABLE | SIZE | 1 DIA INX6 LG FT | MATERIAL | POLYETHYLENE | COATING/FINISH |  | MOUNTING TYPE |  | CONNECTION TYPE |  | HAZARD CLASS |  | CERTIFICATION/STANDARD |  | ADDITIONAL FEATURES | BRAND:F/LIGN,CONDUCTOR SIZE:12.8 TO 25.4 MM | [55 empty] | Production Completed
STP_009 - Lot4 | Data Enrichment | PVJ | OK | 2023-07-24 | 2023-07-25 | Processed based on Websource, Conflict w.r.t Input | 1253607 | 1253607 | EA | KIT;HDW,PLP,SSS-1930 | KIT; | KIT; | KIT;TYPE:HARDWARE,ADDITIONAL FEATURES EN:19MMX30M,SS,STRAPPING,RED PLASTIC CASE,PLP,SSS-1930 | 01)PREFORMED LINE PRODUCTS,01)SSS-1930,01)PREFORMED LINE PRODUCTS,01)SSS-1930,EN_01)HARDWARE,01)19MMX30M,SS,STRAPPING,RED P,02)PLP,SSS-1930 | SSS-1930 | 1068388 | PREFORMED LINE PRODUCTS (AUST) | PREFORMED LINE PRODUCTS (AUST) | SSS-1930 | [5 empty] | https://www.preformed.com/au/images/pdfs/Communications/PLP_FIBERLIGN_Hardware_Catalogue.pdf | [10 empty] | Enriched | 31162406 Strapping or banding buckles | STRAP | NO MODIFIER | TYPE | SPLICE CASE MOUNTING HARDWARE | LENGTH | 30 M | WIDTH | 19 MM | THICKNESS |  | MATERIAL | STAINLESS STEEL | CONNECTION TYPE |  | LOAD CAPACITY |  | HAZARD CLASS |  | CERTIFICATION/STANDARD |  | ADDITIONAL FEATURES | COLOR:RED,PLASTIC CASE | [53 empty] | Production Completed
STP_009 - Lot4 | Data Enrichment | PVJ | OK | 2023-07-24 | 2023-07-25 | Processed based on Websource, Conflict w.r.t Input | 1253606 | 1253606 | EA | KIT;HDW,PLP,SSSB-12 | KIT; | KIT; | KIT;TYPE:HARDWARE,ADDITIONAL FEATURES EN:PLP,SSSB-12,12MM,S/S BUCKLE,BX100,TOOTHED | 01)PREFORMED LINE PRODUCTS,01)SSSB-12,01)PREFORMED LINE PRODUCTS,01)SSSB-12,EN_01)HARDWARE,01)PLP,SSSB-12,02)12MM,S/S BUCKLE,BX100,TOOTH | SSSB-12 | 1068388 | PREFORMED LINE PRODUCTS (AUST) | PREFORMED LINE PRODUCTS (AUST) | SSSB-12 | [5 empty] | https://www.preformed.com/au/images/pdfs/Communications/PLP_FIBERLIGN_Hardware_Catalogue.pdf | [10 empty] | Enriched | 31162406 Strapping or banding buckles | BUCKLE | NO MODIFIER | TYPE | SPLICE CASE MOUNTING HARDWARE | LOCKING MECHANISM |  | SIZE | 12 MM | MATERIAL | STAINLESS STEEL | HAZARD CLASS |  | CERTIFICATION/STANDARD |  | ADDITIONAL FEATURES | BX100 TOOTHED | [59 empty] | Production Completed
STP_009 - Lot4 | Data Enrichment | PVJ | OK | 2023-07-24 | 2023-07-25 | Processed based on Websource, Conflict w.r.t Input | 1253605 | 1253605 | EA | KIT;HDW,PLP,SSSB-16 | KIT; | KIT; | KIT;TYPE:HARDWARE,ADDITIONAL FEATURES EN:PLP,SSSB-16,16MM,S/S BUCKLE,BX100,TOOTHED | 01)PREFORMED LINE PRODUCTS,01)SSSB-16,01)PREFORMED LINE PRODUCTS,01)SSSB-16,EN_01)HARDWARE,01)PLP,SSSB-16,02)16MM,S/S BUCKLE,BX100,TOOTH | SSSB-16 | 1068388 | PREFORMED LINE PRODUCTS (AUST) | PREFORMED LINE PRODUCTS (AUST) | SSSB-16 | [5 empty] | https://www.preformed.com/au/images/pdfs/Communications/PLP_FIBERLIGN_Hardware_Catalogue.pdf | [10 empty] | Enriched | 31162406 Strapping or banding buckles | BUCKLE | NO MODIFIER | TYPE | SPLICE CASE MOUNTING HARDWARE | LOCKING MECHANISM |  | SIZE | 16 MM | MATERIAL | STAINLESS STEEL | HAZARD CLASS |  | CERTIFICATION/STANDARD |  | ADDITIONAL FEATURES | BX100 TOOTHED | [59 empty] | Production Completed
STP_009 - Lot4 | Data Enrichment | PVJ | OK | 2023-07-24 | 2023-07-25 | Processed based on Websource, Conflict w.r.t Input | 1253604 | 1253604 | EA | KIT;HDW,PLP,SSSB-19 | KIT; | KIT; | KIT;TYPE:HARDWARE,ADDITIONAL FEATURES EN:PLP,SSSB-19,19MM,S/S BUCKLE,BX100,TOOTHED | 01)PREFORMED LINE PRODUCTS,01)SSSB-19,01)PREFORMED LINE PRODUCTS,01)SSSB-19,EN_01)HARDWARE,01)PLP,SSSB-19,02)19MM,S/S BUCKLE,BX100,TOOTH | SSSB-19 | 1068388 | PREFORMED LINE PRODUCTS (AUST) | PREFORMED LINE PRODUCTS (AUST) | SSSB-19 | [5 empty] | https://www.preformed.com/au/images/pdfs/Communications/PLP_FIBERLIGN_Hardware_Catalogue.pdf | [10 empty] | Enriched | 31162406 Strapping or banding buckles | BUCKLE | NO MODIFIER | TYPE | SPLICE CASE MOUNTING HARDWARE | LOCKING MECHANISM |  | SIZE | 19 MM | MATERIAL | STAINLESS STEEL | HAZARD CLASS |  | CERTIFICATION/STANDARD |  | ADDITIONAL FEATURES | BX100 TOOTHED | [59 empty] | Production Completed
STP_009 - Lot4 | Data Enrichment | PVJ | OK | 2023-07-24 | 2023-07-25 | Processed based on Websource, Conflict w.r.t Input | 1253264 | 1253264 | EA | KIT;HT SHRNK,PLP,CPA-SEMH1-030-040-600 | KIT; | KIT; | KIT;TYPE:HEAT SHRINK,ADDITIONAL FEATURES EN:TRIPLE END SEAL,30-40MM,600MM LG,PLP,CPA-SEMH1-030-040-600 | 01)PREFORMED LINE PRODUCTS,01)CPA-SEMH1-030-040-600,01)PREFORMED LINE PRODUCTS,01)CPA-SEMH1-030-040-600,EN_01)HEAT SHRINK,01)TRIPLE END SEAL,30-40MM,600,02)PLP,CPA-SEMH1-030-040-600 | CPA-SEMH1-030-040-600 | 1068388 | PREFORMED LINE PRODUCTS (AUST) | PREFORMED LINE PRODUCTS (AUST) | CPA-SEMH1-030-040-600 | [5 empty] | URL NOT FOUND | [10 empty] | Cleansed | 39121700 Electrical hardware and supplies | KIT | No Modifier | TYPE | HEAT SHRINK | CONTENTS | TRIPLE END SEAL,30 TO 40 DIAX600 LG MM | NUMBER OF ITEMS |  | HAZARD CLASS |  | CERTIFICATION/STANDARD |  | ADDITIONAL FEATURES | [62 empty] | Production Completed
STP_009 - Lot4 | Data Enrichment | PVJ | OK | 2023-07-24 | 2023-07-25 | Processed based on Websource, Conflict w.r.t Input | 1253263 | 1253263 | EA | KIT;HT SHRNK,PLP,CPA-SEMH1-036-055-600 | KIT; | KIT; | KIT;TYPE:HEAT SHRINK,ADDITIONAL FEATURES EN:PLP,CPA-SEMH1-036-055-600,TRIPLE END SEAL,36-55MM,600MM L | 01)PREFORMED LINE PRODUCTS,01)CPA-SEMH1-036-055-600,01)PREFORMED LINE PRODUCTS,01)CPA-SEMH1-036-055-600,EN_01)HEAT SHRINK,01)PLP,CPA-SEMH1-036-055-600,02)TRIPLE END SEAL,36-55MM,600 | CPA-SEMH1-036-055-600 | 1068388 | PREFORMED LINE PRODUCTS (AUST) | PREFORMED LINE PRODUCTS (AUST) | CPA-SEMH1-036-055-600 | [5 empty] | URL NOT FOUND | [10 empty] | Cleansed | 39121700 Electrical hardware and supplies | KIT | No Modifier | TYPE | HEAT SHRINK | CONTENTS | TRIPLE END SEAL,36 TO 55 DIAX600 LG MM | NUMBER OF ITEMS |  | HAZARD CLASS |  | CERTIFICATION/STANDARD |  | ADDITIONAL FEATURES | [62 empty] | Production Completed
STP_009 - Lot4 | Data Enrichment | PVJ | OK | 2023-07-24 | 2023-07-25 | Processed based on Websource, Conflict w.r.t Input | 1253262 | 1253262 | EA | KIT;HT SHRNK,PLP,CPA-SEMH1-045-085-200 | KIT; | KIT; | KIT;TYPE:HEAT SHRINK,ADDITIONAL FEATURES EN:TRIPLE END SEAL,45-85MM,200MM L,PLP,CPA-SEMH1-045-085-200 | 01)PREFORMED LINE PRODUCTS,01)CPA-SEMH1-045-085-200,01)PREFORMED LINE PRODUCTS,01)CPA-SEMH1-045-085-200,EN_01)HEAT SHRINK,01)TRIPLE END SEAL,45-85MM,200,02)PLP,CPA-SEMH1-045-085-200 | CPA-SEMH1-045-085-200 | 1068388 | PREFORMED LINE PRODUCTS (AUST) | PREFORMED LINE PRODUCTS (AUST) | CPA-SEMH1-045-085-200 | [5 empty] | URL NOT FOUND | [10 empty] | Cleansed | 39121700 Electrical hardware and supplies | KIT | No Modifier | TYPE | HEAT SHRINK | CONTENTS | TRIPLE END SEAL,45 TO 85 DIAX200 LG MM | NUMBER OF ITEMS |  | HAZARD CLASS |  | CERTIFICATION/STANDARD |  | ADDITIONAL FEATURES | [62 empty] | Production Completed
STP_009 - Lot4 | Data Enrichment | PVJ | OK | 2023-07-24 | 2023-07-25 | Processed based on Websource, Conflict w.r.t Input | 1253261 | 1253261 | EA | KIT;HT SHRNK,PLP,CPA-SEMH1-045-085-600 | KIT; | KIT; | KIT;TYPE:HEAT SHRINK,ADDITIONAL FEATURES EN:PLP,CPA-SEMH1-045-085-600,TRIPLE END SEAL,45-85MM,600MM LG | 01)PREFORMED LINE PRODUCTS,01)CPA-SEMH1-045-085-600,01)PREFORMED LINE PRODUCTS,01)CPA-SEMH1-045-085-600,EN_01)HEAT SHRINK,01)PLP,CPA-SEMH1-045-085-600,02)TRIPLE END SEAL,45-85MM,600 | CPA-SEMH1-045-085-600 | 1068388 | PREFORMED LINE PRODUCTS (AUST) | PREFORMED LINE PRODUCTS (AUST) | CPA-SEMH1-045-085-600 | [5 empty] | URL NOT FOUND | [10 empty] | Cleansed | 39121700 Electrical hardware and supplies | KIT | No Modifier | TYPE | HEAT SHRINK | CONTENTS | TRIPLE END SEAL,45 TO 85 DIAX600 LG MM | NUMBER OF ITEMS |  | HAZARD CLASS |  | CERTIFICATION/STANDARD |  | ADDITIONAL FEATURES | [62 empty] | Production Completed
STP_009 - Lot4 | Data Enrichment | PVJ | OK | 2023-07-24 | 2023-07-25 | Processed based on Websource, Conflict w.r.t Input | 1253260 | 1253260 | EA | KIT;HT SHRNK,PLP,CPA-SEMH1-080-130-200 | KIT; | KIT; | KIT;TYPE:HEAT SHRINK,ADDITIONAL FEATURES EN:PLP,CPA-SEMH1-080-130-200,TRIPLE END SEAL,80-130MM,200MM LG | 01)PREFORMED LINE PRODUCTS,01)CPA-SEMH1-080-130-200,01)PREFORMED LINE PRODUCTS,01)CPA-SEMH1-080-130-200,EN_01)HEAT SHRINK,01)PLP,CPA-SEMH1-080-130-200,02)TRIPLE END SEAL,80-130MM,20 | CPA-SEMH1-080-130-200 | 1068388 | PREFORMED LINE PRODUCTS (AUST) | PREFORMED LINE PRODUCTS (AUST) | CPA-SEMH1-080-130-200 | [5 empty] | URL NOT FOUND | [10 empty] | Cleansed | 39121700 Electrical hardware and supplies | KIT | No Modifier | TYPE | HEAT SHRINK | CONTENTS | TRIPLE END SEAL,80 TO 130 DIAX200 LG MM | NUMBER OF ITEMS |  | HAZARD CLASS |  | CERTIFICATION/STANDARD |  | ADDITIONAL FEATURES | [62 empty] | Production Completed
STP_009 - Lot4 | Data Enrichment | PVJ | OK | 2023-07-24 | 2023-07-25 | Processed based on Websource, Conflict w.r.t Input | 1253259 | 1253259 | EA | KIT;HT SHRNK,PLP,CPA-SEMH1-080-130-600 | KIT; | KIT; | KIT;TYPE:HEAT SHRINK,ADDITIONAL FEATURES EN:PLP,CPA-SEMH1-080-130-600,TRIPLE END SEAL,80-130MM,600MM LG | 01)PREFORMED LINE PRODUCTS,01)CPA-SEMH1-080-130-600,01)PREFORMED LINE PRODUCTS,01)CPA-SEMH1-080-130-600,EN_01)HEAT SHRINK,01)PLP,CPA-SEMH1-080-130-600,02)TRIPLE END SEAL,80-130MM,60 | CPA-SEMH1-080-130-600 | 1068388 | PREFORMED LINE PRODUCTS (AUST) | PREFORMED LINE PRODUCTS (AUST) | CPA-SEMH1-080-130-600 | [5 empty] | URL NOT FOUND | [10 empty] | Cleansed | 39121700 Electrical hardware and supplies | KIT | No Modifier | TYPE | HEAT SHRINK | CONTENTS | TRIPLE END SEAL,80 TO 130 DIAX600 LG MM | NUMBER OF ITEMS |  | HAZARD CLASS |  | CERTIFICATION/STANDARD |  | ADDITIONAL FEATURES | [62 empty] | Production Completed
STP_009 - Lot4 | Data Enrichment | PVJ | OK | 2023-07-24 | 2023-07-25 | Processed based on Websource, Conflict w.r.t Input | 1253272 | 1253272 | EA | KIT;MKR,PLP,AWSO-300 | KIT; | KIT; | KIT;TYPE:MARKER,ADDITIONAL FEATURES EN:PLP,AWSO-300,AIR WARNING,SPHERE,300MM,ORANGE | 01)PREFORMED LINE PRODUCTS,01)AWSO-300,01)PREFORMED LINE PRODUCTS,01)AWSO-300,EN_01)MARKER,01)PLP,AWSO-300,02)AIR WARNING,SPHERE,300MM,OR | AWSO-300 | 1068388 | PREFORMED LINE PRODUCTS (AUST) | PREFORMED LINE PRODUCTS (AUST) | AWSO-300 | [5 empty] | https://preformed.com/au/images/pdfs/Energy/Transmission/Tranmission-Protection.pdf | [10 empty] | Enriched | 25201903 Aircraft warning systems | BALL | NO MODIFIER | TYPE | AIRCRAFT WARNING SPHERE,MARKER | SIZE | 300 MM DIA | MATERIAL | FIBERGLASS | HAZARD CLASS |  | CERTIFICATION/STANDARD |  | ADDITIONAL FEATURES | CODUCTOR RANGE:6 TO 25 MM,COLOR:ORANGE | [61 empty] | Production Completed
STP_009 - Lot4 | Data Enrichment | PVJ | OK | 2023-07-24 | 2023-07-25 | Processed based on Websource, Conflict w.r.t Input | 1253271 | 1253271 | EA | KIT;MKR,PLP,AWSO-600 | KIT; | KIT; | KIT;TYPE:MARKER,ADDITIONAL FEATURES EN:PLP,AWSO-600,AIR WARNING,SPHERE,600MM,ORANGE | 01)PREFORMED LINE PRODUCTS,01)AWSO-600,01)PREFORMED LINE PRODUCTS,01)AWSO-600,EN_01)MARKER,01)PLP,AWSO-600,02)AIR WARNING,SPHERE,600MM,OR | AWSO-600 | 1068388 | PREFORMED LINE PRODUCTS (AUST) | PREFORMED LINE PRODUCTS (AUST) | AWSO-600 | [5 empty] | https://preformed.com/au/images/pdfs/Energy/Transmission/Tranmission-Protection.pdf | [10 empty] | Enriched | 25201903 Aircraft warning systems | BALL | NO MODIFIER | TYPE | AIRCRAFT WARNING SPHERE,MARKER | SIZE | 600 MM DIA | MATERIAL | FIBERGLASS | HAZARD CLASS |  | CERTIFICATION/STANDARD |  | ADDITIONAL FEATURES | CODUCTOR RANGE:6 TO 25 MM,COLOR:ORANGE | [61 empty] | Production Completed
STP_009 - Lot4 | Data Enrichment | PVJ | OK | 2023-07-24 | 2023-07-25 | Processed based on Websource, Conflict w.r.t Input | 1253270 | 1253270 | EA | KIT;MKR,PLP,AWSR-300 | KIT; | KIT; | KIT;TYPE:MARKER,ADDITIONAL FEATURES EN:PLP,AWSR-300,AIR WARNING,SPHERE,300MM,RED | 01)PREFORMED LINE PRODUCTS,01)AWSR-300,01)PREFORMED LINE PRODUCTS,01)AWSR-300,EN_01)MARKER,01)PLP,AWSR-300,02)AIR WARNING,SPHERE,300MM,RE | AWSR-300 | 1068388 | PREFORMED LINE PRODUCTS (AUST) | PREFORMED LINE PRODUCTS (AUST) | AWSR-300 | [5 empty] | https://preformed.com/au/images/pdfs/Energy/Transmission/Tranmission-Protection.pdf | [10 empty] | Enriched | 25201903 Aircraft warning systems | BALL | NO MODIFIER | TYPE | AIRCRAFT WARNING SPHERE,MARKER | SIZE | 300 MM DIA | MATERIAL | FIBERGLASS | HAZARD CLASS |  | CERTIFICATION/STANDARD |  | ADDITIONAL FEATURES | CODUCTOR RANGE:6 TO 25 MM,COLOR:RED | [61 empty] | Production Completed
STP_009 - Lot4 | Data Enrichment | PVJ | OK | 2023-07-24 | 2023-07-25 | Processed based on Websource, Conflict w.r.t Input | 1253269 | 1253269 | EA | KIT;MKR,PLP,AWSY-300 | KIT; | KIT; | KIT;TYPE:MARKER,ADDITIONAL FEATURES EN:PLP,AWSY-300,AIR WARNING,SPHERE,300MM,YELLOW | 01)PREFORMED LINE PRODUCTS,01)AWSY-300,01)PREFORMED LINE PRODUCTS,01)AWSY-300,EN_01)MARKER,01)PLP,AWSY-300,02)AIR WARNING,SPHERE,300MM,YE | AWSY-300 | 1068388 | PREFORMED LINE PRODUCTS (AUST) | PREFORMED LINE PRODUCTS (AUST) | AWSY-300 | [5 empty] | https://preformed.com/au/images/pdfs/Energy/Transmission/Tranmission-Protection.pdf | [10 empty] | Enriched | 25201903 Aircraft warning systems | BALL | NO MODIFIER | TYPE | AIRCRAFT WARNING SPHERE,MARKER | SIZE | 300 MM DIA | MATERIAL | FIBERGLASS | HAZARD CLASS |  | CERTIFICATION/STANDARD |  | ADDITIONAL FEATURES | CODUCTOR RANGE:6 TO 25 MM,COLOR:YELLOW | [61 empty] | Production Completed
STP_009 - Lot4 | Data Enrichment | PVJ | OK | 2023-07-24 | 2023-07-25 |  | 1293440 | 1293440 | EA | KIT;PISTON/ROD SEAL,PARKHANN |  |  | KIT;CONTENTS:PISTON/ROD SEAL,ADDITIONAL FEATURES EN:HYDRAULIC CYLINDER, 63 MM BORE X 36 MM DIA ROD,MNFR:01)PARKHANN,PTNO:01) RK06MMB0361+AS063MMB01 | 01)PARKHANN,01)RK06MMB0361+AS063MMB01,EN_01)PISTON/ROD SEAL,01)HYDRAULIC CYLINDER, 63 MM B |  |  | PARKHANN | PARKHANN | RK06MMB0361+AS063MMB01 | [5 empty] | https://www.parker.com/content/dam/Parker-com/Literature/Cylinder-Europe/Cylinder-Europe---English-Literature/mmb_1215-m-uk.pdf | [10 empty] | Enriched | 27121604 Hydraulic cylinder or component repair kits | KIT | No Modifier | TYPE | HYDRAULIC CYLINDER,SERVICE | CONTENTS | PISTON/ROD SEAL,63 MM BOREX36 MM DIA ROD | NUMBER OF ITEMS |  | HAZARD CLASS |  | CERTIFICATION/STANDARD |  | ADDITIONAL FEATURES | HYDRAULIC CYLINDER,63 MM BORE X 36 MM DIA ROD | [61 empty] | Production Completed
STP_009 - Lot4 | Data Enrichment | PVJ | OK | 2023-07-24 | 2023-07-25 |  | 1293474 | 1293474 | EA | KIT;PISTON/ROD SEAL,PARKHANN |  |  | KIT;CONTENTS:PISTON/ROD SEAL,ADDITIONAL FEATURES EN:HYDRAULIC CYLINDER, 160 MM BORE X 90 MM DIA ROD,MNFR:01)PARKHANN,PTNO:01) RK16MMB0901+AS160MMB01 | 01)PARKHANN,01)RK16MMB0901+AS160MMB01,EN_01)PISTON/ROD SEAL,01)HYDRAULIC CYLINDER, 160 MM |  |  | PARKHANN | PARKHANN | RK16MMB0901+AS160MMB01 | [5 empty] | https://www.parker.com/content/dam/Parker-com/Literature/Cylinder-Europe/Cylinder-Europe---English-Literature/mmb_1215-m-uk.pdf | [10 empty] | Enriched | 27121604 Hydraulic cylinder or component repair kits | KIT | No Modifier | TYPE | HYDRAULIC CYLINDER,SERVICE | CONTENTS | PISTON/ROD SEAL,160 MM BOREX90 MM DIA ROD | NUMBER OF ITEMS |  | HAZARD CLASS |  | CERTIFICATION/STANDARD |  | ADDITIONAL FEATURES | HYDRAULIC CYLINDER,160 MM BORE X 90 MM DIA ROD | [61 empty] | Production Completed
STP_009 - Lot4 | Data Enrichment | PVJ | OK | 2023-07-24 | 2023-07-25 |  | 1293477 | 1293477 | EA | KIT;PISTON/ROD SEAL,PARKHANN |  |  | KIT;CONTENTS:PISTON/ROD SEAL,ADDITIONAL FEATURES EN:HYDRAULIC CYLINDER, 100 MM BORE X 56 MM DIA ROD,MNFR:01)PARKHANN,PTNO:01) RK10MMB0561+AS100MMB01 | 01)PARKHANN,01)RK10MMB0561+AS100MMB01,EN_01)PISTON/ROD SEAL,01)HYDRAULIC CYLINDER, 100 MM |  |  | PARKHANN | PARKHANN | RK10MMB0561+AS100MMB01 | [5 empty] | https://www.parker.com/content/dam/Parker-com/Literature/Cylinder-Europe/Cylinder-Europe---English-Literature/mmb_1215-m-uk.pdf | [10 empty] | Enriched | 27121604 Hydraulic cylinder or component repair kits | KIT | No Modifier | TYPE | HYDRAULIC CYLINDER,SERVICE | CONTENTS | PISTON/ROD SEAL,100 MM BOREX56 MM DIA ROD | NUMBER OF ITEMS |  | HAZARD CLASS |  | CERTIFICATION/STANDARD |  | ADDITIONAL FEATURES | HYDRAULIC CYLINDER,100 MM BORE X 56 MM DIA ROD | [61 empty] | Production Completed
STP_009 - Lot4 | Data Enrichment | PVJ | OK | 2023-07-24 | 2023-07-25 |  | 1293478 | 1293478 | EA | KIT;PISTON/ROD SEAL,PARKHANN |  |  | KIT;CONTENTS:PISTON/ROD SEAL,ADDITIONAL FEATURES EN:HYDRAULIC CYLINDER, 80 MM BORE X 56 MM DIA ROD,MNFR:01)PARKHANN,PTNO:01) RK08MMB0561+AS080MMB01 | 01)PARKHANN,01)RK08MMB0561+AS080MMB01,EN_01)PISTON/ROD SEAL,01)HYDRAULIC CYLINDER, 80 MM B |  |  | PARKHANN | PARKHANN | RK08MMB0561+AS080MMB01 | [5 empty] | https://www.parker.com/content/dam/Parker-com/Literature/Cylinder-Europe/Cylinder-Europe---English-Literature/mmb_1215-m-uk.pdf | [10 empty] | Enriched | 27121604 Hydraulic cylinder or component repair kits | KIT | No Modifier | TYPE | HYDRAULIC CYLINDER,SERVICE | CONTENTS | PISTON/ROD SEAL,80 MM BOREX56 MM DIA ROD | NUMBER OF ITEMS |  | HAZARD CLASS |  | CERTIFICATION/STANDARD |  | ADDITIONAL FEATURES | HYDRAULIC CYLINDER,80 MM BORE X 56 MM DIA ROD | [61 empty] | Production Completed