## Sheet1
Project | Activities | Production User | Production Comments | Start Date | End Date | Remarks | Griha ID | MATNR | MEINS | MAKTX_EN | MAKTX_ES | MAKTX_FR | TEXT_EN | Class_Char_Catted | MFRPN | MFRNR | MFRNR DES | MNFR | PTNO | Verified MNFR from web | MNFR 1 | PTNO 1 | MNFR 2 | PTNO 2 | Reference URL | Reference URL1 | Item Number | Equipment Type | Equipment Manufacturer | Equipment Model | Equipment Serial | DWG | DRAWING VERSION | POS/TAG | Unused Text | Enriched/Cleansed | UNSPSC Ver.23.07 | Noun | Modifier | Attribute Name 1 | Attribute Value 1 | Attribute Name 2 | Attribute Value 2 | Attribute Name 3 | Attribute Value 3 | Attribute Name 4 | Attribute Value 4 | Attribute Name 5 | Attribute Value 5 | Attribute Name 6 | Attribute Value 6 | Attribute Name 7 | Attribute Value 7 | Attribute Name 8 | Attribute Value 8 | Attribute Name 9 | Attribute Value 9 | Attribute Name 10 | Attribute Value 10 | Attribute Name 11 | Attribute Value 11 | Attribute Name 12 | Attribute Value 12 | Attribute Name 13 | Attribute Value 13 | Attribute Name 14 | Attribute Value 14 | Attribute Name 15 | Attribute Value 15 | Attribute Name 16 | Attribute Value 16 | Attribute Name 17 | Attribute Value 17 | Attribute Name 18 | Attribute Value 18 | Attribute Name 19 | Attribute Value 19 | Attribute Name 20 | Attribute Value 20 | Attribute Name 21 | Attribute Value 21 | Attribute Name 22 | Attribute Value 22 | Attribute Name 23 | Attribute Value 23 | Attribute Name 24 | Attribute Value 24 | Attribute Name 25 | Attribute Value 25 | Attribute Name 26 | Attribute Value 26 | Attribute Name 27 | Attribute Value 27 | Attribute Name 28 | Attribute Value 28 | Attribute Name 29 | Attribute Value 29 | Attribute Name 30 | Attribute Value 30 | Attribute Name 31 | Attribute Value 31 | Attribute Name 32 | Attribute Value 32 | Attribute Name 33 | Attribute Value 33 | Attribute Name 34 | Attribute Value 34 | Attribute Name 35 | Attribute Value 35 | Attribute Name 36 | Attribute Value 36 | Remaining_Information | Status
STP_009 - Lot4 | Data Enrichment | rym | OK | 2023-07-31 | 2023-08-08 |  | 1316982 | 1316982 | EA | BLOCK,CONT;1NC,10 A,24 VAC,22 MM,TELEMEC |  |  | BLOCK,CONTACT;CONTACT CONFIGURATION:1NC,CURRENT RATING:10 A,VOLTAGE RATING:24 VAC,SIZE:22 MM,ADDITIONAL FEATURES EN:ASSY, ELEC, FOR STOP BUTTON, CONVEYANCE RIU PENDANT,MNFR:01)TELEMEC,PTNO:01)ECX1030 | 1NC,10 A,24 VAC,EN_01)22 MM,01)ASSY, ELEC, FOR STOP BUTTON,01)TELEMEC,01)ECX1030 |  |  | TELEMEC | TELEMECANIQUE | ECX1030 | ACDC |  |  |  |  | https://a365.acdc.co.za/Images/ima1/Catalogue/New%20Catalogue/PG238.pdf | [10 empty] | CLEANSED | 39121522 Electrical contacts | BLOCK | CONTACT | TYPE | ELECTRIC | CONTACT CONFIGURATION | 1NC | CURRENT RATING | 10 A | VOLTAGE RATING | 24 VAC | TERMINAL TYPE |  | MOUNTING TYPE |  | MATERIAL |  | SIZE |  | HAZARD CLASS |  | CERTIFICATION/STANDARD |  | ADDITIONAL FEATURES | FOR STOP BUTTON 22 MM,CONVEYANCE RIU PENDANT,ASSEMBLY | [51 empty] | Production Completed
STP_009 - Lot4 | Data Enrichment | rym | OK | 2023-07-31 | 2023-08-08 | CURRENT RATING,VOLTAGE RATING,Processed based on Websource, Conflict w.r.t Input | 1353930 | 1353930 | EA | BLOCK,CONT;1NC,10 A,600 V,SCREW,PANEL |  |  | BLOCK,CONTACT;CONTACT CONFIGURATION:1NC,CURRENT RATING:10 A,VOLTAGE RATING:600 V,TERMINAL TYPE:SCREW,MOUNTING TYPE:PANEL,SIZE:22. 5 MM,ADDITIONAL FEATURES EN:ASSY, AUTO BREAK SAFETY,MNFR:01)SPRECHER,PTNO:01)D7X01S | 1NC,10 A,600 V,SCREW,PANEL,EN_01)22.5 MM,01)ASSY, AUTO BREAK SAFETY,01)SPRECHER,01)D7X01S |  |  | SPRECHER | NHP | D7-X01S |  | SPRECHER + SCHUH |  |  |  | https://cdn2.rexel.com.au/medias/sys_Aurexel/sheets/sheets/h27/h66/9043584745502/D7X01S-pds.pdf | [10 empty] | ENRICHED | 39121522 Electrical contacts | BLOCK | CONTACT | TYPE |  | CONTACT CONFIGURATION | 1NC | CURRENT RATING | 6 A | VOLTAGE RATING | 110 TO 120 VAC | TERMINAL TYPE | SCREW | MOUNTING TYPE | PANEL | MATERIAL |  | SIZE |  | HAZARD CLASS |  | CERTIFICATION/STANDARD |  | ADDITIONAL FEATURES | FOR AUTO BREAK SAFETY,HEAD DIAMETER 22. 5 MM,ASSEMBLY | [51 empty] | Production Completed
STP_009 - Lot4 | Data Enrichment | rym | OK | 2023-07-31 | 2023-08-08 |  | 1352998 | 1352998 | EA | BLOCK,CONT;1NC,10 A,600 VAC, 250 VDC |  |  | BLOCK,CONTACT;CONTACT CONFIGURATION:1NC,CURRENT RATING:10 A,VOLTAGE RATING:600 VAC, 250 VDC,TERMINAL TYPE:SCREW,SIZE:WD 1.2 X HT 2.2 X DP 1.9 IN,ADDITIONAL FEATURES EN:ASSY ,STD, 30.5MM H/DUTY PUSHBUTTONS,MNFR:01)AUSLEC,PTNO:01)CUTE30KLA2 | 1NC,10 A,600 VAC, 250 VDC,SCREW,EN_01)WD 1.2 X HT 2.2 X DP 1.9,01)ASSY ,STD, 30.5MM H/DUTY PU,01)AUSLEC,01)CUTE30KLA2 |  |  | AUSLEC | CUTLER HAMMER | E30KLA2 |  | AUSLEC |  |  |  | https://us.rs-online.com/product/eaton-cutler-hammer/e30kla2/70057540/ | [10 empty] | CLEANSED | 39121522 Electrical contacts | BLOCK | CONTACT | TYPE |  | CONTACT CONFIGURATION | 1NC | CURRENT RATING | 10 A | VOLTAGE RATING | 600 VAC,250 VDC | TERMINAL TYPE | SCREW | MOUNTING TYPE |  | MATERIAL |  | SIZE | 1-3/16 WDX2-3/16 HTX1-7/8 DP IN | HAZARD CLASS |  | CERTIFICATION/STANDARD |  | ADDITIONAL FEATURES | ASSEMBLY,STANDARD,FOR 30.5MM HEAVY DUTY PUSHBUTTONS | [51 empty] | Production Completed
STP_009 - Lot4 | Data Enrichment | rym | OK | 2023-07-31 | 2023-08-08 |  | 1278413 | 1278413 | EA | BLOCK,CONT;1NC,3 A |  |  | BLOCK,CONTACT;CONTACT CONFIGURATION:1NC,CURRENT RATING:3 A,ADDITIONAL FEATURES EN:PIE CART UG30 STORE ATTN RIG ELECTS,MNFR:01)CNW (MOUNT ISA) ELECT WHOLESALER,PTNO:01)SCHZBE102 | 1NC,3 A,01)PIE CART UG30 STORE ATTN RI,01)CNW (MOUNT ISA) ELECT WHOLE,01)SCHZBE102 |  |  | CNW (MOUNT ISA) ELECT WHOLESALER | SCHNEIDER | ZBE102 |  | CNW (MOUNT ISA) ELECT WHOLESALER |  |  |  | https://www.se.com/ae/en/product/ZBE102/single-contact-block-for-head-%C3%B822-1nc-silver-alloy-screw-clamp-terminal/ | [10 empty] | ENRICHED | 39121522 Electrical contacts | BLOCK | CONTACT | TYPE | SINGLE | CONTACT CONFIGURATION | 1NC | CURRENT RATING | 3 A | VOLTAGE RATING | 240 VAC | TERMINAL TYPE | SCREW CLAMP | MOUNTING TYPE | FRONT | MATERIAL |  | SIZE |  | HAZARD CLASS |  | CERTIFICATION/STANDARD |  | ADDITIONAL FEATURES | PIE CART UG30 STORE ATTN RIG ELECTS | [51 empty] | Production Completed
STP_009 - Lot4 | Data Enrichment | rym | OK | 2023-07-31 | 2023-08-08 |  | 1278422 | 1278422 | EA | BLOCK,CONT;1NC,6 A,500 V,FRONT |  |  | BLOCK,CONTACT;CONTACT CONFIGURATION:1NC,CURRENT RATING:6 A,VOLTAGE RATING:500 V,MOUNTING TYPE:FRONT,MNFR:01)CNW (MOUNT ISA) ELECT WHOLESALER,PTNO:01)EATM22-K01 | 1NC,6 A,500 V,FRONT,01)CNW (MOUNT ISA) ELECT WHOLE,01)EATM22-K01 |  |  | CNW (MOUNT ISA) ELECT WHOLESALER | EATON | M22-K01 |  | CNW (MOUNT ISA) ELECT WHOLESALER |  |  |  | https://datasheet.eaton.com/Eaton-216378-M22-K01-en_GB.pdf?model=216378 | https://in.element14.com/eaton-moeller/m22-k01/contact-block-1nc-screw/dp/3718323?CMP=KNC-GIN-GEN-DSA-PDP-PAGE_TOP-CITY-TEST-Split-S30&mckv=sKvnHfnzC_dc¦pcrid¦590172263480¦pkw¦¦pmt¦¦slid¦¦product¦¦pgrid¦131884804221¦ptaid¦dsa-906758374001¦&gclid=Cj0KCQjwrMKmBhCJARIsAHuEAPRwO0C7-ys0QKTjQ7eLimNpUGEXw-zcA0-mYseOUrNBOj8fTxuLxTgaAlIDEALw_wcB | [9 empty] | ENRICHED | 39121522 Electrical contacts | BLOCK | CONTACT | TYPE |  | CONTACT CONFIGURATION | 1NC | CURRENT RATING | 6 A | VOLTAGE RATING | 240 VAC,500 VAC | TERMINAL TYPE | SCREW | MOUNTING TYPE | FRONT | MATERIAL |  | SIZE | 38 LGX32 WDX10 HT MM | HAZARD CLASS |  | CERTIFICATION/STANDARD |  | ADDITIONAL FEATURES | [52 empty] | Production Completed
STP_009 - Lot4 | Data Enrichment | rym | OK | 2023-07-31 | 2023-08-08 | MNFR AND PTNO UPDATED AS PER RS COMPONENTS | 1346789 | 1346789 | EA | BLOCK,CONT;1NC,SCREW,FLUSH FRONT,ASSY |  |  | BLOCK,CONTACT;CONTACT CONFIGURATION:1NC,TERMINAL TYPE:SCREW,MOUNTING TYPE:FLUSH FRONT,ADDITIONAL FEATURES EN:ASSY,MNFR:01)RSCOMP, PTNO:01)399-3551 | 1NC,SCREW,FLUSH FRONT,01)ASSY,01)RSCOMP,01)399-3551 |  |  | RSCOMP | EATON | 216378 M22-K01 |  | RS COMPONENTS PTY LTD | 399-3551 | [13 empty] | ENRICHED | 39121522 Electrical contacts | BLOCK | CONTACT | TYPE |  | CONTACT CONFIGURATION | 1NC | CURRENT RATING | 6 A | VOLTAGE RATING | 500 V | TERMINAL TYPE | SCREW | MOUNTING TYPE | FLUSH FRONT | MATERIAL |  | SIZE |  | HAZARD CLASS |  | CERTIFICATION/STANDARD |  | ADDITIONAL FEATURES | ASSEMBLY | [51 empty] | Production Completed
STP_009 - Lot4 | Data Enrichment | rym | OK | 2023-07-31 | 2023-08-08 |  | 1290047 | 1290047 | EA | BLOCK,CONT;1NC,SCREW,FRONT,ASSY |  |  | BLOCK,CONTACT;CONTACT CONFIGURATION:1NC,TERMINAL TYPE:SCREW,MOUNTING TYPE:FRONT,ADDITIONAL FEATURES EN:ASSY,MNFR:01)KLOCKNER,PTNO: 01)M22-K01 | 1NC,SCREW,FRONT,01)ASSY,01)KLOCKNER,01)M22-K01 |  |  | KLOCKNER | KLOCKNER | M22-K01 | EATON |  |  |  |  | https://datasheet.eaton.com/Eaton-216378-M22-K01-en_GB.pdf?model=216378 | https://in.element14.com/eaton-moeller/m22-k01/contact-block-1nc-screw/dp/3718323?CMP=KNC-GIN-GEN-DSA-PDP-PAGE_TOP-CITY-TEST-Split-S30&mckv=sKvnHfnzC_dc¦pcrid¦590172263480¦pkw¦¦pmt¦¦slid¦¦product¦¦pgrid¦131884804221¦ptaid¦dsa-906758374001¦&gclid=Cj0KCQjwrMKmBhCJARIsAHuEAPRwO0C7-ys0QKTjQ7eLimNpUGEXw-zcA0-mYseOUrNBOj8fTxuLxTgaAlIDEALw_wcB | [9 empty] | ENRICHED | 39121522 Electrical contacts | BLOCK | CONTACT | TYPE |  | CONTACT CONFIGURATION | 1NC | CURRENT RATING | 6 A | VOLTAGE RATING | 240 VAC,500 VAC | TERMINAL TYPE | SCREW | MOUNTING TYPE | FRONT | MATERIAL |  | SIZE | 38 LGX32 WDX10 HT MM | HAZARD CLASS |  | CERTIFICATION/STANDARD |  | ADDITIONAL FEATURES | ASSEMBLY | [51 empty] | Production Completed
STP_009 - Lot4 | Data Enrichment | rym | OK | 2023-07-31 | 2023-08-08 |  | 1344951 | 1344951 | EA | BLOCK,CONT;1NC,TELEMEC,ECX1031 |  |  | BLOCK,CONTACT;CONTACT CONFIGURATION:1NC,MNFR:01)TELEMEC,PTNO:01)ECX1031 | 1NC,01)TELEMEC,01)ECX1031 |  |  | TELEMEC | TELEMECANIQUE | ECX1031 | ACDC |  |  |  |  | https://a365.acdc.co.za/Images/ima1/Catalogue/New%20Catalogue/PG238.pdf | [10 empty] | ENRICHED | 39121522 Electrical contacts | BLOCK | CONTACT | TYPE |  | CONTACT CONFIGURATION | 1NC | CURRENT RATING | 10 A | VOLTAGE RATING |  | TERMINAL TYPE |  | MOUNTING TYPE |  | MATERIAL |  | SIZE |  | HAZARD CLASS |  | CERTIFICATION/STANDARD |  | ADDITIONAL FEATURES | [52 empty] | Production Completed
STP_009 - Lot4 | Data Enrichment | rym | OK | 2023-07-31 | 2023-08-08 |  | 1232611 | 1232611 | EA | BLOCK,CONT;1NO 1NC |  |  | BLOCK,CONTACT;CONTACT CONFIGURATION:1NO 1NC,ADDITIONAL FEATURES EN:(E34 AND T RNG),MNFR:01)CNW (MOUNT ISA) ELECT WHOLESALER,PTNO:01) | 1NO 1NC,01)(E34 & T RNG),01)CNW (MOUNT ISA) ELECT WHOLE,01)EATT55 |  |  | CNW (MOUNT ISA) ELECT WHOLESALER | CNW (MOUNT ISA) ELECT WHOLESALER | 01 | [16 empty] | CLEANSED | 39121522 Electrical contacts | BLOCK | CONTACT | TYPE |  | CONTACT CONFIGURATION | 1NO 1NC | CURRENT RATING |  | VOLTAGE RATING |  | TERMINAL TYPE |  | MOUNTING TYPE |  | MATERIAL |  | SIZE |  | HAZARD CLASS |  | CERTIFICATION/STANDARD |  | ADDITIONAL FEATURES | FOR SERIES E34 AND T RANGE | [51 empty] | Production Completed
STP_009 - Lot4 | Data Enrichment | rym | OK | 2023-07-31 | 2023-08-08 |  | 1381774 | 1381774 | EA | BLOCK,CONT;1NO 1NC,12 A,24 VAC |  |  | BLOCK,CONTACT;CONTACT CONFIGURATION:1NO 1NC,CURRENT RATING:12 A,VOLTAGE RATING:24 VAC,ADDITIONAL FEATURES EN:ASSY, OIL FUSE SWITCH, TYPE ETV2, 11 KV,MNFR:01)FOWLER,PTNO:01)D-3361 | 1NO 1NC,12 A,24 VAC,01)ASSY, OIL FUSE SWITCH, TYPE,01)FOWLER,01)D-3361 |  |  | FOWLER | FOWLER | D-3361 | [5 empty] | URL NOT FOUND | [10 empty] | CLEANSED | 39121522 Electrical contacts | BLOCK | CONTACT | TYPE |  | CONTACT CONFIGURATION | 1NO 1NC | CURRENT RATING | 12 A | VOLTAGE RATING | 24 VAC | TERMINAL TYPE |  | MOUNTING TYPE |  | MATERIAL |  | SIZE |  | HAZARD CLASS |  | CERTIFICATION/STANDARD |  | ADDITIONAL FEATURES | FOR OIL FUSE SWITCH,TYPE ETV2,11 KV,ASSEMBLY | [51 empty] | Production Completed
STP_009 - Lot4 | Data Enrichment | rym | OK | 2023-07-31 | 2023-08-08 |  | 1285722 | 1285722 | EA | BLOCK,CONT;1NO 1NC,4 A,500 V,SCREW,FRONT |  |  | BLOCK,CONTACT;CONTACT CONFIGURATION:1NO 1NC,CURRENT RATING:4 A,VOLTAGE RATING:500 V,TERMINAL TYPE:SCREW,MOUNTING TYPE:FRONT,SIZE: WD 40 X HT 30 X DP 35 MM,ADDITIONAL FEATURES EN:ASSY, C/W BASE,MNFR:01)KLOCKNER,PTNO:01)MOEM22-AK11 | 1NO 1NC,4 A,500 V,SCREW,FRONT,EN_01)WD 40 X HT 30 X DP 35 MM,01)ASSY, C/W BASE,01)KLOCKNER,01)MOEM22-AK11 |  |  | KLOCKNER | KLOCKNER | M22-AK11 |  | MOELLER |  |  |  | https://www.electricautomationnetwork.com/PDF/PIM/ETN/EN_216505.pdf | https://datasheet.eaton.com/datasheet.php?model=216505&locale=en_GB&ol=es_ES | [9 empty] | ENRICHED | 39121522 Electrical contacts | BLOCK | CONTACT | TYPE |  | CONTACT CONFIGURATION | 1NO 1NC | CURRENT RATING | 4 A,2 A | VOLTAGE RATING | 415 VAC,500 VAC | TERMINAL TYPE | SCREW | MOUNTING TYPE | FRONT | MATERIAL |  | SIZE | 40 WDX30 HTX35 DP MM | HAZARD CLASS |  | CERTIFICATION/STANDARD |  | ADDITIONAL FEATURES | ASSEMBLY,C/W BASE | [51 empty] | Production Completed
STP_009 - Lot4 | Data Enrichment | rym | OK | 2023-07-31 | 2023-08-08 |  | 1234585 | 1234585 | EA | BLOCK,CONT;1NO 1NC,6 A,600 VAC, 250 VDC |  |  | BLOCK,CONTACT;CONTACT CONFIGURATION:1NO 1NC,CURRENT RATING:6 A,VOLTAGE RATING:600 VAC, 250 VDC,TERMINAL TYPE:SCREW,MOUNTING TYPE: CLIP ON,MNFR:01)SPRECHER,PTNO:01)DE1-11 | 1NO 1NC,6 A,600 VAC, 250 VDC,SCREW,CLIP ON,01)SPRECHER,01)DE1-11 |  |  | SPRECHER | SPRECHER + SCHUH | DE1-11 | [5 empty] | https://aeliyamarinetech.com/product/s-s-dcl-1-9-de-1-11-light-button-contact-block | [10 empty] | CLEANSED | 39121522 Electrical contacts | BLOCK | CONTACT | TYPE |  | CONTACT CONFIGURATION | 1NO 1NC | CURRENT RATING | 6 A | VOLTAGE RATING | 600 VAC,250 VDC | TERMINAL TYPE | SCREW | MOUNTING TYPE | CLIP ON | MATERIAL |  | SIZE |  | HAZARD CLASS |  | CERTIFICATION/STANDARD |  | ADDITIONAL FEATURES | [52 empty] | Production Completed
STP_009 - Lot4 | Data Enrichment | rym | OK | 2023-07-31 | 2023-08-08 |  | 1290011 | 1290011 | EA | BLOCK,CONT;1NO 1NC,6 A,FLUSH |  |  | BLOCK,CONTACT;CONTACT CONFIGURATION:1NO 1NC,CURRENT RATING:6 A,MOUNTING TYPE:FLUSH,ADDITIONAL FEATURES EN:ASSY, KIT, PULL WIRE SWITCH, E2020R,MNFR:01)ECLPSENG,PTNO:01)E2020R-ATB11-1/K | 1NO 1NC,6 A,FLUSH,01)ASSY, KIT, PULL WIRE SWITCH,01)ECLPSENG,01)E2020R-ATB11-1/K |  |  | ECLPSENG | ECLPSENG | E2020R-ATB11-1/K | [5 empty] | URL NOT FOUND | [10 empty] | CLEANSED | 39121522 Electrical contacts | BLOCK | CONTACT | TYPE |  | CONTACT CONFIGURATION | 1NO 1NC | CURRENT RATING | 6 A | VOLTAGE RATING |  | TERMINAL TYPE |  | MOUNTING TYPE | FLUSH | MATERIAL |  | SIZE |  | HAZARD CLASS |  | CERTIFICATION/STANDARD |  | ADDITIONAL FEATURES | FOR PULL WIRE SWITCH,E2020R,ASSEMBLY,KIT | [51 empty] | Production Completed
STP_009 - Lot4 | Data Enrichment | rym | OK | 2023-07-31 | 2023-08-08 |  | 1353192 | 1353192 | EA | BLOCK,CONT;1NO 1NC,600 VAC, 250 VDC |  |  | BLOCK,CONTACT;CONTACT CONFIGURATION:1NO 1NC,VOLTAGE RATING:600 VAC, 250 VDC,ADDITIONAL FEATURES EN:ASSY,ELEC,MNFR:01)SPRECHER, PTNO:01)DE1-10 | 1NO 1NC,600 VAC, 250 VDC,01)ASSY,ELEC,01)SPRECHER,01)DE1-10 |  |  | SPRECHER | SPRECHER + SCHUH | DE1-10 | [5 empty] | URL NOT FOUND | [10 empty] | CLEANSED | 39121522 Electrical contacts | BLOCK | CONTACT | TYPE | ELECTRIC | CONTACT CONFIGURATION | 1NO 1NC | CURRENT RATING |  | VOLTAGE RATING | 600 VAC,250 VDC | TERMINAL TYPE |  | MOUNTING TYPE |  | MATERIAL |  | SIZE |  | HAZARD CLASS |  | CERTIFICATION/STANDARD |  | ADDITIONAL FEATURES | ASSEMBLY | [51 empty] | Production Completed
STP_009 - Lot4 | Data Enrichment | rym | OK | 2023-07-31 | 2023-08-08 |  | 1289850 | 1289850 | EA | BLOCK,CONT;1NO,10 A,600 VAC,FRONT |  |  | BLOCK,CONTACT;CONTACT CONFIGURATION:1NO,CURRENT RATING:10 A,VOLTAGE RATING:600 VAC,MOUNTING TYPE:FRONT,ADDITIONAL FEATURES EN: ELEC: DRILL RIG EMERGENCY STOP,MNFR:01)KLOCKNER,PTNO:01)MOEM22-K10 | 1NO,10 A,600 VAC,FRONT,01)ELEC: DRILL RIG EMERGENCY S,01)KLOCKNER,01)MOEM22-K10 |  |  | KLOCKNER | KLOCKNER | M22-K10 |  | MOELLER |  |  |  | https://datasheet.eaton.com/datasheet.php?model=216376&locale=en_gb | [10 empty] | ENRICHED | 39121522 Electrical contacts | BLOCK | CONTACT | TYPE | ELECTIC | CONTACT CONFIGURATION | 1NO | CURRENT RATING | 5 A | VOLTAGE RATING | 600 VAC | TERMINAL TYPE | SCREW | MOUNTING TYPE | FRONT | MATERIAL |  | SIZE | 38 LGX32 WDX10 HT MM | HAZARD CLASS |  | CERTIFICATION/STANDARD |  | ADDITIONAL FEATURES | PROTECTION RATING:10 A,FOR DRILL RIG EMERGENCY STOP | [51 empty] | Production Completed
STP_009 - Lot4 | Data Enrichment | rym | OK | 2023-07-31 | 2023-08-08 |  | 1351070 | 1351070 | EA | BLOCK,CONT;1NO,10 A,600 VAC,SPRECHER |  |  | BLOCK,CONTACT;CONTACT CONFIGURATION:1NO,CURRENT RATING:10 A,VOLTAGE RATING:600 VAC,ADDITIONAL FEATURES EN:ASSY,ELEC: AUX, FOR D5 SERIES SWITCHES,MNFR:01)SPRECHER,PTNO:01)D5-3LX10 | 1NO,10 A,600 VAC,01)ASSY,ELEC: AUX, FOR D5 SERI,01)SPRECHER,01)D5-3LX10 |  |  | SPRECHER | SPRECHER + SCHUH | D5-3LX10 | [5 empty] | https://4dcontrols.com.au/shop/sprecher-schuh-d5-3lx10-contact-block/ | [10 empty] | CLEANSED | 39121522 Electrical contacts | BLOCK | CONTACT | TYPE | AUXILIARY,ELECRIC | CONTACT CONFIGURATION | 1NO | CURRENT RATING | 10 A | VOLTAGE RATING | 600 VAC | TERMINAL TYPE |  | MOUNTING TYPE |  | MATERIAL |  | SIZE |  | HAZARD CLASS |  | CERTIFICATION/STANDARD |  | ADDITIONAL FEATURES | FOR D5 SERIES SWITCHES,ASSEMBLY | [51 empty] | Production Completed
STP_009 - Lot4 | Data Enrichment | rym | OK | 2023-07-31 | 2023-08-08 |  | 1278175 | 1278175 | EA | BLOCK,CONT;24 VDC,SCREW,GREEN LED |  |  | BLOCK,CONTACT;VOLTAGE RATING:24 VDC,TERMINAL TYPE:SCREW,ADDITIONAL FEATURES EN:GREEN LED,MNFR:01)HAYMANS ELECTRICAL (PARTS),PTNO: 01 | 24 VDC,SCREW,01)GREEN LED,01)HAYMANS ELECTRICAL (PARTS),01)S&SD7-N3G |  |  | HAYMANS ELECTRICAL (PARTS) | HAYMANS ELECTRICAL (PARTS) | 01 | [5 empty] | URL NOT FOUND | [10 empty] | CLEANSED | 39121522 Electrical contacts | BLOCK | CONTACT | TYPE | GREEN LED | CONTACT CONFIGURATION |  | CURRENT RATING |  | VOLTAGE RATING | 24 VDC | TERMINAL TYPE | SCREW | MOUNTING TYPE |  | MATERIAL |  | SIZE |  | HAZARD CLASS |  | CERTIFICATION/STANDARD |  | ADDITIONAL FEATURES | [52 empty] | Production Completed
STP_009 - Lot4 | Data Enrichment | rym | OK | 2023-07-31 | 2023-08-08 |  | 1359636 | 1359636 | EA | BLOCK,CONT;2NC,WD 22 X LG 45 X HT 46 MM |  |  | BLOCK,CONTACT;CONTACT CONFIGURATION:2NC,SIZE:WD 22 X LG 45 X HT 46 MM,ADDITIONAL FEATURES EN:ASSY,MNFR:01)CUTLER HAMMER,PTNO:01) 91000 T3,MNFR:02)CUTLERHM,PTNO:02)91000T3 | 2NC,EN_01)WD 22 X LG 45 X HT 46 MM,01)ASSY,01)CUTLER HAMMER,02)CUTLERHM,01)91000 T3,02)91000T3 |  |  | CUTLERHM | CUTLER HAMMER | 91000T3 | [5 empty] | https://files.kempstoncontrols.com/files/bd2cc9ede267d52c8e42c976df29ca28/91000T3.pdf | [10 empty] | CLEANSED | 39121522 Electrical contacts | BLOCK | CONTACT | TYPE |  | CONTACT CONFIGURATION | 2NC | CURRENT RATING |  | VOLTAGE RATING |  | TERMINAL TYPE |  | MOUNTING TYPE |  | MATERIAL |  | SIZE | 45 LGX22 WDX46 HT MM | HAZARD CLASS |  | CERTIFICATION/STANDARD |  | ADDITIONAL FEATURES | ASSEMBLY | [51 empty] | Production Completed
STP_009 - Lot4 | Data Enrichment | rym | OK | 2023-07-31 | 2023-08-08 |  | 1344500 | 1344500 | EA | BLOCK,CONT;2NO 2NC,SCREW,H/W CMC |  |  | BLOCK,CONTACT;CONTACT CONFIGURATION:2NO 2NC,TERMINAL TYPE:SCREW,ADDITIONAL FEATURES EN:H/W CMC,MNFR:01)HONEYWEL,PTNO:01)PTCC | 2NO 2NC,SCREW,01)H/W CMC,01)HONEYWEL,01)PTCC |  |  | HONEYWEL | HONEYWEL | PTCC | [5 empty] | https://shop.kendallelectric.com/buy/product/PTCC-SENASYS-CONTACT-BLOCK-HEAVY/2093468 | [10 empty] | ENRICHED | 39121522 Electrical contacts | BLOCK | CONTACT | TYPE |  | CONTACT CONFIGURATION | 2NO 2NC | CURRENT RATING |  | VOLTAGE RATING | 125 TO 600 VAC,250 VDC | TERMINAL TYPE | SCREW | MOUNTING TYPE |  | MATERIAL |  | SIZE |  | HAZARD CLASS |  | CERTIFICATION/STANDARD |  | ADDITIONAL FEATURES | SERIES:CMC | [51 empty] | Production Completed
STP_009 - Lot4 | Data Enrichment | rym | OK | 2023-07-31 | 2023-08-08 |  | 1344516 | 1344516 | EA | BLOCK,CONT;2NO,10 A,600 VAC, 250 VDC |  |  | BLOCK,CONTACT;CONTACT CONFIGURATION:2NO,CURRENT RATING:10 A,VOLTAGE RATING:600 VAC, 250 VDC,ADDITIONAL FEATURES EN:ASSY ,STD, 30. 5MM H/DUTY PUSHBUTTONS,MNFR:01)AUSLEC,PTNO:01)CUTE30KLA4 | 2NO,10 A,600 VAC, 250 VDC,01)ASSY ,STD, 30.5MM H/DUTY PU,01)AUSLEC,01)CUTE30KLA4 |  |  | AUSLEC | CUTLER HAMMER | E30KLA4 |  | AUSLEC |  |  |  | https://us.rs-online.com/product/eaton-cutler-hammer/e30kla4/70057542/ | [10 empty] | ENRICHED | 39121522 Electrical contacts | BLOCK | CONTACT | TYPE |  | CONTACT CONFIGURATION | 2NO | CURRENT RATING | 10 A | VOLTAGE RATING | 600 VAC,250 VDC | TERMINAL TYPE |  | MOUNTING TYPE |  | MATERIAL |  | SIZE | 1-7/8 LGX2-5/16 WD IN | HAZARD CLASS |  | CERTIFICATION/STANDARD |  | ADDITIONAL FEATURES | ASSEMBLY,STANDARD,FOR 30.5MM HEAVY DUTY PUSHBUTTONS | [51 empty] | Production Completed
STP_009 - Lot4 | Data Enrichment | rym | OK | 2023-07-31 | 2023-08-08 |  | 1359635 | 1359635 | EA | BLOCK,CONT;2NO,ASSY |  |  | BLOCK,CONTACT;CONTACT CONFIGURATION:2NO,SIZE:WD 1-1/4 X HT 2 X DP 2-1/2 IN,ADDITIONAL FEATURES EN:ASSY,MNFR:01)CUTLERHM,PTNO:01) 91000 T2,MNFR:02)CUTLER HAMMER,PTNO:02)91000 T2 | 2NO,EN_01)WD 1-1/4 X HT 2 X DP 2-1,01)ASSY,01)CUTLERHM,02)CUTLER HAMMER,01)91000 T2,02)91000 T2 |  |  | CUTLER HAMMER | CUTLER HAMMER | 91000 T2 | [5 empty] | https://files.kempstoncontrols.com/files/bd2cc9ede267d52c8e42c976df29ca28/91000T3.pdf | [10 empty] | CLEANSED | 39121522 Electrical contacts | BLOCK | CONTACT | TYPE |  | CONTACT CONFIGURATION | 2NO | CURRENT RATING |  | VOLTAGE RATING |  | TERMINAL TYPE |  | MOUNTING TYPE |  | MATERIAL |  | SIZE | 1-1/4 WDX 2 HTX2-1/2 DP IN | HAZARD CLASS |  | CERTIFICATION/STANDARD |  | ADDITIONAL FEATURES | ASSEMBLY | [51 empty] | Production Completed
STP_009 - Lot4 | Data Enrichment | rym | OK | 2023-07-31 | 2023-08-08 |  | 1278182 | 1278182 | EA | BLOCK,CONT;30 MM |  |  | BLOCK,CONTACT;SIZE:30 MM,MNFR:01)SCHRAMM AUSTRALIA,PTNO:01)AD28-391 | EN_01)30 MM,01)SCHRAMM AUSTRALIA,01)AD28-391 |  |  | SCHRAMM AUSTRALIA | SCHRAMM AUSTRALIA | AD28-391 | [5 empty] | URL NOT FOUND | [10 empty] | CLEANSED | 39121522 Electrical contacts | BLOCK | CONTACT | TYPE |  | CONTACT CONFIGURATION |  | CURRENT RATING |  | VOLTAGE RATING |  | TERMINAL TYPE |  | MOUNTING TYPE |  | MATERIAL |  | SIZE |  | HAZARD CLASS |  | CERTIFICATION/STANDARD |  | ADDITIONAL FEATURES | FOR HEAD DIAMETER 30 MM | [51 empty] | Production Completed
STP_009 - Lot4 | Data Enrichment | rym | OK | 2023-07-31 | 2023-08-08 |  | 1278379 | 1278379 | EA | BLOCK,CONT;30 MM,FULCRM |  |  | BLOCK,CONTACT;SIZE:30 MM,ADDITIONAL FEATURES EN:FULCRUM,MNFR:01)SCHRAMM AUSTRALIA,PTNO:01)AD28-392 | EN_01)30 MM,01)FULCRUM,01)SCHRAMM AUSTRALIA,01)AD28-392 |  |  | SCHRAMM AUSTRALIA | SCHRAMM AUSTRALIA | AD28-392 |  | FULCRUM |  |  |  | URL NOT FOUND | [10 empty] | CLEANSED | 39121522 Electrical contacts | BLOCK | CONTACT | TYPE |  | CONTACT CONFIGURATION |  | CURRENT RATING |  | VOLTAGE RATING |  | TERMINAL TYPE |  | MOUNTING TYPE |  | MATERIAL |  | SIZE |  | HAZARD CLASS |  | CERTIFICATION/STANDARD |  | ADDITIONAL FEATURES | FOR HEAD DIAMETER 30 MM | [51 empty] | Production Completed
STP_009 - Lot4 | Data Enrichment | rym | OK | 2023-07-31 | 2023-08-08 |  | 1289772 | 1289772 | EA | BLOCK,CONT;ASSY |  |  | BLOCK,CONTACT;ADDITIONAL FEATURES EN:ASSY,MNFR:01)ELECNITE,PTNO:01)LC23016002 | 01)ASSY,01)ELECNITE,01)LC23016002 |  |  | ELECNITE | ELECNTRONITE | LC23016002 | [5 empty] | https://www.psmltd.com/Tender/PR-20455-20727.pdf | [10 empty] | CLEANSED | 39121522 Electrical contacts | BLOCK | CONTACT | TYPE |  | CONTACT CONFIGURATION |  | CURRENT RATING |  | VOLTAGE RATING |  | TERMINAL TYPE |  | MOUNTING TYPE |  | MATERIAL |  | SIZE |  | HAZARD CLASS |  | CERTIFICATION/STANDARD |  | ADDITIONAL FEATURES | ASSEMBLY | [51 empty] | Production Completed
STP_009 - Lot4 | Data Enrichment | rym | OK | 2023-07-31 | 2023-08-08 |  | 1349083 | 1349083 | EA | BLOCK,CONT;ASSY |  |  | BLOCK,CONTACT;ADDITIONAL FEATURES EN:ASSY,MNFR:01)GEC,PTNO:01)U202 | 01)ASSY,01)GEC,01)U202 |  |  | GEC | GEC | U202 | [5 empty] | URL NOT FOUND | [10 empty] | CLEANSED | 39121522 Electrical contacts | BLOCK | CONTACT | TYPE |  | CONTACT CONFIGURATION |  | CURRENT RATING |  | VOLTAGE RATING |  | TERMINAL TYPE |  | MOUNTING TYPE |  | MATERIAL |  | SIZE |  | HAZARD CLASS |  | CERTIFICATION/STANDARD |  | ADDITIONAL FEATURES | ASSEMBLY | [51 empty] | Production Completed
STP_009 - Lot4 | Data Enrichment | rym | OK | 2023-07-31 | 2023-08-08 | PART NUMBER UPDATED AS PER WEB SOURCE | 1346281 | 1346281 | EA | BLOCK,CONT;ASSY |  |  | BLOCK,CONTACT;ADDITIONAL FEATURES EN:ASSY,MNFR:01)IRWIN,PTNO:01)IMTS800T-XA | 01)ASSY,01)IRWIN,01)IMTS800T-XA |  |  | IRWIN | IRWIN | 800T-XA | Rockwell Automation |  |  |  |  | https://literature.rockwellautomation.com/idc/groups/literature/documents/td/800-td009_-en-p.pdf | https://configurator.rockwellautomation.com/configurator/347C7D49A54F4B77B177ECB53C08BDD1/summary | [9 empty] | ENRICHED | 39121522 Electrical contacts | BLOCK | CONTACT | TYPE |  | CONTACT CONFIGURATION | 1NO 1NC | CURRENT RATING |  | VOLTAGE RATING |  | TERMINAL TYPE |  | MOUNTING TYPE |  | MATERIAL |  | SIZE |  | HAZARD CLASS |  | CERTIFICATION/STANDARD |  | ADDITIONAL FEATURES | ASSEMBLY | [51 empty] | Production Completed
STP_009 - Lot4 | Data Enrichment | rym | OK | 2023-07-31 | 2023-08-08 |  | 1298519 | 1298519 | EA | BLOCK,CONT;ASSY, C/W 2 CONTACTS |  |  | BLOCK,CONTACT;ADDITIONAL FEATURES EN:ASSY, C/W 2 CONTACTS,MNFR:01)SPOHN,PTNO:01)NSO-53.K | 01)ASSY, C/W 2 CONTACTS,01)SPOHN,01)NSO-53.K |  |  | SPOHN | SPOHN | NS0-53.K | [5 empty] | URL NOT FOUND | [10 empty] | CLEANSED | 39121522 Electrical contacts | BLOCK | CONTACT | TYPE |  | CONTACT CONFIGURATION |  | CURRENT RATING |  | VOLTAGE RATING |  | TERMINAL TYPE |  | MOUNTING TYPE |  | MATERIAL |  | SIZE |  | HAZARD CLASS |  | CERTIFICATION/STANDARD |  | ADDITIONAL FEATURES | ASSEMBLY,C/W 2 CONTACTS | [51 empty] | Production Completed
STP_009 - Lot4 | Data Enrichment | rym | OK | 2023-07-31 | 2023-08-08 |  | 1381773 | 1381773 | EA | BLOCK,CONT;ASSY, REAR BUSHINGS, D04 1641 |  |  | BLOCK,CONTACT;ADDITIONAL FEATURES EN:ASSY, REAR BUSHINGS, D04 1641 C, OIL SWITCH, TY,MNFR:01)FOWLER,PTNO:01)D-041641 | 01)ASSY, REAR BUSHINGS, D04 16,01)FOWLER,01)D-041641 |  |  | FOWLER | FOWLER | D-041641 | [5 empty] | URL NOT FOUND | [10 empty] | CLEANSED | 39121522 Electrical contacts | BLOCK | CONTACT | TYPE |  | CONTACT CONFIGURATION |  | CURRENT RATING |  | VOLTAGE RATING |  | TERMINAL TYPE |  | MOUNTING TYPE |  | MATERIAL |  | SIZE |  | HAZARD CLASS |  | CERTIFICATION/STANDARD |  | ADDITIONAL FEATURES | FOR D04 1641 C,OIL SWITCH,ASSEMBLY,REAR BUSHINGS | [51 empty] | Production Completed
STP_009 - Lot4 | Data Enrichment | rym | OK | 2023-07-31 | 2023-08-08 | VOLTAGE RATING Processed based on Websource, Conflict w.r.t Input | 1351594 | 1351594 | EA | BLOCK,CONT;DOUBLE,NO NC,10 A,600 VAC |  |  | BLOCK,CONTACT;TYPE:DOUBLE,CONTACT CONFIGURATION:NO NC,CURRENT RATING:10 A,VOLTAGE RATING:600 VAC,ADDITIONAL FEATURES EN:ASSY,MNFR: 01)TELEMEC,PTNO:01)XES-D1281 | DOUBLE,NO NC,10 A,600 VAC,01)ASSY,01)TELEMEC,01)XES-D1281 |  |  | TELEMEC | TELEMEC | XESD1281 | [5 empty] | https://www.se.com/us/en/product/XESD1281/double-contact-block-harmony-xac-spring-return-front-mounting-2-speed-co+n-o-staggered/ | [10 empty] | ENRICHED | 39121522 Electrical contacts | BLOCK | CONTACT | TYPE | DOUBLE | CONTACT CONFIGURATION | 1NO 1NC | CURRENT RATING | 10 A | VOLTAGE RATING | 500 VAC | TERMINAL TYPE | SCREW CLAMP | MOUNTING TYPE | FRONT | MATERIAL |  | SIZE |  | HAZARD CLASS |  | CERTIFICATION/STANDARD |  | ADDITIONAL FEATURES | ASSEMBLY | [51 empty] | Production Completed
STP_009 - Lot4 | Data Enrichment | rym | OK | 2023-07-31 | 2023-08-08 |  | 1349842 | 1349842 | EA | BLOCK,CONT;ELEC,ATS,18999 |  |  | BLOCK,CONTACT;ADDITIONAL FEATURES EN:ELEC,MNFR:01)ATS,PTNO:01)18999 | 01)ELEC,01)ATS,01)18999 |  |  | ATS | ATS | 18999 | [5 empty] | URL NOT FOUND | [10 empty] | CLEANSED | 39121522 Electrical contacts | BLOCK | CONTACT | TYPE | ELECTRIC | CONTACT CONFIGURATION |  | CURRENT RATING |  | VOLTAGE RATING |  | TERMINAL TYPE |  | MOUNTING TYPE |  | MATERIAL |  | SIZE |  | HAZARD CLASS |  | CERTIFICATION/STANDARD |  | ADDITIONAL FEATURES | [52 empty] | Production Completed
STP_009 - Lot4 | Data Enrichment | rym | OK | 2023-07-31 | 2023-08-08 |  | 1289133 | 1289133 | EA | BLOCK,CONT;ELECTRIC,1NO,10 A,600 V,SCREW |  |  | BLOCK,CONTACT;TYPE:ELECTRIC,CONTACT CONFIGURATION:1NO,CURRENT RATING:10 A,VOLTAGE RATING:600 V,TERMINAL TYPE:SCREW,MNFR:01) TELEMEC,PTNO:01)ZB2-BE101 | ELECTRIC,1NO,10 A,600 V,SCREW,01)TELEMEC,01)ZB2-BE101 |  |  | TELEMEC | TELEMECANIQUE | ZB2BE101 | [5 empty] | https://www.se.com/in/en/product/ZB2BE101/contact-block/ | [10 empty] | CLEANSED | 39121522 Electrical contacts | BLOCK | CONTACT | TYPE | ELECTRIC,SINGLE | CONTACT CONFIGURATION | 1NO | CURRENT RATING | 10 A | VOLTAGE RATING | 600 V | TERMINAL TYPE | SCREW CLAMP | MOUNTING TYPE | FRONT | MATERIAL |  | SIZE |  | HAZARD CLASS |  | CERTIFICATION/STANDARD |  | ADDITIONAL FEATURES | [52 empty] | Production Completed
STP_009 - Lot4 | Data Enrichment | rym | OK | 2023-07-31 | 2023-08-08 |  | 1298637 | 1298637 | EA | BLOCK,CONT;FINGER SAFE,NO NC,10 A,ITCH |  |  | BLOCK,CONTACT;TYPE:FINGER SAFE,CONTACT CONFIGURATION:NO NC,CURRENT RATING:10 A,ADDITIONAL FEATURES EN:ASSY,ELEC, STD, SHALLOW, 30. 5 MM PUSHBUTTON, 3-POSITION SELECTOR SW,ITCH,MNFR:01)ALENBRAD,PTNO:01)800TC-XA | FINGER SAFE,NO NC,10 A,01)ASSY,ELEC, STD, SHALLOW, 30,02)ITCH,01)ALENBRAD,01)800TC-XA |  |  | ALENBRAD | ALLEN BRADLEY | 800TC-XA | [5 empty] | https://www.rockwellautomation.com/en-us/products/details.800TC-XA.html | https://rexel-cdn.com/products/ab800tc-xapdf.pdf?i=095707A0-BBF9-4CCB-878E-751D93CA5525 | [9 empty] | CLEANSED | 39121522 Electrical contacts | BLOCK | CONTACT | TYPE | FINGER SAFE,ELECTRIC | CONTACT CONFIGURATION | NO NC | CURRENT RATING | 10 A | VOLTAGE RATING |  | TERMINAL TYPE |  | MOUNTING TYPE |  | MATERIAL |  | SIZE |  | HAZARD CLASS |  | CERTIFICATION/STANDARD |  | ADDITIONAL FEATURES | FOR SHALLOW 30.5 MM PUSHBUTTON,3-POSITION SELECTOR SWITCH,ASSEMBLY,STANDARD | [51 empty] | Production Completed
STP_009 - Lot4 | Data Enrichment | rym | OK | 2023-07-31 | 2023-08-08 |  | 1278242 | 1278242 | EA | BLOCK,CONT;FIXING COLLAR,PLASTIC |  |  | BLOCK,CONTACT;TYPE:FIXING COLLAR,MATERIAL:PLASTIC,SIZE:DIA 22 MM,CERTIFICATION/STANDARD:ISO 14040,MNFR:01)HAYMANS ELECTRICAL,PTNO: 01)TEEZB5-AZ009 | FIXING COLLAR,PLASTIC,EN_01)DIA 22 MM,EN_01)ISO 14040,01)HAYMANS ELECTRICAL,01)TEEZB5-AZ009 |  |  | HAYMANS ELECTRICAL | TELEMECANIQUE | ZB5AZ009 |  | HAYMANS ELECTRICAL |  |  |  | https://www.se.com/in/en/product/ZB5AZ009/body-fixing-collar-for-electrical-block-plastic/ | [10 empty] | ENRICHED | 31163210 Retaining collars | COLLAR | NO MODIFIER | TYPE | BODY FIXING | INSIDE DIAMETER |  | OUTSIDE DIAMETER |  | THICKNESS |  | MATERIAL | PLASTIC | HAZARD CLASS |  | CERTIFICATION/STANDARD | ISO 14040 | ADDITIONAL FEATURES | FOR CONTACT BLOCK,22 MM | [57 empty] | Production Completed
STP_009 - Lot4 | Data Enrichment | rym | OK | 2023-07-31 | 2023-08-08 |  | 1381776 | 1381776 | EA | BLOCK,CONT;FRONT |  |  | BLOCK,CONTACT;MOUNTING TYPE:FRONT,ADDITIONAL FEATURES EN:ASSY, OIL FUSE SWITCH, TYPE ETV2, 11 KV,MNFR:01)FOWLER,PTNO:01)D-065002 | FRONT,01)ASSY, OIL FUSE SWITCH, TYPE,01)FOWLER,01)D-065002 |  |  | FOWLER | FOWLER | D-065002 | [5 empty] | URL NOT FOUND | [10 empty] | CLEANSED | 39121522 Electrical contacts | BLOCK | CONTACT | TYPE |  | CONTACT CONFIGURATION |  | CURRENT RATING |  | VOLTAGE RATING |  | TERMINAL TYPE |  | MOUNTING TYPE | FRONT | MATERIAL |  | SIZE |  | HAZARD CLASS |  | CERTIFICATION/STANDARD |  | ADDITIONAL FEATURES | FOR OIL FUSE SWITCH,TYPE ETV2,11 KV,ASSEMBLY | [51 empty] | Production Completed
STP_009 - Lot4 | Data Enrichment | rym | OK | 2023-07-31 | 2023-08-08 |  | 1381777 | 1381777 | EA | BLOCK,CONT;FRONT |  |  | BLOCK,CONTACT;MOUNTING TYPE:FRONT,ADDITIONAL FEATURES EN:ASSY, OIL FUSE SWITCH, TYPE ETV2, 11 KV,MNFR:01)FOWLER,PTNO:01)D-065000 | FRONT,01)ASSY, OIL FUSE SWITCH, TYPE,01)FOWLER,01)D-065000 |  |  | FOWLER | FOWLER | D-065000 | [5 empty] | URL NOT FOUND | [10 empty] | CLEANSED | 39121522 Electrical contacts | BLOCK | CONTACT | TYPE |  | CONTACT CONFIGURATION |  | CURRENT RATING |  | VOLTAGE RATING |  | TERMINAL TYPE |  | MOUNTING TYPE | FRONT | MATERIAL |  | SIZE |  | HAZARD CLASS |  | CERTIFICATION/STANDARD |  | ADDITIONAL FEATURES | FOR OIL FUSE SWITCH,TYPE ETV2,11 KV,ASSEMBLY | [51 empty] | Production Completed
STP_009 - Lot4 | Data Enrichment | rym | OK | 2023-07-31 | 2023-08-08 | Processed based on Websource, Conflict w.r.t Input | 1278189 | 1278189 | EA | BLOCK,CONT;HAN A,16P, E,16 A,600 V |  |  | BLOCK,CONTACT;TYPE:HAN A,CONTACT CONFIGURATION:16P, E,CURRENT RATING:16 A,VOLTAGE RATING:600 V,MOUNTING TYPE:PANEL CORNERS,MNFR: 01)RS COMPONENTS PTY LTD,PTNO:01)181-0937 | HAN A,16P, E,16 A,600 V,PANEL CORNERS,01)RS COMPONENTS PTY LTD,01)181-0937 |  |  | RS COMPONENTS PTY LTD | HARTING | 09200162812 |  | RS COMPONENTS PTY LTD | 181-0937 |  |  | https://in.rsdelivers.com/product/harting/09200162812/harting-heavy-duty-power-connector-insert-16a-han/1810937 | [10 empty] | ENRICHED | 39121400 Electrical lugs plugs and connectors | INSERT | ELECTRONIC | TYPE |  | POWER SUPPLY | 600 V,16 A | MEASURING PRINCIPLE |  | MEASURING RANGE |  | OUTPUT SIGNAL |  | ACCURACY |  | INTERFACE TYPE |  | MOUNTING TYPE | PANEL CORNERS | TEMPERATURE RATING |  | SIZE |  | MATERIAL |  | HAZARD CLASS |  | CERTIFICATION/STANDARD |  | ADDITIONAL FEATURES | SERIES:HAN A,POLE:16P+E | [45 empty] | Production Completed
STP_009 - Lot4 | Data Enrichment | rym | OK | 2023-07-31 | 2023-08-08 |  | 1234667 | 1234667 | EA | BLOCK,CONT;LATCHING, DOUBLE,1NO 1NC,3 A |  |  | BLOCK,CONTACT;TYPE:LATCHING, DOUBLE,CONTACT CONFIGURATION:1NO 1NC,CURRENT RATING:3 A,VOLTAGE RATING:240 VAC,TERMINAL TYPE:SCREW CLAMP,MOUNTING TYPE:FRONT,ADDITIONAL FEATURES EN:ASSY, PENDANT SWITCH,MNFR:01)TELEMEC,PTNO:01)XEN-G3791 | LATCHING, DOUBLE,1NO 1NC,3 A,240 VAC,SCREW CLAMP,FRONT,01)ASSY, PENDANT SWITCH,01)TELEMEC,01)XEN-G3791 |  |  | TELEMEC | TELEMEC | XENG3791 | [5 empty] | https://www.se.com/us/en/product/XENG3791/contact-block-harmony-xac-double-contact-latching-single-speed-front-mounting-1no-+-1nc/ | [10 empty] | CLEANSED | 39121522 Electrical contacts | BLOCK | CONTACT | TYPE | LATCHING,DOUBLE | CONTACT CONFIGURATION | 1NO 1NC | CURRENT RATING | 3 A | VOLTAGE RATING | 240 VAC | TERMINAL TYPE | SCREW CLAMP | MOUNTING TYPE | FRONT | MATERIAL |  | SIZE |  | HAZARD CLASS |  | CERTIFICATION/STANDARD |  | ADDITIONAL FEATURES | FOR PENDANT SWITCH,ASSEMBLY | [51 empty] | Production Completed
STP_009 - Lot4 | Data Enrichment | rym | OK | 2023-07-31 | 2023-08-08 |  | 1278528 | 1278528 | EA | BLOCK,CONT;LED,24-120 V,SCREW |  |  | BLOCK,CONTACT;TYPE:LED,VOLTAGE RATING:24-120 V,TERMINAL TYPE:SCREW,ADDITIONAL FEATURES EN:AS PER ITEM 5 HAYMANS,MNFR:01)HAYMANS ELEC | LED,24-120 V,SCREW,01)AS PER ITEM 5 HAYMANS,01)HAYMANS ELECTRICAL (PARTS),01)S&S D7-NUW |  |  | HAYMANS ELEC | HAYMANS ELEC | [8 empty] | 5 | [8 empty] | CLEANSED | 39121522 Electrical contacts | BLOCK | CONTACT | TYPE | LED | CONTACT CONFIGURATION |  | CURRENT RATING |  | VOLTAGE RATING | 24 TO 120 V | TERMINAL TYPE | SCREW | MOUNTING TYPE |  | MATERIAL |  | SIZE |  | HAZARD CLASS |  | CERTIFICATION/STANDARD |  | ADDITIONAL FEATURES | [52 empty] | Production Completed
STP_009 - Lot4 | Data Enrichment | rym | OK | 2023-07-31 | 2023-08-08 |  | 1278524 | 1278524 | EA | BLOCK,CONT;LED,SCREW |  |  | BLOCK,CONTACT;TYPE:LED,TERMINAL TYPE:SCREW,ADDITIONAL FEATURES EN:AS PER ITEM 30 HAYMANS,MNFR:01)HAYMANS ELECTRICAL (PARTS),PTNO: 01 | LED,SCREW,01)AS PER ITEM 30 HAYMANS,01)HAYMANS ELECTRICAL (PARTS),01)S&SD7-N7R |  |  | HAYMANS ELECTRICAL (PARTS) | HAYMANS ELECTRICAL (PARTS) | 01 | [5 empty] | URL NOT FOUND |  | 30 | [8 empty] | CLEANSED | 39121522 Electrical contacts | BLOCK | CONTACT | TYPE | LED | CONTACT CONFIGURATION |  | CURRENT RATING |  | VOLTAGE RATING |  | TERMINAL TYPE | SCREW | MOUNTING TYPE |  | MATERIAL |  | SIZE |  | HAZARD CLASS |  | CERTIFICATION/STANDARD |  | ADDITIONAL FEATURES | [52 empty] | Production Completed
STP_009 - Lot4 | Data Enrichment | rym | OK | 2023-07-31 | 2023-08-08 |  | 1349177 | 1349177 | EA | BLOCK,CONT;MOVING,ASSY, L.T., 4-WAY,GEC |  |  | BLOCK,CONTACT;TYPE:MOVING,ADDITIONAL FEATURES EN:ASSY, L.T., 4-WAY,MNFR:01)GEC,PTNO:01)SBV102-734 | MOVING,01)ASSY, L.T., 4-WAY,01)GEC,01)SBV102-734 |  |  | GEC | GEC | SBV102-734 | [5 empty] | URL NOT FOUND | [10 empty] | CLEANSED | 39121522 Electrical contacts | BLOCK | CONTACT | TYPE | MOVING | CONTACT CONFIGURATION |  | CURRENT RATING |  | VOLTAGE RATING |  | TERMINAL TYPE |  | MOUNTING TYPE |  | MATERIAL |  | SIZE |  | HAZARD CLASS |  | CERTIFICATION/STANDARD |  | ADDITIONAL FEATURES | ASSEMBLY,L.T,4-WAY | [51 empty] | Production Completed
STP_009 - Lot4 | Data Enrichment | rym | OK | 2023-07-31 | 2023-08-08 |  | 1278490 | 1278490 | EA | BLOCK,CONT;NC,10 A,600 VAC,SCREW,FRONT |  |  | BLOCK,CONTACT;CONTACT CONFIGURATION:NC,CURRENT RATING:10 A,VOLTAGE RATING:600 VAC,TERMINAL TYPE:SCREW,MOUNTING TYPE:FRONT,MNFR:01) HAYMANS ELECTRICAL (PARTS),PTNO:01)TEEZBE-102 | NC,10 A,600 VAC,SCREW,FRONT,01)HAYMANS ELECTRICAL (PARTS),01)TEEZBE-102 |  |  | HAYMANS ELECTRICAL (PARTS) | TELEMECANIQUE | ZBE102 |  | HAYMANS ELECTRICAL |  |  |  | https://www.se.com/in/en/product/ZBE102/single-contact-block-silver-alloy-screw-clamp-terminal-1-nc/ | [10 empty] | ENRICHED | 39121522 Electrical contacts | BLOCK | CONTACT | TYPE | SINGLE | CONTACT CONFIGURATION | NC | CURRENT RATING | 10 A | VOLTAGE RATING | 600 VAC | TERMINAL TYPE | SCREW | MOUNTING TYPE | FRONT | MATERIAL |  | SIZE |  | HAZARD CLASS |  | CERTIFICATION/STANDARD |  | ADDITIONAL FEATURES | [52 empty] | Production Completed
STP_009 - Lot4 | Data Enrichment | rym | OK | 2023-07-31 | 2023-08-08 |  | 1278215 | 1278215 | EA | BLOCK,CONT;NC,10 A,690 VAC,SCREW,PANEL |  |  | BLOCK,CONTACT;CONTACT CONFIGURATION:NC,CURRENT RATING:10 A,VOLTAGE RATING:690 VAC,TERMINAL TYPE:SCREW,MOUNTING TYPE:PANEL, ADDITIONAL FEATURES EN:SELF MON,MNFR:01)CNW (MOUNT ISA) ELECT WHOLESALER,PTNO:01)NHPD7X01S | NC,10 A,690 VAC,SCREW,PANEL,01)SELF MON,01)CNW (MOUNT ISA) ELECT WHOLE,01)NHPD7X01S |  |  | CNW (MOUNT ISA) ELECT WHOLESALER | NHP | D7-X01S |  | CNW (MOUNT ISA) ELECT WHOLESALER |  |  |  | https://cdn2.rexel.com.au/medias/sys_Aurexel/sheets/sheets/h27/h66/9043584745502/D7X01S-pds.pdf | [10 empty] | ENRICHED | 39121522 Electrical contacts | BLOCK | CONTACT | TYPE |  | CONTACT CONFIGURATION | 1NC | CURRENT RATING | 6 A | VOLTAGE RATING | 110 TO 120 VAC | TERMINAL TYPE | SCREW | MOUNTING TYPE | PANEL | MATERIAL |  | SIZE |  | HAZARD CLASS |  | CERTIFICATION/STANDARD |  | ADDITIONAL FEATURES | FOR HEAD DIAMETER 22. 5 MM,SELF MONITORING | [51 empty] | Production Completed
STP_009 - Lot4 | Data Enrichment | rym | OK | 2023-07-31 | 2023-08-08 |  | 1354229 | 1354229 | EA | BLOCK,CONT;NC,6/4/2 A,2320/400/500 V |  |  | BLOCK,CONTACT;CONTACT CONFIGURATION:NC,CURRENT RATING:6/4/2 A,VOLTAGE RATING:2320/400/500 V,MOUNTING TYPE:CLIP ON,ADDITIONAL FEATURES EN:SWITCHES,MNFR:01)KLOCKNER,PTNO:01)EK01 | NC,6/4/2 A,2320/400/500 V,CLIP ON,01)SWITCHES,01)KLOCKNER,01)EK01 |  |  | KLOCKNER | KLOCKNER | EK01 | [5 empty] | https://scemosystems.fi/en/electromechanics/electric-switches/kl%C3%B6ckner--moeller-rmq22-series-ek01-contact-block-1x-nc-contacts-normally-closed | [10 empty] | ENRICHED | 39121522 Electrical contacts | BLOCK | CONTACT | TYPE |  | CONTACT CONFIGURATION | 1NC | CURRENT RATING | 6/4/2 A | VOLTAGE RATING | 230/400/500 VAC | TERMINAL TYPE |  | MOUNTING TYPE | CLIP ON | MATERIAL |  | SIZE | 40 LGX32 WDX10 HT MM | HAZARD CLASS |  | CERTIFICATION/STANDARD |  | ADDITIONAL FEATURES | FOR SWITCHES | [51 empty] | Production Completed
STP_009 - Lot4 | Data Enrichment | rym | OK | 2023-07-31 | 2023-08-08 | SIZE Processed based on Websource, Conflict w.r.t Input | 1278269 | 1278269 | EA | BLOCK,CONT;NO,10 A,600 VAC,SCREW CLAMP |  |  | BLOCK,CONTACT;CONTACT CONFIGURATION:NO,CURRENT RATING:10 A,VOLTAGE RATING:600 VAC,TERMINAL TYPE:SCREW CLAMP,SIZE:WD 31.5 X LG 41. 5 MM,ADDITIONAL FEATURES EN:22.5MM,MNFR:01)HAYMANS ELECTRICAL (PARTS),PTNO:01)TEEZB5-AZ101 | NO,10 A,600 VAC,SCREW CLAMP,EN_01)WD 31.5 X LG 41.5 MM,01)22.5MM,01)HAYMANS ELECTRICAL (PARTS),01)TEEZB5-AZ101 |  |  | HAYMANS ELECTRICAL (PARTS) | TELEMECANIQUE | ZB5AZ101 |  | HAYMANS ELECTRICAL |  |  |  | https://www.se.com/us/en/product/ZB5AZ101/harmony-22mm-push-button-xb5a-operators-contact-block-with-mounting-collar-1-no-screw-clamp-terminal/ | [10 empty] | ENRICHED | 39121522 Electrical contacts | BLOCK | CONTACT | TYPE |  | CONTACT CONFIGURATION | 1NO | CURRENT RATING | 10 A | VOLTAGE RATING | 600 VAC | TERMINAL TYPE | SCREW CLAMP | MOUNTING TYPE |  | MATERIAL |  | SIZE | 30 WDX42 HTX32 DP MM | HAZARD CLASS |  | CERTIFICATION/STANDARD |  | ADDITIONAL FEATURES | HEAD DIAMETER:22 MM | [51 empty] | Production Completed
STP_009 - Lot4 | Data Enrichment | rym | OK | 2023-07-31 | 2023-08-08 |  | 1278489 | 1278489 | EA | BLOCK,CONT;NO,10 A,600 VAC,SCREW CLAMP |  |  | BLOCK,CONTACT;CONTACT CONFIGURATION:NO,CURRENT RATING:10 A,VOLTAGE RATING:600 VAC,TERMINAL TYPE:SCREW CLAMP,MOUNTING TYPE:FRONT, MNFR:01)HAYMANS ELECTRICAL (PARTS),PTNO:01)TEEZBE-101 | NO,10 A,600 VAC,SCREW CLAMP,FRONT,01)HAYMANS ELECTRICAL (PARTS),01)TEEZBE-101 |  |  | HAYMANS ELECTRICAL (PARTS) | TELEMECANIQUE | ZBE101 |  | HAYMANS ELECTRICAL |  |  |  | https://www.se.com/in/en/product/ZBE101/single-contact-block-silver-alloy-screw-clamp-terminal-1-no/ | [10 empty] | CLEANSED | 39121522 Electrical contacts | BLOCK | CONTACT | TYPE | SINGLE | CONTACT CONFIGURATION | 1NO | CURRENT RATING | 10 A | VOLTAGE RATING | 600 VAC | TERMINAL TYPE | SCREW CLAMP | MOUNTING TYPE | FRONT | MATERIAL |  | SIZE |  | HAZARD CLASS |  | CERTIFICATION/STANDARD |  | ADDITIONAL FEATURES | [52 empty] | Production Completed
STP_009 - Lot4 | Data Enrichment | rym | OK | 2023-07-31 | 2023-08-08 |  | 1278210 | 1278210 | EA | BLOCK,CONT;NO,10 A,690 VAC,SCREW |  |  | BLOCK,CONTACT;CONTACT CONFIGURATION:NO,CURRENT RATING:10 A,VOLTAGE RATING:690 VAC,TERMINAL TYPE:SCREW,MOUNTING TYPE:DIN RAIL/BASE, MNFR:01)CNW (MOUNT ISA) ELECT WHOLESALER,PTNO:01)NHPD7BX10 | NO,10 A,690 VAC,SCREW,DIN RAIL/BASE,01)CNW (MOUNT ISA) ELECT WHOLE,01)NHPD7BX10 |  |  | CNW (MOUNT ISA) ELECT WHOLESALER | NHP | D7-BX10 |  | CNW (MOUNT ISA) ELECT WHOLESALER |  |  |  | https://www.nhp.com.au/-/media/Project/NHP/Sites/Shared/Brochures/Easy-Selection-Guides/NHPNTUSPRECHPBESG.pdf | https://www.nhp.com.au/-/media/Project/NHP/Sites/Shared/Resources/Catalogues/Files/D7-Pushbuttons--Operator-Control-Devices.pdf | [9 empty] | ENRICHED | 39121522 Electrical contacts | BLOCK | CONTACT | TYPE | OPEN | CONTACT CONFIGURATION | 1NO | CURRENT RATING | 10 A | VOLTAGE RATING | 690 VAC | TERMINAL TYPE | SCREW | MOUNTING TYPE | DIN RAIL/BASE | MATERIAL |  | SIZE |  | HAZARD CLASS |  | CERTIFICATION/STANDARD |  | ADDITIONAL FEATURES | [52 empty] | Production Completed
STP_009 - Lot4 | Data Enrichment | rym | OK | 2023-07-31 | 2023-08-08 |  | 1278359 | 1278359 | EA | BLOCK,CONT;NO,10 A,690 VAC,SCREW,PANEL |  |  | BLOCK,CONTACT;CONTACT CONFIGURATION:NO,CURRENT RATING:10 A,VOLTAGE RATING:690 VAC,TERMINAL TYPE:SCREW,MOUNTING TYPE:PANEL,MNFR:01) CNW (MOUNT ISA) ELECT WHOLESALER,PTNO:01)NHPD7X10 | NO,10 A,690 VAC,SCREW,PANEL,01)CNW (MOUNT ISA) ELECT WHOLE,01)NHPD7X10 |  |  | CNW (MOUNT ISA) ELECT WHOLESALER | NHP | D7-X10 |  | CNW (MOUNT ISA) ELECT WHOLESALER |  |  |  | https://www.nhp.com.au/-/media/Project/NHP/Sites/Shared/Brochures/Easy-Selection-Guides/NHPNTUSPRECHPBESG.pdf | [10 empty] | ENRICHED | 39121522 Electrical contacts | BLOCK | CONTACT | TYPE | OPEN | CONTACT CONFIGURATION | 1NO | CURRENT RATING | 10 A | VOLTAGE RATING | 690 VAC | TERMINAL TYPE | SCREW | MOUNTING TYPE | PANEL | MATERIAL |  | SIZE |  | HAZARD CLASS |  | CERTIFICATION/STANDARD |  | ADDITIONAL FEATURES | [52 empty] | Production Completed
STP_009 - Lot4 | Data Enrichment | rym | OK | 2023-07-31 | 2023-08-08 |  | 1381775 | 1381775 | EA | BLOCK,CONT;REAR |  |  | BLOCK,CONTACT;MOUNTING TYPE:REAR,ADDITIONAL FEATURES EN:ASSY, OIL FUSE SWITCH, TYPE ETV2, 11 KV,MNFR:01)FOWLER,PTNO:01)D-065001 | REAR,01)ASSY, OIL FUSE SWITCH, TYPE,01)FOWLER,01)D-065001 |  |  | FOWLER | FOWLER | D-065001 | [5 empty] | URL NOT FOUND | [10 empty] | CLEANSED | 39121522 Electrical contacts | BLOCK | CONTACT | TYPE |  | CONTACT CONFIGURATION |  | CURRENT RATING |  | VOLTAGE RATING |  | TERMINAL TYPE |  | MOUNTING TYPE | REAR | MATERIAL |  | SIZE |  | HAZARD CLASS |  | CERTIFICATION/STANDARD |  | ADDITIONAL FEATURES | FOR OIL FUSE SWITCH,TYPE ETV2,11 KV,ASSEMBLY | [51 empty] | Production Completed
STP_009 - Lot4 | Data Enrichment | rym | OK | 2023-07-31 | 2023-08-08 |  | 1278536 | 1278536 | EA | BLOCK,CONT;RED LED,24 V,SCREW |  |  | BLOCK,CONTACT;TYPE:RED LED,VOLTAGE RATING:24 V,TERMINAL TYPE:SCREW,ADDITIONAL FEATURES EN:AS PER ITEM 20 HAYMANS,MNFR:01)HAYMANS ELE | RED LED,24 V,SCREW,01)AS PER ITEM 20 HAYMANS,01)HAYMANS ELECTRICAL (PARTS),01)S&SD7-N3R |  |  | HAYMANS ELE | HAYMANS ELE | [8 empty] | 20 | [8 empty] | CLEANSED | 39121522 Electrical contacts | BLOCK | CONTACT | TYPE | RED LED | CONTACT CONFIGURATION |  | CURRENT RATING |  | VOLTAGE RATING | 24 V | TERMINAL TYPE | SCREW | MOUNTING TYPE |  | MATERIAL |  | SIZE |  | HAZARD CLASS |  | CERTIFICATION/STANDARD |  | ADDITIONAL FEATURES | [52 empty] | Production Completed
STP_009 - Lot4 | Data Enrichment | rym | OK | 2023-07-31 | 2023-08-08 |  | 1278154 | 1278154 | EA | BLOCK,CONT;REFERENCE NO: K1 |  |  | BLOCK,CONTACT;ADDITIONAL FEATURES EN:REFERENCE NO: K1,MNFR:01)CNW (MOUNT ISA) ELECT WHOLESALER,PTNO:01)SCHK1D032B | 01)REFERENCE NO: K1,01)CNW (MOUNT ISA) ELECT WHOLE,01)SCHK1D032B |  |  | CNW (MOUNT ISA) ELECT WHOLESALER | SCHNEIDER | K1D032B |  | CNW (MOUNT ISA) ELECT WHOLESALER |  |  |  | https://docs.rs-online.com/e433/A700000007342428.pdf | [10 empty] | ENRICHED | 39121522 Electrical contacts | BLOCK | CONTACT | TYPE |  | CONTACT CONFIGURATION |  | CURRENT RATING | 3 A | VOLTAGE RATING | 230 VAC | TERMINAL TYPE | SCREW CLAMP | MOUNTING TYPE | FRONT | MATERIAL |  | SIZE | 45 LGX50 HTX59 DP MM | HAZARD CLASS |  | CERTIFICATION/STANDARD |  | ADDITIONAL FEATURES | [52 empty] | Production Completed
STP_009 - Lot4 | Data Enrichment | rym | OK | 2023-07-31 | 2023-08-08 |  | 1363527 | 1363527 | EA | BLOCK,CONT;SLOW BREAK,NC,3 A,240 VAC |  |  | BLOCK,CONTACT;TYPE:SLOW BREAK,CONTACT CONFIGURATION:NC,CURRENT RATING:3 A,VOLTAGE RATING:240 VAC,TERMINAL TYPE:SCREW CLAMP, ADDITIONAL FEATURES EN:ASSY,MNFR:01)TELEMEC,PTNO:01)XEN-L1121 | SLOW BREAK,NC,3 A,240 VAC,SCREW CLAMP,01)ASSY,01)TELEMEC,01)XEN-L1121 |  |  | TELEMEC | TELEMEC | XENL1121 | [5 empty] | https://www.se.com/uk/en/product/XENL1121/spring-return-contact-block-1nc-rear-box-mounting/ | [10 empty] | ENRICHED | 39121522 Electrical contacts | BLOCK | CONTACT | TYPE | SLOW BREAK,SPRING RETURN | CONTACT CONFIGURATION | NC | CURRENT RATING | 3 A | VOLTAGE RATING | 240 VAC | TERMINAL TYPE | SCREW CLAMP | MOUNTING TYPE | REAR | MATERIAL |  | SIZE |  | HAZARD CLASS |  | CERTIFICATION/STANDARD |  | ADDITIONAL FEATURES | ASSEMBLY | [51 empty] | Production Completed
STP_009 - Lot4 | Data Enrichment | rym | OK | 2023-07-31 | 2023-08-08 |  | 1278106 | 1278106 | EA | BLOCK,CONT;STANDARD SINGLE,1NO,3 A,22 MM |  |  | BLOCK,CONTACT;TYPE:STANDARD SINGLE,CONTACT CONFIGURATION:1NO,CURRENT RATING:3 A,VOLTAGE RATING:240 VAC,TERMINAL TYPE:SCREW CLAMP, MATERIAL:SILVER ALLOY,SIZE:22 MM,MNFR:01)CNW (MOUNT ISA) ELECT WHOLESALER,PTNO:01)SCHZBE101 | STANDARD SINGLE,1NO,3 A,240 VAC,SCREW CLAMP,SILVER ALLOY,EN_01)22 MM,01)CNW (MOUNT ISA) ELECT WHOLE,01)SCHZBE101 |  |  | CNW (MOUNT ISA) ELECT WHOLESALER | SCHNEIDER | ZBE101 |  | CNW (MOUNT ISA) ELECT WHOLESALER |  |  |  | https://www.se.com/in/en/product/ZBE101/single-contact-block-silver-alloy-screw-clamp-terminal-1-no/ | [10 empty] | ENRICHED | 39121522 Electrical contacts | BLOCK | CONTACT | TYPE | STANDARD SINGLE | CONTACT CONFIGURATION | 1NO | CURRENT RATING | 3 A | VOLTAGE RATING | 240 VAC | TERMINAL TYPE | SCREW CLAMP | MOUNTING TYPE | FRONT | MATERIAL |  | SIZE |  | HAZARD CLASS |  | CERTIFICATION/STANDARD |  | ADDITIONAL FEATURES | CONTCAT MATERIAL:SILVER ALLOY ,FOR HEAD DIAMER 22 MM | [51 empty] | Production Completed
STP_009 - Lot4 | Data Enrichment | rym | OK | 2023-07-31 | 2023-08-08 |  | 1352997 | 1352997 | EA | BLOCK,CONT;STANDARD,1NO,10 A,PHENOLIC |  |  | BLOCK,CONTACT;TYPE:STANDARD,CONTACT CONFIGURATION:1NO,CURRENT RATING:10 A,VOLTAGE RATING:600 VAC, 250 VDC,TERMINAL TYPE:PRESSURE PLATE/SCREW,MATERIAL:PHENOLIC,SIZE:30.5 MM,ADDITIONAL FEATURES EN:ASSY , H/DUTY PUSHBUTTONS,MNFR:01)CUTLERHM,PTNO:01)E30KLA1 | STANDARD,1NO,10 A,600 VAC, 250 VDC,PRESSURE PLATE/SCREW,PHENOLIC,EN_01)30.5 MM,01)ASSY , H/DUTY PUSHBUTTONS,01)CUTLERHM,01)E30KLA1 |  |  | CUTLERHM | CUTLER HAMMER | E30KLA1 | [5 empty] | https://www.newark.com/eaton-cutler-hammer/e30kla1/switching-element-1no-10a-screw/dp/47K3919 | [10 empty] | CLEANSED | 39121522 Electrical contacts | BLOCK | CONTACT | TYPE | STANDARD | CONTACT CONFIGURATION | 1NO | CURRENT RATING | 10 A | VOLTAGE RATING | 600 VAC,250 VDC | TERMINAL TYPE | PRESSURE PLATE/SCREW | MOUNTING TYPE |  | MATERIAL | PHENOLIC | SIZE |  | HAZARD CLASS |  | CERTIFICATION/STANDARD |  | ADDITIONAL FEATURES | FOR HEAVY DUTY PUSHBUTTONS 30.5 MM,ASSEMBLY | [51 empty] | Production Completed
STP_009 - Lot4 | Data Enrichment | rym | OK | 2023-07-31 | 2023-08-08 |  | 1299052 | 1299052 | EA | BLOCK,CONT;SWITCH,1NO,3 A,240 V,TELEMEC |  |  | BLOCK,CONTACT;TYPE:SWITCH,CONTACT CONFIGURATION:1NO,CURRENT RATING:3 A,VOLTAGE RATING:240 V,SIZE:WD 30 X HT 47 X DP 37 MM, ADDITIONAL FEATURES EN:SUBASSY, WITH BODY, TMQ,MNFR:01)TELEMEC,PTNO:01)ZB4-BZ101 | SWITCH,1NO,3 A,240 V,EN_01)WD 30 X HT 47 X DP 37 MM,01)SUBASSY, WITH BODY, TMQ,01)TELEMEC,01)ZB4-BZ101 |  |  | TELEMEC | TELEMECANIQUE | ZB4BZ101 | [5 empty] | https://www.se.com/in/en/product/ZB4BZ101/single-contact-block-with-body-fixing-collar-metal-screw-clamp-terminal-1-no/ | [10 empty] | ENRICHED | 39121522 Electrical contacts | BLOCK | CONTACT | TYPE | SINGLE,SWITCH | CONTACT CONFIGURATION | 1NO | CURRENT RATING | 3 A | VOLTAGE RATING | 240 VAC | TERMINAL TYPE | SCREW CLAMP | MOUNTING TYPE |  | MATERIAL |  | SIZE | 30 WDX47 HTX37 DP MM | HAZARD CLASS |  | CERTIFICATION/STANDARD |  | ADDITIONAL FEATURES | SUB ASSEMBLY,C/W BODY | [51 empty] | Production Completed
STP_009 - Lot4 | Data Enrichment | rym | OK | 2023-07-31 | 2023-08-08 |  | 1279722 | 1279722 | EA | BLOCK,TERM;RELAY WIT,DEK-REL-24/O/1 |  |  | BLOCK,TERMINAL;TYPE:RELAY WIT,ADDITIONAL FEATURES EN:DEK-REL-24/O/1,MNFR:01)CNW (MOUNT ISA) ELECT WHOLESALER,PTNO:01)PHO2941154 | EN_01)RELAY WIT,01)DEK-REL-24/O/1,01)CNW (MOUNT ISA) ELECT WHOLE,01)PHO2941154 |  |  | CNW (MOUNT ISA) ELECT WHOLESALER | CNW (MOUNT ISA) ELECT WHOLESALER | 2941154 | PHOENIX CONTACT |  | DEK-REL- 24/O/1 |  |  | https://www.phoenixcontact.com/product/pdf/api/v1/Mjk0MTE1NA?_realm=in&_locale=en-IN&blocks=commercial-data%2Ctechnical-data%2Cdrawings%2Capprovals%2Cclassifications%2Cenvironmental-compliance-data%2Call-accessories | [10 empty] | ENRICHED | 39121410 Terminal blocks | BLOCK | TERMINAL | TYPE | RELAY | CURRENT RATING | 3 A | VOLTAGE RATING | 24 VAC/DC | WIRE SIZE | 24 TO 14 AWG | NUMBER OF CIRCUITS |  | TERMINAL TYPE | SCREW | MATERIAL | AGNI (CONTACT) | MOUNTING TYPE | DIN RAIL | SIZE | 6.2 WDX80 HTX56 DP MM | HAZARD CLASS |  | CERTIFICATION/STANDARD |  | ADDITIONAL FEATURES | [50 empty] | Production Completed
STP_009 - Lot4 | Data Enrichment | rym | OK | 2023-07-31 | 2023-08-08 |  | 1279686 | 1279686 | EA | BLOCK,TERM;FU,10 A,WD 10.2 X HT 60.5 MM |  |  | BLOCK,TERMINAL;TYPE:FUSE,CURRENT RATING:10 A,MOUNTING TYPE:DIN RAIL, G RAIL COMBINATION,SIZE:WD 10.2 X HT 60.5 MM,ADDITIONAL FEATURES EN:6 3-HESI,MNFR:01)CNW (MOUNT ISA) ELECT WHOLESALER,PTNO:01)PHO3004171 | EN_01)FUSE,10 A,DIN RAIL, G RAIL COMBINATION,EN_01)WD 10.2 X HT 60.5 MM,01)6 3-HESI,01)CNW (MOUNT ISA) ELECT WHOLE,01)PHO3004171 |  |  | CNW (MOUNT ISA) ELECT WHOLESALER | CNW (MOUNT ISA) ELECT WHOLESALER | 3004171 | PHOENIX CONTACT |  | 6 3-HESI |  |  | https://www.phoenixcontact.com/product/pdf/api/v1/MzAwNDE3MQ?_realm=in&_locale=en-IN&blocks=commercial-data%2Ctechnical-data%2Cdrawings%2Capprovals%2Cclassifications%2Cenvironmental-compliance-data%2Call-accessories | [10 empty] | ENRICHED | 39121410 Terminal blocks | BLOCK | TERMINAL | TYPE | FUSE MODULAR | CURRENT RATING | 10 A | VOLTAGE RATING | 500 V | WIRE SIZE | 20 TO 6 AWG | NUMBER OF CIRCUITS |  | TERMINAL TYPE | SCREW | MATERIAL | POLYAMIDE | MOUNTING TYPE | DIN RAIL,G RAIL COMBINATION | SIZE | 79 LGX10.2 WDX 60.5 HT MM | HAZARD CLASS |  | CERTIFICATION/STANDARD |  | ADDITIONAL FEATURES | [50 empty] | Production Completed
STP_009 - Lot4 | Data Enrichment | rym | OK | 2023-07-31 | 2023-08-08 |  | 1279642 | 1279642 | EA | BLOCK,TERM;KNIFE DISCONNECT,16 A,500 V |  |  | BLOCK,TERMINAL;TYPE:KNIFE DISCONNECT,CURRENT RATING:16 A,VOLTAGE RATING:500 V,WIRE SIZE:24-10 AWG,ADDITIONAL FEATURES EN: MANUFACTURER: CNW (MOUNT ISA) ELECT WHOLESALER,MNFR:01)CNW (MOUNT ISA) ELECT WHOLESALER,PTNO:01)PHO3004430 | EN_01)KNIFE DISCONNECT,16 A,500 V,24-10 AWG,01)MANUFACTURER: CNW (MOUNT IS,01)CNW (MOUNT ISA) ELECT WHOLE,01)PHO3004430 |  |  | CNW (MOUNT ISA) ELECT WHOLESALER | CNW (MOUNT ISA) ELECT WHOLESALER | 3004430 | PHOENIX CONTACT |  |  |  |  | https://www.phoenixcontact.com/product/pdf/api/v1/MzAwNDQzMA?_realm=in&_locale=en-IN&blocks=commercial-data%2Ctechnical-data%2Cdrawings%2Capprovals%2Cclassifications%2Cenvironmental-compliance-data%2Call-accessories | [10 empty] | ENRICHED | 39121410 Terminal blocks | BLOCK | TERMINAL | TYPE | KNIFE DISCONNECT | CURRENT RATING | 16 A | VOLTAGE RATING | 500 V | WIRE SIZE | 24 TO 10 AWG | NUMBER OF CIRCUITS |  | TERMINAL TYPE | SCREW | MATERIAL | POLYAMIDE | MOUNTING TYPE | DIN RAIL | SIZE | 51 LGX6.2 WDX51 HT MM | HAZARD CLASS |  | CERTIFICATION/STANDARD |  | ADDITIONAL FEATURES | [50 empty] | Production Completed
STP_009 - Lot4 | Data Enrichment | rym | OK | 2023-07-31 | 2023-08-08 | WIRE SIZE Processed based on Websource, Conflict w.r.t Input | 1279644 | 1279644 | EA | BLOCK,TERM;RL,0.5-10 MM,SCREW |  |  | BLOCK,TERMINAL;TYPE:RAIL,WIRE SIZE:0.5-10 MM,MOUNTING TYPE:SCREW,ADDITIONAL FEATURES EN:2 WIRE GREY,MNFR:01)HAYMANS ELECTRICAL (PARTS),PTNO:01)PHO3044131 | EN_01)RAIL,0.5-10 MM,SCREW,01)2 WIRE GREY,01)HAYMANS ELECTRICAL (PARTS),01)PHO3044131 |  |  | HAYMANS ELECTRICAL (PARTS) | HAYMANS ELECTRICAL (PARTS) | 3044131 | PHOENIX CONTACT |  |  |  |  | https://www.phoenixcontact.com/product/pdf/api/v1/MzA0NDEzMQ?_realm=in&_locale=en-IN&blocks=commercial-data%2Ctechnical-data%2Cdrawings%2Capprovals%2Cclassifications%2Cenvironmental-compliance-data%2Call-accessories | [10 empty] | ENRICHED | 39121410 Terminal blocks | BLOCK | TERMINAL | TYPE | FEED THROUGH,RAIL | CURRENT RATING | 41 A | VOLTAGE RATING | 1000 V | WIRE SIZE | 8 AWG | NUMBER OF CIRCUITS |  | TERMINAL TYPE | SCREW | MATERIAL | POLYAMIDE | MOUNTING TYPE | DIN RAIL | SIZE | 47.7 LGX8.2 WDX47.7 HT MM | HAZARD CLASS |  | CERTIFICATION/STANDARD |  | ADDITIONAL FEATURES | NUMBER OF WIRE:2,COLOR:GREY | [49 empty] | Production Completed
STP_009 - Lot4 | Data Enrichment | rym | OK | 2023-07-31 | 2023-08-08 |  | 1279712 | 1279712 | EA | BLOCK,TERM;RL,6 MM,2 WIRE GRN/YLW |  |  | BLOCK,TERMINAL;TYPE:RAIL,WIRE SIZE:6 MM,ADDITIONAL FEATURES EN:2 WIRE GRN/YLW,MNFR:01)HAYMANS ELECTRICAL (PARTS),PTNO:01) PHO3044157 | EN_01)RAIL,6 MM,01)2 WIRE GRN/YLW,01)HAYMANS ELECTRICAL (PARTS),01)PHO3044157 |  |  | HAYMANS ELECTRICAL (PARTS) | HAYMANS ELECTRICAL (PARTS) | 3044157 | PHOENIX CONTACT |  |  |  |  | https://www.phoenixcontact.com/product/pdf/api/v1/MzA0NDE1Nw?_realm=in&_locale=en-IN&blocks=commercial-data%2Ctechnical-data%2Cdrawings%2Capprovals%2Cclassifications%2Cenvironmental-compliance-data%2Call-accessories | [10 empty] | ENRICHED | 39121410 Terminal blocks | BLOCK | TERMINAL | TYPE | GROUND,RAIL | CURRENT RATING |  | VOLTAGE RATING |  | WIRE SIZE | 6 MM2 | NUMBER OF CIRCUITS |  | TERMINAL TYPE | SCREW | MATERIAL | POLYAMIDE | MOUNTING TYPE | DIN RAIL | SIZE | 47.7 LGX8.2 WDX47.7 HT MM | HAZARD CLASS |  | CERTIFICATION/STANDARD |  | ADDITIONAL FEATURES | NUMBER OF WIRE:2,COLOR:GREEN/YELLOW | [49 empty] | Production Completed
STP_009 - Lot4 | Data Enrichment | rym | OK | 2023-07-31 | 2023-08-08 |  | 1279688 | 1279688 | EA | BLOCK,TERM;41 A,1 KV,FEED THROUGH,SCREW |  |  | BLOCK,TERMINAL;CURRENT RATING:41 A,VOLTAGE RATING:1 KV,TERMINAL TYPE:FEED THROUGH,MOUNTING TYPE:SCREW,ADDITIONAL FEATURES EN:PIE CART - 21C ELECT - JUDI / RAY, MANUFACTURER,ECT WHOLESALER, SERIAL NO: UT-6-FE,MNFR:01)CNW (MOUNT ISA) ELECT WHOLESALER,PTNO:01) PHO3047647 | 41 A,1 KV,FEED THROUGH,SCREW,01)PIE CART - 21C ELECT - JUDI,02)ECT WHOLESALER, SERIAL NO:,01)CNW (MOUNT ISA) ELECT WHOLE,01)PHO3047647 |  |  | CNW (MOUNT ISA) ELECT WHOLESALER | CNW (MOUNT ISA) ELECT WHOLESALER | 3047647 | PHOENIX CONTACT |  |  |  |  | https://www.phoenixcontact.com/product/pdf/api/v1/MzA0NzY0Nw?_realm=in&_locale=en-IN&blocks=commercial-data%2Ctechnical-data%2Cdrawings%2Capprovals%2Cclassifications%2Cenvironmental-compliance-data%2Call-accessories | [10 empty] | ENRICHED | 39121410 Terminal blocks | BLOCK | TERMINAL | TYPE | FEED THROUGH | CURRENT RATING | 41 A | VOLTAGE RATING | 1 KV | WIRE SIZE | 8 AWG | NUMBER OF CIRCUITS |  | TERMINAL TYPE | SCREW | MATERIAL | POLYAMIDE | MOUNTING TYPE | DIN RAIL | SIZE | 47.7 LGX8.2 WDX47.7 HT MM | HAZARD CLASS |  | CERTIFICATION/STANDARD |  | ADDITIONAL FEATURES | PIE CART-21C ELECT-JUDI/RAY,MANUFACTURER,ECT WHOLESALER | [49 empty] | Production Completed
STP_009 - Lot4 | Data Enrichment | rym | OK | 2023-07-31 | 2023-08-08 |  | 1279816 | 1279816 | EA | BLOCK,TERM;MICRO SINGLE LEVEL 2 CONNECTI |  |  | BLOCK,TERMINAL;TYPE:MICRO SINGLE LEVEL 2 CONNECTION,CURRENT RATING:17.5 A,WIRE SIZE:16 AWG,ADDITIONAL FEATURES EN:MT 1 5 METHOD, MNFR:01)CNW (MOUNT ISA) ELECT WHOLESALER,PTNO:01)PHO3100305 | EN_01)MICRO SINGLE LEVEL 2 CON,17.5 A,16 AWG,01)MT 1 5 METHOD,01)CNW (MOUNT ISA) ELECT WHOLE,01)PHO3100305 |  |  | CNW (MOUNT ISA) ELECT WHOLESALER | CNW (MOUNT ISA) ELECT WHOLESALER | 3100305 | PHOENIX CONTACT |  | MT 1 5 |  |  | https://www.phoenixcontact.com/product/pdf/api/v1/MzEwMDMwNQ?_realm=in&_locale=en-IN&blocks=commercial-data%2Ctechnical-data%2Cdrawings%2Capprovals%2Cclassifications%2Cenvironmental-compliance-data%2Call-accessories | [10 empty] | ENRICHED | 39121410 Terminal blocks | BLOCK | TERMINAL | TYPE | MICRO,SINGLE | CURRENT RATING | 17.5 A | VOLTAGE RATING | 400 V | WIRE SIZE | 26 TO 16 AWG | NUMBER OF CIRCUITS |  | TERMINAL TYPE | SCREW | MATERIAL | POLYAMIDE | MOUNTING TYPE | DIN RAIL | SIZE | 22 LGX4.2 WDX22 HT MM | HAZARD CLASS |  | CERTIFICATION/STANDARD |  | ADDITIONAL FEATURES | CONNECTION PER LEVEL:2 | [49 empty] | Production Completed
STP_009 - Lot4 | Data Enrichment | rym | OK | 2023-07-31 | 2023-08-08 | Processed based on Websource, Conflict w.r.t Input | 1279744 | 1279744 | EA | BLOCK,TERM;CROSS CONNECTION,10 |  |  | BLOCK,TERMINAL;TYPE:CROSS CONNECTION,NUMBER OF CIRCUITS:10,MNFR:01)CNW (MOUNT ISA) ELECT WHOLESALER,PTNO:01)WEI0368700000 | EN_01)CROSS CONNECTION,01)CNW (MOUNT ISA) ELECT WHOLE,01)WEI0368700000 |  |  | CNW (MOUNT ISA) ELECT WHOLESALER | CNW (MOUNT ISA) ELECT WHOLESALER | 0368700000 | WEIDMULLER |  |  |  |  | https://catalog.weidmueller.com/download/DownloadTmpPDFDatasheet.do;jsessionid=8717BB788F581369AF4A9334B7E63428?fileName=en%2f0368700000_Q_10_SAK2.5_en.pdf | [10 empty] | ENRICHED | 39121400 Electrical lugs plugs and connectors | CONNECTOR | TERMINAL | TYPE | SCREWABLE | CONDUCTOR SIZE |  | STUD/HOLE SIZE |  | MATERIAL | COPPER-TIN | INSULATION MATERIAL |  | TEMPERATURE RATING | -25 TO 55 DEG C | CONNECTION TYPE | CROSS | HAZARD CLASS |  | CERTIFICATION/STANDARD |  | ADDITIONAL FEATURES | NUMBER OF POLE:10 | [53 empty] | Production Completed
STP_009 - Lot4 | Data Enrichment | rym | OK | 2023-07-31 | 2023-08-08 | Processed based on Websource, Conflict w.r.t Input | 1279799 | 1279799 | EA | BLOCK,TERM;JUMPER BAR,32 A,800 V,SCREW |  |  | BLOCK,TERMINAL;TYPE:JUMPER BAR,CURRENT RATING:32 A,VOLTAGE RATING:800 V,TERMINAL TYPE:SCREW,ADDITIONAL FEATURES EN:10 POLE CROSS SECTION,MNFR:01)CNW (MOUNT ISA) ELECT WHOLESALER,PTNO:01)WEI0368800000 | EN_01)JUMPER BAR,32 A,800 V,SCREW,01)10 POLE CROSS SECTION,01)CNW (MOUNT ISA) ELECT WHOLE,01)WEI0368800000 |  |  | CNW (MOUNT ISA) ELECT WHOLESALER | CNW (MOUNT ISA) ELECT WHOLESALER | 0368800000 | WEIDMULLER |  |  |  |  | https://catalog.weidmueller.com/download/DownloadTmpPDFDatasheet.do;jsessionid=5335CF57D5AC42E7903195DA0F95E898?fileName=en%2f0368800000_Q_10_SAK4_en.pdf | [10 empty] | ENRICHED | 39121400 Electrical lugs plugs and connectors | CONNECTOR | TERMINAL | TYPE | SCREWABLE | CONDUCTOR SIZE |  | STUD/HOLE SIZE |  | MATERIAL | COPPER-TIN | INSULATION MATERIAL |  | TEMPERATURE RATING | -25 TO 55 DEG C | CONNECTION TYPE | CROSS | HAZARD CLASS |  | CERTIFICATION/STANDARD |  | ADDITIONAL FEATURES | NUMBER OF POLE:10 | [53 empty] | Production Completed
STP_009 - Lot4 | Data Enrichment | rym | OK | 2023-07-31 | 2023-08-08 |  | 1279933 | 1279933 | EA | BLOCK,TERM;32 A,800 V,4 MM2,FEED THROUGH |  |  | BLOCK,TERMINAL;CURRENT RATING:32 A,VOLTAGE RATING:800 V,WIRE SIZE:4 MM2,TERMINAL TYPE:FEED THROUGH,MATERIAL:NYLON PA66,MOUNTING TYPE:SNAP ON,WD 6.5 X HT 45 X DP 44 MM,CERTIFICATION/STANDARD:IEC 60947-7-1,ADDITIONAL FEATURES EN:SAK4/35 (DE)REQUIRED TO REPLACE 20L ELEC DEPT S,TAYLOR,MNFR:01)CNW (MOUNT ISA) ELECT WHOLESALER,PTNO:01)WEI0443660000 | 32 A,800 V,4 MM2,FEED THROUGH,EN_01)NYLON PA66,SNAP ON,EN_01)WD 6.5 X HT 45 X DP 44 M,EN_01)IEC 60947-7-1,01)SAK4/35 (DE)REQUIRED TO REP,02)TAYLOR,01)CNW (MOUNT ISA) ELECT WHOLE,01)WEI0443660000 |  |  | CNW (MOUNT ISA) ELECT WHOLESALER | CNW (MOUNT ISA) ELECT WHOLESALER | 0443660000 | WEIDMULLER |  | SAK4/35 |  |  | https://catalog.weidmueller.com/download/DownloadTmpPDFDatasheet.do;jsessionid=6F72540BC9ADA9D76C51F4C27CDB416B?fileName=en%2f0443660000_SAK_4_35_en.pdf | [10 empty] | ENRICHED | 39121410 Terminal blocks | BLOCK | TERMINAL | TYPE | FEED THROUGH | CURRENT RATING | 32 A | VOLTAGE RATING | 800 V | WIRE SIZE | 4 MM2 | NUMBER OF CIRCUITS |  | TERMINAL TYPE | SCREW | MATERIAL | NYLON/POLYAMIDE 66 | MOUNTING TYPE | SNAP ON | SIZE | 6.5 WDX45 HTX44 DP MM | HAZARD CLASS |  | CERTIFICATION/STANDARD | IEC 60947-7-1 | ADDITIONAL FEATURES | (DE)REQUIRED TO REPLACE 20L ELEC DEPT S,TAYLOR | [49 empty] | Production Completed
STP_009 - Lot4 | Data Enrichment | rym | OK | 2023-07-31 | 2023-08-08 |  | 1279639 | 1279639 | EA | BLOCK,TERM;FEED THROUGH,0.5-2.5 MM2 |  |  | BLOCK,TERMINAL;TYPE:FEED THROUGH,WIRE SIZE:0.5-2.5 MM2,TERMINAL TYPE:SCREW,MATERIAL:THERMOPLASTIC,WD 6.1 MM,ADDITIONAL FEATURES EN:WEIDMULLER ITEM 1, SERIES NO: WDU4,MNFR:01)CNW (MOUNT ISA) ELECT WHOLESALER,PTNO:01)WEI1020100000 | EN_01)FEED THROUGH,0.5-2.5 MM2,SCREW,EN_01)THERMOPLASTIC,EN_01)WD 6.1 MM,01)WEIDMULLER ITEM 1, SERIES N,01)CNW (MOUNT ISA) ELECT WHOLE,01)WEI1020100000 |  |  | CNW (MOUNT ISA) ELECT WHOLESALER | WEIDMULLER | 1020100000 |  | CNW (MOUNT ISA) ELECT WHOLESALER |  |  |  | https://catalog.weidmueller.com/download/DownloadTmpPDFDatasheet.do;jsessionid=CD045D8F35781893269BED84793800D2?fileName=hk%2f1020100000_WDU_4_hk.pdf |  | 1 | [8 empty] | ENRICHED | 39121410 Terminal blocks | BLOCK | TERMINAL | TYPE | FEED THROUGH | CURRENT RATING | 32 A | VOLTAGE RATING | 800 V | WIRE SIZE | 4 MM2,0.5 TO 2.5 MM2 (TWIN WIRE-END FERRULES) | NUMBER OF CIRCUITS |  | TERMINAL TYPE | SCREW | MATERIAL | THERMOPLASTIC | MOUNTING TYPE | SNAP ON | SIZE | 6.1 WDX60 HTX46.5 DP MM | HAZARD CLASS |  | CERTIFICATION/STANDARD |  | ADDITIONAL FEATURES | [49 empty] | SERIES NO: WDU4 | Production Completed
STP_009 - Lot4 | Data Enrichment | rym | OK | 2023-07-31 | 2023-08-08 | Processed based on Websource, Conflict w.r.t Input | 1280043 | 1280043 | EA | BLOCK,TERM;32 A,PITCH 6.1 MM |  |  | BLOCK,TERMINAL;CURRENT RATING:32 A,SIZE:PITCH 6.1 MM,ADDITIONAL FEATURES EN:WEIDMULLER ZQV BRIDGING LINK ITEM 2,MNFR:01)CNW (MOUNT ISA) ELECT WHOLESALER,PTNO:01)WEI1758260000 | 32 A,EN_01)PITCH 6.1 MM,01)WEIDMULLER ZQV BRIDGING LIN,01)CNW (MOUNT ISA) ELECT WHOLE,01)WEI1758260000 |  |  | CNW (MOUNT ISA) ELECT WHOLESALER | WEIDMULLER | 1758260000 |  | CNW (MOUNT ISA) ELECT WHOLESALER |  |  |  | https://catalog.weidmueller.com/download/DownloadTmpPDFDatasheet.do;jsessionid=CF6677ABA40CB951363DEEA2F60FA497?fileName=en%2f1758260000_ZQV_4N_10_GE_en.pdf | [10 empty] | ENRICHED | 39121400 Electrical lugs plugs and connectors | CONNECTOR | TERMINAL | TYPE | PLUG-IN | CONDUCTOR SIZE |  | STUD/HOLE SIZE |  | MATERIAL |  | INSULATION MATERIAL |  | TEMPERATURE RATING | -25 TO 55 DEG C | CONNECTION TYPE | CROSS | HAZARD CLASS |  | CERTIFICATION/STANDARD |  | ADDITIONAL FEATURES | [54 empty] | Production Completed
STP_009 - Lot4 | Data Enrichment | rym | OK | 2023-07-31 | 2023-08-08 | Processed based on Websource, Conflict w.r.t Input | 1297631 | 1297631 | EA | BLOCK,TERM;10,BRS,CLIPSAL,L10P |  |  | BLOCK,TERMINAL;NUMBER OF CIRCUITS:10,MATERIAL:BRASS,ADDITIONAL FEATURES EN:EARTH LINK, NOTE: BAR ONLY,MNFR:01)CLIPSAL,PTNO:01) L10P | EN_01)BRASS,01)EARTH LINK, NOTE: BAR ONLY,01)CLIPSAL,01)L10P |  |  | CLIPSAL | CLIPSAL | L10P | [5 empty] | https://www.clipsal.com/products/detail?CatNo=L10P&itemno=L10P&tab-document-1=0 | [10 empty] | ENRICHED | 39121600 Circuit protection devices and accessories | BAR | EARTHING | TYPE | LINK | LENGTH | 75 MM | WIDTH |  | HEIGHT |  | MATERIAL | BRASS | ELECTRICAL RATING | 500 V,100 A | NUMBER OF TERMINALS | 10 | IMPEDANCE |  | CERTIFICATION/STANDARD |  | ADDITIONAL FEATURES | [54 empty] | Production Completed
STP_009 - Lot4 | Data Enrichment | rym | OK | 2023-07-31 | 2023-08-08 |  | 1298397 | 1298397 | PAC | BLOCK,TERM;JNCTN,25 A,600 V,20 1 |  |  | BLOCK,TERMINAL;TYPE:JUNCTION,CURRENT RATING:25 A,VOLTAGE RATING:600 V,ADDITIONAL FEATURES EN:20 1,MNFR:01)WEIDMULL,PTNO:01)032412 | EN_01)JUNCTION,25 A,600 V,01)20 1,01)WEIDMULL,01)032412 |  |  | WEIDMULL | WEIDMULL | 032412 | [5 empty] | URL NOT FOUND | [10 empty] | CLEANSED | 39121410 Terminal blocks | BLOCK | TERMINAL | TYPE | JUNCTION | CURRENT RATING | 25 A | VOLTAGE RATING | 600 V | WIRE SIZE |  | NUMBER OF CIRCUITS |  | TERMINAL TYPE |  | MATERIAL |  | MOUNTING TYPE |  | SIZE |  | HAZARD CLASS |  | CERTIFICATION/STANDARD |  | ADDITIONAL FEATURES | 20 1 | [49 empty] | Production Completed
STP_009 - Lot4 | Data Enrichment | rym | OK | 2023-07-31 | 2023-08-08 |  | 1299069 | 1299069 | EA | BLOCK,TERM;22-14 AWG,36-PIN,AFC |  |  | BLOCK,TERMINAL;WIRE SIZE:22-14 AWG,ADDITIONAL FEATURES EN:36-PIN,MNFR:01)AFC,PTNO:01)1756-TBCH | 22-14 AWG,01)36-PIN,01)AFC,01)1756-TBCH |  |  | AFC | AFC | 1756-TBCH | ALLEN-BRADLEY |  |  |  |  | https://rexel-cdn.com/products/ab1756-tbchpdf.pdf?i=5685A0A4-9B23-4FD8-A041-B3650AF52691 | [10 empty] | ENRICHED | 39121410 Terminal blocks | BLOCK | TERMINAL | TYPE | REMOVABLE | CURRENT RATING |  | VOLTAGE RATING |  | WIRE SIZE | 22 TO 14 AWG | NUMBER OF CIRCUITS |  | TERMINAL TYPE | SCREW CLAMP | MATERIAL |  | MOUNTING TYPE |  | SIZE |  | HAZARD CLASS |  | CERTIFICATION/STANDARD |  | ADDITIONAL FEATURES | NUMBER OF PIN:36 | [49 empty] | Production Completed
STP_009 - Lot4 | Data Enrichment | rym | OK | 2023-07-31 | 2023-08-08 |  | 1298531 | 1298531 | EA | BLOCK,TERM;22-14 AWG,20-PIN,AFC |  |  | BLOCK,TERMINAL;WIRE SIZE:22-14 AWG,ADDITIONAL FEATURES EN:20-PIN,MNFR:01)AFC,PTNO:01)1756-TBNH | 22-14 AWG,01)20-PIN,01)AFC,01)1756-TBNH |  |  | AFC | AFC | 1756-TBNH | ALLEN-BRADLEY |  |  |  |  | https://rexel-cdn.com/products/ab1756-tbchpdf.pdf?i=5685A0A4-9B23-4FD8-A041-B3650AF52691 | [10 empty] | ENRICHED | 39121410 Terminal blocks | BLOCK | TERMINAL | TYPE | REMOVABLE | CURRENT RATING |  | VOLTAGE RATING |  | WIRE SIZE | 22 TO 14 AWG | NUMBER OF CIRCUITS |  | TERMINAL TYPE | SCREW CLAMP | MATERIAL |  | MOUNTING TYPE |  | SIZE |  | HAZARD CLASS |  | CERTIFICATION/STANDARD |  | ADDITIONAL FEATURES | NUMBER OF PIN:20 | [49 empty] | Production Completed
STP_009 - Lot4 | Data Enrichment | rym | OK | 2023-07-31 | 2023-08-08 |  | 1381464 | 1381464 | EA | BLOCK,TERM;8,I/O REMOTE TERMINATIO |  |  | BLOCK,TERMINAL;NUMBER OF CIRCUITS:8,ADDITIONAL FEATURES EN:I/O REMOTE TERMINATIO,MNFR:01)ALENBRAD,PTNO:01)1771-RTP4 | 01)I/O REMOTE TERMINATIO,01)ALENBRAD,01)1771-RTP4 |  |  | ALENBRAD | ALLEN-BRADLEY | 1771-RTP4 | [5 empty] | https://literature.rockwellautomation.com/idc/groups/literature/documents/in/1492-in104_-en-e.pdf | [10 empty] | CLEANSED | 39121410 Terminal blocks | BLOCK | TERMINAL | TYPE | I/O REMOTE TERMINATION | CURRENT RATING |  | VOLTAGE RATING |  | WIRE SIZE |  | NUMBER OF CIRCUITS | 8 | TERMINAL TYPE |  | MATERIAL |  | MOUNTING TYPE |  | SIZE |  | HAZARD CLASS |  | CERTIFICATION/STANDARD |  | ADDITIONAL FEATURES | [50 empty] | Production Completed
STP_009 - Lot4 | Data Enrichment | rym | OK | 2023-07-31 | 2023-08-08 |  | 1298402 | 1298402 | EA | BLOCK,TERM;BAS, FLEX,ALENBRAD,1794TB3 |  |  | BLOCK,TERMINAL;BASE, FLEX,ADDITIONAL FEATURES EN:MOUNTING, I/O 3 WIRE, REPAIRABLE ITEM,MNFR:01)ALENBRAD,PTNO:01)1794TB3 | EN_01)BASE, FLEX,01)MOUNTING, I/O 3 WIRE, REPAI,01)ALENBRAD,01)1794TB3 |  |  | ALENBRAD | ALLEN-BRADLEY | 1794-TB3 | [5 empty] | https://literature.rockwellautomation.com/idc/groups/literature/documents/td/1794-td019_-en-e.pdf | [10 empty] | ENRICHED | 39121410 Terminal blocks | BLOCK | TERMINAL | TYPE | I/O 3 WIRE | CURRENT RATING | 2 A | VOLTAGE RATING | 5 VDC | WIRE SIZE | 22 TO 12 AWG | NUMBER OF CIRCUITS | 16 | TERMINAL TYPE | CAGE CLAMP | MATERIAL |  | MOUNTING TYPE |  | SIZE | 94 WDX94 HTX69 DP MM | HAZARD CLASS |  | CERTIFICATION/STANDARD |  | ADDITIONAL FEATURES | MOUNTING,REPAIRABLE ITEM | [49 empty] | Production Completed
STP_009 - Lot4 | Data Enrichment | rym | OK | 2023-07-31 | 2023-08-08 |  | 1344397 | 1344397 | EA | BLOCK,TERM;DCONCT, TEST,30 A,500 V |  |  | BLOCK,TERMINAL;TYPE:DISCONNECT, TEST,CURRENT RATING:30 A,VOLTAGE RATING:500 V,WIRE SIZE:6 MM2, 10-24 AWG,MOUNTING TYPE:DIN RAIL, ADDITIONAL FEATURES EN:3 POSITIONS,MNFR:01)WAGO,PTNO:01)282-870 | EN_01)DISCONNECT, TEST,30 A,500 V,6 MM2, 10-24 AWG,DIN RAIL,01)3 POSITIONS,01)WAGO,01)282-870 |  |  | WAGO | WAGO | 282-870 | [5 empty] | https://www.wago.com/in/rail-mount-terminal-blocks/3-conductor-disconnect-test-terminal-block/p/282-870 | [10 empty] | ENRICHED | 39121410 Terminal blocks | BLOCK | TERMINAL | TYPE | DISCONNECT,TEST | CURRENT RATING | 30 A | VOLTAGE RATING | 500 V | WIRE SIZE | 0.2 TO 6 MM2,24 TO 10 AWG | NUMBER OF CIRCUITS |  | TERMINAL TYPE |  | MATERIAL | POLYAMIDE | MOUNTING TYPE | DIN RAIL | SIZE | 8 WDX122 HTX75 DP MM | HAZARD CLASS |  | CERTIFICATION/STANDARD |  | ADDITIONAL FEATURES | NUMBER OF POSITIONS:3 | [49 empty] | Production Completed
STP_009 - Lot4 | Data Enrichment | rym | OK | 2023-07-31 | 2023-08-08 |  | 1243186 | 1243186 | EA | BLOCK,TERM;24 VDC,SCRW,DIN RL,WD 6.2 X | BLOQUE TERMINLS;24 VDC,TORNILLO,DIN RAIL |  | BLOCK,TERMINAL;VOLTAGE RATING:24 VDC,TERMINAL TYPE:SCREW,MOUNTING TYPE:DIN RAIL,SIZE:WD 6.2 X HT 80 X DP 94 MM,CERTIFICATION/STANDARD:UL,ADDITIONAL FEATURES EN:WITHOUT RELAY,MNFR:PHOENIX CONTACT,PTNO:2966016,PTNO 1:PLC-BSC- 24DC/21 | 24 VDC,SCREW,DIN RAIL,EN_01)WD 6.2 X HT,EN_02)80 X DP 94 MM,ES_01)WD 6.2 X HT,ES_02)80 X DP 94 MM,EN_01)UL,ES_01)UL,01)WITHOUT RELAY,01)SIN RELE,01)PLC-BSC- 24DC/21 | 2966016 |  | PHOENIX CONTACT | PHOENIX CONTACT | 2966016 |  |  | PLC-BSC- 24DC/21 |  |  | https://www.phoenixcontact.com/product/pdf/api/v1/Mjk2NjAxNg?_realm=in&_locale=en-IN&blocks=commercial-data%2Ctechnical-data%2Capprovals%2Cclassifications%2Cenvironmental-compliance-data%2Call-accessories | [10 empty] | ENRICHED | 39121410 Terminal blocks | BLOCK | TERMINAL | TYPE | PLC BASIC | CURRENT RATING | 32 A | VOLTAGE RATING | 24 VDC | WIRE SIZE | 0.14 TO 2.5 MM2 | NUMBER OF CIRCUITS |  | TERMINAL TYPE | SCREW | MATERIAL | PLASTIC | MOUNTING TYPE | DIN RAIL | SIZE | 6.2 WDX80 HTX94 DP MM | HAZARD CLASS |  | CERTIFICATION/STANDARD | UL | ADDITIONAL FEATURES | W/O RELAY | [49 empty] | Production Completed
STP_009 - Lot4 | Data Enrichment | rym | OK | 2023-07-31 | 2023-08-08 | PTNO UPDATED AS PER RS COMPONENTS | 1279849 | 1279849 | EA | BLOCK,TERM;STOCK NO |  |  | BLOCK,TERMINAL;ADDITIONAL FEATURES EN:STOCK NO,MNFR:01)RS COMPONENTS PTY LTD,PTNO:01)400-1984,MNFR:02)SCHNEIDER ELECTRIC,PTNO:02) 400-1984 | 01)STOCK NO,01)RS COMPONENTS PTY LTD,02)SCHNEIDER ELECTRIC,01)400-1984,02)400-1984 |  |  | SCHNEIDER ELECTRIC | SCHNEIDER ELECTRIC | GV1G09 |  | RS COMPONENTS PTY LTD | 400-1984 |  |  | https://twen.rs-online.com/web/p/circuit-breaker-accessories/4001984 | [10 empty] | CLEANSED | 39121410 Terminal blocks | BLOCK | TERMINAL | TYPE |  | CURRENT RATING |  | VOLTAGE RATING |  | WIRE SIZE |  | NUMBER OF CIRCUITS |  | TERMINAL TYPE |  | MATERIAL |  | MOUNTING TYPE |  | SIZE |  | HAZARD CLASS |  | CERTIFICATION/STANDARD |  | ADDITIONAL FEATURES | STOCK NO | [49 empty] | Production Completed
STP_009 - Lot4 | Data Enrichment | rym | OK | 2023-07-31 | 2023-08-08 |  | 1280023 | 1280023 | EA | BLOCK,TERM;55KW M10 STUD |  |  | BLOCK,TERMINAL;ADDITIONAL FEATURES EN:55KW M10 STUD,MNFR:01)E.M.A.C.S ELECTRIC MOTORS P/L,PTNO:01)55KW TB | 01)55KW M10 STUD,01)E.M.A.C.S ELECTRIC MOTORS P,01)55KW TB |  |  | E.M.A.C.S ELECTRIC MOTORS P/L | E.M.A.C.S ELECTRIC MOTORS P/L | [6 empty] | URL NOT FOUND | [10 empty] | CLEANSED | 39121410 Terminal blocks | BLOCK | TERMINAL | TYPE |  | CURRENT RATING |  | VOLTAGE RATING |  | WIRE SIZE |  | NUMBER OF CIRCUITS |  | TERMINAL TYPE |  | MATERIAL |  | MOUNTING TYPE |  | SIZE |  | HAZARD CLASS |  | CERTIFICATION/STANDARD |  | ADDITIONAL FEATURES | POWER RATING:55 KW,C/W M10 STUD | [49 empty] | Production Completed
STP_009 - Lot4 | Data Enrichment | rym | OK | 2023-07-31 | 2023-08-08 | Processed based on Websource, Conflict w.r.t Input | 1279672 | 1279672 | EA | BLOCK,TERM;AUX,SPRING,1/2PRICING |  |  | BLOCK,TERMINAL;TYPE:AUXILIARY,TERMINAL TYPE:SPRING,ADDITIONAL FEATURES EN:1/2PRICING,MNFR:01)SN NETWORK SOLUTIONS,PTNO:01)6ES7193- 4CF50-0AA0 | EN_01)AUXILIARY,SPRING,01)1/2PRICING,01)SN NETWORK SOLUTIONS,01)6ES7193-4CF50-0AA0 |  |  | SN NETWORK SOLUTIONS | SN NETWORK SOLUTIONS | 6ES7193- 4CF50-0AA0 | SIEMENS |  |  |  |  | https://mall.industry.siemens.com/mall/en/ww/Catalog/Product/6ES7193-4CF50-0AA0 | [10 empty] | CLEANSED | 39121552 Electrical control modules | MODULE | ELECTRONIC | TYPE | SPRING TERMINAL,AUXILIARY | INPUT RATING |  | OUTPUT RATING |  | CONNECTION TYPE |  | SIZE |  | MOUNTING TYPE |  | HAZARD CLASS |  | CERTIFICATION/STANDARD |  | ADDITIONAL FEATURES | 1/2 PRICING | [55 empty] | Production Completed
STP_009 - Lot4 | Data Enrichment | rym | OK | 2023-07-31 | 2023-08-08 |  | 1361412 | 1361412 | EA | BLOCK,TERM;STRIP,6 A,125 V,2,SCREW,PA | BLOQUE TERMINLS;,2,TORNILLO | BLOC TERMINAL;,2,VIS | BLOCK,TERMINAL;TYPE:STRIP,CURRENT RATING:6 A,VOLTAGE RATING:125 V,NUMBER OF CIRCUITS:2,TERMINAL TYPE:SCREW,MATERIAL:POLYAMIDE, MOUNTING TYPE:THROUGH HOLE,SIZE:L5.08XD6.2XW5.54MM,ADDITIONAL FEATURES EN:PITCH:2.54MM,SINGLE ROW,FEMALE,COLOUR:GREEN,BODY: STRAIGHT,MNFR:RS PRO | EN_01)STRIP,6 A,125 V,2,SCREW,EN_01)POLYAMIDE,THROUGH HOLE,EN_01)L5.08XD6.2XW5.54MM,01)PITCH:2.54MM,SINGLE ROW,FEM,02)COLOUR:GREEN,BODY:STRAIGHT,03)MNFR:RS PRO,01)RS COMPONENTS PTY LTD,01)790-1098 |  |  | RS PRO | RS PRO | 790-1098 | [5 empty] | https://in.rsdelivers.com/product/rs-pro/rs-pro-2-pin-pcb-terminal-block-254mm-pitch-rows/7901098 | [10 empty] | ENRICHED | 39121410 Terminal blocks | BLOCK | TERMINAL | TYPE | PCB,STRIP | CURRENT RATING | 6 A | VOLTAGE RATING | 125 V | WIRE SIZE |  | NUMBER OF CIRCUITS | 2 | TERMINAL TYPE | SCREW | MATERIAL | POLYAMIDE | MOUNTING TYPE | THROUGH HOLE | SIZE | 5.08 LGX5.54 WDX6.2 DP MM | HAZARD CLASS |  | CERTIFICATION/STANDARD |  | ADDITIONAL FEATURES | PITCH:2.54 MM,NUMBER OF ROWS:1,CONNECTION TYPE:FEMALE,COLOUR:GREEN,BODY:STRAIGHT | [49 empty] | Production Completed
STP_009 - Lot4 | Data Enrichment | rym | OK | 2023-07-31 | 2023-08-08 |  | 1361413 | 1361413 | EA | BLOCK,TERM;STRIP,6 A,125 V,4,SCREW,PA | BLOQUE TERMINLS;,4,TORNILLO | BLOC TERMINAL;,4,VIS | BLOCK,TERMINAL;TYPE:STRIP,CURRENT RATING:6 A,VOLTAGE RATING:125 V,NUMBER OF CIRCUITS:4,TERMINAL TYPE:SCREW,MATERIAL:POLYAMIDE, MOUNTING TYPE:THROUGH HOLE,SIZE:L10.16XD6.2XW5.54MM,ADDITIONAL FEATURES EN:GENDER:FEMALE,ROW:1,PITCH:2.54 MM,BODY:STRAIGHT,COLOUR: GREEN,MNFR:RS PRO | EN_01)STRIP,6 A,125 V,4,SCREW,EN_01)POLYAMIDE,THROUGH HOLE,EN_01)L10.16XD6.2XW5.54MM,01)GENDER:FEMALE,ROW:1,02)PITCH:2.54 MM,BODY:STRAIGHT,03)MNFR:RS PRO,01)RS COMPONENTS PTY LTD,01)790-1102 |  |  | RS PRO | RS PRO | 790-1102 | [5 empty] | https://uk.rs-online.com/web/p/pcb-terminal-blocks/7901102 | [10 empty] | ENRICHED | 39121410 Terminal blocks | BLOCK | TERMINAL | TYPE | PCB,STRIP | CURRENT RATING | 6 A | VOLTAGE RATING | 125 V | WIRE SIZE |  | NUMBER OF CIRCUITS | 4 | TERMINAL TYPE | SCREW | MATERIAL | POLYAMIDE | MOUNTING TYPE | THROUGH HOLE | SIZE | 10.16 LGX5.54 WDX6.2 DP MM | HAZARD CLASS |  | CERTIFICATION/STANDARD |  | ADDITIONAL FEATURES | PITCH:2.54 MM,NUMBER OF ROWS:1,CONNECTION TYPE:FEMALE,COLOUR:GREEN,BODY:STRAIGHT | [49 empty] | Production Completed
STP_009 - Lot4 | Data Enrichment | rym | OK | 2023-07-31 | 2023-08-08 |  | 1298776 | 1298776 | EA | BLOCK,TERM;CIRCUIT TEST,WEIDMULL |  |  | BLOCK,TERMINAL;TYPE:CIRCUIT TEST,MNFR:01)WEIDMULL,PTNO:01)A729/1907 | EN_01)CIRCUIT TEST,01)WEIDMULL,01)A729/1907 |  |  | WEIDMULL | WEIDMULL | A729/1907 | [5 empty] | URL NOT FOUND | [10 empty] | CLEANSED | 39121410 Terminal blocks | BLOCK | TERMINAL | TYPE | CIRCUIT TEST | CURRENT RATING |  | VOLTAGE RATING |  | WIRE SIZE |  | NUMBER OF CIRCUITS |  | TERMINAL TYPE |  | MATERIAL |  | MOUNTING TYPE |  | SIZE |  | HAZARD CLASS |  | CERTIFICATION/STANDARD |  | ADDITIONAL FEATURES | [50 empty] | Production Completed
STP_009 - Lot4 | Data Enrichment | rym | OK | 2023-07-31 | 2023-08-08 |  | 1279821 | 1279821 | EA | BLOCK,TERM;SHROUDS,116-146 A |  |  | BLOCK,TERMINAL;TYPE:SHROUDS,CURRENT RATING:116-146 A,ADDITIONAL FEATURES EN:REFERENCE NO: NHP CA9,MNFR:01)CNW (MOUNT ISA) ELECT WHOLESALER,PTNO:01)CA9TS146L | EN_01)SHROUDS,116-146 A,01)REFERENCE NO: NHP CA9,01)CNW (MOUNT ISA) ELECT WHOLE,01)CA9TS146L |  |  | CNW (MOUNT ISA) ELECT WHOLESALER | NHP | CA9TS146L |  | CNW (MOUNT ISA) ELECT WHOLESALER |  |  |  | https://nhp.com.au/product/ca9ts146l | [10 empty] | CLEANSED | 31162800 Miscellaneous hardware | SHROUD | NO MODIFIER | TYPE | TERMINAL | SIZE |  | MATERIAL |  | COLOUR |  | MOUNTING TYPE |  | HAZARD CLASS |  | CERTIFICATION/STANDARD |  | ADDITIONAL FEATURES | [58 empty] | Production Completed
STP_009 - Lot4 | Data Enrichment | rym | OK | 2023-07-31 | 2023-08-08 |  | 1350675 | 1350675 | EA | BLOCK,TERM;22-14 AWG,CEGELEC,IC670CHS001 |  |  | BLOCK,TERMINAL;WIRE SIZE:22-14 AWG,ADDITIONAL FEATURES EN:37, ALSPA PLC BARRIER,MNFR:01)CEGELEC,PTNO:01)IC670CHS001 | 22-14 AWG,01)37, ALSPA PLC BARRIER,01)CEGELEC,01)IC670CHS001 |  |  | CEGELEC | CEGELEC | IC670CHS001 | [5 empty] | https://www.dosupply.com/automation/ge-fanuc/field-control/IC670CHS001 | [10 empty] | ENRICHED | 39121410 Terminal blocks | BLOCK | TERMINAL | TYPE | INPUT/OUTPUT | CURRENT RATING |  | VOLTAGE RATING |  | WIRE SIZE | 22 TO 14 AWG | NUMBER OF CIRCUITS | 37 | TERMINAL TYPE | SCREW | MATERIAL |  | MOUNTING TYPE | DIN RAIL | SIZE |  | HAZARD CLASS |  | CERTIFICATION/STANDARD |  | ADDITIONAL FEATURES | FOR ALSPA PLC BARRIER | [49 empty] | Production Completed
STP_009 - Lot4 | Data Enrichment | rym | OK | 2023-07-31 | 2023-08-08 |  | 1279788 | 1279788 | EA | BLOCK,TERM;FEED THROUGH,125 A,1 KVAC,PA |  |  | BLOCK,TERMINAL;TYPE:FEED THROUGH,CURRENT RATING:125 A,VOLTAGE RATING:1 KVAC,WIRE SIZE:35 MM2,TERMINAL TYPE:SCREW,MATERIAL: POLYAMIDE,MOUNTING TYPE:DIN RAIL,WD 50.5 X LG 64.3 X DP 16,MNFR:01)CNW (MOUNT ISA) ELECT WHOLESALER,PTNO:01)IPDCTS35UN | EN_01)FEED THROUGH,125 A,1 KVAC,35 MM2,SCREW,EN_01)POLYAMIDE,DIN RAIL,EN_01)WD 50.5 X LG 64.3 X DP 1,01)CNW (MOUNT ISA) ELECT WHOLE,01)IPDCTS35UN |  |  | CNW (MOUNT ISA) ELECT WHOLESALER | IPD | CTS35UN |  | CNW (MOUNT ISA) ELECT WHOLESALER |  |  |  | https://www.ipd.com.au/35mm-screw-clamp-grey-terminal-block-cts35un | [10 empty] | ENRICHED | 39121410 Terminal blocks | BLOCK | TERMINAL | TYPE | FEED THROUGH | CURRENT RATING | 125 A | VOLTAGE RATING | 1 KVAC | WIRE SIZE | 4 TO 35 MM2 | NUMBER OF CIRCUITS |  | TERMINAL TYPE | SCREW CLAMP | MATERIAL | POLYAMIDE | MOUNTING TYPE | DIN RAIL | SIZE | 64.3 LGX50.5 WDX16 DP MM | HAZARD CLASS |  | CERTIFICATION/STANDARD |  | ADDITIONAL FEATURES | [50 empty] | Production Completed
STP_009 - Lot4 | Data Enrichment | rym | OK | 2023-07-31 | 2023-08-08 | PART NUMBER UPDATED AS PER WEB SOURCE | 1279773 | 1279773 | EA | BLOCK,TERM;MKR |  |  | BLOCK,TERMINAL;ADDITIONAL FEATURES EN:MARKER,MNFR:01)HAYMANS ELECTRICAL (PARTS),PTNO:01)KLI0468660001 | 01)MARKER,01)HAYMANS ELECTRICAL (PARTS),01)KLI0468660001 |  |  | HAYMANS ELECTRICAL (PARTS) | HAYMANS ELECTRICAL (PARTS) | 0468660001 | WEIDMULLER |  |  |  |  | https://catalog.weidmueller.com/download/DownloadTmpPDFDatasheet.do;jsessionid=E0C7FD110F0ADF098A3A142ECB5C98CA?fileName=en%2f0468660001_DEK_6_FW_1-50_en.pdf | [10 empty] | ENRICHED | 39131500 Wire Markers and Wire Marking Devices | MARKER | WIRE | TYPE | TERMINAL | LENGTH | 5 MM | WIDTH | 6 MM | MATERIAL | POLYAMIDE 66 | COLOUR | WHITE | WIRE SIZE |  | PACKAGE TYPE |  | HAZARD CLASS |  | CERTIFICATION/STANDARD |  | ADDITIONAL FEATURES | [54 empty] | Production Completed
STP_009 - Lot4 | Data Enrichment | rym | OK | 2023-07-31 | 2023-08-08 | PART NUMBER UPDATED AS PER WEB SOURCE | 1279691 | 1279691 | EA | BLOCK,TERM;RL,2.5 MM,BEIG |  |  | BLOCK,TERMINAL;TYPE:RAIL,SIZE:2.5 MM,ADDITIONAL FEATURES EN:BEIGE,MNFR:01)HAYMANS ELECTRICAL (PARTS),PTNO:01)KLI1020000000 | EN_01)RAIL,EN_01)2.5 MM,01)BEIGE,01)HAYMANS ELECTRICAL (PARTS),01)KLI1020000000 |  |  | HAYMANS ELECTRICAL (PARTS) | HAYMANS ELECTRICAL (PARTS) | 1020000000 | WEIDMULLER |  |  |  |  | https://catalog.weidmueller.com/download/DownloadTmpPDFDatasheet.do;jsessionid=5E87A7FC68FCC1AEFEDB61AC6BEB9141?fileName=en%2f1020000000_WDU_2.5_en.pdf | [10 empty] | ENRICHED | 39121410 Terminal blocks | BLOCK | TERMINAL | TYPE |  | CURRENT RATING | 24 A | VOLTAGE RATING | 800 V | WIRE SIZE | 2.5 MM2 | NUMBER OF CIRCUITS |  | TERMINAL TYPE | SCREW | MATERIAL |  | MOUNTING TYPE | SNAP ON,RAIL | SIZE | 5.1 WDX60 HTX46.5 DP MM | HAZARD CLASS |  | CERTIFICATION/STANDARD |  | ADDITIONAL FEATURES | COLOR:BEIGE | [49 empty] | Production Completed
STP_009 - Lot4 | Data Enrichment | rym | OK | 2023-07-31 | 2023-08-08 |  | 1289657 | 1289657 | EA | BLOCK,TERM;LOGIC ELEMENT |  |  | BLOCK,TERMINAL;TYPE:LOGIC ELEMENT,ADDITIONAL FEATURES EN:PILOT AND CHECK VALVE,MNFR:01)RME,PTNO:01)L07-01-014AA | EN_01)LOGIC ELEMENT,01)PILOT & CHECK VALVE,01)RME,01)L07-01-014AA |  |  | RME | RME | L07-01-014AA | [5 empty] | URL NOT FOUND |  |  | PILOT AND CHECK VALVE | [7 empty] | CLEANSED | 39121410 Terminal blocks | BLOCK | TERMINAL | TYPE | LOGIC ELEMENT | CURRENT RATING |  | VOLTAGE RATING |  | WIRE SIZE |  | NUMBER OF CIRCUITS |  | TERMINAL TYPE |  | MATERIAL |  | MOUNTING TYPE |  | SIZE |  | HAZARD CLASS |  | CERTIFICATION/STANDARD |  | ADDITIONAL FEATURES | [50 empty] | Production Completed
STP_009 - Lot4 | Data Enrichment | rym | OK | 2023-07-31 | 2023-08-08 | Processed based on Websource, Conflict w.r.t Input | 1297632 | 1297632 | EA | BLOCK,TERM;10,BRS,CLIPSAL,L10 |  |  | BLOCK,TERMINAL;NUMBER OF CIRCUITS:10,MATERIAL:BRASS,ADDITIONAL FEATURES EN:ACTIVE, C/W COVER, NEUTRAL, INSULATED CASED, METER LINK,MNFR:01)CLIPSAL,PTNO:01)L10 | EN_01)BRASS,01)ACTIVE, C/W COVER, NEUTRAL,01)CLIPSAL,01)L10 |  |  | CLIPSAL | CLIPSAL | L10 | [5 empty] | https://www.clipsal.com/products/detail?CatNo=L10&itemno=L10&tab-document-1=0 | [10 empty] | CLEANSED | 39121600 Circuit protection devices and accessories | LINK | NO MODIFIER | TYPE | MINI NEUTRAL,METER | SIZE |  | MATERIAL | BRASS | COATING/FINISH |  | HAZARD CLASS |  | CERTIFICATION/STANDARD |  | ADDITIONAL FEATURES | ACTIVE,C/W COVER,INSULATED CASED | [59 empty] | Production Completed
STP_009 - Lot4 | Data Enrichment | rym | OK | 2023-07-31 | 2023-08-08 | Processed based on Websource, Conflict w.r.t Input | 1297507 | 1297507 | EA | BLOCK,TERM;7 HOLE, C/W COVER, NEUTRAL LI |  |  | BLOCK,TERMINAL;ADDITIONAL FEATURES EN:7 HOLE, C/W COVER, NEUTRAL LINK,MNFR:01)CLIPSAL,PTNO:01)L7 | 01)7 HOLE, C/W COVER, NEUTRAL,01)CLIPSAL,01)L7 |  |  | CLIPSAL | CLIPSAL | L7 | [5 empty] | https://www.clipsal.com/products/detail?CatNo=L7&itemno=L7 | [10 empty] | CLEANSED | 39121600 Circuit protection devices and accessories | LINK | NO MODIFIER | TYPE | MINI NEUTRAL | SIZE |  | MATERIAL |  | COATING/FINISH |  | HAZARD CLASS |  | CERTIFICATION/STANDARD |  | ADDITIONAL FEATURES | NUMBER OF HOLE:7,C/W COVER | [59 empty] | Production Completed
STP_009 - Lot4 | Data Enrichment | rym | OK | 2023-07-31 | 2023-08-08 | Processed based on Websource, Conflict w.r.t Input | 1297792 | 1297792 | EA | BLOCK,TERM;BAR BRASS,7 HOLE,CLIPSAL,L7P |  |  | BLOCK,TERMINAL;MATERIAL:BAR BRASS,ADDITIONAL FEATURES EN:7 HOLE,MNFR:01)CLIPSAL,PTNO:01)L7P | EN_01)BAR BRASS,01)7 HOLE,01)CLIPSAL,01)L7P |  |  | CLIPSAL | CLIPSAL | L7P | [5 empty] | https://www.clipsal.com/products/detail?CatNo=L7P&itemno=L7P | [10 empty] | ENRICHED | 39121600 Circuit protection devices and accessories | BAR | NO MODIFIER | TYPE | LINK | DIMENSIONS |  | MATERIAL | BRASS | MATERIAL SPECIFICATION |  | HAZARD CLASS |  | CERTIFICATION/STANDARD |  | ADDITIONAL FEATURES | NUMBER OF HOLE:7 | [59 empty] | Production Completed
STP_009 - Lot4 | Data Enrichment | rym | OK | 2023-07-31 | 2023-08-08 |  | 1349111 | 1349111 | EA | BLOCK,TERM;POSITHERM THERMOCOUPLE CONTAC |  |  | BLOCK,TERMINAL;ADDITIONAL FEATURES EN:POSITHERM THERMOCOUPLE CONTACT,MNFR:01)CRL,PTNO:01)LC-33016045-POSITHERM,MNFR:02)ELECNITE, PTN | 01)POSITHERM THERMOCOUPLE CONT,01)CRL,02)ELECNITE,03)LEED&NTH,01)LC-33016045-POSITHERM,02)198244,03)LC 33016045 |  |  | ELECNITE | CRL | LC-33016045 |  | ELECNITE | 198244 |  |  | URL NOT FOUND | [10 empty] | CLEANSED | 39121410 Terminal blocks | BLOCK | TERMINAL | TYPE | POSITHERM THERMOCOUPLE CONTACT | CURRENT RATING |  | VOLTAGE RATING |  | WIRE SIZE |  | NUMBER OF CIRCUITS |  | TERMINAL TYPE |  | MATERIAL |  | MOUNTING TYPE |  | SIZE |  | HAZARD CLASS |  | CERTIFICATION/STANDARD |  | ADDITIONAL FEATURES | LEED&NTH | [49 empty] | Production Completed
STP_009 - Lot4 | Data Enrichment | rym | OK | 2023-07-31 | 2023-08-08 |  | 1279598 | 1279598 | EA | BLOCK,TERM;FR,12 A,SCREW |  |  | BLOCK,TERMINAL;TYPE:FRONT,CURRENT RATING:12 A,TERMINAL TYPE:SCREW,ADDITIONAL FEATURES EN:SERIES NO: MSTB 2.5/3 STF 5.08,MNFR:01) AMPCONTROL QLD PTY LTD,PTNO:01)120537 | EN_01)FRONT,12 A,SCREW,01)SERIES NO: MSTB 2.5/3 STF 5,01)AMPCONTROL QLD PTY LTD,01)120537 |  |  | AMPCONTROL QLD PTY LTD | AMPCONTROL QLD PTY LTD | MSTB 2,5/ 3-STF-5.08 | PHOENIX CONTACT |  | 120537 |  |  | https://my.element14.com/phoenix-contact/mstb-2-5-3-stf-5-08/terminal-block-pluggable-3pos/dp/1792833 | https://www.phoenixcontact.com/en-in/products/pcb-plug-mstb-25-3-stf-508-1777992 | [9 empty] | ENRICHED | 39121410 Terminal blocks | BLOCK | TERMINAL | TYPE | FRONT,PLUGGABLE | CURRENT RATING | 12 A | VOLTAGE RATING | 320 V | WIRE SIZE | 24 TO 12 AWG | NUMBER OF CIRCUITS |  | TERMINAL TYPE | SCREW | MATERIAL |  | MOUNTING TYPE | FLANGE | SIZE | 18.3 LGX25.25 WDX15 HT MM | HAZARD CLASS |  | CERTIFICATION/STANDARD |  | ADDITIONAL FEATURES | [50 empty] | Production Completed
STP_009 - Lot4 | Data Enrichment | rym | OK | 2023-07-31 | 2023-08-08 |  | 1279795 | 1279795 | EA | BLOCK,TERM;MSTB 2.5/6 STF 5.08 |  |  | BLOCK,TERMINAL;ADDITIONAL FEATURES EN:MSTB 2.5/6 STF 5.08,MNFR:01)AMPCONTROL QLD PTY LTD,PTNO:01)162301 | 01)MSTB 2.5/6 STF 5.08,01)AMPCONTROL QLD PTY LTD,01)162301 |  |  | AMPCONTROL QLD PTY LTD | AMPCONTROL QLD PTY LTD | MSTB 2.5/6 STF 5.08 | PHOENIX CONTACT |  | 162301 |  |  | https://in.element14.com/phoenix-contact/mstb-2-5-6-stf-5-08/terminal-block-pluggable-6pos/dp/2315159 | https://www.phoenixcontact.com/en-in/products/pcb-plug-mstb-25-6-stf-508-1778027 | [9 empty] | ENRICHED | 39121410 Terminal blocks | BLOCK | TERMINAL | TYPE | PLUGGABLE | CURRENT RATING | 12 A | VOLTAGE RATING | 320 V | WIRE SIZE | 24 TO 12 AWG | NUMBER OF CIRCUITS |  | TERMINAL TYPE | SCREW | MATERIAL |  | MOUNTING TYPE | FLANGE | SIZE | 18.3 LGX40.49 WDX15 HT MM | HAZARD CLASS |  | CERTIFICATION/STANDARD |  | ADDITIONAL FEATURES | [50 empty] | Production Completed
STP_009 - Lot4 | Data Enrichment | rym | OK | 2023-07-31 | 2023-08-08 | PARTIALLY MATCH | 1279947 | 1279947 | EA | BLOCK,TERM;250 A |  |  | BLOCK,TERMINAL;CURRENT RATING:250 A,MNFR:01)WEIDMULL,PTNO:01)SAKG40/35 | 250 A,01)WEIDMULL,01)SAKG40/35 |  |  | WEIDMULL | WEIDMULLER | SAKG 40/35 | [5 empty] | https://catalog.weidmueller.com/download/DownloadTmpPDFDatasheet.do;jsessionid=808CB8845F59D06A328661E41A6967F8?fileName=en%2f0637720000_SAKG_40_35_II_en.pdf | [10 empty] | ENRICHED | 39121410 Terminal blocks | BLOCK | TERMINAL | TYPE |  | CURRENT RATING | 250 A | VOLTAGE RATING | 600 V | WIRE SIZE |  | NUMBER OF CIRCUITS | 20 TO 4 AWG | TERMINAL TYPE | SCREW | MATERIAL | Melamine(KRG) | MOUNTING TYPE | SNAP-ON | SIZE | 46 WDX90 HTX53 DP MM | HAZARD CLASS |  | CERTIFICATION/STANDARD |  | ADDITIONAL FEATURES | [50 empty] | Production Completed
STP_009 - Lot4 | Data Enrichment | rym | OK | 2023-07-31 | 2023-08-08 |  | 1279941 | 1279941 | EA | BLOCK,TERM;10 A,415 V,12 |  |  | BLOCK,TERMINAL;CURRENT RATING:10 A,VOLTAGE RATING:415 V,NUMBER OF CIRCUITS:12,MNFR:01)HAYMANS ELECTRICAL (PARTS),PTNO:01) TB10/12WAY | 10 A,415 V,01)HAYMANS ELECTRICAL (PARTS),01)TB10/12WAY |  |  | HAYMANS ELECTRICAL (PARTS) | HAYMANS ELECTRICAL (PARTS) | TB10/12WAY | CABAC |  |  |  |  | https://www.cabac.com.au/p/electrical-power-connectivity/terminals/terminal-block-strips/tb10-12way | [10 empty] | ENRICHED | 39121410 Terminal blocks | BLOCK | TERMINAL | TYPE | HIGH QUALITY | CURRENT RATING | 10 A | VOLTAGE RATING | 415 V | WIRE SIZE |  | NUMBER OF CIRCUITS | 12 | TERMINAL TYPE | SCREW | MATERIAL | POLYAMIDE 66 | MOUNTING TYPE |  | SIZE |  | HAZARD CLASS |  | CERTIFICATION/STANDARD |  | ADDITIONAL FEATURES | [50 empty] | Production Completed
STP_009 - Lot4 | Data Enrichment | rym | OK | 2023-07-31 | 2023-08-08 |  | 1279782 | 1279782 | EA | BLOCK,TERM;100 V,3 X M12 |  |  | BLOCK,TERMINAL;VOLTAGE RATING:100 V,SIZE:3 X M12,ADDITIONAL FEATURES EN:QUOTE - 8961PIE CART - 21C ELECT - JUDI,MNFR:01) CRISTAUDO'S INDUSTRIAL ELECTRICS,PTNO:01)TB1KVCIE | 100 V,EN_01)3 X M12,01)QUOTE - 8961PIE CART - 21C,01)CRISTAUDO'S INDUSTRIAL ELEC,01)TB1KVCIE |  |  | CRISTAUDO'S INDUSTRIAL ELECTRICS | CRISTAUDO'S INDUSTRIAL ELECTRICS | [6 empty] | URL NOT FOUND | [10 empty] | CLEANSED | 39121410 Terminal blocks | BLOCK | TERMINAL | TYPE |  | CURRENT RATING |  | VOLTAGE RATING | 1KV | WIRE SIZE |  | NUMBER OF CIRCUITS | 3 | TERMINAL TYPE |  | MATERIAL |  | MOUNTING TYPE |  | SIZE |  | HAZARD CLASS |  | CERTIFICATION/STANDARD |  | ADDITIONAL FEATURES | CONNECTION SIZE:M12,QUOTE - 8961 PIE CART - 21C ELECT - JUDI | [49 empty] | Production Completed
STP_009 - Lot4 | Data Enrichment | rym | OK | 2023-07-31 | 2023-08-08 |  | 1317747 | 1317747 | EA | BLOCK,TERM;1000 V,3 X M12 |  |  | BLOCK,TERMINAL;VOLTAGE RATING:1000 V,ADDITIONAL FEATURES EN:3 X M12,MNFR:01)CIE,PTNO:01)TB1KVCIE | 1000 V,01)3 X M12,01)CIE,01)TB1KVCIE |  |  | CIE | CRISTAUDO'S INDUSTRIAL ELECTRICS | [6 empty] | URL NOT FOUND | [10 empty] | CLEANSED | 39121410 Terminal blocks | BLOCK | TERMINAL | TYPE |  | CURRENT RATING |  | VOLTAGE RATING | 1KV | WIRE SIZE |  | NUMBER OF CIRCUITS | 3 | TERMINAL TYPE |  | MATERIAL |  | MOUNTING TYPE |  | SIZE |  | HAZARD CLASS |  | CERTIFICATION/STANDARD |  | ADDITIONAL FEATURES | CONNECTION SIZE:M12 | [49 empty] | Production Completed
STP_009 - Lot4 | Data Enrichment | rym | OK | 2023-07-31 | 2023-08-08 |  | 1279916 | 1279916 | EA | BLOCK,TERM;STD,1000 V,3 MM,M12 |  |  | BLOCK,TERMINAL;TYPE:STANDARD,VOLTAGE RATING:1000 V,WIRE SIZE:3 MM,M12,MNFR:01)CRISTAUDO'S INDUSTRIAL ELECTRICS,PTNO:01)TB1KVCIE-1 | EN_01)STANDARD,1000 V,3 MM,EN_01)M12,01)CRISTAUDO'S INDUSTRIAL ELEC,01)TB1KVCIE-1 |  |  | CRISTAUDO'S INDUSTRIAL ELECTRICS | CRISTAUDO'S INDUSTRIAL ELECTRICS | [17 empty] | CLEANSED | 39121410 Terminal blocks | BLOCK | TERMINAL | TYPE | STANDARD | CURRENT RATING |  | VOLTAGE RATING | 1KV | WIRE SIZE | 3 MM,M12 | NUMBER OF CIRCUITS |  | TERMINAL TYPE |  | MATERIAL |  | MOUNTING TYPE |  | SIZE |  | HAZARD CLASS |  | CERTIFICATION/STANDARD |  | ADDITIONAL FEATURES | 1 | [49 empty] | Production Completed
STP_009 - Lot4 | Data Enrichment | rym | OK | 2023-07-31 | 2023-08-08 |  | 1381568 | 1381568 | EA | BLOCK,TERM;15 A,FUJI,TD-15A |  |  | BLOCK,TERMINAL;CURRENT RATING:15 A,MNFR:01)FUJI,PTNO:01)TD-15A | 15 A,01)FUJI,01)TD-15A |  |  | FUJI | FUJI | TD-15A | [5 empty] | URL NOT FOUND | [10 empty] | CLEANSED | 39121410 Terminal blocks | BLOCK | TERMINAL | TYPE |  | CURRENT RATING | 15 A | VOLTAGE RATING |  | WIRE SIZE |  | NUMBER OF CIRCUITS |  | TERMINAL TYPE |  | MATERIAL |  | MOUNTING TYPE |  | SIZE |  | HAZARD CLASS |  | CERTIFICATION/STANDARD |  | ADDITIONAL FEATURES | [50 empty] | Production Completed
STP_009 - Lot4 | Data Enrichment | rym | OK | 2023-07-31 | 2023-08-08 |  | 1381567 | 1381567 | EA | BLOCK,TERM;49 A,FUJI,TD-49A |  |  | BLOCK,TERMINAL;CURRENT RATING:49 A,MNFR:01)FUJI,PTNO:01)TD-49A | 49 A,01)FUJI,01)TD-49A |  |  | FUJI | FUJI | TD-49A | [5 empty] | URL NOT FOUND | [10 empty] | CLEANSED | 39121410 Terminal blocks | BLOCK | TERMINAL | TYPE |  | CURRENT RATING | 49 A | VOLTAGE RATING |  | WIRE SIZE |  | NUMBER OF CIRCUITS |  | TERMINAL TYPE |  | MATERIAL |  | MOUNTING TYPE |  | SIZE |  | HAZARD CLASS |  | CERTIFICATION/STANDARD |  | ADDITIONAL FEATURES | [50 empty] | Production Completed
STP_009 - Lot4 | Data Enrichment | rym | OK | 2023-07-31 | 2023-08-08 |  | 1381566 | 1381566 | EA | BLOCK,TERM;88 A,FUJI,TD-88A |  |  | BLOCK,TERMINAL;CURRENT RATING:88 A,MNFR:01)FUJI,PTNO:01)TD-88A | 88 A,01)FUJI,01)TD-88A |  |  | FUJI | FUJI | TD-88A | [5 empty] | URL NOT FOUND | [10 empty] | CLEANSED | 39121410 Terminal blocks | BLOCK | TERMINAL | TYPE |  | CURRENT RATING | 88 A | VOLTAGE RATING |  | WIRE SIZE |  | NUMBER OF CIRCUITS |  | TERMINAL TYPE |  | MATERIAL |  | MOUNTING TYPE |  | SIZE |  | HAZARD CLASS |  | CERTIFICATION/STANDARD |  | ADDITIONAL FEATURES | [50 empty] | Production Completed