## Sheet1
Project | Activities | Production User | Production Comments | Start Date | End Date | Remarks | Griha ID | MATNR | MEINS | MAKTX_EN | MAKTX_ES | MAKTX_FR | TEXT_EN | Class_Char_Catted | MFRPN | MFRNR | MFRNR DES | MNFR | PTNO | Verified MNFR from web | MNFR 1 | PTNO 1 | MNFR 2 | PTNO 2 | Reference URL | Reference URL1 | Item Number | Equipment Type | Equipment Manufacturer | Equipment Model | Equipment Serial | DWG | DRAWING VERSION | POS/TAG | Unused Text | Enriched/Cleansed | UNSPSC Ver.23.07 | Noun | Modifier | Attribute Name 1 | Attribute Value 1 | Attribute Name 2 | Attribute Value 2 | Attribute Name 3 | Attribute Value 3 | Attribute Name 4 | Attribute Value 4 | Attribute Name 5 | Attribute Value 5 | Attribute Name 6 | Attribute Value 6 | Attribute Name 7 | Attribute Value 7 | Attribute Name 8 | Attribute Value 8 | Attribute Name 9 | Attribute Value 9 | Attribute Name 10 | Attribute Value 10 | Attribute Name 11 | Attribute Value 11 | Attribute Name 12 | Attribute Value 12 | Attribute Name 13 | Attribute Value 13 | Attribute Name 14 | Attribute Value 14 | Attribute Name 15 | Attribute Value 15 | Attribute Name 16 | Attribute Value 16 | Attribute Name 17 | Attribute Value 17 | Attribute Name 18 | Attribute Value 18 | Attribute Name 19 | Attribute Value 19 | Attribute Name 20 | Attribute Value 20 | Attribute Name 21 | Attribute Value 21 | Attribute Name 22 | Attribute Value 22 | Attribute Name 23 | Attribute Value 23 | Attribute Name 24 | Attribute Value 24 | Attribute Name 25 | Attribute Value 25 | Attribute Name 26 | Attribute Value 26 | Attribute Name 27 | Attribute Value 27 | Attribute Name 28 | Attribute Value 28 | Attribute Name 29 | Attribute Value 29 | Attribute Name 30 | Attribute Value 30 | Attribute Name 31 | Attribute Value 31 | Attribute Name 32 | Attribute Value 32 | Attribute Name 33 | Attribute Value 33 | Attribute Name 34 | Attribute Value 34 | Attribute Name 35 | Attribute Value 35 | Attribute Name 36 | Attribute Value 36 | Remaining_Information | Status
STP_009 - Lot4 | Data Enrichment | rym | OK | 2023-07-31 | 2023-08-10 |  | 1280591 | 1280591 | EA | GAUGE,PRES;0-1000 KPA,63 MM,REAR,BRASS |  |  | GAUGE,PRESSURE;MEASURING RANGE:0-1000 KPA,DIAL SIZE:63 MM,PROCESS CONNECTION:1/4 IN-19 BSP,CONNECTION LOCATION:REAR,ACCURACY:+/-1. 6 PCT,DISPLAY TYPE:DIAL, DUAL SCALE,CONNECTION MATERIAL:BRASS,CASE MATERIAL:STAINLESS STEEL,FILLER MATERIAL:GLYCERINE,ADDITIONAL FEATURES EN:O/F, NON OXY,MNFR:01)BLKWOOD,PTNO:01)00132354 | 01)BLKWOOD,01)00132354,0-1000 KPA,63 MM,1/4 IN-19 BSP,REAR,+/-1.6 PCT,DIAL, DUAL SCALE,BRASS,STAINLESS STEEL,GLYCERINE,01)O/F, NON OXY |  |  | BLKWOOD | BLKWOOD | 00132354 | [5 empty] | https://www.blackwoods.com.au/valves-flow-control/gauges-pressure/gauges-direct-mount-rear-entry-stainless-steel-case-oil-filled-floyd/gauge-dr-o-f-0-1000kpa-non-oxy-63mm/p/00132354 | [10 empty] | ENRICHED | 41112412 Pressure gauge | GAUGE | PRESSURE | MEASURING RANGE | 0 TO 1000 KPA | DIAL SIZE | 63 MM | PROCESS CONNECTION | 1/4 IN TO 19 BSPT | CONNECTION LOCATION | REAR | MOUNTING TYPE |  | ACCURACY | +/-1. 6 PCT | DISPLAY TYPE |  | TUBE MATERIAL |  | CONNECTION MATERIAL | BRASS | CASE MATERIAL | STAINLESS STEEL | FILLER MATERIAL | GLYCERINE OIL | HAZARD CLASS |  | CERTIFICATION/STANDARD |  | ADDITIONAL FEATURES | TYPE:DIAL,DUAL SCALE,NON OXYGEN | [45 empty] | Production Completed
STP_009 - Lot4 | Data Enrichment | rym | OK | 2023-07-31 | 2023-08-10 |  | 1299312 | 1299312 | EA | GAUGE,PRES;0-250 BAR, 25000 KPA,63 MM |  |  | GAUGE,PRESSURE;MEASURING RANGE:0-250 BAR, 25000 KPA,DIAL SIZE:63 MM,PROCESS CONNECTION:1/4 IN-19 BSPP,CONNECTION LOCATION:BOTTOM ENTRY,DISPLAY TYPE:DUAL SCALE BAR/PSI,CONNECTION MATERIAL:BRASS,CASE MATERIAL:STAINLESS STEEL,FILLER MATERIAL:LIQUID,ADDITIONAL FEATURES EN:GF MINE ACCUMULATOR CHARGE GAUGES,MNFR:01)ISA FLUID CONNECTIONS PTY LTD,PTNO:01)PG63BE-250-04BP,MNFR:02)BUTLER AGENCIES PTY LTD,PTNO:02)RG01-250 | 01)ISA FLUID CONNECTIONS PTY L,02)BUTLER AGENCIES PTY LTD,01)PG63BE-250-04BP,02)RG01-250,0-250 BAR, 25000 KPA,63 MM,1/4 IN-19 BSPP,BOTTOM ENTRY,DUAL SCALE BAR/PSI,BRASS,STAINLESS STEEL,LIQUID,01)GF MINE ACCUMULATOR CHARGE |  |  | BUTLER AGENCIES PTY LTD | ISA FLUID CONNECTIONS PTY LTD | PG63BE-250-04BP | PIRTEK | BUTLER AGENCIES PTY LTD | RG01-250 |  |  | https://www.pirtek.com.au/-/media/feature/products/sect-g-accessories-rev-aicmpr.pdf | [10 empty] | ENRICHED | 41112412 Pressure gauge | GAUGE | PRESSURE | MEASURING RANGE | 0 TO 250 BAR(25000 KPA) | DIAL SIZE | 63 MM | PROCESS CONNECTION | 1/4 IN-19 BSPP | CONNECTION LOCATION | BOTTOM ENTRY | MOUNTING TYPE |  | ACCURACY | +/-1.6 PCT | DISPLAY TYPE | DUAL | TUBE MATERIAL | COPPER ALLOY | CONNECTION MATERIAL | BRASS | CASE MATERIAL | STAINLESS STEEL 1.4301 | FILLER MATERIAL | LIQUID | HAZARD CLASS |  | CERTIFICATION/STANDARD |  | ADDITIONAL FEATURES | MEASURING TYPE:BAR/PSI,GF MINE ACCUMULATOR CHARGE GAUGES | [45 empty] | Production Completed
STP_009 - Lot4 | Data Enrichment | rym | OK | 2023-07-31 | 2023-08-10 | SERIES MATCH | 1291857 | 1291857 | EA | GAUGE,PRES;0-250 BAR, 3600 PSI BAR |  |  | GAUGE,PRESSURE;MEASURING RANGE:0-250 BAR, 3600 PSI BAR,DIAL SIZE:100 MM,PROCESS CONNECTION:1/4 IN-19 BSPP,CONNECTION LOCATION: REAR ENTRY,FILLER MATERIAL:LIQUID,MNFR:01)COOPER FLUID SYSTEMS,PTNO:01)SPG100-250-1-RBU | 01)COOPER FLUID SYSTEMS,01)SPG100-250-1-RBU,0-250 BAR, 3600 PSI BAR,100 MM,1/4 IN-19 BSPP,REAR ENTRY,LIQUID |  |  | COOPER FLUID SYSTEMS | COOPER FLUID SYSTEMS | SPG100-250-1-RBU | [5 empty] | https://html-assets.stauff.com/htmlcatalog/8/en/files/assets/common/downloads/page0016.pdf?uni=fbc68f8578e6988f7fc51a66fc3927f0 | [10 empty] | ENRICHED | 41112412 Pressure gauge | GAUGE | PRESSURE | MEASURING RANGE | 0 TO 250 BAR(3600 PSI) | DIAL SIZE | 100 MM | PROCESS CONNECTION | 1/4 IN-19 BSPP | CONNECTION LOCATION | REAR ENTRY | MOUNTING TYPE |  | ACCURACY | +/-1 PCT | DISPLAY TYPE |  | TUBE MATERIAL |  | CONNECTION MATERIAL |  | CASE MATERIAL | STAINLESS STEEL 1.4301 | FILLER MATERIAL | LIQUID GLYCERINE | HAZARD CLASS |  | CERTIFICATION/STANDARD |  | ADDITIONAL FEATURES | [46 empty] | Production Completed
STP_009 - Lot4 | Data Enrichment | rym | OK | 2023-07-31 | 2023-08-10 |  | 1299711 | 1299711 | EA | GAUGE,PRES;0-250 BAR,63 MM,1/4 IN,LOWER |  |  | GAUGE,PRESSURE;MEASURING RANGE:0-250 BAR,DIAL SIZE:63 MM,PROCESS CONNECTION:1/4 IN,MOUNTING TYPE:LOWER,MNFR:01)UCC,PTNO:01)PGB- 0631-250 | 01)UCC,01)PGB-0631-250,0-250 BAR,63 MM,1/4 IN,LOWER |  |  | UCC | UCC | PGB0631250 | PARKER |  |  |  |  | https://ph.parker.com/us/en/product/pressure-gauges-reservoir-equipment/pgb0631250 | [10 empty] | ENRICHED | 41112412 Pressure gauge | GAUGE | PRESSURE | MEASURING RANGE | 0 TO 250 BAR | DIAL SIZE | 63 MM | PROCESS CONNECTION | 1/4 IN BSPP | CONNECTION LOCATION | LOWER | MOUNTING TYPE |  | ACCURACY |  | DISPLAY TYPE |  | TUBE MATERIAL | PHOSPHOR BRONZE | CONNECTION MATERIAL |  | CASE MATERIAL | STAINLESS STEEL 304 | FILLER MATERIAL |  | HAZARD CLASS |  | CERTIFICATION/STANDARD |  | ADDITIONAL FEATURES | [46 empty] | Production Completed
STP_009 - Lot4 | Data Enrichment | rym | OK | 2023-07-31 | 2023-08-10 | CONNECTION LOCATION Processed based on Websource, Conflict w.r.t Input | 1292636 | 1292636 | EA | GAUGE,PRES;0-250 BAR,63 MM,BOTTOM |  |  | GAUGE,PRESSURE;MEASURING RANGE:0-250 BAR,DIAL SIZE:63 MM,PROCESS CONNECTION:1/4 IN-19 BSPT,CONNECTION LOCATION:BOTTOM,CASE MATERIAL:STAINLESS STEEL,FILLER MATERIAL:GLYCERINE,ADDITIONAL FEATURES EN:BOURDON TUBE, BLOW OUT DISC,MNFR:01)AUSDRAULICS,PTNO:01) 213.53.63.250BAR | 01)AUSDRAULICS,01)213.53.63.250BAR,0-250 BAR,63 MM,1/4 IN-19 BSPT,BOTTOM,STAINLESS STEEL,GLYCERINE,01)BOURDON TUBE, BLOW OUT DISC |  |  | AUSDRAULICS | AUSDRAULICS | 213.53.63.250BAR | WIKA |  |  |  |  | https://www.wika.com/media/Data-sheets/Pressure/Pressure-gauges/ds_pm0212_en_co.pdf | [10 empty] | ENRICHED | 41112412 Pressure gauge | GAUGE | PRESSURE | MEASURING RANGE | 0 TO 250 BAR | DIAL SIZE | 63 MM | PROCESS CONNECTION | 1/4 IN-19 BSPT | CONNECTION LOCATION | CENTER BACK | MOUNTING TYPE |  | ACCURACY | CLASS 1.0 | DISPLAY TYPE |  | TUBE MATERIAL | COPPER ALLOY | CONNECTION MATERIAL | COPPER ALLOY | CASE MATERIAL | STAINLESS STEEL | FILLER MATERIAL | GLYCERINE | HAZARD CLASS |  | CERTIFICATION/STANDARD |  | ADDITIONAL FEATURES | TUBE TYPE:BOURDON,BLOW OUT DISC | [45 empty] | Production Completed
STP_009 - Lot4 | Data Enrichment | rym | OK | 2023-07-31 | 2023-08-10 |  | 1345265 | 1345265 | EA | GAUGE,PRES;0-250 BAR,63 MM,G1/4 IN,PANEL |  |  | GAUGE,PRESSURE;MEASURING RANGE:0-250 BAR,DIAL SIZE:63 MM,PROCESS CONNECTION:G1/4 IN,CONNECTION LOCATION:CENTER REAR,MOUNTING TYPE: PANEL,TUBE MATERIAL:STAINLESS STEEL 316,CONNECTION MATERIAL:STAINLESS STEEL 316,FILLER MATERIAL:LIQUID,ADDITIONAL FEATURES EN:A, MNFR:01)OUTOTEC PTY LTD,PTNO:01)51468 | 01)OUTOTEC PTY LTD,01)51468,0-250 BAR,63 MM,G1/4 IN,CENTER REAR,PANEL,EN_01)STAINLESS STEEL 316,STAINLESS STEEL 316,LIQUID,01)A |  |  | OUTOTEC PTY LTD | OUTOTEC PTY LTD | 51468 | [5 empty] | URL NOT FOUND | [10 empty] | CLEANSED | 41112412 Pressure gauge | GAUGE | PRESSURE | MEASURING RANGE | 0 TO 250 BAR | DIAL SIZE | 63 MM | PROCESS CONNECTION | 1/4 IN BSPP | CONNECTION LOCATION | CENTER REAR | MOUNTING TYPE | PANEL | ACCURACY |  | DISPLAY TYPE |  | TUBE MATERIAL | STAINLESS STEEL 316 | CONNECTION MATERIAL | STAINLESS STEEL 316 | CASE MATERIAL |  | FILLER MATERIAL | LIQUID | HAZARD CLASS |  | CERTIFICATION/STANDARD |  | ADDITIONAL FEATURES | A | [45 empty] | Production Completed
STP_009 - Lot4 | Data Enrichment | rym | OK | 2023-07-31 | 2023-08-10 |  | 1349770 | 1349770 | EA | GAUGE,PRES;0-250 KPA,3/8 IN-19 BSPT |  |  | GAUGE,PRESSURE;MEASURING RANGE:0-250 KPA,PROCESS CONNECTION:3/8 IN-19 BSPT,CONNECTION LOCATION:BOTTOM,ADDITIONAL FEATURES EN: LINATEX PROTECTOR,MNFR:01)WEIR MINERALS AUSTRALIA LTD,PTNO:01)PG120441 + C19996 | 01)WEIR MINERALS AUSTRALIA LTD,01)PG120441 + C19996,0-250 KPA,3/8 IN-19 BSPT,BOTTOM,01)LINATEX PROTECTOR |  |  | WEIR MINERALS AUSTRALIA LTD | WEIR MINERALS AUSTRALIA LTD | PG120441 + C19996 | [5 empty] | URL NOT FOUND | [10 empty] | CLEANSED | 41112412 Pressure gauge | GAUGE | PRESSURE | MEASURING RANGE | 0 TO 250 KPA | DIAL SIZE |  | PROCESS CONNECTION | 3/8 IN-19 BSPT | CONNECTION LOCATION | BOTTOM | MOUNTING TYPE |  | ACCURACY |  | DISPLAY TYPE |  | TUBE MATERIAL |  | CONNECTION MATERIAL |  | CASE MATERIAL |  | FILLER MATERIAL |  | HAZARD CLASS |  | CERTIFICATION/STANDARD |  | ADDITIONAL FEATURES | BRAND:LINATEX,PROTECTOR | [45 empty] | Production Completed
STP_009 - Lot4 | Data Enrichment | rym | OK | 2023-07-31 | 2023-08-10 |  | 1291588 | 1291588 | EA | GAUGE,PRES;0-250 KPA,50 MM,REAR ENTRY |  |  | GAUGE,PRESSURE;MEASURING RANGE:0-250 KPA,DIAL SIZE:50 MM,PROCESS CONNECTION:1/4 IN-19 BSPT,CONNECTION LOCATION:REAR ENTRY, MOUNTING TYPE:DIRECT,DISPLAY TYPE:DUAL SCALE KPA/PSI,TUBE MATERIAL:COPPER ALLOY,CASE MATERIAL:PLASTIC BLACK, CERTIFICATION/STANDARD:AS/NZ 1349,ADDITIONAL FEATURES EN:BOURDON TUBE, WINDOW PLASTIC,MNFR:01)WIKA AUSTRALIA PTY LTD,PTNO:01) 9287559,MNFR:02)WIKA AUSTRALIA PTY LTD,PTNO:02)530.9287559.20 | 01)WIKA AUSTRALIA PTY LTD,02)WIKA AUSTRALIA PTY LTD,01)9287559,02)530.9287559.20,0-250 KPA,50 MM,1/4 IN-19 BSPT,REAR ENTRY,DIRECT,DUAL SCALE KPA/PSI,EN_01)COPPER ALLOY,PLASTIC BLACK,EN_01)AS/NZ 1349,01)BOURDON TUBE, WINDOW PLASTI |  |  | WIKA AUSTRALIA PTY LTD | WIKA AUSTRALIA PTY LTD | 9287559 |  | WIKA AUSTRALIA PTY LTD | 530.9287559.20 |  |  | URL NOT FOUND | [10 empty] | CLEANSED | 41112412 Pressure gauge | GAUGE | PRESSURE | MEASURING RANGE | 0 TO 250 KPA | DIAL SIZE | 50 MM | PROCESS CONNECTION | 1/4 IN-19 BSPT | CONNECTION LOCATION | REAR ENTRY | MOUNTING TYPE | DIRECT | ACCURACY |  | DISPLAY TYPE | DUAL | TUBE MATERIAL | COPPER ALLOY | CONNECTION MATERIAL |  | CASE MATERIAL | PLASTIC BLACK | FILLER MATERIAL |  | HAZARD CLASS |  | CERTIFICATION/STANDARD | AS/NZ 1349 | ADDITIONAL FEATURES | MEASURING TYPE:BAR/PSI,TUBE TYPE:BOURDON,WINDOW MATERIAL:PLASTIC | [45 empty] | Production Completed
STP_009 - Lot4 | Data Enrichment | rym | OK | 2023-07-31 | 2023-08-10 |  | 1348381 | 1348381 | EA | GAUGE,PRES;0-250 KPA,63 MM,1/4 IN-19 BSP |  |  | GAUGE,PRESSURE;MEASURING RANGE:0-250 KPA,DIAL SIZE:63 MM,PROCESS CONNECTION:1/4 IN-19 BSP,CONNECTION LOCATION:BOTTOM ENTRY,CASE MATERIAL:STAINLESS STEEL 304,FILLER MATERIAL:LIQUID,MNFR:01)ADELAIDE FURNACE COMPANY PTY LTD,PTNO:01)PGT500 | 01)ADELAIDE FURNACE COMPANY PT,01)PGT500,0-250 KPA,63 MM,1/4 IN-19 BSP,BOTTOM ENTRY,STAINLESS STEEL 304,LIQUID |  |  | ADELAIDE FURNACE COMPANY PTY LTD | ADELAIDE FURNACE COMPANY PTY LTD | PGT500 | [5 empty] | URL NOT FOUND | [10 empty] | CLEANSED | 41112412 Pressure gauge | GAUGE | PRESSURE | MEASURING RANGE | 0 TO 250 KPA | DIAL SIZE | 63 MM | PROCESS CONNECTION | 1/4 IN-19 BSP | CONNECTION LOCATION | BOTTOM ENTRY | MOUNTING TYPE |  | ACCURACY |  | DISPLAY TYPE |  | TUBE MATERIAL |  | CONNECTION MATERIAL |  | CASE MATERIAL | STAINLESS STEEL 304 | FILLER MATERIAL | LIQUID | HAZARD CLASS |  | CERTIFICATION/STANDARD |  | ADDITIONAL FEATURES | [46 empty] | Production Completed
STP_009 - Lot4 | Data Enrichment | rym | OK | 2023-07-31 | 2023-08-10 | PARTIALLY MATCH | 1300109 | 1300109 | EA | GAUGE,PRES;0-2500 KPA,100 MM,BASE |  |  | GAUGE,PRESSURE;MEASURING RANGE:0-2500 KPA,DIAL SIZE:100 MM,PROCESS CONNECTION:1/2 IN-14 BSP,MOUNTING TYPE:BASE,CASE MATERIAL: STAINLESS STEEL 316,FILLER MATERIAL:GLYCERINE,MNFR:01)BERENDSEN FLUID POWER,PTNO:01)100-1009SWL-04L,MNFR:02)CNW (MOUNT ISA) ELECT WHOLESALER,PTNO:02)100-1009SWL-04L | 01)BERENDSEN FLUID POWER,02)CNW (MOUNT ISA) ELECT WHOLE,01)100-1009SWL-04L,02)100-1009SWL-04L,0-2500 KPA,100 MM,1/2 IN-14 BSP,BASE,STAINLESS STEEL 316,GLYCERINE |  |  | CNW (MOUNT ISA) ELECT WHOLESALER | BERENDSEN FLUID POWER | 100-1009SWL-04L | ASHCROFT | CNW (MOUNT ISA) ELECT WHOLESALER | 100-1009SWL-04L |  |  | https://www.ashcroft.com/wp-content/uploads/2020/09/datasheet-1009-stainless-steel-pressure-gauge-25-35.pdf | [10 empty] | ENRICHED | 41112412 Pressure gauge | GAUGE | PRESSURE | MEASURING RANGE | 0 TO 2500 KPA | DIAL SIZE | 100 MM | PROCESS CONNECTION | 1/2 IN-14 BSP | CONNECTION LOCATION | BASE | MOUNTING TYPE |  | ACCURACY | +/-1.5 PCT | DISPLAY TYPE |  | TUBE MATERIAL | STAINLESS STEEL 316L | CONNECTION MATERIAL |  | CASE MATERIAL | STAINLESS STEEL 316L | FILLER MATERIAL | GLYCERINE | HAZARD CLASS |  | CERTIFICATION/STANDARD |  | ADDITIONAL FEATURES | [46 empty] | Production Completed
STP_009 - Lot4 | Data Enrichment | rym | OK | 2023-07-31 | 2023-08-10 |  | 1280944 | 1280944 | EA | GAUGE,PRES;0-2500 KPA,3/8 IN BSP |  |  | GAUGE,PRESSURE;MEASURING RANGE:0-2500 KPA,PROCESS CONNECTION:3/8 IN BSP,ADDITIONAL FEATURES EN:DRY B/E(360PSI)PRICING,MNFR:01) BUTLER AGENCIES PTY LTD,PTNO:01)25-1835 | 01)BUTLER AGENCIES PTY LTD,01)25-1835,0-2500 KPA,3/8 IN BSP,01)DRY B/E(360PSI)PRICING |  |  | BUTLER AGENCIES PTY LTD | BUTLER AGENCIES PTY LTD | 25-1835 | IFS |  |  |  |  | https://www.refast.com.au/27-10b6-025-pressure-gauge-100mm-2500-kpa-3-8-bott | [10 empty] | ENRICHED | 41112412 Pressure gauge | GAUGE | PRESSURE | MEASURING RANGE | 0 TO 2500 KPA | DIAL SIZE | 100 MM | PROCESS CONNECTION | 3/8 IN BSP | CONNECTION LOCATION | BOTTOM ENTRY | MOUNTING TYPE |  | ACCURACY |  | DISPLAY TYPE |  | TUBE MATERIAL |  | CONNECTION MATERIAL |  | CASE MATERIAL | STAINLESS STEEL | FILLER MATERIAL | DRY | HAZARD CLASS |  | CERTIFICATION/STANDARD |  | ADDITIONAL FEATURES | 360 PSI PRICING | [45 empty] | Production Completed
STP_009 - Lot4 | Data Enrichment | rym | OK | 2023-07-31 | 2023-08-10 |  | 1299737 | 1299737 | EA | GAUGE,PRES;0-2500 KPA,63 MM,1/4 IN-19BSP |  |  | GAUGE,PRESSURE;MEASURING RANGE:0-2500 KPA,DIAL SIZE:63 MM,PROCESS CONNECTION:1/4 IN-19BSP,ACCURACY:+/-1.6 PCT,TUBE MATERIAL: COPPER ALLOY,FILLER MATERIAL:GLYCERINE,MNFR:01)WIKA,PTNO:01)530.8349660.10 | 01)WIKA,01)530.8349660.10,0-2500 KPA,63 MM,1/4 IN-19BSP,+/-1.6 PCT,EN_01)COPPER ALLOY,GLYCERINE |  |  | WIKA | WIKA | 530.8349660.10 | [5 empty] | https://s3p.manualzz.com/store/data/028656085.pdf?key=e53fb4e727dbf4736941813dc82a407b&r=1&fn=28656085.pdf&t=1691656514550&p=86400 | [10 empty] | ENRICHED |  | GAUGE | PRESSURE | MEASURING RANGE | 0 TO 2500 KPA | DIAL SIZE | 63 MM | PROCESS CONNECTION | 1/4 IN-19 BSP | CONNECTION LOCATION | BOTTOM | MOUNTING TYPE | DIRECT | ACCURACY | +/-1.6 PCT | DISPLAY TYPE |  | TUBE MATERIAL | COPPER ALLOY | CONNECTION MATERIAL | COPPER ALLOY | CASE MATERIAL |  | FILLER MATERIAL | GLYCERINE | HAZARD CLASS |  | CERTIFICATION/STANDARD |  | ADDITIONAL FEATURES | [46 empty] | Production Completed
STP_009 - Lot4 | Data Enrichment | rym | OK | 2023-07-31 | 2023-08-10 |  | 1345266 | 1345266 | EA | GAUGE,PRES;0-2500 KPA,63 MM,R,LAROX,6638 |  |  | GAUGE,PRESSURE;MEASURING RANGE:0-2500 KPA,DIAL SIZE:63 MM,ADDITIONAL FEATURES EN:R,MNFR:01)LAROX,PTNO:01)6638 | 01)LAROX,01)6638,0-2500 KPA,63 MM,01)R |  |  | LAROX | LAROX | 6638 | [5 empty] | URL NOT FOUND | [10 empty] | CLEANSED | 41112412 Pressure gauge | GAUGE | PRESSURE | MEASURING RANGE | 0 TO 2500 KPA | DIAL SIZE | 63 MM | PROCESS CONNECTION |  | CONNECTION LOCATION |  | MOUNTING TYPE |  | ACCURACY |  | DISPLAY TYPE |  | TUBE MATERIAL |  | CONNECTION MATERIAL |  | CASE MATERIAL |  | FILLER MATERIAL |  | HAZARD CLASS |  | CERTIFICATION/STANDARD |  | ADDITIONAL FEATURES | R | [45 empty] | Production Completed
STP_009 - Lot4 | Data Enrichment | rym | OK | 2023-07-31 | 2023-08-10 | PARTIALLY MATCH | 1366016 | 1366016 | EA | GAUGE,PRES;0-25000 KPA, 0-3500 PSI,63 MM |  |  | GAUGE,PRESSURE;MEASURING RANGE:0-25000 KPA, 0-3500 PSI,DIAL SIZE:63 MM,PROCESS CONNECTION:1/4 IN-19 BSPP,CONNECTION LOCATION: BOTTOM ENTRY,MOUNTING TYPE:DIRECT,FILLER MATERIAL:LIQUID,MNFR:01)BERENDSEN FLUID POWER,PTNO:01)PGLA63BC4000S | 01)BERENDSEN FLUID POWER,01)PGLA63BC4000S,0-25000 KPA, 0-3500 PSI,63 MM,1/4 IN-19 BSPP,BOTTOM ENTRY,DIRECT,LIQUID |  |  | BERENDSEN FLUID POWER | BERENDSEN FLUID POWER | PGL-A-63-B-C-4000-S | DONALDSON |  |  |  |  | https://www.donaldson.com/content/dam/donaldson/engine-hydraulics-bulk/catalogs/Hydraulic/North-America/F112100-ENG/Accessories/Hydraulic-Inline-Accessories.pdf | [10 empty] | ENRICHED | 41112412 Pressure gauge | GAUGE | PRESSURE | MEASURING RANGE | 0 TO 25000 KPA(0 TO 3500 PSI) | DIAL SIZE | 63 MM | PROCESS CONNECTION | 1/4 IN-19 BSPP | CONNECTION LOCATION | BOTTOM ENTRY | MOUNTING TYPE | DIRECT | ACCURACY | +/-3 PCT | DISPLAY TYPE |  | TUBE MATERIAL |  | CONNECTION MATERIAL |  | CASE MATERIAL |  | FILLER MATERIAL | LIQUID | HAZARD CLASS |  | CERTIFICATION/STANDARD |  | ADDITIONAL FEATURES | [46 empty] | Production Completed
STP_009 - Lot4 | Data Enrichment | rym | OK | 2023-07-31 | 2023-08-10 | PARTIALLY MATCH | 1351068 | 1351068 | EA | GAUGE,PRES;0-25000 KPA, 0-3600 PSI,63 MM |  |  | GAUGE,PRESSURE;MEASURING RANGE:0-25000 KPA, 0-3600 PSI,DIAL SIZE:63 MM,PROCESS CONNECTION:1/4 IN-19 BSPP,CONNECTION LOCATION:REAR ENTRY,MOUNTING TYPE:FLUSH,FILLER MATERIAL:LIQUID,MNFR:01)BERENDSEN FLUID POWER,PTNO:01)PGLA63BC4000P | 01)BERENDSEN FLUID POWER,01)PGLA63BC4000P,0-25000 KPA, 0-3600 PSI,63 MM,1/4 IN-19 BSPP,REAR ENTRY,FLUSH,LIQUID |  |  | BERENDSEN FLUID POWER | BERENDSEN FLUID POWER | PGL-A-63-B-C-4000-P | DONALDSON |  |  |  |  | https://www.donaldson.com/content/dam/donaldson/engine-hydraulics-bulk/catalogs/Hydraulic/North-America/F112100-ENG/Accessories/Hydraulic-Inline-Accessories.pdf | [10 empty] | ENRICHED | 41112412 Pressure gauge | GAUGE | PRESSURE | MEASURING RANGE | 0 TO 25000 KPA(0 TO 3600 PSI) | DIAL SIZE | 63 MM | PROCESS CONNECTION | 1/4 IN-19 BSPP | CONNECTION LOCATION | REAR ENTRY | MOUNTING TYPE | FLUSH | ACCURACY | +/-3 PCT | DISPLAY TYPE |  | TUBE MATERIAL |  | CONNECTION MATERIAL |  | CASE MATERIAL |  | FILLER MATERIAL | LIQUID | HAZARD CLASS |  | CERTIFICATION/STANDARD |  | ADDITIONAL FEATURES | [46 empty] | Production Completed
STP_009 - Lot4 | Data Enrichment | rym | OK | 2023-07-31 | 2023-08-10 |  | 1237655 | 1237655 | EA | GAUGE,PRES;0-25000 KPA,100 MM,PANEL |  |  | GAUGE,PRESSURE;MEASURING RANGE:0-25000 KPA,DIAL SIZE:100 MM,PROCESS CONNECTION:1/2 IN-14 BSP,CONNECTION LOCATION:BOTTOM REAR, MOUNTING TYPE:PANEL,CASE MATERIAL:STAINLESS STEEL,FILLER MATERIAL:GLYCERINE,ADDITIONAL FEATURES EN:BLOW OUT DISC,MNFR:01)BOSCH REXROTH PTY LTD,PTNO:01)PGPM-25000100,MNFR:02)BERENDSEN FLUID POWER,PTNO:02)10-8886-1-3 ITEM 36,MNFR:03)BOSCH REXROTH PTY LTD, PTNO:03)PGPM25000-100 | 01)BOSCH REXROTH PTY LTD,02)BERENDSEN FLUID POWER,03)BOSCH REXROTH PTY LTD,01)PGPM-25000100,02)10-8886-1-3 ITEM 36,03)PGPM25000-100,0-25000 KPA,100 MM,1/2 IN-14 BSP,BOTTOM REAR,PANEL,STAINLESS STEEL,GLYCERINE,01)BLOW OUT DISC |  |  | BOSCH REXROTH PTY LTD | BOSCH REXROTH PTY LTD | PGPM-25000100 |  | BERENDSEN FLUID POWER | 10-8886-1-3 | BOSCH REXROTH PTY LTD | PGPM25000-100 | URL NOT FOUND |  | 36 | [8 empty] | CLEANSED | 41112412 Pressure gauge | GAUGE | PRESSURE | MEASURING RANGE | 0 TO 25000 KPA | DIAL SIZE | 100 MM | PROCESS CONNECTION | 1/2 IN-14 BSP | CONNECTION LOCATION | BOTTOM REAR | MOUNTING TYPE | PANEL | ACCURACY |  | DISPLAY TYPE |  | TUBE MATERIAL |  | CONNECTION MATERIAL |  | CASE MATERIAL | STAINLESS STEEL | FILLER MATERIAL | GLYCERINE | HAZARD CLASS |  | CERTIFICATION/STANDARD |  | ADDITIONAL FEATURES | BLOW OUT DISC | [45 empty] | Production Completed
STP_009 - Lot4 | Data Enrichment | rym | OK | 2023-07-31 | 2023-08-10 | SERIES MATCH | 1352271 | 1352271 | EA | GAUGE,PRES;0-2800 KPA, RED LINE AT 1600 |  |  | GAUGE,PRESSURE;MEASURING RANGE:0-2800 KPA, RED LINE AT 1600 KPA,DIAL SIZE:52 MM,MNFR:01)DIESEL PARTS AND SERVICE PTY LTD,PTNO:01) 20 | 01)DIESEL PARTS & SERVICE PTY,02)COPPER CORP & CONSOL ADJ,01)20BPG-DP-2800KPA,02)20BPG-DP-2800KPA,0-2800 KPA, RED LINE AT 1600 K,52 MM |  |  | DIESEL PARTS AND SERVICE PTY LTD | DIESEL PARTS AND SERVICE PTY LTD | 20BPG-DP-2800KPA | [5 empty] | https://www.enovationcontrols.com/uploaded/documents/pdfs/96012.pdf | [10 empty] | CLEANSED | 41112412 Pressure gauge | GAUGE | PRESSURE | MEASURING RANGE | 0 TO 2800 KPA,1600 KPA(RED LINE) | DIAL SIZE | 52 MM | PROCESS CONNECTION |  | CONNECTION LOCATION |  | MOUNTING TYPE |  | ACCURACY |  | DISPLAY TYPE |  | TUBE MATERIAL |  | CONNECTION MATERIAL |  | CASE MATERIAL |  | FILLER MATERIAL |  | HAZARD CLASS |  | CERTIFICATION/STANDARD |  | ADDITIONAL FEATURES | [46 empty] | Production Completed
STP_009 - Lot4 | Data Enrichment | rym | OK | 2023-07-31 | 2023-08-10 |  | 1318983 | 1318983 | EA | GAUGE,PRES;0-30 BAR,1-1/2 IN |  |  | GAUGE,PRESSURE;MEASURING RANGE:0-30 BAR,DIAL SIZE:1-1/2 IN,MNFR:01)MARC TECHNOLOGIES PTY LTD,PTNO:01)0037 | 01)MARC TECHNOLOGIES PTY LTD,01)0037,0-30 BAR,1-1/2 IN |  |  | MARC TECHNOLOGIES PTY LTD | MARC TECHNOLOGIES PTY LTD | 0037 | [5 empty] | URL NOT FOUND | [10 empty] | CLEANSED | 41112412 Pressure gauge | GAUGE | PRESSURE | MEASURING RANGE | 0 TO 30 BAR | DIAL SIZE | 1-1/2 IN | PROCESS CONNECTION |  | CONNECTION LOCATION |  | MOUNTING TYPE |  | ACCURACY |  | DISPLAY TYPE |  | TUBE MATERIAL |  | CONNECTION MATERIAL |  | CASE MATERIAL |  | FILLER MATERIAL |  | HAZARD CLASS |  | CERTIFICATION/STANDARD |  | ADDITIONAL FEATURES | [46 empty] | Production Completed
STP_009 - Lot4 | Data Enrichment | rym | OK | 2023-07-31 | 2023-08-10 |  | 1288311 | 1288311 | EA | GAUGE,PRES;0-30 PSI,2-1/2 IN,REAR,DIAL |  |  | GAUGE,PRESSURE;MEASURING RANGE:0-30 PSI,DIAL SIZE:2-1/2 IN,PROCESS CONNECTION:1/4 IN-18 NPT,CONNECTION LOCATION:REAR,DISPLAY TYPE: DIAL,CONNECTION MATERIAL:BRASS,CASE MATERIAL:STAINLESS STEEL,FILLER MATERIAL:GLYCERINE,MNFR:01)MARCTECH,PTNO:01)117447 9767193 | 01)MARCTECH,01)117447 9767193,0-30 PSI,2-1/2 IN,1/4 IN-18 NPT,REAR,DIAL,BRASS,STAINLESS STEEL,GLYCERINE |  |  | MARCTECH | MARCTECH | 9767193 | WIKA |  | 117447 |  |  | https://valinonline.com/products/9767193 | [10 empty] | ENRICHED | 41112412 Pressure gauge | GAUGE | PRESSURE | MEASURING RANGE | 0 TO 30 PSI | DIAL SIZE | 2-1/2 IN | PROCESS CONNECTION | 1/4 IN-18 MNPT | CONNECTION LOCATION | CENTER REAR | MOUNTING TYPE |  | ACCURACY | +/-1.5 PCT | DISPLAY TYPE |  | TUBE MATERIAL |  | CONNECTION MATERIAL | BRASS | CASE MATERIAL | STAINLESS STEEL | FILLER MATERIAL | GLYCERINE | HAZARD CLASS |  | CERTIFICATION/STANDARD |  | ADDITIONAL FEATURES | TYPE:DIAL | [45 empty] | Production Completed
STP_009 - Lot4 | Data Enrichment | rym | OK | 2023-07-31 | 2023-08-10 |  | 1288366 | 1288366 | EA | GAUGE,PRES;0-30 PSI,2-1/2 IN,REAR,DIAL |  |  | GAUGE,PRESSURE;MEASURING RANGE:0-30 PSI,DIAL SIZE:2-1/2 IN,PROCESS CONNECTION:1/4 IN-18 NPT,CONNECTION LOCATION:REAR,DISPLAY TYPE: DIAL,CONNECTION MATERIAL:BRASS,CASE MATERIAL:STAINLESS STEEL,FILLER MATERIAL:GLYCERINE,MNFR:01)MARCTECH,PTNO:01)9767193 | 01)MARCTECH,01)9767193,0-30 PSI,2-1/2 IN,1/4 IN-18 NPT,REAR,DIAL,BRASS,STAINLESS STEEL,GLYCERINE |  |  | MARCTECH | MARCTECH | 9767193 | WIKA |  |  |  |  | https://valinonline.com/products/9767193 | [10 empty] | CLEANSED | 41112412 Pressure gauge | GAUGE | PRESSURE | MEASURING RANGE | 0 TO 30 PSI | DIAL SIZE | 2-1/2 IN | PROCESS CONNECTION | 1/4 IN-18 NPT | CONNECTION LOCATION | REAR | MOUNTING TYPE |  | ACCURACY |  | DISPLAY TYPE |  | TUBE MATERIAL |  | CONNECTION MATERIAL | BRASS | CASE MATERIAL | STAINLESS STEEL | FILLER MATERIAL | GLYCERINE | HAZARD CLASS |  | CERTIFICATION/STANDARD |  | ADDITIONAL FEATURES | TYPE:DIAL | [45 empty] | Production Completed
STP_009 - Lot4 | Data Enrichment | rym | OK | 2023-07-31 | 2023-08-10 |  | 1280605 | 1280605 | EA | GAUGE,PRES;0-300 PSI |  |  | GAUGE,PRESSURE;MEASURING RANGE:0-300 PSI,MNFR:01)MCGHIE ENTERPRISES QLD PTY LTD,PTNO:01)54772058 | 01)MCGHIE ENTERPRISES QLD PTY,01)54772058,0-300 PSI |  |  | MCGHIE ENTERPRISES QLD PTY LTD | MCGHIE ENTERPRISES QLD PTY LTD | 54772058 | Ingersoll Rand |  |  |  |  | https://www.portlandcompressor.com/store/ingersoll-rand-54772058-pressure-gauge-0-300-psi | [10 empty] | CLEANSED |  | GAUGE | PRESSURE | MEASURING RANGE | 0 TO 300 PSI | DIAL SIZE |  | PROCESS CONNECTION |  | CONNECTION LOCATION |  | MOUNTING TYPE |  | ACCURACY |  | DISPLAY TYPE |  | TUBE MATERIAL |  | CONNECTION MATERIAL |  | CASE MATERIAL |  | FILLER MATERIAL |  | HAZARD CLASS |  | CERTIFICATION/STANDARD |  | ADDITIONAL FEATURES | [46 empty] | Production Completed
STP_009 - Lot4 | Data Enrichment | rym | OK | 2023-07-31 | 2023-08-10 |  | 1280971 | 1280971 | EA | GAUGE,PRES;0-3000 KPA,63 MM,DIAL |  |  | GAUGE,PRESSURE;MEASURING RANGE:0-3000 KPA,DIAL SIZE:63 MM,DISPLAY TYPE:DIAL,ADDITIONAL FEATURES EN:HP, F/M, P,MNFR:01)HEATCRAFT T/A | 01)HEATCRAFT T/A KIRBY HVAC&R,01)FML60H,0-3000 KPA,63 MM,DIAL,01)HP, F/M, P |  |  | HEATCRAFT T/A | HEATCRAFT T/A | FML60H | [5 empty] | URL NOT FOUND | [10 empty] | CLEANSED | 41112412 Pressure gauge | GAUGE | PRESSURE | MEASURING RANGE | 0 TO 3000 KPA | DIAL SIZE | 63 MM | PROCESS CONNECTION |  | CONNECTION LOCATION |  | MOUNTING TYPE |  | ACCURACY |  | DISPLAY TYPE |  | TUBE MATERIAL |  | CONNECTION MATERIAL |  | CASE MATERIAL |  | FILLER MATERIAL |  | HAZARD CLASS |  | CERTIFICATION/STANDARD |  | ADDITIONAL FEATURES | TYPE:DIAL,HP,F/M,P | [45 empty] | Production Completed
STP_009 - Lot4 | Data Enrichment | rym | OK | 2023-07-31 | 2023-08-10 |  | 1288146 | 1288146 | EA | GAUGE,PRES;0-4 MPA,100 MM,PANEL,DIAL |  |  | GAUGE,PRESSURE;MEASURING RANGE:0-4 MPA,DIAL SIZE:100 MM,MOUNTING TYPE:PANEL,DISPLAY TYPE:DIAL,MNFR:01)REXROTH,PTNO:01)PGPM040-100 | 01)REXROTH,01)PGPM040-100,0-4 MPA,100 MM,PANEL,DIAL |  |  | REXROTH | REXROTH | PGPM040-100 | [5 empty] | https://resourcevdc.sparesfinder.com/RelatedDocuments/720/639465.pdf?SFSID=9GJyDTVIagVLwPl484gCsFQOexNmpSeyMwZPW%2B4Fq4BuKoOGjzNToVoRoa0LzyNqos2xox5PtL4FZCkBQrnedQ%3D%3D | [10 empty] | CLEANSED | 41112412 Pressure gauge | GAUGE | PRESSURE | MEASURING RANGE | 0 TO 4 MPA | DIAL SIZE | 100 MM | PROCESS CONNECTION |  | CONNECTION LOCATION |  | MOUNTING TYPE | PANEL | ACCURACY |  | DISPLAY TYPE |  | TUBE MATERIAL |  | CONNECTION MATERIAL |  | CASE MATERIAL |  | FILLER MATERIAL |  | HAZARD CLASS |  | CERTIFICATION/STANDARD |  | ADDITIONAL FEATURES | TYPE:DIAL | [45 empty] | Production Completed
STP_009 - Lot4 | Data Enrichment | rym | OK | 2023-07-31 | 2023-08-10 |  | 1300111 | 1300111 | EA | GAUGE,PRES;0-400 BAR,63 MM,1/4 IN-19 BSP |  |  | GAUGE,PRESSURE;MEASURING RANGE:0-400 BAR,DIAL SIZE:63 MM,PROCESS CONNECTION:1/4 IN-19 BSP,CONNECTION LOCATION:BOTTOM,CASE MATERIAL:STAINLESS STEEL 316,FILLER MATERIAL:GLYCERINE,ADDITIONAL FEATURES EN:BLOW OUT DISC,MNFR:01)BOSCH REXROTH PTY LTD,PTNO:01) 5693 4121-400 | 01)BOSCH REXROTH PTY LTD,01)5693 4121-400,0-400 BAR,63 MM,1/4 IN-19 BSP,BOTTOM,STAINLESS STEEL 316,GLYCERINE,01)BLOW OUT DISC |  |  | BOSCH REXROTH PTY LTD | BOSCH REXROTH PTY LTD | 5693 4121-400 | [5 empty] | URL NOT FOUND | [10 empty] | CLEANSED |  | GAUGE | PRESSURE | MEASURING RANGE | 0 TO 400 BAR | DIAL SIZE | 63 MM | PROCESS CONNECTION | 1/4 IN-19 BSP | CONNECTION LOCATION | BOTTOM | MOUNTING TYPE |  | ACCURACY |  | DISPLAY TYPE |  | TUBE MATERIAL |  | CONNECTION MATERIAL |  | CASE MATERIAL | STAINLESS STEEL 316 | FILLER MATERIAL | GLYCERINE | HAZARD CLASS |  | CERTIFICATION/STANDARD |  | ADDITIONAL FEATURES | BLOW OUT DISC | [45 empty] | Production Completed
STP_009 - Lot4 | Data Enrichment | rym | OK | 2023-07-31 | 2023-08-10 |  | 1281008 | 1281008 | EA | GAUGE,PRES;0-400 BAR,PSI |  |  | GAUGE,PRESSURE;MEASURING RANGE:0-400 BAR,ADDITIONAL FEATURES EN:PSI,MNFR:01)PIRTEK,PTNO:01)PG63BE-400-04BP | 01)PIRTEK,01)PG63BE-400-04BP,0-400 BAR,01)PSI |  |  | PIRTEK ISA FLUID CONNECTIONS PTY LT | PIRTEK | PG63BE-400-04BP | [5 empty] | https://www.pirtek.com.au/-/media/feature/products/sect-g-accessories-rev-aicmpr.pdf | [10 empty] | ENRICHED | 41112412 Pressure gauge | GAUGE | PRESSURE | MEASURING RANGE | 0 TO 400 BAR | DIAL SIZE | 63 MM | PROCESS CONNECTION | 1/4 IN-19 BSPP | CONNECTION LOCATION | BOTTOM ENTRY | MOUNTING TYPE |  | ACCURACY |  | DISPLAY TYPE | DUAL | TUBE MATERIAL | STAINLESS STEEL 1.4571 | CONNECTION MATERIAL |  | CASE MATERIAL | STAINLESS STEEL 1.4301 | FILLER MATERIAL |  | HAZARD CLASS |  | CERTIFICATION/STANDARD |  | ADDITIONAL FEATURES | MEASURING TYPE:BAR/PSI | [45 empty] | Production Completed
STP_009 - Lot4 | Data Enrichment | rym | OK | 2023-07-31 | 2023-08-10 |  | 1345110 | 1345110 | EA | GAUGE,PRES;0-400 KPA,100 MM |  |  | GAUGE,PRESSURE;MEASURING RANGE:0-400 KPA,DIAL SIZE:100 MM,ADDITIONAL FEATURES EN:BOURDON TUBE, KREBS GMAX15 CYCLONE SSM01 SAG MI, MNFR:01)FLSMIDTH KREBS AUSTRALIA PTY LTD,PTNO:01)PL4266-400 | 01)FLSMIDTH KREBS AUSTRALIA PT,01)PL4266-400,0-400 KPA,100 MM,01)BOURDON TUBE, KREBS GMAX15 |  |  | FLSMIDTH KREBS AUSTRALIA PTY LTD | FLSMIDTH KREBS AUSTRALIA PTY LTD | PL4266-400 |  | KREBS |  |  |  | URL NOT FOUND | [10 empty] | CLEANSED | 41112412 Pressure gauge | GAUGE | PRESSURE | MEASURING RANGE | 0 TO 400 KPA | DIAL SIZE | 100 MM | PROCESS CONNECTION |  | CONNECTION LOCATION |  | MOUNTING TYPE |  | ACCURACY |  | DISPLAY TYPE |  | TUBE MATERIAL |  | CONNECTION MATERIAL |  | CASE MATERIAL |  | FILLER MATERIAL |  | HAZARD CLASS |  | CERTIFICATION/STANDARD |  | ADDITIONAL FEATURES | TUBE TYPE:BOURDON,FOR GMAX15 CYCLONE SSM01 SAG MI | [45 empty] | Production Completed
STP_009 - Lot4 | Data Enrichment | rym | OK | 2023-07-31 | 2023-08-10 |  | 1351018 | 1351018 | EA | GAUGE,PRES;0-400 KPA,4-1/2 IN,0.5 PCT |  |  | GAUGE,PRESSURE;MEASURING RANGE:0-400 KPA,DIAL SIZE:4-1/2 IN,PROCESS CONNECTION:1/2 IN-14 NPT,CONNECTION LOCATION:BOTTOM ENTRY, ACCURACY:0.5 PCT,CASE MATERIAL:PHENOLIC BLACK,ADDITIONAL FEATURES EN:INTERNALS STAINLESS STEEL,MNFR:01)POWERFLO SOLUTIONS PTY LTD, PTNO:01)45-1279SS-04L 0-400KPA | 01)POWERFLO SOLUTIONS PTY LTD,01)45-1279SS-04L 0-400KPA,0-400 KPA,4-1/2 IN,1/2 IN-14 NPT,BOTTOM ENTRY,0.5 PCT,PHENOLIC BLACK,01)INTERNALS STAINLESS STEEL |  |  | POWERFLO SOLUTIONS PTY LTD | POWERFLO SOLUTIONS PTY LTD | 45-1279SS-04L | ASHCROFT |  |  |  |  | https://www.transcat.com/media/pdf/ashcroft-1279-duragauge-datasheet.pdf | [10 empty] | ENRICHED | 41112412 Pressure gauge | GAUGE | PRESSURE | MEASURING RANGE | 0 TO 400 KPA | DIAL SIZE | 4-1/2 IN | PROCESS CONNECTION | 1/2 IN-14 MNPT | CONNECTION LOCATION | BOTTOM ENTRY | MOUNTING TYPE | FLUSH | ACCURACY | 0.5 PCT | DISPLAY TYPE |  | TUBE MATERIAL |  | CONNECTION MATERIAL |  | CASE MATERIAL | PHENOLIC BLACK,STAINLESS STEEL | FILLER MATERIAL | LIQUID | HAZARD CLASS |  | CERTIFICATION/STANDARD |  | ADDITIONAL FEATURES | [46 empty] | Production Completed
STP_009 - Lot4 | Data Enrichment | rym | OK | 2023-07-31 | 2023-08-10 |  | 1299687 | 1299687 | EA | GAUGE,PRES;0-400 KPA,63 MM,1/4 IN-18NPT |  |  | GAUGE,PRESSURE;MEASURING RANGE:0-400 KPA,DIAL SIZE:63 MM,PROCESS CONNECTION:1/4 IN-18NPT,MNFR:01)ASHCROFT,PTNO:01)25-1009SWL-02L (400KPA) | 01)ASHCROFT,01)25-1009SWL-02L(400KPA),0-400 KPA,63 MM,1/4 IN-18NPT |  |  | ASHCROFT | ASHCROFT | 25-1009SWL-02L | [5 empty] | https://www.ashcroft.com/wp-content/uploads/2020/09/datasheet-1009-stainless-steel-pressure-gauge-25-35.pdf | [10 empty] | ENRICHED | 41112412 Pressure gauge | GAUGE | PRESSURE | MEASURING RANGE | 0 TO 400 KPA | DIAL SIZE | 63 MM | PROCESS CONNECTION | 1/4 IN-18 MNPT | CONNECTION LOCATION | LOWER | MOUNTING TYPE |  | ACCURACY | +/-1.5 PCT | DISPLAY TYPE |  | TUBE MATERIAL | STAINLESS STEEL 316L | CONNECTION MATERIAL |  | CASE MATERIAL | STAINLESS STEEL 316L | FILLER MATERIAL |  | HAZARD CLASS |  | CERTIFICATION/STANDARD |  | ADDITIONAL FEATURES | [46 empty] | Production Completed
STP_009 - Lot4 | Data Enrichment | rym | OK | 2023-07-31 | 2023-08-10 |  | 1293269 | 1293269 | EA | GAUGE,PRES;0-4000 KPA,150 MM,REAR ENTRY |  |  | GAUGE,PRESSURE;MEASURING RANGE:0-4000 KPA,DIAL SIZE:150 MM,PROCESS CONNECTION:1/2 IN-14 BSPP,CONNECTION LOCATION:REAR ENTRY, MOUNTING TYPE:FLUSH,ADDITIONAL FEATURES EN:C/W FLANGE, RESTRICTOR,MNFR:01)WIKA AUSTRALIA PTY LTD,PTNO:01)68159670 | 01)WIKA AUSTRALIA PTY LTD,01)68159670,0-4000 KPA,150 MM,1/2 IN-14 BSPP,REAR ENTRY,FLUSH,01)C/W FLANGE, RESTRICTOR |  |  | WIKA AUSTRALIA PTY LTD | WIKA AUSTRALIA PTY LTD | 68159670 | [5 empty] | URL NOT FOUND | [10 empty] | CLEANSED | 41112412 Pressure gauge | GAUGE | PRESSURE | MEASURING RANGE | 0 TO 4000 KPA | DIAL SIZE | 150 MM | PROCESS CONNECTION | 1/2 IN-14 BSPP | CONNECTION LOCATION | REAR ENTRY | MOUNTING TYPE | FLUSH | ACCURACY |  | DISPLAY TYPE |  | TUBE MATERIAL |  | CONNECTION MATERIAL |  | CASE MATERIAL |  | FILLER MATERIAL |  | HAZARD CLASS |  | CERTIFICATION/STANDARD |  | ADDITIONAL FEATURES | C/W FLANGE,RESTRICTOR | [45 empty] | Production Completed
STP_009 - Lot4 | Data Enrichment | rym | OK | 2023-07-31 | 2023-08-10 |  | 1280744 | 1280744 | EA | GAUGE,PRES;0-4000 KPA,160 MM,BOTTOM,DIAL |  |  | GAUGE,PRESSURE;MEASURING RANGE:0-4000 KPA,DIAL SIZE:160 MM,PROCESS CONNECTION:1/2 IN-14 NPT,CONNECTION LOCATION:BOTTOM,DISPLAY TYPE:DIAL,FILLER MATERIAL:DRY/FILLABLE,MNFR:01)ATOM SUPPLY,PTNO:01)36000144 | 01)ATOM SUPPLY,01)36000144,0-4000 KPA,160 MM,1/2 IN-14 NPT,BOTTOM,DIAL,DRY/FILLABLE |  |  | ATOM SUPPLY | ATOM SUPPLY | 36000144 | [5 empty] | https://www.atom.com.au/pressure-gauge-bottom-connection-ss-0-4-000kpa-36000144 | [10 empty] | ENRICHED | 41112412 Pressure gauge | GAUGE | PRESSURE | MEASURING RANGE | 0 TO 4000 KPA | DIAL SIZE | 160 MM | PROCESS CONNECTION | 1/2 IN-14 NPT | CONNECTION LOCATION | BOTTOM | MOUNTING TYPE |  | ACCURACY |  | DISPLAY TYPE |  | TUBE MATERIAL |  | CONNECTION MATERIAL |  | CASE MATERIAL | STAINLESS STEEL 316 | FILLER MATERIAL | DRY/FILLABLE | HAZARD CLASS |  | CERTIFICATION/STANDARD |  | ADDITIONAL FEATURES | TYPE:DIAL | [45 empty] | Production Completed
STP_009 - Lot4 | Data Enrichment | rym | OK | 2023-07-31 | 2023-08-10 |  | 1365114 | 1365114 | EA | GAUGE,PRES;0-4000 KPA,50 MM,BOTTOM |  |  | GAUGE,PRESSURE;MEASURING RANGE:0-4000 KPA,DIAL SIZE:50 MM,CONNECTION LOCATION:BOTTOM,MOUNTING TYPE:1/8 IN-28 BSPF,CONNECTION MATERIAL:COPPER ALLOY,CERTIFICATION/STANDARD:AS 1349, EN 837-1,ADDITIONAL FEATURES EN:C/W BRASS SNUBBER, STAINLESS STEEL SINTERED FIL,MNFR:01)BLKWOODS,PTNO:01)03708353 | 01)BLKWOODS,01)03708353,0-4000 KPA,50 MM,BOTTOM,1/8 IN-28 BSPF,COPPER ALLOY,EN_01)AS 1349, EN 837-1,01)C/W BRASS SNUBBER, STAINLES |  |  | BLACKWOODS | BLKWOODS | 03708353 | [5 empty] | https://www.blackwoods.com.au/valves-flow-control/gauges-pressure/gauges-direct-mount-bottom-entry-plastic-case-wika/gauge-50mm-111-10-0-4000kpa-1-8bspt-bd/p/03708353 | [10 empty] | ENRICHED | 41112412 Pressure gauge | GAUGE | PRESSURE | MEASURING RANGE | 0 TO 4000 KPA | DIAL SIZE | 50 MM | PROCESS CONNECTION | 1/8 IN-28 FBSPT | CONNECTION LOCATION | BOTTOM | MOUNTING TYPE |  | ACCURACY | 2.5 PCT | DISPLAY TYPE |  | TUBE MATERIAL |  | CONNECTION MATERIAL | COPPER ALLOY | CASE MATERIAL | PLASTIC | FILLER MATERIAL |  | HAZARD CLASS |  | CERTIFICATION/STANDARD | AS 1349,EN 837-1 | ADDITIONAL FEATURES | C/W BRASS SNUBBER,STAINLESS STEEL SINTERED FILTER | [45 empty] | Production Completed
STP_009 - Lot4 | Data Enrichment | rym | OK | 2023-07-31 | 2023-08-10 | PARTIALLY MATCH | 1300274 | 1300274 | EA | GAUGE,PRES;0-4000 KPA,63 MM,1/4 IN,M,LHA |  |  | GAUGE,PRESSURE;MEASURING RANGE:0-4000 KPA,DIAL SIZE:63 MM,PROCESS CONNECTION:1/4 IN,ADDITIONAL FEATURES EN:M,MNFR:01)LHA,PTNO:01) PGLA63BC600S | 01)LHA,01)PGLA63BC600S,0-4000 KPA,63 MM,1/4 IN,01)M |  |  | LHA | LHA | PGL-A-63-B-C-600-S | DONALDSON |  |  |  |  | https://www.donaldson.com/content/dam/donaldson/engine-hydraulics-bulk/catalogs/Hydraulic/North-America/F112100-ENG/Accessories/Hydraulic-Inline-Accessories.pdf | [10 empty] | ENRICHED | 41112412 Pressure gauge | GAUGE | PRESSURE | MEASURING RANGE | 0 TO 4000 KPA | DIAL SIZE | 63 MM | PROCESS CONNECTION | 1/4 IN BSP | CONNECTION LOCATION |  | MOUNTING TYPE |  | ACCURACY | +/-3 PCT | DISPLAY TYPE |  | TUBE MATERIAL |  | CONNECTION MATERIAL |  | CASE MATERIAL |  | FILLER MATERIAL | LIQUID | HAZARD CLASS |  | CERTIFICATION/STANDARD |  | ADDITIONAL FEATURES | M | [45 empty] | Production Completed
STP_009 - Lot4 | Data Enrichment | rym | OK | 2023-07-31 | 2023-08-10 |  | 1365220 | 1365220 | EA | GAUGE,PRES;0-4000 KPA,63 MM,REAR ENTRY |  |  | GAUGE,PRESSURE;MEASURING RANGE:0-4000 KPA,DIAL SIZE:63 MM,PROCESS CONNECTION:1/4 IN-18 NPT,CONNECTION LOCATION:REAR ENTRY, MOUNTING TYPE:DIRECT,TUBE MATERIAL:COPPER ALLOY,CASE MATERIAL:STAINLESS STEEL 304,FILLER MATERIAL:GLYCERINE,ADDITIONAL FEATURES EN:BOURDON TUBE, TOP BLOW OUT DISC, WINDOW PLASTIC,MNFR:01)ISADRAULICS,PTNO:01)654882 | 01)ISADRAULICS,01)654882,0-4000 KPA,63 MM,1/4 IN-18 NPT,REAR ENTRY,DIRECT,EN_01)COPPER ALLOY,STAINLESS STEEL 304,GLYCERINE,01)BOURDON TUBE, TOP BLOW OUT |  |  | ISADRAULICS | ISADRAULICS | 654882 | [5 empty] | URL NOT FOUND | [10 empty] | CLEANSED | 41112412 Pressure gauge | GAUGE | PRESSURE | MEASURING RANGE | 0 TO 4000 KPA | DIAL SIZE | 63 MM | PROCESS CONNECTION | 1/4 IN-18 NPT | CONNECTION LOCATION | REAR ENTRY | MOUNTING TYPE | DIRECT | ACCURACY |  | DISPLAY TYPE |  | TUBE MATERIAL | COPPER ALLOY | CONNECTION MATERIAL |  | CASE MATERIAL | STAINLESS STEEL 304 | FILLER MATERIAL | GLYCERINE | HAZARD CLASS |  | CERTIFICATION/STANDARD |  | ADDITIONAL FEATURES | TUBE TYPE:BOURDON,TOP BLOW OUT DISC,WINDOW PLASTIC | [45 empty] | Production Completed
STP_009 - Lot4 | Data Enrichment | rym | OK | 2023-07-31 | 2023-08-10 |  | 1350368 | 1350368 | EA | GAUGE,PRES;0-4000 KPA,SRVC |  |  | GAUGE,PRESSURE;MEASURING RANGE:0-4000 KPA,ADDITIONAL FEATURES EN:SERVICE,MNFR:01)BOC LIMITED,PTNO:01)301817 | 01)BOC LIMITED,01)301817,0-4000 KPA,01)SERVICE |  |  | BOC LIMITED | BOC LIMITED | 301817 | [5 empty] | https://www.kirbyhvacr.com.au/product-detail/301817 | [10 empty] | CLEANSED | 41112412 Pressure gauge | GAUGE | PRESSURE | MEASURING RANGE | 0 TO 4000 KPA | DIAL SIZE |  | PROCESS CONNECTION |  | CONNECTION LOCATION |  | MOUNTING TYPE |  | ACCURACY |  | DISPLAY TYPE |  | TUBE MATERIAL |  | CONNECTION MATERIAL |  | CASE MATERIAL |  | FILLER MATERIAL |  | HAZARD CLASS |  | CERTIFICATION/STANDARD |  | ADDITIONAL FEATURES | SERVICE | [45 empty] | Production Completed
STP_009 - Lot4 | Data Enrichment | rym | OK | 2023-07-31 | 2023-08-10 |  | 1293012 | 1293012 | EA | GAUGE,PRES;0-40000 KPA,63 MM,DIRECT |  |  | GAUGE,PRESSURE;MEASURING RANGE:0-40000 KPA,DIAL SIZE:63 MM,PROCESS CONNECTION:1/4 IN-19 BSPT,MOUNTING TYPE:DIRECT,DISPLAY TYPE: GRADUATIONS 1000 KPA,FILLER MATERIAL:GLYCERINE,ADDITIONAL FEATURES EN:BLOW OUT DISC,MNFR:01)WIKA AUSTRALIA PTY LTD,PTNO:01) 9312816 | 01)WIKA AUSTRALIA PTY LTD,01)9312816,0-40000 KPA,63 MM,1/4 IN-19 BSPT,DIRECT,GRADUATIONS 1000 KPA,GLYCERINE,01)BLOW OUT DISC |  |  | WIKA AUSTRALIA PTY LTD | WIKA AUSTRALIA PTY LTD | 9312816 | [5 empty] | https://www.blackwoods.com.au/valves-flow-control/gauges-pressure/gauges-direct-mount-bottom-entry-stainless-steel-glycerine-filled-wika/gauge-63mm-213-53-0-40000kpa-1-4-bspt-bd/p/03551205 | [10 empty] | ENRICHED | 41112412 Pressure gauge | GAUGE | PRESSURE | MEASURING RANGE | 0 TO 40000 KPA | DIAL SIZE | 63 MM | PROCESS CONNECTION | 1/4 IN-19 BSPT | CONNECTION LOCATION | BOTTOM | MOUNTING TYPE | DIRECT | ACCURACY | +/-1.6 PCT | DISPLAY TYPE |  | TUBE MATERIAL |  | CONNECTION MATERIAL |  | CASE MATERIAL | STAINLESS STEEL | FILLER MATERIAL | GLYCERINE | HAZARD CLASS |  | CERTIFICATION/STANDARD |  | ADDITIONAL FEATURES | 1000 KPA,BLOW OUT DISC | [45 empty] | Production Completed
STP_009 - Lot4 | Data Enrichment | rym | OK | 2023-07-31 | 2023-08-10 |  | 1300235 | 1300235 | EA | GAUGE,PRES;0-40000 KPA,63 MM,REXROTH |  |  | GAUGE,PRESSURE;MEASURING RANGE:0-40000 KPA,DIAL SIZE:63 MM,MNFR:01)REXROTH,PTNO:01)PGPM40000-63 | 01)REXROTH,01)PGPM40000-63,0-40000 KPA,63 MM |  |  | REXROTH | REXROTH | PGPM40000-63 | [5 empty] | URL NOT FOUND | [10 empty] | CLEANSED | 41112412 Pressure gauge | GAUGE | PRESSURE | MEASURING RANGE | 0 TO 40000 KPA | DIAL SIZE | 63 MM | PROCESS CONNECTION |  | CONNECTION LOCATION |  | MOUNTING TYPE |  | ACCURACY |  | DISPLAY TYPE |  | TUBE MATERIAL |  | CONNECTION MATERIAL |  | CASE MATERIAL |  | FILLER MATERIAL |  | HAZARD CLASS |  | CERTIFICATION/STANDARD |  | ADDITIONAL FEATURES | [46 empty] | Production Completed
STP_009 - Lot4 | Data Enrichment | rym | OK | 2023-07-31 | 2023-08-10 |  | 1292902 | 1292902 | EA | GAUGE,PRES;0-5000 PSI,O/A 6-1/2 IN,STEEL |  |  | GAUGE,PRESSURE;MEASURING RANGE:0-5000 PSI,DIAL SIZE:O/A 6-1/2 IN,CASE MATERIAL:STEEL,ADDITIONAL FEATURES EN:HYDRAULIC TRANSMISSION, TRIPLE GAUGES,MNFR:01)BERENDSEN FLUID POWER,PTNO:01)GS-5 | 01)BERENDSEN FLUID POWER,01)GS-5,0-5000 PSI,O/A 6-1/2 IN,STEEL,01)HYDRAULIC TRANSMISSION, TRI |  |  | BERENDSEN FLUID POWER | BERENDSEN FLUID POWER | GS-5 | SCHROEDER |  |  |  |  | https://catalog.schroederindustries.com/item/check-point-test-systems/multi-gauge/7630379 | [10 empty] | ENRICHED | 41112412 Pressure gauge | GAUGE | PRESSURE | MEASURING RANGE | 0 TO 5000 PSI | DIAL SIZE | 6-1/2 IN | PROCESS CONNECTION | 1/8 IN MALE SWIVEL | CONNECTION LOCATION |  | MOUNTING TYPE |  | ACCURACY |  | DISPLAY TYPE |  | TUBE MATERIAL |  | CONNECTION MATERIAL |  | CASE MATERIAL | STEEL | FILLER MATERIAL |  | HAZARD CLASS |  | CERTIFICATION/STANDARD |  | ADDITIONAL FEATURES | TYPE:TRIPLE,FOR HYDRAULIC TRANSMISSION | [45 empty] | Production Completed
STP_009 - Lot4 | Data Enrichment | rym | OK | 2023-07-31 | 2023-08-10 |  | 1291869 | 1291869 | EA | GAUGE,PRES;0-5800 PSI,1/4 IN |  |  | GAUGE,PRESSURE;MEASURING RANGE:0-5800 PSI,PROCESS CONNECTION:1/4 IN,CONNECTION LOCATION:BOTTOM ENTRY,MNFR:01)ISADRAULICS,PTNO:01) 03-72-400-16 | 01)ISADRAULICS,01)03-72-400-16,0-5800 PSI,1/4 IN,BOTTOM ENTRY |  |  | ISADRAULICS | ISADRAULICS | 03-72-400-16 | [5 empty] | URL NOT FOUND | [10 empty] | CLEANSED | 41112412 Pressure gauge | GAUGE | PRESSURE | MEASURING RANGE | 0 TO 5800 PSI | DIAL SIZE |  | PROCESS CONNECTION | 1/4 IN | CONNECTION LOCATION | BOTTOM ENTRY | MOUNTING TYPE |  | ACCURACY |  | DISPLAY TYPE |  | TUBE MATERIAL |  | CONNECTION MATERIAL |  | CASE MATERIAL |  | FILLER MATERIAL |  | HAZARD CLASS |  | CERTIFICATION/STANDARD |  | ADDITIONAL FEATURES | [46 empty] | Production Completed
STP_009 - Lot4 | Data Enrichment | rym | OK | 2023-07-31 | 2023-08-10 |  | 1292986 | 1292986 | EA | GAUGE,PRES;0-6 BAR,63 MM,1/4 IN-19 BSP |  |  | GAUGE,PRESSURE;MEASURING RANGE:0-6 BAR,DIAL SIZE:63 MM,PROCESS CONNECTION:1/4 IN-19 BSP,CONNECTION LOCATION:CENTRE REAR,FILLER MATERIAL:LIQUID,MNFR:01)WIKA AUSTRALIA PTY LTD,PTNO:01)749415,MNFR:02)WIKA AUSTRALIA PTY LTD,PTNO:02)98288/1028 | 01)WIKA AUSTRALIA PTY LTD,02)WIKA AUSTRALIA PTY LTD,01)749415,02)98288/1028,0-6 BAR,63 MM,1/4 IN-19 BSP,CENTRE REAR,LIQUID |  |  | WIKA AUSTRALIA PTY LTD | WIKA AUSTRALIA PTY LTD | 98288.1028 | AIR ENERGY | WIKA AUSTRALIA PTY LTD | 749415 |  |  | URL NOT FOUND | [10 empty] | CLEANSED | 41112412 Pressure gauge | GAUGE | PRESSURE | MEASURING RANGE | 0 TO 6 BAR | DIAL SIZE | 63 MM | PROCESS CONNECTION | 1/4 IN-19 BSP | CONNECTION LOCATION | CENTER REAR | MOUNTING TYPE |  | ACCURACY |  | DISPLAY TYPE |  | TUBE MATERIAL |  | CONNECTION MATERIAL |  | CASE MATERIAL |  | FILLER MATERIAL | LIQUID | HAZARD CLASS |  | CERTIFICATION/STANDARD |  | ADDITIONAL FEATURES | [46 empty] | Production Completed
STP_009 - Lot4 | Data Enrichment | rym | OK | 2023-07-31 | 2023-08-10 |  | 1299514 | 1299514 | EA | GAUGE,PRES;0-600 KPA,100 MM,BOTTOM ENTRY |  |  | GAUGE,PRESSURE;MEASURING RANGE:0-600 KPA,DIAL SIZE:100 MM,PROCESS CONNECTION:3/8 IN-19 BSPT,CONNECTION LOCATION:BOTTOM ENTRY, MOUNTING TYPE:DIRECT,TUBE MATERIAL:STAINLESS STEEL 316,CONNECTION MATERIAL:STAINLESS STEEL 316,CASE MATERIAL:STAINLESS STEEL 304, ADDITIONAL FEATURES EN:BOURDON TUBE, LAMINATED SAFETY GLASS, TOP BLOW,MNFR:01)WIKA AUSTRALIA PTY LTD,PTNO:01)68000426 | 01)WIKA AUSTRALIA PTY LTD,01)68000426,0-600 KPA,100 MM,3/8 IN-19 BSPT,BOTTOM ENTRY,DIRECT,EN_01)STAINLESS STEEL 316,STAINLESS STEEL 316,STAINLESS STEEL 304,01)BOURDON TUBE, LAMINATED SAF |  |  | WIKA AUSTRALIA PTY LTD | WIKA AUSTRALIA PTY LTD | 68000426 | [5 empty] | URL NOT FOUND | [10 empty] | CLEANSED | 41112412 Pressure gauge | GAUGE | PRESSURE | MEASURING RANGE | 0 TO 600 KPA | DIAL SIZE | 100 MM | PROCESS CONNECTION | 3/8 IN-19 BSPT | CONNECTION LOCATION | BOTTOM ENTRY | MOUNTING TYPE | DIRECT | ACCURACY |  | DISPLAY TYPE |  | TUBE MATERIAL | STAINLESS STEEL 316 | CONNECTION MATERIAL | STAINLESS STEEL 316 | CASE MATERIAL | STAINLESS STEEL 304 | FILLER MATERIAL |  | HAZARD CLASS |  | CERTIFICATION/STANDARD |  | ADDITIONAL FEATURES | TUBE TYPE:BOURDON,LAMINATED SAFETY GLASS,TOP BLOW | [45 empty] | Production Completed
STP_009 - Lot4 | Data Enrichment | rym | OK | 2023-07-31 | 2023-08-10 |  | 1319948 | 1319948 | EA | GAUGE,PRES;0-700 KPA |  |  | GAUGE,PRESSURE;MEASURING RANGE:0-700 KPA,ADDITIONAL FEATURES EN:MEDIUM: OIL, DIMENSIONS: DIA 52 X DP 70 MM,MNFR:01)ASHDOWN INGRAM, PTNO:01)150035019 | 01)ASHDOWN INGRAM,01)150035019,0-700 KPA,01)MEDIUM: OIL, DIMENSIONS: DI |  |  | ASHDOWN INGRAM | ASHDOWN INGRAM | 150035019 | [5 empty] | URL NOT FOUND | [10 empty] | CLEANSED | 41112412 Pressure gauge | GAUGE | PRESSURE | MEASURING RANGE | 0 TO 700 KPA | DIAL SIZE | 52 DIAX70 DP MM | PROCESS CONNECTION |  | CONNECTION LOCATION |  | MOUNTING TYPE |  | ACCURACY |  | DISPLAY TYPE |  | TUBE MATERIAL |  | CONNECTION MATERIAL |  | CASE MATERIAL |  | FILLER MATERIAL |  | HAZARD CLASS |  | CERTIFICATION/STANDARD |  | ADDITIONAL FEATURES | MEDIUM:OIL | [45 empty] | Production Completed
STP_009 - Lot4 | Data Enrichment | rym | OK | 2023-07-31 | 2023-08-10 |  | 1293166 | 1293166 | EA | GAUGE,PRES;0-800 KPA,50 MM,1/8 IN-28 BSP |  |  | GAUGE,PRESSURE;MEASURING RANGE:0-800 KPA,DIAL SIZE:50 MM,PROCESS CONNECTION:1/8 IN-28 BSP,CONNECTION LOCATION:BOTTOM ENTRY, ADDITIONAL FEATURES EN:MEDIUM: AIR/LIQUID,MNFR:01)ISADRAULICS,PTNO:01)530.14015,MNFR:02)ISADRAULICS,PTNO:02)DB50MM-0TO800KPA,MNFR: 03)ISADRAULICS,PTNO:03)PG50441P800 | 01)ISADRAULICS,02)ISADRAULICS,03)ISADRAULICS,01)530.14015,02)DB50MM-0TO800KPA,03)PG50441P800,0-800 KPA,50 MM,1/8 IN-28 BSP,BOTTOM ENTRY,01)MEDIUM: AIR/LIQUID |  |  | ISADRAULICS | ISADRAULICS | 530.14015 |  | ISADRAULICS | DB50MM |  | PG50441P800 | URL NOT FOUND | [10 empty] | CLEANSED |  | GAUGE | PRESSURE | MEASURING RANGE | 0 TO 800 KPA | DIAL SIZE | 50 MM | PROCESS CONNECTION | 1/8 IN-28 BSP | CONNECTION LOCATION | BOTTOM ENTRY | MOUNTING TYPE |  | ACCURACY |  | DISPLAY TYPE |  | TUBE MATERIAL |  | CONNECTION MATERIAL |  | CASE MATERIAL |  | FILLER MATERIAL |  | HAZARD CLASS |  | CERTIFICATION/STANDARD |  | ADDITIONAL FEATURES | MEDIUM:AIR/LIQUID | [45 empty] | Production Completed
STP_009 - Lot4 | Data Enrichment | rym | OK | 2023-07-31 | 2023-08-10 |  | 1291782 | 1291782 | EA | GAUGE,PRES;0-8000 KPA,100 MM,BOTTOM |  |  | GAUGE,PRESSURE;MEASURING RANGE:0-8000 KPA,DIAL SIZE:100 MM,PROCESS CONNECTION:3/8 IN-19BSPT,MOUNTING TYPE:BOTTOM,MNFR:01)BLKWOODS, PTNO:01)01160529 | 01)BLKWOODS,01)01160529,0-8000 KPA,100 MM,3/8 IN-19BSPT,BOTTOM |  |  | BLACKWOODS | BLKWOODS | 01160529 | [5 empty] | https://www.blackwoods.com.au/valves-flow-control/gauges-pressure/gauges-direct-mount-bottom-entry-stainless-steel-case-wika/gauge-100mm-212-20-0-8000kpa-3-8-bspt-bd/p/01160529 | [10 empty] | ENRICHED | 41112412 Pressure gauge | GAUGE | PRESSURE | MEASURING RANGE | 0 TO 8000 KPA | DIAL SIZE | 100 MM | PROCESS CONNECTION | 3/8 IN-19 BSPT | CONNECTION LOCATION | BOTTOM | MOUNTING TYPE | DIRECT | ACCURACY | 1 PCT | DISPLAY TYPE |  | TUBE MATERIAL |  | CONNECTION MATERIAL | COPPER ALLOY | CASE MATERIAL | STAINLESS STEEL 316L | FILLER MATERIAL |  | HAZARD CLASS |  | CERTIFICATION/STANDARD |  | ADDITIONAL FEATURES | [46 empty] | Production Completed
STP_009 - Lot4 | Data Enrichment | rym | OK | 2023-07-31 | 2023-08-10 |  | 1353292 | 1353292 | EA | GAUGE,PRES;0-940 KPA, 0-138 PSI |  |  | GAUGE,PRESSURE;MEASURING RANGE:0-940 KPA, 0-138 PSI,ADDITIONAL FEATURES EN:LARGE BORE, SWIVEL HEAD, TYRE,MNFR:01)J.BLACKWOOD AND SON | 01)J.BLACKWOOD & SON LIMITED,02)BRIDGESTONE MINING SOLUTION,01)EX1255MC,02)02740216,0-940 KPA, 0-138 PSI,01)LARGE BORE, SWIVEL HEAD, TY |  |  | J.BLACKWOOD AND SON | J.BLACKWOOD AND SON | 02740216 |  | BRIDGESTONE MINING SOLUTION | EX1255MC |  |  | URL NOT FOUND | [10 empty] | ENRICHED | 25172100 Vehicle safety and security systems and components | INFLATOR | TYRE | TYPE | LINEAR | DISPLAY | DUAL SCALE | RESOLUTION |  | ACCURACY |  | MAX INPUT PRESSURE |  | MAX OVER PRESSURE |  | SETTING PRESSURE RANGE |  | POWER SUPPLY |  | POWER RATING |  | SIZE |  | CERTIFICATION/STANDARD |  | ADDITIONAL FEATURES | [50 empty] | Production Completed
STP_009 - Lot4 | Data Enrichment | rym | OK | 2023-07-31 | 2023-08-10 |  | 1280734 | 1280734 | EA | GAUGE,PRES;1/4 IN,BOTTOM,LIQUID FILLED 0 |  |  | GAUGE,PRESSURE;PROCESS CONNECTION:1/4 IN,CONNECTION LOCATION:BOTTOM,ADDITIONAL FEATURES EN:LIQUID FILLED 0,MNFR:01)ATOM SUPPLY, PTNO:01)7323002 | 01)ATOM SUPPLY,01)7323002,1/4 IN,BOTTOM,01)LIQUID FILLED 0 |  |  | ATOM SUPPLY | ATOM SUPPLY | 7323002 | [5 empty] | URL NOT FOUND | [10 empty] | CLEANSED | 41112412 Pressure gauge | GAUGE | PRESSURE | MEASURING RANGE |  | DIAL SIZE |  | PROCESS CONNECTION | 1/4 IN | CONNECTION LOCATION | BOTTOM | MOUNTING TYPE |  | ACCURACY |  | DISPLAY TYPE |  | TUBE MATERIAL |  | CONNECTION MATERIAL |  | CASE MATERIAL |  | FILLER MATERIAL | LIQUID | HAZARD CLASS |  | CERTIFICATION/STANDARD |  | ADDITIONAL FEATURES | [46 empty] | Production Completed
STP_009 - Lot4 | Data Enrichment | rym | OK | 2023-07-31 | 2023-08-10 |  | 1281057 | 1281057 | EA | GAUGE,PRES;1/4 IN,REAR |  |  | GAUGE,PRESSURE;PROCESS CONNECTION:1/4 IN,CONNECTION LOCATION:REAR,MNFR:01)BURWTEC,PTNO:01)0304-1473 | 01)BURWTEC,01)0304-1473,1/4 IN,REAR |  |  | BURWTEC | BURWTEC | 0304-1473 | [5 empty] | https://www.burwell.com.au/assets/volumes/downloads/2460DCDO_Breakdown-Sheet.pdf | [10 empty] | CLEANSED | 41112412 Pressure gauge | GAUGE | PRESSURE | MEASURING RANGE |  | DIAL SIZE |  | PROCESS CONNECTION | 1/4 IN | CONNECTION LOCATION | REAR | MOUNTING TYPE |  | ACCURACY |  | DISPLAY TYPE |  | TUBE MATERIAL |  | CONNECTION MATERIAL |  | CASE MATERIAL |  | FILLER MATERIAL |  | HAZARD CLASS |  | CERTIFICATION/STANDARD |  | ADDITIONAL FEATURES | [46 empty] | Production Completed
STP_009 - Lot4 | Data Enrichment | rym | OK | 2023-07-31 | 2023-08-10 |  | 1319950 | 1319950 | EA | GAUGE,PRES;10 BAR, 140 PSI,40 MM |  |  | GAUGE,PRESSURE;MEASURING RANGE:10 BAR, 140 PSI,DIAL SIZE:40 MM,PROCESS CONNECTION:1/4 IN-19 BSP,CONNECTION LOCATION:REAR ENTRY, ACCURACY:+/-3 PCT,MNFR:01)SMC CORPORATION (AUST) PTY LTD,PTNO:01)G40-K10-02 | 01)SMC CORPORATION (AUST) PTY,01)G40-K10-02,10 BAR, 140 PSI,40 MM,1/4 IN-19 BSP,REAR ENTRY,+/-3 PCT |  |  | SMC CORPORATION (AUST) PTY LTD | SMC CORPORATION (AUST) PTY LTD | G40-K10-02 | [5 empty] | https://www.smcpneumatics.com/G40-K10-02.html | [10 empty] | CLEANSED | 41112412 Pressure gauge | GAUGE | PRESSURE | MEASURING RANGE | 10 BAR(140 PSI) | DIAL SIZE | 40 MM | PROCESS CONNECTION | 1/4 IN-19 BSP | CONNECTION LOCATION | REAR ENTRY | MOUNTING TYPE |  | ACCURACY | +/-3 PCT | DISPLAY TYPE |  | TUBE MATERIAL |  | CONNECTION MATERIAL |  | CASE MATERIAL |  | FILLER MATERIAL |  | HAZARD CLASS |  | CERTIFICATION/STANDARD |  | ADDITIONAL FEATURES | [46 empty] | Production Completed
STP_009 - Lot4 | Data Enrichment | rym | OK | 2023-07-31 | 2023-08-10 |  | 1319844 | 1319844 | EA | GAUGE,PRES;10 BAR,4 IN,REAR ENTRY |  |  | GAUGE,PRESSURE;MEASURING RANGE:10 BAR,DIAL SIZE:4 IN,CONNECTION LOCATION:REAR ENTRY,MNFR:01)CAVA HYDRAULICS AND AUTO ELECTRICS,PTNO: | 01)CAVA HYDRAULICS & AUTO ELEC,01)SPG10000010,10 BAR,4 IN,REAR ENTRY |  |  | CAVA HYDRAULICS AND AUTO ELECTRICS | CAVA HYDRAULICS AND AUTO ELECTRICS | SPG-100-00010 | [5 empty] | https://html-assets.stauff.com/htmlcatalog/8/en/files/assets/common/downloads/page0016.pdf?uni=fbc68f8578e6988f7fc51a66fc3927f0 | [10 empty] | ENRICHED | 41112412 Pressure gauge | GAUGE | PRESSURE | MEASURING RANGE | 10 BAR | DIAL SIZE | 4 IN | PROCESS CONNECTION |  | CONNECTION LOCATION | REAR ENTRY | MOUNTING TYPE |  | ACCURACY | +/-1 PCT | DISPLAY TYPE |  | TUBE MATERIAL |  | CONNECTION MATERIAL |  | CASE MATERIAL | STAINLESS STEEL 1.4301 | FILLER MATERIAL | GLYCERINE | HAZARD CLASS |  | CERTIFICATION/STANDARD |  | ADDITIONAL FEATURES | [46 empty] | Production Completed
STP_009 - Lot4 | Data Enrichment | rym | OK | 2023-07-31 | 2023-08-10 |  | 1292005 | 1292005 | EA | GAUGE,PRES;100 BAR |  |  | GAUGE,PRESSURE;MEASURING RANGE:100 BAR,ADDITIONAL FEATURES EN:MEDIUM: WATER, REFERENCE NO: LM75,MNFR:01)BOART LONGYEAR PTY LTD, PTNO:01)94827,DRAWING NO:01)EO11756,VERS:01)ISSUE 5,ITM:01)2 | 01)BOART LONGYEAR PTY LTD,01)94827,01)EO11756,01)ISSUE 5,01)2,100 BAR,01)MEDIUM: WATER, REFERENCE NO |  |  | BOART LONGYEAR PTY LTD | BOART LONGYEAR PTY LTD | 94827 |  |  | LM75 |  |  | https://www.exportgenius.in/peru-importers-of-water-pressure |  | 2 |  |  |  |  | EO11756 | ISSUE 5 |  |  | CLEANSED | 41112412 Pressure gauge | GAUGE | PRESSURE | MEASURING RANGE | 100 BAR | DIAL SIZE |  | PROCESS CONNECTION |  | CONNECTION LOCATION |  | MOUNTING TYPE |  | ACCURACY |  | DISPLAY TYPE |  | TUBE MATERIAL |  | CONNECTION MATERIAL |  | CASE MATERIAL |  | FILLER MATERIAL |  | HAZARD CLASS |  | CERTIFICATION/STANDARD |  | ADDITIONAL FEATURES | MEDIUM:WATER | [45 empty] | Production Completed
STP_009 - Lot4 | Data Enrichment | rym | OK | 2023-07-31 | 2023-08-10 |  | 1363817 | 1363817 | EA | GAUGE,PRES;100 KPA,4 IN,3/8 IN-19BSP |  |  | GAUGE,PRESSURE;MEASURING RANGE:100 KPA,DIAL SIZE:4 IN,PROCESS CONNECTION:3/8 IN-19BSP,MNFR:01)BLKWOODS,PTNO:01)01009000 | 01)BLKWOODS,01)01009000,100 KPA,4 IN,3/8 IN-19BSP |  |  | BLACKWOODS | BLKWOODS | 01009000 | [5 empty] | https://www.blackwoods.com.au/valves-flow-control/gauges-pressure/gauges-direct-mount-bottom-entry-brass-case/gauge-dbb-brs-0-100kpa-non-oxy-100mm/p/01009000 | [10 empty] | ENRICHED | 41112412 Pressure gauge | GAUGE | PRESSURE | MEASURING RANGE | 0 TO 100 KPA | DIAL SIZE | 4 IN | PROCESS CONNECTION | 3/8 IN-19 BSP | CONNECTION LOCATION | BOTTOM | MOUNTING TYPE | DIRECT | ACCURACY | +/-1 PCT | DISPLAY TYPE |  | TUBE MATERIAL |  | CONNECTION MATERIAL |  | CASE MATERIAL | BRASS | FILLER MATERIAL |  | HAZARD CLASS |  | CERTIFICATION/STANDARD |  | ADDITIONAL FEATURES | [46 empty] | Production Completed
STP_009 - Lot4 | Data Enrichment | rym | OK | 2023-07-31 | 2023-08-10 |  | 1286515 | 1286515 | EA | GAUGE,PRES;100 PSI,2-1/2 IN,BRASS |  |  | GAUGE,PRESSURE;MEASURING RANGE:100 PSI,DIAL SIZE:2-1/2 IN,CASE MATERIAL:BRASS,ADDITIONAL FEATURES EN:DUST SUPPRESSION,MNFR:01) MARC TECHNOLOGIES PTY LTD,PTNO:01)117456 | 01)MARC TECHNOLOGIES PTY LTD,01)117456,100 PSI,2-1/2 IN,BRASS,01)DUST SUPPRESSION |  |  | MARC TECHNOLOGIES PTY LTD | MARC TECHNOLOGIES PTY LTD | 117456 | [5 empty] | https://www.centuryhvac.com/product/117456 | [10 empty] | CLEANSED | 41112412 Pressure gauge | GAUGE | PRESSURE | MEASURING RANGE | 100 PSI | DIAL SIZE | 2-1/2 IN | PROCESS CONNECTION |  | CONNECTION LOCATION |  | MOUNTING TYPE |  | ACCURACY |  | DISPLAY TYPE |  | TUBE MATERIAL |  | CONNECTION MATERIAL |  | CASE MATERIAL | BRASS | FILLER MATERIAL |  | HAZARD CLASS |  | CERTIFICATION/STANDARD |  | ADDITIONAL FEATURES | TYPE:DUST SUPPRESSION | [45 empty] | Production Completed
STP_009 - Lot4 | Data Enrichment | rym | OK | 2023-07-31 | 2023-08-10 |  | 1286559 | 1286559 | EA | GAUGE,PRES;-100 TO 2400 KPA,100 MM |  |  | GAUGE,PRESSURE;MEASURING RANGE:-100 TO 2400 KPA,DIAL SIZE:100 MM,CONNECTION LOCATION:REAR LOWER,CASE MATERIAL:STAINLESS STEEL, ADDITIONAL FEATURES EN:BOURDON TUBE, ENCLOSURE IP65, TEMPERATURE RATIN,G C, SERIES NO: 233.50,MNFR:01)REFPRO PTY LTD,PTNO:01) 68171119 | 01)REFPRO PTY LTD,01)68171119,-100 TO 2400 KPA,100 MM,REAR LOWER,STAINLESS STEEL,01)BOURDON TUBE, ENCLOSURE IP6,02)G C, SERIES NO: 233.50 |  |  | REFPRO PTY LTD | REFPRO PTY LTD | 233.50 | WIKA |  | 68171119 |  |  | https://www.wika.com/media/Data-sheets/Pressure/Pressure-gauges/ds_pm0202_en_co.pdf | [10 empty] | ENRICHED | 41112412 Pressure gauge | GAUGE | PRESSURE | MEASURING RANGE | -100 TO 2400 KPA | DIAL SIZE | 100 MM | PROCESS CONNECTION |  | CONNECTION LOCATION | REAR LOWER | MOUNTING TYPE |  | ACCURACY | +/-1 PCT | DISPLAY TYPE |  | TUBE MATERIAL | STAINLESS STEEL 316L | CONNECTION MATERIAL | STAINLESS STEEL 316L | CASE MATERIAL | STAINLESS STEEL | FILLER MATERIAL | LIQUID | HAZARD CLASS |  | CERTIFICATION/STANDARD |  | ADDITIONAL FEATURES | TUBE TYPE:BOURDON,ENCLOSURE RATING:IP65,TEMPERATURE RATING C | [45 empty] | Production Completed
STP_009 - Lot4 | Data Enrichment | rym | OK | 2023-07-31 | 2023-08-10 |  | 1280938 | 1280938 | EA | GAUGE,PRES;1000 BAR,63 MM |  |  | GAUGE,PRESSURE;MEASURING RANGE:1000 BAR,DIAL SIZE:63 MM,MNFR:01)ISADRAUL,PTNO:01)PG-63 | 01)ISADRAUL,01)PG-63,1000 BAR,63 MM |  |  | ISADRAUL | ISADRAUL | PG-63 | [5 empty] | http://www.nesstech.co.in/pdf/pg/ness_model_pm.pdf | [10 empty] | ENRICHED | 41112412 Pressure gauge | GAUGE | PRESSURE | MEASURING RANGE | 1000 BAR | DIAL SIZE | 63 MM | PROCESS CONNECTION |  | CONNECTION LOCATION |  | MOUNTING TYPE |  | ACCURACY | +/-1. 6 PCT | DISPLAY TYPE |  | TUBE MATERIAL | AISI 316L STAINLESS STEEL | CONNECTION MATERIAL | AISI 316 STAINLESS STEEL | CASE MATERIAL | AISI 304 STAINLESS STEEL | FILLER MATERIAL | GLYCERINE | HAZARD CLASS |  | CERTIFICATION/STANDARD |  | ADDITIONAL FEATURES | [46 empty] | Production Completed
STP_009 - Lot4 | Data Enrichment | rym | OK | 2023-07-31 | 2023-08-10 |  | 1286243 | 1286243 | EA | GAUGE,PRES;10-120 PSI,DUAL CHUCK, TYRE |  |  | GAUGE,PRESSURE;MEASURING RANGE:10-120 PSI,ADDITIONAL FEATURES EN:DUAL CHUCK, TYRE,MNFR:01)J.BLACKWOOD AND SON LIMITED,PTNO:01) 00983 | 01)J.BLACKWOOD & SON LIMITED,01)00983619,10-120 PSI,01)DUAL CHUCK, TYRE |  |  | J.BLACKWOOD AND SON LIMITED | J.BLACKWOOD AND SON LIMITED | 00983 | [5 empty] | URL NOT FOUND | [10 empty] | CLEANSED | 41112412 Pressure gauge | GAUGE | PRESSURE | MEASURING RANGE | 10 TO 120 PSI | DIAL SIZE |  | PROCESS CONNECTION |  | CONNECTION LOCATION |  | MOUNTING TYPE |  | ACCURACY |  | DISPLAY TYPE |  | TUBE MATERIAL |  | CONNECTION MATERIAL |  | CASE MATERIAL |  | FILLER MATERIAL |  | HAZARD CLASS |  | CERTIFICATION/STANDARD |  | ADDITIONAL FEATURES | TYPE:DUAL CHUCK,TYRE | [45 empty] | Production Completed
STP_009 - Lot4 | Data Enrichment | rym | OK | 2023-07-31 | 2023-08-10 | Processed based on Websource, Conflict w.r.t Input | 1280602 | 1280602 | EA | GAUGE,PRES;10-150 PSI,1/4 IN-19 FBSP |  |  | GAUGE,PRESSURE;MEASURING RANGE:10-150 PSI,PROCESS CONNECTION:1/4 IN-19 FBSP,ADDITIONAL FEATURES EN:TYRE INFLATOR, 3 FUCTION,MNFR: 01)ATOM SUPPLY,PTNO:01)73665130 | 01)ATOM SUPPLY,01)73665130,10-150 PSI,1/4 IN-19 FBSP,01)TYRE INFLATOR, 3 FUCTION |  |  | ATOM SUPPLY | ATOM SUPPLY | 73665130 | [5 empty] | https://www.atom.com.au/suction-feed-spray-gun-stainless-steel-1l-2mm-nozzle-73665130 | [10 empty] | ENRICHED | 25172100 Vehicle safety and security systems and components | INFLATOR | TYRE | TYPE | HEAVY DUTY | DISPLAY |  | RESOLUTION |  | ACCURACY |  | MAX INPUT PRESSURE |  | MAX OVER PRESSURE |  | SETTING PRESSURE RANGE |  | POWER SUPPLY |  | POWER RATING |  | SIZE | 305 MM LG | CERTIFICATION/STANDARD |  | ADDITIONAL FEATURES | [50 empty] | Production Completed
STP_009 - Lot4 | Data Enrichment | rym | OK | 2023-07-31 | 2023-08-10 |  | 1288164 | 1288164 | EA | GAUGE,PRES;1-1/4 IN,KFK-200-063-002.5 |  |  | GAUGE,PRESSURE;DIAL SIZE:1-1/4 IN,ADDITIONAL FEATURES EN:KFK-200-063-002.5,MNFR:01)OUTOKUMP,PTNO:01)537397 | 01)OUTOKUMP,01)537397,1-1/4 IN,01)KFK-200-063-002.5 |  |  | OUTOKUMP | OUTOKUMP | 537397 |  |  | KFK-200-063-002.5 |  |  | URL NOT FOUND | [10 empty] | CLEANSED |  | GAUGE | PRESSURE | MEASURING RANGE |  | DIAL SIZE | 1-1/4 IN | PROCESS CONNECTION |  | CONNECTION LOCATION |  | MOUNTING TYPE |  | ACCURACY |  | DISPLAY TYPE |  | TUBE MATERIAL |  | CONNECTION MATERIAL |  | CASE MATERIAL |  | FILLER MATERIAL |  | HAZARD CLASS |  | CERTIFICATION/STANDARD |  | ADDITIONAL FEATURES | [46 empty] | Production Completed
STP_009 - Lot4 | Data Enrichment | rym | OK | 2023-07-31 | 2023-08-10 |  | 1299603 | 1299603 | EA | GAUGE,PRES;150 KPA,BOC,105206 |  |  | GAUGE,PRESSURE;MEASURING RANGE:150 KPA,ADDITIONAL FEATURES EN:REGULATOR PR AR 6000 (4,MNFR:01)BOC,PTNO:01)105206 | 01)BOC,01)105206,150 KPA,01)REGULATOR PR AR 6000 (4 |  |  | BOC | BOC | 105206 | [5 empty] | URL NOT FOUND | [10 empty] | CLEANSED | 41112412 Pressure gauge | GAUGE | PRESSURE | MEASURING RANGE | 150 KPA | DIAL SIZE |  | PROCESS CONNECTION |  | CONNECTION LOCATION |  | MOUNTING TYPE |  | ACCURACY |  | DISPLAY TYPE |  | TUBE MATERIAL |  | CONNECTION MATERIAL |  | CASE MATERIAL |  | FILLER MATERIAL |  | HAZARD CLASS |  | CERTIFICATION/STANDARD |  | ADDITIONAL FEATURES | FOR REGULATOR PR AR 6000,(4 | [45 empty] | Production Completed
STP_009 - Lot4 | Data Enrichment | rym | OK | 2023-07-31 | 2023-08-10 |  | 1229479 | 1229479 | EA | GAUGE,PRES;16 BAR,63 MM,1/8 IN-27 NPT |  |  | GAUGE,PRESSURE;MEASURING RANGE:16 BAR,DIAL SIZE:63 MM,PROCESS CONNECTION:1/8 IN-27 NPT,CONNECTION LOCATION:REAR ENTRY,MNFR:01) AESSEAL AUSTRALIA PTY LTD,PTNO:01)VFI/PRGARNBRN-1601 | 01)AESSEAL AUSTRALIA PTY LTD,01)VFI/PRGARNBRN-1601,16 BAR,63 MM,1/8 IN-27 NPT,REAR ENTRY |  |  | AESSEAL AUSTRALIA PTY LTD | AESSEAL AUSTRALIA PTY LTD | VFI/PRGARNBRN-1601 | [5 empty] | http://equipment.solutions4mfg.com/resource/flyers/PC-4503_Dwg.pdf | [10 empty] | ENRICHED | 41112412 Pressure gauge | GAUGE | PRESSURE | MEASURING RANGE | 16 BAR | DIAL SIZE | 63 MM | PROCESS CONNECTION | 1/8 IN-27 MNPT | CONNECTION LOCATION | REAR ENTRY | MOUNTING TYPE |  | ACCURACY |  | DISPLAY TYPE |  | TUBE MATERIAL |  | CONNECTION MATERIAL |  | CASE MATERIAL |  | FILLER MATERIAL |  | HAZARD CLASS |  | CERTIFICATION/STANDARD |  | ADDITIONAL FEATURES | [46 empty] | Production Completed
STP_009 - Lot4 | Data Enrichment | rym | OK | 2023-07-31 | 2023-08-10 |  | 1299877 | 1299877 | EA | GAUGE,PRES;250 BAR,63 MM |  |  | GAUGE,PRESSURE;MEASURING RANGE:250 BAR,DIAL SIZE:63 MM,ADDITIONAL FEATURES EN:CONTROL, REFERENCE NO: LM75,MNFR:01)BOART LONGYEAR PTY LTD,PTNO:01)84787,DRAWING NO:01)EO11756,VERS:01)ISSUE 5,ITM:01)5 | 01)BOART LONGYEAR PTY LTD,01)84787,01)EO11756,01)ISSUE 5,01)5,250 BAR,63 MM,01)CONTROL, REFERENCE NO: LM75 |  |  | BOART LONGYEAR PTY LTD | BOART LONGYEAR PTY LTD | 84787 |  |  | LM75 |  |  | URL NOT FOUND |  | 5 |  |  |  |  | EO11756 | ISSUE 5 |  |  | CLEANSED | 41112412 Pressure gauge | GAUGE | PRESSURE | MEASURING RANGE | 250 BAR | DIAL SIZE | 63 MM | PROCESS CONNECTION |  | CONNECTION LOCATION |  | MOUNTING TYPE |  | ACCURACY |  | DISPLAY TYPE |  | TUBE MATERIAL |  | CONNECTION MATERIAL |  | CASE MATERIAL |  | FILLER MATERIAL |  | HAZARD CLASS |  | CERTIFICATION/STANDARD |  | ADDITIONAL FEATURES | TYPE:CONTROL | [45 empty] | Production Completed
STP_009 - Lot4 | Data Enrichment | rym | OK | 2023-07-31 | 2023-08-10 | PARTIALLY MATCH | 1292353 | 1292353 | EA | GAUGE,PRES;250 BAR,PANEL |  |  | GAUGE,PRESSURE;MEASURING RANGE:250 BAR,MOUNTING TYPE:PANEL,MNFR:01)EMS SALES PTY LTD,PTNO:01)JSA-SPG063-250-1-RBU | 01)EMS SALES PTY LTD,01)JSA-SPG063-250-1-RBU,250 BAR,PANEL |  |  | EMS SALES PTY LTD | EMS SALES PTY LTD | JSA-SPG063-250-1-RBU | [5 empty] | https://html-assets.stauff.com/htmlcatalog/8/en/files/assets/common/downloads/page0016.pdf?uni=fbc68f8578e6988f7fc51a66fc3927f0 | [10 empty] | ENRICHED | 41112412 Pressure gauge | GAUGE | PRESSURE | MEASURING RANGE | 250 BAR | DIAL SIZE | 63 MM | PROCESS CONNECTION |  | CONNECTION LOCATION |  | MOUNTING TYPE | PANEL | ACCURACY | +/-1.6 PCT | DISPLAY TYPE |  | TUBE MATERIAL |  | CONNECTION MATERIAL |  | CASE MATERIAL | STAINLESS STEEL 1.4301 | FILLER MATERIAL | GLYCERINE | HAZARD CLASS |  | CERTIFICATION/STANDARD |  | ADDITIONAL FEATURES | [46 empty] | Production Completed
STP_009 - Lot4 | Data Enrichment | rym | OK | 2023-07-31 | 2023-08-10 |  | 1286516 | 1286516 | EA | GAUGE,PRES;30 PSI,2-1/2 IN,BRASS |  |  | GAUGE,PRESSURE;MEASURING RANGE:30 PSI,DIAL SIZE:2-1/2 IN,CASE MATERIAL:BRASS,ADDITIONAL FEATURES EN:DUST SUPPRESSION,MNFR:01)MARC TECHNOLOGIES PTY LTD,PTNO:01)117447 | 01)MARC TECHNOLOGIES PTY LTD,01)117447,30 PSI,2-1/2 IN,BRASS,01)DUST SUPPRESSION |  |  | MARC TECHNOLOGIES PTY LTD | MARC TECHNOLOGIES PTY LTD | 117447 | [5 empty] | URL NOT FOUND | [10 empty] | CLEANSED | 41112412 Pressure gauge | GAUGE | PRESSURE | MEASURING RANGE | 30 PSI | DIAL SIZE | 2-1/2 IN | PROCESS CONNECTION |  | CONNECTION LOCATION |  | MOUNTING TYPE |  | ACCURACY |  | DISPLAY TYPE |  | TUBE MATERIAL |  | CONNECTION MATERIAL |  | CASE MATERIAL | BRASS | FILLER MATERIAL |  | HAZARD CLASS |  | CERTIFICATION/STANDARD |  | ADDITIONAL FEATURES | TYPE:DUST SUPPRESSION | [45 empty] | Production Completed
STP_009 - Lot4 | Data Enrichment | rym | OK | 2023-07-31 | 2023-08-10 |  | 1348898 | 1348898 | EA | GAUGE,PRES;40 MM,PANEL |  |  | GAUGE,PRESSURE;PROCESS CONNECTION:40 MM,MOUNTING TYPE:PANEL,MNFR:01)BOSCH REXROTH PTY LTD,PTNO:01)PGPM400-100 | 01)BOSCH REXROTH PTY LTD,01)PGPM400-100,40 MM,PANEL |  |  | BOSCH REXROTH PTY LTD | BOSCH REXROTH PTY LTD | PGPM400-100 | [5 empty] | URL NOT FOUND | [10 empty] | CLEANSED | 41112412 Pressure gauge | GAUGE | PRESSURE | MEASURING RANGE | 0 TO 400 KPA | DIAL SIZE | 100 MM | PROCESS CONNECTION | 40 MM | CONNECTION LOCATION |  | MOUNTING TYPE | PANEL | ACCURACY |  | DISPLAY TYPE |  | TUBE MATERIAL |  | CONNECTION MATERIAL |  | CASE MATERIAL |  | FILLER MATERIAL |  | HAZARD CLASS |  | CERTIFICATION/STANDARD |  | ADDITIONAL FEATURES | [46 empty] | Production Completed
STP_009 - Lot4 | Data Enrichment | rym | OK | 2023-07-31 | 2023-08-10 |  | 1286425 | 1286425 | EA | GAUGE,PRES;400 BAR, 0-40000 KPA,100 MM |  |  | GAUGE,PRESSURE;MEASURING RANGE:400 BAR, 0-40000 KPA,DIAL SIZE:100 MM,PROCESS CONNECTION:3/8 IN-19 BSPP,CONNECTION LOCATION:REAR ENTRY,MOUNTING TYPE:SURFACE,CASE MATERIAL:STAINLESS STEEL 316,MNFR:01)BOART LONGYEAR PTY LTD,PTNO:01)94825 | 01)BOART LONGYEAR PTY LTD,01)94825,400 BAR, 0-40000 KPA,100 MM,3/8 IN-19 BSPP,REAR ENTRY,SURFACE,STAINLESS STEEL 316 |  |  | BOART LONGYEAR PTY LTD | BOART LONGYEAR PTY LTD | 94825 | [5 empty] | URL NOT FOUND | [10 empty] | CLEANSED | 41112412 Pressure gauge | GAUGE | PRESSURE | MEASURING RANGE | 400 BAR(0 TO 40000 KPA) | DIAL SIZE | 100 MM | PROCESS CONNECTION | 3/8 IN-19 BSPP | CONNECTION LOCATION | REAR ENTRY | MOUNTING TYPE | SURFACE | ACCURACY |  | DISPLAY TYPE |  | TUBE MATERIAL |  | CONNECTION MATERIAL |  | CASE MATERIAL | STAINLESS STEEL 316 | FILLER MATERIAL |  | HAZARD CLASS |  | CERTIFICATION/STANDARD |  | ADDITIONAL FEATURES | [46 empty] | Production Completed
STP_009 - Lot4 | Data Enrichment | rym | OK | 2023-07-31 | 2023-08-10 |  | 1316858 | 1316858 | EA | GAUGE,PRES;400 BAR,63 MM |  |  | GAUGE,PRESSURE;MEASURING RANGE:400 BAR,DIAL SIZE:63 MM,ADDITIONAL FEATURES EN:CONTROL, REFERENCE NO: LM75,MNFR:01)BOART LONGYEAR PTY LTD,PTNO:01)84788,DRAWING NO:01)EO11756,VERS:01)ISSUE 5,ITM:01)4 | 01)BOART LONGYEAR PTY LTD,01)84788,01)EO11756,01)ISSUE 5,01)4,400 BAR,63 MM,01)CONTROL, REFERENCE NO: LM75 |  |  | BOART LONGYEAR PTY LTD | BOART LONGYEAR PTY LTD | 84788 |  |  | LM75 |  |  | URL NOT FOUND |  | 4 |  |  |  |  | EO11756 | ISSUE 5 |  |  | CLEANSED | 41112412 Pressure gauge | GAUGE | PRESSURE | MEASURING RANGE | 400 BAR | DIAL SIZE | 63 MM | PROCESS CONNECTION |  | CONNECTION LOCATION |  | MOUNTING TYPE |  | ACCURACY |  | DISPLAY TYPE |  | TUBE MATERIAL |  | CONNECTION MATERIAL |  | CASE MATERIAL |  | FILLER MATERIAL |  | HAZARD CLASS |  | CERTIFICATION/STANDARD |  | ADDITIONAL FEATURES | TYPE:CONTROL | [45 empty] | Production Completed
STP_009 - Lot4 | Data Enrichment | rym | OK | 2023-07-31 | 2023-08-10 |  | 1300100 | 1300100 | EA | GAUGE,PRES;400 BAR,63 MM,1/4 IN-19 BSPT |  |  | GAUGE,PRESSURE;MEASURING RANGE:400 BAR,DIAL SIZE:63 MM,PROCESS CONNECTION:1/4 IN-19 BSPT,CONNECTION LOCATION:BOTTOM,ACCURACY:+/-1. 6 PCT,DISPLAY TYPE:DUAL SCALE BAR/PSI,CASE MATERIAL:STAINLESS STEEL 1.4301,FILLER MATERIAL:GLYCERINE,ADDITIONAL FEATURES EN: MEDIUM: GREASE,MNFR:01)BERENDSEN FLUID POWER,PTNO:01)0-400BAR,MNFR:02)BERENDSEN FLUID POWER,PTNO:02)V15964 | 01)BERENDSEN FLUID POWER,02)BERENDSEN FLUID POWER,01)0-400BAR,02)V15964,400 BAR,63 MM,1/4 IN-19 BSPT,BOTTOM,+/-1.6 PCT,DUAL SCALE BAR/PSI,STAINLESS STEEL 1.4301,GLYCERINE,01)MEDIUM: GREASE |  |  | BERENDSEN FLUID POWER | BERENDSEN FLUID POWER | V15964 | Tecalemit |  |  |  |  | https://www.tecalemit.com.au/centralised-lubrication/pressure-gauges | [10 empty] | ENRICHED | 41112412 Pressure gauge | GAUGE | PRESSURE | MEASURING RANGE | 0 TO 400 BAR | DIAL SIZE | 63 MM | PROCESS CONNECTION | 1/4 IN-19 BSPT | CONNECTION LOCATION | BOTTOM | MOUNTING TYPE |  | ACCURACY | +/-1.6 PCT | DISPLAY TYPE | DUAL | TUBE MATERIAL |  | CONNECTION MATERIAL |  | CASE MATERIAL | STAINLESS STEEL 1.4301 | FILLER MATERIAL | GLYCERINE | HAZARD CLASS |  | CERTIFICATION/STANDARD | EN 837-1 | ADDITIONAL FEATURES | MEASURING TYPE:BAR/PSI,MEDIUM:GREASE | [45 empty] | Production Completed
STP_009 - Lot4 | Data Enrichment | rym | OK | 2023-07-31 | 2023-08-10 |  | 1354525 | 1354525 | EA | GAUGE,PRES;400 BAR,63 MM,PANEL |  |  | GAUGE,PRESSURE;MEASURING RANGE:400 BAR,DIAL SIZE:63 MM,MOUNTING TYPE:PANEL,MNFR:01)CAVA HYDRAULICS AND AUTO ELECTRICS,PTNO:01)99204 | 01)CAVA HYDRAULICS & AUTO ELEC,01)99204,400 BAR,63 MM,PANEL |  |  | CAVA HYDRAULICS AND AUTO ELECTRICS | CAVA HYDRAULICS AND AUTO ELECTRICS | 99204 |  |  | PT7 |  |  | URL NOT FOUND | [10 empty] | CLEANSED | 41112412 Pressure gauge | GAUGE | PRESSURE | MEASURING RANGE | 400 BAR | DIAL SIZE | 63 MM | PROCESS CONNECTION |  | CONNECTION LOCATION |  | MOUNTING TYPE | PANEL | ACCURACY |  | DISPLAY TYPE |  | TUBE MATERIAL |  | CONNECTION MATERIAL |  | CASE MATERIAL |  | FILLER MATERIAL |  | HAZARD CLASS |  | CERTIFICATION/STANDARD |  | ADDITIONAL FEATURES | [46 empty] | Production Completed
STP_009 - Lot4 | Data Enrichment | rym | OK | 2023-07-31 | 2023-08-10 |  | 1280694 | 1280694 | EA | GAUGE,PRES;60 BAR,OIL, FOR ILZLM |  |  | GAUGE,PRESSURE;MEASURING RANGE:60 BAR,ADDITIONAL FEATURES EN:OIL, FOR ILZLM,MNFR:01)ENZED MOUNT ISA(RKM INVESTMENTS),PTNO:01)ENZ- GA-63-060B | 01)ENZED MOUNT ISA(RKM INVESTM,01)ENZ-GA-63-060B,60 BAR,01)OIL, FOR ILZLM |  |  | Enzed Mount Isa(RKM Investments) | ENZED MOUNT ISA(RKM INVESTMENTS) | ENZ-GA-63-060B | [5 empty] | URL NOT FOUND | [10 empty] | CLEANSED | 41112412 Pressure gauge | GAUGE | PRESSURE | MEASURING RANGE | 60 BAR | DIAL SIZE |  | PROCESS CONNECTION |  | CONNECTION LOCATION |  | MOUNTING TYPE |  | ACCURACY |  | DISPLAY TYPE |  | TUBE MATERIAL |  | CONNECTION MATERIAL |  | CASE MATERIAL |  | FILLER MATERIAL |  | HAZARD CLASS |  | CERTIFICATION/STANDARD |  | ADDITIONAL FEATURES | MEDIUM:OIL,FOR ILZLM | [45 empty] | Production Completed
STP_009 - Lot4 | Data Enrichment | rym | OK | 2023-07-31 | 2023-08-10 |  | 1280685 | 1280685 | EA | GAUGE,PRES;AIR |  |  | GAUGE,PRESSURE;ADDITIONAL FEATURES EN:AIR,MNFR:01)EIMCO,PTNO:01)66100 SC | 01)EIMCO,01)66100 SC,01)AIR |  |  | EIMCO | EIMCO | 66100 SC | [5 empty] | URL NOT FOUND | [10 empty] | CLEANSED | 41112412 Pressure gauge | GAUGE | PRESSURE | MEASURING RANGE |  | DIAL SIZE |  | PROCESS CONNECTION |  | CONNECTION LOCATION |  | MOUNTING TYPE |  | ACCURACY |  | DISPLAY TYPE |  | TUBE MATERIAL |  | CONNECTION MATERIAL |  | CASE MATERIAL |  | FILLER MATERIAL |  | HAZARD CLASS |  | CERTIFICATION/STANDARD |  | ADDITIONAL FEATURES | MEDIUM:AIR | [45 empty] | Production Completed
STP_009 - Lot4 | Data Enrichment | rym | OK | 2023-07-31 | 2023-08-10 |  | 1293082 | 1293082 | EA | GAUGE,PRES;BOOST, REFERENCE NO: PT7 |  |  | GAUGE,PRESSURE;ADDITIONAL FEATURES EN:BOOST, REFERENCE NO: PT7,MNFR:01)BOART LONGYEAR PTY LTD,PTNO:01)82938 | 01)BOART LONGYEAR PTY LTD,01)82938,01)BOOST, REFERENCE NO: PT7 |  |  | BOART LONGYEAR PTY LTD | BOART LONGYEAR PTY LTD | 82938 |  |  | PT6 |  |  | URL NOT FOUND | [10 empty] | CLEANSED | 41112412 Pressure gauge | GAUGE | PRESSURE | MEASURING RANGE |  | DIAL SIZE |  | PROCESS CONNECTION |  | CONNECTION LOCATION |  | MOUNTING TYPE |  | ACCURACY |  | DISPLAY TYPE |  | TUBE MATERIAL |  | CONNECTION MATERIAL |  | CASE MATERIAL |  | FILLER MATERIAL |  | HAZARD CLASS |  | CERTIFICATION/STANDARD |  | ADDITIONAL FEATURES | BOOST | [45 empty] | Production Completed
STP_009 - Lot4 | Data Enrichment | rym | OK | 2023-07-31 | 2023-08-10 |  | 1280959 | 1280959 | EA | GAUGE,PRES;BUSHRANGER 3 IN 1 TYRE PIE CA |  |  | GAUGE,PRESSURE;ADDITIONAL FEATURES EN:BUSHRANGER 3 IN 1 TYRE PIE CART - 21C ELECT - J,MNFR:01)TJM PRODUCTS PTY LTD,PTNO:01) KIN73X31 | 01)TJM PRODUCTS PTY LTD,01)KIN73X31,01)BUSHRANGER 3 IN 1 TYRE PIE |  |  | TJM PRODUCTS PTY LTD | TJM PRODUCTS PTY LTD | KIN73X31 | [5 empty] | URL NOT FOUND | [10 empty] | CLEANSED | 41112412 Pressure gauge | GAUGE | PRESSURE | MEASURING RANGE |  | DIAL SIZE |  | PROCESS CONNECTION |  | CONNECTION LOCATION |  | MOUNTING TYPE |  | ACCURACY |  | DISPLAY TYPE |  | TUBE MATERIAL |  | CONNECTION MATERIAL |  | CASE MATERIAL |  | FILLER MATERIAL |  | HAZARD CLASS |  | CERTIFICATION/STANDARD |  | ADDITIONAL FEATURES | TYPE:BUSHRANGER 3 IN 1 TYRE,PIE CART-21C ELECTRIC-J | [45 empty] | Production Completed
STP_009 - Lot4 | Data Enrichment | rym | OK | 2023-07-31 | 2023-08-10 |  | 1215037 | 1215037 | EA | GAUGE,PRES;C2H2,4000KPA | INDICADOR PRES; | MANOMETRE PRESS; | GAUGE,PRESSURE;ADDITIONAL FEATURES EN:ACETYLENE,4000KPA,MNFR:BOC LIMITED,PTNO:301627 | 01)BOC LIMITED,01)301627,01)ACETYLENE,4000KPA | 301627 | 1068135 | BOC LIMITED | BOC LIMITED | 301627 | CIGWELD |  |  |  |  | https://www.blackwoods.com.au/welding-gas/gas-equipment/regulators/gauge-acet-4-000-kpa-301627/p/03743855 | [10 empty] | CLEANSED | 41112412 Pressure gauge | GAUGE | PRESSURE | MEASURING RANGE | 4000 KPA | DIAL SIZE |  | PROCESS CONNECTION |  | CONNECTION LOCATION |  | MOUNTING TYPE |  | ACCURACY |  | DISPLAY TYPE |  | TUBE MATERIAL |  | CONNECTION MATERIAL |  | CASE MATERIAL |  | FILLER MATERIAL | ACETYLENE | HAZARD CLASS |  | CERTIFICATION/STANDARD |  | ADDITIONAL FEATURES | [46 empty] | Production Completed
STP_009 - Lot4 | Data Enrichment | rym | OK | 2023-07-31 | 2023-08-10 |  | 1293111 | 1293111 | EA | GAUGE,PRES;CP PILOT, REFERENCE NO: PT6 |  |  | GAUGE,PRESSURE;ADDITIONAL FEATURES EN:CP PILOT, REFERENCE NO: PT6,MNFR:01)BOART LONGYEAR PTY LTD,PTNO:01)82939 | 01)BOART LONGYEAR PTY LTD,01)82939,01)CP PILOT, REFERENCE NO: PT6 |  |  | BOART LONGYEAR PTY LTD | BOART LONGYEAR PTY LTD | 82939 | [5 empty] | URL NOT FOUND | [10 empty] | CLEANSED | 41112412 Pressure gauge | GAUGE | PRESSURE | MEASURING RANGE |  | DIAL SIZE |  | PROCESS CONNECTION |  | CONNECTION LOCATION |  | MOUNTING TYPE |  | ACCURACY |  | DISPLAY TYPE |  | TUBE MATERIAL |  | CONNECTION MATERIAL |  | CASE MATERIAL |  | FILLER MATERIAL |  | HAZARD CLASS |  | CERTIFICATION/STANDARD |  | ADDITIONAL FEATURES | CP PILOT | [45 empty] | Production Completed
STP_009 - Lot4 | Data Enrichment | rym | OK | 2023-07-31 | 2023-08-10 |  | 1280629 | 1280629 | EA | GAUGE,PRES;CPF FILTER |  |  | GAUGE,PRESSURE;ADDITIONAL FEATURES EN:CPF FILTER,MNFR:01)BURWELL TECHNOLOGIES,PTNO:01)6363 | 01)BURWELL TECHNOLOGIES,01)6363,01)CPF FILTER |  |  | BURWELL TECHNOLOGIES | BURWELL TECHNOLOGIES | 6363 | AUTO METER PRODUCTS |  |  |  |  | https://www.supershops.com/products/gauges/fuel_pressure/parts/AUT6363 | [10 empty] | ENRICHED | 41112412 Pressure gauge | GAUGE | PRESSURE | MEASURING RANGE | 100 PSI | DIAL SIZE | 2-1/16 IN | PROCESS CONNECTION |  | CONNECTION LOCATION |  | MOUNTING TYPE |  | ACCURACY |  | DISPLAY TYPE | DIGITAL | TUBE MATERIAL |  | CONNECTION MATERIAL |  | CASE MATERIAL |  | FILLER MATERIAL |  | HAZARD CLASS |  | CERTIFICATION/STANDARD |  | ADDITIONAL FEATURES | FOR CPF FILTER | [45 empty] | Production Completed
STP_009 - Lot4 | Data Enrichment | rym | OK | 2023-07-31 | 2023-08-10 |  | 1350306 | 1350306 | EA | GAUGE,PRES;FIRE SERVICES |  |  | GAUGE,PRESSURE;ADDITIONAL FEATURES EN:FIRE SERVICES,MNFR:01)CHUBB FIRE AND SECURITY,PTNO:01)069-07159 | 01)CHUBB FIRE & SECURITY,01)069-07159,01)FIRE SERVICES |  |  | CHUBB FIRE AND SECURITY | CHUBB FIRE AND SECURITY | 069-07159 | [5 empty] | URL NOT FOUND | [10 empty] | CLEANSED | 41112412 Pressure gauge | GAUGE | PRESSURE | MEASURING RANGE |  | DIAL SIZE |  | PROCESS CONNECTION |  | CONNECTION LOCATION |  | MOUNTING TYPE |  | ACCURACY |  | DISPLAY TYPE |  | TUBE MATERIAL |  | CONNECTION MATERIAL |  | CASE MATERIAL |  | FILLER MATERIAL |  | HAZARD CLASS |  | CERTIFICATION/STANDARD |  | ADDITIONAL FEATURES | FOR FIRE SERVICES | [45 empty] | Production Completed
STP_009 - Lot4 | Data Enrichment | rym | OK | 2023-07-31 | 2023-08-10 | SERIES MATCH | 1352272 | 1352272 | EA | GAUGE,PRES;GREEN 1200-2000, RED 0-1200 K |  |  | GAUGE,PRESSURE;MEASURING RANGE:GREEN 1200-2000, RED 0-1200 KPA,DIAL SIZE:52 MM,ADDITIONAL FEATURES EN:TRANSMISSION CLUTCH,MNFR:01) D | 01)DIESEL PARTS & SERVICE PTY,01)20BPG-2000KPA |  |  | D | DIESEL PARTS & SERVICE PTY | 20BPG-2000KPA | [5 empty] | https://www.enovationcontrols.com/uploaded/documents/pdfs/96012.pdf | [10 empty] | CLEANSED | 41112412 Pressure gauge | GAUGE | PRESSURE | MEASURING RANGE | 1200 TO 2000 KPA(GREEN),0 TO 1200 KPA(RED) | DIAL SIZE | 52 MM | PROCESS CONNECTION |  | CONNECTION LOCATION |  | MOUNTING TYPE |  | ACCURACY |  | DISPLAY TYPE |  | TUBE MATERIAL |  | CONNECTION MATERIAL |  | CASE MATERIAL |  | FILLER MATERIAL |  | HAZARD CLASS |  | CERTIFICATION/STANDARD |  | ADDITIONAL FEATURES | TRANSMISSION CLUTCH | [45 empty] | Production Completed
STP_009 - Lot4 | Data Enrichment | rym | OK | 2023-07-31 | 2023-08-10 |  | 1288315 | 1288315 | EA | GAUGE,PRES;GRS |  |  | GAUGE,PRESSURE;ADDITIONAL FEATURES EN:GREASE,MNFR:01)JAQUES,PTNO:01)74319-IT12 | 01)JAQUES,01)74319-IT12,01)GREASE |  |  | JAQUES | JAQUES | 74319-IT12 | [5 empty] | URL NOT FOUND | [10 empty] | CLEANSED | 41112412 Pressure gauge | GAUGE | PRESSURE | MEASURING RANGE |  | DIAL SIZE |  | PROCESS CONNECTION |  | CONNECTION LOCATION |  | MOUNTING TYPE |  | ACCURACY |  | DISPLAY TYPE |  | TUBE MATERIAL |  | CONNECTION MATERIAL |  | CASE MATERIAL |  | FILLER MATERIAL |  | HAZARD CLASS |  | CERTIFICATION/STANDARD |  | ADDITIONAL FEATURES | MEDIUM:GREASE | [45 empty] | Production Completed
STP_009 - Lot4 | Data Enrichment | rym | OK | 2023-07-31 | 2023-08-10 |  | 1299570 | 1299570 | EA | GAUGE,PRES;HEADWORK,TOTEDEN,100022682 |  |  | GAUGE,PRESSURE;ADDITIONAL FEATURES EN:HEADWORK,MNFR:01)TOTEDEN,PTNO:01)100022682 | 01)TOTEDEN,01)100022682,01)HEADWORK |  |  | TOTEDEN | TOTEDEN | 100022682 | [5 empty] | URL NOT FOUND | [10 empty] | CLEANSED | 41112412 Pressure gauge | GAUGE | PRESSURE | MEASURING RANGE |  | DIAL SIZE |  | PROCESS CONNECTION |  | CONNECTION LOCATION |  | MOUNTING TYPE |  | ACCURACY |  | DISPLAY TYPE |  | TUBE MATERIAL |  | CONNECTION MATERIAL |  | CASE MATERIAL |  | FILLER MATERIAL |  | HAZARD CLASS |  | CERTIFICATION/STANDARD |  | ADDITIONAL FEATURES | HEADWORK | [45 empty] | Production Completed
STP_009 - Lot4 | Data Enrichment | rym | OK | 2023-07-31 | 2023-08-10 |  | 1348211 | 1348211 | EA | GAUGE,PRES;HYDRAULIC SYSTEM |  |  | GAUGE,PRESSURE;ADDITIONAL FEATURES EN:HYDRAULIC SYSTEM,MNFR:01)ANDRITZ FILTER VALVES AND INSTRUMENTS,PTNO:01)ILZ65FL200,MNFR:02) AND | 01)ANDRITZ FILTER VALVES & INS,02)ANDRITZ FILTER VALVES & INS,01)ILZ65FL200,02)ILZ65FL100,01)HYDRAULIC SYSTEM |  |  | AND | ANDRITZ FILTER VALVES AND INSTRUMENTS | ILZ65FL200 |  |  | ILZ65FL100 |  |  | URL NOT FOUND | [10 empty] | CLEANSED | 41112412 Pressure gauge | GAUGE | PRESSURE | MEASURING RANGE |  | DIAL SIZE |  | PROCESS CONNECTION |  | CONNECTION LOCATION |  | MOUNTING TYPE |  | ACCURACY |  | DISPLAY TYPE |  | TUBE MATERIAL |  | CONNECTION MATERIAL |  | CASE MATERIAL |  | FILLER MATERIAL |  | HAZARD CLASS |  | CERTIFICATION/STANDARD |  | ADDITIONAL FEATURES | FOR HYDRAULIC SYSTEM | [45 empty] | Production Completed
STP_009 - Lot4 | Data Enrichment | rym | OK | 2023-07-31 | 2023-08-10 |  | 1352564 | 1352564 | EA | GAUGE,PRES;INFLATOR TYRE 3 FUNCTION |  |  | GAUGE,PRESSURE;ADDITIONAL FEATURES EN:INFLATOR TYRE 3 FUNCTION,MNFR:01)ATOMSUP,PTNO:01)BPH32FG | 01)ATOMSUP,01)BPH32FG,01)INFLATOR TYRE 3 FUNCTION |  |  | ATOM SUPPLY | ATOMSUP | BPH32FG | [5 empty] | URL NOT FOUND | [10 empty] | CLEANSED | 41112412 Pressure gauge | GAUGE | PRESSURE | MEASURING RANGE |  | DIAL SIZE |  | PROCESS CONNECTION |  | CONNECTION LOCATION |  | MOUNTING TYPE |  | ACCURACY |  | DISPLAY TYPE |  | TUBE MATERIAL |  | CONNECTION MATERIAL |  | CASE MATERIAL |  | FILLER MATERIAL |  | HAZARD CLASS |  | CERTIFICATION/STANDARD |  | ADDITIONAL FEATURES | TYPE:TYRE INFLATOR,3 FUNCTION | [45 empty] | Production Completed
STP_009 - Lot4 | Data Enrichment | rym | OK | 2023-07-31 | 2023-08-10 |  | 1350840 | 1350840 | EA | GAUGE,PRES;LIQUID FILLED |  |  | GAUGE,PRESSURE;DISPLAY TYPE:LIQUID FILLED,ADDITIONAL FEATURES EN:BELT CLEANER PNEUMATICS, CONVEYOR BELT CLEANERS,MNFR:01)ESS,PTNO: 01)02550000S,MNFR:02)ESS,PTNO:02)09002020 | 01)ESS,02)ESS,01)02550000S,02)09002020,LIQUID FILLED,01)BELT CLEANER PNEUMATICS, CO |  |  | ESS | ESS | 02550000S |  | ESS | 09002020 |  |  | URL NOT FOUND | [10 empty] | CLEANSED | 41112412 Pressure gauge | GAUGE | PRESSURE | MEASURING RANGE |  | DIAL SIZE |  | PROCESS CONNECTION |  | CONNECTION LOCATION |  | MOUNTING TYPE |  | ACCURACY |  | DISPLAY TYPE |  | TUBE MATERIAL |  | CONNECTION MATERIAL |  | CASE MATERIAL |  | FILLER MATERIAL | LIQUID | HAZARD CLASS |  | CERTIFICATION/STANDARD |  | ADDITIONAL FEATURES | FOR BELT CLEANER PNEUMATICS,CONVEYOR BELT CLEANERS | [45 empty] | Production Completed
STP_009 - Lot4 | Data Enrichment | rym | OK | 2023-07-31 | 2023-08-10 |  | 1232486 | 1232486 | EA | GAUGE,PRES;MEDIUM: OIL |  |  | GAUGE,PRESSURE;ADDITIONAL FEATURES EN:MEDIUM: OIL,MNFR:01)SANDVIK MINING AND CONSTRUCTION,PTNO:01)SD620255 | 01)SANDVIK MINING & CONSTRUCTI,01)SD620255,01)MEDIUM: OIL |  |  | SANDVIK MINING AND CONSTRUCTION | SANDVIK MINING AND CONSTRUCTION | SD620255 | [5 empty] | URL NOT FOUND | [10 empty] | CLEANSED | 41112412 Pressure gauge | GAUGE | PRESSURE | MEASURING RANGE |  | DIAL SIZE |  | PROCESS CONNECTION |  | CONNECTION LOCATION |  | MOUNTING TYPE |  | ACCURACY |  | DISPLAY TYPE |  | TUBE MATERIAL |  | CONNECTION MATERIAL |  | CASE MATERIAL |  | FILLER MATERIAL |  | HAZARD CLASS |  | CERTIFICATION/STANDARD |  | ADDITIONAL FEATURES | MEDIUM: OIL | [45 empty] | Production Completed
STP_009 - Lot4 | Data Enrichment | rym | OK | 2023-07-31 | 2023-08-10 |  | 1318984 | 1318984 | EA | GAUGE,PRES;MEDIUM: WATER |  |  | GAUGE,PRESSURE;ADDITIONAL FEATURES EN:MEDIUM: WATER,MNFR:01)MARC TECHNOLOGIES PTY LTD,PTNO:01)0036 | 01)MARC TECHNOLOGIES PTY LTD,01)0036,01)MEDIUM: WATER |  |  | MARC TECHNOLOGIES PTY LTD | MARC TECHNOLOGIES PTY LTD | 0036 | [5 empty] | URL NOT FOUND | [10 empty] | CLEANSED | 41112412 Pressure gauge | GAUGE | PRESSURE | MEASURING RANGE |  | DIAL SIZE |  | PROCESS CONNECTION |  | CONNECTION LOCATION |  | MOUNTING TYPE |  | ACCURACY |  | DISPLAY TYPE |  | TUBE MATERIAL |  | CONNECTION MATERIAL |  | CASE MATERIAL |  | FILLER MATERIAL |  | HAZARD CLASS |  | CERTIFICATION/STANDARD |  | ADDITIONAL FEATURES | MEDIUM:WATER | [45 empty] | Production Completed
STP_009 - Lot4 | Data Enrichment | rym | OK | 2023-07-31 | 2023-08-10 | PARTIALLY MATCH | 1291372 | 1291372 | EA | GAUGE,PRES;NAGANO,UCHIDA |  |  | GAUGE,PRESSURE;ADDITIONAL FEATURES EN:NAGANO,MNFR:01)UCHIDA,PTNO:01)GV51-223-150K/MPA | 01)UCHIDA,01)GV51-223-150K/MPA,01)NAGANO |  |  | UCHIDA | NAGANO | GV51-223-150K/MPA |  | UCHIDA |  |  |  | https://products.naganokeiki.co.jp/userfiles/files/products/GV__/E-GV___O_8P20190204f.pdf | [10 empty] | ENRICHED | 41112412 Pressure gauge | GAUGE | PRESSURE | MEASURING RANGE |  | DIAL SIZE |  | PROCESS CONNECTION | 1/4 IN BSPP | CONNECTION LOCATION |  | MOUNTING TYPE | STEM | ACCURACY |  | DISPLAY TYPE |  | TUBE MATERIAL | STAINLESS STEEL 316 | CONNECTION MATERIAL | STAINLESS STEEL 316 | CASE MATERIAL |  | FILLER MATERIAL |  | HAZARD CLASS |  | CERTIFICATION/STANDARD |  | ADDITIONAL FEATURES | [46 empty] | Production Completed
STP_009 - Lot4 | Data Enrichment | rym | OK | 2023-07-31 | 2023-08-10 |  | 1215030 | 1215030 | EA | GAUGE,PRES;OXY,0-1600 KPA | INDICADOR PRES; | MANOMETRE PRESS; | GAUGE,PRESSURE;ADDITIONAL FEATURES EN:OXYGEN,0-1600 KPA,MNFR:BOC LIMITED,PTNO:105629 | 01)BOC LIMITED,01)105629,01)OXYGEN,0-1600 KPA | 105629 | 1068135 | BOC LIMITED | BOC LIMITED | 105629 | [5 empty] | https://www.boc.com.au/shop/en/au/boc-oxygen-gauge-105629-p-112 | [10 empty] | CLEANSED | 41112412 Pressure gauge | GAUGE | PRESSURE | MEASURING RANGE | 0 TO 1600 KPA | DIAL SIZE |  | PROCESS CONNECTION |  | CONNECTION LOCATION |  | MOUNTING TYPE |  | ACCURACY |  | DISPLAY TYPE |  | TUBE MATERIAL |  | CONNECTION MATERIAL |  | CASE MATERIAL |  | FILLER MATERIAL |  | HAZARD CLASS |  | CERTIFICATION/STANDARD |  | ADDITIONAL FEATURES | TYPE:OXYGEN | [45 empty] | Production Completed
STP_009 - Lot4 | Data Enrichment | rym | OK | 2023-07-31 | 2023-08-10 |  | 1345028 | 1345028 | EA | GAUGE,PRES;PUSH TO TEST VALVE, KA7 |  |  | GAUGE,PRESSURE;ADDITIONAL FEATURES EN:PUSH TO TEST VALVE, KA7,MNFR:01)ISADRAUL,PTNO:01)NMT-0098-1028 | 01)ISADRAUL,01)NMT-0098-1028,01)PUSH TO TEST VALVE, KA7 |  |  | ISADRAUL | ISADRAUL | NMT-0098-1028 | [5 empty] | URL NOT FOUND |  |  | PUSH TO TEST VALVE |  | KA7 | [5 empty] | CLEANSED | 41112412 Pressure gauge | GAUGE | PRESSURE | MEASURING RANGE |  | DIAL SIZE |  | PROCESS CONNECTION |  | CONNECTION LOCATION |  | MOUNTING TYPE |  | ACCURACY |  | DISPLAY TYPE |  | TUBE MATERIAL |  | CONNECTION MATERIAL |  | CASE MATERIAL |  | FILLER MATERIAL |  | HAZARD CLASS |  | CERTIFICATION/STANDARD |  | ADDITIONAL FEATURES | [46 empty] | Production Completed
STP_009 - Lot4 | Data Enrichment | rym | OK | 2023-07-31 | 2023-08-10 |  | 1280746 | 1280746 | EA | GAUGE,PRES;QUOTE NO TV3351 |  |  | GAUGE,PRESSURE;ADDITIONAL FEATURES EN:QUOTE NO TV3351,MNFR:01)BURWELL TECHNOLOGIES,PTNO:01)2404-3423 | 01)BURWELL TECHNOLOGIES,01)2404-3423,01)QUOTE NO TV3351 |  |  | BURWELL TECHNOLOGIES | BURWELL TECHNOLOGIES | 2404-3423 | [5 empty] | URL NOT FOUND | [10 empty] | CLEANSED | 41112412 Pressure gauge | GAUGE | PRESSURE | MEASURING RANGE |  | DIAL SIZE |  | PROCESS CONNECTION |  | CONNECTION LOCATION |  | MOUNTING TYPE |  | ACCURACY |  | DISPLAY TYPE |  | TUBE MATERIAL |  | CONNECTION MATERIAL |  | CASE MATERIAL |  | FILLER MATERIAL |  | HAZARD CLASS |  | CERTIFICATION/STANDARD |  | ADDITIONAL FEATURES | QUOTE NO:TV3351 | [45 empty] | Production Completed
STP_009 - Lot4 | Data Enrichment | rym | OK | 2023-07-31 | 2023-08-10 |  | 1347355 | 1347355 | EA | GAUGE,PRES;ROTTN |  |  | GAUGE,PRESSURE;ADDITIONAL FEATURES EN:ROTATION,MNFR:01)TERRATEC AUSTRALIA PTY LTD,PTNO:01)22441-3-25 | 01)TERRATEC AUSTRALIA PTY LTD,01)22441-3-25,01)ROTATION |  |  | TERRATEC AUSTRALIA PTY LTD | TERRATEC AUSTRALIA PTY LTD | 22441-3-25 | [5 empty] | URL NOT FOUND | [10 empty] | CLEANSED | 41112412 Pressure gauge | GAUGE | PRESSURE | MEASURING RANGE |  | DIAL SIZE |  | PROCESS CONNECTION |  | CONNECTION LOCATION |  | MOUNTING TYPE |  | ACCURACY |  | DISPLAY TYPE |  | TUBE MATERIAL |  | CONNECTION MATERIAL |  | CASE MATERIAL |  | FILLER MATERIAL |  | HAZARD CLASS |  | CERTIFICATION/STANDARD |  | ADDITIONAL FEATURES | TYPE:ROTATION | [45 empty] | Production Completed
STP_009 - Lot4 | Data Enrichment | rym | OK | 2023-07-31 | 2023-08-10 |  | 1288496 | 1288496 | EA | GAUGE,PRES;SYS |  |  | GAUGE,PRESSURE;ADDITIONAL FEATURES EN:SYSTEM,MNFR:01)STAUFF,PTNO:01)72-400-16 | 01)STAUFF,01)72-400-16,01)SYSTEM |  |  | STAUFF | STAUFF | 72-400-16 | [5 empty] | URL NOT FOUND | [10 empty] | CLEANSED | 41112412 Pressure gauge | GAUGE | PRESSURE | MEASURING RANGE |  | DIAL SIZE |  | PROCESS CONNECTION |  | CONNECTION LOCATION |  | MOUNTING TYPE |  | ACCURACY |  | DISPLAY TYPE |  | TUBE MATERIAL |  | CONNECTION MATERIAL |  | CASE MATERIAL |  | FILLER MATERIAL |  | HAZARD CLASS |  | CERTIFICATION/STANDARD |  | ADDITIONAL FEATURES | SYSTEM | [45 empty] | Production Completed
STP_009 - Lot4 | Data Enrichment | rym | OK | 2023-07-31 | 2023-08-10 |  | 1291480 | 1291480 | EA | GAUGE,PRES;TEMPERATURE:HYDRAULIC PACK TH |  |  | GAUGE,PRESSURE;ADDITIONAL FEATURES EN:TEMPERATURE:HYDRAULIC PACK THERM,MNFR:01)WENMEC,PTNO:01)22847 | 01)WENMEC,01)22847,01)TEMPERATURE:HYDRAULIC PACK |  |  | WENMEC SYSTEMS INC | WENMEC | 22847 | [5 empty] | URL NOT FOUND | [10 empty] | CLEANSED | 41112412 Pressure gauge | GAUGE | PRESSURE | MEASURING RANGE |  | DIAL SIZE |  | PROCESS CONNECTION |  | CONNECTION LOCATION |  | MOUNTING TYPE |  | ACCURACY |  | DISPLAY TYPE |  | TUBE MATERIAL |  | CONNECTION MATERIAL |  | CASE MATERIAL |  | FILLER MATERIAL |  | HAZARD CLASS |  | CERTIFICATION/STANDARD |  | ADDITIONAL FEATURES | TEMPERATURE HYDRAULIC PACK THERM | [45 empty] | Production Completed
STP_009 - Lot4 | Data Enrichment | rym | OK | 2023-07-31 | 2023-08-10 |  | 1347356 | 1347356 | EA | GAUGE,PRES;THRST |  |  | GAUGE,PRESSURE;ADDITIONAL FEATURES EN:THRUST,MNFR:01)TERRATEC AUSTRALIA PTY LTD,PTNO:01)22441-3-26 | 01)TERRATEC AUSTRALIA PTY LTD,01)22441-3-26,01)THRUST |  |  | TERRATEC AUSTRALIA PTY LTD | TERRATEC AUSTRALIA PTY LTD | 22441-3-26 | [5 empty] | URL NOT FOUND | [10 empty] | CLEANSED | 41112412 Pressure gauge | GAUGE | PRESSURE | MEASURING RANGE |  | DIAL SIZE |  | PROCESS CONNECTION |  | CONNECTION LOCATION |  | MOUNTING TYPE |  | ACCURACY |  | DISPLAY TYPE |  | TUBE MATERIAL |  | CONNECTION MATERIAL |  | CASE MATERIAL |  | FILLER MATERIAL |  | HAZARD CLASS |  | CERTIFICATION/STANDARD |  | ADDITIONAL FEATURES | TYPE:THRUST | [45 empty] | Production Completed
STP_009 - Lot4 | Data Enrichment | rym | OK | 2023-07-31 | 2023-08-10 |  | 1235460 | 1235460 | EA | GAUGE,PRES;TYRE INFLATOR, WITH 12 IN LG |  |  | GAUGE,PRESSURE;ADDITIONAL FEATURES EN:TYRE INFLATOR, WITH 12 IN LG HOSE, CLIP ON CHUCK,MNFR:01)BRIDGEST,PTNO:01)EX-924 | 01)BRIDGEST,01)EX-924,01)TYRE INFLATOR, WITH 12 IN L |  |  | BRIDGEST | BRIDGEST | EX-924 | [5 empty] | https://www.premacanada.ca/inflating-gauge-5-foot-ex-924 | [10 empty] | ENRICHED | 41112412 Pressure gauge | GAUGE | PRESSURE | MEASURING RANGE | 10 TO 120 PSI | DIAL SIZE |  | PROCESS CONNECTION |  | CONNECTION LOCATION |  | MOUNTING TYPE |  | ACCURACY |  | DISPLAY TYPE |  | TUBE MATERIAL |  | CONNECTION MATERIAL |  | CASE MATERIAL |  | FILLER MATERIAL |  | HAZARD CLASS |  | CERTIFICATION/STANDARD |  | ADDITIONAL FEATURES | TYPE:TYRE INFLATOR,C/W 12 IN LG HOSE,CLIP ON CHUCK | [45 empty] | Production Completed
STP_009 - Lot4 | Data Enrichment | rym | OK | 2023-07-31 | 2023-08-10 |  | 1317334 | 1317334 | EA | GAUGE,VAC;FIELD PIECE |  |  | GAUGE,VACUUM;ADDITIONAL FEATURES EN:FIELD PIECE,MNFR:01)BOSS,PTNO:01)SVG3 | 01)FIELD PIECE,01)BOSS,01)SVG3 |  |  | BOSS | FIELDPIECE | SVG3 |  | BOSS |  |  |  | https://hvacnmore.com/shop/tools/test-measurement-tools/vacuum-gauges/fieldpiece-svg3-digital-micron-vacuum-gauge/ | [10 empty] | ENRICHED | 41112406 Vacuum gauges | GAUGE | VACUUM | MEASURING RANGE | 0 TO 9999 UM | DIAL SIZE |  | PROCESS CONNECTION | TEE | CONNECTION LOCATION |  | MOUNTING TYPE |  | ACCURACY | 1 UM | DISPLAY TYPE | DIGITAL | TUBE MATERIAL |  | CONNECTION MATERIAL |  | CASE MATERIAL |  | FILLER MATERIAL |  | HAZARD CLASS |  | CERTIFICATION/STANDARD |  | ADDITIONAL FEATURES | [46 empty] | Production Completed
STP_009 - Lot4 | Data Enrichment | rym | OK | 2023-07-31 | 2023-08-10 |  | 1291379 | 1291379 | EA | GAUGE,VAC;INDCTG, TBE ION/ACTIVE PIRANI |  |  | GAUGE,VACUUM;ADDITIONAL FEATURES EN:INDICATING, TBE ION/ACTIVE PIRANI,MNFR:01)TRACE ANALYTICAL SERVICES P/L,PTNO:01)1011017 | 01)INDICATING, TBE ION/ACTIVE,01)TRACE ANALYTICAL SERVICES P,01)1011017 |  |  | TRACE ANALYTICAL SERVICES P/L | TRACE ANALYTICAL SERVICES P/L | 1011017 | [5 empty] | URL NOT FOUND | [10 empty] | CLEANSED | 41112406 Vacuum gauges | GAUGE | VACUUM | MEASURING RANGE |  | DIAL SIZE |  | PROCESS CONNECTION |  | CONNECTION LOCATION |  | MOUNTING TYPE |  | ACCURACY |  | DISPLAY TYPE |  | TUBE MATERIAL |  | CONNECTION MATERIAL |  | CASE MATERIAL |  | FILLER MATERIAL |  | HAZARD CLASS |  | CERTIFICATION/STANDARD |  | ADDITIONAL FEATURES | TYPE:ACTIVE PIRANI,INDICATING,TBE ION | [45 empty] | Production Completed
STP_009 - Lot4 | Data Enrichment | rym | OK | 2023-07-31 | 2023-08-10 |  | 1286059 | 1286059 | EA | GAUGE,VAC;SAE,<2000 UM,LCD |  |  | GAUGE,VACUUM;PROCESS CONNECTION:SAE,ACCURACY:<2000 UM,DISPLAY TYPE:LCD,MNFR:01)HEATCRAFT T/A KIRBY HVACANDR P/L,PTNO:01)VG200W | SAE,<2000 UM,LCD,01)HEATCRAFT T/A KIRBY HVAC&R,01)VG200W |  |  | HEATCRAFT T/A KIRBY HVACANDR P/L | HEATCRAFT T/A KIRBY HVACANDR P/L | VG200W | CPS |  |  |  |  | https://www.cpsproducts.com/product-details/vg200w/ | https://www.itm.com/product/cps-vg200w-wireless-vacuum-gauge | [9 empty] | ENRICHED | 41112406 Vacuum gauges | GAUGE | VACUUM | MEASURING RANGE | 450 PSIG | DIAL SIZE |  | PROCESS CONNECTION | 1/4 IN FEMALE SAE | CONNECTION LOCATION |  | MOUNTING TYPE |  | ACCURACY |  | DISPLAY TYPE | LCD | TUBE MATERIAL |  | CONNECTION MATERIAL | STAINLESS STEEL | CASE MATERIAL |  | FILLER MATERIAL |  | HAZARD CLASS |  | CERTIFICATION/STANDARD |  | ADDITIONAL FEATURES | <2000 UM | [45 empty] | Production Completed
STP_009 - Lot4 | Data Enrichment | rym | OK | 2023-07-31 | 2023-08-10 | Processed based on Websource, Conflict w.r.t Input | 1279806 | 1279806 | EA | BLOCK,TERM;BAM3,60 A,600 VAC,14-4 AWG,3 |  |  | BLOCK,TERMINAL;TYPE:BAM3,CURRENT RATING:60 A,VOLTAGE RATING:600 VAC,WIRE SIZE:14-4 AWG,NUMBER OF CIRCUITS:3,MOUNTING TYPE:PANEL, WD 31.75 X LG 79.5 X HT 57.15 MM,ADDITIONAL FEATURES EN:END CLAMP, SCREW END STOP, 10MM SPACING, DARK G,MNFR:01)ENERGYQLD,PTNO:01) 30308 | EN_01)BAM3,60 A,600 VAC,14-4 AWG,PANEL,EN_01)WD 31.75 X LG 79.5 X HT,01)END CLAMP, SCREW END STOP,01)ENERGYQLD,01)30308 |  |  | ENERGYQLD | ENERGYQLD | BAM3 | ABB |  | 30308 |  |  | https://library.e.abb.com/public/c40fa50b54f38c88c12576b70047cbfd/1SNK160026S0201.pdf | [10 empty] | ENRICHED | 39121400 Electrical lugs plugs and connectors | STOP | NO MODIFIER | TYPE | SCREW END | SIZE | 10 MM | MATERIAL |  | HAZARD CLASS |  | CERTIFICATION/STANDARD |  | ADDITIONAL FEATURES | [62 empty] | Production Completed
STP_009 - Lot4 | Data Enrichment | rym | OK | 31-07-2023 | 10-08-2023 |  | 1320055 | 1320055 | EA | GAUGE,COMB;LEVEL/TEMPERATURE |  |  | GAUGE,COMBINATION;DISPLAY TYPE:LEVEL/TEMPERATURE,MNFR:01)RUSSELL MINERAL EQUIPMENT P/L,PTNO:01)RME MSA02MRM57,MNFR:02)HYDAC,PTNO: 02)MSA02-HYP00-1.7 | LEVEL/TEMPERATURE,01)RUSSELL MINERAL EQUIPMENT P,02)HYDAC,01)RME MSA02MRM57,02)MSA02-HYP00-1.7 |  |  | HYDAC | RUSSELL MINERAL EQUIPMENT P/L | MSA02-HYP00-1.7 |  | HYDAC | RME MSA02MRM57 |  |  | URL NOT FOUND | [10 empty] | CLEANSED | 41110000 Measuring and observing and testing instruments | GAUGE | COMBINATION | MEASURING RANGE 1 |  | MEASURING RANGE 2 |  | DIAL SIZE |  | PROCESS CONNECTION |  | CONNECTION LOCATION |  | MOUNTING TYPE |  | ACCURACY |  | DISPLAY TYPE | LEVEL/TEMPERATURE | TUBE MATERIAL |  | CONNECTION MATERIAL |  | CASE MATERIAL |  | FILLER MATERIAL |  | HAZARD CLASS |  | CERTIFICATION/STANDARD |  | ADDITIONAL FEATURES | [44 empty] | Production Completed
STP_009 - Lot4 | Data Enrichment | rym | OK | 31-07-2023 | 10-08-2023 |  | 1286009 | 1286009 | EA | GAUGE,DPTH;PROTRACTOR,0.5-1 MM |  |  | GAUGE,DEPTH;TYPE:PROTRACTOR,GRADUATION:0.5-1 MM,ADDITIONAL FEATURES EN:0-180 DEG, ALLOW 2-3 WEEKS DELIVERY,MNFR:01)MOORE AND WRIGHT, | PROTRACTOR,0.5-1 MM,01)0-180 DEG, ALLOW 2-3 WEEKS,01)MOORE & WRIGHT,02)J.BLACKWOOD & SON LIMITED,01)06276207,02)MW-44M |  |  | MOORE AND WRIGHT | MOORE AND WRIGHT, | MW-44M |  | J.BLACKWOOD & SON LIMITED | 06276207 |  |  | https://www.spearandjackson.com.au/products/MW-44M | https://www.toolmart.com.au/moore-wright-mw-44m.html | [9 empty] | ENRICHED | 41112401 Depth gauges | GAUGE | DEPTH | TYPE | PROTRACTOR | MEASURING RANGE |  | ACCURACY |  | GRADUATION | 0.5 TO 1 MM | RESOLUTION | 1/2 DEG | MATERIAL |  | BASE LENGTH | 79 MM | ROD SIZE |  | HAZARD CLASS |  | CERTIFICATION/STANDARD |  | ADDITIONAL FEATURES | ANGLE:0 TO 180 DEG,ALLOW 2-3 WEEKS DELIVERY | [51 empty] | Production Completed
STP_009 - Lot4 | Data Enrichment | rym | OK | 31-07-2023 | 10-08-2023 |  | 1285732 | 1285732 | EA | GAUGE,DIAL;0-10 MM,GLASS,0.01 34-214 |  |  | GAUGE,DIAL;MEASURING RANGE:0-10 MM,LENS MATERIAL:GLASS,ADDITIONAL FEATURES EN:0.01 34-214,MNFR:01)HARE AND FORBES,PTNO:01)Q214 | 0-10 MM,GLASS,01)0.01 34-214,01)HARE & FORBES,01)Q214 |  |  | HARE AND FORBES | HARE AND FORBES | Q214 |  |  | 34-214 |  |  | https://www.machineryhouse.com.au/q214 | [10 empty] | ENRICHED | 41111630 Dial indicator or dial gauge | GAUGE | DIAL | TYPE | INDICATOR,METRIC | MEASURING RANGE | 0 TO 10 MM | ACCURACY |  | GRADUATION | 0.01 MM | DIAL SIZE | 60 MM | CASE MATERIAL |  | LENS MATERIAL | GLASS | FILLER MATERIAL |  | PROCESS CONNECTION |  | CONNECTION LOCATION |  | MOUNTING TYPE |  | TEMPERATURE RATING |  | HAZARD CLASS |  | CERTIFICATION/STANDARD |  | ADDITIONAL FEATURES | [44 empty] | Production Completed
STP_009 - Lot4 | Data Enrichment | rym | OK | 31-07-2023 | 10-08-2023 |  | 1232579 | 1232579 | EA | GAUGE,DIAL;INDICATOR,0-10 MM,M W |  |  | GAUGE,DIAL;TYPE:INDICATOR,MEASURING RANGE:0-10 MM,ADDITIONAL FEATURES EN:MANDW,MNFR:01)J.BLACKWOOD AND SON LIMITED,PTNO:01)09852493 | INDICATOR,0-10 MM,01)M&W,01)J.BLACKWOOD & SON LIMITED,01)09852493 |  |  | J.BLACKWOOD AND SON LIMITED | J.BLACKWOOD AND SON LIMITED | 09852493 | [5 empty] | https://www.blackwoods.com.au/tools-hand-measuring-precision/measuring-tools/dial-indicator-analogue-moore-wright/dial-indicator-mandw-0-to-10mm/p/09852493 | [10 empty] | ENRICHED | 41111630 Dial indicator or dial gauge | GAUGE | DIAL | TYPE | INDICATOR | MEASURING RANGE | 0 TO 10 MM | ACCURACY |  | GRADUATION | 0.01 MM | DIAL SIZE |  | CASE MATERIAL |  | LENS MATERIAL |  | FILLER MATERIAL |  | PROCESS CONNECTION |  | CONNECTION LOCATION |  | MOUNTING TYPE | LUG | TEMPERATURE RATING |  | HAZARD CLASS |  | CERTIFICATION/STANDARD | DIN 878 | ADDITIONAL FEATURES | MANDW | [43 empty] | Production Completed
STP_009 - Lot4 | Data Enrichment | rym | OK | 31-07-2023 | 10-08-2023 |  | 1345119 | 1345119 | EA | GAUGE,DIF PRES;0-560 KPA D,2-1/2 IN |  |  | GAUGE,DIFFERENTIAL PRESSURE;MEASURING RANGE:0-560 KPA D,DIAL SIZE:2-1/2 IN,MNFR:01)CAVA HYDRAULICS AND AUTO ELECTRICS,PTNO:01)141- A | 0-560 KPA D,2-1/2 IN,01)CAVA HYDRAULICS & AUTO ELEC,01)141-AA-02-00 |  |  | CAVA HYDRAULICS AND AUTO ELECTRICS | CAVA HYDRAULICS AND AUTO ELECTRICS | 141-AA-02-00 | [5 empty] | URL NOT FOUND | [10 empty] | CLEANSED | 41112413 Differentialpressure gauge | GAUGE | DIFFERENTIAL PRESSURE | MEASURING RANGE | 0 TO 560 KPA | DIAL SIZE | 2-1/2 IN | PROCESS CONNECTION |  | CONNECTION LOCATION |  | MOUNTING TYPE |  | ACCURACY |  | DISPLAY TYPE |  | TUBE MATERIAL |  | CONNECTION MATERIAL |  | CASE MATERIAL |  | FILLER MATERIAL |  | HAZARD CLASS |  | CERTIFICATION/STANDARD |  | ADDITIONAL FEATURES | [46 empty] | Production Completed
STP_009 - Lot4 | Data Enrichment | rym | OK | 31-07-2023 | 10-08-2023 |  | 1284783 | 1284783 | EA | GAUGE,FELR;10,LEAF LG 300 MM |  |  | GAUGE,FEELER;NUMBER OF LEAVES:10,LEAF LENGTH:300 MM,LEAF WIDTH:1 MM,MNFR:01)TOOL 'N' TACKLE,PTNO:01)FG300/1.0PK | 300 MM,1 MM,01)TOOL 'N' TACKLE,01)FG300/1.0PK |  |  | TOOL 'N' TACKLE | TOOL 'N' TACKLE | FG300/1.0PK | [5 empty] | URL NOT FOUND | [10 empty] | CLEANSED | 41111617 Feeler gauges | GAUGE | FEELER | TYPE |  | MIN THICKNESS |  | MAX THICKNESS |  | INCREMENT |  | NUMBER OF LEAVES | 10 | MATERIAL |  | LEAF LENGTH | 300 MM | LEAF WIDTH | 1 MM | HAZARD CLASS |  | CERTIFICATION/STANDARD |  | ADDITIONAL FEATURES | [52 empty] | Production Completed
STP_009 - Lot4 | Data Enrichment | rym | OK | 31-07-2023 | 10-08-2023 |  | 1284762 | 1284762 | EA | GAUGE,FELR;METRC,MIN THK 0.04 MM,25 |  |  | GAUGE,FEELER;TYPE:METRIC,MIN THICKNESS:0.04 MM,MAX THICKNESS:1 MM,INCREMENT:0.01, 0.05 MM,NUMBER OF LEAVES:25,MATERIAL:STAINLESS STEEL,LEAF LENGTH:85 MM,LEAF WIDTH:13 MM,ADDITIONAL FEATURES EN:REFERENCE NO: 77335-25,MNFR:01)ATOM SUPPLY,PTNO:01)92060046 | EN_01)METRIC,0.04 MM,1 MM,0.01, 0.05 MM,STAINLESS STEEL,85 MM,13 MM,01)REFERENCE NO: 77335-25,01)ATOM SUPPLY,01)92060046 |  |  | ATOM SUPPLY | ATOM SUPPLY | 92060046 | [5 empty] | https://www.atom.com.au/gauge-feeler-13-blade-0-03mm-0-50mm-tapered-starrett-92060046 | [10 empty] | CLEANSED | 41111617 Feeler gauges | GAUGE | FEELER | TYPE | METRIC | MIN THICKNESS | 0.04 MM | MAX THICKNESS | 1 MM | INCREMENT | 0.01,0.05 MM | NUMBER OF LEAVES | 25 | MATERIAL | STAINLESS STEEL | LEAF LENGTH | 85 MM | LEAF WIDTH | 13 MM | HAZARD CLASS |  | CERTIFICATION/STANDARD |  | ADDITIONAL FEATURES | REFERENCE NO: 77335-25 | [51 empty] | Production Completed
STP_009 - Lot4 | Data Enrichment | rym | OK | 31-07-2023 | 10-08-2023 |  | 1285108 | 1285108 | EA | GAUGE,FELR;METRC,MIN THK 0.04 MM,25 |  |  | GAUGE,FEELER;TYPE:METRIC,MIN THICKNESS:0.04 MM,MAX THICKNESS:1 MM,INCREMENT:0.01, 0.05 MM,NUMBER OF LEAVES:25,MATERIAL:STAINLESS STEEL,LEAF LENGTH:85 MM,LEAF WIDTH:13 MM,ADDITIONAL FEATURES EN:REFERENCE NO: 77335-25,MNFR:01)ATOMSUP,PTNO:01)92060046 | EN_01)METRIC,0.04 MM,1 MM,0.01, 0.05 MM,STAINLESS STEEL,85 MM,13 MM,01)REFERENCE NO: 77335-25,01)ATOMSUP,01)92060046 |  |  | ATOM SUPPLY | ATOM SUPPLY | 92060046 | [5 empty] | https://www.atom.com.au/gauge-feeler-13-blade-0-03mm-0-50mm-tapered-starrett-92060046 | [10 empty] | CLEANSED | 41111617 Feeler gauges | GAUGE | FEELER | TYPE | METRIC | MIN THICKNESS | 0.04 MM | MAX THICKNESS | 1 MM | INCREMENT | 0.01,0.05 MM | NUMBER OF LEAVES | 25 | MATERIAL | STAINLESS STEEL | LEAF LENGTH | 85 MM | LEAF WIDTH | 13 MM | HAZARD CLASS |  | CERTIFICATION/STANDARD |  | ADDITIONAL FEATURES | REFERENCE NO: 77335-25 | [51 empty] | Production Completed
STP_009 - Lot4 | Data Enrichment | rym | OK | 31-07-2023 | 10-08-2023 |  | 1284843 | 1284843 | EA | GAUGE,FELR;METRC,MIN THK 0.05 MM |  |  | GAUGE,FEELER;TYPE:METRIC,MIN THICKNESS:0.05 MM,MAX THICKNESS:1 MM,LEAF LENGTH:100 MM,LEAF WIDTH:10 MM,MNFR:01)ATOMSUP,PTNO:01) 92060045 | EN_01)METRIC,0.05 MM,1 MM,100 MM,10 MM,01)ATOMSUP,01)92060045 |  |  | ATOM SUPPLY | ATOM SUPPLY | 92060045 | [5 empty] | https://www.atom.com.au/gauge-feeler-9-blade-0-002-0-015-tapered-starrett-92060045 | [10 empty] | ENRICHED | 41111617 Feeler gauges | GAUGE | FEELER | TYPE | METRIC | MIN THICKNESS | 0.05 MM | MAX THICKNESS | 1 MM | INCREMENT |  | NUMBER OF LEAVES | 20 | MATERIAL | STAINLESS STEEL | LEAF LENGTH | 100 MM | LEAF WIDTH | 10 MM | HAZARD CLASS |  | CERTIFICATION/STANDARD |  | ADDITIONAL FEATURES | [52 empty] | Production Completed
STP_009 - Lot4 | Data Enrichment | rym | OK | 31-07-2023 | 10-08-2023 |  | 1293936 | 1293936 | EA | GAUGE,FELR;MIN THK 0.05 MM,MAX THK 1 MM |  |  | GAUGE,FEELER;MIN THICKNESS:0.05 MM,MAX THICKNESS:1 MM,NUMBER OF LEAVES:20,MATERIAL:STEEL,LEAF LENGTH:300 MM,LEAF WIDTH:12.7 MM, MNFR:01)BLKWOOD,PTNO:01)06284600 | 0.05 MM,1 MM,STEEL,300 MM,12.7 MM,01)BLKWOOD,01)06284600 |  |  | BLKWOOD | BLACKWOODS | 06284600 | [5 empty] | URL NOT FOUND | [10 empty] | CLEANSED | 41111617 Feeler gauges | GAUGE | FEELER | TYPE |  | MIN THICKNESS | 0.05 MM | MAX THICKNESS | 1 MM | INCREMENT |  | NUMBER OF LEAVES | 20 | MATERIAL | STEEL | LEAF LENGTH | 300 MM | LEAF WIDTH | 12.7 MM | HAZARD CLASS |  | CERTIFICATION/STANDARD |  | ADDITIONAL FEATURES | [52 empty] | Production Completed
STP_009 - Lot4 | Data Enrichment | rym | OK | 31-07-2023 | 10-08-2023 |  | 1387583 | 1387583 | EA | GAUGE,FELR;SKF,729865B |  |  |  |  | 729865B | 3000348 | SKF | SKF | 729865B | [5 empty] | https://www.skf.com/in/productinfo/productid-729865%20B | [10 empty] | ENRICHED | 41111617 Feeler gauges | GAUGE | FEELER | TYPE |  | MIN THICKNESS | 0.05 MM | MAX THICKNESS | 1 MM | INCREMENT |  | NUMBER OF LEAVES | 29 | MATERIAL | STEEL | LEAF LENGTH | 200 MM | LEAF WIDTH |  | HAZARD CLASS |  | CERTIFICATION/STANDARD |  | ADDITIONAL FEATURES | [52 empty] | Production Completed
STP_009 - Lot4 | Data Enrichment | rym | OK | 31-07-2023 | 10-08-2023 |  | 1385488 | 1385488 | EA | GAUGE;25 MM, NUMBE R17325716 |  |  | GAUGE;SIZE:25 MM,ADDITIONAL FEATURES EN:10,16 TPI , CLASS 4 SELFDRILLING SCREW WITH SEA, NUMBE R17325716,MNFR:01)KONNECT,PTNO:01) 10-16X25CL4SDSNCC | 25 MM,01)10,16 TPI , CLASS 4 SELFDRI,02) NUMBE R17325716,01)KONNECT,01)10-16X25CL4SDSNCC |  |  | KONNECT | KONNECT | 10-16X25CL4SDSNCC | [5 empty] | URL NOT FOUND | [10 empty] | CLEANSED | 41111900 Indicating and recording instruments | GAUGE | No Modifier | TYPE |  | MEASURING RANGE |  | MATERIAL |  | SIZE | 25 MM | PROCESS CONNECTION |  | ACCURACY |  | HAZARD CLASS |  | CERTIFICATION/STANDARD |  | ADDITIONAL FEATURES | 10,16 TPI,CLASS 4 SELFDRILLING SCREW WITH SEA,NUMBE R17325716 | [55 empty] | Production Completed
STP_009 - Lot4 | Data Enrichment | rym | OK | 31-07-2023 | 10-08-2023 |  | 1385629 | 1385629 | EA | GAUGE;25 MM,10, 16 TPI, CLASS 4 SELF |  |  | GAUGE;SIZE:25 MM,ADDITIONAL FEATURES EN:10, 16 TPI , CLASS 4 SELF,MNFR:01)KONNECT,PTNO:01)10-16X25CL4SDSNCC | 25 MM,01)10, 16 TPI , CLASS 4 SELF,01)KONNECT,01)10-16X25CL4SDSNCC |  |  | KONNECT | KONNECT | 10-16X25CL4SDSNCC | [5 empty] | URL NOT FOUND | [10 empty] | CLEANSED | 41111900 Indicating and recording instruments | GAUGE | No Modifier | TYPE |  | MEASURING RANGE |  | MATERIAL |  | SIZE | 25 MM | PROCESS CONNECTION |  | ACCURACY |  | HAZARD CLASS |  | CERTIFICATION/STANDARD |  | ADDITIONAL FEATURES | 10,16 TPI,CLASS 4 SELF | [55 empty] | Production Completed
STP_009 - Lot4 | Data Enrichment | rym | OK | 31-07-2023 | 10-08-2023 |  | 1229625 | 1229625 | EA | GAUGE;AIR,GETMAN,124193 |  |  | GAUGE;TYPE:AIR,MNFR:01)GETMAN,PTNO:01)124193 | EN_01)AIR,01)GETMAN,01)124193 |  |  | GETMAN | GETMAN | 124193 | [5 empty] | URL NOT FOUND | [10 empty] | CLEANSED | 41111900 Indicating and recording instruments | GAUGE | No Modifier | TYPE | AIR | MEASURING RANGE |  | MATERIAL |  | SIZE |  | PROCESS CONNECTION |  | ACCURACY |  | HAZARD CLASS |  | CERTIFICATION/STANDARD |  | ADDITIONAL FEATURES | [56 empty] | Production Completed
STP_009 - Lot4 | Data Enrichment | rym | OK | 31-07-2023 | 10-08-2023 |  | 1385340 | 1385340 | EA | GAUGE;BLADE TENSION,0-5000 KG/CM2 |  |  | GAUGE;TYPE:BLADE TENSION,MEASURING RANGE:0-5000 KG/CM2,SIZE:WD 90 X LG 190 X THK 70 MM,ADDITIONAL FEATURES EN:REFERENCE NO: 105, MNFR:01)HAREFORB,PTNO:01)4BM0105 | EN_01)BLADE TENSION,0-5000 KG/CM2,WD 90 X LG 190 X THK 70 MM,01)REFERENCE NO: 105,01)HAREFORB,01)4BM0105 |  |  | HAREFORB | HAREFORB | 4BM0105 | [5 empty] | https://www.t4i.com.au/4BM0105 | https://www.machineryhouse.co.nz/4bm0105 | [9 empty] | CLEANSED | 41111900 Indicating and recording instruments | GAUGE | No Modifier | TYPE | BLADE TENSION | MEASURING RANGE | 0 TO 5000 KG/CM2 | MATERIAL |  | SIZE | 190 LGX90 WDX70 THK MM | PROCESS CONNECTION |  | ACCURACY |  | HAZARD CLASS |  | CERTIFICATION/STANDARD |  | ADDITIONAL FEATURES | REFERENCE NO: 105 | [55 empty] | Production Completed
STP_009 - Lot4 | Data Enrichment | rym | OK | 31-07-2023 | 10-08-2023 |  | 1385378 | 1385378 | EA | GAUGE;COMBINATION METER |  |  | GAUGE;TYPE:COMBINATION METER,MNFR:01)FORKFORCE,PTNO:01)30424Y-50000 | EN_01)COMBINATION METER,01)FORKFORCE,01)30424Y-50000 |  |  | FORK FORCE AUSTRALIA PTY LTD | FORKFORCE | 30424Y-50000 | [5 empty] | https://www.folangsiforklift.com/Products/ElectricalParts/Meter/show_8853.html | [10 empty] | CLEANSED | 41111900 Indicating and recording instruments | GAUGE | No Modifier | TYPE | COMBINATION METER | MEASURING RANGE |  | MATERIAL |  | SIZE |  | PROCESS CONNECTION |  | ACCURACY |  | HAZARD CLASS |  | CERTIFICATION/STANDARD |  | ADDITIONAL FEATURES | [56 empty] | Production Completed
STP_009 - Lot4 | Data Enrichment | rym | OK | 31-07-2023 | 10-08-2023 | Processed based on Websource, Conflict w.r.t Input | 1286338 | 1286338 | EA | GAUGE;CYL,LIQUID FILLED |  |  | GAUGE;TYPE:CYLINDER,ADDITIONAL FEATURES EN:LIQUID FILLED,MNFR:01)ISA FIRE PTY LTD,PTNO:01)QTB412 | EN_01)CYLINDER,01)LIQUID FILLED,01)ISA FIRE PTY LTD,01)QTB412 |  |  | ISA FIRE PTY LTD | ISA FIRE PTY LTD | QTB412 | [5 empty] | https://qtecfire.com.au/wp-content/uploads/2021/09/VDAS-COMPACT-LOP-ROP-Component-List-24-09-2021-Com.pdf | [10 empty] | ENRICHED | 41112412 Pressure gauge | GAUGE | PRESSURE | MEASURING RANGE | 900 TO 1500 KPA | DIAL SIZE |  | PROCESS CONNECTION |  | CONNECTION LOCATION |  | MOUNTING TYPE |  | ACCURACY |  | DISPLAY TYPE |  | TUBE MATERIAL |  | CONNECTION MATERIAL |  | CASE MATERIAL |  | FILLER MATERIAL |  | HAZARD CLASS |  | CERTIFICATION/STANDARD |  | ADDITIONAL FEATURES | TYPE:CYLINDER,LIQUID FILLED | [45 empty] | Production Completed
STP_009 - Lot4 | Data Enrichment | rym | OK | 31-07-2023 | 10-08-2023 |  | 1387203 | 1387203 | EA | GAUGE;DONA,X002275 |  |  |  |  | X002275 | 3000264 | DONALDSON COMPANY INC | DONALDSON COMPANY INC | X002275 | [5 empty] | https://shop.donaldson.com/store/en-in/product/X002275/22752?_requestid=15482373 | https://www.filterdiscounters.com.au/x002275-donaldson-restriction-gauge-informer/ | [9 empty] | ENRICHED | 41111900 Indicating and recording instruments | GAUGE | No Modifier | TYPE | RESTRICTION | MEASURING RANGE |  | MATERIAL |  | SIZE | 4 WDX9 HTX4 DP CM | PROCESS CONNECTION | 1/8 IN-27 TPI NPT | ACCURACY |  | HAZARD CLASS |  | CERTIFICATION/STANDARD |  | ADDITIONAL FEATURES | [56 empty] | Production Completed
STP_009 - Lot4 | Data Enrichment | rym | OK | 31-07-2023 | 10-08-2023 |  | 1385577 | 1385577 | EA | GAUGE;FUEL,10-18 OHM,CR,52 MM |  |  | GAUGE;TYPE:FUEL,MEASURING RANGE:10-18 OHM,MATERIAL:CHROME,SIZE:52 MM,ADDITIONAL FEATURES EN:FLOAT ARM SENDER 24 V,MNFR:01)ASHDOWN, PTNO:01)301040001 | EN_01)FUEL,10-18 OHM,EN_01)CHROME,52 MM,01)FLOAT ARM SENDER 24 V,01)ASHDOWN,01)301040001 |  |  | ASHDOWN | ASHDOWN | 301040001 | VDO |  |  |  |  | https://www.blackwoods.com.au/automotive/automotive-miscellaneous/automotive-miscellaneous/vdo-301040001-fuel-gauge-24-volt-10-180-ohms-52mm/p/03751258 | https://vdo-gauges.com.au/ols/products/vdo-cockpit-international-fuel-level-10-180ohm-24v-301040001 | [9 empty] | CLEANSED | 41111900 Indicating and recording instruments | GAUGE | No Modifier | TYPE | FUEL | MEASURING RANGE | 10 TO 18 OHM | MATERIAL | CHROME | SIZE | 52 MM | PROCESS CONNECTION |  | ACCURACY |  | HAZARD CLASS |  | CERTIFICATION/STANDARD |  | ADDITIONAL FEATURES | FLOAT ARM SENDER 24 V | [55 empty] | Production Completed
STP_009 - Lot4 | Data Enrichment | rym | OK | 31-07-2023 | 10-08-2023 |  | 1351983 | 1351983 | EA | GAUGE;GL,WD 34 X LG 140 X THK 21 MM |  |  | GAUGE;MATERIAL:GLASS,SIZE:WD 34 X LG 140 X THK 21 MM,ADDITIONAL FEATURES EN:TRANSPARENT LEVEL INDICATOR 600 MM, REFERENCE N,MNFR: 01)HAWLEYS PTY LTD,PTNO:01)H-II | EN_01)GLASS,WD 34 X LG 140 X THK 21 MM,01)TRANSPARENT LEVEL INDICATOR,01)HAWLEYS PTY LTD,01)H-II |  |  | HAWLEYS PTY LTD | HAWLEYS PTY LTD | H-II | [5 empty] | URL NOT FOUND | [10 empty] | CLEANSED | 41111900 Indicating and recording instruments | GAUGE | No Modifier | TYPE |  | MEASURING RANGE |  | MATERIAL | GLASS | SIZE | 140 LGX34 WDX21 THK MM | PROCESS CONNECTION |  | ACCURACY |  | HAZARD CLASS |  | CERTIFICATION/STANDARD |  | ADDITIONAL FEATURES | TRANSPARENT LEVEL INDICATOR 600 MM,REFERENCE N | [55 empty] | Production Completed
STP_009 - Lot4 | Data Enrichment | rym | OK | 31-07-2023 | 10-08-2023 |  | 1292869 | 1292869 | EA | GAUGE;GL,WD 34 X LG 280 X THK 21 MM |  |  | GAUGE;MATERIAL:GLASS,SIZE:WD 34 X LG 280 X THK 21 MM,ADDITIONAL FEATURES EN:C/W GASKET SF, TRANSPARENT, REFERENCE NO: TYPE.,MNFR: 01)HAWLEYS PTY LTD,PTNO:01)H-VII | EN_01)GLASS,WD 34 X LG 280 X THK 21 MM,01)C/W GASKET SF, TRANSPARENT,01)HAWLEYS PTY LTD,01)H-VII |  |  | HAWLEYS PTY LTD | HAWLEYS PTY LTD | H-VII | [5 empty] | URL NOT FOUND | [10 empty] | CLEANSED | 41111900 Indicating and recording instruments | GAUGE | No Modifier | TYPE |  | MEASURING RANGE |  | MATERIAL | GLASS | SIZE | 280 LGX34 WDX21 THK MM | PROCESS CONNECTION |  | ACCURACY |  | HAZARD CLASS |  | CERTIFICATION/STANDARD |  | ADDITIONAL FEATURES | C/W GASKET SF,TRANSPARENT,REFERENCE NO: TYPE | [55 empty] | Production Completed
STP_009 - Lot4 | Data Enrichment | rym | OK | 31-07-2023 | 10-08-2023 | Processed based on Websource, Conflict w.r.t Input | 1385329 | 1385329 | EA | GAUGE;LOW PRESS,DIA 63 MM |  |  | GAUGE;TYPE:LOW PRESSURE,SIZE:DIA 63 MM,ADDITIONAL FEATURES EN:F/M - 100/0/1600,MNFR:01)HEATCRAFT T/A KIRBY HVACANDR P/L,PTNO:01) FML | EN_01)LOW PRESSURE,DIA 63 MM,01)F/M - 100/0/1600,01)HEATCRAFT T/A KIRBY HVAC&R,01)FML60L |  |  | HEATCRAFT T/A KIRBY HVACANDR P/L | HEATCRAFT T/A | FML60L |  | KIRBY HVACANDR P/L | F/M - 100/0/1600 |  |  | https://www.kirbyhvacr.com.au/product-detail/FM60L | [10 empty] | CLEANSED | 41112412 Pressure gauge | GAUGE | PRESSURE | MEASURING RANGE |  | DIAL SIZE | 63 MM | PROCESS CONNECTION |  | CONNECTION LOCATION |  | MOUNTING TYPE |  | ACCURACY |  | DISPLAY TYPE |  | TUBE MATERIAL |  | CONNECTION MATERIAL |  | CASE MATERIAL |  | FILLER MATERIAL |  | HAZARD CLASS |  | CERTIFICATION/STANDARD |  | ADDITIONAL FEATURES | LOW | [45 empty] | Production Completed
STP_009 - Lot4 | Data Enrichment | rym | OK | 31-07-2023 | 10-08-2023 |  | 1288697 | 1288697 | EA | GAUGE;LVL |  |  | GAUGE;TYPE:LEVEL,MNFR:01)FLUTEC,PTNO:01)FSA-254-1.0/FT200 | EN_01)LEVEL,01)FLUTEC,01)FSA-254-1.0/FT200 |  |  | FLUTEC | FLUTEC | FSA-254-1.0/FT200 | HYDAC |  |  |  |  | https://www.nexinstrument.com/assets/images/pdf/FSA-254-1-X-T-12.pdf | [10 empty] | ENRICHED | 41111950 Level indicator | GAUGE | LEVEL | TYPE | FLUID | MEASURING RANGE |  | END CONNECTION |  | MATERIAL | NBR SEAL | SIZE | 254 MM | ACCURACY |  | PRESSURE RATING |  | TEMPERATURE RATING |  | CERTIFICATION/STANDARD |  | ADDITIONAL FEATURES | [54 empty] | Production Completed
STP_009 - Lot4 | Data Enrichment | rym | OK | 31-07-2023 | 10-08-2023 |  | 1229770 | 1229770 | EA | GAUGE;LVL,GD,112602 |  |  | GAUGE;TYPE:LEVEL,MNFR:01)GD,PTNO:01)112602 | EN_01)LEVEL,01)GD,01)112602 |  |  | GD | GD | 112602 | [5 empty] | URL NOT FOUND | [10 empty] | CLEANSED | 41111950 Level indicator | GAUGE | LEVEL | TYPE |  | MEASURING RANGE |  | END CONNECTION |  | MATERIAL |  | SIZE |  | ACCURACY |  | PRESSURE RATING |  | TEMPERATURE RATING |  | CERTIFICATION/STANDARD |  | ADDITIONAL FEATURES | [54 empty] | Production Completed
STP_009 - Lot4 | Data Enrichment | rym | OK | 31-07-2023 | 10-08-2023 |  | 1295557 | 1295557 | EA | GAUGE;METRIC/ENGLISH, TAPER,SLOT |  |  | GAUGE;TYPE:METRIC/ENGLISH, TAPER,SIZE:WD 7/16 X LG 6-1/4 IN,ADDITIONAL FEATURES EN:SLOT,MNFR:01)J BLACKWOOD AND SONS,PTNO:01) 065287 | EN_01)METRIC/ENGLISH, TAPER,WD 7/16 X LG 6-1/4 IN,01)SLOT,01)J BLACKWOOD & SONS,02)STARRETT,01)06528706,02)270 |  |  | J BLACKWOOD AND SONS | J.BLACKWOOD AND SON LIMITED | 06528706 |  | STARRETT | 270 |  |  | https://www.blackwoods.com.au/tools-hand-measuring-precision/measuring-tools/slot-taper-gauges/gauge-taper-starrett-270-0-010-to-0-15/p/06528706 | [10 empty] | ENRICHED | 41111900 Indicating and recording instruments | GAUGE | No Modifier | TYPE | SLOT TAPER,METRIC/ENGLISH | MEASURING RANGE | 0.01 TO 0.015 IN | MATERIAL |  | SIZE | 6-1/4 LGX7/16 WD IN | PROCESS CONNECTION |  | ACCURACY |  | HAZARD CLASS |  | CERTIFICATION/STANDARD |  | ADDITIONAL FEATURES | [56 empty] | Production Completed
STP_009 - Lot4 | Data Enrichment | rym | OK | 31-07-2023 | 10-08-2023 | Processed based on Websource, Conflict w.r.t Input | 1385426 | 1385426 | EA | GAUGE;REGLTR,3/8 IN,03/B3039567 |  |  | GAUGE;TYPE:REGULATOR,SIZE:3/8 IN,ADDITIONAL FEATURES EN:03/B3039567,MNFR:01)SMC,PTNO:01)AR30-03GH-B | EN_01)REGULATOR,3/8 IN,01)03/B3039567,01)SMC,01)AR30-03GH-B |  |  | SMC CORPORATION (AUST) PTY LTD | SMC | AR30-03GH-B |  |  | 03/B3039567 |  |  | https://sg.misumi-ec.com/vona2/detail/221006459458/?HissuCode=AR30-03GH-B | https://co-en.rs-online.com/product/smc-corporation/ar30-03gh-b/72200967/ | [9 empty] | ENRICHED | 41112404 Pressure regulator | REGULATOR | PRESSURE | TYPE | AIR | CONNECTION TYPE/PORT SIZE | 3/8 IN BSPT | REGULATING RANGE |  | SIZE |  | FLOW RATING |  | PRESSURE RATING | 125 PSI | TEMPERATURE RATING |  | BODY MATERIAL |  | OPERATOR TYPE |  | DISPLAY TYPE |  | HAZARD CLASS |  | CERTIFICATION/STANDARD |  | ADDITIONAL FEATURES | [48 empty] | Production Completed
STP_009 - Lot4 | Data Enrichment | rym | OK | 31-07-2023 | 10-08-2023 |  | 1286517 | 1286517 | EA | GAUGE;TBE,DUST SUPPRESSION |  |  | GAUGE;TYPE:TBE,ADDITIONAL FEATURES EN:DUST SUPPRESSION,MNFR:01)MARC TECHNOLOGIES PTY LTD,PTNO:01)128648 | EN_01)TBE,01)DUST SUPPRESSION,01)MARC TECHNOLOGIES PTY LTD,01)128648 |  |  | MARC TECHNOLOGIES PTY LTD | MARC TECHNOLOGIES PTY LTD | 128648 | [5 empty] | URL NOT FOUND | [10 empty] | CLEANSED | 41111900 Indicating and recording instruments | GAUGE | No Modifier | TYPE | TBE,DUST SUPPRESSION | MEASURING RANGE |  | MATERIAL |  | SIZE |  | PROCESS CONNECTION |  | ACCURACY |  | HAZARD CLASS |  | CERTIFICATION/STANDARD |  | ADDITIONAL FEATURES | [56 empty] | Production Completed
STP_009 - Lot4 | Data Enrichment | rym | OK | 31-07-2023 | 10-08-2023 |  | 1288692 | 1288692 | EA | GAUGE;TO SUIT |  |  | GAUGE;ADDITIONAL FEATURES EN:TO SUIT,MNFR:01)BURWTEC,PTNO:01)0304-1423 | 01)TO SUIT,01)BURWTEC,01)0304-1423 |  |  | BURWTEC | BURWTEC | 0304-1423 | [5 empty] | URL NOT FOUND | [10 empty] | CLEANSED | 41111900 Indicating and recording instruments | GAUGE | No Modifier | TYPE |  | MEASURING RANGE |  | MATERIAL |  | SIZE |  | PROCESS CONNECTION |  | ACCURACY |  | HAZARD CLASS |  | CERTIFICATION/STANDARD |  | ADDITIONAL FEATURES | TO SUIT | [55 empty] | Production Completed
STP_009 - Lot4 | Data Enrichment | rym | OK | 31-07-2023 | 10-08-2023 |  | 1385408 | 1385408 | EA | GAUGE;TPR,SS |  |  | GAUGE;TYPE:TAPER,MATERIAL:STAINLESS STEEL,MNFR:01)BLKWOOD,PTNO:01)00961409 | EN_01)TAPER,EN_01)STAINLESS STEEL,01)BLKWOOD,01)00961409 |  |  | BLKWOOD | BLACKWOODS | 00961409 | [5 empty] | https://www.blackwoods.com.au/tools-hand-measuring-precision/measuring-tools/taper-gauge-toledo/taper-gauge-toledo-w-case-s-s-1-15mm/p/00961409 | [10 empty] | ENRICHED | 41111900 Indicating and recording instruments | GAUGE | No Modifier | TYPE | TAPER | MEASURING RANGE | 1 TO 15 MM | MATERIAL | STAINLESS STEEL | SIZE |  | PROCESS CONNECTION |  | ACCURACY | -/+ 0.05 MM | HAZARD CLASS |  | CERTIFICATION/STANDARD |  | ADDITIONAL FEATURES | [56 empty] | Production Completed
STP_009 - Lot4 | Data Enrichment | rym | OK | 31-07-2023 | 10-08-2023 |  | 1385213 | 1385213 | EA | GAUGE;TU 815 12 V, FOR IZNMOBTU01 |  |  | GAUGE;ADDITIONAL FEATURES EN:TU 815 12 V, FOR IZNMOBTU01,MNFR:01)LINCOM PACIFIC EQUIPMENT PTY LTD,PTNO:01)47.19.0070 | 01)TU 815 12 V, FOR IZNMOBTU01,01)LINCOM PACIFIC EQUIPMENT PT,01)47.19.0070 |  |  | LINCOM PACIFIC EQUIPMENT PTY LTD | LINCOM PACIFIC EQUIPMENT PTY LTD | 47.19.0070 | [5 empty] | URL NOT FOUND | [10 empty] | CLEANSED | 41111900 Indicating and recording instruments | GAUGE | No Modifier | TYPE |  | MEASURING RANGE |  | MATERIAL |  | SIZE |  | PROCESS CONNECTION |  | ACCURACY |  | HAZARD CLASS |  | CERTIFICATION/STANDARD |  | ADDITIONAL FEATURES | TU 815 12 V,FOR IZNMOBTU01 | [55 empty] | Production Completed
STP_009 - Lot4 | Data Enrichment | rym | OK | 31-07-2023 | 10-08-2023 |  | 1345254 | 1345254 | EA | GAUGE;ULTRASONIC ECHO,ENDRESS AND HAUSE |  |  | GAUGE;TYPE:ULTRASONIC ECHO,ADDITIONAL FEATURES EN:INDICATOR ASSY, LIQUID QTY,MNFR:01)ENDRESS AND HAUSER,PTNO:01)FMU2780 | EN_01)ULTRASONIC ECHO,01)INDICATOR ASSY, LIQUID QTY,01)ENDRESS AND HAUSER,01)FMU2780 |  |  | ENDRESS AND HAUSER | ENDRESS AND HAUSER | FMU2780 | [5 empty] | https://indutronic.pl/naprawa/endress-hauser-fmu2780-nivoscan-ultrasonic-echo-gauge | [10 empty] | CLEANSED | 41111900 Indicating and recording instruments | GAUGE | No Modifier | TYPE | ULTRASONIC ECHO | MEASURING RANGE |  | MATERIAL |  | SIZE |  | PROCESS CONNECTION |  | ACCURACY |  | HAZARD CLASS |  | CERTIFICATION/STANDARD |  | ADDITIONAL FEATURES | INDICATOR ASSEMBLY,LIQUID QTY | [55 empty] | Production Completed
STP_009 - Lot4 | Data Enrichment | rym | OK | 31-07-2023 | 10-08-2023 |  | 1285896 | 1285896 | EA | GAUGE,RADS;ANGLE FINDER,0-270 DEG |  |  | GAUGE,RADIUS;TYPE:ANGLE FINDER,MEASURING RANGE:0-270 DEG,MNFR:01)WELDERS PRO SHOP,PTNO:01)18903 | ANGLE FINDER,0-270 DEG,01)WELDERS PRO SHOP,01)18903 |  |  | WELDERS PRO SHOP | WELDERS PRO SHOP | 18903 | [5 empty] | https://www.totaltools.com.au/129748-stabila-450mm-digital-angle-finder-18903 | [10 empty] | ENRICHED | 41111631 Radius gauge | GAUGE | RADIUS | TYPE | ANGLE FINDER | MEASURING RANGE | 0 TO 270 DEG | SIZE RANGE |  | INCREMENT |  | MATERIAL |  | NUMBER OF PIECES |  | LENGTH | 450 MM | WIDTH |  | HAZARD CLASS |  | CERTIFICATION/STANDARD |  | ADDITIONAL FEATURES | [52 empty] | Production Completed
STP_009 - Lot4 | Data Enrichment | rym | OK | 31-07-2023 | 10-08-2023 |  | 1229922 | 1229922 | EA | GAUGE,SGHT;FLUID LEVEL INDICATOR WITH HI |  |  | GAUGE,SIGHT;TYPE:FLUID LEVEL INDICATOR WITH HIGH TEMPERATURE SWITCH,MATERIAL:HOUSING ALUMINUM, SEAL BUNA-N,SIZE:254 MM,MOUNTING TYPE:(2) BOLTS M12-1.75,TEMPERATURE RATING:70 DEG C,MNFR:01)REXROTH,PTNO:01)FSK254-2.3/O/TS70/M12 | FLUID LEVEL INDICATOR WITH HIG,HOUSING ALUMINUM, SEAL BUNA-N,254 MM,(2) BOLTS M12-1.75,70 DEG C,01)REXROTH,01)FSK254-2.3/O/TS70/M12 |  |  | REXROTH | REXROTH | FSK254-2.3/O/TS70/M12 | [5 empty] | https://airlinemedia.airlinehyd.com/Literature/Manufacturer_Catalogs/Hydac/datasheets/FSA_FSK_TS_Series.pdf | [10 empty] | CLEANSED | 41112510 Sight flow indicators | GAUGE | SIGHT | TYPE | FLUID LEVEL INDICATOR WITH HIGH TEMPERATURE SWITCH | MATERIAL | ALUMINUM HOUSING,BUNA-N SEAL | SIZE | 254 MM | MOUNTING TYPE | (2) BOLTS M12X1.75 | PRESSURE RATING |  | TEMPERATURE RATING | 70 DEG C | HAZARD CLASS |  | CERTIFICATION/STANDARD |  | ADDITIONAL FEATURES | [56 empty] | Production Completed
STP_009 - Lot4 | Data Enrichment | rym | OK | 31-07-2023 | 10-08-2023 |  | 1229924 | 1229924 | EA | GAUGE,SGHT;FLUID LEVEL INDICATOR WITH TH |  |  | GAUGE,SIGHT;TYPE:FLUID LEVEL INDICATOR WITH THERMOMETER,MATERIAL:HOUSING ALUMINUM, SEAL BUNA-N,SIZE:127 MM,MOUNTING TYPE:(2) BOLTS M12-1.75,MNFR:01)REXROTH,PTNO:01)FSA127-1.1/T12 | FLUID LEVEL INDICATOR WITH THE,HOUSING ALUMINUM, SEAL BUNA-N,127 MM,(2) BOLTS M12-1.75,01)REXROTH,01)FSA127-1.1/T12 |  |  | REXROTH | REXROTH | FSA127-1.1/T12 | [5 empty] | https://airlinemedia.airlinehyd.com/Literature/Manufacturer_Catalogs/Hydac/datasheets/FSA_FSK_TS_Series.pdf | https://www.fscinc.com/product/hydac/700040 | [9 empty] | CLEANSED | 41112510 Sight flow indicators | GAUGE | SIGHT | TYPE | FLUID LEVEL INDICATOR WITH THERMOMETER | MATERIAL | ALUMINUM HOUSING,BUNA-N SEAL | SIZE | 127 MM | MOUNTING TYPE | (2) BOLTS M12X1.75 | PRESSURE RATING |  | TEMPERATURE RATING |  | HAZARD CLASS |  | CERTIFICATION/STANDARD |  | ADDITIONAL FEATURES | [56 empty] | Production Completed
STP_009 - Lot4 | Data Enrichment | rym | OK | 31-07-2023 | 10-08-2023 | Processed based on Websource, Conflict w.r.t Input | 1344264 | 1344264 | EA | GAUGE,SGHT;FLUID LEVEL INDICATOR,127 MM |  |  | GAUGE,SIGHT;TYPE:FLUID LEVEL INDICATOR,MATERIAL:CASE ALUMINUM, SEAL BUNA-N,SIZE:127 MM,MOUNTING TYPE:(2) BOLTS M12-1.75,MNFR:01) REXROTH,PTNO:01)SNA127B-X-O-12-1007 | FLUID LEVEL INDICATOR,CASE ALUMINUM, SEAL BUNA-N,127 MM,(2) BOLTS M12-1.75,01)REXROTH,01)SNA127B-X-O-12-1007 |  |  | REXROTH | REXROTH | SNA127B-X-O-12-1007 | [5 empty] | https://mjhydraulic.com.au/product/level-gauges-sna/ | [10 empty] | ENRICHED | 41111950 Level indicator | GAUGE | LEVEL | TYPE | FLUID INDICATOR,SIGHT | MEASURING RANGE |  | END CONNECTION | (2) BOLTS M12X1.75 | MATERIAL | ALUMINUM CASE,BUNA-N SEAL | SIZE | 127 MM | ACCURACY |  | PRESSURE RATING |  | TEMPERATURE RATING |  | CERTIFICATION/STANDARD | ISO | ADDITIONAL FEATURES | [54 empty] | Production Completed
STP_009 - Lot4 | Data Enrichment | rym | OK | 31-07-2023 | 10-08-2023 |  | 1344129 | 1344129 | EA | GAUGE,SGHT;FLUID LEVEL, HYDRAULIC,FLT |  |  | GAUGE,SIGHT;TYPE:FLUID LEVEL, HYDRAULIC,ADDITIONAL FEATURES EN:FLT,MNFR:01)RME,PTNO:01)L06-05-144DA | FLUID LEVEL, HYDRAULIC,01)FLT,01)RME,01)L06-05-144DA |  |  | RME | RME | L06-05-144DA | [5 empty] | URL NOT FOUND | [10 empty] | CLEANSED | 41112510 Sight flow indicators | GAUGE | SIGHT | TYPE | FLUID LEVEL,HYDRAULIC | MATERIAL |  | SIZE |  | MOUNTING TYPE |  | PRESSURE RATING |  | TEMPERATURE RATING |  | HAZARD CLASS |  | CERTIFICATION/STANDARD |  | ADDITIONAL FEATURES | FLT | [55 empty] | Production Completed
STP_009 - Lot4 | Data Enrichment | rym | OK | 31-07-2023 | 10-08-2023 |  | 1345248 | 1345248 | EA | GAUGE,SGHT;LIQUID,40 MM,INDCTR, BS |  |  | GAUGE,SIGHT;TYPE:LIQUID,SIZE:40 MM,ADDITIONAL FEATURES EN:INDICATOR, BS,MNFR:01)CEEFLO,PTNO:01)FIG.904 40MM BSP | LIQUID,40 MM,01)INDICATOR, BS,01)CEEFLO,01)FIG.904 40MM BSP |  |  | CEEFLO | CEEFLO | FIG.904 40MM BSP | [5 empty] | URL NOT FOUND | [10 empty] | CLEANSED | 41112510 Sight flow indicators | GAUGE | SIGHT | TYPE | LIQUID | MATERIAL |  | SIZE | 40 MM | MOUNTING TYPE |  | PRESSURE RATING |  | TEMPERATURE RATING |  | HAZARD CLASS |  | CERTIFICATION/STANDARD |  | ADDITIONAL FEATURES | INDICATOR,BS | [55 empty] | Production Completed
STP_009 - Lot4 | Data Enrichment | rym | OK | 31-07-2023 | 10-08-2023 | Processed based on Websource, Conflict w.r.t Input | 1299713 | 1299713 | EA | GAUGE,SGHT;LIQUID,FLUTEC,FSK127-2-3/0 |  |  | GAUGE,SIGHT;TYPE:LIQUID,ADDITIONAL FEATURES EN:INDICATOR, 127 MM CTRES, 208,MNFR:01)FLUTEC,PTNO:01)FSK127-2-3/0 | LIQUID,01)INDICATOR, 127 MM CTRES, 20,01)FLUTEC,01)FSK127-2-3/0 |  |  | FLUTEC | FLUTEC | FSK127-2-3/0 | HYDAC |  |  |  |  | https://www.nexinstrument.com/assets/images/pdf/FSA-254-1-X-T-12.pdf | [10 empty] | ENRICHED | 41111938 Level sensors or transmitters | SENSOR | LEVEL | TYPE | LIQUID,INDICATOR | MEASURING RANGE |  | ACCURACY |  | OUTPUT TYPE |  | CONNECTION TYPE |  | POWER SUPPLY | 1 TO 48 VAC/DC,0.2 A,8 W | TEMPERATURE RATING | -20 TO 80 DEG C | MATERIAL | ALUMINIUM HOUSING,FKM(VITON) SEAL | PRESSURE RATING |  | SIZE | 127 MM | MOUNTING TYPE | (2) BANJO BOLTS | ENCLOSURE | IP65 | HAZARD CLASS |  | CERTIFICATION/STANDARD |  | ADDITIONAL FEATURES | CTRES,208 | [43 empty] | Production Completed
STP_009 - Lot4 | Data Enrichment | rym | OK | 31-07-2023 | 10-08-2023 | Processed based on Websource, Conflict w.r.t Input | 1300167 | 1300167 | EA | GAUGE,SGHT;LIQUID,INDCTR,FLUTEC |  |  | GAUGE,SIGHT;TYPE:LIQUID,ADDITIONAL FEATURES EN:INDICATOR,MNFR:01)FLUTEC,PTNO:01)FSK254.2.3/0/M12 | LIQUID,01)INDICATOR,01)FLUTEC,01)FSK254.2.3/0/M12 |  |  | FLUTEC | FLUTEC | FSK254.2.3/0/M12 | HYDAC |  |  |  |  | https://www.nexinstrument.com/assets/images/pdf/FSA-254-1-X-T-12.pdf | [10 empty] | ENRICHED | 41111938 Level sensors or transmitters | SENSOR | LEVEL | TYPE | LIQUID,INDICATOR | MEASURING RANGE |  | ACCURACY |  | OUTPUT TYPE |  | CONNECTION TYPE |  | POWER SUPPLY | 1 TO 48 VAC/DC,0.2 A,8 W | TEMPERATURE RATING | -20 TO 80 DEG C | MATERIAL | ALUMINIUM HOUSING,FKM(VITON) SEAL | PRESSURE RATING |  | SIZE | 254 MM | MOUNTING TYPE | (2) M12 BANJO BOLTS | ENCLOSURE | IP65 | HAZARD CLASS |  | CERTIFICATION/STANDARD |  | ADDITIONAL FEATURES | [44 empty] | Production Completed
STP_009 - Lot4 | Data Enrichment | rym | OK | 31-07-2023 | 10-08-2023 |  | 1345249 | 1345249 | EA | GAUGE,SGHT;LIQUID,INGRAND |  |  | GAUGE,SIGHT;TYPE:LIQUID,ADDITIONAL FEATURES EN:INDICATOR, BARIC G1 PUMP O,MNFR:01)INGRAND,PTNO:01)101-25732-212-000-6 | LIQUID,01)INDICATOR, BARIC G1 PUMP O,01)INGRAND,01)101-25732-212-000-6 |  |  | INGRAND | INGRAND | 101-25732-212-000-6 | [5 empty] | URL NOT FOUND | [10 empty] | CLEANSED | 41112510 Sight flow indicators | GAUGE | SIGHT | TYPE | LIQUID,INDICATOR | MATERIAL |  | SIZE |  | MOUNTING TYPE |  | PRESSURE RATING |  | TEMPERATURE RATING |  | HAZARD CLASS |  | CERTIFICATION/STANDARD |  | ADDITIONAL FEATURES | BARIC G1 PUMP O | [55 empty] | Production Completed
STP_009 - Lot4 | Data Enrichment | rym | OK | 31-07-2023 | 10-08-2023 |  | 1345251 | 1345251 | EA | GAUGE,SGHT;LIQUID,OLDBZL,780-421-0395 |  |  | GAUGE,SIGHT;TYPE:LIQUID,ADDITIONAL FEATURES EN:INDICATOR, 1 IN,40 MM, C, DISPLAY TYPE: LENS,MNFR:01)OLDBZL,PTNO:01)780-421-0395 | LIQUID,01)INDICATOR, 1 IN,40 MM, C, D,01)OLDBZL,01)780-421-0395 |  |  | OLDBZL | OLDBZL | 780-421-0395 | [5 empty] | URL NOT FOUND | [10 empty] | CLEANSED | 41112510 Sight flow indicators | GAUGE | SIGHT | TYPE | LIQUID,INDICATOR | MATERIAL |  | SIZE | 40 MM | MOUNTING TYPE |  | PRESSURE RATING |  | TEMPERATURE RATING |  | HAZARD CLASS |  | CERTIFICATION/STANDARD |  | ADDITIONAL FEATURES | 1 IN,C,DISPLAY TYPE: LENS | [55 empty] | Production Completed
STP_009 - Lot4 | Data Enrichment | rym | OK | 31-07-2023 | 10-08-2023 |  | 1296850 | 1296850 | EA | GAUGE,THD;SCRW,4-60 TPI,BSW,STL |  |  | GAUGE,THREAD;TYPE:SCREW,THREAD SIZE:4-60 TPI,THREAD TYPE:BSW,MATERIAL:STEEL,ADDITIONAL FEATURES EN:(28) BLADES,MNFR:01)J. BLACKWOOD | SCREW,4-60 TPI,BSW,STEEL,01)(28) BLADES,01)J.BLACKWOOD & SON LIMITED,01)06279709 |  |  | J. BLACKWOOD | J.BLACKWOOD AND SON LIMITED | 06279709 | [5 empty] | https://www.blackwoods.com.au/tools-hand-measuring-precision/measuring-tools/screw-pitch-gauge-traditional-screw-locking-metric-moore-wright/gauge-screw-pitch-whitworth-mandw-800/p/06279709 | [10 empty] | CLEANSED | 41111641 Thread pitch gauge | GAUGE | THREAD | TYPE | SCREW | THREAD SIZE | 4 TO 60 TPI | THREAD TYPE | BSW | MATERIAL | STEEL | HAZARD CLASS |  | CERTIFICATION/STANDARD |  | ADDITIONAL FEATURES | NUMBER OF LEAVE:(28) BLADES | [59 empty] | Production Completed
STP_009 - Lot4 | Data Enrichment | rym | OK | 31-07-2023 | 10-08-2023 |  | 1291380 | 1291380 | EA | GAUGE,VAC;(1) 10-2 MBAR, (1) 10-9 MBAR |  |  | GAUGE,VACUUM;MEASURING RANGE:(1) 10-2 MBAR, (1) 10-9 MBAR,DISPLAY TYPE:INDICATING PENNING,ADDITIONAL FEATURES EN:INVERTED MAGNETRON, 5-60 DEG C,MNFR:01)TRACE ANALYTICAL SERVICES P/L,PTNO:01)TAS14645000,MNFR:02)EDWARDS,PTNO:02)AIM-XL-NW25 | EN_01)(1) 10-2 MBAR, (1) 10-9,INDICATING PENNING,01)INVERTED MAGNETRON, 5-60 DE,01)TRACE ANALYTICAL SERVICES P,02)EDWARDS,01)TAS14645000,02)AIM-XL-NW25 |  |  | EDWARDS | TRACE ANALYTICAL SERVICES P/L | TAS14645000 |  | EDWARDS | AIM-XL-NW25 |  |  | https://www.ajvs.com/new/product_info.php?products_id=17081 | [10 empty] | CLEANSED | 41112406 Vacuum gauges | GAUGE | VACUUM | MEASURING RANGE | (1) 10 TO 2 MBAR,(1) 10 TO 9 MBAR | DIAL SIZE |  | PROCESS CONNECTION |  | CONNECTION LOCATION |  | MOUNTING TYPE |  | ACCURACY |  | DISPLAY TYPE | INDICATING PENNING | TUBE MATERIAL |  | CONNECTION MATERIAL |  | CASE MATERIAL |  | FILLER MATERIAL |  | HAZARD CLASS |  | CERTIFICATION/STANDARD |  | ADDITIONAL FEATURES | INVERTED MAGNETRON,TEMPERATURE RATING:5 TO 60 DEG C | [45 empty] | Production Completed
STP_009 - Lot4 | Data Enrichment | rym | OK | 31-07-2023 | 10-08-2023 |  | 1291778 | 1291778 | EA | GAUGE,VAC;-100 TO 300 KPA, -14 TO 42 PSI |  |  | GAUGE,VACUUM;MEASURING RANGE:-100 TO 300 KPA, -14 TO 42 PSI,DIAL SIZE:63 MM,PROCESS CONNECTION:1/4 IN BSPP,CONNECTION LOCATION: BOTTOM ENTRY,MOUNTING TYPE:DIRECT,FILLER MATERIAL:LIQUID,ADDITIONAL FEATURES EN:PRESSURE,MNFR:01)BERENDSEN FLUID POWER,PTNO:01) SPG63(100/+300)10SB | EN_01)-100 TO 300 KPA, -14 TO,63 MM,1/4 IN BSPP,BOTTOM ENTRY,DIRECT,LIQUID,01)PRESSURE,01)BERENDSEN FLUID POWER,01)SPG63(100/+300)10SB |  |  | BERENDSEN FLUID POWER | BERENDSEN FLUID POWER | SPG63(100/+300)10SB | [5 empty] | https://www.oilsolutions.com.au/wp-content/uploads/513-Stauff_Pressure_Gauges__Test_Kits-1.pdf | [10 empty] | ENRICHED | 41112406 Vacuum gauges | GAUGE | VACUUM | MEASURING RANGE | -100 TO 300 KPA,-14 TO 42 PSI | DIAL SIZE | 63 MM | PROCESS CONNECTION | 1/4 IN BSPP | CONNECTION LOCATION | BOTTOM ENTRY | MOUNTING TYPE | DIRECT | ACCURACY | 1.6 PCT | DISPLAY TYPE |  | TUBE MATERIAL | COPPER ALLOY | CONNECTION MATERIAL | BRASS | CASE MATERIAL | STAINLESS STEEL 1.4301 | FILLER MATERIAL | GLYCERINE/LIQUID | HAZARD CLASS |  | CERTIFICATION/STANDARD | EN | ADDITIONAL FEATURES | PRESSURE | [45 empty] | Production Completed
STP_009 - Lot4 | Data Enrichment | rym | OK | 31-07-2023 | 10-08-2023 |  | 1299686 | 1299686 | EA | GAUGE,VAC;-100 TO 300 KPA,PRESS, 1 |  |  | GAUGE,VACUUM;MEASURING RANGE:-100 TO 300 KPA,ADDITIONAL FEATURES EN:PRESSURE, 1,MNFR:01)BLKWOODS,PTNO:01)B0777-0735 | EN_01)-100 TO 300 KPA,01)PRESSURE, 1,01)BLKWOODS,01)B0777-0735 |  |  | BLACKWOODS | BLACKWOODS | B0777-0735 | [5 empty] | URL NOT FOUND | [10 empty] | CLEANSED | 41112406 Vacuum gauges | GAUGE | VACUUM | MEASURING RANGE | -100 TO 300 KPA | DIAL SIZE |  | PROCESS CONNECTION |  | CONNECTION LOCATION |  | MOUNTING TYPE |  | ACCURACY |  | DISPLAY TYPE |  | TUBE MATERIAL |  | CONNECTION MATERIAL |  | CASE MATERIAL |  | FILLER MATERIAL |  | HAZARD CLASS |  | CERTIFICATION/STANDARD |  | ADDITIONAL FEATURES | PRESSURE,1 | [45 empty] | Production Completed
STP_009 - Lot4 | Data Enrichment | rym | ok | 2023-07-31 | 2023-08-10 |  | 1288426 | 1288426 | EA | GAUGE,PRES;0 TO 10 BAR,63 MM |  |  | GAUGE,PRESSURE;MEASURING RANGE:0 TO 10 BAR,DIAL SIZE:63 MM,PROCESS CONNECTION:STEM MOUNTING,MNFR:01)STAUFF,PTNO:01)SPG 063-00010 | 01)STAUFF,01)SPG 063-00010,0 TO 10 BAR,63 MM,STEM MOUNTING |  |  | STAUFF | STAUFF | SPG 063-00010 | [5 empty] | URL NOT FOUND | [10 empty] | CLEANSED | 41112412 Pressure gauge | GAUGE | PRESSURE | MEASURING RANGE | 0 TO 10 BAR | DIAL SIZE | 63 MM | PROCESS CONNECTION |  | CONNECTION LOCATION |  | MOUNTING TYPE | STEM | ACCURACY |  | DISPLAY TYPE |  | TUBE MATERIAL |  | CONNECTION MATERIAL |  | CASE MATERIAL |  | FILLER MATERIAL |  | HAZARD CLASS |  | CERTIFICATION/STANDARD |  | ADDITIONAL FEATURES | [46 empty] | Production Completed
STP_009 - Lot4 | Data Enrichment | rym | ok | 2023-07-31 | 2023-08-10 |  | 1299718 | 1299718 | EA | GAUGE,PRES;0-0.6 BAR,63 MM,1/4 IN-19BSP |  |  | GAUGE,PRESSURE;MEASURING RANGE:0-0.6 BAR,DIAL SIZE:63 MM,PROCESS CONNECTION:1/4 IN-19BSP,MNFR:01)JUMO,PTNO:01)84.119 | 01)JUMO,01)84.119,0-0.6 BAR,63 MM,1/4 IN-19BSP |  |  | JUMO | JUMO | 84.119 | [5 empty] | URL NOT FOUND | [10 empty] | CLEANSED | 41112412 Pressure gauge | GAUGE | PRESSURE | MEASURING RANGE | 0 TO 0.6 BAR | DIAL SIZE | 63 MM | PROCESS CONNECTION | 1/4 IN-19 BSP | CONNECTION LOCATION |  | MOUNTING TYPE |  | ACCURACY |  | DISPLAY TYPE |  | TUBE MATERIAL |  | CONNECTION MATERIAL |  | CASE MATERIAL |  | FILLER MATERIAL |  | HAZARD CLASS |  | CERTIFICATION/STANDARD |  | ADDITIONAL FEATURES | [46 empty] | Production Completed
STP_009 - Lot4 | Data Enrichment | rym | ok | 2023-07-31 | 2023-08-10 |  | 1291467 | 1291467 | EA | GAUGE,PRES;0-1 MPA,1R-4M5,SMC |  |  | GAUGE,PRESSURE;MEASURING RANGE:0-1 MPA,PROCESS CONNECTION:1R-4M5,ADDITIONAL FEATURES EN:CSM WEIGHING/LABELING D,MNFR:01)SMC,PTNO: 01)G46-10-02M-C | 01)SMC,01)G46-10-02M-C,0-1 MPA,1R-4M5,01)CSM WEIGHING/LABELING D |  |  | SMC CORPORATION (AUST) PTY LTD | SMC | G46-10-02M-C | [5 empty] | https://www.smcpneumatics.com/G46-10-02M-C.html | [10 empty] | CLEANSED | 41112412 Pressure gauge | GAUGE | PRESSURE | MEASURING RANGE | 0 TO 1 MPA | DIAL SIZE |  | PROCESS CONNECTION | 1R-4M5 | CONNECTION LOCATION |  | MOUNTING TYPE |  | ACCURACY |  | DISPLAY TYPE |  | TUBE MATERIAL |  | CONNECTION MATERIAL |  | CASE MATERIAL |  | FILLER MATERIAL |  | HAZARD CLASS |  | CERTIFICATION/STANDARD |  | ADDITIONAL FEATURES | CSM WEIGHING/LABELING D | [45 empty] | Production Completed
STP_009 - Lot4 | Data Enrichment | rym | ok | 2023-07-31 | 2023-08-10 |  | 1280920 | 1280920 | EA | GAUGE,PRES;0-1 MPA,40 MM,1/8 IN,REAR |  |  | GAUGE,PRESSURE;MEASURING RANGE:0-1 MPA,DIAL SIZE:40 MM,PROCESS CONNECTION:1/8 IN,CONNECTION LOCATION:REAR,ACCURACY:+/-3 PCT, DISPLAY TYPE:DIAL,CASE MATERIAL:ALUMINUM DIE CAST,MNFR:01)CAVA,PTNO:01)G36-K-10-01-X7 | 01)CAVA,01)G36-K-10-01-X7,0-1 MPA,40 MM,1/8 IN,REAR,+/-3 PCT,DIAL,ALUMINUM DIE CAST |  |  | CAVA | CAVA | G36-K-10-01-X7 | [5 empty] | https://sedl.sympaconline.com/product.php?productInformation=10022189 | [10 empty] | CLEANSED | 41112412 Pressure gauge | GAUGE | PRESSURE | MEASURING RANGE | 0 TO 1 MPA | DIAL SIZE | 40 MM | PROCESS CONNECTION | 1/8 IN | CONNECTION LOCATION | REAR | MOUNTING TYPE |  | ACCURACY | +/-3 PCT | DISPLAY TYPE | DIAL | TUBE MATERIAL |  | CONNECTION MATERIAL |  | CASE MATERIAL | ALUMINUM DIE CAST | FILLER MATERIAL |  | HAZARD CLASS |  | CERTIFICATION/STANDARD |  | ADDITIONAL FEATURES | [46 empty] | Production Completed
STP_009 - Lot4 | Data Enrichment | rym | ok | 2023-07-31 | 2023-08-10 |  | 1300124 | 1300124 | EA | GAUGE,PRES;0-10 BAR, 0-145 PSI,63 MM |  |  | GAUGE,PRESSURE;MEASURING RANGE:0-10 BAR, 0-145 PSI,DIAL SIZE:63 MM,PROCESS CONNECTION:1/4 IN BSPP,MNFR:01)CAVA HYDRAULICS AND AUTO E | 01)CAVA HYDRAULICS & AUTO ELEC,01)MAR63010,0-10 BAR, 0-145 PSI,63 MM,1/4 IN BSPP |  |  | CAVA HYDRAULICS AND AUTO E | CAVA HYDRAULICS AND AUTO E | MAR63010 | [5 empty] | http://www.ji-dian.com/supplys/1_4_134454.html | [10 empty] | CLEANSED | 41112412 Pressure gauge | GAUGE | PRESSURE | MEASURING RANGE | 0 TO 10 BAR,0 TO 145 PSI | DIAL SIZE | 63 MM | PROCESS CONNECTION | 1/4 IN BSPP | CONNECTION LOCATION |  | MOUNTING TYPE |  | ACCURACY |  | DISPLAY TYPE |  | TUBE MATERIAL |  | CONNECTION MATERIAL |  | CASE MATERIAL |  | FILLER MATERIAL |  | HAZARD CLASS |  | CERTIFICATION/STANDARD |  | ADDITIONAL FEATURES | [46 empty] | Production Completed
STP_009 - Lot4 | Data Enrichment | rym | ok | 2023-07-31 | 2023-08-10 |  | 1345124 | 1345124 | EA | GAUGE,PRES;0-10 BAR,100 MM,1/2 IN-14BSPP |  |  | GAUGE,PRESSURE;MEASURING RANGE:0-10 BAR,DIAL SIZE:100 MM,PROCESS CONNECTION:1/2 IN-14BSPP,ADDITIONAL FEATURES EN:0-15 BAR,FLA, MNFR:01)CAVA,PTNO:01)MAF100025 | 01)CAVA,01)MAF100025,0-10 BAR,100 MM,1/2 IN-14BSPP,01)0-15 BAR,FLA |  |  | CAVA | CAVA | MAF100025 | [5 empty] | http://www.ji-dian.com/supplys/1_4_134454.html | [10 empty] | CLEANSED | 41112412 Pressure gauge | GAUGE | PRESSURE | MEASURING RANGE | 0 TO 10 BAR,0 TO 15 BAR | DIAL SIZE | 100 MM | PROCESS CONNECTION | 1/2 IN-14 BSPP | CONNECTION LOCATION |  | MOUNTING TYPE |  | ACCURACY |  | DISPLAY TYPE |  | TUBE MATERIAL |  | CONNECTION MATERIAL |  | CASE MATERIAL |  | FILLER MATERIAL |  | HAZARD CLASS |  | CERTIFICATION/STANDARD |  | ADDITIONAL FEATURES | FLA | [45 empty] | Production Completed
STP_009 - Lot4 | Data Enrichment | rym | ok | 2023-07-31 | 2023-08-10 |  | 1299716 | 1299716 | EA | GAUGE,PRES;0-10 BAR,50 MM,1/4 IN-19 BSP |  |  | GAUGE,PRESSURE;MEASURING RANGE:0-10 BAR,DIAL SIZE:50 MM,PROCESS CONNECTION:1/4 IN-19 BSP,CONNECTION LOCATION:REAR ENTRY,MNFR:01) BERENDSEN FLUID POWER,PTNO:01)918-510-140 | 01)BERENDSEN FLUID POWER,01)918-510-140,0-10 BAR,50 MM,1/4 IN-19 BSP,REAR ENTRY |  |  | BERENDSEN FLUID POWER | BERENDSEN FLUID POWER | 918-510-140 | ABB |  |  |  |  | https://new.abb.com/products/sv/918510140/918510140 | [10 empty] | ENRICHED | 41112412 Pressure gauge | GAUGE | PRESSURE | MEASURING RANGE | 0 TO 10 BAR | DIAL SIZE | 50 MM | PROCESS CONNECTION | 1/8IN BSPP | CONNECTION LOCATION | REAR ENTRY | MOUNTING TYPE |  | ACCURACY |  | DISPLAY TYPE |  | TUBE MATERIAL |  | CONNECTION MATERIAL |  | CASE MATERIAL |  | FILLER MATERIAL |  | HAZARD CLASS |  | CERTIFICATION/STANDARD |  | ADDITIONAL FEATURES | [46 empty] | Production Completed
STP_009 - Lot4 | Data Enrichment | rym | ok | 2023-07-31 | 2023-08-10 |  | 1292363 | 1292363 | EA | GAUGE,PRES;0-10 BAR,BOTTOM |  |  | GAUGE,PRESSURE;MEASURING RANGE:0-10 BAR,CONNECTION LOCATION:BOTTOM,ADDITIONAL FEATURES EN:MEDIUM: HYDRAULIC,MNFR:01)CAVA HYDRAULICS | 01)CAVA HYDRAULICS & AUTO ELEC,01)633218,0-10 BAR,BOTTOM,01)MEDIUM: HYDRAULIC |  |  | CAVA HYDRAULICS | CAVA HYDRAULICS | 633218 | BLACKWOODS |  |  |  |  | https://www.blackwoods.com.au/valves-flow-control/hydraulic-gauges/pressure-gauges/hydac-633218-manometer-pressure-gauges-manometer-ng-63-10-g-1-4b-unten/p/02800992 | [10 empty] | ENRICHED | 41112412 Pressure gauge | GAUGE | PRESSURE | MEASURING RANGE | 0 TO 10 BAR | DIAL SIZE |  | PROCESS CONNECTION |  | CONNECTION LOCATION | BOTTOM | MOUNTING TYPE |  | ACCURACY |  | DISPLAY TYPE |  | TUBE MATERIAL |  | CONNECTION MATERIAL |  | CASE MATERIAL | STAINLESS STEEL | FILLER MATERIAL | GLYCERINE | HAZARD CLASS |  | CERTIFICATION/STANDARD |  | ADDITIONAL FEATURES | MEDIUM:HYDRAULIC | [45 empty] | Production Completed
STP_009 - Lot4 | Data Enrichment | rym | ok | 2023-07-31 | 2023-08-10 |  | 1300232 | 1300232 | EA | GAUGE,PRES;0-10 BAR,DIA 100 MM,OILTECH |  |  | GAUGE,PRESSURE;MEASURING RANGE:0-10 BAR,DIAL SIZE:DIA 100 MM,MNFR:01)OILTECH,PTNO:01)SBS 100 0-10BAR | 01)OILTECH,01)SBS 100 0-10BAR,0-10 BAR,DIA 100 MM |  |  | OILTECH | OILTECH | SBS 100 0-10BAR | [5 empty] | URL NOT FOUND | [10 empty] | CLEANSED | 41112412 Pressure gauge | GAUGE | PRESSURE | MEASURING RANGE | 0 TO 10 BAR | DIAL SIZE | 100 MM DIA | PROCESS CONNECTION |  | CONNECTION LOCATION |  | MOUNTING TYPE |  | ACCURACY |  | DISPLAY TYPE |  | TUBE MATERIAL |  | CONNECTION MATERIAL |  | CASE MATERIAL |  | FILLER MATERIAL |  | HAZARD CLASS |  | CERTIFICATION/STANDARD |  | ADDITIONAL FEATURES | [46 empty] | Production Completed
STP_009 - Lot4 | Data Enrichment | rym | ok | 2023-07-31 | 2023-08-10 |  | 1288590 | 1288590 | EA | GAUGE,PRES;0-10 BAR,R1/8 IN,WITH SWITCH |  |  | GAUGE,PRESSURE;MEASURING RANGE:0-10 BAR,PROCESS CONNECTION:R1/8 IN,ADDITIONAL FEATURES EN:WITH SWITCH,MNFR:01)OUTOKUMP,PTNO:01) 592102 | 01)OUTOKUMP,01)592102,0-10 BAR,R1/8 IN,01)WITH SWITCH |  |  | OUTOKUMP | OUTOKUMP | 592102 | [5 empty] | URL NOT FOUND | [10 empty] | CLEANSED | 41112412 Pressure gauge | GAUGE | PRESSURE | MEASURING RANGE | 0 TO 10 BAR | DIAL SIZE |  | PROCESS CONNECTION | 1/8 IN BSPT | CONNECTION LOCATION |  | MOUNTING TYPE |  | ACCURACY |  | DISPLAY TYPE |  | TUBE MATERIAL |  | CONNECTION MATERIAL |  | CASE MATERIAL |  | FILLER MATERIAL |  | HAZARD CLASS |  | CERTIFICATION/STANDARD |  | ADDITIONAL FEATURES | C/W SWITCH | [45 empty] | Production Completed
STP_009 - Lot4 | Data Enrichment | rym | ok | 2023-07-31 | 2023-08-10 |  | 1299685 | 1299685 | EA | GAUGE,PRES;0-100 KPA,100 MM,3/8 IN-19BSP |  |  | GAUGE,PRESSURE;MEASURING RANGE:0-100 KPA,DIAL SIZE:100 MM,PROCESS CONNECTION:3/8 IN-19BSP,MNFR:01)WIKA,PTNO:01)502.9687470.10 | 01)WIKA,01)502.9687470.10,0-100 KPA,100 MM,3/8 IN-19BSP |  |  | WIKA | WIKA AUSTRALIA PTY LTD | 502.9687470.10 | [5 empty] | URL NOT FOUND | [10 empty] | CLEANSED | 41112412 Pressure gauge | GAUGE | PRESSURE | MEASURING RANGE | 0 TO 100 KPA | DIAL SIZE | 100 MM | PROCESS CONNECTION | 3/8 IN-19 BSP | CONNECTION LOCATION |  | MOUNTING TYPE |  | ACCURACY |  | DISPLAY TYPE |  | TUBE MATERIAL |  | CONNECTION MATERIAL |  | CASE MATERIAL |  | FILLER MATERIAL |  | HAZARD CLASS |  | CERTIFICATION/STANDARD |  | ADDITIONAL FEATURES | [46 empty] | Production Completed
STP_009 - Lot4 | Data Enrichment | rym | ok | 2023-07-31 | 2023-08-10 |  | 1280775 | 1280775 | EA | GAUGE,PRES;0-100 MPA,DIGITAL |  |  | GAUGE,PRESSURE;MEASURING RANGE:0-100 MPA,DISPLAY TYPE:DIGITAL,MNFR:01)SKF,PTNO:01)THGD100,MNFR:02)APPLIED INDUSTRIAL TECHNOLOGIES, PTNO:02)THGD 100 | 01)SKF,02)APPLIED INDUSTRIAL TECHNOLO,01)THGD100,02)THGD 100,0-100 MPA,DIGITAL |  |  | APPLIED INDUSTRIAL TECHNOLOGIES | SKF | THGD100 |  | APPLIED INDUSTRIAL TECHNOLOGIES | THGD 100 |  |  | https://www.skf.com/ph/productinfo/productid-THGD%20100 | [10 empty] | ENRICHED | 41112412 Pressure gauge | GAUGE | PRESSURE | MEASURING RANGE | 0 TO 100 MPA | DIAL SIZE | 79 MM DIA | PROCESS CONNECTION |  | CONNECTION LOCATION |  | MOUNTING TYPE |  | ACCURACY |  | DISPLAY TYPE | DIGITAL | TUBE MATERIAL |  | CONNECTION MATERIAL |  | CASE MATERIAL |  | FILLER MATERIAL |  | HAZARD CLASS |  | CERTIFICATION/STANDARD |  | ADDITIONAL FEATURES | [46 empty] | Production Completed
STP_009 - Lot4 | Data Enrichment | rym | ok | 2023-07-31 | 2023-08-10 |  | 1288389 | 1288389 | EA | GAUGE,PRES;0-100 PSI,2-1/2 IN,REAR,DIAL |  |  | GAUGE,PRESSURE;MEASURING RANGE:0-100 PSI,DIAL SIZE:2-1/2 IN,PROCESS CONNECTION:1/4 IN-18 NPT,CONNECTION LOCATION:REAR,DISPLAY TYPE:DIAL,CONNECTION MATERIAL:BRASS,CASE MATERIAL:STAINLESS STEEL 304,FILLER MATERIAL:GLYCERINE,MNFR:01)MARCTECH,PTNO:01)9767215 | 01)MARCTECH,01)9767215,0-100 PSI,2-1/2 IN,1/4 IN-18 NPT,REAR,DIAL,BRASS,STAINLESS STEEL 304,GLYCERINE |  |  | MARCTECH | MARCTECH | 9767215 | [5 empty] | https://valinonline.com/products/9767215 | [10 empty] | CLEANSED | 41112412 Pressure gauge | GAUGE | PRESSURE | MEASURING RANGE | 0 TO 100 PSI | DIAL SIZE | 2-1/2 IN | PROCESS CONNECTION | 1/4 IN-18 NPT | CONNECTION LOCATION | REAR | MOUNTING TYPE |  | ACCURACY |  | DISPLAY TYPE | DIAL | TUBE MATERIAL |  | CONNECTION MATERIAL | BRASS | CASE MATERIAL | STAINLESS STEEL 304 | FILLER MATERIAL | GLYCERINE | HAZARD CLASS |  | CERTIFICATION/STANDARD |  | ADDITIONAL FEATURES | [46 empty] | Production Completed
STP_009 - Lot4 | Data Enrichment | rym | ok | 2023-07-31 | 2023-08-10 |  | 1288585 | 1288585 | EA | GAUGE,PRES;0-100 PSI,2-1/2 IN,REAR,DIAL |  |  | GAUGE,PRESSURE;MEASURING RANGE:0-100 PSI,DIAL SIZE:2-1/2 IN,PROCESS CONNECTION:1/4 IN-19 BSP,CONNECTION LOCATION:REAR,DISPLAY TYPE:DIAL,CONNECTION MATERIAL:BRASS,CASE MATERIAL:STAINLESS STEEL,FILLER MATERIAL:GLYCERINE,MNFR:01)MARCTECH,PTNO:01)117456 9767215 | 01)MARCTECH,01)117456 9767215,0-100 PSI,2-1/2 IN,1/4 IN-19 BSP,REAR,DIAL,BRASS,STAINLESS STEEL,GLYCERINE |  |  | MARCTECH | MARCTECH | 9767215 |  |  | 117456 |  |  | https://valinonline.com/products/9767215 | [10 empty] | CLEANSED | 41112412 Pressure gauge | GAUGE | PRESSURE | MEASURING RANGE | 0 TO 100 PSI | DIAL SIZE | 2-1/2 IN | PROCESS CONNECTION | 1/4 IN-19 BSP | CONNECTION LOCATION | REAR | MOUNTING TYPE |  | ACCURACY |  | DISPLAY TYPE | DIAL | TUBE MATERIAL |  | CONNECTION MATERIAL | BRASS | CASE MATERIAL | STAINLESS STEEL | FILLER MATERIAL | GLYCERINE | HAZARD CLASS |  | CERTIFICATION/STANDARD |  | ADDITIONAL FEATURES | [46 empty] | Production Completed
STP_009 - Lot4 | Data Enrichment | rym | ok | 2023-07-31 | 2023-08-10 |  | 1280933 | 1280933 | EA | GAUGE,PRES;0-100 PSI,BOTTOM |  |  | GAUGE,PRESSURE;MEASURING RANGE:0-100 PSI,MOUNTING TYPE:BOTTOM,ADDITIONAL FEATURES EN:PER QUOTE TV2519,MNFR:01)BURWELL TECHNOLOGIES,PTNO:01)110436 | 01)BURWELL TECHNOLOGIES,01)110436,0-100 PSI,BOTTOM,01)PER QUOTE TV2519 |  |  | BURWELL TECHNOLOGIES | BURWELL TECHNOLOGIES | 110436 | [5 empty] | https://www.graco.com/us/en/in-plant-manufacturing/product.110436.html | [10 empty] | ENRICHED | 41112412 Pressure gauge | GAUGE | PRESSURE | MEASURING RANGE | 0 TO 100 PSI | DIAL SIZE |  | PROCESS CONNECTION | 1/8 IN NPTX1/4 IN NPT | CONNECTION LOCATION | BOTTOM | MOUNTING TYPE | BOTTOM | ACCURACY |  | DISPLAY TYPE |  | TUBE MATERIAL |  | CONNECTION MATERIAL |  | CASE MATERIAL |  | FILLER MATERIAL |  | HAZARD CLASS |  | CERTIFICATION/STANDARD |  | ADDITIONAL FEATURES | PER QUOTE TV2519 | [45 empty] | Production Completed
STP_009 - Lot4 | Data Enrichment | rym | ok | 2023-07-31 | 2023-08-10 |  | 1280982 | 1280982 | EA | GAUGE,PRES;0-1000 BAR,100 MM |  |  | GAUGE,PRESSURE;MEASURING RANGE:0-1000 BAR,DIAL SIZE:100 MM,MNFR:01)CAVA HYDRAULICS AND AUTO ELECTRICS,PTNO:01)G1004B | 01)CAVA HYDRAULICS & AUTO ELEC,01)G1004B,0-1000 BAR,100 MM |  |  | CAVA HYDRAULICS AND AUTO ELECTRICS | CAVA HYDRAULICS AND AUTO ELECTRICS | G1004B | [5 empty] | URL NOT FOUND | [10 empty] | CLEANSED | 41112412 Pressure gauge | GAUGE | PRESSURE | MEASURING RANGE | 0 TO 1000 BAR | DIAL SIZE | 100 MM | PROCESS CONNECTION |  | CONNECTION LOCATION |  | MOUNTING TYPE |  | ACCURACY |  | DISPLAY TYPE |  | TUBE MATERIAL |  | CONNECTION MATERIAL |  | CASE MATERIAL |  | FILLER MATERIAL |  | HAZARD CLASS |  | CERTIFICATION/STANDARD |  | ADDITIONAL FEATURES | [46 empty] | Production Completed
STP_009 - Lot4 | Data Enrichment | rym | ok | 2023-07-31 | 2023-08-10 |  | 1299754 | 1299754 | EA | GAUGE,PRES;0-1000 KPA,1/8 IN-28 BSP,REAR |  |  | GAUGE,PRESSURE;MEASURING RANGE:0-1000 KPA,PROCESS CONNECTION:1/8 IN-28 BSP,CONNECTION LOCATION:REAR,MNFR:01)SMC CORPORATION (AUST) PTY LTD,PTNO:01)G33-K10-01 | 01)SMC CORPORATION (AUST) PTY,01)G33-K10-01,0-1000 KPA,1/8 IN-28 BSP,REAR |  |  | SMC CORPORATION (AUST) PTY LTD | SMC CORPORATION (AUST) PTY LTD | G33-K10-01 | [5 empty] | https://www.atom.com.au/gauge-pressure-smc-33mm-dia-1-8-35120003 | [10 empty] | CLEANSED | 41112412 Pressure gauge | GAUGE | PRESSURE | MEASURING RANGE | 0 TO 1000 KPA | DIAL SIZE |  | PROCESS CONNECTION | 1/8 IN-28 BSP | CONNECTION LOCATION | REAR | MOUNTING TYPE |  | ACCURACY |  | DISPLAY TYPE |  | TUBE MATERIAL |  | CONNECTION MATERIAL |  | CASE MATERIAL |  | FILLER MATERIAL |  | HAZARD CLASS |  | CERTIFICATION/STANDARD |  | ADDITIONAL FEATURES | [46 empty] | Production Completed
STP_009 - Lot4 | Data Enrichment | rym | ok | 2023-07-31 | 2023-08-10 |  | 1300223 | 1300223 | EA | GAUGE,PRES;0-1000 KPA,100 MM,1/2 IN BSP |  |  | GAUGE,PRESSURE;MEASURING RANGE:0-1000 KPA,DIAL SIZE:100 MM,PROCESS CONNECTION:1/2 IN BSP,CONNECTION LOCATION:BOTTOM,CASE MATERIAL: STAINLESS STEEL 316,MNFR:01)CUSTOM FLUID POWER P/L,PTNO:01)100-1009SW04L-0-1000KPA,MNFR:02)CUSTOM FLUID POWER P/L,PTNO:02) 68000285 | 01)CUSTOM FLUID POWER P/L,02)CUSTOM FLUID POWER P/L,01)100-1009SW04L-0-1000KPA,02)68000285,0-1000 KPA,100 MM,1/2 IN BSP,BOTTOM,STAINLESS STEEL 316 |  |  | CUSTOM FLUID POWER P/L | CUSTOM FLUID POWER P/L | 100-1009SW04L-0-1000KPA |  | CUSTOM FLUID POWER P/L | 68000285 |  |  | URL NOT FOUND | [10 empty] | CLEANSED | 41112412 Pressure gauge | GAUGE | PRESSURE | MEASURING RANGE | 0 TO 1000 KPA | DIAL SIZE | 100 MM | PROCESS CONNECTION | 1/2 IN BSP | CONNECTION LOCATION | BOTTOM | MOUNTING TYPE |  | ACCURACY |  | DISPLAY TYPE |  | TUBE MATERIAL |  | CONNECTION MATERIAL |  | CASE MATERIAL | STAINLESS STEEL 316 | FILLER MATERIAL |  | HAZARD CLASS |  | CERTIFICATION/STANDARD |  | ADDITIONAL FEATURES | [46 empty] | Production Completed
STP_009 - Lot4 | Data Enrichment | rym | ok | 2023-07-31 | 2023-08-10 |  | 1299880 | 1299880 | EA | GAUGE,PRES;0-1000 KPA,2-1/2 IN,LIQUID |  |  | GAUGE,PRESSURE;MEASURING RANGE:0-1000 KPA,DIAL SIZE:2-1/2 IN,PROCESS CONNECTION:1/4 IN-18 NPT,CONNECTION LOCATION:BOTTOM ENTRY, FILLER MATERIAL:LIQUID,MNFR:01)METSO AUSTRALIA LTD,PTNO:01)85-A50-045-024,MNFR:02)METSO AUSTRALIA LTD,PTNO:02)25-1009SWL-02L-0- 100KPA | 01)METSO AUSTRALIA LTD,02)METSO AUSTRALIA LTD,01)85-A50-045-024,02)25-1009SWL-02L-0-100KPA,0-1000 KPA,2-1/2 IN,1/4 IN-18 NPT,BOTTOM ENTRY,LIQUID |  |  | METSO AUSTRALIA LTD | METSO AUSTRALIA LTD | 85-A50-045-024 |  | METSO AUSTRALIA LTD | 25-1009SWL-02L-0- 100KPA |  |  | URL NOT FOUND | [10 empty] | CLEANSED | 41112412 Pressure gauge | GAUGE | PRESSURE | MEASURING RANGE | 0 TO 1000 KPA | DIAL SIZE | 2-1/2 IN | PROCESS CONNECTION | 1/4 IN-18 NPT | CONNECTION LOCATION | BOTTOM ENTRY | MOUNTING TYPE |  | ACCURACY |  | DISPLAY TYPE |  | TUBE MATERIAL |  | CONNECTION MATERIAL |  | CASE MATERIAL |  | FILLER MATERIAL | LIQUID | HAZARD CLASS |  | CERTIFICATION/STANDARD |  | ADDITIONAL FEATURES | [46 empty] | Production Completed
STP_009 - Lot4 | Data Enrichment | rym | ok | 2023-07-31 | 2023-08-10 |  | 1317653 | 1317653 | EA | GAUGE,PRES;0-1000 KPA,25 MM |  |  | GAUGE,PRESSURE;MEASURING RANGE:0-1000 KPA,DIAL SIZE:25 MM,ADDITIONAL FEATURES EN:FACE BLACK, MEDIUM: AIR,MNFR:01)DIESEL PARTS AND SE | 01)DIESEL PARTS & SERVICE PTY,01)0520G100,0-1000 KPA,25 MM,01)FACE BLACK, MEDIUM: AIR |  |  | DIESEL PARTS AND SE | DIESEL PARTS AND SE | 0520G100 | [5 empty] | URL NOT FOUND | [10 empty] | CLEANSED | 41112412 Pressure gauge | GAUGE | PRESSURE | MEASURING RANGE | 0 TO 1000 KPA | DIAL SIZE | 25 MM | PROCESS CONNECTION |  | CONNECTION LOCATION |  | MOUNTING TYPE |  | ACCURACY |  | DISPLAY TYPE |  | TUBE MATERIAL |  | CONNECTION MATERIAL |  | CASE MATERIAL |  | FILLER MATERIAL |  | HAZARD CLASS |  | CERTIFICATION/STANDARD |  | ADDITIONAL FEATURES | FACE BLACK,MEDIUM:AIR | [45 empty] | Production Completed
STP_009 - Lot4 | Data Enrichment | rym | ok | 2023-07-31 | 2023-08-10 |  | 1232309 | 1232309 | EA | GAUGE,PRES;0-1000 KPA,50 MM,DIRECT |  |  | GAUGE,PRESSURE;MEASURING RANGE:0-1000 KPA,DIAL SIZE:50 MM,PROCESS CONNECTION:1/4 IN-19 BSPT,CONNECTION LOCATION:AXIAL REAR ENTRY, MOUNTING TYPE:DIRECT,ACCURACY:+/-2.5 PCT,DISPLAY TYPE:DUAL SCALE KPA/PSI,TUBE MATERIAL:COPPER ALLOY,CASE MATERIAL:PLASTIC BLACK, CERTIFICATION/STANDARD:AS/NZ 1349,ADDITIONAL FEATURES EN:BOURDON TUBE, WINDOW PLASTIC,MNFR:01)WIKA AUSTRALIA PTY LTD,PTNO:01)530. 9617412.20 | 01)WIKA AUSTRALIA PTY LTD,01)530.9617412.20,0-1000 KPA,50 MM,1/4 IN-19 BSPT,AXIAL REAR ENTRY,DIRECT,+/-2.5 PCT,DUAL SCALE KPA/PSI,EN_01)COPPER ALLOY,PLASTIC BLACK,EN_01)AS/NZ 1349,01)BOURDON TUBE, WINDOW PLASTI |  |  | WIKA AUSTRALIA PTY LTD | WIKA AUSTRALIA PTY LTD | 530. 9617412.20 | [5 empty] | URL NOT FOUND | [10 empty] | CLEANSED | 41112412 Pressure gauge | GAUGE | PRESSURE | MEASURING RANGE | 0 TO 1000 KPA | DIAL SIZE | 50 MM | PROCESS CONNECTION | 1/4 IN-19 BSPT | CONNECTION LOCATION | AXIAL REAR ENTRY | MOUNTING TYPE | DIRECT | ACCURACY | +/-2.5 PCT | DISPLAY TYPE | DUAL SCALE KPA/PSI | TUBE MATERIAL | COPPER ALLOY | CONNECTION MATERIAL |  | CASE MATERIAL | PLASTIC BLACK | FILLER MATERIAL |  | HAZARD CLASS |  | CERTIFICATION/STANDARD | AS/NZ 1349 | ADDITIONAL FEATURES | BOURDON TUBE,WINDOW PLASTIC | [45 empty] | Production Completed
STP_009 - Lot4 | Data Enrichment | rym | ok | 2023-07-31 | 2023-08-10 |  | 1280994 | 1280994 | EA | GAUGE,PRES;0-1000 KPA,63 MM |  |  | GAUGE,PRESSURE;MEASURING RANGE:0-1000 KPA,DIAL SIZE:63 MM,CONNECTION LOCATION:DIRECT REAR/CLAMP,CASE MATERIAL:STAINLESS STEEL, ADDITIONAL FEATURES EN:PRICE AS QUOTE NUMBER : 807244846600,MNFR:01)BLKWOOD,PTNO:01)03530669 | 01)BLKWOOD,01)03530669,0-1000 KPA,63 MM,DIRECT REAR/CLAMP,STAINLESS STEEL,01)PRICE AS QUOTE NUMBER : 807 |  |  | BLKWOOD | BLACKWOODS | 03530669 | [5 empty] | https://www.blackwoods.com.au/valves-flow-control/gauges-pressure/gauges-direct-and-panel-mount-rear-entry-stainless-steel-glycerine-filled-wika/gauge-63mm-213-53-0-1000kpa-1-4bspt-rdrp/p/03530669 | [10 empty] | ENRICHED | 41112412 Pressure gauge | GAUGE | PRESSURE | MEASURING RANGE | 0 TO 1000 KPA | DIAL SIZE | 63 MM | PROCESS CONNECTION | 1/4 IN BSPT | CONNECTION LOCATION | DIRECT REAR | MOUNTING TYPE | CLAMP | ACCURACY | +/-1.6 PCT | DISPLAY TYPE | DIAL | TUBE MATERIAL |  | CONNECTION MATERIAL | COPPER ALLOY | CASE MATERIAL | STAINLESS STEEL | FILLER MATERIAL |  | HAZARD CLASS |  | CERTIFICATION/STANDARD |  | ADDITIONAL FEATURES | PRICE AS QUOTE NUMBER:807244846600 | [45 empty] | Production Completed
STP_009 - Lot4 | Data Enrichment | rym | ok | 2023-07-31 | 2023-08-10 |  | 1353414 | 1353414 | EA | GAUGE,PRES;0-1000 KPA,63 MM,1/4 IN |  |  | GAUGE,PRESSURE;MEASURING RANGE:0-1000 KPA,DIAL SIZE:63 MM,PROCESS CONNECTION:1/4 IN,CONNECTION LOCATION:BOTTOM ENTRY,CASE MATERIAL:STAINLESS STEEL,FILLER MATERIAL:LIQUID,MNFR:01)SMC CORPORATION (AUST) PTY LTD,PTNO:01)25-1415 | 01)SMC CORPORATION (AUST) PTY,01)25-1415,0-1000 KPA,63 MM,1/4 IN,BOTTOM ENTRY,STAINLESS STEEL,LIQUID |  |  | SMC CORPORATION (AUST) PTY LTD | SMC CORPORATION (AUST) PTY LTD | 25-1415 | [5 empty] | https://www.petroind.com/products/gauge-pressure-1000-kpa-63mm-l-fill-stainless-steel | [10 empty] | ENRICHED | 41112412 Pressure gauge | GAUGE | PRESSURE | MEASURING RANGE | 0 TO 1000 KPA | DIAL SIZE | 63 MM | PROCESS CONNECTION | 1/4 IN BSP | CONNECTION LOCATION | BOTTOM ENTRY | MOUNTING TYPE |  | ACCURACY |  | DISPLAY TYPE |  | TUBE MATERIAL |  | CONNECTION MATERIAL |  | CASE MATERIAL | STAINLESS STEEL | FILLER MATERIAL | LIQUID | HAZARD CLASS |  | CERTIFICATION/STANDARD |  | ADDITIONAL FEATURES | [46 empty] | Production Completed
STP_009 - Lot4 | Data Enrichment | rym | ok | 2023-07-31 | 2023-08-10 |  | 1286418 | 1286418 | EA | GAUGE,PRES;0-1000 KPA,63 MM,1/4 IN BSP |  |  | GAUGE,PRESSURE;MEASURING RANGE:0-1000 KPA,DIAL SIZE:63 MM,PROCESS CONNECTION:1/4 IN BSP,CONNECTION LOCATION:BOTTOM ENTRY,CASE MATERIAL:STAINLESS STEEL 316,MNFR:01)BERENDSEN FLUID POWER,PTNO:01)MGP63/0-10 | 01)BERENDSEN FLUID POWER,01)MGP63/0-10,0-1000 KPA,63 MM,1/4 IN BSP,BOTTOM ENTRY,STAINLESS STEEL 316 |  |  | BERENDSEN FLUID POWER | BERENDSEN FLUID POWER | MGP63/0-10 | [5 empty] | https://rodavigo.net/en/p/glycerin-pressure-gauge-ref-roquet-mgp630-10/211MGP63010 | [10 empty] | CLEANSED | 41112412 Pressure gauge | GAUGE | PRESSURE | MEASURING RANGE | 0 TO 1000 KPA | DIAL SIZE | 63 MM | PROCESS CONNECTION | 1/4 IN BSP | CONNECTION LOCATION | BOTTOM ENTRY | MOUNTING TYPE |  | ACCURACY |  | DISPLAY TYPE |  | TUBE MATERIAL |  | CONNECTION MATERIAL |  | CASE MATERIAL | STAINLESS STEEL 316 | FILLER MATERIAL |  | HAZARD CLASS |  | CERTIFICATION/STANDARD |  | ADDITIONAL FEATURES | [46 empty] | Production Completed
STP_009 - Lot4 | Data Enrichment | rym | ok | 2023-07-31 | 2023-08-10 |  | 1316564 | 1316564 | EA | GAUGE,PRES;0-1000 KPA,REAR,1/8 IN-28 BSP |  |  | GAUGE,PRESSURE;MEASURING RANGE:0-1000 KPA,CONNECTION LOCATION:REAR,MOUNTING TYPE:1/8 IN-28 BSP,DISPLAY TYPE:FACE 40 MM,MNFR:01) SMC,PTNO:01)G40-K10-01 | 01)SMC,01)G40-K10-01,0-1000 KPA,REAR,1/8 IN-28 BSP,FACE 40 MM |  |  | SMC | SMC | G40-K10-01 | [5 empty] | https://www.smcpneumatics.com/G40-K10-01.html | [10 empty] | CLEANSED | 41112412 Pressure gauge | GAUGE | PRESSURE | MEASURING RANGE | 0 TO 1000 KPA | DIAL SIZE | 40 MM | PROCESS CONNECTION | 1/8 IN-28 BSP | CONNECTION LOCATION | REAR | MOUNTING TYPE |  | ACCURACY |  | DISPLAY TYPE |  | TUBE MATERIAL |  | CONNECTION MATERIAL |  | CASE MATERIAL |  | FILLER MATERIAL |  | HAZARD CLASS |  | CERTIFICATION/STANDARD |  | ADDITIONAL FEATURES | [46 empty] | Production Completed
STP_009 - Lot4 | Data Enrichment | rym | ok | 2023-07-31 | 2023-08-10 |  | 1317135 | 1317135 | EA | GAUGE,PRES;0-11 KG/CM2, 0-160 PSI,50 MM |  |  | GAUGE,PRESSURE;MEASURING RANGE:0-11 KG/CM2, 0-160 PSI,DIAL SIZE:50 MM,PROCESS CONNECTION:1/4 IN-18 NPT,MOUNTING TYPE:DIRECT,MNFR: 01)BERENDSEN FLUID POWER,PTNO:01)K4520N14160 | 01)BERENDSEN FLUID POWER,01)K4520N14160,0-11 KG/CM2, 0-160 PSI,50 MM,1/4 IN-18 NPT,DIRECT |  |  | BERENDSEN FLUID POWER | BERENDSEN FLUID POWER | K4520N14160 | [5 empty] | https://www.applied.com/c-brands/c-parker-hannifin-corp-/k4520n14160/Pressure-Gauge/p/100560389 | [10 empty] | ENRICHED | 41112412 Pressure gauge | GAUGE | PRESSURE | MEASURING RANGE | 0 TO 11 KG/CM2,0 TO 160 PSI | DIAL SIZE | 50 MM | PROCESS CONNECTION | 1/4 IN-18 NPT | CONNECTION LOCATION | BACK | MOUNTING TYPE | DIRECT | ACCURACY |  | DISPLAY TYPE |  | TUBE MATERIAL |  | CONNECTION MATERIAL |  | CASE MATERIAL |  | FILLER MATERIAL |  | HAZARD CLASS |  | CERTIFICATION/STANDARD |  | ADDITIONAL FEATURES | [46 empty] | Production Completed
STP_009 - Lot4 | Data Enrichment | rym | ok | 2023-07-31 | 2023-08-10 |  | 1350283 | 1350283 | EA | GAUGE,PRES;0-150 KGF/CM2,75 MM,FRONT |  |  | GAUGE,PRESSURE;MEASURING RANGE:0-150 KGF/CM2,DIAL SIZE:75 MM,PROCESS CONNECTION:1/2 IN-14 BSPP,CONNECTION LOCATION:BOTTOM ENTRY, MOUNTING TYPE:FRONT,FILLER MATERIAL:LIQUID,MNFR:01)MESCO INC.,PTNO:01)BU-3/8"X75X150(YAMAMOTO) | 01)MESCO INC.,01)BU-3/8"X75X150(YAMAMOTO),0-150 KGF/CM2,75 MM,1/2 IN-14 BSPP,BOTTOM ENTRY,FRONT,LIQUID |  |  | MESCO INC. | MESCO INC. | BU-3/8"X75X150(YAMAMOTO) | [5 empty] | URL NOT FOUND | [10 empty] | CLEANSED | 41112412 Pressure gauge | GAUGE | PRESSURE | MEASURING RANGE | 0 TO 150 KGF/CM2 | DIAL SIZE | 75 MM | PROCESS CONNECTION | 1/2 IN-14 BSPP | CONNECTION LOCATION | BOTTOM ENTRY,FRONT | MOUNTING TYPE |  | ACCURACY |  | DISPLAY TYPE |  | TUBE MATERIAL |  | CONNECTION MATERIAL |  | CASE MATERIAL |  | FILLER MATERIAL | LIQUID | HAZARD CLASS |  | CERTIFICATION/STANDARD |  | ADDITIONAL FEATURES | [46 empty] | Production Completed
STP_009 - Lot4 | Data Enrichment | rym | ok | 2023-07-31 | 2023-08-10 |  | 1299706 | 1299706 | EA | GAUGE,PRES;0-1500 PSI,63 MM,1/4 IN,LHA |  |  | GAUGE,PRESSURE;MEASURING RANGE:0-1500 PSI,DIAL SIZE:63 MM,PROCESS CONNECTION:1/4 IN,MNFR:01)LHA,PTNO:01)PGLA63BC1500S | 01)LHA,01)PGLA63BC1500S,0-1500 PSI,63 MM,1/4 IN |  |  | LHA | LHA | PGLA63BC1500S | [5 empty] | URL NOT FOUND | [10 empty] | CLEANSED | 41112412 Pressure gauge | GAUGE | PRESSURE | MEASURING RANGE | 0 TO 1500 PSI | DIAL SIZE | 63 MM | PROCESS CONNECTION | 1/4 IN | CONNECTION LOCATION |  | MOUNTING TYPE |  | ACCURACY |  | DISPLAY TYPE |  | TUBE MATERIAL |  | CONNECTION MATERIAL |  | CASE MATERIAL |  | FILLER MATERIAL |  | HAZARD CLASS |  | CERTIFICATION/STANDARD |  | ADDITIONAL FEATURES | [46 empty] | Production Completed
STP_009 - Lot4 | Data Enrichment | rym | ok | 2023-07-31 | 2023-08-10 |  | 1280648 | 1280648 | EA | GAUGE,PRES;0-15000 PSI,3-1/2 IN,LOWER |  |  | GAUGE,PRESSURE;MEASURING RANGE:0-15000 PSI,DIAL SIZE:3-1/2 IN,PROCESS CONNECTION:1/2 IN NPT,CONNECTION LOCATION:LOWER,TUBE MATERIAL:STAINLESS STEEL 316,FILLER MATERIAL:GLYCERINE,ADDITIONAL FEATURES EN:DURALIFE,MNFR:01)ASHCROFT,PTNO:01)35 1009 SW (L) 04L XXX 15000 | 01)ASHCROFT,01)35 1009 SW (L) 04L XXX 1500,0-15000 PSI,3-1/2 IN,1/2 IN NPT,LOWER,EN_01)STAINLESS STEEL 316,GLYCERINE,01)DURALIFE |  |  | ASHCROFT | ASHCROFT | 35 1009 SW (L) 04L XXX 15000 | [5 empty] | URL NOT FOUND | [10 empty] | CLEANSED | 41112412 Pressure gauge | GAUGE | PRESSURE | MEASURING RANGE | 0 TO 15000 PSI | DIAL SIZE | 3-1/2 IN | PROCESS CONNECTION | 1/2 IN NPT | CONNECTION LOCATION | LOWER | MOUNTING TYPE |  | ACCURACY |  | DISPLAY TYPE |  | TUBE MATERIAL | STAINLESS STEEL 316 | CONNECTION MATERIAL |  | CASE MATERIAL |  | FILLER MATERIAL | GLYCERINE | HAZARD CLASS |  | CERTIFICATION/STANDARD |  | ADDITIONAL FEATURES | DURALIFE | [45 empty] | Production Completed
STP_009 - Lot4 | Data Enrichment | rym | ok | 2023-07-31 | 2023-08-10 |  | 1288618 | 1288618 | EA | GAUGE,PRES;0-16 MPA,63 MM,PANEL |  |  | GAUGE,PRESSURE;MEASURING RANGE:0-16 MPA,DIAL SIZE:63 MM,MOUNTING TYPE:PANEL,MNFR:01)HYDROFIT,PTNO:01)PGPM1600-63 | 01)HYDROFIT,01)PGPM1600-63,0-16 MPA,63 MM,PANEL |  |  | HYDROFIT | HYDROFIT | PGPM1600-63 | [5 empty] | URL NOT FOUND | [10 empty] | CLEANSED | 41112412 Pressure gauge | GAUGE | PRESSURE | MEASURING RANGE | 0 TO 16 MPA | DIAL SIZE | 63 MM | PROCESS CONNECTION |  | CONNECTION LOCATION |  | MOUNTING TYPE | PANEL | ACCURACY |  | DISPLAY TYPE |  | TUBE MATERIAL |  | CONNECTION MATERIAL |  | CASE MATERIAL |  | FILLER MATERIAL |  | HAZARD CLASS |  | CERTIFICATION/STANDARD |  | ADDITIONAL FEATURES | [46 empty] | Production Completed
STP_009 - Lot4 | Data Enrichment | rym | ok | 2023-07-31 | 2023-08-10 |  | 1318812 | 1318812 | EA | GAUGE,PRES;0-160 BAR,1-1/2 IN |  |  | GAUGE,PRESSURE;MEASURING RANGE:0-160 BAR,DIAL SIZE:1-1/2 IN,ADDITIONAL FEATURES EN:DUST FOGGING SYSTEM,MNFR:01)MARC TECHNOLOGIES PTY LTD,PTNO:01)0834 | 01)MARC TECHNOLOGIES PTY LTD,01)0834,0-160 BAR,1-1/2 IN,01)DUST FOGGING SYSTEM |  |  | MARC TECHNOLOGIES PTY LTD | MARC TECHNOLOGIES PTY LTD | 0834 | [5 empty] | URL NOT FOUND | [10 empty] | CLEANSED | 41112412 Pressure gauge | GAUGE | PRESSURE | MEASURING RANGE | 0 TO 160 BAR | DIAL SIZE | 1-1/2 IN | PROCESS CONNECTION |  | CONNECTION LOCATION |  | MOUNTING TYPE |  | ACCURACY |  | DISPLAY TYPE |  | TUBE MATERIAL |  | CONNECTION MATERIAL |  | CASE MATERIAL |  | FILLER MATERIAL |  | HAZARD CLASS |  | CERTIFICATION/STANDARD |  | ADDITIONAL FEATURES | DUST FOGGING SYSTEM | [45 empty] | Production Completed
STP_009 - Lot4 | Data Enrichment | rym | ok | 2023-07-31 | 2023-08-10 |  | 1288579 | 1288579 | EA | GAUGE,PRES;0-160 BAR,63 MM,1/2 IN-14 BSP |  |  | GAUGE,PRESSURE;MEASURING RANGE:0-160 BAR,DIAL SIZE:63 MM,PROCESS CONNECTION:1/2 IN-14 BSP,CONNECTION LOCATION:BOTTOM,ACCURACY:CL 2.5,DISPLAY TYPE:DIAL, DUAL SCALE,CASE MATERIAL:STAINLESS STEEL 304,FILLER MATERIAL:GLYCERINE,CERTIFICATION/STANDARD:EN 837-1, MNFR:01)HYDROPA,PTNO:01)MG-100-G-160 | 01)HYDROPA,01)MG-100-G-160,0-160 BAR,63 MM,1/2 IN-14 BSP,BOTTOM,CL 2.5,DIAL, DUAL SCALE,STAINLESS STEEL 304,GLYCERINE,EN_01)EN 837-1 |  |  | HYDROPA | HYDROPA | MG-100-G-160 | [5 empty] | https://www.swagelok.com/downloads/webcatalogs/en/ms-02-170.pdf | [10 empty] | CLEANSED | 41112412 Pressure gauge | GAUGE | PRESSURE | MEASURING RANGE | 0 TO 160 BAR | DIAL SIZE | 63 MM | PROCESS CONNECTION | 1/2 IN-14 BSP | CONNECTION LOCATION | BOTTOM | MOUNTING TYPE |  | ACCURACY | CLASS 2.5 | DISPLAY TYPE | DIAL,DUAL SCALE | TUBE MATERIAL |  | CONNECTION MATERIAL |  | CASE MATERIAL | STAINLESS STEEL 304 | FILLER MATERIAL | GLYCERINE | HAZARD CLASS |  | CERTIFICATION/STANDARD | EN 837-1 | ADDITIONAL FEATURES | [46 empty] | Production Completed
STP_009 - Lot4 | Data Enrichment | rym | ok | 2023-07-31 | 2023-08-10 |  | 1345268 | 1345268 | EA | GAUGE,PRES;0-160 BAR,63 MM,G,HYDROPA |  |  | GAUGE,PRESSURE;MEASURING RANGE:0-160 BAR,DIAL SIZE:63 MM,ADDITIONAL FEATURES EN:G,MNFR:01)HYDROPA,PTNO:01)MG 63/160 | 01)HYDROPA,01)MG 63/160,0-160 BAR,63 MM,01)G |  |  | HYDROPA | HYDROPA | MG 63/160 | [5 empty] | URL NOT FOUND | [10 empty] | CLEANSED | 41112412 Pressure gauge | GAUGE | PRESSURE | MEASURING RANGE | 0 TO 160 BAR | DIAL SIZE | 63 MM | PROCESS CONNECTION |  | CONNECTION LOCATION |  | MOUNTING TYPE |  | ACCURACY |  | DISPLAY TYPE |  | TUBE MATERIAL |  | CONNECTION MATERIAL |  | CASE MATERIAL |  | FILLER MATERIAL |  | HAZARD CLASS |  | CERTIFICATION/STANDARD |  | ADDITIONAL FEATURES | G | [45 empty] | Production Completed
STP_009 - Lot4 | Data Enrichment | rym | ok | 2023-07-31 | 2023-08-10 |  | 1288584 | 1288584 | EA | GAUGE,PRES;0-160 PSI,2-1/2 IN,REAR,DIAL |  |  | GAUGE,PRESSURE;MEASURING RANGE:0-160 PSI,DIAL SIZE:2-1/2 IN,PROCESS CONNECTION:1/4 IN-18 NPT,CONNECTION LOCATION:REAR,DISPLAY TYPE:DIAL,CONNECTION MATERIAL:BRASS,CASE MATERIAL:STAINLESS STEEL,FILLER MATERIAL:GLYCERINE,MNFR:01)MARCTECH,PTNO:01)117446 9767223 | 01)MARCTECH,01)117446 9767223,0-160 PSI,2-1/2 IN,1/4 IN-18 NPT,REAR,DIAL,BRASS,STAINLESS STEEL,GLYCERINE |  |  | MARCTECH | MARCTECH | 9767223 |  |  | 117446 |  |  | https://valinonline.com/products/9767223 | [10 empty] | CLEANSED | 41112412 Pressure gauge | GAUGE | PRESSURE | MEASURING RANGE | 0 TO 160 PSI | DIAL SIZE | 2-1/2 IN | PROCESS CONNECTION | 1/4 IN-18 NPT | CONNECTION LOCATION | REAR | MOUNTING TYPE |  | ACCURACY |  | DISPLAY TYPE | DIAL | TUBE MATERIAL |  | CONNECTION MATERIAL | BRASS | CASE MATERIAL | STAINLESS STEEL | FILLER MATERIAL | GLYCERINE | HAZARD CLASS |  | CERTIFICATION/STANDARD |  | ADDITIONAL FEATURES | [46 empty] | Production Completed
STP_009 - Lot4 | Data Enrichment | rym | ok | 2023-07-31 | 2023-08-10 |  | 1365587 | 1365587 | EA | GAUGE,PRES;0-1600 KPA, 0-230 PSI,100 MM |  |  | GAUGE,PRESSURE;MEASURING RANGE:0-1600 KPA, 0-230 PSI,DIAL SIZE:100 MM,PROCESS CONNECTION:1/2 IN,CONNECTION LOCATION:BOTTOM, DISPLAY TYPE:DIAL, DUAL SCALE,CASE MATERIAL:STAINLESS STEEL,FILLER MATERIAL:GLYCERINE,ADDITIONAL FEATURES EN:TECSIS,MNFR:01)ATOM SUPPLY,PTNO:01)99768179 | 01)ATOM SUPPLY,01)99768179,0-1600 KPA, 0-230 PSI,100 MM,1/2 IN,BOTTOM,DIAL, DUAL SCALE,STAINLESS STEEL,GLYCERINE,01)TECSIS |  |  | ATOM SUPPLY | ATOM SUPPLY | 99768179 | [5 empty] | https://www.atom.com.au/heavy-duty-pressure-gauge-bottom-connection-ss-fillable-0-800kpa-115psi-99768179 | [10 empty] | CLEANSED | 41112412 Pressure gauge | GAUGE | PRESSURE | MEASURING RANGE | 0 TO 1600 KPA,0 TO 230 PSI | DIAL SIZE | 100 MM | PROCESS CONNECTION | 1/2 IN | CONNECTION LOCATION | BOTTOM | MOUNTING TYPE |  | ACCURACY |  | DISPLAY TYPE | DIAL,DUAL SCALE | TUBE MATERIAL |  | CONNECTION MATERIAL |  | CASE MATERIAL | STAINLESS STEEL | FILLER MATERIAL | GLYCERINE | HAZARD CLASS |  | CERTIFICATION/STANDARD |  | ADDITIONAL FEATURES | BRAND:TECSIS | [45 empty] | Production Completed
STP_009 - Lot4 | Data Enrichment | rym | ok | 2023-07-31 | 2023-08-10 |  | 1353369 | 1353369 | EA | GAUGE,PRES;0-1600 KPA, 0-230 PSI,DIRECT |  |  | GAUGE,PRESSURE;MEASURING RANGE:0-1600 KPA, 0-230 PSI,PROCESS CONNECTION:1/4 IN-19 BSPP,CONNECTION LOCATION:BOTTOM ENTRY,MOUNTING TYPE:DIRECT,FILLER MATERIAL:LIQUID,MNFR:01)BERENDSEN FLUID POWER,PTNO:01)BE0016063,MNFR:02)BERENDSEN FLUID POWER,PTNO:02) PGLA63BC300S | 01)BERENDSEN FLUID POWER,02)BERENDSEN FLUID POWER,01)BE0016063,02)PGLA63BC300S,0-1600 KPA, 0-230 PSI,1/4 IN-19 BSPP,BOTTOM ENTRY,DIRECT,LIQUID |  |  | BERENDSEN FLUID POWER | BERENDSEN FLUID POWER | BE0016063 |  | BERENDSEN FLUID POWER | PGLA63BC300S |  |  | URL NOT FOUND | [10 empty] | CLEANSED | 41112412 Pressure gauge | GAUGE | PRESSURE | MEASURING RANGE | 0 TO 1600 KPA,0 TO 230 PSI | DIAL SIZE |  | PROCESS CONNECTION | 1/4 IN-19 BSPP | CONNECTION LOCATION | BOTTOM ENTRY | MOUNTING TYPE | DIRECT | ACCURACY |  | DISPLAY TYPE |  | TUBE MATERIAL |  | CONNECTION MATERIAL |  | CASE MATERIAL |  | FILLER MATERIAL | LIQUID | HAZARD CLASS |  | CERTIFICATION/STANDARD |  | ADDITIONAL FEATURES | [46 empty] | Production Completed
STP_009 - Lot4 | Data Enrichment | rym | ok | 2023-07-31 | 2023-08-10 |  | 1299681 | 1299681 | EA | GAUGE,PRES;0-1600 KPA,100 MM,DIAPHRA |  |  | GAUGE,PRESSURE;MEASURING RANGE:0-1600 KPA,DIAL SIZE:100 MM,ADDITIONAL FEATURES EN:DIAPHRA,MNFR:01)AMBIT,PTNO:01)AA44-2(DRY)0- 1600KPA | 01)AMBIT,01)AA44-2(DRY)0-1600KPA,0-1600 KPA,100 MM,01)DIAPHRA |  |  | AMBIT | AMBIT | AA44-2(DRY)0- 1600KPA | [5 empty] | URL NOT FOUND | [10 empty] | CLEANSED | 41112412 Pressure gauge | GAUGE | PRESSURE | MEASURING RANGE | 0 TO 1600 KPA | DIAL SIZE | 100 MM | PROCESS CONNECTION |  | CONNECTION LOCATION |  | MOUNTING TYPE |  | ACCURACY |  | DISPLAY TYPE |  | TUBE MATERIAL |  | CONNECTION MATERIAL |  | CASE MATERIAL |  | FILLER MATERIAL |  | HAZARD CLASS |  | CERTIFICATION/STANDARD |  | ADDITIONAL FEATURES | DIAPHRA | [45 empty] | Production Completed
STP_009 - Lot4 | Data Enrichment | rym | ok | 2023-07-31 | 2023-08-10 |  | 1345123 | 1345123 | EA | GAUGE,PRES;0-1600 KPA,3/8 IN |  |  | GAUGE,PRESSURE;MEASURING RANGE:0-1600 KPA,DIAL SIZE:3/8 IN,CONNECTION LOCATION:BOTTOM ENTRY,MNFR:01)CAVA HYDRAULICS AND AUTO ELECTRI | 01)CAVA HYDRAULICS & AUTO ELEC,01)505-9687476-10,0-1600 KPA,3/8 IN,BOTTOM ENTRY |  |  | CAVA HYDRAULICS AND AUTO ELECTRI | CAVA HYDRAULICS AND AUTO ELECTRI | 505-9687476-10 | [5 empty] | URL NOT FOUND | [10 empty] | CLEANSED | 41112412 Pressure gauge | GAUGE | PRESSURE | MEASURING RANGE | 0 TO 1600 KPA | DIAL SIZE | 3/8 IN | PROCESS CONNECTION |  | CONNECTION LOCATION | BOTTOM ENTRY | MOUNTING TYPE |  | ACCURACY |  | DISPLAY TYPE |  | TUBE MATERIAL |  | CONNECTION MATERIAL |  | CASE MATERIAL |  | FILLER MATERIAL |  | HAZARD CLASS |  | CERTIFICATION/STANDARD |  | ADDITIONAL FEATURES | [46 empty] | Production Completed
STP_009 - Lot4 | Data Enrichment | rym | ok | 2023-07-31 | 2023-08-10 |  | 1345267 | 1345267 | EA | GAUGE,PRES;0-1600 KPA,63 MM,AMIAD |  |  | GAUGE,PRESSURE;MEASURING RANGE:0-1600 KPA,DIAL SIZE:63 MM,MNFR:01)AMIAD,PTNO:01)D-44-2-511 | 01)AMIAD,01)D-44-2-511,0-1600 KPA,63 MM |  |  | AMIAD | AMIAD | D-44-2-511 | [5 empty] | URL NOT FOUND | [10 empty] | CLEANSED | 41112412 Pressure gauge | GAUGE | PRESSURE | MEASURING RANGE | 0 TO 1600 KPA | DIAL SIZE | 63 MM | PROCESS CONNECTION |  | CONNECTION LOCATION |  | MOUNTING TYPE |  | ACCURACY |  | DISPLAY TYPE |  | TUBE MATERIAL |  | CONNECTION MATERIAL |  | CASE MATERIAL |  | FILLER MATERIAL |  | HAZARD CLASS |  | CERTIFICATION/STANDARD |  | ADDITIONAL FEATURES | [46 empty] | Production Completed
STP_009 - Lot4 | Data Enrichment | rym | ok | 2023-07-31 | 2023-08-10 |  | 1299518 | 1299518 | EA | GAUGE,PRES;0-1600 KPA,63 MM,BOTTOM ENTRY |  |  | GAUGE,PRESSURE;MEASURING RANGE:0-1600 KPA,DIAL SIZE:63 MM,PROCESS CONNECTION:1/4 IN-19 BSP,CONNECTION LOCATION:BOTTOM ENTRY,CASE MATERIAL:STAINLESS STEEL 316,FILLER MATERIAL:GLYCERINE,ADDITIONAL FEATURES EN:BLOW OUT DISC,MNFR:01)WIKA AUSTRALIA PTY LTD,PTNO: 01)9312752 | 01)WIKA AUSTRALIA PTY LTD,01)9312752,0-1600 KPA,63 MM,1/4 IN-19 BSP,BOTTOM ENTRY,STAINLESS STEEL 316,GLYCERINE,01)BLOW OUT DISC |  |  | WIKA AUSTRALIA PTY LTD | WIKA AUSTRALIA PTY LTD | 9312752 | BLACKWOODS |  |  |  |  | https://www.blackwoods.com.au/valves-flow-control/gauges-pressure/gauges-direct-mount-bottom-entry-stainless-steel-glycerine-filled-wika/gauge-63mm-213-53-0-1600kpa-1-4-bspt-bd/p/03534290 | [10 empty] | ENRICHED | 41112412 Pressure gauge | GAUGE | PRESSURE | MEASURING RANGE | 0 TO 1600 KPA | DIAL SIZE | 63 MM | PROCESS CONNECTION | 1/4 IN-19 BSP | CONNECTION LOCATION | BOTTOM ENTRY | MOUNTING TYPE |  | ACCURACY | +/-1.6 PCT | DISPLAY TYPE |  | TUBE MATERIAL |  | CONNECTION MATERIAL |  | CASE MATERIAL | STAINLESS STEEL 316 | FILLER MATERIAL | GLYCERINE | HAZARD CLASS |  | CERTIFICATION/STANDARD |  | ADDITIONAL FEATURES | BLOW OUT DISC | [45 empty] | Production Completed
STP_009 - Lot4 | Data Enrichment | rym | ok | 2023-07-31 | 2023-08-10 |  | 1300236 | 1300236 | EA | GAUGE,PRES;0-16000 KPA,63 MM,REXROTH |  |  | GAUGE,PRESSURE;MEASURING RANGE:0-16000 KPA,DIAL SIZE:63 MM,MNFR:01)REXROTH,PTNO:01)PGPM16000-63 | 01)REXROTH,01)PGPM16000-63,0-16000 KPA,63 MM |  |  | REXROTH | REXROTH | PGPM16000-63 | [5 empty] | URL NOT FOUND | [10 empty] | CLEANSED | 41112412 Pressure gauge | GAUGE | PRESSURE | MEASURING RANGE | 0 TO 16000 KPA | DIAL SIZE | 63 MM | PROCESS CONNECTION |  | CONNECTION LOCATION |  | MOUNTING TYPE |  | ACCURACY |  | DISPLAY TYPE |  | TUBE MATERIAL |  | CONNECTION MATERIAL |  | CASE MATERIAL |  | FILLER MATERIAL |  | HAZARD CLASS |  | CERTIFICATION/STANDARD |  | ADDITIONAL FEATURES | [46 empty] | Production Completed
STP_009 - Lot4 | Data Enrichment | rym | ok | 2023-07-31 | 2023-08-10 |  | 1350461 | 1350461 | EA | GAUGE,PRES;0-1700 KPA, 0-30 IN/HG,DIRECT |  |  | GAUGE,PRESSURE;MEASURING RANGE:0-1700 KPA, 0-30 IN/HG,DIAL SIZE:2-1/2 IN,MOUNTING TYPE:DIRECT,ADDITIONAL FEATURES EN:REFRIGERANT FREON R12/R22/R502,MNFR:01)HEATCRAFT AUSTRALIA PTY LTD,PTNO:01)425-CKP | 01)HEATCRAFT AUSTRALIA PTY LTD,01)425-CKP,0-1700 KPA, 0-30 IN/HG,2-1/2 IN,DIRECT,01)REFRIGERANT FREON R12/R22/R |  |  | HEATCRAFT AUSTRALIA PTY LTD | HEATCRAFT AUSTRALIA PTY LTD | 425-CKP | [5 empty] | https://www.behler-young.com/UserFiles/Resource/IMPTLSE00007_35.pdf | [10 empty] | CLEANSED | 41112412 Pressure gauge | GAUGE | PRESSURE | MEASURING RANGE | 0 TO 1700 KPA,0 TO 30 IN/HG | DIAL SIZE | 2-1/2 IN | PROCESS CONNECTION |  | CONNECTION LOCATION |  | MOUNTING TYPE | DIRECT | ACCURACY |  | DISPLAY TYPE |  | TUBE MATERIAL |  | CONNECTION MATERIAL |  | CASE MATERIAL |  | FILLER MATERIAL |  | HAZARD CLASS |  | CERTIFICATION/STANDARD |  | ADDITIONAL FEATURES | REFRIGERANT FREON R12/R22/R502 | [45 empty] | Production Completed
STP_009 - Lot4 | Data Enrichment | rym | ok | 2023-07-31 | 2023-08-10 |  | 1354575 | 1354575 | EA | GAUGE,PRES;0-200 BAR,63 MM,1/4 IN-19BSP |  |  | GAUGE,PRESSURE;MEASURING RANGE:0-200 BAR,DIAL SIZE:63 MM,PROCESS CONNECTION:1/4 IN-19BSP,MNFR:01)WIKA,PTNO:01)213.40.63.250.U | 01)WIKA,01)213.40.63.250.U,0-200 BAR,63 MM,1/4 IN-19BSP |  |  | WIKA | WIKA AUSTRALIA PTY LTD | 213.40.63.250.U | [5 empty] | https://www.wika.com/en-in/213_40.WIKA | [10 empty] | CLEANSED | 41112412 Pressure gauge | GAUGE | PRESSURE | MEASURING RANGE | 0 TO 200 BAR | DIAL SIZE | 63 MM | PROCESS CONNECTION | 1/4 IN-19 BSP | CONNECTION LOCATION |  | MOUNTING TYPE |  | ACCURACY |  | DISPLAY TYPE |  | TUBE MATERIAL |  | CONNECTION MATERIAL |  | CASE MATERIAL |  | FILLER MATERIAL |  | HAZARD CLASS |  | CERTIFICATION/STANDARD |  | ADDITIONAL FEATURES | [46 empty] | Production Completed
STP_009 - Lot4 | Data Enrichment | rym | ok | 2023-07-31 | 2023-08-10 |  | 1235110 | 1235110 | EA | GAUGE,PRES;0-20000 KPA,63 MM |  |  | GAUGE,PRESSURE;MEASURING RANGE:0-20000 KPA,DIAL SIZE:63 MM,MNFR:01)BOSCH REXROTH PTY LTD,PTNO:01)PGPM-250-63 | 01)BOSCH REXROTH PTY LTD,01)PGPM-250-63,0-20000 KPA,63 MM |  |  | BOSCH REXROTH PTY LTD | BOSCH REXROTH PTY LTD | PGPM-250-63 | [5 empty] | URL NOT FOUND | [10 empty] | CLEANSED | 41112412 Pressure gauge | GAUGE | PRESSURE | MEASURING RANGE | 0 TO 20000 KPA | DIAL SIZE | 63 MM | PROCESS CONNECTION |  | CONNECTION LOCATION |  | MOUNTING TYPE |  | ACCURACY |  | DISPLAY TYPE |  | TUBE MATERIAL |  | CONNECTION MATERIAL |  | CASE MATERIAL |  | FILLER MATERIAL |  | HAZARD CLASS |  | CERTIFICATION/STANDARD |  | ADDITIONAL FEATURES | [46 empty] | Production Completed
STP_009 - Lot4 | Data Enrichment | rym | ok | 2023-07-31 | 2023-08-10 |  | 1288148 | 1288148 | EA | GAUGE,PRES;0-25 BAR,100 MM |  |  | GAUGE,PRESSURE;MEASURING RANGE:0-25 BAR,DIAL SIZE:100 MM,CASE MATERIAL:STAINLESS STEEL,MNFR:01)STAUFF,PTNO:01)SPG100-BR,MNFR:02) STAUFF,PTNO:02)SPG100-25-1-RB | 01)STAUFF,02)STAUFF,01)SPG100-BR,02)SPG100-25-1-RB,0-25 BAR,100 MM,STAINLESS STEEL |  |  | STAUFF | STAUFF | SPG100-BR |  | STAUFF | SPG100-25-1-RB |  |  | https://www.oilsolutions.com.au/wp-content/uploads/513-Stauff_Pressure_Gauges__Test_Kits-1.pdf | [10 empty] | CLEANSED | 41112412 Pressure gauge | GAUGE | PRESSURE | MEASURING RANGE | 0 TO 25 BAR | DIAL SIZE | 100 MM | PROCESS CONNECTION |  | CONNECTION LOCATION |  | MOUNTING TYPE |  | ACCURACY |  | DISPLAY TYPE |  | TUBE MATERIAL |  | CONNECTION MATERIAL |  | CASE MATERIAL | STAINLESS STEEL | FILLER MATERIAL |  | HAZARD CLASS |  | CERTIFICATION/STANDARD |  | ADDITIONAL FEATURES | [46 empty] | Production Completed