## Sheet1
Project | Activities | Production User | Production Comments | Start Date | End Date | Remarks | Griha ID | MATNR | MEINS | MAKTX_EN | MAKTX_ES | MAKTX_FR | TEXT_EN | Class_Char_Catted | MFRPN | MFRNR | MFRNR DES | MNFR | PTNO | Verified MNFR from web | MNFR 1 | PTNO 1 | MNFR 2 | PTNO 2 | Reference URL | Reference URL1 | Item Number | Equipment Type | Equipment Manufacturer | Equipment Model | Equipment Serial | DWG | DRAWING VERSION | POS/TAG | Unused Text | Enriched/Cleansed | UNSPSC Ver.23.07 | Noun | Modifier | Attribute Name 1 | Attribute Value 1 | Attribute Name 2 | Attribute Value 2 | Attribute Name 3 | Attribute Value 3 | Attribute Name 4 | Attribute Value 4 | Attribute Name 5 | Attribute Value 5 | Attribute Name 6 | Attribute Value 6 | Attribute Name 7 | Attribute Value 7 | Attribute Name 8 | Attribute Value 8 | Attribute Name 9 | Attribute Value 9 | Attribute Name 10 | Attribute Value 10 | Attribute Name 11 | Attribute Value 11 | Attribute Name 12 | Attribute Value 12 | Attribute Name 13 | Attribute Value 13 | Attribute Name 14 | Attribute Value 14 | Attribute Name 15 | Attribute Value 15 | Attribute Name 16 | Attribute Value 16 | Attribute Name 17 | Attribute Value 17 | Attribute Name 18 | Attribute Value 18 | Attribute Name 19 | Attribute Value 19 | Attribute Name 20 | Attribute Value 20 | Attribute Name 21 | Attribute Value 21 | Attribute Name 22 | Attribute Value 22 | Attribute Name 23 | Attribute Value 23 | Attribute Name 24 | Attribute Value 24 | Attribute Name 25 | Attribute Value 25 | Attribute Name 26 | Attribute Value 26 | Attribute Name 27 | Attribute Value 27 | Attribute Name 28 | Attribute Value 28 | Attribute Name 29 | Attribute Value 29 | Attribute Name 30 | Attribute Value 30 | Attribute Name 31 | Attribute Value 31 | Attribute Name 32 | Attribute Value 32 | Attribute Name 33 | Attribute Value 33 | Attribute Name 34 | Attribute Value 34 | Attribute Name 35 | Attribute Value 35 | Attribute Name 36 | Attribute Value 36 | Remaining_Information | Status
STP_009 - Lot4 | Data Enrichment | MKV | OK | 08-08-2023 | 10-08-2023 |  | 1278305 | 1278305 | EA | CONTACT,AUX;1NO |  |  | CONTACT,AUXILIARY;CONTACT CONFIGURATION:1NO,MNFR:01)CUTLHAMM,PTNO:01)006401 | 1NO,01)CUTLHAMM,01)006401 |  |  | CUTLHAMM | CUTLER HAMMER | 006401 | [5 empty] | URL NOT FOUND | [10 empty] | CLEANSED | 39121522 Electrical contacts | CONTACT | AUXILIARY | TYPE |  | CONTACT CONFIGURATION | 1NO | VOLTAGE RATING |  | CURRENT RATING |  | MATERIAL |  | TERMINAL TYPE |  | MOUNTING TYPE |  | HAZARD CLASS |  | CERTIFICATION/STANDARD |  | ADDITIONAL FEATURES | [54 empty] | Production Completed
STP_009 - Lot4 | Data Enrichment | MKV | OK | 08-08-2023 | 10-08-2023 |  | 1348335 | 1348335 | EA | CONTACT,AUX;1NO 1NC |  |  | CONTACT,AUXILIARY;CONTACT CONFIGURATION:1NO 1NC,MOUNTING TYPE:SIDE, INSIDE POSITION,MNFR:01)HAYMANS,PTNO:01)SANDSCA6-S111,MNFR:02) S | 1NO 1NC,SIDE, INSIDE POSITION,01)HAYMANS,02)SPRECHER & SCHUH,01)S&SCA6-S111,02)CA6-S111 |  |  | S | SPRECHER & SCHUH | CA6-S1-11 |  | HAYMANS |  |  |  | URL NOT FOUND | [10 empty] | CLEANSED | 39121522 Electrical contacts | CONTACT | AUXILIARY | TYPE |  | CONTACT CONFIGURATION | 1NO 1NC | VOLTAGE RATING |  | CURRENT RATING |  | MATERIAL |  | TERMINAL TYPE |  | MOUNTING TYPE | SIDE,INSIDE POSITION | HAZARD CLASS |  | CERTIFICATION/STANDARD |  | ADDITIONAL FEATURES | [54 empty] | Production Completed
STP_009 - Lot4 | Data Enrichment | MKV | OK | 08-08-2023 | 10-08-2023 |  | 1358881 | 1358881 | EA | CONTACT,AUX;1NO 1NC,10 A,ELEC,HAYMANS |  |  | CONTACT,AUXILIARY;CONTACT CONFIGURATION:1NO 1NC,CURRENT RATING:10 A,MATERIAL:POLYESTER GLASS FIBRE REINFORCED,ADDITIONAL FEATURES EN:ELEC,MNFR:01)HAYMANS,PTNO:01)2299 0001,MNFR:02)SOCOMEC,PTNO:02)NHP22990001 | 01)HAYMANS,02)SOCOMEC,01)2299 0001,02)NHP22990001 |  |  | SOCOMEC | NHP | 22990001 |  | HAYMANS |  |  |  | https://www.nhp.com.au/product/22990001 | [10 empty] | CLEANSED | 39121522 Electrical contacts | CONTACT | AUXILIARY | TYPE | ELECTRICAL | CONTACT CONFIGURATION | 1NO 1NC | VOLTAGE RATING |  | CURRENT RATING | 10 A | MATERIAL | POLYESTER GLASS FIBRE REINFORCED | TERMINAL TYPE |  | MOUNTING TYPE |  | HAZARD CLASS |  | CERTIFICATION/STANDARD |  | ADDITIONAL FEATURES | BRAND:SOCOMEC | [53 empty] | Production Completed
STP_009 - Lot4 | Data Enrichment | MKV | OK | 08-08-2023 | 10-08-2023 |  | 1286286 | 1286286 | EA | CONTACT,AUX;1NO 1NC,10 A,FRONT |  |  | CONTACT,AUXILIARY;CONTACT CONFIGURATION:1NO 1NC,CURRENT RATING:10 A,MOUNTING TYPE:FRONT,ADDITIONAL FEATURES EN:ASSY, MCS, BOCK, MNFR:01)AFC,PTNO:01)100-FA11 | 1NO 1NC,EN_01)10 A,FRONT,01)ASSY, MCS, BOCK,01)AFC,01)100-FA11 |  |  | AFC | AFC | 100-FA11 | [5 empty] | https://www.rockwellautomation.com/en-us/products/details.100-FA11.html | [10 empty] | ENRICHED | 39121522 Electrical contacts | CONTACT | AUXILIARY | TYPE |  | CONTACT CONFIGURATION | 1NO 1NC | VOLTAGE RATING |  | CURRENT RATING | 10 A | MATERIAL |  | TERMINAL TYPE | SCREW | MOUNTING TYPE | FRONT | HAZARD CLASS |  | CERTIFICATION/STANDARD |  | ADDITIONAL FEATURES | ASSEMBLY,FOR MCS BLOCK | [53 empty] | Production Completed
STP_009 - Lot4 | Data Enrichment | MKV | OK | 08-08-2023 | 10-08-2023 |  | 1234750 | 1234750 | EA | CONTACT,AUX;1NO 1NC,220/240 VAC,6 A |  |  | CONTACT,AUXILIARY;CONTACT CONFIGURATION:1NO 1NC,VOLTAGE RATING:220/240 VAC,CURRENT RATING:6 A,TERMINAL TYPE:SPRING,MOUNTING TYPE: CLIP ON,ADDITIONAL FEATURES EN:SET, CHANGEOVER, AUX.SWITCH, GV7 AND NS SERIES CIRCUIT BREAKERS,MNFR:01)MERLIN,PTNO:01)29450 | 1NO 1NC,220/240 VAC,EN_01)6 A,SPRING,CLIP ON,01)SET, CHANGEOVER, AUX.SWITCH,01)MERLIN,01)29450 |  |  | MERLIN | MERLIN | 29450 | SCHNEIDER |  |  |  |  | https://www.se.com/in/en/product/29450/standard-auxiliary-contact-circuit-breaker-status-ofsdsdesdv-1-single-contact/ | [10 empty] | ENRICHED | 39121522 Electrical contacts | CONTACT | AUXILIARY | TYPE |  | CONTACT CONFIGURATION | 1NO 1NC | VOLTAGE RATING | 220/240 VAC | CURRENT RATING | 6 A | MATERIAL |  | TERMINAL TYPE | SPRING | MOUNTING TYPE | CLIP ON | HAZARD CLASS |  | CERTIFICATION/STANDARD | IEC 60947-5-1 | ADDITIONAL FEATURES | SET,FOR CHANGEOVER,AUX SWITCH,GV7 AND NS SERIES CIRCUIT BREAKERS | [53 empty] | Production Completed
STP_009 - Lot4 | Data Enrichment | MKV | OK | 08-08-2023 | 10-08-2023 |  | 1348199 | 1348199 | EA | CONTACT,AUX;1NO 1NC,230-600 VAC,5.5 A |  |  | CONTACT,AUXILIARY;CONTACT CONFIGURATION:1NO 1NC,VOLTAGE RATING:230-600 VAC,CURRENT RATING:5.5 A,ADDITIONAL FEATURES EN:SET, CA6 CONTACTORS, RIGHT, TERMINALS 83/84 71/,MNFR:01)SPRECHER,PTNO:01)CA6-P4-11 | 1NO 1NC,230-600 VAC,EN_01)5.5 A,01)SET, CA6 CONTACTORS, RIGHT,01)SPRECHER,01)CA6-P4-11 |  |  | SPRECHER | SPRECHER & SCHUH | CA6-P4-11 | [5 empty] | https://4dcontrols.com/shop/ca6-p4-11-sprecher-schuh-auxiliary-contact-230-600vac-5-5a/ | [10 empty] | ENRICHED | 39121522 Electrical contacts | CONTACT | AUXILIARY | TYPE |  | CONTACT CONFIGURATION | 1NO 1NC | VOLTAGE RATING | 230-600 VAC | CURRENT RATING | 5.5 A | MATERIAL |  | TERMINAL TYPE |  | MOUNTING TYPE | SIDE | HAZARD CLASS |  | CERTIFICATION/STANDARD |  | ADDITIONAL FEATURES | SET,FOR CA6 CONTACTORS,RIGHT TERMINALS 83/84 71 | [53 empty] | Production Completed
STP_009 - Lot4 | Data Enrichment | MKV | OK | 08-08-2023 | 10-08-2023 |  | 1278419 | 1278419 | EA | CONTACT,AUX;1NO 1NC,24 V,20 MA |  |  | CONTACT,AUXILIARY;CONTACT CONFIGURATION:1NO 1NC,VOLTAGE RATING:24 V,CURRENT RATING:20 MA,MNFR:01)CNW (MOUNT ISA) ELECT WHOLESALER, PTNO:01)NHPCA7PA11 | 1NO 1NC,24 V,EN_01)20 MA,01)CNW (MOUNT ISA) ELECT WHOLE,01)NHPCA7PA11 |  |  | CNW (MOUNT ISA) ELECT WHOLESALER | NHP | CA7PA11 |  | CNW |  |  |  | https://www.nhp.com.au/product/ca7pa11 | [10 empty] | ENRICHED | 39121522 Electrical contacts | CONTACT | AUXILIARY | TYPE |  | CONTACT CONFIGURATION | 1NO 1NC | VOLTAGE RATING | 24 V | CURRENT RATING | 20 MA | MATERIAL |  | TERMINAL TYPE |  | MOUNTING TYPE | SIDE | HAZARD CLASS |  | CERTIFICATION/STANDARD |  | ADDITIONAL FEATURES | [54 empty] | Production Completed
STP_009 - Lot4 | Data Enrichment | MKV | OK | 08-08-2023 | 10-08-2023 |  | 1286167 | 1286167 | EA | CONTACT,AUX;1NO 1NC,24 VAC,6 A,SCREW |  |  | CONTACT,AUXILIARY;CONTACT CONFIGURATION:1NO 1NC,VOLTAGE RATING:24 VAC,CURRENT RATING:6 A,TERMINAL TYPE:SCREW,MOUNTING TYPE:SIDE, ADDITIONAL FEATURES EN:ASSY, /1,MNFR:01)KLOCKNER,PTNO:01)NHI11S-PKZ2 | 1NO 1NC,24 VAC,EN_01)6 A,SCREW,SIDE,01)ASSY, /1,01)KLOCKNER,01)NHI11S-PKZ2 |  |  | KLOCKNER | KLOCKNER | NHI11S-PKZ2 | [5 empty] | https://www.klocknermoeller.com/pkz/nhi11s-pkz2.htm | [10 empty] | CLEANSED | 39121522 Electrical contacts | CONTACT | AUXILIARY | TYPE |  | CONTACT CONFIGURATION | 1NO 1NC | VOLTAGE RATING | 24 VAC | CURRENT RATING | 6 A | MATERIAL |  | TERMINAL TYPE | SCREW | MOUNTING TYPE | SIDE | HAZARD CLASS |  | CERTIFICATION/STANDARD |  | ADDITIONAL FEATURES | ASSEMBLY,1 | [53 empty] | Production Completed
STP_009 - Lot4 | Data Enrichment | MKV | OK | 08-08-2023 | 10-08-2023 |  | 1290052 | 1290052 | EA | CONTACT,AUX;1NO 1NC,415 VAC, 220 VDC,6 A |  |  | CONTACT,AUXILIARY;CONTACT CONFIGURATION:1NO 1NC,VOLTAGE RATING:415 VAC, 220 VDC,CURRENT RATING:6 A,TERMINAL TYPE:SCREW,MOUNTING TYPE:FRONT,MNFR:01)MOELLER,PTNO:01)DILA-XHI11 | 1NO 1NC,415 VAC, 220 VDC,EN_01)6 A,SCREW,FRONT,01)MOELLER,01)DILA-XHI11 |  |  | MOELLER | MOELLER | DILA-XHI11 | [5 empty] | https://www.tme.com/in/en/details/dila-xhi11/contactors-accessories/eaton-electric/ | [10 empty] | CLEANSED | 39121522 Electrical contacts | CONTACT | AUXILIARY | TYPE |  | CONTACT CONFIGURATION | 1NO 1NC | VOLTAGE RATING | 415 VAC,220 VDC | CURRENT RATING | 6 A | MATERIAL |  | TERMINAL TYPE | SCREW | MOUNTING TYPE | FRONT | HAZARD CLASS |  | CERTIFICATION/STANDARD |  | ADDITIONAL FEATURES | [54 empty] | Production Completed
STP_009 - Lot4 | Data Enrichment | MKV | OK | 08-08-2023 | 10-08-2023 | CONFLICT IN DESC (VOLTAGE,CURRENT RATING) BASED ON WEB SOURCE | 1381688 | 1381688 | EA | CONTACT,AUX;1NO 1NC,415 VAC,10 A,ASSY, 1 |  |  | CONTACT,AUXILIARY;CONTACT CONFIGURATION:1NO 1NC,VOLTAGE RATING:415 VAC,CURRENT RATING:10 A,ADDITIONAL FEATURES EN:ASSY, 1,MNFR:01) TELEMEC,PTNO:01)GV1A01 | 1NO 1NC,415 VAC,EN_01)10 A,01)ASSY, 1,01)TELEMEC,01)GV1A01 |  |  | TELEMEC | TELEMECANIQUE | GV1-A01 | [5 empty] | https://snshipspare.com/productDesc.php?pid=5939 | [10 empty] | ENRICHED | 39121522 Electrical contacts | CONTACT | AUXILIARY | TYPE |  | CONTACT CONFIGURATION | 1NO 1NC | VOLTAGE RATING | 660 V | CURRENT RATING | 6 A | MATERIAL |  | TERMINAL TYPE |  | MOUNTING TYPE |  | HAZARD CLASS |  | CERTIFICATION/STANDARD |  | ADDITIONAL FEATURES | ASSEMBLY,1 | [53 empty] | Production Completed
STP_009 - Lot4 | Data Enrichment | MKV | OK | 08-08-2023 | 10-08-2023 |  | 1352082 | 1352082 | EA | CONTACT,AUX;1NO 1NC,415 VAC,120-160 A |  |  | CONTACT,AUXILIARY;CONTACT CONFIGURATION:1NO 1NC,VOLTAGE RATING:415 VAC,CURRENT RATING:120-160 A,ADDITIONAL FEATURES EN:ASSY, ADD- ON L2, L3, R2, R3, CONTACTOR 55-160 K,MNFR:01)CUTLERHM,PTNO:01)C320KGS22 | 1NO 1NC,415 VAC,EN_01)120-160 A,01)ASSY, ADD-ON L2, L3, R2, R3,01)CUTLERHM,01)C320KGS22 |  |  | CUTLERHM | CUTLER HAMMER | C320KGS22 | [5 empty] | https://www.eaton.com/mx/en-us/skuPage.C320KGS22.html | https://my.element14.com/eaton-cutler-hammer/c320kgs22/auxiliary-contact-starter-contactor/dp/2502296 | [9 empty] | ENRICHED | 39121522 Electrical contacts | CONTACT | AUXILIARY | TYPE |  | CONTACT CONFIGURATION | 1NO 1NC | VOLTAGE RATING | 415 VAC | CURRENT RATING | 120-160 A | MATERIAL |  | TERMINAL TYPE | SCREW | MOUNTING TYPE | DIN RAIL | HAZARD CLASS |  | CERTIFICATION/STANDARD | CUL | ADDITIONAL FEATURES | ASSEMBLY,ADD-ON L2,L3,R2,R3,FOR CONTACTOR 55-160 K | [53 empty] | Production Completed
STP_009 - Lot4 | Data Enrichment | MKV | OK | 08-08-2023 | 10-08-2023 |  | 1349215 | 1349215 | EA | CONTACT,AUX;1NO 1NC,415 VAC,5 A,SPRECHER |  |  | CONTACT,AUXILIARY;CONTACT CONFIGURATION:1NO 1NC,VOLTAGE RATING:415 VAC,CURRENT RATING:5 A,ADDITIONAL FEATURES EN:ASSY, AC15, CONVERTIBLE, CONTACTOR CA1-480,MNFR:01)SPRECHER,PTNO:01)154-02 | 1NO 1NC,415 VAC,EN_01)5 A,01)ASSY, AC15, CONVERTIBLE, CO,01)SPRECHER,01)154-02 |  |  | SPRECHER | SPRECHER & SCHUH | 154-02 | [5 empty] | URL NOT FOUND | [10 empty] | CLEANSED | 39121522 Electrical contacts | CONTACT | AUXILIARY | TYPE |  | CONTACT CONFIGURATION | 1NO 1NC | VOLTAGE RATING | 415 VAC | CURRENT RATING | 5 A | MATERIAL |  | TERMINAL TYPE |  | MOUNTING TYPE |  | HAZARD CLASS |  | CERTIFICATION/STANDARD |  | ADDITIONAL FEATURES | ASSEMBLY,FOR AC15,CONVERTIBLE,CONTACTOR CA1-480 | [53 empty] | Production Completed
STP_009 - Lot4 | Data Enrichment | MKV | OK | 08-08-2023 | 10-08-2023 |  | 1299024 | 1299024 | EA | CONTACT,AUX;1NO 1NC,600 VAC,10 A,ASSY |  |  | CONTACT,AUXILIARY;CONTACT CONFIGURATION:1NO 1NC,VOLTAGE RATING:600 VAC,CURRENT RATING:10 A,MOUNTING TYPE:BRACKET/DIRECT, ADDITIONAL FEATURES EN:ASSY,MNFR:01)CNW,PTNO:01)ABBOZXK1,MNFR:02)STROMBG,PTNO:02)OZXK1 | 1NO 1NC,600 VAC,EN_01)10 A,BRACKET/DIRECT,01)ASSY,01)CNW,02)STROMBG,01)ABBOZXK1,02)OZXK1 |  |  | STROMBG | ABB | OZXK-1 |  | STROMBG |  | CNW |  | https://new.abb.com/products/OZXK-1/ozxk-1 | [10 empty] | CLEANSED | 39121522 Electrical contacts | CONTACT | AUXILIARY | TYPE |  | CONTACT CONFIGURATION | 1NO 1NC | VOLTAGE RATING | 600 VAC | CURRENT RATING | 10 A | MATERIAL |  | TERMINAL TYPE |  | MOUNTING TYPE | BRACKET/DIRECT | HAZARD CLASS |  | CERTIFICATION/STANDARD |  | ADDITIONAL FEATURES | ASSEMBLY | [53 empty] | Production Completed
STP_009 - Lot4 | Data Enrichment | MKV | OK | 08-08-2023 | 10-08-2023 |  | 1299533 | 1299533 | EA | CONTACT,AUX;1NO 1NC,690 V,16 A,CLIP ON |  |  | CONTACT,AUXILIARY;CONTACT CONFIGURATION:1NO 1NC,VOLTAGE RATING:690 V,CURRENT RATING:16 A,TERMINAL TYPE:CLIP ON,ADDITIONAL FEATURES EN:SET, LEFT, TERMINALS 53/54 61/62, CONTACTOR CA6,MNFR:01)SPRECHER,PTNO:01)CA6-P3-11 | 1NO 1NC,690 V,EN_01)16 A,CLIP ON,01)SET, LEFT, TERMINALS 53/54,01)SPRECHER,01)CA6-P3-11 |  |  | SPRECHER | SPRECHER & SCHUH | CA6-P3-11 | [5 empty] | https://www.4dcontrols.com/shop/ca6-p3-11-sprecher-schuh-auxilary-contact-16a/?states=nsw | [10 empty] | CLEANSED | 39121522 Electrical contacts | CONTACT | AUXILIARY | TYPE |  | CONTACT CONFIGURATION | 1NO 1NC | VOLTAGE RATING | 690 V | CURRENT RATING | 16 A | MATERIAL |  | TERMINAL TYPE | CLIP ON | MOUNTING TYPE | LEFT | HAZARD CLASS |  | CERTIFICATION/STANDARD |  | ADDITIONAL FEATURES | SET,FOR TERMINALS 53/54 61/62,CONTACTOR CA6 | [53 empty] | Production Completed
STP_009 - Lot4 | Data Enrichment | MKV | OK | 08-08-2023 | 10-08-2023 |  | 1298391 | 1298391 | EA | CONTACT,AUX;1NO 1NC,FRONT |  |  | CONTACT,AUXILIARY;CONTACT CONFIGURATION:1NO 1NC,MOUNTING TYPE:FRONT,ADDITIONAL FEATURES EN:ASSY, STD, D AND F RANGE CONTACTORS, MNFR:01)CNW,PTNO:01)LA1-DN11,MNFR:02)TELEMEC,PTNO:02)LADN11 | 1NO 1NC,FRONT,01)ASSY, STD, D AND F RANGE CO,01)CNW,02)TELEMEC,01)LA1-DN11,02)LADN11 |  |  | TELEMEC | CNW | LA1-DN11 |  | TELEMECANIQUE |  |  |  | https://chinafaryuan.com/en/scneider-contactor-/476-la1-dn11-schneider-auxiliary-contact.html | http://www.simplying.com/la1dn11-contactor-auxiliary-contact----1no1nc-wholesale-4090.html | [9 empty] | CLEANSED | 39121522 Electrical contacts | CONTACT | AUXILIARY | TYPE |  | CONTACT CONFIGURATION | 1NO 1NC | VOLTAGE RATING |  | CURRENT RATING |  | MATERIAL |  | TERMINAL TYPE |  | MOUNTING TYPE | FRONT | HAZARD CLASS |  | CERTIFICATION/STANDARD |  | ADDITIONAL FEATURES | ASSEMBLY,FOR STD,D AND F RANGE CONTACTORS | [53 empty] | Production Completed
STP_009 - Lot4 | Data Enrichment | MKV | OK | 08-08-2023 | 10-08-2023 |  | 1353619 | 1353619 | EA | CONTACT,AUX;1NO 1NC,INSIDE LEFT/RIGHT |  |  | CONTACT,AUXILIARY;CONTACT CONFIGURATION:1NO 1NC,MOUNTING TYPE:INSIDE LEFT/RIGHT,ADDITIONAL FEATURES EN:ASSY, COMPATABLE, PROGRAMMABLE LOGIC CONTROLLER,MNFR:01)NHP,PTNO:01)CA6S1B11 | 1NO 1NC,INSIDE LEFT/RIGHT,01)ASSY, COMPATABLE, PROGRAMMA,01)NHP,01)CA6S1B11 |  |  | NHP | NHP | CA6-S1-B11 | [5 empty] | https://www.controllerservice.com/buy/product/96749?ID=,Contactors,Sprecher.Schuh | [10 empty] | CLEANSED | 39121522 Electrical contacts | CONTACT | AUXILIARY | TYPE |  | CONTACT CONFIGURATION | 1NO 1NC | VOLTAGE RATING |  | CURRENT RATING |  | MATERIAL |  | TERMINAL TYPE |  | MOUNTING TYPE | INSIDE LEFT/RIGHT | HAZARD CLASS |  | CERTIFICATION/STANDARD |  | ADDITIONAL FEATURES | ASSEMBLY,COMPATABLE FOR PROGRAMMABLE LOGIC CONTROLLER | [53 empty] | Production Completed
STP_009 - Lot4 | Data Enrichment | MKV | OK | 08-08-2023 | 10-08-2023 |  | 1348071 | 1348071 | EA | CONTACT,AUX;1NO 1NC,INSIDE LEFT/RIGHT |  |  | CONTACT,AUXILIARY;CONTACT CONFIGURATION:1NO 1NC,MOUNTING TYPE:INSIDE LEFT/RIGHT,ADDITIONAL FEATURES EN:SET, CA6 CONTACTORS, TERMINALS 13/14 21/22,MNFR:01)NHP,PTNO:01)CA6S111 | 1NO 1NC,INSIDE LEFT/RIGHT,01)SET, CA6 CONTACTORS, TERMIN,01)NHP,01)CA6S111 |  |  | NHP | NHP | CA6-S1-11 | [5 empty] | https://www.standardelectricsupply.com/Sprecher-And-Schuh-CA6-S1-11 | [10 empty] | CLEANSED | 39121522 Electrical contacts | CONTACT | AUXILIARY | TYPE |  | CONTACT CONFIGURATION | 1NO 1NC | VOLTAGE RATING |  | CURRENT RATING |  | MATERIAL |  | TERMINAL TYPE |  | MOUNTING TYPE | INSIDE LEFT/RIGHT | HAZARD CLASS |  | CERTIFICATION/STANDARD |  | ADDITIONAL FEATURES | SET,FOR CA6 CONTACTORS,TERMINALS 13/14 21/22 | [53 empty] | Production Completed
STP_009 - Lot4 | Data Enrichment | MKV | OK | 08-08-2023 | 10-08-2023 |  | 1234706 | 1234706 | EA | CONTACT,AUX;1NO 1NC,LEFT EXTERNAL |  |  | CONTACT,AUXILIARY;CONTACT CONFIGURATION:1NO 1NC,MOUNTING TYPE:LEFT EXTERNAL,ADDITIONAL FEATURES EN:SET, CIRCUIT BREAKER, 2 POLE, MNFR:01)ALENBRAD,PTNO:01)140-A11 | 1NO 1NC,LEFT EXTERNAL,01)SET, CIRCUIT BREAKER, 2 POL,01)ALENBRAD,01)140-A11 |  |  | ALENBRAD | ALLEN BRADLEY | 140-A11 | [5 empty] | https://axxacnc.com/auxiliary-contact-140-a11-allen-bradley-1nc-1no-140a11-new/ | https://www.plchardware.com/Products/RA-140-A11.aspx | [9 empty] | CLEANSED | 39121522 Electrical contacts | CONTACT | AUXILIARY | TYPE |  | CONTACT CONFIGURATION | 1NO 1NC | VOLTAGE RATING |  | CURRENT RATING |  | MATERIAL |  | TERMINAL TYPE |  | MOUNTING TYPE | LEFT EXTERNAL | HAZARD CLASS |  | CERTIFICATION/STANDARD |  | ADDITIONAL FEATURES | SET,FOR CIRCUIT BREAKER 2 POLE | [53 empty] | Production Completed
STP_009 - Lot4 | Data Enrichment | MKV | OK | 08-08-2023 | 10-08-2023 |  | 1278185 | 1278185 | EA | CONTACT,AUX;1NO 1NC,SCREW,FRONT |  |  | CONTACT,AUXILIARY;CONTACT CONFIGURATION:1NO 1NC,TERMINAL TYPE:SCREW,MOUNTING TYPE:FRONT,ADDITIONAL FEATURES EN:MS325 N/O+N/C,MNFR: 01)CNW (MOUNT ISA) ELECT WHOLESALER,PTNO:01)HKF-11 | 1NO 1NC,SCREW,FRONT,01)MS325 N/O+N/C,01)CNW (MOUNT ISA) ELECT WHOLE,01)HKF-11 |  |  | CNW (MOUNT ISA) ELECT WHOLESALER | CNW | HKF-11 | ABB |  |  |  |  | https://new.abb.com/products/1SAM101928R0001/hkf-11 | https://docs.rs-online.com/f81f/A700000008480859.pdf | [9 empty] | ENRICHED | 39121522 Electrical contacts | CONTACT | AUXILIARY | TYPE |  | CONTACT CONFIGURATION | 1NO 1NC | VOLTAGE RATING | 400 VAC | CURRENT RATING | 2 A | MATERIAL |  | TERMINAL TYPE | SCREW | MOUNTING TYPE | FRONT | HAZARD CLASS |  | CERTIFICATION/STANDARD | IEC/EN 60947-1,IEC/EN 60947-4-1,IEC/EN 60947-5-1,UL 60947-1,UL 60947-4-1 | ADDITIONAL FEATURES | FOR MS325 | [53 empty] | Production Completed
STP_009 - Lot4 | Data Enrichment | MKV | OK | 08-08-2023 | 10-08-2023 |  | 1278513 | 1278513 | EA | CONTACT,AUX;1NO 1NC,SIDCNW |  |  | CONTACT,AUXILIARY;CONTACT CONFIGURATION:1NO 1NC,ADDITIONAL FEATURES EN:SIDCNW,MNFR:01)CNW (MOUNT ISA) ELECT WHOLESALER,PTNO:01) NHPCA9S411 | 1NO 1NC,01)SIDCNW,01)CNW (MOUNT ISA) ELECT WHOLE,01)NHPCA9S411 |  |  | CNW (MOUNT ISA) ELECT WHOLESALER | NHP | CA9-S4-11 |  | CNW |  |  |  | https://media.mmem.com.au/Datasheets/Sprecher/Sprecher+Schuh_Auxiliary_Contact_CA9S411.pdf | [10 empty] | ENRICHED | 39121522 Electrical contacts | CONTACT | AUXILIARY | TYPE |  | CONTACT CONFIGURATION | 1NO 1NC | VOLTAGE RATING |  | CURRENT RATING |  | MATERIAL |  | TERMINAL TYPE |  | MOUNTING TYPE | INSIDE LEFT/RIGHT | HAZARD CLASS |  | CERTIFICATION/STANDARD |  | ADDITIONAL FEATURES | [54 empty] | Production Completed
STP_009 - Lot4 | Data Enrichment | MKV | OK | 08-08-2023 | 10-08-2023 |  | 1278537 | 1278537 | EA | CONTACT,AUX;1NO 1NC,SIDCNW |  |  | CONTACT,AUXILIARY;CONTACT CONFIGURATION:1NO 1NC,ADDITIONAL FEATURES EN:SIDCNW,MNFR:01)CNW (MOUNT ISA) ELECT WHOLESALER,PTNO:01) NHPCA9S311 | 1NO 1NC,01)SIDCNW,01)CNW (MOUNT ISA) ELECT WHOLE,01)NHPCA9S311 |  |  | CNW (MOUNT ISA) ELECT WHOLESALER | NHP | CA9-S3-11 |  | CNW |  |  |  | https://media.goelectrical.com.au/Datasheets/Sprecher/Sprecher+Schuh_Auxiliary_Contact_CA9S311.pdf | [10 empty] | ENRICHED | 39121522 Electrical contacts | CONTACT | AUXILIARY | TYPE |  | CONTACT CONFIGURATION | 1NO 1NC | VOLTAGE RATING |  | CURRENT RATING |  | MATERIAL |  | TERMINAL TYPE |  | MOUNTING TYPE | OUTSIDE LEFT/RIGHT | HAZARD CLASS |  | CERTIFICATION/STANDARD |  | ADDITIONAL FEATURES | [54 empty] | Production Completed
STP_009 - Lot4 | Data Enrichment | MKV | OK | 08-08-2023 | 10-08-2023 |  | 1278206 | 1278206 | EA | CONTACT,AUX;1NO 1NC,SIDE |  |  | CONTACT,AUXILIARY;CONTACT CONFIGURATION:1NO 1NC,MOUNTING TYPE:SIDE,MNFR:01)CNW (MOUNT ISA) ELECT WHOLESALER,PTNO:01)CA9S111 | 1NO 1NC,SIDE,01)CNW (MOUNT ISA) ELECT WHOLE,01)CA9S111 |  |  | CNW (MOUNT ISA) ELECT WHOLESALER | CNW | CA9S111 | NHP |  |  |  |  | https://www.nhp.com.au/product/ca9s111 | [10 empty] | ENRICHED | 39121522 Electrical contacts | CONTACT | AUXILIARY | TYPE |  | CONTACT CONFIGURATION | 1NO 1NC | VOLTAGE RATING |  | CURRENT RATING |  | MATERIAL |  | TERMINAL TYPE |  | MOUNTING TYPE | INSIDE LEFT/RIGHT | HAZARD CLASS |  | CERTIFICATION/STANDARD |  | ADDITIONAL FEATURES | [54 empty] | Production Completed
STP_009 - Lot4 | Data Enrichment | MKV | OK | 08-08-2023 | 10-08-2023 |  | 1300107 | 1300107 | EA | CONTACT,AUX;1NO 2NC,10 A,CLIP-ON,TOP |  |  | CONTACT,AUXILIARY;CONTACT CONFIGURATION:1NO 2NC,CURRENT RATING:10 A,TERMINAL TYPE:CLIP-ON,MOUNTING TYPE:TOP,ADDITIONAL FEATURES EN:SET, BLANK, ALL CA7 CONTACTORS,MNFR:01)SPRECHER,PTNO:01)CS7-PV-22 | 1NO 2NC,EN_01)10 A,CLIP-ON,TOP,01)SET, BLANK, ALL CA7 CONTACT,01)SPRECHER,01)CS7-PV-22 |  |  | SPRECHER | SPRECHER & SCHUH | CS7-PV-22 | [5 empty] | https://www.blackwoods.com.au/electrical/motor-motor-control/contactors-overloads/sprecher-schuh-contact-auxiliary-cs7-pv-22-2no-2nc/p/08578700 | [10 empty] | ENRICHED | 39121522 Electrical contacts | CONTACT | AUXILIARY | TYPE |  | CONTACT CONFIGURATION | 2NO 2NC | VOLTAGE RATING |  | CURRENT RATING | 10 A | MATERIAL |  | TERMINAL TYPE | CLIP-ON | MOUNTING TYPE | FRONT | HAZARD CLASS |  | CERTIFICATION/STANDARD |  | ADDITIONAL FEATURES | SET,BLANK,FOR ALL CA7 CONTACTORS | [53 empty] | Production Completed
STP_009 - Lot4 | Data Enrichment | MKV | OK | 08-08-2023 | 10-08-2023 |  | 1381946 | 1381946 | EA | CONTACT,AUX;1NO,10 A |  |  | CONTACT,AUXILIARY;CONTACT CONFIGURATION:1NO,CURRENT RATING:10 A,ADDITIONAL FEATURES EN:ELEC, CS1A AND CS1C H/DUTY PLUG-IN CONTROL RELA,MNFR:01)SPRECHER,PTNO:01)CS1-1 | 1NO,EN_01)10 A,01)ELEC, CS1A AND CS1C H/DUTY,01)SPRECHER,01)CS1-1 |  |  | SPRECHER | SPRECHER & SCHUH | CS1-1 | [5 empty] | URL NOT FOUND | [10 empty] | CLEANSED | 39121522 Electrical contacts | CONTACT | AUXILIARY | TYPE | ELECTRICAL | CONTACT CONFIGURATION | 1NO | VOLTAGE RATING |  | CURRENT RATING | 10 A | MATERIAL |  | TERMINAL TYPE |  | MOUNTING TYPE |  | HAZARD CLASS |  | CERTIFICATION/STANDARD |  | ADDITIONAL FEATURES | FOR CS1A AND CS1C HEAVY DUTY PLUG-IN CONTROL RELAY | [53 empty] | Production Completed
STP_009 - Lot4 | Data Enrichment | MKV | OK | 08-08-2023 | 10-08-2023 |  | 1278360 | 1278360 | EA | CONTACT,AUX;1NO,16 A |  |  | CONTACT,AUXILIARY;CONTACT CONFIGURATION:1NO,CURRENT RATING:16 A,MNFR:01)CNW (MOUNT ISA) ELECT WHOLESALER,PTNO:01)ABBCA410 | 1NO,EN_01)16 A,01)CNW (MOUNT ISA) ELECT WHOLE,01)ABBCA410 |  |  | CNW (MOUNT ISA) ELECT WHOLESALER | ABB | CA410 |  | CNW |  |  |  | https://www.ipd.com.au/front-mounted-inst-aux-contact-1no-to-suit-af09-af96-abb-ca410 | [10 empty] | ENRICHED | 39121522 Electrical contacts | CONTACT | AUXILIARY | TYPE |  | CONTACT CONFIGURATION | 1NO | VOLTAGE RATING | 690 V | CURRENT RATING | 16 A | MATERIAL |  | TERMINAL TYPE |  | MOUNTING TYPE |  | HAZARD CLASS |  | CERTIFICATION/STANDARD |  | ADDITIONAL FEATURES | [54 empty] | Production Completed
STP_009 - Lot4 | Data Enrichment | MKV | OK | 08-08-2023 | 10-08-2023 |  | 1381835 | 1381835 | EA | CONTACT,AUX;1NO,16 A,SIDE,ASSY |  |  | CONTACT,AUXILIARY;CONTACT CONFIGURATION:1NO,CURRENT RATING:16 A,MOUNTING TYPE:SIDE,ADDITIONAL FEATURES EN:ASSY,MNFR:01)AFC,PTNO: 01)CA7PA10 | 1NO,EN_01)16 A,SIDE,01)ASSY,01)AFC,01)CA7PA10 |  |  | AFC | AFC | CA7PA10 | NHP |  |  |  |  | https://nhp.com.au/product/ca7pa10 | [10 empty] | CLEANSED | 39121522 Electrical contacts | CONTACT | AUXILIARY | TYPE |  | CONTACT CONFIGURATION | 1NO | VOLTAGE RATING |  | CURRENT RATING | 16 A | MATERIAL |  | TERMINAL TYPE |  | MOUNTING TYPE | SIDE | HAZARD CLASS |  | CERTIFICATION/STANDARD |  | ADDITIONAL FEATURES | ASSEMBLY | [53 empty] | Production Completed
STP_009 - Lot4 | Data Enrichment | MKV | OK | 08-08-2023 | 10-08-2023 |  | 1278213 | 1278213 | EA | CONTACT,AUX;1NO,16 A,SNAP ON |  |  | CONTACT,AUXILIARY;CONTACT CONFIGURATION:1NO,CURRENT RATING:16 A,MOUNTING TYPE:SNAP ON,MNFR:01)CNW (MOUNT ISA) ELECT WHOLESALER, PTNO:01)ABBOA1G10 | 1NO,EN_01)16 A,SNAP ON,01)CNW (MOUNT ISA) ELECT WHOLE,01)ABBOA1G10 |  |  | CNW (MOUNT ISA) ELECT WHOLESALER | ABB | OA1G10 |  | CNW |  |  |  | https://new.abb.com/products/1SCA022353R4970/oa1g10 | [10 empty] | ENRICHED | 39121522 Electrical contacts | CONTACT | AUXILIARY | TYPE |  | CONTACT CONFIGURATION | 1NO | VOLTAGE RATING | 690 V | CURRENT RATING | 16 A | MATERIAL |  | TERMINAL TYPE |  | MOUNTING TYPE | SNAP ON | HAZARD CLASS |  | CERTIFICATION/STANDARD |  | ADDITIONAL FEATURES | [54 empty] | Production Completed
STP_009 - Lot4 | Data Enrichment | MKV | OK | 08-08-2023 | 10-08-2023 | NM BASED ON WEB SOURCE | 1278389 | 1278389 | EA | CONTACT,AUX;1NO,24 VDC,3P, 5.5 KW |  |  | CONTACT,AUXILIARY;CONTACT CONFIGURATION:1NO,VOLTAGE RATING:24 VDC,ADDITIONAL FEATURES EN:3P, 5.5 KW,MNFR:01)CNW (MOUNT ISA) ELECT WHOLESALER,PTNO:01)NHPCA712E1024VDC | 1NO,24 VDC,01)3P, 5.5 KW,01)CNW (MOUNT ISA) ELECT WHOLE,01)NHPCA712E1024VDC |  |  | CNW (MOUNT ISA) ELECT WHOLESALER | NHP | CA712E1024VDC |  | CNW |  |  |  | https://www.nhp.com.au/product/ca712e1024vdc | [10 empty] | ENRICHED | 39121529 Contactors | CONTACTOR | ELECTRICAL | TYPE | AUXILIARY | LINE VOLTAGE | 24 VDC | CURRENT RATING | 12 A | COIL VOLTAGE |  | NUMBER OF POLES | 3 | CONTACT ARRANGEMENT |  | POWER RATING | 5.5 KW | AUXILIARY CONTACT | 1NO | TERMINAL TYPE |  | MOUNTING TYPE |  | ENCLOSURE |  | HAZARD CLASS |  | CERTIFICATION/STANDARD |  | ADDITIONAL FEATURES | [46 empty] | Production Completed
STP_009 - Lot4 | Data Enrichment | MKV | OK | 08-08-2023 | 10-08-2023 |  | 1285661 | 1285661 | EA | CONTACT,AUX;1NO,600 VAC |  |  | CONTACT,AUXILIARY;CONTACT CONFIGURATION:1NO,VOLTAGE RATING:600 VAC,ADDITIONAL FEATURES EN:415VAC, ADD-ON L2, L3, R2, R3, CONTACTOR 55-160,MNFR:01)CUTLERHM,PTNO:01)C320KA1 | 1NO,600 VAC,01)415VAC, ADD-ON L2, L3, R2,01)CUTLERHM,01)C320KA1 |  |  | CUTLERHM | CUTLER HAMMER | C320KA1 | [5 empty] | https://www.pioneerbreaker.com/product-p/c320ka1.htm | [10 empty] | CLEANSED | 39121522 Electrical contacts | CONTACT | AUXILIARY | TYPE |  | CONTACT CONFIGURATION | 1NO | VOLTAGE RATING | 415/600 VAC | CURRENT RATING |  | MATERIAL |  | TERMINAL TYPE |  | MOUNTING TYPE |  | HAZARD CLASS |  | CERTIFICATION/STANDARD |  | ADDITIONAL FEATURES | ADD-ON L2,L3,R2,R3,FOR CONTACTOR 55-160 | [53 empty] | Production Completed
STP_009 - Lot4 | Data Enrichment | MKV | OK | 08-08-2023 | 10-08-2023 |  | 1354228 | 1354228 | EA | CONTACT,AUX;1NO,AUSLEC,MOEEK10 |  |  | CONTACT,AUXILIARY;CONTACT CONFIGURATION:1NO,ADDITIONAL FEATURES EN:KLOCKNER RWK1V-S ROTARY SWITCH,MNFR:01)AUSLEC,PTNO:01)MOEEK10 | 1NO,01)KLOCKNER RWK1V-S ROTARY SWI,01)AUSLEC,01)MOEEK10 |  |  | AUSLEC | AUSLEC | MOEEK10 | [5 empty] | URL NOT FOUND |  |  | ROTARY SWITCH | KLOCKNER | RWK1V-S | [5 empty] | CLEANSED | 39121522 Electrical contacts | CONTACT | AUXILIARY | TYPE |  | CONTACT CONFIGURATION | 1NO | VOLTAGE RATING |  | CURRENT RATING |  | MATERIAL |  | TERMINAL TYPE |  | MOUNTING TYPE |  | HAZARD CLASS |  | CERTIFICATION/STANDARD |  | ADDITIONAL FEATURES | [54 empty] | Production Completed
STP_009 - Lot4 | Data Enrichment | MKV | OK | 08-08-2023 | 10-08-2023 |  | 1278327 | 1278327 | EA | CONTACT,AUX;1NO,FOR CH2-CH6 |  |  | CONTACT,AUXILIARY;CONTACT CONFIGURATION:1NO,ADDITIONAL FEATURES EN:FOR CH2-CH6,MNFR:01)CUTLHAMM,PTNO:01)006876 | 1NO,01)FOR CH2-CH6,01)CUTLHAMM,01)006876 |  |  | CUTLHAMM | CUTLER HAMMER | 006876 | [5 empty] | URL NOT FOUND | [10 empty] | CLEANSED | 39121522 Electrical contacts | CONTACT | AUXILIARY | TYPE |  | CONTACT CONFIGURATION | 1NO | VOLTAGE RATING |  | CURRENT RATING |  | MATERIAL |  | TERMINAL TYPE |  | MOUNTING TYPE |  | HAZARD CLASS |  | CERTIFICATION/STANDARD |  | ADDITIONAL FEATURES | FOR CH2-CH6 | [53 empty] | Production Completed
STP_009 - Lot4 | Data Enrichment | MKV | OK | 08-08-2023 | 10-08-2023 |  | 1278452 | 1278452 | EA | CONTACT,AUX;1NO,S/MOUNCNW |  |  | CONTACT,AUXILIARY;CONTACT CONFIGURATION:1NO,ADDITIONAL FEATURES EN:S/MOUNCNW,MNFR:01)CNW (MOUNT ISA) ELECT WHOLESALER,PTNO:01) NHPCA9S3B10 | 1NO,01)S/MOUNCNW,01)CNW (MOUNT ISA) ELECT WHOLE,01)NHPCA9S3B10 |  |  | CNW (MOUNT ISA) ELECT WHOLESALER | NHP | CA9-S3-B10 |  | CNW |  |  |  | https://southernele.com/sprecher-schuh-ca9-s3-b10-auxiliary-contact-1-no/ | [10 empty] | CLEANSED | 39121522 Electrical contacts | CONTACT | AUXILIARY | TYPE |  | CONTACT CONFIGURATION | 1NO | VOLTAGE RATING |  | CURRENT RATING |  | MATERIAL |  | TERMINAL TYPE |  | MOUNTING TYPE |  | HAZARD CLASS |  | CERTIFICATION/STANDARD |  | ADDITIONAL FEATURES | [54 empty] | Production Completed
STP_009 - Lot4 | Data Enrichment | MKV | OK | 08-08-2023 | 10-08-2023 |  | 1278527 | 1278527 | EA | CONTACT,AUX;2 SPDT,600 VAC,250 A,EATON |  |  | CONTACT,AUXILIARY;CONTACT CONFIGURATION:2 SPDT,VOLTAGE RATING:600 VAC,CURRENT RATING:250 A,ADDITIONAL FEATURES EN:EATON,MNFR:01) CNW (MOUNT ISA) ELECT WHOLESALER,PTNO:01)A2X2PK | 2 SPDT,600 VAC,EN_01)250 A,01)EATON,01)CNW (MOUNT ISA) ELECT WHOLE,01)A2X2PK |  |  | CNW (MOUNT ISA) ELECT WHOLESALER | EATON | A2X2PK |  | CNW |  |  |  | https://www.kempstoncontrols.co.uk/A2X2PK/Eaton/sku/95808 | [10 empty] | ENRICHED | 39121522 Electrical contacts | CONTACT | AUXILIARY | TYPE |  | CONTACT CONFIGURATION | 2NO 2NC | VOLTAGE RATING | 600 VAC | CURRENT RATING | 250 A | MATERIAL |  | TERMINAL TYPE |  | MOUNTING TYPE |  | HAZARD CLASS |  | CERTIFICATION/STANDARD |  | ADDITIONAL FEATURES | [54 empty] | Production Completed
STP_009 - Lot4 | Data Enrichment | MKV | OK | 08-08-2023 | 10-08-2023 |  | 1286285 | 1286285 | EA | CONTACT,AUX;2NC,10 A,FRONT |  |  | CONTACT,AUXILIARY;CONTACT CONFIGURATION:2NC,CURRENT RATING:10 A,MOUNTING TYPE:FRONT,ADDITIONAL FEATURES EN:ASSY, MCS, BLOCK,MNFR: 01)AFC,PTNO:01)100-FA02 | 2NC,EN_01)10 A,FRONT,01)ASSY, MCS, BLOCK,01)AFC,01)100-FA02 |  |  | AFC | AFC | 100-FA02 | ALLEN BRADLEY |  |  |  |  | https://www.rockwellautomation.com/en-us/products/details.100-FA02.html | [10 empty] | ENRICHED | 39121522 Electrical contacts | CONTACT | AUXILIARY | TYPE |  | CONTACT CONFIGURATION | 2NC | VOLTAGE RATING |  | CURRENT RATING | 10 A | MATERIAL |  | TERMINAL TYPE | SCREW | MOUNTING TYPE | FRONT | HAZARD CLASS |  | CERTIFICATION/STANDARD |  | ADDITIONAL FEATURES | ASSEMBLY,FOR MCS BLOCK | [53 empty] | Production Completed
STP_009 - Lot4 | Data Enrichment | MKV | OK | 08-08-2023 | 10-08-2023 |  | 1278361 | 1278361 | EA | CONTACT,AUX;2NO 2NC |  |  | CONTACT,AUXILIARY;CONTACT CONFIGURATION:2NO 2NC,MNFR:01)CNW (MOUNT ISA) ELECT WHOLESALER,PTNO:01)ABBCA422E | 2NO 2NC,01)CNW (MOUNT ISA) ELECT WHOLE,01)ABBCA422E |  |  | CNW (MOUNT ISA) ELECT WHOLESALER | ABB | CA422E |  | CNW |  |  |  | https://www.ipd.com.au/front-mounted-inst-aux-contact-2no-2nc-to-suit-af09-af96-ca422e | [10 empty] | ENRICHED | 39121522 Electrical contacts | CONTACT | AUXILIARY | TYPE |  | CONTACT CONFIGURATION | 2NO 2NC | VOLTAGE RATING | 24 TO 690 VAC | CURRENT RATING |  | MATERIAL |  | TERMINAL TYPE |  | MOUNTING TYPE |  | HAZARD CLASS |  | CERTIFICATION/STANDARD |  | ADDITIONAL FEATURES | [54 empty] | Production Completed
STP_009 - Lot4 | Data Enrichment | MKV | OK | 08-08-2023 | 10-08-2023 |  | 1358949 | 1358949 | EA | CONTACT,AUX;2NO 2NC,10 A,CLIP ON,TOP |  |  | CONTACT,AUXILIARY;CONTACT CONFIGURATION:2NO 2NC,CURRENT RATING:10 A,TERMINAL TYPE:CLIP ON,MOUNTING TYPE:TOP,ADDITIONAL FEATURES EN:SET, BLANK, CA7-9 CA7-23 CONTACTORS,MNFR:01)SPRECHER,PTNO:01)CA7-PV-S22 | 2NO 2NC,EN_01)10 A,CLIP ON,TOP,01)SET, BLANK, CA7-9 CA7-23 CO,01)SPRECHER,01)CA7-PV-S22 |  |  | SPRECHER | SPRECHER & SCHUH | CA7-PV-S22 | [5 empty] | https://prdsccdnstorage.blob.core.windows.net/techdatasheets/CA7PVS22-4431-datasheet.pdf?sv=2019-02-02&ss=b&srt=sco&sp=rwdlac&se=2050-02-24T14:36:22Z&st=2020-02-24T06:36:22Z&spr=https&sig=ZYSSzNvPIpdF2duj%2B0Q%2Fxscgj9MvyEATcIdm%2Bn6Urmc%3D | [10 empty] | CLEANSED | 39121522 Electrical contacts | CONTACT | AUXILIARY | TYPE |  | CONTACT CONFIGURATION | 2NO 2NC | VOLTAGE RATING |  | CURRENT RATING | 10 A | MATERIAL |  | TERMINAL TYPE | CLIP ON | MOUNTING TYPE | TOP | HAZARD CLASS |  | CERTIFICATION/STANDARD |  | ADDITIONAL FEATURES | SET,BLANK,FOR CA7-9 CA7-23 CONTACTORS | [53 empty] | Production Completed
STP_009 - Lot4 | Data Enrichment | MKV | OK | 08-08-2023 | 10-08-2023 |  | 1358952 | 1358952 | EA | CONTACT,AUX;2NO 2NC,10 A,CLIP ON,TOP |  |  | CONTACT,AUXILIARY;CONTACT CONFIGURATION:2NO 2NC,CURRENT RATING:10 A,TERMINAL TYPE:CLIP ON,MOUNTING TYPE:TOP,ADDITIONAL FEATURES EN:SET, BLANK, CA7-30 TO 85 CONTACTORS,MNFR:01)SPRECHER,PTNO:01)CA7-PV-22 | 2NO 2NC,EN_01)10 A,CLIP ON,TOP,01)SET, BLANK, CA7-30 TO 85 CO,01)SPRECHER,01)CA7-PV-22 |  |  | SPRECHER | SPRECHER & SCHUH | CA7-PV-22 | [5 empty] | https://prdsccdnstorage.blob.core.windows.net/techdatasheets/CA7PV22-4428-datasheet.pdf?sv=2019-02-02&ss=b&srt=sco&sp=rwdlac&se=2050-02-24T14:36:22Z&st=2020-02-24T06:36:22Z&spr=https&sig=ZYSSzNvPIpdF2duj%2B0Q%2Fxscgj9MvyEATcIdm%2Bn6Urmc%3D | [10 empty] | CLEANSED | 39121522 Electrical contacts | CONTACT | AUXILIARY | TYPE |  | CONTACT CONFIGURATION | 2NO 2NC | VOLTAGE RATING |  | CURRENT RATING | 10 A | MATERIAL |  | TERMINAL TYPE | CLIP ON | MOUNTING TYPE | TOP | HAZARD CLASS |  | CERTIFICATION/STANDARD |  | ADDITIONAL FEATURES | SET,BLANK,FOR CA7-30 TO 85 CONTACTORS | [53 empty] | Production Completed
STP_009 - Lot4 | Data Enrichment | MKV | OK | 08-08-2023 | 10-08-2023 |  | 1285678 | 1285678 | EA | CONTACT,AUX;2NO 2NC,10 A,SCREW,FRONT |  |  | CONTACT,AUXILIARY;CONTACT CONFIGURATION:2NO 2NC,CURRENT RATING:10 A,TERMINAL TYPE:SCREW,MOUNTING TYPE:FRONT,ADDITIONAL FEATURES EN:ASSY,MNFR:01)AFC,PTNO:01)100-FA22 | 2NO 2NC,EN_01)10 A,SCREW,FRONT,01)ASSY,01)AFC,01)100-FA22 |  |  | AFC | AFC | 100-FA22 | [5 empty] | https://www.rockwellautomation.com/en-us/products/details.100-FA22.html | [10 empty] | CLEANSED | 39121522 Electrical contacts | CONTACT | AUXILIARY | TYPE |  | CONTACT CONFIGURATION | 2NO 2NC | VOLTAGE RATING |  | CURRENT RATING | 10 A | MATERIAL |  | TERMINAL TYPE | SCREW | MOUNTING TYPE | FRONT | HAZARD CLASS |  | CERTIFICATION/STANDARD |  | ADDITIONAL FEATURES | ASSEMBLY | [53 empty] | Production Completed
STP_009 - Lot4 | Data Enrichment | MKV | OK | 08-08-2023 | 10-08-2023 |  | 1350962 | 1350962 | EA | CONTACT,AUX;2NO 2NC,600 VAC,10 A |  |  | CONTACT,AUXILIARY;CONTACT CONFIGURATION:2NO 2NC,VOLTAGE RATING:600 VAC,CURRENT RATING:10 A,MOUNTING TYPE:BRACKET/DIRECT, ADDITIONAL FEATURES EN:ASSY, STROMBERG OESA200 TO OESA800 SWITCHESSTRO,L3150 SWITCHES,MNFR:01)STROMBG,PTNO:01)OZXK2 | 2NO 2NC,600 VAC,EN_01)10 A,BRACKET/DIRECT,01)ASSY, STROMBERG OESA200 TO,02)L3150 SWITCHES,01)STROMBG,01)OZXK2 |  |  | STROMBG | STROMBG | OZXK-2 | [5 empty] | https://new.abb.com/products/OZXK-2/ozxk-2 | [10 empty] | CLEANSED | 39121522 Electrical contacts | CONTACT | AUXILIARY | TYPE |  | CONTACT CONFIGURATION | 2NO 2NC | VOLTAGE RATING | 600 VAC | CURRENT RATING | 10 A | MATERIAL |  | TERMINAL TYPE |  | MOUNTING TYPE | BRACKET/DIRECT | HAZARD CLASS |  | CERTIFICATION/STANDARD |  | ADDITIONAL FEATURES | ASSEMBLY,FOR STROMBERG OESA200 TO OESA800 SWITCH ESSTRO,L3150 SWITCHES | [53 empty] | Production Completed
STP_009 - Lot4 | Data Enrichment | MKV | OK | 08-08-2023 | 10-08-2023 |  | 1350295 | 1350295 | EA | CONTACT,AUX;2NO 2NC,NILSEN |  |  | CONTACT,AUXILIARY;CONTACT CONFIGURATION:2NO 2NC,ADDITIONAL FEATURES EN:ASSY, SUIT DPRO, SUPPLIER TO SUPPLY PACKAGED AS ASSEMBLY, MNFR:01)NILSEN,PTNO:01)20402554+20402563 | 2NO 2NC,01)ASSY, SUIT DPRO, SUPPLIER T,01)NILSEN,01)20402554+20402563 |  |  | NILSEN | NILSEN | 20402554+20402563 | [5 empty] | URL NOT FOUND | [10 empty] | CLEANSED | 39121522 Electrical contacts | CONTACT | AUXILIARY | TYPE |  | CONTACT CONFIGURATION | 2NO 2NC | VOLTAGE RATING |  | CURRENT RATING |  | MATERIAL |  | TERMINAL TYPE |  | MOUNTING TYPE |  | HAZARD CLASS |  | CERTIFICATION/STANDARD |  | ADDITIONAL FEATURES | FOR DPRO,SUPPLIER TO SUPPLY PACKAGED AS ASSEMBLY | [53 empty] | Production Completed
STP_009 - Lot4 | Data Enrichment | MKV | OK | 08-08-2023 | 10-08-2023 |  | 1358937 | 1358937 | EA | CONTACT,AUX;2NO 2NC,TOP,NHP,CS7PVL22 |  |  | CONTACT,AUXILIARY;CONTACT CONFIGURATION:2NO 2NC,MOUNTING TYPE:TOP,ADDITIONAL FEATURES EN:1N0 1NC, 1 L/M 1L/B,MNFR:01)NHP,PTNO:01) CS7PVL22 | 2NO 2NC,TOP,01)1N0 1NC, 1 L/M 1L/B,01)NHP,01)CS7PVL22 |  |  | NHP | NHP | CS7PVL22 | [5 empty] | https://www.nhp.com.au/product/cs7pvl22 | https://www.blackwoods.com.au/electrical/motor-motor-control/contactors-overloads/sprecher-schuh-auxiliary-contact-1no-1nc-1l-m-1l-b-top-mount-cs7pvl22/p/00925654 | [9 empty] | ENRICHED | 39121522 Electrical contacts | CONTACT | AUXILIARY | TYPE |  | CONTACT CONFIGURATION | 1NO 1NC 1 L/M 1L/B | VOLTAGE RATING |  | CURRENT RATING |  | MATERIAL |  | TERMINAL TYPE |  | MOUNTING TYPE | FRONT | HAZARD CLASS |  | CERTIFICATION/STANDARD |  | ADDITIONAL FEATURES | [54 empty] | Production Completed
STP_009 - Lot4 | Data Enrichment | MKV | OK | 08-08-2023 | 10-08-2023 |  | 1286284 | 1286284 | EA | CONTACT,AUX;2NO,10 A,ASSY, MCS, BOCK |  |  | CONTACT,AUXILIARY;CONTACT CONFIGURATION:2NO,CURRENT RATING:10 A,ADDITIONAL FEATURES EN:ASSY, MCS, BOCK,MNFR:01)AFC,PTNO:01)100- FA20 | 2NO,EN_01)10 A,01)ASSY, MCS, BOCK,01)AFC,01)100-FA20 |  |  | AFC | AFC | 100- FA20 | ALLEN BRADLEY |  |  |  |  | https://www.rockwellautomation.com/en-us/products/details.100-FA20.html | [10 empty] | ENRICHED | 39121522 Electrical contacts | CONTACT | AUXILIARY | TYPE |  | CONTACT CONFIGURATION | 2NO | VOLTAGE RATING |  | CURRENT RATING | 10 A | MATERIAL |  | TERMINAL TYPE | SCREW | MOUNTING TYPE | FRONT | HAZARD CLASS |  | CERTIFICATION/STANDARD |  | ADDITIONAL FEATURES | ASSEMBLY,MCS,BOCK | [53 empty] | Production Completed
STP_009 - Lot4 | Data Enrichment | MKV | OK | 08-08-2023 | 10-08-2023 |  | 1352019 | 1352019 | EA | CONTACT,AUX;2NO,690 V,10 A,CAPTIVE SCREW |  |  | CONTACT,AUXILIARY;CONTACT CONFIGURATION:2NO,VOLTAGE RATING:690 V,CURRENT RATING:10 A,TERMINAL TYPE:CAPTIVE SCREW,MOUNTING TYPE: SIDE CLIP ON,MNFR:01)TELEMEC,PTNO:01)LA8-DN20 | 2NO,690 V,EN_01)10 A,CAPTIVE SCREW,SIDE CLIP ON,01)TELEMEC,01)LA8-DN20 |  |  | TELEMEC | TELEMECANIQUE | LA 8 DN 20 | [5 empty] | https://industrial-surplus.com/product_info.php?products_id=13901 | [10 empty] | CLEANSED | 39121522 Electrical contacts | CONTACT | AUXILIARY | TYPE |  | CONTACT CONFIGURATION | 2NO | VOLTAGE RATING | 690 V | CURRENT RATING | 10 A | MATERIAL |  | TERMINAL TYPE | CAPTIVE SCREW | MOUNTING TYPE | SIDE CLIP ON | HAZARD CLASS |  | CERTIFICATION/STANDARD |  | ADDITIONAL FEATURES | [54 empty] | Production Completed
STP_009 - Lot4 | Data Enrichment | MKV | OK | 08-08-2023 | 10-08-2023 |  | 1351971 | 1351971 | EA | CONTACT,AUX;300 A,SET |  |  | CONTACT,AUXILIARY;CURRENT RATING:300 A,ADDITIONAL FEATURES EN:SET,MNFR:01)NU-LEC,PTNO:01)TOS-899502 | EN_01)300 A,01)SET,01)NU-LEC,01)TOS-899502 |  |  | NU-LEC | NU-LEC | TOS-899502 | [5 empty] | URL NOT FOUND | [10 empty] | CLEANSED | 39121522 Electrical contacts | CONTACT | AUXILIARY | TYPE |  | CONTACT CONFIGURATION |  | VOLTAGE RATING |  | CURRENT RATING | 300 A | MATERIAL |  | TERMINAL TYPE |  | MOUNTING TYPE |  | HAZARD CLASS |  | CERTIFICATION/STANDARD |  | ADDITIONAL FEATURES | SET | [53 empty] | Production Completed
STP_009 - Lot4 | Data Enrichment | MKV | OK | 08-08-2023 | 10-08-2023 |  | 1351051 | 1351051 | EA | CONTACT,AUX;3NO 1NC |  |  | CONTACT,AUXILIARY;CONTACT CONFIGURATION:3NO 1NC,ADDITIONAL FEATURES EN:SET, REPLACED BY S/C 936708, REPLACED BY CA7 SE,MNFR:01) CNW,PTNO:01)SPRCA3-P-31 | 3NO 1NC,01)SET, REPLACED BY S/C 936708,01)CNW,01)SPRCA3-P-31 |  |  | CNW | CNW | SPRCA3-P-31 | [5 empty] | URL NOT FOUND | [10 empty] | CLEANSED | 39121522 Electrical contacts | CONTACT | AUXILIARY | TYPE |  | CONTACT CONFIGURATION | 3NO 1NC | VOLTAGE RATING |  | CURRENT RATING |  | MATERIAL |  | TERMINAL TYPE |  | MOUNTING TYPE |  | HAZARD CLASS |  | CERTIFICATION/STANDARD |  | ADDITIONAL FEATURES | SET,REPLACED BY S/C 936708,REPLACED BY CA7 SE | [53 empty] | Production Completed
STP_009 - Lot4 | Data Enrichment | MKV | OK | 08-08-2023 | 10-08-2023 |  | 1344972 | 1344972 | EA | CONTACT,AUX;3NO 1NC,SCREW,FRONT |  |  | CONTACT,AUXILIARY;CONTACT CONFIGURATION:3NO 1NC,TERMINAL TYPE:SCREW,MOUNTING TYPE:FRONT,ADDITIONAL FEATURES EN:ASSY, MCS, BLOCK, MNFR:01)AFC,PTNO:01)100-FA31 | 3NO 1NC,SCREW,FRONT,01)ASSY, MCS, BLOCK,01)AFC,01)100-FA31 |  |  | AFC | AFC | 100-FA31 | ALLEN BRADLEY |  |  |  |  | https://www.rockwellautomation.com/en-us/products/details.100-FA31.html | [10 empty] | CLEANSED | 39121522 Electrical contacts | CONTACT | AUXILIARY | TYPE |  | CONTACT CONFIGURATION | 3NO 1NC | VOLTAGE RATING |  | CURRENT RATING |  | MATERIAL |  | TERMINAL TYPE | SCREW | MOUNTING TYPE | FRONT | HAZARD CLASS |  | CERTIFICATION/STANDARD |  | ADDITIONAL FEATURES | ASSEMBLY,FOR MCS BLOCK | [53 empty] | Production Completed
STP_009 - Lot4 | Data Enrichment | MKV | OK | 08-08-2023 | 10-08-2023 |  | 1289921 | 1289921 | EA | CONTACT,AUX;3NO 1NC,TOP,ASSY,CNW,CS7PV31 |  |  | CONTACT,AUXILIARY;CONTACT CONFIGURATION:3NO 1NC,MOUNTING TYPE:TOP,ADDITIONAL FEATURES EN:ASSY,MNFR:01)CNW,PTNO:01)CS7PV31,MNFR:02) NHP,PTNO:02)NHPCS7PV31 | 3NO 1NC,TOP,01)ASSY,01)CNW,02)NHP,01)CS7PV31,02)NHPCS7PV31 |  |  | NHP | NHP | CS7PV31 |  | CNW |  |  |  | https://www.nhp.com.au/Catalogs/NHP_AU_Catalog/NHP_AU_Catalog-Categories/NHP_AU_Catalog-217586/NHP_AU_Catalog-361/NHP_AU_Catalog-362/NHP_AU_Catalog-371/CS7PV31 | [10 empty] | ENRICHED | 39121522 Electrical contacts | CONTACT | AUXILIARY | TYPE |  | CONTACT CONFIGURATION | 3NO 1NC | VOLTAGE RATING |  | CURRENT RATING |  | MATERIAL |  | TERMINAL TYPE |  | MOUNTING TYPE | FRONT | HAZARD CLASS |  | CERTIFICATION/STANDARD |  | ADDITIONAL FEATURES | ASSEMBLY | [53 empty] | Production Completed
STP_009 - Lot4 | Data Enrichment | MKV | OK | 08-08-2023 | 10-08-2023 |  | 1299612 | 1299612 | EA | CONTACT,AUX;3NO,10 A,TOP |  |  | CONTACT,AUXILIARY;CONTACT CONFIGURATION:3NO,CURRENT RATING:10 A,MOUNTING TYPE:TOP,ADDITIONAL FEATURES EN:SET, CA7 CONTACTORS,MNFR: 01)SPRECHER,PTNO:01)CS7-PV-30 | 3NO,EN_01)10 A,TOP,01)SET, CA7 CONTACTORS,01)SPRECHER,01)CS7-PV-30 |  |  | SPRECHER | SPRECHER & SCHUH | CS7-PV-30 | [5 empty] | URL NOT FOUND | [10 empty] | CLEANSED | 39121522 Electrical contacts | CONTACT | AUXILIARY | TYPE |  | CONTACT CONFIGURATION | 3NO | VOLTAGE RATING |  | CURRENT RATING | 10 A | MATERIAL |  | TERMINAL TYPE |  | MOUNTING TYPE | TOP | HAZARD CLASS |  | CERTIFICATION/STANDARD |  | ADDITIONAL FEATURES | SET,FOR CA7 CONTACTORS | [53 empty] | Production Completed
STP_009 - Lot4 | Data Enrichment | MKV | OK | 08-08-2023 | 10-08-2023 |  | 1350663 | 1350663 | EA | CONTACT,AUX;4NO 4NC,600 VAC,10 A |  |  | CONTACT,AUXILIARY;CONTACT CONFIGURATION:4NO 4NC,VOLTAGE RATING:600 VAC,CURRENT RATING:10 A,MOUNTING TYPE:BRACKET/DIRECT, ADDITIONAL FEATURES EN:ASSY, STROMBERG OESA200 TO OESA800 SWITCHESSTRO,L3150 SWITCHES,MNFR:01)STROMBG,PTNO:01)OZXK3 | 4NO 4NC,600 VAC,EN_01)10 A,BRACKET/DIRECT,01)ASSY, STROMBERG OESA200 TO,02)L3150 SWITCHES,01)STROMBG,01)OZXK3 |  |  | STROMBG | STROMBG | OZXK-3 | [5 empty] | https://motorsandcontrol.com/abb-ozxk-3-auxiliary-contacts-4-n-o-4-n-c/ | https://www.newark.com/abb/ozxk-3/ab-ozxk3/dp/63Y3046 | [9 empty] | CLEANSED | 39121522 Electrical contacts | CONTACT | AUXILIARY | TYPE |  | CONTACT CONFIGURATION | 4NO 4NC | VOLTAGE RATING | 600 VAC | CURRENT RATING | 10 A | MATERIAL |  | TERMINAL TYPE |  | MOUNTING TYPE | BRACKET/DIRECT | HAZARD CLASS |  | CERTIFICATION/STANDARD |  | ADDITIONAL FEATURES | ASSEMBLY,FOR STROMBERG OESA200 TO OESA800 SWITCH ESSTRO,L3150 SWITCHES | [53 empty] | Production Completed
STP_009 - Lot4 | Data Enrichment | MKV | OK | 08-08-2023 | 10-08-2023 | NM BASED ON WEB SOURCE | 1289624 | 1289624 | EA | CONTACT,AUX;4NO,600 V,10 A,SCREW CLAMP |  |  | CONTACT,AUXILIARY;CONTACT CONFIGURATION:4NO,VOLTAGE RATING:600 V,CURRENT RATING:10 A,TERMINAL TYPE:SCREW CLAMP,MOUNTING TYPE: INSTANT FRONT,MNFR:01)CNW (MOUNT ISA) ELECT WHOLESALER,PTNO:01)SCHLADN40 | 4NO,600 V,EN_01)10 A,SCREW CLAMP,INSTANT FRONT,01)CNW (MOUNT ISA) ELECT WHOLE,01)SCHLADN40 |  |  | CNW (MOUNT ISA) ELECT WHOLESALER | SCHNEIDER | LADN40 |  | CNW |  |  |  | https://www.se.com/in/en/product/LADN40/auxiliary-contact-block-tesys-d-4no-front-mounting-screw-clamp-terminals/ | [10 empty] | ENRICHED | 39121522 Electrical contacts | BLOCK | CONTACT | TYPE |  | CONTACT CONFIGURATION | 4NO | CURRENT RATING | 10 A | VOLTAGE RATING | 600 V | TERMINAL TYPE | SCREW CLAMP | MOUNTING TYPE | INSTANT FRONT | MATERIAL |  | SIZE | 44 WDX48 HTX42 DP MM | HAZARD CLASS |  | CERTIFICATION/STANDARD | EN/IEC 60947-5-1,UL 60947-5-1,CSA C22.2 NO 60947-5-1,GB/T 14048.5,EN 50012 | ADDITIONAL FEATURES | [52 empty] | Production Completed
STP_009 - Lot4 | Data Enrichment | MKV | OK | 08-08-2023 | 10-08-2023 |  | 1298935 | 1298935 | EA | CONTACT,AUX;4NO,690 V,10 A,CLAMP,STROMBG |  |  | CONTACT,AUXILIARY;CONTACT CONFIGURATION:4NO,VOLTAGE RATING:690 V,CURRENT RATING:10 A,TERMINAL TYPE:CLAMP,MOUNTING TYPE: BRACKET/DIRECT,ADDITIONAL FEATURES EN:ASSY, ELEC, STROMBERG OESA200 TO OESA800 SWITCHES, STROMBERG OETL40,0 TO OETL 3150 SWITCHES, MNFR:01)STROMBG,PTNO:01)OZXK5 | 4NO,690 V,EN_01)10 A,CLAMP,BRACKET/DIRECT,01)ASSY, ELEC, STROMBERG OESA2,02)0 TO OETL 3150 SWITCHES,01)STROMBG,01)OZXK5 |  |  | STROMBG | STROMBG | OZXK5 | [5 empty] | https://automationdistribution.com/abb-open-style-switches-ozxk-5-aux-contact-kit-4no-conta-pack-of-1/ | https://motorsandcontrol.com/abb-ozxk-5-auxiliary-contacts-4-n-o/ | [9 empty] | CLEANSED | 39121522 Electrical contacts | CONTACT | AUXILIARY | TYPE | ELECTRICAL | CONTACT CONFIGURATION | 4NO | VOLTAGE RATING | 690 V | CURRENT RATING | 10 A | MATERIAL |  | TERMINAL TYPE | CLAMP | MOUNTING TYPE | BRACKET/DIRECT | HAZARD CLASS |  | CERTIFICATION/STANDARD |  | ADDITIONAL FEATURES | ASSEMBLY,FOR STROMBERG OESA200 TO OESA800 SWITCHES,OETL400 TO OETL 3150 SWITCHES | [53 empty] | Production Completed
STP_009 - Lot4 | Data Enrichment | MKV | OK | 08-08-2023 | 10-08-2023 |  | 1358938 | 1358938 | EA | CONTACT,AUX;4NO,FRONT/TOP,NHP,CS7PV40 |  |  | CONTACT,AUXILIARY;CONTACT CONFIGURATION:4NO,MOUNTING TYPE:FRONT/TOP,MNFR:01)NHP,PTNO:01)CS7PV40 | 4NO,FRONT/TOP,01)NHP,01)CS7PV40 |  |  | NHP | NHP | CS7PV40 | [5 empty] | https://nhp.com.au/product/cs7pv40 | [10 empty] | CLEANSED | 39121522 Electrical contacts | CONTACT | AUXILIARY | TYPE |  | CONTACT CONFIGURATION | 4NO | VOLTAGE RATING |  | CURRENT RATING |  | MATERIAL |  | TERMINAL TYPE |  | MOUNTING TYPE | FRONT/TOP | HAZARD CLASS |  | CERTIFICATION/STANDARD |  | ADDITIONAL FEATURES | [54 empty] | Production Completed
STP_009 - Lot4 | Data Enrichment | MKV | OK | 08-08-2023 | 10-08-2023 |  | 1381695 | 1381695 | EA | CONTACT,AUX;ASSY, ELEC, APM LCC1,WENMEC |  |  | CONTACT,AUXILIARY;ADDITIONAL FEATURES EN:ASSY, ELEC, APM LCC1,MNFR:01)WENMEC,PTNO:01)38303 | 01)ASSY, ELEC, APM LCC1,01)WENMEC,01)38303 |  |  | WENMEC SYSTEMS INC | WENMEC | 38303 | [5 empty] | URL NOT FOUND | [10 empty] | CLEANSED | 39121522 Electrical contacts | CONTACT | AUXILIARY | TYPE | ELECTRICAL | CONTACT CONFIGURATION |  | VOLTAGE RATING |  | CURRENT RATING |  | MATERIAL |  | TERMINAL TYPE |  | MOUNTING TYPE |  | HAZARD CLASS |  | CERTIFICATION/STANDARD |  | ADDITIONAL FEATURES | ASSEMBLY,FOR APM LCC1 | [53 empty] | Production Completed
STP_009 - Lot4 | Data Enrichment | MKV | OK | 08-08-2023 | 10-08-2023 |  | 1381701 | 1381701 | EA | CONTACT,AUX;ASSY, ELEC, APM MCC2,WENMEC |  |  | CONTACT,AUXILIARY;ADDITIONAL FEATURES EN:ASSY, ELEC, APM MCC2,MNFR:01)WENMEC,PTNO:01)38271 | 01)ASSY, ELEC, APM MCC2,01)WENMEC,01)38271 |  |  | WENMEC SYSTEMS INC | WENMEC | 38271 | [5 empty] | URL NOT FOUND | [10 empty] | CLEANSED | 39121522 Electrical contacts | CONTACT | AUXILIARY | TYPE | ELECTRICAL | CONTACT CONFIGURATION |  | VOLTAGE RATING |  | CURRENT RATING |  | MATERIAL |  | TERMINAL TYPE |  | MOUNTING TYPE |  | HAZARD CLASS |  | CERTIFICATION/STANDARD |  | ADDITIONAL FEATURES | ASSEMBLY,FOR APM MCC2 | [53 empty] | Production Completed
STP_009 - Lot4 | Data Enrichment | MKV | OK | 08-08-2023 | 10-08-2023 |  | 1381551 | 1381551 | EA | CONTACT,AUX;ASSY, ELEC, APMM LCC2,WENMEC |  |  | CONTACT,AUXILIARY;ADDITIONAL FEATURES EN:ASSY, ELEC, APMM LCC2,MNFR:01)WENMEC,PTNO:01)22169 | 01)ASSY, ELEC, APMM LCC2,01)WENMEC,01)22169 |  |  | WENMEC SYSTEMS INC | WENMEC | 22169 | [5 empty] | URL NOT FOUND | [10 empty] | CLEANSED | 39121522 Electrical contacts | CONTACT | AUXILIARY | TYPE | ELECTRICAL | CONTACT CONFIGURATION |  | VOLTAGE RATING |  | CURRENT RATING |  | MATERIAL |  | TERMINAL TYPE |  | MOUNTING TYPE |  | HAZARD CLASS |  | CERTIFICATION/STANDARD |  | ADDITIONAL FEATURES | ASSEMBLY,FOR APMM LCC2 | [53 empty] | Production Completed
STP_009 - Lot4 | Data Enrichment | MKV | OK | 08-08-2023 | 10-08-2023 |  | 1381700 | 1381700 | EA | CONTACT,AUX;ASSY,ELEC, APM MCC2,WENMEC |  |  | CONTACT,AUXILIARY;ADDITIONAL FEATURES EN:ASSY,ELEC, APM MCC2,MNFR:01)WENMEC,PTNO:01)38363 | 01)ASSY,ELEC, APM MCC2,01)WENMEC,01)38363 |  |  | WENMEC SYSTEMS INC | WENMEC | 38363 | [5 empty] | URL NOT FOUND | [10 empty] | CLEANSED | 39121522 Electrical contacts | CONTACT | AUXILIARY | TYPE | ELECTRICAL | CONTACT CONFIGURATION |  | VOLTAGE RATING |  | CURRENT RATING |  | MATERIAL |  | TERMINAL TYPE |  | MOUNTING TYPE |  | HAZARD CLASS |  | CERTIFICATION/STANDARD |  | ADDITIONAL FEATURES | ASSEMBLY,FOR APM MCC2 | [53 empty] | Production Completed
STP_009 - Lot4 | Data Enrichment | MKV | OK | 08-08-2023 | 10-08-2023 |  | 1320153 | 1320153 | EA | CONTACT,AUX;ASSY,ELEC: SUPPLEMENTARY FOR |  |  | CONTACT,AUXILIARY;ADDITIONAL FEATURES EN:ASSY,ELEC: SUPPLEMENTARY FOR TYPE J22, 2000 A 3.3 KV 150 MVA OIL CI,RCUIT BREAKER, SERIAL NO.13288,MNFR:01)EMAILEED,PTNO:01)1076-E-72GR1 | 01)ASSY,ELEC: SUPPLEMENTARY FO,02)RCUIT BREAKER, SERIAL NO.13,01)EMAILEED,01)1076-E-72GR1 |  |  | EMAILEED | EMAILEED | 1076-E-72GR1 | [5 empty] | URL NOT FOUND | [5 empty] | 13288 |  |  |  |  | CLEANSED | 39121522 Electrical contacts | CONTACT | AUXILIARY | TYPE | ELECTRICAL | CONTACT CONFIGURATION |  | VOLTAGE RATING |  | CURRENT RATING |  | MATERIAL |  | TERMINAL TYPE |  | MOUNTING TYPE |  | HAZARD CLASS |  | CERTIFICATION/STANDARD |  | ADDITIONAL FEATURES | ASSEMBLY,SUPPLEMENTARY FOR TYPE J22,2000 A,3.3 KV,150 MVA OIL CIRCUIT BREAKER | [53 empty] | Production Completed
STP_009 - Lot4 | Data Enrichment | MKV | OK | 08-08-2023 | 10-08-2023 | NM BASED ON WEB SOURCE | 1278314 | 1278314 | EA | CONTACT,AUX;AUX, K FRAME,2P,600 VAC |  |  | CONTACT,AUXILIARY;TYPE:AUXILIARY, K FRAME,CONTACT CONFIGURATION:2P,VOLTAGE RATING:600 VAC,CURRENT RATING:400 A,ADDITIONAL FEATURES EN:QUOTE 9030 PIE CART 21C ELECT - JUDI / WS,MNFR:01)CRISTAUDO'S INDUSTRIAL ELECTRICS,PTNO:01)A2X3PK | EN_01)AUXILIARY, K FRAME,2P,600 VAC,EN_01)400 A,01)QUOTE 9030 PIE CART 21C ELE,01)CRISTAUDO'S INDUSTRIAL ELEC,01)A2X3PK |  |  | CRISTAUDO'S INDUSTRIAL ELECTRICS | CRISTAUDO'S INDUSTRIAL ELECTRICS | A2X3PK | [5 empty] | https://www.carrolltechnologiesgroup.com/products-shop/kd4225wa13s10-cutler-hammer-div-of-eaton-corp-circuit-breaker/ | https://breakeroutlet.com/accessories/a2x3pk-auxiliary-no-6642c15g02-switch-for-kd-breaker/ | [9 empty] | ENRICHED | 39122200 Electrical switches and accessories | SWITCH | NO MODIFIER | TYPE | AUXILIARY,K FRAME | VOLTAGE RATING | 600 VAC | CURRENT RATING | 400 A | CONTACT CONFIGURATION | 2NO 2NC | NUMBER OF POSITIONS |  | ENCLOSURE |  | MOUNTING TYPE |  | TEMPERATURE RATING |  | ACTION |  | OPERATOR TYPE |  | POWER RATING |  | MATERIAL |  | SIZE |  | HAZARD CLASS |  | CERTIFICATION/STANDARD |  | ADDITIONAL FEATURES | QUOTE:9030 PIE CART 21C ELECT-JUDI/WS | [41 empty] | Production Completed
STP_009 - Lot4 | Data Enrichment | MKV | OK | 08-08-2023 | 10-08-2023 |  | 1299690 | 1299690 | EA | CONTACT,AUX;AUXILLARY,2NO 2NC,SPRECHER |  |  | CONTACT,AUXILIARY;TYPE:AUXILLARY,CONTACT CONFIGURATION:2NO 2NC,CURRENT RATING:16 A AT 40 DEG C,TERMINAL TYPE:CAPTIVE SCREW, ADDITIONAL FEATURES EN:SET, CONTACTOR, ADJUSTABLE CA5,MNFR:01)SPRECHER,PTNO:01)CA5-EF-22 | EN_01)AUXILLARY,2NO 2NC,EN_01)16 A AT 40 DEG C,CAPTIVE SCREW,01)SET, CONTACTOR, ADJUSTABLE,01)SPRECHER,01)CA5-EF-22 |  |  | SPRECHER | SPRECHER & SCHUH | CA5-EF22 | [5 empty] | https://prdsccdnstorage.blob.core.windows.net/techdatasheets/CA5EF22-4129-datasheet.pdf?sv=2019-02-02&ss=b&srt=sco&sp=rwdlac&se=2050-02-24T14:36:22Z&st=2020-02-24T06:36:22Z&spr=https&sig=ZYSSzNvPIpdF2duj%2B0Q%2Fxscgj9MvyEATcIdm%2Bn6Urmc%3D | [10 empty] | ENRICHED | 39121522 Electrical contacts | CONTACT | AUXILIARY | TYPE |  | CONTACT CONFIGURATION | 2NO 2NC | VOLTAGE RATING |  | CURRENT RATING | 16 A AT 40 DEG C | MATERIAL |  | TERMINAL TYPE | CAPTIVE SCREW | MOUNTING TYPE |  | HAZARD CLASS |  | CERTIFICATION/STANDARD | CE,C-UL-US | ADDITIONAL FEATURES | SET,FOR CONTACTOR,ADJUSTABLE CA5 | [53 empty] | Production Completed
STP_009 - Lot4 | Data Enrichment | MKV | OK | 08-08-2023 | 10-08-2023 |  | 1351377 | 1351377 | EA | CONTACT,AUX;BLOK,105 A,ASSY |  |  | CONTACT,AUXILIARY;TYPE:BLOCK,CURRENT RATING:105 A,ADDITIONAL FEATURES EN:ASSY,MNFR:01)CROMPARK,PTNO:01)23672 | EN_01)BLOCK,EN_01)105 A,01)ASSY,01)CROMPARK,01)23672 |  |  | CROMPARK | CROMPARK | 23672 | [5 empty] | URL NOT FOUND | [10 empty] | CLEANSED | 39121522 Electrical contacts | CONTACT | AUXILIARY | TYPE | BLOCK | CONTACT CONFIGURATION |  | VOLTAGE RATING |  | CURRENT RATING | 105 A | MATERIAL |  | TERMINAL TYPE |  | MOUNTING TYPE |  | HAZARD CLASS |  | CERTIFICATION/STANDARD |  | ADDITIONAL FEATURES | ASSEMBLY | [53 empty] | Production Completed
STP_009 - Lot4 | Data Enrichment | MKV | OK | 08-08-2023 | 10-08-2023 |  | 1354808 | 1354808 | EA | CONTACT,AUX;BLOK,1NO 1NC,600 VAC,10 A |  |  | CONTACT,AUXILIARY;TYPE:BLOCK,CONTACT CONFIGURATION:1NO 1NC,VOLTAGE RATING:600 VAC,CURRENT RATING:10 A,TERMINAL TYPE:SCREW, MOUNTING TYPE:SIDE,ADDITIONAL FEATURES EN:C7 CONTACTOR,MNFR:01)CNW,PTNO:01)CA7-PA-11,MNFR:02)NHP,PTNO:02)NHPCA7PA11 | EN_01)BLOCK,1NO 1NC,600 VAC,EN_01)10 A,SCREW,SIDE,01)C7 CONTACTOR,01)CNW,02)NHP,01)CA7-PA-11,02)NHPCA7PA11 |  |  | NHP | NHP | CA7PA11 |  | CNW |  |  |  | https://www.nhp.com.au/product/ca7pa11 | [10 empty] | CLEANSED | 39121522 Electrical contacts | CONTACT | AUXILIARY | TYPE | BLOCK | CONTACT CONFIGURATION | 1NO 1NC | VOLTAGE RATING | 600 VAC | CURRENT RATING | 10 A | MATERIAL |  | TERMINAL TYPE | SCREW | MOUNTING TYPE | SIDE | HAZARD CLASS |  | CERTIFICATION/STANDARD |  | ADDITIONAL FEATURES | FOR C7 CONTACTOR | [53 empty] | Production Completed
STP_009 - Lot4 | Data Enrichment | MKV | OK | 08-08-2023 | 10-08-2023 |  | 1344927 | 1344927 | EA | CONTACT,AUX;BLOK,ELECTRIC EQUIPMENT |  |  | CONTACT,AUXILIARY;TYPE:BLOCK,ADDITIONAL FEATURES EN:ELECTRIC EQUIPMENT,MNFR:01)ALIMAHEK,PTNO:01)3002192-452 | EN_01)BLOCK,01)ELECTRIC EQUIPMENT,01)ALIMAHEK,01)3002192-452 |  |  | ALIMAHEK | ALIMAHEK | 3002192-452 | [5 empty] | https://hoistpartsnow.com/product/el-cbk0006/ | [10 empty] | CLEANSED | 39121522 Electrical contacts | CONTACT | AUXILIARY | TYPE | BLOCK | CONTACT CONFIGURATION |  | VOLTAGE RATING |  | CURRENT RATING |  | MATERIAL |  | TERMINAL TYPE |  | MOUNTING TYPE |  | HAZARD CLASS |  | CERTIFICATION/STANDARD |  | ADDITIONAL FEATURES | ELECTRIC EQUIPMENT | [53 empty] | Production Completed
STP_009 - Lot4 | Data Enrichment | MKV | OK | 08-08-2023 | 10-08-2023 |  | 1289562 | 1289562 | EA | CONTACT,AUX;BLOK,REFERENCE NO: C60-OF |  |  | CONTACT,AUXILIARY;TYPE:BLOCK,ADDITIONAL FEATURES EN:REFERENCE NO: C60-OF,MNFR:01)OUTOKUMP,PTNO:01)516164 | EN_01)BLOCK,01)REFERENCE NO: C60-OF,01)OUTOKUMP,01)516164 |  |  | OUTOKUMP | OUTOKUMPU | 516164 | [5 empty] | URL NOT FOUND | [10 empty] | CLEANSED | 39121522 Electrical contacts | CONTACT | AUXILIARY | TYPE | BLOCK | CONTACT CONFIGURATION |  | VOLTAGE RATING |  | CURRENT RATING |  | MATERIAL |  | TERMINAL TYPE |  | MOUNTING TYPE |  | HAZARD CLASS |  | CERTIFICATION/STANDARD |  | ADDITIONAL FEATURES | REFERENCE NO:C60-OF | [53 empty] | Production Completed
STP_009 - Lot4 | Data Enrichment | MKV | OK | 08-08-2023 | 10-08-2023 |  | 1351781 | 1351781 | EA | CONTACT,AUX;C.P. KT3 CONTACTOR |  |  | CONTACT,AUXILIARY;ADDITIONAL FEATURES EN:C.P. KT3 CONTACTOR,MNFR:01)CROMPARK,PTNO:01)189-113525 | 01)C.P. KT3 CONTACTOR,01)CROMPARK,01)189-113525 |  |  | CROMPARK | CROMPARK | 189-113525 | [5 empty] | URL NOT FOUND | [10 empty] | CLEANSED | 39121522 Electrical contacts | CONTACT | AUXILIARY | TYPE |  | CONTACT CONFIGURATION |  | VOLTAGE RATING |  | CURRENT RATING |  | MATERIAL |  | TERMINAL TYPE |  | MOUNTING TYPE |  | HAZARD CLASS |  | CERTIFICATION/STANDARD |  | ADDITIONAL FEATURES | FOR C.P. KT3 CONTACTOR | [53 empty] | Production Completed
STP_009 - Lot4 | Data Enrichment | MKV | OK | 08-08-2023 | 10-08-2023 | NM BASED ON WEB SOURCE | 1278169 | 1278169 | EA | CONTACT,AUX;COIL,1NO 1NC,110 V,CAP SCREW |  |  | CONTACT,AUXILIARY;TYPE:COIL,CONTACT CONFIGURATION:1NO 1NC,VOLTAGE RATING:110 V,TERMINAL TYPE:CAP SCREW,ADDITIONAL FEATURES EN:75 KW 3 P,MNFR:01)CNW (MOUNT ISA) ELECT WHOLESALER,PTNO:01)CA91461148W | EN_01)COIL,1NO 1NC,110 V,CAP SCREW,01)75 KW 3 P,01)CNW (MOUNT ISA) ELECT WHOLE,01)CA91461148W |  |  | CNW (MOUNT ISA) ELECT WHOLESALER | CNW | CA91461148W | [5 empty] | https://www.nhpnz.co.nz/Catalogs/NHP_NZ_Catalog/NHP_NZ_Catalog-Categories/NHP_NZ_Catalog-217586/NHP_NZ_Catalog-361/NHP_NZ_Catalog-362/NHP_NZ_Catalog-371/CA91461148W | [10 empty] | ENRICHED | 39121529 Contactors | CONTACTOR | ELECTRICAL | TYPE | AUXILIARY,COIL | LINE VOLTAGE | 110 V | CURRENT RATING | 225 A | COIL VOLTAGE |  | NUMBER OF POLES | 3 | CONTACT ARRANGEMENT |  | POWER RATING | 75 KW | AUXILIARY CONTACT | 1NO 1NC | TERMINAL TYPE |  | MOUNTING TYPE | CAP SCREW | ENCLOSURE |  | HAZARD CLASS |  | CERTIFICATION/STANDARD |  | ADDITIONAL FEATURES | [46 empty] | Production Completed
STP_009 - Lot4 | Data Enrichment | MKV | OK | 08-08-2023 | 10-08-2023 |  | 1352327 | 1352327 | EA | CONTACT,AUX;CONTACTOR 300 A,ECE,78713 |  |  | CONTACT,AUXILIARY;ADDITIONAL FEATURES EN:CONTACTOR 300 A,MNFR:01)ECE,PTNO:01)78713 | 01)CONTACTOR 300 A,01)ECE,01)78713 |  |  | ECE | ECE | 78713 | [5 empty] | URL NOT FOUND | [10 empty] | CLEANSED | 39121522 Electrical contacts | CONTACT | AUXILIARY | TYPE |  | CONTACT CONFIGURATION |  | VOLTAGE RATING |  | CURRENT RATING | 300 A | MATERIAL |  | TERMINAL TYPE |  | MOUNTING TYPE |  | HAZARD CLASS |  | CERTIFICATION/STANDARD |  | ADDITIONAL FEATURES | FOR CONTACTOR | [53 empty] | Production Completed
STP_009 - Lot4 | Data Enrichment | MKV | OK | 08-08-2023 | 10-08-2023 |  | 1278220 | 1278220 | EA | CONTACT,AUX;FRONT AUXILIARY,1NO 1NC |  |  | CONTACT,AUXILIARY;TYPE:FRONT AUXILIARY,CONTACT CONFIGURATION:1NO 1NC,MNFR:01)HAYMANS ELECTRICAL (PARTS),PTNO:01)SANDSCA7-PV-11 | EN_01)FRONT AUXILIARY,1NO 1NC,01)HAYMANS ELECTRICAL (PARTS),01)S&SCA7-PV-11 |  |  | HAYMANS ELECTRICAL (PARTS) | HAYMANS ELECTRICAL (PARTS) | CA7PV11 | SPRECHER & SCHUH |  |  |  |  | https://nhp.com.au/product/ca7pv11 | [10 empty] | CLEANSED | 39121522 Electrical contacts | CONTACT | AUXILIARY | TYPE |  | CONTACT CONFIGURATION | 1NO 1NC | VOLTAGE RATING |  | CURRENT RATING |  | MATERIAL |  | TERMINAL TYPE |  | MOUNTING TYPE | FRONT | HAZARD CLASS |  | CERTIFICATION/STANDARD |  | ADDITIONAL FEATURES | [54 empty] | Production Completed
STP_009 - Lot4 | Data Enrichment | MKV | OK | 08-08-2023 | 10-08-2023 |  | 1289425 | 1289425 | EA | CONTACT,AUX;MCB MOTOR PROTECTION,25-40 A |  |  | CONTACT,AUXILIARY;TYPE:MCB MOTOR PROTECTION,CURRENT RATING:25-40 A,MNFR:01)NHP,PTNO:01)KT3-100-PE-11 | EN_01)MCB MOTOR PROTECTION,EN_01)25-40 A,01)NHP,01)KT3-100-PE-11 |  |  | NHP | NHP | KT3-100-PE-11 | [5 empty] | https://media.mmem.com.au/Datasheets/Sprecher/Sprecher_KT3100PE11.pdf | https://www.sprecherschuh.com/library/autocad/motorcircuit/kta3.html | [9 empty] | ENRICHED | 39121522 Electrical contacts | CONTACT | AUXILIARY | TYPE | MCB MOTOR PROTECTION | CONTACT CONFIGURATION | 1NO 1NC | VOLTAGE RATING |  | CURRENT RATING | 25 TO 40 A | MATERIAL |  | TERMINAL TYPE |  | MOUNTING TYPE | FRONT | HAZARD CLASS |  | CERTIFICATION/STANDARD |  | ADDITIONAL FEATURES | [54 empty] | Production Completed
STP_009 - Lot4 | Data Enrichment | MKV | OK | 08-08-2023 | 10-08-2023 |  | 1291518 | 1291518 | EA | CONTACT,AUX;ON DELAY TIME 0.1-30 S,SCREW |  |  | CONTACT,AUXILIARY;TYPE:ON DELAY TIME 0.1-30 S,CONTACT CONFIGURATION:1NO 1NC,TERMINAL TYPE:SCREW,MOUNTING TYPE:FRONT,ADDITIONAL FEATURES EN:SET, BLOCK, D RANGE,MNFR:01)TELEMEC,PTNO:01)LA2DT2 | EN_01)ON DELAY TIME 0.1-30 S,1NO 1NC,SCREW,FRONT,01)SET, BLOCK, D RANGE,01)TELEMEC,01)LA2DT2 |  |  | TELEMEC | TELEMECANIQUE | LA2 DT2 | [5 empty] | https://platinum-international.store/platinum-international/control-system-plcs/timers/telemecanique-la2-dt2-time-delay-auxiliary-contact-block/ | https://www.contactsandcoils.com/LA2-DT2 | [9 empty] | ENRICHED | 39121522 Electrical contacts | BLOCK | CONTACT | TYPE | ON DELAY TIME | CONTACT CONFIGURATION | 1NO 1NC | CURRENT RATING | 6 A | VOLTAGE RATING | 500 VAC | TERMINAL TYPE | SCREW | MOUNTING TYPE | FRONT | MATERIAL |  | SIZE | 44X60X46.5 MM | HAZARD CLASS |  | CERTIFICATION/STANDARD |  | ADDITIONAL FEATURES | SET,BLOCK,D RANGE,TIME SETTING:0.1-30 S | [51 empty] | Production Completed
STP_009 - Lot4 | Data Enrichment | MKV | OK | 08-08-2023 | 10-08-2023 |  | 1290021 | 1290021 | EA | CONTACT,AUX;R-L/HAND, 1C, SET, SWITCH |  |  | CONTACT,AUXILIARY;ADDITIONAL FEATURES EN:R-L/HAND, 1C, SET, SWITCH,MNFR:01)TERASAKI,PTNO:01)UXXB0001C | 01)R-L/HAND, 1C, SET, SWITCH,01)TERASAKI,01)UXXB0001C |  |  | TERASAKI | TERASAKI | UXXB0001C | [5 empty] | URL NOT FOUND | [10 empty] | CLEANSED | 39121522 Electrical contacts | CONTACT | AUXILIARY | TYPE | RH,LH | CONTACT CONFIGURATION |  | VOLTAGE RATING |  | CURRENT RATING |  | MATERIAL |  | TERMINAL TYPE |  | MOUNTING TYPE |  | HAZARD CLASS |  | CERTIFICATION/STANDARD |  | ADDITIONAL FEATURES | SET,FOR 1C,SWITCH | [53 empty] | Production Completed
STP_009 - Lot4 | Data Enrichment | MKV | OK | 08-08-2023 | 10-08-2023 |  | 1320156 | 1320156 | EA | CONTACT,AUX;SELF ALIGNING ISOLATING SOCK |  |  | CONTACT,AUXILIARY;TYPE:SELF ALIGNING ISOLATING SOCKET,CURRENT RATING:800 A,ADDITIONAL FEATURES EN:ASSY,ELEC: FOR TYPE J18 800 A 3. 3 KV 150 MVA OIL CIRCUIT BREAKER, S,ERIAL NO.9440,MNFR:01)EMAILEED,PTNO:01)J-18;CLUSTER | EN_01)SELF ALIGNING ISOLATING,EN_01)800 A,01)ASSY,ELEC: FOR TYPE J18 800,02)ERIAL NO.9440,01)EMAILEED,01)J-18,CLUSTER |  |  | EMAILEED | EMAILEED | J-18 | [5 empty] | URL NOT FOUND | [5 empty] | 9440 |  |  |  |  | CLEANSED | 39121522 Electrical contacts | CONTACT | AUXILIARY | TYPE | SELF ALIGNING ISOLATING SOCKET,CLUSTER | CONTACT CONFIGURATION |  | VOLTAGE RATING |  | CURRENT RATING | 800 A | MATERIAL |  | TERMINAL TYPE |  | MOUNTING TYPE |  | HAZARD CLASS |  | CERTIFICATION/STANDARD |  | ADDITIONAL FEATURES | ASSEMBLY,ELECTRICAL FOR TYPE J18 800 A 3.3 KV,150 MVA OIL CIRCUIT BREAKER | [53 empty] | Production Completed
STP_009 - Lot4 | Data Enrichment | MKV | OK | 08-08-2023 | 10-08-2023 |  | 1320157 | 1320157 | EA | CONTACT,AUX;SELF ALIGNING ISOLATING SOCK |  |  | CONTACT,AUXILIARY;TYPE:SELF ALIGNING ISOLATING SOCKET,CURRENT RATING:2 KA,ADDITIONAL FEATURES EN:ASSY,ELEC: FOR TYPE J22 3.3 KV, 150 MVA OIL CIRCUIT BREAKER SERIAL,NO 13288,MNFR:01)EMAILEED,PTNO:01)1076-B-30GR7 | EN_01)SELF ALIGNING ISOLATING,EN_01)2 KA,01)ASSY,ELEC: FOR TYPE J22 3.3,02)NO 13288,01)EMAILEED,01)1076-B-30GR7 |  |  | EMAILEED | EMAILEED | 1076-B-30GR7 | [5 empty] | URL NOT FOUND | [10 empty] | CLEANSED | 39121522 Electrical contacts | CONTACT | AUXILIARY | TYPE | SELF ALIGNING ISOLATING SOCKET | CONTACT CONFIGURATION |  | VOLTAGE RATING |  | CURRENT RATING | 2 KA | MATERIAL |  | TERMINAL TYPE |  | MOUNTING TYPE |  | HAZARD CLASS |  | CERTIFICATION/STANDARD |  | ADDITIONAL FEATURES | ASSEMBLY,ELEC: FOR TYPE J22 3.3 KV,150 MVA OIL CIRCUIT BREAKER SERIAL,NO 13288 | [53 empty] | Production Completed
STP_009 - Lot4 | Data Enrichment | MKV | OK | 08-08-2023 | 10-08-2023 |  | 1290022 | 1290022 | EA | CONTACT,AUX;SET, CIRCUIT BREAKER: AUX.SW |  |  | CONTACT,AUXILIARY;ADDITIONAL FEATURES EN:SET, CIRCUIT BREAKER: AUX.SWITCH, R/HAND, 2C/3P,0/800/1250NE CIRCUIT BREAKERS,MNFR:01) TERASAKI,PTNO:01)UXXB0011D | 01)SET, CIRCUIT BREAKER: AUX.S,02)0/800/1250NE CIRCUIT BREAKE,01)TERASAKI,01)UXXB0011D |  |  | TERASAKI | TERASAKI | UXXB0011D | [5 empty] | https://www.blackwoods.com.au/electrical/power-protection/main-switches-switch-disconnectors/terasaki-auxiliary-switch-2c-right-side-for-x12-x16-uxxb0011d/p/00827819 | https://prdsccdnstorage.blob.core.windows.net/techdatasheets/UXXB0011D-11352-datasheet.pdf?sv=2019-02-02&ss=b&srt=sco&sp=rwdlac&se=2050-02-24T14:36:22Z&st=2020-02-24T06:36:22Z&spr=https&sig=ZYSSzNvPIpdF2duj%2B0Q%2Fxscgj9MvyEATcIdm%2Bn6Urmc%3D | [9 empty] | ENRICHED | 39122200 Electrical switches and accessories | SWITCH | NO MODIFIER | TYPE | AUXILIARY,RH | VOLTAGE RATING |  | CURRENT RATING |  | CONTACT CONFIGURATION |  | NUMBER OF POSITIONS |  | ENCLOSURE |  | MOUNTING TYPE |  | TEMPERATURE RATING |  | ACTION |  | OPERATOR TYPE |  | POWER RATING |  | MATERIAL |  | SIZE | 102 LGX76 WDX62 HT MM | HAZARD CLASS |  | CERTIFICATION/STANDARD |  | ADDITIONAL FEATURES | SET,FOR 2C/3P,0/800/1250 NE CIRCUIT BREAKERS | [41 empty] | Production Completed
STP_009 - Lot4 | Data Enrichment | MKV | OK | 08-08-2023 | 10-08-2023 |  | 1278171 | 1278171 | EA | CONTACT,AUX;SIDE MOUNT OUTSIDE POSITION |  |  | CONTACT,AUXILIARY;TYPE:SIDE MOUNT OUTSIDE POSITION,CONTACT CONFIGURATION:1NO 1NC,MNFR:01)CNW (MOUNT ISA) ELECT WHOLESALER,PTNO:01) CA9S211 | EN_01)SIDE MOUNT OUTSIDE POSIT,1NO 1NC,01)CNW (MOUNT ISA) ELECT WHOLE,01)CA9S211 |  |  | CNW (MOUNT ISA) ELECT WHOLESALER | CNW | CA9-S2-11 | [5 empty] | https://media.mmem.com.au/Datasheets/Sprecher/Sprecher+Schuh_Auxiliary_Contact_CA9S211.pdf | [10 empty] | CLEANSED | 39121522 Electrical contacts | CONTACT | AUXILIARY | TYPE |  | CONTACT CONFIGURATION | 1NO 1NC | VOLTAGE RATING |  | CURRENT RATING |  | MATERIAL |  | TERMINAL TYPE |  | MOUNTING TYPE | SIDE OUTSIDE POSITION | HAZARD CLASS |  | CERTIFICATION/STANDARD |  | ADDITIONAL FEATURES | [54 empty] | Production Completed
STP_009 - Lot4 | Data Enrichment | MKV | OK | 08-08-2023 | 10-08-2023 |  | 1292850 | 1292850 | EA | CONTACT,STAT;AG |  |  | CONTACT,STATIONARY;MATERIAL:SILVER,ADDITIONAL FEATURES EN:DYNASTAT LIFT, VVR CONTROLLER RELAYS,MNFR:01)JOHNSWAY,PTNO:01)VVR-71 | SILVER,01)DYNASTAT LIFT, VVR CONTROLL,01)JOHNSWAY,01)VVR-71 |  |  | JOHNSWAY | JOHNSWAY | VVR-71 | [5 empty] | URL NOT FOUND | [10 empty] | CLEANSED | 39121522 Electrical contacts | CONTACT | STATIONARY | TYPE |  | ELECTRICAL RATING |  | MATERIAL | SILVER | HAZARD CLASS |  | CERTIFICATION/STANDARD |  | ADDITIONAL FEATURES | FOR DYNASTAT LIFT,VVR CONTROLLER RELAYS | [61 empty] | Production Completed
STP_009 - Lot4 | Data Enrichment | MKV | OK | 08-08-2023 | 10-08-2023 |  | 1320188 | 1320188 | EA | CONTACT,STAT;ARCING |  |  | CONTACT,STATIONARY;TYPE:ARCING,MNFR:01)GEC,PTNO:01)46/609 | ARCING,01)GEC,01)46/609 |  |  | GEC | GEC | 46/609 | [5 empty] | URL NOT FOUND | [10 empty] | CLEANSED | 39121522 Electrical contacts | CONTACT | STATIONARY | TYPE | ARCING | ELECTRICAL RATING |  | MATERIAL |  | HAZARD CLASS |  | CERTIFICATION/STANDARD |  | ADDITIONAL FEATURES | [62 empty] | Production Completed
STP_009 - Lot4 | Data Enrichment | MKV | OK | 08-08-2023 | 10-08-2023 |  | 1320102 | 1320102 | EA | CONTACT,STAT;ARCING,ACB TYPE M24 2400 A |  |  | CONTACT,STATIONARY;TYPE:ARCING,ADDITIONAL FEATURES EN:ACB TYPE M24 2400 A,MNFR:01)GEC,PTNO:01)LL5307-Z-11136-2 | ARCING,01)ACB TYPE M24 2400 A,01)GEC,01)LL5307-Z-11136-2 |  |  | GEC | GEC | LL5307-Z-11136-2 | [5 empty] | URL NOT FOUND | [10 empty] | CLEANSED | 39121522 Electrical contacts | CONTACT | STATIONARY | TYPE | ARCING | ELECTRICAL RATING | 2400 A | MATERIAL |  | HAZARD CLASS |  | CERTIFICATION/STANDARD |  | ADDITIONAL FEATURES | FOR ACB TYPE M24 | [61 empty] | Production Completed
STP_009 - Lot4 | Data Enrichment | MKV | OK | 08-08-2023 | 10-08-2023 |  | 1352332 | 1352332 | EA | CONTACT,STAT;ARCING,C9-800A A.C.B |  |  | CONTACT,STATIONARY;TYPE:ARCING,ADDITIONAL FEATURES EN:C9-800A A.C.B,MNFR:01)CROMPARK,PTNO:01)C9-800A;FIXEDCONTACT | ARCING,01)C9-800A A.C.B,01)CROMPARK,01)C9-800A,FIXEDCONTACT |  |  | CROMPARK | CROMPARK | C9-800A | [5 empty] | URL NOT FOUND | [10 empty] | CLEANSED | 39121522 Electrical contacts | CONTACT | STATIONARY | TYPE | ARCING,FIXED CONTACT | ELECTRICAL RATING |  | MATERIAL |  | HAZARD CLASS |  | CERTIFICATION/STANDARD |  | ADDITIONAL FEATURES | FOR ACB | [61 empty] | Production Completed
STP_009 - Lot4 | Data Enrichment | MKV | OK | 08-08-2023 | 10-08-2023 |  | 1352206 | 1352206 | EA | CONTACT,STAT;ARCING,NILSEN,33663A |  |  | CONTACT,STATIONARY;TYPE:ARCING,ADDITIONAL FEATURES EN:ASSY, ACB TYPE NAB1/31 S/NO 3860,MNFR:01)NILSEN,PTNO:01)33663A | ARCING,01)ASSY, ACB TYPE NAB1/31 S/NO,01)NILSEN,01)33663A |  |  | NILSEN | NILSEN | 33663A | [5 empty] | URL NOT FOUND | [5 empty] | 3860 |  |  |  |  | CLEANSED | 39121522 Electrical contacts | CONTACT | STATIONARY | TYPE | ARCING | ELECTRICAL RATING |  | MATERIAL |  | HAZARD CLASS |  | CERTIFICATION/STANDARD |  | ADDITIONAL FEATURES | ASSEMBLY,FOR ACB TYPE NAB1/31 | [61 empty] | Production Completed
STP_009 - Lot4 | Data Enrichment | MKV | OK | 08-08-2023 | 10-08-2023 |  | 1351793 | 1351793 | EA | CONTACT,STAT;ARCING,WITH ARC RUNNER |  |  | CONTACT,STATIONARY;TYPE:ARCING,ADDITIONAL FEATURES EN:WITH ARC RUNNER,MNFR:01)W/HELECT,PTNO:01)9030 | ARCING,01)WITH ARC RUNNER,01)W/HELECT,01)9030 |  |  | W/HELECT | W/HELECT | 9030 | [5 empty] | URL NOT FOUND | [10 empty] | CLEANSED | 39121522 Electrical contacts | CONTACT | STATIONARY | TYPE | ARCING | ELECTRICAL RATING |  | MATERIAL |  | HAZARD CLASS |  | CERTIFICATION/STANDARD |  | ADDITIONAL FEATURES | C/W ARC RUNNER | [61 empty] | Production Completed
STP_009 - Lot4 | Data Enrichment | MKV | OK | 08-08-2023 | 10-08-2023 |  | 1293308 | 1293308 | EA | CONTACT,STAT;C |  |  | CONTACT,STATIONARY;MATERIAL:CARBON,MNFR:01)JOHNSWAY,PTNO:01)VVR-72 | CARBON,01)JOHNSWAY,01)VVR-72 |  |  | JOHNSWAY | JOHNSWAY | VVR-72 | [5 empty] | URL NOT FOUND | [10 empty] | CLEANSED | 39121522 Electrical contacts | CONTACT | STATIONARY | TYPE |  | ELECTRICAL RATING |  | MATERIAL | CARBON | HAZARD CLASS |  | CERTIFICATION/STANDARD |  | ADDITIONAL FEATURES | [62 empty] | Production Completed
STP_009 - Lot4 | Data Enrichment | MKV | OK | 08-08-2023 | 10-08-2023 |  | 1352489 | 1352489 | EA | CONTACT,STAT;ELEC |  |  | CONTACT,STATIONARY;ADDITIONAL FEATURES EN:ELEC,MNFR:01)GEC,PTNO:01)M/3051827/4 | 01)ELEC,01)GEC,01)M/3051827/4 |  |  | GEC | GEC | M/3051827/4 | [5 empty] | URL NOT FOUND | [10 empty] | CLEANSED | 39121522 Electrical contacts | CONTACT | STATIONARY | TYPE | ELECTRICAL | ELECTRICAL RATING |  | MATERIAL |  | HAZARD CLASS |  | CERTIFICATION/STANDARD |  | ADDITIONAL FEATURES | [62 empty] | Production Completed
STP_009 - Lot4 | Data Enrichment | MKV | OK | 08-08-2023 | 10-08-2023 |  | 1349700 | 1349700 | EA | CONTACT,STAT;ELEC, WINDER 550 HP, T.Q. A |  |  | CONTACT,STATIONARY;ADDITIONAL FEATURES EN:ELEC, WINDER 550 HP, T.Q. AUXILIARY SWITCH,MNFR:01)GEC,PTNO:01)835237-P1 | 01)ELEC, WINDER 550 HP, T.Q. A,01)GEC,01)835237-P1 |  |  | GEC | GEC | 835237-P1 | [5 empty] | URL NOT FOUND | [10 empty] | CLEANSED | 39121522 Electrical contacts | CONTACT | STATIONARY | TYPE | ELECTRICAL | ELECTRICAL RATING |  | MATERIAL |  | HAZARD CLASS |  | CERTIFICATION/STANDARD |  | ADDITIONAL FEATURES | FOR WINDER 550 HP,TQ AUXILIARY SWITCH | [61 empty] | Production Completed
STP_009 - Lot4 | Data Enrichment | MKV | OK | 08-08-2023 | 10-08-2023 |  | 1320152 | 1320152 | EA | CONTACT,STAT;ELEC: TYPE J22 2000 A O.C.B |  |  | CONTACT,STATIONARY;ADDITIONAL FEATURES EN:ELEC: TYPE J22 2000 A O.C.B. NO 13288,MNFR:01)EMAILEED,PTNO:01)1071-D-29GR2 | 01)ELEC: TYPE J22 2000 A O.C.B,01)EMAILEED,01)1071-D-29GR2 |  |  | EMAILEED | EMAILEED | 1071-D-29GR2 | [5 empty] | URL NOT FOUND | [10 empty] | CLEANSED | 39121522 Electrical contacts | CONTACT | STATIONARY | TYPE | ELECTRICAL | ELECTRICAL RATING |  | MATERIAL |  | HAZARD CLASS |  | CERTIFICATION/STANDARD |  | ADDITIONAL FEATURES | FOR TYPE J22 2000 A OCB NO:13288 | [61 empty] | Production Completed
STP_009 - Lot4 | Data Enrichment | MKV | OK | 08-08-2023 | 10-08-2023 |  | 1352328 | 1352328 | EA | CONTACT,STAT;ERTH,ELEC,REYROLLE,981A375 |  |  | CONTACT,STATIONARY;TYPE:EARTH,ADDITIONAL FEATURES EN:ELEC,MNFR:01)REYROLLE,PTNO:01)981A375 | EARTH,01)ELEC,01)REYROLLE,01)981A375 |  |  | REYROLLE | REYROLLE | 981A375 | [5 empty] | URL NOT FOUND | [10 empty] | CLEANSED | 39121522 Electrical contacts | CONTACT | STATIONARY | TYPE | EARTH,ELECTRICAL | ELECTRICAL RATING |  | MATERIAL |  | HAZARD CLASS |  | CERTIFICATION/STANDARD |  | ADDITIONAL FEATURES | [62 empty] | Production Completed
STP_009 - Lot4 | Data Enrichment | MKV | OK | 08-08-2023 | 10-08-2023 |  | 1352322 | 1352322 | EA | CONTACT,STAT;ERTH,GND |  |  | CONTACT,STATIONARY;TYPE:EARTH,ADDITIONAL FEATURES EN:GROUND,MNFR:01)REYROLLE,PTNO:01)821A459 | EARTH,01)GROUND,01)REYROLLE,01)821A459 |  |  | REYROLLE | REYROLLE | 821A459 | [5 empty] | URL NOT FOUND | [10 empty] | CLEANSED | 39121522 Electrical contacts | CONTACT | STATIONARY | TYPE | EARTH,GROUND | ELECTRICAL RATING |  | MATERIAL |  | HAZARD CLASS |  | CERTIFICATION/STANDARD |  | ADDITIONAL FEATURES | [62 empty] | Production Completed
STP_009 - Lot4 | Data Enrichment | MKV | OK | 08-08-2023 | 10-08-2023 |  | 1351739 | 1351739 | EA | CONTACT,STAT;INTMD,NILSEN,19453A1 |  |  | CONTACT,STATIONARY;TYPE:INTERMEDIATE,MNFR:01)NILSEN,PTNO:01)19453A1 | INTERMEDIATE,01)NILSEN,01)19453A1 |  |  | NILSEN | NILSEN | 19453A1 | [5 empty] | URL NOT FOUND | [10 empty] | CLEANSED | 39121522 Electrical contacts | CONTACT | STATIONARY | TYPE | INTERMEDIATE | ELECTRICAL RATING |  | MATERIAL |  | HAZARD CLASS |  | CERTIFICATION/STANDARD |  | ADDITIONAL FEATURES | [62 empty] | Production Completed
STP_009 - Lot4 | Data Enrichment | MKV | OK | 08-08-2023 | 10-08-2023 |  | 1351742 | 1351742 | EA | CONTACT,STAT;ISLN,NILSEN,33778A1 |  |  | CONTACT,STATIONARY;TYPE:ISOLATION,ADDITIONAL FEATURES EN:BACK CONNECTEDFOR NAB1/25 ACBS/N N3895,MNFR:01)NILSEN,PTNO:01)33778A1 | ISOLATION,01)BACK CONNECTEDFOR NAB1/25 A,01)NILSEN,01)33778A1 |  |  | NILSEN | NILSEN | 33778A1 | [5 empty] | URL NOT FOUND | [10 empty] | CLEANSED | 39121522 Electrical contacts | CONTACT | STATIONARY | TYPE | ISOLATION | ELECTRICAL RATING |  | MATERIAL |  | HAZARD CLASS |  | CERTIFICATION/STANDARD |  | ADDITIONAL FEATURES | FOR BACK CONNECTEDFOR NAB1/25 ACBS/N N3895 | [61 empty] | Production Completed
STP_009 - Lot4 | Data Enrichment | MKV | OK | 08-08-2023 | 10-08-2023 |  | 1352329 | 1352329 | EA | CONTACT,STAT;LD,REYROLLE,981A374 |  |  | CONTACT,STATIONARY;TYPE:LOAD,MNFR:01)REYROLLE,PTNO:01)981A374 | LOAD,01)REYROLLE,01)981A374 |  |  | REYROLLE | REYROLLE | 981A374 | [5 empty] | URL NOT FOUND | [10 empty] | CLEANSED | 39121522 Electrical contacts | CONTACT | STATIONARY | TYPE | LOAD | ELECTRICAL RATING |  | MATERIAL |  | HAZARD CLASS |  | CERTIFICATION/STANDARD |  | ADDITIONAL FEATURES | [62 empty] | Production Completed
STP_009 - Lot4 | Data Enrichment | MKV | OK | 08-08-2023 | 10-08-2023 |  | 1381663 | 1381663 | EA | CONTACT,STAT;MAIN |  |  | CONTACT,STATIONARY;TYPE:MAIN,ADDITIONAL FEATURES EN:SECURITY TYPES 817 AND 819, DC CONTACTOR 300 A,MNFR:01)CRL,PTNO:01)19592BM | MAIN,01)SECURITY TYPES 817 AND 819,01)CRL,01)19592BM |  |  | CRL | CRL | 19592BM | [5 empty] | URL NOT FOUND | [10 empty] | CLEANSED | 39121522 Electrical contacts | CONTACT | STATIONARY | TYPE | MAIN | ELECTRICAL RATING |  | MATERIAL |  | HAZARD CLASS |  | CERTIFICATION/STANDARD |  | ADDITIONAL FEATURES | FOR SECURITY TYPES 817 AND 819,DC CONTACTOR 300 A | [61 empty] | Production Completed
STP_009 - Lot4 | Data Enrichment | MKV | OK | 08-08-2023 | 10-08-2023 |  | 1351791 | 1351791 | EA | CONTACT,STAT;MAIN, LOWER,W/HELECT,4415 |  |  | CONTACT,STATIONARY;TYPE:MAIN, LOWER,MNFR:01)W/HELECT,PTNO:01)4415 | MAIN, LOWER,01)W/HELECT,01)4415 |  |  | W/HELECT | W/HELECT | 4415 | [5 empty] | URL NOT FOUND | [10 empty] | CLEANSED | 39121522 Electrical contacts | CONTACT | STATIONARY | TYPE | MAIN,LOWER | ELECTRICAL RATING |  | MATERIAL |  | HAZARD CLASS |  | CERTIFICATION/STANDARD |  | ADDITIONAL FEATURES | [62 empty] | Production Completed
STP_009 - Lot4 | Data Enrichment | MKV | OK | 08-08-2023 | 10-08-2023 |  | 1351792 | 1351792 | EA | CONTACT,STAT;MAIN, LOWER,W/HELECT,9152 |  |  | CONTACT,STATIONARY;TYPE:MAIN, LOWER,ADDITIONAL FEATURES EN:WAYGOOD A.C.B. 2000 A,MNFR:01)W/HELECT,PTNO:01)9152 | MAIN, LOWER,01)WAYGOOD A.C.B. 2000 A,01)W/HELECT,01)9152 |  |  | W/HELECT | W/HELECT | 9152 | [5 empty] | URL NOT FOUND | [10 empty] | CLEANSED | 39121522 Electrical contacts | CONTACT | STATIONARY | TYPE | MAIN,LOWER | ELECTRICAL RATING |  | MATERIAL |  | HAZARD CLASS |  | CERTIFICATION/STANDARD |  | ADDITIONAL FEATURES | FOR WAYGOOD ACB 2000 A | [61 empty] | Production Completed
STP_009 - Lot4 | Data Enrichment | MKV | OK | 08-08-2023 | 10-08-2023 |  | 1351790 | 1351790 | EA | CONTACT,STAT;MAIN, UPPER,W/HELECT,4418 |  |  | CONTACT,STATIONARY;TYPE:MAIN, UPPER,ADDITIONAL FEATURES EN:WAYGOOD A.C.B. 1600 A,MNFR:01)W/HELECT,PTNO:01)4418 | MAIN, UPPER,01)WAYGOOD A.C.B. 1600 A,01)W/HELECT,01)4418 |  |  | W/HELECT | W/HELECT | 4418 | [5 empty] | URL NOT FOUND | [10 empty] | CLEANSED | 39121522 Electrical contacts | CONTACT | STATIONARY | TYPE | MAIN,UPPER | ELECTRICAL RATING |  | MATERIAL |  | HAZARD CLASS |  | CERTIFICATION/STANDARD |  | ADDITIONAL FEATURES | FOR WAYGOOD ACB 1600 A | [61 empty] | Production Completed
STP_009 - Lot4 | Data Enrichment | MKV | OK | 08-08-2023 | 10-08-2023 |  | 1320101 | 1320101 | EA | CONTACT,STAT;MAIN,ACB TYPE M23 800 A |  |  | CONTACT,STATIONARY;TYPE:MAIN,ADDITIONAL FEATURES EN:ACB TYPE M23 800 A,MNFR:01)GEC,PTNO:01)LL5307-Z-10343-2 | MAIN,01)ACB TYPE M23 800 A,01)GEC,01)LL5307-Z-10343-2 |  |  | GEC | GEC | LL5307-Z-10343-2 | [5 empty] | URL NOT FOUND | [10 empty] | CLEANSED | 39121522 Electrical contacts | CONTACT | STATIONARY | TYPE | MAIN | ELECTRICAL RATING |  | MATERIAL |  | HAZARD CLASS |  | CERTIFICATION/STANDARD |  | ADDITIONAL FEATURES | FOR ACB TYPE M23 800 A | [61 empty] | Production Completed
STP_009 - Lot4 | Data Enrichment | MKV | OK | 08-08-2023 | 10-08-2023 |  | 1293264 | 1293264 | EA | CONTACT,STAT;MAIN,AG,JOHNSWAY,SMH-1 |  |  | CONTACT,STATIONARY;TYPE:MAIN,MATERIAL:SILVER,MNFR:01)JOHNSWAY,PTNO:01)SMH-1 | MAIN,SILVER,01)JOHNSWAY,01)SMH-1 |  |  | JOHNSWAY | JOHNSWAY | SMH-1 | [5 empty] | URL NOT FOUND | [10 empty] | CLEANSED | 39121522 Electrical contacts | CONTACT | STATIONARY | TYPE | MAIN | ELECTRICAL RATING |  | MATERIAL | SILVER | HAZARD CLASS |  | CERTIFICATION/STANDARD |  | ADDITIONAL FEATURES | [62 empty] | Production Completed
STP_009 - Lot4 | Data Enrichment | MKV | OK | 08-08-2023 | 10-08-2023 |  | 1320099 | 1320099 | EA | CONTACT,STAT;MAIN,ASSY,ELEC, ISOLATOR |  |  | CONTACT,STATIONARY;TYPE:MAIN,ADDITIONAL FEATURES EN:ASSY,ELEC, ISOLATOR,MNFR:01)GECIND,PTNO:01)7HE1027-010 | MAIN,01)ASSY,ELEC, ISOLATOR,01)GECIND,01)7HE1027-010 |  |  | GECIND | GECIND | 7HE1027-010 | [5 empty] | URL NOT FOUND | [10 empty] | CLEANSED | 39121522 Electrical contacts | CONTACT | STATIONARY | TYPE | MAIN,ELECTRICAL,ISOLATOR | ELECTRICAL RATING |  | MATERIAL |  | HAZARD CLASS |  | CERTIFICATION/STANDARD |  | ADDITIONAL FEATURES | ASSEMBLY | [61 empty] | Production Completed
STP_009 - Lot4 | Data Enrichment | MKV | OK | 08-08-2023 | 10-08-2023 |  | 1320163 | 1320163 | EA | CONTACT,STAT;MAIN,EMAILEED,1071-D-9/3 |  |  | CONTACT,STATIONARY;TYPE:MAIN,ADDITIONAL FEATURES EN:3.3 KV 2000 A J22 OCB 150 MVA S/NO 13288,MNFR:01)EMAILEED,PTNO:01)1071-D-9/3 | MAIN,01)3.3 KV 2000 A J22 OCB 150 M,01)EMAILEED,01)1071-D-9/3 |  |  | EMAILEED | EMAILEED | 1071-D-9/3 | [5 empty] | URL NOT FOUND | [5 empty] | 13288 |  |  |  |  | CLEANSED | 39121522 Electrical contacts | CONTACT | STATIONARY | TYPE | MAIN | ELECTRICAL RATING |  | MATERIAL |  | HAZARD CLASS |  | CERTIFICATION/STANDARD |  | ADDITIONAL FEATURES | FOR 3.3 KV 2000 A J22 OCB 150 MVA | [61 empty] | Production Completed
STP_009 - Lot4 | Data Enrichment | MKV | OK | 08-08-2023 | 10-08-2023 |  | 1351731 | 1351731 | EA | CONTACT,STAT;MAIN,MTE,40224 |  |  | CONTACT,STATIONARY;TYPE:MAIN,ADDITIONAL FEATURES EN:HTC CONTACTOR 3.3 KV REF 332 CONTACTOR SWITCHGEAR,MNFR:01)MTE,PTNO:01)40224 | MAIN,01)HTC CONTACTOR 3.3 KV REF 33,01)MTE,01)40224 |  |  | MTE | MTE | 40224 | [5 empty] | URL NOT FOUND | [10 empty] | CLEANSED | 39121522 Electrical contacts | CONTACT | STATIONARY | TYPE | MAIN | ELECTRICAL RATING |  | MATERIAL |  | HAZARD CLASS |  | CERTIFICATION/STANDARD |  | ADDITIONAL FEATURES | FOR HTC CONTACTOR 3.3 KV,REF:332 CONTACTOR SWITCHGEAR | [61 empty] | Production Completed
STP_009 - Lot4 | Data Enrichment | MKV | OK | 08-08-2023 | 10-08-2023 |  | 1352208 | 1352208 | EA | CONTACT,STAT;MAIN,NILSEN,33658A1 |  |  | CONTACT,STATIONARY;TYPE:MAIN,ADDITIONAL FEATURES EN:ASSY, ACB TYPE NAB1/31 S/NO 3860,MNFR:01)NILSEN,PTNO:01)33658A1 | MAIN,01)ASSY, ACB TYPE NAB1/31 S/NO,01)NILSEN,01)33658A1 |  |  | NILSEN | NILSEN | 33658A1 | [5 empty] | URL NOT FOUND | [5 empty] | 3860 |  |  |  |  | CLEANSED | 39121522 Electrical contacts | CONTACT | STATIONARY | TYPE | MAIN | ELECTRICAL RATING |  | MATERIAL |  | HAZARD CLASS |  | CERTIFICATION/STANDARD |  | ADDITIONAL FEATURES | ASSEMBLY,FOR ACB TYPE:NAB1/31 | [61 empty] | Production Completed
STP_009 - Lot4 | Data Enrichment | MKV | OK | 08-08-2023 | 10-08-2023 |  | 1347460 | 1347460 | EA | CONTACT,STAT;MAIN,TYPE 50-A |  |  | CONTACT,STATIONARY;TYPE:MAIN,ADDITIONAL FEATURES EN:TYPE 50-A,MNFR:01)HAWKGEAR,PTNO:01)4282064 | MAIN,01)TYPE 50-A,01)HAWKGEAR,01)4282064 |  |  | HAWKGEAR | HAWKGEAR | 4282064 | [5 empty] | URL NOT FOUND | [10 empty] | CLEANSED | 39121522 Electrical contacts | CONTACT | STATIONARY | TYPE | MAIN | ELECTRICAL RATING |  | MATERIAL |  | HAZARD CLASS |  | CERTIFICATION/STANDARD |  | ADDITIONAL FEATURES | FOR TYPE 50-A | [61 empty] | Production Completed
STP_009 - Lot4 | Data Enrichment | MKV | OK | 08-08-2023 | 10-08-2023 |  | 1349699 | 1349699 | EA | CONTACT,STAT;REVERSED |  |  | CONTACT,STATIONARY;TYPE:REVERSED,ADDITIONAL FEATURES EN:TQ AUXILIARY SWITCH,MNFR:01)GEC,PTNO:01)835237-P2 | REVERSED,01)TQ AUXILIARY SWITCH,01)GEC,01)835237-P2 |  |  | GEC | GEC | 835237-P2 | [5 empty] | URL NOT FOUND | [10 empty] | CLEANSED | 39121522 Electrical contacts | CONTACT | STATIONARY | TYPE | REVERSED | ELECTRICAL RATING |  | MATERIAL |  | HAZARD CLASS |  | CERTIFICATION/STANDARD |  | ADDITIONAL FEATURES | FOR TQ AUXILIARY SWITCH | [61 empty] | Production Completed
STP_009 - Lot4 | Data Enrichment | MKV | OK | 08-08-2023 | 10-08-2023 |  | 1352325 | 1352325 | EA | CONTACT,STAT;SECURITY 716 CONTROLLER |  |  | CONTACT,STATIONARY;ADDITIONAL FEATURES EN:SECURITY 716 CONTROLLER,MNFR:01)HAWKGEAR,PTNO:01)4105178 | 01)SECURITY 716 CONTROLLER,01)HAWKGEAR,01)4105178 |  |  | HAWKGEAR | HAWKGEAR | 4105178 | [5 empty] | URL NOT FOUND | [10 empty] | CLEANSED | 39121522 Electrical contacts | CONTACT | STATIONARY | TYPE |  | ELECTRICAL RATING |  | MATERIAL |  | HAZARD CLASS |  | CERTIFICATION/STANDARD |  | ADDITIONAL FEATURES | FOR SECURITY 716 CONTROLLER | [61 empty] | Production Completed