## Sheet1
MATERIAL | Project Code | Activities | Production User | CA Code | Production Comments | Start Date | End Date | Remarks | MATERIAL CODE | MATERIAL TYPE | MATERIAL TYPE DESCRIPTION | MATERIAL GROUP | MATERIAL GROUP DESCRIPTION | UOM | MANUFACTURER PROFILE | SHORT TEXT | LONG TEXT | MANUFACTURER PART NUMBER. | MANUFACTURER. | MANUFACTURER NAME. | Reference URL | Reference URL 1 | Manufacturer Name | Manufacturer Part Number | Model Number | Alternate Manufacturer | Alternate Manufacturer Part Number | Alternate Manufacturer 1 | Alternate Manufacturer Part Number 1 | Equipment Name | Equipment Model | Equipment Manufacturer | Drawing Number | Serial Number | Item Number | Enriched/Cleansed | Noun | Modifier | Attribute Name 1 | Attribute Value 1 | Attribute Name 2 | Attribute Value 2 | Attribute Name 3 | Attribute Value 3 | Attribute Name 4 | Attribute Value 4 | Attribute Name 5 | Attribute Value 5 | Attribute Name 6 | Attribute Value 6 | Attribute Name 7 | Attribute Value 7 | Attribute Name 8 | Attribute Value 8 | Attribute Name 9 | Attribute Value 9 | Attribute Name 10 | Attribute Value 10 | Attribute Name 11 | Attribute Value 11 | Attribute Name 12 | Attribute Value 12 | Attribute Name 13 | Attribute Value 13 | Attribute Name 14 | Attribute Value 14 | Attribute Name 15 | Attribute Value 15 | Attribute Name 16 | Attribute Value 16 | Attribute Name 17 | Attribute Value 17 | Attribute Name 18 | Attribute Value 18 | Attribute Name 19 | Attribute Value 19 | Attribute Name 20 | Attribute Value 20 | Attribute Name 21 | Attribute Value 21 | Attribute Name 22 | Attribute Value 22 | Attribute Name 23 | Attribute Value 23 | Attribute Name 24 | Attribute Value 24 | Attribute Name 25 | Attribute Value 25 | Attribute Name 26 | Attribute Value 26 | Attribute Name 27 | Attribute Value 27 | Attribute Name 28 | Attribute Value 28 | Attribute Name 29 | Attribute Value 29 | Attribute Name 30 | Attribute Value 30 | Status
000000000060245401 | TNG_001 | DATA ENRICHMENT | ABG | ABG | OK | 2022-11-02 |  |  | 000000000060245401 | BHP1 | BHP Spares & Supplies | 551217 | Signage | EA | MAN2 | NUM OFFICE SIGN,300X200MM | NUM OFFICE SIGN, 300X200MM,BLACK ON SILVER |  |  |  | URL NOT FOUND | [15 empty] | SIGN | [61 empty] | PRODUCTION COMPLETED
000000000060133894 | TNG_001 | DATA ENRICHMENT | ABG | ABG | OK | 2022-11-02 |  |  | 000000000060133894 | BHP1 | BHP Spares & Supplies | 271100 | Hand tools | ST | MAN2 | NUMBER,CHARACTER (0-9) 6MM PER SET, , GR | NUMBER,CHARACTER (0-9) 6MM PER SET, , GROZ |  |  |  | URL NOT FOUND | [15 empty] | SIGN | [61 empty] | PRODUCTION COMPLETED
000000000060253747 | TNG_001 | DATA ENRICHMENT | ABG | ABG | OK | 2022-11-02 |  |  | 000000000060253747 | BHP1 | BHP Spares & Supplies | 551217 | Signage | EA | MAN2 | OFFICE,SIGN,NAME,PROJECTING,150MMX100MM | OFFICE, SIGN, NAME, PROJECTING, DOUBLE, SIDED |  |  |  | URL NOT FOUND | [15 empty] | SIGN | [61 empty] | PRODUCTION COMPLETED
000000000060244518 | TNG_001 | DATA ENRICHMENT | ABG | ABG | OK | 2022-11-02 |  |  | 000000000060244518 | BHP1 | BHP Spares & Supplies | 551217 | Signage | EA | MAN2 | SIGN 5 IN 1 ELECTRICAL SUBSTATION,PHOT | ELECTRICAL SUBSTATION SIGN, PHOTOLIUMINESCENT 9GLOW-IN-THE-DARK) TRANSFORMER BAY SIGN WHICH INDICATES THAT NO UNAUTHORISED PERSONNEL |  |  |  | URL NOT FOUND | [15 empty] | SIGN | [61 empty] | PRODUCTION COMPLETED
000000000060244569 | TNG_001 | DATA ENRICHMENT | ABG | ABG | OK | 2022-11-02 |  |  | 000000000060244569 | BHP1 | BHP Spares & Supplies | 551200 | Signage and accessories | EA | MAN2 | SIGN BOARD,MSDS,FLOCCULANT,STANDARD,EA | MSDS,SIGN BOARD, FLOCCULANT, STANDARD SIZE 450MM X 400MM,EACH |  |  |  | URL NOT FOUND | [15 empty] | SIGN | [61 empty] | PRODUCTION COMPLETED
000000000060244804 | TNG_001 | DATA ENRICHMENT | ABG | ABG | OK | 2022-11-02 |  |  | 000000000060244804 | BHP1 | BHP Spares & Supplies | 551200 | Signage and accessories | EA | MAN2 | SIGN BOARDS,MSDS,STANDARD,SULPHATE,EA | MSDS, SIGN BOARDS, STANDARD, FERRO SULPHATE, EA |  |  |  | URL NOT FOUND | [15 empty] | SIGN | [61 empty] | PRODUCTION COMPLETED
000000000060131768 | TNG_001 | DATA ENRICHMENT | ABG | ABG | OK | 2022-11-02 |  |  | 000000000060131768 | BHP1 | BHP Spares & Supplies | 551217 | Signage | EA | MAN2 | SIGN, CLOSED, 600 MM, FULLY REFLECTIVE | SIGN, ROAD TRAFFIC, REGULATORY, CLOSED, CIRCULAR, 1.4 MM CHROMADEK, 600 MM, FULLY REFLECTIVE - 3M SCOTCHLITE 7 YR ENGINEER G, RADE SHEETING SERIES 3200 (WATERMARK), 3 COLOUR, SABS 1519, CS-101 |  |  |  | URL NOT FOUND | [15 empty] | SIGN | [61 empty] | PRODUCTION COMPLETED
000000000060131777 | TNG_001 | DATA ENRICHMENT | ABG | ABG | OK | 2022-11-02 |  |  | 000000000060131777 | BHP1 | BHP Spares & Supplies | 551217 | Signage | EA | MAN2 | SIGN, DIRECTIONAL, 600 MM, 3M 10 YR SCO | SIGN, ROAD TRAFFIC, REGULATORY, DIRECTIONAL, CIRCULAR, 1.4 MM CHROMADEK, 600 MM, 3M 10 YR SCOTCHLITE HIGH INTENSITY GRADE SE, RIES 3870 REFLECTIVE SHEETING (WATERMARK), 3 COLOUR, SABS 1519, CS-104 |  |  |  | URL NOT FOUND | [15 empty] | SIGN | [61 empty] | PRODUCTION COMPLETED
000000000060131823 | TNG_001 | DATA ENRICHMENT | ABG | ABG | OK | 2022-11-02 |  |  | 000000000060131823 | BHP1 | BHP Spares & Supplies | 551217 | Signage | EA | MAN2 | SIGN, STOP, 900 MM, 3M 10 YR SCOTCHLITE | SIGN, ROAD TRAFFIC, REGULATORY, STOP, OCTAGONAL, 1.4 MM CHROMADEK, 900 MM, 3M 10 YR SCOTCHLITE HIGH INTENSITY GRADE SERIES 3, 870 REFLECTIVE SHEETING (WATERMARK), 3 COLOUR, SABS 1519, CS-105 |  |  |  | URL NOT FOUND | [15 empty] | SIGN | [61 empty] | PRODUCTION COMPLETED
000000000060131350 | TNG_001 | DATA ENRICHMENT | ABG | ABG | OK | 2022-11-02 |  |  | 000000000060131350 | BHP1 | BHP Spares & Supplies | 551217 | Signage | EA | MAN2 | SIGN, BLASTING POINT, 190 MM X 190 MM, F | SIGN, SYMBOLIC SAFETY, INFORMATION, BLASTING POINT, SQUARE, 0.6 MM CHROMADEK, 190 MM X 190 MM, FULLY REFLECTIVE - 3M SCOTCHL IT |  |  |  | URL NOT FOUND | [15 empty] | SIGN | [61 empty] | PRODUCTION COMPLETED
000000000060128022 | TNG_001 | DATA ENRICHMENT | ABG | ABG | OK | 2022-11-02 |  |  | 000000000060128022 | BHP1 | BHP Spares & Supplies | 551217 | Signage | EA | MAN2 | SIGN, BLASTING POINT, 290 MM X 290 MM, F | SIGN, SYMBOLIC SAFETY, INFORMATION, BLASTING POINT, SQUARE, 0.6 MM CHROMADEK, 290 MM X 290 MM, FULLY REFLECTIVE - 3M SCOTCHL, ITE 7 YR ENGINEER GRADE SHEETING SERIES 3200 (WATERMARK), GREEN (H10) BACKGROUND WITH WHITE PICTOGRAM, SABS 1186, SS-107 |  |  |  | URL NOT FOUND | [15 empty] | SIGN | [61 empty] | PRODUCTION COMPLETED
000000000060131248 | TNG_001 | DATA ENRICHMENT | ABG | ABG | OK | 2022-11-02 |  |  | 000000000060131248 | BHP1 | BHP Spares & Supplies | 551217 | Signage | EA | MAN2 | SIGN, CONTRACTORS ON-SITE SIGN: DANGER ? | SIGN, INFORMATION, CONTRACTORS ON-SITE SIGN DANGER ? CONSTRUCTION AREA / NO UNAUTHORISED ENTRANCE IN 3 LANGUAGES, 0.6 MM CHR, OMADEK, 450 MM X 610 MM, NON-REFLECTIVE, YELLOW WITH BLACK LETTERING, IN-122 |  |  |  | URL NOT FOUND | [15 empty] | SIGN | [61 empty] | PRODUCTION COMPLETED
000000000060131247 | TNG_001 | DATA ENRICHMENT | ABG | ABG | OK | 2022-11-02 |  |  | 000000000060131247 | BHP1 | BHP Spares & Supplies | 551217 | Signage | EA | MAN2 | SIGN, CONTRACTORS ON-SITE SIGN: DANGER ? | SIGN, INFORMATION, CONTRACTORS ON-SITE SIGN DANGER ? CONSTRUCTION AREA / NO UNAUTHORISED ENTRANCE IN 3 LANGUAGES, 3 MM ALUMI, NIUM ANODISED TO COASTAL SPECIFICATIONS, 450 MM X 610 MM, SEMI-REFLECTIVE : 3M SCOTCHLITE 7 YR ENGINEER GRADE SHEETING SERIES 3200, WATERMARK), YELLOW WITH BLACK LETTERING, IN-121 |  |  |  | URL NOT FOUND | [15 empty] | SIGN | [61 empty] | PRODUCTION COMPLETED
000000000060131252 | TNG_001 | DATA ENRICHMENT | ABG | ABG | OK | 2022-11-02 |  |  | 000000000060131252 | BHP1 | BHP Spares & Supplies | 551217 | Signage | EA | MAN2 | SIGN, DIRECTIONAL SIGNS: USED FOR WALKWA | SIGN, INFORMATION, DIRECTIONAL SIGNS USED FOR WALKWAYS AND GENERAL DIRECTION, 0.6 MM CHROMADEK, PER SQUARE METER, SEMI-REFLE, CTIVE : 3M SCOTCHLITE 7 YR ENGINEER GRADE SHEETING SERIES 3200 (WATERMARK), BLUE (F11) WITH WHITE PICTOGRAM / LETTERING, IN-116 |  |  |  | URL NOT FOUND | [15 empty] | SIGN | [61 empty] | PRODUCTION COMPLETED
000000000060131255 | TNG_001 | DATA ENRICHMENT | ABG | ABG | OK | 2022-11-02 |  |  | 000000000060131255 | BHP1 | BHP Spares & Supplies | 551217 | Signage | EA | MAN2 | SIGN, DIRECTIONAL SIGNS: USED FOR WALKWA | SIGN, INFORMATION, DIRECTIONAL SIGNS USED FOR WALKWAYS AND GENERAL DIRECTION, 3 MM ALUMINIUM ANODISED TO COASTAL SPECIFICATI, ONS, PER SQUARE METER, NON-REFLECTIVE, BLUE (F11) WITH WHITE PICTOGRAM / LETTERING, IN-119 |  |  |  | URL NOT FOUND | [15 empty] | SIGN | [61 empty] | PRODUCTION COMPLETED
000000000060131661 | TNG_001 | DATA ENRICHMENT | ABG | ABG | OK | 2022-11-02 |  |  | 000000000060131661 | BHP1 | BHP Spares & Supplies | 551217 | Signage | EA | MAN2 | SIGN, DRINKING OF WATER PROHIBITED, 290 | SIGN, SYMBOLIC SAFETY, PROHIBITIVE (DON'T), DRINKING OF WATER PROHIBITED, CIRCULAR (ANNULAR OR DISC), 0.6 MM CHROMADE, K, 290 MM X 290 MM, NON-REFLECTIVE, WHITE WITH RED BORDERLINE AND OBLIQUE DIAMETER LINE WITH BLACK PICTOGRAM, SABS 1186, SS-126 |  |  |  | URL NOT FOUND | [15 empty] | SIGN | [61 empty] | PRODUCTION COMPLETED
000000000060131659 | TNG_001 | DATA ENRICHMENT | ABG | ABG | OK | 2022-11-02 |  |  | 000000000060131659 | BHP1 | BHP Spares & Supplies | 551217 | Signage | EA | MAN2 | SIGN, DRINKING OF WATER PROHIBITED, 440 | SIGN, SYMBOLIC SAFETY, PROHIBITIVE (DON'T), DRINKING OF WATER PROHIBITED, CIRCULAR (ANNULAR OR DISC), 0.6 MM CHROMADE, K, 440 MM X 440 MM, FULLY REFLECTIVE - 3M SCOTCHLITE 7 YR ENGINEER GRADE SHEETING SERIES 3200 (WATERMARK), WHITE WITH RED BORDERLIN, AND OBLIQUE DIAMETER LINE WITH BLACK PICTOGRAM, SABS 1186, SS-106 |  |  |  | URL NOT FOUND | [15 empty] | SIGN | [61 empty] | PRODUCTION COMPLETED
000000000060131361 | TNG_001 | DATA ENRICHMENT | ABG | ABG | OK | 2022-11-02 |  |  | 000000000060131361 | BHP1 | BHP Spares & Supplies | 551217 | Signage | EA | MAN2 | SIGN, DRINKING WATER, 190 MM X 190 MM, F | SIGN, SYMBOLIC SAFETY, INFORMATION, DRINKING WATER, SQUARE, 0.6 MM CHROMADEK, 190 MM X 190 MM, FULLY REFLECTIVE - 3M SCOTCHL IT |  |  |  | URL NOT FOUND | [15 empty] | SIGN | [61 empty] | PRODUCTION COMPLETED
000000000060131861 | TNG_001 | DATA ENRICHMENT | ABG | ABG | OK | 2022-11-02 |  |  | 000000000060131861 | BHP1 | BHP Spares & Supplies | 551217 | Signage | EA | MAN2 | SIGN, ELECTRIC SHOCK, 190 MM X 190 MM, F | SIGN, SYMBOLIC SAFETY, WARNING, ELECTRIC SHOCK, TRIANGULAR, 0.6 MM CHROMADEK, 190 MM X 190 MM, FULLY REFLECTIVE - 3M, SCOTCHLITE 7 YR ENGINEER GRADE SHEETING SERIES 3200 (WATERMARK), BLACK BORDER, YELLOW BACKGROUND (C61) WITH BLACK PICTOGRAM, SABS 1, 86, SS-116 |  |  |  | URL NOT FOUND | [15 empty] | SIGN | [61 empty] | PRODUCTION COMPLETED
000000000060131383 | TNG_001 | DATA ENRICHMENT | ABG | ABG | OK | 2022-11-02 |  |  | 000000000060131383 | BHP1 | BHP Spares & Supplies | 551217 | Signage | EA | MAN2 | SIGN, ESCAPE ROUTE, 190 MM X 190 MM, FUL | SIGN, SYMBOLIC SAFETY, INFORMATION, ESCAPE ROUTE, SQUARE, 0.6 MM CHROMADEK, 190 MM X 190 MM, FULLY REFLECTIVE - 3M SCOTCHLIT E 7 YR |  |  |  | URL NOT FOUND | [15 empty] | SIGN | [61 empty] | PRODUCTION COMPLETED
000000000060128002 | TNG_001 | DATA ENRICHMENT | ABG | ABG | OK | 2022-11-02 |  |  | 000000000060128002 | BHP1 | BHP Spares & Supplies | 551217 | Signage | EA | MAN2 | SIGN, EYE PROTECTION, 290 MM X 290 MM, F | SIGN, SAFETY, SYMBOLIC, EYE PROTECTION SHALL BE WORN, 290MM X 290MM, CHROMEDEK STEEL, REFLECTIVE, TYPE MV1 |  |  |  | URL NOT FOUND | [15 empty] | SIGN | [61 empty] | PRODUCTION COMPLETED
000000000060131529 | TNG_001 | DATA ENRICHMENT | ABG | ABG | OK | 2022-11-02 |  |  | 000000000060131529 | BHP1 | BHP Spares & Supplies | 551217 | Signage | EA | MAN2 | SIGN, EYE PROTECTION, 440 MM X 440 MM, F | SIGN, SYMBOLIC SAFETY, MANDATORY (DO), EYE PROTECTION, CIRCULAR, 0.6 MM CHROMADEK, 440 MM X 440 MM, FULLY REFLECTIVE -, 3M SCOTCHLITE 7 YR ENGINEER GRADE SHEETING SERIES 3200 (WATERMARK), BLUE (F11) WITH WHITE PICTOGRAM, SABS 1186, SS-102 |  |  |  | URL NOT FOUND | [15 empty] | SIGN | [61 empty] | PRODUCTION COMPLETED
000000000060131670 | TNG_001 | DATA ENRICHMENT | ABG | ABG | OK | 2022-11-02 |  |  | 000000000060131670 | BHP1 | BHP Spares & Supplies | 551217 | Signage | EA | MAN2 | SIGN, FIRE & OPEN FLAMES PROHIBITED, 440 | SIGN, SYMBOLIC SAFETY, PROHIBITIVE (DON'T), FIRE & OPEN FLAMES PROHIBITED, CIRCULAR (ANNULAR OR DISC), 0.6 MM CHROMAD, EK, 440 MM X 440 MM, FULLY REFLECTIVE - 3M SCOTCHLITE 7 YR ENGINEER GRADE SHEETING SERIES 3200 (WATERMARK), WHITE WITH RED BORDERLI, E AND OBLIQUE DIAMETER LINE WITH BLACK PICTOGRAM, SABS 1186, SS-106 |  |  |  | URL NOT FOUND | [15 empty] | SIGN | [61 empty] | PRODUCTION COMPLETED
000000000060131265 | TNG_001 | DATA ENRICHMENT | ABG | ABG | OK | 2022-11-02 |  |  | 000000000060131265 | BHP1 | BHP Spares & Supplies | 551217 | Signage | EA | MAN2 | SIGN, FIRE ALARM, 290 MM X 290 MM, NON-R | SIGN, SYMBOLIC SAFETY, FIRE INFORMATION, FIRE ALARM, SQUARE, 0.6 MM CHROMADEK, 290 MM X 290 MM, NON-REFLECTIVE, WHITE WITH RE D |  |  |  | URL NOT FOUND | [15 empty] | SIGN | [61 empty] | PRODUCTION COMPLETED
000000000060131267 | TNG_001 | DATA ENRICHMENT | ABG | ABG | OK | 2022-11-02 |  |  | 000000000060131267 | BHP1 | BHP Spares & Supplies | 551217 | Signage | EA | MAN2 | SIGN, FIRE FIGHTING EQUIPMENT, 440 MM X | SIGN, SYMBOLIC SAFETY, FIRE INFORMATION, FIRE FIGHTING EQUIPMENT, SQUARE, 0.6 MM CHROMADEK, 440 MM X 440 MM, FULLY REFLECTIVE - |  |  |  | URL NOT FOUND | [15 empty] | SIGN | [61 empty] | PRODUCTION COMPLETED
000000000060131572 | TNG_001 | DATA ENRICHMENT | ABG | ABG | OK | 2022-11-02 |  |  | 000000000060131572 | BHP1 | BHP Spares & Supplies | 551217 | Signage | EA | MAN2 | SIGN, HAND PROTECTION, 440 MM X 440 MM, | SIGN, SYMBOLIC SAFETY, MANDATORY (DO), HAND PROTECTION, CIRCULAR, 0.6 MM CHROMADEK, 440 MM X 440 MM, FULLY REFLECTIVE, - 3M SCOTCHLITE 7 YR ENGINEER GRADE SHEETING SERIES 3200 (WATERMARK), BLUE (F11) WITH WHITE PICTOGRAM, SABS 1186, SS-102 |  |  |  | URL NOT FOUND | [15 empty] | SIGN | [61 empty] | PRODUCTION COMPLETED
000000000060239828 | TNG_001 | DATA ENRICHMENT | ABG | ABG | OK | 2022-11-02 |  |  | 000000000060239828 | BHP1 | BHP Spares & Supplies | 551217 | Signage | EA | MAN2 | SIGN, INFORMATION, AMBULANCE MEETING POI | SIGN, INFORMATION, AMBULANCE MEETING POINT, NUMBER 17, CIRCULAR, 0.6mm,, CHROMADE, 900mm, FULLY REFLECTIVE, GREEN BACKGROUND, WHITE |  |  |  | URL NOT FOUND | [15 empty] | SIGN | [61 empty] | PRODUCTION COMPLETED
000000000060176111 | TNG_001 | DATA ENRICHMENT | ABG | ABG | OK | 2022-11-02 |  |  | 000000000060176111 | BHP1 | BHP Spares & Supplies | 551200 | Signage and accessories | EA | MAN2 | SIGN, NO SMOKING, 1000MMX1000MM | SIGN, NO SMOKING, 1000MMX1000MM |  |  |  | URL NOT FOUND | [15 empty] | SIGN | [61 empty] | PRODUCTION COMPLETED
000000000060131951 | TNG_001 | DATA ENRICHMENT | ABG | ABG | OK | 2022-11-02 |  |  | 000000000060131951 | BHP1 | BHP Spares & Supplies | 551217 | Signage | EA | MAN2 | SIGN, PEDESTRIAN CROSSING, 1200 MM, FULL | SIGN, ROAD TRAFFIC, WARNING, PEDESTRIAN CROSSING, TRIANGULAR, 1.4 MM CHROMADEK, 1200 MM, FULLY REFLECTIVE - 3M SCOTCHLITE 7 Y, R ENGINEER GRADE SHEETING SERIES 3200 (WATERMARK), SABS 1519, WS-104 |  |  |  | URL NOT FOUND | [15 empty] | SIGN | [61 empty] | PRODUCTION COMPLETED
000000000060131950 | TNG_001 | DATA ENRICHMENT | ABG | ABG | OK | 2022-11-02 |  |  | 000000000060131950 | BHP1 | BHP Spares & Supplies | 551217 | Signage | EA | MAN2 | SIGN, PEDESTRIAN CROSSING, 900 MM, FULLY | SIGN, ROAD TRAFFIC, WARNING, PEDESTRIAN CROSSING, TRIANGULAR, 1.4 MM CHROMADEK, 900 MM, FULLY REFLECTIVE - 3M SCOTCHLITE 7 YR, ENGINEER GRADE SHEETING SERIES 3200 (WATERMARK), SABS 1519, WS-103 |  |  |  | URL NOT FOUND | [15 empty] | SIGN | [61 empty] | PRODUCTION COMPLETED
000000000060131626 | TNG_001 | DATA ENRICHMENT | ABG | ABG | OK | 2022-11-02 |  |  | 000000000060131626 | BHP1 | BHP Spares & Supplies | 551217 | Signage | EA | MAN2 | SIGN, RESPIRATORY PROTECTION, 440 MM X 4 | SIGN, SYMBOLIC SAFETY, MANDATORY (DO), RESPIRATORY PROTECTION, CIRCULAR, 0.6 MM CHROMADEK, 440 MM X 440 MM, FULLY REFL, ECTIVE - 3M SCOTCHLITE 7 YR ENGINEER GRADE SHEETING SERIES 3200 (WATERMARK), BLUE (F11) WITH WHITE PICTOGRAM, SABS 1186, SS-102 |  |  |  | URL NOT FOUND | [15 empty] | SIGN | [61 empty] | PRODUCTION COMPLETED
000000000060131726 | TNG_001 | DATA ENRICHMENT | ABG | ABG | OK | 2022-11-02 |  |  | 000000000060131726 | BHP1 | BHP Spares & Supplies | 551217 | Signage | EA | MAN2 | SIGN, SMOKING PROHIBITED, 190 MM X 190 M | SIGN, SYMBOLIC SAFETY, PROHIBITIVE (DON'T), SMOKING PROHIBITED, CIRCULAR (ANNULAR OR DISC), 0.6 MM CHROMADEK, 190 MM, X 190 MM, NON-REFLECTIVE, WHITE WITH RED BORDERLINE AND OBLIQUE DIAMETER LINE WITH BLACK PICTOGRAM, SABS 1186, SS-125 |  |  |  | URL NOT FOUND | [15 empty] | SIGN | [61 empty] | PRODUCTION COMPLETED
000000000060100251 | TNG_001 | DATA ENRICHMENT | ABG | ABG | OK | 2022-11-02 |  |  | 000000000060100251 | BHP1 | BHP Spares & Supplies | 551217 | Signage | EA | MAN2 | SIGN, SMOKING PROHIBITED, 290 MM X 290 M | SIGN, SYMBOLIC, SMOKING PROHIBITED, 290MM X 290MM, CHROMEDEK STEEL, NON REFLECTIVE, TYPE PV1 |  |  |  | URL NOT FOUND | [15 empty] | SIGN | [61 empty] | PRODUCTION COMPLETED
000000000060131725 | TNG_001 | DATA ENRICHMENT | ABG | ABG | OK | 2022-11-02 |  |  | 000000000060131725 | BHP1 | BHP Spares & Supplies | 551217 | Signage | EA | MAN2 | SIGN, SMOKING PROHIBITED, 440 MM X 440 M | SIGN, SYMBOLIC SAFETY, PROHIBITIVE (DON'T), SMOKING PROHIBITED, CIRCULAR (ANNULAR OR DISC), 0.6 MM CHROMADEK, 440 MM, X 440 MM, FULLY REFLECTIVE - 3M SCOTCHLITE 7 YR ENGINEER GRADE SHEETING SERIES 3200 (WATERMARK), WHITE WITH RED BORDERLINE AND OBLI, UE DIAMETER LINE WITH BLACK PICTOGRAM, SABS 1186, SS-106 |  |  |  | URL NOT FOUND | [15 empty] | SIGN | [61 empty] | PRODUCTION COMPLETED
000000000060131980 | TNG_001 | DATA ENRICHMENT | ABG | ABG | OK | 2022-11-02 |  |  | 000000000060131980 | BHP1 | BHP Spares & Supplies | 551217 | Signage | EA | MAN2 | SIGN, SPEED HUMPS, 600 MM, 3M 10 YR SCOT | SIGN, WARNING, WARNING, SPEED HUMPS, TRIANGULAR, 1.4 MM CHROMADEK, 600 MM, 3M 10 YR SCOTCHLITE HIGH INTENSITY GRADE SERIES 38, 70 REFLECTIVE SHEETING, SABS 1519, WS-115 |  |  |  | URL NOT FOUND | [15 empty] | SIGN | [61 empty] | PRODUCTION COMPLETED
000000000060182129 | TNG_001 | DATA ENRICHMENT | ABG | ABG | OK | 2022-11-02 |  |  | 000000000060182129 | BHP1 | BHP Spares & Supplies | 771115 | Environmental safety services | EA | MAN2 | SIGN, SYMBOLIC, NO SMOKING | SIGN, SYMBOLIC, NO SMOKING |  |  |  | URL NOT FOUND | [15 empty] | SIGN | [61 empty] | PRODUCTION COMPLETED
000000000060128023 | TNG_001 | DATA ENRICHMENT | ABG | ABG | OK | 2022-11-02 |  |  | 000000000060128023 | BHP1 | BHP Spares & Supplies | 551217 | Signage | EA | MAN2 | SIGN, TRAVELLING WAY, 290 MM X 290 MM, F | SIGN, SAFETY, SYMBOLIC, TRAVELLING WAY, 290MM X 290MM, CHROMEDEK STEEL, REFLECTIVE, TYPE GA8 |  |  |  | URL NOT FOUND | [15 empty] | SIGN | [61 empty] | PRODUCTION COMPLETED
000000000060131482 | TNG_001 | DATA ENRICHMENT | ABG | ABG | OK | 2022-11-02 |  |  | 000000000060131482 | BHP1 | BHP Spares & Supplies | 551217 | Signage | EA | MAN2 | SIGN, TRAVELLING WAY, 290 MM X 290 MM, N | SIGN, SYMBOLIC SAFETY, INFORMATION, TRAVELLING WAY, SQUARE, 3 MM ALUMINIUM ANODISED TO COASTAL SPECIFICATIONS, 290 MM X 290 MM, |  |  |  | URL NOT FOUND | [15 empty] | SIGN | [61 empty] | PRODUCTION COMPLETED
000000000060131835 | TNG_001 | DATA ENRICHMENT | ABG | ABG | OK | 2022-11-02 |  |  | 000000000060131835 | BHP1 | BHP Spares & Supplies | 551217 | Signage | EA | MAN2 | SIGN, UNAUTHORISED ENTRANCE PROHIBITED: | SIGN, INFORMATION, UNAUTHORISED ENTRANCE PROHIBITED 3 LANGUAGES, 0.6 MM CHROMADEK, 925 MM X925 MM, NON-REFLECTIVE, YELLOW W |  |  |  | URL NOT FOUND | [15 empty] | SIGN | [61 empty] | PRODUCTION COMPLETED
000000000060131746 | TNG_001 | DATA ENRICHMENT | ABG | ABG | OK | 2022-11-02 |  |  | 000000000060131746 | BHP1 | BHP Spares & Supplies | 551217 | Signage | EA | MAN2 | SIGN, USE OF COMPRESSED AIR PROHIBITED, | SIGN, SYMBOLIC SAFETY, PROHIBITIVE (DON'T), USE OF COMPRESSED AIR PROHIBITED, CIRCULAR (ANNULAR OR DISC), 0.6 MM CHRO, MADEK, 440 MM X 440 MM, FULLY REFLECTIVE - 3M SCOTCHLITE 7 YR ENGINEER GRADE SHEETING SERIES 3200 (WATERMARK), WHITE WITH RED BORDE, LINE AND OBLIQUE DIAMETER LINE WITH BLACK PICTOGRAM, SABS 1186, SS-106 |  |  |  | URL NOT FOUND | [15 empty] | SIGN | [61 empty] | PRODUCTION COMPLETED
000000000060182124 | TNG_001 | DATA ENRICHMENT | ABG | ABG | OK | 2022-11-02 |  |  | 000000000060182124 | BHP1 | BHP Spares & Supplies | 771115 | Environmental safety services | EA | MAN2 | SIGN, WATCH YOUR STEP | SIGN, WATCH YOUR STEP |  |  |  | URL NOT FOUND | [15 empty] | SIGN | [61 empty] | PRODUCTION COMPLETED
000000000060131996 | TNG_001 | DATA ENRICHMENT | ABG | ABG | OK | 2022-11-02 |  |  | 000000000060131996 | BHP1 | BHP Spares & Supplies | 551217 | Signage | EA | MAN2 | SIGN, WORKMEN OVERHEAD, 300 MM X 450 MM, | SIGN, INFORMATION, WORKMEN OVERHEAD, 0.6 MM CHROMADEK, 300 MM X 450 MM, NON-REFLECTIVE, YELLOWWITH BLACK LETTERING, IN-105 |  |  |  | URL NOT FOUND | [15 empty] | SIGN | [61 empty] | PRODUCTION COMPLETED
000000000060256363 | TNG_001 | DATA ENRICHMENT | ABG | ABG | OK | 2022-11-02 |  |  | 000000000060256363 | BHP1 | BHP Spares & Supplies | 200000 | Mining Machinery and Accessories | EA | MAN2 | SIGN,20KM/H,900MM,POLES,CLAMPS,BRACKETS | SIGN, 20KM/H, 900MM, POLES, CLAMPS, BRACKETS |  |  |  | URL NOT FOUND | [15 empty] | SIGN | [61 empty] | PRODUCTION COMPLETED
000000000060249136 | TNG_001 | DATA ENRICHMENT | ABG | ABG | OK | 2022-11-02 |  |  | 000000000060249136 | BHP1 | BHP Spares & Supplies | 230000 | Industrial Manufacturing and Processing Machinery and Access | EA | MAN2 | SIGN,2700LT,300MM X 100MM,EA | SIGN,2700LT,300MM X 100MM,WHITE ON GREEN,C/W WHITE BORDER ,STEEL,EA |  |  |  | URL NOT FOUND | [15 empty] | SIGN | [61 empty] | PRODUCTION COMPLETED
000000000060238580 | TNG_001 | DATA ENRICHMENT | ABG | ABG | OK | 2022-11-02 |  |  | 000000000060238580 | BHP1 | BHP Spares & Supplies | 551217 | Signage | EA | MAN2 | SIGN,290MMX290XX,DRINKING-WATER | REFLECTIVE CHROMADEK SINGLE SIDED SIGN,FULL COLOUR PRINTED, NO FRAME, 290MM X 290MM, DRINKING WATER |  | 0019011784 | PAW SIGNS CC T/A KING COPY & SIGNS | URL NOT FOUND |  | PAW SIGNS CC T/A KING COPY & SIGNS | [13 empty] | SIGN | [61 empty] | PRODUCTION COMPLETED
000000000060254946 | TNG_001 | DATA ENRICHMENT | ABG | ABG | OK | 2022-11-02 |  |  | 000000000060254946 | BHP1 | BHP Spares & Supplies | 551217 | Signage | EA | MAN2 | SIGN,3,POINT,STAIRS | SIGN, REFLECTIVE, CHROMADEK, SINGLE SIDED, FULL COLOUR, DIGITALLY PRINTED, NO FRAME, 290MMX290MM, 3POINT, STAIRS | KCSSAM020 | 0019011819 | Unknown |  |  |  | KCSSAM020 | [12 empty] | SIGN | [61 empty] | PRODUCTION COMPLETED
000000000060243531 | TNG_001 | DATA ENRICHMENT | ABG | ABG | OK | 2022-11-02 |  |  | 000000000060243531 | BHP1 | BHP Spares & Supplies | 551217 | Signage | EA | MAN2 | SIGN,300X200MM,DO NOT FEED THE ANIMALS | SIGNS,300X200MM,DO NOT FEED THE ANIMALS |  |  |  | URL NOT FOUND | [15 empty] | SIGN | [61 empty] | PRODUCTION COMPLETED
000000000060249135 | TNG_001 | DATA ENRICHMENT | ABG | ABG | OK | 2022-11-02 |  |  | 000000000060249135 | BHP1 | BHP Spares & Supplies | 230000 | Industrial Manufacturing and Processing Machinery and Access | EA | MAN2 | SIGN,4800LT,300MM X 100MM,EA | SIGN,4800LT,300MM X 100MM,WHITE ON GREEN,C/W 5MM WHITE BORDER,STEEL,EA |  |  |  | URL NOT FOUND | [15 empty] | SIGN | [61 empty] | PRODUCTION COMPLETED
000000000060243569 | TNG_001 | DATA ENRICHMENT | ABG | ABG | OK | 2022-11-02 |  |  | 000000000060243569 | BHP1 | BHP Spares & Supplies | 551200 | Signage and accessories | EA | MAN2 | SIGN,500X500,CRD,REFL, UNAUTHERISED ENTR | SIGN,500X500,CRD,REFL,NO UNAUTHERISED ENTRY,UV COATING,HOLES IN CORNER |  |  |  | URL NOT FOUND | [15 empty] | SIGN | [61 empty] | PRODUCTION COMPLETED
000000000060253461 | TNG_001 | DATA ENRICHMENT | ABG | ABG | OK | 2022-11-02 |  |  | 000000000060253461 | BHP1 | BHP Spares & Supplies | 551217 | Signage | EA | MAN2 | SIGN,AIR FAN,PLASTIC,200X100 | SIGN,INFORMATION,CALCINERS 1 TO 3 COMBUSTION CHAMBER AIR FAN,SIZE 200MM WIDE AND 100MM HIGH,PLASTIC SIGN WITH WHITE LETTERS ON GREEN |  |  |  | URL NOT FOUND | [15 empty] | SIGN | [61 empty] | PRODUCTION COMPLETED
000000000060253282 | TNG_001 | DATA ENRICHMENT | ABG | ABG | OK | 2022-11-02 |  |  | 000000000060253282 | BHP1 | BHP Spares & Supplies | 200000 | Mining Machinery and Accessories | EA | MAN2 | SIGN,AMBULANCE,PARKING,ONLY | SIGN, AMBULANCE, PARKING, ONLY, 600X600MM, REFLECTIVE, SIGNS, ON, CHROMADEK, ONLY |  |  |  | URL NOT FOUND | [15 empty] | SIGN | [61 empty] | PRODUCTION COMPLETED
000000000060238160 | TNG_001 | DATA ENRICHMENT | ABG | ABG | OK | 2022-11-02 |  |  | 000000000060238160 | BHP1 | BHP Spares & Supplies | 551217 | Signage | EA | MAN2 | SIGN,AREA OF RESPONSIBLE FOR THE DAM | SIGN, AREA OF RESPONSIBLE FOR THE DAM ELECTRICAL FOREMAN, MECHANICAL, FOREMAN, METALLURGICAL SUPERINTENDENT, ENGINEER 400MM X 600MM REFLECTIVE, CHROMADEK BOARD WITH FRAME AND HOOKS |  |  |  | URL NOT FOUND | [15 empty] | SIGN | [61 empty] | PRODUCTION COMPLETED
000000000060256367 | TNG_001 | DATA ENRICHMENT | ABG | ABG | OK | 2022-11-02 |  |  | 000000000060256367 | BHP1 | BHP Spares & Supplies | 200000 | Mining Machinery and Accessories | EA | MAN2 | SIGN,ARROWS,BLUE,900MM,POLES,CLAMPS,BRAC | SIGN, ARROWS, BLUE, 900MM, POLES, CLAMPS, BRACKETS |  |  |  | URL NOT FOUND | [15 empty] | SIGN | [61 empty] | PRODUCTION COMPLETED
000000000060256366 | TNG_001 | DATA ENRICHMENT | ABG | ABG | OK | 2022-11-02 |  |  | 000000000060256366 | BHP1 | BHP Spares & Supplies | 200000 | Mining Machinery and Accessories | EA | MAN2 | SIGN,ARROWS,UP,LEFT,RIGHT,COMPLETE,WITH, | SIGN, ARROWS, UP, LEFT, RIGHT, COMPLETE, WITH, POLE, CLAMPS, BRACKETS |  |  |  | URL NOT FOUND | [15 empty] | SIGN | [61 empty] | PRODUCTION COMPLETED
000000000060254330 | TNG_001 | DATA ENRICHMENT | ABG | ABG | OK | 2022-11-02 |  |  | 000000000060254330 | BHP1 | BHP Spares & Supplies | 200000 | Mining Machinery and Accessories | EA | MAN2 | SIGN,ASSEMPLY,POINT,REF,CHROMADEK,750X61 | SIGN, ASSEMPLY, POINT, REF, CHROMADEK, 750X610MM, INSTALATION |  |  |  | URL NOT FOUND | [15 empty] | SIGN | [61 empty] | PRODUCTION COMPLETED
000000000060253294 | TNG_001 | DATA ENRICHMENT | ABG | ABG | OK | 2022-11-02 |  |  | 000000000060253294 | BHP1 | BHP Spares & Supplies | 200000 | Mining Machinery and Accessories | EA | MAN2 | SIGN,BAR,RULES,CORREX,1000MMX800MM | SIGN, BAR, RULES, CORREX, 1000MM X 800MM |  |  |  | URL NOT FOUND | [15 empty] | SIGN | [61 empty] | PRODUCTION COMPLETED
000000000060250128 | TNG_001 | DATA ENRICHMENT | ABG | ABG | OK | 2022-11-02 |  |  | 000000000060250128 | BHP1 | BHP Spares & Supplies | 231531 | Industrial machinery components and accessories | EA | MAN2 | SIGN,BENTONITE AREA,1MX0.5M,POLE,2M,EA | SIGN, BENTONITE AREA, 1 METER X 0.5 METER, POLE, 2 METER, EACH |  |  |  | URL NOT FOUND | [15 empty] | SIGN | [61 empty] | PRODUCTION COMPLETED
000000000060232815 | TNG_001 | DATA ENRICHMENT | ABG | ABG | OK | 2022-11-02 |  |  | 000000000060232815 | BHP1 | BHP Spares & Supplies | P6020 | Health, safety environment & community services, consultants | EA | MAN2 | SIGN,BEWARE SURFACE MOBILE,EQUIP | SIGN,BEWARE SURFACE MOBILE EQUIPMENT IN OPERATION REFLECTIVE, 1225mm x600mm |  |  |  | URL NOT FOUND | [15 empty] | SIGN | [61 empty] | PRODUCTION COMPLETED
000000000060254346 | TNG_001 | DATA ENRICHMENT | ABG | ABG | OK | 2022-11-02 |  |  | 000000000060254346 | BHP1 | BHP Spares & Supplies | 200000 | Mining Machinery and Accessories | EA | MAN2 | SIGN,BEWARE,OF,HEAVY,VEHICLESS,1200X400M | SIGN, BEWARE, OF, HEAVY, VEHICLESS, 1200 X 400MM |  |  |  | URL NOT FOUND | [15 empty] | SIGN | [61 empty] | PRODUCTION COMPLETED
000000000060241561 | TNG_001 | DATA ENRICHMENT | ABG | ABG | OK | 2022-11-02 |  |  | 000000000060241561 | BHP1 | BHP Spares & Supplies | 551217 | Signage | EA | MAN2 | SIGN,BOARD,STEEL,REFLECTIVE | SIGN BOARD, STEEL, NON-REFLECTIVE, LENGTH 1000MM, WIDE 500MM, THICK 3MM, 25MM SQ TUBE FRAME, LUGS TOP AND BOTTOM |  |  |  | URL NOT FOUND | [15 empty] | SIGN | [61 empty] | PRODUCTION COMPLETED
000000000060238161 | TNG_001 | DATA ENRICHMENT | ABG | ABG | OK | 2022-11-02 |  |  | 000000000060238161 | BHP1 | BHP Spares & Supplies | 551217 | Signage | EA | MAN2 | SIGN,BREAK TEST PROCEDURE | SIGN, BREAK TEST PROCEDURE 400MM X 600MM REFLECTIVE CHROMADEK BOARD WITH FRAME AND POLE |  |  |  | URL NOT FOUND | [15 empty] | SIGN | [61 empty] | PRODUCTION COMPLETED
000000000060245632 | TNG_001 | DATA ENRICHMENT | ABG | ABG | OK | 2022-11-02 |  |  | 000000000060245632 | BHP1 | BHP Spares & Supplies | 251739 | Electrical components | EA | MAN2 | SIGN,BURNSHIELD BLANKET,300MM X 80MM,EA | SIGN,BURNSHIELD BLANKET,300MM X 80MM STEEL,WHITE ON GREEN,SQ TUBE FRAME C/W MOUNTING LUGS,EA |  |  |  | URL NOT FOUND | [15 empty] | SIGN | [61 empty] | PRODUCTION COMPLETED
000000000060254351 | TNG_001 | DATA ENRICHMENT | ABG | ABG | OK | 2022-11-02 |  |  | 000000000060254351 | BHP1 | BHP Spares & Supplies | 200000 | Mining Machinery and Accessories | EA | MAN2 | SIGN,BUSSES,ONLY,1500X990MM,INSTALLATION | SIGN, BUSSES, ONLY, 1500 X 990MM, INSTALLATION |  |  |  | URL NOT FOUND | [15 empty] | SIGN | [61 empty] | PRODUCTION COMPLETED
000000000060242309 | TNG_001 | DATA ENRICHMENT | ABG | ABG | OK | 2022-11-02 |  |  | 000000000060242309 | BHP1 | BHP Spares & Supplies | 231500 | Industrial process machinery, equipment and supplies | EA | MAN2 | SIGN,CAPACITY 150L,200X200MM,EA | SIGN,CAPACITY 150L, 200MM X 200MM, EACH |  |  |  | URL NOT FOUND | [15 empty] | SIGN | [61 empty] | PRODUCTION COMPLETED
000000000060242500 | TNG_001 | DATA ENRICHMENT | ABG | ABG | OK | 2022-11-02 |  |  | 000000000060242500 | BHP1 | BHP Spares & Supplies | 231500 | Industrial process machinery, equipment and supplies | EA | MAN2 | SIGN,CASTABLE,200X300MM,POLE,1M,EA | SIGN, CASTABLE, 200 X 300MM, MOUNTED TO 1M POLE, EACH |  |  |  | URL NOT FOUND | [15 empty] | SIGN | [61 empty] | PRODUCTION COMPLETED
000000000060254326 | TNG_001 | DATA ENRICHMENT | ABG | ABG | OK | 2022-11-02 |  |  | 000000000060254326 | BHP1 | BHP Spares & Supplies | 200000 | Mining Machinery and Accessories | EA | MAN2 | SIGN,CENTRALISED,WAITING,PLACE,1000X400M | SIGN, CENTRALISED, WAITING, PLACE, 1000 X 400MM, INSTALATION |  |  |  | URL NOT FOUND | [15 empty] | SIGN | [61 empty] | PRODUCTION COMPLETED
000000000060253467 | TNG_001 | DATA ENRICHMENT | ABG | ABG | OK | 2022-11-02 |  |  | 000000000060253467 | BHP1 | BHP Spares & Supplies | 200000 | Mining Machinery and Accessories | EA | MAN2 | SIGN,CHROMADEK,REFLECTIVE,1200X1200C/W,P | SIGN, CHROMADEK, REFLECTIVE, 1200 X 1200 C/W, POLE, AND, FRAME, SITE, CONDITIONS |  |  |  | URL NOT FOUND | [15 empty] | SIGN | [61 empty] | PRODUCTION COMPLETED
000000000060247533 | TNG_001 | DATA ENRICHMENT | ABG | ABG | OK | 2022-11-02 |  |  | 000000000060247533 | BHP1 | BHP Spares & Supplies | 551217 | Signage | EA | MAN2 | SIGN,CHROMODEK,100MMX400MM,MAINT CELL,EA | SIGN,CHROMODEK,100MMX400MM,MAINT CELL, BALL MILL MAINTENANCE CELL,EA |  |  |  | URL NOT FOUND | [15 empty] | SIGN | [61 empty] | PRODUCTION COMPLETED
000000000060232817 | TNG_001 | DATA ENRICHMENT | ABG | ABG | OK | 2022-11-02 |  |  | 000000000060232817 | BHP1 | BHP Spares & Supplies | P6020 | Health, safety environment & community services, consultants | EA | MAN2 | SIGN,COMPULSORY,1225MMX600MM | SIGN,COMPULSORY REFLECTIVE,1225mmX600mm |  |  |  | URL NOT FOUND | [15 empty] | SIGN | [61 empty] | PRODUCTION COMPLETED
000000000060243093 | TNG_001 | DATA ENRICHMENT | ABG | ABG | OK | 2022-11-02 |  |  | 000000000060243093 | BHP1 | BHP Spares & Supplies | 551217 | Signage | EA | MAN2 | SIGN,CONTROL,ROOM | SIGNS, CONTROL ROOM, REVLECTIVE, SINGLE SIDED, CHROMADECK, FULL COLOUR WITH SQUARE TUBE FRAME AND 4 BRACKETS,1400MMX250MM |  |  |  | URL NOT FOUND | [15 empty] | SIGN | [61 empty] | PRODUCTION COMPLETED
000000000060238166 | TNG_001 | DATA ENRICHMENT | ABG | ABG | OK | 2022-11-02 |  |  | 000000000060238166 | BHP1 | BHP Spares & Supplies | 551217 | Signage | EA | MAN2 | SIGN,DAM2 | SIGN, DAM2 NO DRINKING WATER, NO FISHING, NO SWIMMING, NO ANAUTHORIZED 800MM X 1000MM REFLECTIVE CHROMADEK BOARD |  |  |  | URL NOT FOUND | [15 empty] | SIGN | [61 empty] | PRODUCTION COMPLETED
000000000060238165 | TNG_001 | DATA ENRICHMENT | ABG | ABG | OK | 2022-11-02 |  |  | 000000000060238165 | BHP1 | BHP Spares & Supplies | 551217 | Signage | EA | MAN2 | SIGN,DAM3 | SIGN, DAM3 NO DRINKING WATER, NO FISHING, NO SWIMMING, NO ANAUTHORIZED 800MM X 1000MM REFLECTIVE CHROMADEK BOARD |  |  |  | URL NOT FOUND | [15 empty] | SIGN | [61 empty] | PRODUCTION COMPLETED
000000000060251907 | TNG_001 | DATA ENRICHMENT | ABG | ABG | OK | 2022-11-02 |  |  | 000000000060251907 | BHP1 | BHP Spares & Supplies | 551217 | Signage | EA | MAN2 | SIGN,DANGER,CHROMADEX,NON,REFLECTIVE | SIGN,DANGER,CHROMADEX,NON,REFLECTIVE,LAMINATION,500X200MM BOARDS | E | 0019011819 | Unknown | [16 empty] | SIGN | [61 empty] | PRODUCTION COMPLETED
000000000060244128 | TNG_001 | DATA ENRICHMENT | ABG | ABG | OK | 2022-11-02 |  |  | 000000000060244128 | BHP1 | BHP Spares & Supplies | 551217 | Signage | EA | MAN2 | SIGN,DANGER,PLATE,1.5MM POLE,150MMX600MM | SIGN,DANGER,PLATE,1.5MM POLE,150MMX600MM,SABS,APPROVED ROAD SIGN |  |  |  | URL NOT FOUND | [15 empty] | SIGN | [61 empty] | PRODUCTION COMPLETED
000000000060253074 | TNG_001 | DATA ENRICHMENT | ABG | ABG | OK | 2022-11-02 |  |  | 000000000060253074 | BHP1 | BHP Spares & Supplies | 551217 | Signage | EA | MAN2 | SIGN,DANGER,REFLECTIVE,VOLTS,400X300MM | SIGN, DANGER, CHROMADEK, REFLECTIVE, VOLTS, 400 X 300MM | E | 0019011819 | Unknown | [16 empty] | SIGN | [61 empty] | PRODUCTION COMPLETED
000000000060239735 | TNG_001 | DATA ENRICHMENT | ABG | ABG | OK | 2022-11-02 |  |  | 000000000060239735 | BHP1 | BHP Spares & Supplies | 461815 | Safety apparel | EA | MAN2 | SIGN,DANGER,REFLECTOR,STICKER,100X150MM | SIGN, DANGER ,GEVAAR, INGOSI REFLECTOR, STICKER,100 X 150MM, YELLOW BACKGROND BLACK LETTERING, FULLY REFLECTIVE |  |  |  | URL NOT FOUND | [15 empty] | SIGN | [61 empty] | PRODUCTION COMPLETED
000000000060239736 | TNG_001 | DATA ENRICHMENT | ABG | ABG | OK | 2022-11-02 |  |  | 000000000060239736 | BHP1 | BHP Spares & Supplies | 461815 | Safety apparel | EA | MAN2 | SIGN,DANGER,REFLECTOR,STICKER,140X200MM | SIGN, DANGER ,GEVAAR,INGOSI REFLECTOR, STICKER ,140 X 200MM, YELLOW BACKGROND BLACK LETTERING, FULLY REFLECTIVE |  |  |  | URL NOT FOUND | [15 empty] | SIGN | [61 empty] | PRODUCTION COMPLETED
000000000060254617 | TNG_001 | DATA ENRICHMENT | ABG | ABG | OK | 2022-11-02 |  |  | 000000000060254617 | BHP1 | BHP Spares & Supplies | 200000 | Mining Machinery and Accessories | EA | MAN2 | SIGN,DO,NOT,REMOVE,LIFEBUOY,CHROMADEK,60 | SIGN, DO, NOT, REMOVE, LIFEBUOY, CHROMADEK, 600MM X 900MM |  |  |  | URL NOT FOUND | [15 empty] | SIGN | [61 empty] | PRODUCTION COMPLETED
000000000060254611 | TNG_001 | DATA ENRICHMENT | ABG | ABG | OK | 2022-11-02 |  |  | 000000000060254611 | BHP1 | BHP Spares & Supplies | 200000 | Mining Machinery and Accessories | EA | MAN2 | SIGN,DO,NOT,REMOVE,LIFEBUOY,CHROMADEK,60 | SIGN, DO, NOT, REMOVE, LIFEBUOY, CHROMADEK, 600MM X 900MM |  |  |  | URL NOT FOUND | [15 empty] | SIGN | [61 empty] | PRODUCTION COMPLETED
000000000060253701 | TNG_001 | DATA ENRICHMENT | ABG | ABG | OK | 2022-11-02 |  |  | 000000000060253701 | BHP1 | BHP Spares & Supplies | 200000 | Mining Machinery and Accessories | EA | MAN2 | SIGN,DOOR,EMERGENCY,400X200MM,ABS,NON RE | SIGN, DOOR, EMERGENCY, 400X200MM, ABS, NON REFLECTIVE |  |  |  | URL NOT FOUND | [15 empty] | SIGN | [61 empty] | PRODUCTION COMPLETED
000000000060252395 | TNG_001 | DATA ENRICHMENT | ABG | ABG | OK | 2022-11-02 |  |  | 000000000060252395 | BHP1 | BHP Spares & Supplies | 551217 | Signage | EA | MAN2 | SIGN,DRAWNING,PROCEDURES,1000X1000MM,REF | SIGN,DRAWNING,PROCEDURES,1000X1000MM,REFLECTIVE,BOARD,COMPLETE,WITH,FRAME,AND,LATCHES |  |  |  | URL NOT FOUND | [15 empty] | SIGN | [61 empty] | PRODUCTION COMPLETED
000000000060239267 | TNG_001 | DATA ENRICHMENT | ABG | ABG | OK | 2022-11-02 |  |  | 000000000060239267 | BHP1 | BHP Spares & Supplies | 551217 | Signage | EA | MAN2 | SIGN,DRINKING,WATER | REFLECTIVE, ABS, PLASTIC SIGNS, FULL COLOUR,DIGITALLY PRINTED, 290MMX290MM, DRINKING, WATER |  | 0019011784 | PAW SIGNS CC T/A KING COPY & SIGNS | URL NOT FOUND |  | PAW SIGNS CC T/A KING COPY & SIGNS | [13 empty] | SIGN | [61 empty] | PRODUCTION COMPLETED
000000000060254348 | TNG_001 | DATA ENRICHMENT | ABG | ABG | OK | 2022-11-02 |  |  | 000000000060254348 | BHP1 | BHP Spares & Supplies | 200000 | Mining Machinery and Accessories | EA | MAN2 | SIGN,DRIVE,DEAD,SLOW,290X290MM | SIGN, DRIVE, DEAD, SLOW, 290 X 290MM |  |  |  | URL NOT FOUND | [15 empty] | SIGN | [61 empty] | PRODUCTION COMPLETED
000000000060254337 | TNG_001 | DATA ENRICHMENT | ABG | ABG | OK | 2022-11-02 |  |  | 000000000060254337 | BHP1 | BHP Spares & Supplies | 200000 | Mining Machinery and Accessories | EA | MAN2 | SIGN,DRIVE,DEAD,SLOW,290X290MM | SIGN, DRIVE, DEAD, SLOW, 290 X 290MM |  |  |  | URL NOT FOUND | [15 empty] | SIGN | [61 empty] | PRODUCTION COMPLETED
000000000060254906 | TNG_001 | DATA ENRICHMENT | ABG | ABG | OK | 2022-11-02 |  |  | 000000000060254906 | BHP1 | BHP Spares & Supplies | 551217 | Signage | EA | MAN2 | SIGN,EAR,PLUG,NOISE | SIGN, REFLECTIVE, CHROMADEK, SINGLE SIDED, FULL COLOUR, DIGITALLY PRINTED, NO FRAME, 300MMX300MM, EAR PLUG, NOISE | KCSSAM021 | 0019011819 | Unknown |  |  |  | KCSSAM021 | [12 empty] | SIGN | [61 empty] | PRODUCTION COMPLETED
000000000060255167 | TNG_001 | DATA ENRICHMENT | ABG | ABG | OK | 2022-11-02 |  |  | 000000000060255167 | BHP1 | BHP Spares & Supplies | 551217 | Signage | EA | MAN2 | SIGN,EMERGENCY ASSEMBLY POINT,400X400 MM | SIGN, EMERGENCY ASSEMBLY POINT, 400X400 MM, 0.6 MM CHROMADEK REFLECTIVE, UV PROTECTED, 25MM SQ TUBING FRAME, WITH MOUNTING BRACKETS |  |  |  | URL NOT FOUND |  |  | 200000 | [12 empty] | SIGN | [61 empty] | PRODUCTION COMPLETED
000000000060255164 | TNG_001 | DATA ENRICHMENT | ABG | ABG | OK | 2022-11-02 |  |  | 000000000060255164 | BHP1 | BHP Spares & Supplies | 551217 | Signage | EA | MAN2 | SIGN,EMERGENCY GATHERING AREA,2070X500MM | SIGN, EMERGENCY GATHERING AREA, 2070X500 MM, 0.6 MM CHROMADEK, REFLECTIVE, UV PROTECTED, 25MM SQ TUBING FRAME, WITH MOUNTING BRACKET |  |  |  | URL NOT FOUND |  |  | WA401 | [12 empty] | SIGN | [61 empty] | PRODUCTION COMPLETED
000000000060238158 | TNG_001 | DATA ENRICHMENT | ABG | ABG | OK | 2022-11-02 |  |  | 000000000060238158 | BHP1 | BHP Spares & Supplies | 551217 | Signage | EA | MAN2 | SIGN,ENTRANCE TO BREAK TEST | SIGN, ENTRANCE TO BREAK TEST 300MM X 600MM REFLECTIVE CHROMADEK BOARD WITH FRAME |  |  |  | URL NOT FOUND |  |  | WA402 | [12 empty] | SIGN | [61 empty] | PRODUCTION COMPLETED
000000000060239264 | TNG_001 | DATA ENRICHMENT | ABG | ABG | OK | 2022-11-02 |  |  | 000000000060239264 | BHP1 | BHP Spares & Supplies | 551217 | Signage | EA | MAN2 | SIGN,ESCAPE ,ARROW,LEFT,D/SIDED | REFLECTIVE, ABS, PLASTIC SIGNS, FULL COLOUR,DIGITALLY PRINTED, 570MMX290MM, DOUBLE, SIDED, ESCAPE, SIGN, WITH, ARROW, LEFT |  | 0019011784 | PAW SIGNS CC T/A KING COPY & SIGNS | URL NOT FOUND |  | PAW SIGNS CC T/A KING COPY & SIGNS | WA405 | [12 empty] | SIGN | [61 empty] | PRODUCTION COMPLETED
000000000060239259 | TNG_001 | DATA ENRICHMENT | ABG | ABG | OK | 2022-11-02 |  |  | 000000000060239259 | BHP1 | BHP Spares & Supplies | 551217 | Signage | EA | MAN2 | SIGN,ESCAPE,ARROW,LEFT | REFLECTIVE, ABS, PLASTIC SIGNS, FULL COLOUR, DIGITALLY PRINTED, DOUBLE SIDED, 580MM X 290MM, ESCAPE WITH ARROW LEFT |  | 0019011784 | PAW SIGNS CC T/A KING COPY & SIGNS | URL NOT FOUND |  | PAW SIGNS CC T/A KING COPY & SIGNS | WA406 | [12 empty] | SIGN | [61 empty] | PRODUCTION COMPLETED
000000000060239263 | TNG_001 | DATA ENRICHMENT | ABG | ABG | OK | 2022-11-02 |  |  | 000000000060239263 | BHP1 | BHP Spares & Supplies | 551217 | Signage | EA | MAN2 | SIGN,ESCAPE,C/W,ARROW,D/SIDED | REFLECTIVE, ABS, PLASTIC SIGNS, FULL COLOUR,DIGITALLY PRINTED, 570MMX290MM, DOUBLE, SIDED, ESCAPE, SIGN, WITH, ARROW |  | 0019011784 | PAW SIGNS CC T/A KING COPY & SIGNS | URL NOT FOUND |  | PAW SIGNS CC T/A KING COPY & SIGNS | [13 empty] | SIGN | [61 empty] | PRODUCTION COMPLETED
000000000060239262 | TNG_001 | DATA ENRICHMENT | ABG | ABG | OK | 2022-11-02 |  |  | 000000000060239262 | BHP1 | BHP Spares & Supplies | 551217 | Signage | EA | MAN2 | SIGN,ESCAPE,ROUTE,ARROW,LEFT | REFLECTIVE, ABS, PLASTIC SIGNS, FULL COLOUR,DIGITALLY PRINTED, 570MMX290MM, ESCAPE, ROUTE, WITH, ARROW, TO, LEFT |  | 0019011784 | PAW SIGNS CC T/A KING COPY & SIGNS | URL NOT FOUND |  | PAW SIGNS CC T/A KING COPY & SIGNS | [13 empty] | SIGN | [61 empty] | PRODUCTION COMPLETED
000000000060239261 | TNG_001 | DATA ENRICHMENT | ABG | ABG | OK | 2022-11-02 |  |  | 000000000060239261 | BHP1 | BHP Spares & Supplies | 551217 | Signage | EA | MAN2 | SIGN,ESCAPE,ROUTE,ARROW,RIGHT | REFLECTIVE, ABS, PLASTIC SIGNS, FULL COLOUR, DIGITALLY PRINTED, 570MM X 290MM, ESCAPE ROUTE WITH ARROW TO RIGHT |  | 0019011784 | PAW SIGNS CC T/A KING COPY & SIGNS | URL NOT FOUND |  | PAW SIGNS CC T/A KING COPY & SIGNS | [13 empty] | SIGN | [61 empty] | PRODUCTION COMPLETED
000000000060239260 | TNG_001 | DATA ENRICHMENT | ABG | ABG | OK | 2022-11-02 |  |  | 000000000060239260 | BHP1 | BHP Spares & Supplies | 551217 | Signage | EA | MAN2 | SIGN,ESCAPE,TO,REFUGE,CHAMBER | REFLECTIVE, ABS, PLASTIC SIGNS, FULL COLOUR,DIGITALLY PRINTED, 870MMX290MM, ESCAPE ROUTE TO REFUGE CHAMBER WITH ARROW TO LEFT |  | 0019011784 | PAW SIGNS CC T/A KING COPY & SIGNS | URL NOT FOUND |  | PAW SIGNS CC T/A KING COPY & SIGNS | [13 empty] | SIGN | [61 empty] | PRODUCTION COMPLETED
000000000060253722 | TNG_001 | DATA ENRICHMENT | ABG | ABG | OK | 2022-11-02 |  |  | 000000000060253722 | BHP1 | BHP Spares & Supplies | 200000 | Mining Machinery and Accessories | EA | MAN2 | SIGN,EXPLOSIVE,PACKAGING,BURNING,BAY,600 | SIGN, EXPLOSIVE, PACKAGING, BURNING, BAY, 600 X 500MM, CRD, REFLECTIVE, RED, ON, WHITE, SIGN, ONLY |  |  |  | URL NOT FOUND | [15 empty] | SIGN | [61 empty] | PRODUCTION COMPLETED
000000000060238159 | TNG_001 | DATA ENRICHMENT | ABG | ABG | OK | 2022-11-02 |  |  | 000000000060238159 | BHP1 | BHP Spares & Supplies | 551217 | Signage | EA | MAN2 | SIGN,FIRST AID DROWNING PROCEDURE | SIGN, EMERGENCY FITST AID DROWNING PROCEDURE 800MM X 1000MM REFLECTIVE CHROMADEK BOARD WITH FRAME AND 3M POLE |  |  |  | URL NOT FOUND | [15 empty] | SIGN | [61 empty] | PRODUCTION COMPLETED
000000000060253293 | TNG_001 | DATA ENRICHMENT | ABG | ABG | OK | 2022-11-02 |  |  | 000000000060253293 | BHP1 | BHP Spares & Supplies | 200000 | Mining Machinery and Accessories | EA | MAN2 | SIGN,FRIDGE,13CMX13CM,PERSPEX | SIGN, FRIDGE, 13CM X 13CM, PERSPEX |  |  |  | URL NOT FOUND | [15 empty] | SIGN | [61 empty] | PRODUCTION COMPLETED
000000000060256357 | TNG_001 | DATA ENRICHMENT | ABG | ABG | OK | 2022-11-02 |  |  | 000000000060256357 | BHP1 | BHP Spares & Supplies | P6010 | Training | EA | MAN2 | SIGN,GO,500X500MMXABS | SIGN, GO, 500X500MMXABS |  |  |  | URL NOT FOUND | [15 empty] | SIGN | [61 empty] | PRODUCTION COMPLETED
000000000060244051 | TNG_001 | DATA ENRICHMENT | ABG | ABG | OK | 2022-11-02 |  |  | 000000000060244051 | BHP1 | BHP Spares & Supplies | 551217 | Signage | EA | MAN2 | SIGN,HIGH VOLTAGE | HIGH VOLTAGE SIGNS, INDICATING THE VOLTAGE SIGN. 300MM X 300MM |  |  |  | URL NOT FOUND | [15 empty] | SIGN | [61 empty] | PRODUCTION COMPLETED
000000000060254334 | TNG_001 | DATA ENRICHMENT | ABG | ABG | OK | 2022-11-02 |  |  | 000000000060254334 | BHP1 | BHP Spares & Supplies | 200000 | Mining Machinery and Accessories | EA | MAN2 | SIGN,HIGH,RISK,AREA,2000X1800MM,CHROMADE | SIGN, HIGH, RISK, AREA, 2000 X 1800MM, CHROMADEK, REFLACTIVE |  |  |  | URL NOT FOUND | [15 empty] | SIGN | [61 empty] | PRODUCTION COMPLETED
000000000060244565 | TNG_001 | DATA ENRICHMENT | ABG | ABG | OK | 2022-11-02 |  |  | 000000000060244565 | BHP1 | BHP Spares & Supplies | 551217 | Signage | EA | MAN2 | SIGN,INCOMER NO.1 (T34),35MM X 200MM,EA | SIGN,INCOMER NO.1 (T34),35MM X 200MM,ENGRAVED,BLACK ON WHITE |  |  |  | URL NOT FOUND | [15 empty] | SIGN | [61 empty] | PRODUCTION COMPLETED
000000000060244566 | TNG_001 | DATA ENRICHMENT | ABG | ABG | OK | 2022-11-02 |  |  | 000000000060244566 | BHP1 | BHP Spares & Supplies | 551217 | Signage | EA | MAN2 | SIGN,INCOMER NO.3 (T83),35MM X 200MM,EA | SIGN, INCOMER NO.3 (T83), 35MM X 200MM, ENGRAVED, BLACK ON WHITE, LABLE |  |  |  | URL NOT FOUND | [15 empty] | SIGN | [61 empty] | PRODUCTION COMPLETED
000000000060244567 | TNG_001 | DATA ENRICHMENT | ABG | ABG | OK | 2022-11-02 |  |  | 000000000060244567 | BHP1 | BHP Spares & Supplies | 551217 | Signage | EA | MAN2 | SIGN,INCOMER NO.4 (T04),35MM X 200MM,EA | SIGN, INCOMER NO.4 (T04), 35MM X 200MM, ENGRAVED, BLACK ON WHITE, LABLE |  |  |  | URL NOT FOUND | [15 empty] | SIGN | [61 empty] | PRODUCTION COMPLETED
000000000060253066 | TNG_001 | DATA ENRICHMENT | ABG | ABG | OK | 2022-11-02 |  |  | 000000000060253066 | BHP1 | BHP Spares & Supplies | 551217 | Signage | EA | MAN2 | SIGN,INFORMATION,,FORCE,DRAFT,COOLER,EA | SIGN,INFORMATION,CALCINERS 1 TO 3 FORCE DRAFT COOLER,SIZE 200MM WIDE AND, 100MM HIGH,PLASTIC SIGN WITH WHITE LETTERS ON GREEN BACGROUND,EA |  |  |  | URL NOT FOUND | [15 empty] | SIGN | [61 empty] | PRODUCTION COMPLETED
000000000060253064 | TNG_001 | DATA ENRICHMENT | ABG | ABG | OK | 2022-11-02 |  |  | 000000000060253064 | BHP1 | BHP Spares & Supplies | 551217 | Signage | EA | MAN2 | SIGN,INFORMATION,AIR,FAN,EA | SIGN,INFORMATION,CALCINERS 1 TO 3 COMBUSTION CHAMBER AIR FAN,SIZE 200MM, WIDE AND 100MM HIGH,PLASTIC SIGN WITH WHITE LETTERS ON GREEN, BACGROUND,EA |  |  |  | URL NOT FOUND | [15 empty] | SIGN | [61 empty] | PRODUCTION COMPLETED
000000000060253065 | TNG_001 | DATA ENRICHMENT | ABG | ABG | OK | 2022-11-02 |  |  | 000000000060253065 | BHP1 | BHP Spares & Supplies | 551217 | Signage | EA | MAN2 | SIGN,INFORMATION,BAGHOUSE,EA | SIGN,INFORMATION,CALCINERS 1 TO 3 BAGHOUSE,SIZE 200MM WIDE AND 100MM HIGH,PLASTIC SIGN WITH WHITE LETTERS ON GREEN BACGROUND,EA |  |  |  | URL NOT FOUND | [15 empty] | SIGN | [61 empty] | PRODUCTION COMPLETED
000000000060248735 | TNG_001 | DATA ENRICHMENT | ABG | ABG | OK | 2022-11-02 |  |  | 000000000060248735 | BHP1 | BHP Spares & Supplies | 310000 | Manufacturing Components and Supplies | EA | MAN2 | SIGN,INFORMATION,BEWARE OF SLIPPERY / WE | SIGN,INFORMATION,BEWARE OF SLIPPERY / WET SURFACES,YELLOW REFLECTIVE BACKROUND WITH RED LETTERING,SQUARE,0.6mm CHROMADEK,1M (L) x 1M |  |  |  | URL NOT FOUND | [15 empty] | SIGN | [61 empty] | PRODUCTION COMPLETED
000000000060253068 | TNG_001 | DATA ENRICHMENT | ABG | ABG | OK | 2022-11-02 |  |  | 000000000060253068 | BHP1 | BHP Spares & Supplies | 551217 | Signage | EA | MAN2 | SIGN,INFORMATION,GAS,BURNER,FAN,EA | SIGN,INFORMATION,CALCINERS 1 TO 3 GAS BURNER FAN,SIZE 200MM WIDE AND, 100MM HIGH,PLASTIC SIGN WITH WHITE LETTERS ON GREEN BACGROUND,EA |  |  |  | URL NOT FOUND | [15 empty] | SIGN | [61 empty] | PRODUCTION COMPLETED
000000000060253063 | TNG_001 | DATA ENRICHMENT | ABG | ABG | OK | 2022-11-02 |  |  | 000000000060253063 | BHP1 | BHP Spares & Supplies | 551217 | Signage | EA | MAN2 | SIGN,INFORMATION,GAS,CLEANING,FAN,EA | SIGN,INFORMATION,CALCINERS 1 TO 3 MAIN GAS CLEANING FAN,SIZE 200MM WIDE AND 100MM HIGH,PLASTIC SIGN WITH WHITE LETTERS ON GREEN BACG |  |  |  | URL NOT FOUND | [15 empty] | SIGN | [61 empty] | PRODUCTION COMPLETED
000000000060255166 | TNG_001 | DATA ENRICHMENT | ABG | ABG | OK | 2022-11-02 |  |  | 000000000060255166 | BHP1 | BHP Spares & Supplies | 551217 | Signage | EA | MAN2 | SIGN,INFORMATION,HOUSKEEPING,290X290MM | SIGN, INFORMATION, HOUSKEEPING, 290X290MM, 0.6 MM CHROMADEK, REFLECTIVE, UV RESISTANCE, 25MM SQ TUBING FRAME, WITH MOUNTING BRACKETS |  |  |  | URL NOT FOUND | [15 empty] | SIGN | [61 empty] | PRODUCTION COMPLETED
000000000060165410 | TNG_001 | DATA ENRICHMENT | ABG | ABG | OK | 2022-11-02 |  |  | 000000000060165410 | BHP1 | BHP Spares & Supplies | 551200 | Signage and accessories | EA | MAN2 | SIGN,INFORMATION,OXYGEN EMPTY,BLACK O | SIGN, INFORMATION: OXYGEN EMPTY, BLACK ON YELLOW BACKGROUND, 290 X 290MM |  |  |  | URL NOT FOUND | [15 empty] | SIGN | [61 empty] | PRODUCTION COMPLETED
000000000060165409 | TNG_001 | DATA ENRICHMENT | ABG | ABG | OK | 2022-11-02 |  |  | 000000000060165409 | BHP1 | BHP Spares & Supplies | 551200 | Signage and accessories | EA | MAN2 | SIGN,INFORMATION,OXYGEN FULL,BLACK ON | SIGN, INFORMATION: OXYGEN FULL, BLACK ON YELLOW BACKGROUND, 290 X 290MM |  |  |  | URL NOT FOUND | [15 empty] | SIGN | [61 empty] | PRODUCTION COMPLETED
000000000060251613 | TNG_001 | DATA ENRICHMENT | ABG | ABG | OK | 2022-11-02 |  |  | 000000000060251613 | BHP1 | BHP Spares & Supplies | 551217 | Signage | EA | MAN2 | SIGN,INFORMATION,PORTABLE,CAUTION,MEN | SIGN, INFORMATION, PORTABLE, CAUTION, MEN WORKING ABOVE, YELLOW WITH BLACK LETTERING |  |  |  | URL NOT FOUND | [15 empty] | SIGN | [61 empty] | PRODUCTION COMPLETED
000000000060253067 | TNG_001 | DATA ENRICHMENT | ABG | ABG | OK | 2022-11-02 |  |  | 000000000060253067 | BHP1 | BHP Spares & Supplies | 551217 | Signage | EA | MAN2 | SIGN,INFORMATION,RADIANT,COOLER,EA | SIGN,INFORMATION,CALCINERS 1 TO 3 RADIANT COOLER,SIZE 200MM WIDE AND, 100MM HIGH,PLASTIC SIGN WITH WHITE LETTERS ON GREEN BACGROUND,EA, SIGN,INFORMATION,CALCINERS 1 TO 3 RADIANT COOLER,SIZE 200MM WIDE AND 100MM HIGH,PLASTIC SIGN WITH WHITE LETTERS ON GREEN BACGROUND,E |  |  |  | URL NOT FOUND | [15 empty] | SIGN | [61 empty] | PRODUCTION COMPLETED
000000000060253069 | TNG_001 | DATA ENRICHMENT | ABG | ABG | OK | 2022-11-02 |  |  | 000000000060253069 | BHP1 | BHP Spares & Supplies | 551217 | Signage | EA | MAN2 | SIGN,INFORMATION,SCREW,FEEDER,EA | SIGN,INFORMATION,CALCINERS 1 TO 3 BAGHOUSE SCREW FEEDER,SIZE 200MM WIDE, AND 100MM HIGH,PLASTIC SIGN WITH WHITE LETTERS ON GREEN BACGROUND,EA |  |  |  | URL NOT FOUND | [15 empty] | SIGN | [61 empty] | PRODUCTION COMPLETED
000000000060253061 | TNG_001 | DATA ENRICHMENT | ABG | ABG | OK | 2022-11-02 |  |  | 000000000060253061 | BHP1 | BHP Spares & Supplies | 551217 | Signage | EA | MAN2 | SIGN,ISOLATION,POINT,PLASTIC,EA | SIGN,WARNING HOT SURFACES,CHROMODEK SIGN ON A TUBBING FRAME AND 4, SECURING LUGS,BLACK LETTERS ON YELLOW BACKGROUND,SIZE 400MM WIDE AND, 300MM HIGH,EA |  |  |  | URL NOT FOUND | [15 empty] | SIGN | [61 empty] | PRODUCTION COMPLETED
000000000060253711 | TNG_001 | DATA ENRICHMENT | ABG | ABG | OK | 2022-11-02 |  |  | 000000000060253711 | BHP1 | BHP Spares & Supplies | 200000 | Mining Machinery and Accessories | EA | MAN2 | SIGN,LAMPROOM,700X400MM,REFLECTIVE,ABS | SIGN, LAMPROOM, 700 X 400MM, REFLECTIVE, ABS | 200000 | 0019011819 | Unknown |  |  |  | 200000 | [12 empty] | SIGN | [61 empty] | PRODUCTION COMPLETED
000000000060238163 | TNG_001 | DATA ENRICHMENT | ABG | ABG | OK | 2022-11-02 |  |  | 000000000060238163 | BHP1 | BHP Spares & Supplies | 551217 | Signage | EA | MAN2 | SIGN,LEAVE YOUR HARD HAT HERE | SIGN, LEAVE YOUR HARD HAT HERE 150MM X 300MM REFLECTIVE CHROMADEK BOARD |  |  |  | URL NOT FOUND | [15 empty] | SIGN | [61 empty] | PRODUCTION COMPLETED
000000000060254325 | TNG_001 | DATA ENRICHMENT | ABG | ABG | OK | 2022-11-02 |  |  | 000000000060254325 | BHP1 | BHP Spares & Supplies | 200000 | Mining Machinery and Accessories | EA | MAN2 | SIGN,LET'S,KEEP,OUR,MINE,CLEAN,1500X1500 | SIGN, LET'S, KEEP, OUR, MINE, CLEAN, 1500 X 1500MM, INSTALATION |  |  |  | URL NOT FOUND | [15 empty] | SIGN | [61 empty] | PRODUCTION COMPLETED
000000000060254992 | TNG_001 | DATA ENRICHMENT | ABG | ABG | OK | 2022-11-02 |  |  | 000000000060254992 | BHP1 | BHP Spares & Supplies | 310000 | Manufacturing Components and Supplies | EA | MAN2 | SIGN,LIFE BUOY,REFLECTIVE,400MM X 400MM | SIGN,LIFE BUOY,REFLECTIVE,400MM X 400MM,COMPLETE WITH SQ TUBING FRAME AND MOUNTING BRACKETS |  |  |  | URL NOT FOUND | [15 empty] | SIGN | [61 empty] | PRODUCTION COMPLETED
000000000060255165 | TNG_001 | DATA ENRICHMENT | ABG | ABG | OK | 2022-11-02 |  |  | 000000000060255165 | BHP1 | BHP Spares & Supplies | 551217 | Signage | EA | MAN2 | SIGN,LIFTING EQUIPMENT,COLOUR CODING | SIGN, LIFTING EQUIPMENT, COLOUR CODING,700X700 MM, NON-REFLECTIVE, 0.6 MM CHROMADEK, UV PROTECTED, 25MM SQ TUBING FRAME, WITH MOUNTI |  |  |  | URL NOT FOUND | [15 empty] | SIGN | [61 empty] | PRODUCTION COMPLETED
000000000060241306 | TNG_001 | DATA ENRICHMENT | ABG | ABG | OK | 2022-11-02 |  |  | 000000000060241306 | BHP1 | BHP Spares & Supplies | 551217 | Signage | EA | MAN2 | SIGN,LIFTING TACKLE, COLOUR CODE,EA | SIGN, LIFTING TACKLE, COLOUR CODE, 615MM X 925MM, EA |  |  |  | URL NOT FOUND | [15 empty] | SIGN | [61 empty] | PRODUCTION COMPLETED
000000000060239270 | TNG_001 | DATA ENRICHMENT | ABG | ABG | OK | 2022-11-02 |  |  | 000000000060239270 | BHP1 | BHP Spares & Supplies | 551217 | Signage | EA | MAN2 | SIGN,METHANE | REFLECTIVE, ABS, PLASTIC SIGNS, FULL COLOUR,DIGITALLY PRINTED, 290MMX290MM, METHANE |  | 0019011784 | PAW SIGNS CC T/A KING COPY & SIGNS | URL NOT FOUND |  | PAW SIGNS CC T/A KING COPY & SIGNS | [13 empty] | SIGN | [61 empty] | PRODUCTION COMPLETED
000000000060232814 | TNG_001 | DATA ENRICHMENT | ABG | ABG | OK | 2022-11-02 |  |  | 000000000060232814 | BHP1 | BHP Spares & Supplies | 551217 | Signage | EA | MAN2 | SIGN,MINE NAMES 1800MMX900MM | SIGN,MINE NAME, REFLECTIVE 1800mmX900mm |  |  |  | URL NOT FOUND | [15 empty] | SIGN | [61 empty] | PRODUCTION COMPLETED
000000000060254905 | TNG_001 | DATA ENRICHMENT | ABG | ABG | OK | 2022-11-02 |  |  | 000000000060254905 | BHP1 | BHP Spares & Supplies | 551217 | Signage | EA | MAN2 | SIGN,NIP,POINT,ON,CONVEYOR | SIGN, REFLECTIVE, CHROMADEK, SINGLE SIDED, FULL COLOUR, DIGITALLY PRINTED, NO FRAME, 290MMX290MM, NIP POINT ON, CONVEYOR |  |  |  | URL NOT FOUND | [15 empty] | SIGN | [61 empty] | PRODUCTION COMPLETED
000000000060244412 | TNG_001 | DATA ENRICHMENT | ABG | ABG | OK | 2022-11-02 |  |  | 000000000060244412 | BHP1 | BHP Spares & Supplies | 551200 | Signage and accessories | EA | MAN2 | SIGN,NO ENTRY,SIZE 540 X540MM,CHROMADEK | SIGN, NO ENTRY, SIZE 540 X 540MM, CHROMADEK REFLECTIVE, AVERY ENGINEER GRADE |  |  |  | URL NOT FOUND | [15 empty] | SIGN | [61 empty] | PRODUCTION COMPLETED
000000000060241807 | TNG_001 | DATA ENRICHMENT | ABG | ABG | OK | 2022-11-02 |  |  | 000000000060241807 | BHP1 | BHP Spares & Supplies | 551217 | Signage | EA | MAN2 | SIGN,NO FIRE AND OPEN FLAMES, 290X290,EA | SIGN, NO FIRE AND OPEN FLAMES, 290X290, EA |  |  |  | URL NOT FOUND | [15 empty] | SIGN | [61 empty] | PRODUCTION COMPLETED
000000000060253849 | TNG_001 | DATA ENRICHMENT | ABG | ABG | OK | 2022-11-02 |  |  | 000000000060253849 | BHP1 | BHP Spares & Supplies | 200000 | Mining Machinery and Accessories | EA | MAN2 | SIGN,NO,DROP,OFF,ZONE,1000X1000MM | SIGN, NO, DROP, OFF, ZONE, 1000 X 1000MM, CHROMADEC |  |  |  | URL NOT FOUND | [15 empty] | SIGN | [61 empty] | PRODUCTION COMPLETED
000000000060254618 | TNG_001 | DATA ENRICHMENT | ABG | ABG | OK | 2022-11-02 |  |  | 000000000060254618 | BHP1 | BHP Spares & Supplies | 200000 | Mining Machinery and Accessories | EA | MAN2 | SIGN,NO,PARKING,IN,FRONT,OF,GATE,CHROMAD | SIGN, NO, PARKING, IN, FRONT, OF, GATE, CHROMADEK, 600MM X 900MM |  |  |  | URL NOT FOUND | [15 empty] | SIGN | [61 empty] | PRODUCTION COMPLETED
000000000060254612 | TNG_001 | DATA ENRICHMENT | ABG | ABG | OK | 2022-11-02 |  |  | 000000000060254612 | BHP1 | BHP Spares & Supplies | 200000 | Mining Machinery and Accessories | EA | MAN2 | SIGN,NO,PARKING,IN,FRONT,OF,GATE,CHROMAD | SIGN, NO, PARKING, IN, FRONT, OF, GATE, CHROMADEK, 600MM X 900MM |  |  |  | URL NOT FOUND | [15 empty] | SIGN | [61 empty] | PRODUCTION COMPLETED
000000000060254359 | TNG_001 | DATA ENRICHMENT | ABG | ABG | OK | 2022-11-02 |  |  | 000000000060254359 | BHP1 | BHP Spares & Supplies | 200000 | Mining Machinery and Accessories | EA | MAN2 | SIGN,NO,PEDESTRIAN,FOUR,STEPS,1230X1230M | SIGN, NO, PEDESTRIAN, FOUR, STEPS, 1230 X 1230MM |  |  |  | URL NOT FOUND | [15 empty] | SIGN | [61 empty] | PRODUCTION COMPLETED
000000000060250680 | TNG_001 | DATA ENRICHMENT | ABG | ABG | OK | 2022-11-02 |  |  | 000000000060250680 | BHP1 | BHP Spares & Supplies | 200000 | Mining Machinery and Accessories | EA | MAN2 | SIGN,NO,PEDESTRIANS,400X600MM,CRD,NON/RE | SIGN,NO,PEDESTRIANS,400X600MM,CRD,NON/REF |  |  |  | URL NOT FOUND | [15 empty] | SIGN | [61 empty] | PRODUCTION COMPLETED
000000000060254331 | TNG_001 | DATA ENRICHMENT | ABG | ABG | OK | 2022-11-02 |  |  | 000000000060254331 | BHP1 | BHP Spares & Supplies | 200000 | Mining Machinery and Accessories | EA | MAN2 | SIGN,NO,SUBSTITUTE,FOR,SAFETY,1000X1000M | SIGN, NO, SUBSTITUTE, FOR, SAFETY, 1000 X 1000MM, INSTALATION |  |  |  | URL NOT FOUND | [15 empty] | SIGN | [61 empty] | PRODUCTION COMPLETED
000000000060253615 | TNG_001 | DATA ENRICHMENT | ABG | ABG | OK | 2022-11-02 |  |  | 000000000060253615 | BHP1 | BHP Spares & Supplies | 441119 | Boards | EA | MAN2 | SIGN,NO,UNAUTHORISED,ENTRY,440MMX440MM,R | REFLECTIVE, CHROMADEK,SINGLE, SIDED, FULL, COLOUR, DIGITALLY, PRINTED, SUPPLIED, WITH, NO, FRAME, 440MM, X, 440MM, NO, UNAUTHORISED, |  |  |  | URL NOT FOUND | [15 empty] | SIGN | [61 empty] | PRODUCTION COMPLETED
000000000060254580 | TNG_001 | DATA ENRICHMENT | ABG | ABG | OK | 2022-11-02 |  |  | 000000000060254580 | BHP1 | BHP Spares & Supplies | 200000 | Mining Machinery and Accessories | EA | MAN2 | SIGN,NON,STANDARD,2500MMX1250MM,CHROMADE | SIGN,NON,STANDARD,2500MMX1250MM,CHROMADEK,WITH,FRAME,AND,POLES |  |  |  | URL NOT FOUND | [15 empty] | SIGN | [61 empty] | PRODUCTION COMPLETED
000000000060254581 | TNG_001 | DATA ENRICHMENT | ABG | ABG | OK | 2022-11-02 |  |  | 000000000060254581 | BHP1 | BHP Spares & Supplies | 200000 | Mining Machinery and Accessories | EA | MAN2 | SIGN,NON,STANDARD,5000MMX1500MM,CHROMADE | SIGN,NON,STANDARD,5000MMX1500MM,CHROMADEK,WITH,FRAME,AND,POLES |  |  |  | URL NOT FOUND | [15 empty] | SIGN | [61 empty] | PRODUCTION COMPLETED
000000000060238164 | TNG_001 | DATA ENRICHMENT | ABG | ABG | OK | 2022-11-02 |  |  | 000000000060238164 | BHP1 | BHP Spares & Supplies | 551217 | Signage | EA | MAN2 | SIGN,OIL PAINT AND THINNERS,MSDS | SIGN, OIL, PAINT AND THINNERS MSDS 400MM X 400MM REFLECTIVE CHROMADEK BOARD |  |  |  | URL NOT FOUND | [15 empty] | SIGN | [61 empty] | PRODUCTION COMPLETED
000000000060256130 | TNG_001 | DATA ENRICHMENT | ABG | ABG | OK | 2022-11-02 |  |  | 000000000060256130 | BHP1 | BHP Spares & Supplies | 200000 | Mining Machinery and Accessories | EA | MAN2 | SIGN,ONLY,ONE,TRUCK,ALLOWED,AT,A,TIME | SIGN, ONLY, ONE, TRUCK, ALLOWED, AT, A, TIME, 1000MMX1000MM, CRD, REFLECTIVE, BOARD, WITH, FRAME, 1, POLE, AND, CLAMP |  |  |  | URL NOT FOUND | [15 empty] | SIGN | [61 empty] | PRODUCTION COMPLETED
000000000060254354 | TNG_001 | DATA ENRICHMENT | ABG | ABG | OK | 2022-11-02 |  |  | 000000000060254354 | BHP1 | BHP Spares & Supplies | 200000 | Mining Machinery and Accessories | EA | MAN2 | SIGN,OPEN,CAST,LOADING,AREA,12400X800MM | SIGN, OPEN, CAST, LOADING, AREA, 12400 X 800MM |  |  |  | URL NOT FOUND | [15 empty] | SIGN | [61 empty] | PRODUCTION COMPLETED
000000000060242308 | TNG_001 | DATA ENRICHMENT | ABG | ABG | OK | 2022-11-02 |  |  | 000000000060242308 | BHP1 | BHP Spares & Supplies | 231500 | Industrial process machinery, equipment and supplies | EA | MAN2 | SIGN,OXALIC ACID,200X300MM,EA | SIGN, 200 X 300 MM, OXALIC ACID, EACH |  |  |  | URL NOT FOUND | [15 empty] | SIGN | [61 empty] | PRODUCTION COMPLETED
000000000060245528 | TNG_001 | DATA ENRICHMENT | ABG | ABG | OK | 2022-11-02 |  |  | 000000000060245528 | BHP1 | BHP Spares & Supplies | 200000 | Mining Machinery and Accessories | EA | MAN2 | SIGN,PARKING,ZONE,2000X1500MM | SIGN,PARKING ZONE,2000X1500MM,CHROMADEK,CW,POLES,AND,FRAME |  |  |  | URL NOT FOUND | [15 empty] | SIGN | [61 empty] | PRODUCTION COMPLETED
000000000060254335 | TNG_001 | DATA ENRICHMENT | ABG | ABG | OK | 2022-11-02 |  |  | 000000000060254335 | BHP1 | BHP Spares & Supplies | 200000 | Mining Machinery and Accessories | EA | MAN2 | SIGN,PEDESTRIANS,NO,OVERTAKING,600X600MM | SIGN, PEDESTRIANS, NO, OVERTAKING, 600 X 600MM, INSTALLATION |  |  |  | URL NOT FOUND | [15 empty] | SIGN | [61 empty] | PRODUCTION COMPLETED
000000000060255160 | TNG_001 | DATA ENRICHMENT | ABG | ABG | OK | 2022-11-02 |  |  | 000000000060255160 | BHP1 | BHP Spares & Supplies | 551217 | Signage | EA | MAN2 | SIGN,PIPE LINES,COLOUR CODING,500X400 MM | SIGN, PIPE LINES, COLOUR CODING, 500X400MM, 0.6MM CHROMADEK, REFLECTIVE, UV PROTECTED, 25MM SQ TUBING FRAME, WITH MOUNTING BRACKETS |  |  |  | URL NOT FOUND | [15 empty] | SIGN | [61 empty] | PRODUCTION COMPLETED
000000000060254349 | TNG_001 | DATA ENRICHMENT | ABG | ABG | OK | 2022-11-02 |  |  | 000000000060254349 | BHP1 | BHP Spares & Supplies | 200000 | Mining Machinery and Accessories | EA | MAN2 | SIGN,PRIVATE,PROPERTY,1200X1200MM | SIGN,P RIVATE, PROPERTY, 1200 X 1200MM |  |  |  | URL NOT FOUND | [15 empty] | SIGN | [61 empty] | PRODUCTION COMPLETED
000000000060253718 | TNG_001 | DATA ENRICHMENT | ABG | ABG | OK | 2022-11-02 |  |  | 000000000060253718 | BHP1 | BHP Spares & Supplies | 551200 | Signage and accessories | EA | MAN2 | SIGN,PRIVATE,PROPERTY,300MMX300MM | SIGN, PRIVATE, PROPERTY, 300MM X 300MM, CHROMADEK, PRINTED, CMYK, FRONT, ONLY, ON, VYNIL, REFLECTIVE, 200GSM, WHITE |  |  |  | URL NOT FOUND | [15 empty] | SIGN | [61 empty] | PRODUCTION COMPLETED
000000000060246681 | TNG_001 | DATA ENRICHMENT | ABG | ABG | OK | 2022-11-02 |  |  | 000000000060246681 | BHP1 | BHP Spares & Supplies | 200000 | Mining Machinery and Accessories | EA | MAN2 | SIGN,REFLECTIVE,ABS,290X290MM,HZ11 | SIGN,REFLECTIVE,ABS,290X290MM,HZ11 |  |  |  | URL NOT FOUND | [15 empty] | SIGN | [61 empty] | PRODUCTION COMPLETED
000000000060246682 | TNG_001 | DATA ENRICHMENT | ABG | ABG | OK | 2022-11-02 |  |  | 000000000060246682 | BHP1 | BHP Spares & Supplies | 200000 | Mining Machinery and Accessories | EA | MAN2 | SIGN,REFLECTIVE,ABS,HZ1,C/W,2HOLES,ON,TO | SIGN,REFLECTIVE,ABS,HZ1,C/W,2HOLES,ON,TOP,AND,RINGS |  |  |  | URL NOT FOUND | [15 empty] | SIGN | [61 empty] | PRODUCTION COMPLETED
000000000060247840 | TNG_001 | DATA ENRICHMENT | ABG | ABG | OK | 2022-11-02 |  |  | 000000000060247840 | BHP1 | BHP Spares & Supplies | 261118 | Drive belts | EA | MAN2 | SIGN,REFLECTIVE,ABS,PLASTIC, FULL COLOU | SIGN, REFLECTIVE, ABS, PLASTIC, FULL COLOUR, DIGITALLY PRINTED, 290x290, SINGLE, SIDED, FIRE-HYDRANT-VALVE |  |  |  | URL NOT FOUND | [15 empty] | SIGN | [61 empty] | PRODUCTION COMPLETED
000000000060247834 | TNG_001 | DATA ENRICHMENT | ABG | ABG | OK | 2022-11-02 |  |  | 000000000060247834 | BHP1 | BHP Spares & Supplies | 261118 | Drive belts | EA | MAN2 | SIGN,REFLECTIVE,ABS,PLASTIC,DO-NOT-REMOV | SIGN, REFLECTIVE, ABS, PLASTIC, FULL COLOUR, DIGITALLY PRINTED, 440MMx440MM, SINGLE, SIDED, DO-NOT-REMOVE-GUARDS |  |  |  | URL NOT FOUND | [15 empty] | SIGN | [61 empty] | PRODUCTION COMPLETED
000000000060247842 | TNG_001 | DATA ENRICHMENT | ABG | ABG | OK | 2022-11-02 |  |  | 000000000060247842 | BHP1 | BHP Spares & Supplies | 261118 | Drive belts | EA | MAN2 | SIGN,REFLECTIVE,ABS,PLASTIC,MACHINE-ST | SIGN, REFLECTIVE, ABS, PLASTIC, FULL COLOUR, DIGITALLY PRINTED, 290x290, SINGLE, SIDED, MACHINE-START-AUTOMATICALLY |  |  |  | URL NOT FOUND | [15 empty] | SIGN | [61 empty] | PRODUCTION COMPLETED
000000000060247837 | TNG_001 | DATA ENRICHMENT | ABG | ABG | OK | 2022-11-02 |  |  | 000000000060247837 | BHP1 | BHP Spares & Supplies | 261118 | Drive belts | EA | MAN2 | SIGN,REFLECTIVE,ABS,PLASTIC,MOVING-MACH | SIGN, REFLECTIVE, ABS, PLASTIC, FULL COLOUR, DIGITALLY PRINTED, 290x290, SINGLE, SIDED, MOVING-MACHINERY |  |  |  | URL NOT FOUND | [15 empty] | SIGN | [61 empty] | PRODUCTION COMPLETED
000000000060247831 | TNG_001 | DATA ENRICHMENT | ABG | ABG | OK | 2022-11-02 |  |  | 000000000060247831 | BHP1 | BHP Spares & Supplies | 261118 | Drive belts | EA | MAN2 | SIGN,REFLECTIVE,ABS,PLASTIC,NIP-POINT | SIGN,REFLECTIVE, ABS, PLASTIC, FULL COLOUR, DIGITALLY PRINTED, 290x290, SINGLE, SIDED, NIP-POINT |  |  |  | URL NOT FOUND | [15 empty] | SIGN | [61 empty] | PRODUCTION COMPLETED
000000000060247832 | TNG_001 | DATA ENRICHMENT | ABG | ABG | OK | 2022-11-02 |  |  | 000000000060247832 | BHP1 | BHP Spares & Supplies | 261118 | Drive belts | EA | MAN2 | SIGN,REFLECTIVE,ABS,PLASTIC,NO-LOOSE-CLO | SIGN, REFLECTIVE, ABS, PLASTIC, FULL COLOUR, DIGITALLY PRINTED, 290x290, SINGLE, SIDED, NO-LOOSE-CLOTHING |  |  |  | URL NOT FOUND | [15 empty] | SIGN | [61 empty] | PRODUCTION COMPLETED
000000000060247835 | TNG_001 | DATA ENRICHMENT | ABG | ABG | OK | 2022-11-02 |  |  | 000000000060247835 | BHP1 | BHP Spares & Supplies | 261118 | Drive belts | EA | MAN2 | SIGN,REFLECTIVE,ABS,PLASTIC,UNDERPASS-H | SIGN, REFLECTIVE, ABS, PLASTIC SIGNS, FULL COLOUR, DIGITALLY PRINTED, WITH, SQUARE, TUBE, FRAME, 600mmx200mm, SINGLE, SIDED, UNDERPA |  |  |  | URL NOT FOUND | [15 empty] | SIGN | [61 empty] | PRODUCTION COMPLETED
000000000060247841 | TNG_001 | DATA ENRICHMENT | ABG | ABG | OK | 2022-11-02 |  |  | 000000000060247841 | BHP1 | BHP Spares & Supplies | 261118 | Drive belts | EA | MAN2 | SIGN,REFLECTIVE,ABS,PLASTIC,WATCH-YOUR- | SIGN, REFLECTIVE,ABS,PLASTIC, FULL COLOUR, DIGITALLY PRINTED, 290x290, SINGLE, SIDED, WATCH, YOUR, STEP |  |  |  | URL NOT FOUND | [15 empty] | SIGN | [61 empty] | PRODUCTION COMPLETED
000000000060249198 | TNG_001 | DATA ENRICHMENT | ABG | ABG | OK | 2022-11-02 |  |  | 000000000060249198 | BHP1 | BHP Spares & Supplies | 200000 | Mining Machinery and Accessories | EA | MAN2 | SIGN,REFLECTIVE,ACETYLINE,OXYGEN,440X440 | SIGN,REFLECTIVE,ACETYLINE,OXYGEN,440X440,CATALOGUE,CHROMEMADEK,ONLY |  |  |  | URL NOT FOUND | [15 empty] | SIGN | [61 empty] | PRODUCTION COMPLETED
000000000060249201 | TNG_001 | DATA ENRICHMENT | ABG | ABG | OK | 2022-11-02 |  |  | 000000000060249201 | BHP1 | BHP Spares & Supplies | 200000 | Mining Machinery and Accessories | EA | MAN2 | SIGN,REFLECTIVE,BEWARE,OF,MOVING,MACHINE | SIGN,REFLECTIVE,BEWARE,OF,MOVING,MACHINERY,500MMX30MM,ON,CHROMADEK,ONLY |  |  |  | URL NOT FOUND | [15 empty] | SIGN | [61 empty] | PRODUCTION COMPLETED
000000000060249200 | TNG_001 | DATA ENRICHMENT | ABG | ABG | OK | 2022-11-02 |  |  | 000000000060249200 | BHP1 | BHP Spares & Supplies | 200000 | Mining Machinery and Accessories | EA | MAN2 | SIGN,REFLECTIVE,HEIGHT,RESTRICTION,1000M | SIGN,REFLECTIVE,HEIGHT,RESTRICTION,1000MMX300MM,ON,CHROMADEK |  |  |  | URL NOT FOUND | [15 empty] | SIGN | [61 empty] | PRODUCTION COMPLETED
000000000060244165 | TNG_001 | DATA ENRICHMENT | ABG | ABG | OK | 2022-11-02 |  |  | 000000000060244165 | BHP1 | BHP Spares & Supplies | 251739 | Electrical components | EA | MAN2 | SIGN,REFLECTIVE,MAGNET,VEHICLE,200MMX200 | INST,SIGN,REFLECTIVE,MAGNETIC,VEHICLE,200MM X 200MM,CHROMO DECK,BACKROUND COLOUR YELLOW WITH BLACK LETTERING (BLACK ON YELLOW) |  |  |  | URL NOT FOUND | [15 empty] | SIGN | [61 empty] | PRODUCTION COMPLETED
000000000060239266 | TNG_001 | DATA ENRICHMENT | ABG | ABG | OK | 2022-11-02 |  |  | 000000000060239266 | BHP1 | BHP Spares & Supplies | 551217 | Signage | EA | MAN2 | SIGN,REFUGE,CHAMBER,DEMARCATION | REFLECTIVE, ABS, PLASTIC SIGNS, FULL COLOUR,DIGITALLY PRINTED, 600MMX400MM, REFUGE, CHAMBER, DEMARCATION |  | 0019011784 | PAW SIGNS CC T/A KING COPY & SIGNS | URL NOT FOUND |  | PAW SIGNS CC T/A KING COPY & SIGNS | [13 empty] | SIGN | [61 empty] | PRODUCTION COMPLETED
000000000060235935 | TNG_001 | DATA ENRICHMENT | ABG | ABG | OK | 2022-11-02 |  |  | 000000000060235935 | BHP1 | BHP Spares & Supplies | 551217 | Signage | EA | MAN2 | SIGN,ROADTRAFFIC,WARNING,WA401,DANGERPLA | SIGN, ROAD TRAFFIC, WARNING, WA401 DANGERPLATE, CHROMADEK, FULLYREFLECTIVE - 3M SCOTCHLITE 7 Y R | WA401 | 0019011583 | TRI-COR SIGNS |  |  | TRI-COR SIGNS | WA401 | [12 empty] | SIGN | [61 empty] | PRODUCTION COMPLETED
000000000060235936 | TNG_001 | DATA ENRICHMENT | ABG | ABG | OK | 2022-11-02 |  |  | 000000000060235936 | BHP1 | BHP Spares & Supplies | 551217 | Signage | EA | MAN2 | SIGN,ROADTRAFFIC,WARNING,WA402,DANGERPLA | SIGN, ROAD TRAFFIC, WARNING, WA402 DANGERPLATE, CHROMADEK, FULLYREFLECTIVE - 3M SCOTCHLITE 7 Y R | WA402 | 0019011583 | TRI-COR SIGNS |  |  | TRI-COR SIGNS | WA402 | [12 empty] | SIGN | [61 empty] | PRODUCTION COMPLETED
000000000060235937 | TNG_001 | DATA ENRICHMENT | ABG | ABG | OK | 2022-11-02 |  |  | 000000000060235937 | BHP1 | BHP Spares & Supplies | 551217 | Signage | EA | MAN2 | SIGN,ROADTRAFFIC,WARNING,WA405,DANGERPLA | SIGN, ROAD TRAFFIC, WARNING, WA405 DANGERPLATE, CHROMADEK, FULLYREFLECTIVE - 3M SCOTCHLITE 7 Y R | WA405 | 0019011583 | TRI-COR SIGNS |  |  | TRI-COR SIGNS | WA405 | [12 empty] | SIGN | [61 empty] | PRODUCTION COMPLETED
000000000060235938 | TNG_001 | DATA ENRICHMENT | ABG | ABG | OK | 2022-11-02 |  |  | 000000000060235938 | BHP1 | BHP Spares & Supplies | 551217 | Signage | EA | MAN2 | SIGN,ROADTRAFFIC,WARNING,WA406,DANGERPLA | SIGN, ROAD TRAFFIC, WARNING, WA406 DANGERPLATE, CHROMADEK, FULLYREFLECTIVE - 3M SCOTCHLITE 7 Y R | WA406 | 0019011583 | TRI-COR SIGNS |  |  | TRI-COR SIGNS | WA406 | [12 empty] | SIGN | [61 empty] | PRODUCTION COMPLETED
000000000060256359 | TNG_001 | DATA ENRICHMENT | ABG | ABG | OK | 2022-11-02 |  |  | 000000000060256359 | BHP1 | BHP Spares & Supplies | P6010 | Training | EA | MAN2 | SIGN,ROBOT,1000X250 | SIGN, ROBOT, 1000X250 |  |  |  | URL NOT FOUND | [15 empty] | SIGN | [61 empty] | PRODUCTION COMPLETED
000000000060254352 | TNG_001 | DATA ENRICHMENT | ABG | ABG | OK | 2022-11-02 |  |  | 000000000060254352 | BHP1 | BHP Spares & Supplies | 200000 | Mining Machinery and Accessories | EA | MAN2 | SIGN,SAFETY,AND,PRODUCTION,CHROMADEK,REF | SIGN, SAFETY, AND, PRODUCTION, CHROMADEK, REFLACTIVE, 2100 X 1700MM |  |  |  | URL NOT FOUND | [15 empty] | SIGN | [61 empty] | PRODUCTION COMPLETED
000000000060253462 | TNG_001 | DATA ENRICHMENT | ABG | ABG | OK | 2022-11-02 |  |  | 000000000060253462 | BHP1 | BHP Spares & Supplies | 551217 | Signage | EA | MAN2 | SIGN,SCREW FEEDER,PLASTIC,200X100 | SIGN, INFORMATION, CALCINERS 1 TO 3 BAGHOUSE SCREW FEEDER, SIZE 200MM WIDE AND 100MM HIGH, PLASTIC SIGN WITH WHITE LETTERS ON GREEN |  |  |  | URL NOT FOUND | [15 empty] | SIGN | [61 empty] | PRODUCTION COMPLETED
000000000060251427 | TNG_001 | DATA ENRICHMENT | ABG | ABG | OK | 2022-11-02 |  |  | 000000000060251427 | BHP1 | BHP Spares & Supplies | 200000 | Mining Machinery and Accessories | EA | MAN2 | SIGN,SHOWER,EMERGENCY,450X450,REFLECTIVE | SIGN,SHOWER,EMERGENCY,450X450,REFLECTIVE |  |  |  | URL NOT FOUND | [15 empty] | SIGN | [61 empty] | PRODUCTION COMPLETED
000000000060233813 | TNG_001 | DATA ENRICHMENT | ABG | ABG | OK | 2022-11-02 |  |  | 000000000060233813 | BHP1 | BHP Spares & Supplies | 551217 | Signage | EA | MAN2 | SIGN,SMOKING AREA | 290MM x 290MM SMOKING AREA SIGN |  |  |  | URL NOT FOUND | [15 empty] | SIGN | [61 empty] | PRODUCTION COMPLETED
000000000060233814 | TNG_001 | DATA ENRICHMENT | ABG | ABG | OK | 2022-11-02 |  |  | 000000000060233814 | BHP1 | BHP Spares & Supplies | 551217 | Signage | EA | MAN2 | SIGN,SMOKING LAW | 290MM x 290MM SMOKING LAW SIGN |  |  |  | URL NOT FOUND | [15 empty] | SIGN | [61 empty] | PRODUCTION COMPLETED
000000000060233815 | TNG_001 | DATA ENRICHMENT | ABG | ABG | OK | 2022-11-02 |  |  | 000000000060233815 | BHP1 | BHP Spares & Supplies | 551217 | Signage | EA | MAN2 | SIGN,SMOKING LAW AND PICTURE | 290MM x 290MM SMOKING LAW AND PICTURE SIGN |  |  |  | URL NOT FOUND | [15 empty] | SIGN | [61 empty] | PRODUCTION COMPLETED
000000000060256360 | TNG_001 | DATA ENRICHMENT | ABG | ABG | OK | 2022-11-02 |  |  | 000000000060256360 | BHP1 | BHP Spares & Supplies | P6010 | Training | EA | MAN2 | SIGN,SPEED,20KM/H,ABS | SIGN, SPEED, 20KM/H, ABS |  |  |  | URL NOT FOUND | [15 empty] | SIGN | [61 empty] | PRODUCTION COMPLETED
000000000060254347 | TNG_001 | DATA ENRICHMENT | ABG | ABG | OK | 2022-11-02 |  |  | 000000000060254347 | BHP1 | BHP Spares & Supplies | 200000 | Mining Machinery and Accessories | EA | MAN2 | SIGN,SPEED,LIMIT,600MM,POLES,UNISTRUTS | SIGN, SPEED, LIMIT, 600MM, POLES, UNISTRUTS |  |  |  | URL NOT FOUND | [15 empty] | SIGN | [61 empty] | PRODUCTION COMPLETED
000000000060255247 | TNG_001 | DATA ENRICHMENT | ABG | ABG | OK | 2022-11-02 |  |  | 000000000060255247 | BHP1 | BHP Spares & Supplies | 230000 | Industrial Manufacturing and Processing Machinery and Access | EA | MAN2 | SIGN,STEEL,150MMX150MM,T39,EA | SIGN,STEEL, 150MM X150MM, T39,WHITE ON GREEN, EACH |  |  |  | URL NOT FOUND | [15 empty] | SIGN | [61 empty] | PRODUCTION COMPLETED
000000000060255021 | TNG_001 | DATA ENRICHMENT | ABG | ABG | OK | 2022-11-02 |  |  | 000000000060255021 | BHP1 | BHP Spares & Supplies | 230000 | Industrial Manufacturing and Processing Machinery and Access | EA | MAN2 | SIGN,STEEL,150MMX150MM,T45,EA | SIGN,STEEL, 150MM X150MM, T45, WHITE ON GREEN, EACH |  |  |  | URL NOT FOUND | [15 empty] | SIGN | [61 empty] | PRODUCTION COMPLETED
000000000060242293 | TNG_001 | DATA ENRICHMENT | ABG | ABG | OK | 2022-11-02 |  |  | 000000000060242293 | BHP1 | BHP Spares & Supplies | 551200 | Signage and accessories | EA | MAN2 | SIGN,STICKER,300X700,VEHICLE,STAFF ONLY | VIHICLE, SIGN, STICKER, 300X700, STAFF ONLY |  |  |  | URL NOT FOUND | [15 empty] | SIGN | [61 empty] | PRODUCTION COMPLETED
000000000060243972 | TNG_001 | DATA ENRICHMENT | ABG | ABG | OK | 2022-11-02 |  |  | 000000000060243972 | BHP1 | BHP Spares & Supplies | 551217 | Signage | EA | MAN2 | SIGN,STICKER,BOTTOM ELECTRODE,50X150,EA | SIGN,STICKER,BOTTOM ELECTRODE,50MM X 150MM, EACH |  |  |  | URL NOT FOUND | [15 empty] | SIGN | [61 empty] | PRODUCTION COMPLETED
000000000060244887 | TNG_001 | DATA ENRICHMENT | ABG | ABG | OK | 2022-11-02 |  |  | 000000000060244887 | BHP1 | BHP Spares & Supplies | 551217 | Signage | EA | MAN2 | SIGN,STICKER,CONTACT SHOE,50 X 150MM,EA | SIGN, STICKER, CONTACT SHOE, 50MMX150MM |  |  |  | URL NOT FOUND | [15 empty] | SIGN | [61 empty] | PRODUCTION COMPLETED
000000000060244886 | TNG_001 | DATA ENRICHMENT | ABG | ABG | OK | 2022-11-02 |  |  | 000000000060244886 | BHP1 | BHP Spares & Supplies | 551217 | Signage | EA | MAN2 | SIGN,STICKER,COOLING SLEAVE,50X150MM,EA | SIGN,STICKER,COOLING SLEAVE,50MM X 150MM |  |  |  | URL NOT FOUND | [15 empty] | SIGN | [61 empty] | PRODUCTION COMPLETED
000000000060246110 | TNG_001 | DATA ENRICHMENT | ABG | ABG | OK | 2022-11-02 |  |  | 000000000060246110 | BHP1 | BHP Spares & Supplies | 551217 | Signage | EA | MAN2 | SIGN,STICKER,LEFT ARROW,120X140,EA | SIGN,STICKER,WHITE ARROW POINTING LEFT,BLACK WRITING 'SASOL GAS',BACKGROUND C37 LIGHT STONE GREY,WHITE BORDER,SIZE 120MM X 40MMEA |  |  |  | URL NOT FOUND | [15 empty] | SIGN | [61 empty] | PRODUCTION COMPLETED
000000000060256358 | TNG_001 | DATA ENRICHMENT | ABG | ABG | OK | 2022-11-02 |  |  | 000000000060256358 | BHP1 | BHP Spares & Supplies | P6010 | Training | EA | MAN2 | SIGN,STOP,500X500MM,ABS | SIGN, STOP, 500X500MM, ABS |  |  |  | URL NOT FOUND | [15 empty] | SIGN | [61 empty] | PRODUCTION COMPLETED
000000000060256364 | TNG_001 | DATA ENRICHMENT | ABG | ABG | OK | 2022-11-02 |  |  | 000000000060256364 | BHP1 | BHP Spares & Supplies | 200000 | Mining Machinery and Accessories | EA | MAN2 | SIGN,STOP,900MM,POLE,CLAMP,BRACKET | SIGN, STOP, 900MM, POLE, CLAMP, BRACKET |  |  |  | URL NOT FOUND | [15 empty] | SIGN | [61 empty] | PRODUCTION COMPLETED
000000000060254327 | TNG_001 | DATA ENRICHMENT | ABG | ABG | OK | 2022-11-02 |  |  | 000000000060254327 | BHP1 | BHP Spares & Supplies | 200000 | Mining Machinery and Accessories | EA | MAN2 | SIGN,STOP,R1,600MM,INSTALATION | SIGN, STOP, R1, 600MM, INSTALATION |  |  |  | URL NOT FOUND | [15 empty] | SIGN | [61 empty] | PRODUCTION COMPLETED
000000000060238167 | TNG_001 | DATA ENRICHMENT | ABG | ABG | OK | 2022-11-02 |  |  | 000000000060238167 | BHP1 | BHP Spares & Supplies | 551217 | Signage | EA | MAN2 | SIGN,STORM WATER DAM | SIGN, STORM WATER DAM NO DRINKING WATER, NO FISHING, NO SWIMMING, NO ANAUTHORIZED 800MM X 1000MM REFLECTIVE CHROMADEK BOARD |  |  |  | URL NOT FOUND | [15 empty] | SIGN | [61 empty] | PRODUCTION COMPLETED
000000000060238162 | TNG_001 | DATA ENRICHMENT | ABG | ABG | OK | 2022-11-02 |  |  | 000000000060238162 | BHP1 | BHP Spares & Supplies | 551217 | Signage | EA | MAN2 | SIGN,SUBSTATION | SIGN, SUBSTATION 300MM X 600MM REFLECTIVE CHROMADEK BOARD |  |  |  | URL NOT FOUND | [15 empty] | SIGN | [61 empty] | PRODUCTION COMPLETED
000000000060252398 | TNG_001 | DATA ENRICHMENT | ABG | ABG | OK | 2022-11-02 |  |  | 000000000060252398 | BHP1 | BHP Spares & Supplies | 551217 | Signage | EA | MAN2 | SIGN,SUBSTATION,1200X1200,5IN1,BOARD,COM | SIGN,SUBSTATION,1200X1200,5IN1,BOARD,COMPLETE,WITH,FRAME,AND,LATCHES,REFLECTIVE |  |  |  | URL NOT FOUND | [15 empty] | SIGN | [61 empty] | PRODUCTION COMPLETED
000000000060248098 | TNG_001 | DATA ENRICHMENT | ABG | ABG | OK | 2022-11-02 |  |  | 000000000060248098 | BHP1 | BHP Spares & Supplies | 551217 | Signage | EA | MAN2 | SIGN,SYMBOLIC SAFETY,CAT LADDER,3 POIN | SIGN, SYMBOLIC SAFETY, CAT LADDER ,3 POINT CONTACT , RECTANGLE, 0.6 MM CHROMADEK, 290MM X 290MM, FULLY REFLECTIVE, 3M SCOTCHLITE 7 Y |  |  |  | URL NOT FOUND | [15 empty] | SIGN | [61 empty] | PRODUCTION COMPLETED
000000000060248914 | TNG_001 | DATA ENRICHMENT | ABG | ABG | OK | 2022-11-02 |  |  | 000000000060248914 | BHP1 | BHP Spares & Supplies | 310000 | Manufacturing Components and Supplies | EA | MAN2 | SIGN,SYMBOLIC SAFETY,INFORMATION,DIRECTI | SIGN,SYMBOLIC SAFETY,INFORMATION,DIRECTION TO ESCAPE ROUTE,SQUARE,0.6 MM CHROMADEK,190 MM X 190 MM,FULLY REFLECTIVE - 3M SCOTCHLITE |  |  |  | URL NOT FOUND | [15 empty] | SIGN | [61 empty] | PRODUCTION COMPLETED
000000000060248917 | TNG_001 | DATA ENRICHMENT | ABG | ABG | OK | 2022-11-02 |  |  | 000000000060248917 | BHP1 | BHP Spares & Supplies | 310000 | Manufacturing Components and Supplies | EA | MAN2 | SIGN,SYMBOLIC SAFETY,INFORMATION,DIRECTI | SIGN,SYMBOLIC SAFETY,INFORMATION,DIRECTION TO ESCAPE ROUTE,SQUARE,0.6 MM CHROMADEK,190 MM X 190 MM,FULLY REFLECTIVE - 3M SCOTCHLITE |  |  |  | URL NOT FOUND | [15 empty] | SIGN | [61 empty] | PRODUCTION COMPLETED
000000000060248100 | TNG_001 | DATA ENRICHMENT | ABG | ABG | OK | 2022-11-02 |  |  | 000000000060248100 | BHP1 | BHP Spares & Supplies | 551217 | Signage | EA | MAN2 | SIGN,SYMBOLIC,SAFETY,STAIRS,3 POINT | SIGN, SYMBOLIC, SAFETY, STAIRS, 3 POINT CONTACT , RECTANGLE, 0.6 MM CHROMADEK, 290MM X 290MM, FULLY REFLECTIVE, 3M SCOTCHLITE 7 YR |  |  |  | URL NOT FOUND | [15 empty] | SIGN | [61 empty] | PRODUCTION COMPLETED
000000000060254345 | TNG_001 | DATA ENRICHMENT | ABG | ABG | OK | 2022-11-02 |  |  | 000000000060254345 | BHP1 | BHP Spares & Supplies | 200000 | Mining Machinery and Accessories | EA | MAN2 | SIGN,T,JUNCTION,REF,860X860,INSTALLATION | SIGN, T, JUNCTION, REF, 860 X 860, INSTALLATION |  |  |  | URL NOT FOUND | [15 empty] | SIGN | [61 empty] | PRODUCTION COMPLETED
000000000060256138 | TNG_001 | DATA ENRICHMENT | ABG | ABG | OK | 2022-11-02 |  |  | 000000000060256138 | BHP1 | BHP Spares & Supplies | 200000 | Mining Machinery and Accessories | EA | MAN2 | SIGN,TMM,PARKING,1200X800,CW,POLES,CW,FR | SIGN, TMM, PARKING, 1200X800, CW, POLES, CW, FRAME, CHROMADEC, REFLECTIVE |  |  |  | URL NOT FOUND | [15 empty] | SIGN | [61 empty] | PRODUCTION COMPLETED
000000000060254324 | TNG_001 | DATA ENRICHMENT | ABG | ABG | OK | 2022-11-02 |  |  | 000000000060254324 | BHP1 | BHP Spares & Supplies | 200000 | Mining Machinery and Accessories | EA | MAN2 | SIGN,TRACKLESS,SECTION,1000X600MM,INSTAL | SIGN, TRACKLESS, SECTION, 1000 X 600MM, INSTALATION |  |  |  | URL NOT FOUND | [15 empty] | SIGN | [61 empty] | PRODUCTION COMPLETED
000000000060256368 | TNG_001 | DATA ENRICHMENT | ABG | ABG | OK | 2022-11-02 |  |  | 000000000060256368 | BHP1 | BHP Spares & Supplies | 200000 | Mining Machinery and Accessories | EA | MAN2 | SIGN,TRUCK,ONLY,1225X1225,COMPLETE,WITH, | SIGN, TRUCK, ONLY, 1225X1225, COMPLETE, WITH, FRAME, 2XPOLES, CLAMPS, BRACKETS, REF |  |  |  | URL NOT FOUND | [15 empty] | SIGN | [61 empty] | PRODUCTION COMPLETED
000000000060256365 | TNG_001 | DATA ENRICHMENT | ABG | ABG | OK | 2022-11-02 |  |  | 000000000060256365 | BHP1 | BHP Spares & Supplies | 200000 | Mining Machinery and Accessories | EA | MAN2 | SIGN,TRUCK,WAITING,AREA,1225X1225,COMPLE | SIGN, TRUCK, WAITING, AREA, 1225X1225, COMPLETE, WITH, FRAME, 2, POLES, CLAMPS, BREACKETS, REF |  |  |  | URL NOT FOUND | [15 empty] | SIGN | [61 empty] | PRODUCTION COMPLETED
000000000060256362 | TNG_001 | DATA ENRICHMENT | ABG | ABG | OK | 2022-11-02 |  |  | 000000000060256362 | BHP1 | BHP Spares & Supplies | 200000 | Mining Machinery and Accessories | EA | MAN2 | SIGN,TRUCK,WAITING,AREA,WITH,ARROW,UP,12 | SIGN, TRUCK, WAITING, AREA, WITH, ARROW, UP, 1225X1225, FRAME, POLES, CLAMPS, BRACKETS |  |  |  | URL NOT FOUND | [15 empty] | SIGN | [61 empty] | PRODUCTION COMPLETED
000000000060254356 | TNG_001 | DATA ENRICHMENT | ABG | ABG | OK | 2022-11-02 |  |  | 000000000060254356 | BHP1 | BHP Spares & Supplies | 200000 | Mining Machinery and Accessories | EA | MAN2 | SIGN,TWEEFONTEIN,SECTION,2450X1225MM | SIGN, TWEEFONTEIN, SECTION, 2450 X 1225MM |  |  |  | URL NOT FOUND | [15 empty] | SIGN | [61 empty] | PRODUCTION COMPLETED
000000000060239268 | TNG_001 | DATA ENRICHMENT | ABG | ABG | OK | 2022-11-02 |  |  | 000000000060239268 | BHP1 | BHP Spares & Supplies | 551217 | Signage | EA | MAN2 | SIGN,WAITING,PLACE | REFLECTIVE, ABS, PLASTIC SIGNS, FULL COLOUR,DIGITALLY PRINTED, 290MMX290MM, WAITING, PLACE |  | 0019011784 | PAW SIGNS CC T/A KING COPY & SIGNS | URL NOT FOUND |  | PAW SIGNS CC T/A KING COPY & SIGNS | [13 empty] | SIGN | [61 empty] | PRODUCTION COMPLETED
000000000060253062 | TNG_001 | DATA ENRICHMENT | ABG | ABG | OK | 2022-11-02 |  |  | 000000000060253062 | BHP1 | BHP Spares & Supplies | 551217 | Signage | EA | MAN2 | SIGN,WARNING,HOT,SURFACES,CHROMODEK,EA | SIGN,INFORMATION,CALCINERS 1 TO 3 MAIN GAS CLEANING FAN,SIZE 200MM WIDE, AND 100MM HIGH,PLASTIC SIGN WITH WHITE LETTERS ON GREEN BACGROUND,EA |  |  |  | URL NOT FOUND | [15 empty] | SIGN | [61 empty] | PRODUCTION COMPLETED
000000000060255663 | TNG_001 | DATA ENRICHMENT | ABG | ABG | OK | 2022-11-02 |  |  | 000000000060255663 | BHP1 | BHP Spares & Supplies | 200000 | Mining Machinery and Accessories | EA | MAN2 | SIGN,WARNING,MOVING,MACHINERY,200MMX200M | SIGN,WARNING,MOVING,MACHINERY,200MMX200MM,REFLECTIVE,STEEL,PLATES |  |  |  | URL NOT FOUND | [15 empty] | SIGN | [61 empty] | PRODUCTION COMPLETED
000000000060249207 | TNG_001 | DATA ENRICHMENT | ABG | ABG | OK | 2022-11-02 |  |  | 000000000060249207 | BHP1 | BHP Spares & Supplies | 200000 | Mining Machinery and Accessories | EA | MAN2 | SIGN,WARNING,TRIANGLE,EMERGENCY | SIGN,WARNING,TRIANGLE,EMERGENCY |  |  |  | URL NOT FOUND | [15 empty] | SIGN | [61 empty] | PRODUCTION COMPLETED
000000000060254328 | TNG_001 | DATA ENRICHMENT | ABG | ABG | OK | 2022-11-02 |  |  | 000000000060254328 | BHP1 | BHP Spares & Supplies | 200000 | Mining Machinery and Accessories | EA | MAN2 | SIGN,WE,PUT,SAFETY,FIRST,2450X1230MM,INS | SIGN, WE, PUT, SAFETY, FIRST, 2450 X 1230MM, INSTALATION |  |  |  | URL NOT FOUND | [15 empty] | SIGN | [61 empty] | PRODUCTION COMPLETED
000000000060232816 | TNG_001 | DATA ENRICHMENT | ABG | ABG | OK | 2022-11-02 |  |  | 000000000060232816 | BHP1 | BHP Spares & Supplies | 551217 | Signage | EA | MAN2 | SIGN,WELCOME TO,WESTERNCHROME,MINE | SIGN,WELCOME TO WESTERN CHROME MINE REFLECTIVE 1225mmx600mm |  |  |  | URL NOT FOUND | [15 empty] | SIGN | [61 empty] | PRODUCTION COMPLETED
000000000060254350 | TNG_001 | DATA ENRICHMENT | ABG | ABG | OK | 2022-11-02 |  |  | 000000000060254350 | BHP1 | BHP Spares & Supplies | 200000 | Mining Machinery and Accessories | EA | MAN2 | SIGN,WHAT,CAN,HAPPEN,12200X12200MM | SIGN, WHAT, CAN, HAPPEN, 12200 X 12200MM |  |  |  | URL NOT FOUND | [15 empty] | SIGN | [61 empty] | PRODUCTION COMPLETED
000000000060253295 | TNG_001 | DATA ENRICHMENT | ABG | ABG | OK | 2022-11-02 |  |  | 000000000060253295 | BHP1 | BHP Spares & Supplies | 200000 | Mining Machinery and Accessories | EA | MAN2 | SIGN,WOMAN,RIGHT,MEN,LEFT,30X30CM,CHROMA | SIGN, WOMAN, RIGHT, MEN, LEFT, 30 X 30CM, CHROMADEK |  |  |  | URL NOT FOUND | [15 empty] | SIGN | [61 empty] | PRODUCTION COMPLETED
000000000060238434 | TNG_001 | DATA ENRICHMENT | ABG | ABG | OK | 2022-11-02 |  |  | 000000000060238434 | BHP1 | BHP Spares & Supplies | 321300 | Electronic hardware and component parts and accessories | EA | MAN2 | SIGNAL DUPLICATOR | SIGNAL DUPLICATOR, 4 WAY SIGNAL DUPLICATOR FOR ELECTRICAL ISOLATION AND DUPLICATION OF ANALOG SIGNALS | MINI MCR-SL-UI-2I-NC - 2864176 | [5 empty] | MINI MCR-SL-UI-2I-NC - 2864176 | [74 empty] | PRODUCTION COMPLETED
000000000060251854 | TNG_001 | DATA ENRICHMENT | ABG | ABG | OK | 2022-11-02 |  |  | 000000000060251854 | BHP1 | BHP Spares & Supplies | 200000 | Mining Machinery and Accessories | EA | MAN2 | SIGNBOARD,CHROMADEK,2MX1M | SIGNBOARD,CHROMADEK,2MX1M |  |  |  | URL NOT FOUND | [77 empty] | PRODUCTION COMPLETED
000000000060233043 | TNG_001 | DATA ENRICHMENT | ABG | ABG | OK | 2022-11-02 |  |  | 000000000060233043 | BHP1 | BHP Spares & Supplies | 231719 | Special tooling fixtures | EA | MAN2 | SIGNBOARD,REFLECTIVE,ABS,NO SMOKING,290M | REFLECTIVE , ABS , SIGNBOARD , NO , SMOKING , 290MMX290MM |  |  |  | URL NOT FOUND | [77 empty] | PRODUCTION COMPLETED
000000000060253944 | TNG_001 | DATA ENRICHMENT | ABG | ABG | OK | 2022-11-02 |  |  | 000000000060253944 | BHP1 | BHP Spares & Supplies | 551217 | Signage | EA | MAN2 | SIGNS, VALUES,VISION,MISSION | SIGNS, VALUES, VISION, MISSION |  |  |  | URL NOT FOUND | [15 empty] | SIGN | [61 empty] | PRODUCTION COMPLETED
000000000060248444 | TNG_001 | DATA ENRICHMENT | ABG | ABG | OK | 2022-11-02 |  |  | 000000000060248444 | BHP1 | BHP Spares & Supplies | 461516 | Security and control equipment | EA | MAN2 | TRIANGLE,WARNING,VEHICLE,30X30X15 | TRIANGLE,WARNING,VEHICLE,30X30X15 |  |  |  | URL NOT FOUND | [77 empty] | PRODUCTION COMPLETED
000000000060254212 | TNG_001 | DATA ENRICHMENT | ABG | ABG | OK | 2022-11-02 |  |  | 000000000060254212 | BHP1 | BHP Spares & Supplies | 311300 | Forgings | EA | MAN2 | FEEDCHUTE INSULATION,INS WASHER, FURNACE | FEEDCHUTE, INSULATION, INS WASHER, FURNACE D1D2,55 X 28 X 10,MICAP, DRAWING NO. MC106-32-32-437REV0 AND HFC-30-30-010REV0 |  |  |  | URL NOT FOUND | [15 empty] | WASHER | [61 empty] | PRODUCTION COMPLETED
000000000060254246 | TNG_001 | DATA ENRICHMENT | ABG | ABG | OK | 2022-11-02 |  |  | 000000000060254246 | BHP1 | BHP Spares & Supplies | 311300 | Forgings | EA | MAN2 | FEEDCHUTE INSULATION,WASHER,45X21X5,S/ | FEEDCHUTE INSULATION, WASHER, 45 X 21 X 5, S/S 304, FURNACE D1D2, DRAWING NO. MC106-32-32-437REV0 AND HFC-30-30-010REV0 |  |  |  | URL NOT FOUND | [15 empty] | WASHER | [61 empty] | PRODUCTION COMPLETED
000000000060254574 | TNG_001 | DATA ENRICHMENT | ABG | ABG | OK | 2022-11-02 |  |  | 000000000060254574 | BHP1 | BHP Spares & Supplies | 311300 | Forgings | EA | MAN2 | FEEDCHUTE INSULATION,WASHER,FURNACE D1D2 | FEEDCHUTE INSULATION, WASHER, FURNACE D1D2, 45 X 21 X 5,S/S 304, DRAWING NO. MC106-32-32-437REV0 AND HFC-30-30-010REV0 |  |  |  | URL NOT FOUND | [15 empty] | WASHER | [61 empty] | PRODUCTION COMPLETED
000000000060185732 | TNG_001 | DATA ENRICHMENT | ABG | ABG | OK | 2022-11-02 |  |  | 000000000060185732 | BHP1 | BHP Spares & Supplies | 201117 | Drilling and operation accessories | EA | MAN2 | FRONT CYLINDER WASHER P/N 153001RT | FRONT CYLINDER WASHER P/N 153001RT | 233400RT | 0019008895 | ROCK TOOL SERVICES |  |  | ROCK TOOL SERVICES | 233400RT | [12 empty] | WASHER | [61 empty] | PRODUCTION COMPLETED
000000000060185751 | TNG_001 | DATA ENRICHMENT | ABG | ABG | OK | 2022-11-02 |  |  | 000000000060185751 | BHP1 | BHP Spares & Supplies | 201117 | Drilling and operation accessories | EA | MAN2 | FRONT CYLINDER WASHER LINER P/N 153001R | FRONT CYLINDER WASHER LINER P/N 153001RT | 210300RT | 0019008895 | ROCK TOOL SERVICES |  |  | ROCK TOOL SERVICES | 210300RT | [12 empty] | WASHER | [61 empty] | PRODUCTION COMPLETED
000000000060255242 | TNG_001 | DATA ENRICHMENT | ABG | ABG | OK | 2022-11-02 |  |  | 000000000060255242 | BHP1 | BHP Spares & Supplies | 301400 | Insulation | EA | MAN2 | HATCH,FMT-F45 SLEEVE ISOLATION WASHER,EA | HATCH,FMT-F45 SLEEVE ISOLATION WASHER,AS PER DRAWING H359092-2080-246-260-1004 ITEM NUMBER_17,MATERIAL: MICA P | H359092-2080-246-260-1004 ITEM NUMBER_17 | 0019011819 | Unknown |  |  |  | H359092-2080-246-260-1004 ITEM NUMBER_17 | [12 empty] | WASHER | [61 empty] | PRODUCTION COMPLETED
000000000060251246 | TNG_001 | DATA ENRICHMENT | ABG | ABG | OK | 2022-11-02 |  |  | 000000000060251246 | BHP1 | BHP Spares & Supplies | 301400 | Insulation | ST | MAN2 | HEATSHIELD,INSULATION,WASHER | HEATSHIELD,INSULATION,WASHER D1 AS PER DRAWING MC036-32-32-501, ITEM NO 30 |  |  |  | URL NOT FOUND | [15 empty] | WASHER | [61 empty] | PRODUCTION COMPLETED
000000000060255563 | TNG_001 | DATA ENRICHMENT | ABG | ABG | OK | 2022-11-02 |  |  | 000000000060255563 | BHP1 | BHP Spares & Supplies | 301400 | Insulation | EA | MAN2 | INSU,JACKS-WASHER,D4,G10,OD320/ID160X16 | INSULATION, MAIN JACKS INSULATING WASHER, D4, E/GLASS-G10, OD320/ID160X16, DRW MC002-34-32-807 REV2, ITEM 10 |  |  |  | URL NOT FOUND | [15 empty] | WASHER | [61 empty] | PRODUCTION COMPLETED
000000000060255562 | TNG_001 | DATA ENRICHMENT | ABG | ABG | OK | 2022-11-02 |  |  | 000000000060255562 | BHP1 | BHP Spares & Supplies | 301400 | Insulation | EA | MAN2 | INSU,JACKS-WASHER,D4,G10,OD410/ID150X26 | INSULATION, MAIN JACKS INSULATING WASHER, D4, E/GLASS-G10, OD410/ID150X26, DRW MC002-34-32-807 REV2, ITEM 6 |  |  |  | URL NOT FOUND | [15 empty] | WASHER | [61 empty] | PRODUCTION COMPLETED
000000000060255445 | TNG_001 | DATA ENRICHMENT | ABG | ABG | OK | 2022-11-02 |  |  | 000000000060255445 | BHP1 | BHP Spares & Supplies | 310000 | Manufacturing Components and Supplies | EA | MAN2 | INSULATION WASHER, ITEM 4, TWP-3707, T5 | INSULATION WASHER, ITEM 4, TWP-3707, T5 FEED CHUTE |  |  |  | URL NOT FOUND | [15 empty] | WASHER | [61 empty] | PRODUCTION COMPLETED
000000000060255448 | TNG_001 | DATA ENRICHMENT | ABG | ABG | OK | 2022-11-02 |  |  | 000000000060255448 | BHP1 | BHP Spares & Supplies | 310000 | Manufacturing Components and Supplies | EA | MAN2 | INSULATION WASHER, ITEM 5, TWP-3707, T5 | INSULATION WASHER, ITEM 5, TWP-3707, T5 FEED CHUTE |  |  |  | URL NOT FOUND | [15 empty] | WASHER | [61 empty] | PRODUCTION COMPLETED
000000000060247407 | TNG_001 | DATA ENRICHMENT | ABG | ABG | OK | 2022-11-02 |  |  | 000000000060247407 | BHP1 | BHP Spares & Supplies | 310000 | Manufacturing Components and Supplies | EA | MAN2 | INSULATION,WASHER,ITEM 10, O/D 66 X I/D | INSULATION,WASHER,ITEM 10, O/D 66 X I/D 28 X THK 7,TWP-3378-1,MATERIAL PHLOGOPITE MICA COPOSITE M5600P,FURNACE DOOR MOUNTING INSULAT |  |  |  | URL NOT FOUND | [15 empty] | WASHER | [61 empty] | PRODUCTION COMPLETED
000000000060247413 | TNG_001 | DATA ENRICHMENT | ABG | ABG | OK | 2022-11-02 |  |  | 000000000060247413 | BHP1 | BHP Spares & Supplies | 310000 | Manufacturing Components and Supplies | EA | MAN2 | INSULATION,WASHER,ITEM 11, O/D 120 X I/D | INSULATION,WASHER,ITEM 11, O/D 120 X I/D 52 X THK 10,TWP-3378-1,MATERIAL PHLOGOPITE MICA COPOSITE M5600P,FURNACE DOOR MOUNTING INSUL |  |  |  | URL NOT FOUND | [15 empty] | WASHER | [61 empty] | PRODUCTION COMPLETED
000000000060244093 | TNG_001 | DATA ENRICHMENT | ABG | ABG | OK | 2022-11-02 |  |  | 000000000060244093 | BHP1 | BHP Spares & Supplies | 301415 | Thermal insulation | EA | MAN2 | INSULATION,WASHER,ITEM 19,TWP-3490-1,MAT | INSULATION,WASHER,ITEM 19,TWP-3490-1,MATERIAL G11,SIZE ID 28MM X OD 66MM X 10MM THK |  |  |  | URL NOT FOUND | [15 empty] | WASHER | [61 empty] | PRODUCTION COMPLETED
000000000060244082 | TNG_001 | DATA ENRICHMENT | ABG | ABG | OK | 2022-11-02 |  |  | 000000000060244082 | BHP1 | BHP Spares & Supplies | 301415 | Thermal insulation | EA | MAN2 | INSULATION,WASHER,ITEM 20,TWP-3490-1,MAT | INSULATION,WASHER,ITEM 20,TWP-3490-1,MATERIAL G11,SIZE ID 22MM X OD 60MM X 5MM THK |  |  |  | URL NOT FOUND | [15 empty] | WASHER | [61 empty] | PRODUCTION COMPLETED
000000000060243904 | TNG_001 | DATA ENRICHMENT | ABG | ABG | OK | 2022-11-02 |  |  | 000000000060243904 | BHP1 | BHP Spares & Supplies | 310000 | Manufacturing Components and Supplies | EA | MAN2 | INSULATION,WASHER,ITEM 27,TWP-3490,MATER | INSULATION,WASHER,ITEM 27,TWP-3490,MATERIAL G5,T5 ROOF PANEL |  |  |  | URL NOT FOUND | [15 empty] | WASHER | [61 empty] | PRODUCTION COMPLETED
000000000060243901 | TNG_001 | DATA ENRICHMENT | ABG | ABG | OK | 2022-11-02 |  |  | 000000000060243901 | BHP1 | BHP Spares & Supplies | 310000 | Manufacturing Components and Supplies | EA | MAN2 | INSULATION,WASHER,ITEM 28,TWP-3490,MATER | INSULATION,WASHER,ITEM 28,TWP-3490,MATERIAL G5,T5 ROOF PANEL |  |  |  | URL NOT FOUND | [15 empty] | WASHER | [61 empty] | PRODUCTION COMPLETED
000000000060240919 | TNG_001 | DATA ENRICHMENT | ABG | ABG | OK | 2022-11-02 |  |  | 000000000060240919 | BHP1 | BHP Spares & Supplies | 301400 | Insulation | KG | MAN2 | INSULATION,WASHER,ITEM11,DRG404-3243-01 | INSULATION WASHER, ITEM11 DRG404-3243-01-01, FURNACE DOOR INSULATIONS T4 |  |  |  | URL NOT FOUND | [15 empty] | WASHER | [61 empty] | PRODUCTION COMPLETED
000000000060240932 | TNG_001 | DATA ENRICHMENT | ABG | ABG | OK | 2022-11-02 |  |  | 000000000060240932 | BHP1 | BHP Spares & Supplies | 301400 | Insulation | EA | MAN2 | INSULATION,WASHER,ITEM3,DRG400-3051-02 | INSULATION WASHER, ITEM3 DRG400-3051-02, FURNACE DOOR INSULATIONS T1 TO T3 |  |  |  | URL NOT FOUND | [15 empty] | WASHER | [61 empty] | PRODUCTION COMPLETED
000000000060240931 | TNG_001 | DATA ENRICHMENT | ABG | ABG | OK | 2022-11-02 |  |  | 000000000060240931 | BHP1 | BHP Spares & Supplies | 301400 | Insulation | EA | MAN2 | INSULATION,WASHER,ITEM4,DRG400-3051-02 | INSULATION WASHER, ITEM4 DRG400-3051-02, FURNACE DOOR INSULATIONS T1 TO T3 |  |  |  | URL NOT FOUND | [15 empty] | WASHER | [61 empty] | PRODUCTION COMPLETED
000000000060227252 | TNG_001 | DATA ENRICHMENT | ABG | ABG | OK | 2022-11-02 |  |  | 000000000060227252 | BHP1 | BHP Spares & Supplies | 301400 | Insulation | EA | MAN2 | ISOLATION,HANGER,HEAT SHIELD,WASHER | ISOLATION,HANGER,HEAT SHIELD,WASHER | MC138-30-32-542 REV0 | [5 empty] | MC138-30-32-542 REV0 | [12 empty] | WASHER | [61 empty] | PRODUCTION COMPLETED
000000000060236068 | TNG_001 | DATA ENRICHMENT | ABG | ABG | OK | 2022-11-02 |  |  | 000000000060236068 | BHP1 | BHP Spares & Supplies | 313217 | Bolted bar stock assemblies | EA | MAN2 | LOAD CELL WASHER,OD 70MM,ID 22MM,10MM | LOAD CELL WASHER, OD 70MM, ID 22MM, 10MM THICK, MATERIAL GR 4.6 |  |  |  | URL NOT FOUND | [15 empty] | WASHER | [61 empty] | PRODUCTION COMPLETED
000000000060020818 | TNG_001 | DATA ENRICHMENT | ABG | ABG | OK | 2022-11-02 |  |  | 000000000060020818 | BHP1 | BHP Spares & Supplies | 311618 | Washers | EA | MAN2 | LOCK WASHER, MB24, HYDROSEAL AND CENTRIS | LOCK WASHER, MB24, HYDROSEAL & CENTRISEAL PUMP, DENVER | 790051242 | 0019008690 | GARDNER DENVER |  |  | GARDNER DENVER | 790051242 | [12 empty] | WASHER | [61 empty] | PRODUCTION COMPLETED
000000000060255483 | TNG_001 | DATA ENRICHMENT | ABG | ABG | OK | 2022-11-02 |  |  | 000000000060255483 | BHP1 | BHP Spares & Supplies | 200000 | Mining Machinery and Accessories | EA | MAN2 | NORDLOCK,WASHER,M10,PN,NL10STD | NORDLOCK, WASHER, M10, P/N, NL10STD |  |  |  | URL NOT FOUND | [15 empty] | WASHER | [61 empty] | PRODUCTION COMPLETED
000000000060255484 | TNG_001 | DATA ENRICHMENT | ABG | ABG | OK | 2022-11-02 |  |  | 000000000060255484 | BHP1 | BHP Spares & Supplies | 200000 | Mining Machinery and Accessories | EA | MAN2 | NORDLOCK,WASHER,M12,PN,NL12STD | NORDLOCK, WASHER, M12,P/N, NL12STD |  |  |  | URL NOT FOUND | [15 empty] | WASHER | [61 empty] | PRODUCTION COMPLETED
000000000060255531 | TNG_001 | DATA ENRICHMENT | ABG | ABG | OK | 2022-11-02 |  |  | 000000000060255531 | BHP1 | BHP Spares & Supplies | 200000 | Mining Machinery and Accessories | EA | MAN2 | NORDLOCK,WASHER,M16,PN:NL16STD | NORDLOCK, WASHER, M16,P/N, NL16STD |  |  |  | URL NOT FOUND | [15 empty] | WASHER | [61 empty] | PRODUCTION COMPLETED
000000000060255512 | TNG_001 | DATA ENRICHMENT | ABG | ABG | OK | 2022-11-02 |  |  | 000000000060255512 | BHP1 | BHP Spares & Supplies | 200000 | Mining Machinery and Accessories | EA | MAN2 | NORDLOCK,WASHER,M20,PN,NL20STD | NORDLOCK, WASHER, M20, P/N, NL20STD |  |  |  | URL NOT FOUND | [15 empty] | WASHER | [61 empty] | PRODUCTION COMPLETED
000000000060255485 | TNG_001 | DATA ENRICHMENT | ABG | ABG | OK | 2022-11-02 |  |  | 000000000060255485 | BHP1 | BHP Spares & Supplies | 200000 | Mining Machinery and Accessories | EA | MAN2 | NORDLOCK,WASHER,M24,PN,NL24STD | NORDLOCK, WASHER, M24, P/N, NL24STD |  |  |  | URL NOT FOUND | [15 empty] | WASHER | [61 empty] | PRODUCTION COMPLETED
000000000060255486 | TNG_001 | DATA ENRICHMENT | ABG | ABG | OK | 2022-11-02 |  |  | 000000000060255486 | BHP1 | BHP Spares & Supplies | 200000 | Mining Machinery and Accessories | EA | MAN2 | NORDLOCK,WASHER,M30,PN,NL30STD | NORDLOCK, WASHER, M30,P/N, NL30STD |  |  |  | URL NOT FOUND | [15 empty] | WASHER | [61 empty] | PRODUCTION COMPLETED
000000000060255487 | TNG_001 | DATA ENRICHMENT | ABG | ABG | OK | 2022-11-02 |  |  | 000000000060255487 | BHP1 | BHP Spares & Supplies | 200000 | Mining Machinery and Accessories | EA | MAN2 | NORDLOCK,WASHER,M33,PN,NL33STD | NORDLOCK, WASHER, M33,P/N: NL33STD |  |  |  | URL NOT FOUND | [15 empty] | WASHER | [61 empty] | PRODUCTION COMPLETED
000000000060255480 | TNG_001 | DATA ENRICHMENT | ABG | ABG | OK | 2022-11-02 |  |  | 000000000060255480 | BHP1 | BHP Spares & Supplies | 200000 | Mining Machinery and Accessories | EA | MAN2 | NORDLOCK,WASHER,M36,PN,NL36STD | NORDLOCK, WASHER, M36,P/N, NL36STD |  |  |  | URL NOT FOUND | [15 empty] | WASHER | [61 empty] | PRODUCTION COMPLETED
000000000060255481 | TNG_001 | DATA ENRICHMENT | ABG | ABG | OK | 2022-11-02 |  |  | 000000000060255481 | BHP1 | BHP Spares & Supplies | 200000 | Mining Machinery and Accessories | EA | MAN2 | NORDLOCK,WASHER,M6,PN,NL6STD | NORDLOCK, WASHER, M6 ,P/N,NL6STD |  |  |  | URL NOT FOUND | [15 empty] | WASHER | [61 empty] | PRODUCTION COMPLETED
000000000060255482 | TNG_001 | DATA ENRICHMENT | ABG | ABG | OK | 2022-11-02 |  |  | 000000000060255482 | BHP1 | BHP Spares & Supplies | 200000 | Mining Machinery and Accessories | EA | MAN2 | NORDLOCK,WASHER,M8,PN,NL8STD | NORDLOCK, WASHER, M8, P/N, NL8STD |  |  |  | URL NOT FOUND | [15 empty] | WASHER | [61 empty] | PRODUCTION COMPLETED
000000000060254817 | TNG_001 | DATA ENRICHMENT | ABG | ABG | OK | 2022-11-02 |  |  | 000000000060254817 | BHP1 | BHP Spares & Supplies | 231531 | Industrial machinery components and accessories | EA | MAN2 | POWER WASHER,3000PSI,380V,EA | POWER WASHER, 3000PSI, 380V, HOFFMANN, MODEL, HPE-3000C, C/W INLET AND OUTPUT HOSES,4 SPRAY NOZZELS AND LONG OUTPUT GUN, EA |  |  |  | URL NOT FOUND | [15 empty] | WASHER | [61 empty] | PRODUCTION COMPLETED
000000000060254818 | TNG_001 | DATA ENRICHMENT | ABG | ABG | OK | 2022-11-02 |  |  | 000000000060254818 | BHP1 | BHP Spares & Supplies | 231531 | Industrial machinery components and accessories | EA | MAN2 | POWER WASHER,3600PSI,380V,EA | POWER WASHER, 3600PSI, 380V, NONGDA, MODEL, ND-3600H, C/W INLET AND OUTPUT HOSES,4 SPRAY NOZZELS AND LONG OUTPUT GUN.EA | ND-3600H | [5 empty] | ND-3600H | [12 empty] | WASHER | [61 empty] | PRODUCTION COMPLETED
000000000060248624 | TNG_001 | DATA ENRICHMENT | ABG | ABG | OK | 2022-11-02 |  |  | 000000000060248624 | BHP1 | BHP Spares & Supplies | 271127 | Power tools | EA | MAN2 | REACTION WASHER,M30,HYTORC, | REACTION WASHER, M30, ZRW100-M30, HYTORC, | ZRW100 - M30 | 0019011819 | Unknown |  |  |  | ZRW100 - M30 | [12 empty] | WASHER | [61 empty] | PRODUCTION COMPLETED
000000000060248632 | TNG_001 | DATA ENRICHMENT | ABG | ABG | OK | 2022-11-02 |  |  | 000000000060248632 | BHP1 | BHP Spares & Supplies | 271127 | Power tools | EA | MAN2 | REACTION WASHER,M36,HYTORC, | REACTION WASHER, M36, ZRW106-M36, HYTORC, | ZRW106 - M36 | 0019011819 | Unknown |  |  |  | ZRW106 - M36 | [12 empty] | WASHER | [61 empty] | PRODUCTION COMPLETED
000000000060248628 | TNG_001 | DATA ENRICHMENT | ABG | ABG | OK | 2022-11-02 |  |  | 000000000060248628 | BHP1 | BHP Spares & Supplies | 271127 | Power tools | EA | MAN2 | REACTION WASHER,M48,HYTORC, | REACTION WASHER, M48, ZR114-M48, HYTORC, | ZR114 - M48 | 0019011819 | Unknown |  |  |  | ZR114 - M48 | [12 empty] | WASHER | [61 empty] | PRODUCTION COMPLETED
000000000060224688 | TNG_001 | DATA ENRICHMENT | ABG | ABG | OK | 2022-11-02 |  |  | 000000000060224688 | BHP1 | BHP Spares & Supplies | 221015 | Earth moving machinery | EA | MAN2 | V PLATE, LOCK WASHER GM5310-6025 | V PLATE, LOCK WASHER GM5310-6025 |  |  |  | URL NOT FOUND | [15 empty] | WASHER | [61 empty] | PRODUCTION COMPLETED
000000000060246730 | TNG_001 | DATA ENRICHMENT | ABG | ABG | OK | 2022-11-02 |  |  | 000000000060246730 | BHP1 | BHP Spares & Supplies | 781801 | Vehicle maintenance and repair services | EA | MAN2 | WASER,11CB103128,MANITOU,EA | WASER, 11CB103128, MANITOU, EACH | 11CB103128 | [5 empty] | 11CB103128 | [12 empty] | WASHER | [61 empty] | PRODUCTION COMPLETED
000000000060239599 | TNG_001 | DATA ENRICHMENT | ABG | ABG | OK | 2022-11-02 |  |  | 000000000060239599 | BHP1 | BHP Spares & Supplies | 311618 | Washers | EA | MAN2 | WASHER 1.1/INCHES,THRO HARD | WASHER,WASHER 1.1/2 INCHES,THRO HARD,OSBORN | ZC-61-1.1/2INCH | [5 empty] | ZC-61-1.1/2INCH | [12 empty] | WASHER | [61 empty] | PRODUCTION COMPLETED
000000000060009367 | TNG_001 | DATA ENRICHMENT | ABG | ABG | OK | 2022-11-02 |  |  | 000000000060009367 | BHP1 | BHP Spares & Supplies | 311618 | Washers | EA | MAN2 | WASHER, AIR STEM, COPPER, ROCKDRILL, SEC | WASHER, AIR STEM, COPPER, ROCKDRILL, SECO | S21-91 | 0019008895 | ROCK TOOL SERVICES |  |  | ROCK TOOL SERVICES | S21-91 | [12 empty] | WASHER | [61 empty] | PRODUCTION COMPLETED
000000000060009205 | TNG_001 | DATA ENRICHMENT | ABG | ABG | OK | 2022-11-02 |  |  | 000000000060009205 | BHP1 | BHP Spares & Supplies | 311618 | Washers | EA | MAN2 | WASHER, FRONT CYLINDER, ROCKDRILL, SECO | WASHER, FRONT CYLINDER, ROCKDRILL, SECO | B5474 | 0019008895 | ROCK TOOL SERVICES |  |  | ROCK TOOL SERVICES | B5474 | [12 empty] | WASHER | [61 empty] | PRODUCTION COMPLETED
000000000060125004 | TNG_001 | DATA ENRICHMENT | ABG | ABG | OK | 2022-11-02 |  |  | 000000000060125004 | BHP1 | BHP Spares & Supplies | 311618 | Washers | EA | MAN2 | WASHER, M5, DWG 00992, DIVERTER SWITCH, | WASHER, M5, DRG 00992, DIVERTER SWITCH, MASCHINENFABRIK REINHAUSEN | 451323 | 0019008794 | MASCHINENFABRIK REINHAUSEN |  |  | MASCHINENFABRIK REINHAUSEN | 451323 | [12 empty] | WASHER | [61 empty] | PRODUCTION COMPLETED
000000000060255784 | TNG_001 | DATA ENRICHMENT | ABG | ABG | OK | 2022-11-02 | 2022-11-02 |  | 000000000060255784 | BHP1 | BHP Spares & Supplies | 310000 | Manufacturing Components and Supplies | EA | MAN2 | WASHER, ROUND FLAT, 18MM ID, 60MM OD, 5M | WASHER, ROUND FLAT, 18MM ID, 60MM OD, 5MM THICK, 304 S/STEEL |  |  |  | URL NOT FOUND |  |  | 7K2018 | [11 empty] | CLEANSED | WASHER | FLAT | NOMINAL SIZE |  | TYPE | ROUND | INSIDE DIMENSIONS | 18 MM | OUTSIDE DIMENSIONS | 60 MM | THICKNESS | 5 MM | MATERIAL | 304 STAINLESS STEEL | MATERIAL SPECIFICATION |  | COATING/FINISH |  | HAZARD CLASS |  | CERTIFICATION/STANDARD |  | ADDITIONAL FEATURES EN |  | ADDITIONAL FEATURES ES |  | ADDITIONAL FEATURES FR | [35 empty] | PRODUCTION COMPLETED
000000000060255789 | TNG_001 | DATA ENRICHMENT | ABG | ABG | OK | 2022-11-02 | 2022-11-02 |  | 000000000060255789 | BHP1 | BHP Spares & Supplies | 310000 | Manufacturing Components and Supplies | EA | MAN2 | WASHER, ROUND FLAT, 22MM ID, 60MM OD, 5M | WASHER, ROUND FLAT, 22MM ID, 60MM OD, 5MM THICK, 304 S/STEEL |  |  |  | URL NOT FOUND |  |  | 451382 | [11 empty] | CLEANSED | WASHER | FLAT | NOMINAL SIZE |  | TYPE | ROUND | INSIDE DIMENSIONS | 22 MM | OUTSIDE DIMENSIONS | 60 MM | THICKNESS | 5 MM | MATERIAL | 304 STAINLESS STEEL | MATERIAL SPECIFICATION |  | COATING/FINISH |  | HAZARD CLASS |  | CERTIFICATION/STANDARD |  | ADDITIONAL FEATURES EN |  | ADDITIONAL FEATURES ES |  | ADDITIONAL FEATURES FR | [35 empty] | PRODUCTION COMPLETED
000000000060255795 | TNG_001 | DATA ENRICHMENT | ABG | ABG | OK | 2022-11-02 | 2022-11-02 |  | 000000000060255795 | BHP1 | BHP Spares & Supplies | 310000 | Manufacturing Components and Supplies | EA | MAN2 | WASHER, ROUND FLAT, 31MM ID, 36MM OD, 4M | WASHER, ROUND FLAT, 31MM ID, 36MM OD, 4MM THICK, 304 S/STEEL |  |  |  | URL NOT FOUND | [14 empty] | CLEANSED | WASHER | FLAT | NOMINAL SIZE |  | TYPE | ROUND | INSIDE DIMENSIONS | 31 MM | OUTSIDE DIMENSIONS | 36 MM | THICKNESS | 4 MM | MATERIAL | 304 STAINLESS STEEL | MATERIAL SPECIFICATION |  | COATING/FINISH |  | HAZARD CLASS |  | CERTIFICATION/STANDARD |  | ADDITIONAL FEATURES EN |  | ADDITIONAL FEATURES ES |  | ADDITIONAL FEATURES FR | [35 empty] | PRODUCTION COMPLETED
000000000060002373 | TNG_001 | DATA ENRICHMENT | ABG | ABG | OK | 2022-11-02 | 2022-11-02 |  | 000000000060002373 | BHP1 | BHP Spares & Supplies | 311618 | Washers | PAK | MAN2 | WASHER, ROUND FLAT, 5/16IN NOM BOLT SIZE | WASHER, ROUND FLAT, 5/16IN NOM BOLT SIZE, STEEL, PLAIN FINISH, 100 PER PACK |  |  |  | URL NOT FOUND | [14 empty] | CLEANSED | WASHER | FLAT | NOMINAL SIZE | 5/16 IN | TYPE | ROUND | INSIDE DIMENSIONS |  | OUTSIDE DIMENSIONS |  | THICKNESS |  | MATERIAL | STEEL | MATERIAL SPECIFICATION |  | COATING/FINISH | PLAIN | HAZARD CLASS |  | CERTIFICATION/STANDARD |  | ADDITIONAL FEATURES EN | PACKAGING QUANTITY:100 PER PACK | ADDITIONAL FEATURES ES |  | ADDITIONAL FEATURES FR | [35 empty] | PRODUCTION COMPLETED
000000000060108891 | TNG_001 | DATA ENRICHMENT | ABG | ABG | OK | 2022-11-02 | 2022-11-02 |  | 000000000060108891 | BHP1 | BHP Spares & Supplies | 311618 | Washers | BX | MAN2 | WASHER, ROUND FLAT, M10 NOM BOLT SIZE, 3 | WASHER, ROUND FLAT, M10 NOM BOLT SIZE, 304 S/STEEL, 100 PER BOX |  |  |  | URL NOT FOUND | [14 empty] | CLEANSED | WASHER | FLAT | NOMINAL SIZE | M10 | TYPE | ROUND | INSIDE DIMENSIONS |  | OUTSIDE DIMENSIONS |  | THICKNESS |  | MATERIAL | 304 STAINLESS STEEL | MATERIAL SPECIFICATION |  | COATING/FINISH |  | HAZARD CLASS |  | CERTIFICATION/STANDARD |  | ADDITIONAL FEATURES EN | PACKAGING QUANTITY:100 PER BOX | ADDITIONAL FEATURES ES |  | ADDITIONAL FEATURES FR | [35 empty] | PRODUCTION COMPLETED
000000000060002383 | TNG_001 | DATA ENRICHMENT | ABG | ABG | OK | 2022-11-02 | 2022-11-02 |  | 000000000060002383 | BHP1 | BHP Spares & Supplies | 311618 | Washers | PAK | MAN2 | WASHER, ROUND FLAT, M20 NOM BOLT SIZE, S | WASHER, ROUND FLAT, M20 NOM BOLT SIZE, STEEL, PLAIN FINISH, 100 PER PACK |  |  |  | URL NOT FOUND | [14 empty] | CLEANSED | WASHER | FLAT | NOMINAL SIZE | M20 | TYPE | ROUND | INSIDE DIMENSIONS |  | OUTSIDE DIMENSIONS |  | THICKNESS |  | MATERIAL | STEEL | MATERIAL SPECIFICATION |  | COATING/FINISH | PLAIN | HAZARD CLASS |  | CERTIFICATION/STANDARD |  | ADDITIONAL FEATURES EN | PACKAGING QUANTITY:100 PER PACK | ADDITIONAL FEATURES ES |  | ADDITIONAL FEATURES FR | [35 empty] | PRODUCTION COMPLETED
000000000060002414 | TNG_001 | DATA ENRICHMENT | ABG | ABG | OK | 2022-11-02 | 2022-11-02 |  | 000000000060002414 | BHP1 | BHP Spares & Supplies | 311618 | Washers | PAK | MAN2 | WASHER, ROUND FLAT, M20, STEEL, THROUGH | WASHER, ROUND FLAT, M20, STEEL, THROUGH HARDENED, 1000 PER PACK |  |  |  | URL NOT FOUND | [14 empty] | CLEANSED | WASHER | FLAT | NOMINAL SIZE | M20 | TYPE | ROUND | INSIDE DIMENSIONS |  | OUTSIDE DIMENSIONS |  | THICKNESS |  | MATERIAL | STEEL | MATERIAL SPECIFICATION |  | COATING/FINISH |  | HAZARD CLASS |  | CERTIFICATION/STANDARD |  | ADDITIONAL FEATURES EN | THROUGH HARDENED,PACKAGING QUANTITY:1000 PER PACK | ADDITIONAL FEATURES ES |  | ADDITIONAL FEATURES FR | [35 empty] | PRODUCTION COMPLETED
000000000060002394 | TNG_001 | DATA ENRICHMENT | ABG | ABG | OK | 2022-11-02 | 2022-11-02 |  | 000000000060002394 | BHP1 | BHP Spares & Supplies | 311618 | Washers | PAK | MAN2 | WASHER, ROUND FLAT, M22 NOM BOLT SIZE, S | WASHER, ROUND FLAT, M22 NOM BOLT SIZE, STEEL, PLAIN FINISH, TO BS 4320, TABLE 1 FORM A, 100 PER PACK |  |  |  | URL NOT FOUND | [14 empty] | CLEANSED | WASHER | FLAT | NOMINAL SIZE | M22 | TYPE | ROUND | INSIDE DIMENSIONS |  | OUTSIDE DIMENSIONS |  | THICKNESS |  | MATERIAL | STEEL | MATERIAL SPECIFICATION |  | COATING/FINISH | PLAIN | HAZARD CLASS |  | CERTIFICATION/STANDARD | BS 4320 | ADDITIONAL FEATURES EN | TABLE 1 FORM A,PACKAGING QUANTITY:100 PER PACK | ADDITIONAL FEATURES ES |  | ADDITIONAL FEATURES FR | [35 empty] | PRODUCTION COMPLETED
000000000060002412 | TNG_001 | DATA ENRICHMENT | ABG | ABG | OK | 2022-11-02 | 2022-11-02 |  | 000000000060002412 | BHP1 | BHP Spares & Supplies | 311618 | Washers | KG | MAN2 | WASHER, ROUND FLAT, M40 NOM BOLT SIZE, S | WASHER, ROUND FLAT, M40 NOM BOLT SIZE, STEEL, PLAIN FINISH, TO BS 4320, TABLE 1 FORM A |  |  |  | URL NOT FOUND | [14 empty] | CLEANSED | WASHER | FLAT | NOMINAL SIZE | M40 | TYPE | ROUND | INSIDE DIMENSIONS |  | OUTSIDE DIMENSIONS |  | THICKNESS |  | MATERIAL | STEEL | MATERIAL SPECIFICATION |  | COATING/FINISH | PLAIN | HAZARD CLASS |  | CERTIFICATION/STANDARD | BS 4320 | ADDITIONAL FEATURES EN | TABLE 1 FORM A | ADDITIONAL FEATURES ES |  | ADDITIONAL FEATURES FR | [35 empty] | PRODUCTION COMPLETED
000000000060002435 | TNG_001 | DATA ENRICHMENT | ABG | ABG | OK | 2022-11-02 | 2022-11-02 |  | 000000000060002435 | BHP1 | BHP Spares & Supplies | 311618 | Washers | PAK | MAN2 | WASHER, ROUND FLAT, M6 NOM BOLT SIZE, BR | WASHER, ROUND FLAT, M6 NOM BOLT SIZE, BRASS, 200 PER PACK |  |  |  | URL NOT FOUND | [14 empty] | CLEANSED | WASHER | FLAT | NOMINAL SIZE | M6 | TYPE | ROUND | INSIDE DIMENSIONS |  | OUTSIDE DIMENSIONS |  | THICKNESS |  | MATERIAL | BRASS | MATERIAL SPECIFICATION |  | COATING/FINISH |  | HAZARD CLASS |  | CERTIFICATION/STANDARD |  | ADDITIONAL FEATURES EN | PACKAGING QUANTITY:200 PER PACK | ADDITIONAL FEATURES ES |  | ADDITIONAL FEATURES FR | [35 empty] | PRODUCTION COMPLETED
000000000060002409 | TNG_001 | DATA ENRICHMENT | ABG | ABG | OK | 2022-11-02 | 2022-11-02 |  | 000000000060002409 | BHP1 | BHP Spares & Supplies | 311618 | Washers | KG | MAN2 | WASHER, ROUND FLAT, M8 NOM BOLT SIZE, ST | WASHER, ROUND FLAT, M8 NOM BOLT SIZE, STEEL, PLAIN FINISH |  |  |  | URL NOT FOUND | [14 empty] | CLEANSED | WASHER | FLAT | NOMINAL SIZE | M8 | TYPE | ROUND | INSIDE DIMENSIONS |  | OUTSIDE DIMENSIONS |  | THICKNESS |  | MATERIAL | STEEL | MATERIAL SPECIFICATION |  | COATING/FINISH | PLAIN | HAZARD CLASS |  | CERTIFICATION/STANDARD |  | ADDITIONAL FEATURES EN |  | ADDITIONAL FEATURES ES |  | ADDITIONAL FEATURES FR | [35 empty] | PRODUCTION COMPLETED
000000000060012911 | TNG_001 | DATA ENRICHMENT | ABG | ABG | OK | 2022-11-02 | 2022-11-02 |  | 000000000060012911 | BHP1 | BHP Spares & Supplies | 311618 | Washers | EA | MAN2 | WASHER, SEAL, CATERPILLAR | WASHER, SEAL, CATERPILLAR | 7K2018 | 0019009026 | CATERPILLAR SA | https://parts.cat.com/en/catcorp/7K-2018 |  | CATERPILLAR SA | 7K-2018 | [11 empty] | CLEANSED | WASHER | SEALING | TYPE | SEAL | NOMINAL SIZE |  | INSIDE DIAMETER |  | OUTSIDE DIAMETER |  | THICKNESS |  | MATERIAL |  | MATERIAL SPECIFICATION |  | COATING/FINISH |  | HAZARD CLASS |  | CERTIFICATION/STANDARD |  | ADDITIONAL FEATURES EN |  | ADDITIONAL FEATURES ES |  | ADDITIONAL FEATURES FR | [35 empty] | PRODUCTION COMPLETED
000000000060125007 | TNG_001 | DATA ENRICHMENT | ABG | ABG | OK | 2022-11-02 | 2022-11-02 |  | 000000000060125007 | BHP1 | BHP Spares & Supplies | 311618 | Washers | EA | MAN2 | WASHER, SPRING, DIVERTER SWITCH, MASCHIN | WASHER, SPRING, DIVERTER SWITCH, MASCHINENFABRIK REINHAUSEN | 451382 | 0019008794 | MASCHINENFABRIK REINHAUSEN |  |  | MASCHINENFABRIK REINHAUSEN | 451382 | [12 empty] | WASHER | [61 empty] | PRODUCTION COMPLETED
000000000060108928 | TNG_001 | DATA ENRICHMENT | ABG | ABG | OK | 2022-11-02 | 2022-11-02 |  | 000000000060108928 | BHP1 | BHP Spares & Supplies | 311618 | Washers | PAK | MAN2 | WASHER, SPRING, SINGLE COIL, M12, HEAVY | WASHER, SPRING, SINGLE COIL, M12, HEAVY SQUARE SECTION, 304 S/STEEL, 100 PER PACK |  |  |  | URL NOT FOUND |  | BOART LONGYEAR AUSTRALIA PTY LIMITE | [13 empty] | WASHER | [61 empty] | PRODUCTION COMPLETED
000000000060002503 | TNG_001 | DATA ENRICHMENT | ABG | ABG | OK | 2022-11-02 | 2022-11-02 |  | 000000000060002503 | BHP1 | BHP Spares & Supplies | 311618 | Washers | PAK | MAN2 | WASHER, SPRING, SINGLE COIL, M8, HEAVY S | WASHER, SPRING, SINGLE COIL, M8, HEAVY SQUARE SECTION, STEEL, PLAIN, FINISH, TO SABS 797, 100 PER PACK |  |  |  | URL NOT FOUND | [15 empty] | WASHER | [61 empty] | PRODUCTION COMPLETED
000000000060009613 | TNG_001 | DATA ENRICHMENT | ABG | ABG | OK | 2022-11-02 | 2022-11-02 |  | 000000000060009613 | BHP1 | BHP Spares & Supplies | 311618 | Washers | EA | MAN2 | WASHER, THRUST, ROCKDRILL, SECO | WASHER, THRUST, ROCKDRILL, SECO | S24-46 | 0019000514 | BOART LONGYEAR AUSTRALIA PTY LIMITE |  |  | BOART LONGYEAR AUSTRALIA PTY LIMITE | S24-46 | [12 empty] | WASHER | [61 empty] | PRODUCTION COMPLETED
000000000060247452 | TNG_001 | DATA ENRICHMENT | ABG | ABG | OK | 2022-11-02 | 2022-11-02 |  | 000000000060247452 | BHP1 | BHP Spares & Supplies | 781801 | Vehicle maintenance and repair services | EA | MAN2 | WASHER,1515520,CAT,EA | WASHER, 1515520, CAT, EACH | 1515520 |  |  | https://spare.avspart.com/caterpillar/washer/1515520/ |  | CATERPILLAR SA | 1515520 | [11 empty] | ENRICHED | WASHER | NO MODIFIER | TYPE |  | NOMINAL SIZE |  | SIZE | ID 17 X OD 56 X THK 5 MM | MATERIAL | STEEL | MATERIAL SPECIFICATION |  | COATING/FINISH |  | HAZARD CLASS |  | CERTIFICATION/STANDARD |  | ADDITIONAL FEATURES EN | EACH | ADDITIONAL FEATURES ES |  | ADDITIONAL FEATURES FR | [39 empty] | PRODUCTION COMPLETED
000000000060250596 | TNG_001 | DATA ENRICHMENT | ABG | ABG | OK | 2022-11-02 | 2022-11-02 |  | 000000000060250596 | BHP1 | BHP Spares & Supplies | 781801 | Vehicle maintenance and repair services | EA | MAN2 | WASHER,161182,BELL,EA | WASHER, 161182, BELL, EACH | 161182 |  |  | URL NOT FOUND |  | BELL | 161182 | [11 empty] | CLEANSED | WASHER | NO MODIFIER | TYPE |  | NOMINAL SIZE |  | SIZE |  | MATERIAL |  | MATERIAL SPECIFICATION |  | COATING/FINISH |  | HAZARD CLASS |  | CERTIFICATION/STANDARD |  | ADDITIONAL FEATURES EN | EACH | ADDITIONAL FEATURES ES |  | ADDITIONAL FEATURES FR | [39 empty] | PRODUCTION COMPLETED
000000000060254286 | TNG_001 | DATA ENRICHMENT | ABG | ABG | OK | 2022-11-02 | 2022-11-02 |  | 000000000060254286 | BHP1 | BHP Spares & Supplies | 200000 | Mining Machinery and Accessories | EA | MAN2 | WASHER,30/65MN,GB7244,TR403005007,WEIR | WASHER, 30/65MN, GB7244, TR403005007, WEIR | TR403005007 | 0019011819 | Unknown |  |  | WEIR | TR403005007 | [12 empty] | WASHER | [61 empty] | PRODUCTION COMPLETED
000000000060246739 | TNG_001 | DATA ENRICHMENT | ABG | ABG | OK | 2022-11-02 | 2022-11-02 |  | 000000000060246739 | BHP1 | BHP Spares & Supplies | 781801 | Vehicle maintenance and repair services | EA | MAN2 | WASHER,5P8248,CAT,EA | WASHER, 5P8248, CAT, EACH | 5P8248 |  |  | https://parts.cat.com/en/catcorp/5P-8248 |  | CATERPILLAR SA | 5P-8248 | [11 empty] | ENRICHED | WASHER | FLAT | NOMINAL SIZE | M18 | TYPE |  | INSIDE DIMENSIONS | 20 MM | OUTSIDE DIMENSIONS | 36.5 MM | THICKNESS | 3.5 MM | MATERIAL | HARDENED STEEL | MATERIAL SPECIFICATION |  | COATING/FINISH | PHOSPHATE AND OIL COATED | HAZARD CLASS |  | CERTIFICATION/STANDARD |  | ADDITIONAL FEATURES EN |  | ADDITIONAL FEATURES ES |  | ADDITIONAL FEATURES FR | [35 empty] | PRODUCTION COMPLETED
000000000060074596 | TNG_001 | DATA ENRICHMENT | ABG | ABG | OK | 2022-11-02 | 2022-11-02 |  | 000000000060074596 | BHP1 | BHP Spares & Supplies | 781801 | Vehicle maintenance and repair services | EA | MAN2 | WASHER,8T4123,CAT,EA | WASHER,8T4123,CAT,EA | 8T4121 | 0019009026 | CATERPILLAR SA | https://parts.cat.com/en/catcorp/8T-4121 |  | CATERPILLAR SA | 8T-4121 | [11 empty] | ENRICHED | WASHER | FLAT | NOMINAL SIZE | M10 | TYPE |  | INSIDE DIMENSIONS | 11 MM | OUTSIDE DIMENSIONS | 21 MM | THICKNESS | 2.5 MM | MATERIAL | HARDENED STEEL | MATERIAL SPECIFICATION |  | COATING/FINISH | ZINC FLAKE | HAZARD CLASS |  | CERTIFICATION/STANDARD |  | ADDITIONAL FEATURES EN |  | ADDITIONAL FEATURES ES |  | ADDITIONAL FEATURES FR | [35 empty] | PRODUCTION COMPLETED
000000000060255717 | TNG_001 | DATA ENRICHMENT | ABG | ABG | OK | 2022-11-02 | 2022-11-02 |  | 000000000060255717 | BHP1 | BHP Spares & Supplies | 781801 | Vehicle maintenance and repair services | EA | MAN2 | WASHER,8T5439,CAT,EA | WASHER, 8T5439, CAT, EACH | 8T5439 |  |  | https://parts.cat.com/en/catcorp/8T-5439 |  | CATERPILLAR SA | 8T-5439 | [11 empty] | ENRICHED | WASHER | FLAT | NOMINAL SIZE | M20 | TYPE |  | INSIDE DIMENSIONS | 22 MM | OUTSIDE DIMENSIONS | 45 MM | THICKNESS | 6 MM | MATERIAL | HARDENED STEEL | MATERIAL SPECIFICATION |  | COATING/FINISH | ZINC FLAKE | HAZARD CLASS |  | CERTIFICATION/STANDARD |  | ADDITIONAL FEATURES EN |  | ADDITIONAL FEATURES ES |  | ADDITIONAL FEATURES FR | [35 empty] | PRODUCTION COMPLETED
000000000060242117 | TNG_001 | DATA ENRICHMENT | ABG | ABG | OK | 2022-11-02 | 2022-11-02 |  | 000000000060242117 | BHP1 | BHP Spares & Supplies | 781801 | Vehicle maintenance and repair services | EA | MAN2 | WASHER,9X8257,CAT,EA | WASHER, 9X8257, CAT, 17.5X30X3.5MM, EA | 9X8257 |  |  | https://parts.cat.com/en/catcorp/9X-8257 |  | CATERPILLAR SA | 9X-8257 | [11 empty] | ENRICHED | WASHER | FLAT | NOMINAL SIZE | M16 | TYPE |  | INSIDE DIMENSIONS | 17.5 MM | OUTSIDE DIMENSIONS | 30 MM | THICKNESS | 3.5 MM | MATERIAL | HARDENED STEEL | MATERIAL SPECIFICATION |  | COATING/FINISH | ZINC FLAKE | HAZARD CLASS |  | CERTIFICATION/STANDARD |  | ADDITIONAL FEATURES EN |  | ADDITIONAL FEATURES ES |  | ADDITIONAL FEATURES FR | [35 empty] | PRODUCTION COMPLETED
000000000060253508 | TNG_001 | DATA ENRICHMENT | ABG | ABG | OK | 2022-11-02 | 2022-11-02 |  | 000000000060253508 | BHP1 | BHP Spares & Supplies | 312313 | Tube and tubing | EA | MAN2 | WASHER,BONDED,ROOF,EVA,6X26 | WASHER, BONDED, ROOF, EVA, 6 X 26 |  |  |  | URL NOT FOUND | [15 empty] | WASHER | [61 empty] | PRODUCTION COMPLETED
000000000060239216 | TNG_001 | DATA ENRICHMENT | ABG | ABG | OK | 2022-11-02 | 2022-11-02 |  | 000000000060239216 | BHP1 | BHP Spares & Supplies | 311618 | Washers | EA | MAN2 | WASHER,BURNING RING,CONE CRUSHER | WASHER,BURNING RING,CONE CRUSHER,DRG 9000-3723,REV 0 |  | 0019011479 | KOPANANG ENGINEERING (PTY) LTD | URL NOT FOUND |  | KOPANANG ENGINEERING (PTY) LTD | [6 empty] | CONE CRUSHER |  |  | 9000-3723,REV 0 |  |  | CLEANSED | WASHER | NO MODIFIER | TYPE | BURNING RING | NOMINAL SIZE |  | SIZE |  | MATERIAL |  | MATERIAL SPECIFICATION |  | COATING/FINISH |  | HAZARD CLASS |  | CERTIFICATION/STANDARD |  | ADDITIONAL FEATURES EN |  | ADDITIONAL FEATURES ES |  | ADDITIONAL FEATURES FR | [39 empty] | PRODUCTION COMPLETED
000000000060254282 | TNG_001 | DATA ENRICHMENT | ABG | ABG | OK | 2022-11-02 | 2022-11-02 |  | 000000000060254282 | BHP1 | BHP Spares & Supplies | 200000 | Mining Machinery and Accessories | EA | MAN2 | WASHER,C2036-38,T6090-1,Q235,TR301201093 | WASHER, C2036-38, T6090-1, Q235, TR301201093, WEIR | TR301201093 | 0019011819 | Unknown |  |  | WEIR | TR301201093 | [12 empty] | WASHER | [61 empty] | PRODUCTION COMPLETED
000000000060240732 | TNG_001 | DATA ENRICHMENT | ABG | ABG | OK | 2022-11-02 | 2022-11-02 |  | 000000000060240732 | BHP1 | BHP Spares & Supplies | 251728 | Hydraulic systems and components | EA | MAN2 | WASHER,DOWTY,19MM,SMALL BODY,WHO20 | WASHER,DOWTY,19MM,SMALL BODY,WHO20 | WHO20 |  |  | URL NOT FOUND |  | DOWTY | WHO20 | [11 empty] | CLEANSED | WASHER | NO MODIFIER | TYPE |  | NOMINAL SIZE | 19 MM | SIZE |  | MATERIAL |  | MATERIAL SPECIFICATION |  | COATING/FINISH |  | HAZARD CLASS |  | CERTIFICATION/STANDARD |  | ADDITIONAL FEATURES EN | SMALL BODY | ADDITIONAL FEATURES ES |  | ADDITIONAL FEATURES FR | [39 empty] | PRODUCTION COMPLETED
000000000060240731 | TNG_001 | DATA ENRICHMENT | ABG | ABG | OK | 2022-11-02 | 2022-11-02 |  | 000000000060240731 | BHP1 | BHP Spares & Supplies | 251728 | Hydraulic systems and components | EA | MAN2 | WASHER,DOWTY,25MM,SMALL BODY | WASHER,DOWTY,25MM,SMALL BODY |  |  |  | URL NOT FOUND |  | DOWTY | [12 empty] | CLEANSED | WASHER | NO MODIFIER | TYPE |  | NOMINAL SIZE | 25 MM | SIZE |  | MATERIAL |  | MATERIAL SPECIFICATION |  | COATING/FINISH |  | HAZARD CLASS |  | CERTIFICATION/STANDARD |  | ADDITIONAL FEATURES EN | SMALL BODY | ADDITIONAL FEATURES ES |  | ADDITIONAL FEATURES FR | [39 empty] | PRODUCTION COMPLETED
000000000060247013 | TNG_001 | DATA ENRICHMENT | ABG | ABG | OK | 2022-11-02 | 2022-11-02 |  | 000000000060247013 | BHP1 | BHP Spares & Supplies | 200000 | Mining Machinery and Accessories | EA | MAN2 | WASHER,EXTRA,LARGE,M12,EAM6080E62 | WASHER,EXTRA,LARGE,M12,EAM6080E62 | EAM6080E62 | 0019011819 | Unknown | URL NOT FOUND |  |  | EAM6080E62 | [11 empty] | CLEANSED | WASHER | NO MODIFIER | TYPE |  | NOMINAL SIZE | M12 | SIZE |  | MATERIAL |  | MATERIAL SPECIFICATION |  | COATING/FINISH |  | HAZARD CLASS |  | CERTIFICATION/STANDARD |  | ADDITIONAL FEATURES EN | EXTRA LARGE | ADDITIONAL FEATURES ES |  | ADDITIONAL FEATURES FR | [39 empty] | PRODUCTION COMPLETED
000000000060238204 | TNG_001 | DATA ENRICHMENT | ABG | ABG | OK | 2022-11-02 | 2022-11-02 |  | 000000000060238204 | BHP1 | BHP Spares & Supplies | P1222 | Fasteners, bolts, studs pins, nails | EA | MAN2 | WASHER,FENDER,10X45X1.2,8716 | FENDER WASHER, 10 X 45 X 1.2, PN 8716 | 8716 | 0019011485 | BOLT & ENGINEERING DISTRIBUTORS | URL NOT FOUND |  | BOLT & ENGINEERING DISTRIBUTORS | 8716 | [11 empty] | CLEANSED | WASHER | FLAT | NOMINAL SIZE |  | TYPE | FENDER | INSIDE DIMENSIONS | 10 MM | OUTSIDE DIMENSIONS | 45 MM | THICKNESS | 1.2 MM | MATERIAL |  | MATERIAL SPECIFICATION |  | COATING/FINISH |  | HAZARD CLASS |  | CERTIFICATION/STANDARD |  | ADDITIONAL FEATURES EN |  | ADDITIONAL FEATURES ES |  | ADDITIONAL FEATURES FR | [35 empty] | PRODUCTION COMPLETED
000000000060250761 | TNG_001 | DATA ENRICHMENT | ABG | ABG | OK | 2022-11-02 | 2022-11-02 |  | 000000000060250761 | BHP1 | BHP Spares & Supplies | 781801 | Vehicle maintenance and repair services | EA | MAN2 | WASHER,FLAT,100547,BELL,EA | WASHER, FLAT, 100547, BELL, EACH | 100547 |  |  | https://hexindoparts.com/products/washer-flat-har-gPwZNeCG |  | BELL | 100547 | [11 empty] | CLEANSED | WASHER | FLAT | NOMINAL SIZE |  | TYPE |  | INSIDE DIMENSIONS |  | OUTSIDE DIMENSIONS |  | THICKNESS |  | MATERIAL |  | MATERIAL SPECIFICATION |  | COATING/FINISH |  | HAZARD CLASS |  | CERTIFICATION/STANDARD |  | ADDITIONAL FEATURES EN | EACH | ADDITIONAL FEATURES ES |  | ADDITIONAL FEATURES FR | [35 empty] | PRODUCTION COMPLETED
000000000060247807 | TNG_001 | DATA ENRICHMENT | ABG | ABG | OK | 2022-11-02 | 2022-11-02 |  | 000000000060247807 | BHP1 | BHP Spares & Supplies | 200000 | Mining Machinery and Accessories | EA | MAN2 | WASHER,FLAT,BRIGHT,141-M8 | WASHER,FLAT,BRIGHT,141-M8 | 141-M8 | 0019011819 | Unknown | URL NOT FOUND |  |  | 141-M8 | [11 empty] | CLEANSED | WASHER | FLAT | NOMINAL SIZE | M8 | TYPE | BRIGHT | INSIDE DIMENSIONS |  | OUTSIDE DIMENSIONS |  | THICKNESS |  | MATERIAL |  | MATERIAL SPECIFICATION |  | COATING/FINISH |  | HAZARD CLASS |  | CERTIFICATION/STANDARD |  | ADDITIONAL FEATURES EN |  | ADDITIONAL FEATURES ES |  | ADDITIONAL FEATURES FR | [35 empty] | PRODUCTION COMPLETED
000000000060243677 | TNG_001 | DATA ENRICHMENT | ABG | ABG | OK | 2022-11-02 | 2022-11-02 |  | 000000000060243677 | BHP1 | BHP Spares & Supplies | P1222 | Fasteners, bolts, studs pins, nails | EA | MAN2 | WASHER,FLAT,BRIGHT,5.2X10X0.8,971 | WASHER FLAT BRIGHT, 5.2 X 10 X 0.8, PN 971 | 971 | 0019011819 | Unknown | URL NOT FOUND |  |  | 971 | [11 empty] | CLEANSED | WASHER | FLAT | NOMINAL SIZE |  | TYPE | BRIGHT | INSIDE DIMENSIONS | 5.2 MM | OUTSIDE DIMENSIONS | 10 MM | THICKNESS | 0.8 MM | MATERIAL |  | MATERIAL SPECIFICATION |  | COATING/FINISH |  | HAZARD CLASS |  | CERTIFICATION/STANDARD |  | ADDITIONAL FEATURES EN |  | ADDITIONAL FEATURES ES |  | ADDITIONAL FEATURES FR | [35 empty] | PRODUCTION COMPLETED
000000000060255675 | TNG_001 | DATA ENRICHMENT | ABG | ABG | OK | 2022-11-02 | 2022-11-02 |  | 000000000060255675 | BHP1 | BHP Spares & Supplies | 200000 | Mining Machinery and Accessories | EA | MAN2 | WASHER,FLAT,FORM,A,STAINLESS,STEEL,A4,31 | WASHER,FLAT,FORM,A,STAINLESS,STEEL,A4,316,M20,21X37X3MM,DIN125A | M20S-SFLATWA4 | 0019011819 | Unknown | URL NOT FOUND |  |  | M20S-SFLATWA4 | [11 empty] | CLEANSED | WASHER | FLAT | NOMINAL SIZE | M20 | TYPE |  | INSIDE DIMENSIONS | 21 MM | OUTSIDE DIMENSIONS | 37 MM | THICKNESS | 3 MM | MATERIAL | 316 STAINLESS STEEL (A4) | MATERIAL SPECIFICATION |  | COATING/FINISH |  | HAZARD CLASS |  | CERTIFICATION/STANDARD | DIN 125A | ADDITIONAL FEATURES EN | FORM A | ADDITIONAL FEATURES ES |  | ADDITIONAL FEATURES FR | [35 empty] | PRODUCTION COMPLETED
000000000060255849 | TNG_001 | DATA ENRICHMENT | ABG | ABG | OK | 2022-11-02 | 2022-11-02 |  | 000000000060255849 | BHP1 | BHP Spares & Supplies | 251739 | Electrical components | EA | MAN2 | WASHER,FLAT,M12,A2,S/STEEL | WASHER,FLAT,M12,A2,S/STEEL | FSSA2W12 | 0019011819 | Unknown | URL NOT FOUND |  |  | FSSA2W12 | [11 empty] | CLEANSED | WASHER | FLAT | NOMINAL SIZE | M12 | TYPE |  | INSIDE DIMENSIONS |  | OUTSIDE DIMENSIONS |  | THICKNESS |  | MATERIAL | STAINLESS STEEL (A2) | MATERIAL SPECIFICATION |  | COATING/FINISH |  | HAZARD CLASS |  | CERTIFICATION/STANDARD |  | ADDITIONAL FEATURES EN |  | ADDITIONAL FEATURES ES |  | ADDITIONAL FEATURES FR | [35 empty] | PRODUCTION COMPLETED
000000000060249333 | TNG_001 | DATA ENRICHMENT | ABG | ABG | OK | 2022-11-02 | 2022-11-02 |  | 000000000060249333 | BHP1 | BHP Spares & Supplies | 200000 | Mining Machinery and Accessories | EA | MAN2 | WASHER,FLAT,M12,A2,SS,BS4320 | WASHER,FLAT,M12,A2,SS,BS4320 | M12A2SSFLATWASH | 0019011819 | Unknown | https://www.accu.co.uk/flat-washers/62425-HTW-M12-A2 |  |  | BS4320 | [11 empty] | CLEANSED | WASHER | FLAT | NOMINAL SIZE | M12 | TYPE |  | INSIDE DIMENSIONS |  | OUTSIDE DIMENSIONS |  | THICKNESS |  | MATERIAL | STAINLESS STEEL (A2) | MATERIAL SPECIFICATION |  | COATING/FINISH |  | HAZARD CLASS |  | CERTIFICATION/STANDARD | BS4320 | ADDITIONAL FEATURES EN |  | ADDITIONAL FEATURES ES |  | ADDITIONAL FEATURES FR | [35 empty] | PRODUCTION COMPLETED
000000000060247854 | TNG_001 | DATA ENRICHMENT | ABG | ABG | OK | 2022-11-02 | 2022-11-02 |  | 000000000060247854 | BHP1 | BHP Spares & Supplies | 311815 | Gaskets | EA | MAN2 | WASHER,FLAT,ROUND,COPPER,SIZE OD 18MM, I | WASHER,FLAT,ROUND,COPPER,SIZE OD 18MM, ID 10MM, THICKNESS 3MM, |  |  |  | URL NOT FOUND | [14 empty] | CLEANSED | WASHER | FLAT | NOMINAL SIZE |  | TYPE | ROUND | INSIDE DIMENSIONS | 10 MM | OUTSIDE DIMENSIONS | 18 MM | THICKNESS | 3 MM | MATERIAL | COPPER | MATERIAL SPECIFICATION |  | COATING/FINISH |  | HAZARD CLASS |  | CERTIFICATION/STANDARD |  | ADDITIONAL FEATURES EN |  | ADDITIONAL FEATURES ES |  | ADDITIONAL FEATURES FR | [35 empty] | PRODUCTION COMPLETED
000000000060247859 | TNG_001 | DATA ENRICHMENT | ABG | ABG | OK | 2022-11-02 | 2022-11-02 |  | 000000000060247859 | BHP1 | BHP Spares & Supplies | 311815 | Gaskets | EA | MAN2 | WASHER,FLAT,ROUND,COPPER,SIZE OD 24MM, I | WASHER,FLAT,ROUND,COPPER,SIZE OD 24MM, ID 12MM, THICKNESS 3MM, |  |  |  | URL NOT FOUND | [14 empty] | CLEANSED | WASHER | FLAT | NOMINAL SIZE |  | TYPE | ROUND | INSIDE DIMENSIONS | 12 MM | OUTSIDE DIMENSIONS | 24 MM | THICKNESS | 3 MM | MATERIAL | COPPER | MATERIAL SPECIFICATION |  | COATING/FINISH |  | HAZARD CLASS |  | CERTIFICATION/STANDARD |  | ADDITIONAL FEATURES EN |  | ADDITIONAL FEATURES ES |  | ADDITIONAL FEATURES FR | [35 empty] | PRODUCTION COMPLETED
000000000060239403 | TNG_001 | DATA ENRICHMENT | ABG | ABG | OK | 2022-11-02 | 2022-11-02 |  | 000000000060239403 | BHP1 | BHP Spares & Supplies | 781801 | Vehicle maintenance and repair services | EA | MAN2 | WASHER,FOL,3EB2442390,KOMATSU | WASHER, FOL, 3EB2442390, KOMATSU | 3EB2442390 | 0019001867 | KOMATSU CORP | https://k-part.777parts.org/spare/komatsu/3eb-24-42390/ |  | KOMATSU CORP | 3EB2442390 | [11 empty] | CLEANSED | WASHER | NO MODIFIER | TYPE |  | NOMINAL SIZE |  | SIZE |  | MATERIAL |  | MATERIAL SPECIFICATION |  | COATING/FINISH |  | HAZARD CLASS |  | CERTIFICATION/STANDARD |  | ADDITIONAL FEATURES EN | FOL | ADDITIONAL FEATURES ES |  | ADDITIONAL FEATURES FR | [39 empty] | PRODUCTION COMPLETED
000000000060255129 | TNG_001 | DATA ENRICHMENT | ABG | ABG | OK | 2022-11-02 | 2022-11-02 |  | 000000000060255129 | BHP1 | BHP Spares & Supplies | 301400 | Insulation | EA | MAN2 | WASHER,FURN-INSU,D1-4,S/S304,OD20/ID9X3 | WASHER, FURNACE INSULATION, D1-4, S/S304, OD20/ID9X3, M8 |  |  |  | URL NOT FOUND | [8 empty] | FURNACE INSULATION | D1-4 |  |  |  |  | CLEANSED | WASHER | NO MODIFIER | TYPE |  | NOMINAL SIZE | M8 | SIZE | ID 9 X OD 20 X THK 3 MM | MATERIAL | 304 STAINLESS STEEL | MATERIAL SPECIFICATION |  | COATING/FINISH |  | HAZARD CLASS |  | CERTIFICATION/STANDARD |  | ADDITIONAL FEATURES EN |  | ADDITIONAL FEATURES ES |  | ADDITIONAL FEATURES FR | [39 empty] | PRODUCTION COMPLETED
000000000060255130 | TNG_001 | DATA ENRICHMENT | ABG | ABG | OK | 2022-11-02 | 2022-11-02 |  | 000000000060255130 | BHP1 | BHP Spares & Supplies | 301400 | Insulation | EA | MAN2 | WASHER,FURN-INSU,D1-4,S/S304,OD23/ID11X3 | WASHER, FURNACE INSULATION, D1-4, S/S304, OD23/ID11X3, M10 |  |  |  | URL NOT FOUND | [8 empty] | FURNACE INSULATION | D1-4 |  |  |  |  | CLEANSED | WASHER | NO MODIFIER | TYPE |  | NOMINAL SIZE | M10 | SIZE | ID 11 X OD 23 X THK 3 MM | MATERIAL | 304 STAINLESS STEEL | MATERIAL SPECIFICATION |  | COATING/FINISH |  | HAZARD CLASS |  | CERTIFICATION/STANDARD |  | ADDITIONAL FEATURES EN |  | ADDITIONAL FEATURES ES |  | ADDITIONAL FEATURES FR | [39 empty] | PRODUCTION COMPLETED
000000000060255131 | TNG_001 | DATA ENRICHMENT | ABG | ABG | OK | 2022-11-02 | 2022-11-02 |  | 000000000060255131 | BHP1 | BHP Spares & Supplies | 301400 | Insulation | EA | MAN2 | WASHER,FURN-INSU,D1-4,S/S304,OD25/ID13X5 | WASHER, FURNACE INSULATION, D1-4, S/S304, OD25/ID13X5, M12 |  |  |  | URL NOT FOUND | [8 empty] | FURNACE INSULATION | D1-4 |  |  |  |  | CLEANSED | WASHER | NO MODIFIER | TYPE |  | NOMINAL SIZE | M12 | SIZE | ID 13 X OD 25 X THK 5 MM | MATERIAL | 304 STAINLESS STEEL | MATERIAL SPECIFICATION |  | COATING/FINISH |  | HAZARD CLASS |  | CERTIFICATION/STANDARD |  | ADDITIONAL FEATURES EN |  | ADDITIONAL FEATURES ES |  | ADDITIONAL FEATURES FR | [39 empty] | PRODUCTION COMPLETED
000000000060255132 | TNG_001 | DATA ENRICHMENT | ABG | ABG | OK | 2022-11-02 | 2022-11-02 |  | 000000000060255132 | BHP1 | BHP Spares & Supplies | 301400 | Insulation | EA | MAN2 | WASHER,FURN-INSU,D1-4,S/S304,OD45/ID17X5 | WASHER, FURNACE INSULATION, D1-4, S/S304, OD45/ID17X5, M16 |  |  |  | URL NOT FOUND | [8 empty] | FURNACE INSULATION | D1-4 |  |  |  |  | CLEANSED | WASHER | NO MODIFIER | TYPE |  | NOMINAL SIZE | M16 | SIZE | ID 17 X OD 45 X THK 5 MM | MATERIAL | 304 STAINLESS STEEL | MATERIAL SPECIFICATION |  | COATING/FINISH |  | HAZARD CLASS |  | CERTIFICATION/STANDARD |  | ADDITIONAL FEATURES EN |  | ADDITIONAL FEATURES ES |  | ADDITIONAL FEATURES FR | [39 empty] | PRODUCTION COMPLETED
000000000060255133 | TNG_001 | DATA ENRICHMENT | ABG | ABG | OK | 2022-11-02 | 2022-11-02 |  | 000000000060255133 | BHP1 | BHP Spares & Supplies | 301400 | Insulation | EA | MAN2 | WASHER,FURN-INSU,D1-4,S/S304,OD45/ID21X5 | WASHER, FURNACE INSULATION, D1-4, S/S304, OD45/ID21X5, M20 |  |  |  | URL NOT FOUND | [8 empty] | FURNACE INSULATION | D1-4 |  |  |  |  | CLEANSED | WASHER | NO MODIFIER | TYPE |  | NOMINAL SIZE | M20 | SIZE | ID 21 X OD 45 X THK 5 MM | MATERIAL | 304 STAINLESS STEEL | MATERIAL SPECIFICATION |  | COATING/FINISH |  | HAZARD CLASS |  | CERTIFICATION/STANDARD |  | ADDITIONAL FEATURES EN |  | ADDITIONAL FEATURES ES |  | ADDITIONAL FEATURES FR | [39 empty] | PRODUCTION COMPLETED
000000000060255134 | TNG_001 | DATA ENRICHMENT | ABG | ABG | OK | 2022-11-02 | 2022-11-02 |  | 000000000060255134 | BHP1 | BHP Spares & Supplies | 301400 | Insulation | EA | MAN2 | WASHER,FURN-INSU,D1-4,S/S304,OD50/ID21X5 | WASHER, FURNACE INSULATION, D1-4, S/S304, OD50/ID21X5, M20 |  |  |  | URL NOT FOUND | [8 empty] | FURNACE INSULATION | D1-4 |  |  |  |  | CLEANSED | WASHER | NO MODIFIER | TYPE |  | NOMINAL SIZE | M20 | SIZE | ID 21 X OD 50 X THK 5 MM | MATERIAL | 304 STAINLESS STEEL | MATERIAL SPECIFICATION |  | COATING/FINISH |  | HAZARD CLASS |  | CERTIFICATION/STANDARD |  | ADDITIONAL FEATURES EN |  | ADDITIONAL FEATURES ES |  | ADDITIONAL FEATURES FR | [39 empty] | PRODUCTION COMPLETED
000000000060255135 | TNG_001 | DATA ENRICHMENT | ABG | ABG | OK | 2022-11-02 | 2022-11-02 |  | 000000000060255135 | BHP1 | BHP Spares & Supplies | 301400 | Insulation | EA | MAN2 | WASHER,FURN-INSU,D1-4,S/S304,OD55/ID25X5 | WASHER, FURNACE INSULATION, D1-4, S/S304, OD55/ID25X5, M24 |  |  |  | URL NOT FOUND | [8 empty] | FURNACE INSULATION | D1-4 |  |  |  |  | CLEANSED | WASHER | NO MODIFIER | TYPE |  | NOMINAL SIZE | M24 | SIZE | ID 25 X OD 55 X THK 5 MM | MATERIAL | 304 STAINLESS STEEL | MATERIAL SPECIFICATION |  | COATING/FINISH |  | HAZARD CLASS |  | CERTIFICATION/STANDARD |  | ADDITIONAL FEATURES EN |  | ADDITIONAL FEATURES ES |  | ADDITIONAL FEATURES FR | [39 empty] | PRODUCTION COMPLETED
000000000060255136 | TNG_001 | DATA ENRICHMENT | ABG | ABG | OK | 2022-11-02 | 2022-11-02 |  | 000000000060255136 | BHP1 | BHP Spares & Supplies | 301400 | Insulation | EA | MAN2 | WASHER,FURN-INSU,D1-4,S/S304,OD70/ID31X6 | WASHER, FURNACE INSULATION, D1-4, S/S304, OD70/ID31X6, M30 |  |  |  | URL NOT FOUND | [8 empty] | FURNACE INSULATION | D1-4 |  |  |  |  | CLEANSED | WASHER | NO MODIFIER | TYPE |  | NOMINAL SIZE | M30 | SIZE | ID 31 X OD 70 X THK 6 MM | MATERIAL | 304 STAINLESS STEEL | MATERIAL SPECIFICATION |  | COATING/FINISH |  | HAZARD CLASS |  | CERTIFICATION/STANDARD |  | ADDITIONAL FEATURES EN |  | ADDITIONAL FEATURES ES |  | ADDITIONAL FEATURES FR | [39 empty] | PRODUCTION COMPLETED
000000000060247915 | TNG_001 | DATA ENRICHMENT | ABG | ABG | OK | 2022-11-02 | 2022-11-02 |  | 000000000060247915 | BHP1 | BHP Spares & Supplies | 311618 | Washers | EA | MAN2 | WASHER,GALV,ROUND,FLAT,M16,GR 8.8,PLAIN, | WASHER,GALV,ROUND,FLAT,M16,GR 8.8,PLAIN,FINISH | WGRFM16GR8.8 | 0019011819 | Unknown | URL NOT FOUND | [14 empty] | CLEANSED | WASHER | FLAT | NOMINAL SIZE | M16 | TYPE | ROUND | INSIDE DIMENSIONS |  | OUTSIDE DIMENSIONS |  | THICKNESS |  | MATERIAL |  | MATERIAL SPECIFICATION | GRADE 8.8 | COATING/FINISH | GALVANIZED,PLAIN | HAZARD CLASS |  | CERTIFICATION/STANDARD |  | ADDITIONAL FEATURES EN |  | ADDITIONAL FEATURES ES |  | ADDITIONAL FEATURES FR | [35 empty] | PRODUCTION COMPLETED
000000000060255468 | TNG_001 | DATA ENRICHMENT | ABG | ABG | OK | 2022-11-02 | 2022-11-02 |  | 000000000060255468 | BHP1 | BHP Spares & Supplies | 270000 | Tools and General Machinery | ST | MAN2 | WASHER,HP,CLEANER,RYOBI XHP-18,EA | WASHER, HIGH PRESSURE, CLEANER, RYOBI XHP-18, 18V BATTERY, COMPLTETE WITH BATTERY AND CHARGER, EACH | RYOBI XHP - 18 | [5 empty] | RYOBI XHP - 18 | [12 empty] | WASHER | [61 empty] | PRODUCTION COMPLETED
000000000060255086 | TNG_001 | DATA ENRICHMENT | ABG | ABG | OK | 2022-11-02 | 2022-11-02 |  | 000000000060255086 | BHP1 | BHP Spares & Supplies | 301400 | Insulation | EA | MAN2 | WASHER,INSU,D1-4,HST2/SG200,OD25/ID14X10 | WASHER, FURNACE INSULATION, D1-4, HST2/SG200, OD25/ID14X10, M8 |  |  |  | URL NOT FOUND | [8 empty] | FURNACE INSULATION | D1-4,HST2/SG200 |  |  |  |  | CLEANSED | WASHER | NO MODIFIER | TYPE |  | NOMINAL SIZE | M8 | SIZE | ID 14 X OD 25 X THK 10 MM | MATERIAL |  | MATERIAL SPECIFICATION |  | COATING/FINISH |  | HAZARD CLASS |  | CERTIFICATION/STANDARD |  | ADDITIONAL FEATURES EN |  | ADDITIONAL FEATURES ES |  | ADDITIONAL FEATURES FR | [39 empty] | PRODUCTION COMPLETED
000000000060255087 | TNG_001 | DATA ENRICHMENT | ABG | ABG | OK | 2022-11-02 | 2022-11-02 |  | 000000000060255087 | BHP1 | BHP Spares & Supplies | 301400 | Insulation | EA | MAN2 | WASHER,INSU,D1-4,HST2/SG200,OD28/ID16X10 | WASHER, FURNACE INSULATION, D1-4, HST2/SG200, OD28/ID16X10, M10 |  |  |  | URL NOT FOUND | [8 empty] | FURNACE INSULATION | D1-4,HST2/SG200 |  |  |  |  | CLEANSED | WASHER | NO MODIFIER | TYPE |  | NOMINAL SIZE | M10 | SIZE | ID 16 X OD 28 X THK 10 MM | MATERIAL |  | MATERIAL SPECIFICATION |  | COATING/FINISH |  | HAZARD CLASS |  | CERTIFICATION/STANDARD |  | ADDITIONAL FEATURES EN |  | ADDITIONAL FEATURES ES |  | ADDITIONAL FEATURES FR | [39 empty] | PRODUCTION COMPLETED
000000000060255088 | TNG_001 | DATA ENRICHMENT | ABG | ABG | OK | 2022-11-02 | 2022-11-02 |  | 000000000060255088 | BHP1 | BHP Spares & Supplies | 301400 | Insulation | EA | MAN2 | WASHER,INSU,D1-4,HST2/SG200,OD30/ID18X10 | WASHER, FURNACE INSULATION, D1-4, HST2/SG200, OD30/ID18X10, M12 |  |  |  | URL NOT FOUND | [8 empty] | FURNACE INSULATION | D1-4,HST2/SG200 |  |  |  |  | CLEANSED | WASHER | NO MODIFIER | TYPE |  | NOMINAL SIZE | M12 | SIZE | ID 18 X OD 30 X THK 10 MM | MATERIAL |  | MATERIAL SPECIFICATION |  | COATING/FINISH |  | HAZARD CLASS |  | CERTIFICATION/STANDARD |  | ADDITIONAL FEATURES EN |  | ADDITIONAL FEATURES ES |  | ADDITIONAL FEATURES FR | [39 empty] | PRODUCTION COMPLETED
000000000060255089 | TNG_001 | DATA ENRICHMENT | ABG | ABG | OK | 2022-11-02 | 2022-11-02 |  | 000000000060255089 | BHP1 | BHP Spares & Supplies | 301400 | Insulation | EA | MAN2 | WASHER,INSU,D1-4,HST2/SG200,OD50/ID24X10 | WASHER, FURNACE INSULATION, D1-4, HST2/SG200, OD50/ID24X10, M16 |  |  |  | URL NOT FOUND | [8 empty] | FURNACE INSULATION | D1-4,HST2/SG200 |  |  |  |  | CLEANSED | WASHER | NO MODIFIER | TYPE |  | NOMINAL SIZE | M16 | SIZE | ID 24 X OD 50 X THK 10 MM | MATERIAL |  | MATERIAL SPECIFICATION |  | COATING/FINISH |  | HAZARD CLASS |  | CERTIFICATION/STANDARD |  | ADDITIONAL FEATURES EN |  | ADDITIONAL FEATURES ES |  | ADDITIONAL FEATURES FR | [39 empty] | PRODUCTION COMPLETED
000000000060255091 | TNG_001 | DATA ENRICHMENT | ABG | ABG | OK | 2022-11-02 | 2022-11-02 |  | 000000000060255091 | BHP1 | BHP Spares & Supplies | 301400 | Insulation | EA | MAN2 | WASHER,INSU,D1-4,HST2/SG200,OD55/ID28X10 | WASHER, FURNACE INSULATION, D1-4, HST2/SG200, OD55/ID28X10, M20 |  |  |  | URL NOT FOUND | [8 empty] | FURNACE INSULATION | D1-4,HST2/SG200 |  |  |  |  | CLEANSED | WASHER | NO MODIFIER | TYPE |  | NOMINAL SIZE | M20 | SIZE | ID 28 X OD 55 X THK 10 MM | MATERIAL |  | MATERIAL SPECIFICATION |  | COATING/FINISH |  | HAZARD CLASS |  | CERTIFICATION/STANDARD |  | ADDITIONAL FEATURES EN |  | ADDITIONAL FEATURES ES |  | ADDITIONAL FEATURES FR | [39 empty] | PRODUCTION COMPLETED
000000000060255092 | TNG_001 | DATA ENRICHMENT | ABG | ABG | OK | 2022-11-02 | 2022-11-02 |  | 000000000060255092 | BHP1 | BHP Spares & Supplies | 301400 | Insulation | EA | MAN2 | WASHER,INSU,D1-4,HST2/SG200,OD55/ID32X10 | WASHER, FURNACE INSULATION, D1-4, HST2/SG200, OD55/ID32X10, M20 SHEER |  |  |  | URL NOT FOUND | [8 empty] | FURNACE INSULATION | D1-4,HST2/SG200 |  |  |  |  | CLEANSED | WASHER | NO MODIFIER | TYPE |  | NOMINAL SIZE | M20 | SIZE | ID 32 X OD 55 X THK 10 MM | MATERIAL |  | MATERIAL SPECIFICATION |  | COATING/FINISH |  | HAZARD CLASS |  | CERTIFICATION/STANDARD |  | ADDITIONAL FEATURES EN | SHEER | ADDITIONAL FEATURES ES |  | ADDITIONAL FEATURES FR | [39 empty] | PRODUCTION COMPLETED
000000000060255093 | TNG_001 | DATA ENRICHMENT | ABG | ABG | OK | 2022-11-02 | 2022-11-02 |  | 000000000060255093 | BHP1 | BHP Spares & Supplies | 301400 | Insulation | EA | MAN2 | WASHER,INSU,D1-4,HST2/SG200,OD60/ID32X10 | WASHER, FURNACE INSULATION, D1-4, HST2/SG200, OD60/ID32X10, M24 |  |  |  | URL NOT FOUND | [8 empty] | FURNACE INSULATION | D1-4,HST2/SG200 |  |  |  |  | CLEANSED | WASHER | NO MODIFIER | TYPE |  | NOMINAL SIZE | M24 | SIZE | ID 32 X OD 60 X THK 10 MM | MATERIAL |  | MATERIAL SPECIFICATION |  | COATING/FINISH |  | HAZARD CLASS |  | CERTIFICATION/STANDARD |  | ADDITIONAL FEATURES EN |  | ADDITIONAL FEATURES ES |  | ADDITIONAL FEATURES FR | [39 empty] | PRODUCTION COMPLETED
000000000060255090 | TNG_001 | DATA ENRICHMENT | ABG | ABG | OK | 2022-11-02 | 2022-11-02 |  | 000000000060255090 | BHP1 | BHP Spares & Supplies | 301400 | Insulation | EA | MAN2 | WASHER,INSU,D1-4,HST2/SG200,OD70/ID24X10 | WASHER, FURNACE INSULATION, D1-4, HST2/SG200, OD70/ID24X10, M16 |  |  |  | URL NOT FOUND | [8 empty] | FURNACE INSULATION | D1-4,HST2/SG200 |  |  |  |  | CLEANSED | WASHER | NO MODIFIER | TYPE |  | NOMINAL SIZE | M16 | SIZE | ID 24 X OD 70 X THK 10 MM | MATERIAL |  | MATERIAL SPECIFICATION |  | COATING/FINISH |  | HAZARD CLASS |  | CERTIFICATION/STANDARD |  | ADDITIONAL FEATURES EN |  | ADDITIONAL FEATURES ES |  | ADDITIONAL FEATURES FR | [39 empty] | PRODUCTION COMPLETED
000000000060255588 | TNG_001 | DATA ENRICHMENT | ABG | ABG | OK | 2022-11-02 | 2022-11-02 |  | 000000000060255588 | BHP1 | BHP Spares & Supplies | 301400 | Insulation | EA | MAN2 | WASHER,INSU,D1-4,HST2/SG200,OD90/ID42X10 | WASHER, FURNACE INSULATION, D1-4, HST2/SG200, OD90ID42X10, M30 |  |  |  | URL NOT FOUND | [8 empty] | FURNACE INSULATION | D1-4,HST2/SG200 |  |  |  |  | CLEANSED | WASHER | NO MODIFIER | TYPE |  | NOMINAL SIZE | M16 | SIZE | ID 42 X OD 90 X THK 10 MM | MATERIAL |  | MATERIAL SPECIFICATION |  | COATING/FINISH |  | HAZARD CLASS |  | CERTIFICATION/STANDARD |  | ADDITIONAL FEATURES EN |  | ADDITIONAL FEATURES ES |  | ADDITIONAL FEATURES FR | [39 empty] | PRODUCTION COMPLETED
000000000060255733 | TNG_001 | DATA ENRICHMENT | ABG | ABG | OK | 2022-11-02 | 2022-11-02 |  | 000000000060255733 | BHP1 | BHP Spares & Supplies | 301400 | Insulation | EA | MAN2 | WASHER,INSU,D1-4,HST2/SG200,OD90/ID42X10 | WASHER, FURNACE INSULATION, D1-4, HST2/SG200, OD90ID42X10, M30 |  |  |  | URL NOT FOUND | [8 empty] | FURNACE INSULATION | D1-4,HST2/SG200 |  |  |  |  | CLEANSED | WASHER | NO MODIFIER | TYPE |  | NOMINAL SIZE | M30 | SIZE | ID 42 X OD 90 X THK 10 MM | MATERIAL |  | MATERIAL SPECIFICATION |  | COATING/FINISH |  | HAZARD CLASS |  | CERTIFICATION/STANDARD |  | ADDITIONAL FEATURES EN |  | ADDITIONAL FEATURES ES |  | ADDITIONAL FEATURES FR | [39 empty] | PRODUCTION COMPLETED
000000000060255094 | TNG_001 | DATA ENRICHMENT | ABG | ABG | OK | 2022-11-02 | 2022-11-02 |  | 000000000060255094 | BHP1 | BHP Spares & Supplies | 301400 | Insulation | EA | MAN2 | WASHER,INSU,D1-4,MICA-P,OD90/ID42X10 | WASHER, FURNACE INSULATION, D1-4, MICA-P, OD90ID42X10, M30 |  |  |  | URL NOT FOUND | [8 empty] | FURNACE INSULATION | D1-4,HST2/SG200 |  |  |  |  | CLEANSED | WASHER | NO MODIFIER | TYPE |  | NOMINAL SIZE | M30 | SIZE | ID 42 X OD 90 X THK 10 MM | MATERIAL |  | MATERIAL SPECIFICATION |  | COATING/FINISH |  | HAZARD CLASS |  | CERTIFICATION/STANDARD |  | ADDITIONAL FEATURES EN |  | ADDITIONAL FEATURES ES |  | ADDITIONAL FEATURES FR | [39 empty] | PRODUCTION COMPLETED
000000000060235858 | TNG_001 | DATA ENRICHMENT | ABG | ABG | OK | 2022-11-02 | 2022-11-02 |  | 000000000060235858 | BHP1 | BHP Spares & Supplies | 301400 | Insulation | EA | MAN2 | WASHER,INSULATION,43/24 DIA x5,SG200 | INSULATION,WASHER,43/24 DIA x5,SG200 |  |  |  | URL NOT FOUND | [14 empty] | CLEANSED | WASHER | NO MODIFIER | TYPE | INSULATION | NOMINAL SIZE |  | SIZE | ID 24 X OD 43 X THK 5 MM | MATERIAL |  | MATERIAL SPECIFICATION |  | COATING/FINISH |  | HAZARD CLASS |  | CERTIFICATION/STANDARD |  | ADDITIONAL FEATURES EN | SG200 | ADDITIONAL FEATURES ES |  | ADDITIONAL FEATURES FR | [39 empty] | PRODUCTION COMPLETED
000000000060235859 | TNG_001 | DATA ENRICHMENT | ABG | ABG | OK | 2022-11-02 | 2022-11-02 |  | 000000000060235859 | BHP1 | BHP Spares & Supplies | 301400 | Insulation | EA | MAN2 | WASHER,INSULATION,50/28 DIA x5,SG200 | INSULATION,WASHER,50/28 DIA x5,SG200 |  |  |  | URL NOT FOUND | [14 empty] | CLEANSED | WASHER | NO MODIFIER | TYPE | INSULATION | NOMINAL SIZE |  | SIZE | ID 28 X OD 50 X THK 5 MM | MATERIAL |  | MATERIAL SPECIFICATION |  | COATING/FINISH |  | HAZARD CLASS |  | CERTIFICATION/STANDARD |  | ADDITIONAL FEATURES EN | SG200 | ADDITIONAL FEATURES ES |  | ADDITIONAL FEATURES FR | [39 empty] | PRODUCTION COMPLETED
000000000060242387 | TNG_001 | DATA ENRICHMENT | ABG | ABG | OK | 2022-11-02 | 2022-11-02 |  | 000000000060242387 | BHP1 | BHP Spares & Supplies | 310000 | Manufacturing Components and Supplies | EA | MAN2 | WASHER,INSULATION,ITEM 10,AS PER DRAWING | WASHER,INSULATION,ITEM 10,AS PER DRAWING TWP-3378 |  |  |  | URL NOT FOUND | [11 empty] | TWP-3378 |  | 10 | CLEANSED | WASHER | NO MODIFIER | TYPE | INSULATION | NOMINAL SIZE |  | SIZE |  | MATERIAL |  | MATERIAL SPECIFICATION |  | COATING/FINISH |  | HAZARD CLASS |  | CERTIFICATION/STANDARD |  | ADDITIONAL FEATURES EN |  | ADDITIONAL FEATURES ES |  | ADDITIONAL FEATURES FR | [39 empty] | PRODUCTION COMPLETED
000000000060242384 | TNG_001 | DATA ENRICHMENT | ABG | ABG | OK | 2022-11-02 | 2022-11-02 |  | 000000000060242384 | BHP1 | BHP Spares & Supplies | 310000 | Manufacturing Components and Supplies | EA | MAN2 | WASHER,INSULATION,ITEM 11,AS PER DRAWING | WASHER,INSULATION,ITEM 11,AS PER DRAWING TWP-3378 |  |  |  | URL NOT FOUND | [11 empty] | TWP-3378 |  | 11 | CLEANSED | WASHER | NO MODIFIER | TYPE | INSULATION | NOMINAL SIZE |  | SIZE |  | MATERIAL |  | MATERIAL SPECIFICATION |  | COATING/FINISH |  | HAZARD CLASS |  | CERTIFICATION/STANDARD |  | ADDITIONAL FEATURES EN |  | ADDITIONAL FEATURES ES |  | ADDITIONAL FEATURES FR | [39 empty] | PRODUCTION COMPLETED
000000000060242263 | TNG_001 | DATA ENRICHMENT | ABG | ABG | OK | 2022-11-02 | 2022-11-02 |  | 000000000060242263 | BHP1 | BHP Spares & Supplies | 301400 | Insulation | EA | MAN2 | WASHER,INSULATION,ITEM10,DRGAFC008-029 | INSULATION WASHER, ITEM10 DRG AFC008-029 REV02, FURNACE ROOF PANNELS T1 TO T3 |  |  |  | URL NOT FOUND | [8 empty] | FURNACE ROOF PANNELS T1 TO T3 |  |  | AFC008-029 REV02 |  | 10 | CLEANSED | WASHER | NO MODIFIER | TYPE | INSULATION | NOMINAL SIZE |  | SIZE |  | MATERIAL |  | MATERIAL SPECIFICATION |  | COATING/FINISH |  | HAZARD CLASS |  | CERTIFICATION/STANDARD |  | ADDITIONAL FEATURES EN |  | ADDITIONAL FEATURES ES |  | ADDITIONAL FEATURES FR | [39 empty] | PRODUCTION COMPLETED
000000000060242360 | TNG_001 | DATA ENRICHMENT | ABG | ABG | OK | 2022-11-02 | 2022-11-02 |  | 000000000060242360 | BHP1 | BHP Spares & Supplies | 301400 | Insulation | EA | MAN2 | WASHER,INSULATION,ITEM13,DRG404-3116-01 | INSULATION WASHER, ITEM13 DRG 404-3116-01 REV0, MATERIAL HST II, FURNACE ROOF PANNELS T4 |  |  |  | URL NOT FOUND | [8 empty] | FURNACE ROOF PANNELS T4 |  |  | 404-3116-01 REV0 |  | 13 | CLEANSED | WASHER | NO MODIFIER | TYPE | INSULATION | NOMINAL SIZE |  | SIZE |  | MATERIAL |  | MATERIAL SPECIFICATION |  | COATING/FINISH |  | HAZARD CLASS |  | CERTIFICATION/STANDARD |  | ADDITIONAL FEATURES EN | MATERIAL HST II | ADDITIONAL FEATURES ES |  | ADDITIONAL FEATURES FR | [39 empty] | PRODUCTION COMPLETED
000000000060242266 | TNG_001 | DATA ENRICHMENT | ABG | ABG | OK | 2022-11-02 | 2022-11-02 |  | 000000000060242266 | BHP1 | BHP Spares & Supplies | 301400 | Insulation | EA | MAN2 | WASHER,INSULATION,ITEM15,DRGAFC008-029 | INSULATION WASHER, ITEM15 DRG AFC008-029 REV02, FURNACE ROOF PANNELS T1 TO T3 |  |  |  | URL NOT FOUND | [8 empty] | FURNACE ROOF PANNELS T1 TO T3 |  |  | AFC008-029 REV02 |  | 15 | CLEANSED | WASHER | NO MODIFIER | TYPE | INSULATION | NOMINAL SIZE |  | SIZE |  | MATERIAL |  | MATERIAL SPECIFICATION |  | COATING/FINISH |  | HAZARD CLASS |  | CERTIFICATION/STANDARD |  | ADDITIONAL FEATURES EN |  | ADDITIONAL FEATURES ES |  | ADDITIONAL FEATURES FR | [39 empty] | PRODUCTION COMPLETED
000000000060242264 | TNG_001 | DATA ENRICHMENT | ABG | ABG | OK | 2022-11-02 | 2022-11-02 |  | 000000000060242264 | BHP1 | BHP Spares & Supplies | 301400 | Insulation | EA | MAN2 | WASHER,INSULATION,ITEM2,DRGAFC008-029 | INSULATION WASHER, ITEM2 DRG AFC008-029 REV02, FURNACE ROOF PANNELS T1 TO T3 |  |  |  | URL NOT FOUND | [8 empty] | FURNACE ROOF PANNELS T1 TO T3 |  |  | AFC008-029 REV02 |  | 2 | CLEANSED | WASHER | NO MODIFIER | TYPE | INSULATION | NOMINAL SIZE |  | SIZE |  | MATERIAL |  | MATERIAL SPECIFICATION |  | COATING/FINISH |  | HAZARD CLASS |  | CERTIFICATION/STANDARD |  | ADDITIONAL FEATURES EN |  | ADDITIONAL FEATURES ES |  | ADDITIONAL FEATURES FR | [39 empty] | PRODUCTION COMPLETED
000000000060254937 | TNG_001 | DATA ENRICHMENT | ABG | ABG | OK | 2022-11-02 | 2022-11-02 |  | 000000000060254937 | BHP1 | BHP Spares & Supplies | 310000 | Manufacturing Components and Supplies | EA | MAN2 | WASHER,ITEM 5,AS PER DRAWING TWP-3353 | WASHER,ITEM 5,AS PER DRAWING TWP-3353 |  |  |  | URL NOT FOUND | [11 empty] | TWP-3353 |  | 5 | CLEANSED | WASHER | NO MODIFIER | TYPE |  | NOMINAL SIZE |  | SIZE |  | MATERIAL |  | MATERIAL SPECIFICATION |  | COATING/FINISH |  | HAZARD CLASS |  | CERTIFICATION/STANDARD |  | ADDITIONAL FEATURES EN | AS PER | ADDITIONAL FEATURES ES |  | ADDITIONAL FEATURES FR | [39 empty] | PRODUCTION COMPLETED
000000000060253660 | TNG_001 | DATA ENRICHMENT | ABG | ABG | OK | 2022-11-02 | 2022-11-02 |  | 000000000060253660 | BHP1 | BHP Spares & Supplies | 200000 | Mining Machinery and Accessories | EA | MAN2 | WASHER,LOCK,01149223 | WASHER, LOCK, 01149223 | 01149223 | 0019011819 | Unknown | chrome-extension://efaidnbmnnnibpcajpcglclefindmkaj/https://static.hamiltonpower.com/documents/Deutz-Diesel-Engine-Parts-Catalog.pdf |  | DEUTZ | 01149223 | [11 empty] | CLEANSED | WASHER | LOCK | TYPE |  | NOMINAL SIZE |  | INSIDE DIMENSIONS |  | OUTSIDE DIMENSIONS |  | THICKNESS |  | MATERIAL |  | MATERIAL SPECIFICATION |  | HAZARD CLASS |  | CERTIFICATION/STANDARD |  | ADDITIONAL FEATURES EN |  | ADDITIONAL FEATURES ES |  | ADDITIONAL FEATURES FR | [37 empty] | PRODUCTION COMPLETED
000000000060256135 | TNG_001 | DATA ENRICHMENT | ABG | ABG | OK | 2022-11-02 | 2022-11-02 |  | 000000000060256135 | BHP1 | BHP Spares & Supplies | 200000 | Mining Machinery and Accessories | EA | MAN2 | WASHER,M16,CSK,SERRATED | WASHER, M16, CSK, SERRATED |  |  |  | URL NOT FOUND |  |  | S25503000 | [11 empty] | CLEANSED | WASHER | NO MODIFIER | TYPE | CSK(COUNTERSUNK) | NOMINAL SIZE | M16 | SIZE |  | MATERIAL |  | MATERIAL SPECIFICATION |  | COATING/FINISH |  | HAZARD CLASS |  | CERTIFICATION/STANDARD |  | ADDITIONAL FEATURES EN | SERRATED | ADDITIONAL FEATURES ES |  | ADDITIONAL FEATURES FR | [39 empty] | PRODUCTION COMPLETED
000000000060241833 | TNG_001 | DATA ENRICHMENT | ABG | ABG | OK | 2022-11-02 | 2022-11-02 |  | 000000000060241833 | BHP1 | BHP Spares & Supplies | 311618 | Washers | EA | MAN2 | WASHER,M24,FLAT,BLACK,EA | WASHER , M24 , FLAT , BLACK , EA | S25503000 |  |  | URL NOT FOUND |  |  | S25503000 | [11 empty] | CLEANSED | WASHER | FLAT | NOMINAL SIZE | M24 | TYPE |  | INSIDE DIMENSIONS |  | OUTSIDE DIMENSIONS |  | THICKNESS |  | MATERIAL |  | MATERIAL SPECIFICATION |  | COATING/FINISH |  | HAZARD CLASS |  | CERTIFICATION/STANDARD |  | ADDITIONAL FEATURES EN | COLOUR:BLACK,EA | ADDITIONAL FEATURES ES |  | ADDITIONAL FEATURES FR | [35 empty] | PRODUCTION COMPLETED
000000000060247051 | TNG_001 | DATA ENRICHMENT | ABG | ABG | OK | 2022-11-02 | 2022-11-02 |  | 000000000060247051 | BHP1 | BHP Spares & Supplies | 310000 | Manufacturing Components and Supplies | EA | MAN2 | WASHER,MILD STEEL,ID 33MM,OD 50MM,13MM | WASHER,MILD STEEL,ID 33MM,OD 50MM,13MM THK,PRESSURE RING BOLT WASHER |  |  |  | URL NOT FOUND | [15 empty] | WASHER | [61 empty] | PRODUCTION COMPLETED
000000000060245422 | TNG_001 | DATA ENRICHMENT | ABG | ABG | OK | 2022-11-02 | 2022-11-02 |  | 000000000060245422 | BHP1 | BHP Spares & Supplies | 311618 | Washers | EA | MAN2 | WASHER,MILD,STEEL,OD48MM,ID22MM,THK5MM | WASHER ROUND PLAT, MILD STEEL, OD 48MM x ID 22MM x THICKNESS 5MM, T1-T3 ROOF PANELS, CLEAR ALL EDGES |  |  |  | URL NOT FOUND | [15 empty] | WASHER | [61 empty] | PRODUCTION COMPLETED
000000000060254993 | TNG_001 | DATA ENRICHMENT | ABG | ABG | OK | 2022-11-02 | 2022-11-02 |  | 000000000060254993 | BHP1 | BHP Spares & Supplies | 311616 | Bolts | EA | MAN2 | WASHER,MILD,STEEL,OD80MM,ID40MM,THK10MM | WASHER ROUND PLAT, MILD STEEL, OD 80MM X ID 40MM X THICKNESS 10MM, LASER CUTE, STOCKING CAR BOOM |  |  |  | URL NOT FOUND | [15 empty] | WASHER | [61 empty] | PRODUCTION COMPLETED
000000000060238207 | TNG_001 | DATA ENRICHMENT | ABG | ABG | OK | 2022-11-02 | 2022-11-02 |  | 000000000060238207 | BHP1 | BHP Spares & Supplies | P1222 | Fasteners, bolts, studs pins, nails | EA | MAN2 | WASHER,NORDLOCK,22MM,PAIR-GLUED,11974 | NORDLOCK WASHER 22MM, PER PAIR-GLUED, PN 11974 | 11974 | 0019011485 | BOLT & ENGINEERING DISTRIBUTORS | URL NOT FOUND |  | BOLT & ENGINEERING DISTRIBUTORS | 11974 |  | NORDLOCK | [9 empty] | CLEANSED | WASHER | NO MODIFIER | TYPE |  | NOMINAL SIZE | 22 MM | SIZE |  | MATERIAL |  | MATERIAL SPECIFICATION |  | COATING/FINISH |  | HAZARD CLASS |  | CERTIFICATION/STANDARD |  | ADDITIONAL FEATURES EN | PER PAIR-GLUED | ADDITIONAL FEATURES ES |  | ADDITIONAL FEATURES FR | [39 empty] | PRODUCTION COMPLETED
000000000060165683 | TNG_001 | DATA ENRICHMENT | ABG | ABG | OK | 2022-11-02 | 2022-11-02 |  | 000000000060165683 | BHP1 | BHP Spares & Supplies | 201017 | Crushers, breakers and grinders | EA | MAN2 | WASHER,NORDLOCK,M10 | WASHER: NORDLOCK, M10 |  |  |  | URL NOT FOUND |  | NORDLOCK | [12 empty] | CLEANSED | WASHER | NO MODIFIER | TYPE |  | NOMINAL SIZE | M10 | SIZE |  | MATERIAL |  | MATERIAL SPECIFICATION |  | COATING/FINISH |  | HAZARD CLASS |  | CERTIFICATION/STANDARD |  | ADDITIONAL FEATURES EN |  | ADDITIONAL FEATURES ES |  | ADDITIONAL FEATURES FR | [39 empty] | PRODUCTION COMPLETED
000000000060242388 | TNG_001 | DATA ENRICHMENT | ABG | ABG | OK | 2022-11-02 | 2022-11-02 |  | 000000000060242388 | BHP1 | BHP Spares & Supplies | 310000 | Manufacturing Components and Supplies | EA | MAN2 | WASHER,OD 110 X ID 38 X THK 5,300W | WASHER,OD 110 X ID 38 X THK 5,300W |  |  |  | URL NOT FOUND | [14 empty] | CLEANSED | WASHER | NO MODIFIER | TYPE |  | NOMINAL SIZE |  | SIZE | ID 38 X OD 110 X THK 5 MM | MATERIAL |  | MATERIAL SPECIFICATION |  | COATING/FINISH |  | HAZARD CLASS |  | CERTIFICATION/STANDARD |  | ADDITIONAL FEATURES EN | 300 W | ADDITIONAL FEATURES ES |  | ADDITIONAL FEATURES FR | [39 empty] | PRODUCTION COMPLETED
000000000060255479 | TNG_001 | DATA ENRICHMENT | ABG | ABG | OK | 2022-11-02 | 2022-11-02 |  | 000000000060255479 | BHP1 | BHP Spares & Supplies | 310000 | Manufacturing Components and Supplies | EA | MAN2 | WASHER,OD 60 X ID 18 X THK 5,300W | WASHER,OD 60 X ID 18X THK 5,300W |  |  |  | URL NOT FOUND | [14 empty] | CLEANSED | WASHER | NO MODIFIER | TYPE |  | NOMINAL SIZE |  | SIZE | ID 18 X OD 60 X THK 5 MM | MATERIAL |  | MATERIAL SPECIFICATION |  | COATING/FINISH |  | HAZARD CLASS |  | CERTIFICATION/STANDARD |  | ADDITIONAL FEATURES EN | 300 W | ADDITIONAL FEATURES ES |  | ADDITIONAL FEATURES FR | [39 empty] | PRODUCTION COMPLETED
000000000060244199 | TNG_001 | DATA ENRICHMENT | ABG | ABG | OK | 2022-11-02 | 2022-11-02 |  | 000000000060244199 | BHP1 | BHP Spares & Supplies | 311618 | Washers | EA | MAN2 | WASHER,PIVOT,LOCK,RING,UV-11030012 | WASHER PIVOT LOCK RING, PN UV11030012 | UV-11030012 | 0019011819 | Unknown |  |  |  | UV-11030012 | [12 empty] | WASHER | [61 empty] | PRODUCTION COMPLETED
000000000060242787 | TNG_001 | DATA ENRICHMENT | ABG | ABG | OK | 2022-11-02 | 2022-11-02 |  | 000000000060242787 | BHP1 | BHP Spares & Supplies | 311618 | Washers | EA | MAN2 | WASHER,ROUND,FLAT,35MMID,56MMOD,4MMTH | WASHER ROUND FLAT, 35MM ID, 56MM OD, 4MM THICK, 316 S/STEEL |  |  |  | URL NOT FOUND |  |  | TR301250123 | [11 empty] | CLEANSED | WASHER | FLAT | NOMINAL SIZE |  | TYPE | ROUND | INSIDE DIMENSIONS | 35 MM | OUTSIDE DIMENSIONS | 56 MM | THICKNESS | 4 MM | MATERIAL | 316 STAINLESS STEEL | MATERIAL SPECIFICATION |  | COATING/FINISH |  | HAZARD CLASS |  | CERTIFICATION/STANDARD |  | ADDITIONAL FEATURES EN |  | ADDITIONAL FEATURES ES |  | ADDITIONAL FEATURES FR | [35 empty] | PRODUCTION COMPLETED
000000000060256329 | TNG_001 | DATA ENRICHMENT | ABG | ABG | OK | 2022-11-02 | 2022-11-02 |  | 000000000060256329 | BHP1 | BHP Spares & Supplies | P1222 | Fasteners, bolts, studs pins, nails | EA | MAN2 | WASHER,SPACER,BALL MILL,M24,EA | WASHER, SPACER, BALL MILL, M24, EACH |  |  |  | URL NOT FOUND |  |  | UV-41837204 | [5 empty] | BALL MILL | [5 empty] | CLEANSED | WASHER | NO MODIFIER | TYPE | SPACER | NOMINAL SIZE | M24 | SIZE |  | MATERIAL |  | MATERIAL SPECIFICATION |  | COATING/FINISH |  | HAZARD CLASS |  | CERTIFICATION/STANDARD |  | ADDITIONAL FEATURES EN | EACH | ADDITIONAL FEATURES ES |  | ADDITIONAL FEATURES FR | [39 empty] | PRODUCTION COMPLETED
000000000060239215 | TNG_001 | DATA ENRICHMENT | ABG | ABG | OK | 2022-11-02 | 2022-11-02 |  | 000000000060239215 | BHP1 | BHP Spares & Supplies | 311618 | Washers | EA | MAN2 | WASHER,SPRING,COIL,M39,HEAVY SQ SECTION | WASHER,SPRING,COIL,M39, HEAVY SQ SECTION,STEEL,PLAIN FINISH |  | 0019011485 | BOLT & ENGINEERING DISTRIBUTORS | URL NOT FOUND |  | BOLT & ENGINEERING DISTRIBUTORS | [12 empty] | CLEANSED | WASHER | NO MODIFIER | TYPE | SPRING | NOMINAL SIZE | M39 | SIZE |  | MATERIAL | STEEL | MATERIAL SPECIFICATION |  | COATING/FINISH | PLAIN | HAZARD CLASS |  | CERTIFICATION/STANDARD |  | ADDITIONAL FEATURES EN | COIL,HEAVY SQUARE SECTION | ADDITIONAL FEATURES ES |  | ADDITIONAL FEATURES FR | [39 empty] | PRODUCTION COMPLETED
000000000060248339 | TNG_001 | DATA ENRICHMENT | ABG | ABG | OK | 2022-11-02 | 2022-11-02 |  | 000000000060248339 | BHP1 | BHP Spares & Supplies | 311618 | Washers | PAK | MAN2 | WASHER,SQ,12MM | SQUARE WASHER GALV, 12MM, 100 PER PACK |  |  |  | URL NOT FOUND | [14 empty] | CLEANSED | WASHER | NO MODIFIER | TYPE | SQUARE | NOMINAL SIZE | 12 MM | SIZE |  | MATERIAL |  | MATERIAL SPECIFICATION |  | COATING/FINISH | GALVANIZED | HAZARD CLASS |  | CERTIFICATION/STANDARD |  | ADDITIONAL FEATURES EN | PACKAGING QUANTITY:100 PER PACK | ADDITIONAL FEATURES ES |  | ADDITIONAL FEATURES FR | [39 empty] | PRODUCTION COMPLETED
000000000060242261 | TNG_001 | DATA ENRICHMENT | ABG | ABG | OK | 2022-11-02 | 2022-11-02 |  | 000000000060242261 | BHP1 | BHP Spares & Supplies | 311618 | Washers | EA | MAN2 | WASHER,STEEL,ITEM11,DRGAFC008-029 | STEEL WASHER, ITEM11 DRG AFC008-029 REV02, FURNACE ROOF PANNELS T1 TO T3 |  |  |  | URL NOT FOUND | [8 empty] | FURNACE ROOF PANNELS T1 TO T3 |  |  | AFC008-029 REV02 |  | 11 | CLEANSED | WASHER | NO MODIFIER | TYPE |  | NOMINAL SIZE |  | SIZE |  | MATERIAL | STEEL | MATERIAL SPECIFICATION |  | COATING/FINISH |  | HAZARD CLASS |  | CERTIFICATION/STANDARD |  | ADDITIONAL FEATURES EN |  | ADDITIONAL FEATURES ES |  | ADDITIONAL FEATURES FR | [39 empty] | PRODUCTION COMPLETED
000000000060242262 | TNG_001 | DATA ENRICHMENT | ABG | ABG | OK | 2022-11-02 | 2022-11-02 |  | 000000000060242262 | BHP1 | BHP Spares & Supplies | 311618 | Washers | EA | MAN2 | WASHER,STEEL,ITEM16,DRGAFC008-029 | STEEL WASHER, ITEM16 DRG AFC008-029 REV02, FURNACE ROOF PANNELS T1 TO T3 |  |  |  | URL NOT FOUND | [8 empty] | FURNACE ROOF PANNELS T1 TO T3 |  |  | AFC008-029 REV02 |  | 16 | CLEANSED | WASHER | NO MODIFIER | TYPE |  | NOMINAL SIZE |  | SIZE |  | MATERIAL | STEEL | MATERIAL SPECIFICATION |  | COATING/FINISH |  | HAZARD CLASS |  | CERTIFICATION/STANDARD |  | ADDITIONAL FEATURES EN |  | ADDITIONAL FEATURES ES |  | ADDITIONAL FEATURES FR | [39 empty] | PRODUCTION COMPLETED
000000000060242267 | TNG_001 | DATA ENRICHMENT | ABG | ABG | OK | 2022-11-02 | 2022-11-02 |  | 000000000060242267 | BHP1 | BHP Spares & Supplies | 311618 | Washers | EA | MAN2 | WASHER,STEEL,ITEM3,DRGAFC008-029 | STEEL WASHER, ITEM3 DRG AFC008-029 REV02, FURNACE ROOF PANNELS T1 TO T3 |  |  |  | URL NOT FOUND | [8 empty] | FURNACE ROOF PANNELS T1 TO T3 |  |  | AFC008-029 REV02 |  | 3 | CLEANSED | WASHER | NO MODIFIER | TYPE |  | NOMINAL SIZE |  | SIZE |  | MATERIAL | STEEL | MATERIAL SPECIFICATION |  | COATING/FINISH |  | HAZARD CLASS |  | CERTIFICATION/STANDARD |  | ADDITIONAL FEATURES EN |  | ADDITIONAL FEATURES ES |  | ADDITIONAL FEATURES FR | [39 empty] | PRODUCTION COMPLETED
000000000060242270 | TNG_001 | DATA ENRICHMENT | ABG | ABG | OK | 2022-11-02 | 2022-11-02 |  | 000000000060242270 | BHP1 | BHP Spares & Supplies | 311618 | Washers | EA | MAN2 | WASHER,STEEL,ITEM6,DRGAFC008-029 | STEEL WASHER, ITEM6 DRG AFC008-029 REV02, FURNACE ROOF PANNELS T1 TO T3 |  |  |  | URL NOT FOUND | [8 empty] | FURNACE ROOF PANNELS T1 TO T3 |  |  | AFC008-029 REV02 |  | 6 | CLEANSED | WASHER | NO MODIFIER | TYPE |  | NOMINAL SIZE |  | SIZE |  | MATERIAL | STEEL | MATERIAL SPECIFICATION |  | COATING/FINISH |  | HAZARD CLASS |  | CERTIFICATION/STANDARD |  | ADDITIONAL FEATURES EN |  | ADDITIONAL FEATURES ES |  | ADDITIONAL FEATURES FR | [39 empty] | PRODUCTION COMPLETED
000000000060254291 | TNG_001 | DATA ENRICHMENT | ABG | ABG | OK | 2022-11-02 | 2022-11-02 |  | 000000000060254291 | BHP1 | BHP Spares & Supplies | 200000 | Mining Machinery and Accessories | EA | MAN2 | WASHER,T6090-53,138Q-6,Q235-A,TR30125012 | WASHER, T6090-53, 138Q-6, Q235-A, TR301250123, WEIR | TR301250123 | 0019011819 | Unknown | URL NOT FOUND |  | WEIR | TR301250123 | [11 empty] | CLEANSED | WASHER | NO MODIFIER | TYPE |  | NOMINAL SIZE |  | SIZE |  | MATERIAL |  | MATERIAL SPECIFICATION |  | COATING/FINISH |  | HAZARD CLASS |  | CERTIFICATION/STANDARD |  | ADDITIONAL FEATURES EN | T6090-53,138Q-6,Q235-A | ADDITIONAL FEATURES ES |  | ADDITIONAL FEATURES FR | [39 empty] | PRODUCTION COMPLETED
000000000060246646 | TNG_001 | DATA ENRICHMENT | ABG | ABG | OK | 2022-11-02 | 2022-11-02 |  | 000000000060246646 | BHP1 | BHP Spares & Supplies | 200000 | Mining Machinery and Accessories | EA | MAN2 | WASHER,THRUST,UV-41837204 | WASHER,THRUST,UV-41837204 | UV-41837204 | 0019011819 | Unknown | URL NOT FOUND |  |  | UV-41837204 | [11 empty] | CLEANSED | WASHER | THRUST | TYPE |  | INSIDE DIAMETER |  | OUTSIDE DIAMETER |  | THICKNESS |  | LOAD RATING |  | MATERIAL |  | MATERIAL SPECIFICATION |  | COATING/FINISH |  | HAZARD CLASS |  | CERTIFICATION/STANDARD |  | ADDITIONAL FEATURES EN |  | ADDITIONAL FEATURES ES |  | ADDITIONAL FEATURES FR | [35 empty] | PRODUCTION COMPLETED
000000000060255155 | TNG_001 | DATA ENRICHMENT | ABG | ABG | OK | 2022-11-02 | 2022-11-02 |  | 000000000060255155 | BHP1 | BHP Spares & Supplies | 271217 | Hydraulic hose and tube fittings | EA | MAN2 | WASHER,VITON,12MM | WASHER,VITON,12MM |  |  |  | URL NOT FOUND | [14 empty] | CLEANSED | WASHER | NO MODIFIER | TYPE |  | NOMINAL SIZE | 12 MM | SIZE |  | MATERIAL | VITON | MATERIAL SPECIFICATION |  | COATING/FINISH |  | HAZARD CLASS |  | CERTIFICATION/STANDARD |  | ADDITIONAL FEATURES EN |  | ADDITIONAL FEATURES ES |  | ADDITIONAL FEATURES FR | [39 empty] | PRODUCTION COMPLETED
000000000060169367 | TNG_001 | DATA ENRICHMENT | ABG | ABG | OK | 2022-11-02 | 2022-11-02 |  | 000000000060169367 | BHP1 | BHP Spares & Supplies | 311816 | Industrial seals | EA | MAN2 | WASHER: GH909-4-044660 | WASHER: GH909-4-044660 | GH909-4-044660 | 0019011379 | GHH MINING MACHINES | URL NOT FOUND |  | GHH MINING MACHINES | GH909-4-044660 | [11 empty] | CLEANSED | WASHER | NO MODIFIER | TYPE |  | NOMINAL SIZE |  | SIZE |  | MATERIAL |  | MATERIAL SPECIFICATION |  | COATING/FINISH |  | HAZARD CLASS |  | CERTIFICATION/STANDARD |  | ADDITIONAL FEATURES EN |  | ADDITIONAL FEATURES ES |  | ADDITIONAL FEATURES FR | [39 empty] | PRODUCTION COMPLETED
000000000060170416 | TNG_001 | DATA ENRICHMENT | ABG | ABG | OK | 2022-11-02 | 2022-11-02 |  | 000000000060170416 | BHP1 | BHP Spares & Supplies | 221015 | Earth moving machinery | EA | MAN2 | WASHER: PLAIN ATLAS COPCO 0301232100 | WASHER: PLAIN ATLAS COPCO 0301232100 | 0301232100 | 0019000347 | ATLAS COPCO CORP | https://www.atlascopco.com/en-za/itba/products/washer-sku0301232100 |  | ATLAS COPCO CORP | 0301232100 | [11 empty] | CLEANSED | WASHER | NO MODIFIER | TYPE | PLAIN | NOMINAL SIZE |  | SIZE |  | MATERIAL |  | MATERIAL SPECIFICATION |  | COATING/FINISH |  | HAZARD CLASS |  | CERTIFICATION/STANDARD |  | ADDITIONAL FEATURES EN |  | ADDITIONAL FEATURES ES |  | ADDITIONAL FEATURES FR | [39 empty] | PRODUCTION COMPLETED