## Sheet1
Project Code | Activities | Production User | CA Code | Production Comments | Start Date | End Date | Remarks | Material | Griha ID | ITEMCODE_UNSPSC | ITEMDESC_UNSPSC | ITEMCATEGORYCODE | ITEMCATEGORYDESC | PRODUCT NAME | Noun | Modifier | Unspsc Code(ver.23.07) | Unspsc Desc | Status
TNG - SHO | UNSPSC Classification | RYM | RYM | ok | 2023-04-14 | 2023-04-14 |  | G_47760 | G_31251500-00-00006 | 31251500-00-00006 | ACTUATOR, FOR FIRE DAMPER | 208 | Mechanical Spares | ACTUATOR | Actuators | NO MODIFIER | 31251501 | Electric actuators | Production Completed
TNG - SHO | UNSPSC Classification | RYM | RYM | ok | 2023-04-14 | 2023-04-14 |  | G_47896 | G_31251500-00-00007 | 31251500-00-00007 | ACTUATOR, FOR FIRE DAMPER TORQUE 10 NM | 208 | Mechanical Spares | ACTUATOR | Actuators | NO MODIFIER | 31251501 | Electric actuators | Production Completed
TNG - SHO | UNSPSC Classification | RYM | RYM | ok | 2023-04-14 | 2023-04-14 |  | G_48126 | G_31251500-00-00009 | 31251500-00-00009 | ACTUATOR, FOR FIRE DAMPER TORQUE 15 NM | 208 | Mechanical Spares | ACTUATOR | Actuators | NO MODIFIER | 31251501 | Electric actuators | Production Completed
TNG - SHO | UNSPSC Classification | RYM | RYM | ok | 2023-04-14 | 2023-04-14 |  | G_48125 | G_31251500-00-00008 | 31251500-00-00008 | ACTUATOR, FOR FIRE DAMPER TORQUE 5 NM | 208 | Mechanical Spares | ACTUATOR | Actuators | NO MODIFIER | 31251501 | Electric actuators | Production Completed
TNG - SHO | UNSPSC Classification | RYM | RYM | ok | 2023-04-14 | 2023-04-14 |  | G_50435 | G_31161532-00-00034 | 31161532-00-00034 | ALLEN BOLT, PT-NO: P4-38, MAKE : CHARNOCK | 3229 | POWER TOOLS SPARES- NOS | Allen BOLT | BOLT | Allen | 31161600 | Bolts | Production Completed
TNG - SHO | UNSPSC Classification | RYM | RYM | ok | 2023-04-14 | 2023-04-14 |  | G_49724 | G_31161532-00-00014 | 31161532-00-00014 | ALLEN SCREW, FOR HANDLE COVER, PT-NO: P3-1, MAKE : CHARNOCK | 3229 | POWER TOOLS SPARES- NOS | Allen screw | screw | Allen | 31161532 | Allen screw | Production Completed
TNG - SHO | UNSPSC Classification | RYM | RYM | ok | 2023-04-14 | 2023-04-14 |  | G_49723 | G_31161532-00-00015 | 31161532-00-00015 | ALLEN SCREW, FOR HANDLE COVER, PT-NO: P3-13, MAKE : CHARNOCK | 3229 | POWER TOOLS SPARES- NOS | Allen screw | screw | Allen | 31161532 | Allen screw | Production Completed
TNG - SHO | UNSPSC Classification | RYM | RYM | ok | 2023-04-14 | 2023-04-14 |  | G_49722 | G_31161532-00-00016 | 31161532-00-00016 | ALLEN SCREW, PT-NO: P3-14, MAKE : CHARNOCK | 3229 | POWER TOOLS SPARES- NOS | Allen screw | screw | Allen | 31161532 | Allen screw | Production Completed
TNG - SHO | UNSPSC Classification | RYM | RYM | ok | 2023-04-14 | 2023-04-14 |  | G_49721 | G_31161532-00-00013 | 31161532-00-00013 | ALLEN SCREW, PT-NO: P3-15, MAKE : CHARNOCK | 3229 | POWER TOOLS SPARES- NOS | Allen screw | screw | Allen | 31161532 | Allen screw | Production Completed
TNG - SHO | UNSPSC Classification | RYM | RYM | ok | 2023-04-14 | 2023-04-14 |  | G_44586 | G_31161601-11-00058 | 31161601-11-00058 | ANCHOR BOLT, 10 MM DIA, GALVANIZED IRON, WITH M10 GI NUT & WASHER | 359 | Cable tray Accessories | ANCHOR BOLT | BOLT | ANCHOR | 31161601 | Anchor bolts | Production Completed
TNG - SHO | UNSPSC Classification | RYM | RYM | ok | 2023-04-14 | 2023-04-14 |  | G_44613 | G_31161601-11-00044 | 31161601-11-00044 | ANCHOR BOLT, 6 MM DIA, WITH NUT & WASHER | 359 | Cable tray Accessories | ANCHOR BOLT | BOLT | ANCHOR | 31161601 | Anchor bolts | Production Completed
TNG - SHO | UNSPSC Classification | RYM | RYM | ok | 2023-04-14 | 2023-04-14 |  | G_44592 | G_31161601-11-00073 | 31161601-11-00073 | ANCHOR BOLT, 8 MM DIA, WITH NUT & WASHER | 359 | Cable tray Accessories | ANCHOR BOLT | BOLT | ANCHOR | 31161601 | Anchor bolts | Production Completed
TNG - SHO | UNSPSC Classification | RYM | RYM | ok | 2023-04-14 | 2023-04-14 |  | G_45508 | G_31161601-00-00048 | 31161601-00-00048 | ANCHOR ROD, HAS- E-8.8 M30X270/70 | 2194 | Column Bolts | ANCHOR ROD | ROD | ANCHOR | 31161601 | Anchor bolts | Production Completed
TNG - SHO | UNSPSC Classification | RYM | RYM | ok | 2023-04-14 | 2023-04-14 |  | G_45494 | G_31161601-00-00018 | 31161601-00-00018 | ANCHOR ROD, HAS-E M20 X 170/48, MAKE : HILTI, CAT NO : 332223 | 2194 | Column Bolts | ANCHOR ROD | ROD | ANCHOR | 31161601 | Anchor bolts | Production Completed
TNG - SHO | UNSPSC Classification | RYM | RYM | ok | 2023-04-14 | 2023-04-14 |  | G_45502 | G_31161601-00-00029 | 31161601-00-00029 | ANCHOR ROD, HIT-V- 5.8 M16 X 260 | 2194 | Column Bolts | ANCHOR ROD | ROD | ANCHOR | 31161601 | Anchor bolts | Production Completed
TNG - SHO | UNSPSC Classification | RYM | RYM | ok | 2023-04-14 | 2023-04-14 |  | G_45506 | G_31161601-00-00035 | 31161601-00-00035 | ANCHOR ROD, HIT-V- 5.8 M20 X 260 | 2194 | Column Bolts | ANCHOR ROD | ROD | ANCHOR | 31161601 | Anchor bolts | Production Completed
TNG - SHO | UNSPSC Classification | RYM | RYM | ok | 2023-04-14 | 2023-04-14 |  | G_45510 | G_31161601-00-00052 | 31161601-00-00052 | ANCHOR ROD, HIT-V- 5.8 M20X300 | 2194 | Column Bolts | ANCHOR ROD | ROD | ANCHOR | 31161601 | Anchor bolts | Production Completed
TNG - SHO | UNSPSC Classification | RYM | RYM | ok | 2023-04-14 | 2023-04-14 |  | G_45531 | G_31161601-00-00081 | 31161601-00-00081 | ANCHOR ROD, HIT-V- 5.8, M20X240 | 2194 | Column Bolts | ANCHOR ROD | ROD | ANCHOR | 31161601 | Anchor bolts | Production Completed
TNG - SHO | UNSPSC Classification | RYM | RYM | ok | 2023-04-14 | 2023-04-14 |  | G_45499 | G_31161601-00-00028 | 31161601-00-00028 | ANCHOR ROD, HIT-Z M20 X 250 | 2194 | Column Bolts | ANCHOR ROD | ROD | ANCHOR | 31161601 | Anchor bolts | Production Completed
TNG - SHO | UNSPSC Classification | RYM | RYM | ok | 2023-04-14 | 2023-04-14 |  | G_46384 | G_31162100-11-00013 | 31162100-11-00013 | ANCHOR, HPS1, 6 MM DRILL, 50 MM LG ANCHOR | 2764 | HILTI-Spares | ANCHOR | ANCHOR | NO MODIFIER | 31162100 | Anchors | Production Completed
TNG - SHO | UNSPSC Classification | RYM | RYM | ok | 2023-04-14 | 2023-04-14 |  | G_45033 | G_31162100-00-00013 | 31162100-00-00013 | ANCHOR, M 10 X 92 MM | 359 | Cable tray Accessories | ANCHOR | ANCHOR | NO MODIFIER | 31162100 | Anchors | Production Completed
TNG - SHO | UNSPSC Classification | RYM | RYM | ok | 2023-04-14 | 2023-04-14 |  | G_44614 | G_31162100-11-00039 | 31162100-11-00039 | ANCHOR, M10 DRILL, 75 MM LG ANCHOR | 359 | Cable tray Accessories | ANCHOR | ANCHOR | NO MODIFIER | 31162100 | Anchors | Production Completed
TNG - SHO | UNSPSC Classification | RYM | RYM | ok | 2023-04-14 | 2023-04-14 |  | G_44560 | G_27112749-24-00290 | 27112749-24-00290 | ANGLE GRINDER 4 | PM-PT-AG | Angle grinder | ANGLE GRINDER | GRINDER | ANGLE | 27112749 | Angle grinder | Production Completed
TNG - SHO | UNSPSC Classification | RYM | RYM | ok | 2023-04-14 | 2023-04-14 |  | G_44562 | G_27112749-24-00291 | 27112749-24-00291 | ANGLE GRINDER 5 | PM-PT-AG | Angle grinder | ANGLE GRINDER | GRINDER | ANGLE | 27112749 | Angle grinder | Production Completed
TNG - SHO | UNSPSC Classification | RYM | RYM | ok | 2023-04-14 | 2023-04-14 |  | G_44561 | G_27112749-24-00292 | 27112749-24-00292 | ANGLE GRINDER 9 | PM-PT-AG | Angle grinder | ANGLE GRINDER | GRINDER | ANGLE | 27112749 | Angle grinder | Production Completed
TNG - SHO | UNSPSC Classification | RYM | RYM | ok | 2023-04-14 | 2023-04-14 |  | G_47793 | G_30191604-00-00016 | 30191604-00-00016 | ANGLE, CORNER | 208 | Mechanical Spares | CORNER ANGLE | ANGLE | NO MODIFIER | 30101500 | Angles | Production Completed
TNG - SHO | UNSPSC Classification | RYM | RYM | ok | 2023-04-14 | 2023-04-14 |  | G_47792 | G_30191604-00-00015 | 30191604-00-00015 | ANGLE, CORNER, OUTER FRAME | 208 | Mechanical Spares | CORNER ANGLE | ANGLE | NO MODIFIER | 30101500 | Angles | Production Completed
TNG - SHO | UNSPSC Classification | RYM | RYM | ok | 2023-04-14 | 2023-04-14 |  | G_45193 | G_39131705-00-00874 | 39131705-00-00874 | ANGLE, FLAT, MAKE: LEGRAND, CAT NO: 30018 | 359 | Cable tray Accessories | FLAT ANGLE | ANGLE | NO MODIFIER | 39131705 | Cable tray fitting and accessories | Production Completed
TNG - SHO | UNSPSC Classification | RYM | RYM | ok | 2023-04-14 | 2023-04-14 |  | G_45572 | G_30101505-00-00006 | 30101505-00-00006 | ANGLE, GALVANISED IRON, 50 MM X 50 MM X 6 MM THK LG | 3005 | Consumables B - Kg | ANGLE | ANGLE | NO MODIFIER | 30101503 | Iron angles | Production Completed
TNG - SHO | UNSPSC Classification | RYM | RYM | ok | 2023-04-14 | 2023-04-14 |  | G_45576 | G_30101505-00-00038 | 30101505-00-00038 | ANGLE, GALVANISED IRON,25 MM X 50 MM WD, 5 MM THK | 3005 | Consumables B - Kg | ANGLE | ANGLE | NO MODIFIER | 30101503 | Iron angles | Production Completed
TNG - SHO | UNSPSC Classification | RYM | RYM | ok | 2023-04-14 | 2023-04-14 |  | G_45567 | G_30101505-00-00009 | 30101505-00-00009 | ANGLE, GALVANIZED IRON, 45 MM X 45 MM X 6 MM THK | 3005 | Consumables B - Kg | ANGLE | ANGLE | NO MODIFIER | 30101503 | Iron angles | Production Completed
TNG - SHO | UNSPSC Classification | RYM | RYM | ok | 2023-04-14 | 2023-04-14 |  | G_45565 | G_30101505-00-00007 | 30101505-00-00007 | ANGLE, GALVANIZED IRON, SIZE: 50 MM X 50 MM X 6 MM THK | 3005 | Consumables B - Kg | ANGLE | ANGLE | NO MODIFIER | 30101503 | Iron angles | Production Completed
TNG - SHO | UNSPSC Classification | RYM | RYM | ok | 2023-04-14 | 2023-04-14 |  | G_45598 | G_30101505-00-00043 | 30101505-00-00043 | ANGLE, GI, 25 MM X 25 MM X 6 MM THK | 3005 | Consumables B - Kg | ANGLE | ANGLE | NO MODIFIER | 30101503 | Iron angles | Production Completed
TNG - SHO | UNSPSC Classification | RYM | RYM | ok | 2023-04-14 | 2023-04-14 |  | G_45602 | G_30101505-00-00041 | 30101505-00-00041 | ANGLE, GI, 50 MM X 40 MM X 6 MM THK | 3005 | Consumables B - Kg | ANGLE | ANGLE | NO MODIFIER | 30101503 | Iron angles | Production Completed
TNG - SHO | UNSPSC Classification | RYM | RYM | ok | 2023-04-14 | 2023-04-14 |  | G_45595 | G_30101505-00-00042 | 30101505-00-00042 | ANGLE, GI, 65 MM X 40 MM X 6 MM THK | 3005 | Consumables B - Kg | ANGLE | ANGLE | NO MODIFIER | 30101503 | Iron angles | Production Completed
TNG - SHO | UNSPSC Classification | RYM | RYM | ok | 2023-04-14 | 2023-04-14 |  | G_51950 | G_30171507-00-00002 | 30171507-00-00002 | ARCHITRAVE, BACK, FOR BEDROOM DOOR | 2697-01 | Wooden Doors (Nos) | ARCHITRAVE | ARCHITRAVE | NO MODIFIER | 30171507 | Door frames | Production Completed
TNG - SHO | UNSPSC Classification | RYM | RYM | ok | 2023-04-14 | 2023-04-14 |  | G_51949 | G_30171507-00-00005 | 30171507-00-00005 | ARCHITRAVE, BACK, FOR MAIN DOOR | 2697-01 | Wooden Doors (Nos) | ARCHITRAVE | ARCHITRAVE | NO MODIFIER | 30171507 | Door frames | Production Completed
TNG - SHO | UNSPSC Classification | RYM | RYM | ok | 2023-04-14 | 2023-04-14 |  | G_51948 | G_30171507-00-00006 | 30171507-00-00006 | ARCHITRAVE, BACK, FOR TOILET DOOR | 2697-01 | Wooden Doors (Nos) | ARCHITRAVE | ARCHITRAVE | NO MODIFIER | 30171507 | Door frames | Production Completed
TNG - SHO | UNSPSC Classification | RYM | RYM | ok | 2023-04-14 | 2023-04-14 |  | G_51947 | G_30171507-00-00004 | 30171507-00-00004 | ARCHITRAVE, FRONT, FOR BEDROOM DOOR | 2697-01 | Wooden Doors (Nos) | ARCHITRAVE | ARCHITRAVE | NO MODIFIER | 30171507 | Door frames | Production Completed
TNG - SHO | UNSPSC Classification | RYM | RYM | ok | 2023-04-14 | 2023-04-14 |  | G_51951 | G_30171507-00-00003 | 30171507-00-00003 | ARCHITRAVE, FRONT, FOR MAIN DOOR | 2697-01 | Wooden Doors (Nos) | ARCHITRAVE | ARCHITRAVE | NO MODIFIER | 30171507 | Door frames | Production Completed
TNG - SHO | UNSPSC Classification | RYM | RYM | ok | 2023-04-14 | 2023-04-14 |  | G_51955 | G_30171507-00-01799 | 30171507-00-01799 | ARCHITRAVE, FRONT, FOR SERVANT ROOM | 2697-01 | Wooden Doors (Nos) | ARCHITRAVE | ARCHITRAVE | NO MODIFIER | 30171507 | Door frames | Production Completed
TNG - SHO | UNSPSC Classification | RYM | RYM | ok | 2023-04-14 | 2023-04-14 |  | G_51946 | G_30171507-00-00001 | 30171507-00-00001 | ARCHITRAVE, FRONT, FOR TOILET DOOR | 2697-01 | Wooden Doors (Nos) | ARCHITRAVE | ARCHITRAVE | NO MODIFIER | 30171507 | Door frames | Production Completed
TNG - SHO | UNSPSC Classification | RYM | RYM | ok | 2023-04-14 | 2023-04-14 |  | G_51954 | G_30171507-00-00870 | 30171507-00-00870 | ARCHITRAVE, WOODEN | 2697-01 | Wooden Doors (Nos) | ARCHITRAVE | ARCHITRAVE | NO MODIFIER | 30171507 | Door frames | Production Completed
TNG - SHO | UNSPSC Classification | RYM | RYM | ok | 2023-04-14 | 2023-04-14 |  | G_49103 | G_26101401-14-00058 | 26101401-14-00058 | ARMATURE 220-240V,PT-NO: 513743-0 | 3229 | POWER TOOLS SPARES- NOS | ARMATURE | ARMATURE | NO MODIFIER | 26101401 | Armature | Production Completed
TNG - SHO | UNSPSC Classification | RYM | RYM | ok | 2023-04-14 | 2023-04-14 |  | G_49137 | G_26101401-14-00060 | 26101401-14-00060 | Armature Part.No:360-710E Model:C12 LCH | 3229 | POWER TOOLS SPARES- NOS | ARMATURE | ARMATURE | NO MODIFIER | 26101401 | Armature | Production Completed
TNG - SHO | UNSPSC Classification | RYM | RYM | ok | 2023-04-14 | 2023-04-14 |  | G_49133 | G_26101401-14-00057 | 26101401-14-00057 | Armature Part.No:515309-2 For Mini Drill Machine | 3229 | POWER TOOLS SPARES- NOS | ARMATURE | ARMATURE | NO MODIFIER | 26101401 | Armature | Production Completed
TNG - SHO | UNSPSC Classification | RYM | RYM | ok | 2023-04-14 | 2023-04-14 |  | G_51305 | G_26101401-00-00098 | 26101401-00-00098 | ARMATURE, /ROTOR, PT-NO: FID 13-7 PRO SP 18, MAKE : FORTE | 3229 | POWER TOOLS SPARES- NOS | ARMATURE | ARMATURE | NO MODIFIER | 26101401 | Armature | Production Completed
TNG - SHO | UNSPSC Classification | RYM | RYM | ok | 2023-04-14 | 2023-04-14 |  | G_51115 | G_26101401-00-00083 | 26101401-00-00083 | ARMATURE, 220-240V, PT NO :1 619 P01 844 | 3229 | POWER TOOLS SPARES- NOS | ARMATURE | ARMATURE | NO MODIFIER | 26101401 | Armature | Production Completed
TNG - SHO | UNSPSC Classification | RYM | RYM | ok | 2023-04-14 | 2023-04-14 |  | G_51211 | G_26101401-00-00089 | 26101401-00-00089 | ARMATURE, 230-D / 220-240 V, PT.NO: 364590, MAKE: HILTI | 3229 | POWER TOOLS SPARES- NOS | ARMATURE | ARMATURE | NO MODIFIER | 26101401 | Armature | Production Completed
TNG - SHO | UNSPSC Classification | RYM | RYM | ok | 2023-04-14 | 2023-04-14 |  | G_50850 | G_26101401-00-00077 | 26101401-00-00077 | ARMATURE, ARMATURE .SA PT NO: N497344, MAKE : DEWALT | 3229 | POWER TOOLS SPARES- NOS | ARMATURE | ARMATURE | NO MODIFIER | 26101401 | Armature | Production Completed
TNG - SHO | UNSPSC Classification | RYM | RYM | ok | 2023-04-14 | 2023-04-14 |  | G_49679 | G_26101401-00-00027 | 26101401-00-00027 | ARMATURE, ASSEMBLY 240 V, PT NO: 516719-6 | 3229 | POWER TOOLS SPARES- NOS | ARMATURE | ARMATURE | NO MODIFIER | 26101401 | Armature | Production Completed
TNG - SHO | UNSPSC Classification | RYM | RYM | ok | 2023-04-14 | 2023-04-14 |  | G_49041 | G_26101401-11-00157 | 26101401-11-00157 | ARMATURE, FOR MAKITA LS 1040 MITRE SAW | 3229 | POWER TOOLS SPARES- NOS | ARMATURE | ARMATURE | NO MODIFIER | 26101401 | Armature | Production Completed
TNG - SHO | UNSPSC Classification | RYM | RYM | ok | 2023-04-14 | 2023-04-14 |  | G_49551 | G_26101401-00-00020 | 26101401-00-00020 | ARMATURE, MAKE : SUPREME | 3229 | POWER TOOLS SPARES- NOS | ARMATURE | ARMATURE | NO MODIFIER | 26101401 | Armature | Production Completed
TNG - SHO | UNSPSC Classification | RYM | RYM | ok | 2023-04-14 | 2023-04-14 |  | G_50941 | G_26101401-00-00084 | 26101401-00-00084 | ARMATURE, PT NO :515829-6 | 3229 | POWER TOOLS SPARES- NOS | ARMATURE | ARMATURE | NO MODIFIER | 26101401 | Armature | Production Completed
TNG - SHO | UNSPSC Classification | RYM | RYM | ok | 2023-04-14 | 2023-04-14 |  | G_48278 | G_26101401-00-00059 | 26101401-00-00059 | ARMATURE, PT NO: 1614011072 | 208 | Mechanical Spares | ARMATURE | ARMATURE | NO MODIFIER | 26101401 | Armature | Production Completed
TNG - SHO | UNSPSC Classification | RYM | RYM | ok | 2023-04-14 | 2023-04-14 |  | G_48279 | G_26101401-00-00061 | 26101401-00-00061 | ARMATURE, PT NO: 370777 | 208 | Mechanical Spares | ARMATURE | ARMATURE | NO MODIFIER | 26101401 | Armature | Production Completed
TNG - SHO | UNSPSC Classification | RYM | RYM | ok | 2023-04-14 | 2023-04-14 |  | G_47681 | G_26101401-00-00064 | 26101401-00-00064 | ARMATURE, PT NO: 510174-4 | 208 | Mechanical Spares | ARMATURE | ARMATURE | NO MODIFIER | 26101401 | Armature | Production Completed
TNG - SHO | UNSPSC Classification | RYM | RYM | ok | 2023-04-14 | 2023-04-14 |  | G_51246 | G_26101401-00-00082 | 26101401-00-00082 | ARMATURE, PT NO: P4 - 31, MAKE: CHARNOCK. | 3229 | POWER TOOLS SPARES- NOS | ARMATURE | ARMATURE | NO MODIFIER | 26101401 | Armature | Production Completed
TNG - SHO | UNSPSC Classification | RYM | RYM | ok | 2023-04-14 | 2023-04-14 |  | G_50792 | G_26101401-00-00074 | 26101401-00-00074 | ARMATURE, PT NO:2080643, MAKE: HITI | 3229 | POWER TOOLS SPARES- NOS | ARMATURE | ARMATURE | NO MODIFIER | 26101401 | Armature | Production Completed
TNG - SHO | UNSPSC Classification | RYM | RYM | ok | 2023-04-14 | 2023-04-14 |  | G_50969 | G_26101401-00-00097 | 26101401-00-00097 | ARMATURE, PT NO:328887, MAKE: HILTI | 3229 | POWER TOOLS SPARES- NOS | ARMATURE | ARMATURE | NO MODIFIER | 26101401 | Armature | Production Completed
TNG - SHO | UNSPSC Classification | RYM | RYM | ok | 2023-04-14 | 2023-04-14 |  | G_51534 | G_26101401-00-00099 | 26101401-00-00099 | ARMATURE, PT NO:328887, MAKE: HILTI. | 3229 | POWER TOOLS SPARES- NOS | ARMATURE | ARMATURE | NO MODIFIER | 26101401 | Armature | Production Completed
TNG - SHO | UNSPSC Classification | RYM | RYM | ok | 2023-04-14 | 2023-04-14 |  | G_50791 | G_26101401-00-00073 | 26101401-00-00073 | ARMATURE, PT NO:364590, MAKE: HILTI. | 3229 | POWER TOOLS SPARES- NOS | ARMATURE | ARMATURE | NO MODIFIER | 26101401 | Armature | Production Completed
TNG - SHO | UNSPSC Classification | RYM | RYM | ok | 2023-04-14 | 2023-04-14 |  | G_50770 | G_26101401-00-00070 | 26101401-00-00070 | ARMATURE, PT NO:515781-8, MAKE: MAKITA. | 3229 | POWER TOOLS SPARES- NOS | ARMATURE | ARMATURE | NO MODIFIER | 26101401 | Armature | Production Completed
TNG - SHO | UNSPSC Classification | RYM | RYM | ok | 2023-04-14 | 2023-04-14 |  | G_49383 | G_26101401-00-00008 | 26101401-00-00008 | ARMATURE, PT-NO : 579837-02 | 3229 | POWER TOOLS SPARES- NOS | ARMATURE | ARMATURE | NO MODIFIER | 26101401 | Armature | Production Completed
TNG - SHO | UNSPSC Classification | RYM | RYM | ok | 2023-04-14 | 2023-04-14 |  | G_49927 | G_26101401-00-00050 | 26101401-00-00050 | ARMATURE, PT-NO :: N077886, MAKE : DEWALT | 3229 | POWER TOOLS SPARES- NOS | ARMATURE | ARMATURE | NO MODIFIER | 26101401 | Armature | Production Completed
TNG - SHO | UNSPSC Classification | RYM | RYM | ok | 2023-04-14 | 2023-04-14 |  | G_50282 | G_26101401-00-00054 | 26101401-00-00054 | ARMATURE, PT-NO: 1 614 011 072, MAKE :: BOSCH | 3229 | POWER TOOLS SPARES- NOS | ARMATURE | ARMATURE | NO MODIFIER | 26101401 | Armature | Production Completed
TNG - SHO | UNSPSC Classification | RYM | RYM | ok | 2023-04-14 | 2023-04-14 |  | G_49948 | G_26101401-00-00052 | 26101401-00-00052 | ARMATURE, PT-NO: 101136, MAKE : FERM | 3229 | POWER TOOLS SPARES- NOS | ARMATURE | ARMATURE | NO MODIFIER | 26101401 | Armature | Production Completed
TNG - SHO | UNSPSC Classification | RYM | RYM | ok | 2023-04-14 | 2023-04-14 |  | G_49824 | G_26101401-00-00037 | 26101401-00-00037 | ARMATURE, PT-NO: 333-625 | 3229 | POWER TOOLS SPARES- NOS | ARMATURE | ARMATURE | NO MODIFIER | 26101401 | Armature | Production Completed
TNG - SHO | UNSPSC Classification | RYM | RYM | ok | 2023-04-14 | 2023-04-14 |  | G_49749 | G_26101401-00-00040 | 26101401-00-00040 | ARMATURE, PT-NO: 335-972, MAKE : HITACHI | 3229 | POWER TOOLS SPARES- NOS | ARMATURE | ARMATURE | NO MODIFIER | 26101401 | Armature | Production Completed
TNG - SHO | UNSPSC Classification | RYM | RYM | ok | 2023-04-14 | 2023-04-14 |  | G_51727 | G_26101401-00-00111 | 26101401-00-00111 | ARMATURE, PT-NO: 35PM7WS, MAKE : POLYMAK | 3229 | POWER TOOLS SPARES- NOS | ARMATURE | ARMATURE | NO MODIFIER | 26101401 | Armature | Production Completed
TNG - SHO | UNSPSC Classification | RYM | RYM | ok | 2023-04-14 | 2023-04-14 |  | G_50021 | G_26101401-00-00048 | 26101401-00-00048 | ARMATURE, PT-NO: 360-287E, MAKE : HITACHI | 3229 | POWER TOOLS SPARES- NOS | ARMATURE | ARMATURE | NO MODIFIER | 26101401 | Armature | Production Completed
TNG - SHO | UNSPSC Classification | RYM | RYM | ok | 2023-04-14 | 2023-04-14 |  | G_51667 | G_26101401-00-00105 | 26101401-00-00105 | ARMATURE, PT-NO: 360-875, MAKE : HITACHI | 3229 | POWER TOOLS SPARES- NOS | ARMATURE | ARMATURE | NO MODIFIER | 26101401 | Armature | Production Completed
TNG - SHO | UNSPSC Classification | RYM | RYM | ok | 2023-04-14 | 2023-04-14 |  | G_49445 | G_26101401-00-00010 | 26101401-00-00010 | ARMATURE, PT-NO: 360-875E | 3229 | POWER TOOLS SPARES- NOS | ARMATURE | ARMATURE | NO MODIFIER | 26101401 | Armature | Production Completed
TNG - SHO | UNSPSC Classification | RYM | RYM | ok | 2023-04-14 | 2023-04-14 |  | G_49314 | G_26101401-00-00005 | 26101401-00-00005 | ARMATURE, PT-NO: 360-893E | 3229 | POWER TOOLS SPARES- NOS | ARMATURE | ARMATURE | NO MODIFIER | 26101401 | Armature | Production Completed
TNG - SHO | UNSPSC Classification | RYM | RYM | ok | 2023-04-14 | 2023-04-14 |  | G_50466 | G_26101401-00-00065 | 26101401-00-00065 | ARMATURE, PT-NO: 360-907E, MAKE : HITACHI | 3229 | POWER TOOLS SPARES- NOS | ARMATURE | ARMATURE | NO MODIFIER | 26101401 | Armature | Production Completed
TNG - SHO | UNSPSC Classification | RYM | RYM | ok | 2023-04-14 | 2023-04-14 |  | G_49821 | G_26101401-00-00038 | 26101401-00-00038 | ARMATURE, PT-NO: 360-922, MAKE : HITACHI | 3229 | POWER TOOLS SPARES- NOS | ARMATURE | ARMATURE | NO MODIFIER | 26101401 | Armature | Production Completed
TNG - SHO | UNSPSC Classification | RYM | RYM | ok | 2023-04-14 | 2023-04-14 |  | G_49579 | G_26101401-00-00031 | 26101401-00-00031 | ARMATURE, PT-NO: 360-961E, MAKE : HITACHI | 3229 | POWER TOOLS SPARES- NOS | ARMATURE | ARMATURE | NO MODIFIER | 26101401 | Armature | Production Completed
TNG - SHO | UNSPSC Classification | RYM | RYM | ok | 2023-04-14 | 2023-04-14 |  | G_49664 | G_26101401-00-00032 | 26101401-00-00032 | ARMATURE, PT-NO: 360-962E, MAKE : HITACHI | 3229 | POWER TOOLS SPARES- NOS | ARMATURE | ARMATURE | NO MODIFIER | 26101401 | Armature | Production Completed
TNG - SHO | UNSPSC Classification | RYM | RYM | ok | 2023-04-14 | 2023-04-14 |  | G_51309 | G_26101401-00-00106 | 26101401-00-00106 | ARMATURE, PT-NO: 361-058, MAKE : HITACHI | 3229 | POWER TOOLS SPARES- NOS | ARMATURE | ARMATURE | NO MODIFIER | 26101401 | Armature | Production Completed
TNG - SHO | UNSPSC Classification | RYM | RYM | ok | 2023-04-14 | 2023-04-14 |  | G_50241 | G_26101401-00-00055 | 26101401-00-00055 | ARMATURE, PT-NO: 361-058E, MAKE : HITACHI | 3229 | POWER TOOLS SPARES- NOS | ARMATURE | ARMATURE | NO MODIFIER | 26101401 | Armature | Production Completed
TNG - SHO | UNSPSC Classification | RYM | RYM | ok | 2023-04-14 | 2023-04-14 |  | G_51003 | G_26101401-00-00094 | 26101401-00-00094 | ARMATURE, PT-NO: 361-108E, MAKE : HITACHI | 3229 | POWER TOOLS SPARES- NOS | ARMATURE | ARMATURE | NO MODIFIER | 26101401 | Armature | Production Completed
TNG - SHO | UNSPSC Classification | RYM | RYM | ok | 2023-04-14 | 2023-04-14 |  | G_49256 | G_26101401-00-00003 | 26101401-00-00003 | ARMATURE, PT-NO: 442019 | 3229 | POWER TOOLS SPARES- NOS | ARMATURE | ARMATURE | NO MODIFIER | 26101401 | Armature | Production Completed
TNG - SHO | UNSPSC Classification | RYM | RYM | ok | 2023-04-14 | 2023-04-14 |  | G_49223 | G_26101401-00-00002 | 26101401-00-00002 | ARMATURE, PT-NO: 442034 | 3229 | POWER TOOLS SPARES- NOS | ARMATURE | ARMATURE | NO MODIFIER | 26101401 | Armature | Production Completed
TNG - SHO | UNSPSC Classification | RYM | RYM | ok | 2023-04-14 | 2023-04-14 |  | G_49714 | G_26101401-00-00022 | 26101401-00-00022 | ARMATURE, PT-NO: 442041, MAKE : KEN | 3229 | POWER TOOLS SPARES- NOS | ARMATURE | ARMATURE | NO MODIFIER | 26101401 | Armature | Production Completed
TNG - SHO | UNSPSC Classification | RYM | RYM | ok | 2023-04-14 | 2023-04-14 |  | G_49978 | G_26101401-00-00041 | 26101401-00-00041 | ARMATURE, PT-NO: 513924-6, MAKE : MAKITA | 3229 | POWER TOOLS SPARES- NOS | ARMATURE | ARMATURE | NO MODIFIER | 26101401 | Armature | Production Completed
TNG - SHO | UNSPSC Classification | RYM | RYM | ok | 2023-04-14 | 2023-04-14 |  | G_50528 | G_26101401-00-00057 | 26101401-00-00057 | ARMATURE, PT-NO: 515263-0, MAKE : MAKITA | 3229 | POWER TOOLS SPARES- NOS | ARMATURE | ARMATURE | NO MODIFIER | 26101401 | Armature | Production Completed
TNG - SHO | UNSPSC Classification | RYM | RYM | ok | 2023-04-14 | 2023-04-14 |  | G_49433 | G_26101401-00-00012 | 26101401-00-00012 | ARMATURE, PT-NO: 515784-2 | 3229 | POWER TOOLS SPARES- NOS | ARMATURE | ARMATURE | NO MODIFIER | 26101401 | Armature | Production Completed
TNG - SHO | UNSPSC Classification | RYM | RYM | ok | 2023-04-14 | 2023-04-14 |  | G_49916 | G_26101401-00-00053 | 26101401-00-00053 | ARMATURE, PT-NO: 515834-3, MAKE : MAKITA | 3229 | POWER TOOLS SPARES- NOS | ARMATURE | ARMATURE | NO MODIFIER | 26101401 | Armature | Production Completed
TNG - SHO | UNSPSC Classification | RYM | RYM | ok | 2023-04-14 | 2023-04-14 |  | G_51134 | G_26101401-00-00085 | 26101401-00-00085 | ARMATURE, PT-NO: 517818-7, MAKE : MAKITA | 3229 | POWER TOOLS SPARES- NOS | ARMATURE | ARMATURE | NO MODIFIER | 26101401 | Armature | Production Completed
TNG - SHO | UNSPSC Classification | RYM | RYM | ok | 2023-04-14 | 2023-04-14 |  | G_50588 | G_26101401-00-00056 | 26101401-00-00056 | ARMATURE, PT-NO: 956-946E, MAKE :: HITACHI | 3229 | POWER TOOLS SPARES- NOS | ARMATURE | ARMATURE | NO MODIFIER | 26101401 | Armature | Production Completed
TNG - SHO | UNSPSC Classification | RYM | RYM | ok | 2023-04-14 | 2023-04-14 |  | G_49252 | G_26101401-00-00004 | 26101401-00-00004 | ARMATURE, PT-NO: CZ201 | 3229 | POWER TOOLS SPARES- NOS | ARMATURE | ARMATURE | NO MODIFIER | 26101401 | Armature | Production Completed
TNG - SHO | UNSPSC Classification | RYM | RYM | ok | 2023-04-14 | 2023-04-14 |  | G_49660 | G_26101401-00-00030 | 26101401-00-00030 | ARMATURE, PT-NO: D-22, MAKE : ACE | 3229 | POWER TOOLS SPARES- NOS | ARMATURE | ARMATURE | NO MODIFIER | 26101401 | Armature | Production Completed
TNG - SHO | UNSPSC Classification | RYM | RYM | ok | 2023-04-14 | 2023-04-14 |  | G_49434 | G_26101401-00-00011 | 26101401-00-00011 | ARMATURE, PT-NO: EE73537100 | 3229 | POWER TOOLS SPARES- NOS | ARMATURE | ARMATURE | NO MODIFIER | 26101401 | Armature | Production Completed
TNG - SHO | UNSPSC Classification | RYM | RYM | ok | 2023-04-14 | 2023-04-14 |  | G_50887 | G_26101401-00-00079 | 26101401-00-00079 | ARMATURE, PT-NO: FAG 100 SP 27, MAKE : FORTE | 3229 | POWER TOOLS SPARES- NOS | ARMATURE | ARMATURE | NO MODIFIER | 26101401 | Armature | Production Completed
TNG - SHO | UNSPSC Classification | RYM | RYM | ok | 2023-04-14 | 2023-04-14 |  | G_49524 | G_26101401-00-00016 | 26101401-00-00016 | ARMATURE, PT-NO: N034418, MAKE : DEWALT | 3229 | POWER TOOLS SPARES- NOS | ARMATURE | ARMATURE | NO MODIFIER | 26101401 | Armature | Production Completed
TNG - SHO | UNSPSC Classification | RYM | RYM | ok | 2023-04-14 | 2023-04-14 |  | G_49282 | G_26101401-00-00006 | 26101401-00-00006 | ARMATURE, PT-NO: N077886 | 3229 | POWER TOOLS SPARES- NOS | ARMATURE | ARMATURE | NO MODIFIER | 26101401 | Armature | Production Completed
TNG - SHO | UNSPSC Classification | RYM | RYM | ok | 2023-04-14 | 2023-04-14 |  | G_50746 | G_26101401-00-00072 | 26101401-00-00072 | ARMATURE, PT-NO: N491963, MAKE : DEWALT | 3229 | POWER TOOLS SPARES- NOS | ARMATURE | ARMATURE | NO MODIFIER | 26101401 | Armature | Production Completed
TNG - SHO | UNSPSC Classification | RYM | RYM | ok | 2023-04-14 | 2023-04-14 |  | G_50043 | G_26101401-00-00049 | 26101401-00-00049 | ARMATURE, PT-NO:: 579837-02, MAKE : DEWALT | 3229 | POWER TOOLS SPARES- NOS | ARMATURE | ARMATURE | NO MODIFIER | 26101401 | Armature | Production Completed
TNG - SHO | UNSPSC Classification | RYM | RYM | ok | 2023-04-14 | 2023-04-14 |  | G_49976 | G_26101401-00-00051 | 26101401-00-00051 | ARMATURE, PT-NO:: N077886, MAKE : DEWALT | 3229 | POWER TOOLS SPARES- NOS | ARMATURE | ARMATURE | NO MODIFIER | 26101401 | Armature | Production Completed
TNG - SHO | UNSPSC Classification | RYM | RYM | ok | 2023-04-14 | 2023-04-14 |  | G_51356 | G_26101401-00-00104 | 26101401-00-00104 | ARMATURE, ROTOR 220-240V SERVICE, PT NO:2201989, MAKE: HILTI | 3229 | POWER TOOLS SPARES- NOS | ARMATURE | ARMATURE | NO MODIFIER | 26101401 | Armature | Production Completed
TNG - SHO | UNSPSC Classification | RYM | RYM | ok | 2023-04-14 | 2023-04-14 |  | G_50585 | G_26101401-00-00066 | 26101401-00-00066 | ARMATURE, ROTOR COMPLETE,PT NO: EE73537100, MAKE: MAKITA | 3229 | POWER TOOLS SPARES- NOS | ARMATURE | ARMATURE | NO MODIFIER | 26101401 | Armature | Production Completed
TNG - SHO | UNSPSC Classification | RYM | RYM | ok | 2023-04-14 | 2023-04-14 |  | G_51478 | G_26101401-00-00108 | 26101401-00-00108 | ARMATURE, ROTOR TE 50 03 220-240V SERVICING SET, PT NO:2146795, MAKE: HILTI. | 3229 | POWER TOOLS SPARES- NOS | ARMATURE | ARMATURE | NO MODIFIER | 26101401 | Armature | Production Completed
TNG - SHO | UNSPSC Classification | RYM | RYM | ok | 2023-04-14 | 2023-04-14 |  | G_51411 | G_26101401-00-00107 | 26101401-00-00107 | ARMATURE, ROTOR TE 500-X 220-230V SERVICING SET,PT NO:2192349, MAKE: HILTI. | 3229 | POWER TOOLS SPARES- NOS | ARMATURE | ARMATURE | NO MODIFIER | 26101401 | Armature | Production Completed
TNG - SHO | UNSPSC Classification | RYM | RYM | ok | 2023-04-14 | 2023-04-14 |  | G_51343 | G_26101401-00-00109 | 26101401-00-00109 | ARMATURE, ROTOR TE3-CL_01 220-240V, PT NO:2124020, MAKE: HILTI | 3229 | POWER TOOLS SPARES- NOS | ARMATURE | ARMATURE | NO MODIFIER | 26101401 | Armature | Production Completed
TNG - SHO | UNSPSC Classification | RYM | RYM | ok | 2023-04-14 | 2023-04-14 |  | G_50833 | G_26101401-00-00071 | 26101401-00-00071 | ARMATURE, SAG 125-13S ASSY, PT NO:2153031, MAKE: HILTI. | 3229 | POWER TOOLS SPARES- NOS | ARMATURE | ARMATURE | NO MODIFIER | 26101401 | Armature | Production Completed
TNG - SHO | UNSPSC Classification | RYM | RYM | ok | 2023-04-14 | 2023-04-14 |  | G_51520 | G_26101401-00-00112 | 26101401-00-00112 | ARMATURE, WITH FAN 230V, PT NO:1 600 A00 73D, MAKE: BOSCH, GDB 350. | 3229 | POWER TOOLS SPARES- NOS | ARMATURE | ARMATURE | NO MODIFIER | 26101401 | Armature | Production Completed
TNG - SHO | UNSPSC Classification | RYM | RYM | ok | 2023-04-14 | 2023-04-14 |  | G_44575 | G_30102416-00-00003 | 30102416-00-00003 | BACKER ROD, 18 MM DIA | 2651 | BACKER ROD | BACKER ROD | ROD | NO MODIFIER | 30102400 | Rod | Production Completed
TNG - SHO | UNSPSC Classification | RYM | RYM | ok | 2023-04-14 | 2023-04-14 |  | G_44571 | G_30102400-11-00001 | 30102400-11-00001 | BACKER ROD, 25 MM DIA | 2651 | BACKER ROD | BACKER ROD | ROD | NO MODIFIER | 30102400 | Rod | Production Completed
TNG - SHO | UNSPSC Classification | RYM | RYM | ok | 2023-04-14 | 2023-04-14 |  | G_44572 | G_30102400-11-00057 | 30102400-11-00057 | BACKER ROD, 50 MM DIA | 2651 | BACKER ROD | BACKER ROD | ROD | NO MODIFIER | 30102400 | Rod | Production Completed
TNG - SHO | UNSPSC Classification | RYM | RYM | ok | 2023-04-14 | 2023-04-14 |  | G_44573 | G_30102416-00-00001 | 30102416-00-00001 | BACKER ROD, 6 MM DIA | 2651 | BACKER ROD | BACKER ROD | ROD | NO MODIFIER | 30102400 | Rod | Production Completed
TNG - SHO | UNSPSC Classification | RYM | RYM | ok | 2023-04-14 | 2023-04-14 |  | G_44574 | G_30102416-00-00002 | 30102416-00-00002 | BACKER ROD, 60 MM DIA | 2651 | BACKER ROD | BACKER ROD | ROD | NO MODIFIER | 30102400 | Rod | Production Completed
TNG - SHO | UNSPSC Classification | RYM | RYM | ok | 2023-04-14 | 2023-04-14 |  | G_47972 | G_31171504-00-00125 | 31171504-00-00125 | BALL BEARING, 628, PT NO: 628VV | 208 | Mechanical Spares | BALL BEARING | BEARING | BALL | 31171504 | Ball bearings | Production Completed
TNG - SHO | UNSPSC Classification | RYM | RYM | ok | 2023-04-14 | 2023-04-14 |  | G_50946 | G_31171504-00-00152 | 31171504-00-00152 | BALL BEARING, 8X22X7 , PT.NO: 93862,MAKE: HILTI. | 3229 | POWER TOOLS SPARES- NOS | BALL BEARING | BEARING | BALL | 31171504 | Ball bearings | Production Completed
TNG - SHO | UNSPSC Classification | RYM | RYM | ok | 2023-04-14 | 2023-04-14 |  | G_51511 | G_31171504-00-00168 | 31171504-00-00168 | BALL BEARING, AH2BB-02 | 3229 | POWER TOOLS SPARES- NOS | BALL BEARING | BEARING | BALL | 31171504 | Ball bearings | Production Completed
TNG - SHO | UNSPSC Classification | RYM | RYM | ok | 2023-04-14 | 2023-04-14 |  | G_47630 | G_31171504-00-00134 | 31171504-00-00134 | BALL BEARING, DEEP GROOVE, FOR BAR CUTTING MACHINE, MAKE : SPARTAN, PT-NO : BOBG0025 | 208 | Mechanical Spares | BALL BEARING | BEARING | BALL | 31171504 | Ball bearings | Production Completed
TNG - SHO | UNSPSC Classification | RYM | RYM | ok | 2023-04-14 | 2023-04-14 |  | G_47751 | G_31171504-00-00135 | 31171504-00-00135 | BALL BEARING, DEEP GROOVE, FOR BAR CUTTING MACHINE, MAKE : SPARTAN, PT-NO : BOBG0028 | 208 | Mechanical Spares | BALL BEARING | BEARING | BALL | 31171504 | Ball bearings | Production Completed
TNG - SHO | UNSPSC Classification | RYM | RYM | ok | 2023-04-14 | 2023-04-14 |  | G_50106 | G_31171504-00-00101 | 31171504-00-00101 | BALL BEARING, DEEP GROOVE, PT-NO: 1 600 905 011, MAKE : BOSCH | 3229 | POWER TOOLS SPARES- NOS | BALL BEARING | BEARING | BALL | 31171504 | Ball bearings | Production Completed
TNG - SHO | UNSPSC Classification | RYM | RYM | ok | 2023-04-14 | 2023-04-14 |  | G_50073 | G_31171504-00-00102 | 31171504-00-00102 | BALL BEARING, DEEP GROOVE, PT-NO: 1 600 905 025 , MAKE : BOSCH | 3229 | POWER TOOLS SPARES- NOS | BALL BEARING | BEARING | BALL | 31171504 | Ball bearings | Production Completed
TNG - SHO | UNSPSC Classification | RYM | RYM | ok | 2023-04-14 | 2023-04-14 |  | G_48361 | G_31171504-00-00137 | 31171504-00-00137 | BALL BEARING, FOR REVERSIBLE PLATE COMPACTOR, MODEL : DPU 3070, MAKE : WACKER, PT-NO : 0018258 | 208 | Mechanical Spares | BALL BEARING | BEARING | BALL | 31171504 | Ball bearings | Production Completed
TNG - SHO | UNSPSC Classification | RYM | RYM | ok | 2023-04-14 | 2023-04-14 |  | G_47768 | G_31171504-00-00116 | 31171504-00-00116 | BALL BEARING, FOR WALK BEHIND ROLLER, MODEL NO : RD 7H-S, MAKE : WACKER, PT-NO : 0217012 | 208 | Mechanical Spares | BALL BEARING | BEARING | BALL | 31171504 | Ball bearings | Production Completed
TNG - SHO | UNSPSC Classification | RYM | RYM | ok | 2023-04-14 | 2023-04-14 |  | G_50504 | G_31171504-00-00136 | 31171504-00-00136 | BALL BEARING, GROOVED BALL BEARING PT NO:EE80410021, MAKE: MAKITA | 3229 | POWER TOOLS SPARES- NOS | BALL BEARING | BEARING | BALL | 31171504 | Ball bearings | Production Completed
TNG - SHO | UNSPSC Classification | RYM | RYM | ok | 2023-04-14 | 2023-04-14 |  | G_51117 | G_31171504-00-00153 | 31171504-00-00153 | BALL BEARING, GROOVED, PT.NO: 328288, MAKE: HILTI, MODEL: ROTARY HAMMER TE 7-C + QRC CASE | 3229 | POWER TOOLS SPARES- NOS | BALL BEARING | BEARING | BALL | 31171504 | Ball bearings | Production Completed
TNG - SHO | UNSPSC Classification | RYM | RYM | ok | 2023-04-14 | 2023-04-14 |  | G_50217 | G_31171504-00-00099 | 31171504-00-00099 | BALL BEARING, GROOVED, PT-NO: 206210, MAKE : HILTI | 3229 | POWER TOOLS SPARES- NOS | BALL BEARING | BEARING | BALL | 31171504 | Ball bearings | Production Completed
TNG - SHO | UNSPSC Classification | RYM | RYM | ok | 2023-04-14 | 2023-04-14 |  | G_49955 | G_31171504-00-00088 | 31171504-00-00088 | BALL BEARING, GROOVED, PT-NO: 234199, MAKE : HILTI | 3229 | POWER TOOLS SPARES- NOS | BALL BEARING | BEARING | BALL | 31171504 | Ball bearings | Production Completed
TNG - SHO | UNSPSC Classification | RYM | RYM | ok | 2023-04-14 | 2023-04-14 |  | G_50067 | G_31171504-00-00085 | 31171504-00-00085 | BALL BEARING, GROOVED, PT-NO: 250740, MAKE : HILTI | 3229 | POWER TOOLS SPARES- NOS | BALL BEARING | BEARING | BALL | 31171504 | Ball bearings | Production Completed
TNG - SHO | UNSPSC Classification | RYM | RYM | ok | 2023-04-14 | 2023-04-14 |  | G_50615 | G_31171504-00-00105 | 31171504-00-00105 | BALL BEARING, GROOVED, PT-NO: 330706, MAKE : HILTI | 3229 | POWER TOOLS SPARES- NOS | BALL BEARING | BEARING | BALL | 31171504 | Ball bearings | Production Completed
TNG - SHO | UNSPSC Classification | RYM | RYM | ok | 2023-04-14 | 2023-04-14 |  | G_51007 | G_31171504-00-00162 | 31171504-00-00162 | BALL BEARING, GROOVED,12X28X8-2Z, PT NO: 328288, MAKE: HILTI | 3229 | POWER TOOLS SPARES- NOS | BALL BEARING | BEARING | BALL | 31171504 | Ball bearings | Production Completed
TNG - SHO | UNSPSC Classification | RYM | RYM | ok | 2023-04-14 | 2023-04-14 |  | G_51436 | G_31171504-00-00163 | 31171504-00-00163 | BALL BEARING, GROOVED,12X28X8-2Z, PT NO: 328288, MAKE: HILTI. WD | 3229 | POWER TOOLS SPARES- NOS | BALL BEARING | BEARING | BALL | 31171504 | Ball bearings | Production Completed
TNG - SHO | UNSPSC Classification | RYM | RYM | ok | 2023-04-14 | 2023-04-14 |  | G_47547 | G_31171504-00-00130 | 31171504-00-00130 | BALL BEARING, PT NO: 210006-2 | 208 | Mechanical Spares | BALL BEARING | BEARING | BALL | 31171504 | Ball bearings | Production Completed
TNG - SHO | UNSPSC Classification | RYM | RYM | ok | 2023-04-14 | 2023-04-14 |  | G_47545 | G_31171504-00-00129 | 31171504-00-00129 | BALL BEARING, PT NO: 210042-8 | 208 | Mechanical Spares | BALL BEARING | BEARING | BALL | 31171504 | Ball bearings | Production Completed
TNG - SHO | UNSPSC Classification | RYM | RYM | ok | 2023-04-14 | 2023-04-14 |  | G_47595 | G_31171504-00-00126 | 31171504-00-00126 | BALL BEARING, PT NO: 211129-9 | 208 | Mechanical Spares | BALL BEARING | BEARING | BALL | 31171504 | Ball bearings | Production Completed
TNG - SHO | UNSPSC Classification | RYM | RYM | ok | 2023-04-14 | 2023-04-14 |  | G_47696 | G_31171504-00-00122 | 31171504-00-00122 | BALL BEARING, PT NO: 6000VV | 208 | Mechanical Spares | BALL BEARING | BEARING | BALL | 31171504 | Ball bearings | Production Completed
TNG - SHO | UNSPSC Classification | RYM | RYM | ok | 2023-04-14 | 2023-04-14 |  | G_48147 | G_31171504-00-00132 | 31171504-00-00132 | BALL BEARING, PT NO: 6008-2RS | 208 | Mechanical Spares | BALL BEARING | BEARING | BALL | 31171504 | Ball bearings | Production Completed
TNG - SHO | UNSPSC Classification | RYM | RYM | ok | 2023-04-14 | 2023-04-14 |  | G_48155 | G_31171504-00-00127 | 31171504-00-00127 | BALL BEARING, PT NO: 628VVC | 208 | Mechanical Spares | BALL BEARING | BEARING | BALL | 31171504 | Ball bearings | Production Completed
TNG - SHO | UNSPSC Classification | RYM | RYM | ok | 2023-04-14 | 2023-04-14 |  | G_48096 | G_31171504-00-00124 | 31171504-00-00124 | BALL BEARING, PT NO: 698VVC | 208 | Mechanical Spares | BALL BEARING | BEARING | BALL | 31171504 | Ball bearings | Production Completed
TNG - SHO | UNSPSC Classification | RYM | RYM | ok | 2023-04-14 | 2023-04-14 |  | G_50933 | G_31171504-00-00151 | 31171504-00-00151 | BALL BEARING, PT-NO: 330003-69, MAKE : DEWALT | 3229 | POWER TOOLS SPARES- NOS | BALL BEARING | BEARING | BALL | 31171504 | Ball bearings | Production Completed
TNG - SHO | UNSPSC Classification | RYM | RYM | ok | 2023-04-14 | 2023-04-14 |  | G_50614 | G_31171504-00-00106 | 31171504-00-00106 | BALL BEARING, PT-NO: 330691, MAKE : HILTI | 3229 | POWER TOOLS SPARES- NOS | BALL BEARING | BEARING | BALL | 31171504 | Ball bearings | Production Completed
TNG - SHO | UNSPSC Classification | RYM | RYM | ok | 2023-04-14 | 2023-04-14 |  | G_50549 | G_31171504-00-00123 | 31171504-00-00123 | BALL BEARING, PT-NO: 334-310, MAKE : HITACHI | 3229 | POWER TOOLS SPARES- NOS | BALL BEARING | BEARING | BALL | 31171504 | Ball bearings | Production Completed
TNG - SHO | UNSPSC Classification | RYM | RYM | ok | 2023-04-14 | 2023-04-14 |  | G_50277 | G_31171504-00-00086 | 31171504-00-00086 | BALL BEARING, PT-NO: 346291, MAKE : HILTI | 3229 | POWER TOOLS SPARES- NOS | BALL BEARING | BEARING | BALL | 31171504 | Ball bearings | Production Completed
TNG - SHO | UNSPSC Classification | RYM | RYM | ok | 2023-04-14 | 2023-04-14 |  | G_50193 | G_31171504-00-00087 | 31171504-00-00087 | BALL BEARING, PT-NO: 366260, MAKE : HILTI | 3229 | POWER TOOLS SPARES- NOS | BALL BEARING | BEARING | BALL | 31171504 | Ball bearings | Production Completed
TNG - SHO | UNSPSC Classification | RYM | RYM | ok | 2023-04-14 | 2023-04-14 |  | G_50405 | G_31171504-00-00110 | 31171504-00-00110 | BALL BEARING, PT-NO: 6001, MAKE :: HITACHI | 3229 | POWER TOOLS SPARES- NOS | BALL BEARING | BEARING | BALL | 31171504 | Ball bearings | Production Completed
TNG - SHO | UNSPSC Classification | RYM | RYM | ok | 2023-04-14 | 2023-04-14 |  | G_50406 | G_31171504-00-00109 | 31171504-00-00109 | BALL BEARING, PT-NO: 6201, MAKE :: HITACHI | 3229 | POWER TOOLS SPARES- NOS | BALL BEARING | BEARING | BALL | 31171504 | Ball bearings | Production Completed
TNG - SHO | UNSPSC Classification | RYM | RYM | ok | 2023-04-14 | 2023-04-14 |  | G_50644 | G_31171504-00-00107 | 31171504-00-00107 | BALL BEARING, PT-NO: 6205, MAKE :: HITACHI | 3229 | POWER TOOLS SPARES- NOS | BALL BEARING | BEARING | BALL | 31171504 | Ball bearings | Production Completed
TNG - SHO | UNSPSC Classification | RYM | RYM | ok | 2023-04-14 | 2023-04-14 |  | G_50407 | G_31171504-00-00108 | 31171504-00-00108 | BALL BEARING, PT-NO: 6302, MAKE :: HITACHI | 3229 | POWER TOOLS SPARES- NOS | BALL BEARING | BEARING | BALL | 31171504 | Ball bearings | Production Completed
TNG - SHO | UNSPSC Classification | RYM | RYM | ok | 2023-04-14 | 2023-04-14 |  | G_49742 | G_31171504-00-00077 | 31171504-00-00077 | BALL BEARING, PT-NO: 6805 | 3229 | POWER TOOLS SPARES- NOS | BALL BEARING | BEARING | BALL | 31171504 | Ball bearings | Production Completed
TNG - SHO | UNSPSC Classification | RYM | RYM | ok | 2023-04-14 | 2023-04-14 |  | G_45292 | G_31162800-00-00919 | 31162800-00-00919 | BASE PLATE, (SCRAP ITEMS) | 359 | Cable tray Accessories | BASE PLATE | PLATE | NO MODIFIER | 39131705 | Cable tray fitting and accessories | Production Completed
TNG - SHO | UNSPSC Classification | RYM | RYM | ok | 2023-04-14 | 2023-04-14 |  | G_48893 | G_30241504-00-00039 | 30241504-00-00039 | BASE PLATE, 100X100 FOR 35X35X6 ANGLE SUPPORT | 2162 | MS WORKS | BASE PLATE | PLATE | NO MODIFIER | 30241504 | Base plate | Production Completed
TNG - SHO | UNSPSC Classification | RYM | RYM | ok | 2023-04-14 | 2023-04-14 |  | G_48903 | G_30241504-00-00040 | 30241504-00-00040 | BASE PLATE, 125X125 FOR 50X50X6 ANGLE SUPPORT | 2162 | MS WORKS | BASE PLATE | PLATE | NO MODIFIER | 30241504 | Base plate | Production Completed
TNG - SHO | UNSPSC Classification | RYM | RYM | ok | 2023-04-14 | 2023-04-14 |  | G_48799 | G_30241504-11-00001 | 30241504-11-00001 | BASE PLATE, 500 MM LG, 400 MM WD, 16 MM THK | 2162 | MS WORKS | BASE PLATE | PLATE | NO MODIFIER | 30241504 | Base plate | Production Completed
TNG - SHO | UNSPSC Classification | RYM | RYM | ok | 2023-04-14 | 2023-04-14 |  | G_48800 | G_30241504-11-00004 | 30241504-11-00004 | BASE PLATE, 600 MM LG, 450 MM WD, 20 MM THK, MILD STEEL | 2162 | MS WORKS | BASE PLATE | PLATE | NO MODIFIER | 30241504 | Base plate | Production Completed
TNG - SHO | UNSPSC Classification | RYM | RYM | ok | 2023-04-14 | 2023-04-14 |  | G_48879 | G_30241504-00-00034 | 30241504-00-00034 | BASE PLATE, FOR PUSH PULL PROPS | 2162 | MS WORKS | BASE PLATE | PLATE | NO MODIFIER | 30241504 | Base plate | Production Completed
TNG - SHO | UNSPSC Classification | RYM | RYM | ok | 2023-04-14 | 2023-04-14 |  | G_48857 | G_30241504-00-00016 | 30241504-00-00016 | BASE PLATE, M.S, 100 MM X100 MM X 6 MM | 2162 | MS WORKS | BASE PLATE | PLATE | NO MODIFIER | 30241504 | Base plate | Production Completed
TNG - SHO | UNSPSC Classification | RYM | RYM | ok | 2023-04-14 | 2023-04-14 |  | G_48859 | G_30241504-00-00013 | 30241504-00-00013 | BASE PLATE, M.S, 100 X 200 X 6MM | 2162 | MS WORKS | BASE PLATE | PLATE | NO MODIFIER | 30241504 | Base plate | Production Completed
TNG - SHO | UNSPSC Classification | RYM | RYM | ok | 2023-04-14 | 2023-04-14 |  | G_48860 | G_30241504-00-00015 | 30241504-00-00015 | BASE PLATE, M.S, 150 X 150 X 6MM | 2162 | MS WORKS | BASE PLATE | PLATE | NO MODIFIER | 30241504 | Base plate | Production Completed
TNG - SHO | UNSPSC Classification | RYM | RYM | ok | 2023-04-14 | 2023-04-14 |  | G_48907 | G_30241504-00-00046 | 30241504-00-00046 | BASE PLATE, M.S, 200 X 200 X 12 MM, M18 X 4 HOLES | 2162 | MS WORKS | BASE PLATE | PLATE | NO MODIFIER | 30241504 | Base plate | Production Completed
TNG - SHO | UNSPSC Classification | RYM | RYM | ok | 2023-04-14 | 2023-04-14 |  | G_48871 | G_30241504-00-00014 | 30241504-00-00014 | BASE PLATE, M.S, 200 X 200 X 6MM | 2162 | MS WORKS | BASE PLATE | PLATE | NO MODIFIER | 30241504 | Base plate | Production Completed
TNG - SHO | UNSPSC Classification | RYM | RYM | ok | 2023-04-14 | 2023-04-14 |  | G_48858 | G_30241504-00-00033 | 30241504-00-00033 | BASE PLATE, MILD STEEL, 150 MM X 150 MM X 3 MM | 2162 | MS WORKS | BASE PLATE | PLATE | NO MODIFIER | 30241504 | Base plate | Production Completed
TNG - SHO | UNSPSC Classification | RYM | RYM | ok | 2023-04-14 | 2023-04-14 |  | G_48908 | G_30241504-00-00047 | 30241504-00-00047 | BASE PLATE, MILD STEEL, 150MM X 100MM X 6MM | 2162 | MS WORKS | BASE PLATE | PLATE | NO MODIFIER | 30241504 | Base plate | Production Completed
TNG - SHO | UNSPSC Classification | RYM | RYM | ok | 2023-04-14 | 2023-04-14 |  | G_48882 | G_30241504-00-00036 | 30241504-00-00036 | BASE PLATE, MS, 150X150MM, 6MM THICK, 4 HOLES | 2162 | MS WORKS | BASE PLATE | PLATE | NO MODIFIER | 30241504 | Base plate | Production Completed
TNG - SHO | UNSPSC Classification | RYM | RYM | ok | 2023-04-14 | 2023-04-14 |  | G_48336 | G_30241504-00-00045 | 30241504-00-00045 | BASE PLATE, MS, 300MM X300MM X 12MM THK, M14 X 4 HOLES | 208 | Mechanical Spares | BASE PLATE | PLATE | NO MODIFIER | 30241504 | Base plate | Production Completed
TNG - SHO | UNSPSC Classification | RYM | RYM | ok | 2023-04-14 | 2023-04-14 |  | G_47781 | G_30241504-00-00043 | 30241504-00-00043 | BASE PLATE, MS,150MMX150MMX8MM THK, 14 MM DIA HOLE,4 NOS | 208 | Mechanical Spares | BASE PLATE | PLATE | NO MODIFIER | 30241504 | Base plate | Production Completed
TNG - SHO | UNSPSC Classification | RYM | RYM | ok | 2023-04-14 | 2023-04-14 |  | G_47704 | G_30241504-00-00041 | 30241504-00-00041 | BASE PLATE, RL HM, FOR SCHWING SETTER 2509 CONCRETE PUMP, PT NO.98324535 | 208 | Mechanical Spares | BASE PLATE | PLATE | NO MODIFIER | 30241504 | Base plate | Production Completed
TNG - SHO | UNSPSC Classification | RYM | RYM | ok | 2023-04-14 | 2023-04-14 |  | G_50551 | G_27112844-00-00021 | 27112844-00-00021 | BASE, (A), PT-NO: 333-561, MAKE : HITACHI | 3229 | POWER TOOLS SPARES- NOS | BASE | BASE | NO MODIFIER | 27112800 | Tool attachments and accessories | Production Completed
TNG - SHO | UNSPSC Classification | RYM | RYM | ok | 2023-04-14 | 2023-04-14 |  | G_50869 | G_27112844-00-00025 | 27112844-00-00025 | BASE, 18MM, PLASTIC | 3229 | POWER TOOLS SPARES- NOS | BASE | BASE | NO MODIFIER | 27112800 | Tool attachments and accessories | Production Completed
TNG - SHO | UNSPSC Classification | RYM | RYM | ok | 2023-04-14 | 2023-04-14 |  | G_50819 | G_27112844-00-00023 | 27112844-00-00023 | BASE, 29MM, PLASTIC | 3229 | POWER TOOLS SPARES- NOS | BASE | BASE | NO MODIFIER | 27112800 | Tool attachments and accessories | Production Completed
TNG - SHO | UNSPSC Classification | RYM | RYM | ok | 2023-04-14 | 2023-04-14 |  | G_50357 | G_27112844-00-00020 | 27112844-00-00020 | BASE, ASSY, PT-NO: 335-000, MAKE : HITACHI | 3229 | POWER TOOLS SPARES- NOS | BASE | BASE | NO MODIFIER | 27112800 | Tool attachments and accessories | Production Completed
TNG - SHO | UNSPSC Classification | RYM | RYM | ok | 2023-04-14 | 2023-04-14 |  | G_51230 | G_27112844-00-00028 | 27112844-00-00028 | BASE, CENTER TABLE, SIZE: 1200MM X 700MM X 450MM | 3229 | POWER TOOLS SPARES- NOS | BASE | BASE | NO MODIFIER | 27112800 | Tool attachments and accessories | Production Completed
TNG - SHO | UNSPSC Classification | RYM | RYM | ok | 2023-04-14 | 2023-04-14 |  | G_51036 | G_27112844-00-00027 | 27112844-00-00027 | BASE, CENTER TABLE, SIZE: 1550MM X 750MM X 380MM | 3229 | POWER TOOLS SPARES- NOS | BASE | BASE | NO MODIFIER | 27112800 | Tool attachments and accessories | Production Completed
TNG - SHO | UNSPSC Classification | RYM | RYM | ok | 2023-04-14 | 2023-04-14 |  | G_50671 | G_27112844-00-00022 | 27112844-00-00022 | BASE, INVENT | 3229 | POWER TOOLS SPARES- NOS | BASE | BASE | NO MODIFIER | 27112800 | Tool attachments and accessories | Production Completed
TNG - SHO | UNSPSC Classification | RYM | RYM | ok | 2023-04-14 | 2023-04-14 |  | G_51696 | G_27112844-00-00030 | 27112844-00-00030 | BASE, OF BRUSH HOLDER, PT-NO: 481382, MAKE : FERM | 3229 | POWER TOOLS SPARES- NOS | BASE | BASE | NO MODIFIER | 27112800 | Tool attachments and accessories | Production Completed
TNG - SHO | UNSPSC Classification | RYM | RYM | ok | 2023-04-14 | 2023-04-14 |  | G_49258 | G_31162800-00-00134 | 31162800-00-00134 | BASE, PT-NO: 113001 | 3229 | POWER TOOLS SPARES- NOS | BASE | BASE | NO MODIFIER | 27112800 | Tool attachments and accessories | Production Completed
TNG - SHO | UNSPSC Classification | RYM | RYM | ok | 2023-04-14 | 2023-04-14 |  | G_49616 | G_27112844-00-00005 | 27112844-00-00005 | BASE, PT-NO: 113002, MAKE : KEN | 3229 | POWER TOOLS SPARES- NOS | BASE | BASE | NO MODIFIER | 27112800 | Tool attachments and accessories | Production Completed
TNG - SHO | UNSPSC Classification | RYM | RYM | ok | 2023-04-14 | 2023-04-14 |  | G_49572 | G_27112844-00-00004 | 27112844-00-00004 | BASE, PT-NO: 318484-1, MAKE : MAKITA | 3229 | POWER TOOLS SPARES- NOS | BASE | BASE | NO MODIFIER | 27112800 | Tool attachments and accessories | Production Completed
TNG - SHO | UNSPSC Classification | RYM | RYM | ok | 2023-04-14 | 2023-04-14 |  | G_50987 | G_27112844-00-00026 | 27112844-00-00026 | BASE, PT-NO: 321573 | 3229 | POWER TOOLS SPARES- NOS | BASE | BASE | NO MODIFIER | 27112800 | Tool attachments and accessories | Production Completed
TNG - SHO | UNSPSC Classification | RYM | RYM | ok | 2023-04-14 | 2023-04-14 |  | G_49861 | G_27112844-00-00014 | 27112844-00-00014 | BASE, PT-NO: 336-076, MAKE : HITACHI | 3229 | POWER TOOLS SPARES- NOS | BASE | BASE | NO MODIFIER | 27112800 | Tool attachments and accessories | Production Completed
TNG - SHO | UNSPSC Classification | RYM | RYM | ok | 2023-04-14 | 2023-04-14 |  | G_50914 | G_27112844-00-00024 | 27112844-00-00024 | BASE, PT-NO: P7-28, MAKE : CHARNOCK | 3229 | POWER TOOLS SPARES- NOS | BASE | BASE | NO MODIFIER | 27112800 | Tool attachments and accessories | Production Completed
TNG - SHO | UNSPSC Classification | RYM | RYM | ok | 2023-04-14 | 2023-04-14 |  | G_51707 | G_27112844-00-00032 | 27112844-00-00032 | BASE, SHELVE, KALLAX UFRM, SIZE: 76MM X 39MM X 18MM, BLACK AP, MAKE: IKEA, ART NO: 904.956.00 | 3229 | POWER TOOLS SPARES- NOS | BASE | BASE | NO MODIFIER | 27112800 | Tool attachments and accessories | Production Completed
TNG - SHO | UNSPSC Classification | RYM | RYM | ok | 2023-04-14 | 2023-04-14 |  | G_49886 | G_27112844-00-00018 | 27112844-00-00018 | BASE, TOP FLAT, PT-NO: P4-1, MAKE :: CHARNOCK | 3229 | POWER TOOLS SPARES- NOS | BASE | BASE | NO MODIFIER | 27112800 | Tool attachments and accessories | Production Completed
TNG - SHO | UNSPSC Classification | RYM | RYM | ok | 2023-04-14 | 2023-04-14 |  | G_45294 | G_39131705-00-00964 | 39131705-00-00964 | BEND, (SCRAP ITEMS) | 359 | Cable tray Accessories | BEND | BEND | NO MODIFIER | 39131705 | Cable tray fitting and accessories | Production Completed
TNG - SHO | UNSPSC Classification | RYM | RYM | ok | 2023-04-14 | 2023-04-14 |  | G_45352 | G_39131705-00-00988 | 39131705-00-00988 | BEND, 100MM X 50MM X 2MM THK, GALVANISED IRON, FOR PERFORATED TYPE CABLE TRAY | 359 | Cable tray Accessories | BEND | BEND | NO MODIFIER | 39131705 | Cable tray fitting and accessories | Production Completed
TNG - SHO | UNSPSC Classification | RYM | RYM | ok | 2023-04-14 | 2023-04-14 |  | G_45372 | G_39131705-00-00965 | 39131705-00-00965 | BEND, 100MM,VERTICAL DROP OUTLET, MAKE : WB, CAT NO : TC1279-307ASL | 359 | Cable tray Accessories | BEND | BEND | NO MODIFIER | 39131705 | Cable tray fitting and accessories | Production Completed
TNG - SHO | UNSPSC Classification | RYM | RYM | ok | 2023-04-14 | 2023-04-14 |  | G_44945 | G_39131705-00-00782 | 39131705-00-00782 | BEND, 30 DEG, LADDER TYPE, 1500MMX50MM X2 MM CABLE TRAY | 359 | Cable tray Accessories | BEND | BEND | NO MODIFIER | 39131705 | Cable tray fitting and accessories | Production Completed
TNG - SHO | UNSPSC Classification | RYM | RYM | ok | 2023-04-14 | 2023-04-14 |  | G_45108 | G_39131705-00-00799 | 39131705-00-00799 | BEND, 30 DEG, LADDER TYPE, 1500MMX75MM X2 MM CABLE TRAY | 359 | Cable tray Accessories | BEND | BEND | NO MODIFIER | 39131705 | Cable tray fitting and accessories | Production Completed
TNG - SHO | UNSPSC Classification | RYM | RYM | ok | 2023-04-14 | 2023-04-14 |  | G_44970 | G_39131705-00-00780 | 39131705-00-00780 | BEND, 30 DEG, LADDER TYPE, 600MMX50MM X2 MM CABLE TRAY | 359 | Cable tray Accessories | BEND | BEND | NO MODIFIER | 39131705 | Cable tray fitting and accessories | Production Completed
TNG - SHO | UNSPSC Classification | RYM | RYM | ok | 2023-04-14 | 2023-04-14 |  | G_45026 | G_39131705-00-00789 | 39131705-00-00789 | BEND, 30 DEG, LADDER TYPE, 600MMX75MM X2 MM CABLE TRAY | 359 | Cable tray Accessories | BEND | BEND | NO MODIFIER | 39131705 | Cable tray fitting and accessories | Production Completed
TNG - SHO | UNSPSC Classification | RYM | RYM | ok | 2023-04-14 | 2023-04-14 |  | G_45080 | G_39131705-00-00781 | 39131705-00-00781 | BEND, 30 DEG, LADDER TYPE, 750MMX50MM X2 MM CABLE TRAY | 359 | Cable tray Accessories | BEND | BEND | NO MODIFIER | 39131705 | Cable tray fitting and accessories | Production Completed
TNG - SHO | UNSPSC Classification | RYM | RYM | ok | 2023-04-14 | 2023-04-14 |  | G_45109 | G_39131705-00-00798 | 39131705-00-00798 | BEND, 30 DEG, LADDER TYPE, 750MMX75MM X2 MM CABLE TRAY | 359 | Cable tray Accessories | BEND | BEND | NO MODIFIER | 39131705 | Cable tray fitting and accessories | Production Completed
TNG - SHO | UNSPSC Classification | RYM | RYM | ok | 2023-04-14 | 2023-04-14 |  | G_44842 | G_39131705-00-00590 | 39131705-00-00590 | BEND, 45 DEG, LADDER TYPE, 1000 MMX50 MM X2 MM CABLE TRAY | 359 | Cable tray Accessories | BEND | BEND | NO MODIFIER | 39131705 | Cable tray fitting and accessories | Production Completed
TNG - SHO | UNSPSC Classification | RYM | RYM | ok | 2023-04-14 | 2023-04-14 |  | G_44858 | G_39131705-00-00589 | 39131705-00-00589 | BEND, 45 DEG, LADDER TYPE, 1000 MMX75 MM X2 MM CABLE TRAY | 359 | Cable tray Accessories | BEND | BEND | NO MODIFIER | 39131705 | Cable tray fitting and accessories | Production Completed
TNG - SHO | UNSPSC Classification | RYM | RYM | ok | 2023-04-14 | 2023-04-14 |  | G_44857 | G_39131705-00-00588 | 39131705-00-00588 | BEND, 45 DEG, LADDER TYPE, 1200 MMX50 MM X2 MM CABLE TRAY | 359 | Cable tray Accessories | BEND | BEND | NO MODIFIER | 39131705 | Cable tray fitting and accessories | Production Completed
TNG - SHO | UNSPSC Classification | RYM | RYM | ok | 2023-04-14 | 2023-04-14 |  | G_44908 | G_39131705-00-00596 | 39131705-00-00596 | BEND, 45 DEG, LADDER TYPE, 1200MMX75 MM X2MM CABLE TRAY | 359 | Cable tray Accessories | BEND | BEND | NO MODIFIER | 39131705 | Cable tray fitting and accessories | Production Completed
TNG - SHO | UNSPSC Classification | RYM | RYM | ok | 2023-04-14 | 2023-04-14 |  | G_44825 | G_39131705-00-00595 | 39131705-00-00595 | BEND, 45 DEG, LADDER TYPE, 150 MMX50MM X2 MM CABLE TRAY | 359 | Cable tray Accessories | BEND | BEND | NO MODIFIER | 39131705 | Cable tray fitting and accessories | Production Completed
TNG - SHO | UNSPSC Classification | RYM | RYM | ok | 2023-04-14 | 2023-04-14 |  | G_44856 | G_39131705-00-00587 | 39131705-00-00587 | BEND, 45 DEG, LADDER TYPE, 150 MMX75 MM X2 MM CABLE TRAY | 359 | Cable tray Accessories | BEND | BEND | NO MODIFIER | 39131705 | Cable tray fitting and accessories | Production Completed
TNG - SHO | UNSPSC Classification | RYM | RYM | ok | 2023-04-14 | 2023-04-14 |  | G_44843 | G_39131705-00-00594 | 39131705-00-00594 | BEND, 45 DEG, LADDER TYPE, 300 MMX50 MM X2 MM CABLE TRAY | 359 | Cable tray Accessories | BEND | BEND | NO MODIFIER | 39131705 | Cable tray fitting and accessories | Production Completed
TNG - SHO | UNSPSC Classification | RYM | RYM | ok | 2023-04-14 | 2023-04-14 |  | G_44854 | G_39131705-00-00583 | 39131705-00-00583 | BEND, 45 DEG, LADDER TYPE, 300 MMX75 MM X2 MM CABLE TRAY | 359 | Cable tray Accessories | BEND | BEND | NO MODIFIER | 39131705 | Cable tray fitting and accessories | Production Completed
TNG - SHO | UNSPSC Classification | RYM | RYM | ok | 2023-04-14 | 2023-04-14 |  | G_44850 | G_39131705-00-00593 | 39131705-00-00593 | BEND, 45 DEG, LADDER TYPE, 450 MMX50 MM X2 MM CABLE TRAY | 359 | Cable tray Accessories | BEND | BEND | NO MODIFIER | 39131705 | Cable tray fitting and accessories | Production Completed
TNG - SHO | UNSPSC Classification | RYM | RYM | ok | 2023-04-14 | 2023-04-14 |  | G_44855 | G_39131705-00-00586 | 39131705-00-00586 | BEND, 45 DEG, LADDER TYPE, 450 MMX75 MM X2 MM CABLE TRAY | 359 | Cable tray Accessories | BEND | BEND | NO MODIFIER | 39131705 | Cable tray fitting and accessories | Production Completed
TNG - SHO | UNSPSC Classification | RYM | RYM | ok | 2023-04-14 | 2023-04-14 |  | G_44849 | G_39131705-00-00592 | 39131705-00-00592 | BEND, 45 DEG, LADDER TYPE, 600 MMX50 MM X2 MM CABLE TRAY | 359 | Cable tray Accessories | BEND | BEND | NO MODIFIER | 39131705 | Cable tray fitting and accessories | Production Completed
TNG - SHO | UNSPSC Classification | RYM | RYM | ok | 2023-04-14 | 2023-04-14 |  | G_44880 | G_39131705-00-00584 | 39131705-00-00584 | BEND, 45 DEG, LADDER TYPE, 600 MMX75 MM X2 MM CABLE TRAY | 359 | Cable tray Accessories | BEND | BEND | NO MODIFIER | 39131705 | Cable tray fitting and accessories | Production Completed
TNG - SHO | UNSPSC Classification | RYM | RYM | ok | 2023-04-14 | 2023-04-14 |  | G_44848 | G_39131705-00-00591 | 39131705-00-00591 | BEND, 45 DEG, LADDER TYPE, 750 MMX50 MM X2 MM CABLE TRAY | 359 | Cable tray Accessories | BEND | BEND | NO MODIFIER | 39131705 | Cable tray fitting and accessories | Production Completed
TNG - SHO | UNSPSC Classification | RYM | RYM | ok | 2023-04-14 | 2023-04-14 |  | G_44806 | G_39131705-00-00585 | 39131705-00-00585 | BEND, 45 DEG, LADDER TYPE, 750 MMX75 MM X2 MM CABLE TRAY | 359 | Cable tray Accessories | BEND | BEND | NO MODIFIER | 39131705 | Cable tray fitting and accessories | Production Completed
TNG - SHO | UNSPSC Classification | RYM | RYM | ok | 2023-04-14 | 2023-04-14 |  | G_44969 | G_39131705-00-00785 | 39131705-00-00785 | BEND, 45 DEG, LADDER TYPE, 900 MMX50MM X2 MM CABLE TRAY | 359 | Cable tray Accessories | BEND | BEND | NO MODIFIER | 39131705 | Cable tray fitting and accessories | Production Completed
TNG - SHO | UNSPSC Classification | RYM | RYM | ok | 2023-04-14 | 2023-04-14 |  | G_45032 | G_39131705-00-00794 | 39131705-00-00794 | BEND, 45 DEG, LADDER TYPE, 900 MMX75MM X2 MM CABLE TRAY | 359 | Cable tray Accessories | BEND | BEND | NO MODIFIER | 39131705 | Cable tray fitting and accessories | Production Completed
TNG - SHO | UNSPSC Classification | RYM | RYM | ok | 2023-04-14 | 2023-04-14 |  | G_45367 | G_39131705-00-00983 | 39131705-00-00983 | BEND, 45 DEG, PERFORATED TYPE, 150MM X 50MM X 2MM CABLE TRAY | 359 | Cable tray Accessories | BEND | BEND | NO MODIFIER | 39131705 | Cable tray fitting and accessories | Production Completed
TNG - SHO | UNSPSC Classification | RYM | RYM | ok | 2023-04-14 | 2023-04-14 |  | G_45368 | G_39131705-00-00982 | 39131705-00-00982 | BEND, 45 DEG, PERFORATED TYPE, 300MM X 50MM X 2MM CABLE TRAY | 359 | Cable tray Accessories | BEND | BEND | NO MODIFIER | 39131705 | Cable tray fitting and accessories | Production Completed
TNG - SHO | UNSPSC Classification | RYM | RYM | ok | 2023-04-14 | 2023-04-14 |  | G_44954 | G_39131705-00-00822 | 39131705-00-00822 | BEND, 45 DEG, PERFORATED TYPE, 600MMX50MM X2 MM CABLE TRAY | 359 | Cable tray Accessories | BEND | BEND | NO MODIFIER | 39131705 | Cable tray fitting and accessories | Production Completed
TNG - SHO | UNSPSC Classification | RYM | RYM | ok | 2023-04-14 | 2023-04-14 |  | G_44944 | G_39131705-00-00787 | 39131705-00-00787 | BEND, 60 DEG, LADDER TYPE, 1200 MMX50MM X2 MM CABLE TRAY | 359 | Cable tray Accessories | BEND | BEND | NO MODIFIER | 39131705 | Cable tray fitting and accessories | Production Completed
TNG - SHO | UNSPSC Classification | RYM | RYM | ok | 2023-04-14 | 2023-04-14 |  | G_45031 | G_39131705-00-00797 | 39131705-00-00797 | BEND, 60 DEG, LADDER TYPE, 1200 MMX75MM X2 MM CABLE TRAY | 359 | Cable tray Accessories | BEND | BEND | NO MODIFIER | 39131705 | Cable tray fitting and accessories | Production Completed
TNG - SHO | UNSPSC Classification | RYM | RYM | ok | 2023-04-14 | 2023-04-14 |  | G_44959 | G_39131705-00-00786 | 39131705-00-00786 | BEND, 60 DEG, LADDER TYPE, 900 MMX50MM X2 MM CABLE TRAY | 359 | Cable tray Accessories | BEND | BEND | NO MODIFIER | 39131705 | Cable tray fitting and accessories | Production Completed
TNG - SHO | UNSPSC Classification | RYM | RYM | ok | 2023-04-14 | 2023-04-14 |  | G_45027 | G_39131705-00-00788 | 39131705-00-00788 | BEND, 60 DEG, LADDER TYPE, 900 MMX75MM X2 MM CABLE TRAY | 359 | Cable tray Accessories | BEND | BEND | NO MODIFIER | 39131705 | Cable tray fitting and accessories | Production Completed
TNG - SHO | UNSPSC Classification | RYM | RYM | ok | 2023-04-14 | 2023-04-14 |  | G_44971 | G_39131705-00-00800 | 39131705-00-00800 | BEND, 90 DEG, LADDER TYPE, 900MMX75MM X2 MM CABLE TRAY | 359 | Cable tray Accessories | BEND | BEND | NO MODIFIER | 39131705 | Cable tray fitting and accessories | Production Completed
TNG - SHO | UNSPSC Classification | RYM | RYM | ok | 2023-04-14 | 2023-04-14 |  | G_44799 | G_39131705-00-00495 | 39131705-00-00495 | BEND, 90 CURVED, SUITABLE FOR 100X50X2 MM THK, G.I POWDER COATED, PERFORATED | 359 | Cable tray Accessories | BEND | BEND | NO MODIFIER | 39131705 | Cable tray fitting and accessories | Production Completed
TNG - SHO | UNSPSC Classification | RYM | RYM | ok | 2023-04-14 | 2023-04-14 |  | G_45029 | G_39131705-00-00796 | 39131705-00-00796 | BEND, 90 DEG, LADDER TYPE, 1200MMX75MM X2 MM CABLE TRAY | 359 | Cable tray Accessories | BEND | BEND | NO MODIFIER | 39131705 | Cable tray fitting and accessories | Production Completed
TNG - SHO | UNSPSC Classification | RYM | RYM | ok | 2023-04-14 | 2023-04-14 |  | G_44961 | G_39131705-00-00783 | 39131705-00-00783 | BEND, 90 DEG, LADDER TYPE, 1500MMX50MM X2 MM CABLE TRAY | 359 | Cable tray Accessories | BEND | BEND | NO MODIFIER | 39131705 | Cable tray fitting and accessories | Production Completed
TNG - SHO | UNSPSC Classification | RYM | RYM | ok | 2023-04-14 | 2023-04-14 |  | G_45118 | G_39131705-00-00801 | 39131705-00-00801 | BEND, 90 DEG, LADDER TYPE, 1500MMX75MM X2MM CABLE TRAY | 359 | Cable tray Accessories | BEND | BEND | NO MODIFIER | 39131705 | Cable tray fitting and accessories | Production Completed
TNG - SHO | UNSPSC Classification | RYM | RYM | ok | 2023-04-14 | 2023-04-14 |  | G_44960 | G_39131705-00-00784 | 39131705-00-00784 | BEND, 90 DEG, LADDER TYPE, 600 MMX50MM X2 MM CABLE TRAY | 359 | Cable tray Accessories | BEND | BEND | NO MODIFIER | 39131705 | Cable tray fitting and accessories | Production Completed
TNG - SHO | UNSPSC Classification | RYM | RYM | ok | 2023-04-14 | 2023-04-14 |  | G_45030 | G_39131705-00-00795 | 39131705-00-00795 | BEND, 90 DEG, LADDER TYPE, 750MMX75MM X2 MM CABLE TRAY | 359 | Cable tray Accessories | BEND | BEND | NO MODIFIER | 39131705 | Cable tray fitting and accessories | Production Completed
TNG - SHO | UNSPSC Classification | RYM | RYM | ok | 2023-04-14 | 2023-04-14 |  | G_44936 | G_39131705-00-00821 | 39131705-00-00821 | BEND, 90 DEG, LADDER TYPE, 900MMX50MM X2 MM CABLE TRAY | 359 | Cable tray Accessories | BEND | BEND | NO MODIFIER | 39131705 | Cable tray fitting and accessories | Production Completed
TNG - SHO | UNSPSC Classification | RYM | RYM | ok | 2023-04-14 | 2023-04-14 |  | G_45028 | G_39131705-00-00790 | 39131705-00-00790 | BEND, 90 DEG, LADDER TYPE, 900MMX75MM X2 MM CABLE TRAY | 359 | Cable tray Accessories | BEND | BEND | NO MODIFIER | 39131705 | Cable tray fitting and accessories | Production Completed
TNG - SHO | UNSPSC Classification | RYM | RYM | ok | 2023-04-14 | 2023-04-14 |  | G_44910 | G_39131705-00-00664 | 39131705-00-00664 | BEND, 90 DEGREE, CURVED, GI, VERTICAL TYPE, 150 MM X 50 MM X 2 MM LADDER TYPE CABLE TRAY | 359 | Cable tray Accessories | BEND | BEND | NO MODIFIER | 39131705 | Cable tray fitting and accessories | Production Completed
TNG - SHO | UNSPSC Classification | RYM | RYM | ok | 2023-04-14 | 2023-04-14 |  | G_44892 | G_39131705-00-00665 | 39131705-00-00665 | BEND, 90 DEGREE, CURVED, GI, VERTICAL TYPE, 600 MM X 75 MM X 2 MM LADDER TYPE CABLE TRAY | 359 | Cable tray Accessories | BEND | BEND | NO MODIFIER | 39131705 | Cable tray fitting and accessories | Production Completed
TNG - SHO | UNSPSC Classification | RYM | RYM | ok | 2023-04-14 | 2023-04-14 |  | G_44826 | G_39131705-00-00636 | 39131705-00-00636 | BEND, 90 DEGREE, FOR 1250A TPN ALUMINIUM BUS DUCT | 359 | Cable tray Accessories | BEND | BEND | NO MODIFIER | 39131705 | Cable tray fitting and accessories | Production Completed
TNG - SHO | UNSPSC Classification | RYM | RYM | ok | 2023-04-14 | 2023-04-14 |  | G_44721 | G_39131705-00-00444 | 39131705-00-00444 | BEND, CURVE 90 DEGRE, 450MM X 50MM X 2MM THK, GI, LADDER TYPE, CABLE TRAY | 359 | Cable tray Accessories | CURVED BEND | BEND | NO MODIFIER | 39131705 | Cable tray fitting and accessories | Production Completed
TNG - SHO | UNSPSC Classification | RYM | RYM | ok | 2023-04-14 | 2023-04-14 |  | G_44887 | G_39131705-00-00556 | 39131705-00-00556 | BEND, CURVE 90 DEGREE, HORIZONTAL , FOR 150MM ,PERFORATED CABLE TRAY ,GI , HOT DIP | 359 | Cable tray Accessories | CURVED BEND | BEND | NO MODIFIER | 39131705 | Cable tray fitting and accessories | Production Completed
TNG - SHO | UNSPSC Classification | RYM | RYM | ok | 2023-04-14 | 2023-04-14 |  | G_44819 | G_39131705-00-00553 | 39131705-00-00553 | BEND, CURVE 90 DEGREE, VERTICAL EXTERNAL BEND, FOR 300MM ,PERFORATED CABLE TRAY ,GI , HOT DIP | 359 | Cable tray Accessories | CURVED BEND | BEND | NO MODIFIER | 39131705 | Cable tray fitting and accessories | Production Completed
TNG - SHO | UNSPSC Classification | RYM | RYM | ok | 2023-04-14 | 2023-04-14 |  | G_44838 | G_39131705-00-00630 | 39131705-00-00630 | BEND, CURVE 45 DEGREE, FOR 150 MMX50 MMX1.6 MM THK, CABLE TRAY, GI, HOT DIP | 359 | Cable tray Accessories | CURVED BEND | BEND | NO MODIFIER | 39131705 | Cable tray fitting and accessories | Production Completed
TNG - SHO | UNSPSC Classification | RYM | RYM | ok | 2023-04-14 | 2023-04-14 |  | G_44839 | G_39131705-00-00629 | 39131705-00-00629 | BEND, CURVE 90 DEGREE, FOR 1200 MMX75 MMX2 MM THK, CABLE TRAY, GI, HOT DIP | 359 | Cable tray Accessories | CURVED BEND | BEND | NO MODIFIER | 39131705 | Cable tray fitting and accessories | Production Completed
TNG - SHO | UNSPSC Classification | RYM | RYM | ok | 2023-04-14 | 2023-04-14 |  | G_44870 | G_39131705-00-00631 | 39131705-00-00631 | BEND, CURVE 90 DEGREE, FOR 900 MMX50 MMX2 MM THK, CABLE TRAY, GI, HOT DIP | 359 | Cable tray Accessories | CURVED BEND | BEND | NO MODIFIER | 39131705 | Cable tray fitting and accessories | Production Completed
TNG - SHO | UNSPSC Classification | RYM | RYM | ok | 2023-04-14 | 2023-04-14 |  | G_44898 | G_39131705-00-00646 | 39131705-00-00646 | BEND, CURVE 90 DEGREE, FOR 900 MMX75MMX2.5 MM THK CABLE TRAY ,GI , HOT DIP | 359 | Cable tray Accessories | CURVED BEND | BEND | NO MODIFIER | 39131705 | Cable tray fitting and accessories | Production Completed
TNG - SHO | UNSPSC Classification | RYM | RYM | ok | 2023-04-14 | 2023-04-14 |  | G_44808 | G_39131705-00-00546 | 39131705-00-00546 | BEND, CURVE 90 DEGREE, HORIZONTAL, FOR 1000MM CABLE TRAY ,GI , HOT DIP | 359 | Cable tray Accessories | CURVED BEND | BEND | NO MODIFIER | 39131705 | Cable tray fitting and accessories | Production Completed
TNG - SHO | UNSPSC Classification | RYM | RYM | ok | 2023-04-14 | 2023-04-14 |  | G_44822 | G_39131705-00-00567 | 39131705-00-00567 | BEND, CURVE 90 DEGREE, HORIZONTAL, FOR 1200MM CABLE TRAY ,GI , HOT DIP | 359 | Cable tray Accessories | CURVED BEND | BEND | NO MODIFIER | 39131705 | Cable tray fitting and accessories | Production Completed
TNG - SHO | UNSPSC Classification | RYM | RYM | ok | 2023-04-14 | 2023-04-14 |  | G_44771 | G_39131705-00-00404 | 39131705-00-00404 | BEND, CURVE 90 DEGREE, HORIZONTAL, FOR 150 MM X 50 MM X 2 MM THICK, PERFORATED G.I | 359 | Cable tray Accessories | CURVED BEND | BEND | NO MODIFIER | 39131705 | Cable tray fitting and accessories | Production Completed
TNG - SHO | UNSPSC Classification | RYM | RYM | ok | 2023-04-14 | 2023-04-14 |  | G_44809 | G_39131705-00-00547 | 39131705-00-00547 | BEND, CURVE 90 DEGREE, HORIZONTAL, FOR 450MM CABLE TRAY ,GI , HOT DIP | 359 | Cable tray Accessories | CURVED BEND | BEND | NO MODIFIER | 39131705 | Cable tray fitting and accessories | Production Completed
TNG - SHO | UNSPSC Classification | RYM | RYM | ok | 2023-04-14 | 2023-04-14 |  | G_44801 | G_39131705-00-00401 | 39131705-00-00401 | BEND, CURVE 90 DEGREE, HORIZONTAL, FOR 600 MM X 75 MM X 2 MM THK, PERFORATED G.I | 359 | Cable tray Accessories | CURVED BEND | BEND | NO MODIFIER | 39131705 | Cable tray fitting and accessories | Production Completed
TNG - SHO | UNSPSC Classification | RYM | RYM | ok | 2023-04-14 | 2023-04-14 |  | G_44888 | G_39131705-00-00568 | 39131705-00-00568 | BEND, CURVE 90 DEGREE, HORIZONTAL, FOR 600MM PERFORTED CABLE TRAY ,GI , HOT DIP | 359 | Cable tray Accessories | CURVED BEND | BEND | NO MODIFIER | 39131705 | Cable tray fitting and accessories | Production Completed
TNG - SHO | UNSPSC Classification | RYM | RYM | ok | 2023-04-14 | 2023-04-14 |  | G_44818 | G_39131705-00-00548 | 39131705-00-00548 | BEND, CURVE 90 DEGREE, HORIZONTAL, FOR 600MM CABLE TRAY ,GI , HOT DIP | 359 | Cable tray Accessories | CURVED BEND | BEND | NO MODIFIER | 39131705 | Cable tray fitting and accessories | Production Completed
TNG - SHO | UNSPSC Classification | RYM | RYM | ok | 2023-04-14 | 2023-04-14 |  | G_44821 | G_39131705-00-00557 | 39131705-00-00557 | BEND, CURVE 90 DEGREE, HORIZONTAL, FOR 750MM CABLE TRAY ,GI , HOT DIP | 359 | Cable tray Accessories | CURVED BEND | BEND | NO MODIFIER | 39131705 | Cable tray fitting and accessories | Production Completed
TNG - SHO | UNSPSC Classification | RYM | RYM | ok | 2023-04-14 | 2023-04-14 |  | G_45399 | G_39131705-00-01015 | 39131705-00-01015 | BEND, CURVE, 90 DEG, 1200MM X 100MM X 2MM THK, GI HOT DIP, LADDER TYPE CABLE TRAY | 359 | Cable tray Accessories | CURVED BEND | BEND | NO MODIFIER | 39131705 | Cable tray fitting and accessories | Production Completed
TNG - SHO | UNSPSC Classification | RYM | RYM | ok | 2023-04-14 | 2023-04-14 |  | G_45403 | G_39131705-00-01013 | 39131705-00-01013 | BEND, CURVE, 90 DEG, 150MM X 40MM X 2MM THK, GI HOT DIP, PERFORATED TYPE CABLE TRAY | 359 | Cable tray Accessories | CURVED BEND | BEND | NO MODIFIER | 39131705 | Cable tray fitting and accessories | Production Completed
TNG - SHO | UNSPSC Classification | RYM | RYM | ok | 2023-04-14 | 2023-04-14 |  | G_45415 | G_39131705-00-01012 | 39131705-00-01012 | BEND, CURVE, 90 DEG, 300MM X 40MM X 2MM THK, GI HOT DIP, PERFORATED TYPE CABLE TRAY | 359 | Cable tray Accessories | CURVED BEND | BEND | NO MODIFIER | 39131705 | Cable tray fitting and accessories | Production Completed
TNG - SHO | UNSPSC Classification | RYM | RYM | ok | 2023-04-14 | 2023-04-14 |  | G_45401 | G_39131705-00-01016 | 39131705-00-01016 | BEND, CURVE, 90 DEG, 450MM X 75MM X 2MM THK, GI HOT DIP, LADDER TYPE CABLE TRAY | 359 | Cable tray Accessories | CURVED BEND | BEND | NO MODIFIER | 39131705 | Cable tray fitting and accessories | Production Completed
TNG - SHO | UNSPSC Classification | RYM | RYM | ok | 2023-04-14 | 2023-04-14 |  | G_45409 | G_39131705-00-01017 | 39131705-00-01017 | BEND, CURVE, 90 DEG, 750MM X 75MM X 2MM THK, GI HOT DIP, LADDER TYPE CABLE TRAY | 359 | Cable tray Accessories | CURVED BEND | BEND | NO MODIFIER | 39131705 | Cable tray fitting and accessories | Production Completed
TNG - SHO | UNSPSC Classification | RYM | RYM | ok | 2023-04-14 | 2023-04-14 |  | G_44973 | G_39131705-00-00803 | 39131705-00-00803 | BEND, CURVE, 90 DEG, GI, 75MM(1 SIDE WD)X50MMX1.6MM THK X 100MM(1 SIDE WD)X50MMX1.6MM THK, FOR PERFORATED TYPE CABLE TRAY | 359 | Cable tray Accessories | CURVED BEND | BEND | NO MODIFIER | 39131705 | Cable tray fitting and accessories | Production Completed
TNG - SHO | UNSPSC Classification | RYM | RYM | ok | 2023-04-14 | 2023-04-14 |  | G_44938 | G_39131705-00-00808 | 39131705-00-00808 | BEND, CURVE, 90 DEG, GI, 75MM(1 SIDE WD)X50MMX1.6MM THK X 50MM(1 SIDE WD)X50MMX1.6MM THK, FOR PERFORATED TYPE CABLE TRAY | 359 | Cable tray Accessories | CURVED BEND | BEND | NO MODIFIER | 39131705 | Cable tray fitting and accessories | Production Completed
TNG - SHO | UNSPSC Classification | RYM | RYM | ok | 2023-04-14 | 2023-04-14 |  | G_44979 | G_39131705-00-00806 | 39131705-00-00806 | BEND, CURVE, 90 DEG, GI, 75MMX50MMX1.6MM THK, FOR PERFORATED TYPE CABLE TRAY | 359 | Cable tray Accessories | CURVED BEND | BEND | NO MODIFIER | 39131705 | Cable tray fitting and accessories | Production Completed
TNG - SHO | UNSPSC Classification | RYM | RYM | ok | 2023-04-14 | 2023-04-14 |  | G_44820 | G_39131705-00-00600 | 39131705-00-00600 | BEND, CURVE, 90 DEGREE , GI, LADDER, 750MM X 75MM X 2.5MM THK, CABLE TRAY | 359 | Cable tray Accessories | CURVED BEND | BEND | NO MODIFIER | 39131705 | Cable tray fitting and accessories | Production Completed
TNG - SHO | UNSPSC Classification | RYM | RYM | ok | 2023-04-14 | 2023-04-14 |  | G_44896 | G_39131705-00-00686 | 39131705-00-00686 | BEND, CURVE, 90 DEGREE , GI, PERFORATED, 1000MM X 50MM X 2MM THK, CABLE TRAY | 359 | Cable tray Accessories | CURVED BEND | BEND | NO MODIFIER | 39131705 | Cable tray fitting and accessories | Production Completed
TNG - SHO | UNSPSC Classification | RYM | RYM | ok | 2023-04-14 | 2023-04-14 |  | G_44831 | G_39131705-00-00685 | 39131705-00-00685 | BEND, CURVE, 90 DEGREE , GI, PERFORATED, 750MM X 50MM X 2MM THK, CABLE TRAY | 359 | Cable tray Accessories | CURVED BEND | BEND | NO MODIFIER | 39131705 | Cable tray fitting and accessories | Production Completed
TNG - SHO | UNSPSC Classification | RYM | RYM | ok | 2023-04-14 | 2023-04-14 |  | G_44844 | G_39131705-00-00597 | 39131705-00-00597 | BEND, CURVE, 90 DEGREE, GI, PERFORATED, 450MM X 50MM X 2MM THK, CABLE TRAY | 359 | Cable tray Accessories | CURVED BEND | BEND | NO MODIFIER | 39131705 | Cable tray fitting and accessories | Production Completed
TNG - SHO | UNSPSC Classification | RYM | RYM | ok | 2023-04-14 | 2023-04-14 |  | G_44874 | G_39131705-00-00601 | 39131705-00-00601 | BEND, CURVE, 90 DEGREE, GI, PERFORATED, 750MM X 50MM X 2MM THK, CABLE TRAY | 359 | Cable tray Accessories | CURVED BEND | BEND | NO MODIFIER | 39131705 | Cable tray fitting and accessories | Production Completed
TNG - SHO | UNSPSC Classification | RYM | RYM | ok | 2023-04-14 | 2023-04-14 |  | G_44780 | G_39131705-00-00430 | 39131705-00-00430 | BEND, CURVE, 90 DEGREE, LIGHT DUTY , GI, PERFORATED, 75MM X 50MM X 2MM THK, CABLE TRAY | 359 | Cable tray Accessories | CURVED BEND | BEND | NO MODIFIER | 39131705 | Cable tray fitting and accessories | Production Completed
TNG - SHO | UNSPSC Classification | RYM | RYM | ok | 2023-04-14 | 2023-04-14 |  | G_44968 | G_39131705-00-00441 | 39131705-00-00441 | BEND, CURVE, G.I, RACE WAY, 200MM X 50MM X 1.6MM THK | 359 | Cable tray Accessories | CURVED BEND | BEND | NO MODIFIER | 39131705 | Cable tray fitting and accessories | Production Completed
TNG - SHO | UNSPSC Classification | RYM | RYM | ok | 2023-04-14 | 2023-04-14 |  | G_44645 | G_39131705-00-00068 | 39131705-00-00068 | BEND, CURVED, 150 MM WD X 50 MM DT X 2 MM THK, 90 DEG, FOR GI PERFORATED CABLE TRAY | 359 | Cable tray Accessories | CURVED BEND | BEND | NO MODIFIER | 39131705 | Cable tray fitting and accessories | Production Completed
TNG - SHO | UNSPSC Classification | RYM | RYM | ok | 2023-04-14 | 2023-04-14 |  | G_44607 | G_39131705-11-00024 | 39131705-11-00024 | BEND, CURVED, 150 MM X 75 MM X 2 MM, 90 DEG, FOR PERFORATED CABLE TRAY | 359 | Cable tray Accessories | CURVED BEND | BEND | NO MODIFIER | 39131705 | Cable tray fitting and accessories | Production Completed
TNG - SHO | UNSPSC Classification | RYM | RYM | ok | 2023-04-14 | 2023-04-14 |  | G_44598 | G_39131705-11-00006 | 39131705-11-00006 | BEND, CURVED, 150 MM X 85 MM, 90 DEG, FOR GI LADDER TYPE CABLE TRAY | 359 | Cable tray Accessories | CURVED BEND | BEND | NO MODIFIER | 39131705 | Cable tray fitting and accessories | Production Completed
TNG - SHO | UNSPSC Classification | RYM | RYM | ok | 2023-04-14 | 2023-04-14 |  | G_44597 | G_39131705-11-00148 | 39131705-11-00148 | BEND, CURVED, 300 MM X 50 MM X 2 MM THK, 90 DEG, FOR PERFORATED CABLE TRAY | 359 | Cable tray Accessories | CURVED BEND | BEND | NO MODIFIER | 39131705 | Cable tray fitting and accessories | Production Completed
TNG - SHO | UNSPSC Classification | RYM | RYM | ok | 2023-04-14 | 2023-04-14 |  | G_44580 | G_39131705-11-00056 | 39131705-11-00056 | BEND, CURVED, 300 MM X 50 MM, 90 DEG, FOR GI LADDER TYPE CABLE TRAY | 359 | Cable tray Accessories | CURVED BEND | BEND | NO MODIFIER | 39131705 | Cable tray fitting and accessories | Production Completed
TNG - SHO | UNSPSC Classification | RYM | RYM | ok | 2023-04-14 | 2023-04-14 |  | G_44584 | G_39131705-11-00103 | 39131705-11-00103 | BEND, CURVED, 300 MM X 75 MM X 2 MM, 90 DEG, FOR PERFORATED CABLE TRAY | 359 | Cable tray Accessories | CURVED BEND | BEND | NO MODIFIER | 39131705 | Cable tray fitting and accessories | Production Completed
TNG - SHO | UNSPSC Classification | RYM | RYM | ok | 2023-04-14 | 2023-04-14 |  | G_44582 | G_39131705-11-00075 | 39131705-11-00075 | BEND, CURVED, 300 MM X 75 MM, 90 DEG, FOR GI LADDER TYPE CABLE TRAY | 359 | Cable tray Accessories | CURVED BEND | BEND | NO MODIFIER | 39131705 | Cable tray fitting and accessories | Production Completed
TNG - SHO | UNSPSC Classification | RYM | RYM | ok | 2023-04-14 | 2023-04-14 |  | G_44593 | G_39131705-11-00145 | 39131705-11-00145 | BEND, CURVED, 300 MM X 75 MM, 90 DEG, FOR LADDER TYPE CABLE TRAY | 359 | Cable tray Accessories | CURVED BEND | BEND | NO MODIFIER | 39131705 | Cable tray fitting and accessories | Production Completed
TNG - SHO | UNSPSC Classification | RYM | RYM | ok | 2023-04-14 | 2023-04-14 |  | G_45337 | G_39131705-00-00990 | 39131705-00-00990 | BEND, CURVED, 300MM X 100MM X 2MM THK, HOT DIP GALVANISED IRON, WIREWAY | 359 | Cable tray Accessories | CURVED BEND | BEND | NO MODIFIER | 39131705 | Cable tray fitting and accessories | Production Completed
TNG - SHO | UNSPSC Classification | RYM | RYM | ok | 2023-04-14 | 2023-04-14 |  | G_44590 | G_39131705-11-00101 | 39131705-11-00101 | BEND, CURVED, 450 MM X 75 MM X 2 MM THK, 90 DEG, FOR PERFORATED CABLE TRAY | 359 | Cable tray Accessories | CURVED BEND | BEND | NO MODIFIER | 39131705 | Cable tray fitting and accessories | Production Completed
TNG - SHO | UNSPSC Classification | RYM | RYM | ok | 2023-04-14 | 2023-04-14 |  | G_44671 | G_39131705-00-00265 | 39131705-00-00265 | BEND, CURVED, 450 MM X 75 MM, 90 DEG, FOR GI LADDER TYPE CABLE TRAY | 359 | Cable tray Accessories | CURVED BEND | BEND | NO MODIFIER | 39131705 | Cable tray fitting and accessories | Production Completed
TNG - SHO | UNSPSC Classification | RYM | RYM | ok | 2023-04-14 | 2023-04-14 |  | G_44682 | G_39131705-00-00157 | 39131705-00-00157 | BEND, CURVED, 50 MM X 25 MM X 2 MM, 90 DEG DEG, FOR GI PERFORATED CABLE TRAY | 359 | Cable tray Accessories | CURVED BEND | BEND | NO MODIFIER | 39131705 | Cable tray fitting and accessories | Production Completed
TNG - SHO | UNSPSC Classification | RYM | RYM | ok | 2023-04-14 | 2023-04-14 |  | G_44596 | G_39131705-11-00147 | 39131705-11-00147 | BEND, CURVED, 600 MM X 50 MM X 2 MM THK, 90 DEG, FOR PERFORATED CABLE TRAY | 359 | Cable tray Accessories | CURVED BEND | BEND | NO MODIFIER | 39131705 | Cable tray fitting and accessories | Production Completed
TNG - SHO | UNSPSC Classification | RYM | RYM | ok | 2023-04-14 | 2023-04-14 |  | G_44608 | G_39131705-11-00034 | 39131705-11-00034 | BEND, CURVED, 600 MM X 75 MM X 2 MM, 90 DEG, FOR PERFORATED CABLE TRAY | 359 | Cable tray Accessories | CURVED BEND | BEND | NO MODIFIER | 39131705 | Cable tray fitting and accessories | Production Completed
TNG - SHO | UNSPSC Classification | RYM | RYM | ok | 2023-04-14 | 2023-04-14 |  | G_44609 | G_39131705-11-00041 | 39131705-11-00041 | BEND, CURVED, 600 MM X 75 MM X 2 MM, 90 DEG, FOR PERFORATED CABLE TRAY | 359 | Cable tray Accessories | CURVED BEND | BEND | NO MODIFIER | 39131705 | Cable tray fitting and accessories | Production Completed
TNG - SHO | UNSPSC Classification | RYM | RYM | ok | 2023-04-14 | 2023-04-14 |  | G_44583 | G_39131705-11-00076 | 39131705-11-00076 | BEND, CURVED, 600 MM X 75 MM, 90 DEG, FOR GI LADDER TYPE CABLE TRAY | 359 | Cable tray Accessories | CURVED BEND | BEND | NO MODIFIER | 39131705 | Cable tray fitting and accessories | Production Completed
TNG - SHO | UNSPSC Classification | RYM | RYM | ok | 2023-04-14 | 2023-04-14 |  | G_44594 | G_39131705-11-00146 | 39131705-11-00146 | BEND, CURVED, 600 MM X 75 MM, 90 DEG, FOR LADDER TYPE CABLE TRAY | 359 | Cable tray Accessories | CURVED BEND | BEND | NO MODIFIER | 39131705 | Cable tray fitting and accessories | Production Completed
TNG - SHO | UNSPSC Classification | RYM | RYM | ok | 2023-04-14 | 2023-04-14 |  | G_44683 | G_39131705-00-00158 | 39131705-00-00158 | BEND, CURVED, 75 MM X 50 MM X 2 MM, 90 DEG DEG, FOR GI PERFORATED CABLE TRAY | 359 | Cable tray Accessories | CURVED BEND | BEND | NO MODIFIER | 39131705 | Cable tray fitting and accessories | Production Completed
TNG - SHO | UNSPSC Classification | RYM | RYM | ok | 2023-04-14 | 2023-04-14 |  | G_45423 | G_39131705-00-01006 | 39131705-00-01006 | BEND, CURVED, 75 MM X 50 MM X 1.6 MM, 90 DEG, FOR MS POWDER COATED, PERFORATED CABLE TRAY | 359 | Cable tray Accessories | CURVED BEND | BEND | NO MODIFIER | 39131705 | Cable tray fitting and accessories | Production Completed
TNG - SHO | UNSPSC Classification | RYM | RYM | ok | 2023-04-14 | 2023-04-14 |  | G_44639 | G_39131705-00-00061 | 39131705-00-00061 | BEND, CURVED, 75 MM X 75 MM X 2 MM, 90 DEG, FOR PERFORATED CABLE TRAY | 359 | Cable tray Accessories | CURVED BEND | BEND | NO MODIFIER | 39131705 | Cable tray fitting and accessories | Production Completed
TNG - SHO | UNSPSC Classification | RYM | RYM | ok | 2023-04-14 | 2023-04-14 |  | G_44681 | G_39131705-00-00229 | 39131705-00-00229 | BEND, CURVED, 750 MM X 75 MM X 2 MM, 90 DEG, FOR LADDER TYPE CABLE TRAY | 359 | Cable tray Accessories | CURVED BEND | BEND | NO MODIFIER | 39131705 | Cable tray fitting and accessories | Production Completed
TNG - SHO | UNSPSC Classification | RYM | RYM | ok | 2023-04-14 | 2023-04-14 |  | G_44649 | G_39131705-00-00102 | 39131705-00-00102 | BEND, CURVED, 750 MM X 75 MM X 2 MM, 90 DEG, FOR PERFORATED CABLE TRAY | 359 | Cable tray Accessories | CURVED BEND | BEND | NO MODIFIER | 39131705 | Cable tray fitting and accessories | Production Completed
TNG - SHO | UNSPSC Classification | RYM | RYM | ok | 2023-04-14 | 2023-04-14 |  | G_45176 | G_39131705-00-00865 | 39131705-00-00865 | BEND, CURVED, 90 DEG, 100MM X 50MM X 1.6MM THK, GI POWDER COATED, FOR PERFORATED TYPE CABLE TRAY | 359 | Cable tray Accessories | CURVED BEND | BEND | NO MODIFIER | 39131705 | Cable tray fitting and accessories | Production Completed
TNG - SHO | UNSPSC Classification | RYM | RYM | ok | 2023-04-14 | 2023-04-14 |  | G_45172 | G_39131705-00-00863 | 39131705-00-00863 | BEND, CURVED, 90 DEG, 100MM(1 SIDE WD) X 50MM X 1.6MM THK, 75MM(1 SIDE WD) X 50MM X 1.6MM THK,GI POWDER COATED, FOR PERFORATED TYPE CABLE TRAY | 359 | Cable tray Accessories | CURVED BEND | BEND | NO MODIFIER | 39131705 | Cable tray fitting and accessories | Production Completed
TNG - SHO | UNSPSC Classification | RYM | RYM | ok | 2023-04-14 | 2023-04-14 |  | G_45171 | G_39131705-00-00864 | 39131705-00-00864 | BEND, CURVED, 90 DEG, 150MM X 50MM X 2MM THK, GI POWDER COATED, FOR PERFORATED TYPE CABLE TRAY | 359 | Cable tray Accessories | CURVED BEND | BEND | NO MODIFIER | 39131705 | Cable tray fitting and accessories | Production Completed
TNG - SHO | UNSPSC Classification | RYM | RYM | ok | 2023-04-14 | 2023-04-14 |  | G_45282 | G_39131705-00-00933 | 39131705-00-00933 | BEND, CURVED, 90 DEG, 300MM WD X 70MM DP X 1.6MM THK, GI HOT DIP, FOR LADDER TYPE CABLE TRAY | 359 | Cable tray Accessories | CURVED BEND | BEND | NO MODIFIER | 39131705 | Cable tray fitting and accessories | Production Completed
TNG - SHO | UNSPSC Classification | RYM | RYM | ok | 2023-04-14 | 2023-04-14 |  | G_45192 | G_39131705-00-00861 | 39131705-00-00861 | BEND, CURVED, 90 DEG, 300MM X 50MM X 2MM THK, GI POWDER COATED, FOR PERFORATED TYPE CABLE TRAY | 359 | Cable tray Accessories | CURVED BEND | BEND | NO MODIFIER | 39131705 | Cable tray fitting and accessories | Production Completed
TNG - SHO | UNSPSC Classification | RYM | RYM | ok | 2023-04-14 | 2023-04-14 |  | G_45205 | G_39131705-00-00889 | 39131705-00-00889 | BEND, CURVED, 90 DEG, 300MM X 75MM X 2MM THK, GI POWDER COATED, FOR PERFORATED TYPE CABLE TRAY | 359 | Cable tray Accessories | CURVED BEND | BEND | NO MODIFIER | 39131705 | Cable tray fitting and accessories | Production Completed
TNG - SHO | UNSPSC Classification | RYM | RYM | ok | 2023-04-14 | 2023-04-14 |  | G_45267 | G_39131705-00-00934 | 39131705-00-00934 | BEND, CURVED, 90 DEG, 450MM WD X 100MM DP X 1.6MM THK, GI HOT DIP, FOR LADDER TYPE CABLE TRAY | 359 | Cable tray Accessories | CURVED BEND | BEND | NO MODIFIER | 39131705 | Cable tray fitting and accessories | Production Completed
TNG - SHO | UNSPSC Classification | RYM | RYM | ok | 2023-04-14 | 2023-04-14 |  | G_45201 | G_39131705-00-00891 | 39131705-00-00891 | BEND, CURVED, 90 DEG, 450MM X 75MM X 2MM THK, GI POWDER COATED, FOR PERFORATED TYPE CABLE TRAY | 359 | Cable tray Accessories | CURVED BEND | BEND | NO MODIFIER | 39131705 | Cable tray fitting and accessories | Production Completed
TNG - SHO | UNSPSC Classification | RYM | RYM | ok | 2023-04-14 | 2023-04-14 |  | G_45191 | G_39131705-00-00862 | 39131705-00-00862 | BEND, CURVED, 90 DEG, 50MM X 35MM X 1.6MM THK, GI POWDER COATED, FOR PERFORATED TYPE CABLE TRAY | 359 | Cable tray Accessories | CURVED BEND | BEND | NO MODIFIER | 39131705 | Cable tray fitting and accessories | Production Completed
TNG - SHO | UNSPSC Classification | RYM | RYM | ok | 2023-04-14 | 2023-04-14 |  | G_45159 | G_39131705-00-00878 | 39131705-00-00878 | BEND, CURVED, 90 DEG, 600MM X 70MM X 1.6MM THK, GI, FOR LADDER TYPE CABLE TRAY | 359 | Cable tray Accessories | CURVED BEND | BEND | NO MODIFIER | 39131705 | Cable tray fitting and accessories | Production Completed
TNG - SHO | UNSPSC Classification | RYM | RYM | ok | 2023-04-14 | 2023-04-14 |  | G_45268 | G_39131705-00-00920 | 39131705-00-00920 | BEND, CURVED, 90 DEG, 600MM X 70MM X 2MM THK, GI, FOR PERFORATED TYPE CABLE TRAY | 359 | Cable tray Accessories | CURVED BEND | BEND | NO MODIFIER | 39131705 | Cable tray fitting and accessories | Production Completed
TNG - SHO | UNSPSC Classification | RYM | RYM | ok | 2023-04-14 | 2023-04-14 |  | G_45179 | G_39131705-00-00888 | 39131705-00-00888 | BEND, CURVED, 90 DEG, 600MM X 75MM X 2MM THK, GI POWDER COATED, FOR PERFORATED TYPE CABLE TRAY | 359 | Cable tray Accessories | CURVED BEND | BEND | NO MODIFIER | 39131705 | Cable tray fitting and accessories | Production Completed
TNG - SHO | UNSPSC Classification | RYM | RYM | ok | 2023-04-14 | 2023-04-14 |  | G_45170 | G_39131705-00-00860 | 39131705-00-00860 | BEND, CURVED, 90 DEG, 75MM X 50MM X 1.6MM THK, GI POWDER COATED, FOR PERFORATED TYPE CABLE TRAY | 359 | Cable tray Accessories | CURVED BEND | BEND | NO MODIFIER | 39131705 | Cable tray fitting and accessories | Production Completed
TNG - SHO | UNSPSC Classification | RYM | RYM | ok | 2023-04-14 | 2023-04-14 |  | G_44638 | G_39131705-00-00035 | 39131705-00-00035 | BEND, CURVED, 90 DEG, GI LADDER TYPE, CABLE TRAY, 150 MM WD X 50 MM DT | 359 | Cable tray Accessories | CURVED BEND | BEND | NO MODIFIER | 39131705 | Cable tray fitting and accessories | Production Completed
TNG - SHO | UNSPSC Classification | RYM | RYM | ok | 2023-04-14 | 2023-04-14 |  | G_45228 | G_39131705-00-00903 | 39131705-00-00903 | BEND, CURVED, 90 DEG, GI, 50MM X 35MM X 1.6MM THK, FOR PERFORATED TYPE CABLE TRAY | 359 | Cable tray Accessories | CURVED BEND | BEND | NO MODIFIER | 39131705 | Cable tray fitting and accessories | Production Completed
TNG - SHO | UNSPSC Classification | RYM | RYM | ok | 2023-04-14 | 2023-04-14 |  | G_44868 | G_39131705-00-00678 | 39131705-00-00678 | BEND, CURVED, 90 DEG, MS POWDER COATED, 100 MM X 50 MM X 2MM, FOR LADDER TYPE, CABLE TRAY | 359 | Cable tray Accessories | CURVED BEND | BEND | NO MODIFIER | 39131705 | Cable tray fitting and accessories | Production Completed
TNG - SHO | UNSPSC Classification | RYM | RYM | ok | 2023-04-14 | 2023-04-14 |  | G_44882 | G_39131705-00-00676 | 39131705-00-00676 | BEND, CURVED, 90 DEG, MS POWDER COATED, 150 MM X 50 MM X 2 MM, FOR LADDER TYPE, CABLE TRAY | 359 | Cable tray Accessories | CURVED BEND | BEND | NO MODIFIER | 39131705 | Cable tray fitting and accessories | Production Completed
TNG - SHO | UNSPSC Classification | RYM | RYM | ok | 2023-04-14 | 2023-04-14 |  | G_44881 | G_39131705-00-00675 | 39131705-00-00675 | BEND, CURVED, 90 DEG, MS POWDER COATED, 200 MM X 50 MM X 2 MM, FOR LADDER TYPE, CABLE TRAY | 359 | Cable tray Accessories | CURVED BEND | BEND | NO MODIFIER | 39131705 | Cable tray fitting and accessories | Production Completed
TNG - SHO | UNSPSC Classification | RYM | RYM | ok | 2023-04-14 | 2023-04-14 |  | G_44903 | G_39131705-00-00677 | 39131705-00-00677 | BEND, CURVED, 90 DEG, MS POWDER COATED, 450 MM X 50 MM X 2 MM, FOR LADDER TYPE, CABLE TRAY | 359 | Cable tray Accessories | CURVED BEND | BEND | NO MODIFIER | 39131705 | Cable tray fitting and accessories | Production Completed
TNG - SHO | UNSPSC Classification | RYM | RYM | ok | 2023-04-14 | 2023-04-14 |  | G_45154 | G_39131705-00-00877 | 39131705-00-00877 | BEND, CURVED, 90 DEG, VERTICAL EXTERNAL BEND, 150MM X 50MM X 1.6MM THK, GI, FOR LADDER TYPE CABLE TRAY | 359 | Cable tray Accessories | CURVED BEND | BEND | NO MODIFIER | 39131705 | Cable tray fitting and accessories | Production Completed
TNG - SHO | UNSPSC Classification | RYM | RYM | ok | 2023-04-14 | 2023-04-14 |  | G_45158 | G_39131705-00-00875 | 39131705-00-00875 | BEND, CURVED, 90 DEG, VERTICAL EXTERNAL BEND, 600MM X 70MM X 1.6MM THK, GI, FOR LADDER TYPE CABLE TRAY | 359 | Cable tray Accessories | CURVED BEND | BEND | NO MODIFIER | 39131705 | Cable tray fitting and accessories | Production Completed
TNG - SHO | UNSPSC Classification | RYM | RYM | ok | 2023-04-14 | 2023-04-14 |  | G_45181 | G_39131705-00-00880 | 39131705-00-00880 | BEND, CURVED, 90 DEG, VERTICAL INTERNAL BEND, 150MM X 50MM X 1.6MM THK, GI, FOR LADDER TYPE CABLE TRAY | 359 | Cable tray Accessories | CURVED BEND | BEND | NO MODIFIER | 39131705 | Cable tray fitting and accessories | Production Completed
TNG - SHO | UNSPSC Classification | RYM | RYM | ok | 2023-04-14 | 2023-04-14 |  | G_45157 | G_39131705-00-00876 | 39131705-00-00876 | BEND, CURVED, 90 DEG, VERTICAL INTERNAL BEND, 600MM X 70MM X 1.6MM THK, GI, FOR LADDER TYPE CABLE TRAY | 359 | Cable tray Accessories | CURVED BEND | BEND | NO MODIFIER | 39131705 | Cable tray fitting and accessories | Production Completed
TNG - SHO | UNSPSC Classification | RYM | RYM | ok | 2023-04-14 | 2023-04-14 |  | G_45180 | G_39131705-00-00879 | 39131705-00-00879 | BEND, CURVED, 90 DEG, VERTICAL, 300MM X 50MM X 2MM THK, GI, FOR PERFORATED TYPE CABLE TRAY | 359 | Cable tray Accessories | CURVED BEND | BEND | NO MODIFIER | 39131705 | Cable tray fitting and accessories | Production Completed
TNG - SHO | UNSPSC Classification | RYM | RYM | ok | 2023-04-14 | 2023-04-14 |  | G_45098 | G_39131705-00-00770 | 39131705-00-00770 | BEND, CURVED, 90 DEGREE, 1200 MM X 50 MM X 2 MM, LADDER TYPE CABLE TRAY | 359 | Cable tray Accessories | CURVED BEND | BEND | NO MODIFIER | 39131705 | Cable tray fitting and accessories | Production Completed
TNG - SHO | UNSPSC Classification | RYM | RYM | ok | 2023-04-14 | 2023-04-14 |  | G_45069 | G_39131705-00-00771 | 39131705-00-00771 | BEND, CURVED, 90 DEGREE, 600 MM X 50 MM X 2 MM, LADDER TYPE CABLE TRAY | 359 | Cable tray Accessories | CURVED BEND | BEND | NO MODIFIER | 39131705 | Cable tray fitting and accessories | Production Completed
TNG - SHO | UNSPSC Classification | RYM | RYM | ok | 2023-04-14 | 2023-04-14 |  | G_44772 | G_39131705-00-00468 | 39131705-00-00468 | BEND, CURVED, 90 DEGREE, 75 MM X 75 MM X 2 MM LADDER TYPE CABLE TRAY | 359 | Cable tray Accessories | CURVED BEND | BEND | NO MODIFIER | 39131705 | Cable tray fitting and accessories | Production Completed
TNG - SHO | UNSPSC Classification | RYM | RYM | ok | 2023-04-14 | 2023-04-14 |  | G_45421 | G_39131705-00-01011 | 39131705-00-01011 | BEND, CURVED, 90 DEGREE, LADDER TYPE, 100MM X 25MM X 2MM THK, GI HOT DIP CABLE TRAY | 359 | Cable tray Accessories | CURVED BEND | BEND | NO MODIFIER | 39131705 | Cable tray fitting and accessories | Production Completed
TNG - SHO | UNSPSC Classification | RYM | RYM | ok | 2023-04-14 | 2023-04-14 |  | G_44796 | G_39131705-00-00467 | 39131705-00-00467 | BEND, CURVED, 90 DEGREE,150 MM X 75 MM X 2 MM LADDER TYPE CABLE TRAY | 359 | Cable tray Accessories | CURVED BEND | BEND | NO MODIFIER | 39131705 | Cable tray fitting and accessories | Production Completed
TNG - SHO | UNSPSC Classification | RYM | RYM | ok | 2023-04-14 | 2023-04-14 |  | G_44931 | G_39131705-00-00772 | 39131705-00-00772 | BEND, CURVED, 90 DEGREE,750 MM X 50 MM X 2 MM, LADDER TYPE CABLE TRAY | 359 | Cable tray Accessories | CURVED BEND | BEND | NO MODIFIER | 39131705 | Cable tray fitting and accessories | Production Completed
TNG - SHO | UNSPSC Classification | RYM | RYM | ok | 2023-04-14 | 2023-04-14 |  | G_45034 | G_39131705-00-00830 | 39131705-00-00830 | BEND, CURVED, GI HOT DIP, VERTICAL OUTWARD TYPE, 100 MM X 50 MM X 2 MM, LADDER TYPE CABLE TRAY | 359 | Cable tray Accessories | CURVED BEND | BEND | NO MODIFIER | 39131705 | Cable tray fitting and accessories | Production Completed
TNG - SHO | UNSPSC Classification | RYM | RYM | ok | 2023-04-14 | 2023-04-14 |  | G_45110 | G_39131705-00-00829 | 39131705-00-00829 | BEND, CURVED, GI HOT DIP, VERTICAL OUTWARD TYPE, 200 MM X 50 MM X 2 MM, LADDER TYPE CABLE TRAY | 359 | Cable tray Accessories | CURVED BEND | BEND | NO MODIFIER | 39131705 | Cable tray fitting and accessories | Production Completed
TNG - SHO | UNSPSC Classification | RYM | RYM | ok | 2023-04-14 | 2023-04-14 |  | G_45076 | G_39131705-00-00831 | 39131705-00-00831 | BEND, CURVED, GI HOT DIP, VERTICAL OUTWARD TYPE, 300 MM X 50 MM X 2 MM, LADDER TYPE CABLE TRAY | 359 | Cable tray Accessories | CURVED BEND | BEND | NO MODIFIER | 39131705 | Cable tray fitting and accessories | Production Completed
TNG - SHO | UNSPSC Classification | RYM | RYM | ok | 2023-04-14 | 2023-04-14 |  | G_44662 | G_39131705-00-00171 | 39131705-00-00171 | BEND, CURVED, GI WELDED, FOR LADDER TYPE, 450 X 75 X 2MM, 90 DEG | 359 | Cable tray Accessories | CURVED BEND | BEND | NO MODIFIER | 39131705 | Cable tray fitting and accessories | Production Completed
TNG - SHO | UNSPSC Classification | RYM | RYM | ok | 2023-04-14 | 2023-04-14 |  | G_44652 | G_39131705-00-00173 | 39131705-00-00173 | BEND, CURVED, GI WELDED, LADDER TYPE, 1000 X 75 X 2 MM, 90 DEG | 359 | Cable tray Accessories | CURVED BEND | BEND | NO MODIFIER | 39131705 | Cable tray fitting and accessories | Production Completed
TNG - SHO | UNSPSC Classification | RYM | RYM | ok | 2023-04-14 | 2023-04-14 |  | G_44661 | G_39131705-00-00172 | 39131705-00-00172 | BEND, CURVED, GI WELDED, LADDER TYPE, 750 X 75 X 2 MM, 90 DEG | 359 | Cable tray Accessories | CURVED BEND | BEND | NO MODIFIER | 39131705 | Cable tray fitting and accessories | Production Completed
TNG - SHO | UNSPSC Classification | RYM | RYM | ok | 2023-04-14 | 2023-04-14 |  | G_45286 | G_39131705-00-00943 | 39131705-00-00943 | BEND, CURVED, GI, 750MM WD X75MM DP X 2MM THK, FOR LADDER TYPE CABLE TRAY | 359 | Cable tray Accessories | CURVED BEND | BEND | NO MODIFIER | 39131705 | Cable tray fitting and accessories | Production Completed
TNG - SHO | UNSPSC Classification | RYM | RYM | ok | 2023-04-14 | 2023-04-14 |  | G_45210 | G_39131705-00-00847 | 39131705-00-00847 | BEND, CURVED, HORIZONTAL, 150MM X 50MM X 2MM THK, GI HOT DIP, FOR LADDER TYPE CABLE TRAY | 359 | Cable tray Accessories | CURVED BEND | BEND | NO MODIFIER | 39131705 | Cable tray fitting and accessories | Production Completed
TNG - SHO | UNSPSC Classification | RYM | RYM | ok | 2023-04-14 | 2023-04-14 |  | G_45206 | G_39131705-00-00849 | 39131705-00-00849 | BEND, CURVED, HORIZONTAL, 300MM X 50MM X 2MM THK, GI HOT DIP, FOR LADDER TYPE CABLE TRAY | 359 | Cable tray Accessories | CURVED BEND | BEND | NO MODIFIER | 39131705 | Cable tray fitting and accessories | Production Completed
TNG - SHO | UNSPSC Classification | RYM | RYM | ok | 2023-04-14 | 2023-04-14 |  | G_45323 | G_39131705-00-00980 | 39131705-00-00980 | BEND, CURVED, U SHAPED, GI, PEFORATED, SUITABLE FOR 100X100X2MM CABLE TRAY | 359 | Cable tray Accessories | CURVED BEND | BEND | NO MODIFIER | 39131705 | Cable tray fitting and accessories | Production Completed
TNG - SHO | UNSPSC Classification | RYM | RYM | ok | 2023-04-14 | 2023-04-14 |  | G_45147 | G_39131705-00-00833 | 39131705-00-00833 | BEND, CURVED, VERTICAL INWARD, 150MMX 50MM X 2MM THK, GI, PERFORATED TYPE CABLE TRAY | 359 | Cable tray Accessories | CURVED BEND | BEND | NO MODIFIER | 39131705 | Cable tray fitting and accessories | Production Completed
TNG - SHO | UNSPSC Classification | RYM | RYM | ok | 2023-04-14 | 2023-04-14 |  | G_45152 | G_39131705-00-00836 | 39131705-00-00836 | BEND, CURVED, VERTICAL INWARD, 300MMX 50MM X 2MM THK, GI, PERFORATED TYPE CABLE TRAYRAY | 359 | Cable tray Accessories | CURVED BEND | BEND | NO MODIFIER | 39131705 | Cable tray fitting and accessories | Production Completed
TNG - SHO | UNSPSC Classification | RYM | RYM | ok | 2023-04-14 | 2023-04-14 |  | G_45143 | G_39131705-00-00834 | 39131705-00-00834 | BEND, CURVED, VERTICAL INWARD, 750MMX 75MM X 2MM THK, GI, PERFORATED TYPE CABLE TRAY | 359 | Cable tray Accessories | CURVED BEND | BEND | NO MODIFIER | 39131705 | Cable tray fitting and accessories | Production Completed
TNG - SHO | UNSPSC Classification | RYM | RYM | ok | 2023-04-14 | 2023-04-14 |  | G_45148 | G_39131705-00-00837 | 39131705-00-00837 | BEND, CURVED, VERTICAL OUTWARD, 150MMX 50MM X 2MM THK, GI, PERFORATED TYPE CABLE TRAY | 359 | Cable tray Accessories | CURVED BEND | BEND | NO MODIFIER | 39131705 | Cable tray fitting and accessories | Production Completed
TNG - SHO | UNSPSC Classification | RYM | RYM | ok | 2023-04-14 | 2023-04-14 |  | G_45149 | G_39131705-00-00835 | 39131705-00-00835 | BEND, CURVED, VERTICAL OUTWARD, 300MMX 50MM X 2MM THK, GI, PERFORATED TYPE CABLE TRAY | 359 | Cable tray Accessories | CURVED BEND | BEND | NO MODIFIER | 39131705 | Cable tray fitting and accessories | Production Completed
TNG - SHO | UNSPSC Classification | RYM | RYM | ok | 2023-04-14 | 2023-04-14 |  | G_44891 | G_39131705-00-00668 | 39131705-00-00668 | BEND, CURVED,200 MM X 50 MM X 2 MM,90 DEG,FOR GI LADDER TYPE CABLE TRAY | 359 | Cable tray Accessories | CURVED BEND | BEND | NO MODIFIER | 39131705 | Cable tray fitting and accessories | Production Completed
TNG - SHO | UNSPSC Classification | RYM | RYM | ok | 2023-04-14 | 2023-04-14 |  | G_44733 | G_39131705-00-00394 | 39131705-00-00394 | BEND, CURVED,300MM (W) X 50MM(H) X2MM (THK),90 DEG,FOR GI HOT DIP PERFORATED TYPE CABLE TRAY | 359 | Cable tray Accessories | CURVED BEND | BEND | NO MODIFIER | 39131705 | Cable tray fitting and accessories | Production Completed
TNG - SHO | UNSPSC Classification | RYM | RYM | ok | 2023-04-14 | 2023-04-14 |  | G_44790 | G_39131705-00-00488 | 39131705-00-00488 | BEND, CURVED,90 DEGREE, 450 MM X 50 MM X 2.5MM,LADDER TYPE CABLE TRAY | 359 | Cable tray Accessories | CURVED BEND | BEND | NO MODIFIER | 39131705 | Cable tray fitting and accessories | Production Completed
TNG - SHO | UNSPSC Classification | RYM | RYM | ok | 2023-04-14 | 2023-04-14 |  | G_48037 | G_40172102-00-00009 | 40172102-00-00009 | BEND, EXHAUST, FOR KIRLOSKAR ENGINE, MODEL: HA694T, PT NO: 06.821.01.0.00 | 208 | Mechanical Spares | EXHAUST BEND | BEND | NO MODIFIER | 40172100 | Pipe bends | Production Completed
TNG - SHO | UNSPSC Classification | RYM | RYM | ok | 2023-04-14 | 2023-04-14 |  | G_44669 | G_39131705-00-00154 | 39131705-00-00154 | BEND, GALVANIZED IRON, CURVED, BOLTED TYPE, FOR 450 MM X 50 MM, LADDER TYPE CABLE TRAY | 359 | Cable tray Accessories | CURVED BEND | BEND | NO MODIFIER | 39131705 | Cable tray fitting and accessories | Production Completed
TNG - SHO | UNSPSC Classification | RYM | RYM | ok | 2023-04-14 | 2023-04-14 |  | G_45305 | G_39131705-00-00997 | 39131705-00-00997 | BEND, GI HOT DIP, 1000MM X 50MM X 2.5MM THK LADDER TYPE CABLE TRAY | 359 | Cable tray Accessories | CURVED BEND | BEND | NO MODIFIER | 39131705 | Cable tray fitting and accessories | Production Completed
TNG - SHO | UNSPSC Classification | RYM | RYM | ok | 2023-04-14 | 2023-04-14 |  | G_45307 | G_39131705-00-01001 | 39131705-00-01001 | BEND, GI HOT DIP, 100MM X 50MM X 2MM THK LADDER TYPE CABLE TRAY | 359 | Cable tray Accessories | CURVED BEND | BEND | NO MODIFIER | 39131705 | Cable tray fitting and accessories | Production Completed
TNG - SHO | UNSPSC Classification | RYM | RYM | ok | 2023-04-14 | 2023-04-14 |  | G_44622 | G_39131705-00-00009 | 39131705-00-00009 | BEND, GI HOT DIP, 300 MM WD X 50 MM DT | 359 | Cable tray Accessories | BEND | BEND | NO MODIFIER | 39131705 | Cable tray fitting and accessories | Production Completed
TNG - SHO | UNSPSC Classification | RYM | RYM | ok | 2023-04-14 | 2023-04-14 |  | G_45306 | G_39131705-00-00999 | 39131705-00-00999 | BEND, GI HOT DIP, 450MM X 50MM X 2MM THK LADDER TYPE CABLE TRAY | 359 | Cable tray Accessories | BEND | BEND | NO MODIFIER | 39131705 | Cable tray fitting and accessories | Production Completed
TNG - SHO | UNSPSC Classification | RYM | RYM | ok | 2023-04-14 | 2023-04-14 |  | G_45304 | G_39131705-00-00994 | 39131705-00-00994 | BEND, GI HOT DIP, 600MM X 50MM X 2MM THK LADDER TYPE CABLE TRAY | 359 | Cable tray Accessories | BEND | BEND | NO MODIFIER | 39131705 | Cable tray fitting and accessories | Production Completed
TNG - SHO | UNSPSC Classification | RYM | RYM | ok | 2023-04-14 | 2023-04-14 |  | G_45314 | G_39131705-00-01000 | 39131705-00-01000 | BEND, GI HOT DIP, 600MM X 50MM X 2MM THK PERFORATED TYPE CABLE TRAY | 359 | Cable tray Accessories | BEND | BEND | NO MODIFIER | 39131705 | Cable tray fitting and accessories | Production Completed
TNG - SHO | UNSPSC Classification | RYM | RYM | ok | 2023-04-14 | 2023-04-14 |  | G_45382 | G_39131705-00-00995 | 39131705-00-00995 | BEND, GI HOT DIP, 750MM X 50MM X 2MM THK LADDER TYPE CABLE TRAY | 359 | Cable tray Accessories | BEND | BEND | NO MODIFIER | 39131705 | Cable tray fitting and accessories | Production Completed
TNG - SHO | UNSPSC Classification | RYM | RYM | ok | 2023-04-14 | 2023-04-14 |  | G_44803 | G_39131705-00-00131 | 39131705-00-00131 | BEND, GI HOT DIP, CURVED, BOLTED TYPE, 150 MM X 50 MM X 2 MM, 90 DEG, FOR LADDER TYPE CABLE TRAY | 359 | Cable tray Accessories | BEND | BEND | NO MODIFIER | 39131705 | Cable tray fitting and accessories | Production Completed
TNG - SHO | UNSPSC Classification | RYM | RYM | ok | 2023-04-14 | 2023-04-14 |  | G_44693 | G_39131705-00-00134 | 39131705-00-00134 | BEND, GI HOT DIP, CURVED, BOLTED TYPE, 300 MM X 50 MM X 2 MM, 90 DEG, FOR LADDER TYPE CABLE TRAY | 359 | Cable tray Accessories | BEND | BEND | NO MODIFIER | 39131705 | Cable tray fitting and accessories | Production Completed
TNG - SHO | UNSPSC Classification | RYM | RYM | ok | 2023-04-14 | 2023-04-14 |  | G_44692 | G_39131705-00-00132 | 39131705-00-00132 | BEND, GI HOT DIP, CURVED, BOLTED TYPE, 600 MM X 75 MM X 2 MM, 90 DEG, FOR LADDER TYPE CABLE TRAY | 359 | Cable tray Accessories | BEND | BEND | NO MODIFIER | 39131705 | Cable tray fitting and accessories | Production Completed
TNG - SHO | UNSPSC Classification | RYM | RYM | ok | 2023-04-14 | 2023-04-14 |  | G_45359 | G_39131705-00-00984 | 39131705-00-00984 | BEND, GI HOT DIP, VERTICALLY OUTWARD, 450 X 75 X 2MM THK, LADDER TYPE | 359 | Cable tray Accessories | BEND | BEND | NO MODIFIER | 39131705 | Cable tray fitting and accessories | Production Completed
TNG - SHO | UNSPSC Classification | RYM | RYM | ok | 2023-04-14 | 2023-04-14 |  | G_44792 | G_39131705-00-00510 | 39131705-00-00510 | BEND, GI HOT DIP,CURVED,90 DEG, FOR 1000MMX75MMX2.5MM,NUT AND BOLT, LADDER TYPE CABLE TRAY | 359 | Cable tray Accessories | BEND | BEND | NO MODIFIER | 39131705 | Cable tray fitting and accessories | Production Completed
TNG - SHO | UNSPSC Classification | RYM | RYM | ok | 2023-04-14 | 2023-04-14 |  | G_44706 | G_39131705-00-00509 | 39131705-00-00509 | BEND, GI HOT DIP,CURVED,90 DEGREE,200MMX50MMX2MM, LADDER TYPE CABLE TRAY | 359 | Cable tray Accessories | BEND | BEND | NO MODIFIER | 39131705 | Cable tray fitting and accessories | Production Completed
TNG - SHO | UNSPSC Classification | RYM | RYM | ok | 2023-04-14 | 2023-04-14 |  | G_45412 | G_39131705-00-01007 | 39131705-00-01007 | BEND, GI HOT HIP, 90 DEG, VERTICAL OUTWARD, 1000 X 75 X 2.5 MM THK, LADDER TYPE CABLE TRAY | 359 | Cable tray Accessories | BEND | BEND | NO MODIFIER | 39131705 | Cable tray fitting and accessories | Production Completed
TNG - SHO | UNSPSC Classification | RYM | RYM | ok | 2023-04-14 | 2023-04-14 |  | G_44651 | G_39131705-00-00136 | 39131705-00-00136 | BEND, GI, CURVED, 300 MM X 50 MM X 1.6 MM, FOR PERFORATED TYPE CABLE TRAY | 359 | Cable tray Accessories | BEND | BEND | NO MODIFIER | 39131705 | Cable tray fitting and accessories | Production Completed
TNG - SHO | UNSPSC Classification | RYM | RYM | ok | 2023-04-14 | 2023-04-14 |  | G_45235 | G_39131705-00-00916 | 39131705-00-00916 | BEND, GI, CURVED, 90 DEG, 1000 MM X 75 MM 2 MM THK, FOR PERFORATED TYPE CABLE TRAY | 359 | Cable tray Accessories | BEND | BEND | NO MODIFIER | 39131705 | Cable tray fitting and accessories | Production Completed
TNG - SHO | UNSPSC Classification | RYM | RYM | ok | 2023-04-14 | 2023-04-14 |  | G_45234 | G_39131705-00-00917 | 39131705-00-00917 | BEND, GI, CURVED, 90 DEG, 1000 MM X 75 MM 2.5 MM THK, FOR LADDER TYPE CABLE TRAY | 359 | Cable tray Accessories | BEND | BEND | NO MODIFIER | 39131705 | Cable tray fitting and accessories | Production Completed
TNG - SHO | UNSPSC Classification | RYM | RYM | ok | 2023-04-14 | 2023-04-14 |  | G_45220 | G_39131705-00-00915 | 39131705-00-00915 | BEND, GI, CURVED, 90 DEG, 300 MM X 100 MM 1.6 MM THK, FOR PERFORATED TYPE CABLE TRAY | 359 | Cable tray Accessories | BEND | BEND | NO MODIFIER | 39131705 | Cable tray fitting and accessories | Production Completed
TNG - SHO | UNSPSC Classification | RYM | RYM | ok | 2023-04-14 | 2023-04-14 |  | G_44670 | G_39131705-00-00261 | 39131705-00-00261 | BEND, GI, CURVED, 90 DEG, FOR 1000 MM X 75 MM X 2 MM, NUT AND BOLT,XLADDER TYPE CABLE TRAY | 359 | Cable tray Accessories | BEND | BEND | NO MODIFIER | 39131705 | Cable tray fitting and accessories | Production Completed
TNG - SHO | UNSPSC Classification | RYM | RYM | ok | 2023-04-14 | 2023-04-14 |  | G_45364 | G_39131705-00-00948 | 39131705-00-00948 | BEND, GI, CURVED, 90 DEG, HORIZONTAL TYPE, 100 X 50 X 1.2 MM THK, PERFORATED TYPE CABLE TRAY | 359 | Cable tray Accessories | BEND | BEND | NO MODIFIER | 39131705 | Cable tray fitting and accessories | Production Completed
TNG - SHO | UNSPSC Classification | RYM | RYM | ok | 2023-04-14 | 2023-04-14 |  | G_44988 | G_39131705-00-00737 | 39131705-00-00737 | BEND, GI, CURVED, 90 DEG, HORIZONTAL TYPE, 100 X 50 X 1.6 MM THK, PERFORATED TYPE CABLE TRAY | 359 | Cable tray Accessories | BEND | BEND | NO MODIFIER | 39131705 | Cable tray fitting and accessories | Production Completed
TNG - SHO | UNSPSC Classification | RYM | RYM | ok | 2023-04-14 | 2023-04-14 |  | G_45344 | G_39131705-00-00956 | 39131705-00-00956 | BEND, GI, CURVED, 90 DEG, HORIZONTAL TYPE, 200 X 50 X 1.2 MM THK, PERFORATED TYPE CABLE TRAY | 359 | Cable tray Accessories | BEND | BEND | NO MODIFIER | 39131705 | Cable tray fitting and accessories | Production Completed
TNG - SHO | UNSPSC Classification | RYM | RYM | ok | 2023-04-14 | 2023-04-14 |  | G_44981 | G_39131705-00-00733 | 39131705-00-00733 | BEND, GI, CURVED, 90 DEG, HORIZONTAL TYPE, 200 X 50 X 1.6 MM THK, PERFORATED TYPE CABLE TRAY | 359 | Cable tray Accessories | BEND | BEND | NO MODIFIER | 39131705 | Cable tray fitting and accessories | Production Completed
TNG - SHO | UNSPSC Classification | RYM | RYM | ok | 2023-04-14 | 2023-04-14 |  | G_45131 | G_39131705-00-00739 | 39131705-00-00739 | BEND, GI, CURVED, 90 DEG, HORIZONTAL TYPE, 300 X 50 X 1.6 MM THK, PERFORATED TYPE CABLE TRAY | 359 | Cable tray Accessories | BEND | BEND | NO MODIFIER | 39131705 | Cable tray fitting and accessories | Production Completed
TNG - SHO | UNSPSC Classification | RYM | RYM | ok | 2023-04-14 | 2023-04-14 |  | G_45396 | G_39131705-00-00954 | 39131705-00-00954 | BEND, GI, CURVED, 90 DEG, HORIZONTAL TYPE, 300 X 75 X 1.6 MM THK, PERFORATED TYPE CABLE TRAY | 359 | Cable tray Accessories | BEND | BEND | NO MODIFIER | 39131705 | Cable tray fitting and accessories | Production Completed
TNG - SHO | UNSPSC Classification | RYM | RYM | ok | 2023-04-14 | 2023-04-14 |  | G_45358 | G_39131705-00-00950 | 39131705-00-00950 | BEND, GI, CURVED, 90 DEG, HORIZONTAL TYPE, 450 X 75 X 1.6 MM THK, LADDER TYPE CABLE TRAY | 359 | Cable tray Accessories | BEND | BEND | NO MODIFIER | 39131705 | Cable tray fitting and accessories | Production Completed
TNG - SHO | UNSPSC Classification | RYM | RYM | ok | 2023-04-14 | 2023-04-14 |  | G_45357 | G_39131705-00-00951 | 39131705-00-00951 | BEND, GI, CURVED, 90 DEG, HORIZONTAL TYPE, 750 X 75 X 1.6 MM THK, LADDER TYPE CABLE TRAY | 359 | Cable tray Accessories | BEND | BEND | NO MODIFIER | 39131705 | Cable tray fitting and accessories | Production Completed
TNG - SHO | UNSPSC Classification | RYM | RYM | ok | 2023-04-14 | 2023-04-14 |  | G_44982 | G_39131705-00-00734 | 39131705-00-00734 | BEND, GI, CURVED, 90 DEG, HORIZONTAL, FOR 450 X 50 X 1.6 MM THK, LADDER TYPE CABLE TRAY | 359 | Cable tray Accessories | BEND | BEND | NO MODIFIER | 39131705 | Cable tray fitting and accessories | Production Completed
TNG - SHO | UNSPSC Classification | RYM | RYM | ok | 2023-04-14 | 2023-04-14 |  | G_45349 | G_39131705-00-00981 | 39131705-00-00981 | BEND, GI, CURVED, 90 DEG, VERTICAL INWARD, 750 X 75 X 2 MM THK, LADDER TYPE CABLE TRAY | 359 | Cable tray Accessories | BEND | BEND | NO MODIFIER | 39131705 | Cable tray fitting and accessories | Production Completed
TNG - SHO | UNSPSC Classification | RYM | RYM | ok | 2023-04-14 | 2023-04-14 |  | G_45342 | G_39131705-00-00958 | 39131705-00-00958 | BEND, GI, CURVED, 90 DEG, VERTICAL INWARD, 100 X 50 X 1.2 MM THK, PERFORATED TYPE CABLE TRAY | 359 | Cable tray Accessories | BEND | BEND | NO MODIFIER | 39131705 | Cable tray fitting and accessories | Production Completed
TNG - SHO | UNSPSC Classification | RYM | RYM | ok | 2023-04-14 | 2023-04-14 |  | G_44987 | G_39131705-00-00748 | 39131705-00-00748 | BEND, GI, CURVED, 90 DEG, VERTICAL INWARD, 100 X 50 X 1.6 MM THK, PERFORATED TYPE CABLE TRAY | 359 | Cable tray Accessories | BEND | BEND | NO MODIFIER | 39131705 | Cable tray fitting and accessories | Production Completed
TNG - SHO | UNSPSC Classification | RYM | RYM | ok | 2023-04-14 | 2023-04-14 |  | G_45398 | G_39131705-00-00957 | 39131705-00-00957 | BEND, GI, CURVED, 90 DEG, VERTICAL INWARD, 200 X 50 X 1.2 MM THK, PERFORATED TYPE CABLE TRAY | 359 | Cable tray Accessories | BEND | BEND | NO MODIFIER | 39131705 | Cable tray fitting and accessories | Production Completed
TNG - SHO | UNSPSC Classification | RYM | RYM | ok | 2023-04-14 | 2023-04-14 |  | G_45132 | G_39131705-00-00735 | 39131705-00-00735 | BEND, GI, CURVED, 90 DEG, VERTICAL INWARD, 200 X 50 X 1.6 MM THK, PERFORATED TYPE CABLE TRAY | 359 | Cable tray Accessories | BEND | BEND | NO MODIFIER | 39131705 | Cable tray fitting and accessories | Production Completed
TNG - SHO | UNSPSC Classification | RYM | RYM | ok | 2023-04-14 | 2023-04-14 |  | G_45047 | G_39131705-00-00740 | 39131705-00-00740 | BEND, GI, CURVED, 90 DEG, VERTICAL INWARD, 300 X 50 X 1.6 MM THK, PERFORATED TYPE CABLE TRAY | 359 | Cable tray Accessories | BEND | BEND | NO MODIFIER | 39131705 | Cable tray fitting and accessories | Production Completed
TNG - SHO | UNSPSC Classification | RYM | RYM | ok | 2023-04-14 | 2023-04-14 |  | G_45397 | G_39131705-00-00955 | 39131705-00-00955 | BEND, GI, CURVED, 90 DEG, VERTICAL INWARD, 300 X 75 X 1.6 MM THK, PERFORATED TYPE CABLE TRAY | 359 | Cable tray Accessories | BEND | BEND | NO MODIFIER | 39131705 | Cable tray fitting and accessories | Production Completed
TNG - SHO | UNSPSC Classification | RYM | RYM | ok | 2023-04-14 | 2023-04-14 |  | G_45388 | G_39131705-00-00949 | 39131705-00-00949 | BEND, GI, CURVED, 90 DEG, VERTICAL INWARD, 450 X 75 X 1.6 MM THK, LADDER TYPE CABLE TRAY | 359 | Cable tray Accessories | BEND | BEND | NO MODIFIER | 39131705 | Cable tray fitting and accessories | Production Completed
TNG - SHO | UNSPSC Classification | RYM | RYM | ok | 2023-04-14 | 2023-04-14 |  | G_45333 | G_39131705-00-00973 | 39131705-00-00973 | BEND, GI, CURVED, 90 DEG, VERTICAL INWARD, 600 X 75 X 2MM THK, PERFORATED TYPE CABLE TRAY | 359 | Cable tray Accessories | BEND | BEND | NO MODIFIER | 39131705 | Cable tray fitting and accessories | Production Completed
TNG - SHO | UNSPSC Classification | RYM | RYM | ok | 2023-04-14 | 2023-04-14 |  | G_45387 | G_39131705-00-00952 | 39131705-00-00952 | BEND, GI, CURVED, 90 DEG, VERTICAL INWARD, 750 X 75 X 1.6 MM THK, LADDER TYPE CABLE TRAY | 359 | Cable tray Accessories | BEND | BEND | NO MODIFIER | 39131705 | Cable tray fitting and accessories | Production Completed
TNG - SHO | UNSPSC Classification | RYM | RYM | ok | 2023-04-14 | 2023-04-14 |  | G_44980 | G_39131705-00-00738 | 39131705-00-00738 | BEND, GI, CURVED, 90 DEG, VERTICAL INWARD, FOR 450 X 50 X 1.6 MM THK, LADDER TYPE CABLE TRAY | 359 | Cable tray Accessories | BEND | BEND | NO MODIFIER | 39131705 | Cable tray fitting and accessories | Production Completed
TNG - SHO | UNSPSC Classification | RYM | RYM | ok | 2023-04-14 | 2023-04-14 |  | G_45366 | G_39131705-00-00959 | 39131705-00-00959 | BEND, GI, CURVED, 90 DEG, VERTICAL OUTWARD, 100 X 50 X 1.2 MM THK, PERFORATED TYPE CABLE TRAY | 359 | Cable tray Accessories | BEND | BEND | NO MODIFIER | 39131705 | Cable tray fitting and accessories | Production Completed
TNG - SHO | UNSPSC Classification | RYM | RYM | ok | 2023-04-14 | 2023-04-14 |  | G_44913 | G_39131705-00-00749 | 39131705-00-00749 | BEND, GI, CURVED, 90 DEG, VERTICAL OUTWARD, 100 X 50 X 1.6 MM THK, PERFORATED TYPE CABLE TRAY | 359 | Cable tray Accessories | BEND | BEND | NO MODIFIER | 39131705 | Cable tray fitting and accessories | Production Completed
TNG - SHO | UNSPSC Classification | RYM | RYM | ok | 2023-04-14 | 2023-04-14 |  | G_45343 | G_39131705-00-00947 | 39131705-00-00947 | BEND, GI, CURVED, 90 DEG, VERTICAL OUTWARD, 200 X 50 X 1.2 MM THK, PERFORATED TYPE CABLE TRAY | 359 | Cable tray Accessories | BEND | BEND | NO MODIFIER | 39131705 | Cable tray fitting and accessories | Production Completed
TNG - SHO | UNSPSC Classification | RYM | RYM | ok | 2023-04-14 | 2023-04-14 |  | G_45045 | G_39131705-00-00743 | 39131705-00-00743 | BEND, GI, CURVED, 90 DEG, VERTICAL OUTWARD, 200 X 50 X 1.6 MM THK, PERFORATED TYPE CABLE TRAY | 359 | Cable tray Accessories | BEND | BEND | NO MODIFIER | 39131705 | Cable tray fitting and accessories | Production Completed
TNG - SHO | UNSPSC Classification | RYM | RYM | ok | 2023-04-14 | 2023-04-14 |  | G_45048 | G_39131705-00-00747 | 39131705-00-00747 | BEND, GI, CURVED, 90 DEG, VERTICAL OUTWARD, 300 X 50 X 1.6 MM THK, PERFORATED TYPE CABLE TRAY | 359 | Cable tray Accessories | BEND | BEND | NO MODIFIER | 39131705 | Cable tray fitting and accessories | Production Completed
TNG - SHO | UNSPSC Classification | RYM | RYM | ok | 2023-04-14 | 2023-04-14 |  | G_45365 | G_39131705-00-00946 | 39131705-00-00946 | BEND, GI, CURVED, 90 DEG, VERTICAL OUTWARD, 300 X 75 X 1.6 MM THK, PERFORATED TYPE CABLE TRAY | 359 | Cable tray Accessories | BEND | BEND | NO MODIFIER | 39131705 | Cable tray fitting and accessories | Production Completed
TNG - SHO | UNSPSC Classification | RYM | RYM | ok | 2023-04-14 | 2023-04-14 |  | G_45369 | G_39131705-00-00975 | 39131705-00-00975 | BEND, GI, CURVED, 90 DEG, VERTICAL OUTWARD, 450 X 50 X 1.6MM THK, PERFORATED TYPE CABLE TRAY | 359 | Cable tray Accessories | BEND | BEND | NO MODIFIER | 39131705 | Cable tray fitting and accessories | Production Completed
TNG - SHO | UNSPSC Classification | RYM | RYM | ok | 2023-04-14 | 2023-04-14 |  | G_45356 | G_39131705-00-00945 | 39131705-00-00945 | BEND, GI, CURVED, 90 DEG, VERTICAL OUTWARD, 450 X 75 X 1.6 MM THK, LADDER TYPE CABLE TRAY | 359 | Cable tray Accessories | BEND | BEND | NO MODIFIER | 39131705 | Cable tray fitting and accessories | Production Completed
TNG - SHO | UNSPSC Classification | RYM | RYM | ok | 2023-04-14 | 2023-04-14 |  | G_45334 | G_39131705-00-00974 | 39131705-00-00974 | BEND, GI, CURVED, 90 DEG, VERTICAL OUTWARD, 600 X 75 X 2MM THK, PERFORATED TYPE CABLE TRAY | 359 | Cable tray Accessories | BEND | BEND | NO MODIFIER | 39131705 | Cable tray fitting and accessories | Production Completed
TNG - SHO | UNSPSC Classification | RYM | RYM | ok | 2023-04-14 | 2023-04-14 |  | G_45363 | G_39131705-00-00953 | 39131705-00-00953 | BEND, GI, CURVED, 90 DEG, VERTICAL OUTWARD, 750 X 75 X 1.6 MM THK, LADDER TYPE CABLE TRAY | 359 | Cable tray Accessories | BEND | BEND | NO MODIFIER | 39131705 | Cable tray fitting and accessories | Production Completed
TNG - SHO | UNSPSC Classification | RYM | RYM | ok | 2023-04-14 | 2023-04-14 |  | G_45046 | G_39131705-00-00736 | 39131705-00-00736 | BEND, GI, CURVED, 90 DEG, VERTICAL OUTWARD, FOR 450 X 50 X 1.6 MM THK, LADDER TYPE CABLE TRAY | 359 | Cable tray Accessories | BEND | BEND | NO MODIFIER | 39131705 | Cable tray fitting and accessories | Production Completed
TNG - SHO | UNSPSC Classification | RYM | RYM | ok | 2023-04-14 | 2023-04-14 |  | G_45338 | G_39131705-00-00960 | 39131705-00-00960 | BEND, GI, HORIZONTAL, 75MMX50MMX2MM, FOR PERFORATED CABLE TRAY | 359 | Cable tray Accessories | BEND | BEND | NO MODIFIER | 39131705 | Cable tray fitting and accessories | Production Completed
TNG - SHO | UNSPSC Classification | RYM | RYM | ok | 2023-04-14 | 2023-04-14 |  | G_44641 | G_39131705-00-00078 | 39131705-00-00078 | BEND, GI, T TYPE, 150 MM X 50 MM, FOR LADDER TYPE CABLE TRAY | 359 | Cable tray Accessories | BEND | BEND | NO MODIFIER | 39131705 | Cable tray fitting and accessories | Production Completed
TNG - SHO | UNSPSC Classification | RYM | RYM | ok | 2023-04-14 | 2023-04-14 |  | G_44646 | G_39131705-00-00077 | 39131705-00-00077 | BEND, GI, T TYPE, 600 MM X 75 MM, FOR LADDER TYPE CABLE TRAY | 359 | Cable tray Accessories | BEND | BEND | NO MODIFIER | 39131705 | Cable tray fitting and accessories | Production Completed
TNG - SHO | UNSPSC Classification | RYM | RYM | ok | 2023-04-14 | 2023-04-14 |  | G_44739 | G_39131705-00-00521 | 39131705-00-00521 | BEND, GI,CURVED,90 DEG,300 MM X 50 MM X 2 MM THK, RACE WAYS | 359 | Cable tray Accessories | BEND | BEND | NO MODIFIER | 39131705 | Cable tray fitting and accessories | Production Completed
TNG - SHO | UNSPSC Classification | RYM | RYM | ok | 2023-04-14 | 2023-04-14 |  | G_45042 | G_39131705-00-00703 | 39131705-00-00703 | BEND, HORIZONTAL TYPE, 100 X 50 X 1.2 MM THK WITH 1 MM COVER, STAINLESS STEEL, PERFORATED TYPE CABLE TRAY | 359 | Cable tray Accessories | HORIZONTAL BEND | BEND | NO MODIFIER | 39131705 | Cable tray fitting and accessories | Production Completed
TNG - SHO | UNSPSC Classification | RYM | RYM | ok | 2023-04-14 | 2023-04-14 |  | G_45043 | G_39131705-00-00702 | 39131705-00-00702 | BEND, HORIZONTAL TYPE, 150 X 50 X 1.2 MM THK WITH 1 MM COVER, STAINLESS STEEL, PERFORATED TYPE CABLE TRAY | 359 | Cable tray Accessories | HORIZONTAL BEND | BEND | NO MODIFIER | 39131705 | Cable tray fitting and accessories | Production Completed
TNG - SHO | UNSPSC Classification | RYM | RYM | ok | 2023-04-14 | 2023-04-14 |  | G_44939 | G_39131705-00-00706 | 39131705-00-00706 | BEND, HORIZONTAL TYPE, 300 X 50 X 1.6 MM THK WITH 1 MM COVER, STAINLESS STEEL, PERFORATED TYPE CABLE TRAY | 359 | Cable tray Accessories | HORIZONTAL BEND | BEND | NO MODIFIER | 39131705 | Cable tray fitting and accessories | Production Completed
TNG - SHO | UNSPSC Classification | RYM | RYM | ok | 2023-04-14 | 2023-04-14 |  | G_44977 | G_39131705-00-00724 | 39131705-00-00724 | BEND, HORIZONTAL TYPE, 400 X 50 X 1.6 MM THK WITH 1 MM COVER, STAINLESS STEEL, PERFORATED TYPE CABLE TRAY | 359 | Cable tray Accessories | HORIZONTAL BEND | BEND | NO MODIFIER | 39131705 | Cable tray fitting and accessories | Production Completed
TNG - SHO | UNSPSC Classification | RYM | RYM | ok | 2023-04-14 | 2023-04-14 |  | G_44921 | G_39131705-00-00700 | 39131705-00-00700 | BEND, HORIZONTAL TYPE, 50 X 50 X 1.2 MM THK WITH 1 MM COVER, STAINLESS STEEL, PERFORATED TYPE CABLE TRAY | 359 | Cable tray Accessories | HORIZONTAL BEND | BEND | NO MODIFIER | 39131705 | Cable tray fitting and accessories | Production Completed
TNG - SHO | UNSPSC Classification | RYM | RYM | ok | 2023-04-14 | 2023-04-14 |  | G_44703 | G_39131705-00-00283 | 39131705-00-00283 | BEND, HORIZONTAL TYPE,GI,CURVED,45 DEGREE 200 MM WIDE CABLE TRAY | 359 | Cable tray Accessories | HORIZONTAL BEND | BEND | NO MODIFIER | 39131705 | Cable tray fitting and accessories | Production Completed
TNG - SHO | UNSPSC Classification | RYM | RYM | ok | 2023-04-14 | 2023-04-14 |  | G_44698 | G_39131705-00-00288 | 39131705-00-00288 | BEND, HORIZONTAL TYPE,GI,CURVED,90 DEGREE ,200 MM WIDE CABLE TRAY | 359 | Cable tray Accessories | HORIZONTAL BEND | BEND | NO MODIFIER | 39131705 | Cable tray fitting and accessories | Production Completed
TNG - SHO | UNSPSC Classification | RYM | RYM | ok | 2023-04-14 | 2023-04-14 |  | G_44707 | G_39131705-00-00322 | 39131705-00-00322 | BEND, HORIZONTAL TYPE,GI,CURVED,90 DEGREE,100 MM WIDE CABLE TRAY. | 359 | Cable tray Accessories | HORIZONTAL BEND | BEND | NO MODIFIER | 39131705 | Cable tray fitting and accessories | Production Completed
TNG - SHO | UNSPSC Classification | RYM | RYM | ok | 2023-04-14 | 2023-04-14 |  | G_44705 | G_39131705-00-00303 | 39131705-00-00303 | BEND, HORIZONTAL TYPE,GI,CURVED,90 DEGREE,200 MM WIDE CABLE TRAY. | 359 | Cable tray Accessories | HORIZONTAL BEND | BEND | NO MODIFIER | 39131705 | Cable tray fitting and accessories | Production Completed
TNG - SHO | UNSPSC Classification | RYM | RYM | ok | 2023-04-14 | 2023-04-14 |  | G_44697 | G_39131705-00-00320 | 39131705-00-00320 | BEND, HORIZONTAL TYPE,GI,CURVED,90 DEGREE,300 MM WIDE CABLE TRAY | 359 | Cable tray Accessories | HORIZONTAL BEND | BEND | NO MODIFIER | 39131705 | Cable tray fitting and accessories | Production Completed
TNG - SHO | UNSPSC Classification | RYM | RYM | ok | 2023-04-14 | 2023-04-14 |  | G_44724 | G_39131705-00-00302 | 39131705-00-00302 | BEND, HORIZONTAL TYPE,GI,CURVED,90 DEGREE,450 MM WIDE CABLE TRAY | 359 | Cable tray Accessories | HORIZONTAL BEND | BEND | NO MODIFIER | 39131705 | Cable tray fitting and accessories | Production Completed
TNG - SHO | UNSPSC Classification | RYM | RYM | ok | 2023-04-14 | 2023-04-14 |  | G_44748 | G_39131705-00-00321 | 39131705-00-00321 | BEND, HORIZONTAL TYPE,GI,CURVED,90 DEGREE,750 MM WIDE CABLE TRAY | 359 | Cable tray Accessories | HORIZONTAL BEND | BEND | NO MODIFIER | 39131705 | Cable tray fitting and accessories | Production Completed
TNG - SHO | UNSPSC Classification | RYM | RYM | ok | 2023-04-14 | 2023-04-14 |  | G_45353 | G_39131705-00-00989 | 39131705-00-00989 | BEND, INWARD, 300MM X 100MM X 2MM THK, HOT DIP GALVANISED IRON, VERTICAL WIREWAY | 359 | Cable tray Accessories | BEND | BEND | NO MODIFIER | 39131705 | Cable tray fitting and accessories | Production Completed
TNG - SHO | UNSPSC Classification | RYM | RYM | ok | 2023-04-14 | 2023-04-14 |  | G_44756 | G_39131705-00-00453 | 39131705-00-00453 | BEND, L TYPE, 100MM (2 SIDE) X 50 MM | 359 | Cable tray Accessories | L BEND | BEND | NO MODIFIER | 39131705 | Cable tray fitting and accessories | Production Completed
TNG - SHO | UNSPSC Classification | RYM | RYM | ok | 2023-04-14 | 2023-04-14 |  | G_44766 | G_39131705-00-00520 | 39131705-00-00520 | BEND, L TYPE, 150MM (2 SIDE) X 50 MM | 359 | Cable tray Accessories | L BEND | BEND | NO MODIFIER | 39131705 | Cable tray fitting and accessories | Production Completed
TNG - SHO | UNSPSC Classification | RYM | RYM | ok | 2023-04-14 | 2023-04-14 |  | G_44757 | G_39131705-00-00457 | 39131705-00-00457 | BEND, L TYPE, 75 MM (2 SIDE) X 50 MM | 359 | Cable tray Accessories | L BEND | BEND | NO MODIFIER | 39131705 | Cable tray fitting and accessories | Production Completed
TNG - SHO | UNSPSC Classification | RYM | RYM | ok | 2023-04-14 | 2023-04-14 |  | G_45049 | G_39131705-00-00754 | 39131705-00-00754 | BEND, L TYPE, 75 MM(1 SIDE WD) X 300 MM(1 SIDE WD) X 50 X 2 MM THK, GI, PERFORATED TYPE CABLE TRAY | 359 | Cable tray Accessories | L BEND | BEND | NO MODIFIER | 39131705 | Cable tray fitting and accessories | Production Completed
TNG - SHO | UNSPSC Classification | RYM | RYM | ok | 2023-04-14 | 2023-04-14 |  | G_44634 | G_39131705-00-00034 | 39131705-00-00034 | BEND, L TYPE, FOR GI LADDER TYPE, CABLE TRAY, 150 MM WD X 50 MM DT X 2 MM THK | 359 | Cable tray Accessories | L BEND | BEND | NO MODIFIER | 39131705 | Cable tray fitting and accessories | Production Completed
TNG - SHO | UNSPSC Classification | RYM | RYM | ok | 2023-04-14 | 2023-04-14 |  | G_44633 | G_39131705-00-00033 | 39131705-00-00033 | BEND, L TYPE, FOR GI LADDER TYPE, CABLE TRAY, 300 MM WD X 50 MM DT X 2 MM THK | 359 | Cable tray Accessories | L BEND | BEND | NO MODIFIER | 39131705 | Cable tray fitting and accessories | Production Completed
TNG - SHO | UNSPSC Classification | RYM | RYM | ok | 2023-04-14 | 2023-04-14 |  | G_44640 | G_39131705-00-00095 | 39131705-00-00095 | BEND, L TYPE, GI, 200 MM, 50 MM, 2 MM, PERFORATED TYPE CABLE TRAY | 359 | Cable tray Accessories | L BEND | BEND | NO MODIFIER | 39131705 | Cable tray fitting and accessories | Production Completed
TNG - SHO | UNSPSC Classification | RYM | RYM | ok | 2023-04-14 | 2023-04-14 |  | G_44591 | G_39131705-11-00138 | 39131705-11-00138 | BEND, LEFT TURN, 600 MM WD, 90 DEG, FOR PERFORATED TYPE CABLE TRAY | 359 | Cable tray Accessories | BEND | BEND | NO MODIFIER | 39131705 | Cable tray fitting and accessories | Production Completed
TNG - SHO | UNSPSC Classification | RYM | RYM | ok | 2023-04-14 | 2023-04-14 |  | G_44774 | G_39131705-00-00351 | 39131705-00-00351 | BEND, PRE GALVANIZED, GI, 150 MM X 50 MM X 1.6 MM THK, 90 DEG CURVED, PERFORATED TYPE | 359 | Cable tray Accessories | BEND | BEND | NO MODIFIER | 39131705 | Cable tray fitting and accessories | Production Completed
TNG - SHO | UNSPSC Classification | RYM | RYM | ok | 2023-04-14 | 2023-04-14 |  | G_44752 | G_39131705-00-00440 | 39131705-00-00440 | BEND, T - TYPE, CURVE , G.I, RACE WAY, 300MM X 50MM X 1.6MM THK | 359 | Cable tray Accessories | T BEND | BEND | NO MODIFIER | 39131705 | Cable tray fitting and accessories | Production Completed
TNG - SHO | UNSPSC Classification | RYM | RYM | ok | 2023-04-14 | 2023-04-14 |  | G_44726 | G_39131705-00-00309 | 39131705-00-00309 | BEND, T TYPE ,3 SIDE,100 MM WIDE CABLE TRAY | 359 | Cable tray Accessories | T BEND | BEND | NO MODIFIER | 39131705 | Cable tray fitting and accessories | Production Completed
TNG - SHO | UNSPSC Classification | RYM | RYM | ok | 2023-04-14 | 2023-04-14 |  | G_44747 | G_39131705-00-00313 | 39131705-00-00313 | BEND, T TYPE ,300( 2 SIDE) MM WIDE 450 (1 SIDE)MM WIDE | 359 | Cable tray Accessories | T BEND | BEND | NO MODIFIER | 39131705 | Cable tray fitting and accessories | Production Completed
TNG - SHO | UNSPSC Classification | RYM | RYM | ok | 2023-04-14 | 2023-04-14 |  | G_44729 | G_39131705-00-00294 | 39131705-00-00294 | BEND, T TYPE ,450 ( 2 SIDE) MM WIDE 200(1 SIDE) MM WIDE | 359 | Cable tray Accessories | T BEND | BEND | NO MODIFIER | 39131705 | Cable tray fitting and accessories | Production Completed
TNG - SHO | UNSPSC Classification | RYM | RYM | ok | 2023-04-14 | 2023-04-14 |  | G_44746 | G_39131705-00-00295 | 39131705-00-00295 | BEND, T TYPE ,450( 2 SIDE) MM WIDE 100(1 SIDE) MM WIDE | 359 | Cable tray Accessories | T BEND | BEND | NO MODIFIER | 39131705 | Cable tray fitting and accessories | Production Completed
TNG - SHO | UNSPSC Classification | RYM | RYM | ok | 2023-04-14 | 2023-04-14 |  | G_44725 | G_39131705-00-00293 | 39131705-00-00293 | BEND, T TYPE ,450( 2 SIDE) MM WIDE 300(1 SIDE) MM WIDE | 359 | Cable tray Accessories | T BEND | BEND | NO MODIFIER | 39131705 | Cable tray fitting and accessories | Production Completed
TNG - SHO | UNSPSC Classification | RYM | RYM | ok | 2023-04-14 | 2023-04-14 |  | G_44745 | G_39131705-00-00291 | 39131705-00-00291 | BEND, T TYPE ,750 ( 2 SIDE) MM WIDE 200(1 SIDE) MM WIDE | 359 | Cable tray Accessories | T BEND | BEND | NO MODIFIER | 39131705 | Cable tray fitting and accessories | Production Completed
TNG - SHO | UNSPSC Classification | RYM | RYM | ok | 2023-04-14 | 2023-04-14 |  | G_44696 | G_39131705-00-00312 | 39131705-00-00312 | BEND, T TYPE ,750 ( 2 SIDE) MM WIDE 450(1 SIDE) MM WIDE | 359 | Cable tray Accessories | T BEND | BEND | NO MODIFIER | 39131705 | Cable tray fitting and accessories | Production Completed
TNG - SHO | UNSPSC Classification | RYM | RYM | ok | 2023-04-14 | 2023-04-14 |  | G_44784 | G_39131705-00-00486 | 39131705-00-00486 | BEND, T TYPE, (3SIDE)300X75MMX2 MM THK,LADDER TYPE,GI,HOT DIP, CABLE TRAY | 359 | Cable tray Accessories | T BEND | BEND | NO MODIFIER | 39131705 | Cable tray fitting and accessories | Production Completed
TNG - SHO | UNSPSC Classification | RYM | RYM | ok | 2023-04-14 | 2023-04-14 |  | G_44846 | G_39131705-00-00663 | 39131705-00-00663 | BEND, T TYPE, 100 MM (2 SIDE WD)/300 MM (1 SIDE), X 75 MM X 2 MMTHK, FOR LADDER TYPE CABLE TRAY | 359 | Cable tray Accessories | T BEND | BEND | NO MODIFIER | 39131705 | Cable tray fitting and accessories | Production Completed
TNG - SHO | UNSPSC Classification | RYM | RYM | ok | 2023-04-14 | 2023-04-14 |  | G_44702 | G_39131705-00-00456 | 39131705-00-00456 | BEND, T TYPE, 100 MM (3 SIDE) X 50 MM | 359 | Cable tray Accessories | T BEND | BEND | NO MODIFIER | 39131705 | Cable tray fitting and accessories | Production Completed
TNG - SHO | UNSPSC Classification | RYM | RYM | ok | 2023-04-14 | 2023-04-14 |  | G_44845 | G_39131705-00-00667 | 39131705-00-00667 | BEND, T TYPE, 1000 MM (2 SIDE WD)/650 MM (1 SIDE) X 75 MM X 2 MMTHK, FOR LADDER TYPE CABLE TRAY | 359 | Cable tray Accessories | T BEND | BEND | NO MODIFIER | 39131705 | Cable tray fitting and accessories | Production Completed
TNG - SHO | UNSPSC Classification | RYM | RYM | ok | 2023-04-14 | 2023-04-14 |  | G_44659 | G_39131705-00-00264 | 39131705-00-00264 | BEND, T TYPE, 1000 MM (2 SIDE WD)/750 MM (1 SIDE WD) X 75 MM X 2 MM THK, FOR LADDER TYPE CABLE TRAY | 359 | Cable tray Accessories | T BEND | BEND | NO MODIFIER | 39131705 | Cable tray fitting and accessories | Production Completed
TNG - SHO | UNSPSC Classification | RYM | RYM | ok | 2023-04-14 | 2023-04-14 |  | G_44675 | G_39131705-00-00266 | 39131705-00-00266 | BEND, T TYPE, 1000 MM (3 SIDE WD)/ X 75 MM X 2 MM THK, FOR LADDER TYPE CABLE TRAY | 359 | Cable tray Accessories | T BEND | BEND | NO MODIFIER | 39131705 | Cable tray fitting and accessories | Production Completed
TNG - SHO | UNSPSC Classification | RYM | RYM | ok | 2023-04-14 | 2023-04-14 |  | G_44674 | G_39131705-00-00201 | 39131705-00-00201 | BEND, T TYPE, 1000/1000 X 75 X 2 MM THK FOR LADDER TYPE CABLE TRAY | 359 | Cable tray Accessories | T BEND | BEND | NO MODIFIER | 39131705 | Cable tray fitting and accessories | Production Completed
TNG - SHO | UNSPSC Classification | RYM | RYM | ok | 2023-04-14 | 2023-04-14 |  | G_44665 | G_39131705-00-00204 | 39131705-00-00204 | BEND, T TYPE, 1000/600 X 75 X 2 MM THK, FOR LADDER TYPE CABLE TRAY | 359 | Cable tray Accessories | T BEND | BEND | NO MODIFIER | 39131705 | Cable tray fitting and accessories | Production Completed
TNG - SHO | UNSPSC Classification | RYM | RYM | ok | 2023-04-14 | 2023-04-14 |  | G_45345 | G_39131705-00-00972 | 39131705-00-00972 | BEND, T TYPE, 1000MM(3 SIDE) X 75MM X 2MM THK, PERFORATED CABLE TRAY | 359 | Cable tray Accessories | T BEND | BEND | NO MODIFIER | 39131705 | Cable tray fitting and accessories | Production Completed
TNG - SHO | UNSPSC Classification | RYM | RYM | ok | 2023-04-14 | 2023-04-14 |  | G_44695 | G_39131705-00-00306 | 39131705-00-00306 | BEND, T TYPE, 200 ( 2 SIDE) MM WIDE 300 (1 SIDE)MM WIDE | 359 | Cable tray Accessories | T BEND | BEND | NO MODIFIER | 39131705 | Cable tray fitting and accessories | Production Completed
TNG - SHO | UNSPSC Classification | RYM | RYM | ok | 2023-04-14 | 2023-04-14 |  | G_44728 | G_39131705-00-00310 | 39131705-00-00310 | BEND, T TYPE, 3 SIDE,450 MM WIDE CABLE TRAY | 359 | Cable tray Accessories | T BEND | BEND | NO MODIFIER | 39131705 | Cable tray fitting and accessories | Production Completed
TNG - SHO | UNSPSC Classification | RYM | RYM | ok | 2023-04-14 | 2023-04-14 |  | G_44727 | G_39131705-00-00311 | 39131705-00-00311 | BEND, T TYPE, 3 SIDE,750 MM WIDE CABLE TRAY | 359 | Cable tray Accessories | T BEND | BEND | NO MODIFIER | 39131705 | Cable tray fitting and accessories | Production Completed
TNG - SHO | UNSPSC Classification | RYM | RYM | ok | 2023-04-14 | 2023-04-14 |  | G_44723 | G_39131705-00-00297 | 39131705-00-00297 | BEND, T TYPE, 300 ( 2 SIDE) MM WIDE 200 (1 SIDE)MM WIDE | 359 | Cable tray Accessories | T BEND | BEND | NO MODIFIER | 39131705 | Cable tray fitting and accessories | Production Completed
TNG - SHO | UNSPSC Classification | RYM | RYM | ok | 2023-04-14 | 2023-04-14 |  | G_44785 | G_39131705-00-00504 | 39131705-00-00504 | BEND, T TYPE, 600MM(3 SIDE) X75 MM X2 MM THK ,GI, PERFORATED CABLE TRAY | 359 | Cable tray Accessories | T BEND | BEND | NO MODIFIER | 39131705 | Cable tray fitting and accessories | Production Completed
TNG - SHO | UNSPSC Classification | RYM | RYM | ok | 2023-04-14 | 2023-04-14 |  | G_44701 | G_39131705-00-00455 | 39131705-00-00455 | BEND, T TYPE, 75 MM (3 SIDE) X 50 MM | 359 | Cable tray Accessories | T BEND | BEND | NO MODIFIER | 39131705 | Cable tray fitting and accessories | Production Completed
TNG - SHO | UNSPSC Classification | RYM | RYM | ok | 2023-04-14 | 2023-04-14 |  | G_44660 | G_39131705-00-00215 | 39131705-00-00215 | BEND, T TYPE, 750 MM (2 SIDE WD)/600 MM (1 SIDE WD) X 75 MM X 2 MM THK, FOR LADDER TYPE CABLE TRAY | 359 | Cable tray Accessories | T BEND | BEND | NO MODIFIER | 39131705 | Cable tray fitting and accessories | Production Completed
TNG - SHO | UNSPSC Classification | RYM | RYM | ok | 2023-04-14 | 2023-04-14 |  | G_44867 | G_39131705-00-00666 | 39131705-00-00666 | BEND, T TYPE, 750 MM (3 SIDE WD)/X 75 MM X 2 MM THK, FOR LADDER TYPE CABLE TRAY | 359 | Cable tray Accessories | T BEND | BEND | NO MODIFIER | 39131705 | Cable tray fitting and accessories | Production Completed
TNG - SHO | UNSPSC Classification | RYM | RYM | ok | 2023-04-14 | 2023-04-14 |  | G_44781 | G_39131705-00-00429 | 39131705-00-00429 | BEND, T TYPE, 90 DEGRE, LIGHT DUTY, GI, PERFORATED, 150MM X 50MM X 2MM THK, CABLE TRAY | 359 | Cable tray Accessories | T BEND | BEND | NO MODIFIER | 39131705 | Cable tray fitting and accessories | Production Completed
TNG - SHO | UNSPSC Classification | RYM | RYM | ok | 2023-04-14 | 2023-04-14 |  | G_44904 | G_39131705-00-00674 | 39131705-00-00674 | BEND, T TYPE, MS POWDER COATED, 150 MM X 50 MM X 2 MM, FOR LADDER TYPE, CABLE TRAY | 359 | Cable tray Accessories | T BEND | BEND | NO MODIFIER | 39131705 | Cable tray fitting and accessories | Production Completed
TNG - SHO | UNSPSC Classification | RYM | RYM | ok | 2023-04-14 | 2023-04-14 |  | G_44800 | G_39131705-00-00497 | 39131705-00-00497 | BEND, T TYPE, SUITABLE FOR 100 X 50 X 2 MM THK, GI POWDER COATED , PERFORATED | 359 | Cable tray Accessories | T BEND | BEND | NO MODIFIER | 39131705 | Cable tray fitting and accessories | Production Completed
TNG - SHO | UNSPSC Classification | RYM | RYM | ok | 2023-04-14 | 2023-04-14 |  | G_44644 | G_39131705-00-00069 | 39131705-00-00069 | BEND, T TYPE, SUITABLE FOR GI PERFORATED CABLE TRAY, 300 MM WD X 50 MM DT X 2 MM THK | 359 | Cable tray Accessories | T BEND | BEND | NO MODIFIER | 39131705 | Cable tray fitting and accessories | Production Completed
TNG - SHO | UNSPSC Classification | RYM | RYM | ok | 2023-04-14 | 2023-04-14 |  | G_44769 | G_39131705-00-00478 | 39131705-00-00478 | BEND, T TYPE,(2 SIDE)300,(1 SIDE)150X75MM X2 MM THK ,LADDER TYPE,GI,HOT DIP, CABLE TRAY | 359 | Cable tray Accessories | T BEND | BEND | NO MODIFIER | 39131705 | Cable tray fitting and accessories | Production Completed
TNG - SHO | UNSPSC Classification | RYM | RYM | ok | 2023-04-14 | 2023-04-14 |  | G_44694 | G_39131705-00-00305 | 39131705-00-00305 | BEND, T TYPE,3 SIDE,300 MM WIDE CABLE TRAY | 359 | Cable tray Accessories | T BEND | BEND | NO MODIFIER | 39131705 | Cable tray fitting and accessories | Production Completed
TNG - SHO | UNSPSC Classification | RYM | RYM | ok | 2023-04-14 | 2023-04-14 |  | G_44941 | G_39131705-00-00712 | 39131705-00-00712 | BEND, VERTICAL INWARD, 100 X 50 X 1.2 MM THK, STAINLESS STEEL, PERFORATED TYPE CABLE TRAY | 359 | Cable tray Accessories | VERTICAL BEND | BEND | NO MODIFIER | 39131705 | Cable tray fitting and accessories | Production Completed
TNG - SHO | UNSPSC Classification | RYM | RYM | ok | 2023-04-14 | 2023-04-14 |  | G_44933 | G_39131705-00-00713 | 39131705-00-00713 | BEND, VERTICAL INWARD, 150 X 50 X 1.2 MM THK, STAINLESS STEEL, PERFORATED TYPE CABLE TRAY | 359 | Cable tray Accessories | VERTICAL BEND | BEND | NO MODIFIER | 39131705 | Cable tray fitting and accessories | Production Completed
TNG - SHO | UNSPSC Classification | RYM | RYM | ok | 2023-04-14 | 2023-04-14 |  | G_45009 | G_39131705-00-00708 | 39131705-00-00708 | BEND, VERTICAL INWARD, 300 X 50 X 1.6 MM THK, STAINLESS STEEL, PERFORATED TYPE CABLE TRAY | 359 | Cable tray Accessories | VERTICAL BEND | BEND | NO MODIFIER | 39131705 | Cable tray fitting and accessories | Production Completed
TNG - SHO | UNSPSC Classification | RYM | RYM | ok | 2023-04-14 | 2023-04-14 |  | G_44925 | G_39131705-00-00721 | 39131705-00-00721 | BEND, VERTICAL INWARD, 450 X 50 X 1.6 MM THK, STAINLESS STEEL, PERFORATED TYPE CABLE TRAY | 359 | Cable tray Accessories | VERTICAL BEND | BEND | NO MODIFIER | 39131705 | Cable tray fitting and accessories | Production Completed
TNG - SHO | UNSPSC Classification | RYM | RYM | ok | 2023-04-14 | 2023-04-14 |  | G_44996 | G_39131705-00-00723 | 39131705-00-00723 | BEND, VERTICAL INWARD, 50 X 50 X 1.2 MM THK, STAINLESS STEEL, PERFORATED TYPE CABLE TRAY | 359 | Cable tray Accessories | VERTICAL BEND | BEND | NO MODIFIER | 39131705 | Cable tray fitting and accessories | Production Completed
TNG - SHO | UNSPSC Classification | RYM | RYM | ok | 2023-04-14 | 2023-04-14 |  | G_44934 | G_39131705-00-00711 | 39131705-00-00711 | BEND, VERTICAL INWARD, 600 X 75 X 1.6 MM THK, STAINLESS STEEL, PERFORATED TYPE CABLE TRAY | 359 | Cable tray Accessories | VERTICAL BEND | BEND | NO MODIFIER | 39131705 | Cable tray fitting and accessories | Production Completed
TNG - SHO | UNSPSC Classification | RYM | RYM | ok | 2023-04-14 | 2023-04-14 |  | G_45100 | G_39131705-00-00710 | 39131705-00-00710 | BEND, VERTICAL OUTWARD, 100 X 50 X 1.2 MM THK, STAINLESS STEEL, PERFORATED TYPE CABLE TRAY | 359 | Cable tray Accessories | VERTICAL BEND | BEND | NO MODIFIER | 39131705 | Cable tray fitting and accessories | Production Completed
TNG - SHO | UNSPSC Classification | RYM | RYM | ok | 2023-04-14 | 2023-04-14 |  | G_45008 | G_39131705-00-00709 | 39131705-00-00709 | BEND, VERTICAL OUTWARD, 150 X 50 X 1.2 MM THK, STAINLESS STEEL, PERFORATED TYPE CABLE TRAY | 359 | Cable tray Accessories | VERTICAL BEND | BEND | NO MODIFIER | 39131705 | Cable tray fitting and accessories | Production Completed
TNG - SHO | UNSPSC Classification | RYM | RYM | ok | 2023-04-14 | 2023-04-14 |  | G_45057 | G_39131705-00-00714 | 39131705-00-00714 | BEND, VERTICAL OUTWARD, 300 X 50 X 1.6 MM THK, STAINLESS STEEL, PERFORATED TYPE CABLE TRAY | 359 | Cable tray Accessories | VERTICAL BEND | BEND | NO MODIFIER | 39131705 | Cable tray fitting and accessories | Production Completed
TNG - SHO | UNSPSC Classification | RYM | RYM | ok | 2023-04-14 | 2023-04-14 |  | G_45022 | G_39131705-00-00725 | 39131705-00-00725 | BEND, VERTICAL OUTWARD, 450 X 50 X 1.6 MM THK, STAINLESS STEEL, PERFORATED TYPE CABLE TRAY | 359 | Cable tray Accessories | VERTICAL BEND | BEND | NO MODIFIER | 39131705 | Cable tray fitting and accessories | Production Completed
TNG - SHO | UNSPSC Classification | RYM | RYM | ok | 2023-04-14 | 2023-04-14 |  | G_45023 | G_39131705-00-00722 | 39131705-00-00722 | BEND, VERTICAL OUTWARD, 50 X 50 X 1.2 MM THK, STAINLESS STEEL, PERFORATED TYPE CABLE TRAY | 359 | Cable tray Accessories | VERTICAL BEND | BEND | NO MODIFIER | 39131705 | Cable tray fitting and accessories | Production Completed
TNG - SHO | UNSPSC Classification | RYM | RYM | ok | 2023-04-14 | 2023-04-14 |  | G_45024 | G_39131705-00-00715 | 39131705-00-00715 | BEND, VERTICAL OUTWARD, 600 X 75 X 1.6 MM THK, STAINLESS STEEL, PERFORATED TYPE CABLE TRAY | 359 | Cable tray Accessories | VERTICAL BEND | BEND | NO MODIFIER | 39131705 | Cable tray fitting and accessories | Production Completed
TNG - SHO | UNSPSC Classification | RYM | RYM | ok | 2023-04-14 | 2023-04-14 |  | G_44905 | G_39131705-00-00673 | 39131705-00-00673 | BEND, VERTICAL TYPE, MS POWDER COATED, 150 MM X 50 MM X 2 MM, FOR LADDER TYPE, CABLE TRAY | 359 | Cable tray Accessories | VERTICAL BEND | BEND | NO MODIFIER | 39131705 | Cable tray fitting and accessories | Production Completed
TNG - SHO | UNSPSC Classification | RYM | RYM | ok | 2023-04-14 | 2023-04-14 |  | G_44810 | G_39131705-00-00670 | 39131705-00-00670 | BEND, VERTICAL TYPE, MS POWDER COATED, 200 MM X 50 MM X 2 MM, FOR LADDER TYPE, CABLE TRAY | 359 | Cable tray Accessories | VERTICAL BEND | BEND | NO MODIFIER | 39131705 | Cable tray fitting and accessories | Production Completed
TNG - SHO | UNSPSC Classification | RYM | RYM | ok | 2023-04-14 | 2023-04-14 |  | G_44906 | G_39131705-00-00671 | 39131705-00-00671 | BEND, VERTICAL TYPE, MS POWDER COATED, 300 MM X 50 MM X 2 MM, FOR LADDER TYPE, CABLE TRAY | 359 | Cable tray Accessories | VERTICAL BEND | BEND | NO MODIFIER | 39131705 | Cable tray fitting and accessories | Production Completed
TNG - SHO | UNSPSC Classification | RYM | RYM | ok | 2023-04-14 | 2023-04-14 |  | G_44869 | G_39131705-00-00672 | 39131705-00-00672 | BEND, VERTICAL TYPE, MS POWDER COATED, 600 MM X 75 MM X 2 MM, FOR LADDER TYPE, CABLE TRAY | 359 | Cable tray Accessories | VERTICAL BEND | BEND | NO MODIFIER | 39131705 | Cable tray fitting and accessories | Production Completed
TNG - SHO | UNSPSC Classification | RYM | RYM | ok | 2023-04-14 | 2023-04-14 |  | G_44722 | G_39131705-00-00324 | 39131705-00-00324 | BEND, VERTICAL TYPE,GI,CURVED,90 DEGREE,200 MM WIDE CABLE TRAY | 359 | Cable tray Accessories | VERTICAL BEND | BEND | NO MODIFIER | 39131705 | Cable tray fitting and accessories | Production Completed
TNG - SHO | UNSPSC Classification | RYM | RYM | ok | 2023-04-14 | 2023-04-14 |  | G_44709 | G_39131705-00-00326 | 39131705-00-00326 | BEND, VERTICAL TYPE,GI,CURVED,90 DEGREE,450 MM WIDE CABLE TRAY | 359 | Cable tray Accessories | VERTICAL BEND | BEND | NO MODIFIER | 39131705 | Cable tray fitting and accessories | Production Completed
TNG - SHO | UNSPSC Classification | RYM | RYM | ok | 2023-04-14 | 2023-04-14 |  | G_44750 | G_39131705-00-00289 | 39131705-00-00289 | BEND, VERTICAL TYPE,GI,CURVED,90 DEGREE,750 MM WIDE CABLE TRAY | 359 | Cable tray Accessories | VERTICAL BEND | BEND | NO MODIFIER | 39131705 | Cable tray fitting and accessories | Production Completed
TNG - SHO | UNSPSC Classification | RYM | RYM | ok | 2023-04-14 | 2023-04-14 |  | G_44708 | G_39131705-00-00285 | 39131705-00-00285 | BEND, VERTICAL, TYPE,GI,CURVED,90 DEGREE 200 MM. WIDE CABLE TRAY | 359 | Cable tray Accessories | VERTICAL BEND | BEND | NO MODIFIER | 39131705 | Cable tray fitting and accessories | Production Completed
TNG - SHO | UNSPSC Classification | RYM | RYM | ok | 2023-04-14 | 2023-04-14 |  | G_44749 | G_39131705-00-00318 | 39131705-00-00318 | BEND, VERTICAL, TYPE,GI,CURVED,90 DEGREE,300 MM. WIDE CABLE TRAY | 359 | Cable tray Accessories | VERTICAL BEND | BEND | NO MODIFIER | 39131705 | Cable tray fitting and accessories | Production Completed
TNG - SHO | UNSPSC Classification | RYM | RYM | ok | 2023-04-14 | 2023-04-14 |  | G_46390 | G_31161601-00-00010 | 31161601-00-00010 | BOLT, ANCHOR, 10 MM DIA, 150 MM LG, MAKE : HILTI, MODEL : HIT V | 2764 | HILTI-Spares | ANCHOR BOLT | BOLT | ANCHOR | 31161601 | Anchor bolts | Production Completed
TNG - SHO | UNSPSC Classification | RYM | RYM | ok | 2023-04-14 | 2023-04-14 |  | G_50494 | G_31161620-00-00461 | 31161620-00-00461 | BOLT, ANCHOR, M12 DIA, 250MM LG, PIN TYPE | 3229 | POWER TOOLS SPARES- NOS | ANCHOR BOLT | BOLT | ANCHOR | 31161601 | Anchor bolts | Production Completed
TNG - SHO | UNSPSC Classification | RYM | RYM | ok | 2023-04-14 | 2023-04-14 |  | G_50587 | G_31161620-00-00460 | 31161620-00-00460 | BOLT, ANCHOR, M12 DIA, 300 MM LG, PIN TYPE | 3229 | POWER TOOLS SPARES- NOS | ANCHOR BOLT | BOLT | ANCHOR | 31161601 | Anchor bolts | Production Completed
TNG - SHO | UNSPSC Classification | RYM | RYM | ok | 2023-04-14 | 2023-04-14 |  | G_50025 | G_31161620-00-00364 | 31161620-00-00364 | BOLT, HEX SH, PT-NO: 266948-8, MAKE : MAKITA | 3229 | POWER TOOLS SPARES- NOS | HEX BOLT | BOLT | NO MODIFIER | 31161620 | Hexagonal bolts | Production Completed
TNG - SHO | UNSPSC Classification | RYM | RYM | ok | 2023-04-14 | 2023-04-14 |  | G_50248 | G_31161620-00-00362 | 31161620-00-00362 | BOLT, HEX SOCKET HEAD, PT-NO: 265914-2, MAKE : MAKITA | 3229 | POWER TOOLS SPARES- NOS | HEX BOLT | BOLT | NO MODIFIER | 31161620 | Hexagonal bolts | Production Completed
TNG - SHO | UNSPSC Classification | RYM | RYM | ok | 2023-04-14 | 2023-04-14 |  | G_51142 | G_31161620-00-00527 | 31161620-00-00527 | BOLT, HEX SOCKET HEAD, PT-NO: 922243-3, MAKE : MAKITA | 3229 | POWER TOOLS SPARES- NOS | HEX BOLT | BOLT | NO MODIFIER | 31161620 | Hexagonal bolts | Production Completed
TNG - SHO | UNSPSC Classification | RYM | RYM | ok | 2023-04-14 | 2023-04-14 |  | G_51143 | G_31161620-00-00528 | 31161620-00-00528 | BOLT, HEX SOCKET HEAD, PT-NO: 922456-6, MAKE : MAKITA | 3229 | POWER TOOLS SPARES- NOS | HEX BOLT | BOLT | NO MODIFIER | 31161620 | Hexagonal bolts | Production Completed
TNG - SHO | UNSPSC Classification | RYM | RYM | ok | 2023-04-14 | 2023-04-14 |  | G_50098 | G_31161620-00-00353 | 31161620-00-00353 | BOLT, HEX SOCKET HEAD, PT-NO: 949-832, MAKE : HITACHI | 3229 | POWER TOOLS SPARES- NOS | HEX BOLT | BOLT | NO MODIFIER | 31161620 | Hexagonal bolts | Production Completed
TNG - SHO | UNSPSC Classification | RYM | RYM | ok | 2023-04-14 | 2023-04-14 |  | G_49829 | G_31161620-00-00339 | 31161620-00-00339 | BOLT, HEX SOCKET, PT-NO: 335-994, MAKE : HITACHI | 3229 | POWER TOOLS SPARES- NOS | HEX BOLT | BOLT | NO MODIFIER | 31161620 | Hexagonal bolts | Production Completed
TNG - SHO | UNSPSC Classification | RYM | RYM | ok | 2023-04-14 | 2023-04-14 |  | G_51548 | G_31161620-00-00570 | 31161620-00-00570 | BOLT, HEX SOCKET, PT-NO: 481352, MAKE : FERM | 3229 | POWER TOOLS SPARES- NOS | HEX BOLT | BOLT | NO MODIFIER | 31161620 | Hexagonal bolts | Production Completed
TNG - SHO | UNSPSC Classification | RYM | RYM | ok | 2023-04-14 | 2023-04-14 |  | G_50339 | G_31161620-00-00456 | 31161620-00-00456 | BOLT, HEX.SOCKET HEAD, PT-NO: 266331-9, MAKE : MAKITA | 3229 | POWER TOOLS SPARES- NOS | HEX BOLT | BOLT | NO MODIFIER | 31161620 | Hexagonal bolts | Production Completed
TNG - SHO | UNSPSC Classification | RYM | RYM | ok | 2023-04-14 | 2023-04-14 |  | G_45815 | G_40172100-00-00047 | 40172100-00-00047 | PIPE BEND, 25MM BEND | 3223 | ELECTRICAL ITEMS - NOS | PIPE BEND | BEND | PIPE | 39121700 | Electrical hardware and supplies | Production Completed
TNG - SHO | UNSPSC Classification | RYM | RYM | ok | 2023-04-14 | 2023-04-14 |  | G_48623 | G_40172100-00-00044 | 40172100-00-00044 | PIPE BEND, 45 DEGREE, STAINLESS STEEL, SS 304, 100 MM DIA, SCH 10S | 2046 | MS Bend | PIPE BEND | BEND | PIPE | 40172100 | Pipe bends | Production Completed
TNG - SHO | UNSPSC Classification | RYM | RYM | ok | 2023-04-14 | 2023-04-14 |  | G_48624 | G_40172100-00-00046 | 40172100-00-00046 | PIPE BEND, 45 DEGREE, STAINLESS STEEL, SS 304, 150 MM DIA, SCH 10S | 2046 | MS Bend | PIPE BEND | BEND | PIPE | 40172100 | Pipe bends | Production Completed
TNG - SHO | UNSPSC Classification | RYM | RYM | ok | 2023-04-14 | 2023-04-14 |  | G_48661 | G_40172100-00-00087 | 40172100-00-00087 | PIPE BEND, 45 DEGREE, STAINLESS STEEL, SS 304, 200 MM DIA, SCH 10S | 2046 | MS Bend | PIPE BEND | BEND | PIPE | 40172100 | Pipe bends | Production Completed
TNG - SHO | UNSPSC Classification | RYM | RYM | ok | 2023-04-14 | 2023-04-14 |  | G_48717 | G_40172100-00-00140 | 40172100-00-00140 | PIPE BEND, 45 DEGREE, STAINLESS STEEL, SS 304, 250 MM DIA, SCH 10S | 2046 | MS Bend | PIPE BEND | BEND | PIPE | 40172100 | Pipe bends | Production Completed
TNG - SHO | UNSPSC Classification | RYM | RYM | ok | 2023-04-14 | 2023-04-14 |  | G_48625 | G_40172100-00-00045 | 40172100-00-00045 | PIPE BEND, 45 DEGREE, STAINLESS STEEL, SS 304, 50 MM DIA, SCH 10S | 2046 | MS Bend | PIPE BEND | BEND | PIPE | 40172100 | Pipe bends | Production Completed
TNG - SHO | UNSPSC Classification | RYM | RYM | ok | 2023-04-14 | 2023-04-14 |  | G_48650 | G_40172100-00-00081 | 40172100-00-00081 | PIPE BEND, 45 DEGREE, STAINLESS STEEL, SS 304, 75 MM DIA, SCH 10S | 2046 | MS Bend | PIPE BEND | BEND | PIPE | 40172100 | Pipe bends | Production Completed
TNG - SHO | UNSPSC Classification | RYM | RYM | ok | 2023-04-14 | 2023-04-14 |  | G_48712 | G_40172100-00-00141 | 40172100-00-00141 | PIPE BEND, 45 DEGREE, STAINLESS STEEL, SS 304, 80 MM DIA, SCH 10S | 2046 | MS Bend | PIPE BEND | BEND | PIPE | 40172100 | Pipe bends | Production Completed
TNG - SHO | UNSPSC Classification | RYM | RYM | ok | 2023-04-14 | 2023-04-14 |  | G_51762 | G_40172100-11-00166 | 40172100-11-00166 | PIPE BEND, PVC, RAIN WATER KHURRAH, 160 MM, 6 KGF/SQ CM | 529 | PVC Rain Water Khurrah | PIPE BEND | BEND | PIPE | 40172100 | Pipe bends | Production Completed
TNG - SHO | UNSPSC Classification | RYM | RYM | ok | 2023-04-14 | 2023-04-14 |  | G_48655 | G_40172807-00-00029 | 40172807-00-00029 | PIPE ELBOW, 45 DEGREE, MILD STEEL, 25MM | 2046 | MS Bend | PIPE ELBOW | ELBOW | PIPE | 40172802 | Carbon steel pipe elbow | Production Completed
TNG - SHO | UNSPSC Classification | RYM | RYM | ok | 2023-04-14 | 2023-04-14 |  | G_48656 | G_40172807-00-00030 | 40172807-00-00030 | PIPE ELBOW, 45 DEGREE, MILD STEEL, 32MM | 2046 | MS Bend | PIPE ELBOW | ELBOW | PIPE | 40172802 | Carbon steel pipe elbow | Production Completed
TNG - SHO | UNSPSC Classification | RYM | RYM | ok | 2023-04-14 | 2023-04-14 |  | G_48665 | G_40172807-00-00032 | 40172807-00-00032 | PIPE ELBOW, 45 DEGREE, MILD STEEL, 40MM | 2046 | MS Bend | PIPE ELBOW | ELBOW | PIPE | 40172802 | Carbon steel pipe elbow | Production Completed
TNG - SHO | UNSPSC Classification | RYM | RYM | ok | 2023-04-14 | 2023-04-14 |  | G_48648 | G_40172807-00-00031 | 40172807-00-00031 | PIPE ELBOW, 45 DEGREE, MILD STEEL, 50MM | 2046 | MS Bend | PIPE ELBOW | ELBOW | PIPE | 40172802 | Carbon steel pipe elbow | Production Completed
TNG - SHO | UNSPSC Classification | RYM | RYM | ok | 2023-04-14 | 2023-04-14 |  | G_48644 | G_40172807-00-00033 | 40172807-00-00033 | PIPE ELBOW, 45 DEGREE, MILD STEEL, 65MM | 2046 | MS Bend | PIPE ELBOW | ELBOW | PIPE | 40172802 | Carbon steel pipe elbow | Production Completed
TNG - SHO | UNSPSC Classification | RYM | RYM | ok | 2023-04-14 | 2023-04-14 |  | G_48746 | G_40172807-00-00047 | 40172807-00-00047 | PIPE ELBOW, 45 DEGREE,MILD STEEL,100MM | 2046 | MS Bend | PIPE ELBOW | ELBOW | PIPE | 40172802 | Carbon steel pipe elbow | Production Completed
TNG - SHO | UNSPSC Classification | RYM | RYM | ok | 2023-04-14 | 2023-04-14 |  | G_48745 | G_40172807-00-00046 | 40172807-00-00046 | PIPE ELBOW, 45 DEGREE,MILD STEEL,80 MM | 2046 | MS Bend | PIPE ELBOW | ELBOW | PIPE | 40172802 | Carbon steel pipe elbow | Production Completed
TNG - SHO | UNSPSC Classification | RYM | RYM | ok | 2023-04-14 | 2023-04-14 |  | G_48739 | G_40172807-00-00043 | 40172807-00-00043 | PIPE ELBOW, FEMALE THREADED, STAINLESS STEEL, SS 316, 22 MM X 15 MM DIA, ARTICLE NO : 437015 | 2046 | MS Bend | PIPE ELBOW | ELBOW | PIPE | 40172807 | Stainless steel pipe elbow | Production Completed
TNG - SHO | UNSPSC Classification | RYM | RYM | ok | 2023-04-14 | 2023-04-14 |  | G_48688 | G_40172807-00-00035 | 40172807-00-00035 | PIPE ELBOW, FEMALE THREADED,STAINLESS STEEL,SS316,22 MM DIA, ARTICLE NO : 437015 | 2046 | MS Bend | PIPE ELBOW | ELBOW | PIPE | 40172807 | Stainless steel pipe elbow | Production Completed
TNG - SHO | UNSPSC Classification | RYM | RYM | ok | 2023-04-14 | 2023-04-14 |  | G_48521 | G_40172800-11-00028 | 40172800-11-00028 | PIPE ELBOW, GALVANIZED IRON, 150 MM | 2046 | MS Bend | PIPE ELBOW | ELBOW | PIPE | 40172814 | Galvanized iron pipe elbow | Production Completed
TNG - SHO | UNSPSC Classification | RYM | RYM | ok | 2023-04-14 | 2023-04-14 |  | G_48557 | G_40172802-00-00010 | 40172802-00-00010 | PIPE ELBOW, MILD STEEL, 100 MM DIA, C - CLASS, BUTTWELDED | 2046 | MS Bend | PIPE ELBOW | ELBOW | PIPE | 40172802 | Carbon steel pipe elbow | Production Completed
TNG - SHO | UNSPSC Classification | RYM | RYM | ok | 2023-04-14 | 2023-04-14 |  | G_48544 | G_40172800-11-00106 | 40172800-11-00106 | PIPE ELBOW, MILD STEEL, 125 MM | 2046 | MS Bend | PIPE ELBOW | ELBOW | PIPE | 40172802 | Carbon steel pipe elbow | Production Completed
TNG - SHO | UNSPSC Classification | RYM | RYM | ok | 2023-04-14 | 2023-04-14 |  | G_48560 | G_40172802-00-00007 | 40172802-00-00007 | PIPE ELBOW, MILD STEEL, 150 MM DIA, C - CLASS, BUTTWELDED | 2046 | MS Bend | PIPE ELBOW | ELBOW | PIPE | 40172802 | Carbon steel pipe elbow | Production Completed
TNG - SHO | UNSPSC Classification | RYM | RYM | ok | 2023-04-14 | 2023-04-14 |  | G_48558 | G_40172802-00-00009 | 40172802-00-00009 | PIPE ELBOW, MILD STEEL, 200 MM DIA, C - CLASS, BUTTWELDED | 2046 | MS Bend | PIPE ELBOW | ELBOW | PIPE | 40172802 | Carbon steel pipe elbow | Production Completed
TNG - SHO | UNSPSC Classification | RYM | RYM | ok | 2023-04-14 | 2023-04-14 |  | G_48561 | G_40172802-00-00006 | 40172802-00-00006 | PIPE ELBOW, MILD STEEL, 25 MM DIA, C - CLASS, BUTTWELDED | 2046 | MS Bend | PIPE ELBOW | ELBOW | PIPE | 40172802 | Carbon steel pipe elbow | Production Completed
TNG - SHO | UNSPSC Classification | RYM | RYM | ok | 2023-04-14 | 2023-04-14 |  | G_48659 | G_40172807-00-00028 | 40172807-00-00028 | PIPE ELBOW, MILD STEEL, 25 MM X 25 MM, WITH ONE SIDE SOCKET WELDABLE AND ONOTHER SIDE THREADED | 2046 | MS Bend | PIPE ELBOW | ELBOW | PIPE | 40172802 | Carbon steel pipe elbow | Production Completed
TNG - SHO | UNSPSC Classification | RYM | RYM | ok | 2023-04-14 | 2023-04-14 |  | G_48531 | G_40172800-11-00100 | 40172800-11-00100 | PIPE ELBOW, MILD STEEL, 25 MM, C CLASS | 2046 | MS Bend | PIPE ELBOW | ELBOW | PIPE | 40172802 | Carbon steel pipe elbow | Production Completed
TNG - SHO | UNSPSC Classification | RYM | RYM | ok | 2023-04-14 | 2023-04-14 |  | G_48545 | G_40172800-11-00108 | 40172800-11-00108 | PIPE ELBOW, MILD STEEL, 250 MM | 2046 | MS Bend | PIPE ELBOW | ELBOW | PIPE | 40172802 | Carbon steel pipe elbow | Production Completed
TNG - SHO | UNSPSC Classification | RYM | RYM | ok | 2023-04-14 | 2023-04-14 |  | G_48563 | G_40172802-00-00004 | 40172802-00-00004 | PIPE ELBOW, MILD STEEL, 250 MM DIA, C - CLASS, BUTTWELDED | 2046 | MS Bend | PIPE ELBOW | ELBOW | PIPE | 40172802 | Carbon steel pipe elbow | Production Completed
TNG - SHO | UNSPSC Classification | RYM | RYM | ok | 2023-04-14 | 2023-04-14 |  | G_48568 | G_40172802-00-00013 | 40172802-00-00013 | PIPE ELBOW, MILD STEEL, 32 MM DIA, C - CLASS, BUTTWELDED | 2046 | MS Bend | PIPE ELBOW | ELBOW | PIPE | 40172802 | Carbon steel pipe elbow | Production Completed
TNG - SHO | UNSPSC Classification | RYM | RYM | ok | 2023-04-14 | 2023-04-14 |  | G_48555 | G_40172802-00-00012 | 40172802-00-00012 | PIPE ELBOW, MILD STEEL, 40 MM DIA, C - CLASS, BUTTWELDED | 2046 | MS Bend | PIPE ELBOW | ELBOW | PIPE | 40172802 | Carbon steel pipe elbow | Production Completed
TNG - SHO | UNSPSC Classification | RYM | RYM | ok | 2023-04-14 | 2023-04-14 |  | G_48532 | G_40172800-11-00101 | 40172800-11-00101 | PIPE ELBOW, MILD STEEL, 40 MM, C CLASS | 2046 | MS Bend | PIPE ELBOW | ELBOW | PIPE | 40172802 | Carbon steel pipe elbow | Production Completed
TNG - SHO | UNSPSC Classification | RYM | RYM | ok | 2023-04-14 | 2023-04-14 |  | G_48556 | G_40172802-00-00011 | 40172802-00-00011 | PIPE ELBOW, MILD STEEL, 50 MM DIA, C - CLASS, BUTTWELDED | 2046 | MS Bend | PIPE ELBOW | ELBOW | PIPE | 40172802 | Carbon steel pipe elbow | Production Completed
TNG - SHO | UNSPSC Classification | RYM | RYM | ok | 2023-04-14 | 2023-04-14 |  | G_48525 | G_40172800-11-00093 | 40172800-11-00093 | PIPE ELBOW, MILD STEEL, 50 MM, C CLASS | 2046 | MS Bend | PIPE ELBOW | ELBOW | PIPE | 40172802 | Carbon steel pipe elbow | Production Completed
TNG - SHO | UNSPSC Classification | RYM | RYM | ok | 2023-04-14 | 2023-04-14 |  | G_48562 | G_40172802-00-00005 | 40172802-00-00005 | PIPE ELBOW, MILD STEEL, 65 MM DIA, C - CLASS, BUTTWELDED | 2046 | MS Bend | PIPE ELBOW | ELBOW | PIPE | 40172802 | Carbon steel pipe elbow | Production Completed
TNG - SHO | UNSPSC Classification | RYM | RYM | ok | 2023-04-14 | 2023-04-14 |  | G_48559 | G_40172802-00-00008 | 40172802-00-00008 | PIPE ELBOW, MILD STEEL, 80 MM DIA, C - CLASS, BUTTWELDED | 2046 | MS Bend | PIPE ELBOW | ELBOW | PIPE | 40172802 | Carbon steel pipe elbow | Production Completed
TNG - SHO | UNSPSC Classification | RYM | RYM | ok | 2023-04-14 | 2023-04-14 |  | G_48533 | G_40172800-11-00102 | 40172800-11-00102 | PIPE ELBOW, MILD STEEL, 80 MM, C CLASS | 2046 | MS Bend | PIPE ELBOW | ELBOW | PIPE | 40172802 | Carbon steel pipe elbow | Production Completed
TNG - SHO | UNSPSC Classification | RYM | RYM | ok | 2023-04-14 | 2023-04-14 |  | G_48611 | G_40172802-00-00016 | 40172802-00-00016 | PIPE ELBOW, MILD STEEL, C- CLASS, 125 MM DIA | 2046 | MS Bend | PIPE ELBOW | ELBOW | PIPE | 40172802 | Carbon steel pipe elbow | Production Completed
TNG - SHO | UNSPSC Classification | RYM | RYM | ok | 2023-04-14 | 2023-04-14 |  | G_46105 | G_40172800-11-00035 | 40172800-11-00035 | PIPE ELBOW, MILD STEEL, EQUAL, 100 MM | 585 | G.I. Threaded Flanges , M.S. Items. | PIPE ELBOW | ELBOW | PIPE | 40172802 | Carbon steel pipe elbow | Production Completed
TNG - SHO | UNSPSC Classification | RYM | RYM | ok | 2023-04-14 | 2023-04-14 |  | G_46100 | G_40172800-11-00014 | 40172800-11-00014 | PIPE ELBOW, MILD STEEL, EQUAL, 200 MM | 585 | G.I. Threaded Flanges , M.S. Items. | PIPE ELBOW | ELBOW | PIPE | 40172802 | Carbon steel pipe elbow | Production Completed
TNG - SHO | UNSPSC Classification | RYM | RYM | ok | 2023-04-14 | 2023-04-14 |  | G_46092 | G_40172800-11-00125 | 40172800-11-00125 | PIPE ELBOW, MILD STEEL, EQUAL, 50 MM, B CLASS | 585 | G.I. Threaded Flanges , M.S. Items. | PIPE ELBOW | ELBOW | PIPE | 40172802 | Carbon steel pipe elbow | Production Completed
TNG - SHO | UNSPSC Classification | RYM | RYM | ok | 2023-04-14 | 2023-04-14 |  | G_46115 | G_40172800-11-00097 | 40172800-11-00097 | PIPE ELBOW, MILD STEEL, EQUAL, 65 MM | 585 | G.I. Threaded Flanges , M.S. Items. | PIPE ELBOW | ELBOW | PIPE | 40172802 | Carbon steel pipe elbow | Production Completed
TNG - SHO | UNSPSC Classification | RYM | RYM | ok | 2023-04-14 | 2023-04-14 |  | G_46107 | G_40172800-11-00031 | 40172800-11-00031 | PIPE ELBOW, MILD STEEL, EQUAL, 80 MM, BUTT WELDED | 585 | G.I. Threaded Flanges , M.S. Items. | PIPE ELBOW | ELBOW | PIPE | 40172802 | Carbon steel pipe elbow | Production Completed
TNG - SHO | UNSPSC Classification | RYM | RYM | ok | 2023-04-14 | 2023-04-14 |  | G_46098 | G_40172800-11-00010 | 40172800-11-00010 | PIPE ELBOW, MILD STEEL, EQUAL, HEAVY DUTY, 150 MM | 585 | G.I. Threaded Flanges , M.S. Items. | PIPE ELBOW | ELBOW | PIPE | 40172802 | Carbon steel pipe elbow | Production Completed
TNG - SHO | UNSPSC Classification | RYM | RYM | ok | 2023-04-14 | 2023-04-14 |  | G_48730 | G_40172807-00-00042 | 40172807-00-00042 | PIPE ELBOW, MILD STEEL, REDUCER, 25 MM X 15 MM, THREADED TYPE | 2046 | MS Bend | PIPE ELBOW | ELBOW | PIPE | 40172802 | Carbon steel pipe elbow | Production Completed
TNG - SHO | UNSPSC Classification | RYM | RYM | ok | 2023-04-14 | 2023-04-14 |  | G_48576 | G_40172802-00-00014 | 40172802-00-00014 | PIPE ELBOW, MILD STEEL, REDUCER, 25 MM X 15 MM, WITH 25 MM WELDED SOCKET AND 15 MM THREADED | 2046 | MS Bend | PIPE ELBOW | ELBOW | PIPE | 40172802 | Carbon steel pipe elbow | Production Completed
TNG - SHO | UNSPSC Classification | RYM | RYM | ok | 2023-04-14 | 2023-04-14 |  | G_48597 | G_40172802-00-00018 | 40172802-00-00018 | PIPE ELBOW, MS, 300 MM DIA, C- CLASS, BUTTWELED | 2046 | MS Bend | PIPE ELBOW | ELBOW | PIPE | 40172802 | Carbon steel pipe elbow | Production Completed
TNG - SHO | UNSPSC Classification | RYM | RYM | ok | 2023-04-14 | 2023-04-14 |  | G_48744 | G_40172807-00-00048 | 40172807-00-00048 | PIPE ELBOW, MS, 350 MM DIA, C- CLASS, BUTTWELED | 2046 | MS Bend | PIPE ELBOW | ELBOW | PIPE | 40172802 | Carbon steel pipe elbow | Production Completed
TNG - SHO | UNSPSC Classification | RYM | RYM | ok | 2023-04-14 | 2023-04-14 |  | G_48541 | G_40172807-11-00012 | 40172807-11-00012 | PIPE ELBOW, STAINLESS STEEL, 80 MM, SCH 40 | 2046 | MS Bend | PIPE ELBOW | ELBOW | PIPE | 40172807 | Stainless steel pipe elbow | Production Completed
TNG - SHO | UNSPSC Classification | RYM | RYM | ok | 2023-04-14 | 2023-04-14 |  | G_48599 | G_40172807-00-00021 | 40172807-00-00021 | PIPE ELBOW, STAINLESS STEEL, SS 304, 100 MM DIA, SCH 10S | 2046 | MS Bend | PIPE ELBOW | ELBOW | PIPE | 40172807 | Stainless steel pipe elbow | Production Completed
TNG - SHO | UNSPSC Classification | RYM | RYM | ok | 2023-04-14 | 2023-04-14 |  | G_48600 | G_40172807-00-00022 | 40172807-00-00022 | PIPE ELBOW, STAINLESS STEEL, SS 304, 150 MM DIA, SCH 10S | 2046 | MS Bend | PIPE ELBOW | ELBOW | PIPE | 40172807 | Stainless steel pipe elbow | Production Completed
TNG - SHO | UNSPSC Classification | RYM | RYM | ok | 2023-04-14 | 2023-04-14 |  | G_48660 | G_40172807-00-00027 | 40172807-00-00027 | PIPE ELBOW, STAINLESS STEEL, SS 304, 200 MM DIA, SCH 10S | 2046 | MS Bend | PIPE ELBOW | ELBOW | PIPE | 40172807 | Stainless steel pipe elbow | Production Completed
TNG - SHO | UNSPSC Classification | RYM | RYM | ok | 2023-04-14 | 2023-04-14 |  | G_48621 | G_40172807-00-00024 | 40172807-00-00024 | PIPE ELBOW, STAINLESS STEEL, SS 304, 25 MM DIA, SCH 10S | 2046 | MS Bend | PIPE ELBOW | ELBOW | PIPE | 40172807 | Stainless steel pipe elbow | Production Completed
TNG - SHO | UNSPSC Classification | RYM | RYM | ok | 2023-04-14 | 2023-04-14 |  | G_48610 | G_40172807-00-00010 | 40172807-00-00010 | PIPE ELBOW, STAINLESS STEEL, SS 304, 25 MM DIA, SCH 40 | 2046 | MS Bend | PIPE ELBOW | ELBOW | PIPE | 40172807 | Stainless steel pipe elbow | Production Completed
TNG - SHO | UNSPSC Classification | RYM | RYM | ok | 2023-04-14 | 2023-04-14 |  | G_48718 | G_40172807-00-00038 | 40172807-00-00038 | PIPE ELBOW, STAINLESS STEEL, SS 304, 250 MM DIA, SCH 10S | 2046 | MS Bend | PIPE ELBOW | ELBOW | PIPE | 40172807 | Stainless steel pipe elbow | Production Completed
TNG - SHO | UNSPSC Classification | RYM | RYM | ok | 2023-04-14 | 2023-04-14 |  | G_48601 | G_40172807-00-00023 | 40172807-00-00023 | PIPE ELBOW, STAINLESS STEEL, SS 304, 32 MM DIA, SCH 10S | 2046 | MS Bend | PIPE ELBOW | ELBOW | PIPE | 40172807 | Stainless steel pipe elbow | Production Completed
TNG - SHO | UNSPSC Classification | RYM | RYM | ok | 2023-04-14 | 2023-04-14 |  | G_48622 | G_40172807-00-00025 | 40172807-00-00025 | PIPE ELBOW, STAINLESS STEEL, SS 304, 50 MM DIA, SCH 10S | 2046 | MS Bend | PIPE ELBOW | ELBOW | PIPE | 40172807 | Stainless steel pipe elbow | Production Completed
TNG - SHO | UNSPSC Classification | RYM | RYM | ok | 2023-04-14 | 2023-04-14 |  | G_48634 | G_40172807-00-00019 | 40172807-00-00019 | PIPE ELBOW, STAINLESS STEEL, SS 304, 50 MM DIA, SCH 40 | 2046 | MS Bend | PIPE ELBOW | ELBOW | PIPE | 40172807 | Stainless steel pipe elbow | Production Completed
TNG - SHO | UNSPSC Classification | RYM | RYM | ok | 2023-04-14 | 2023-04-14 |  | G_48714 | G_40172807-00-00040 | 40172807-00-00040 | PIPE ELBOW, STAINLESS STEEL, SS 304, 80 MM DIA, SCH 10S | 2046 | MS Bend | PIPE ELBOW | ELBOW | PIPE | 40172807 | Stainless steel pipe elbow | Production Completed
TNG - SHO | UNSPSC Classification | RYM | RYM | ok | 2023-04-14 | 2023-04-14 |  | G_48642 | G_40172807-00-00026 | 40172807-00-00026 | PIPE ELBOW, STAINLESS STEEL, SS 304, 80 MM DIA, SCH 40 | 2046 | MS Bend | PIPE ELBOW | ELBOW | PIPE | 40172807 | Stainless steel pipe elbow | Production Completed
TNG - SHO | UNSPSC Classification | RYM | RYM | ok | 2023-04-14 | 2023-04-14 |  | G_48734 | G_40172807-00-00044 | 40172807-00-00044 | PIPE ELBOW, STAINLESS STEEL, SS 316, 28 MM DIA, ARTICLE NO : 435660 | 2046 | MS Bend | PIPE ELBOW | ELBOW | PIPE | 40172807 | Stainless steel pipe elbow | Production Completed
TNG - SHO | UNSPSC Classification | RYM | RYM | ok | 2023-04-14 | 2023-04-14 |  | G_48619 | G_40172807-00-00011 | 40172807-00-00011 | PIPE ELBOW, STAINLESS STEEL, SS 316, 40 MM DIA, SCH-40 | 2046 | MS Bend | PIPE ELBOW | ELBOW | PIPE | 40172807 | Stainless steel pipe elbow | Production Completed
TNG - SHO | UNSPSC Classification | RYM | RYM | ok | 2023-04-14 | 2023-04-14 |  | G_48609 | G_40172807-00-00003 | 40172807-00-00003 | PIPE ELBOW, STAINLESS STEEL, SS316, 100 MM DIA, SCH 40 | 2046 | MS Bend | PIPE ELBOW | ELBOW | PIPE | 40172807 | Stainless steel pipe elbow | Production Completed
TNG - SHO | UNSPSC Classification | RYM | RYM | ok | 2023-04-14 | 2023-04-14 |  | G_48608 | G_40172807-00-00004 | 40172807-00-00004 | PIPE ELBOW, STAINLESS STEEL, SS316, 150 MM DIA, SCH 40 | 2046 | MS Bend | PIPE ELBOW | ELBOW | PIPE | 40172807 | Stainless steel pipe elbow | Production Completed
TNG - SHO | UNSPSC Classification | RYM | RYM | ok | 2023-04-14 | 2023-04-14 |  | G_48607 | G_40172807-00-00009 | 40172807-00-00009 | PIPE ELBOW, STAINLESS STEEL, SS316, 50 MM DIA, SCH 40 | 2046 | MS Bend | PIPE ELBOW | ELBOW | PIPE | 40172807 | Stainless steel pipe elbow | Production Completed
TNG - SHO | UNSPSC Classification | RYM | RYM | ok | 2023-04-14 | 2023-04-14 |  | G_48709 | G_40172807-00-00041 | 40172807-00-00041 | PIPE ELBOW, STAINLESS STEEL,SS316,15 MM DIA, ARTICLE NO : 435639 | 2046 | MS Bend | PIPE ELBOW | ELBOW | PIPE | 40172807 | Stainless steel pipe elbow | Production Completed
TNG - SHO | UNSPSC Classification | RYM | RYM | ok | 2023-04-14 | 2023-04-14 |  | G_48687 | G_40172807-00-00034 | 40172807-00-00034 | PIPE ELBOW, STAINLESS STEEL,SS316,22 MM DIA, ARTICLE NO : 435653 | 2046 | MS Bend | PIPE ELBOW | ELBOW | PIPE | 40172807 | Stainless steel pipe elbow | Production Completed
TNG - SHO | UNSPSC Classification | RYM | RYM | ok | 2023-04-14 | 2023-04-14 |  | G_48689 | G_40172807-00-00036 | 40172807-00-00036 | PIPE ELBOW, STAINLESS STEEL,SS316,35 MM DIA, ARTICLE NO : 435677 | 2046 | MS Bend | PIPE ELBOW | ELBOW | PIPE | 40172807 | Stainless steel pipe elbow | Production Completed
TNG - SHO | UNSPSC Classification | RYM | RYM | ok | 2023-04-14 | 2023-04-14 |  | G_48677 | G_40172807-00-00037 | 40172807-00-00037 | PIPE ELBOW, STAINLESS STEEL,SS316,35 MM X 45 MM DIA, ARTICLE NO : 435813 | 2046 | MS Bend | PIPE ELBOW | ELBOW | PIPE | 40172807 | Stainless steel pipe elbow | Production Completed
TNG - SHO | UNSPSC Classification | RYM | RYM | ok | 2023-04-14 | 2023-04-14 |  | G_48668 | G_40175303-00-00044 | 40175303-00-00044 | PIPE REDUCER, 100 MM X 75 MM, SCH 10S, STAINLESS STEEL, SS 304 | 2046 | MS Bend | PIPE REDUCER | REDUCER | PIPE | 40170000 | Pipe piping and pipe fittings | Production Completed
TNG - SHO | UNSPSC Classification | RYM | RYM | ok | 2023-04-14 | 2023-04-14 |  | G_48713 | G_40175303-00-00087 | 40175303-00-00087 | PIPE REDUCER, 100 MM X 80 MM, SCH 10S, STAINLESS STEEL, SS 304 | 2046 | MS Bend | PIPE REDUCER | REDUCER | PIPE | 40170000 | Pipe piping and pipe fittings | Production Completed
TNG - SHO | UNSPSC Classification | RYM | RYM | ok | 2023-04-14 | 2023-04-14 |  | G_48710 | G_40175303-00-00088 | 40175303-00-00088 | PIPE REDUCER, 100 MM X 80 MM, SCH 40, 304, STAINLESS STEEL | 2046 | MS Bend | PIPE REDUCER | REDUCER | PIPE | 40170000 | Pipe piping and pipe fittings | Production Completed
TNG - SHO | UNSPSC Classification | RYM | RYM | ok | 2023-04-14 | 2023-04-14 |  | G_48596 | G_40172307-00-00005 | 40172307-00-00005 | PIPE REDUCER, 100 MM X 80 MM, SCH 40, STAINLESS STEEL, SS 316 | 2046 | MS Bend | PIPE REDUCER | REDUCER | PIPE | 40170000 | Pipe piping and pipe fittings | Production Completed
TNG - SHO | UNSPSC Classification | RYM | RYM | ok | 2023-04-14 | 2023-04-14 |  | G_48747 | G_40175303-00-00095 | 40175303-00-00095 | PIPE REDUCER, 100MMX50MM,MILD STEEL,C CLASS | 2046 | MS Bend | PIPE REDUCER | REDUCER | PIPE | 40170000 | Pipe piping and pipe fittings | Production Completed
TNG - SHO | UNSPSC Classification | RYM | RYM | ok | 2023-04-14 | 2023-04-14 |  | G_48546 | G_40175300-11-00270 | 40175300-11-00270 | PIPE REDUCER, 150 MM X 100 MM, MILD STEEL | 2046 | MS Bend | PIPE REDUCER | REDUCER | PIPE | 40170000 | Pipe piping and pipe fittings | Production Completed
TNG - SHO | UNSPSC Classification | RYM | RYM | ok | 2023-04-14 | 2023-04-14 |  | G_48627 | G_40172307-00-00018 | 40172307-00-00018 | PIPE REDUCER, 150 MM X 100 MM, SCH 10S, STAINLESS STEEL, SS 304 | 2046 | MS Bend | PIPE REDUCER | REDUCER | PIPE | 40170000 | Pipe piping and pipe fittings | Production Completed
TNG - SHO | UNSPSC Classification | RYM | RYM | ok | 2023-04-14 | 2023-04-14 |  | G_48669 | G_40175303-00-00045 | 40175303-00-00045 | PIPE REDUCER, 150 MM X 75 MM, SCH 10S, STAINLESS STEEL, SS 304 | 2046 | MS Bend | PIPE REDUCER | REDUCER | PIPE | 40170000 | Pipe piping and pipe fittings | Production Completed
TNG - SHO | UNSPSC Classification | RYM | RYM | ok | 2023-04-14 | 2023-04-14 |  | G_48756 | G_40175303-00-00099 | 40175303-00-00099 | PIPE REDUCER, 200 MM X 100 MM, GALVANIZED IRON | 2046 | MS Bend | PIPE REDUCER | REDUCER | PIPE | 40170000 | Pipe piping and pipe fittings | Production Completed
TNG - SHO | UNSPSC Classification | RYM | RYM | ok | 2023-04-14 | 2023-04-14 |  | G_48640 | G_40175303-00-00039 | 40175303-00-00039 | PIPE REDUCER, 200 MM X 100 MM, SCH 10S, STAINLESS STEEL, SS 304 | 2046 | MS Bend | PIPE REDUCER | REDUCER | PIPE | 40170000 | Pipe piping and pipe fittings | Production Completed
TNG - SHO | UNSPSC Classification | RYM | RYM | ok | 2023-04-14 | 2023-04-14 |  | G_48663 | G_40175303-00-00051 | 40175303-00-00051 | PIPE REDUCER, 200 MM X 150 MM, SCH 10S, STAINLESS STEEL, SS 304 | 2046 | MS Bend | PIPE REDUCER | REDUCER | PIPE | 40170000 | Pipe piping and pipe fittings | Production Completed
TNG - SHO | UNSPSC Classification | RYM | RYM | ok | 2023-04-14 | 2023-04-14 |  | G_48715 | G_40175303-00-00089 | 40175303-00-00089 | PIPE REDUCER, 22 MM X 15 MM,STAINLESS STEEL,SS 316, ARTICLE NO : 436230 | 2046 | MS Bend | PIPE REDUCER | REDUCER | PIPE | 40170000 | Pipe piping and pipe fittings | Production Completed
TNG - SHO | UNSPSC Classification | RYM | RYM | ok | 2023-04-14 | 2023-04-14 |  | G_48598 | G_40172307-00-00007 | 40172307-00-00007 | PIPE REDUCER, 25 MM X 50 MM, STAINLESS STEEL | 2046 | MS Bend | PIPE REDUCER | REDUCER | PIPE | 40170000 | Pipe piping and pipe fittings | Production Completed
TNG - SHO | UNSPSC Classification | RYM | RYM | ok | 2023-04-14 | 2023-04-14 |  | G_48716 | G_40175303-00-00086 | 40175303-00-00086 | PIPE REDUCER, 250 MM X 150 MM, SCH 10S, STAINLESS STEEL, SS 304 | 2046 | MS Bend | PIPE REDUCER | REDUCER | PIPE | 40170000 | Pipe piping and pipe fittings | Production Completed
TNG - SHO | UNSPSC Classification | RYM | RYM | ok | 2023-04-14 | 2023-04-14 |  | G_48696 | G_40175303-00-00078 | 40175303-00-00078 | PIPE REDUCER, 250 MM X 160 MM, GALVANIZED IRON | 2046 | MS Bend | PIPE REDUCER | REDUCER | PIPE | 40170000 | Pipe piping and pipe fittings | Production Completed
TNG - SHO | UNSPSC Classification | RYM | RYM | ok | 2023-04-14 | 2023-04-14 |  | G_48703 | G_40175303-00-00082 | 40175303-00-00082 | PIPE REDUCER, 250 MM X 200 MM, GALVANIZED IRON | 2046 | MS Bend | PIPE REDUCER | REDUCER | PIPE | 40170000 | Pipe piping and pipe fittings | Production Completed
TNG - SHO | UNSPSC Classification | RYM | RYM | ok | 2023-04-14 | 2023-04-14 |  | G_48540 | G_40175300-11-00257 | 40175300-11-00257 | PIPE REDUCER, 250 MM X 200 MM, MILD STEEL | 2046 | MS Bend | PIPE REDUCER | REDUCER | PIPE | 40170000 | Pipe piping and pipe fittings | Production Completed
TNG - SHO | UNSPSC Classification | RYM | RYM | ok | 2023-04-14 | 2023-04-14 |  | G_48733 | G_40175303-00-00091 | 40175303-00-00091 | PIPE REDUCER, 28 MM X 22 MM, STAINLESS STEEL, SS 316, ARTICLE NO : 436278 | 2046 | MS Bend | PIPE REDUCER | REDUCER | PIPE | 40170000 | Pipe piping and pipe fittings | Production Completed
TNG - SHO | UNSPSC Classification | RYM | RYM | ok | 2023-04-14 | 2023-04-14 |  | G_48686 | G_40175303-00-00081 | 40175303-00-00081 | PIPE REDUCER, 300 MM X 200 MM, GALVANIZED IRON | 2046 | MS Bend | PIPE REDUCER | REDUCER | PIPE | 40170000 | Pipe piping and pipe fittings | Production Completed
TNG - SHO | UNSPSC Classification | RYM | RYM | ok | 2023-04-14 | 2023-04-14 |  | G_48749 | G_40175303-00-00096 | 40175303-00-00096 | PIPE REDUCER, 32 MM X 20 MM, MILD STEEL | 2046 | MS Bend | PIPE REDUCER | REDUCER | PIPE | 40170000 | Pipe piping and pipe fittings | Production Completed
TNG - SHO | UNSPSC Classification | RYM | RYM | ok | 2023-04-14 | 2023-04-14 |  | G_48626 | G_40172307-00-00013 | 40172307-00-00013 | PIPE REDUCER, 40 MM X 25 MM, SCH 10S, STAINLESS STEEL, SS 304 | 2046 | MS Bend | PIPE REDUCER | REDUCER | PIPE | 40170000 | Pipe piping and pipe fittings | Production Completed
TNG - SHO | UNSPSC Classification | RYM | RYM | ok | 2023-04-14 | 2023-04-14 |  | G_48628 | G_40172307-00-00017 | 40172307-00-00017 | PIPE REDUCER, 40 MM X 32 MM, SCH 10S, STAINLESS STEEL, SS 304 | 2046 | MS Bend | PIPE REDUCER | REDUCER | PIPE | 40170000 | Pipe piping and pipe fittings | Production Completed
TNG - SHO | UNSPSC Classification | RYM | RYM | ok | 2023-04-14 | 2023-04-14 |  | G_48534 | G_40172307-12-00011 | 40172307-12-00011 | PIPE REDUCER, 40 MM X 32 MM, SCH 40, 304 STAINLESS STEEL | 2046 | MS Bend | PIPE REDUCER | REDUCER | PIPE | 40170000 | Pipe piping and pipe fittings | Production Completed
TNG - SHO | UNSPSC Classification | RYM | RYM | ok | 2023-04-14 | 2023-04-14 |  | G_48526 | G_40175300-11-00218 | 40175300-11-00218 | PIPE REDUCER, 50 MM X 32 MM, MILD STEEL, C CLASS | 2046 | MS Bend | PIPE REDUCER | REDUCER | PIPE | 40170000 | Pipe piping and pipe fittings | Production Completed
TNG - SHO | UNSPSC Classification | RYM | RYM | ok | 2023-04-14 | 2023-04-14 |  | G_48602 | G_40172307-00-00015 | 40172307-00-00015 | PIPE REDUCER, 50 MM X 32 MM, SCH 10S, STAINLESS STEEL, SS 304 | 2046 | MS Bend | PIPE REDUCER | REDUCER | PIPE | 40170000 | Pipe piping and pipe fittings | Production Completed
TNG - SHO | UNSPSC Classification | RYM | RYM | ok | 2023-04-14 | 2023-04-14 |  | G_48603 | G_40172307-00-00011 | 40172307-00-00011 | PIPE REDUCER, 50 MM X 40 MM, SCH 10S, STAINLESS STEEL, SS 304 | 2046 | MS Bend | PIPE REDUCER | REDUCER | PIPE | 40170000 | Pipe piping and pipe fittings | Production Completed
TNG - SHO | UNSPSC Classification | RYM | RYM | ok | 2023-04-14 | 2023-04-14 |  | G_48528 | G_40175300-11-00220 | 40175300-11-00220 | PIPE REDUCER, 65 MM X 40 MM, MILD STEEL, C CLASS | 2046 | MS Bend | PIPE REDUCER | REDUCER | PIPE | 40170000 | Pipe piping and pipe fittings | Production Completed
TNG - SHO | UNSPSC Classification | RYM | RYM | ok | 2023-04-14 | 2023-04-14 |  | G_48591 | G_40172307-00-00001 | 40172307-00-00001 | PIPE REDUCER, 75 MM X 50 MM, STAINLESS STEEL, SS 304 | 2046 | MS Bend | PIPE REDUCER | REDUCER | PIPE | 40170000 | Pipe piping and pipe fittings | Production Completed
TNG - SHO | UNSPSC Classification | RYM | RYM | ok | 2023-04-14 | 2023-04-14 |  | G_48620 | G_40175303-00-00022 | 40175303-00-00022 | PIPE REDUCER, 80 MM X 50 MM, MILD STEEL, C CLASS | 2046 | MS Bend | PIPE REDUCER | REDUCER | PIPE | 40170000 | Pipe piping and pipe fittings | Production Completed
TNG - SHO | UNSPSC Classification | RYM | RYM | ok | 2023-04-14 | 2023-04-14 |  | G_48527 | G_40175300-11-00219 | 40175300-11-00219 | PIPE REDUCER, 80 MM X 65 MM, MILD STEEL, C CLASS | 2046 | MS Bend | PIPE REDUCER | REDUCER | PIPE | 40170000 | Pipe piping and pipe fittings | Production Completed
TNG - SHO | UNSPSC Classification | RYM | RYM | ok | 2023-04-14 | 2023-04-14 |  | G_48606 | G_40172307-00-00006 | 40172307-00-00006 | PIPE REDUCER, 80 MM X 65 MM, SCH 40, STAINLESS STEEL, SS 304 | 2046 | MS Bend | PIPE REDUCER | REDUCER | PIPE | 40170000 | Pipe piping and pipe fittings | Production Completed
TNG - SHO | UNSPSC Classification | RYM | RYM | ok | 2023-04-14 | 2023-04-14 |  | G_48664 | G_40175303-00-00043 | 40175303-00-00043 | PIPE REDUCER, CONCENTRIC 80NB X 50NB , GALVONIZED IRON | 2046 | MS Bend | PIPE REDUCER | REDUCER | PIPE | 40170000 | Pipe piping and pipe fittings | Production Completed
TNG - SHO | UNSPSC Classification | RYM | RYM | ok | 2023-04-14 | 2023-04-14 |  | G_48692 | G_40175303-00-00063 | 40175303-00-00063 | PIPE REDUCER, CONCENTRIC, 100 MM X 65 MM, GALVANIZED IRON,BUTT WELDED TYPE | 2046 | MS Bend | PIPE REDUCER | REDUCER | PIPE | 40170000 | Pipe piping and pipe fittings | Production Completed
TNG - SHO | UNSPSC Classification | RYM | RYM | ok | 2023-04-14 | 2023-04-14 |  | G_48618 | G_40175303-00-00023 | 40175303-00-00023 | PIPE REDUCER, CONCENTRIC, 100 MM X 65 MM, MILD STEEL | 2046 | MS Bend | PIPE REDUCER | REDUCER | PIPE | 40170000 | Pipe piping and pipe fittings | Production Completed
TNG - SHO | UNSPSC Classification | RYM | RYM | ok | 2023-04-14 | 2023-04-14 |  | G_48700 | G_40175303-00-00062 | 40175303-00-00062 | PIPE REDUCER, CONCENTRIC, 100 MM X 80 MM, GALVANIZED IRON, BUTT WELDED TYPE | 2046 | MS Bend | PIPE REDUCER | REDUCER | PIPE | 40170000 | Pipe piping and pipe fittings | Production Completed
TNG - SHO | UNSPSC Classification | RYM | RYM | ok | 2023-04-14 | 2023-04-14 |  | G_48542 | G_40175300-11-00265 | 40175300-11-00265 | PIPE REDUCER, CONCENTRIC, 100 MM X 80 MM, MILD STEEL | 2046 | MS Bend | PIPE REDUCER | REDUCER | PIPE | 40170000 | Pipe piping and pipe fittings | Production Completed
TNG - SHO | UNSPSC Classification | RYM | RYM | ok | 2023-04-14 | 2023-04-14 |  | G_48604 | G_40172307-00-00010 | 40172307-00-00010 | PIPE REDUCER, CONCENTRIC, 100 MM X 80 MM, SCH 10S, STAINLESS STEEL, SS 304 | 2046 | MS Bend | PIPE REDUCER | REDUCER | PIPE | 40170000 | Pipe piping and pipe fittings | Production Completed
TNG - SHO | UNSPSC Classification | RYM | RYM | ok | 2023-04-14 | 2023-04-14 |  | G_48676 | G_40175303-00-00067 | 40175303-00-00067 | PIPE REDUCER, CONCENTRIC, 150 MM X 100 MM, GALVANIZED IRON, BUTT WELDED TYPE | 2046 | MS Bend | PIPE REDUCER | REDUCER | PIPE | 40170000 | Pipe piping and pipe fittings | Production Completed
TNG - SHO | UNSPSC Classification | RYM | RYM | ok | 2023-04-14 | 2023-04-14 |  | G_48702 | G_40175303-00-00069 | 40175303-00-00069 | PIPE REDUCER, CONCENTRIC, 150 MM X 65 MM, GALVANIZED IRON, BUTT WELDED TYPE | 2046 | MS Bend | PIPE REDUCER | REDUCER | PIPE | 40170000 | Pipe piping and pipe fittings | Production Completed
TNG - SHO | UNSPSC Classification | RYM | RYM | ok | 2023-04-14 | 2023-04-14 |  | G_48679 | G_40175303-00-00077 | 40175303-00-00077 | PIPE REDUCER, CONCENTRIC, 150 MM X 80 MM, GALVANIZED IRON, BUTT WELDED TYPE | 2046 | MS Bend | PIPE REDUCER | REDUCER | PIPE | 40170000 | Pipe piping and pipe fittings | Production Completed
TNG - SHO | UNSPSC Classification | RYM | RYM | ok | 2023-04-14 | 2023-04-14 |  | G_48592 | G_40175303-00-00021 | 40175303-00-00021 | PIPE REDUCER, CONCENTRIC, 150 MM X 80 MM, MILD STEEL, ERW HEAVY DUTY | 2046 | MS Bend | PIPE REDUCER | REDUCER | PIPE | 40170000 | Pipe piping and pipe fittings | Production Completed
TNG - SHO | UNSPSC Classification | RYM | RYM | ok | 2023-04-14 | 2023-04-14 |  | G_48565 | G_40175303-00-00013 | 40175303-00-00013 | PIPE REDUCER, CONCENTRIC, 200 MM X 150 MM, MILD STEEL | 2046 | MS Bend | PIPE REDUCER | REDUCER | PIPE | 40170000 | Pipe piping and pipe fittings | Production Completed
TNG - SHO | UNSPSC Classification | RYM | RYM | ok | 2023-04-14 | 2023-04-14 |  | G_48701 | G_40175303-00-00068 | 40175303-00-00068 | PIPE REDUCER, CONCENTRIC, 32 MM X 25 MM, GALVANIZED IRON, SOCKET WELDED TYPE | 2046 | MS Bend | PIPE REDUCER | REDUCER | PIPE | 40170000 | Pipe piping and pipe fittings | Production Completed
TNG - SHO | UNSPSC Classification | RYM | RYM | ok | 2023-04-14 | 2023-04-14 |  | G_48567 | G_40175303-00-00015 | 40175303-00-00015 | PIPE REDUCER, CONCENTRIC, 32 MM X 25 MM, MILD STEEL | 2046 | MS Bend | PIPE REDUCER | REDUCER | PIPE | 40170000 | Pipe piping and pipe fittings | Production Completed
TNG - SHO | UNSPSC Classification | RYM | RYM | ok | 2023-04-14 | 2023-04-14 |  | G_48612 | G_40172307-00-00008 | 40172307-00-00008 | PIPE REDUCER, CONCENTRIC, 32 MM X 50 MM, MILD STEEL | 2046 | MS Bend | PIPE REDUCER | REDUCER | PIPE | 40170000 | Pipe piping and pipe fittings | Production Completed
TNG - SHO | UNSPSC Classification | RYM | RYM | ok | 2023-04-14 | 2023-04-14 |  | G_48672 | G_40175303-00-00066 | 40175303-00-00066 | PIPE REDUCER, CONCENTRIC, 40 MM X 25 MM, GALVANIZED IRON, SOCKET WELDED TYPE | 2046 | MS Bend | PIPE REDUCER | REDUCER | PIPE | 40170000 | Pipe piping and pipe fittings | Production Completed
TNG - SHO | UNSPSC Classification | RYM | RYM | ok | 2023-04-14 | 2023-04-14 |  | G_48698 | G_40175303-00-00074 | 40175303-00-00074 | PIPE REDUCER, CONCENTRIC, 40 MM X 32 MM, GALVANIZED IRON, SOCKET WELDED TYPE | 2046 | MS Bend | PIPE REDUCER | REDUCER | PIPE | 40170000 | Pipe piping and pipe fittings | Production Completed
TNG - SHO | UNSPSC Classification | RYM | RYM | ok | 2023-04-14 | 2023-04-14 |  | G_48566 | G_40175303-00-00014 | 40175303-00-00014 | PIPE REDUCER, CONCENTRIC, 40 MM X 32 MM, MILD STEEL | 2046 | MS Bend | PIPE REDUCER | REDUCER | PIPE | 40170000 | Pipe piping and pipe fittings | Production Completed
TNG - SHO | UNSPSC Classification | RYM | RYM | ok | 2023-04-14 | 2023-04-14 |  | G_48699 | G_40175303-00-00075 | 40175303-00-00075 | PIPE REDUCER, CONCENTRIC, 50 MM X 25 MM, GALVANIZED IRON, SOCKET WELDED TYPE | 2046 | MS Bend | PIPE REDUCER | REDUCER | PIPE | 40170000 | Pipe piping and pipe fittings | Production Completed
TNG - SHO | UNSPSC Classification | RYM | RYM | ok | 2023-04-14 | 2023-04-14 |  | G_48674 | G_40175303-00-00076 | 40175303-00-00076 | PIPE REDUCER, CONCENTRIC, 50 MM X 32 MM, GALVANIZED IRON, SOCKET WELDED TYPE | 2046 | MS Bend | PIPE REDUCER | REDUCER | PIPE | 40170000 | Pipe piping and pipe fittings | Production Completed
TNG - SHO | UNSPSC Classification | RYM | RYM | ok | 2023-04-14 | 2023-04-14 |  | G_48536 | G_40175300-11-00241 | 40175300-11-00241 | PIPE REDUCER, CONCENTRIC, 50 MM X 32 MM, MILD STEEL | 2046 | MS Bend | PIPE REDUCER | REDUCER | PIPE | 40170000 | Pipe piping and pipe fittings | Production Completed
TNG - SHO | UNSPSC Classification | RYM | RYM | ok | 2023-04-14 | 2023-04-14 |  | G_48693 | G_40175303-00-00073 | 40175303-00-00073 | PIPE REDUCER, CONCENTRIC, 50 MM X 40 MM, GALVANIZED IRON, SOCKET WELDED TYPE | 2046 | MS Bend | PIPE REDUCER | REDUCER | PIPE | 40170000 | Pipe piping and pipe fittings | Production Completed
TNG - SHO | UNSPSC Classification | RYM | RYM | ok | 2023-04-14 | 2023-04-14 |  | G_48538 | G_40175300-11-00255 | 40175300-11-00255 | PIPE REDUCER, CONCENTRIC, 50 MM X 40 MM, MILD STEEL | 2046 | MS Bend | PIPE REDUCER | REDUCER | PIPE | 40170000 | Pipe piping and pipe fittings | Production Completed
TNG - SHO | UNSPSC Classification | RYM | RYM | ok | 2023-04-14 | 2023-04-14 |  | G_48706 | G_40175303-00-00084 | 40175303-00-00084 | PIPE REDUCER, CONCENTRIC, 50 MM X 40 MM, STAINLESS STEEL, SS-304 | 2046 | MS Bend | PIPE REDUCER | REDUCER | PIPE | 40170000 | Pipe piping and pipe fittings | Production Completed
TNG - SHO | UNSPSC Classification | RYM | RYM | ok | 2023-04-14 | 2023-04-14 |  | G_48675 | G_40175303-00-00065 | 40175303-00-00065 | PIPE REDUCER, CONCENTRIC, 65 MM X 32 MM, GALVANIZED IRON, BUTT WELDED TYPE | 2046 | MS Bend | PIPE REDUCER | REDUCER | PIPE | 40170000 | Pipe piping and pipe fittings | Production Completed
TNG - SHO | UNSPSC Classification | RYM | RYM | ok | 2023-04-14 | 2023-04-14 |  | G_48673 | G_40175303-00-00072 | 40175303-00-00072 | PIPE REDUCER, CONCENTRIC, 65 MM X 40 MM, GALVANIZED IRON, BUTT WELDED TYPE | 2046 | MS Bend | PIPE REDUCER | REDUCER | PIPE | 40170000 | Pipe piping and pipe fittings | Production Completed
TNG - SHO | UNSPSC Classification | RYM | RYM | ok | 2023-04-14 | 2023-04-14 |  | G_48537 | G_40175300-11-00242 | 40175300-11-00242 | PIPE REDUCER, CONCENTRIC, 65 MM X 40 MM, MILD STEEL | 2046 | MS Bend | PIPE REDUCER | REDUCER | PIPE | 40170000 | Pipe piping and pipe fittings | Production Completed
TNG - SHO | UNSPSC Classification | RYM | RYM | ok | 2023-04-14 | 2023-04-14 |  | G_48697 | G_40175303-00-00064 | 40175303-00-00064 | PIPE REDUCER, CONCENTRIC, 65 MM X 50 MM, GALVANIZED IRON, BUTT WELDED TYPE | 2046 | MS Bend | PIPE REDUCER | REDUCER | PIPE | 40170000 | Pipe piping and pipe fittings | Production Completed
TNG - SHO | UNSPSC Classification | RYM | RYM | ok | 2023-04-14 | 2023-04-14 |  | G_48539 | G_40175300-11-00256 | 40175300-11-00256 | PIPE REDUCER, CONCENTRIC, 65 MM X 50 MM, MILD STEEL | 2046 | MS Bend | PIPE REDUCER | REDUCER | PIPE | 40170000 | Pipe piping and pipe fittings | Production Completed
TNG - SHO | UNSPSC Classification | RYM | RYM | ok | 2023-04-14 | 2023-04-14 |  | G_48707 | G_40175303-00-00085 | 40175303-00-00085 | PIPE REDUCER, CONCENTRIC, 65 MM X 50 MM, STAINLESS STEEL, SS-304 | 2046 | MS Bend | PIPE REDUCER | REDUCER | PIPE | 40170000 | Pipe piping and pipe fittings | Production Completed
TNG - SHO | UNSPSC Classification | RYM | RYM | ok | 2023-04-14 | 2023-04-14 |  | G_48704 | G_40175303-00-00071 | 40175303-00-00071 | PIPE REDUCER, CONCENTRIC, 80 MM X 50 MM, GALVANIZED IRON, BUTT WELDED TYPE | 2046 | MS Bend | PIPE REDUCER | REDUCER | PIPE | 40170000 | Pipe piping and pipe fittings | Production Completed
TNG - SHO | UNSPSC Classification | RYM | RYM | ok | 2023-04-14 | 2023-04-14 |  | G_48708 | G_40175303-00-00083 | 40175303-00-00083 | PIPE REDUCER, CONCENTRIC, 80 MM X 50 MM, STAINLESS STEEL, SS-304 | 2046 | MS Bend | PIPE REDUCER | REDUCER | PIPE | 40170000 | Pipe piping and pipe fittings | Production Completed
TNG - SHO | UNSPSC Classification | RYM | RYM | ok | 2023-04-14 | 2023-04-14 |  | G_48678 | G_40175303-00-00070 | 40175303-00-00070 | PIPE REDUCER, CONCENTRIC, 80 MM X 65. MM, GALVANIZED IRON, BUTT WELDED TYPE | 2046 | MS Bend | PIPE REDUCER | REDUCER | PIPE | 40170000 | Pipe piping and pipe fittings | Production Completed
TNG - SHO | UNSPSC Classification | RYM | RYM | ok | 2023-04-14 | 2023-04-14 |  | G_48695 | G_40175303-00-00057 | 40175303-00-00057 | PIPE REDUCER, CONCENTRIC,200 MM X 150 MM,MILD STEEL | 2046 | MS Bend | PIPE REDUCER | REDUCER | PIPE | 40170000 | Pipe piping and pipe fittings | Production Completed
TNG - SHO | UNSPSC Classification | RYM | RYM | ok | 2023-04-14 | 2023-04-14 |  | G_48742 | G_40175303-00-00094 | 40175303-00-00094 | PIPE REDUCER, ECCENTRIC, 150 MM X 50 MM, GALVANIZED IRON | 2046 | MS Bend | PIPE REDUCER | REDUCER | PIPE | 40170000 | Pipe piping and pipe fittings | Production Completed
TNG - SHO | UNSPSC Classification | RYM | RYM | ok | 2023-04-14 | 2023-04-14 |  | G_48741 | G_40175303-00-00092 | 40175303-00-00092 | PIPE REDUCER, ECCENTRIC, 200 MM X 125 MM, GALVANIZED IRON | 2046 | MS Bend | PIPE REDUCER | REDUCER | PIPE | 40170000 | Pipe piping and pipe fittings | Production Completed
TNG - SHO | UNSPSC Classification | RYM | RYM | ok | 2023-04-14 | 2023-04-14 |  | G_48740 | G_40175303-00-00093 | 40175303-00-00093 | PIPE REDUCER, ECCENTRIC, 200 MM X 160 MM, GALVANIZED IRON | 2046 | MS Bend | PIPE REDUCER | REDUCER | PIPE | 40170000 | Pipe piping and pipe fittings | Production Completed
TNG - SHO | UNSPSC Classification | RYM | RYM | ok | 2023-04-14 | 2023-04-14 |  | G_48633 | G_40175303-00-00035 | 40175303-00-00035 | PIPE REDUCER, M S, CONCENTRIC 150 MM X 65 MM | 2046 | MS Bend | PIPE REDUCER | REDUCER | PIPE | 40170000 | Pipe piping and pipe fittings | Production Completed
TNG - SHO | UNSPSC Classification | RYM | RYM | ok | 2023-04-14 | 2023-04-14 |  | G_48578 | G_40175303-00-00017 | 40175303-00-00017 | PIPE REDUCER, MILD STEEL, 150 MM X 80 MM | 2046 | MS Bend | PIPE REDUCER | REDUCER | PIPE | 40170000 | Pipe piping and pipe fittings | Production Completed
TNG - SHO | UNSPSC Classification | RYM | RYM | ok | 2023-04-14 | 2023-04-14 |  | G_48671 | G_40175303-00-00052 | 40175303-00-00052 | PIPE REDUCER, MILD STEEL, 32 X25 MM | 2046 | MS Bend | PIPE REDUCER | REDUCER | PIPE | 40170000 | Pipe piping and pipe fittings | Production Completed
TNG - SHO | UNSPSC Classification | RYM | RYM | ok | 2023-04-14 | 2023-04-14 |  | G_48581 | G_40175303-00-00018 | 40175303-00-00018 | PIPE REDUCER, MILD STEEL, 40 MM X 25 MM | 2046 | MS Bend | PIPE REDUCER | REDUCER | PIPE | 40170000 | Pipe piping and pipe fittings | Production Completed
TNG - SHO | UNSPSC Classification | RYM | RYM | ok | 2023-04-14 | 2023-04-14 |  | G_48580 | G_40175303-00-00019 | 40175303-00-00019 | PIPE REDUCER, MILD STEEL, 50 MM X 25 MM | 2046 | MS Bend | PIPE REDUCER | REDUCER | PIPE | 40170000 | Pipe piping and pipe fittings | Production Completed
TNG - SHO | UNSPSC Classification | RYM | RYM | ok | 2023-04-14 | 2023-04-14 |  | G_48579 | G_40175303-00-00016 | 40175303-00-00016 | PIPE REDUCER, MILD STEEL, 65 MM X 25 MM | 2046 | MS Bend | PIPE REDUCER | REDUCER | PIPE | 40170000 | Pipe piping and pipe fittings | Production Completed
TNG - SHO | UNSPSC Classification | RYM | RYM | ok | 2023-04-14 | 2023-04-14 |  | G_48667 | G_40175303-00-00050 | 40175303-00-00050 | PIPE REDUCER, MILD STEEL, BUTTWELDED, 100MM X 40MM | 2046 | MS Bend | PIPE REDUCER | REDUCER | PIPE | 40170000 | Pipe piping and pipe fittings | Production Completed
TNG - SHO | UNSPSC Classification | RYM | RYM | ok | 2023-04-14 | 2023-04-14 |  | G_48666 | G_40175303-00-00049 | 40175303-00-00049 | PIPE REDUCER, MILD STEEL, BUTTWELDED, 150MM X 125MM | 2046 | MS Bend | PIPE REDUCER | REDUCER | PIPE | 40170000 | Pipe piping and pipe fittings | Production Completed
TNG - SHO | UNSPSC Classification | RYM | RYM | ok | 2023-04-14 | 2023-04-14 |  | G_48646 | G_40175303-00-00048 | 40175303-00-00048 | PIPE REDUCER, MILD STEEL, BUTTWELDED, 80MM X 40MM | 2046 | MS Bend | PIPE REDUCER | REDUCER | PIPE | 40170000 | Pipe piping and pipe fittings | Production Completed
TNG - SHO | UNSPSC Classification | RYM | RYM | ok | 2023-04-14 | 2023-04-14 |  | G_48684 | G_40175303-00-00061 | 40175303-00-00061 | PIPE REDUCER, MILD STEEL, C CLASS, 100 MM X 50 MM, BUTTWELDED | 2046 | MS Bend | PIPE REDUCER | REDUCER | PIPE | 40170000 | Pipe piping and pipe fittings | Production Completed
TNG - SHO | UNSPSC Classification | RYM | RYM | ok | 2023-04-14 | 2023-04-14 |  | G_48652 | G_40175303-00-00055 | 40175303-00-00055 | PIPE REDUCER, MILD STEEL, C CLASS, 150 MM X 115 MM | 2046 | MS Bend | PIPE REDUCER | REDUCER | PIPE | 40170000 | Pipe piping and pipe fittings | Production Completed
TNG - SHO | UNSPSC Classification | RYM | RYM | ok | 2023-04-14 | 2023-04-14 |  | G_48653 | G_40175303-00-00053 | 40175303-00-00053 | PIPE REDUCER, MILD STEEL, C CLASS, 150 MM X 120 MM | 2046 | MS Bend | PIPE REDUCER | REDUCER | PIPE | 40170000 | Pipe piping and pipe fittings | Production Completed
TNG - SHO | UNSPSC Classification | RYM | RYM | ok | 2023-04-14 | 2023-04-14 |  | G_48654 | G_40175303-00-00054 | 40175303-00-00054 | PIPE REDUCER, MILD STEEL, C CLASS, 150 MM X 140 MM | 2046 | MS Bend | PIPE REDUCER | REDUCER | PIPE | 40170000 | Pipe piping and pipe fittings | Production Completed
TNG - SHO | UNSPSC Classification | RYM | RYM | ok | 2023-04-14 | 2023-04-14 |  | G_48685 | G_40175303-00-00058 | 40175303-00-00058 | PIPE REDUCER, MILD STEEL, C CLASS, 150 MM X 80 MM, BUTTWELDED | 2046 | MS Bend | PIPE REDUCER | REDUCER | PIPE | 40170000 | Pipe piping and pipe fittings | Production Completed
TNG - SHO | UNSPSC Classification | RYM | RYM | ok | 2023-04-14 | 2023-04-14 |  | G_48683 | G_40175303-00-00059 | 40175303-00-00059 | PIPE REDUCER, MILD STEEL, C CLASS, 80 MM X 32 MM, BUTTWELDED | 2046 | MS Bend | PIPE REDUCER | REDUCER | PIPE | 40170000 | Pipe piping and pipe fittings | Production Completed
TNG - SHO | UNSPSC Classification | RYM | RYM | ok | 2023-04-14 | 2023-04-14 |  | G_48681 | G_40175303-00-00060 | 40175303-00-00060 | PIPE REDUCER, MILD STEEL, C CLASS, 80 MM X 50 MM, BUTTWELDED | 2046 | MS Bend | PIPE REDUCER | REDUCER | PIPE | 40170000 | Pipe piping and pipe fittings | Production Completed
TNG - SHO | UNSPSC Classification | RYM | RYM | ok | 2023-04-14 | 2023-04-14 |  | G_48651 | G_40175303-00-00046 | 40175303-00-00046 | PIPE REDUCER, MILD STEEL, CONCENTRIC, 80 MM X 40 MM, C CLASS | 2046 | MS Bend | PIPE REDUCER | REDUCER | PIPE | 40170000 | Pipe piping and pipe fittings | Production Completed
TNG - SHO | UNSPSC Classification | RYM | RYM | ok | 2023-04-14 | 2023-04-14 |  | G_48662 | G_40175303-00-00047 | 40175303-00-00047 | PIPE REDUCER, MILD STEEL, ECCENTRIC, 100 MM X 65 MM, C CLASS, BUTTWELDED | 2046 | MS Bend | PIPE REDUCER | REDUCER | PIPE | 40170000 | Pipe piping and pipe fittings | Production Completed
TNG - SHO | UNSPSC Classification | RYM | RYM | ok | 2023-04-14 | 2023-04-14 |  | G_46156 | G_40175300-00-00209 | 40175300-00-00209 | PIPE REDUCER, MILD STEEL,100 MM X 80 MM DIA, C CLASS | 585 | G.I. Threaded Flanges , M.S. Items. | PIPE REDUCER | REDUCER | PIPE | 40170000 | Pipe piping and pipe fittings | Production Completed
TNG - SHO | UNSPSC Classification | RYM | RYM | ok | 2023-04-14 | 2023-04-14 |  | G_46178 | G_40175300-00-00339 | 40175300-00-00339 | PIPE REDUCER, MILD STEEL,125 MM X 80 MM, C CLASS | 585 | G.I. Threaded Flanges , M.S. Items. | PIPE REDUCER | REDUCER | PIPE | 40170000 | Pipe piping and pipe fittings | Production Completed
TNG - SHO | UNSPSC Classification | RYM | RYM | ok | 2023-04-14 | 2023-04-14 |  | G_46164 | G_40175300-00-00277 | 40175300-00-00277 | PIPE REDUCER, MILD STEEL,150MMX100MM, C CLASS | 585 | G.I. Threaded Flanges , M.S. Items. | PIPE REDUCER | REDUCER | PIPE | 40170000 | Pipe piping and pipe fittings | Production Completed
TNG - SHO | UNSPSC Classification | RYM | RYM | ok | 2023-04-14 | 2023-04-14 |  | G_48748 | G_40172602-00-00065 | 40172602-00-00065 | PIPE TEE, 110 MM, PVC, SWEPT TEE WITH DOOR, DWV, MAKE:ASTRAL | 2046 | MS Bend | TEE PIPE | TEE | PIPE | 40174608 | PVC plastic pipe tee | Production Completed
TNG - SHO | UNSPSC Classification | RYM | RYM | ok | 2023-04-14 | 2023-04-14 |  | G_48638 | G_40172602-00-00042 | 40172602-00-00042 | PIPE TEE, 25X40X25 MM SOCKET WELDED | 2046 | MS Bend | TEE PIPE | TEE | PIPE | 40174600 | Pipe tees | Production Completed
TNG - SHO | UNSPSC Classification | RYM | RYM | ok | 2023-04-14 | 2023-04-14 |  | G_48637 | G_40172602-00-00041 | 40172602-00-00041 | PIPE TEE, 25X50X25MM SOCKET WELDED | 2046 | MS Bend | TEE PIPE | TEE | PIPE | 40174600 | Pipe tees | Production Completed
TNG - SHO | UNSPSC Classification | RYM | RYM | ok | 2023-04-14 | 2023-04-14 |  | G_48732 | G_40172602-00-00056 | 40172602-00-00056 | PIPE TEE, CROSS, MILD STEEL, 32 MM X 25 MM X 32 MM X 25 MM, THREADED TYPE | 2046 | MS Bend | TEE PIPE | TEE | PIPE | 40174603 | Cast iron pipe tee | Production Completed
TNG - SHO | UNSPSC Classification | RYM | RYM | ok | 2023-04-14 | 2023-04-14 |  | G_48723 | G_40172602-00-00053 | 40172602-00-00053 | PIPE TEE, CROSS, MILD STEEL, 40 MM X 25 MM X 40 MM X 25 MM, THREADED TYPE | 2046 | MS Bend | TEE PIPE | TEE | PIPE | 40174603 | Cast iron pipe tee | Production Completed
TNG - SHO | UNSPSC Classification | RYM | RYM | ok | 2023-04-14 | 2023-04-14 |  | G_48724 | G_40172602-00-00057 | 40172602-00-00057 | PIPE TEE, CROSS, MILD STEEL, 50 MM X 25 MM X 50 MM X 25 MM, THREADED TYPE | 2046 | MS Bend | TEE PIPE | TEE | PIPE | 40174603 | Cast iron pipe tee | Production Completed
TNG - SHO | UNSPSC Classification | RYM | RYM | ok | 2023-04-14 | 2023-04-14 |  | G_48753 | G_40172602-00-00068 | 40172602-00-00068 | PIPE TEE, EQUAL, MILD STEEL, 150 MM, BUTT WELDED | 2046 | MS Bend | TEE PIPE | TEE | PIPE | 40174603 | Cast iron pipe tee | Production Completed
TNG - SHO | UNSPSC Classification | RYM | RYM | ok | 2023-04-14 | 2023-04-14 |  | G_48571 | G_40172602-00-00006 | 40172602-00-00006 | PIPE TEE, MILD STEEL, 25 MM X 15 MM X 25 MM, SOCKET WELDED | 2046 | MS Bend | TEE PIPE | TEE | PIPE | 40174603 | Cast iron pipe tee | Production Completed
TNG - SHO | UNSPSC Classification | RYM | RYM | ok | 2023-04-14 | 2023-04-14 |  | G_48721 | G_40172602-00-00059 | 40172602-00-00059 | PIPE TEE, MILD STEEL, 25 MM X 15 MM X 25 MM, THREADED TYPE | 2046 | MS Bend | TEE PIPE | TEE | PIPE | 40174603 | Cast iron pipe tee | Production Completed
TNG - SHO | UNSPSC Classification | RYM | RYM | ok | 2023-04-14 | 2023-04-14 |  | G_48564 | G_40172602-00-00008 | 40172602-00-00008 | PIPE TEE, MILD STEEL, 25 MM X 25 MM X 25 MM, SOCKET WELDABLE | 2046 | MS Bend | TEE PIPE | TEE | PIPE | 40174603 | Cast iron pipe tee | Production Completed
TNG - SHO | UNSPSC Classification | RYM | RYM | ok | 2023-04-14 | 2023-04-14 |  | G_48731 | G_40172602-00-00054 | 40172602-00-00054 | PIPE TEE, MILD STEEL, 25 MM X 25 MM X 25 MM, THREADED TYPE | 2046 | MS Bend | TEE PIPE | TEE | PIPE | 40174603 | Cast iron pipe tee | Production Completed
TNG - SHO | UNSPSC Classification | RYM | RYM | ok | 2023-04-14 | 2023-04-14 |  | G_48570 | G_40172602-00-00007 | 40172602-00-00007 | PIPE TEE, MILD STEEL, 32 MM X 15 MM X 32 MM, SOCKET WELDED | 2046 | MS Bend | TEE PIPE | TEE | PIPE | 40174603 | Cast iron pipe tee | Production Completed
TNG - SHO | UNSPSC Classification | RYM | RYM | ok | 2023-04-14 | 2023-04-14 |  | G_48725 | G_40172602-00-00058 | 40172602-00-00058 | PIPE TEE, MILD STEEL, 32 MM X 15 MM X 32 MM, THREADED TYPE | 2046 | MS Bend | TEE PIPE | TEE | PIPE | 40174603 | Cast iron pipe tee | Production Completed
TNG - SHO | UNSPSC Classification | RYM | RYM | ok | 2023-04-14 | 2023-04-14 |  | G_48573 | G_40172602-00-00004 | 40172602-00-00004 | PIPE TEE, MILD STEEL, 32 MM X 25 MM X 32 MM, SOCKET WELDED | 2046 | MS Bend | TEE PIPE | TEE | PIPE | 40174603 | Cast iron pipe tee | Production Completed
TNG - SHO | UNSPSC Classification | RYM | RYM | ok | 2023-04-14 | 2023-04-14 |  | G_48572 | G_40172602-00-00003 | 40172602-00-00003 | PIPE TEE, MILD STEEL, 32 MM X 32 MM 32 MM, SOCKET WELDED | 2046 | MS Bend | TEE PIPE | TEE | PIPE | 40174603 | Cast iron pipe tee | Production Completed
TNG - SHO | UNSPSC Classification | RYM | RYM | ok | 2023-04-14 | 2023-04-14 |  | G_48577 | G_40172602-00-00005 | 40172602-00-00005 | PIPE TEE, MILD STEEL, 40 MM X 15 MM X 40 MM, SOCKET WELDED | 2046 | MS Bend | TEE PIPE | TEE | PIPE | 40174603 | Cast iron pipe tee | Production Completed
TNG - SHO | UNSPSC Classification | RYM | RYM | ok | 2023-04-14 | 2023-04-14 |  | G_48727 | G_40172602-00-00061 | 40172602-00-00061 | PIPE TEE, MILD STEEL, 40 MM X 15 MM X 40 MM, THREADED TYPE | 2046 | MS Bend | TEE PIPE | TEE | PIPE | 40174603 | Cast iron pipe tee | Production Completed
TNG - SHO | UNSPSC Classification | RYM | RYM | ok | 2023-04-14 | 2023-04-14 |  | G_48574 | G_40172602-00-00002 | 40172602-00-00002 | PIPE TEE, MILD STEEL, 40 MM X 25 MM X 40 MM, SOCKET WELDED | 2046 | MS Bend | TEE PIPE | TEE | PIPE | 40174603 | Cast iron pipe tee | Production Completed
TNG - SHO | UNSPSC Classification | RYM | RYM | ok | 2023-04-14 | 2023-04-14 |  | G_48587 | G_40172602-00-00023 | 40172602-00-00023 | PIPE TEE, MILD STEEL, 40 MM X 32 MM X 40 MM, SOCKET WELDED | 2046 | MS Bend | TEE PIPE | TEE | PIPE | 40174603 | Cast iron pipe tee | Production Completed
TNG - SHO | UNSPSC Classification | RYM | RYM | ok | 2023-04-14 | 2023-04-14 |  | G_48613 | G_40172602-00-00025 | 40172602-00-00025 | PIPE TEE, MILD STEEL, 40 MM X 40 MM X 40 MM, SOCKET WELDED | 2046 | MS Bend | TEE PIPE | TEE | PIPE | 40174603 | Cast iron pipe tee | Production Completed
TNG - SHO | UNSPSC Classification | RYM | RYM | ok | 2023-04-14 | 2023-04-14 |  | G_48614 | G_40172602-00-00026 | 40172602-00-00026 | PIPE TEE, MILD STEEL, 50 MM X 15 MM X 50 MM, SOCKET WELDED | 2046 | MS Bend | TEE PIPE | TEE | PIPE | 40174603 | Cast iron pipe tee | Production Completed
TNG - SHO | UNSPSC Classification | RYM | RYM | ok | 2023-04-14 | 2023-04-14 |  | G_48720 | G_40172602-00-00055 | 40172602-00-00055 | PIPE TEE, MILD STEEL, 50 MM X 15 MM X 50 MM, THREADED TYPE | 2046 | MS Bend | TEE PIPE | TEE | PIPE | 40174603 | Cast iron pipe tee | Production Completed
TNG - SHO | UNSPSC Classification | RYM | RYM | ok | 2023-04-14 | 2023-04-14 |  | G_48569 | G_40172602-00-00001 | 40172602-00-00001 | PIPE TEE, MILD STEEL, 50 MM X 25 MM X 50 MM, SOCKET WELDED | 2046 | MS Bend | TEE PIPE | TEE | PIPE | 40174603 | Cast iron pipe tee | Production Completed
TNG - SHO | UNSPSC Classification | RYM | RYM | ok | 2023-04-14 | 2023-04-14 |  | G_48585 | G_40172602-00-00013 | 40172602-00-00013 | PIPE TEE, MILD STEEL, 50 MM X 32 MM X 50 MM, SOCKET WELDED | 2046 | MS Bend | TEE PIPE | TEE | PIPE | 40174603 | Cast iron pipe tee | Production Completed
TNG - SHO | UNSPSC Classification | RYM | RYM | ok | 2023-04-14 | 2023-04-14 |  | G_48586 | G_40172602-00-00014 | 40172602-00-00014 | PIPE TEE, MILD STEEL, 50 MM X 40 MM X 50 MM, SOCKET WELDED | 2046 | MS Bend | TEE PIPE | TEE | PIPE | 40174603 | Cast iron pipe tee | Production Completed
TNG - SHO | UNSPSC Classification | RYM | RYM | ok | 2023-04-14 | 2023-04-14 |  | G_48589 | G_40172602-00-00022 | 40172602-00-00022 | PIPE TEE, MILD STEEL, 50 MM X 50 MM X 50 MM, SOCKET WELDED | 2046 | MS Bend | TEE PIPE | TEE | PIPE | 40174603 | Cast iron pipe tee | Production Completed
TNG - SHO | UNSPSC Classification | RYM | RYM | ok | 2023-04-14 | 2023-04-14 |  | G_48726 | G_40172602-00-00060 | 40172602-00-00060 | PIPE TEE, MILD STEEL, 50 MM X 50 MM X 50 MM, THREADED TYPE | 2046 | MS Bend | TEE PIPE | TEE | PIPE | 40174603 | Cast iron pipe tee | Production Completed
TNG - SHO | UNSPSC Classification | RYM | RYM | ok | 2023-04-14 | 2023-04-14 |  | G_48754 | G_40172602-00-00067 | 40172602-00-00067 | PIPE TEE, REDUCING, MILD STEEL, 150 X 100 MM, BUTT WELDED | 2046 | MS Bend | TEE PIPE | TEE | PIPE | 40174603 | Cast iron pipe tee | Production Completed
TNG - SHO | UNSPSC Classification | RYM | RYM | ok | 2023-04-14 | 2023-04-14 |  | G_48711 | G_40172602-00-00052 | 40172602-00-00052 | PIPE TEE, REDUCING, STAINLESS STEEL, 100 MM X 80 MM, SS 304, SCH 10S | 2046 | MS Bend | TEE PIPE | TEE | PIPE | 40174607 | Stainless steel pipe tee | Production Completed
TNG - SHO | UNSPSC Classification | RYM | RYM | ok | 2023-04-14 | 2023-04-14 |  | G_48629 | G_40172602-00-00032 | 40172602-00-00032 | PIPE TEE, REDUCING, STAINLESS STEEL, 150 MM X 100 MM, SS 304, SCH 10S | 2046 | MS Bend | TEE PIPE | TEE | PIPE | 40174607 | Stainless steel pipe tee | Production Completed
TNG - SHO | UNSPSC Classification | RYM | RYM | ok | 2023-04-14 | 2023-04-14 |  | G_48639 | G_40172602-00-00038 | 40172602-00-00038 | PIPE TEE, REDUCING, STAINLESS STEEL, 200 MM X 100 MM, SS 304, SCH 10S | 2046 | MS Bend | TEE PIPE | TEE | PIPE | 40174607 | Stainless steel pipe tee | Production Completed
TNG - SHO | UNSPSC Classification | RYM | RYM | ok | 2023-04-14 | 2023-04-14 |  | G_48643 | G_40172602-00-00037 | 40172602-00-00037 | PIPE TEE, REDUCING, STAINLESS STEEL, 200 MM X 150 MM, SS 304, SCH 10S | 2046 | MS Bend | TEE PIPE | TEE | PIPE | 40174607 | Stainless steel pipe tee | Production Completed
TNG - SHO | UNSPSC Classification | RYM | RYM | ok | 2023-04-14 | 2023-04-14 |  | G_48605 | G_40172602-00-00031 | 40172602-00-00031 | PIPE TEE, STAINLESS STEEL, 100 MM, SS 304, SCH 10S | 2046 | MS Bend | TEE PIPE | TEE | PIPE | 40174607 | Stainless steel pipe tee | Production Completed
TNG - SHO | UNSPSC Classification | RYM | RYM | ok | 2023-04-14 | 2023-04-14 |  | G_48593 | G_40172602-00-00016 | 40172602-00-00016 | PIPE TEE, STAINLESS STEEL, 100 X 65 MM, SS 304 | 2046 | MS Bend | TEE PIPE | TEE | PIPE | 40174607 | Stainless steel pipe tee | Production Completed
TNG - SHO | UNSPSC Classification | RYM | RYM | ok | 2023-04-14 | 2023-04-14 |  | G_48630 | G_40172602-00-00035 | 40172602-00-00035 | PIPE TEE, STAINLESS STEEL, 150 MM, SS 304, SCH 10S | 2046 | MS Bend | TEE PIPE | TEE | PIPE | 40174607 | Stainless steel pipe tee | Production Completed
TNG - SHO | UNSPSC Classification | RYM | RYM | ok | 2023-04-14 | 2023-04-14 |  | G_48641 | G_40172602-00-00036 | 40172602-00-00036 | PIPE TEE, STAINLESS STEEL, 200 MM, SS 304, SCH 10S | 2046 | MS Bend | TEE PIPE | TEE | PIPE | 40174607 | Stainless steel pipe tee | Production Completed
TNG - SHO | UNSPSC Classification | RYM | RYM | ok | 2023-04-14 | 2023-04-14 |  | G_48631 | G_40172602-00-00033 | 40172602-00-00033 | PIPE TEE, STAINLESS STEEL, 25 MM, SS 304, SCH 10S | 2046 | MS Bend | TEE PIPE | TEE | PIPE | 40174607 | Stainless steel pipe tee | Production Completed
TNG - SHO | UNSPSC Classification | RYM | RYM | ok | 2023-04-14 | 2023-04-14 |  | G_48719 | G_40172602-00-00049 | 40172602-00-00049 | PIPE TEE, STAINLESS STEEL, 250 MM, SS 304, SCH 10S | 2046 | MS Bend | TEE PIPE | TEE | PIPE | 40174607 | Stainless steel pipe tee | Production Completed
TNG - SHO | UNSPSC Classification | RYM | RYM | ok | 2023-04-14 | 2023-04-14 |  | G_48632 | G_40172602-00-00030 | 40172602-00-00030 | PIPE TEE, STAINLESS STEEL, 50 MM, SS 304, SCH 10S | 2046 | MS Bend | TEE PIPE | TEE | PIPE | 40174607 | Stainless steel pipe tee | Production Completed
TNG - SHO | UNSPSC Classification | RYM | RYM | ok | 2023-04-14 | 2023-04-14 |  | G_48743 | G_40172602-00-00066 | 40172602-00-00066 | PIPE TEE, STAINLESS STEEL, 50 MM, SS 304, SCH 40S | 2046 | MS Bend | TEE PIPE | TEE | PIPE | 40174607 | Stainless steel pipe tee | Production Completed
TNG - SHO | UNSPSC Classification | RYM | RYM | ok | 2023-04-14 | 2023-04-14 |  | G_48670 | G_40172602-00-00044 | 40172602-00-00044 | PIPE TEE, STAINLESS STEEL, 75 MM, SS 304, SCH 10S | 2046 | MS Bend | TEE PIPE | TEE | PIPE | 40174607 | Stainless steel pipe tee | Production Completed
TNG - SHO | UNSPSC Classification | RYM | RYM | ok | 2023-04-14 | 2023-04-14 |  | G_48588 | G_40172602-00-00015 | 40172602-00-00015 | PIPE TEE, STAINLESS STEEL, 80MM DIA, SS 304 | 2046 | MS Bend | TEE PIPE | TEE | PIPE | 40174607 | Stainless steel pipe tee | Production Completed
TNG - SHO | UNSPSC Classification | RYM | RYM | ok | 2023-04-14 | 2023-04-14 |  | G_48738 | G_40172602-00-00063 | 40172602-00-00063 | PIPE TEE, STAINLESS STEEL, SS 316, 28 MM DIA, ARTICLE NO : 435882 | 2046 | MS Bend | TEE PIPE | TEE | PIPE | 40174607 | Stainless steel pipe tee | Production Completed
TNG - SHO | UNSPSC Classification | RYM | RYM | ok | 2023-04-14 | 2023-04-14 |  | G_48737 | G_40172602-00-00062 | 40172602-00-00062 | PIPE TEE, STAINLESS STEEL, SS 316, 28X22X28 MM DIA, ARTICLE NO : 435974 | 2046 | MS Bend | TEE PIPE | TEE | PIPE | 40174607 | Stainless steel pipe tee | Production Completed
TNG - SHO | UNSPSC Classification | RYM | RYM | ok | 2023-04-14 | 2023-04-14 |  | G_48691 | G_40172602-00-00046 | 40172602-00-00046 | PIPE TEE, STAINLESS STEEL,SS316,22 MM DIA, ARTICLE NO : 435875 | 2046 | MS Bend | TEE PIPE | TEE | PIPE | 40174607 | Stainless steel pipe tee | Production Completed
TNG - SHO | UNSPSC Classification | RYM | RYM | ok | 2023-04-14 | 2023-04-14 |  | G_48690 | G_40172602-00-00045 | 40172602-00-00045 | PIPE TEE, STAINLESS STEEL,SS316,35X22X35 MM DIA, ARTICLE NO : 436001 | 2046 | MS Bend | TEE PIPE | TEE | PIPE | 40174607 | Stainless steel pipe tee | Production Completed
TNG - SHO | UNSPSC Classification | RYM | RYM | ok | 2023-04-14 | 2023-04-14 |  | G_49655 | G_40171527-00-00064 | 40171527-00-00064 | PIPE, STAINLESS STEEL TUBE BEND, PT-NO: 602919, MAKE : CHARNOCK | 3229 | POWER TOOLS SPARES- NOS | PIPE BEND | BEND | PIPE | 40172100 | Pipe bends | Production Completed
TNG - SHO | UNSPSC Classification | RYM | RYM | ok | 2023-04-14 | 2023-04-14 |  | G_48986 | G_11122001-14-01760 | 11122001-14-01760 | Plywood 1220x2440x25mm thk | 282 | Plywood | PLYWOOD | PLYWOOD | NO MODIFIER | 11122001 | Plywood | Production Completed
TNG - SHO | UNSPSC Classification | RYM | RYM | ok | 2023-04-14 | 2023-04-14 |  | G_49008 | G_11122001-00-00125 | 11122001-00-00125 | PLYWOOD, 12 MM CALIBRATED, FILM FACED WATER PROOF, 4 INCH WD X 8 INCH LG | 282 | Plywood | PLYWOOD | PLYWOOD | NO MODIFIER | 11122001 | Plywood | Production Completed
TNG - SHO | UNSPSC Classification | RYM | RYM | ok | 2023-04-14 | 2023-04-14 |  | G_48999 | G_11122001-00-00089 | 11122001-00-00089 | PLYWOOD, 12 MM THK, 3'WD,8'LG FILM FACED DENSIFIED | 282 | Plywood | PLYWOOD | PLYWOOD | NO MODIFIER | 11122001 | Plywood | Production Completed
TNG - SHO | UNSPSC Classification | RYM | RYM | ok | 2023-04-14 | 2023-04-14 |  | G_48977 | G_11122001-11-00122 | 11122001-11-00122 | PLYWOOD, 12 MM THK, 4' WD, 6' LG, GR: COMMERCIAL | 282 | Plywood | PLYWOOD | PLYWOOD | NO MODIFIER | 11122001 | Plywood | Production Completed
TNG - SHO | UNSPSC Classification | RYM | RYM | ok | 2023-04-14 | 2023-04-14 |  | G_48969 | G_11122001-11-00061 | 11122001-11-00061 | PLYWOOD, 12 MM THK, 4' WD, 8' LG, 34 TO 38 KG WEIGHT PER SHEET, FILM FACED DENSIFIED | 282 | Plywood | PLYWOOD | PLYWOOD | NO MODIFIER | 11122001 | Plywood | Production Completed
TNG - SHO | UNSPSC Classification | RYM | RYM | ok | 2023-04-14 | 2023-04-14 |  | G_48990 | G_11122001-00-00007 | 11122001-00-00007 | PLYWOOD, 12 MM THK, 4' WD, 8' LG, 38 KGS WEIGHT PER SHEET FILM FACED DENSIFIED | 282 | Plywood | PLYWOOD | PLYWOOD | NO MODIFIER | 11122001 | Plywood | Production Completed
TNG - SHO | UNSPSC Classification | RYM | RYM | ok | 2023-04-14 | 2023-04-14 |  | G_48970 | G_11122001-11-00120 | 11122001-11-00120 | PLYWOOD, 12 MM THK, 4' WD, 8' LG, GR: COMMERCIAL | 282 | Plywood | PLYWOOD | PLYWOOD | NO MODIFIER | 11122001 | Plywood | Production Completed
TNG - SHO | UNSPSC Classification | RYM | RYM | ok | 2023-04-14 | 2023-04-14 |  | G_48988 | G_11122001-00-00004 | 11122001-00-00004 | PLYWOOD, 12 MM THK, 4' WD, 8' LG, LITE PANEL FILM FACED, ALL GLUE LINE | 282 | Plywood | PLYWOOD | PLYWOOD | NO MODIFIER | 11122001 | Plywood | Production Completed
TNG - SHO | UNSPSC Classification | RYM | RYM | ok | 2023-04-14 | 2023-04-14 |  | G_49007 | G_11122001-00-00113 | 11122001-00-00113 | PLYWOOD, 12 MM THK,4' WD,8' LG,38 KGS WEIGHT PER SHEET FILM FACED DENSIFIED (USED) | 282 | Plywood | PLYWOOD | PLYWOOD | NO MODIFIER | 11122001 | Plywood | Production Completed
TNG - SHO | UNSPSC Classification | RYM | RYM | ok | 2023-04-14 | 2023-04-14 |  | G_49011 | G_11122001-00-00134 | 11122001-00-00134 | PLYWOOD, 12MM CALIBRATED, FILM FACED WATERPROOF, 1200MM WD X 2400MM LG | 282 | Plywood | PLYWOOD | PLYWOOD | NO MODIFIER | 11122001 | Plywood | Production Completed
TNG - SHO | UNSPSC Classification | RYM | RYM | ok | 2023-04-14 | 2023-04-14 |  | G_49000 | G_11122001-00-00060 | 11122001-00-00060 | PLYWOOD, 15 MM THK, 3050 MM X 1550 MM, FILM FACED DENSIFIED | 282 | Plywood | PLYWOOD | PLYWOOD | NO MODIFIER | 11122001 | Plywood | Production Completed
TNG - SHO | UNSPSC Classification | RYM | RYM | ok | 2023-04-14 | 2023-04-14 |  | G_49003 | G_11122001-00-00099 | 11122001-00-00099 | PLYWOOD, 18 MM CALIBRATED, FILM FACED WATER PROOF, 4’ WD X 8’ LG | 282 | Plywood | PLYWOOD | PLYWOOD | NO MODIFIER | 11122001 | Plywood | Production Completed
TNG - SHO | UNSPSC Classification | RYM | RYM | ok | 2023-04-14 | 2023-04-14 |  | G_48982 | G_11122001-11-00005 | 11122001-11-00005 | PLYWOOD, 18 MM THK, 4' WD, 8' LG, GR: COMMERCIAL | 282 | Plywood | PLYWOOD | PLYWOOD | NO MODIFIER | 11122001 | Plywood | Production Completed
TNG - SHO | UNSPSC Classification | RYM | RYM | ok | 2023-04-14 | 2023-04-14 |  | G_49005 | G_11122001-00-00115 | 11122001-00-00115 | PLYWOOD, 18 MM THK, 8'X 4', DENSIFIED | 282 | Plywood | PLYWOOD | PLYWOOD | NO MODIFIER | 11122001 | Plywood | Production Completed
TNG - SHO | UNSPSC Classification | RYM | RYM | ok | 2023-04-14 | 2023-04-14 |  | G_48994 | G_11122001-00-00088 | 11122001-00-00088 | PLYWOOD, 18MM THK, 4’ WD,8’ LG, GR:BWP | 282 | Plywood | PLYWOOD | PLYWOOD | NO MODIFIER | 11122001 | Plywood | Production Completed
TNG - SHO | UNSPSC Classification | RYM | RYM | ok | 2023-04-14 | 2023-04-14 |  | G_48984 | G_11122001-11-00082 | 11122001-11-00082 | PLYWOOD, 19 MM THK, 4' WD, 8' LG, GR: MARINE | 282 | Plywood | PLYWOOD | PLYWOOD | NO MODIFIER | 11122001 | Plywood | Production Completed
TNG - SHO | UNSPSC Classification | RYM | RYM | ok | 2023-04-14 | 2023-04-14 |  | G_48979 | G_11122001-11-00125 | 11122001-11-00125 | PLYWOOD, 19 MM THK, GR: COMMERCIAL | 282 | Plywood | PLYWOOD | PLYWOOD | NO MODIFIER | 11122001 | Plywood | Production Completed
TNG - SHO | UNSPSC Classification | RYM | RYM | ok | 2023-04-14 | 2023-04-14 |  | G_49010 | G_11122001-00-00132 | 11122001-00-00132 | PLYWOOD, 3 INCH X 7 INCH, 12 MM THK | 282 | Plywood | PLYWOOD | PLYWOOD | NO MODIFIER | 11122001 | Plywood | Production Completed
TNG - SHO | UNSPSC Classification | RYM | RYM | ok | 2023-04-14 | 2023-04-14 |  | G_48987 | G_11122001-00-00006 | 11122001-00-00006 | PLYWOOD, 3 MM THK, 2.5' WD, 7' LG, GR : BWR | 282 | Plywood | PLYWOOD | PLYWOOD | NO MODIFIER | 11122001 | Plywood | Production Completed
TNG - SHO | UNSPSC Classification | RYM | RYM | ok | 2023-04-14 | 2023-04-14 |  | G_48978 | G_11122001-11-00128 | 11122001-11-00128 | PLYWOOD, 3 MM THK, 4' WD, 8' LG, GR: COMMERCIAL | 282 | Plywood | PLYWOOD | PLYWOOD | NO MODIFIER | 11122001 | Plywood | Production Completed
TNG - SHO | UNSPSC Classification | RYM | RYM | ok | 2023-04-14 | 2023-04-14 |  | G_49002 | G_11122001-00-00109 | 11122001-00-00109 | PLYWOOD, 4 MM THE, 1250 MM X 250 MM | 282 | Plywood | PLYWOOD | PLYWOOD | NO MODIFIER | 11122001 | Plywood | Production Completed
TNG - SHO | UNSPSC Classification | RYM | RYM | ok | 2023-04-14 | 2023-04-14 |  | G_48968 | G_11122001-11-00123 | 11122001-11-00123 | PLYWOOD, 4 MM THK, 4' WD, 8' LG, GR: COMMERCIAL | 282 | Plywood | PLYWOOD | PLYWOOD | NO MODIFIER | 11122001 | Plywood | Production Completed
TNG - SHO | UNSPSC Classification | RYM | RYM | ok | 2023-04-14 | 2023-04-14 |  | G_49001 | G_11122001-00-00097 | 11122001-00-00097 | PLYWOOD, 4MM THK, BWP GR: | 282 | Plywood | PLYWOOD | PLYWOOD | NO MODIFIER | 11122001 | Plywood | Production Completed
TNG - SHO | UNSPSC Classification | RYM | RYM | ok | 2023-04-14 | 2023-04-14 |  | G_49004 | G_11122001-00-00110 | 11122001-00-00110 | PLYWOOD, 6 MM THK, 1200 MM WD, 2400 MM LG, GR: MARINE | 282 | Plywood | PLYWOOD | PLYWOOD | NO MODIFIER | 11122001 | Plywood | Production Completed
TNG - SHO | UNSPSC Classification | RYM | RYM | ok | 2023-04-14 | 2023-04-14 |  | G_48973 | G_11122001-11-00071 | 11122001-11-00071 | PLYWOOD, 6 MM THK, 4' WD, 8' LG, GR: COMMERCIAL | 282 | Plywood | PLYWOOD | PLYWOOD | NO MODIFIER | 11122001 | Plywood | Production Completed
TNG - SHO | UNSPSC Classification | RYM | RYM | ok | 2023-04-14 | 2023-04-14 |  | G_48967 | G_11122001-11-00132 | 11122001-11-00132 | PLYWOOD, 8 MM THK, GR: BWP | 282 | Plywood | PLYWOOD | PLYWOOD | NO MODIFIER | 11122001 | Plywood | Production Completed
TNG - SHO | UNSPSC Classification | RYM | RYM | ok | 2023-04-14 | 2023-04-14 |  | G_48971 | G_11122001-11-00070 | 11122001-11-00070 | PLYWOOD, 9 MM THK, 4' WD, 8' LG, GR: BWP | 282 | Plywood | PLYWOOD | PLYWOOD | NO MODIFIER | 11122001 | Plywood | Production Completed
TNG - SHO | UNSPSC Classification | RYM | RYM | ok | 2023-04-14 | 2023-04-14 |  | G_48980 | G_11122001-11-00130 | 11122001-11-00130 | PLYWOOD, 9 MM THK, 4' WD, 8' LG, GR: COMMERCIAL | 282 | Plywood | PLYWOOD | PLYWOOD | NO MODIFIER | 11122001 | Plywood | Production Completed
TNG - SHO | UNSPSC Classification | RYM | RYM | ok | 2023-04-14 | 2023-04-14 |  | G_48993 | G_11122001-00-00048 | 11122001-00-00048 | PLYWOOD, ACOUSTIC SYNTH 10 X 25, ANUTONE | 282 | Plywood | PLYWOOD | PLYWOOD | NO MODIFIER | 11122001 | Plywood | Production Completed
TNG - SHO | UNSPSC Classification | RYM | RYM | ok | 2023-04-14 | 2023-04-14 |  | G_48992 | G_11122001-00-00049 | 11122001-00-00049 | PLYWOOD, ACOUSTIC, TUFBLOC 1200 X 2400 X 12MM ANUTONE | 282 | Plywood | PLYWOOD | PLYWOOD | NO MODIFIER | 11122001 | Plywood | Production Completed
TNG - SHO | UNSPSC Classification | RYM | RYM | ok | 2023-04-14 | 2023-04-14 |  | G_48991 | G_11122001-00-00014 | 11122001-00-00014 | PLYWOOD, ANTI SKID TYPE, FOR SHUTTERING, 12 MM THK, 1220 MM WD, 2440 MM LG | 282 | Plywood | PLYWOOD | PLYWOOD | NO MODIFIER | 11122001 | Plywood | Production Completed
TNG - SHO | UNSPSC Classification | RYM | RYM | ok | 2023-04-14 | 2023-04-14 |  | G_49006 | G_11122001-00-00114 | 11122001-00-00114 | PLYWOOD, ANTI SKID, (USED) | 282 | Plywood | PLYWOOD | PLYWOOD | NO MODIFIER | 11122001 | Plywood | Production Completed
TNG - SHO | UNSPSC Classification | RYM | RYM | ok | 2023-04-14 | 2023-04-14 |  | G_48995 | G_11122001-00-00078 | 11122001-00-00078 | PLYWOOD, BIRCH PLY,3000 MM X 1500MM X 12MM THK,220 GSM, MAKE: PERI | 282 | Plywood | PLYWOOD | PLYWOOD | NO MODIFIER | 11122001 | Plywood | Production Completed
TNG - SHO | UNSPSC Classification | RYM | RYM | ok | 2023-04-14 | 2023-04-14 |  | G_48998 | G_11122001-00-00084 | 11122001-00-00084 | PLYWOOD, CALIBRATED, SHUTTERING PLYWOOD 12 MM THICK SIZE 1.22 X 2.44, WEIGHT 27- 28KG’S/SHEET- 180GSM FILM COATING | 282 | Plywood | PLYWOOD | PLYWOOD | NO MODIFIER | 11122001 | Plywood | Production Completed
TNG - SHO | UNSPSC Classification | RYM | RYM | ok | 2023-04-14 | 2023-04-14 |  | G_48974 | G_11122001-11-00083 | 11122001-11-00083 | PLYWOOD, FILM FACED DENSIFIED, 19 MM THK, 4' WD, 8' LG | 282 | Plywood | PLYWOOD | PLYWOOD | NO MODIFIER | 11122001 | Plywood | Production Completed
TNG - SHO | UNSPSC Classification | RYM | RYM | ok | 2023-04-14 | 2023-04-14 |  | G_48983 | G_11122001-11-00078 | 11122001-11-00078 | PLYWOOD, FILM FACED, 12 MM THK, 4' WD, 8' LG | 282 | Plywood | PLYWOOD | PLYWOOD | NO MODIFIER | 11122001 | Plywood | Production Completed
TNG - SHO | UNSPSC Classification | RYM | RYM | ok | 2023-04-14 | 2023-04-14 |  | G_49009 | G_11122001-00-00124 | 11122001-00-00124 | PLYWOOD, FILM FACED,10MM THICK | 282 | Plywood | PLYWOOD | PLYWOOD | NO MODIFIER | 11122001 | Plywood | Production Completed
TNG - SHO | UNSPSC Classification | RYM | RYM | ok | 2023-04-14 | 2023-04-14 |  | G_49012 | G_11122001-00-00133 | 11122001-00-00133 | PLYWOOD, MARINE, 12MM THICK | 282 | Plywood | PLYWOOD | PLYWOOD | NO MODIFIER | 11122001 | Plywood | Production Completed
TNG - SHO | UNSPSC Classification | RYM | RYM | ok | 2023-04-14 | 2023-04-14 |  | G_48996 | G_11122001-00-00068 | 11122001-00-00068 | PLYWOOD, SEMI DENSE, 6MM THICK, SIZE : 4’ X 8’ | 282 | Plywood | PLYWOOD | PLYWOOD | NO MODIFIER | 11122001 | Plywood | Production Completed
TNG - SHO | UNSPSC Classification | RYM | RYM | ok | 2023-04-14 | 2023-04-14 |  | G_48981 | G_11122001-11-00126 | 11122001-11-00126 | PLYWOOD, SEMI DENSIFIED FILM FACED, 12 MM THK, 4' WD, 8' LG | 282 | Plywood | PLYWOOD | PLYWOOD | NO MODIFIER | 11122001 | Plywood | Production Completed
TNG - SHO | UNSPSC Classification | RYM | RYM | ok | 2023-04-14 | 2023-04-14 |  | G_48997 | G_11122001-00-00083 | 11122001-00-00083 | PLYWOOD, SEMI DENSIFIED, SHUTTERING PLYWOOD 12MM THICK SIZE 1.22 X 2.44,WEIGHT 30KG’S/SHEET- 120GSM FILM COATING | 282 | Plywood | PLYWOOD | PLYWOOD | NO MODIFIER | 11122001 | Plywood | Production Completed
TNG - SHO | UNSPSC Classification | RYM | RYM | ok | 2023-04-14 | 2023-04-14 |  | G_48976 | G_11122001-11-00121 | 11122001-11-00121 | PLYWOOD, WATER PROOF, 12 MM THK, 4' WD, 8' LG | 282 | Plywood | PLYWOOD | PLYWOOD | NO MODIFIER | 11122001 | Plywood | Production Completed
TNG - SHO | UNSPSC Classification | RYM | RYM | ok | 2023-04-14 | 2023-04-14 |  | G_48972 | G_11122001-11-00015 | 11122001-11-00015 | PLYWOOD, WATER PROOF, 19 MM THK, 4' WD, 8' LG | 282 | Plywood | PLYWOOD | PLYWOOD | NO MODIFIER | 11122001 | Plywood | Production Completed
TNG - SHO | UNSPSC Classification | RYM | RYM | ok | 2023-04-14 | 2023-04-14 |  | G_48989 | G_11122001-00-00003 | 11122001-00-00003 | PLYWOOD, WATERPROOFING TYPE, 8 MM THK, 4' WD, 8' LG | 282 | Plywood | PLYWOOD | PLYWOOD | NO MODIFIER | 11122001 | Plywood | Production Completed
TNG - SHO | UNSPSC Classification | RYM | RYM | ok | 2023-04-14 | 2023-04-14 |  | G_47238 | G_GRC001582 | GRC001582 | Precast Drain Cover | 1049 | Kerb Stone | DRAIN COVER | COVER | DRAIN | 40141739 | Drain covers | Production Completed
TNG - SHO | UNSPSC Classification | RYM | RYM | ok | 2023-04-14 | 2023-04-14 |  | G_47236 | G_KERBS001579 | KERBS001579 | Precast Drain Cover with 9 Holes | 1049 | Kerb Stone | DRAIN COVER | COVER | DRAIN | 40141739 | Drain covers | Production Completed
TNG - SHO | UNSPSC Classification | RYM | RYM | ok | 2023-04-14 | 2023-04-14 |  | G_47237 | G_KERBS001580 | KERBS001580 | Precast Drain Cover without Holes | 1049 | Kerb Stone | DRAIN COVER | COVER | DRAIN | 40141739 | Drain covers | Production Completed