## Sheet1
Project Code | Activities | Production User | CA Code | Production Comments | Start Date | End Date | Remarks | Material | Griha ID | ITEMCODE_UNSPSC | ITEMDESC_UNSPSC | ITEMCATEGORYCODE | ITEMCATEGORYDESC | PRODUCT NAME | Noun | Modifier | Unspsc Code(ver.23.07) | Unspsc Desc | Status
TNG - SHO | UNSPSC Classification | SMX | SMX | OK | 2023-04-14 | 2023-04-14 |  | G_59361 | G_40171503-00-00008 | 40171503-00-00008 | PIPE, C.I, 100MM DIA, ENSIGN S EN 877, CODE NO : 156563, MAKE : SAINT GOBAIN | 627 | Cast Iron Pipes | PIPE | PIPE |  | 40171512 | Commercial cast iron pipe | Production Completed
TNG - SHO | UNSPSC Classification | SMX | SMX | OK | 2023-04-14 | 2023-04-14 |  | G_59362 | G_40171503-00-00009 | 40171503-00-00009 | PIPE, C.I, 150MM DIA, ENSIGN S EN 877, CODE NO : 156827, MAKE : SAINT GOBAIN | 627 | Cast Iron Pipes | PIPE | PIPE |  | 40171512 | Commercial cast iron pipe | Production Completed
TNG - SHO | UNSPSC Classification | SMX | SMX | OK | 2023-04-14 | 2023-04-14 |  | G_59363 | G_40171503-00-00010 | 40171503-00-00010 | PIPE, C.I, 200MM DIA, ENSIGN S EN 877, CODE NO : 156951, MAKE : SAINT GOBAIN | 627 | Cast Iron Pipes | PIPE | PIPE |  | 40171512 | Commercial cast iron pipe | Production Completed
TNG - SHO | UNSPSC Classification | SMX | SMX | OK | 2023-04-14 | 2023-04-14 |  | G_59367 | G_40171527-00-00292 | 40171527-00-00292 | PIPE, C.I, HUBLESS, 100MM DIA, ISO:6594, MAKE:NECO | 627 | Cast Iron Pipes | PIPE | PIPE |  | 40171512 | Commercial cast iron pipe | Production Completed
TNG - SHO | UNSPSC Classification | SMX | SMX | OK | 2023-04-14 | 2023-04-14 |  | G_59368 | G_40175309-11-00014 | 40175309-11-00014 | PUDDLE FLANGE, 65 MM DIA X 600 MM LG, GALVANIZED IRON, WITH 200 MM X 200 MM PLATE | 1978 | G.I. Puddle flanges & M.S. Brackets | PUDDLE FLANGE | FLANGE | PUDDLE | 40175309 | Pipe puddle flanges | Production Completed
TNG - SHO | UNSPSC Classification | SMX | SMX | OK | 2023-04-14 | 2023-04-14 |  | G_59369 | G_40175309-11-00018 | 40175309-11-00018 | PUDDLE FLANGE, 150 MM DIA X 600 MM LG, GALVANIZED IRON, WITH 450 MM X 450 MM PLATE | 1978 | G.I. Puddle flanges & M.S. Brackets | PUDDLE FLANGE | FLANGE | PUDDLE | 40175309 | Pipe puddle flanges | Production Completed
TNG - SHO | UNSPSC Classification | SMX | SMX | OK | 2023-04-14 | 2023-04-14 |  | G_59370 | G_40175309-11-00016 | 40175309-11-00016 | PUDDLE FLANGE, 200 MM DIA X 600 MM LG, GALVANIZED IRON, WITH 450 MM X 450 MM PLATE | 1978 | G.I. Puddle flanges & M.S. Brackets | PUDDLE FLANGE | FLANGE | PUDDLE | 40175309 | Pipe puddle flanges | Production Completed
TNG - SHO | UNSPSC Classification | SMX | SMX | OK | 2023-04-14 | 2023-04-14 |  | G_59371 | G_40175309-11-00037 | 40175309-11-00037 | PUDDLE FLANGE, 80 MM, GALVANIZED IRON, C CLASS, WITH 250 MM X 250 MM PLATE | 1978 | G.I. Puddle flanges & M.S. Brackets | PUDDLE FLANGE | FLANGE | PUDDLE | 40175309 | Pipe puddle flanges | Production Completed
TNG - SHO | UNSPSC Classification | SMX | SMX | OK | 2023-04-14 | 2023-04-14 |  | G_59372 | G_40175309-11-00036 | 40175309-11-00036 | PUDDLE FLANGE, 150 MM, GALVANIZED IRON, C CLASS, WITH 450 MM X 450 MM PLATE | 1978 | G.I. Puddle flanges & M.S. Brackets | PUDDLE FLANGE | FLANGE | PUDDLE | 40175309 | Pipe puddle flanges | Production Completed
TNG - SHO | UNSPSC Classification | SMX | SMX | OK | 2023-04-14 | 2023-04-14 |  | G_59373 | G_40175309-00-00010 | 40175309-00-00010 | PUDDLE FLANGE, 100 MM DIA X 600 MM LG, MILD STEEL, WITH 210 MM X 210 MM X 6 MM THK MILD STEEL PLATE-FABRICATED | 1978 | G.I. Puddle flanges & M.S. Brackets | PUDDLE FLANGE | FLANGE | PUDDLE | 40175309 | Pipe puddle flanges | Production Completed
TNG - SHO | UNSPSC Classification | SMX | SMX | OK | 2023-04-14 | 2023-04-14 |  | G_59374 | G_40175309-00-00007 | 40175309-00-00007 | PUDDLE FLANGE, 100 MM DIA X 500 MM LG, MILD STEEL, WITH 210 MM X 210 MM X 6 MM THK MILD STEEL PLATE-FABRICATED | 1978 | G.I. Puddle flanges & M.S. Brackets | PUDDLE FLANGE | FLANGE | PUDDLE | 40175309 | Pipe puddle flanges | Production Completed
TNG - SHO | UNSPSC Classification | SMX | SMX | OK | 2023-04-14 | 2023-04-14 |  | G_59375 | G_40175309-00-00004 | 40175309-00-00004 | PUDDLE FLANGE, 100 MM DIA X 500 MM LG, 304 STAINLESS STEEL, WITH 210 MM X 210 MM X 6 MM THK MILD STEEL PLATE-FABRICATED | 1978 | G.I. Puddle flanges & M.S. Brackets | PUDDLE FLANGE | FLANGE | PUDDLE | 40175309 | Pipe puddle flanges | Production Completed
TNG - SHO | UNSPSC Classification | SMX | SMX | OK | 2023-04-14 | 2023-04-14 |  | G_59376 | G_40175309-00-00011 | 40175309-00-00011 | PUDDLE FLANGE, 80 MM DIA X 600 MM LG, 304 STAINLESS STEEL, WITH 190 MM X 190 MM X 6 MM THK MILD STEEL PLATE-FABRICATED | 1978 | G.I. Puddle flanges & M.S. Brackets | PUDDLE FLANGE | FLANGE | PUDDLE | 40175309 | Pipe puddle flanges | Production Completed
TNG - SHO | UNSPSC Classification | SMX | SMX | OK | 2023-04-14 | 2023-04-14 |  | G_59377 | G_40175309-00-00013 | 40175309-00-00013 | PUDDLE FLANGE, MS, 150 MM DIA, 500 MM LG, WITH 265 MM X 265 MM X 6 MM THK MS PLATE-FABRICATED | 1978 | G.I. Puddle flanges & M.S. Brackets | PUDDLE FLANGE | FLANGE | PUDDLE | 40175309 | Pipe puddle flanges | Production Completed
TNG - SHO | UNSPSC Classification | SMX | SMX | OK | 2023-04-14 | 2023-04-14 |  | G_59378 | G_40175309-00-00042 | 40175309-00-00042 | PUDDLE FLANGE, 100 MM DIA, 600 MM LG, GALVANIZED IRON | 1978 | G.I. Puddle flanges & M.S. Brackets | PUDDLE FLANGE | FLANGE | PUDDLE | 40175309 | Pipe puddle flanges | Production Completed
TNG - SHO | UNSPSC Classification | SMX | SMX | OK | 2023-04-14 | 2023-04-14 |  | G_59379 | G_40175309-00-00036 | 40175309-00-00036 | PUDDLE FLANGE, SS-304, 50 MM DIA, 400 MM LG, WITH 140 MM X 140 MM X 6 MM THK, MS PLATE - FABRICATED | 1978 | G.I. Puddle flanges & M.S. Brackets | PUDDLE FLANGE | FLANGE | PUDDLE | 40175309 | Pipe puddle flanges | Production Completed
TNG - SHO | UNSPSC Classification | SMX | SMX | OK | 2023-04-14 | 2023-04-14 |  | G_59380 | G_40175309-00-00035 | 40175309-00-00035 | PUDDLE FLANGE, SS-304, 65 MM DIA, 400 MM LG, WITH 160 MM X 160 MM X 6 MM THK, MS PLATE - FABRICATED | 1978 | G.I. Puddle flanges & M.S. Brackets | PUDDLE FLANGE | FLANGE | PUDDLE | 40175309 | Pipe puddle flanges | Production Completed
TNG - SHO | UNSPSC Classification | SMX | SMX | OK | 2023-04-14 | 2023-04-14 |  | G_59381 | G_40175309-00-00045 | 40175309-00-00045 | PUDDLE FLANGE, 40 MM DIA, 600 MM LG, GALVANIZED IRON | 1978 | G.I. Puddle flanges & M.S. Brackets | PUDDLE FLANGE | FLANGE | PUDDLE | 40175309 | Pipe puddle flanges | Production Completed
TNG - SHO | UNSPSC Classification | SMX | SMX | OK | 2023-04-14 | 2023-04-14 |  | G_59382 | G_40175309-00-00043 | 40175309-00-00043 | PUDDLE FLANGE, 50 MM DIA, 600 MM LG, GALVANIZED IRON | 1978 | G.I. Puddle flanges & M.S. Brackets | PUDDLE FLANGE | FLANGE | PUDDLE | 40175309 | Pipe puddle flanges | Production Completed
TNG - SHO | UNSPSC Classification | SMX | SMX | OK | 2023-04-14 | 2023-04-14 |  | G_59383 | G_40175309-00-00046 | 40175309-00-00046 | PUDDLE FLANGE, 100 MM DIA, 450 MM LG, GALVANIZED IRON, 300 MM X 300 MM X 6 MM THK MS PLATE | 1978 | G.I. Puddle flanges & M.S. Brackets | PUDDLE FLANGE | FLANGE | PUDDLE | 40175309 | Pipe puddle flanges | Production Completed
TNG - SHO | UNSPSC Classification | SMX | SMX | OK | 2023-04-14 | 2023-04-14 |  | G_59384 | G_40175309-00-00047 | 40175309-00-00047 | PUDDLE FLANGE, 50 MM DIA, 550 MM LG, MS, WITH 140 MM X 140 MM X 6 MM THK MS PLATE | 1978 | G.I. Puddle flanges & M.S. Brackets | PUDDLE FLANGE | FLANGE | PUDDLE | 40175309 | Pipe puddle flanges | Production Completed
TNG - SHO | UNSPSC Classification | SMX | SMX | OK | 2023-04-14 | 2023-04-14 |  | G_59385 | G_40175309-00-00080 | 40175309-00-00080 | PUDDLE FLANGE, SS-304, 50 MM DIA, 550 MM LG, WITH MS PLATE 140 MM X 140 MM X 6 MM THK, MS FLANGE ON BOTH SIDES | 1978 | G.I. Puddle flanges & M.S. Brackets | PUDDLE FLANGE | FLANGE | PUDDLE | 40175309 | Pipe puddle flanges | Production Completed
TNG - SHO | UNSPSC Classification | SMX | SMX | OK | 2023-04-14 | 2023-04-14 |  | G_59386 | G_40175309-00-00079 | 40175309-00-00079 | PUDDLE FLANGE, SS-304, 80 MM DIA, 600 MM LG, WITH MS PLATE 190 MM X 190 MM X 6 MM THK, MS FLANGE ON BOTH SIDES | 1978 | G.I. Puddle flanges & M.S. Brackets | PUDDLE FLANGE | FLANGE | PUDDLE | 40175309 | Pipe puddle flanges | Production Completed
TNG - SHO | UNSPSC Classification | SMX | SMX | OK | 2023-04-14 | 2023-04-14 |  | G_59387 | G_40175309-00-00085 | 40175309-00-00085 | PUDDLE FLANGE, SS-304, 80 MM DIA, 650 MM LG, WITH MS PLATE 190 MM X 190 MM X 6 MM THK, MS FLANGE ON BOTH SIDE | 1978 | G.I. Puddle flanges & M.S. Brackets | PUDDLE FLANGE | FLANGE | PUDDLE | 40175309 | Pipe puddle flanges | Production Completed
TNG - SHO | UNSPSC Classification | SMX | SMX | OK | 2023-04-14 | 2023-04-14 |  | G_59388 | G_40175309-00-00168 | 40175309-00-00168 | PUDDLE FLANGE, MS, 100 MM DIA, 475 MM LG, WITH 300 MM X 300 MM X 6 MM THK, MS PLATE, BOTH END FLANGED, HOT DIP GALVANIZED | 1978 | G.I. Puddle flanges & M.S. Brackets | PUDDLE FLANGE | FLANGE | PUDDLE | 40175309 | Pipe puddle flanges | Production Completed
TNG - SHO | UNSPSC Classification | SMX | SMX | OK | 2023-04-14 | 2023-04-14 |  | G_59389 | G_40175309-00-00167 | 40175309-00-00167 | PUDDLE FLANGE, MS, 50 MM DIA, 475 MM LG, WITH 200 MM X 200 MM X 6 MM THK, MS PLATE, BOTH END THREADED, HOT DIP GALVANIZED | 1978 | G.I. Puddle flanges & M.S. Brackets | PUDDLE FLANGE | FLANGE | PUDDLE | 40175309 | Pipe puddle flanges | Production Completed
TNG - SHO | UNSPSC Classification | SMX | SMX | OK | 2023-04-14 | 2023-04-14 |  | G_59390 | G_40175309-00-00161 | 40175309-00-00161 | PUDDLE FLANGE, MILD STEEL, 200 MM DIA, 870 MM LG, WITH 600 MM X 600 MM X 10 MM THK, MS PLATE, ONE SIDE FLANGED | 1978 | G.I. Puddle flanges & M.S. Brackets | PUDDLE FLANGE | FLANGE | PUDDLE | 40175309 | Pipe puddle flanges | Production Completed
TNG - SHO | UNSPSC Classification | SMX | SMX | OK | 2023-04-14 | 2023-04-14 |  | G_59391 | G_40175309-00-00127 | 40175309-00-00127 | PUDDLE FLANGE, MS, 65 MM DIA, 550 MM LG, WITH 160 MM X 160 MM X 6 MM THK, MS PLATE, ONE SIDE THREADING | 1978 | G.I. Puddle flanges & M.S. Brackets | PUDDLE FLANGE | FLANGE | PUDDLE | 40175309 | Pipe puddle flanges | Production Completed
TNG - SHO | UNSPSC Classification | SMX | SMX | OK | 2023-04-14 | 2023-04-14 |  | G_59392 | G_40175309-00-00142 | 40175309-00-00142 | PUDDLE FLANGE, MS, 150 MM DIA, 400 MM LG, WITH 350 MM X 350 MM X 6 MM THK, MS PLATE, ONE SIDE FLANGED PIPE | 1978 | G.I. Puddle flanges & M.S. Brackets | PUDDLE FLANGE | FLANGE | PUDDLE | 40175309 | Pipe puddle flanges | Production Completed
TNG - SHO | UNSPSC Classification | SMX | SMX | OK | 2023-04-14 | 2023-04-14 |  | G_59393 | G_40175309-00-00162 | 40175309-00-00162 | PUDDLE FLANGE, MILD STEEL, 150 MM DIA, 870 MM LG, WITH 450 MM X 450 MM X 10 MM THK, MS PLATE, ONE SIDE FLANGED | 1978 | G.I. Puddle flanges & M.S. Brackets | PUDDLE FLANGE | FLANGE | PUDDLE | 40175309 | Pipe puddle flanges | Production Completed
TNG - SHO | UNSPSC Classification | SMX | SMX | OK | 2023-04-14 | 2023-04-14 |  | G_59394 | G_40175309-00-00087 | 40175309-00-00087 | PUDDLE FLANGE, SS-304, 50 MM DIA, 500 MM LG, WITH MS PLATE 140 MM X 140 MM X 6 MM THK | 1978 | G.I. Puddle flanges & M.S. Brackets | PUDDLE FLANGE | FLANGE | PUDDLE | 40175309 | Pipe puddle flanges | Production Completed
TNG - SHO | UNSPSC Classification | SMX | SMX | OK | 2023-04-14 | 2023-04-14 |  | G_59395 | G_40175309-00-00098 | 40175309-00-00098 | PUDDLE FLANGE, 200 MM DIA, 600 MM LG, WITH 6 MM THK MS PLATE | 1978 | G.I. Puddle flanges & M.S. Brackets | PUDDLE FLANGE | FLANGE | PUDDLE | 40175309 | Pipe puddle flanges | Production Completed
TNG - SHO | UNSPSC Classification | SMX | SMX | OK | 2023-04-14 | 2023-04-14 |  | G_59396 | G_40175309-00-00099 | 40175309-00-00099 | PUDDLE FLANGE, GALVANIZED IRON, 100 MM DIA, 600 MM LG, WITH 6 MM THK MS PLATE | 1978 | G.I. Puddle flanges & M.S. Brackets | PUDDLE FLANGE | FLANGE | PUDDLE | 40175309 | Pipe puddle flanges | Production Completed
TNG - SHO | UNSPSC Classification | SMX | SMX | OK | 2023-04-14 | 2023-04-14 |  | G_59397 | G_40175309-00-00100 | 40175309-00-00100 | PUDDLE FLANGE, GALVANIZED IRON, 150 MM DIA, 600 MM LG, WITH 6 MM THK MS PLATE | 1978 | G.I. Puddle flanges & M.S. Brackets | PUDDLE FLANGE | FLANGE | PUDDLE | 40175309 | Pipe puddle flanges | Production Completed
TNG - SHO | UNSPSC Classification | SMX | SMX | OK | 2023-04-14 | 2023-04-14 |  | G_59398 | G_40175309-00-00101 | 40175309-00-00101 | PUDDLE FLANGE, GALVANIZED IRON, 80 MM DIA 600 MM LG, WITH 6 MM TK MS PLATE | 1978 | G.I. Puddle flanges & M.S. Brackets | PUDDLE FLANGE | FLANGE | PUDDLE | 40175309 | Pipe puddle flanges | Production Completed
TNG - SHO | UNSPSC Classification | SMX | SMX | OK | 2023-04-14 | 2023-04-14 |  | G_59399 | G_40175309-00-00133 | 40175309-00-00133 | PUDDLE FLANGE, SS-304, 100 MM DIA, 450 MM LG, WITH MS PLATE 210 MM X 210 MM X 6 MM THK | 1978 | G.I. Puddle flanges & M.S. Brackets | PUDDLE FLANGE | FLANGE | PUDDLE | 40175309 | Pipe puddle flanges | Production Completed
TNG - SHO | UNSPSC Classification | SMX | SMX | OK | 2023-04-14 | 2023-04-14 |  | G_59400 | G_40175309-00-00132 | 40175309-00-00132 | PUDDLE FLANGE, SS-304, 65 MM DIA, 450 MM LG, WITH MS PLATE 160 MM X 160 MM X 6 MM THK | 1978 | G.I. Puddle flanges & M.S. Brackets | PUDDLE FLANGE | FLANGE | PUDDLE | 40175309 | Pipe puddle flanges | Production Completed
TNG - SHO | UNSPSC Classification | SMX | SMX | OK | 2023-04-14 | 2023-04-14 |  | G_59401 | G_40175309-00-00188 | 40175309-00-00188 | PUDDLE FLANGE, 250 MM DIA X 600 MM LG, BOTH SIDE FLANGED END,GALVANIZED IRON,WITH 500 MM X 500 MM X 6 MM MILD STEEL PLATE | 1978 | G.I. Puddle flanges & M.S. Brackets | PUDDLE FLANGE | FLANGE | PUDDLE | 40175309 | Pipe puddle flanges | Production Completed
TNG - SHO | UNSPSC Classification | SMX | SMX | OK | 2023-04-14 | 2023-04-14 |  | G_59402 | G_40175309-00-00206 | 40175309-00-00206 | PUDDLE FLANGE, SS-304, 50MM DIA, 500MM LG, WITH 140MM X 140MM X 6MM THK, WITH BOTH SIDE FLANGES | 1978 | G.I. Puddle flanges & M.S. Brackets | PUDDLE FLANGE | FLANGE | PUDDLE | 40175309 | Pipe puddle flanges | Production Completed
TNG - SHO | UNSPSC Classification | SMX | SMX | OK | 2023-04-14 | 2023-04-14 |  | G_59403 | G_40175309-00-00193 | 40175309-00-00193 | PUDDLE FLANGE, GALVANIZED IRON, 80 MM DIA, 1650 MM LG WITH 190 MM X 190 MM X 6 MM THK | 1978 | G.I. Puddle flanges & M.S. Brackets | PUDDLE FLANGE | FLANGE | PUDDLE | 40175309 | Pipe puddle flanges | Production Completed
TNG - SHO | UNSPSC Classification | SMX | SMX | OK | 2023-04-14 | 2023-04-14 |  | G_59404 | G_40175309-00-00244 | 40175309-00-00244 | PUDDLE FLANGE, G.I,100MM DIA, 400MM LG, WITH 210MM X 210MM X 6MM THK, ONE SIDE FLANGE, C CLASS | 1978 | G.I. Puddle flanges & M.S. Brackets | PUDDLE FLANGE | FLANGE | PUDDLE | 40175309 | Pipe puddle flanges | Production Completed
TNG - SHO | UNSPSC Classification | SMX | SMX | OK | 2023-04-14 | 2023-04-14 |  | G_59405 | G_40175309-00-00246 | 40175309-00-00246 | PUDDLE FLANGE, G.I, 80MM DIA, 400MM LG, WITH 190MM X 190MM X 6MM THK, ONE SIDE FLANGE, C CLASS | 1978 | G.I. Puddle flanges & M.S. Brackets | PUDDLE FLANGE | FLANGE | PUDDLE | 40175309 | Pipe puddle flanges | Production Completed
TNG - SHO | UNSPSC Classification | SMX | SMX | OK | 2023-04-14 | 2023-04-14 |  | G_59406 | G_40175309-00-00277 | 40175309-00-00277 | PUDDLE FLANGE, GI, 100 MM DIA X 600MM LG,WITH MS PLATE, 200 MM X 200 MM X 6 MM THK, BOTH SIDE FLANGE | 1978 | G.I. Puddle flanges & M.S. Brackets | PUDDLE FLANGE | FLANGE | PUDDLE | 40175309 | Pipe puddle flanges | Production Completed
TNG - SHO | UNSPSC Classification | SMX | SMX | OK | 2023-04-14 | 2023-04-14 |  | G_59407 | G_40175309-00-00190 | 40175309-00-00190 | PUDDLE FLANGE, GALVANIZED IRON,100 MM DIA, 550 MM LG WITH 210 MM X 210 MM X 6 MM THK | 1978 | G.I. Puddle flanges & M.S. Brackets | PUDDLE FLANGE | FLANGE | PUDDLE | 40175309 | Pipe puddle flanges | Production Completed
TNG - SHO | UNSPSC Classification | SMX | SMX | OK | 2023-04-14 | 2023-04-14 |  | G_59408 | G_40175309-00-00194 | 40175309-00-00194 | PUDDLE FLANGE, GALVANIZED IRON, 100 MM DIA, 600 MM LG, WITH PLATE 210 MM X 210 MM X 6 MM THK | 1978 | G.I. Puddle flanges & M.S. Brackets | PUDDLE FLANGE | FLANGE | PUDDLE | 40175309 | Pipe puddle flanges | Production Completed
TNG - SHO | UNSPSC Classification | SMX | SMX | OK | 2023-04-14 | 2023-04-14 |  | G_59409 | G_40175309-00-00195 | 40175309-00-00195 | PUDDLE FLANGE, GALVANIZED IRON, 65 MM DIA, 450 MM LG, WITH 160 MM X 160 MM X 6 MM THK | 1978 | G.I. Puddle flanges & M.S. Brackets | PUDDLE FLANGE | FLANGE | PUDDLE | 40175309 | Pipe puddle flanges | Production Completed
TNG - SHO | UNSPSC Classification | SMX | SMX | OK | 2023-04-14 | 2023-04-14 |  | G_59410 | G_40175309-00-00197 | 40175309-00-00197 | PUDDLE FLANGE, GALVANIZED IRON, 80 MM DIA, 450 MM LG WITH 190 MM X 190 MM X 6 MM THK | 1978 | G.I. Puddle flanges & M.S. Brackets | PUDDLE FLANGE | FLANGE | PUDDLE | 40175309 | Pipe puddle flanges | Production Completed
TNG - SHO | UNSPSC Classification | SMX | SMX | OK | 2023-04-14 | 2023-04-14 |  | G_59411 | G_40175309-00-00198 | 40175309-00-00198 | PUDDLE FLANGE, GALVANIZED IRON, 50 MM DIA, 450 MM LG WITH 140 MM X 140 MM X 6 MM THK | 1978 | G.I. Puddle flanges & M.S. Brackets | PUDDLE FLANGE | FLANGE | PUDDLE | 40175309 | Pipe puddle flanges | Production Completed
TNG - SHO | UNSPSC Classification | SMX | SMX | OK | 2023-04-14 | 2023-04-14 |  | G_59412 | G_40175309-00-00214 | 40175309-00-00214 | PUDDLE FLANGE, GI, 65MM DIA, 500MM LG, WITH 160MM X 160MM X 6MM THK | 1978 | G.I. Puddle flanges & M.S. Brackets | PUDDLE FLANGE | FLANGE | PUDDLE | 40175309 | Pipe puddle flanges | Production Completed
TNG - SHO | UNSPSC Classification | SMX | SMX | OK | 2023-04-14 | 2023-04-14 |  | G_59413 | G_40175309-00-00215 | 40175309-00-00215 | PUDDLE FLANGE, GI, 80MM DIA, 500MM LG, WITH PLATE 190MM X 190MM X 6MM THK | 1978 | G.I. Puddle flanges & M.S. Brackets | PUDDLE FLANGE | FLANGE | PUDDLE | 40175309 | Pipe puddle flanges | Production Completed
TNG - SHO | UNSPSC Classification | SMX | SMX | OK | 2023-04-14 | 2023-04-14 |  | G_59414 | G_40175309-00-00176 | 40175309-00-00176 | PUDDLE FLANGE, GI, C CLASS, 150 MM DIA, 600 MM LG, WITH 300 MM X 300 MM X 6 MM THK, MS PLATE HOT DIP GALVANIZED, ONE SIDE END FLANGED | 1978 | G.I. Puddle flanges & M.S. Brackets | PUDDLE FLANGE | FLANGE | PUDDLE | 40175309 | Pipe puddle flanges | Production Completed
TNG - SHO | UNSPSC Classification | SMX | SMX | OK | 2023-04-14 | 2023-04-14 |  | G_59415 | G_40175309-00-00172 | 40175309-00-00172 | PUDDLE FLANGE, SS-304, 32 MM DIA, 550 MM LG, WITH MS PLATE 140 MM X 140 MM X 6 MM THK, SS FLANGE ON ONE END | 1978 | G.I. Puddle flanges & M.S. Brackets | PUDDLE FLANGE | FLANGE | PUDDLE | 40175309 | Pipe puddle flanges | Production Completed
TNG - SHO | UNSPSC Classification | SMX | SMX | OK | 2023-04-14 | 2023-04-14 |  | G_59416 | G_40175309-00-00192 | 40175309-00-00192 | PUDDLE FLANGE, GALVANIZED IRON, 100 MM DIA, 450 MM LG WITH 210 MM X 210 MM X 6 MM THK | 1978 | G.I. Puddle flanges & M.S. Brackets | PUDDLE FLANGE | FLANGE | PUDDLE | 40175309 | Pipe puddle flanges | Production Completed
TNG - SHO | UNSPSC Classification | SMX | SMX | OK | 2023-04-14 | 2023-04-14 |  | G_59417 | G_40175309-00-00184 | 40175309-00-00184 | PUDDLE FLANGE, SS-304, 65 MM DIA, 550 MM LONG, WITH MS PLATE 160 MM X 160 MM X 6 MM THK, BOTH SIDE FLANGES | 1978 | G.I. Puddle flanges & M.S. Brackets | PUDDLE FLANGE | FLANGE | PUDDLE | 40175309 | Pipe puddle flanges | Production Completed
TNG - SHO | UNSPSC Classification | SMX | SMX | OK | 2023-04-14 | 2023-04-14 |  | G_59418 | G_40175309-00-00213 | 40175309-00-00213 | PUDDLE FLANGE, GI, 100MM DIA, 600MM LG, WITH 210MM X 210MM X 6MM THK WITH BOTH SIDE FLANGES | 1978 | G.I. Puddle flanges & M.S. Brackets | PUDDLE FLANGE | FLANGE | PUDDLE | 40175309 | Pipe puddle flanges | Production Completed
TNG - SHO | UNSPSC Classification | SMX | SMX | OK | 2023-04-14 | 2023-04-14 |  | G_59419 | G_40175309-00-00180 | 40175309-00-00180 | PUDDLE FLANGE, GI, C CLASS, 80 MM DIA, 600 MM LG, WITH 160 MM X 160 MM X 6 MM THK, MS PLATE HOT DIP GALVANIZED, ONE SIDE END FLANGED | 1978 | G.I. Puddle flanges & M.S. Brackets | PUDDLE FLANGE | FLANGE | PUDDLE | 40175309 | Pipe puddle flanges | Production Completed
TNG - SHO | UNSPSC Classification | SMX | SMX | OK | 2023-04-14 | 2023-04-14 |  | G_59420 | G_40175309-00-00207 | 40175309-00-00207 | PUDDLE FLANGE, 100 MM DIA X 600 MM LG,G.I, WITH 300 MM X 300 X 6 MM THK, M S PLATE, SINGLE SIDE THREAD, C CLASS | 1978 | G.I. Puddle flanges & M.S. Brackets | PUDDLE FLANGE | FLANGE | PUDDLE | 40175309 | Pipe puddle flanges | Production Completed
TNG - SHO | UNSPSC Classification | SMX | SMX | OK | 2023-04-14 | 2023-04-14 |  | G_59421 | G_40175309-00-00218 | 40175309-00-00218 | PUDDLE FLANGE, GI, 65 MM DIA, 500MM LG, 160 MM X 160 MM X 6MM THK, ONE SIDE FLANGE, C CLASS | 1978 | G.I. Puddle flanges & M.S. Brackets | PUDDLE FLANGE | FLANGE | PUDDLE | 40175309 | Pipe puddle flanges | Production Completed
TNG - SHO | UNSPSC Classification | SMX | SMX | OK | 2023-04-14 | 2023-04-14 |  | G_60013 | G_40172608-14-01297 | 40172608-14-01297 | PIPE TEE,REDUCING,UPVC,32 X 20 MM,SCH 80,ASTM D-2467 | 1154 | ASTM Pasted type Sch-80 White Pipe Fittings | PIPE TEE | TEE | PIPE | 40174600 | Pipe tees | Production Completed
TNG - SHO | UNSPSC Classification | SMX | SMX | OK | 2023-04-14 | 2023-04-14 |  | G_60016 | G_40174608-14-01340 | 40174608-14-01340 | PIPE TEE,UPVC,25 MM DIA,SCH-80,ASTM D-2467 | 1154 | ASTM Pasted type Sch-80 White Pipe Fittings | PIPE TEE | TEE | PIPE | 40174600 | Pipe tees | Production Completed
TNG - SHO | UNSPSC Classification | SMX | SMX | OK | 2023-04-14 | 2023-04-14 |  | G_60027 | G_40172608-14-01283 | 40172608-14-01283 | PIPE TEE,REDUCING,UPVC,65 X 40 MM,SCH 80,ASTM D-2467 | 1154 | ASTM Pasted type Sch-80 White Pipe Fittings | PIPE TEE | TEE | PIPE | 40174600 | Pipe tees | Production Completed
TNG - SHO | UNSPSC Classification | SMX | SMX | OK | 2023-04-14 | 2023-04-14 |  | G_60039 | G_40172608-14-01278 | 40172608-14-01278 | PIPE TEE,REDUCING,UPVC,50 MM X 40 MM,SCH 80,ASTM D-2467 | 1154 | ASTM Pasted type Sch-80 White Pipe Fittings | PIPE TEE | TEE | PIPE | 40174600 | Pipe tees | Production Completed
TNG - SHO | UNSPSC Classification | SMX | SMX | OK | 2023-04-14 | 2023-04-14 |  | G_60046 | G_40172608-14-01289 | 40172608-14-01289 | PIPE TEE,REDUCING,UPVC,50 X 32 MM,SCH 80,ASTM D-2467 | 1154 | ASTM Pasted type Sch-80 White Pipe Fittings | PIPE TEE | TEE | PIPE | 40174600 | Pipe tees | Production Completed
TNG - SHO | UNSPSC Classification | SMX | SMX | OK | 2023-04-14 | 2023-04-14 |  | G_60048 | G_40174608-14-01359 | 40174608-14-01359 | PIPE TEE,REDUCING,UPVC,65 MM X 25 MM,SCH 80,ASTM D-2467 | 1154 | ASTM Pasted type Sch-80 White Pipe Fittings | PIPE TEE | TEE | PIPE | 40174600 | Pipe tees | Production Completed
TNG - SHO | UNSPSC Classification | SMX | SMX | OK | 2023-04-14 | 2023-04-14 |  | G_60056 | G_40174608-14-01358 | 40174608-14-01358 | PIPE TEE,REDUCING,UPVC,65 MM X 50 MM,SCH 80,ASTM D-2467 | 1154 | ASTM Pasted type Sch-80 White Pipe Fittings | PIPE TEE | TEE | PIPE | 40174600 | Pipe tees | Production Completed
TNG - SHO | UNSPSC Classification | SMX | SMX | OK | 2023-04-14 | 2023-04-14 |  | G_60065 | G_40174608-14-01361 | 40174608-14-01361 | PIPE TEE,UPVC,65 MM DIA,SCH-80,ASTM D-2467 | 1154 | ASTM Pasted type Sch-80 White Pipe Fittings | PIPE TEE | TEE | PIPE | 40174600 | Pipe tees | Production Completed
TNG - SHO | UNSPSC Classification | SMX | SMX | OK | 2023-04-14 | 2023-04-14 |  | G_60087 | G_40172608-14-01281 | 40172608-14-01281 | PIPE TEE,REDUCING,UPVC,50 MM X 25 MM,SCH 80,ASTM D-2467 | 1154 | ASTM Pasted type Sch-80 White Pipe Fittings | PIPE TEE | TEE | PIPE | 40174600 | Pipe tees | Production Completed
TNG - SHO | UNSPSC Classification | SMX | SMX | OK | 2023-04-14 | 2023-04-14 |  | G_60098 | G_40174608-00-00030 | 40174608-00-00030 | PIPE TEE, UPVC, 250 MM, SCH 40, ASTM D-2467 | 1154 | ASTM Pasted type Sch-80 White Pipe Fittings | PIPE TEE | TEE | PIPE | 40174600 | Pipe tees | Production Completed
TNG - SHO | UNSPSC Classification | SMX | SMX | OK | 2023-04-14 | 2023-04-14 |  | G_60104 | G_40174608-00-00046 | 40174608-00-00046 | PIPE TEE, REDUCER, FABRICATED, 250 MM X 110 MM, 6KG, UDS | 1154 | ASTM Pasted type Sch-80 White Pipe Fittings | PIPE TEE | TEE | PIPE | 40174600 | Pipe tees | Production Completed
TNG - SHO | UNSPSC Classification | SMX | SMX | OK | 2023-04-14 | 2023-04-14 |  | G_60107 | G_40174608-00-00043 | 40174608-00-00043 | PIPE TEE, UPVC, 20 MM DIA, SCH 80, ASTM D-2467 | 1154 | ASTM Pasted type Sch-80 White Pipe Fittings | PIPE TEE | TEE | PIPE | 40174600 | Pipe tees | Production Completed
TNG - SHO | UNSPSC Classification | SMX | SMX | OK | 2023-04-14 | 2023-04-14 |  | G_60108 | G_40174608-00-00042 | 40174608-00-00042 | PIPE TEE, FEMALE THREADED, UPVC, 20 MM X 15 MM, SCH 80, ASTM D-2467 | 1154 | ASTM Pasted type Sch-80 White Pipe Fittings | PIPE TEE | TEE | PIPE | 40174600 | Pipe tees | Production Completed
TNG - SHO | UNSPSC Classification | SMX | SMX | OK | 2023-04-14 | 2023-04-14 |  | G_60116 | G_40174608-00-00034 | 40174608-00-00034 | PIPE TEE, UPVC, EQUAL, 15 MM, SCH 40 | 1154 | ASTM Pasted type Sch-80 White Pipe Fittings | PIPE TEE | TEE | PIPE | 40174600 | Pipe tees | Production Completed
TNG - SHO | UNSPSC Classification | SMX | SMX | OK | 2023-04-14 | 2023-04-14 |  | G_60125 | G_40174608-00-00066 | 40174608-00-00066 | PIPE TEE, UPVC,REDUCER TYPE,100 MM X 40 MM DIA,SCH-80,ASTM D-2467 | 1154 | ASTM Pasted type Sch-80 White Pipe Fittings | PIPE TEE | TEE | PIPE | 40174600 | Pipe tees | Production Completed
TNG - SHO | UNSPSC Classification | SMX | SMX | OK | 2023-04-14 | 2023-04-14 |  | G_60131 | G_40174608-00-00065 | 40174608-00-00065 | PIPE TEE, UPVC,REDUCER TYPE,100 MM X 65 MM DIA,SCH-80,ASTM D-2467 | 1154 | ASTM Pasted type Sch-80 White Pipe Fittings | PIPE TEE | TEE | PIPE | 40174600 | Pipe tees | Production Completed
TNG - SHO | UNSPSC Classification | SMX | SMX | OK | 2023-04-14 | 2023-04-14 |  | G_60137 | G_40174608-00-00069 | 40174608-00-00069 | PIPE TEE, UPVC,REDUCER TYPE,100 MM X 32 MM DIA,SCH-80,ASTM D-2467 | 1154 | ASTM Pasted type Sch-80 White Pipe Fittings | PIPE TEE | TEE | PIPE | 40174600 | Pipe tees | Production Completed
TNG - SHO | UNSPSC Classification | SMX | SMX | OK | 2023-04-14 | 2023-04-14 |  | G_60138 | G_40174608-00-00070 | 40174608-00-00070 | PIPE TEE, REDUCING,UPVC,50 MM X 20 MM,SCH 80,ASTM D-2467 | 1154 | ASTM Pasted type Sch-80 White Pipe Fittings | PIPE TEE | TEE | PIPE | 40174600 | Pipe tees | Production Completed
TNG - SHO | UNSPSC Classification | SMX | SMX | OK | 2023-04-14 | 2023-04-14 |  | G_60139 | G_40174608-00-00067 | 40174608-00-00067 | PIPE TEE, REDUCER,UPVC,40 MM X 15 MM,SCH-80 | 1154 | ASTM Pasted type Sch-80 White Pipe Fittings | PIPE TEE | TEE | PIPE | 40174600 | Pipe tees | Production Completed
TNG - SHO | UNSPSC Classification | SMX | SMX | OK | 2023-04-14 | 2023-04-14 |  | G_60140 | G_40174608-00-00073 | 40174608-00-00073 | PIPE TEE, UPVC,REDUCER TYPE,100 MM X 25 MM DIA,SCH-80,ASTM D-2467 | 1154 | ASTM Pasted type Sch-80 White Pipe Fittings | PIPE TEE | TEE | PIPE | 40174600 | Pipe tees | Production Completed
TNG - SHO | UNSPSC Classification | SMX | SMX | OK | 2023-04-14 | 2023-04-14 |  | G_60142 | G_40174608-00-00071 | 40174608-00-00071 | PIPE TEE, UPVC,REDUCER TYPE,100 MM X 50 MM DIA,SCH-80,ASTM D-2467 | 1154 | ASTM Pasted type Sch-80 White Pipe Fittings | PIPE TEE | TEE | PIPE | 40174600 | Pipe tees | Production Completed
TNG - SHO | UNSPSC Classification | SMX | SMX | OK | 2023-04-14 | 2023-04-14 |  | G_60144 | G_40174608-00-00063 | 40174608-00-00063 | PIPE TEE, UPVC, 200 MM DIA, SCH-80, ASTM D-2467 | 1154 | ASTM Pasted type Sch-80 White Pipe Fittings | PIPE TEE | TEE | PIPE | 40174600 | Pipe tees | Production Completed
TNG - SHO | UNSPSC Classification | SMX | SMX | OK | 2023-04-14 | 2023-04-14 |  | G_60147 | G_40174608-00-00072 | 40174608-00-00072 | PIPE TEE, PVC,REDUCING,80 MM RUN,25 MM BRANCH,SCH 80,ASTM D2467 | 1154 | ASTM Pasted type Sch-80 White Pipe Fittings | PIPE TEE | TEE | PIPE | 40174608 | PVC plastic pipe tee | Production Completed
TNG - SHO | UNSPSC Classification | SMX | SMX | OK | 2023-04-14 | 2023-04-14 |  | G_60158 | G_40174608-00-00099 | 40174608-00-00099 | PIPE TEE, REDUCING,UPVC,40 X 20 MM,SCH 80,ASTM D-2467 | 1154 | ASTM Pasted type Sch-80 White Pipe Fittings | PIPE TEE | TEE | PIPE | 40174600 | Pipe tees | Production Completed
TNG - SHO | UNSPSC Classification | SMX | SMX | OK | 2023-04-14 | 2023-04-14 |  | G_60162 | G_40174608-00-00096 | 40174608-00-00096 | PIPE TEE, UPVC,REDUCER TYPE,80 MM X 65 MM DIA,SCH-80,ASTM D-2467 | 1154 | ASTM Pasted type Sch-80 White Pipe Fittings | PIPE TEE | TEE | PIPE | 40174600 | Pipe tees | Production Completed
TNG - SHO | UNSPSC Classification | SMX | SMX | OK | 2023-04-14 | 2023-04-14 |  | G_60165 | G_40174608-00-00124 | 40174608-00-00124 | PIPE TEE, UPVC,100 MM DIA,SCH-40,ASTM D-2466 | 1154 | ASTM Pasted type Sch-80 White Pipe Fittings | PIPE TEE | TEE | PIPE | 40174600 | Pipe tees | Production Completed
TNG - SHO | UNSPSC Classification | SMX | SMX | OK | 2023-04-14 | 2023-04-14 |  | G_60166 | G_40174608-00-00095 | 40174608-00-00095 | PIPE TEE, UPVC,32 MM DIA,SCH-80,ASTM D-2467 | 1154 | ASTM Pasted type Sch-80 White Pipe Fittings | PIPE TEE | TEE | PIPE | 40174600 | Pipe tees | Production Completed
TNG - SHO | UNSPSC Classification | SMX | SMX | OK | 2023-04-14 | 2023-04-14 |  | G_60180 | G_40174608-00-00173 | 40174608-00-00173 | PIPE TEE, REDUCING,UPVC,100 MM X 20 MM,SCH 80,ASTM D-2467 | 1154 | ASTM Pasted type Sch-80 White Pipe Fittings | PIPE TEE | TEE | PIPE | 40174600 | Pipe tees | Production Completed
TNG - SHO | UNSPSC Classification | SMX | SMX | OK | 2023-04-14 | 2023-04-14 |  | G_60187 | G_40174608-00-00152 | 40174608-00-00152 | PIPE TEE, REDUCING, UPVC, 65 MM X 32 MM, SCH 80 | 1154 | ASTM Pasted type Sch-80 White Pipe Fittings | PIPE TEE | TEE | PIPE | 40174600 | Pipe tees | Production Completed
TNG - SHO | UNSPSC Classification | SMX | SMX | OK | 2023-04-14 | 2023-04-14 |  | G_60188 | G_40174608-00-00148 | 40174608-00-00148 | PIPE TEE, UPVC, 50 MM DIA, SCH-40 | 1154 | ASTM Pasted type Sch-80 White Pipe Fittings | PIPE TEE | TEE | PIPE | 40174600 | Pipe tees | Production Completed
TNG - SHO | UNSPSC Classification | SMX | SMX | OK | 2023-04-14 | 2023-04-14 |  | G_60190 | G_40174608-00-00174 | 40174608-00-00174 | PIPE TEE, EQUAL, UPVC, 150 MM, SCH 80, ASTM D - 2467 | 1154 | ASTM Pasted type Sch-80 White Pipe Fittings | PIPE TEE | TEE | PIPE | 40174600 | Pipe tees | Production Completed
TNG - SHO | UNSPSC Classification | SMX | SMX | OK | 2023-04-14 | 2023-04-14 |  | G_60191 | G_40174608-00-00142 | 40174608-00-00142 | PIPE TEE, REDUCING,UPVC,32 X 25 MM,SCH 80,ASTM D-2467 | 1154 | ASTM Pasted type Sch-80 White Pipe Fittings | PIPE TEE | TEE | PIPE | 40174600 | Pipe tees | Production Completed
TNG - SHO | UNSPSC Classification | SMX | SMX | OK | 2023-04-14 | 2023-04-14 |  | G_60194 | G_40174608-00-00129 | 40174608-00-00129 | PIPE TEE, BUSHING, UPVC,50MM X 20MM, SCH 80, ASTM-2467 | 1154 | ASTM Pasted type Sch-80 White Pipe Fittings | PIPE TEE | TEE | PIPE | 40174600 | Pipe tees | Production Completed
TNG - SHO | UNSPSC Classification | SMX | SMX | OK | 2023-04-14 | 2023-04-14 |  | G_60195 | G_40174608-00-00149 | 40174608-00-00149 | PIPE TEE, UPVC, 80 MM DIA, SCH-40 | 1154 | ASTM Pasted type Sch-80 White Pipe Fittings | PIPE TEE | TEE | PIPE | 40174600 | Pipe tees | Production Completed
TNG - SHO | UNSPSC Classification | SMX | SMX | OK | 2023-04-14 | 2023-04-14 |  | G_60204 | G_40174608-00-00188 | 40174608-00-00188 | PIPE TEE, CPVC,REDUCING,65 MM X 50 MM | 1154 | ASTM Pasted type Sch-80 White Pipe Fittings | PIPE TEE | TEE | PIPE | 40174609 | CPVC plastic pipe tee | Production Completed
TNG - SHO | UNSPSC Classification | SMX | SMX | OK | 2023-04-14 | 2023-04-14 |  | G_60207 | G_40174608-00-00187 | 40174608-00-00187 | PIPE TEE, REDUCING,UPVC,80 MM X 32 MM,SCH 80,ASTM D-2467 | 1154 | ASTM Pasted type Sch-80 White Pipe Fittings | PIPE TEE | TEE | PIPE | 40174600 | Pipe tees | Production Completed
TNG - SHO | UNSPSC Classification | SMX | SMX | OK | 2023-04-14 | 2023-04-14 |  | G_60219 | G_40174608-00-00199 | 40174608-00-00199 | PIPE TEE, UPVC, REDUCER, 200 MM X 150 MM, SCH 80 | 1154 | ASTM Pasted type Sch-80 White Pipe Fittings | PIPE TEE | TEE | PIPE | 40174600 | Pipe tees | Production Completed
TNG - SHO | UNSPSC Classification | SMX | SMX | OK | 2023-04-14 | 2023-04-14 |  | G_60229 | G_40174608-00-00194 | 40174608-00-00194 | PIPE TEE, UPVC, 40 MM, SCH-40 | 1154 | ASTM Pasted type Sch-80 White Pipe Fittings | PIPE TEE | TEE | PIPE | 40174600 | Pipe tees | Production Completed
TNG - SHO | UNSPSC Classification | SMX | SMX | OK | 2023-04-14 | 2023-04-14 |  | G_60235 | G_40174608-00-00218 | 40174608-00-00218 | PIPE TEE, FEMALE THREADED, UPVC, 25 MM X 15 MM, SCH 80, ASTM D-2467 | 1154 | ASTM Pasted type Sch-80 White Pipe Fittings | PIPE TEE | TEE | PIPE | 40174600 | Pipe tees | Production Completed
TNG - SHO | UNSPSC Classification | SMX | SMX | OK | 2023-04-14 | 2023-04-14 |  | G_60245 | G_40174608-00-00234 | 40174608-00-00234 | PIPE TEE, UPVC, 65 MM DIA, SCH-40 | 1154 | ASTM Pasted type Sch-80 White Pipe Fittings | PIPE TEE | TEE | PIPE | 40174600 | Pipe tees | Production Completed
TNG - SHO | UNSPSC Classification | SMX | SMX | OK | 2023-04-14 | 2023-04-14 |  | G_60261 | G_40141620-12-00003 | 40141620-12-00003 | BUTTERFLY VALVE, 40 MM | 306 | Butterfly valves | BUTTERFLY VALVE | VALVE | BUTTERFLY | 40141600 | Valves | Production Completed
TNG - SHO | UNSPSC Classification | SMX | SMX | OK | 2023-04-14 | 2023-04-14 |  | G_60262 | G_40141620-12-00004 | 40141620-12-00004 | BUTTERFLY VALVE, 50 MM | 306 | Butterfly valves | BUTTERFLY VALVE | VALVE | BUTTERFLY | 40141600 | Valves | Production Completed
TNG - SHO | UNSPSC Classification | SMX | SMX | OK | 2023-04-14 | 2023-04-14 |  | G_60263 | G_40141620-12-00005 | 40141620-12-00005 | BUTTERFLY VALVE, 65 MM | 306 | Butterfly valves | BUTTERFLY VALVE | VALVE | BUTTERFLY | 40141600 | Valves | Production Completed
TNG - SHO | UNSPSC Classification | SMX | SMX | OK | 2023-04-14 | 2023-04-14 |  | G_60264 | G_40141620-12-00010 | 40141620-12-00010 | BUTTERFLY VALVE, 80 MM | 306 | Butterfly valves | BUTTERFLY VALVE | VALVE | BUTTERFLY | 40141600 | Valves | Production Completed
TNG - SHO | UNSPSC Classification | SMX | SMX | OK | 2023-04-14 | 2023-04-14 |  | G_60265 | G_40141620-12-00013 | 40141620-12-00013 | BUTTERFLY VALVE, 100 MM | 306 | Butterfly valves | BUTTERFLY VALVE | VALVE | BUTTERFLY | 40141600 | Valves | Production Completed
TNG - SHO | UNSPSC Classification | SMX | SMX | OK | 2023-04-14 | 2023-04-14 |  | G_60266 | G_40141620-12-00014 | 40141620-12-00014 | BUTTERFLY VALVE, 150 MM | 306 | Butterfly valves | BUTTERFLY VALVE | VALVE | BUTTERFLY | 40141600 | Valves | Production Completed
TNG - SHO | UNSPSC Classification | SMX | SMX | OK | 2023-04-14 | 2023-04-14 |  | G_60267 | G_40141620-12-00001 | 40141620-12-00001 | BUTTERFLY VALVE, 250 MM, CAST IRON BODY, TRIM: DUCTILE IRON DISC | 306 | Butterfly valves | BUTTERFLY VALVE | VALVE | BUTTERFLY | 40141600 | Valves | Production Completed
TNG - SHO | UNSPSC Classification | SMX | SMX | OK | 2023-04-14 | 2023-04-14 |  | G_60268 | G_40141600-11-00002 | 40141600-11-00002 | BUTTERFLY VALVE, LEADER | 306 | Butterfly valves | BUTTERFLY VALVE | VALVE | BUTTERFLY | 40141600 | Valves | Production Completed
TNG - SHO | UNSPSC Classification | SMX | SMX | OK | 2023-04-14 | 2023-04-14 |  | G_60269 | G_40141600-11-00133 | 40141600-11-00133 | BUTTERFLY VALVE, 150 MM, AUDCO | 306 | Butterfly valves | BUTTERFLY VALVE | VALVE | BUTTERFLY | 40141600 | Valves | Production Completed
TNG - SHO | UNSPSC Classification | SMX | SMX | OK | 2023-04-14 | 2023-04-14 |  | G_60270 | G_40141620-12-00009 | 40141620-12-00009 | BUTTERFLY VALVE, 65 MM, WITH PNEUMATIC ACTUATOR | 306 | Butterfly valves | BUTTERFLY VALVE | VALVE | BUTTERFLY | 40141600 | Valves | Production Completed
TNG - SHO | UNSPSC Classification | SMX | SMX | OK | 2023-04-14 | 2023-04-14 |  | G_60271 | G_40141620-12-00011 | 40141620-12-00011 | BUTTERFLY VALVE, 200 MM | 306 | Butterfly valves | BUTTERFLY VALVE | VALVE | BUTTERFLY | 40141600 | Valves | Production Completed
TNG - SHO | UNSPSC Classification | SMX | SMX | OK | 2023-04-14 | 2023-04-14 |  | G_60272 | G_40141656-14-01084 | 40141656-14-01084 | Butterfly Valves of 100mm dia | 306 | Butterfly valves | BUTTERFLY VALVE | VALVE | BUTTERFLY | 40141600 | Valves | Production Completed
TNG - SHO | UNSPSC Classification | SMX | SMX | OK | 2023-04-14 | 2023-04-14 |  | G_60273 | G_40141656-14-01085 | 40141656-14-01085 | Butterfly Valves of 40 mm dia, | 306 | Butterfly valves | BUTTERFLY VALVE | VALVE | BUTTERFLY | 40141600 | Valves | Production Completed
TNG - SHO | UNSPSC Classification | SMX | SMX | OK | 2023-04-14 | 2023-04-14 |  | G_60274 | G_40141600-00-00020 | 40141600-00-00020 | BUTTERFLY VALVE, CI, 300 NB | 306 | Butterfly valves | BUTTERFLY VALVE | VALVE | BUTTERFLY | 40141600 | Valves | Production Completed
TNG - SHO | UNSPSC Classification | SMX | SMX | OK | 2023-04-14 | 2023-04-14 |  | G_60275 | G_40141656-00-00002 | 40141656-00-00002 | BUTTERFLY VALVE, MOTORISED, 65 MM DIA | 306 | Butterfly valves | BUTTERFLY VALVE | VALVE | BUTTERFLY | 40141600 | Valves | Production Completed
TNG - SHO | UNSPSC Classification | SMX | SMX | OK | 2023-04-14 | 2023-04-14 |  | G_60276 | G_40141656-00-00013 | 40141656-00-00013 | BUTTERFLY VALVE, SS-304, 100 MM | 306 | Butterfly valves | BUTTERFLY VALVE | VALVE | BUTTERFLY | 40141600 | Valves | Production Completed
TNG - SHO | UNSPSC Classification | SMX | SMX | OK | 2023-04-14 | 2023-04-14 |  | G_60277 | G_40141656-00-00004 | 40141656-00-00004 | BUTTERFLY VALVE, 150 MM, CAST IRON BODY | 306 | Butterfly valves | BUTTERFLY VALVE | VALVE | BUTTERFLY | 40141600 | Valves | Production Completed
TNG - SHO | UNSPSC Classification | SMX | SMX | OK | 2023-04-14 | 2023-04-14 |  | G_60278 | G_40141656-00-00017 | 40141656-00-00017 | BUTTERFLY VALVE, 50 MM, CAST IRON BODY, CI DISC, AUTOMATIC, WAFER TYPE, PN 10 | 306 | Butterfly valves | BUTTERFLY VALVE | VALVE | BUTTERFLY | 40141620 | Butterfly wafer pattern valves | Production Completed
TNG - SHO | UNSPSC Classification | SMX | SMX | OK | 2023-04-14 | 2023-04-14 |  | G_60279 | G_40141656-00-00011 | 40141656-00-00011 | BUTTERFLY VALVE, 80 MM, CAST IRON BODY | 306 | Butterfly valves | BUTTERFLY VALVE | VALVE | BUTTERFLY | 40141600 | Valves | Production Completed
TNG - SHO | UNSPSC Classification | SMX | SMX | OK | 2023-04-14 | 2023-04-14 |  | G_60280 | G_40141656-00-00016 | 40141656-00-00016 | BUTTERFLY VALVE, 80 MM, CAST IRON BODY, CI DISC, AUTOMATIC, WAFER TYPE, PN 10 | 306 | Butterfly valves | BUTTERFLY VALVE | VALVE | BUTTERFLY | 40141620 | Butterfly wafer pattern valves | Production Completed
TNG - SHO | UNSPSC Classification | SMX | SMX | OK | 2023-04-14 | 2023-04-14 |  | G_60281 | G_40141656-00-00010 | 40141656-00-00010 | BUTTERFLY VALVE, 125 MM, CAST IRON BODY | 306 | Butterfly valves | BUTTERFLY VALVE | VALVE | BUTTERFLY | 40141600 | Valves | Production Completed
TNG - SHO | UNSPSC Classification | SMX | SMX | OK | 2023-04-14 | 2023-04-14 |  | G_60282 | G_40141656-00-00005 | 40141656-00-00005 | BUTTERFLY VALVE, 100 MM, CAST IRON BODY | 306 | Butterfly valves | BUTTERFLY VALVE | VALVE | BUTTERFLY | 40141600 | Valves | Production Completed
TNG - SHO | UNSPSC Classification | SMX | SMX | OK | 2023-04-14 | 2023-04-14 |  | G_60283 | G_40141656-00-00007 | 40141656-00-00007 | BUTTERFLY VALVE, 40 MM, CAST IRON BODY | 306 | Butterfly valves | BUTTERFLY VALVE | VALVE | BUTTERFLY | 40141600 | Valves | Production Completed
TNG - SHO | UNSPSC Classification | SMX | SMX | OK | 2023-04-14 | 2023-04-14 |  | G_60284 | G_40141656-00-00018 | 40141656-00-00018 | BUTTERFLY VALVE, 65 MM, STAINLESS STEEL BODY, SS DISC, LEVER OPERATED, WAFER TYPE, PN 10 | 306 | Butterfly valves | BUTTERFLY VALVE | VALVE | BUTTERFLY | 40141620 | Butterfly wafer pattern valves | Production Completed
TNG - SHO | UNSPSC Classification | SMX | SMX | OK | 2023-04-14 | 2023-04-14 |  | G_60285 | G_40141656-00-00012 | 40141656-00-00012 | BUTTERFLY VALVE, SS-304, 65 MM | 306 | Butterfly valves | BUTTERFLY VALVE | VALVE | BUTTERFLY | 40141600 | Valves | Production Completed
TNG - SHO | UNSPSC Classification | SMX | SMX | OK | 2023-04-14 | 2023-04-14 |  | G_60286 | G_40141656-00-00015 | 40141656-00-00015 | BUTTERFLY VALVE, SS-304, 80 MM | 306 | Butterfly valves | BUTTERFLY VALVE | VALVE | BUTTERFLY | 40141600 | Valves | Production Completed
TNG - SHO | UNSPSC Classification | SMX | SMX | OK | 2023-04-14 | 2023-04-14 |  | G_60287 | G_40141656-00-00014 | 40141656-00-00014 | BUTTERFLY VALVE, SS-304, 50 MM | 306 | Butterfly valves | BUTTERFLY VALVE | VALVE | BUTTERFLY | 40141600 | Valves | Production Completed
TNG - SHO | UNSPSC Classification | SMX | SMX | OK | 2023-04-14 | 2023-04-14 |  | G_60288 | G_40141656-00-00008 | 40141656-00-00008 | BUTTERFLY VALVE, 200 MM, CAST IRON BODY | 306 | Butterfly valves | BUTTERFLY VALVE | VALVE | BUTTERFLY | 40141600 | Valves | Production Completed
TNG - SHO | UNSPSC Classification | SMX | SMX | OK | 2023-04-14 | 2023-04-14 |  | G_60289 | G_40141656-00-00009 | 40141656-00-00009 | BUTTERFLY VALVE, 65 MM, CAST IRON BODY | 306 | Butterfly valves | BUTTERFLY VALVE | VALVE | BUTTERFLY | 40141600 | Valves | Production Completed
TNG - SHO | UNSPSC Classification | SMX | SMX | OK | 2023-04-14 | 2023-04-14 |  | G_60290 | G_40141656-00-00003 | 40141656-00-00003 | BUTTERFLY VALVE, 125 MM DIA | 306 | Butterfly valves | BUTTERFLY VALVE | VALVE | BUTTERFLY | 40141600 | Valves | Production Completed
TNG - SHO | UNSPSC Classification | SMX | SMX | OK | 2023-04-14 | 2023-04-14 |  | G_60291 | G_40141656-00-00030 | 40141656-00-00030 | BUTTERFLY VALVE, 250 MM, CAST IRON, GEAR OPERATED, PN 16 | 306 | Butterfly valves | BUTTERFLY VALVE | VALVE | BUTTERFLY | 40141600 | Valves | Production Completed
TNG - SHO | UNSPSC Classification | SMX | SMX | OK | 2023-04-14 | 2023-04-14 |  | G_60292 | G_40141656-00-00032 | 40141656-00-00032 | BUTTERFLY VALVE, 50 MM, CAST IRON, LEVER OPERATED, PN 20 | 306 | Butterfly valves | BUTTERFLY VALVE | VALVE | BUTTERFLY | 40141600 | Valves | Production Completed
TNG - SHO | UNSPSC Classification | SMX | SMX | OK | 2023-04-14 | 2023-04-14 |  | G_60293 | G_40141656-00-00029 | 40141656-00-00029 | BUTTERFLY VALVE, 65 MM, CAST IRON, LEVER OPERATED, PN 20 | 306 | Butterfly valves | BUTTERFLY VALVE | VALVE | BUTTERFLY | 40141600 | Valves | Production Completed
TNG - SHO | UNSPSC Classification | SMX | SMX | OK | 2023-04-14 | 2023-04-14 |  | G_60294 | G_40141656-00-00027 | 40141656-00-00027 | BUTTERFLY VALVE, 150 MM,CAST IRON,LEVER OPERATED,WAFER TYPE,PN 10 | 306 | Butterfly valves | BUTTERFLY VALVE | VALVE | BUTTERFLY | 40141620 | Butterfly wafer pattern valves | Production Completed
TNG - SHO | UNSPSC Classification | SMX | SMX | OK | 2023-04-14 | 2023-04-14 |  | G_60295 | G_40141656-00-00035 | 40141656-00-00035 | BUTTERFLY VALVE, 300 MM, CAST IRON, GEAR OPERATED, WAFER TYPE, PN 10 | 306 | Butterfly valves | BUTTERFLY VALVE | VALVE | BUTTERFLY | 40141620 | Butterfly wafer pattern valves | Production Completed
TNG - SHO | UNSPSC Classification | SMX | SMX | OK | 2023-04-14 | 2023-04-14 |  | G_60296 | G_40141656-00-00033 | 40141656-00-00033 | BUTTERFLY VALVE, 300 MM, CAST IRON, GEAR OPERATED, WAFER TYPE, PN 16 | 306 | Butterfly valves | BUTTERFLY VALVE | VALVE | BUTTERFLY | 40141620 | Butterfly wafer pattern valves | Production Completed
TNG - SHO | UNSPSC Classification | SMX | SMX | OK | 2023-04-14 | 2023-04-14 |  | G_60297 | G_40141656-00-00026 | 40141656-00-00026 | BUTTERFLY VALVE, 100 MM,CAST IRON,LEVER OPERATED,WAFER TYPE,PN 10 | 306 | Butterfly valves | BUTTERFLY VALVE | VALVE | BUTTERFLY | 40141620 | Butterfly wafer pattern valves | Production Completed
TNG - SHO | UNSPSC Classification | SMX | SMX | OK | 2023-04-14 | 2023-04-14 |  | G_60298 | G_40141656-00-00031 | 40141656-00-00031 | BUTTERFLY VALVE, 250 MM, CAST IRON, GEAR OPERATED, PN 20 | 306 | Butterfly valves | BUTTERFLY VALVE | VALVE | BUTTERFLY | 40141600 | Valves | Production Completed
TNG - SHO | UNSPSC Classification | SMX | SMX | OK | 2023-04-14 | 2023-04-14 |  | G_60299 | G_40141656-00-00028 | 40141656-00-00028 | BUTTERFLY VALVE, 80 MM, CAST IRON, LEVER OPERATED, PN 20 | 306 | Butterfly valves | BUTTERFLY VALVE | VALVE | BUTTERFLY | 40141600 | Valves | Production Completed
TNG - SHO | UNSPSC Classification | SMX | SMX | OK | 2023-04-14 | 2023-04-14 |  | G_60300 | G_40141656-00-00037 | 40141656-00-00037 | BUTTERFLY VALVE, 250 MM, CAST IRON, LEVER OPERATED,WAFER TYPE | 306 | Butterfly valves | BUTTERFLY VALVE | VALVE | BUTTERFLY | 40141620 | Butterfly wafer pattern valves | Production Completed
TNG - SHO | UNSPSC Classification | SMX | SMX | OK | 2023-04-14 | 2023-04-14 |  | G_60301 | G_40141656-00-00021 | 40141656-00-00021 | BUTTERFLY VALVE, 200 MM, CAST IRON, GEAR OPERATED, WAFER TYPE, PN 20 | 306 | Butterfly valves | BUTTERFLY VALVE | VALVE | BUTTERFLY | 40141620 | Butterfly wafer pattern valves | Production Completed
TNG - SHO | UNSPSC Classification | SMX | SMX | OK | 2023-04-14 | 2023-04-14 |  | G_60302 | G_40141656-00-00046 | 40141656-00-00046 | BUTTERFLY VALVE, V2FS 100GBN WITH PNEUMATIC. AC, PART NO: 80213744 | 306 | Butterfly valves | BUTTERFLY VALVE | VALVE | BUTTERFLY | 40141600 | Valves | Production Completed
TNG - SHO | UNSPSC Classification | SMX | SMX | OK | 2023-04-14 | 2023-04-14 |  | G_60303 | G_40141656-00-00039 | 40141656-00-00039 | BUTTERFLY VALVE, 65MM, CAST IRON, GEAR OPERATED, WAFER TYPE, PN 16 | 306 | Butterfly valves | BUTTERFLY VALVE | VALVE | BUTTERFLY | 40141620 | Butterfly wafer pattern valves | Production Completed
TNG - SHO | UNSPSC Classification | SMX | SMX | OK | 2023-04-14 | 2023-04-14 |  | G_60304 | G_40141656-00-00045 | 40141656-00-00045 | BUTTERFLY VALVE, 80 MM DIA, LEVER OPERATED | 306 | Butterfly valves | BUTTERFLY VALVE | VALVE | BUTTERFLY | 40141600 | Valves | Production Completed
TNG - SHO | UNSPSC Classification | SMX | SMX | OK | 2023-04-14 | 2023-04-14 |  | G_60305 | G_40141656-00-00055 | 40141656-00-00055 | BUTTERFLY VALVE, 80MM DIA | 306 | Butterfly valves | BUTTERFLY VALVE | VALVE | BUTTERFLY | 40141600 | Valves | Production Completed
TNG - SHO | UNSPSC Classification | SMX | SMX | OK | 2023-04-14 | 2023-04-14 |  | G_60306 | G_40141656-00-00058 | 40141656-00-00058 | BUTTERFLY VALVE, 50MM DIA, MOTORISED, PN16 , CI BODY, WITH ACTUATOR | 306 | Butterfly valves | BUTTERFLY VALVE | VALVE | BUTTERFLY | 40141600 | Valves | Production Completed
TNG - SHO | UNSPSC Classification | SMX | SMX | OK | 2023-04-14 | 2023-04-14 |  | G_60307 | G_40141656-00-00061 | 40141656-00-00061 | BUTTERFLY VALVE, DAMPER,250MM DIA | 306 | Butterfly valves | BUTTERFLY VALVE | VALVE | BUTTERFLY | 40141600 | Valves | Production Completed
TNG - SHO | UNSPSC Classification | SMX | SMX | OK | 2023-04-14 | 2023-04-14 |  | G_60308 | G_40141656-00-00047 | 40141656-00-00047 | BUTTERFLY VALVE, V2FS250GBN | 306 | Butterfly valves | BUTTERFLY VALVE | VALVE | BUTTERFLY | 40141600 | Valves | Production Completed
TNG - SHO | UNSPSC Classification | SMX | SMX | OK | 2023-04-14 | 2023-04-14 |  | G_60309 | G_40141656-00-00048 | 40141656-00-00048 | BUTTERFLY VALVE, 200MM,CAST IRON,LEVER OPERATED, WAFER TYPE,PN 20 | 306 | Butterfly valves | BUTTERFLY VALVE | VALVE | BUTTERFLY | 40141620 | Butterfly wafer pattern valves | Production Completed
TNG - SHO | UNSPSC Classification | SMX | SMX | OK | 2023-04-14 | 2023-04-14 |  | G_60310 | G_40141656-00-00043 | 40141656-00-00043 | BUTTERFLY VALVE, 100MM DIA, WCB+PFA LINED, LEVER OPERATED, MODEL : BFWR-C1T5L1PSF5LN04 | 306 | Butterfly valves | BUTTERFLY VALVE | VALVE | BUTTERFLY | 40141600 | Valves | Production Completed
TNG - SHO | UNSPSC Classification | SMX | SMX | OK | 2023-04-14 | 2023-04-14 |  | G_60311 | G_40141656-00-00062 | 40141656-00-00062 | BUTTERFLY VALVE, DAMPER, 100MM DIA | 306 | Butterfly valves | BUTTERFLY VALVE | VALVE | BUTTERFLY | 40141600 | Valves | Production Completed
TNG - SHO | UNSPSC Classification | SMX | SMX | OK | 2023-04-14 | 2023-04-14 |  | G_60312 | G_40141656-00-00060 | 40141656-00-00060 | BUTTERFLY VALVE, 32MM DIA | 306 | Butterfly valves | BUTTERFLY VALVE | VALVE | BUTTERFLY | 40141600 | Valves | Production Completed
TNG - SHO | UNSPSC Classification | SMX | SMX | OK | 2023-04-14 | 2023-04-14 |  | G_60313 | G_40141656-00-00057 | 40141656-00-00057 | BUTTERFLY VALVE, 80MM DIA, MOTORISED, PN16 , CI BODY, WITH ACTUATOR | 306 | Butterfly valves | BUTTERFLY VALVE | VALVE | BUTTERFLY | 40141600 | Valves | Production Completed
TNG - SHO | UNSPSC Classification | SMX | SMX | OK | 2023-04-14 | 2023-04-14 |  | G_60314 | G_40141656-00-00059 | 40141656-00-00059 | BUTTERFLY VALVE, 65MM DIA, MOTORISED, PN16 , CI BODY, WITH ACTUATOR | 306 | Butterfly valves | BUTTERFLY VALVE | VALVE | BUTTERFLY | 40141600 | Valves | Production Completed
TNG - SHO | UNSPSC Classification | SMX | SMX | OK | 2023-04-14 | 2023-04-14 |  | G_60315 | G_40141656-00-00042 | 40141656-00-00042 | BUTTERFLY VALVE, 50MM, CAST IRON, GEAR OPERATED, WAFER TYPE, PN 16 | 306 | Butterfly valves | BUTTERFLY VALVE | VALVE | BUTTERFLY | 40141620 | Butterfly wafer pattern valves | Production Completed
TNG - SHO | UNSPSC Classification | SMX | SMX | OK | 2023-04-14 | 2023-04-14 |  | G_60316 | G_40141656-00-00040 | 40141656-00-00040 | BUTTERFLY VALVE, 100MM, CAST IRON, GEAR OPERATED, WAFER TYPE, PN 16 | 306 | Butterfly valves | BUTTERFLY VALVE | VALVE | BUTTERFLY | 40141620 | Butterfly wafer pattern valves | Production Completed
TNG - SHO | UNSPSC Classification | SMX | SMX | OK | 2023-04-14 | 2023-04-14 |  | G_60317 | G_40141656-00-00041 | 40141656-00-00041 | BUTTERFLY VALVE, 80MM, CAST IRON, GEAR OPERATED, WAFER TYPE, PN 16 | 306 | Butterfly valves | BUTTERFLY VALVE | VALVE | BUTTERFLY | 40141620 | Butterfly wafer pattern valves | Production Completed
TNG - SHO | UNSPSC Classification | SMX | SMX | OK | 2023-04-14 | 2023-04-14 |  | G_60318 | G_40141656-00-00054 | 40141656-00-00054 | BUTTERFLY VALVE, V2FS100 | 306 | Butterfly valves | BUTTERFLY VALVE | VALVE | BUTTERFLY | 40141600 | Valves | Production Completed
TNG - SHO | UNSPSC Classification | SMX | SMX | OK | 2023-04-14 | 2023-04-14 |  | G_60319 | G_40141656-00-00084 | 40141656-00-00084 | BUTTERFLY VALVE, 125 MM DIA, PN 16 | 306 | Butterfly valves | BUTTERFLY VALVE | VALVE | BUTTERFLY | 40141600 | Valves | Production Completed
TNG - SHO | UNSPSC Classification | SMX | SMX | OK | 2023-04-14 | 2023-04-14 |  | G_60320 | G_40141656-00-00071 | 40141656-00-00071 | BUTTERFLY VALVE, 65 MM, CAST IRON BODY, SS DISC, LEVER OPERATED, WAFER TYPE, PN 10 | 306 | Butterfly valves | BUTTERFLY VALVE | VALVE | BUTTERFLY | 40141620 | Butterfly wafer pattern valves | Production Completed
TNG - SHO | UNSPSC Classification | SMX | SMX | OK | 2023-04-14 | 2023-04-14 |  | G_60321 | G_40141656-00-00073 | 40141656-00-00073 | BUTTERFLY VALVE, 50 MM, CAST IRON BODY, SS DISC, LEVER OPERATED, WAFER TYPE, PN 10 | 306 | Butterfly valves | BUTTERFLY VALVE | VALVE | BUTTERFLY | 40141620 | Butterfly wafer pattern valves | Production Completed
TNG - SHO | UNSPSC Classification | SMX | SMX | OK | 2023-04-14 | 2023-04-14 |  | G_60322 | G_40141656-00-00077 | 40141656-00-00077 | BUTTERFLY VALVE, 250 MM, MOTORIZED, PN16, WITH ACTUATOR | 306 | Butterfly valves | BUTTERFLY VALVE | VALVE | BUTTERFLY | 40141600 | Valves | Production Completed
TNG - SHO | UNSPSC Classification | SMX | SMX | OK | 2023-04-14 | 2023-04-14 |  | G_60323 | G_40141656-00-00081 | 40141656-00-00081 | BUTTERFLY VALVE, 200 MM, CAST IRON BODY, SS DISC, LEVER OPERATED, WAFER TYPE, PN 10 | 306 | Butterfly valves | BUTTERFLY VALVE | VALVE | BUTTERFLY | 40141620 | Butterfly wafer pattern valves | Production Completed
TNG - SHO | UNSPSC Classification | SMX | SMX | OK | 2023-04-14 | 2023-04-14 |  | G_60324 | G_40141656-00-00087 | 40141656-00-00087 | BUTTERFLY VALVE, PN 16,CAST IRON,500MM DIA, WAFER TYPE,LONG STEM,GEAR OPERATED | 306 | Butterfly valves | BUTTERFLY VALVE | VALVE | BUTTERFLY | 40141620 | Butterfly wafer pattern valves | Production Completed
TNG - SHO | UNSPSC Classification | SMX | SMX | OK | 2023-04-14 | 2023-04-14 |  | G_60325 | G_40141656-00-00080 | 40141656-00-00080 | BUTTERFLY VALVE, 250 MM, CAST IRON, LEVER OPERATED, WAFER TYPE, PN 10 | 306 | Butterfly valves | BUTTERFLY VALVE | VALVE | BUTTERFLY | 40141620 | Butterfly wafer pattern valves | Production Completed
TNG - SHO | UNSPSC Classification | SMX | SMX | OK | 2023-04-14 | 2023-04-14 |  | G_60326 | G_40141656-00-00064 | 40141656-00-00064 | BUTTERFLY VALVE, ASSEMBLY, MAKE: WIL EL MIL | 306 | Butterfly valves | BUTTERFLY VALVE | VALVE | BUTTERFLY | 40141600 | Valves | Production Completed
TNG - SHO | UNSPSC Classification | SMX | SMX | OK | 2023-04-14 | 2023-04-14 |  | G_60327 | G_40141656-00-00072 | 40141656-00-00072 | BUTTERFLY VALVE, 80 MM, CAST IRON BODY, SS DISC, LEVER OPERATED, WAFER TYPE, PN 10 | 306 | Butterfly valves | BUTTERFLY VALVE | VALVE | BUTTERFLY | 40141620 | Butterfly wafer pattern valves | Production Completed
TNG - SHO | UNSPSC Classification | SMX | SMX | OK | 2023-04-14 | 2023-04-14 |  | G_60328 | G_40141656-00-00075 | 40141656-00-00075 | BUTTERFLY VALVE, 150MM,CAST IRON,LEVER OPERATED,WAFER TYPE,PN 16,WITH TAMPER SWITCH | 306 | Butterfly valves | BUTTERFLY VALVE | VALVE | BUTTERFLY | 40141620 | Butterfly wafer pattern valves | Production Completed
TNG - SHO | UNSPSC Classification | SMX | SMX | OK | 2023-04-14 | 2023-04-14 |  | G_60329 | G_40141656-00-00093 | 40141656-00-00093 | BUTTERFLY VALVE, PN 16,CAST IRON,125MM DIA, WAFER TYPE,LONG STEM,LEVER OPERATED | 306 | Butterfly valves | BUTTERFLY VALVE | VALVE | BUTTERFLY | 40141620 | Butterfly wafer pattern valves | Production Completed
TNG - SHO | UNSPSC Classification | SMX | SMX | OK | 2023-04-14 | 2023-04-14 |  | G_60330 | G_40141656-00-00083 | 40141656-00-00083 | BUTTERFLY VALVE, 100 MM DIA, PN16 | 306 | Butterfly valves | BUTTERFLY VALVE | VALVE | BUTTERFLY | 40141600 | Valves | Production Completed
TNG - SHO | UNSPSC Classification | SMX | SMX | OK | 2023-04-14 | 2023-04-14 |  | G_60331 | G_40141656-00-00074 | 40141656-00-00074 | BUTTERFLY VALVE, 80 MM DIA, PN 16 | 306 | Butterfly valves | BUTTERFLY VALVE | VALVE | BUTTERFLY | 40141600 | Valves | Production Completed
TNG - SHO | UNSPSC Classification | SMX | SMX | OK | 2023-04-14 | 2023-04-14 |  | G_60332 | G_40141656-00-00076 | 40141656-00-00076 | BUTTERFLY VALVE, 200 MM, MOTORIZED, PN16, WITH ACTUATOR | 306 | Butterfly valves | BUTTERFLY VALVE | VALVE | BUTTERFLY | 40141600 | Valves | Production Completed
TNG - SHO | UNSPSC Classification | SMX | SMX | OK | 2023-04-14 | 2023-04-14 |  | G_60333 | G_40141656-00-00085 | 40141656-00-00085 | BUTTERFLY VALVE, 100 MM, SG IRON BODY, SG IRON DISC, LEVER OPERATED, WAFER TYPE, PN 16 | 306 | Butterfly valves | BUTTERFLY VALVE | VALVE | BUTTERFLY | 40141620 | Butterfly wafer pattern valves | Production Completed
TNG - SHO | UNSPSC Classification | SMX | SMX | OK | 2023-04-14 | 2023-04-14 |  | G_60334 | G_40141656-00-00078 | 40141656-00-00078 | BUTTERFLY VALVE, MOTORIZED MODULATING TYPE,PN16, WITH ACTUATOR | 306 | Butterfly valves | BUTTERFLY VALVE | VALVE | BUTTERFLY | 40141600 | Valves | Production Completed
TNG - SHO | UNSPSC Classification | SMX | SMX | OK | 2023-04-14 | 2023-04-14 |  | G_60335 | G_40141656-00-00096 | 40141656-00-00096 | BUTTERFLY VALVE, PN 16,CAST IRON,200MM DIA, WAFER TYPE,LONG STEM,LEVER OPERATED | 306 | Butterfly valves | BUTTERFLY VALVE | VALVE | BUTTERFLY | 40141620 | Butterfly wafer pattern valves | Production Completed
TNG - SHO | UNSPSC Classification | SMX | SMX | OK | 2023-04-14 | 2023-04-14 |  | G_60336 | G_40141656-00-00100 | 40141656-00-00100 | BUTTERFLY VALVE, PN 16,CAST IRON,50MM DIA, WAFER TYPE,LONG STEM,LEVER OPERATED | 306 | Butterfly valves | BUTTERFLY VALVE | VALVE | BUTTERFLY | 40141620 | Butterfly wafer pattern valves | Production Completed
TNG - SHO | UNSPSC Classification | SMX | SMX | OK | 2023-04-14 | 2023-04-14 |  | G_60337 | G_40141656-00-00091 | 40141656-00-00091 | BUTTERFLY VALVE, PN 16,CAST IRON,65MM DIA, WAFER TYPE,LONG STEM,LEVER OPERATED | 306 | Butterfly valves | BUTTERFLY VALVE | VALVE | BUTTERFLY | 40141620 | Butterfly wafer pattern valves | Production Completed
TNG - SHO | UNSPSC Classification | SMX | SMX | OK | 2023-04-14 | 2023-04-14 |  | G_60338 | G_40141656-00-00098 | 40141656-00-00098 | BUTTERFLY VALVE, PN 16,CAST IRON,150MM DIA, WAFER TYPE,LONG STEM,LEVER OPERATED | 306 | Butterfly valves | BUTTERFLY VALVE | VALVE | BUTTERFLY | 40141620 | Butterfly wafer pattern valves | Production Completed
TNG - SHO | UNSPSC Classification | SMX | SMX | OK | 2023-04-14 | 2023-04-14 |  | G_60339 | G_40141656-00-00086 | 40141656-00-00086 | BUTTERFLY VALVE, 65 MM, SG IRON BODY, SG IRON DISC, LEVER OPERATED, WAFER TYPE, PN 16 | 306 | Butterfly valves | BUTTERFLY VALVE | VALVE | BUTTERFLY | 40141620 | Butterfly wafer pattern valves | Production Completed
TNG - SHO | UNSPSC Classification | SMX | SMX | OK | 2023-04-14 | 2023-04-14 |  | G_60340 | G_40141656-00-00092 | 40141656-00-00092 | BUTTERFLY VALVE, PN 16,CAST IRON,80MM DIA, WAFER TYPE,LONG STEM,LEVER OPERATED | 306 | Butterfly valves | BUTTERFLY VALVE | VALVE | BUTTERFLY | 40141620 | Butterfly wafer pattern valves | Production Completed
TNG - SHO | UNSPSC Classification | SMX | SMX | OK | 2023-04-14 | 2023-04-14 |  | G_60341 | G_40141656-00-00089 | 40141656-00-00089 | BUTTERFLY VALVE, PN 16,CAST IRON,100MM DIA, WAFER TYPE,LONG STEM,LEVER OPERATED | 306 | Butterfly valves | BUTTERFLY VALVE | VALVE | BUTTERFLY | 40141620 | Butterfly wafer pattern valves | Production Completed
TNG - SHO | UNSPSC Classification | SMX | SMX | OK | 2023-04-14 | 2023-04-14 |  | G_60342 | G_40141656-00-00090 | 40141656-00-00090 | BUTTERFLY VALVE, PN 16,CAST IRON,40MM DIA, WAFER TYPE,LONG STEM,LEVER OPERATED | 306 | Butterfly valves | BUTTERFLY VALVE | VALVE | BUTTERFLY | 40141620 | Butterfly wafer pattern valves | Production Completed
TNG - SHO | UNSPSC Classification | SMX | SMX | OK | 2023-04-14 | 2023-04-14 |  | G_60343 | G_40141656-00-00082 | 40141656-00-00082 | BUTTERFLY VALVE, 80 MM ,ALUMINIUM BODY, LEVER OPERATED,WAFER TYPE,PN 10 | 306 | Butterfly valves | BUTTERFLY VALVE | VALVE | BUTTERFLY | 40141620 | Butterfly wafer pattern valves | Production Completed
TNG - SHO | UNSPSC Classification | SMX | SMX | OK | 2023-04-14 | 2023-04-14 |  | G_60344 | G_40141656-00-00070 | 40141656-00-00070 | BUTTERFLY VALVE, 100 MM, CAST IRON BODY, SS DISC, LEVER OPERATED, WAFER TYPE, PN 10 | 306 | Butterfly valves | BUTTERFLY VALVE | VALVE | BUTTERFLY | 40141620 | Butterfly wafer pattern valves | Production Completed
TNG - SHO | UNSPSC Classification | SMX | SMX | OK | 2023-04-14 | 2023-04-14 |  | G_60345 | G_40141656-00-00099 | 40141656-00-00099 | BUTTERFLY VALVE, PN 16,CAST IRON,450MM DIA, WAFER TYPE,LONG STEM,GEAR OPERATED | 306 | Butterfly valves | BUTTERFLY VALVE | VALVE | BUTTERFLY | 40141620 | Butterfly wafer pattern valves | Production Completed
TNG - SHO | UNSPSC Classification | SMX | SMX | OK | 2023-04-14 | 2023-04-14 |  | G_60346 | G_40141656-00-00094 | 40141656-00-00094 | BUTTERFLY VALVE, PN 16,CAST IRON,350MM DIA, WAFER TYPE,LONG STEM,GEAR OPERATED | 306 | Butterfly valves | BUTTERFLY VALVE | VALVE | BUTTERFLY | 40141620 | Butterfly wafer pattern valves | Production Completed
TNG - SHO | UNSPSC Classification | SMX | SMX | OK | 2023-04-14 | 2023-04-14 |  | G_60347 | G_40141656-00-00095 | 40141656-00-00095 | BUTTERFLY VALVE, PN 16,CAST IRON,250MM DIA, WAFER TYPE,LONG STEM,GEAR OPERATED | 306 | Butterfly valves | BUTTERFLY VALVE | VALVE | BUTTERFLY | 40141620 | Butterfly wafer pattern valves | Production Completed
TNG - SHO | UNSPSC Classification | SMX | SMX | OK | 2023-04-14 | 2023-04-14 |  | G_60348 | G_40141656-00-00065 | 40141656-00-00065 | BUTTERFLY VALVE, PVC, 160 MM, 10 KG/SQM, MAKE : VARIOS | 306 | Butterfly valves | BUTTERFLY VALVE | VALVE | BUTTERFLY | 40141600 | Valves | Production Completed
TNG - SHO | UNSPSC Classification | SMX | SMX | OK | 2023-04-14 | 2023-04-14 |  | G_60349 | G_40141656-00-00066 | 40141656-00-00066 | BUTTERFLY VALVE, PVC, 90 MM, 10 KG/SQM, MAKE : VARIOS | 306 | Butterfly valves | BUTTERFLY VALVE | VALVE | BUTTERFLY | 40141600 | Valves | Production Completed
TNG - SHO | UNSPSC Classification | SMX | SMX | OK | 2023-04-14 | 2023-04-14 |  | G_60350 | G_40141656-00-00068 | 40141656-00-00068 | BUTTERFLY VALVE, TWO WAY, DAMPER TYPE, 65MM DIA | 306 | Butterfly valves | BUTTERFLY VALVE | VALVE | BUTTERFLY | 40141600 | Valves | Production Completed
TNG - SHO | UNSPSC Classification | SMX | SMX | OK | 2023-04-14 | 2023-04-14 |  | G_60351 | G_40141656-00-00069 | 40141656-00-00069 | BUTTERFLY VALVE, TWO WAY, DAMPER TYPE, 50MM DIA | 306 | Butterfly valves | BUTTERFLY VALVE | VALVE | BUTTERFLY | 40141600 | Valves | Production Completed
TNG - SHO | UNSPSC Classification | SMX | SMX | OK | 2023-04-14 | 2023-04-14 |  | G_60352 | G_40141656-00-00079 | 40141656-00-00079 | BUTTERFLY VALVE, 200 MM, CAST IRON, LEVER OPERATED, WAFER TYPE, PN 10 | 306 | Butterfly valves | BUTTERFLY VALVE | VALVE | BUTTERFLY | 40141620 | Butterfly wafer pattern valves | Production Completed
TNG - SHO | UNSPSC Classification | SMX | SMX | OK | 2023-04-14 | 2023-04-14 |  | G_60353 | G_40141656-00-00067 | 40141656-00-00067 | BUTTERFLY VALVE, 25 MM DIA, MOTORISED, PN16, CI BODY, WITH ACTUATOR | 306 | Butterfly valves | BUTTERFLY VALVE | VALVE | BUTTERFLY | 40141600 | Valves | Production Completed
TNG - SHO | UNSPSC Classification | SMX | SMX | OK | 2023-04-14 | 2023-04-14 |  | G_60354 | G_40141656-00-00097 | 40141656-00-00097 | BUTTERFLY VALVE, PN 16,CAST IRON,400MM DIA, WAFER TYPE,LONG STEM,GEAR OPERATED | 306 | Butterfly valves | BUTTERFLY VALVE | VALVE | BUTTERFLY | 40141620 | Butterfly wafer pattern valves | Production Completed
TNG - SHO | UNSPSC Classification | SMX | SMX | OK | 2023-04-14 | 2023-04-14 |  | G_60355 | G_40141656-00-00088 | 40141656-00-00088 | BUTTERFLY VALVE, PN 16,CAST IRON,600MM DIA, WAFER TYPE,LONG STEM,GEAR OPERATED | 306 | Butterfly valves | BUTTERFLY VALVE | VALVE | BUTTERFLY | 40141620 | Butterfly wafer pattern valves | Production Completed
TNG - SHO | UNSPSC Classification | SMX | SMX | OK | 2023-04-14 | 2023-04-14 |  | G_60356 | G_40141656-00-00101 | 40141656-00-00101 | BUTTERFLY VALVE, PN 16,CAST IRON,300MM DIA, WAFER TYPE,LONG STEM,GEAR OPERATED | 306 | Butterfly valves | BUTTERFLY VALVE | VALVE | BUTTERFLY | 40141620 | Butterfly wafer pattern valves | Production Completed
TNG - SHO | UNSPSC Classification | SMX | SMX | OK | 2023-04-14 | 2023-04-14 |  | G_60357 | G_40141656-00-00109 | 40141656-00-00109 | BUTTERFLY VALVE, 200MM,ALUMINIUM BODY,GEAR OPERATED, WAFER TYPE,PN 16 | 306 | Butterfly valves | BUTTERFLY VALVE | VALVE | BUTTERFLY | 40141620 | Butterfly wafer pattern valves | Production Completed
TNG - SHO | UNSPSC Classification | SMX | SMX | OK | 2023-04-14 | 2023-04-14 |  | G_60358 | G_40141656-00-00104 | 40141656-00-00104 | BUTTERFLY VALVE, 50 MM, ALUMINIUM BODY, LEVER OPERATED,WAFER TYPE,PN 16 | 306 | Butterfly valves | BUTTERFLY VALVE | VALVE | BUTTERFLY | 40141620 | Butterfly wafer pattern valves | Production Completed
TNG - SHO | UNSPSC Classification | SMX | SMX | OK | 2023-04-14 | 2023-04-14 |  | G_60359 | G_40141656-00-00106 | 40141656-00-00106 | BUTTERFLY VALVE, PN 16,CAST IRON,700MM DIA, WAFER TYPE,LONG STEM,GEAR OPERATED | 306 | Butterfly valves | BUTTERFLY VALVE | VALVE | BUTTERFLY | 40141620 | Butterfly wafer pattern valves | Production Completed
TNG - SHO | UNSPSC Classification | SMX | SMX | OK | 2023-04-14 | 2023-04-14 |  | G_60360 | G_40141656-00-00107 | 40141656-00-00107 | BUTTERFLY VALVE, MOTORISED, 2-WAY ON/OFF WITH ACTUATOR, 400MM DIA, CAST IRON | 306 | Butterfly valves | BUTTERFLY VALVE | VALVE | BUTTERFLY | 40141600 | Valves | Production Completed
TNG - SHO | UNSPSC Classification | SMX | SMX | OK | 2023-04-14 | 2023-04-14 |  | G_60361 | G_40141656-00-00103 | 40141656-00-00103 | BUTTERFLY VALVE, 100 MM ,ALUMINIUM BODY, LEVER OPERATED,WAFER TYPE,PN 16 | 306 | Butterfly valves | BUTTERFLY VALVE | VALVE | BUTTERFLY | 40141620 | Butterfly wafer pattern valves | Production Completed
TNG - SHO | UNSPSC Classification | SMX | SMX | OK | 2023-04-14 | 2023-04-14 |  | G_60362 | G_40141656-00-00108 | 40141656-00-00108 | BUTTERFLY VALVE, MOTORISED, 2-WAY ON/OFF WITH ACTUATOR, 350MM DIA, CAST IRON | 306 | Butterfly valves | BUTTERFLY VALVE | VALVE | BUTTERFLY | 40141600 | Valves | Production Completed
TNG - SHO | UNSPSC Classification | SMX | SMX | OK | 2023-04-14 | 2023-04-14 |  | G_60363 | G_40141656-00-00105 | 40141656-00-00105 | BUTTERFLY VALVE, 65 MM, ALUMINIUM BODY, LEVER OPERATED,WAFER TYPE,PN 16 | 306 | Butterfly valves | BUTTERFLY VALVE | VALVE | BUTTERFLY | 40141620 | Butterfly wafer pattern valves | Production Completed
TNG - SHO | UNSPSC Classification | SMX | SMX | OK | 2023-04-14 | 2023-04-14 |  | G_60364 | G_40141656-00-00102 | 40141656-00-00102 | BUTTERFLY VALVE, 150 MM ,ALUMINIUM BODY, LEVER OPERATED,WAFER TYPE,PN 16 | 306 | Butterfly valves | BUTTERFLY VALVE | VALVE | BUTTERFLY | 40141620 | Butterfly wafer pattern valves | Production Completed
TNG - SHO | UNSPSC Classification | SMX | SMX | OK | 2023-04-14 | 2023-04-14 |  | G_60365 | G_40141656-00-00115 | 40141656-00-00115 | BUTTERFLY VALVE, 65 MM ,ALUMINIUM BODY, LEVER OPERATED,WAFER TYPE,PN 10 | 306 | Butterfly valves | BUTTERFLY VALVE | VALVE | BUTTERFLY | 40141620 | Butterfly wafer pattern valves | Production Completed
TNG - SHO | UNSPSC Classification | SMX | SMX | OK | 2023-04-14 | 2023-04-14 |  | G_60366 | G_40141656-00-00119 | 40141656-00-00119 | BUTTERFLY VALVE, 50MM, ELECTRICAL ACTUATED, MAKE: BELIMO, MODEL NO: D650N+GRC230G-5+S2A | 306 | Butterfly valves | BUTTERFLY VALVE | VALVE | BUTTERFLY | 40141600 | Valves | Production Completed
TNG - SHO | UNSPSC Classification | SMX | SMX | OK | 2023-04-14 | 2023-04-14 |  | G_60367 | G_40141656-00-00113 | 40141656-00-00113 | BUTTERFLY VALVE, 100 MM,S.G IRON BODY, SS DISC, LEVER OPERATED, PN-16 | 306 | Butterfly valves | BUTTERFLY VALVE | VALVE | BUTTERFLY | 40141600 | Valves | Production Completed
TNG - SHO | UNSPSC Classification | SMX | SMX | OK | 2023-04-14 | 2023-04-14 |  | G_60368 | G_40141656-00-00114 | 40141656-00-00114 | BUTTERFLY VALVE, 50 MM,S.G IRON BODY, SS DISC, LEVER OPERATED, PN-16 | 306 | Butterfly valves | BUTTERFLY VALVE | VALVE | BUTTERFLY | 40141600 | Valves | Production Completed
TNG - SHO | UNSPSC Classification | SMX | SMX | OK | 2023-04-14 | 2023-04-14 |  | G_60369 | G_40141656-00-00111 | 40141656-00-00111 | BUTTERFLY VALVE, 65 MM,S.G IRON BODY, SS DISC, LEVER OPERATED, PN-16 | 306 | Butterfly valves | BUTTERFLY VALVE | VALVE | BUTTERFLY | 40141600 | Valves | Production Completed
TNG - SHO | UNSPSC Classification | SMX | SMX | OK | 2023-04-14 | 2023-04-14 |  | G_60370 | G_40141656-00-00112 | 40141656-00-00112 | BUTTERFLY VALVE, 80 MM,S.G IRON BODY, SS DISC, LEVER OPERATED, PN-16 | 306 | Butterfly valves | BUTTERFLY VALVE | VALVE | BUTTERFLY | 40141600 | Valves | Production Completed
TNG - SHO | UNSPSC Classification | SMX | SMX | OK | 2023-04-14 | 2023-04-14 |  | G_60371 | G_40141656-00-00110 | 40141656-00-00110 | BUTTERFLY VALVE, 150 MM,S.G IRON BODY, SS DISC, LEVER OPERATED, PN-16 | 306 | Butterfly valves | BUTTERFLY VALVE | VALVE | BUTTERFLY | 40141600 | Valves | Production Completed
TNG - SHO | UNSPSC Classification | SMX | SMX | OK | 2023-04-14 | 2023-04-14 |  | G_60372 | G_40141656-00-00120 | 40141656-00-00120 | BUTTERFLY VALVE, 200 MM, ELECTRICAL ACTUATED, MAKE: BELIMO, MODEL NO: D6200W+PRCA-S2-T | 306 | Butterfly valves | BUTTERFLY VALVE | VALVE | BUTTERFLY | 40141600 | Valves | Production Completed
TNG - SHO | UNSPSC Classification | SMX | SMX | OK | 2023-04-14 | 2023-04-14 |  | G_60373 | G_40141656-00-00118 | 40141656-00-00118 | BUTTERFLY VALVE, 100 MM, ELECTRICAL ACTUATED, MAKE: BELIMO, MODEL NO: D6100N+DRC230G-5+S2A | 306 | Butterfly valves | BUTTERFLY VALVE | VALVE | BUTTERFLY | 40141600 | Valves | Production Completed
TNG - SHO | UNSPSC Classification | SMX | SMX | OK | 2023-04-14 | 2023-04-14 |  | G_60374 | G_40141656-00-00121 | 40141656-00-00121 | BUTTERFLY VALVE, 200 MM, STAINLESS STEEL BODY, SS DISC, LEVER OPERATED, WAFER TYPE, PN 10 | 306 | Butterfly valves | BUTTERFLY VALVE | VALVE | BUTTERFLY | 40141620 | Butterfly wafer pattern valves | Production Completed
TNG - SHO | UNSPSC Classification | SMX | SMX | OK | 2023-04-14 | 2023-04-14 |  | G_60375 | G_40141656-00-00116 | 40141656-00-00116 | BUTTERFLY VALVE, 100 MM ,ALUMINIUM BODY, LEVER OPERATED,WAFER TYPE,PN 10 | 306 | Butterfly valves | BUTTERFLY VALVE | VALVE | BUTTERFLY | 40141620 | Butterfly wafer pattern valves | Production Completed
TNG - SHO | UNSPSC Classification | SMX | SMX | OK | 2023-04-14 | 2023-04-14 |  | G_60376 | G_40141656-00-00117 | 40141656-00-00117 | BUTTERFLY VALVE, MOTORIZED,2-WAY ON/OFF WITH ACTUATOR ,150MM DIA,CAST IRON | 306 | Butterfly valves | BUTTERFLY VALVE | VALVE | BUTTERFLY | 40141600 | Valves | Production Completed
TNG - SHO | UNSPSC Classification | SMX | SMX | OK | 2023-04-14 | 2023-04-14 |  | G_60377 | G_40141656-00-00122 | 40141656-00-00122 | BUTTERFLY VALVE, CAST IRON, 100MM DIA, WAFER TYPE, LONG STEM, WHEEL OPERATED, PN 16 | 306 | Butterfly valves | BUTTERFLY VALVE | VALVE | BUTTERFLY | 40141620 | Butterfly wafer pattern valves | Production Completed
TNG - SHO | UNSPSC Classification | SMX | SMX | OK | 2023-04-14 | 2023-04-14 |  | G_60378 | G_40141656-00-00124 | 40141656-00-00124 | BUTTERFLY VALVE, CAST IRON,150 MM DIA,WAFER TYPE, LONG STEM, WHEEL OPERATED, PN 16 | 306 | Butterfly valves | BUTTERFLY VALVE | VALVE | BUTTERFLY | 40141620 | Butterfly wafer pattern valves | Production Completed
TNG - SHO | UNSPSC Classification | SMX | SMX | OK | 2023-04-14 | 2023-04-14 |  | G_60379 | G_40141656-00-00123 | 40141656-00-00123 | BUTTERFLY VALVE, CAST IRON, 80 MM DIA, WAFER TYPE, LONG STEM, WHEEL OPERATED, PN 16 | 306 | Butterfly valves | BUTTERFLY VALVE | VALVE | BUTTERFLY | 40141620 | Butterfly wafer pattern valves | Production Completed
TNG - SHO | UNSPSC Classification | SMX | SMX | OK | 2023-04-14 | 2023-04-14 |  | G_60380 | G_40141656-00-00125 | 40141656-00-00125 | BUTTERFLY VALVE, CAST IRON, 125 MM DIA, WAFER TYPE, LONG STEM, WHEEL OPERATED, PN 16 | 306 | Butterfly valves | BUTTERFLY VALVE | VALVE | BUTTERFLY | 40141620 | Butterfly wafer pattern valves | Production Completed
TNG - SHO | UNSPSC Classification | SMX | SMX | OK | 2023-04-14 | 2023-04-14 |  | G_60381 | G_40141656-00-00126 | 40141656-00-00126 | BUTTERFLY VALVE, CAST IRON, 50 MM DIA, WAFER TYPE, LONG STEM, WHEEL OPERATED, PN 16 | 306 | Butterfly valves | BUTTERFLY VALVE | VALVE | BUTTERFLY | 40141620 | Butterfly wafer pattern valves | Production Completed
TNG - SHO | UNSPSC Classification | SMX | SMX | OK | 2023-04-14 | 2023-04-14 |  | G_60382 | G_40141656-00-00127 | 40141656-00-00127 | BUTTERFLY VALVE, CAST IRON, 65 MM DIA, WAFER TYPE, LONG STEM, WHEEL OPERATED, PN 16 | 306 | Butterfly valves | BUTTERFLY VALVE | VALVE | BUTTERFLY | 40141620 | Butterfly wafer pattern valves | Production Completed
TNG - SHO | UNSPSC Classification | SMX | SMX | OK | 2023-04-14 | 2023-04-14 |  | G_60383 | G_40141656-00-00129 | 40141656-00-00129 | BUTTERFLY VALVE, 50MM, CAST IRON, LEVER OPERATED, WAFER TYPE, PN 16 | 306 | Butterfly valves | BUTTERFLY VALVE | VALVE | BUTTERFLY | 40141620 | Butterfly wafer pattern valves | Production Completed
TNG - SHO | UNSPSC Classification | SMX | SMX | OK | 2023-04-14 | 2023-04-14 |  | G_60384 | G_40141656-00-00130 | 40141656-00-00130 | BUTTERFLY VALVE, MAKE: GEORG FISCHER, MODEL: BUV 565 PVDF/PA-GF D225DN200, CODE : 199565006 | 306 | Butterfly valves | BUTTERFLY VALVE | VALVE | BUTTERFLY | 40141600 | Valves | Production Completed
TNG - SHO | UNSPSC Classification | SMX | SMX | OK | 2023-04-14 | 2023-04-14 |  | G_60385 | G_40141656-00-00128 | 40141656-00-00128 | BUTTERFLY VALVE, 300 MM DIA, MOTORISED, PN 16, WITH ACTUATOR, CAST IRON | 306 | Butterfly valves | BUTTERFLY VALVE | VALVE | BUTTERFLY | 40141600 | Valves | Production Completed
TNG - SHO | UNSPSC Classification | SMX | SMX | OK | 2023-04-14 | 2023-04-14 |  | G_60386 | G_40141656-00-00136 | 40141656-00-00136 | BUTTERFLY VALVE, MAKE:`GEORG FISCHER, MODEL: BUV PVDF/EPDM D75DN65, CODE: 199565001 | 306 | Butterfly valves | BUTTERFLY VALVE | VALVE | BUTTERFLY | 40141600 | Valves | Production Completed
TNG - SHO | UNSPSC Classification | SMX | SMX | OK | 2023-04-14 | 2023-04-14 |  | G_60387 | G_40141656-00-00135 | 40141656-00-00135 | BUTTERFLY VALVE, MAKE: GEORG FISCHER, MODEL: BUV 565 PVDF/PA-GF D140DN125, CODE: 199565004 | 306 | Butterfly valves | BUTTERFLY VALVE | VALVE | BUTTERFLY | 40141600 | Valves | Production Completed
TNG - SHO | UNSPSC Classification | SMX | SMX | OK | 2023-04-14 | 2023-04-14 |  | G_60388 | G_40141656-00-00133 | 40141656-00-00133 | BUTTERFLY VALVE, MAKE: GEORG FISCHER, MODEL: BUV PVDF/EPDM D90DN80, CODE: 199565002 | 306 | Butterfly valves | BUTTERFLY VALVE | VALVE | BUTTERFLY | 40141600 | Valves | Production Completed
TNG - SHO | UNSPSC Classification | SMX | SMX | OK | 2023-04-14 | 2023-04-14 |  | G_60389 | G_40141656-00-00132 | 40141656-00-00132 | BUTTERFLY VALVE, MAKE: GEORG FISCHER, MODEL: BUV 565 PVDF/PA-GF D110DN100, CODE: 199565003 | 306 | Butterfly valves | BUTTERFLY VALVE | VALVE | BUTTERFLY | 40141600 | Valves | Production Completed
TNG - SHO | UNSPSC Classification | SMX | SMX | OK | 2023-04-14 | 2023-04-14 |  | G_60390 | G_40141656-00-00131 | 40141656-00-00131 | BUTTERFLY VALVE, MAKE: GEORG FISCHER, MODEL: BUV 565 PVDF/PA-GF D160DN150, CODE: 199565005 | 306 | Butterfly valves | BUTTERFLY VALVE | VALVE | BUTTERFLY | 40141600 | Valves | Production Completed
TNG - SHO | UNSPSC Classification | SMX | SMX | OK | 2023-04-14 | 2023-04-14 |  | G_60391 | G_40141656-00-00134 | 40141656-00-00134 | BUTTERFLY VALVE, MAKE: GEORG FISCHER, MODEL: BUV PVDF/EPDM D63DN50, CODE: 199565000 | 306 | Butterfly valves | BUTTERFLY VALVE | VALVE | BUTTERFLY | 40141600 | Valves | Production Completed
TNG - SHO | UNSPSC Classification | SMX | SMX | OK | 2023-04-14 | 2023-04-14 |  | G_60392 | G_40141656-00-00140 | 40141656-00-00140 | BUTTERFLY VALVE, SS-304, 150MM | 306 | Butterfly valves | BUTTERFLY VALVE | VALVE | BUTTERFLY | 40141600 | Valves | Production Completed
TNG - SHO | UNSPSC Classification | SMX | SMX | OK | 2023-04-14 | 2023-04-14 |  | G_60393 | G_40141656-00-00141 | 40141656-00-00141 | BUTTERFLY VALVE, 40MM, ELECTRICAL ACTUATED, MAKE: BELIMO | 306 | Butterfly valves | BUTTERFLY VALVE | VALVE | BUTTERFLY | 40141600 | Valves | Production Completed
TNG - SHO | UNSPSC Classification | SMX | SMX | OK | 2023-04-14 | 2023-04-14 |  | G_60394 | G_40141656-00-00137 | 40141656-00-00137 | BUTTERFLY VALVE, 250 MM, CAST IRON BODY, GEAR OPERATED, WAFER TYPE, PN 10 | 306 | Butterfly valves | BUTTERFLY VALVE | VALVE | BUTTERFLY | 40141620 | Butterfly wafer pattern valves | Production Completed
TNG - SHO | UNSPSC Classification | SMX | SMX | OK | 2023-04-14 | 2023-04-14 |  | G_60395 | G_40141656-00-00138 | 40141656-00-00138 | BUTTERFLY VALVE, 200 MM, CAST IRON BODY, GEAR OPERATED, WAFER TYPE, PN 10 | 306 | Butterfly valves | BUTTERFLY VALVE | VALVE | BUTTERFLY | 40141620 | Butterfly wafer pattern valves | Production Completed
TNG - SHO | UNSPSC Classification | SMX | SMX | OK | 2023-04-14 | 2023-04-14 |  | G_60396 | G_40141656-00-00139 | 40141656-00-00139 | BUTTERFLY VALVE, 400 MM, CAST IRON BODY, GEAR OPERATED, WAFER TYPE, PN 10 | 306 | Butterfly valves | BUTTERFLY VALVE | VALVE | BUTTERFLY | 40141620 | Butterfly wafer pattern valves | Production Completed
TNG - SHO | UNSPSC Classification | SMX | SMX | OK | 2023-04-14 | 2023-04-14 |  | G_60417 | G_40151533-00-00010 | 40151533-00-00010 | PUMP, SUBMERSIBLE SEWAGE, DRAINEX 502 5 HP,3 PHASE/1 NO DIGITAL CONTROL PANEL WITH FLOAT SWITCHES, 1 W + 1 S, HEAD 20.5/FLOW 33.6 M3/H, MAKE : ESPA | 1446 | Chlorine doser with Pump &Tank- | SUBMERSIBLE PUMP | PUMP | SUBMERSIBLE | 40151517 | Sewage pumps | Production Completed
TNG - SHO | UNSPSC Classification | SMX | SMX | OK | 2023-04-14 | 2023-04-14 |  | G_60418 | G_40151533-00-00039 | 40151533-00-00039 | PUMP, HYDRO PNEUMATIC SYSTEM, MAKE : GRUNDFOS, MODEL : HYDROMPC F 3 X CRE 15-3 + 1 JOCKEY X CRE 3-8_CUE, WITH MULTI VFD, ALL MOTORS IE 5 | 1446 | Chlorine doser with Pump &Tank- | PUMP | PUMP |  | 40151500 | Pumps | Production Completed
TNG - SHO | UNSPSC Classification | SMX | SMX | OK | 2023-04-14 | 2023-04-14 |  | G_60419 | G_40151533-00-00040 | 40151533-00-00040 | PUMP, HYDRO PNEUMATIC SYSTEM, MAKE : GRUNDFOS, MODEL : HYDRO MPC F 3 X CRE 15-4 + 1 JOCKEY X CRE 5-9_CUE,WITH MULTI VFD, ALL MOTORS IE 5 | 1446 | Chlorine doser with Pump &Tank- | PUMP | PUMP |  | 40151500 | Pumps | Production Completed
TNG - SHO | UNSPSC Classification | SMX | SMX | OK | 2023-04-14 | 2023-04-14 |  | G_60420 | G_40151533-00-00042 | 40151533-00-00042 | PUMP, HYDRO PNEUMATIC SYSTEM, MAKE : GRUNDFOS, MODEL : HYDRO MPC F3XCR15-09, WITH VARIABLE SPEED | 1446 | Chlorine doser with Pump &Tank- | PUMP | PUMP |  | 40151500 | Pumps | Production Completed
TNG - SHO | UNSPSC Classification | SMX | SMX | OK | 2023-04-14 | 2023-04-14 |  | G_60421 | G_40151533-00-00035 | 40151533-00-00035 | PUMP, SPARE, PRODUCT : KIT DR 06 2", 90˚ ELBOW AT 2” & STAINLESS STEEL FEET, FOR PUMP, SUBMERSIBLE SEWAGE, DRAINEX 502, MAKE : ESPA | 1446 | Chlorine doser with Pump &Tank- | SUBMERSIBLE PUMP | PUMP | SUBMERSIBLE | 40151517 | Sewage pumps | Production Completed
TNG - SHO | UNSPSC Classification | SMX | SMX | OK | 2023-04-14 | 2023-04-14 |  | G_60422 | G_40151533-00-00045 | 40151533-00-00045 | PUMP, SUBMERSIBLE SEWAGE, DRAINEX 401, 3.5 HP, 3 PHASE / 1 NO DIGITAL CONTROL PANEL WITH FLOAT SWITCHES, 1W + 1S, HEAD 14M / FLOW 20.8M3/HR, MAKE: ESPA | 1446 | Chlorine doser with Pump &Tank- | SUBMERSIBLE PUMP | PUMP | SUBMERSIBLE | 40151517 | Sewage pumps | Production Completed
TNG - SHO | UNSPSC Classification | SMX | SMX | OK | 2023-04-14 | 2023-04-14 |  | G_60423 | G_40151533-00-00044 | 40151533-00-00044 | PUMP, HYDRO PNEUMATIC SYSTEM, MAKE : GRUNDFOS, MODEL : HYDRO MPC F 3XCR 32-3 | 1446 | Chlorine doser with Pump &Tank- | PUMP | PUMP |  | 40151500 | Pumps | Production Completed
TNG - SHO | UNSPSC Classification | SMX | SMX | OK | 2023-04-14 | 2023-04-14 |  | G_60424 | G_40151533-00-00033 | 40151533-00-00033 | PUMP, SUBMERSIBLE SEWAGE, DRAINEX 401, 3.5 HP, 3 PHASE / 1 NO DIGITAL CONTROL PANEL WITH FLOAT SWITCHES, 1W + 1S, HEAD 16.2M / FLOW 4LPS, MAKE: ESPA | 1446 | Chlorine doser with Pump &Tank- | SUBMERSIBLE PUMP | PUMP | SUBMERSIBLE | 40151517 | Sewage pumps | Production Completed
TNG - SHO | UNSPSC Classification | SMX | SMX | OK | 2023-04-14 | 2023-04-14 |  | G_60425 | G_40151533-00-00043 | 40151533-00-00043 | PUMP, HYDRO PNEUMATIC SYSTEM, MAKE : GRUNDFOS, MODEL : HYDRO MPC EF 3 X SP 46-11 | 1446 | Chlorine doser with Pump &Tank- | PUMP | PUMP |  | 40151500 | Pumps | Production Completed
TNG - SHO | UNSPSC Classification | SMX | SMX | OK | 2023-04-14 | 2023-04-14 |  | G_60426 | G_40151533-00-00041 | 40151533-00-00041 | PUMP, HYDRO PNEUMATIC SYSTEM, MAKE:GRUNDFOS, MODEL : HYDRO MPC F3XCR20-10, WITH VARIABLE SPEED | 1446 | Chlorine doser with Pump &Tank- | PUMP | PUMP |  | 40151500 | Pumps | Production Completed
TNG - SHO | UNSPSC Classification | SMX | SMX | OK | 2023-04-14 | 2023-04-14 |  | G_60427 | G_40151533-00-00037 | 40151533-00-00037 | PUMP, HYDRO PNEUMATIC SYSTEM, MAKE : GRUNDFOS, MODEL : HYDRO MPC EF 3 X CR 15-5 + 1X CR 5-9_CUE,WITH MULTI VFD | 1446 | Chlorine doser with Pump &Tank- | PUMP | PUMP |  | 40151500 | Pumps | Production Completed
TNG - SHO | UNSPSC Classification | SMX | SMX | OK | 2023-04-14 | 2023-04-14 |  | G_60428 | G_40151533-00-00038 | 40151533-00-00038 | PUMP, HYDRO PNEUMATIC SYSTEM, MAKE : GRUNDFOS, MODEL : HYDROMPC EF 3 X CR 20-5 + 1 X CR 5-9_CUE, WITH MULTI VFD | 1446 | Chlorine doser with Pump &Tank- | PUMP | PUMP |  | 40151500 | Pumps | Production Completed
TNG - SHO | UNSPSC Classification | SMX | SMX | OK | 2023-04-14 | 2023-04-14 |  | G_60429 | G_40151533-00-00048 | 40151533-00-00048 | PUMP, HYDRO PNEUMATIC SYSTEM, MAKE : GRUNDFOS, MODEL : HYDRO MULTI -S 2 X CR 5-9 | 1446 | Chlorine doser with Pump &Tank- | PUMP | PUMP |  | 40151500 | Pumps | Production Completed
TNG - SHO | UNSPSC Classification | SMX | SMX | OK | 2023-04-14 | 2023-04-14 |  | G_60430 | G_40151533-00-00052 | 40151533-00-00052 | PUMP, HYDRO PNEUMATIC SYSTEM, MAKE : GRUNDFOS, MODEL : HYDRO MPC EF2XCR32-4 | 1446 | Chlorine doser with Pump &Tank- | PUMP | PUMP |  | 40151500 | Pumps | Production Completed
TNG - SHO | UNSPSC Classification | SMX | SMX | OK | 2023-04-14 | 2023-04-14 |  | G_60431 | G_40151533-00-00061 | 40151533-00-00061 | PUMP, SUBMERSIBLE, WASTE WATER, WITH HIGH HEAD, MODEL NO : MSP S055T, 5.5KW, MAKE : MECHLION | 1446 | Chlorine doser with Pump &Tank- | SUBMERSIBLE PUMP | PUMP | SUBMERSIBLE | 40151510 | Water pumps | Production Completed
TNG - SHO | UNSPSC Classification | SMX | SMX | OK | 2023-04-14 | 2023-04-14 |  | G_60432 | G_40151533-00-00073 | 40151533-00-00073 | PUMP, HYDRO PNEUMATIC SYSTEM, MAKE : GRUNDFOS, MODEL : HYDRO MPC E 1 CRE 5-22 (JOCKEY) + 3 CRE 20-06 (2W + 1S) WITH IE5 MOTOR, 18M3/HR, 70 MTR HEAD | 1446 | Chlorine doser with Pump &Tank- | PUMP | PUMP |  | 40151500 | Pumps | Production Completed
TNG - SHO | UNSPSC Classification | SMX | SMX | OK | 2023-04-14 | 2023-04-14 |  | G_60433 | G_40151533-00-00066 | 40151533-00-00066 | PUMP, MULTISTAGE CENTRIFUGAL PUMP,MULTI VFD SYSTEM,MANIFOLD,VALVES:S.S,5.5 LPS/PUMP AT 37 M HEAD,2W+1S PUMP WITH 100 LTR PN 10 RATING PRESSURE VESSEL, MAKE:MECHLION:SB 15-4,4KW | 1446 | Chlorine doser with Pump &Tank- | CENTRIFUGAL PUMP | PUMP | CENTRIFUGAL | 40151503 | Centrifugal pumps | Production Completed
TNG - SHO | UNSPSC Classification | SMX | SMX | OK | 2023-04-14 | 2023-04-14 |  | G_60434 | G_40151533-00-00070 | 40151533-00-00070 | PUMP, SUBMERSIBLE SEWAGE CUTTER PUMP,CONFI 1W+1S,SOLID 44MM,3 PHASE,1.5KW, MODEL NO:MCP C015T | 1446 | Chlorine doser with Pump &Tank- | SUBMERSIBLE PUMP | PUMP | SUBMERSIBLE | 40151517 | Sewage pumps | Production Completed
TNG - SHO | UNSPSC Classification | SMX | SMX | OK | 2023-04-14 | 2023-04-14 |  | G_60435 | G_40151533-00-00067 | 40151533-00-00067 | PUMP, MULTISTAGE CENTRIFUGAL PUMP,MULTI VFD SYSTEM,MANIFOLD,VALVES:S.S,4.6 LPS/PUMP AT 37 M HEAD,2W+1S PUMP WITH 100LTR PN 10 RATING PRESSURE VESSEL,MAKE:MECHLION:SB 15-4,4KW | 1446 | Chlorine doser with Pump &Tank- | CENTRIFUGAL PUMP | PUMP | CENTRIFUGAL | 40151503 | Centrifugal pumps | Production Completed
TNG - SHO | UNSPSC Classification | SMX | SMX | OK | 2023-04-14 | 2023-04-14 |  | G_60436 | G_40151533-00-00053 | 40151533-00-00053 | PUMP, BOOSTER, 1.1 KW, 3.3LPS @ 18MTRS HEAD, 2 WORKING MULTI STAGE HORIZONTAL PUMPS, WITH 100 LTRS PRESSURE TANK AND DIGITAL CONTROL PANEL, MAKE: ESPA SPAIN, MODEL: PRISMA 45-3N | 1446 | Chlorine doser with Pump &Tank- | PUMP | PUMP |  | 40151566 | Booster pump | Production Completed
TNG - SHO | UNSPSC Classification | SMX | SMX | OK | 2023-04-14 | 2023-04-14 |  | G_60437 | G_40151533-00-00075 | 40151533-00-00075 | PUMP, HYDRO PNEUMATIC SYSTEM, MAKE : GRUNDFOS, MODEL : HYDRO MPC E 2 X CRE 5-5_WITHOUT SUCTION HEADER AND VALVES_60HZ_HMI 300_1.5KW, FLOW : 6M3/HR, HEAD : 40MTR, MOTOR : 1.5KW | 1446 | Chlorine doser with Pump &Tank- | PUMP | PUMP |  | 40151500 | Pumps | Production Completed
TNG - SHO | UNSPSC Classification | SMX | SMX | OK | 2023-04-14 | 2023-04-14 |  | G_60438 | G_40151533-00-00060 | 40151533-00-00060 | PUMP, BOOSTER, HORIZONTAL WITH MULTI VFD SYSTEM HAVING IP 65 PANEL, MANIFOLD: S.S VALVES, DISCHG:3LPS,HEAD:12M, PRE.VESSEL:100 L, MAKE:MECHLION, CODE:MHM 12-30 | 1446 | Chlorine doser with Pump &Tank- | PUMP | PUMP |  | 40151566 | Booster pump | Production Completed
TNG - SHO | UNSPSC Classification | SMX | SMX | OK | 2023-04-14 | 2023-04-14 |  | G_60439 | G_40151533-00-00078 | 40151533-00-00078 | PUMP, HYDRO PNEUMATIC SYSTEM, MAKE : GRUNDFOS, MODEL : HYDRO MPC E 2 X CRE 5-5_WITHOUT SUCTION HEADER AND VALVES_60HZ_HMI 300, FLOW : 7M3/HR, HEAD : 30MTR, MOTOR : 1.1KW | 1446 | Chlorine doser with Pump &Tank- | PUMP | PUMP |  | 40151500 | Pumps | Production Completed
TNG - SHO | UNSPSC Classification | SMX | SMX | OK | 2023-04-14 | 2023-04-14 |  | G_60440 | G_40151533-00-00046 | 40151533-00-00046 | PUMP, HYDRO PNEUMATIC SYSTEM, MAKE : GRUNDFOS, MODEL : HYDRO MPC F5 X CR32-6 | 1446 | Chlorine doser with Pump &Tank- | PUMP | PUMP |  | 40151500 | Pumps | Production Completed
TNG - SHO | UNSPSC Classification | SMX | SMX | OK | 2023-04-14 | 2023-04-14 |  | G_60441 | G_40151533-00-00057 | 40151533-00-00057 | PUMP, HYDRO PNEUMATIC SYSTEM, MAKE : GRUNDFOS, MODEL : HYDRO MPC EF 2 X CR 5-9 + 1 X CR 1-7 (CUE DRIVE)_IE3 _SUCTION PT_ MODBUS | 1446 | Chlorine doser with Pump &Tank- | PUMP | PUMP |  | 40151500 | Pumps | Production Completed
TNG - SHO | UNSPSC Classification | SMX | SMX | OK | 2023-04-14 | 2023-04-14 |  | G_60442 | G_40151533-00-00047 | 40151533-00-00047 | PUMP, HYDRO PNEUMATIC SYSTEM, MAKE : GRUNDFOS, MODEL : HYDRO MPC F5XCR45-4 | 1446 | Chlorine doser with Pump &Tank- | PUMP | PUMP |  | 40151500 | Pumps | Production Completed
TNG - SHO | UNSPSC Classification | SMX | SMX | OK | 2023-04-14 | 2023-04-14 |  | G_60443 | G_40151533-00-00068 | 40151533-00-00068 | PUMP, HYDRO PNEUMATIC SYSTEM, MAKE : GRUNDFOS, MODEL :HYDRO MPC E 2 CRE 10-9, WITH IE5 MOTOR, MODBUS, SUCTION AND DISCHARGE MANIFOLDS | 1446 | Chlorine doser with Pump &Tank- | PUMP | PUMP |  | 40151500 | Pumps | Production Completed
TNG - SHO | UNSPSC Classification | SMX | SMX | OK | 2023-04-14 | 2023-04-14 |  | G_60444 | G_40151533-00-00071 | 40151533-00-00071 | PUMP, HYDRO PNEUMATIC SYSTEM, MAKE : GRUNDFOS, MODEL : HYDRO MPC E 1 CRE 5-22 (JOCKEY) + 3 CRE 20-06 (2W + 1S) WITH IE5 MOTOR | 1446 | Chlorine doser with Pump &Tank- | PUMP | PUMP |  | 40151500 | Pumps | Production Completed
TNG - SHO | UNSPSC Classification | SMX | SMX | OK | 2023-04-14 | 2023-04-14 |  | G_60445 | G_40151533-00-00074 | 40151533-00-00074 | PUMP, HYDRO PNEUMATIC SYSTEM, MAKE : GRUNDFOS, MODEL : HYDRO MPC E 1 CRE 1-13 (JOCKEY) + 3 CRE 10-09 (2 W+ 1S) WITH IE5 MOTOR | 1446 | Chlorine doser with Pump &Tank- | PUMP | PUMP |  | 40151500 | Pumps | Production Completed
TNG - SHO | UNSPSC Classification | SMX | SMX | OK | 2023-04-14 | 2023-04-14 |  | G_60446 | G_40151533-00-00072 | 40151533-00-00072 | PUMP, HYDRO PNEUMATIC SYSTEM, MAKE : GRUNDFOS, MODEL : HYDRO MPC E 1 CRE 1-17 (JOCKEY) + 3 CRE 05-22 (2 W+ 1S) WITH IE5 MOTOR | 1446 | Chlorine doser with Pump &Tank- | PUMP | PUMP |  | 40151500 | Pumps | Production Completed
TNG - SHO | UNSPSC Classification | SMX | SMX | OK | 2023-04-14 | 2023-04-14 |  | G_60447 | G_40151533-00-00079 | 40151533-00-00079 | PUMP, SUBMERSIBLE, WASTE WATER, WITH HIGH HEAD, MODEL NO : MSP S022T, 2.2KW, MAKE : MECHLION | 1446 | Chlorine doser with Pump &Tank- | SUBMERSIBLE PUMP | PUMP | SUBMERSIBLE | 40151510 | Water pumps | Production Completed
TNG - SHO | UNSPSC Classification | SMX | SMX | OK | 2023-04-14 | 2023-04-14 |  | G_60448 | G_40151533-00-00051 | 40151533-00-00051 | PUMP, SUBMERSIBLE PUMP, 3PH, 2HP, 1W+1WS, 1.8LPS, SOLID:44, 1.5KW, MAKE:MECHLION, MODEL:MSPS015(T) | 1446 | Chlorine doser with Pump &Tank- | SUBMERSIBLE PUMP | PUMP | SUBMERSIBLE | 40151513 | Submersible pumps | Production Completed
TNG - SHO | UNSPSC Classification | SMX | SMX | OK | 2023-04-14 | 2023-04-14 |  | G_60449 | G_40151533-00-00062 | 40151533-00-00062 | PUMP, CENTRIFUGAL, 1.5 HP, 3 PH, MAKE: MECHLION, MODEL NO: MHM 8-40 | 1446 | Chlorine doser with Pump &Tank- | CENTRIFUGAL PUMP | PUMP | CENTRIFUGAL | 40151503 | Centrifugal pumps | Production Completed
TNG - SHO | UNSPSC Classification | SMX | SMX | OK | 2023-04-14 | 2023-04-14 |  | G_60450 | G_40151533-00-00076 | 40151533-00-00076 | PUMP, HYDRO PNEUMATIC SYSTEM, MAKE : GRUNDFOS, MODEL : HYDRO MPC E 2 X CRE 3-5_WITHOUT SUCTION HEADER AND VALVES_60HZ_HMI 300_0.75KW, FLOW : 3M3/HR, HEAD : 35MTR, MOTOR : 0.75KW | 1446 | Chlorine doser with Pump &Tank- | PUMP | PUMP |  | 40151500 | Pumps | Production Completed
TNG - SHO | UNSPSC Classification | SMX | SMX | OK | 2023-04-14 | 2023-04-14 |  | G_60451 | G_40151533-00-00063 | 40151533-00-00063 | PUMP, SUBMERSIBLE,30 HP,1500RPM,FLOW 90LPS@18M HEAD, SOLID HANDILNG 50MM,MODEL:MLFF-250-18-22 8 | 1446 | Chlorine doser with Pump &Tank- | SUBMERSIBLE PUMP | PUMP | SUBMERSIBLE | 40151513 | Submersible pumps | Production Completed
TNG - SHO | UNSPSC Classification | SMX | SMX | OK | 2023-04-14 | 2023-04-14 |  | G_60452 | G_40151533-00-00069 | 40151533-00-00069 | PUMP, HYDRO PNEUMATIC SYSTEM, MAKE : GRUNDFOS, MODEL : HYDRO MPC EF 2 X SP 9-8, WITH GRUNDFOS CUE DRIVES AND MODBUS CARD | 1446 | Chlorine doser with Pump &Tank- | PUMP | PUMP |  | 40151500 | Pumps | Production Completed
TNG - SHO | UNSPSC Classification | SMX | SMX | OK | 2023-04-14 | 2023-04-14 |  | G_60453 | G_40151533-00-00077 | 40151533-00-00077 | PUMP, HYDRO PNEUMATIC SYSTEM, MAKE : GRUNDFOS, MODEL : HYDRO MPC E 2 X CRE 1-4_WITHOUT SUCTION HEADER AND VALVES_60HZ_HMI 300_0.37 KW, FLOW : 1M3/HR, HEAD : 35MTR, MOTOR : 0.37KW | 1446 | Chlorine doser with Pump &Tank- | PUMP | PUMP |  | 40151500 | Pumps | Production Completed
TNG - SHO | UNSPSC Classification | SMX | SMX | OK | 2023-04-14 | 2023-04-14 |  | G_60454 | G_40151533-00-00082 | 40151533-00-00082 | PUMP, SUBMERSIBLE, DEWATERING,HEAD:24.29 M,FLOW:4.24 LPS, MAKE : MECHLION, MODEL NO : MDP T0370H, 3.7 KW,(1W+1S) | 1446 | Chlorine doser with Pump &Tank- | SUBMERSIBLE PUMP | PUMP | SUBMERSIBLE | 40151531 | Dewatering pumps | Production Completed
TNG - SHO | UNSPSC Classification | SMX | SMX | OK | 2023-04-14 | 2023-04-14 |  | G_60455 | G_40151533-00-00055 | 40151533-00-00055 | PUMP, SUBMERSIBLE, 3 PHASE,SOLID: 35MM, DISCHARGE: 5 LPS, HEAD: 20 MTR, 3.7 KW,( 1 WORKING + 1 STANDBY),MAKE: MECHLION, CODE: MSP S037T | 1446 | Chlorine doser with Pump &Tank- | SUBMERSIBLE PUMP | PUMP | SUBMERSIBLE | 40151513 | Submersible pumps | Production Completed
TNG - SHO | UNSPSC Classification | SMX | SMX | OK | 2023-04-14 | 2023-04-14 |  | G_60456 | G_40151533-00-00050 | 40151533-00-00050 | PUMP, CENTRIFUGAL, VERTICLE MULTISTAGE 100LTS, IP65, 2W, 3.97LPS, 16M, MAKE:MECHLION:SB 15-2 | 1446 | Chlorine doser with Pump &Tank- | CENTRIFUGAL PUMP | PUMP | CENTRIFUGAL | 40151503 | Centrifugal pumps | Production Completed
TNG - SHO | UNSPSC Classification | SMX | SMX | OK | 2023-04-14 | 2023-04-14 |  | G_60457 | G_40151533-00-00059 | 40151533-00-00059 | PUMP, HYDRO PNEUMATIC SYSTEM, MAKE : GRUNDFOS, MODEL : HYDRO MPC E 2 X CRE 5-5(2.2KW) + 1 X CRE 1-5(0.55KW)_HMI 300_IE5 _SUCTION PT_ MODBUS WITH IE 5 MOTORS,(1W+1S+1J) | 1446 | Chlorine doser with Pump &Tank- | PUMP | PUMP |  | 40151500 | Pumps | Production Completed
TNG - SHO | UNSPSC Classification | SMX | SMX | OK | 2023-04-14 | 2023-04-14 |  | G_60458 | G_40151533-00-00058 | 40151533-00-00058 | PUMP, HYDRO PNEUMATIC SYSTEM, MAKE : GRUNDFOS, MODEL : HYDRO MPC E 2 X CRE 5-9 + 1 X CRE 1-9_HMI 300_IE5 _SUCTION PT_ MODBUS WITH IE 5 MOTORS_60HZ, (1W+1S+1J) | 1446 | Chlorine doser with Pump &Tank- | PUMP | PUMP |  | 40151500 | Pumps | Production Completed
TNG - SHO | UNSPSC Classification | SMX | SMX | OK | 2023-04-14 | 2023-04-14 |  | G_60459 | G_40151533-00-00056 | 40151533-00-00056 | PUMP, HYDRO PNEUMATIC SYSTEM, MAKE : GRUNDFOS, MODEL : HYDRO MPC EF 2 X CR10-6 +1 X CR1-12(CUE DRIVE)_SUCTION PT_MODBUS, WITH IE 3 MOTORS | 1446 | Chlorine doser with Pump &Tank- | PUMP | PUMP |  | 40151500 | Pumps | Production Completed
TNG - SHO | UNSPSC Classification | SMX | SMX | OK | 2023-04-14 | 2023-04-14 |  | G_60460 | G_40151533-00-00083 | 40151533-00-00083 | PUMP, SUBMERSIBLE, DEWATERING,HEAD:24 M,FLOW:34 LPS, MAKE : MECHLION, MODEL NO : MDP T1500, 15 KW,(1W+1S) | 1446 | Chlorine doser with Pump &Tank- | SUBMERSIBLE PUMP | PUMP | SUBMERSIBLE | 40151531 | Dewatering pumps | Production Completed
TNG - SHO | UNSPSC Classification | SMX | SMX | OK | 2023-04-14 | 2023-04-14 |  | G_60461 | G_40151533-00-00081 | 40151533-00-00081 | PUMP, SUBMERSIBLE, DEWATERING,HEAD:23.2 M,FLOW:14.36 LPS,MAKE : MECHLION, MODEL NO : MDP T0550H, 5.5 KW, (1W+1S) | 1446 | Chlorine doser with Pump &Tank- | SUBMERSIBLE PUMP | PUMP | SUBMERSIBLE | 40151531 | Dewatering pumps | Production Completed
TNG - SHO | UNSPSC Classification | SMX | SMX | OK | 2023-04-14 | 2023-04-14 |  | G_60462 | G_40151533-00-00085 | 40151533-00-00085 | PUMP, HYDRO PNEUMATIC SYSTEM, 5-24(5.5KW) (2W+1S) + 1XCRE (JOCKEY) WITH IE5 MOTOR, 5M3/HR, 105 MTR HEAD, MAKE : GRUNDFOS, MODEL : HYDRO MPC E3XCRE | 1446 | Chlorine doser with Pump &Tank- | PUMP | PUMP |  | 40151500 | Pumps | Production Completed
TNG - SHO | UNSPSC Classification | SMX | SMX | OK | 2023-04-14 | 2023-04-14 |  | G_60463 | G_40151533-00-00087 | 40151533-00-00087 | PUMP, SUBMERSIBLE HYDRO PNEUMATIC,SINGLE VFD SYSTEM,Q-1.8 LPS,HEAD-25M(1.8KG CUT IN/2.5KG CUT OFF) 1W+1S, MAKE: ESPA AND MODEL: ACUARIA 27 4 | 1446 | Chlorine doser with Pump &Tank- | SUBMERSIBLE PUMP | PUMP | SUBMERSIBLE | 40151513 | Submersible pumps | Production Completed
TNG - SHO | UNSPSC Classification | SMX | SMX | OK | 2023-04-14 | 2023-04-14 |  | G_60464 | G_40151533-00-00084 | 40151533-00-00084 | PUMP, HYDRO PNEUMATIC SYSTEM, 20-6(11KW) (2W+1S) + 1XCRE 5-24 (JOCKEY) WITH IE5 MOTOR, 21M3/HR, 105 MTR HEAD, MAKE : GRUNDFOS, MODEL : HYDRO MPC E3XCRE | 1446 | Chlorine doser with Pump &Tank- | PUMP | PUMP |  | 40151500 | Pumps | Production Completed
TNG - SHO | UNSPSC Classification | SMX | SMX | OK | 2023-04-14 | 2023-04-14 |  | G_60465 | G_40151533-00-00086 | 40151533-00-00086 | PUMP, HYDRO PNEUMATIC SYSTEM, 20-7(11KW) (2W+1S) + 1XCRE 5 (JOCKEY) WITH IE5 MOTOR, 18M3/HR, 90 MTR HEAD, MAKE : GRUNDFOS, MODEL : HYDRO MPC E3XCRE | 1446 | Chlorine doser with Pump &Tank- | PUMP | PUMP |  | 40151500 | Pumps | Production Completed
TNG - SHO | UNSPSC Classification | SMX | SMX | OK | 2023-04-14 | 2023-04-14 |  | G_60466 | G_40151533-00-00094 | 40151533-00-00094 | PUMP, BOOSTER, HORIZONTAL MULTISTAGE CENTRIFUGAL PUMP, DISCHARGE/PUMP: 5.5LPS, 12 MTRS HEAD, MAKE: MECHLION, CODE: MHM 20-20 | 1446 | Chlorine doser with Pump &Tank- | CENTRIFUGAL PUMP | PUMP | CENTRIFUGAL | 40151566 | Booster pump | Production Completed
TNG - SHO | UNSPSC Classification | SMX | SMX | OK | 2023-04-14 | 2023-04-14 |  | G_60467 | G_40151533-00-00096 | 40151533-00-00096 | PUMP, SUBMERSIBLE, DEWATERING,HEAD:20M,DISCHARGE:5LPS 3PHASE, 2.2 KW, MAKE : MECHLION, MODEL NO : MDP T0220H, (1W+1S) | 1446 | Chlorine doser with Pump &Tank- | SUBMERSIBLE PUMP | PUMP | SUBMERSIBLE | 40151531 | Dewatering pumps | Production Completed
TNG - SHO | UNSPSC Classification | SMX | SMX | OK | 2023-04-14 | 2023-04-14 |  | G_60468 | G_40151533-00-00098 | 40151533-00-00098 | PUMP, SUBMERSIBL, MONOBLOCK, OPEN WELL, 3 HP, MAKE: TEXMO, MODEL: TSM 1 (1W+1S) | 1446 | Chlorine doser with Pump &Tank- | SUBMERSIBLE PUMP | PUMP | SUBMERSIBLE | 40151511 | Well pumps | Production Completed
TNG - SHO | UNSPSC Classification | SMX | SMX | OK | 2023-04-14 | 2023-04-14 |  | G_60469 | G_40151533-00-00090 | 40151533-00-00090 | PUMP, SUBMERSIBLE DEWATERING, MAKE: MECHLION,MODEL NO : MSP S075T,(3W+1S ), 7.5 KW, SOLID: 55 MM, 3 PHASE,FLOW:23 LPS, HEAD: 18M | 1446 | Chlorine doser with Pump &Tank- | SUBMERSIBLE PUMP | PUMP | SUBMERSIBLE | 40151531 | Dewatering pumps | Production Completed
TNG - SHO | UNSPSC Classification | SMX | SMX | OK | 2023-04-14 | 2023-04-14 |  | G_60470 | G_40151533-00-00088 | 40151533-00-00088 | PUMP, HYDRO PNEUMATIC SYSTEM, MAKE : GRUNDFOS, FLOW : 13M3/HR, HEAD :43 MTR, MODEL : HYDRO MPC EF 3 X SP 17-05 (12A01905) & 4.0 KW PANEL (CUE DRIVE)_CIM 300 | 1446 | Chlorine doser with Pump &Tank- | PUMP | PUMP |  | 40151500 | Pumps | Production Completed
TNG - SHO | UNSPSC Classification | SMX | SMX | OK | 2023-04-14 | 2023-04-14 |  | G_60471 | G_40151533-00-00095 | 40151533-00-00095 | PUMP, SUBMERSIBLE, 3 PHASE, DISCHARGE: 5 LPS, HEAD: 18 MTR, 2.2KW,(1 W+ 1 S), MAKE: MECHLION, MODEL : MSP S022T | 1446 | Chlorine doser with Pump &Tank- | SUBMERSIBLE PUMP | PUMP | SUBMERSIBLE | 40151513 | Submersible pumps | Production Completed
TNG - SHO | UNSPSC Classification | SMX | SMX | OK | 2023-04-14 | 2023-04-14 |  | G_60472 | G_40151533-00-00099 | 40151533-00-00099 | PUMP, SUBMERSIBLE, 3PH,50HZ, MAKE: TEXMO, MODEL:TSM 31 R F, (1W+1S) | 1446 | Chlorine doser with Pump &Tank- | SUBMERSIBLE PUMP | PUMP | SUBMERSIBLE | 40151513 | Submersible pumps | Production Completed
TNG - SHO | UNSPSC Classification | SMX | SMX | OK | 2023-04-14 | 2023-04-14 |  | G_60473 | G_40151533-00-00097 | 40151533-00-00097 | PUMP, SUBMERSIBLE,3 PHASE, POWER 30HP,,DISCHARGE:65 LPS, HEAD22M, MAKE : MECHLION CONFIGURATION, 2W+1S, MODEL NO : FF-180-25-22 | 1446 | Chlorine doser with Pump &Tank- | SUBMERSIBLE PUMP | PUMP | SUBMERSIBLE | 40151513 | Submersible pumps | Production Completed
TNG - SHO | UNSPSC Classification | SMX | SMX | OK | 2023-04-14 | 2023-04-14 |  | G_60474 | G_40151533-00-00092 | 40151533-00-00092 | PUMP, SUBMERSIBLE DEWATERING, MAKE: MECHLION, MODEL NO : MDP T015H,(1W+1S ), 1.5 KW, SOLID: 12 MM, 3 PHASE,FLOW: 4 LPS,HEAD: 18M | 1446 | Chlorine doser with Pump &Tank- | SUBMERSIBLE PUMP | PUMP | SUBMERSIBLE | 40151531 | Dewatering pumps | Production Completed
TNG - SHO | UNSPSC Classification | SMX | SMX | OK | 2023-04-14 | 2023-04-14 |  | G_60475 | G_40151533-00-00091 | 40151533-00-00091 | PUMP, SUBMERSIBLE DEWATERING, MAKE: MECHLION, MODEL NO : MDP T075H,(1W+1S ), 7.5 KW, SOLID: 12 MM, 3 PHASE,FLOW :19.2 LPS, HEAD:21M | 1446 | Chlorine doser with Pump &Tank- | SUBMERSIBLE PUMP | PUMP | SUBMERSIBLE | 40151531 | Dewatering pumps | Production Completed
TNG - SHO | UNSPSC Classification | SMX | SMX | OK | 2023-04-14 | 2023-04-14 |  | G_60476 | G_40151533-00-00089 | 40151533-00-00089 | PUMP, HYDRO PNEUMATIC SYSTEM, MAKE : GRUNDFOS, FLOW : 29M3/HR, HEAD :48 MTR, MODEL : HYDRO MPC EF 3 X SP 30-07 (13A01907) & 11.0 KW PANEL (CUE DRIVE) | 1446 | Chlorine doser with Pump &Tank- | PUMP | PUMP |  | 40151500 | Pumps | Production Completed
TNG - SHO | UNSPSC Classification | SMX | SMX | OK | 2023-04-14 | 2023-04-14 |  | G_60477 | G_40151533-00-00093 | 40151533-00-00093 | PUMP, HYDRO PNEUMATIC PRESSURE BOOSTING, (2W+1S), MAKE : MECHLION, HEAD : 50MTR, FLOW : 63.7M3/HR | 1446 | Chlorine doser with Pump &Tank- | PUMP | PUMP |  | 40151566 | Booster pump | Production Completed
TNG - SHO | UNSPSC Classification | SMX | SMX | OK | 2023-04-14 | 2023-04-14 |  | G_60478 | G_40151533-00-00100 | 40151533-00-00100 | PUMP, HYDRO PNEUMATIC SYSTEM, MAKE : GRUNDFOS, MODEL : HYDRO MPC EF 3 X CR 20-6, 7.5 KW, HEAD : 81.71 MTRS, FLOW : 250 LPM | 1446 | Chlorine doser with Pump &Tank- | PUMP | PUMP |  | 40151500 | Pumps | Production Completed
TNG - SHO | UNSPSC Classification | SMX | SMX | OK | 2023-04-14 | 2023-04-14 |  | G_60479 | G_40151533-00-00101 | 40151533-00-00101 | PUMP, HYDRO PNEUMATIC SYSTEM, MAKE : GRUNDFOS, MODEL : HYDRO MPC EF 4 X CR 20-8, 11 KW, HEAD : 104.6 MTRS, FLOW : 300 LPM | 1446 | Chlorine doser with Pump &Tank- | PUMP | PUMP |  | 40151500 | Pumps | Production Completed
TNG - SHO | UNSPSC Classification | SMX | SMX | OK | 2023-04-14 | 2023-04-14 |  | G_60480 | G_40151533-00-00102 | 40151533-00-00102 | PUMP, HYDRO PNEUMATIC SYSTEM, MODEL : HYDRO MPC E3 X CRE 15-3, 1XCRE 5-5_IE5_1.5KW_60HZ WITH MODBUS | 1446 | Chlorine doser with Pump &Tank- | PUMP | PUMP |  | 40151500 | Pumps | Production Completed
TNG - SHO | UNSPSC Classification | SMX | SMX | OK | 2023-04-14 | 2023-04-14 |  | G_60481 | G_40151533-00-00109 | 40151533-00-00109 | PUMP, SUBMERSIBLE, FLOW 88LPS, HEAD 12 M, MAKE – KSB, MODEL NO : KRTK 150-315 / 164 UG-S, 16 KW, 25 HP(1W+1S), SOLID HANDLING, 12 MM | 1446 | Chlorine doser with Pump &Tank- | SUBMERSIBLE PUMP | PUMP | SUBMERSIBLE | 40151513 | Submersible pumps | Production Completed
TNG - SHO | UNSPSC Classification | SMX | SMX | OK | 2023-04-14 | 2023-04-14 |  | G_60482 | G_40151533-00-00103 | 40151533-00-00103 | PUMP, HYDRO PNEUMATIC SYSTEM, MAKE : GRUNDFOS, MODEL :HYDRO MPC E 3XCRE 5-9, 2.2 KW, 2W+1S, WITH IE5 MOTOR, MODBUS, SUCTION AND DISCHARGE MANIFOLDS | 1446 | Chlorine doser with Pump &Tank- | PUMP | PUMP |  | 40151500 | Pumps | Production Completed
TNG - SHO | UNSPSC Classification | SMX | SMX | OK | 2023-04-14 | 2023-04-14 |  | G_60483 | G_40151533-00-00108 | 40151533-00-00108 | PUMP, MULTILIFT, POWER I/P P1= 2 X 1.4 KW, MAKE: GRUNDFOS, MODEL : MDG.09.3.2,(1W+1S) | 1446 | Chlorine doser with Pump &Tank- | PUMP | PUMP |  | 40151500 | Pumps | Production Completed
TNG - SHO | UNSPSC Classification | SMX | SMX | OK | 2023-04-14 | 2023-04-14 |  | G_60484 | G_40151533-00-00104 | 40151533-00-00104 | PUMP, BOOSTER,HORIZONTAL MULTISTAGE CENTRIFUGAL,1W&1S, DISCHARGE :1.7 LPS,HEAD:15 MTR,PRESSURE TANK:100 LTRS, MAKE&MODEL:MECHLION,MHM 4-40,0.75HP,3PHASE | 1446 | Chlorine doser with Pump &Tank- | CENTRIFUGAL PUMP | PUMP | CENTRIFUGAL | 40151566 | Booster pump | Production Completed
TNG - SHO | UNSPSC Classification | SMX | SMX | OK | 2023-04-14 | 2023-04-14 |  | G_60485 | G_40151533-00-00107 | 40151533-00-00107 | PUMP, HYDRO PNEUMATIC SYSTEM, MAKE : GRUNDFOS, MODEL : HYDRO MPC EF2 X SP 9-10 | 1446 | Chlorine doser with Pump &Tank- | PUMP | PUMP |  | 40151500 | Pumps | Production Completed
TNG - SHO | UNSPSC Classification | SMX | SMX | OK | 2023-04-14 | 2023-04-14 |  | G_60486 | G_40151533-00-00105 | 40151533-00-00105 | PUMP, HYDRO PNEUMATIC SYSTEM, MAKE : GRUNDFOS, MODEL : HYDRO MPC EF 2 X SP 14-15 | 1446 | Chlorine doser with Pump &Tank- | PUMP | PUMP |  | 40151500 | Pumps | Production Completed
TNG - SHO | UNSPSC Classification | SMX | SMX | OK | 2023-04-14 | 2023-04-14 |  | G_60487 | G_40151533-00-00106 | 40151533-00-00106 | PUMP, HYDRO PNEUMATIC SYSTEM, MAKE : GRUNDFOS, MODEL : HYDRO MPC E2 X CRE 1-6 | 1446 | Chlorine doser with Pump &Tank- | PUMP | PUMP |  | 40151500 | Pumps | Production Completed
TNG - SHO | UNSPSC Classification | SMX | SMX | OK | 2023-04-14 | 2023-04-14 |  | G_60489 | G_40151533-00-00132 | 40151533-00-00132 | PUMP, HYDRO PNUEMATIC SYSTEM, FLOW: 250 LPM, HEAD: 43 MTR, MAKE : GRUNDFOS, MODEL : CM 15-3, MULTISTAGE, 1W+1S | 1446 | Chlorine doser with Pump &Tank- | PUMP | PUMP |  | 40151581 | Multi stage pump | Production Completed
TNG - SHO | UNSPSC Classification | SMX | SMX | OK | 2023-04-14 | 2023-04-14 |  | G_60491 | G_40151533-00-00137 | 40151533-00-00137 | PUMP, SUBMERSIBLE, DEWATERING, MAKE: MECHLION, MODEL NO: MDP T0550H, 5.5 KW, (1W+1S) | 1446 | Chlorine doser with Pump &Tank- | SUBMERSIBLE PUMP | PUMP | SUBMERSIBLE | 40151531 | Dewatering pumps | Production Completed
TNG - SHO | UNSPSC Classification | SMX | SMX | OK | 2023-04-14 | 2023-04-14 |  | G_60492 | G_40151533-00-00139 | 40151533-00-00139 | PUMP, VERTICAL MULTI STAGE, SKID MOUNTED, FACTORY FITTED, MAKE: MECHLION, MODEL NO: SBI 64-4, 22KW, (1W+1S) | 1446 | Chlorine doser with Pump &Tank- | PUMP | PUMP |  | 40151581 | Multi stage pump | Production Completed
TNG - SHO | UNSPSC Classification | SMX | SMX | OK | 2023-04-14 | 2023-04-14 |  | G_60493 | G_40151533-00-00138 | 40151533-00-00138 | PUMP, VERTICAL MULTI STAGE, SKID MOUNTED, FACTORY FITTED, MAKE: MECHLION, MODEL NO: SBI 64 4-1, 22KW, (1W+1S) | 1446 | Chlorine doser with Pump &Tank- | PUMP | PUMP |  | 40151581 | Multi stage pump | Production Completed
TNG - SHO | UNSPSC Classification | SMX | SMX | OK | 2023-04-14 | 2023-04-14 |  | G_60494 | G_40151533-00-00141 | 40151533-00-00141 | PUMP, VERTICAL MULTI STAGE, SKID MOUNTED, FACTORY FITTED, MAKE: MECHLION, MODEL NO: SBI 15 4, 4KW, (1W+1S) | 1446 | Chlorine doser with Pump &Tank- | PUMP | PUMP |  | 40151581 | Multi stage pump | Production Completed
TNG - SHO | UNSPSC Classification | SMX | SMX | OK | 2023-04-14 | 2023-04-14 |  | G_60495 | G_40151533-00-00145 | 40151533-00-00145 | PUMP, SUBMERSIBLE, OPEN WELL, MAKE: MECHLION, MODEL NO: MPSV 54, 4 KW, (1W+1S) | 1446 | Chlorine doser with Pump &Tank- | SUBMERSIBLE PUMP | PUMP | SUBMERSIBLE | 40151511 | Well pumps | Production Completed
TNG - SHO | UNSPSC Classification | SMX | SMX | OK | 2023-04-14 | 2023-04-14 |  | G_60496 | G_40151533-00-00136 | 40151533-00-00136 | PUMP, SUBMERSIBLE, DEWATERING, MAKE: MECHLION, MODEL NO: MDP T0750H, 7.5 KW, (1W+1S) | 1446 | Chlorine doser with Pump &Tank- | SUBMERSIBLE PUMP | PUMP | SUBMERSIBLE | 40151531 | Dewatering pumps | Production Completed
TNG - SHO | UNSPSC Classification | SMX | SMX | OK | 2023-04-14 | 2023-04-14 |  | G_60497 | G_40151533-00-00140 | 40151533-00-00140 | PUMP, VERTICAL MULTI STAGE, SKID MOUNTED, FACTORY FITTED, MAKE: MECHLION, MODEL NO: SBI 32 3-2, 5.5KW, (1W+1S) | 1446 | Chlorine doser with Pump &Tank- | PUMP | PUMP |  | 40151581 | Multi stage pump | Production Completed
TNG - SHO | UNSPSC Classification | SMX | SMX | OK | 2023-04-14 | 2023-04-14 |  | G_60498 | G_40151533-00-00131 | 40151533-00-00131 | PUMP, PNEUMATIC SYSTEM WITH VFD, HEAD:75M, 15HP, MAKE: GRUNDFOS, MODEL: HYDRO MULTI E 4XCRE 32-4 11KW WH 2PT MOD, 3W+1S | 1446 | Chlorine doser with Pump &Tank- | PUMP | PUMP |  | 40151500 | Pumps | Production Completed
TNG - SHO | UNSPSC Classification | SMX | SMX | OK | 2023-04-14 | 2023-04-14 |  | G_60499 | G_40151533-00-00133 | 40151533-00-00133 | PUMP, BOOSTER, MAKE: MECHLION, MODEL: MHM 20-40, 4KW, (1W+1S) | 1446 | Chlorine doser with Pump &Tank- | PUMP | PUMP |  | 40151566 | Booster pump | Production Completed
TNG - SHO | UNSPSC Classification | SMX | SMX | OK | 2023-04-14 | 2023-04-14 |  | G_60500 | G_40151533-00-00134 | 40151533-00-00134 | PUMP, SUBMERSIBLE, FLOW: 7.5 LPS @ 22MTR HEAD, POWER: 4.2KW, TYPE: AMAREX-IN F 50-220/042 ULG-Ø160 P, MAKE: KSB, (1W+1S) | 1446 | Chlorine doser with Pump &Tank- | SUBMERSIBLE PUMP | PUMP | SUBMERSIBLE | 40151513 | Submersible pumps | Production Completed
TNG - SHO | UNSPSC Classification | SMX | SMX | OK | 2023-04-14 | 2023-04-14 |  | G_60502 | G_40151533-00-00142 | 40151533-00-00142 | PUMP, SUBMERSIBLE, DEWATERING, MAKE: MECHLION, MODEL NO: MDP T0370H, 3.7 KW, (1W+1S) | 1446 | Chlorine doser with Pump &Tank- | SUBMERSIBLE PUMP | PUMP | SUBMERSIBLE | 40151531 | Dewatering pumps | Production Completed
TNG - SHO | UNSPSC Classification | SMX | SMX | OK | 2023-04-14 | 2023-04-14 |  | G_60503 | G_40151533-00-00118 | 40151533-00-00118 | PUMP, SUBMERSIBLE, WASTE WATER, WITH HIGH HEAD, MODEL NO : MSP S110T, 11KW, SOLID:55MM, (1W+1S), MAKE : MECHLION | 1446 | Chlorine doser with Pump &Tank- | SUBMERSIBLE PUMP | PUMP | SUBMERSIBLE | 40151510 | Water pumps | Production Completed
TNG - SHO | UNSPSC Classification | SMX | SMX | OK | 2023-04-14 | 2023-04-14 |  | G_60504 | G_40151533-00-00135 | 40151533-00-00135 | PUMP, SUBMERSIBLE, FLOW: 9.5 LPS @ 20MTR HEAD, POWER: 4.2KW, TYPE: AMAREX-IN F 50- 220/042 ULG-Ø150 P, MAKE: KSB, (1W+1S) | 1446 | Chlorine doser with Pump &Tank- | SUBMERSIBLE PUMP | PUMP | SUBMERSIBLE | 40151513 | Submersible pumps | Production Completed
TNG - SHO | UNSPSC Classification | SMX | SMX | OK | 2023-04-14 | 2023-04-14 |  | G_60505 | G_40151533-00-00115 | 40151533-00-00115 | PUMP, BOOSTER, HORIZONTAL MULTISTAGE CENTRIFUGAL, DISCHARGE/PUMP: 2.68LPS, 20 MTRS HEAD, MAKE: MECHLION, CODE: MHM 8-40B, 1.5KW, 1W+1S | 1446 | Chlorine doser with Pump &Tank- | CENTRIFUGAL PUMP | PUMP | CENTRIFUGAL | 40151566 | Booster pump | Production Completed
TNG - SHO | UNSPSC Classification | SMX | SMX | OK | 2023-04-14 | 2023-04-14 |  | G_60506 | G_40151533-00-00116 | 40151533-00-00116 | PUMP, BOOSTER, HORIZONTAL MULTISTAGE CENTRIFUGAL, DISCHARGE/PUMP: 4.56LPS, 16 MTRS HEAD, MAKE: MECHLION, CODE: MHM 20-20,1.85KW, 2W+1S | 1446 | Chlorine doser with Pump &Tank- | CENTRIFUGAL PUMP | PUMP | CENTRIFUGAL | 40151566 | Booster pump | Production Completed
TNG - SHO | UNSPSC Classification | SMX | SMX | OK | 2023-04-14 | 2023-04-14 |  | G_60507 | G_40151533-00-00117 | 40151533-00-00117 | PUMP, BOOSTER, HORIZONTAL MULTISTAGE CENTRIFUGA, DISCHARGE/PUMP: 2.68LPS, 16 MTRS HEAD, MAKE: MECHLION, CODE: MHM8-40B, 1.5KW, 1W+1S | 1446 | Chlorine doser with Pump &Tank- | PUMP | PUMP | CENTRIFUGAL | 40151566 | Booster pump | Production Completed
TNG - SHO | UNSPSC Classification | SMX | SMX | OK | 2023-04-14 | 2023-04-14 |  | G_60508 | G_40151533-00-00126 | 40151533-00-00126 | PUMP, HYDRO PNEUMATIC SYSTEM, 2W+1S, FLOW : 700 LPM, HEAD: 57 MTR, MAKE : GRUNDFOS, MODEL : 3 X CRE 45-2 MULTI E | 1446 | Chlorine doser with Pump &Tank- | PUMP | PUMP |  | 40151500 | Pumps | Production Completed
TNG - SHO | UNSPSC Classification | SMX | SMX | OK | 2023-04-14 | 2023-04-14 |  | G_60509 | G_40151533-00-00125 | 40151533-00-00125 | PUMP, HYDRO PNEUMATIC SYSTEM, 2W+1S, FLOW : 150 LPM, HEAD: 33 MTR, MAKE : GRUNDFOS, MODEL : 3 X CRE 10-3 MULTI E | 1446 | Chlorine doser with Pump &Tank- | PUMP | PUMP |  | 40151500 | Pumps | Production Completed
TNG - SHO | UNSPSC Classification | SMX | SMX | OK | 2023-04-14 | 2023-04-14 |  | G_60510 | G_40151533-00-00124 | 40151533-00-00124 | PUMP, HYDRO PNEUMATIC SYSTEM, 3W+1S, FLOW : 567 LPM, HEAD: 58 MTR, MAKE : GRUNDFOS, MODEL : 4 X CRE 32-3 MULTI E | 1446 | Chlorine doser with Pump &Tank- | PUMP | PUMP |  | 40151500 | Pumps | Production Completed
TNG - SHO | UNSPSC Classification | SMX | SMX | OK | 2023-04-14 | 2023-04-14 |  | G_60511 | G_40151533-00-00120 | 40151533-00-00120 | PUMP, BOOSTER, HORIZONTAL WITH MULTI VFD SYSTEM, DISCHG:3.4LPS, HEAD:20M, MAKE:MECHLION, CODE:MHM 12-30, 1.5HP- 2W | 1446 | Chlorine doser with Pump &Tank- | PUMP | PUMP |  | 40151566 | Booster pump | Production Completed
TNG - SHO | UNSPSC Classification | SMX | SMX | OK | 2023-04-14 | 2023-04-14 |  | G_60512 | G_40151533-00-00129 | 40151533-00-00129 | PUMP, HYDRO PNEUMATIC SYSTEM, 1W+1S, FLOW: 150 LPM, HEAD: 54 MTR, MAKE : GRUNDFOS, MODEL : 2 XCRE 10-5 MULTI E | 1446 | Chlorine doser with Pump &Tank- | PUMP | PUMP |  | 40151500 | Pumps | Production Completed
TNG - SHO | UNSPSC Classification | SMX | SMX | OK | 2023-04-14 | 2023-04-14 |  | G_60513 | G_40151533-00-00119 | 40151533-00-00119 | PUMP, BOOSTER, HORIZONTAL WITH MULTI VFD SYSTEM, DISCHG:2.8LPS,HEAD:15M, MAKE:MECHLION, CODE:MHM 12-30,1.5HP- 2 W | 1446 | Chlorine doser with Pump &Tank- | PUMP | PUMP |  | 40151566 | Booster pump | Production Completed
TNG - SHO | UNSPSC Classification | SMX | SMX | OK | 2023-04-14 | 2023-04-14 |  | G_60514 | G_40151533-00-00123 | 40151533-00-00123 | PUMP, SUBMERSIBLE FLOOD FIGHTING, XYLEM : MODEL- 1325M-150X.453.S21.415/10/13.5 KW/4G , 3W+1S, 40LPS | 1446 | Chlorine doser with Pump &Tank- | SUBMERSIBLE PUMP | PUMP | SUBMERSIBLE | 40151513 | Submersible pumps | Production Completed
TNG - SHO | UNSPSC Classification | SMX | SMX | OK | 2023-04-14 | 2023-04-14 |  | G_60517 | G_40151533-00-00127 | 40151533-00-00127 | PUMP, HYDRO PNEUMATIC SYSTEM, 3W+1S, FLOW : 650 LPM, HEAD: 60 MTR, MAKE : GRUNDFOS, MODEL : 4 X CRE 32-4 MULTI E | 1446 | Chlorine doser with Pump &Tank- | PUMP | PUMP |  | 40151500 | Pumps | Production Completed
TNG - SHO | UNSPSC Classification | SMX | SMX | OK | 2023-04-14 | 2023-04-14 |  | G_60518 | G_40151533-00-00130 | 40151533-00-00130 | PUMP, PNEUMATIC SYSTEM WITH VFD, HEAD:80M, 20HP, MAKE: GRUNDFOS, MODEL: HYDRO MPC EF 4XCR 45-4 WH RPS MOD, 3W+1S | 1446 | Chlorine doser with Pump &Tank- | PUMP | PUMP |  | 40151500 | Pumps | Production Completed
TNG - SHO | UNSPSC Classification | SMX | SMX | OK | 2023-04-14 | 2023-04-14 |  | G_60519 | G_40151533-00-00110 | 40151533-00-00110 | PUMP, HYDRO PNEUMATIC SYSTEM, 2W+1S, FLOW EACH PUMP: 175 LPM, HEAD: 78 MTR, MAKE : GRUNDFOS, MODEL : 3XCRE 10-6 MULTI E | 1446 | Chlorine doser with Pump &Tank- | PUMP | PUMP |  | 40151500 | Pumps | Production Completed
TNG - SHO | UNSPSC Classification | SMX | SMX | OK | 2023-04-14 | 2023-04-14 |  | G_60520 | G_40151533-00-00112 | 40151533-00-00112 | PUMP, HYDRO PNEUMATIC SYSTEM, 2W+1S, FLOW EACH PUMP: 100 LPM, HEAD: 63 MTR, MAKE : GRUNDFOS, MODEL : 3XCRE 5-8 MULTI E | 1446 | Chlorine doser with Pump &Tank- | PUMP | PUMP |  | 40151500 | Pumps | Production Completed
TNG - SHO | UNSPSC Classification | SMX | SMX | OK | 2023-04-14 | 2023-04-14 |  | G_60521 | G_40151533-00-00143 | 40151533-00-00143 | PUMP, SUBMERSIBLE, OPEN WELL, MAKE: MECHLION, MODEL NO: MPSV 53, 4 KW, (1W+1S) | 1446 | Chlorine doser with Pump &Tank- | SUBMERSIBLE PUMP | PUMP | SUBMERSIBLE | 40151511 | Well pumps | Production Completed
TNG - SHO | UNSPSC Classification | SMX | SMX | OK | 2023-04-14 | 2023-04-14 |  | G_60522 | G_40151533-00-00144 | 40151533-00-00144 | PUMP, VERTICAL MULTI STAGE, SKID MOUNTED, FACTORY FITTED, MAKE: MECHLION, MODEL NO: SBI 20-7, 7.5KW, (1W+1S) | 1446 | Chlorine doser with Pump &Tank- | PUMP | PUMP |  | 40151581 | Multi stage pump | Production Completed
TNG - SHO | UNSPSC Classification | SMX | SMX | OK | 2023-04-14 | 2023-04-14 |  | G_60523 | G_40151533-00-00146 | 40151533-00-00146 | PUMP, VERTICAL MULTI STAGE, SKID MOUNTED, FACTORY FITTED, MAKE: MECHLION, MODEL NO: SBI 45-4, 15 KW, (1W+1S) | 1446 | Chlorine doser with Pump &Tank- | PUMP | PUMP |  | 40151581 | Multi stage pump | Production Completed
TNG - SHO | UNSPSC Classification | SMX | SMX | OK | 2023-04-14 | 2023-04-14 |  | G_60524 | G_40151533-00-00111 | 40151533-00-00111 | PUMP, HYDRO PNEUMATIC SYSTEM, 1W+1S, FLOW EACH PUMP: 200 LPM, HEAD: 62 MTR, MAKE : GRUNDFOS, MODEL : 2XCR 15-6 MULTI S | 1446 | Chlorine doser with Pump &Tank- | PUMP | PUMP |  | 40151500 | Pumps | Production Completed
TNG - SHO | UNSPSC Classification | SMX | SMX | OK | 2023-04-14 | 2023-04-14 |  | G_60525 | G_40151533-00-00113 | 40151533-00-00113 | PUMP, HYDRO PNEUMATIC SYSTEM, 2W+1S, FLOW EACH PUMP: 150 LPM, HEAD: 50 MTR, MAKE : GRUNDFOS, MODEL : 3XCRE 10-4 MULTI E | 1446 | Chlorine doser with Pump &Tank- | PUMP | PUMP |  | 40151500 | Pumps | Production Completed
TNG - SHO | UNSPSC Classification | SMX | SMX | OK | 2023-04-14 | 2023-04-14 |  | G_60526 | G_40151533-00-00114 | 40151533-00-00114 | PUMP, BOOSTER, HORIZONTAL MULTISTAGE CENTRIFUGAL, DISCHARGE/PUMP: 7.05LPS, 15 MTRS HEAD, MAKE: MECHLION, CODE: MHM 20-20,1.85KW, 2W+1S | 1446 | Chlorine doser with Pump &Tank- | CENTRIFUGAL PUMP | PUMP | CENTRIFUGAL | 40151566 | Booster pump | Production Completed
TNG - SHO | UNSPSC Classification | SMX | SMX | OK | 2023-04-14 | 2023-04-14 |  | G_60527 | G_40151533-00-00128 | 40151533-00-00128 | PUMP, HYDRO-PNEUMATIC, 6.0LPS, HEAD:32MTR, PRESSURE VESSEL:200 L, PN 10, MAKE: MECHLION, CODE: MHM 20-40 | 1446 | Chlorine doser with Pump &Tank- | PUMP | PUMP |  | 40151500 | Pumps | Production Completed
TNG - SHO | UNSPSC Classification | SMX | SMX | OK | 2023-04-14 | 2023-04-14 |  | G_60528 | G_40151533-00-00122 | 40151533-00-00122 | PUMP, SUBMERSIBLE, FLOW 400 M3/HR, HEAD 6.1M, MAKE – KSB, MODEL NO: KRTE 150 – 315 /114 UGI, 11.8 KW, ( 1W+1S ), SOLID HANDLING 109 MM | 1446 | Chlorine doser with Pump &Tank- | SUBMERSIBLE PUMP | PUMP | SUBMERSIBLE | 40151513 | Submersible pumps | Production Completed
TNG - SHO | UNSPSC Classification | SMX | SMX | OK | 2023-04-14 | 2023-04-14 |  | G_60529 | G_40151533-00-00121 | 40151533-00-00121 | PUMP, SUBMERSIBLE, FLOOD FIGHTING PUMP,HEAD:20MTR,POWER:25HP,FLOW:55.60LPS,MAKE:MECHILON,MODEL NO:FF 180-20-18.5 | 1446 | Chlorine doser with Pump &Tank- | SUBMERSIBLE PUMP | PUMP | SUBMERSIBLE | 40151513 | Submersible pumps | Production Completed
TNG - SHO | UNSPSC Classification | SMX | SMX | OK | 2023-04-14 | 2023-04-14 |  | G_60530 | G_40151533-00-00175 | 40151533-00-00175 | PUMP, SUBMERISBLE, HYDRO PNEUMATIC MULTI STAGE, WITH SINGLE VFD SYSTEM, SS MANIFOLD, PV 300L, DISCHARGE 20CUM/HR, MAKE : MECHLION, 2W+1S | 1446 | Chlorine doser with Pump &Tank- | SUBMERSIBLE PUMP | PUMP | SUBMERSIBLE | 40151581 | Multi stage pump | Production Completed
TNG - SHO | UNSPSC Classification | SMX | SMX | OK | 2023-04-14 | 2023-04-14 |  | G_60531 | G_40151533-00-00176 | 40151533-00-00176 | PUMP, SUBMERSIBLE, WITH PANEL, 3 PHASE, MAKE: MECHLION, MODEL: MSP S011T, 1W+1S | 1446 | Chlorine doser with Pump &Tank- | SUBMERSIBLE PUMP | PUMP | SUBMERSIBLE | 40151513 | Submersible pumps | Production Completed
TNG - SHO | UNSPSC Classification | SMX | SMX | OK | 2023-04-14 | 2023-04-14 |  | G_60532 | G_40151533-00-00177 | 40151533-00-00177 | PUMP, SUBMERSIBLE, WITH PANEL, 3 PHASE, MAKE: MECHLION, MODEL: 8ML2032, 1W+1S | 1446 | Chlorine doser with Pump &Tank- | SUBMERSIBLE PUMP | PUMP | SUBMERSIBLE | 40151513 | Submersible pumps | Production Completed
TNG - SHO | UNSPSC Classification | SMX | SMX | OK | 2023-04-14 | 2023-04-14 |  | G_60533 | G_40151533-00-00148 | 40151533-00-00148 | PUMP, SUBMERSIBLE MONOBLOCK, OPEN WELL, 3 PHASE, DISCHARGE: 8.3 LPS, HEAD–20M, MAKE: TEXMO, MODEL NO: TSM 6Z, (1W+1S) | 1446 | Chlorine doser with Pump &Tank- | SUBMERSIBLE PUMP | PUMP | SUBMERSIBLE | 40151511 | Well pumps | Production Completed
TNG - SHO | UNSPSC Classification | SMX | SMX | OK | 2023-04-14 | 2023-04-14 |  | G_60534 | G_40151533-00-00179 | 40151533-00-00179 | PUMP, SUBMERSIBLE, 3.7 KW, 3 PHASE, MAKE: MECHLION, MODEL NO : MDP T037T, 1W+1S | 1446 | Chlorine doser with Pump &Tank- | SUBMERSIBLE PUMP | PUMP | SUBMERSIBLE | 40151513 | Submersible pumps | Production Completed
TNG - SHO | UNSPSC Classification | SMX | SMX | OK | 2023-04-14 | 2023-04-14 |  | G_60535 | G_40151533-00-00182 | 40151533-00-00182 | PUMP, OPENWELL SUBMERSIBLE, DUTY:16 LPS@32 METER, 3PHASE, MAKE: TEXMO, MODEL NO: 2502, 1W+1S | 1446 | Chlorine doser with Pump &Tank- | SUBMERSIBLE PUMP | PUMP | SUBMERSIBLE | 40151511 | Well pumps | Production Completed
TNG - SHO | UNSPSC Classification | SMX | SMX | OK | 2023-04-14 | 2023-04-14 |  | G_60536 | G_40151533-00-00184 | 40151533-00-00184 | PUMP, OPENWELL SUBMERSIBLE, 3PHASE, DUTY:5 LPS@30 METER, MAKE: TEXMO, MODEL NO: TSM-1 ZR, 1W+1S | 1446 | Chlorine doser with Pump &Tank- | SUBMERSIBLE PUMP | PUMP | SUBMERSIBLE | 40151511 | Well pumps | Production Completed
TNG - SHO | UNSPSC Classification | SMX | SMX | OK | 2023-04-14 | 2023-04-14 |  | G_60537 | G_40151533-00-00152 | 40151533-00-00152 | PUMP, HYDRO PNEUMATIC SYSTEM, VARIABLE FREQUENCY DRIVE, HEAD:20M, FLOW:7.5M3/H, MAKE: XYLEM, MODEL: MSBP-2X10SV02F, 1W+1S | 1446 | Chlorine doser with Pump &Tank- | PUMP | PUMP |  | 40151500 | Pumps | Production Completed
TNG - SHO | UNSPSC Classification | SMX | SMX | OK | 2023-04-14 | 2023-04-14 |  | G_60538 | G_40151533-00-00163 | 40151533-00-00163 | PUMP, HYDRO PNEUMATIC SYSTEM, VARIABLE FREQUENCY DRIVE, HEAD:15M, FLOW:2M3/H, MAKE: XYLEM, MODEL: MSBP-2 X 1SV04F, 1W+1S | 1446 | Chlorine doser with Pump &Tank- | PUMP | PUMP |  | 40151500 | Pumps | Production Completed
TNG - SHO | UNSPSC Classification | SMX | SMX | OK | 2023-04-14 | 2023-04-14 |  | G_60539 | G_40151533-00-00161 | 40151533-00-00161 | PUMP, HORIZONTAL MULTISTAGE, FLOW:1M3/H, HEAD:30M, MAKE:XYLEM, MODEL:1HM06S03T5RVBE, 1W+1S | 1446 | Chlorine doser with Pump &Tank- | PUMP | PUMP |  | 40151581 | Multi stage pump | Production Completed
TNG - SHO | UNSPSC Classification | SMX | SMX | OK | 2023-04-14 | 2023-04-14 |  | G_60540 | G_40151533-00-00206 | 40151533-00-00206 | PUMP, SUBMERSIBLE, SEWAGE, SOLID HANDLING, 3 PHASE, MAKE: MECHLION, MODEL: MSP 2022T, 1W+1S | 1446 | Chlorine doser with Pump &Tank- | SUBMERSIBLE PUMP | PUMP | SUBMERSIBLE | 40151517 | Sewage pumps | Production Completed
TNG - SHO | UNSPSC Classification | SMX | SMX | OK | 2023-04-14 | 2023-04-14 |  | G_60541 | G_40151533-00-00190 | 40151533-00-00190 | PUMP, SUBMERSIBLE, DEWATERING,1 HP,3 PHASE, WITH CONTROL PANEL, MAKE: MECHLION, MODEL NO: MDP T008, 1W+1S | 1446 | Chlorine doser with Pump &Tank- | SUBMERSIBLE PUMP | PUMP | SUBMERSIBLE | 40151531 | Dewatering pumps | Production Completed
TNG - SHO | UNSPSC Classification | SMX | SMX | OK | 2023-04-14 | 2023-04-14 |  | G_60542 | G_40151533-00-00155 | 40151533-00-00155 | PUMP, SUBMERSIBLE, FLOW:12M3/HR, HEAD:13M, MAKE: XYLEM, MODEL:DL 125, 1W+1S | 1446 | Chlorine doser with Pump &Tank- | SUBMERSIBLE PUMP | PUMP | SUBMERSIBLE | 40151513 | Submersible pumps | Production Completed
TNG - SHO | UNSPSC Classification | SMX | SMX | OK | 2023-04-14 | 2023-04-14 |  | G_60544 | G_40151533-00-00158 | 40151533-00-00158 | PUMP, CENTRIFUGAL, MONOBLOCK, HEAD:30M, FLOW:10M3/H, 3P, MODEL: 1510,1.25AC, 1W+1S | 1446 | Chlorine doser with Pump &Tank- | CENTRIFUGAL PUMP | PUMP | CENTRIFUGAL | 40151503 | Centrifugal pumps | Production Completed
TNG - SHO | UNSPSC Classification | SMX | SMX | OK | 2023-04-14 | 2023-04-14 |  | G_60545 | G_40151533-00-00164 | 40151533-00-00164 | PUMP, HYDRO PNEUMATIC SYSTEM, VARIABLE FREQUENCY DRIVE, HEAD:20M, FLOW:11M3/H, MAKE: XYLEM, MODEL: MSBP-2X10SV03F, 1W+1S | 1446 | Chlorine doser with Pump &Tank- | PUMP | PUMP |  | 40151500 | Pumps | Production Completed
TNG - SHO | UNSPSC Classification | SMX | SMX | OK | 2023-04-14 | 2023-04-14 |  | G_60546 | G_40151533-00-00157 | 40151533-00-00157 | PUMP, HYDRO PNEUMATIC SYSTEM, VARIABLE FREQUENCY DRIVE, HEAD:80M, FLOW:20M3/H, MAKE: XYLEM, MODEL: GVS-3X15SV08F, 2W+1S | 1446 | Chlorine doser with Pump &Tank- | PUMP | PUMP |  | 40151500 | Pumps | Production Completed
TNG - SHO | UNSPSC Classification | SMX | SMX | OK | 2023-04-14 | 2023-04-14 |  | G_60547 | G_40151533-00-00154 | 40151533-00-00154 | PUMP, VERTICAL INLINE MULTI STAGE, HEAD:45M, FLOW:29M3/H, MAKE:XYLEM, MODEL:33SV3/2AG055T, 1W+1S | 1446 | Chlorine doser with Pump &Tank- | PUMP | PUMP |  | 40151581 | Multi stage pump | Production Completed
TNG - SHO | UNSPSC Classification | SMX | SMX | OK | 2023-04-14 | 2023-04-14 |  | G_60548 | G_40151533-00-00156 | 40151533-00-00156 | PUMP, SUBMERSIBLE, HEAD:20M, FLOW:10 M3/HR, MAKE: XYLEM, MODEL: MP 3069 HT 3-252, 2W+2S | 1446 | Chlorine doser with Pump &Tank- | SUBMERSIBLE PUMP | PUMP | SUBMERSIBLE | 40151513 | Submersible pumps | Production Completed
TNG - SHO | UNSPSC Classification | SMX | SMX | OK | 2023-04-14 | 2023-04-14 |  | G_60549 | G_40151533-00-00147 | 40151533-00-00147 | PUMP, BOOSTER, HORIZONTAL MULTISTAGE CENTRIFUGAL, DISCHARGE/PUMP:3.8 LPS, 12 MTRS HEAD, PRESSURE VESSEL–100L, MAKE: MECHLION, MODEL NO: MHM 16-20, 1W+1S | 1446 | Chlorine doser with Pump &Tank- | CENTRIFUGAL PUMP | PUMP | CENTRIFUGAL | 40151566 | Booster pump | Production Completed
TNG - SHO | UNSPSC Classification | SMX | SMX | OK | 2023-04-14 | 2023-04-14 |  | G_60550 | G_40151533-00-00194 | 40151533-00-00194 | PUMP, DEWATERING, HEAD: 18.4M, 6000LPH, 3HP, 3 PHASE/2.2KW, MAKE: SHAKTI, MODEL: SDW65-25-15-2.2KW | 1446 | Chlorine doser with Pump &Tank- | DEWATERING PUMP | PUMP | DEWATERING | 40151531 | Dewatering pumps | Production Completed
TNG - SHO | UNSPSC Classification | SMX | SMX | OK | 2023-04-14 | 2023-04-14 |  | G_60551 | G_40151533-00-00167 | 40151533-00-00167 | PUMP, PRESSURE BOOSTER,1 PHASE, MAKE: GRUNDFOS, MODEL: CME 3-2 TWIN, 1W+1S | 1446 | Chlorine doser with Pump &Tank- | PUMP | PUMP |  | 40151566 | Booster pump | Production Completed
TNG - SHO | UNSPSC Classification | SMX | SMX | OK | 2023-04-14 | 2023-04-14 |  | G_60552 | G_40151533-00-00198 | 40151533-00-00198 | PUMP, VERTICAL MULTISTAGE, SKID MOUNTED, 1W+1S, MAKE: MECHLION, MODEL NO: SB 45-3 | 1446 | Chlorine doser with Pump &Tank- | PUMP | PUMP |  | 40151581 | Multi stage pump | Production Completed
TNG - SHO | UNSPSC Classification | SMX | SMX | OK | 2023-04-14 | 2023-04-14 |  | G_60553 | G_40151533-00-00168 | 40151533-00-00168 | PUMP, PRESSURE BOOSTER, 1 PHASE, MAKE: GRUNDFOS, MODEL: CME 10-1 TWIN, 1W+1S | 1446 | Chlorine doser with Pump &Tank- | PUMP | PUMP |  | 40151566 | Booster pump | Production Completed
TNG - SHO | UNSPSC Classification | SMX | SMX | OK | 2023-04-14 | 2023-04-14 |  | G_60554 | G_40151533-00-00173 | 40151533-00-00173 | PUMP, BOOSTER, MULTI VFD, WITH PRESSURE VESSEL, MAKE: MECHLION, MODEL: MHM 8-20B, 2W+1S | 1446 | Chlorine doser with Pump &Tank- | PUMP | PUMP |  | 40151566 | Booster pump | Production Completed
TNG - SHO | UNSPSC Classification | SMX | SMX | OK | 2023-04-14 | 2023-04-14 |  | G_60555 | G_40151533-00-00151 | 40151533-00-00151 | PUMP, HYDRO PNEUMATIC SYSTEM, VARIABLE FREQUENCY DRIVE, HEAD-80M,11KW, FLOW:35M3/H, MAKE: XYLEM, MODEL: 3 X 33SV5/1AG, 2W+1S | 1446 | Chlorine doser with Pump &Tank- | PUMP | PUMP |  | 40151500 | Pumps | Production Completed
TNG - SHO | UNSPSC Classification | SMX | SMX | OK | 2023-04-14 | 2023-04-14 |  | G_60556 | G_40151533-00-00159 | 40151533-00-00159 | PUMP, SUBMERSIBLE, MAKE: XYLEM, MODEL:1310S-50T.253.S62.415 , 1W+1S | 1446 | Chlorine doser with Pump &Tank- | SUBMERSIBLE PUMP | PUMP | SUBMERSIBLE | 40151513 | Submersible pumps | Production Completed
TNG - SHO | UNSPSC Classification | SMX | SMX | OK | 2023-04-14 | 2023-04-14 |  | G_60557 | G_40151533-00-00186 | 40151533-00-00186 | PUMP, BOOSTER, HORIZONTAL WITH MULTI VFD SYSTEM, MANIFOLD: S.S VALVES, MODEL: MHM 8-30B, 1.1KW (1.5 HP), DUTY : 3.4 LPS @ 17MTR, 2 WORKING | 1446 | Chlorine doser with Pump &Tank- | PUMP | PUMP |  | 40151566 | Booster pump | Production Completed
TNG - SHO | UNSPSC Classification | SMX | SMX | OK | 2023-04-14 | 2023-04-14 |  | G_60558 | G_40151533-00-00199 | 40151533-00-00199 | PUMP, SUBMERSIBLE, MULTI VFD, 5 STAGE, 18.5 KW, 3W+1S, MAKE: MECHLION, MODEL NO: SP-77-400 | 1446 | Chlorine doser with Pump &Tank- | SUBMERSIBLE PUMP | PUMP | SUBMERSIBLE | 40151513 | Submersible pumps | Production Completed
TNG - SHO | UNSPSC Classification | SMX | SMX | OK | 2023-04-14 | 2023-04-14 |  | G_60559 | G_40151533-00-00185 | 40151533-00-00185 | PUMP, BOOSTER, HORIZONTAL WITH MULTI VFD SYSTEM, MANIFOLD: S.S VALVES, MODEL : MHM 8-40B, 1.5KW (2 HP), DUTY: 4.4 LPS @ 17MTR, 2 WORKING | 1446 | Chlorine doser with Pump &Tank- | PUMP | PUMP |  | 40151566 | Booster pump | Production Completed
TNG - SHO | UNSPSC Classification | SMX | SMX | OK | 2023-04-14 | 2023-04-14 |  | G_60560 | G_40151533-00-00187 | 40151533-00-00187 | PUMP, HYDRO PNEUMATIC VERTICAL MULTISTAGE WITH VFD PANEL, INCLUDING 300LTR PRESSURE VESSEL, MAKE: LUBI, MODEL: LCR32-04, 2W+1S | 1446 | Chlorine doser with Pump &Tank- | PUMP | PUMP |  | 40151581 | Multi stage pump | Production Completed
TNG - SHO | UNSPSC Classification | SMX | SMX | OK | 2023-04-14 | 2023-04-14 |  | G_60561 | G_40151533-00-00165 | 40151533-00-00165 | PUMP, SUBMERSIBLE, MAKE: XYLEM, MODEL:1305S-50T.253.S62.415 1W+1S | 1446 | Chlorine doser with Pump &Tank- | SUBMERSIBLE PUMP | PUMP | SUBMERSIBLE | 40151513 | Submersible pumps | Production Completed
TNG - SHO | UNSPSC Classification | SMX | SMX | OK | 2023-04-14 | 2023-04-14 |  | G_60562 | G_40151533-00-00166 | 40151533-00-00166 | PUMP, BOOSTER, MULTI VFD, MAKE:GRUNDFOS, MODEL : HYDRO MULTI-E 2 CRE 15-2 U2 A-A-XY-CU WITH CIM 200, 1W+1S | 1446 | Chlorine doser with Pump &Tank- | PUMP | PUMP |  | 40151566 | Booster pump | Production Completed
TNG - SHO | UNSPSC Classification | SMX | SMX | OK | 2023-04-14 | 2023-04-14 |  | G_60563 | G_40151533-00-00203 | 40151533-00-00203 | PUMP, SUBMERSIBLE, BOREWELL, 3 PHASE, 8.4 LPS, 1W+1S, MAKE: TEXMO, MODEL: TMS 5520 Z | 1446 | Chlorine doser with Pump &Tank- | SUBMERSIBLE PUMP | PUMP | SUBMERSIBLE | 40151511 | Well pumps | Production Completed
TNG - SHO | UNSPSC Classification | SMX | SMX | OK | 2023-04-14 | 2023-04-14 |  | G_60564 | G_40151533-00-00205 | 40151533-00-00205 | PUMP, SUBMERSIBLE, BOREWELL, 3 PHASE, 4.5 LPS, 1W+1S, MAKE: TEXMO, MODEL: TRS 4512 UH | 1446 | Chlorine doser with Pump &Tank- | SUBMERSIBLE PUMP | PUMP | SUBMERSIBLE | 40151511 | Well pumps | Production Completed
TNG - SHO | UNSPSC Classification | SMX | SMX | OK | 2023-04-14 | 2023-04-14 |  | G_60566 | G_40151533-00-00169 | 40151533-00-00169 | PUMP, SUBMERSIBLE WASTE WATER, SEWAGE PUMP, 2.2 KW, SOLID: 40 MM,3 PHASE, 4.5 LPS @18M, MODEL NO: MSP S022(T), 1W+1S | 1446 | Chlorine doser with Pump &Tank- | SUBMERSIBLE PUMP | PUMP | SUBMERSIBLE | 40151517 | Sewage pumps | Production Completed
TNG - SHO | UNSPSC Classification | SMX | SMX | OK | 2023-04-14 | 2023-04-14 |  | G_60567 | G_40151533-00-00174 | 40151533-00-00174 | PUMP, SUBMERISBLE, HYDRO PNEUMATIC MULTI STAGE, WITH SINGLE VFD SYSTEM, SS MANIFOLD, PV 300L, DISCHARGE 21.6CUM/HR, MAKE : MECHLION, 1W+1S | 1446 | Chlorine doser with Pump &Tank- | SUBMERSIBLE PUMP | PUMP | SUBMERSIBLE | 40151581 | Multi stage pump | Production Completed
TNG - SHO | UNSPSC Classification | SMX | SMX | OK | 2023-04-14 | 2023-04-14 |  | G_60568 | G_40151533-00-00183 | 40151533-00-00183 | PUMP, SUBMERSIBLE, 3.7 KW, 3 PHASE, MAKE: MECHLION, MODEL NO: MDP T037T, 2W+1S | 1446 | Chlorine doser with Pump &Tank- | SUBMERSIBLE PUMP | PUMP | SUBMERSIBLE | 40151513 | Submersible pumps | Production Completed
TNG - SHO | UNSPSC Classification | SMX | SMX | OK | 2023-04-14 | 2023-04-14 |  | G_60569 | G_40151533-00-00178 | 40151533-00-00178 | PUMP, OPENWELL SUBMERSIBLE, 3 PHASE, DUTY:6 LPS@116 METER, MAKE: TEXMO, MODEL NO: TVSM 2506 S, 2W+1S | 1446 | Chlorine doser with Pump &Tank- | SUBMERSIBLE PUMP | PUMP | SUBMERSIBLE | 40151511 | Well pumps | Production Completed
TNG - SHO | UNSPSC Classification | SMX | SMX | OK | 2023-04-14 | 2023-04-14 |  | G_60570 | G_40151533-00-00180 | 40151533-00-00180 | PUMP, OPENWELL SUBMERSIBLE, 3PHASE, DUTY:6LPS@116METER, MAKE: TEXMO, MODEL NO: TVSM 2506 S, 1W+1S | 1446 | Chlorine doser with Pump &Tank- | SUBMERSIBLE PUMP | PUMP | SUBMERSIBLE | 40151511 | Well pumps | Production Completed
TNG - SHO | UNSPSC Classification | SMX | SMX | OK | 2023-04-14 | 2023-04-14 |  | G_60571 | G_40151533-00-00193 | 40151533-00-00193 | PUMP, SUBMERSIBLE,3 PHASE, 2W+1S, MAKE: MECHLION, MODEL NO: FF-200-10-11 | 1446 | Chlorine doser with Pump &Tank- | SUBMERSIBLE PUMP | PUMP | SUBMERSIBLE | 40151513 | Submersible pumps | Production Completed
TNG - SHO | UNSPSC Classification | SMX | SMX | OK | 2023-04-14 | 2023-04-14 |  | G_60572 | G_40151533-00-00160 | 40151533-00-00160 | PUMP, HORIZONTAL MULTISTAGE, FLOW:5M3/H, HEAD:30M, MAKE:XYLEM, MODEL:5HM05S07T5RVBE, 1W+1S | 1446 | Chlorine doser with Pump &Tank- | PUMP | PUMP |  | 40151581 | Multi stage pump | Production Completed
TNG - SHO | UNSPSC Classification | SMX | SMX | OK | 2023-04-14 | 2023-04-14 |  | G_60573 | G_40151533-00-00195 | 40151533-00-00195 | PUMP, DOSING, FOR CHILLED WATER CIRCUIT | 1446 | Chlorine doser with Pump &Tank- | PUMP | PUMP |  | 40151505 | Dosing pumps | Production Completed
TNG - SHO | UNSPSC Classification | SMX | SMX | OK | 2023-04-14 | 2023-04-14 |  | G_60575 | G_40151533-00-00196 | 40151533-00-00196 | PUMP, SUBMERSIBLE, SEWAGE, 3 PHASE, SOLID SIZE 40MM, 1W+1S, MAKE: MECHLION, MODEL: MSP S0370T | 1446 | Chlorine doser with Pump &Tank- | SUBMERSIBLE PUMP | PUMP | SUBMERSIBLE | 40151517 | Sewage pumps | Production Completed
TNG - SHO | UNSPSC Classification | SMX | SMX | OK | 2023-04-14 | 2023-04-14 |  | G_60576 | G_40151533-00-00197 | 40151533-00-00197 | PUMP, VERTICAL MULTISTAGE, SKID MOUNTED, 4W+1S, MAKE: MECHLION, MODEL NO: SB 64-4-2 | 1446 | Chlorine doser with Pump &Tank- | PUMP | PUMP |  | 40151581 | Multi stage pump | Production Completed
TNG - SHO | UNSPSC Classification | SMX | SMX | OK | 2023-04-14 | 2023-04-14 |  | G_60577 | G_40151533-00-00181 | 40151533-00-00181 | PUMP, OPENWELL SUBMERSIBLE, 3PHASE, DUTY:6 LPS@116 METER, MAKE: TEXMO, MODEL NO: TVSM 2506 S, 1W+1S | 1446 | Chlorine doser with Pump &Tank- | SUBMERSIBLE PUMP | PUMP | SUBMERSIBLE | 40151511 | Well pumps | Production Completed
TNG - SHO | UNSPSC Classification | SMX | SMX | OK | 2023-04-14 | 2023-04-14 |  | G_60578 | G_40151533-00-00153 | 40151533-00-00153 | PUMP, DEWATERING, HEAD:15M, FLOW-28M3/H, MAKE: XYLEM, MODEL:1310S-50T.253.S60.415, 1W+1S | 1446 | Chlorine doser with Pump &Tank- | DEWATERING PUMP | PUMP | DEWATERING | 40151531 | Dewatering pumps | Production Completed
TNG - SHO | UNSPSC Classification | SMX | SMX | OK | 2023-04-14 | 2023-04-14 |  | G_60579 | G_40151533-00-00170 | 40151533-00-00170 | PUMP, BOOSTER, HORIZONTAL MULTI VFD SYSTEM, SS MANIFOLD, PV 100L, IP 65 PANEL, 5.6LPS, 1.5KW, 16M HEAD, MAKE: MECHLION, MODEL: MHM 16-20, 2W | 1446 | Chlorine doser with Pump &Tank- | PUMP | PUMP |  | 40151566 | Booster pump | Production Completed
TNG - SHO | UNSPSC Classification | SMX | SMX | OK | 2023-04-14 | 2023-04-14 |  | G_60580 | G_40151533-00-00171 | 40151533-00-00171 | PUMP, SUBMERSIBLE WASTE WATER, 1.5 KW, SOLID:12 MM, 3 PHASE, 4 LPS @15M, MAKE: MECHLION, MODEL: MDP T0150H, 1W+1S | 1446 | Chlorine doser with Pump &Tank- | SUBMERSIBLE PUMP | PUMP | SUBMERSIBLE | 40151510 | Water pumps | Production Completed
TNG - SHO | UNSPSC Classification | SMX | SMX | OK | 2023-04-14 | 2023-04-14 |  | G_60581 | G_40151533-00-00201 | 40151533-00-00201 | PUMP, BOOSTER, MULTI VFD, WITH PRESSURE VESSEL, MAKE: MECHLION, MODEL: MHM 8-20B, 1W+1S | 1446 | Chlorine doser with Pump &Tank- | PUMP | PUMP |  | 40151566 | Booster pump | Production Completed
TNG - SHO | UNSPSC Classification | SMX | SMX | OK | 2023-04-14 | 2023-04-14 |  | G_60582 | G_40151533-00-00200 | 40151533-00-00200 | PUMP, VERTICAL MULTI STAGE, SKID MOUNTED, FACTORY FITTED, MAKE: MECHLION, MODEL NO: SB 45-4, 1W+1S | 1446 | Chlorine doser with Pump &Tank- | PUMP | PUMP |  | 40151581 | Multi stage pump | Production Completed
TNG - SHO | UNSPSC Classification | SMX | SMX | OK | 2023-04-14 | 2023-04-14 |  | G_60583 | G_40151533-00-00189 | 40151533-00-00189 | PUMP, BOOSTER, 2 KW, 4.82LPS @ 20MTRS HEAD, 2 WORKING MULTI STAGE HORIZONTAL PUMPS, WITH 100 LTRS PRESSURE TANK AND DIGITAL CONTROL PANEL, MAKE: ESP | 1446 | Chlorine doser with Pump &Tank- | PUMP | PUMP |  | 40151566 | Booster pump | Production Completed
TNG - SHO | UNSPSC Classification | SMX | SMX | OK | 2023-04-14 | 2023-04-14 |  | G_60584 | G_40151533-00-00149 | 40151533-00-00149 | PUMP, SUBMERSIBLE MONOBLOCK, OPEN WELL, 3 PHASE, DISCHARGE: 27.7 LPS, HEAD–20M, MAKE: TEXMO, MODEL NO: TSM 15, (1W+1S) | 1446 | Chlorine doser with Pump &Tank- | SUBMERSIBLE PUMP | PUMP | SUBMERSIBLE | 40151511 | Well pumps | Production Completed
TNG - SHO | UNSPSC Classification | SMX | SMX | OK | 2023-04-14 | 2023-04-14 |  | G_60585 | G_40151533-00-00204 | 40151533-00-00204 | PUMP, OPENWELL, SUBMERSIBLE, 3 PHASE, 6.0 LPS, 1W+1S, MAKE: TEXMO, MODEL: TVSM 1503 | 1446 | Chlorine doser with Pump &Tank- | SUBMERSIBLE PUMP | PUMP | SUBMERSIBLE | 40151511 | Well pumps | Production Completed
TNG - SHO | UNSPSC Classification | SMX | SMX | OK | 2023-04-14 | 2023-04-14 |  | G_60586 | G_40151533-00-00188 | 40151533-00-00188 | PUMP, SUBMERSIBLE, HYDRO PNEUMATIC SYSTEM WITH VFD PANEL, INCLUDING 300LTR PRESSURE VESSEL, MAKE: LUBI, MODEL: W30-06, 2W+1S | 1446 | Chlorine doser with Pump &Tank- | SUBMERSIBLE PUMP | PUMP | SUBMERSIBLE | 40151513 | Submersible pumps | Production Completed
TNG - SHO | UNSPSC Classification | SMX | SMX | OK | 2023-04-14 | 2023-04-14 |  | G_60588 | G_40151533-00-00192 | 40151533-00-00192 | PUMP, SUBMERSIBLE, 3PHASE, 3.7KW, MAKE: MECHLION, MODEL NO : MCP C037T, 1W+1S | 1446 | Chlorine doser with Pump &Tank- | SUBMERSIBLE PUMP | PUMP | SUBMERSIBLE | 40151513 | Submersible pumps | Production Completed
TNG - SHO | UNSPSC Classification | SMX | SMX | OK | 2023-04-14 | 2023-04-14 |  | G_60589 | G_40151533-00-00202 | 40151533-00-00202 | PUMP, BOOSTER, 2.2KW, MHM 16-30, MULTI VFD SYSTEM, WITH 100 LTRS PRESSURE TANK AND DIGITAL CONTROL PANEL, MAKE: MECHLION | 1446 | Chlorine doser with Pump &Tank- | PUMP | PUMP |  | 40151566 | Booster pump | Production Completed
TNG - SHO | UNSPSC Classification | SMX | SMX | OK | 2023-04-14 | 2023-04-14 |  | G_60845 | G_40171517-11-00205 | 40171517-11-00205 | PIPE, 25 MM DIA, 3 M LG, PVC | 266 | Consumable Materials | PIPE | PIPE |  | 40171517 | Commercial PVC pipe | Production Completed
TNG - SHO | UNSPSC Classification | SMX | SMX | OK | 2023-04-14 | 2023-04-14 |  | G_61205 | G_40151533-11-00005 | 40151533-11-00005 | PUMP, HYDRAULIC, DOWTY, 16178 | CPCON03 | Consumbles-Nos. | PUMP | PUMP |  | 40151533 | Hydraulic pumps | Production Completed
TNG - SHO | UNSPSC Classification | SMX | SMX | OK | 2023-04-14 | 2023-04-14 |  | G_61270 | G_31161611-00-00001 | 31161611-00-00001 | BOLT, HEXAGONAL HIGH TENSION, MAKE : TVS, M10 X 30 | CPCON03 | Consumbles-Nos. | BOLT | BOLT |  | 31161620 | Hexagonal bolts | Production Completed
TNG - SHO | UNSPSC Classification | SMX | SMX | OK | 2023-04-14 | 2023-04-14 |  | G_61274 | G_26101736-00-00061 | 26101736-00-00061 | ASSEMBLY, HYDRAULIC PUMP, PT-NO: MH 785202800, MAKE : VICKERS, FOR VOLTAS FORKLIFT | CPCON03 | Consumbles-Nos. | PUMP | PUMP |  | 40151533 | Hydraulic pumps | Production Completed
TNG - SHO | UNSPSC Classification | SMX | SMX | OK | 2023-04-14 | 2023-04-14 |  | G_61343 | G_31161613-00-00098 | 31161613-00-00098 | BOLT, HEXAGONAL HIGH TENSION FULLTHREADED, MAKE : TVS, 10 MM DIA, 100 MM LG | CPCON03 | Consumbles-Nos. | BOLT | BOLT |  | 31161620 | Hexagonal bolts | Production Completed
TNG - SHO | UNSPSC Classification | SMX | SMX | OK | 2023-04-14 | 2023-04-14 |  | G_61400 | G_40142020-00-00332 | 40142020-00-00332 | HYDRAULIC HOSE, 350 BAR DN 32/4 SH X 850, PT-NO: 10215809, FOR SP 1800 HD CONCRETE PUMP | CPCON03 | Consumbles-Nos. | HYDRAULIC HOSE | HOSE | HYDRAULIC | 40142020 | Hydraulic hose | Production Completed
TNG - SHO | UNSPSC Classification | SMX | SMX | OK | 2023-04-14 | 2023-04-14 |  | G_61401 | G_40142020-00-00331 | 40142020-00-00331 | HYDRAULIC HOSE, 350 BAR DN 20/4 SP X 1100, PT-NO: 10049960, FOR SP 1800 HD CONCRETE PUMP | CPCON03 | Consumbles-Nos. | HYDRAULIC HOSE | HOSE | HYDRAULIC | 40142020 | Hydraulic hose | Production Completed
TNG - SHO | UNSPSC Classification | SMX | SMX | OK | 2023-04-14 | 2023-04-14 |  | G_61402 | G_40142020-00-00357 | 40142020-00-00357 | HYDRAULIC HOSE, 400 BAR DN 16/4 SP X 800, PT-NO: 10215802, FOR SP 1800 HD CONCRETE PUMP | CPCON03 | Consumbles-Nos. | HYDRAULIC HOSE | HOSE | HYDRAULIC | 40142020 | Hydraulic hose | Production Completed
TNG - SHO | UNSPSC Classification | SMX | SMX | OK | 2023-04-14 | 2023-04-14 |  | G_61403 | G_40142020-00-00365 | 40142020-00-00365 | HYDRAULIC HOSE, 415 BAR DN 12/4 SP X 1200, PT-NO: 10090416, FOR SP 1800 HD CONCRETE PUMP | CPCON03 | Consumbles-Nos. | HYDRAULIC HOSE | HOSE | HYDRAULIC | 40142020 | Hydraulic hose | Production Completed
TNG - SHO | UNSPSC Classification | SMX | SMX | OK | 2023-04-14 | 2023-04-14 |  | G_61404 | G_40142020-00-00363 | 40142020-00-00363 | HYDRAULIC HOSE, 350 BAR DN 8/2 ST X 1100, PT-NO: 10025658, FOR SP 1800 HD CONCRETE PUMP | CPCON03 | Consumbles-Nos. | HYDRAULIC HOSE | HOSE | HYDRAULIC | 40142020 | Hydraulic hose | Production Completed
TNG - SHO | UNSPSC Classification | SMX | SMX | OK | 2023-04-14 | 2023-04-14 |  | G_61405 | G_40142020-00-00362 | 40142020-00-00362 | HYDRAULIC HOSE, 350 BAR DN 8/2 ST X 900, PT-NO: 10018483, FOR SP 1800 HD CONCRETE PUMP | CPCON03 | Consumbles-Nos. | HYDRAULIC HOSE | HOSE | HYDRAULIC | 40142020 | Hydraulic hose | Production Completed
TNG - SHO | UNSPSC Classification | SMX | SMX | OK | 2023-04-14 | 2023-04-14 |  | G_61406 | G_40142020-00-00342 | 40142020-00-00342 | HYDRAULIC HOSE, 350 BAR DN 8/2 ST X 800, PT-NO: 10050172, FOR SP 1800 HD CONCRETE PUMP | CPCON03 | Consumbles-Nos. | HYDRAULIC HOSE | HOSE | HYDRAULIC | 40142020 | Hydraulic hose | Production Completed
TNG - SHO | UNSPSC Classification | SMX | SMX | OK | 2023-04-14 | 2023-04-14 |  | G_61423 | G_31161613-00-00104 | 31161613-00-00104 | BOLT, HEXAGONAL HIGH TENSION FULLTHREADED, MAKE : TVS, 16 MM DIA, 40 MM LG | CPCON03 | Consumbles-Nos. | BOLT | BOLT |  | 31161620 | Hexagonal bolts | Production Completed
TNG - SHO | UNSPSC Classification | SMX | SMX | OK | 2023-04-14 | 2023-04-14 |  | G_61450 | G_40151510-00-00043 | 40151510-00-00043 | PUMP, MONOBLOCK WATER, 7.5 HP, 3 PHASE HEAVY DUTY | CPCON03 | Consumbles-Nos. | PUMP | PUMP |  | 40151510 | Water pumps | Production Completed
TNG - SHO | UNSPSC Classification | SMX | SMX | OK | 2023-04-14 | 2023-04-14 |  | G_61469 | G_40142020-00-00355 | 40142020-00-00355 | HYDRAULIC HOSE, DN 25/4 X 1200, PT-NO: 10062367, FOR SP 1800 HD CONCRETE PUMP | CPCON03 | Consumbles-Nos. | HYDRAULIC HOSE | HOSE | HYDRAULIC | 40142020 | Hydraulic hose | Production Completed
TNG - SHO | UNSPSC Classification | SMX | SMX | OK | 2023-04-14 | 2023-04-14 |  | G_61470 | G_40142020-00-00339 | 40142020-00-00339 | HYDRAULIC HOSE, DN 13/4 X 400, PT-NO: 10049900, FOR SP 1800 HD CONCRETE PUMP | CPCON03 | Consumbles-Nos. | HYDRAULIC HOSE | HOSE | HYDRAULIC | 40142020 | Hydraulic hose | Production Completed
TNG - SHO | UNSPSC Classification | SMX | SMX | OK | 2023-04-14 | 2023-04-14 |  | G_61526 | G_40171527-00-00127 | 40171527-00-00127 | PIPE, 1" DIA, CPVC | CPCON03 | Consumbles-Nos. | PIPE | PIPE |  | 40171518 | Commercial CPVC pipe | Production Completed
TNG - SHO | UNSPSC Classification | SMX | SMX | OK | 2023-04-14 | 2023-04-14 |  | G_61559 | G_40174600-00-00008 | 40174600-00-00008 | PIPE TEE | CPCON03 | Consumbles-Nos. | PIPE TEE | TEE | PIPE | 40174600 | Pipe tees | Production Completed
TNG - SHO | UNSPSC Classification | SMX | SMX | OK | 2023-04-14 | 2023-04-14 |  | G_61605 | G_40151566-00-00046 | 40151566-00-00046 | PUMP, WATER | CPCON03 | Consumbles-Nos. | PUMP | PUMP |  | 40151510 | Water pumps | Production Completed
TNG - SHO | UNSPSC Classification | SMX | SMX | OK | 2023-04-14 | 2023-04-14 |  | G_61673 | G_40141600-00-00053 | 40141600-00-00053 | BUTTERFLY VALVE, V1FS 250 TN, 60100901 | CPCON03 | Consumbles-Nos. | BUTTERFLY VALVE | VALVE | BUTTERFLY | 40141600 | Valves | Production Completed
TNG - SHO | UNSPSC Classification | SMX | SMX | OK | 2023-04-14 | 2023-04-14 |  | G_61735 | G_31181611-00-00222 | 31181611-00-00222 | OIL SEAL, BACKUP | CPCON03 | Consumbles-Nos. | OIL SEAL | SEAL | OIL | 31411705 | Lip seal | Production Completed
TNG - SHO | UNSPSC Classification | SMX | SMX | OK | 2023-04-14 | 2023-04-14 |  | G_61736 | G_31181611-00-00221 | 31181611-00-00221 | OIL SEAL, WITH HOUSING, PT NO: MH02549279 | CPCON03 | Consumbles-Nos. | OIL SEAL | SEAL | OIL | 31411705 | Lip seal | Production Completed
TNG - SHO | UNSPSC Classification | SMX | SMX | OK | 2023-04-14 | 2023-04-14 |  | G_61812 | G_40141600-00-00087 | 40141600-00-00087 | BUTTERFLY VALVE, 300 MM DIA | CPCON03 | Consumbles-Nos. | BUTTERFLY VALVE | VALVE | BUTTERFLY | 40141600 | Valves | Production Completed
TNG - SHO | UNSPSC Classification | SMX | SMX | OK | 2023-04-14 | 2023-04-14 |  | G_61852 | G_31181611-00-00207 | 31181611-00-00207 | OIL SEAL, FOR TATA 207 | CPCON03 | Consumbles-Nos. | OIL SEAL | SEAL | OIL | 31411705 | Lip seal | Production Completed
TNG - SHO | UNSPSC Classification | SMX | SMX | OK | 2023-04-14 | 2023-04-14 |  | G_61854 | G_31181611-00-00206 | 31181611-00-00206 | OIL SEAL, TIMING CASE S4 ENGINE | CPCON03 | Consumbles-Nos. | OIL SEAL | SEAL | OIL | 31411705 | Lip seal | Production Completed
TNG - SHO | UNSPSC Classification | SMX | SMX | OK | 2023-04-14 | 2023-04-14 |  | G_61937 | G_31161600-00-00183 | 31161600-00-00183 | BOLT, HEX HT, FULL THREAD, M 20 X 70 | CPCON03 | Consumbles-Nos. | BOLT | BOLT |  | 31161620 | Hexagonal bolts | Production Completed
TNG - SHO | UNSPSC Classification | SMX | SMX | OK | 2023-04-14 | 2023-04-14 |  | G_61938 | G_31161600-00-00180 | 31161600-00-00180 | BOLT, HEX HT, FULL THREAD, M16 X 160 MM | CPCON03 | Consumbles-Nos. | BOLT | BOLT |  | 31161620 | Hexagonal bolts | Production Completed
TNG - SHO | UNSPSC Classification | SMX | SMX | OK | 2023-04-14 | 2023-04-14 |  | G_61988 | G_31161600-00-00181 | 31161600-00-00181 | BOLT, HEX HT, HALF THREAD, M18 X 200 MM | CPCON03 | Consumbles-Nos. | BOLT | BOLT |  | 31161620 | Hexagonal bolts | Production Completed
TNG - SHO | UNSPSC Classification | SMX | SMX | OK | 2023-04-14 | 2023-04-14 |  | G_62019 | G_31161600-00-00182 | 31161600-00-00182 | BOLT, HEX HT, FULL THREAD, M20 X 75 MM | CPCON03 | Consumbles-Nos. | BOLT | BOLT |  | 31161620 | Hexagonal bolts | Production Completed
TNG - SHO | UNSPSC Classification | SMX | SMX | OK | 2023-04-14 | 2023-04-14 |  | G_62027 | G_31181611-00-00237 | 31181611-00-00237 | OIL SEAL, PT NO: 993431152 | CPCON03 | Consumbles-Nos. | OIL SEAL | SEAL | OIL | 31411705 | Lip seal | Production Completed
TNG - SHO | UNSPSC Classification | SMX | SMX | OK | 2023-04-14 | 2023-04-14 |  | G_62095 | G_40151566-00-00162 | 40151566-00-00162 | PUMP, WATER PUMP ASSEMBLY | CPCON03 | Consumbles-Nos. | PUMP | PUMP |  | 40151510 | Water pumps | Production Completed
TNG - SHO | UNSPSC Classification | SMX | SMX | OK | 2023-04-14 | 2023-04-14 |  | G_62149 | G_31161600-00-00201 | 31161600-00-00201 | BOLT, HEX HALF THREAD 16 X 120 | CPCON03 | Consumbles-Nos. | BOLT | BOLT |  | 31161620 | Hexagonal bolts | Production Completed
TNG - SHO | UNSPSC Classification | SMX | SMX | OK | 2023-04-14 | 2023-04-14 |  | G_62161 | G_40142020-00-00792 | 40142020-00-00792 | HYDRAULIC HOSE, 3/4 R2 ST X ST OAL 650MM | CPCON03 | Consumbles-Nos. | HYDRAULIC HOSE | HOSE | HYDRAULIC | 40142020 | Hydraulic hose | Production Completed
TNG - SHO | UNSPSC Classification | SMX | SMX | OK | 2023-04-14 | 2023-04-14 |  | G_62162 | G_40142020-00-00791 | 40142020-00-00791 | HYDRAULIC HOSE, 3/4" R2 ST X ST OAL 650MM | CPCON03 | Consumbles-Nos. | HYDRAULIC HOSE | HOSE | HYDRAULIC | 40142020 | Hydraulic hose | Production Completed
TNG - SHO | UNSPSC Classification | SMX | SMX | OK | 2023-04-14 | 2023-04-14 |  | G_62404 | G_40174600-11-00073 | 40174600-11-00073 | PIPE TEE, GALVANIZED IRON, REDUCING, 50 MM RUN, 25 MM BRANCH | 274 | G.I. Reducer Tee | PIPE TEE | TEE | PIPE | 40174613 | Galvanized iron pipe tee | Production Completed
TNG - SHO | UNSPSC Classification | SMX | SMX | OK | 2023-04-14 | 2023-04-14 |  | G_62405 | G_40174600-11-00066 | 40174600-11-00066 | PIPE TEE, GALVANIZED IRON, REDUCING, 25 MM RUN, 15 MM BRANCH | 274 | G.I. Reducer Tee | PIPE TEE | TEE | PIPE | 40174613 | Galvanized iron pipe tee | Production Completed
TNG - SHO | UNSPSC Classification | SMX | SMX | OK | 2023-04-14 | 2023-04-14 |  | G_62406 | G_40174600-11-00129 | 40174600-11-00129 | PIPE TEE, GALVANIZED IRON, REDUCING, 65 MM RUN, 25 MM BRANCH | 274 | G.I. Reducer Tee | PIPE TEE | TEE | PIPE | 40174613 | Galvanized iron pipe tee | Production Completed
TNG - SHO | UNSPSC Classification | SMX | SMX | OK | 2023-04-14 | 2023-04-14 |  | G_62407 | G_40174600-11-00130 | 40174600-11-00130 | PIPE TEE, GALVANIZED IRON, REDUCING, 100 MM RUN, 25 MM BRANCH | 274 | G.I. Reducer Tee | PIPE TEE | TEE | PIPE | 40174613 | Galvanized iron pipe tee | Production Completed
TNG - SHO | UNSPSC Classification | SMX | SMX | OK | 2023-04-14 | 2023-04-14 |  | G_62408 | G_40174600-11-00128 | 40174600-11-00128 | PIPE TEE, GALVANIZED IRON, REDUCING, 65 MM RUN, 20 MM BRANCH | 274 | G.I. Reducer Tee | PIPE TEE | TEE | PIPE | 40174613 | Galvanized iron pipe tee | Production Completed
TNG - SHO | UNSPSC Classification | SMX | SMX | OK | 2023-04-14 | 2023-04-14 |  | G_62409 | G_40174600-11-00139 | 40174600-11-00139 | PIPE TEE, GALVANIZED IRON, REDUCING, 100 MM RUN, 80 MM BRANCH | 274 | G.I. Reducer Tee | PIPE TEE | TEE | PIPE | 40174613 | Galvanized iron pipe tee | Production Completed
TNG - SHO | UNSPSC Classification | SMX | SMX | OK | 2023-04-14 | 2023-04-14 |  | G_62410 | G_40174600-11-00131 | 40174600-11-00131 | PIPE TEE, GALVANIZED IRON, REDUCING, 100 MM RUN, 32 MM BRANCH | 274 | G.I. Reducer Tee | PIPE TEE | TEE | PIPE | 40174613 | Galvanized iron pipe tee | Production Completed
TNG - SHO | UNSPSC Classification | SMX | SMX | OK | 2023-04-14 | 2023-04-14 |  | G_62411 | G_40174600-11-00146 | 40174600-11-00146 | PIPE TEE, GALVANIZED IRON, REDUCING, 20 MM RUN, 15 MM BRANCH | 274 | G.I. Reducer Tee | PIPE TEE | TEE | PIPE | 40174613 | Galvanized iron pipe tee | Production Completed
TNG - SHO | UNSPSC Classification | SMX | SMX | OK | 2023-04-14 | 2023-04-14 |  | G_62412 | G_40174602-00-00001 | 40174602-00-00001 | PIPE TEE, GALVANIZED IRON, REDUCING, 50 MM RUN, 15 MM BRANCH | 274 | G.I. Reducer Tee | PIPE TEE | TEE | PIPE | 40174613 | Galvanized iron pipe tee | Production Completed
TNG - SHO | UNSPSC Classification | SMX | SMX | OK | 2023-04-14 | 2023-04-14 |  | G_62413 | G_40174602-00-00004 | 40174602-00-00004 | PIPE TEE, GALVANIZED IRON,REDUCING,80 MM RUN,50 MM BRANCH | 274 | G.I. Reducer Tee | PIPE TEE | TEE | PIPE | 40174613 | Galvanized iron pipe tee | Production Completed
TNG - SHO | UNSPSC Classification | SMX | SMX | OK | 2023-04-14 | 2023-04-14 |  | G_62414 | G_40174602-00-00002 | 40174602-00-00002 | PIPE TEE, GALVANIZED IRON,REDUCING,65 MM RUN,50 MM BRANCH | 274 | G.I. Reducer Tee | PIPE TEE | TEE | PIPE | 40174613 | Galvanized iron pipe tee | Production Completed
TNG - SHO | UNSPSC Classification | SMX | SMX | OK | 2023-04-14 | 2023-04-14 |  | G_62415 | G_40174602-00-00003 | 40174602-00-00003 | PIPE TEE, GALVANIZED IRON,REDUCING,80 MM RUN,40 MM BRANCH | 274 | G.I. Reducer Tee | PIPE TEE | TEE | PIPE | 40174613 | Galvanized iron pipe tee | Production Completed
TNG - SHO | UNSPSC Classification | SMX | SMX | OK | 2023-04-14 | 2023-04-14 |  | G_62416 | G_40174602-00-00006 | 40174602-00-00006 | PIPE TEE, GALVANIZED IRON,REDUCING,80 MM RUN,32 MM BRANCH | 274 | G.I. Reducer Tee | PIPE TEE | TEE | PIPE | 40174613 | Galvanized iron pipe tee | Production Completed
TNG - SHO | UNSPSC Classification | SMX | SMX | OK | 2023-04-14 | 2023-04-14 |  | G_62417 | G_40174602-00-00005 | 40174602-00-00005 | PIPE TEE, GALVANIZED IRON,REDUCING,65 MM RUN,40 MM BRANCH | 274 | G.I. Reducer Tee | PIPE TEE | TEE | PIPE | 40174613 | Galvanized iron pipe tee | Production Completed
TNG - SHO | UNSPSC Classification | SMX | SMX | OK | 2023-04-14 | 2023-04-14 |  | G_62418 | G_40174602-00-00011 | 40174602-00-00011 | PIPE TEE, GALVANIZED IRON,REDUCING,40 MM RUN,20 MM BRANCH | 274 | G.I. Reducer Tee | PIPE TEE | TEE | PIPE | 40174613 | Galvanized iron pipe tee | Production Completed
TNG - SHO | UNSPSC Classification | SMX | SMX | OK | 2023-04-14 | 2023-04-14 |  | G_62419 | G_40174602-00-00008 | 40174602-00-00008 | PIPE TEE, GALVANIZED IRON,REDUCING,32 MM RUN,20 MM BRANCH | 274 | G.I. Reducer Tee | PIPE TEE | TEE | PIPE | 40174613 | Galvanized iron pipe tee | Production Completed
TNG - SHO | UNSPSC Classification | SMX | SMX | OK | 2023-04-14 | 2023-04-14 |  | G_62420 | G_40174602-00-00010 | 40174602-00-00010 | PIPE TEE, GALVANIZED IRON,REDUCING,40 MM RUN,25 MM BRANCH | 274 | G.I. Reducer Tee | PIPE TEE | TEE | PIPE | 40174613 | Galvanized iron pipe tee | Production Completed
TNG - SHO | UNSPSC Classification | SMX | SMX | OK | 2023-04-14 | 2023-04-14 |  | G_62421 | G_40174602-00-00009 | 40174602-00-00009 | PIPE TEE, GALVANIZED IRON,REDUCING,32 MM RUN,25 MM BRANCH | 274 | G.I. Reducer Tee | PIPE TEE | TEE | PIPE | 40174613 | Galvanized iron pipe tee | Production Completed
TNG - SHO | UNSPSC Classification | SMX | SMX | OK | 2023-04-14 | 2023-04-14 |  | G_62422 | G_40174602-00-00019 | 40174602-00-00019 | PIPE TEE, GALVANIZED IRON,REDUCING,100 MM RUN,65 MM BRANCH | 274 | G.I. Reducer Tee | PIPE TEE | TEE | PIPE | 40174613 | Galvanized iron pipe tee | Production Completed
TNG - SHO | UNSPSC Classification | SMX | SMX | OK | 2023-04-14 | 2023-04-14 |  | G_62423 | G_40174602-00-00023 | 40174602-00-00023 | PIPE TEE, GALVANIZED IRON,REDUCING,40 MM RUN,15 MM BRANCH | 274 | G.I. Reducer Tee | PIPE TEE | TEE | PIPE | 40174613 | Galvanized iron pipe tee | Production Completed
TNG - SHO | UNSPSC Classification | SMX | SMX | OK | 2023-04-14 | 2023-04-14 |  | G_62424 | G_40174602-00-00016 | 40174602-00-00016 | PIPE TEE, GALVANIZED IRON,REDUCING,50 MM RUN,40 MM BRANCH | 274 | G.I. Reducer Tee | PIPE TEE | TEE | PIPE | 40174613 | Galvanized iron pipe tee | Production Completed
TNG - SHO | UNSPSC Classification | SMX | SMX | OK | 2023-04-14 | 2023-04-14 |  | G_62425 | G_40174602-00-00021 | 40174602-00-00021 | PIPE TEE, GALVANIZED IRON,REDUCING,32 MM RUN,15 MM BRANCH | 274 | G.I. Reducer Tee | PIPE TEE | TEE | PIPE | 40174613 | Galvanized iron pipe tee | Production Completed
TNG - SHO | UNSPSC Classification | SMX | SMX | OK | 2023-04-14 | 2023-04-14 |  | G_62426 | G_40174602-00-00020 | 40174602-00-00020 | PIPE TEE, GALVANIZED IRON,REDUCING,65 MM RUN,32 MM BRANCH | 274 | G.I. Reducer Tee | PIPE TEE | TEE | PIPE | 40174613 | Galvanized iron pipe tee | Production Completed
TNG - SHO | UNSPSC Classification | SMX | SMX | OK | 2023-04-14 | 2023-04-14 |  | G_62427 | G_40174602-00-00022 | 40174602-00-00022 | PIPE TEE, GALVANIZED IRON,REDUCING,150 MM RUN,100 MM BRANCH | 274 | G.I. Reducer Tee | PIPE TEE | TEE | PIPE | 40174613 | Galvanized iron pipe tee | Production Completed
TNG - SHO | UNSPSC Classification | SMX | SMX | OK | 2023-04-14 | 2023-04-14 |  | G_62428 | G_40174602-00-00012 | 40174602-00-00012 | PIPE TEE, GALVANIZED IRON,REDUCING,25 MM RUN,20 MM BRANCH | 274 | G.I. Reducer Tee | PIPE TEE | TEE | PIPE | 40174613 | Galvanized iron pipe tee | Production Completed
TNG - SHO | UNSPSC Classification | SMX | SMX | OK | 2023-04-14 | 2023-04-14 |  | G_62429 | G_40174602-00-00013 | 40174602-00-00013 | PIPE TEE, GALVANIZED IRON,REDUCING,40 MM RUN,32 MM BRANCH | 274 | G.I. Reducer Tee | PIPE TEE | TEE | PIPE | 40174613 | Galvanized iron pipe tee | Production Completed
TNG - SHO | UNSPSC Classification | SMX | SMX | OK | 2023-04-14 | 2023-04-14 |  | G_62430 | G_40174602-00-00014 | 40174602-00-00014 | PIPE TEE, GALVANIZED IRON,REDUCING,50 MM RUN,20 MM BRANCH | 274 | G.I. Reducer Tee | PIPE TEE | TEE | PIPE | 40174613 | Galvanized iron pipe tee | Production Completed
TNG - SHO | UNSPSC Classification | SMX | SMX | OK | 2023-04-14 | 2023-04-14 |  | G_62431 | G_40174602-00-00015 | 40174602-00-00015 | PIPE TEE, GALVANIZED IRON,REDUCING,50 MM RUN,32 MM BRANCH | 274 | G.I. Reducer Tee | PIPE TEE | TEE | PIPE | 40174613 | Galvanized iron pipe tee | Production Completed
TNG - SHO | UNSPSC Classification | SMX | SMX | OK | 2023-04-14 | 2023-04-14 |  | G_62432 | G_40174602-00-00017 | 40174602-00-00017 | PIPE TEE, GALVANIZED IRON,REDUCING,80 MM RUN,65 MM BRANCH | 274 | G.I. Reducer Tee | PIPE TEE | TEE | PIPE | 40174613 | Galvanized iron pipe tee | Production Completed
TNG - SHO | UNSPSC Classification | SMX | SMX | OK | 2023-04-14 | 2023-04-14 |  | G_62433 | G_40174602-00-00024 | 40174602-00-00024 | PIPE TEE, SPRINKLER, GALVANIZED IRON, 40(W)X15(T)X40(W)MM, SOCKET WELDED | 274 | G.I. Reducer Tee | PIPE TEE | TEE | PIPE | 40174613 | Galvanized iron pipe tee | Production Completed
TNG - SHO | UNSPSC Classification | SMX | SMX | OK | 2023-04-14 | 2023-04-14 |  | G_62434 | G_40174602-00-00025 | 40174602-00-00025 | PIPE TEE, SPRINKLER, GALVANIZED IRON, 32(W)X15(T)X32(W)MM, SOCKET WELDED | 274 | G.I. Reducer Tee | PIPE TEE | TEE | PIPE | 40174613 | Galvanized iron pipe tee | Production Completed
TNG - SHO | UNSPSC Classification | SMX | SMX | OK | 2023-04-14 | 2023-04-14 |  | G_62435 | G_40174602-00-00026 | 40174602-00-00026 | PIPE TEE, SPRINKLER, GALVANIZED IRON, 25(W)X15(W)X25(W)MM, SOCKET WELDED | 274 | G.I. Reducer Tee | PIPE TEE | TEE | PIPE | 40174613 | Galvanized iron pipe tee | Production Completed
TNG - SHO | UNSPSC Classification | SMX | SMX | OK | 2023-04-14 | 2023-04-14 |  | G_62436 | G_40174602-00-00030 | 40174602-00-00030 | PIPE TEE, CROSS TEE, GALVANIZED IRON, 40X32X40MM, SOCKET WELDED | 274 | G.I. Reducer Tee | PIPE TEE | TEE | PIPE | 40174613 | Galvanized iron pipe tee | Production Completed
TNG - SHO | UNSPSC Classification | SMX | SMX | OK | 2023-04-14 | 2023-04-14 |  | G_62437 | G_40174602-00-00032 | 40174602-00-00032 | PIPE TEE, CROSS TEE, GALVANIZED IRON, 32X25X32MM, SOCKET WELDED | 274 | G.I. Reducer Tee | PIPE TEE | TEE | PIPE | 40174613 | Galvanized iron pipe tee | Production Completed
TNG - SHO | UNSPSC Classification | SMX | SMX | OK | 2023-04-14 | 2023-04-14 |  | G_62438 | G_40174602-00-00034 | 40174602-00-00034 | PIPE TEE, GALVANIZED IRON,REDUCING,40 MM X 25 MM X40MM, SOCKET WELDED | 274 | G.I. Reducer Tee | PIPE TEE | TEE | PIPE | 40174613 | Galvanized iron pipe tee | Production Completed
TNG - SHO | UNSPSC Classification | SMX | SMX | OK | 2023-04-14 | 2023-04-14 |  | G_62439 | G_40174602-00-00047 | 40174602-00-00047 | PIPE TEE, GALVANIZED IRON,REDUCING,100 MM RUN,50 MM BRANCH | 274 | G.I. Reducer Tee | PIPE TEE | TEE | PIPE | 40174613 | Galvanized iron pipe tee | Production Completed
TNG - SHO | UNSPSC Classification | SMX | SMX | OK | 2023-04-14 | 2023-04-14 |  | G_62440 | G_40174602-00-00042 | 40174602-00-00042 | PIPE TEE, UNEQUAL CROSS TEE, GALVANIZED IRON, 50(W)X25(T)X25(T)X50MM(W) | 274 | G.I. Reducer Tee | PIPE TEE | TEE | PIPE | 40174613 | Galvanized iron pipe tee | Production Completed
TNG - SHO | UNSPSC Classification | SMX | SMX | OK | 2023-04-14 | 2023-04-14 |  | G_62441 | G_40174602-00-00045 | 40174602-00-00045 | PIPE TEE, UNEQUAL CROSS TEE, GALVANIZED IRON, 32(W)X25(T)X25(T)X32MM(W) | 274 | G.I. Reducer Tee | PIPE TEE | TEE | PIPE | 40174613 | Galvanized iron pipe tee | Production Completed
TNG - SHO | UNSPSC Classification | SMX | SMX | OK | 2023-04-14 | 2023-04-14 |  | G_62442 | G_40174602-00-00043 | 40174602-00-00043 | PIPE TEE, UNEQUAL CROSS TEE, GALVANIZED IRON, 40(W)X25(T)X25(T)X40MM(W) | 274 | G.I. Reducer Tee | PIPE TEE | TEE | PIPE | 40174613 | Galvanized iron pipe tee | Production Completed
TNG - SHO | UNSPSC Classification | SMX | SMX | OK | 2023-04-14 | 2023-04-14 |  | G_62443 | G_40174602-00-00044 | 40174602-00-00044 | PIPE TEE, EQUAL, GALVANIZED IRON, 25MM(W)X25MM(T)X25MM(W) | 274 | G.I. Reducer Tee | PIPE TEE | TEE | PIPE | 40174613 | Galvanized iron pipe tee | Production Completed
TNG - SHO | UNSPSC Classification | SMX | SMX | OK | 2023-04-14 | 2023-04-14 |  | G_62444 | G_40174602-00-00033 | 40174602-00-00033 | PIPE TEE, GALVANIZED IRON,REDUCING,50 MM X 32 MM X50MM, SOCKET WELDED | 274 | G.I. Reducer Tee | PIPE TEE | TEE | PIPE | 40174613 | Galvanized iron pipe tee | Production Completed
TNG - SHO | UNSPSC Classification | SMX | SMX | OK | 2023-04-14 | 2023-04-14 |  | G_62445 | G_40174602-00-00038 | 40174602-00-00038 | PIPE TEE, GALVANIZED IRON,REDUCING,32 MM X 25 MM X32MM, SOCKET WELDED | 274 | G.I. Reducer Tee | PIPE TEE | TEE | PIPE | 40174613 | Galvanized iron pipe tee | Production Completed
TNG - SHO | UNSPSC Classification | SMX | SMX | OK | 2023-04-14 | 2023-04-14 |  | G_62446 | G_40174602-00-00031 | 40174602-00-00031 | PIPE TEE, CROSS TEE, GALVANIZED IRON, 40X25X40MM, SOCKET WELDED | 274 | G.I. Reducer Tee | PIPE TEE | TEE | PIPE | 40174613 | Galvanized iron pipe tee | Production Completed
TNG - SHO | UNSPSC Classification | SMX | SMX | OK | 2023-04-14 | 2023-04-14 |  | G_62447 | G_40174602-00-00037 | 40174602-00-00037 | PIPE TEE, GALVANIZED IRON,REDUCING,40 MM X 32 MM X40MM, SOCKET WELDED | 274 | G.I. Reducer Tee | PIPE TEE | TEE | PIPE | 40174613 | Galvanized iron pipe tee | Production Completed
TNG - SHO | UNSPSC Classification | SMX | SMX | OK | 2023-04-14 | 2023-04-14 |  | G_62448 | G_40174602-00-00039 | 40174602-00-00039 | PIPE TEE, GALVANIZED IRON,REDUCING,50 MM X 40 MM X50MM, SOCKET WELDED | 274 | G.I. Reducer Tee | PIPE TEE | TEE | PIPE | 40174613 | Galvanized iron pipe tee | Production Completed
TNG - SHO | UNSPSC Classification | SMX | SMX | OK | 2023-04-14 | 2023-04-14 |  | G_62449 | G_40174602-00-00029 | 40174602-00-00029 | PIPE TEE, CROSS TEE, GALVANIZED IRON, 50X25X50MM, SOCKET WELDED | 274 | G.I. Reducer Tee | PIPE TEE | TEE | PIPE | 40174613 | Galvanized iron pipe tee | Production Completed
TNG - SHO | UNSPSC Classification | SMX | SMX | OK | 2023-04-14 | 2023-04-14 |  | G_62450 | G_40174602-00-00035 | 40174602-00-00035 | PIPE TEE, SPRINKLER, GALVANIZED IRON, 50(W)X15(T)X50(W)MM, SOCKET WELDED | 274 | G.I. Reducer Tee | PIPE TEE | TEE | PIPE | 40174613 | Galvanized iron pipe tee | Production Completed
TNG - SHO | UNSPSC Classification | SMX | SMX | OK | 2023-04-14 | 2023-04-14 |  | G_62451 | G_40174602-00-00046 | 40174602-00-00046 | PIPE TEE, EQUAL, GALVANIZED IRON, 50MM(W)X50MM(W)X50MM(W), SOCKET WELDED | 274 | G.I. Reducer Tee | PIPE TEE | TEE | PIPE | 40174613 | Galvanized iron pipe tee | Production Completed
TNG - SHO | UNSPSC Classification | SMX | SMX | OK | 2023-04-14 | 2023-04-14 |  | G_62452 | G_40174602-00-00027 | 40174602-00-00027 | PIPE TEE, CROSS TEE, GALVANIZED IRON, 50X40X50MM, SOCKET WELDED | 274 | G.I. Reducer Tee | PIPE TEE | TEE | PIPE | 40174613 | Galvanized iron pipe tee | Production Completed
TNG - SHO | UNSPSC Classification | SMX | SMX | OK | 2023-04-14 | 2023-04-14 |  | G_62453 | G_40174602-00-00028 | 40174602-00-00028 | PIPE TEE, CROSS TEE, GALVANIZED IRON, 50X32X50MM, SOCKET WELDED | 274 | G.I. Reducer Tee | PIPE TEE | TEE | PIPE | 40174613 | Galvanized iron pipe tee | Production Completed
TNG - SHO | UNSPSC Classification | SMX | SMX | OK | 2023-04-14 | 2023-04-14 |  | G_62454 | G_40174602-00-00036 | 40174602-00-00036 | PIPE TEE, GALVANIZED IRON,REDUCING,50 MM X 25 MM X50MM, SOCKET WELDED | 274 | G.I. Reducer Tee | PIPE TEE | TEE | PIPE | 40174613 | Galvanized iron pipe tee | Production Completed
TNG - SHO | UNSPSC Classification | SMX | SMX | OK | 2023-04-14 | 2023-04-14 |  | G_62455 | G_40174602-00-00040 | 40174602-00-00040 | PIPE TEE, EQUAL, GALVANIZED IRON, 25MM(W)X25MM(W)X25MM(W), SOCKET WELDED | 274 | G.I. Reducer Tee | PIPE TEE | TEE | PIPE | 40174613 | Galvanized iron pipe tee | Production Completed
TNG - SHO | UNSPSC Classification | SMX | SMX | OK | 2023-04-14 | 2023-04-14 |  | G_62456 | G_40174602-00-00041 | 40174602-00-00041 | PIPE TEE, EQUAL CROSS TEE, GALVANIZED IRON, 25(W)X25(T)X25(T)X25MM(W) | 274 | G.I. Reducer Tee | PIPE TEE | TEE | PIPE | 40174613 | Galvanized iron pipe tee | Production Completed
TNG - SHO | UNSPSC Classification | SMX | SMX | OK | 2023-04-14 | 2023-04-14 |  | G_62457 | G_40174602-00-00048 | 40174602-00-00048 | PIPE TEE, 1 1/4"GI TEE | 274 | G.I. Reducer Tee | PIPE TEE | TEE | PIPE | 40174613 | Galvanized iron pipe tee | Production Completed
TNG - SHO | UNSPSC Classification | SMX | SMX | OK | 2023-04-14 | 2023-04-14 |  | G_62458 | G_40174602-00-00051 | 40174602-00-00051 | PIPE TEE, EQUAL, GALVANIZED IRON, 25MM(T)X25MM(T)X25MM(T) | 274 | G.I. Reducer Tee | PIPE TEE | TEE | PIPE | 40174613 | Galvanized iron pipe tee | Production Completed
TNG - SHO | UNSPSC Classification | SMX | SMX | OK | 2023-04-14 | 2023-04-14 |  | G_62459 | G_40174602-00-00050 | 40174602-00-00050 | PIPE TEE, UNEQUAL CROSS TEE, GALVANIZED IRON, 40(W)X25(W)X25(W)X40MM(W) | 274 | G.I. Reducer Tee | PIPE TEE | TEE | PIPE | 40174613 | Galvanized iron pipe tee | Production Completed
TNG - SHO | UNSPSC Classification | SMX | SMX | OK | 2023-04-14 | 2023-04-14 |  | G_62460 | G_40174602-00-00049 | 40174602-00-00049 | PIPE TEE, EQUAL, GALVANIZED IRON, 25MM(W)X25MM(T)X25MM(T), SOCKET WELDED | 274 | G.I. Reducer Tee | PIPE TEE | TEE | PIPE | 40174613 | Galvanized iron pipe tee | Production Completed
TNG - SHO | UNSPSC Classification | SMX | SMX | OK | 2023-04-14 | 2023-04-14 |  | G_62473 | G_40171520-11-00012 | 40171520-11-00012 | PIPE, 2-1/2" DIA, 10 KGF/SQ CM, HDPE | 997 | HDPE Pipe | PIPE | PIPE |  | 40171520 | Commercial HDPE pipe | Production Completed
TNG - SHO | UNSPSC Classification | SMX | SMX | OK | 2023-04-14 | 2023-04-14 |  | G_62474 | G_40171520-11-00019 | 40171520-11-00019 | PIPE, 40 MM DIA, 10 KGF/SQ CM, HDPE | 957 | HDPE Pipe | PIPE | PIPE |  | 40171520 | Commercial HDPE pipe | Production Completed
TNG - SHO | UNSPSC Classification | SMX | SMX | OK | 2023-04-14 | 2023-04-14 |  | G_62475 | G_40171520-11-00029 | 40171520-11-00029 | PIPE, 50 MM DIA, HDPE | 957 | HDPE Pipe | PIPE | PIPE |  | 40171520 | Commercial HDPE pipe | Production Completed
TNG - SHO | UNSPSC Classification | SMX | SMX | OK | 2023-04-14 | 2023-04-14 |  | G_62476 | G_40171520-11-00032 | 40171520-11-00032 | PIPE, 40 MM DIA, HDPE, ITEM CODE: 360.000.16.0 | 957 | HDPE Pipe | PIPE | PIPE |  | 40171520 | Commercial HDPE pipe | Production Completed
TNG - SHO | UNSPSC Classification | SMX | SMX | OK | 2023-04-14 | 2023-04-14 |  | G_62477 | G_40171520-00-00003 | 40171520-00-00003 | PIPE, HDPE, PN12, 40 MM DIA, 6 KG/CM2 | 957 | HDPE Pipe | PIPE | PIPE |  | 40171520 | Commercial HDPE pipe | Production Completed
TNG - SHO | UNSPSC Classification | SMX | SMX | OK | 2023-04-14 | 2023-04-14 |  | G_62478 | G_40171520-00-00009 | 40171520-00-00009 | PIPE, HDPE, 150 MM DIA, CLASS 100, PN 8 | 957 | HDPE Pipe | PIPE | PIPE |  | 40171520 | Commercial HDPE pipe | Production Completed
TNG - SHO | UNSPSC Classification | SMX | SMX | OK | 2023-04-14 | 2023-04-14 |  | G_62479 | G_40171520-00-00007 | 40171520-00-00007 | PIPE, HDPE, PN 16, 32 MM DIA, 16 KG/CM2 | 957 | HDPE Pipe | PIPE | PIPE |  | 40171520 | Commercial HDPE pipe | Production Completed
TNG - SHO | UNSPSC Classification | SMX | SMX | OK | 2023-04-14 | 2023-04-14 |  | G_62480 | G_40171520-00-00020 | 40171520-00-00020 | PIPE, HDPE, 65 MM DIA, PE 80, PN 8 | 957 | HDPE Pipe | PIPE | PIPE |  | 40171520 | Commercial HDPE pipe | Production Completed
TNG - SHO | UNSPSC Classification | SMX | SMX | OK | 2023-04-14 | 2023-04-14 |  | G_62481 | G_40171520-00-00019 | 40171520-00-00019 | PIPE, HDPE, 32 MM DIA, PE 80, PN 8 | 957 | HDPE Pipe | PIPE | PIPE |  | 40171520 | Commercial HDPE pipe | Production Completed
TNG - SHO | UNSPSC Classification | SMX | SMX | OK | 2023-04-14 | 2023-04-14 |  | G_62482 | G_40171520-00-00018 | 40171520-00-00018 | PIPE, HDPE, 25 MM DIA, PE 80, PN 8 | 957 | HDPE Pipe | PIPE | PIPE |  | 40171520 | Commercial HDPE pipe | Production Completed
TNG - SHO | UNSPSC Classification | SMX | SMX | OK | 2023-04-14 | 2023-04-14 |  | G_62483 | G_40171520-00-00011 | 40171520-00-00011 | PIPE, HDPE, 65 MM DIA, 16 KGF/CM2 | 957 | HDPE Pipe | PIPE | PIPE |  | 40171520 | Commercial HDPE pipe | Production Completed
TNG - SHO | UNSPSC Classification | SMX | SMX | OK | 2023-04-14 | 2023-04-14 |  | G_62484 | G_40171520-00-00021 | 40171520-00-00021 | PIPE, HDPE, 160 MM DIA, PN 6, PE 80 | 957 | HDPE Pipe | PIPE | PIPE |  | 40171520 | Commercial HDPE pipe | Production Completed
TNG - SHO | UNSPSC Classification | SMX | SMX | OK | 2023-04-14 | 2023-04-14 |  | G_62485 | G_40171520-00-00022 | 40171520-00-00022 | PIPE, HDPE, DOUBLE WALL CORRUGATED, 200 MM OD, 174 MM ID | 957 | HDPE Pipe | PIPE | PIPE |  | 40171520 | Commercial HDPE pipe | Production Completed
TNG - SHO | UNSPSC Classification | SMX | SMX | OK | 2023-04-14 | 2023-04-14 |  | G_62486 | G_40171520-00-00023 | 40171520-00-00023 | PIPE, HDPE, 200 MM DIA, PE 80, PN 6 | 957 | HDPE Pipe | PIPE | PIPE |  | 40171520 | Commercial HDPE pipe | Production Completed
TNG - SHO | UNSPSC Classification | SMX | SMX | OK | 2023-04-14 | 2023-04-14 |  | G_62487 | G_40171520-00-00025 | 40171520-00-00025 | PIPE, HDPE, PN 8, 63 MM DIA, PE 100 | 957 | HDPE Pipe | PIPE | PIPE |  | 40171520 | Commercial HDPE pipe | Production Completed
TNG - SHO | UNSPSC Classification | SMX | SMX | OK | 2023-04-14 | 2023-04-14 |  | G_62488 | G_40171520-00-00028 | 40171520-00-00028 | PIPE, HDPE, PN 4, 160 MM DIA, MAKE : GEBERIT, ARTICLE NO : 369.000.16.0 | 957 | HDPE Pipe | PIPE | PIPE |  | 40171520 | Commercial HDPE pipe | Production Completed
TNG - SHO | UNSPSC Classification | SMX | SMX | OK | 2023-04-14 | 2023-04-14 |  | G_62489 | G_40171520-00-00031 | 40171520-00-00031 | PIPE, HDPE, PN 16, 40 MM DIA, PE 80 | 957 | HDPE Pipe | PIPE | PIPE |  | 40171520 | Commercial HDPE pipe | Production Completed
TNG - SHO | UNSPSC Classification | SMX | SMX | OK | 2023-04-14 | 2023-04-14 |  | G_62490 | G_40171520-00-00032 | 40171520-00-00032 | PIPE, HDPE, 110 MM DIA, PE 100, PN 6 | 957 | HDPE Pipe | PIPE | PIPE |  | 40171520 | Commercial HDPE pipe | Production Completed
TNG - SHO | UNSPSC Classification | SMX | SMX | OK | 2023-04-14 | 2023-04-14 |  | G_62492 | G_40171517-00-00164 | 40171517-00-00164 | PIPE, HDPE, 110 MM DIA, PN 10, PE 80 | 957 | HDPE Pipe | PIPE | PIPE |  | 40171520 | Commercial HDPE pipe | Production Completed
TNG - SHO | UNSPSC Classification | SMX | SMX | OK | 2023-04-14 | 2023-04-14 |  | G_62493 | G_40171520-00-00042 | 40171520-00-00042 | PIPE, HDPE, PN 10, 32 MM DIA, PE 80 | 957 | HDPE Pipe | PIPE | PIPE |  | 40171520 | Commercial HDPE pipe | Production Completed
TNG - SHO | UNSPSC Classification | SMX | SMX | OK | 2023-04-14 | 2023-04-14 |  | G_62494 | G_40171517-00-00165 | 40171517-00-00165 | PIPE, HDPE, 160 MM DIA, PN 10, PE 80 | 957 | HDPE Pipe | PIPE | PIPE |  | 40171520 | Commercial HDPE pipe | Production Completed
TNG - SHO | UNSPSC Classification | SMX | SMX | OK | 2023-04-14 | 2023-04-14 |  | G_62495 | G_40171520-00-00039 | 40171520-00-00039 | PIPE, HDPE, 40 MM DIA, PN 16, PE 63 | 957 | HDPE Pipe | PIPE | PIPE |  | 40171520 | Commercial HDPE pipe | Production Completed
TNG - SHO | UNSPSC Classification | SMX | SMX | OK | 2023-04-14 | 2023-04-14 |  | G_62496 | G_40171520-00-00040 | 40171520-00-00040 | PIPE, HDPE, DOUBLE WALL CORRUGATED, 295 MM OD, 250 MM ID, | 957 | HDPE Pipe | PIPE | PIPE |  | 40171520 | Commercial HDPE pipe | Production Completed
TNG - SHO | UNSPSC Classification | SMX | SMX | OK | 2023-04-14 | 2023-04-14 |  | G_62498 | G_40171500-00-00020 | 40171500-00-00020 | PIPE, HDPE,90 MM DIA,PE 80, PN 6, CONFIRMING TO IS 14333 | 957 | HDPE Pipe | PIPE | PIPE |  | 40171520 | Commercial HDPE pipe | Production Completed
TNG - SHO | UNSPSC Classification | SMX | SMX | OK | 2023-04-14 | 2023-04-14 |  | G_62499 | G_40171500-00-00019 | 40171500-00-00019 | PIPE, HDPE, PN 6, 160 MM DIA, PE 63, IS 14333 | 957 | HDPE Pipe | PIPE | PIPE |  | 40171520 | Commercial HDPE pipe | Production Completed
TNG - SHO | UNSPSC Classification | SMX | SMX | OK | 2023-04-14 | 2023-04-14 |  | G_62500 | G_40171500-00-00013 | 40171500-00-00013 | PIPE, HDPE, 65 MM DIA, PE 63, PN 8 | 957 | HDPE Pipe | PIPE | PIPE |  | 40171520 | Commercial HDPE pipe | Production Completed
TNG - SHO | UNSPSC Classification | SMX | SMX | OK | 2023-04-14 | 2023-04-14 |  | G_62501 | G_40171500-00-00017 | 40171500-00-00017 | PIPE, HDPE, PN 10, 63 MM DIA, PE 63, IS 4984 | 957 | HDPE Pipe | PIPE | PIPE |  | 40171520 | Commercial HDPE pipe | Production Completed
TNG - SHO | UNSPSC Classification | SMX | SMX | OK | 2023-04-14 | 2023-04-14 |  | G_62502 | G_40171500-00-00021 | 40171500-00-00021 | PIPE, HDPE, PN 6, 110 MM DIA, PE 80, IS 14333 | 957 | HDPE Pipe | PIPE | PIPE |  | 40171520 | Commercial HDPE pipe | Production Completed
TNG - SHO | UNSPSC Classification | SMX | SMX | OK | 2023-04-14 | 2023-04-14 |  | G_62503 | G_40171517-00-00238 | 40171517-00-00238 | PIPE, HDPE, PN 10, 110 MM DIA, PE 63 | 957 | HDPE Pipe | PIPE | PIPE |  | 40171520 | Commercial HDPE pipe | Production Completed
TNG - SHO | UNSPSC Classification | SMX | SMX | OK | 2023-04-14 | 2023-04-14 |  | G_62505 | G_40171500-00-00023 | 40171500-00-00023 | PIPE, HDPE, PN 16, 50 MM DIA, PE 63, IS 4985 | 957 | HDPE Pipe | PIPE | PIPE |  | 40171520 | Commercial HDPE pipe | Production Completed
TNG - SHO | UNSPSC Classification | SMX | SMX | OK | 2023-04-14 | 2023-04-14 |  | G_62506 | G_40171500-00-00015 | 40171500-00-00015 | PIPE, HDPE, PN 10, 50 MM DIA, PE 63, IS 4984 | 957 | HDPE Pipe | PIPE | PIPE |  | 40171520 | Commercial HDPE pipe | Production Completed
TNG - SHO | UNSPSC Classification | SMX | SMX | OK | 2023-04-14 | 2023-04-14 |  | G_62507 | G_40171500-00-00016 | 40171500-00-00016 | PIPE, HDPE, PN 10, 40 MM DIA, PE 63, IS 4984 | 957 | HDPE Pipe | PIPE | PIPE |  | 40171520 | Commercial HDPE pipe | Production Completed
TNG - SHO | UNSPSC Classification | SMX | SMX | OK | 2023-04-14 | 2023-04-14 |  | G_62508 | G_40171500-00-00024 | 40171500-00-00024 | PIPE, HDPE, 110 MM DIA, PN 6, PE 80, IS 4984 | 957 | HDPE Pipe | PIPE | PIPE |  | 40171520 | Commercial HDPE pipe | Production Completed
TNG - SHO | UNSPSC Classification | SMX | SMX | OK | 2023-04-14 | 2023-04-14 |  | G_62510 | G_40171500-00-00052 | 40171500-00-00052 | PIPE, HDPE, 250 MM DIA, MAKE : GEBERIT,ARTICLE NO : 371.000.16.0 | 957 | HDPE Pipe | PIPE | PIPE |  | 40171520 | Commercial HDPE pipe | Production Completed
TNG - SHO | UNSPSC Classification | SMX | SMX | OK | 2023-04-14 | 2023-04-14 |  | G_62514 | G_40171500-00-00076 | 40171500-00-00076 | PIPE, HDPE, 110 MM DIA, MAKE : GEBERIT, ARTICLE NO : 367.000.16.0 | 957 | HDPE Pipe | PIPE | PIPE |  | 40171520 | Commercial HDPE pipe | Production Completed
TNG - SHO | UNSPSC Classification | SMX | SMX | OK | 2023-04-14 | 2023-04-14 |  | G_62515 | G_40171500-00-00053 | 40171500-00-00053 | PIPE, HDPE, 50 MM DIA, MAKE : GEBERIT,ARTICLE NO : 361.000.16.0 | 957 | HDPE Pipe | PIPE | PIPE |  | 40171520 | Commercial HDPE pipe | Production Completed
TNG - SHO | UNSPSC Classification | SMX | SMX | OK | 2023-04-14 | 2023-04-14 |  | G_62516 | G_40171500-00-00054 | 40171500-00-00054 | PIPE, HDPE, 160 MM DIA, MAKE : GEBERIT,ARTICLE NO : 369.000.16.0 | 957 | HDPE Pipe | PIPE | PIPE |  | 40171520 | Commercial HDPE pipe | Production Completed
TNG - SHO | UNSPSC Classification | SMX | SMX | OK | 2023-04-14 | 2023-04-14 |  | G_62517 | G_40171500-00-00055 | 40171500-00-00055 | PIPE, HDPE, 315 MM DIA, MAKE : GEBERIT,ARTICLE NO : 372.000.16.0 | 957 | HDPE Pipe | PIPE | PIPE |  | 40171520 | Commercial HDPE pipe | Production Completed
TNG - SHO | UNSPSC Classification | SMX | SMX | OK | 2023-04-14 | 2023-04-14 |  | G_62518 | G_40171500-00-00048 | 40171500-00-00048 | PIPE, HDPE, 63 MM DIA, MAKE : GEBERIT,ARTICLE NO : 364.000.16.0 | 957 | HDPE Pipe | PIPE | PIPE |  | 40171520 | Commercial HDPE pipe | Production Completed
TNG - SHO | UNSPSC Classification | SMX | SMX | OK | 2023-04-14 | 2023-04-14 |  | G_62519 | G_40171500-00-00049 | 40171500-00-00049 | PIPE, HDPE, 75 MM DIA, MAKE : GEBERIT,ARTICLE NO : 365.000.16.0 | 957 | HDPE Pipe | PIPE | PIPE |  | 40171520 | Commercial HDPE pipe | Production Completed
TNG - SHO | UNSPSC Classification | SMX | SMX | OK | 2023-04-14 | 2023-04-14 |  | G_62520 | G_40171500-00-00051 | 40171500-00-00051 | PIPE, HDPE, 200 MM DIA, MAKE : GEBERIT,ARTICLE NO : 370.000.16.0 | 957 | HDPE Pipe | PIPE | PIPE |  | 40171520 | Commercial HDPE pipe | Production Completed
TNG - SHO | UNSPSC Classification | SMX | SMX | OK | 2023-04-14 | 2023-04-14 |  | G_62521 | G_40171500-00-00056 | 40171500-00-00056 | PIPE, HDPE, 56 MM DIA, MAKE : GEBERIT,ARTICLE NO : 363.000.16.0 | 957 | HDPE Pipe | PIPE | PIPE |  | 40171520 | Commercial HDPE pipe | Production Completed
TNG - SHO | UNSPSC Classification | SMX | SMX | OK | 2023-04-14 | 2023-04-14 |  | G_62522 | G_40171500-00-00079 | 40171500-00-00079 | PIPE, HDPE, DOUBLE WALL CORRUGATED, 250 MM ID, SN 8 | 957 | HDPE Pipe | PIPE | PIPE |  | 40171520 | Commercial HDPE pipe | Production Completed
TNG - SHO | UNSPSC Classification | SMX | SMX | OK | 2023-04-14 | 2023-04-14 |  | G_62523 | G_40171500-00-00077 | 40171500-00-00077 | PIPE, HDPE, 75 MM DIA, MAKE : GEBERIT, ARTICLE NO : 365.000.16.0 | 957 | HDPE Pipe | PIPE | PIPE |  | 40171520 | Commercial HDPE pipe | Production Completed
TNG - SHO | UNSPSC Classification | SMX | SMX | OK | 2023-04-14 | 2023-04-14 |  | G_62524 | G_40171500-00-00078 | 40171500-00-00078 | PIPE, HDPE, 50 MM DIA, MAKE : GEBERIT, ARTICLE NO : 361.000.16.0 | 957 | HDPE Pipe | PIPE | PIPE |  | 40171520 | Commercial HDPE pipe | Production Completed
TNG - SHO | UNSPSC Classification | SMX | SMX | OK | 2023-04-14 | 2023-04-14 |  | G_62526 | G_40171500-00-00108 | 40171500-00-00108 | PIPE, HDPE, 90 MM DIA , MAKE : GEBERIT, ARTICLE NO : 366.000.16.0 | 957 | HDPE Pipe | PIPE | PIPE |  | 40171520 | Commercial HDPE pipe | Production Completed
TNG - SHO | UNSPSC Classification | SMX | SMX | OK | 2023-04-14 | 2023-04-14 |  | G_62527 | G_40171500-00-00075 | 40171500-00-00075 | PIPE, HDPE, 63 MM DIA, MAKE : GEBERIT, ARTICLE NO : 364.000.16.0 | 957 | HDPE Pipe | PIPE | PIPE |  | 40171520 | Commercial HDPE pipe | Production Completed
TNG - SHO | UNSPSC Classification | SMX | SMX | OK | 2023-04-14 | 2023-04-14 |  | G_62530 | G_40171500-00-00050 | 40171500-00-00050 | PIPE, HDPE, 110 MM DIA, MAKE : GEBERIT,ARTICLE NO : 367.000.16.0 | 957 | HDPE Pipe | PIPE | PIPE |  | 40171520 | Commercial HDPE pipe | Production Completed
TNG - SHO | UNSPSC Classification | SMX | SMX | OK | 2023-04-14 | 2023-04-14 |  | G_62531 | G_40171500-00-00043 | 40171500-00-00043 | PIPE, HDPE, PN 6, 125 MM DIA, PE 80, IS 4984 | 957 | HDPE Pipe | PIPE | PIPE |  | 40171520 | Commercial HDPE pipe | Production Completed
TNG - SHO | UNSPSC Classification | SMX | SMX | OK | 2023-04-14 | 2023-04-14 |  | G_62532 | G_40171500-00-00103 | 40171500-00-00103 | PIPE, HDPE, 110MM DIA, PN 6, PE 63 | 957 | HDPE Pipe | PIPE | PIPE |  | 40171520 | Commercial HDPE pipe | Production Completed
TNG - SHO | UNSPSC Classification | SMX | SMX | OK | 2023-04-14 | 2023-04-14 |  | G_62533 | G_40171500-00-00071 | 40171500-00-00071 | PIPE, HDPE, 50 MM DIA,MAKE : GEBERIT, ARTICLE NO : 361.000.16.0 | 957 | HDPE Pipe | PIPE | PIPE |  | 40171520 | Commercial HDPE pipe | Production Completed
TNG - SHO | UNSPSC Classification | SMX | SMX | OK | 2023-04-14 | 2023-04-14 |  | G_62534 | G_40171500-00-00073 | 40171500-00-00073 | PIPE, HDPE, 110 MM DIA, MAKE :GEBERIT, ARTICLE NO : 367.000.16.0 | 957 | HDPE Pipe | PIPE | PIPE |  | 40171520 | Commercial HDPE pipe | Production Completed
TNG - SHO | UNSPSC Classification | SMX | SMX | OK | 2023-04-14 | 2023-04-14 |  | G_62535 | G_40171500-00-00074 | 40171500-00-00074 | PIPE, HDPE, 63 MM DIA, MAKE :GEBERIT,ARTICLE NO : 364.000.16.0 | 957 | HDPE Pipe | PIPE | PIPE |  | 40171520 | Commercial HDPE pipe | Production Completed
TNG - SHO | UNSPSC Classification | SMX | SMX | OK | 2023-04-14 | 2023-04-14 |  | G_62536 | G_40171500-00-00080 | 40171500-00-00080 | PIPE, HDPE, DOUBLE WALL CORRUGATED, 150 MM ID, SN 8 | 957 | HDPE Pipe | PIPE | PIPE |  | 40171520 | Commercial HDPE pipe | Production Completed
TNG - SHO | UNSPSC Classification | SMX | SMX | OK | 2023-04-14 | 2023-04-14 |  | G_62537 | G_40171520-00-00089 | 40171520-00-00089 | PIPE, HDPE,PN 10,75MM DIA,PE 63,IS 4984 | 997 | HDPE Pipe | PIPE | PIPE |  | 40171520 | Commercial HDPE pipe | Production Completed
TNG - SHO | UNSPSC Classification | SMX | SMX | OK | 2023-04-14 | 2023-04-14 |  | G_62541 | G_40171500-00-00045 | 40171500-00-00045 | PIPE, HDPE, 40 MM DIA, PE 100, PN 10 | 957 | HDPE Pipe | PIPE | PIPE |  | 40171520 | Commercial HDPE pipe | Production Completed
TNG - SHO | UNSPSC Classification | SMX | SMX | OK | 2023-04-14 | 2023-04-14 |  | G_62542 | G_40171500-00-00107 | 40171500-00-00107 | PIPE, HDPE, PN 16, 50MM DIA, PE 80 | 957 | HDPE Pipe | PIPE | PIPE |  | 40171520 | Commercial HDPE pipe | Production Completed
TNG - SHO | UNSPSC Classification | SMX | SMX | OK | 2023-04-14 | 2023-04-14 |  | G_62545 | G_40171500-00-00104 | 40171500-00-00104 | PIPE, HDPE,80MM DIA, PN 6, PE 63 | 957 | HDPE Pipe | PIPE | PIPE |  | 40171520 | Commercial HDPE pipe | Production Completed
TNG - SHO | UNSPSC Classification | SMX | SMX | OK | 2023-04-14 | 2023-04-14 |  | G_62546 | G_40171500-00-00044 | 40171500-00-00044 | PIPE, HDPE,PN 4,50 MM DIA,MAKE : GEBERIT,ARTICLE NO : 361.000.16.0 | 957 | HDPE Pipe | PIPE | PIPE |  | 40171520 | Commercial HDPE pipe | Production Completed
TNG - SHO | UNSPSC Classification | SMX | SMX | OK | 2023-04-14 | 2023-04-14 |  | G_62548 | G_40171500-00-00105 | 40171500-00-00105 | PIPE, HDPE, 250 MM DIA, PN 6, PE 63 | 957 | HDPE Pipe | PIPE | PIPE |  | 40171520 | Commercial HDPE pipe | Production Completed
TNG - SHO | UNSPSC Classification | SMX | SMX | OK | 2023-04-14 | 2023-04-14 |  | G_62549 | G_40171517-00-00372 | 40171517-00-00372 | PIPE, HDPE, 56MM DIA , MAKE: GEBERIT, ARTICLE NO: 363.000.16.0 | 957 | HDPE Pipe | PIPE | PIPE |  | 40171520 | Commercial HDPE pipe | Production Completed
TNG - SHO | UNSPSC Classification | SMX | SMX | OK | 2023-04-14 | 2023-04-14 |  | G_62552 | G_40171500-00-00114 | 40171500-00-00114 | PIPE, HDPE, PN 6, 315 MM DIA, PE 100, IS 4984 | 957 | HDPE Pipe | PIPE | PIPE |  | 40171520 | Commercial HDPE pipe | Production Completed
TNG - SHO | UNSPSC Classification | SMX | SMX | OK | 2023-04-14 | 2023-04-14 |  | G_62553 | G_40171500-00-00134 | 40171500-00-00134 | PIPE, HDPE,110 MM DIA, PE 100, PN 6, IS 14333 | 957 | HDPE Pipe | PIPE | PIPE |  | 40171520 | Commercial HDPE pipe | Production Completed
TNG - SHO | UNSPSC Classification | SMX | SMX | OK | 2023-04-14 | 2023-04-14 |  | G_62554 | G_40171500-00-00125 | 40171500-00-00125 | PIPE, HDPE, 32 MM DIA | 957 | HDPE Pipe | PIPE | PIPE |  | 40171520 | Commercial HDPE pipe | Production Completed
TNG - SHO | UNSPSC Classification | SMX | SMX | OK | 2023-04-14 | 2023-04-14 |  | G_62556 | G_40171500-00-00133 | 40171500-00-00133 | PIPE, HDPE, 40 MM DIA, PE 100, PN 16 | 957 | HDPE Pipe | PIPE | PIPE |  | 40171520 | Commercial HDPE pipe | Production Completed
TNG - SHO | UNSPSC Classification | SMX | SMX | OK | 2023-04-14 | 2023-04-14 |  | G_62557 | G_40171517-00-00427 | 40171517-00-00427 | PIPE, HDPE, DOUBLE WALL CORRUGATED, 300 MM ID, SN 8 | 957 | HDPE Pipe | PIPE | PIPE |  | 40171520 | Commercial HDPE pipe | Production Completed
TNG - SHO | UNSPSC Classification | SMX | SMX | OK | 2023-04-14 | 2023-04-14 |  | G_62559 | G_40171517-00-00428 | 40171517-00-00428 | PIPE, HDPE, DOUBLE WALL CORRUGATED, 400 MM ID, SN 8 | 957 | HDPE Pipe | PIPE | PIPE |  | 40171520 | Commercial HDPE pipe | Production Completed
TNG - SHO | UNSPSC Classification | SMX | SMX | OK | 2023-04-14 | 2023-04-14 |  | G_62561 | G_40171520-00-00110 | 40171520-00-00110 | PIPE, HDPE, 50 MM DIA, PN 6, PE 63 | 957 | HDPE Pipe | PIPE | PIPE |  | 40171520 | Commercial HDPE pipe | Production Completed
TNG - SHO | UNSPSC Classification | SMX | SMX | OK | 2023-04-14 | 2023-04-14 |  | G_62562 | G_40171500-00-00109 | 40171500-00-00109 | PIPE, HDPE, 200 MM DIA, MAKE :GEBERIT,ARTICLE NO : 370.000.16.0 | 957 | HDPE Pipe | PIPE | PIPE |  | 40171520 | Commercial HDPE pipe | Production Completed
TNG - SHO | UNSPSC Classification | SMX | SMX | OK | 2023-04-14 | 2023-04-14 |  | G_62570 | G_40171500-00-00138 | 40171500-00-00138 | PIPE, HDPE,90 MM DIA, PE 100, PN 6, IS 14333 | 957 | HDPE Pipe | PIPE | PIPE |  | 40171520 | Commercial HDPE pipe | Production Completed
TNG - SHO | UNSPSC Classification | SMX | SMX | OK | 2023-04-14 | 2023-04-14 |  | G_62571 | G_40171500-00-00140 | 40171500-00-00140 | PIPE, HDPE, DOUBLE WALL CORRUGATED, 455 MM ID, SN 8 | 957 | HDPE Pipe | PIPE | PIPE |  | 40171520 | Commercial HDPE pipe | Production Completed
TNG - SHO | UNSPSC Classification | SMX | SMX | OK | 2023-04-14 | 2023-04-14 |  | G_62573 | G_40171500-00-00153 | 40171500-00-00153 | PIPE, HDPE, 80MM DIA, PN 6, PE 80, IS 14333 | 957 | HDPE Pipe | PIPE | PIPE |  | 40171520 | Commercial HDPE pipe | Production Completed
TNG - SHO | UNSPSC Classification | SMX | SMX | OK | 2023-04-14 | 2023-04-14 |  | G_62574 | G_40171500-00-00147 | 40171500-00-00147 | PIPE, HDPE, DOUBLE WALL CORRUGATED, 100MM DIA, SN4 | 957 | HDPE Pipe | PIPE | PIPE |  | 40171520 | Commercial HDPE pipe | Production Completed
TNG - SHO | UNSPSC Classification | SMX | SMX | OK | 2023-04-14 | 2023-04-14 |  | G_62575 | G_40171500-00-00148 | 40171500-00-00148 | PIPE, HDPE, DOUBLE WALL CORRUGATED, 200MM DIA, SN4 | 957 | HDPE Pipe | PIPE | PIPE |  | 40171520 | Commercial HDPE pipe | Production Completed
TNG - SHO | UNSPSC Classification | SMX | SMX | OK | 2023-04-14 | 2023-04-14 |  | G_62576 | G_40171500-00-00151 | 40171500-00-00151 | PIPE, HDPE, DOUBLE WALL CORRUGATED, 40MM DIA, SN4 | 957 | HDPE Pipe | PIPE | PIPE |  | 40171520 | Commercial HDPE pipe | Production Completed
TNG - SHO | UNSPSC Classification | SMX | SMX | OK | 2023-04-14 | 2023-04-14 |  | G_62579 | G_40171500-00-00150 | 40171500-00-00150 | PIPE, HDPE, DOUBLE WALL CORRUGATED, 65MM DIA, SN8 | 957 | HDPE Pipe | PIPE | PIPE |  | 40171520 | Commercial HDPE pipe | Production Completed
TNG - SHO | UNSPSC Classification | SMX | SMX | OK | 2023-04-14 | 2023-04-14 |  | G_62580 | G_40171500-00-00144 | 40171500-00-00144 | PIPE, HDPE, DOUBLE WALL CORRUGATED, 100MM DIA, SN8 | 957 | HDPE Pipe | PIPE | PIPE |  | 40171520 | Commercial HDPE pipe | Production Completed
TNG - SHO | UNSPSC Classification | SMX | SMX | OK | 2023-04-14 | 2023-04-14 |  | G_62581 | G_40171500-00-00149 | 40171500-00-00149 | PIPE, HDPE, DOUBLE WALL CORRUGATED, 300MM DIA, SN4 | 957 | HDPE Pipe | PIPE | PIPE |  | 40171520 | Commercial HDPE pipe | Production Completed
TNG - SHO | UNSPSC Classification | SMX | SMX | OK | 2023-04-14 | 2023-04-14 |  | G_62582 | G_40171500-00-00146 | 40171500-00-00146 | PIPE, HDPE, DOUBLE WALL CORRUGATED, 65MM DIA, SN4 | 957 | HDPE Pipe | PIPE | PIPE |  | 40171520 | Commercial HDPE pipe | Production Completed
TNG - SHO | UNSPSC Classification | SMX | SMX | OK | 2023-04-14 | 2023-04-14 |  | G_62583 | G_40171500-00-00152 | 40171500-00-00152 | PIPE, HDPE, 40 MM DIA, PN 6, PE 63, IS 14333 | 957 | HDPE Pipe | PIPE | PIPE |  | 40171520 | Commercial HDPE pipe | Production Completed
TNG - SHO | UNSPSC Classification | SMX | SMX | OK | 2023-04-14 | 2023-04-14 |  | G_62584 | G_40171500-00-00143 | 40171500-00-00143 | PIPE, HDPE,200 MM DIA, PE 100, PN 6 | 957 | HDPE Pipe | PIPE | PIPE |  | 40171520 | Commercial HDPE pipe | Production Completed
TNG - SHO | UNSPSC Classification | SMX | SMX | OK | 2023-04-14 | 2023-04-14 |  | G_62585 | G_40171500-00-00142 | 40171500-00-00142 | PIPE, HDPE,63 MM DIA, PE 100, PN 6 | 957 | HDPE Pipe | PIPE | PIPE |  | 40171520 | Commercial HDPE pipe | Production Completed
TNG - SHO | UNSPSC Classification | SMX | SMX | OK | 2023-04-14 | 2023-04-14 |  | G_62586 | G_40171500-00-00145 | 40171500-00-00145 | PIPE, HDPE, DOUBLE WALL CORRUGATED, 160MM DIA, SN4 | 957 | HDPE Pipe | PIPE | PIPE |  | 40171520 | Commercial HDPE pipe | Production Completed
TNG - SHO | UNSPSC Classification | SMX | SMX | OK | 2023-04-14 | 2023-04-14 |  | G_62589 | G_40171500-00-00198 | 40171500-00-00198 | PIPE, HDPE, 315 MM DIA, MAKE : GEBERIT, ARTICLE NO :372.000.16.0 | 957 | HDPE Pipe | PIPE | PIPE |  | 40171520 | Commercial HDPE pipe | Production Completed
TNG - SHO | UNSPSC Classification | SMX | SMX | OK | 2023-04-14 | 2023-04-14 |  | G_62593 | G_40171500-00-00195 | 40171500-00-00195 | PIPE, HDPE, DOUBLE WALL CORRUGATED, 150 MM ID, SN-4 | 957 | HDPE Pipe | PIPE | PIPE |  | 40171520 | Commercial HDPE pipe | Production Completed
TNG - SHO | UNSPSC Classification | SMX | SMX | OK | 2023-04-14 | 2023-04-14 |  | G_62594 | G_40171500-00-00193 | 40171500-00-00193 | PIPE, HDPE, DOUBLE WALL CORRUGATED, ID 160MM, SN8 | 957 | HDPE Pipe | PIPE | PIPE |  | 40171520 | Commercial HDPE pipe | Production Completed
TNG - SHO | UNSPSC Classification | SMX | SMX | OK | 2023-04-14 | 2023-04-14 |  | G_62595 | G_40171500-00-00196 | 40171500-00-00196 | PIPE, HDPE, DOUBLE WALL CORRUGATED, 225 MM ID, SN-4 | 957 | HDPE Pipe | PIPE | PIPE |  | 40171520 | Commercial HDPE pipe | Production Completed
TNG - SHO | UNSPSC Classification | SMX | SMX | OK | 2023-04-14 | 2023-04-14 |  | G_62596 | G_40171520-00-00132 | 40171520-00-00132 | PIPE, HDPE,PN 10,75MM DIA,PE 80,IS 4984 | 997 | HDPE Pipe | PIPE | PIPE |  | 40171520 | Commercial HDPE pipe | Production Completed
TNG - SHO | UNSPSC Classification | SMX | SMX | OK | 2023-04-14 | 2023-04-14 |  | G_62599 | G_40171500-00-00187 | 40171500-00-00187 | PIPE, HDPE, 500 MM DIA, PE 100, PN 5 | 957 | HDPE Pipe | PIPE | PIPE |  | 40171520 | Commercial HDPE pipe | Production Completed
TNG - SHO | UNSPSC Classification | SMX | SMX | OK | 2023-04-14 | 2023-04-14 |  | G_62600 | G_40171500-00-00188 | 40171500-00-00188 | PIPE, HDPE, 450 MM DIA, PE 100, PN 6 | 957 | HDPE Pipe | PIPE | PIPE |  | 40171520 | Commercial HDPE pipe | Production Completed
TNG - SHO | UNSPSC Classification | SMX | SMX | OK | 2023-04-14 | 2023-04-14 |  | G_62601 | G_40171500-00-00189 | 40171500-00-00189 | PIPE, HDPE, 400 MM DIA, PE 100, PN 6 | 957 | HDPE Pipe | PIPE | PIPE |  | 40171520 | Commercial HDPE pipe | Production Completed
TNG - SHO | UNSPSC Classification | SMX | SMX | OK | 2023-04-14 | 2023-04-14 |  | G_62602 | G_40171500-00-00183 | 40171500-00-00183 | PIPE, HDPE, 40 MM DIA, PN 6, PE 63, IS 4984 | 957 | HDPE Pipe | PIPE | PIPE |  | 40171520 | Commercial HDPE pipe | Production Completed
TNG - SHO | UNSPSC Classification | SMX | SMX | OK | 2023-04-14 | 2023-04-14 |  | G_62605 | G_40171500-00-00197 | 40171500-00-00197 | PIPE, HDPE, DOUBLE WALL CORRUGATED, 500 MM ID, SN 8 | 957 | HDPE Pipe | PIPE | PIPE |  | 40171520 | Commercial HDPE pipe | Production Completed
TNG - SHO | UNSPSC Classification | SMX | SMX | OK | 2023-04-14 | 2023-04-14 |  | G_62606 | G_40171520-00-00128 | 40171520-00-00128 | PIPE, HDPE, 75 MM DIA, PE 100, PN 6, IS 4984 | 997 | HDPE Pipe | PIPE | PIPE |  | 40171520 | Commercial HDPE pipe | Production Completed
TNG - SHO | UNSPSC Classification | SMX | SMX | OK | 2023-04-14 | 2023-04-14 |  | G_62609 | G_40171500-00-00185 | 40171500-00-00185 | PIPE, HDPE, PN 20, 75 MM DIA, PE 100 | 957 | HDPE Pipe | PIPE | PIPE |  | 40171520 | Commercial HDPE pipe | Production Completed
TNG - SHO | UNSPSC Classification | SMX | SMX | OK | 2023-04-14 | 2023-04-14 |  | G_62610 | G_40171500-00-00186 | 40171500-00-00186 | PIPE, HDPE, PN20, 63MM OD, PE100 | 957 | HDPE Pipe | PIPE | PIPE |  | 40171520 | Commercial HDPE pipe | Production Completed
TNG - SHO | UNSPSC Classification | SMX | SMX | OK | 2023-04-14 | 2023-04-14 |  | G_62620 | G_40171500-00-00177 | 40171500-00-00177 | PIPE, HDPE, PN 10, 90 MM DIA, PE 100, IS 4984 | 957 | HDPE Pipe | PIPE | PIPE |  | 40171520 | Commercial HDPE pipe | Production Completed
TNG - SHO | UNSPSC Classification | SMX | SMX | OK | 2023-04-14 | 2023-04-14 |  | G_62621 | G_40171500-00-00167 | 40171500-00-00167 | PIPE, HDPE, 125 MM DIA, MAKE : GEBERIT, ARTICLE NO : 368.000.16.0 | 957 | HDPE Pipe | PIPE | PIPE |  | 40171520 | Commercial HDPE pipe | Production Completed
TNG - SHO | UNSPSC Classification | SMX | SMX | OK | 2023-04-14 | 2023-04-14 |  | G_62630 | G_40171500-00-00206 | 40171500-00-00206 | PIPE, HDPE, 50MM DIA, PN 20, PE 100 | 957 | HDPE Pipe | PIPE | PIPE |  | 40171520 | Commercial HDPE pipe | Production Completed
TNG - SHO | UNSPSC Classification | SMX | SMX | OK | 2023-04-14 | 2023-04-14 |  | G_62631 | G_40171500-00-00204 | 40171500-00-00204 | PIPE, HDPE, DOUBLE WALL CORRUGATED, 400 MM ID AND 455 MM OD, SN 8 | 957 | HDPE Pipe | PIPE | PIPE |  | 40171520 | Commercial HDPE pipe | Production Completed
TNG - SHO | UNSPSC Classification | SMX | SMX | OK | 2023-04-14 | 2023-04-14 |  | G_62674 | G_40141600-11-00136 | 40141600-11-00136 | BUTTERFLY VALVE, 50 MM | 3231 | MAINTENANCE MISCELANEOUS - NOS | BUTTERFLY VALVE | VALVE | BUTTERFLY | 40141600 | Valves | Production Completed
TNG - SHO | UNSPSC Classification | SMX | SMX | OK | 2023-04-14 | 2023-04-14 |  | G_62676 | G_41112412-11-00007 | 41112412-11-00007 | PRESSURE GAUGE, DIAPHRAGM, STAINLESS STEEL, 0 TO 4 KG/SQ CM, GLYCERIN FILLED | 3231 | MAINTENANCE MISCELANEOUS - NOS | PRESSURE GAUGE | GAUGE | PRESSURE | 41112412 | Pressure gauge | Production Completed
TNG - SHO | UNSPSC Classification | SMX | SMX | OK | 2023-04-14 | 2023-04-14 |  | G_62678 | G_41112412-11-00008 | 41112412-11-00008 | PRESSURE GAUGE, BOURDON, STAINLESS STEEL, 0 TO 4 KG/SQ CM, GLYCERIN FILLED | 3231 | MAINTENANCE MISCELANEOUS - NOS | PRESSURE GAUGE | GAUGE | PRESSURE | 41112412 | Pressure gauge | Production Completed
TNG - SHO | UNSPSC Classification | SMX | SMX | OK | 2023-04-14 | 2023-04-14 |  | G_62682 | G_41112412-11-00014 | 41112412-11-00014 | PRESSURE GAUGE, BOURDON, STAINLESS STEEL, 0 TO 1 KG/SQ CM, 10NB, GLYCERIN FILLED | 3231 | MAINTENANCE MISCELANEOUS - NOS | PRESSURE GAUGE | GAUGE | PRESSURE | 41112412 | Pressure gauge | Production Completed
TNG - SHO | UNSPSC Classification | SMX | SMX | OK | 2023-04-14 | 2023-04-14 |  | G_62683 | G_41112412-11-00013 | 41112412-11-00013 | PRESSURE GAUGE, DIAPHRAGM, STAINLESS STEEL, 0 TO 10 KG/SQ CM, GLYCERIN FILLED | 3231 | MAINTENANCE MISCELANEOUS - NOS | PRESSURE GAUGE | GAUGE | PRESSURE | 41112412 | Pressure gauge | Production Completed
TNG - SHO | UNSPSC Classification | SMX | SMX | OK | 2023-04-14 | 2023-04-14 |  | G_62732 | G_41112412-00-00032 | 41112412-00-00032 | PRESSURE GAUGE, 150MM DIA (0-16 KG/CM2) STAIN LESS STEEL,BOURDON TYPE,GLYCERIN FILLED | 3231 | MAINTENANCE MISCELANEOUS - NOS | PRESSURE GAUGE | GAUGE | PRESSURE | 41112412 | Pressure gauge | Production Completed
TNG - SHO | UNSPSC Classification | SMX | SMX | OK | 2023-04-14 | 2023-04-14 |  | G_62733 | G_41112412-00-00017 | 41112412-00-00017 | PRESSURE GAUGE, BOURDON,STAINLESS STEEL,4'' DIA, 0 TO 20 KG/SQ CM,GLYCERIN FILLED | 3231 | MAINTENANCE MISCELANEOUS - NOS | PRESSURE GAUGE | GAUGE | PRESSURE | 41112412 | Pressure gauge | Production Completed
TNG - SHO | UNSPSC Classification | SMX | SMX | OK | 2023-04-14 | 2023-04-14 |  | G_62734 | G_41112412-00-00016 | 41112412-00-00016 | PRESSURE GAUGE, BOURDON,STAINLESS STEEL,4'' DIA, 0 TO 20 KG/SQ CM,GLYCERIN FILLED | 3231 | MAINTENANCE MISCELANEOUS - NOS | PRESSURE GAUGE | GAUGE | PRESSURE | 41112412 | Pressure gauge | Production Completed
TNG - SHO | UNSPSC Classification | SMX | SMX | OK | 2023-04-14 | 2023-04-14 |  | G_62752 | G_41112412-00-00039 | 41112412-00-00039 | PRESSURE GAUGE, 150MM DIA (0-10 KG/CM2) STAIN LESS STEEL,BOURDON TYPE,GLYCERIN FILLED | 3231 | MAINTENANCE MISCELANEOUS - NOS | PRESSURE GAUGE | GAUGE | PRESSURE | 41112412 | Pressure gauge | Production Completed
TNG - SHO | UNSPSC Classification | SMX | SMX | OK | 2023-04-14 | 2023-04-14 |  | G_62757 | G_41112412-00-00040 | 41112412-00-00040 | PRESSURE GAUGE, BOURDON, STAINLESS STEEL, 0 TO 1 KG/SQ CM, GLYCERIN FILLED | 3231 | MAINTENANCE MISCELANEOUS - NOS | PRESSURE GAUGE | GAUGE | PRESSURE | 41112412 | Pressure gauge | Production Completed
TNG - SHO | UNSPSC Classification | SMX | SMX | OK | 2023-04-14 | 2023-04-14 |  | G_62835 | G_39121408-00-00137 | 39121408-00-00137 | ACCESSORIES, OIL SEAL ( FUEL PUMP DRIVE) FOR 100 KVA DIESEL GENERATOR, MAKE: ASHOK LEYLAND, MODEL ALGP 412, PART NO: F2734900 | 208 | Mechanical Spares | OIL SEAL | SEAL | OIL | 31411705 | Lip seal | Production Completed
TNG - SHO | UNSPSC Classification | SMX | SMX | OK | 2023-04-14 | 2023-04-14 |  | G_62856 | G_31161613-00-00210 | 31161613-00-00210 | BOLT, HEX BOLT M24 X 255 MM WITH NYLOCK NUT, PLAIN & SPRING WASHER, GRADE: 8.8 | 208 | Mechanical Spares | BOLT | BOLT |  | 31161620 | Hexagonal bolts | Production Completed
TNG - SHO | UNSPSC Classification | SMX | SMX | OK | 2023-04-14 | 2023-04-14 |  | G_62857 | G_31161613-00-00211 | 31161613-00-00211 | BOLT, HEX BOLT M20 X 120 MM WITH NYLOCK NUT, PLAIN & SPRING WASHER, GRADE: 8.8 | 208 | Mechanical Spares | BOLT | BOLT |  | 31161620 | Hexagonal bolts | Production Completed
TNG - SHO | UNSPSC Classification | SMX | SMX | OK | 2023-04-14 | 2023-04-14 |  | G_62913 | G_31161613-00-00225 | 31161613-00-00225 | BOLT, HEX ,GALVANIZED, SIZE : M16 X 100 MM, GRADE :10.9, WITH NUT AND 2 WASHER AND SPRING WASHER | 208 | Mechanical Spares | BOLT | BOLT |  | 31161620 | Hexagonal bolts | Production Completed
TNG - SHO | UNSPSC Classification | SMX | SMX | OK | 2023-04-14 | 2023-04-14 |  | G_63001 | G_39121408-00-00065 | 39121408-00-00065 | ACCESSORIES, OIL SEAL FOR FARMTRAC FT 35 GEARBOX,PART NO D10001120 | 208 | Mechanical Spares | OIL SEAL | SEAL | OIL | 31411705 | Lip seal | Production Completed
TNG - SHO | UNSPSC Classification | SMX | SMX | OK | 2023-04-14 | 2023-04-14 |  | G_63030 | G_40151532-00-00137 | 40151532-00-00137 | PUMP, HYDRAULIC VANE, MODEL NO: PGH4-21/040RE11VU2 | 208 | Mechanical Spares | PUMP | PUMP |  | 40151533 | Hydraulic pumps | Production Completed
TNG - SHO | UNSPSC Classification | SMX | SMX | OK | 2023-04-14 | 2023-04-14 |  | G_63094 | G_40151532-00-00138 | 40151532-00-00138 | PUMP, HYDRAULIC PISTON, MODEL NO: A10VSO71 DFR1/31R-VPA12NOO | 208 | Mechanical Spares | PISTON PUMP | PUMP | PISTON | 40151533 | Hydraulic pumps | Production Completed
TNG - SHO | UNSPSC Classification | SMX | SMX | OK | 2023-04-14 | 2023-04-14 |  | G_63120 | G_40151532-00-00122 | 40151532-00-00122 | PUMP, DOSING, MAKE : E - DOSING | 208 | Mechanical Spares | PUMP | PUMP |  | 40151505 | Dosing pumps | Production Completed
TNG - SHO | UNSPSC Classification | SMX | SMX | OK | 2023-04-14 | 2023-04-14 |  | G_63126 | G_40151532-00-00132 | 40151532-00-00132 | PUMP, HYDRAULIC PUMP RECON, FOR TANDEM ROLLER, MODEL: BW120, MAKE: GREAVES, PT NO: 1615800013 | 208 | Mechanical Spares | PUMP | PUMP |  | 40151533 | Hydraulic pumps | Production Completed
TNG - SHO | UNSPSC Classification | SMX | SMX | OK | 2023-04-14 | 2023-04-14 |  | G_63291 | G_40142020-00-00900 | 40142020-00-00900 | HYDRAULIC HOSE, FOR AJAX DUMPER, PART NO:-47854320 | 208 | Mechanical Spares | HYDRAULIC HOSE | HOSE | HYDRAULIC | 40142020 | Hydraulic hose | Production Completed
TNG - SHO | UNSPSC Classification | SMX | SMX | OK | 2023-04-14 | 2023-04-14 |  | G_63295 | G_40151532-00-00140 | 40151532-00-00140 | PUMP, STEERING PUMP FOR TATA WATER TANKER 1613 PT NO:-257323100101 | 208 | Mechanical Spares | PUMP | PUMP |  | 40151500 | Pumps | Production Completed
TNG - SHO | UNSPSC Classification | SMX | SMX | OK | 2023-04-14 | 2023-04-14 |  | G_63308 | G_31161613-00-00265 | 31161613-00-00265 | BOLT, HEX,FOR MULTIFUNCTIONAL HOIST, MODEL:JMH200, MAKE: JAYPEE, PT. NO :1032815 | 208 | Mechanical Spares | BOLT | BOLT |  | 31161620 | Hexagonal bolts | Production Completed
TNG - SHO | UNSPSC Classification | SMX | SMX | OK | 2023-04-14 | 2023-04-14 |  | G_63397 | G_31161620-00-00588 | 31161620-00-00588 | BOLT, HEXAGON BOLT, FOR PASSENGER HOIST, MAKE: ALIMAK, MODEL: SC45, PT-NO : 3000071-955. | 208 | Mechanical Spares | BOLT | BOLT |  | 31161620 | Hexagonal bolts | Production Completed
TNG - SHO | UNSPSC Classification | SMX | SMX | OK | 2023-04-14 | 2023-04-14 |  | G_63398 | G_31161620-00-00586 | 31161620-00-00586 | BOLT, HEXAGON BOLT, FOR PASSENGER HOIST, MAKE: ALIMAK, MODEL: SC45, PT-NO : 3000071-545. | 208 | Mechanical Spares | BOLT | BOLT |  | 31161620 | Hexagonal bolts | Production Completed
TNG - SHO | UNSPSC Classification | SMX | SMX | OK | 2023-04-14 | 2023-04-14 |  | G_63415 | G_31181611-00-00367 | 31181611-00-00367 | OIL SEAL, HUB, FOR TRACTOR JOHN DEERE 5041C, PT NO- SJ303954 | 208 | Mechanical Spares | OIL SEAL | SEAL | OIL | 31411705 | Lip seal | Production Completed
TNG - SHO | UNSPSC Classification | SMX | SMX | OK | 2023-04-14 | 2023-04-14 |  | G_63426 | G_40142020-00-01095 | 40142020-00-01095 | HYDRAULIC HOSE, 1" 550 MM LONG BOTH SIDE STRIGHT FITTING | 208 | Mechanical Spares | HYDRAULIC HOSE | HOSE | HYDRAULIC | 40142020 | Hydraulic hose | Production Completed
TNG - SHO | UNSPSC Classification | SMX | SMX | OK | 2023-04-14 | 2023-04-14 |  | G_63452 | G_40142020-00-01017 | 40142020-00-01017 | HYDRAULIC HOSE, FOR SOIL COMPACTOR, MODEL : CA 255, MAKE : DYNAPAC, PT-NO : 87515846 | 208 | Mechanical Spares | HYDRAULIC HOSE | HOSE | HYDRAULIC | 40142020 | Hydraulic hose | Production Completed
TNG - SHO | UNSPSC Classification | SMX | SMX | OK | 2023-04-14 | 2023-04-14 |  | G_63458 | G_31181611-00-00341 | 31181611-00-00341 | OIL SEAL, 90X120X13, FOR BAR BENDING MACHINE | 208 | Mechanical Spares | OIL SEAL | SEAL | OIL | 31411705 | Lip seal | Production Completed
TNG - SHO | UNSPSC Classification | SMX | SMX | OK | 2023-04-14 | 2023-04-14 |  | G_63470 | G_40151510-00-00095 | 40151510-00-00095 | PUMP, WATER ASSEMBLY ALU-400 FOR HM LOADER | 208 | Mechanical Spares | PUMP | PUMP |  | 40151510 | Water pumps | Production Completed
TNG - SHO | UNSPSC Classification | SMX | SMX | OK | 2023-04-14 | 2023-04-14 |  | G_63482 | G_39121627-00-00054 | 39121627-00-00054 | FUSE, AF4 FUSE BREAKER, FOR LIEBHERR TOWER CRANE 550 ECH, PT NO- 10044572 | 208 | Mechanical Spares | FUSE | FUSE |  | 39121600 | Circuit protection devices and accessories | Production Completed
TNG - SHO | UNSPSC Classification | SMX | SMX | OK | 2023-04-14 | 2023-04-14 |  | G_63574 | G_40151510-00-00093 | 40151510-00-00093 | PUMP, WATER PUMP, FOR TELESCOPIC HANDLER, MODEL : MT-X 1740 SL, MAKE : MANITOU, PT-NO : 787850 | 208 | Mechanical Spares | PUMP | PUMP |  | 40151510 | Water pumps | Production Completed
TNG - SHO | UNSPSC Classification | SMX | SMX | OK | 2023-04-14 | 2023-04-14 |  | G_63611 | G_31181611-00-00320 | 31181611-00-00320 | OIL SEAL, FOR BACKHOE LOADER, MAKE: MANITOU, MODEL: TLB844S, PT-NO: 3019968X1 | 208 | Mechanical Spares | OIL SEAL | SEAL | OIL | 31411705 | Lip seal | Production Completed
TNG - SHO | UNSPSC Classification | SMX | SMX | OK | 2023-04-14 | 2023-04-14 |  | G_63639 | G_31181611-00-00363 | 31181611-00-00363 | OIL SEAL, MAKE: ELGI, MODEL:TS 03 120 HN, PT-NO: 420340 | 208 | Mechanical Spares | OIL SEAL | SEAL | OIL | 31411705 | Lip seal | Production Completed
TNG - SHO | UNSPSC Classification | SMX | SMX | OK | 2023-04-14 | 2023-04-14 |  | G_63681 | G_41112412-00-00043 | 41112412-00-00043 | PRESSURE GAUGE, 250 BAR, PT-NO: KBTMC-0364-C | 208 | Mechanical Spares | PRESSURE GAUGE | GAUGE | PRESSURE | 41112412 | Pressure gauge | Production Completed
TNG - SHO | UNSPSC Classification | SMX | SMX | OK | 2023-04-14 | 2023-04-14 |  | G_63682 | G_41112412-00-00042 | 41112412-00-00042 | PRESSURE GAUGE, 400 BAR, PT-NO: KBTMC-1047-C | 208 | Mechanical Spares | PRESSURE GAUGE | GAUGE | PRESSURE | 41112412 | Pressure gauge | Production Completed
TNG - SHO | UNSPSC Classification | SMX | SMX | OK | 2023-04-14 | 2023-04-14 |  | G_63769 | G_40142020-00-01090 | 40142020-00-01090 | HOSE, POLYHOSE, SPIRAL HOSE X 4.1 MTR WITH FITTINGS HYDRAULIC HOSE D13 L4.1M, FOR POTAIN TOWER CRANE, PT NO- J-54974-45 | 208 | Mechanical Spares | HYDRAULIC HOSE | HOSE | HYDRAULIC | 40142020 | Hydraulic hose | Production Completed
TNG - SHO | UNSPSC Classification | SMX | SMX | OK | 2023-04-14 | 2023-04-14 |  | G_63778 | G_31161613-00-00251 | 31161613-00-00251 | BOLT, HEXAGON M12 X 30, FOR PASSENGER HOIST, MODEL : SC45, MAKE : ALIMAK, PT-NO : 3000071-536 | 208 | Mechanical Spares | BOLT | BOLT |  | 31161620 | Hexagonal bolts | Production Completed
TNG - SHO | UNSPSC Classification | SMX | SMX | OK | 2023-04-14 | 2023-04-14 |  | G_63785 | G_31161620-00-00615 | 31161620-00-00615 | BOLT, HT HEX HEAD, M12 X 320, HALF THREAD | 208 | Mechanical Spares | BOLT | BOLT |  | 31161620 | Hexagonal bolts | Production Completed
TNG - SHO | UNSPSC Classification | SMX | SMX | OK | 2023-04-14 | 2023-04-14 |  | G_63789 | G_31181611-00-00321 | 31181611-00-00321 | OIL SEAL, FOR BACKHOE LOADER, MAKE: MANITOU, MODEL: TLB844S, PT-NO: 3019957X1 | 208 | Mechanical Spares | OIL SEAL | SEAL | OIL | 31411705 | Lip seal | Production Completed
TNG - SHO | UNSPSC Classification | SMX | SMX | OK | 2023-04-14 | 2023-04-14 |  | G_63834 | G_31161620-00-00622 | 31161620-00-00622 | BOLT, M30X150 (THREAD 50 MM BOTTOM), GRADE 10.9, HEXAGONAL HEAD WITH 1 BOLT+2 NUT+1 WASHER+1 SPRING WASHER FOR TOWER CRANE | 208 | Mechanical Spares | BOLT | BOLT |  | 31161620 | Hexagonal bolts | Production Completed
TNG - SHO | UNSPSC Classification | SMX | SMX | OK | 2023-04-14 | 2023-04-14 |  | G_63841 | G_39121627-00-00060 | 39121627-00-00060 | FUSE, MOTOR FUSE 1A, FOR MIG WELDING MACHINE TORCH, MAKE: PANASONIC, MODEL: YD400RX1, PART NO: 61NR010H | 208 | Mechanical Spares | FUSE | FUSE |  | 39121600 | Circuit protection devices and accessories | Production Completed
TNG - SHO | UNSPSC Classification | SMX | SMX | OK | 2023-04-14 | 2023-04-14 |  | G_63854 | G_40142020-00-00993 | 40142020-00-00993 | HOSE, HYDRAULIC HOSE FOR DUMPER DX20 PT NO:- 47854320 | 208 | Mechanical Spares | HYDRAULIC HOSE | HOSE | HYDRAULIC | 40142020 | Hydraulic hose | Production Completed
TNG - SHO | UNSPSC Classification | SMX | SMX | OK | 2023-04-14 | 2023-04-14 |  | G_63876 | G_40142003-00-00079 | 40142003-00-00079 | HOSE, HYDRAULIC HOSE, FOR SKID STEER LOADER, MODEL : S 250, MAKE : BOBCAT, PT-NO : 6729524 | 208 | Mechanical Spares | HYDRAULIC HOSE | HOSE | HYDRAULIC | 40142020 | Hydraulic hose | Production Completed
TNG - SHO | UNSPSC Classification | SMX | SMX | OK | 2023-04-14 | 2023-04-14 |  | G_63905 | G_39121627-00-00055 | 39121627-00-00055 | FUSE, 15A ATO, FOR LOADALL JCB 506C, PT NO- 716/05706 | 208 | Mechanical Spares | FUSE | FUSE |  | 39121600 | Circuit protection devices and accessories | Production Completed
TNG - SHO | UNSPSC Classification | SMX | SMX | OK | 2023-04-14 | 2023-04-14 |  | G_63990 | G_31161620-00-00591 | 31161620-00-00591 | BOLT, HEX, G15.875X2.31X209.55, FOR TRACTOR, MODEL : 275DI, MAKE : MAHINDRA | 208 | Mechanical Spares | BOLT | BOLT |  | 31161620 | Hexagonal bolts | Production Completed
TNG - SHO | UNSPSC Classification | SMX | SMX | OK | 2023-04-14 | 2023-04-14 |  | G_64056 | G_31181611-00-00345 | 31181611-00-00345 | OIL SEAL, 110X90X12 MM FOR TOWER CRANE | 208 | Mechanical Spares | OIL SEAL | SEAL | OIL | 31411705 | Lip seal | Production Completed
TNG - SHO | UNSPSC Classification | SMX | SMX | OK | 2023-04-14 | 2023-04-14 |  | G_64104 | G_31181611-00-00340 | 31181611-00-00340 | OIL SEAL, FOR TELESCOPIC HANDLER, MODEL : MT-X 1840 SL, MAKE : MANITOU, PT-NO : 140-170-14.5/10 | 208 | Mechanical Spares | OIL SEAL | SEAL | OIL | 31411705 | Lip seal | Production Completed
TNG - SHO | UNSPSC Classification | SMX | SMX | OK | 2023-04-14 | 2023-04-14 |  | G_64109 | G_40142020-00-01091 | 40142020-00-01091 | HOSE, POLYHOSE, SPIRAL HOSE X 2.5 MTR WITH FITTINGS HYDRAULIC HOSE D13 L2.5M, FOR POTAIN TOWER CRANE, PT NO- K-54974-46 | 208 | Mechanical Spares | HYDRAULIC HOSE | HOSE | HYDRAULIC | 40142020 | Hydraulic hose | Production Completed
TNG - SHO | UNSPSC Classification | SMX | SMX | OK | 2023-04-14 | 2023-04-14 |  | G_64133 | G_31181611-00-00335 | 31181611-00-00335 | OIL SEAL, FOR 180 KVA DG, MODEL : 6SL 1500 TA, MAKE : KIRLOSKAR, PT-NO : F6.003.09.0.00 | 208 | Mechanical Spares | OIL SEAL | SEAL | OIL | 31411705 | Lip seal | Production Completed
TNG - SHO | UNSPSC Classification | SMX | SMX | OK | 2023-04-14 | 2023-04-14 |  | G_64174 | G_31161613-00-00259 | 31161613-00-00259 | BOLT, HEX, M8 X 25, GRADE : 10.9, MAKE : TVS | 208 | Mechanical Spares | BOLT | BOLT |  | 31161620 | Hexagonal bolts | Production Completed
TNG - SHO | UNSPSC Classification | SMX | SMX | OK | 2023-04-14 | 2023-04-14 |  | G_64178 | G_31411703-00-00536 | 31411703-00-00536 | SEAL, OIL SEAL 70X150X12 FOR BAR BENDING MACHINE MAKE:-VITON/SKF | 208 | Mechanical Spares | OIL SEAL | SEAL | OIL | 31411705 | Lip seal | Production Completed
TNG - SHO | UNSPSC Classification | SMX | SMX | OK | 2023-04-14 | 2023-04-14 |  | G_64183 | G_31161613-00-00250 | 31161613-00-00250 | BOLT, HEXAGON M16 X 60, FOR PASSENGER HOIST, MODEL : SC45, MAKE : ALIMAK, PT-NO : 3000071-632 | 208 | Mechanical Spares | BOLT | BOLT |  | 31161620 | Hexagonal bolts | Production Completed
TNG - SHO | UNSPSC Classification | SMX | SMX | OK | 2023-04-14 | 2023-04-14 |  | G_64203 | G_31181611-00-00359 | 31181611-00-00359 | OIL SEAL, FOR SKID STEER LOADER, MAKE : BOBCAT, MODEL : S130, PT NO: 6664815 | 208 | Mechanical Spares | OIL SEAL | SEAL | OIL | 31411705 | Lip seal | Production Completed
TNG - SHO | UNSPSC Classification | SMX | SMX | OK | 2023-04-14 | 2023-04-14 |  | G_64214 | G_31181611-00-00323 | 31181611-00-00323 | OIL SEAL, MAIN, FOR PERKINS ENGINE, FOR TELESCOPIC HANDLER, PT-NO: 44DE0154 | 208 | Mechanical Spares | OIL SEAL | SEAL | OIL | 31411705 | Lip seal | Production Completed
TNG - SHO | UNSPSC Classification | SMX | SMX | OK | 2023-04-14 | 2023-04-14 |  | G_64216 | G_31181611-00-00324 | 31181611-00-00324 | OIL SEAL, TC, FOR PERKINS ENGINE, FOR TELESCOPIC HANDLER, PT-NO: 73DE0015 | 208 | Mechanical Spares | OIL SEAL | SEAL | OIL | 31411705 | Lip seal | Production Completed
TNG - SHO | UNSPSC Classification | SMX | SMX | OK | 2023-04-14 | 2023-04-14 |  | G_64221 | G_31161613-00-00253 | 31161613-00-00253 | BOLT, HEX BOLT 3/4 X 105 MM WITH NUT & 2 NO WASHER | 208 | Mechanical Spares | BOLT | BOLT |  | 31161620 | Hexagonal bolts | Production Completed
TNG - SHO | UNSPSC Classification | SMX | SMX | OK | 2023-04-14 | 2023-04-14 |  | G_64240 | G_40142020-00-01093 | 40142020-00-01093 | HYDRAULIC HOSE, 1/2" 950 MM LONG WITH BOTH END MALE | 208 | Mechanical Spares | HYDRAULIC HOSE | HOSE | HYDRAULIC | 40142020 | Hydraulic hose | Production Completed
TNG - SHO | UNSPSC Classification | SMX | SMX | OK | 2023-04-14 | 2023-04-14 |  | G_64241 | G_40142020-00-01097 | 40142020-00-01097 | HYDRAULIC HOSE, 3/8" 1.5 MTR LONG 1 SIDE LG BEND X1 SIDE ST | 208 | Mechanical Spares | HYDRAULIC HOSE | HOSE | HYDRAULIC | 40142020 | Hydraulic hose | Production Completed
TNG - SHO | UNSPSC Classification | SMX | SMX | OK | 2023-04-14 | 2023-04-14 |  | G_64242 | G_40142020-00-01094 | 40142020-00-01094 | HYDRAULIC HOSE, 3/8" 700 MM LONG 1 SIDE LG BEND X 1 SIDE ST | 208 | Mechanical Spares | HYDRAULIC HOSE | HOSE | HYDRAULIC | 40142020 | Hydraulic hose | Production Completed
TNG - SHO | UNSPSC Classification | SMX | SMX | OK | 2023-04-14 | 2023-04-14 |  | G_64265 | G_31181611-00-00355 | 31181611-00-00355 | OIL SEAL, FOR CAT WHEEL LOADER MODEL H-950 PT NO:- 108-1158 | 208 | Mechanical Spares | OIL SEAL | SEAL | OIL | 31411705 | Lip seal | Production Completed
TNG - SHO | UNSPSC Classification | SMX | SMX | OK | 2023-04-14 | 2023-04-14 |  | G_64285 | G_31181611-00-00348 | 31181611-00-00348 | OIL SEAL, FOR SKID STEER LOADER, MODEL : SR 130, MAKE : CASE, PT-NO : SBA198636170 | 208 | Mechanical Spares | OIL SEAL | SEAL | OIL | 31411705 | Lip seal | Production Completed
TNG - SHO | UNSPSC Classification | SMX | SMX | OK | 2023-04-14 | 2023-04-14 |  | G_64366 | G_39121627-00-00057 | 39121627-00-00057 | FUSE, 1A, FOR LOADALL JCB 506C, PT NO- 716/05710 | 208 | Mechanical Spares | FUSE | FUSE |  | 39121600 | Circuit protection devices and accessories | Production Completed
TNG - SHO | UNSPSC Classification | SMX | SMX | OK | 2023-04-14 | 2023-04-14 |  | G_64406 | G_40142020-00-01019 | 40142020-00-01019 | HYDRAULIC HOSE, FOR TRACTOR, MODEL : 275DI, MAKE : MAHINDRA, PT-NO : 0072015800 | 208 | Mechanical Spares | HYDRAULIC HOSE | HOSE | HYDRAULIC | 40142020 | Hydraulic hose | Production Completed
TNG - SHO | UNSPSC Classification | SMX | SMX | OK | 2023-04-14 | 2023-04-14 |  | G_64409 | G_31181611-00-00352 | 31181611-00-00352 | OIL SEAL, 55 X 73 X 70 HYDRAULIC ARM, FOR TRACTOR, MODEL : 275DI, MAKE : MAHINDRA | 208 | Mechanical Spares | OIL SEAL | SEAL | OIL | 31411705 | Lip seal | Production Completed
TNG - SHO | UNSPSC Classification | SMX | SMX | OK | 2023-04-14 | 2023-04-14 |  | G_64423 | G_31181611-00-00318 | 31181611-00-00318 | OIL SEAL, FOR PNEUMETIC TYRE ROLLER,MODEL : RTR220,MAKE : INGERSOLL RAND,PT-NO : 0300706000 | 208 | Mechanical Spares | OIL SEAL | SEAL | OIL | 31411705 | Lip seal | Production Completed
TNG - SHO | UNSPSC Classification | SMX | SMX | OK | 2023-04-14 | 2023-04-14 |  | G_64427 | G_31181611-00-00366 | 31181611-00-00366 | OIL SEAL, PT NO: MH09608 FOR VOLTAS FORK LIFT | 208 | Mechanical Spares | OIL SEAL | SEAL | OIL | 31411705 | Lip seal | Production Completed
TNG - SHO | UNSPSC Classification | SMX | SMX | OK | 2023-04-14 | 2023-04-14 |  | G_64459 | G_40142020-00-01092 | 40142020-00-01092 | HYDRAULIC HOSE, 3/4" 940 MM LENGTH BOTH SIDE STRIGHT FITTING | 208 | Mechanical Spares | HYDRAULIC HOSE | HOSE | HYDRAULIC | 40142020 | Hydraulic hose | Production Completed
TNG - SHO | UNSPSC Classification | SMX | SMX | OK | 2023-04-14 | 2023-04-14 |  | G_64460 | G_40142020-00-01096 | 40142020-00-01096 | HYDRAULIC HOSE, 1" 700 MM LONG BOTH SIDE STRIGHT FITTING | 208 | Mechanical Spares | HYDRAULIC HOSE | HOSE | HYDRAULIC | 40142020 | Hydraulic hose | Production Completed
TNG - SHO | UNSPSC Classification | SMX | SMX | OK | 2023-04-14 | 2023-04-14 |  | G_64482 | G_31181611-00-00369 | 31181611-00-00369 | OIL SEAL, HUB INNER, FOR HYDRA, MAKE: ESCORT, MODEL: F15, PT.NO: S7337000070 | 208 | Mechanical Spares | OIL SEAL | SEAL | OIL | 31411705 | Lip seal | Production Completed
TNG - SHO | UNSPSC Classification | SMX | SMX | OK | 2023-04-14 | 2023-04-14 |  | G_64485 | G_31181611-00-00319 | 31181611-00-00319 | OIL SEAL, FOR PNEUMETIC TYRE ROLLER,MODEL : RTR220,MAKE : INGERSOLL RAND,PT-NO : 0301306000 | 208 | Mechanical Spares | OIL SEAL | SEAL | OIL | 31411705 | Lip seal | Production Completed
TNG - SHO | UNSPSC Classification | SMX | SMX | OK | 2023-04-14 | 2023-04-14 |  | G_64497 | G_40142006-00-00061 | 40142006-00-00061 | HOSE, PRINCIPLE CIRCUIT HYDRAULIC HOSE, FOR TELESCOPIC HANDLER, MODEL : MT-X 1840, MAKE : MANITOU, PT-NO : 287905 | 208 | Mechanical Spares | HYDRAULIC HOSE | HOSE | HYDRAULIC | 40142020 | Hydraulic hose | Production Completed
TNG - SHO | UNSPSC Classification | SMX | SMX | OK | 2023-04-14 | 2023-04-14 |  | G_64524 | G_31181611-00-00333 | 31181611-00-00333 | OIL SEAL, FOR DUMPER, MODEL : DX20, MAKE : AJAX, PT-NO : 036991 | 208 | Mechanical Spares | OIL SEAL | SEAL | OIL | 31411705 | Lip seal | Production Completed
TNG - SHO | UNSPSC Classification | SMX | SMX | OK | 2023-04-14 | 2023-04-14 |  | G_64580 | G_41112412-00-00044 | 41112412-00-00044 | PRESSURE GAUGE, MODEL:TC1000, ELGI COMPRESSOR, PT.NO:B212313 | 208 | Mechanical Spares | PRESSURE GAUGE | GAUGE | PRESSURE | 41112412 | Pressure gauge | Production Completed
TNG - SHO | UNSPSC Classification | SMX | SMX | OK | 2023-04-14 | 2023-04-14 |  | G_64670 | G_31181611-00-00343 | 31181611-00-00343 | OIL SEAL, 90X120X10, FOR BAR BENDING MACHINE, MODEL: DBM52, MAKE : SIGMA, PT-NO : 9991118085 | 208 | Mechanical Spares | OIL SEAL | SEAL | OIL | 31411705 | Lip seal | Production Completed
TNG - SHO | UNSPSC Classification | SMX | SMX | OK | 2023-04-14 | 2023-04-14 |  | G_64721 | G_40151531-00-00246 | 40151531-00-00246 | PUMP, WATER PUMP, FOR SKID STEER LOADER, MAKE : BOBCAT, MODEL : S130 PT NO: 6986834 | 208 | Mechanical Spares | PUMP | PUMP |  | 40151510 | Water pumps | Production Completed
TNG - SHO | UNSPSC Classification | SMX | SMX | OK | 2023-04-14 | 2023-04-14 |  | G_64734 | G_31181611-00-00325 | 31181611-00-00325 | OIL SEAL, FOR BAR BENDING MACHINE, MODEL : SB36, MAKE : SIGMA, PT-NO : 200317000101 | 208 | Mechanical Spares | OIL SEAL | SEAL | OIL | 31411705 | Lip seal | Production Completed
TNG - SHO | UNSPSC Classification | SMX | SMX | OK | 2023-04-14 | 2023-04-14 |  | G_64749 | G_40151510-00-00079 | 40151510-00-00079 | PUMP, FEED PUMP, FOR WATER TANKER, MODEL : 1613, MAKE : TATA, PT-NO : 25231818 | 208 | Mechanical Spares | PUMP | PUMP |  | 40151500 | Pumps | Production Completed
TNG - SHO | UNSPSC Classification | SMX | SMX | OK | 2023-04-14 | 2023-04-14 |  | G_64805 | G_31181611-00-00327 | 31181611-00-00327 | OIL SEAL, FOR SKID STEER LOADER, MODEL : S 130, MAKE : BOBCAT, PT-NO : 116255 | 208 | Mechanical Spares | OIL SEAL | SEAL | OIL | 31411705 | Lip seal | Production Completed
TNG - SHO | UNSPSC Classification | SMX | SMX | OK | 2023-04-14 | 2023-04-14 |  | G_64822 | G_31181611-00-00365 | 31181611-00-00365 | OIL SEAL, MAIN BEARING OIL SEAL, FOR 125 KVA DG, KRILOSKAR, PT NO- 03.007.06.000 | 208 | Mechanical Spares | OIL SEAL | SEAL | OIL | 31411705 | Lip seal | Production Completed
TNG - SHO | UNSPSC Classification | SMX | SMX | OK | 2023-04-14 | 2023-04-14 |  | G_64858 | G_31181611-00-00315 | 31181611-00-00315 | OIL SEAL, FOR TRACTOR, MODEL : 275DI, MAKE : MAHINDRA, PT-NO : 005557691R91 | 208 | Mechanical Spares | OIL SEAL | SEAL | OIL | 31411705 | Lip seal | Production Completed
TNG - SHO | UNSPSC Classification | SMX | SMX | OK | 2023-04-14 | 2023-04-14 |  | G_64915 | G_31161620-00-00623 | 31161620-00-00623 | BOLT, M24X150 (THREAD 75MM BOTTOM), GRADE 10.9, HEXAGONAL HEAD WITH 1 BOLT+2 NUT+1 WASHER+1 SPRING WASHER FOR TOWER CRANE | 208 | Mechanical Spares | BOLT | BOLT |  | 31161620 | Hexagonal bolts | Production Completed
TNG - SHO | UNSPSC Classification | SMX | SMX | OK | 2023-04-14 | 2023-04-14 |  | G_64940 | G_39121627-00-00053 | 39121627-00-00053 | FUSE, FOR TATA CRANE | 208 | Mechanical Spares | FUSE | FUSE |  | 39121600 | Circuit protection devices and accessories | Production Completed
TNG - SHO | UNSPSC Classification | SMX | SMX | OK | 2023-04-14 | 2023-04-14 |  | G_64957 | G_40141637-00-00127 | 40141637-00-00127 | VALVE, BUTTERFLY VALVE V2FS 100T, PT NO: 80213744, FOR SCHWING STETTER BATCHING PLANT | 208 | Mechanical Spares | BUTTERFLY VALVE | VALVE | BUTTERFLY | 40141600 | Valves | Production Completed
TNG - SHO | UNSPSC Classification | SMX | SMX | OK | 2023-04-14 | 2023-04-14 |  | G_64997 | G_31181611-00-00354 | 31181611-00-00354 | OIL SEAL, MAIN BEARING OIL SEAL,FOR 50 KVA DG KIRLOSKAR 4R1190 PT NO: 2H.016.01.000 | 208 | Mechanical Spares | OIL SEAL | SEAL | OIL | 31411705 | Lip seal | Production Completed
TNG - SHO | UNSPSC Classification | SMX | SMX | OK | 2023-04-14 | 2023-04-14 |  | G_65012 | G_40142020-00-01007 | 40142020-00-01007 | HYDRAULIC HOSE, 6 MM ID, FOR DIESEL GENERATOR | 208 | Mechanical Spares | HYDRAULIC HOSE | HOSE | HYDRAULIC | 40142020 | Hydraulic hose | Production Completed
TNG - SHO | UNSPSC Classification | SMX | SMX | OK | 2023-04-14 | 2023-04-14 |  | G_65015 | G_40142020-00-01005 | 40142020-00-01005 | HYDRAULIC HOSE, 5/16", MAKE: GATES | 208 | Mechanical Spares | HYDRAULIC HOSE | HOSE | HYDRAULIC | 40142020 | Hydraulic hose | Production Completed
TNG - SHO | UNSPSC Classification | SMX | SMX | OK | 2023-04-14 | 2023-04-14 |  | G_65039 | G_31181611-00-00328 | 31181611-00-00328 | OIL SEAL, TIMING, FOR DUMPER, MODEL : DX20, MAKE : AJAX, PT-NO : BCA01C00270 | 208 | Mechanical Spares | OIL SEAL | SEAL | OIL | 31411705 | Lip seal | Production Completed
TNG - SHO | UNSPSC Classification | SMX | SMX | OK | 2023-04-14 | 2023-04-14 |  | G_65040 | G_41112514-00-00019 | 41112514-00-00019 | PRESSURE GAUGE, FOR AIR COMPRESSOR, MODEL : 7100, MAKE : INGERSOLL RAND, PT-NO : 85304511 | 208 | Mechanical Spares | PRESSURE GAUGE | GAUGE | PRESSURE | 41112412 | Pressure gauge | Production Completed
TNG - SHO | UNSPSC Classification | SMX | SMX | OK | 2023-04-14 | 2023-04-14 |  | G_65093 | G_40151532-00-00145 | 40151532-00-00145 | PUMP, VANE, MODEL: 35VQ30A-1A-20, EATON | 208 | Mechanical Spares | PUMP | PUMP |  | 40151500 | Pumps | Production Completed
TNG - SHO | UNSPSC Classification | SMX | SMX | OK | 2023-04-14 | 2023-04-14 |  | G_65094 | G_31181611-00-00360 | 31181611-00-00360 | OIL SEAL, FRT HUB/REAR WHL INNER, FOR TRANSIT MIXER ASHOK LEYLAND 2516 PT NO: 4B183159 | 208 | Mechanical Spares | OIL SEAL | SEAL | OIL | 31411705 | Lip seal | Production Completed
TNG - SHO | UNSPSC Classification | SMX | SMX | OK | 2023-04-14 | 2023-04-14 |  | G_65127 | G_31181611-00-00353 | 31181611-00-00353 | OIL SEAL, TIMING COVER OIL SEAL,FOR 50 KVA DG KIRLOSKAR 4R1190 PT NO: 2H.006.01.000 | 208 | Mechanical Spares | OIL SEAL | SEAL | OIL | 31411705 | Lip seal | Production Completed
TNG - SHO | UNSPSC Classification | SMX | SMX | OK | 2023-04-14 | 2023-04-14 |  | G_65190 | G_31181611-00-00347 | 31181611-00-00347 | OIL SEAL, FOR SKID STEER LOADER, MODEL : SR 130, MAKE : CASE, PT-NO : SBA198636160 | 208 | Mechanical Spares | OIL SEAL | SEAL | OIL | 31411705 | Lip seal | Production Completed
TNG - SHO | UNSPSC Classification | SMX | SMX | OK | 2023-04-14 | 2023-04-14 |  | G_65211 | G_40142020-00-01003 | 40142020-00-01003 | HYDRAULIC HOSE, 2", FOR SKID STEER LOADER, MODEL : S 130, MAKE : BOBCAT | 208 | Mechanical Spares | HYDRAULIC HOSE | HOSE | HYDRAULIC | 40142020 | Hydraulic hose | Production Completed
TNG - SHO | UNSPSC Classification | SMX | SMX | OK | 2023-04-14 | 2023-04-14 |  | G_65212 | G_31181611-00-00326 | 31181611-00-00326 | OIL SEAL, 25X38X7, FOR SKID STEER LOADER, MODEL : S 130, MAKE : BOBCAT | 208 | Mechanical Spares | OIL SEAL | SEAL | OIL | 31411705 | Lip seal | Production Completed
TNG - SHO | UNSPSC Classification | SMX | SMX | OK | 2023-04-14 | 2023-04-14 |  | G_65243 | G_40151532-00-00146 | 40151532-00-00146 | PUMP, SLURRY SUBMERSIBLE ETERNA CW, 3HP, 3 PHASE, MODEL- 2200 CW PIPE SIZE 50 MM | 208 | Mechanical Spares | SUBMERSIBLE PUMP | PUMP | SUBMERSIBLE | 40151513 | Submersible pumps | Production Completed
TNG - SHO | UNSPSC Classification | SMX | SMX | OK | 2023-04-14 | 2023-04-14 |  | G_65253 | G_39121627-00-00061 | 39121627-00-00061 | FUSE, THERMAL | 208 | Mechanical Spares | FUSE | FUSE |  | 39121600 | Circuit protection devices and accessories | Production Completed
TNG - SHO | UNSPSC Classification | SMX | SMX | OK | 2023-04-14 | 2023-04-14 |  | G_65270 | G_31181611-00-00342 | 31181611-00-00342 | OIL SEAL, 65X100X10, FOR BAR BENDING MACHINE, MODEL: DBM52, MAKE : SIGMA, PT-NO : 9991118082 | 208 | Mechanical Spares | OIL SEAL | SEAL | OIL | 31411705 | Lip seal | Production Completed
TNG - SHO | UNSPSC Classification | SMX | SMX | OK | 2023-04-14 | 2023-04-14 |  | G_65282 | G_41112412-00-00041 | 41112412-00-00041 | PRESSURE GAUGE, FOR GROUTING PUMP PT NO:- 98567377 | 208 | Mechanical Spares | PRESSURE GAUGE | GAUGE | PRESSURE | 41112412 | Pressure gauge | Production Completed
TNG - SHO | UNSPSC Classification | SMX | SMX | OK | 2023-04-14 | 2023-04-14 |  | G_65304 | G_39121627-00-00058 | 39121627-00-00058 | FUSE, MAXI FUSE 40A, FOR LOADALL JCB 506C, PT NO- 716/15900 | 208 | Mechanical Spares | FUSE | FUSE |  | 39121600 | Circuit protection devices and accessories | Production Completed
TNG - SHO | UNSPSC Classification | SMX | SMX | OK | 2023-04-14 | 2023-04-14 |  | G_65333 | G_40151532-00-00141 | 40151532-00-00141 | PUMP, WATER PUMP, FOR WATER TANKER, MODEL : 1613, MAKE : TATA, PT-NO : 3609835 | 208 | Mechanical Spares | PUMP | PUMP |  | 40151510 | Water pumps | Production Completed
TNG - SHO | UNSPSC Classification | SMX | SMX | OK | 2023-04-14 | 2023-04-14 |  | G_65342 | G_39121627-00-00056 | 39121627-00-00056 | FUSE, 5A ATO, FOR LOADALL JCB 506C, PT NO- 716/05703 | 208 | Mechanical Spares | FUSE | FUSE |  | 39121600 | Circuit protection devices and accessories | Production Completed
TNG - SHO | UNSPSC Classification | SMX | SMX | OK | 2023-04-14 | 2023-04-14 |  | G_65376 | G_31181611-00-00364 | 31181611-00-00364 | OIL SEAL, TIMING OIL SEAL, FOR 125 KVA DG, KRILOSKAR, PT NO- 03.103.6000 | 208 | Mechanical Spares | OIL SEAL | SEAL | OIL | 31411705 | Lip seal | Production Completed
TNG - SHO | UNSPSC Classification | SMX | SMX | OK | 2023-04-14 | 2023-04-14 |  | G_65380 | G_40151532-00-00144 | 40151532-00-00144 | PUMP, WATER S4 | 208 | Mechanical Spares | PUMP | PUMP |  | 40151510 | Water pumps | Production Completed
TNG - SHO | UNSPSC Classification | SMX | SMX | OK | 2023-04-14 | 2023-04-14 |  | G_65391 | G_31181611-00-00332 | 31181611-00-00332 | OIL SEAL, FOR DUMPER, MODEL: DX20, MAKE : AJAX, PT-NO : 011488 | 208 | Mechanical Spares | OIL SEAL | SEAL | OIL | 31411705 | Lip seal | Production Completed
TNG - SHO | UNSPSC Classification | SMX | SMX | OK | 2023-04-14 | 2023-04-14 |  | G_65395 | G_31181611-00-00331 | 31181611-00-00331 | OIL SEAL, MAIN, FOR TRACTOR, MAKE : JOHN DEERE, PT-NO : RE539510 | 208 | Mechanical Spares | OIL SEAL | SEAL | OIL | 31411705 | Lip seal | Production Completed
TNG - SHO | UNSPSC Classification | SMX | SMX | OK | 2023-04-14 | 2023-04-14 |  | G_65397 | G_31181611-00-00330 | 31181611-00-00330 | OIL SEAL, FOR ROLLER, PT-NO: 427.54150 | 208 | Mechanical Spares | OIL SEAL | SEAL | OIL | 31411705 | Lip seal | Production Completed
TNG - SHO | UNSPSC Classification | SMX | SMX | OK | 2023-04-14 | 2023-04-14 |  | G_65441 | G_31181611-00-00316 | 31181611-00-00316 | OIL SEAL, FOR TRACTOR, MODEL : 275DI, MAKE : MAHINDRA, PT-NO : 005558517R1 | 208 | Mechanical Spares | OIL SEAL | SEAL | OIL | 31411705 | Lip seal | Production Completed
TNG - SHO | UNSPSC Classification | SMX | SMX | OK | 2023-04-14 | 2023-04-14 |  | G_65497 | G_40151532-00-00142 | 40151532-00-00142 | PUMP, HYDRAULIC BEARING AND LOCK KIT | 208 | Mechanical Spares | PUMP | PUMP |  | 40151533 | Hydraulic pumps | Production Completed
TNG - SHO | UNSPSC Classification | SMX | SMX | OK | 2023-04-14 | 2023-04-14 |  | G_65526 | G_40151532-00-00148 | 40151532-00-00148 | PUMP, PISTON, PA10VSO100DFR31R PPA12N00 | 208 | Mechanical Spares | PUMP | PUMP |  | 40151500 | Pumps | Production Completed
TNG - SHO | UNSPSC Classification | SMX | SMX | OK | 2023-04-14 | 2023-04-14 |  | G_65527 | G_40151532-00-00147 | 40151532-00-00147 | PUMP, PISTON, PA10VSO71DFR/31R-PPA42N00 | 208 | Mechanical Spares | PUMP | PUMP |  | 40151500 | Pumps | Production Completed
TNG - SHO | UNSPSC Classification | SMX | SMX | OK | 2023-04-14 | 2023-04-14 |  | G_65586 | G_40142020-00-01006 | 40142020-00-01006 | HYDRAULIC HOSE, 8 MM ID, FOR DIESEL GENERATOR | 208 | Mechanical Spares | HYDRAULIC HOSE | HOSE | HYDRAULIC | 40142020 | Hydraulic hose | Production Completed
TNG - SHO | UNSPSC Classification | SMX | SMX | OK | 2023-04-14 | 2023-04-14 |  | G_65588 | G_40151533-00-00150 | 40151533-00-00150 | PUMP, WATER PUMP, FOR DUMPER, MODEL : DX20, MAKE : AJAX, PT-NO : BCA03A00010A0 | 208 | Mechanical Spares | PUMP | PUMP |  | 40151510 | Water pumps | Production Completed
TNG - SHO | UNSPSC Classification | SMX | SMX | OK | 2023-04-14 | 2023-04-14 |  | G_65589 | G_31181611-00-00329 | 31181611-00-00329 | OIL SEAL, REAR, FOR DUMPER, MODEL : DX20, MAKE : AJAX, PT-NO : MGG4001800 | 208 | Mechanical Spares | OIL SEAL | SEAL | OIL | 31411705 | Lip seal | Production Completed
TNG - SHO | UNSPSC Classification | SMX | SMX | OK | 2023-04-14 | 2023-04-14 |  | G_65611 | G_31181611-00-00368 | 31181611-00-00368 | OIL SEAL, HUB REAR OUTER, FOR HYDRA, MAKE: ESCORT, MODEL: F15, PT.NO: S7337000610 | 208 | Mechanical Spares | OIL SEAL | SEAL | OIL | 31411705 | Lip seal | Production Completed
TNG - SHO | UNSPSC Classification | SMX | SMX | OK | 2023-04-14 | 2023-04-14 |  | G_65704 | G_39121627-00-00059 | 39121627-00-00059 | FUSE, MOTOR FUSE 8A, FOR MIG WELDING MACHINE TORCH, MAKE: PANASONIC, MODEL: YD400RX1, PART NO: 61NR080H | 208 | Mechanical Spares | FUSE | FUSE |  | 39121600 | Circuit protection devices and accessories | Production Completed
TNG - SHO | UNSPSC Classification | SMX | SMX | OK | 2023-04-14 | 2023-04-14 |  | G_65719 | G_40142020-00-01004 | 40142020-00-01004 | HYDRAULIC HOSE, FOR DUMPER, MODEL : DX20, MAKE : AJAX, PT-NO : AS100364200SS | 208 | Mechanical Spares | HYDRAULIC HOSE | HOSE | HYDRAULIC | 40142020 | Hydraulic hose | Production Completed
TNG - SHO | UNSPSC Classification | SMX | SMX | OK | 2023-04-14 | 2023-04-14 |  | G_65750 | G_31181611-00-00337 | 31181611-00-00337 | OIL SEAL, FOR BACKHOE LOADER, MODEL : 851, MAKE : L&T CASE, PT-NO : 133566 | 208 | Mechanical Spares | OIL SEAL | SEAL | OIL | 31411705 | Lip seal | Production Completed