## Sheet1
Project Code | Activities | Production User | CA Code | Production Comments | Start Date | End Date | Remarks | Material | Griha ID | ITEMCODE_UNSPSC | ITEMDESC_UNSPSC | ITEMCATEGORYCODE | ITEMCATEGORYDESC | PRODUCT NAME | Noun | Modifier | Unspsc Code(ver.23.07) | Unspsc Desc | Status
TNG - SHO | UNSPSC Classification | SPC | SPC | OK | 2023-04-14 | 2023-04-17 |  | G_66609 | G_CPD000037 | CPD000037 | Air Compressor 70739206 | CPD-PM-E-AC | Air Compressor | AIR COMPRESSOR | COMPRESSOR | AIR | 40151601 | Air compressors | Production Completed
TNG - SHO | UNSPSC Classification | SPC | SPC | OK | 2023-04-14 | 2023-04-17 |  | G_66607 | G_40151601-24-00051 | 40151601-24-00051 | AIR COMPRESSOR, 1 HP | PM-ME-AC | Air Compressor | AIR COMPRESSOR | COMPRESSOR | AIR | 40151601 | Air compressors | Production Completed
TNG - SHO | UNSPSC Classification | SPC | SPC | OK | 2023-04-14 | 2023-04-17 |  | G_66608 | G_40151601-24-00052 | 40151601-24-00052 | AIR COMPRESSOR, 1.5 HP | PM-ME-AC | Air Compressor | AIR COMPRESSOR | COMPRESSOR | AIR | 40151601 | Air compressors | Production Completed
TNG - SHO | UNSPSC Classification | SPC | SPC | OK | 2023-04-14 | 2023-04-17 |  | G_66610 | G_40151601-24-00054 | 40151601-24-00054 | AIR COMPRESSOR, 15 HP | PM-ME-AC | Air Compressor | AIR COMPRESSOR | COMPRESSOR | AIR | 40151601 | Air compressors | Production Completed
TNG - SHO | UNSPSC Classification | SPC | SPC | OK | 2023-04-14 | 2023-04-17 |  | G_66620 | G_40151601-00-00039 | 40151601-00-00039 | AIR COMPRESSOR, 1TR COMPRESSOR | 2503 | AIR COMPRESSOR | AIR COMPRESSOR | COMPRESSOR | AIR | 40151601 | Air compressors | Production Completed
TNG - SHO | UNSPSC Classification | SPC | SPC | OK | 2023-04-14 | 2023-04-17 |  | G_66611 | G_40151601-24-00056 | 40151601-24-00056 | AIR COMPRESSOR, 2 HP | PM-ME-AC | Air Compressor | AIR COMPRESSOR | COMPRESSOR | AIR | 40151601 | Air compressors | Production Completed
TNG - SHO | UNSPSC Classification | SPC | SPC | OK | 2023-04-14 | 2023-04-17 |  | G_66621 | G_40151601-00-00040 | 40151601-00-00040 | AIR COMPRESSOR, 2TR COMPRESSOR | 2503 | AIR COMPRESSOR | AIR COMPRESSOR | COMPRESSOR | AIR | 40151601 | Air compressors | Production Completed
TNG - SHO | UNSPSC Classification | SPC | SPC | OK | 2023-04-14 | 2023-04-17 |  | G_66612 | G_40151601-26-00001 | 40151601-26-00001 | AIR COMPRESSOR, 3 HP | PM-ME-AC | Air Compressor | AIR COMPRESSOR | COMPRESSOR | AIR | 40151601 | Air compressors | Production Completed
TNG - SHO | UNSPSC Classification | SPC | SPC | OK | 2023-04-14 | 2023-04-17 |  | G_66606 | G_40151601-24-00053 | 40151601-24-00053 | AIR COMPRESSOR, 5 HP | PM-ME-AC | Air Compressor | AIR COMPRESSOR | COMPRESSOR | AIR | 40151601 | Air compressors | Production Completed
TNG - SHO | UNSPSC Classification | SPC | SPC | OK | 2023-04-14 | 2023-04-17 |  | G_66614 | G_40151601-00-00010 | 40151601-00-00010 | AIR COMPRESSOR, MACHINE | PM-ME-AC | Air Compressor | AIR COMPRESSOR | COMPRESSOR | AIR | 40151601 | Air compressors | Production Completed
TNG - SHO | UNSPSC Classification | SPC | SPC | OK | 2023-04-14 | 2023-04-17 |  | G_66617 | G_40151601-00-00013 | 40151601-00-00013 | AIR COMPRESSOR, MACHINE, DIESEL POWERED SCREW TYPE | PM-ME-AC | Air Compressor | AIR COMPRESSOR | COMPRESSOR | AIR | 40151601 | Air compressors | Production Completed
TNG - SHO | UNSPSC Classification | SPC | SPC | OK | 2023-04-14 | 2023-04-17 |  | G_66616 | G_40151601-00-00009 | 40151601-00-00009 | AIR COMPRESSOR, MACHINE, SCREW TYPE | PM-ME-AC | Air Compressor | AIR COMPRESSOR | COMPRESSOR | AIR | 40151601 | Air compressors | Production Completed
TNG - SHO | UNSPSC Classification | SPC | SPC | OK | 2023-04-14 | 2023-04-17 |  | G_67842 | G_40141617-00-00001 | 40141617-00-00001 | ANGLE VALVE, 12 MICRONS NICKEL PLATING, MAKE : HUAYI, CODE : 12087Y6 | 331 | Jaquar C.P. Fittings | ANGLE VALVE | VALVE | ANGLE | 40141600 | Valves | Production Completed
TNG - SHO | UNSPSC Classification | SPC | SPC | OK | 2023-04-14 | 2023-04-17 |  | G_68122 | G_40141617-00-00014 | 40141617-00-00014 | ANGLE VALVE, 15 MM DIA, FRENCH GOLD, MAKE : KOHLER, MODEL : JULY, CAT NO : K-16086IN-4-AF | 331 | Jaquar C.P. Fittings | ANGLE VALVE | VALVE | ANGLE | 40141600 | Valves | Production Completed
TNG - SHO | UNSPSC Classification | SPC | SPC | OK | 2023-04-14 | 2023-04-17 |  | G_67884 | G_40141617-00-00006 | 40141617-00-00006 | ANGLE VALVE, 15 MM DIA, FRENCH GOLD, MAKE : KOHLER, MODEL : SINGULIER, CAT NO : K-11711IN-4-AF | 331 | Jaquar C.P. Fittings | ANGLE VALVE | VALVE | ANGLE | 40141600 | Valves | Production Completed
TNG - SHO | UNSPSC Classification | SPC | SPC | OK | 2023-04-14 | 2023-04-17 |  | G_67951 | G_40141617-00-00010 | 40141617-00-00010 | ANGLE VALVE, 15 MM DIA, MAKE : KOHLER, CAT NO : 11568IN-7-CP | 331 | Jaquar C.P. Fittings | ANGLE VALVE | VALVE | ANGLE | 40141600 | Valves | Production Completed
TNG - SHO | UNSPSC Classification | SPC | SPC | OK | 2023-04-14 | 2023-04-17 |  | G_68233 | G_40141617-00-00016 | 40141617-00-00016 | ANGLE VALVE, 15 MM DIA, MAKE : KOHLER, MODEL : JULY, CAT NO : 80154IN-4-CP | 331 | Jaquar C.P. Fittings | ANGLE VALVE | VALVE | ANGLE | 40141600 | Valves | Production Completed
TNG - SHO | UNSPSC Classification | SPC | SPC | OK | 2023-04-14 | 2023-04-17 |  | G_68333 | G_40141617-00-00017 | 40141617-00-00017 | ANGLE VALVE, 15 MM DIA, MAKE: KOHLER, MODEL: K-80158IN-9-AF | 331 | Jaquar C.P. Fittings | ANGLE VALVE | VALVE | ANGLE | 40141600 | Valves | Production Completed
TNG - SHO | UNSPSC Classification | SPC | SPC | OK | 2023-04-14 | 2023-04-17 |  | G_67921 | G_40141617-00-00005 | 40141617-00-00005 | ANGLE VALVE, 15 MM DIA, POLISHED CHROME, MAKE : KOHLER, MODEL : JULY, CAT NO : K-16086IN-4-CP | 331 | Jaquar C.P. Fittings | ANGLE VALVE | VALVE | ANGLE | 40141600 | Valves | Production Completed
TNG - SHO | UNSPSC Classification | SPC | SPC | OK | 2023-04-14 | 2023-04-17 |  | G_68085 | G_40141617-00-00011 | 40141617-00-00011 | ANGLE VALVE, 15 MM DIA,MATERIAL NO: 370110IN,PRODUCT CODE:HF 20,MAKE:SLOAN | 331 | Jaquar C.P. Fittings | ANGLE VALVE | VALVE | ANGLE | 40141600 | Valves | Production Completed
TNG - SHO | UNSPSC Classification | SPC | SPC | OK | 2023-04-14 | 2023-04-17 |  | G_68317 | G_40141617-00-00018 | 40141617-00-00018 | ANGLE VALVE, 15MM X 15MM, MODEL NO: 22041000 | 331 | Jaquar C.P. Fittings | ANGLE VALVE | VALVE | ANGLE | 40141600 | Valves | Production Completed
TNG - SHO | UNSPSC Classification | SPC | SPC | OK | 2023-04-14 | 2023-04-17 |  | G_68150 | G_40141617-00-00015 | 40141617-00-00015 | ANGLE VALVE, 90 DEG WITH 1/2" OUTLET AND FLANGE, CODE : RF525159700 | 331 | Jaquar C.P. Fittings | ANGLE VALVE | VALVE | ANGLE | 40141600 | Valves | Production Completed
TNG - SHO | UNSPSC Classification | SPC | SPC | OK | 2023-04-14 | 2023-04-17 |  | G_67893 | G_40141617-00-00009 | 40141617-00-00009 | ANGLE VALVE, CP, SIZE : 1/2", MINI TDL, MAKE : GROHE, MODEL : 22940000 | 331 | Jaquar C.P. Fittings | ANGLE VALVE | VALVE | ANGLE | 40141600 | Valves | Production Completed
TNG - SHO | UNSPSC Classification | SPC | SPC | OK | 2023-04-14 | 2023-04-17 |  | G_67895 | G_40141617-00-00003 | 40141617-00-00003 | ANGLE VALVE, MAKE : HANSGROHE, CAT : 13902000 | 331 | Jaquar C.P. Fittings | ANGLE VALVE | VALVE | ANGLE | 40141600 | Valves | Production Completed
TNG - SHO | UNSPSC Classification | SPC | SPC | OK | 2023-04-14 | 2023-04-17 |  | G_68039 | G_40141617-00-00012 | 40141617-00-00012 | ANGLE VALVE, UNIVERSAL,CP, SIZE : 1/2", MAKE : GROHE, MODEL : 2201700M | 331 | Jaquar C.P. Fittings | ANGLE VALVE | VALVE | ANGLE | 40141600 | Valves | Production Completed
TNG - SHO | UNSPSC Classification | SPC | SPC | OK | 2023-04-14 | 2023-04-17 |  | G_68045 | G_40141617-00-00013 | 40141617-00-00013 | ANGLE VALVE, WITH WALL FLANGE, MAKE : JAQUAR, MODEL : CON-059KN | 331 | Jaquar C.P. Fittings | ANGLE VALVE | VALVE | ANGLE | 40141600 | Valves | Production Completed
TNG - SHO | UNSPSC Classification | SPC | SPC | OK | 2023-04-14 | 2023-04-17 |  | G_69096 | G_31171504-11-00193 | 31171504-11-00193 | BALL BEARING, 14 MM ID, 25.4 MM OD, 6 MM WD, FOR DX 20 AJAX DUMPER, 52301 | 208 | Mechanical Spares | BALL BEARING | BEARING | BALL | 31171504 | Ball bearings | Production Completed
TNG - SHO | UNSPSC Classification | SPC | SPC | OK | 2023-04-14 | 2023-04-17 |  | G_69261 | G_31171504-11-00240 | 31171504-11-00240 | BALL BEARING, FOR DX 20 - AJAX DUMPER, 052301 | 208 | Mechanical Spares | BALL BEARING | BEARING | BALL | 31171504 | Ball bearings | Production Completed
TNG - SHO | UNSPSC Classification | SPC | SPC | OK | 2023-04-14 | 2023-04-17 |  | G_69194 | G_31171504-11-00231 | 31171504-11-00231 | BALL BEARING, FOR DX 20 - AJAX DUMPER, 052303 | 208 | Mechanical Spares | BALL BEARING | BEARING | BALL | 31171504 | Ball bearings | Production Completed
TNG - SHO | UNSPSC Classification | SPC | SPC | OK | 2023-04-14 | 2023-04-17 |  | G_69217 | G_31171504-11-00230 | 31171504-11-00230 | BALL BEARING, FOR DX 20 - AJAX DUMPER, 052328 | 208 | Mechanical Spares | BALL BEARING | BEARING | BALL | 31171504 | Ball bearings | Production Completed
TNG - SHO | UNSPSC Classification | SPC | SPC | OK | 2023-04-14 | 2023-04-17 |  | G_69090 | G_31171504-11-00188 | 31171504-11-00188 | BALL BEARING, MAXIMUM TYPE, FOR DX 20 AJAX DUMPER, 52303 | 208 | Mechanical Spares | BALL BEARING | BEARING | BALL | 31171504 | Ball bearings | Production Completed
TNG - SHO | UNSPSC Classification | SPC | SPC | OK | 2023-04-14 | 2023-04-17 |  | G_69710 | G_31171504-00-00022 | 31171504-00-00022 | BALL BEARING, MODEL : 6209-2ZR, MAKE : SKF, FOR TOWER CRANE, PT.NO : G-11398-17 | 208 | Mechanical Spares | BALL BEARING | BEARING | BALL | 31171504 | Ball bearings | Production Completed
TNG - SHO | UNSPSC Classification | SPC | SPC | OK | 2023-04-14 | 2023-04-17 |  | G_69788 | G_31171504-00-00026 | 31171504-00-00026 | BALL BEARING, PT NO: 0048565, FOR PLATE COMPACTOR, MAKE: WACKER, MODEL: DPU 3070H | 208 | Mechanical Spares | BALL BEARING | BEARING | BALL | 31171504 | Ball bearings | Production Completed
TNG - SHO | UNSPSC Classification | SPC | SPC | OK | 2023-04-14 | 2023-04-17 |  | G_68813 | G_30101604-00-00011 | 30101604-00-00011 | BAR, FLAT BAR, MILD STEEL, 5 MM THK, 25 MM WD | 2045 | M.S. Flat | FLAT BAR | BAR | FLAT | 30260000 | Structural materials | Production Completed
TNG - SHO | UNSPSC Classification | SPC | SPC | OK | 2023-04-14 | 2023-04-17 |  | G_68808 | G_30101604-11-00108 | 30101604-11-00108 | BAR, FLAT, MILD STEEL, 10 MM THK, 50 MM WD | 2045 | M.S. Flat | FLAT BAR | BAR | FLAT | 30260000 | Structural materials | Production Completed
TNG - SHO | UNSPSC Classification | SPC | SPC | OK | 2023-04-14 | 2023-04-17 |  | G_68812 | G_30101604-11-00013 | 30101604-11-00013 | BAR, FLAT, MILD STEEL, 5 MM THK, 25 MM WD | 2045 | M.S. Flat | FLAT BAR | BAR | FLAT | 30260000 | Structural materials | Production Completed
TNG - SHO | UNSPSC Classification | SPC | SPC | OK | 2023-04-14 | 2023-04-17 |  | G_68810 | G_30101604-11-00120 | 30101604-11-00120 | BAR, FLAT, MILD STEEL, 5 MM THK, 50 MM WD | 2045 | M.S. Flat | FLAT BAR | BAR | FLAT | 30260000 | Structural materials | Production Completed
TNG - SHO | UNSPSC Classification | SPC | SPC | OK | 2023-04-14 | 2023-04-17 |  | G_68809 | G_30101604-11-00111 | 30101604-11-00111 | BAR, FLAT, MILD STEEL, 6 MM THK, 25 MM WD | 2045 | M.S. Flat | FLAT BAR | BAR | FLAT | 30260000 | Structural materials | Production Completed
TNG - SHO | UNSPSC Classification | SPC | SPC | OK | 2023-04-14 | 2023-04-17 |  | G_68811 | G_30101604-11-00014 | 30101604-11-00014 | BAR, FLAT, MILD STEEL, 6 MM THK, 65 MM WD | 2045 | M.S. Flat | FLAT BAR | BAR | FLAT | 30260000 | Structural materials | Production Completed
TNG - SHO | UNSPSC Classification | SPC | SPC | OK | 2023-04-14 | 2023-04-17 |  | G_66724 | G_52121513-00-00053 | 52121513-00-00053 | BED SHEET, 100 " X 90 ", SLEEP COMFY | 2414 | BEDS | BED SHEET | BED SHEET | NO MODIFIER | 52121513 | Bed spreads | Production Completed
TNG - SHO | UNSPSC Classification | SPC | SPC | OK | 2023-04-14 | 2023-04-17 |  | G_66719 | G_52121513-00-00039 | 52121513-00-00039 | BED SHEET, 100 X 108, 300 TC WHITE I CM SATIN STRIPE 100% COTTON | 2414 | BEDS | BED SHEET | BED SHEET | NO MODIFIER | 52121513 | Bed spreads | Production Completed
TNG - SHO | UNSPSC Classification | SPC | SPC | OK | 2023-04-14 | 2023-04-17 |  | G_67031 | G_52121513-00-00135 | 52121513-00-00135 | BED SHEET, 100" X 108", 250 TC IVORY 1 CM SATIN STRIPE 100% COTTON | 2414 | BEDS | BED SHEET | BED SHEET | NO MODIFIER | 52121513 | Bed spreads | Production Completed
TNG - SHO | UNSPSC Classification | SPC | SPC | OK | 2023-04-14 | 2023-04-17 |  | G_66972 | G_52121513-00-00133 | 52121513-00-00133 | BED SHEET, 100" X 90", PRINTED MIXED DESIGN | 2414 | BEDS | BED SHEET | BED SHEET | NO MODIFIER | 52121513 | Bed spreads | Production Completed
TNG - SHO | UNSPSC Classification | SPC | SPC | OK | 2023-04-14 | 2023-04-17 |  | G_66988 | G_52121513-00-00132 | 52121513-00-00132 | BED SHEET, 108" X 108 ", PRINTED MIXED DESIGN | 2414 | BEDS | BED SHEET | BED SHEET | NO MODIFIER | 52121513 | Bed spreads | Production Completed
TNG - SHO | UNSPSC Classification | SPC | SPC | OK | 2023-04-14 | 2023-04-17 |  | G_67028 | G_52121513-00-00138 | 52121513-00-00138 | BED SHEET, 108" X 108", 140 GSM PRINTED | 2414 | BEDS | BED SHEET | BED SHEET | NO MODIFIER | 52121513 | Bed spreads | Production Completed
TNG - SHO | UNSPSC Classification | SPC | SPC | OK | 2023-04-14 | 2023-04-17 |  | G_66782 | G_52121513-00-00056 | 52121513-00-00056 | BED SHEET, 108" X 60", 300 TC WHITE 1CM SATIN STRIPE 100% COTTON | 2414 | BEDS | BED SHEET | BED SHEET | NO MODIFIER | 52121513 | Bed spreads | Production Completed
TNG - SHO | UNSPSC Classification | SPC | SPC | OK | 2023-04-14 | 2023-04-17 |  | G_67035 | G_52121513-00-00136 | 52121513-00-00136 | BED SHEET, 110" X 110", 250 TC IVORY 1 CM SATIN STRIPE 100% COTTON | 2414 | BEDS | BED SHEET | BED SHEET | NO MODIFIER | 52121513 | Bed spreads | Production Completed
TNG - SHO | UNSPSC Classification | SPC | SPC | OK | 2023-04-14 | 2023-04-17 |  | G_66768 | G_52121513-00-00054 | 52121513-00-00054 | BED SHEET, 110"X 110", 300 TC WHITE 1 CM SATIN STRIPE 100% COTTON | 2414 | BEDS | BED SHEET | BED SHEET | NO MODIFIER | 52121513 | Bed spreads | Production Completed
TNG - SHO | UNSPSC Classification | SPC | SPC | OK | 2023-04-14 | 2023-04-17 |  | G_66752 | G_52121513-00-00078 | 52121513-00-00078 | BED SHEET, 150X200/50X80 CM, WITH COVER, 210 TC, MS 200 KD 146B | 2414 | BEDS | BED SHEET | BED SHEET | NO MODIFIER | 52121513 | Bed spreads | Production Completed
TNG - SHO | UNSPSC Classification | SPC | SPC | OK | 2023-04-14 | 2023-04-17 |  | G_66771 | G_52121513-00-00067 | 52121513-00-00067 | BED SHEET, 150X200/50X80 CM, WITH PILLOW COVER, 200 TC MS 200 TC GREY B | 2414 | BEDS | BED SHEET | BED SHEET | NO MODIFIER | 52121513 | Bed spreads | Production Completed
TNG - SHO | UNSPSC Classification | SPC | SPC | OK | 2023-04-14 | 2023-04-17 |  | G_66736 | G_52121513-00-00072 | 52121513-00-00072 | BED SHEET, 150X200/50X80 CM, WITH PILLOW COVER, 200 TC, MS 200 MF 77A | 2414 | BEDS | BED SHEET | BED SHEET | NO MODIFIER | 52121513 | Bed spreads | Production Completed
TNG - SHO | UNSPSC Classification | SPC | SPC | OK | 2023-04-14 | 2023-04-17 |  | G_66786 | G_52121513-00-00071 | 52121513-00-00071 | BED SHEET, 150X200/50X80 CM, WITH PILLOW COVER, 200 TC, MS 200 MF 77B | 2414 | BEDS | BED SHEET | BED SHEET | NO MODIFIER | 52121513 | Bed spreads | Production Completed
TNG - SHO | UNSPSC Classification | SPC | SPC | OK | 2023-04-14 | 2023-04-17 |  | G_66734 | G_52121513-00-00061 | 52121513-00-00061 | BED SHEET, 150X200/50X80 CM, WITH PILLOW COVER, 200 TC, MS 200 MF 79A | 2414 | BEDS | BED SHEET | BED SHEET | NO MODIFIER | 52121513 | Bed spreads | Production Completed
TNG - SHO | UNSPSC Classification | SPC | SPC | OK | 2023-04-14 | 2023-04-17 |  | G_66763 | G_52121513-00-00057 | 52121513-00-00057 | BED SHEET, 150X200/50X80 CM, WITH PILLOW COVER, 200 TC, MS 200 MF 79B | 2414 | BEDS | BED SHEET | BED SHEET | NO MODIFIER | 52121513 | Bed spreads | Production Completed
TNG - SHO | UNSPSC Classification | SPC | SPC | OK | 2023-04-14 | 2023-04-17 |  | G_66741 | G_52121513-00-00059 | 52121513-00-00059 | BED SHEET, 150X200/50X80 CM, WITH PILLOW COVER, 200 TC, MS 200 MF 81A | 2414 | BEDS | BED SHEET | BED SHEET | NO MODIFIER | 52121513 | Bed spreads | Production Completed
TNG - SHO | UNSPSC Classification | SPC | SPC | OK | 2023-04-14 | 2023-04-17 |  | G_66781 | G_52121513-00-00058 | 52121513-00-00058 | BED SHEET, 150X200/50X80 CM, WITH PILLOW COVER, 200 TC, MS 200 MF 81B | 2414 | BEDS | BED SHEET | BED SHEET | NO MODIFIER | 52121513 | Bed spreads | Production Completed
TNG - SHO | UNSPSC Classification | SPC | SPC | OK | 2023-04-14 | 2023-04-17 |  | G_66770 | G_52121513-00-00070 | 52121513-00-00070 | BED SHEET, 150X200/50X80 CM, WITH PILLOW COVER, 200 TC, MS 200 TC GREY A | 2414 | BEDS | BED SHEET | BED SHEET | NO MODIFIER | 52121513 | Bed spreads | Production Completed
TNG - SHO | UNSPSC Classification | SPC | SPC | OK | 2023-04-14 | 2023-04-17 |  | G_66796 | G_52121513-00-00069 | 52121513-00-00069 | BED SHEET, 150X200/50X80 CM, WITH PILLOW COVER, 200 TC, MS 210 MF 95A | 2414 | BEDS | BED SHEET | BED SHEET | NO MODIFIER | 52121513 | Bed spreads | Production Completed
TNG - SHO | UNSPSC Classification | SPC | SPC | OK | 2023-04-14 | 2023-04-17 |  | G_66772 | G_52121513-00-00068 | 52121513-00-00068 | BED SHEET, 150X200/50X80 CM, WITH PILLOW COVER, 200 TC, MS 210 MF 95B | 2414 | BEDS | BED SHEET | BED SHEET | NO MODIFIER | 52121513 | Bed spreads | Production Completed
TNG - SHO | UNSPSC Classification | SPC | SPC | OK | 2023-04-14 | 2023-04-17 |  | G_66791 | G_52121513-00-00077 | 52121513-00-00077 | BED SHEET, 150X200/50X80 CM, WITH PILLOW COVER, 210 TC, MS 200KD 146A | 2414 | BEDS | BED SHEET | BED SHEET | NO MODIFIER | 52121513 | Bed spreads | Production Completed
TNG - SHO | UNSPSC Classification | SPC | SPC | OK | 2023-04-14 | 2023-04-17 |  | G_66732 | G_52121513-00-00060 | 52121513-00-00060 | BED SHEET, 150X200/50X80 CM, WITH PILLOW COVER, 210 TC, MS 210 MF 85A | 2414 | BEDS | BED SHEET | BED SHEET | NO MODIFIER | 52121513 | Bed spreads | Production Completed
TNG - SHO | UNSPSC Classification | SPC | SPC | OK | 2023-04-14 | 2023-04-17 |  | G_66754 | G_52121513-00-00079 | 52121513-00-00079 | BED SHEET, 150X200/50X80 CM, WITH PILLOW COVER, 210 TC, MS 210 MF 91A | 2414 | BEDS | BED SHEET | BED SHEET | NO MODIFIER | 52121513 | Bed spreads | Production Completed
TNG - SHO | UNSPSC Classification | SPC | SPC | OK | 2023-04-14 | 2023-04-17 |  | G_66735 | G_52121513-00-00076 | 52121513-00-00076 | BED SHEET, 150X200/50X80 CM, WITH PILLOW COVER, 210 TC, MS 210 MF 91B | 2414 | BEDS | BED SHEET | BED SHEET | NO MODIFIER | 52121513 | Bed spreads | Production Completed
TNG - SHO | UNSPSC Classification | SPC | SPC | OK | 2023-04-14 | 2023-04-17 |  | G_66747 | G_52121513-00-00063 | 52121513-00-00063 | BED SHEET, 150X200/50X80 CM, WITH PILLOW COVER, 210 TC, MS 210 MF 97A | 2414 | BEDS | BED SHEET | BED SHEET | NO MODIFIER | 52121513 | Bed spreads | Production Completed
TNG - SHO | UNSPSC Classification | SPC | SPC | OK | 2023-04-14 | 2023-04-17 |  | G_66748 | G_52121513-00-00062 | 52121513-00-00062 | BED SHEET, 150X200/50X80 CM, WITH PILLOW COVER, 210 TC, MS 210 MF 97B | 2414 | BEDS | BED SHEET | BED SHEET | NO MODIFIER | 52121513 | Bed spreads | Production Completed
TNG - SHO | UNSPSC Classification | SPC | SPC | OK | 2023-04-14 | 2023-04-17 |  | G_66779 | G_52121513-00-00066 | 52121513-00-00066 | BED SHEET, 150X200/50X80 CM, WITH PILLOW COVER, 210TC, MS 210 MF 93 A | 2414 | BEDS | BED SHEET | BED SHEET | NO MODIFIER | 52121513 | Bed spreads | Production Completed
TNG - SHO | UNSPSC Classification | SPC | SPC | OK | 2023-04-14 | 2023-04-17 |  | G_66742 | G_52121513-00-00082 | 52121513-00-00082 | BED SHEET, 160 CM X 70 CM, FITTED SHEET, 200 TC, STYLE NUMBER: MS 200KD - 129C | 2414 | BEDS | BED SHEET | BED SHEET | NO MODIFIER | 52121513 | Bed spreads | Production Completed
TNG - SHO | UNSPSC Classification | SPC | SPC | OK | 2023-04-14 | 2023-04-17 |  | G_66756 | G_52121513-00-00085 | 52121513-00-00085 | BED SHEET, 160 CM X 70 CM, FITTED SHEET, 200 TC, STYLE NUMBER: MS 200KD - 129F | 2414 | BEDS | BED SHEET | BED SHEET | NO MODIFIER | 52121513 | Bed spreads | Production Completed
TNG - SHO | UNSPSC Classification | SPC | SPC | OK | 2023-04-14 | 2023-04-17 |  | G_66790 | G_52121513-00-00075 | 52121513-00-00075 | BED SHEET, 160 CM X 70 CM, FITTED SHEET, 200 TC, STYLE NUMBER: MS 200KD - 136A | 2414 | BEDS | BED SHEET | BED SHEET | NO MODIFIER | 52121513 | Bed spreads | Production Completed
TNG - SHO | UNSPSC Classification | SPC | SPC | OK | 2023-04-14 | 2023-04-17 |  | G_66764 | G_52121513-00-00089 | 52121513-00-00089 | BED SHEET, 160 CM X 70 CM, FITTED SHEET, 200 TC, STYLE NUMBER: MS 200MF - 133A | 2414 | BEDS | BED SHEET | BED SHEET | NO MODIFIER | 52121513 | Bed spreads | Production Completed
TNG - SHO | UNSPSC Classification | SPC | SPC | OK | 2023-04-14 | 2023-04-17 |  | G_66753 | G_52121513-00-00088 | 52121513-00-00088 | BED SHEET, 160 CM X 70 CM, FITTED SHEET, 200 TC, STYLE NUMBER: MS200KD - 130C | 2414 | BEDS | BED SHEET | BED SHEET | NO MODIFIER | 52121513 | Bed spreads | Production Completed
TNG - SHO | UNSPSC Classification | SPC | SPC | OK | 2023-04-14 | 2023-04-17 |  | G_66733 | G_52121513-00-00064 | 52121513-00-00064 | BED SHEET, 240X260/50X80 CM, WITH PILLOW COVER, 210 TC, MS 210 MF 85B | 2414 | BEDS | BED SHEET | BED SHEET | NO MODIFIER | 52121513 | Bed spreads | Production Completed
TNG - SHO | UNSPSC Classification | SPC | SPC | OK | 2023-04-14 | 2023-04-17 |  | G_66731 | G_52121513-00-00065 | 52121513-00-00065 | BED SHEET, 240X260/50X80 CM, WITH PILLOW COVER, 210 TC, MS 210 MF 93B | 2414 | BEDS | BED SHEET | BED SHEET | NO MODIFIER | 52121513 | Bed spreads | Production Completed
TNG - SHO | UNSPSC Classification | SPC | SPC | OK | 2023-04-14 | 2023-04-17 |  | G_67006 | G_52121513-00-00127 | 52121513-00-00127 | BED SHEET, 245 CM X 225 CM, PRINTED POLYSTER WITH TWO PILLOW COVERS | 2414 | BEDS | BED SHEET | BED SHEET | NO MODIFIER | 52121513 | Bed spreads | Production Completed
TNG - SHO | UNSPSC Classification | SPC | SPC | OK | 2023-04-14 | 2023-04-17 |  | G_66975 | G_52121513-00-00125 | 52121513-00-00125 | BED SHEET, 78 " X 36 ", VISCOSE PRINTED FITTED | 2414 | BEDS | BED SHEET | BED SHEET | NO MODIFIER | 52121513 | Bed spreads | Production Completed
TNG - SHO | UNSPSC Classification | SPC | SPC | OK | 2023-04-14 | 2023-04-17 |  | G_67004 | G_52121513-00-00126 | 52121513-00-00126 | BED SHEET, 78 ''X 48, VISCODE PRINTED FITTED | 2414 | BEDS | BED SHEET | BED SHEET | NO MODIFIER | 52121513 | Bed spreads | Production Completed
TNG - SHO | UNSPSC Classification | SPC | SPC | OK | 2023-04-14 | 2023-04-17 |  | G_66979 | G_52121513-00-00124 | 52121513-00-00124 | BED SHEET, 78X36, PRINTED WITH 1 PILLOW COVER, FITTED | 2414 | BEDS | BED SHEET | BED SHEET | NO MODIFIER | 52121513 | Bed spreads | Production Completed
TNG - SHO | UNSPSC Classification | SPC | SPC | OK | 2023-04-14 | 2023-04-17 |  | G_67011 | G_52121513-00-00122 | 52121513-00-00122 | BED SHEET, 78X48, PRINTED WITH 2 PILLOW COVERS, FITTED | 2414 | BEDS | BED SHEET | BED SHEET | NO MODIFIER | 52121513 | Bed spreads | Production Completed
TNG - SHO | UNSPSC Classification | SPC | SPC | OK | 2023-04-14 | 2023-04-17 |  | G_66978 | G_52121513-00-00119 | 52121513-00-00119 | BED SHEET, 78X60, PRINTED WITH 2 PILLOW COVERS, FITTED | 2414 | BEDS | BED SHEET | BED SHEET | NO MODIFIER | 52121513 | Bed spreads | Production Completed
TNG - SHO | UNSPSC Classification | SPC | SPC | OK | 2023-04-14 | 2023-04-17 |  | G_66991 | G_52121513-00-00120 | 52121513-00-00120 | BED SHEET, 78X72, PRINTED WITH 2 PILLOW COVERS., FITTED | 2414 | BEDS | BED SHEET | BED SHEET | NO MODIFIER | 52121513 | Bed spreads | Production Completed
TNG - SHO | UNSPSC Classification | SPC | SPC | OK | 2023-04-14 | 2023-04-17 |  | G_66775 | G_52121513-00-00081 | 52121513-00-00081 | BED SHEET, 80 CM X 130 CM, FITTED SHEET, 200 TC, STYLE NUMBER: MS 200KD - 129D | 2414 | BEDS | BED SHEET | BED SHEET | NO MODIFIER | 52121513 | Bed spreads | Production Completed
TNG - SHO | UNSPSC Classification | SPC | SPC | OK | 2023-04-14 | 2023-04-17 |  | G_66751 | G_52121513-00-00084 | 52121513-00-00084 | BED SHEET, 80 CM X 130 CM, FITTED SHEET, 200 TC, STYLE NUMBER: MS 200KD - 129G | 2414 | BEDS | BED SHEET | BED SHEET | NO MODIFIER | 52121513 | Bed spreads | Production Completed
TNG - SHO | UNSPSC Classification | SPC | SPC | OK | 2023-04-14 | 2023-04-17 |  | G_66757 | G_52121513-00-00091 | 52121513-00-00091 | BED SHEET, 80 CM X 130 CM, FITTED SHEET, 200 TC, STYLE NUMBER: MS 200KD - 130D | 2414 | BEDS | BED SHEET | BED SHEET | NO MODIFIER | 52121513 | Bed spreads | Production Completed
TNG - SHO | UNSPSC Classification | SPC | SPC | OK | 2023-04-14 | 2023-04-17 |  | G_66746 | G_52121513-00-00087 | 52121513-00-00087 | BED SHEET, 80 CM X 130 CM, FITTED SHEET, 200 TC, STYLE NUMBER: MS 200MF - 133B | 2414 | BEDS | BED SHEET | BED SHEET | NO MODIFIER | 52121513 | Bed spreads | Production Completed
TNG - SHO | UNSPSC Classification | SPC | SPC | OK | 2023-04-14 | 2023-04-17 |  | G_66761 | G_52121513-00-00074 | 52121513-00-00074 | BED SHEET, 80 CM X 130 CM, FITTED SHEET, 200 TC, STYLE NUMBER: MS200KD - 136B | 2414 | BEDS | BED SHEET | BED SHEET | NO MODIFIER | 52121513 | Bed spreads | Production Completed
TNG - SHO | UNSPSC Classification | SPC | SPC | OK | 2023-04-14 | 2023-04-17 |  | G_66776 | G_52121513-00-00080 | 52121513-00-00080 | BED SHEET, 80 CM X 165 CM, FITTED SHEET, 200 TC, STYLE NUMBER: MS 200KD - 129E | 2414 | BEDS | BED SHEET | BED SHEET | NO MODIFIER | 52121513 | Bed spreads | Production Completed
TNG - SHO | UNSPSC Classification | SPC | SPC | OK | 2023-04-14 | 2023-04-17 |  | G_66777 | G_52121513-00-00083 | 52121513-00-00083 | BED SHEET, 80 CM X 165 CM, FITTED SHEET, 200 TC, STYLE NUMBER: MS 200KD - 129H | 2414 | BEDS | BED SHEET | BED SHEET | NO MODIFIER | 52121513 | Bed spreads | Production Completed
TNG - SHO | UNSPSC Classification | SPC | SPC | OK | 2023-04-14 | 2023-04-17 |  | G_66739 | G_52121513-00-00086 | 52121513-00-00086 | BED SHEET, 80 CM X 165 CM, FITTED SHEET, 200 TC, STYLE NUMBER: MS 200MF - 133C | 2414 | BEDS | BED SHEET | BED SHEET | NO MODIFIER | 52121513 | Bed spreads | Production Completed
TNG - SHO | UNSPSC Classification | SPC | SPC | OK | 2023-04-14 | 2023-04-17 |  | G_66773 | G_52121513-00-00073 | 52121513-00-00073 | BED SHEET, 80 CM X 165 CM, FITTED SHEET, 200 TC, STYLE NUMBER: MS200KD - 136C | 2414 | BEDS | BED SHEET | BED SHEET | NO MODIFIER | 52121513 | Bed spreads | Production Completed
TNG - SHO | UNSPSC Classification | SPC | SPC | OK | 2023-04-14 | 2023-04-17 |  | G_66794 | G_52121513-00-00090 | 52121513-00-00090 | BED SHEET, 80 CM X 165 CM, FITTED SHEET,200 TC, STYLE NUMBER: MS 200KD -130E | 2414 | BEDS | BED SHEET | BED SHEET | NO MODIFIER | 52121513 | Bed spreads | Production Completed
TNG - SHO | UNSPSC Classification | SPC | SPC | OK | 2023-04-14 | 2023-04-17 |  | G_67027 | G_52121513-00-00137 | 52121513-00-00137 | BED SHEET, 90" X 100", 125 GSM PRINTED | 2414 | BEDS | BED SHEET | BED SHEET | NO MODIFIER | 52121513 | Bed spreads | Production Completed
TNG - SHO | UNSPSC Classification | SPC | SPC | OK | 2023-04-14 | 2023-04-17 |  | G_66745 | G_52121513-00-00055 | 52121513-00-00055 | BED SHEET, 90" X 108 ", 300 TC WHITE 1 CM SATIN STRIPE 100% COTTON | 2414 | BEDS | BED SHEET | BED SHEET | NO MODIFIER | 52121513 | Bed spreads | Production Completed
TNG - SHO | UNSPSC Classification | SPC | SPC | OK | 2023-04-14 | 2023-04-17 |  | G_66953 | G_52121513-00-00112 | 52121513-00-00112 | BED SHEET, ALHAMBRA BEIGE 4999 FLAT SHEET SET | 2414 | BEDS | BED SHEET | BED SHEET | NO MODIFIER | 52121513 | Bed spreads | Production Completed
TNG - SHO | UNSPSC Classification | SPC | SPC | OK | 2023-04-14 | 2023-04-17 |  | G_66981 | G_52121513-00-00129 | 52121513-00-00129 | BED SHEET, AVRIL STONE, 4999, FLAT BED SHEET | 2414 | BEDS | BED SHEET | BED SHEET | NO MODIFIER | 52121513 | Bed spreads | Production Completed
TNG - SHO | UNSPSC Classification | SPC | SPC | OK | 2023-04-14 | 2023-04-17 |  | G_66931 | G_52121513-00-00109 | 52121513-00-00109 | BED SHEET, BUFF COTTON SATIN FLAT SHEET PLAIN WITH 2 | 2414 | BEDS | BED SHEET | BED SHEET | NO MODIFIER | 52121513 | Bed spreads | Production Completed
TNG - SHO | UNSPSC Classification | SPC | SPC | OK | 2023-04-14 | 2023-04-17 |  | G_66706 | G_52121513-00-00014 | 52121513-00-00014 | BED SHEET, CREAM, 104 X 62, 300 TC 60/60'S 12 MM STRIPE WITH 01 PILLOW COVERS | 2414 | BEDS | BED SHEET | BED SHEET | NO MODIFIER | 52121513 | Bed spreads | Production Completed
TNG - SHO | UNSPSC Classification | SPC | SPC | OK | 2023-04-14 | 2023-04-17 |  | G_66708 | G_52121513-00-00022 | 52121513-00-00022 | BED SHEET, CREAM, 104 X 86, 300 TC 60/60'S 12 MM STRIPE WITH 02 PILLOW COVERS | 2414 | BEDS | BED SHEET | BED SHEET | NO MODIFIER | 52121513 | Bed spreads | Production Completed
TNG - SHO | UNSPSC Classification | SPC | SPC | OK | 2023-04-14 | 2023-04-17 |  | G_66710 | G_52121513-00-00011 | 52121513-00-00011 | BED SHEET, CREAM, 104 X 98, 300 TC 60/60'S 12 MM STRIPE WITH 02 PILLOW COVERS | 2414 | BEDS | BED SHEET | BED SHEET | NO MODIFIER | 52121513 | Bed spreads | Production Completed
TNG - SHO | UNSPSC Classification | SPC | SPC | OK | 2023-04-14 | 2023-04-17 |  | G_66705 | G_52121513-00-00012 | 52121513-00-00012 | BED SHEET, CREAM, 110 X110, 300 TC 60/60'S 12MM STRIPE WITH 02 PILLOW COVERS | 2414 | BEDS | BED SHEET | BED SHEET | NO MODIFIER | 52121513 | Bed spreads | Production Completed
TNG - SHO | UNSPSC Classification | SPC | SPC | OK | 2023-04-14 | 2023-04-17 |  | G_66954 | G_52121513-00-00111 | 52121513-00-00111 | BED SHEET, EDEN SILVER 4999 FLAT SHEET SET | 2414 | BEDS | BED SHEET | BED SHEET | NO MODIFIER | 52121513 | Bed spreads | Production Completed
TNG - SHO | UNSPSC Classification | SPC | SPC | OK | 2023-04-14 | 2023-04-17 |  | G_66952 | G_52121513-00-00110 | 52121513-00-00110 | BED SHEET, LUCAS WHITE 4999 FLAT SHEET SET | 2414 | BEDS | BED SHEET | BED SHEET | NO MODIFIER | 52121513 | Bed spreads | Production Completed
TNG - SHO | UNSPSC Classification | SPC | SPC | OK | 2023-04-14 | 2023-04-17 |  | G_66955 | G_52121513-00-00113 | 52121513-00-00113 | BED SHEET, MANDARIN BEIGE 4999 FLAT SHEET SET | 2414 | BEDS | BED SHEET | BED SHEET | NO MODIFIER | 52121513 | Bed spreads | Production Completed
TNG - SHO | UNSPSC Classification | SPC | SPC | OK | 2023-04-14 | 2023-04-17 |  | G_66973 | G_52121513-00-00131 | 52121513-00-00131 | BED SHEET, MARINDA STONE, 4999, FLAT BED SHEET | 2414 | BEDS | BED SHEET | BED SHEET | NO MODIFIER | 52121513 | Bed spreads | Production Completed
TNG - SHO | UNSPSC Classification | SPC | SPC | OK | 2023-04-14 | 2023-04-17 |  | G_66982 | G_52121513-00-00128 | 52121513-00-00128 | BED SHEET, MILEY SAND, 5499, FLAT BED SHEET | 2414 | BEDS | BED SHEET | BED SHEET | NO MODIFIER | 52121513 | Bed spreads | Production Completed
TNG - SHO | UNSPSC Classification | SPC | SPC | OK | 2023-04-14 | 2023-04-17 |  | G_66961 | G_52121513-00-00114 | 52121513-00-00114 | BED SHEET, RADISSONSESAME 4999 FLAT SHEET SET | 2414 | BEDS | BED SHEET | BED SHEET | NO MODIFIER | 52121513 | Bed spreads | Production Completed
TNG - SHO | UNSPSC Classification | SPC | SPC | OK | 2023-04-14 | 2023-04-17 |  | G_66974 | G_52121513-00-00130 | 52121513-00-00130 | BED SHEET, SANDARA GRAND, 4999, FLAT BED SHEET | 2414 | BEDS | BED SHEET | BED SHEET | NO MODIFIER | 52121513 | Bed spreads | Production Completed
TNG - SHO | UNSPSC Classification | SPC | SPC | OK | 2023-04-14 | 2023-04-17 |  | G_66962 | G_52121513-00-00116 | 52121513-00-00116 | BED SHEET, SERENEBUFF 4999 FLAT SHEET SET | 2414 | BEDS | BED SHEET | BED SHEET | NO MODIFIER | 52121513 | Bed spreads | Production Completed
TNG - SHO | UNSPSC Classification | SPC | SPC | OK | 2023-04-14 | 2023-04-17 |  | G_66909 | G_52121513-00-00094 | 52121513-00-00094 | BED SHEET, SET OF BED SHEET 100X160 CM+ 1 X PILLOWCASE 35X55 CM, MC ART PN: 055.002.01, ICE BLUE | 2414 | BEDS | BED SHEET | BED SHEET | NO MODIFIER | 52121513 | Bed spreads | Production Completed
TNG - SHO | UNSPSC Classification | SPC | SPC | OK | 2023-04-14 | 2023-04-17 |  | G_66902 | G_52121513-00-00101 | 52121513-00-00101 | BED SHEET, SET OF BED SHEET 100X160 CM+ 1 X PILLOWCASE 35X55 CM, MC ART PN: 055.003.01, PRINTED | 2414 | BEDS | BED SHEET | BED SHEET | NO MODIFIER | 52121513 | Bed spreads | Production Completed
TNG - SHO | UNSPSC Classification | SPC | SPC | OK | 2023-04-14 | 2023-04-17 |  | G_66912 | G_52121513-00-00104 | 52121513-00-00104 | BED SHEET, SET OF BED SHEET 150X260 CM+ 1 X PILLOWCASE WITH FLANGE 80X50 CM, MC ART PN: 028.005.01, PRINTED | 2414 | BEDS | BED SHEET | BED SHEET | NO MODIFIER | 52121513 | Bed spreads | Production Completed
TNG - SHO | UNSPSC Classification | SPC | SPC | OK | 2023-04-14 | 2023-04-17 |  | G_66901 | G_52121513-00-00098 | 52121513-00-00098 | BED SHEET, SET OF BED SHEET 150X260 CM+ 1 X PILLOWCASE WITHOUT FLANGE 80X50 CM, MC ART PN: 028.004.01, GREY | 2414 | BEDS | BED SHEET | BED SHEET | NO MODIFIER | 52121513 | Bed spreads | Production Completed
TNG - SHO | UNSPSC Classification | SPC | SPC | OK | 2023-04-14 | 2023-04-17 |  | G_66904 | G_52121513-00-00102 | 52121513-00-00102 | BED SHEET, SET OF BED SHEET 150X260 CM+ 1 X PILLOWCASE WITH FLANGE 80X50 CM, MC ART PN: 028.006.01, PRINTED | 2414 | BEDS | BED SHEET | BED SHEET | NO MODIFIER | 52121513 | Bed spreads | Production Completed
TNG - SHO | UNSPSC Classification | SPC | SPC | OK | 2023-04-14 | 2023-04-17 |  | G_66918 | G_52121513-00-00100 | 52121513-00-00100 | BED SHEET, SET OF BED SHEET 150X260 CM+ 1 X PILLOWCASE WITH FLANGE 80X50 CM, MC ART PN: 028.007.01, PRINTED | 2414 | BEDS | BED SHEET | BED SHEET | NO MODIFIER | 52121513 | Bed spreads | Production Completed
TNG - SHO | UNSPSC Classification | SPC | SPC | OK | 2023-04-14 | 2023-04-17 |  | G_66914 | G_52121513-00-00092 | 52121513-00-00092 | BED SHEET, SET OF BED SHEET 150X260 CM+ 1 X PILLOWCASE WITHOUT FLANGE 80X50 CM , MC ART PN: 028.001.01, WHITE | 2414 | BEDS | BED SHEET | BED SHEET | NO MODIFIER | 52121513 | Bed spreads | Production Completed
TNG - SHO | UNSPSC Classification | SPC | SPC | OK | 2023-04-14 | 2023-04-17 |  | G_66908 | G_52121513-00-00095 | 52121513-00-00095 | BED SHEET, SET OF BED SHEET 150X260 CM+ 1 X PILLOWCASE WITHOUT FLANGE 80X50 CM, MC ART PN: 028.002.01, INDIGO | 2414 | BEDS | BED SHEET | BED SHEET | NO MODIFIER | 52121513 | Bed spreads | Production Completed
TNG - SHO | UNSPSC Classification | SPC | SPC | OK | 2023-04-14 | 2023-04-17 |  | G_66911 | G_52121513-00-00106 | 52121513-00-00106 | BED SHEET, SET OF BED SHEET 150X260 CM+ 1 X PILLOWCASE WITHOUT FLANGE 80X50 CM, MC ART PN: 028.003.01, ICE BLUE | 2414 | BEDS | BED SHEET | BED SHEET | NO MODIFIER | 52121513 | Bed spreads | Production Completed
TNG - SHO | UNSPSC Classification | SPC | SPC | OK | 2023-04-14 | 2023-04-17 |  | G_66910 | G_52121513-00-00107 | 52121513-00-00107 | BED SHEET, SET OF BED SHEET 240X260 CM+ 2 X PILLOWCASE WITHOUT FLANGE80X50 CM, MC ART PN: 028.002.02, INDIGO | 2414 | BEDS | BED SHEET | BED SHEET | NO MODIFIER | 52121513 | Bed spreads | Production Completed
TNG - SHO | UNSPSC Classification | SPC | SPC | OK | 2023-04-14 | 2023-04-17 |  | G_66916 | G_52121513-00-00103 | 52121513-00-00103 | BED SHEET, SET OF BED SHEET 240X260 CM+ 2 X PILLOWCASE WITH FLANGE 80X50 CM, MC ART PN: 028.005.02, PRINTED | 2414 | BEDS | BED SHEET | BED SHEET | NO MODIFIER | 52121513 | Bed spreads | Production Completed
TNG - SHO | UNSPSC Classification | SPC | SPC | OK | 2023-04-14 | 2023-04-17 |  | G_66915 | G_52121513-00-00093 | 52121513-00-00093 | BED SHEET, SET OF BED SHEET 240X260 CM+ 2 X PILLOWCASE WITHOUT FLANGE 80X50 CM, MC ART PN: 028.004.02, GREY | 2414 | BEDS | BED SHEET | BED SHEET | NO MODIFIER | 52121513 | Bed spreads | Production Completed
TNG - SHO | UNSPSC Classification | SPC | SPC | OK | 2023-04-14 | 2023-04-17 |  | G_66917 | G_52121513-00-00097 | 52121513-00-00097 | BED SHEET, SET OF BED SHEET 240X260 CM+ 2 X PILLOWCASE WITH FLANGE 80X50 CM, MC ART PN: 028.006.02, PRINTED | 2414 | BEDS | BED SHEET | BED SHEET | NO MODIFIER | 52121513 | Bed spreads | Production Completed
TNG - SHO | UNSPSC Classification | SPC | SPC | OK | 2023-04-14 | 2023-04-17 |  | G_66920 | G_52121513-00-00099 | 52121513-00-00099 | BED SHEET, SET OF BED SHEET 240X260 CM+ 2 X PILLOWCASE WITH FLANGE 80X50 CM, MC ART PN: 028.007.02, PRINTED | 2414 | BEDS | BED SHEET | BED SHEET | NO MODIFIER | 52121513 | Bed spreads | Production Completed
TNG - SHO | UNSPSC Classification | SPC | SPC | OK | 2023-04-14 | 2023-04-17 |  | G_66907 | G_52121513-00-00096 | 52121513-00-00096 | BED SHEET, SET OF BED SHEET 240X260 CM+ 2 X PILLOWCASE WITHOUT FLANGE 80X50 CM, MC ART PN: 028.001.02, WHITE | 2414 | BEDS | BED SHEET | BED SHEET | NO MODIFIER | 52121513 | Bed spreads | Production Completed
TNG - SHO | UNSPSC Classification | SPC | SPC | OK | 2023-04-14 | 2023-04-17 |  | G_66900 | G_52121513-00-00105 | 52121513-00-00105 | BED SHEET, SET OF BED SHEET 240X260 CM+ 2 X PILLOWCASE WITHOUT FLANGE 80X50 CM, MC ART PN: 028.003.02, ICE BLUE | 2414 | BEDS | BED SHEET | BED SHEET | NO MODIFIER | 52121513 | Bed spreads | Production Completed
TNG - SHO | UNSPSC Classification | SPC | SPC | OK | 2023-04-14 | 2023-04-17 |  | G_66969 | G_52121513-00-00118 | 52121513-00-00118 | BED SHEET, SILVER COTTON SATIN FLATSHEET PLAIN | 2414 | BEDS | BED SHEET | BED SHEET | NO MODIFIER | 52121513 | Bed spreads | Production Completed
TNG - SHO | UNSPSC Classification | SPC | SPC | OK | 2023-04-14 | 2023-04-17 |  | G_66967 | G_52121513-00-00117 | 52121513-00-00117 | BED SHEET, STONE COTTON SATIN FLASHEET, PLAIN | 2414 | BEDS | BED SHEET | BED SHEET | NO MODIFIER | 52121513 | Bed spreads | Production Completed
TNG - SHO | UNSPSC Classification | SPC | SPC | OK | 2023-04-14 | 2023-04-17 |  | G_66939 | G_52121513-00-00108 | 52121513-00-00108 | BED SHEET, STONE COTTON SATIN FLAT SHEET PLAIN WITH 2 PILLOW COVERS | 2414 | BEDS | BED SHEET | BED SHEET | NO MODIFIER | 52121513 | Bed spreads | Production Completed
TNG - SHO | UNSPSC Classification | SPC | SPC | OK | 2023-04-14 | 2023-04-17 |  | G_66960 | G_52121513-00-00115 | 52121513-00-00115 | BED SHEET, WESTIN GREY 4999 FLAT SHEET SET | 2414 | BEDS | BED SHEET | BED SHEET | NO MODIFIER | 52121513 | Bed spreads | Production Completed
TNG - SHO | UNSPSC Classification | SPC | SPC | OK | 2023-04-14 | 2023-04-17 |  | G_66709 | G_52121513-00-00010 | 52121513-00-00010 | BED SHEET, WHITE, 104 X 62, 300 TC 60/60'S 12 MM STRIPE WITH 01 PILLOW COVERS | 2414 | BEDS | BED SHEET | BED SHEET | NO MODIFIER | 52121513 | Bed spreads | Production Completed
TNG - SHO | UNSPSC Classification | SPC | SPC | OK | 2023-04-14 | 2023-04-17 |  | G_66720 | G_52121513-00-00036 | 52121513-00-00036 | BED SHEET, WHITE, 108 X 100, 100% COTTON 200TC PLAIN PERCALE | 2414 | BEDS | BED SHEET | BED SHEET | NO MODIFIER | 52121513 | Bed spreads | Production Completed
TNG - SHO | UNSPSC Classification | SPC | SPC | OK | 2023-04-14 | 2023-04-17 |  | G_66716 | G_52121513-00-00038 | 52121513-00-00038 | BED SHEET, WHITE, 108 X 60, 100% COTTON 200TC PLAIN PERCALE | 2414 | BEDS | BED SHEET | BED SHEET | NO MODIFIER | 52121513 | Bed spreads | Production Completed
TNG - SHO | UNSPSC Classification | SPC | SPC | OK | 2023-04-14 | 2023-04-17 |  | G_66721 | G_52121513-00-00037 | 52121513-00-00037 | BED SHEET, WHITE, 108 X 90, 100% COTTON 200TC PLAIN PERCALE | 2414 | BEDS | BED SHEET | BED SHEET | NO MODIFIER | 52121513 | Bed spreads | Production Completed
TNG - SHO | UNSPSC Classification | SPC | SPC | OK | 2023-04-14 | 2023-04-17 |  | G_67001 | G_52121513-00-00134 | 52121513-00-00134 | BED SHEET, ZERLIN, FITTED, TEAL, SIZE: 90X200CM, 02803734 | 2414 | BEDS | BED SHEET | BED SHEET | NO MODIFIER | 52121513 | Bed spreads | Production Completed
TNG - SHO | UNSPSC Classification | SPC | SPC | OK | 2023-04-14 | 2023-04-17 |  | G_70356 | G_20121607-00-00058 | 20121607-00-00058 | BIT, BORING BIT, SIZE: 5.5 X 70 L | 208 | Mechanical Spares | BORING BIT | BIT | BORING | 27112800 | Tool attachments and accessories | Production Completed
TNG - SHO | UNSPSC Classification | SPC | SPC | OK | 2023-04-14 | 2023-04-17 |  | G_70181 | G_20121607-00-00059 | 20121607-00-00059 | BIT, BORING BIT, SIZE: 5.5 X 70 R | 208 | Mechanical Spares | BORING BIT | BIT | BORING | 27112800 | Tool attachments and accessories | Production Completed
TNG - SHO | UNSPSC Classification | SPC | SPC | OK | 2023-04-14 | 2023-04-17 |  | G_70407 | G_20121607-00-00056 | 20121607-00-00056 | BIT, COUNTERSINK BORING BIT, SIZE: 6 X 10 X 50 X 20 X 35 X 105 L | 208 | Mechanical Spares | BORING BIT | BIT | BORING | 27112800 | Tool attachments and accessories | Production Completed
TNG - SHO | UNSPSC Classification | SPC | SPC | OK | 2023-04-14 | 2023-04-17 |  | G_70173 | G_20121607-00-00057 | 20121607-00-00057 | BIT, COUNTERSINK BORING BIT, SIZE: 6 X 10 X 50 X 20 X 35 X 105 R | 208 | Mechanical Spares | BORING BIT | BIT | BORING | 27112800 | Tool attachments and accessories | Production Completed
TNG - SHO | UNSPSC Classification | SPC | SPC | OK | 2023-04-14 | 2023-04-17 |  | G_70180 | G_20121607-00-00055 | 20121607-00-00055 | BIT, COUNTERSINK BORING BIT, SIZE: 6 X 12 X 50 X 20 X 35 X 105 L | 208 | Mechanical Spares | BORING BIT | BIT | BORING | 27112800 | Tool attachments and accessories | Production Completed
TNG - SHO | UNSPSC Classification | SPC | SPC | OK | 2023-04-14 | 2023-04-17 |  | G_70204 | G_20121607-00-00066 | 20121607-00-00066 | BIT, COUNTERSINK BORING BIT, SIZE: 6 X 12 X 50 X 20 X 35 X 105 R | 208 | Mechanical Spares | BORING BIT | BIT | BORING | 27112800 | Tool attachments and accessories | Production Completed
TNG - SHO | UNSPSC Classification | SPC | SPC | OK | 2023-04-14 | 2023-04-17 |  | G_70420 | G_20121607-00-00061 | 20121607-00-00061 | BIT, COUNTERSINK BORING BIT, SIZE: 6 X 13 X 50 X 20 X 35 X 105 L | 208 | Mechanical Spares | BORING BIT | BIT | BORING | 27112800 | Tool attachments and accessories | Production Completed
TNG - SHO | UNSPSC Classification | SPC | SPC | OK | 2023-04-14 | 2023-04-17 |  | G_70225 | G_20121607-00-00063 | 20121607-00-00063 | BIT, COUNTERSINK BORING BIT, SIZE: 6 X 13 X 50 X 20 X 35 X 105 R | 208 | Mechanical Spares | BORING BIT | BIT | BORING | 27112800 | Tool attachments and accessories | Production Completed
TNG - SHO | UNSPSC Classification | SPC | SPC | OK | 2023-04-14 | 2023-04-17 |  | G_70172 | G_20121607-00-00068 | 20121607-00-00068 | BIT, COUNTERSINK BORING BIT, SIZE: 6 X 15 X 50 X 20 X 35 X 105 L | 208 | Mechanical Spares | BORING BIT | BIT | BORING | 27112800 | Tool attachments and accessories | Production Completed
TNG - SHO | UNSPSC Classification | SPC | SPC | OK | 2023-04-14 | 2023-04-17 |  | G_70406 | G_20121607-00-00064 | 20121607-00-00064 | BIT, COUNTERSINK BORING BIT, SIZE: 6 X 15 X 50 X 20 X 35 X 105 R | 208 | Mechanical Spares | BORING BIT | BIT | BORING | 27112800 | Tool attachments and accessories | Production Completed
TNG - SHO | UNSPSC Classification | SPC | SPC | OK | 2023-04-14 | 2023-04-17 |  | G_70405 | G_20121607-00-00054 | 20121607-00-00054 | BIT, COUNTERSINK BORING BIT, SIZE: 7 X 10 X 50 X 20 X 35 X 105 L | 208 | Mechanical Spares | BORING BIT | BIT | BORING | 27112800 | Tool attachments and accessories | Production Completed
TNG - SHO | UNSPSC Classification | SPC | SPC | OK | 2023-04-14 | 2023-04-17 |  | G_70355 | G_20121607-00-00065 | 20121607-00-00065 | BIT, COUNTERSINK BORING BIT, SIZE: 7 X 10 X 50 X 20 X 35 X 105 R | 208 | Mechanical Spares | BORING BIT | BIT | BORING | 27112800 | Tool attachments and accessories | Production Completed
TNG - SHO | UNSPSC Classification | SPC | SPC | OK | 2023-04-14 | 2023-04-17 |  | G_70419 | G_20121607-00-00053 | 20121607-00-00053 | BIT, COUNTERSINK BORING BIT, SIZE: 7 X 12 X 50 X 20 X 35 X 105 L | 208 | Mechanical Spares | BORING BIT | BIT | BORING | 27112800 | Tool attachments and accessories | Production Completed
TNG - SHO | UNSPSC Classification | SPC | SPC | OK | 2023-04-14 | 2023-04-17 |  | G_70171 | G_20121607-00-00060 | 20121607-00-00060 | BIT, COUNTERSINK BORING BIT, SIZE: 7 X 12 X 50 X 20 X 35 X 105 R | 208 | Mechanical Spares | BORING BIT | BIT | BORING | 27112800 | Tool attachments and accessories | Production Completed
TNG - SHO | UNSPSC Classification | SPC | SPC | OK | 2023-04-14 | 2023-04-17 |  | G_70354 | G_20121607-00-00062 | 20121607-00-00062 | BIT, COUNTERSINK BORING BIT, SIZE: 7 X 13 X 50 X 20 X 35 X 105 L | 208 | Mechanical Spares | BORING BIT | BIT | BORING | 27112800 | Tool attachments and accessories | Production Completed
TNG - SHO | UNSPSC Classification | SPC | SPC | OK | 2023-04-14 | 2023-04-17 |  | G_70418 | G_20121607-00-00067 | 20121607-00-00067 | BIT, COUNTERSINK BORING BIT, SIZE: 7 X 13 X 50 X 20 X 35 X 105 R | 208 | Mechanical Spares | BORING BIT | BIT | BORING | 27112800 | Tool attachments and accessories | Production Completed
TNG - SHO | UNSPSC Classification | SPC | SPC | OK | 2023-04-14 | 2023-04-17 |  | G_70170 | G_20121607-00-00069 | 20121607-00-00069 | BIT, COUNTERSINK BORING BIT, SIZE: 7 X 15 X 50 X 20 X 35 X 105 L | 208 | Mechanical Spares | BORING BIT | BIT | BORING | 27112800 | Tool attachments and accessories | Production Completed
TNG - SHO | UNSPSC Classification | SPC | SPC | OK | 2023-04-14 | 2023-04-17 |  | G_70404 | G_20121607-00-00070 | 20121607-00-00070 | BIT, COUNTERSINK BORING BIT, SIZE: 7 X 15 X 50 X 20 X 35 X 105 R | 208 | Mechanical Spares | BORING BIT | BIT | BORING | 27112800 | Tool attachments and accessories | Production Completed
TNG - SHO | UNSPSC Classification | SPC | SPC | OK | 2023-04-14 | 2023-04-17 |  | G_72143 | G_39131706-00-00118 | 39131706-00-00118 | CONDUIT, (SCRAP ITEMS) | 190 | Rigid PVC Conduit Pipes | CONDUIT | CONDUIT | NO MODIFIER | 39131706 | Electrical conduit | Production Completed
TNG - SHO | UNSPSC Classification | SPC | SPC | OK | 2023-04-14 | 2023-04-17 |  | G_72152 | G_39131706-00-00126 | 39131706-00-00126 | CONDUIT, 16 MM CONDUCTIVE CONDUIT (BHFS-5-16A/80), FOR MULTI FUNCTIONAL HOIST, MODEL : SMH 200L, MAKE : SPARTAN | 190 | Rigid PVC Conduit Pipes | CONDUIT | CONDUIT | NO MODIFIER | 39131706 | Electrical conduit | Production Completed
TNG - SHO | UNSPSC Classification | SPC | SPC | OK | 2023-04-14 | 2023-04-17 |  | G_73079 | G_39131706-00-00128 | 39131706-00-00128 | CONDUIT, 16 MM CONDUIT FASTNER, FOR MULTI FUNCTIONAL HOIST, MODEL : SMH 200L, MAKE : SPARTAN, PT-NO : EL001235 | 999 | Swimming pool accessories | CONDUIT | CONDUIT | NO MODIFIER | 39131706 | Electrical conduit | Production Completed
TNG - SHO | UNSPSC Classification | SPC | SPC | OK | 2023-04-14 | 2023-04-17 |  | G_72049 | G_39131706-11-00032 | 39131706-11-00032 | CONDUIT, 16 MM DIA X 2 MM THK, PVC | 190 | Rigid PVC Conduit Pipes | CONDUIT | CONDUIT | NO MODIFIER | 39131706 | Electrical conduit | Production Completed
TNG - SHO | UNSPSC Classification | SPC | SPC | OK | 2023-04-14 | 2023-04-17 |  | G_73160 | G_39131706-00-00127 | 39131706-00-00127 | CONDUIT, 16 MM INPUT CONDUIT OR JUNCTION, FOR MULTI FUNCTIONAL HOIST, MODEL : SMH 200L, MAKE : SPARTAN, PT-NO : EL001234 | 999 | Swimming pool accessories | CONDUIT | CONDUIT | NO MODIFIER | 39131706 | Electrical conduit | Production Completed
TNG - SHO | UNSPSC Classification | SPC | SPC | OK | 2023-04-14 | 2023-04-17 |  | G_72086 | G_39131706-00-00079 | 39131706-00-00079 | CONDUIT, 19 MM DIA, MILD STEEL, BLACK ENAMELED, 14 SWG | 190 | Rigid PVC Conduit Pipes | CONDUIT | CONDUIT | NO MODIFIER | 39131706 | Electrical conduit | Production Completed
TNG - SHO | UNSPSC Classification | SPC | SPC | OK | 2023-04-14 | 2023-04-17 |  | G_72039 | G_39131706-11-00026 | 39131706-11-00026 | CONDUIT, 20 MM DIA X 2 MM THK, PVC | 190 | Rigid PVC Conduit Pipes | CONDUIT | CONDUIT | NO MODIFIER | 39131706 | Electrical conduit | Production Completed
TNG - SHO | UNSPSC Classification | SPC | SPC | OK | 2023-04-14 | 2023-04-17 |  | G_72131 | G_39131706-00-00105 | 39131706-00-00105 | CONDUIT, 20MM DIA X 2MM THICK, PVC, BLUE | 190 | Rigid PVC Conduit Pipes | CONDUIT | CONDUIT | NO MODIFIER | 39131706 | Electrical conduit | Production Completed
TNG - SHO | UNSPSC Classification | SPC | SPC | OK | 2023-04-14 | 2023-04-17 |  | G_72128 | G_39131706-00-00107 | 39131706-00-00107 | CONDUIT, 20MM DIA X 2MM THICK, PVC, GREY | 190 | Rigid PVC Conduit Pipes | CONDUIT | CONDUIT | NO MODIFIER | 39131706 | Electrical conduit | Production Completed
TNG - SHO | UNSPSC Classification | SPC | SPC | OK | 2023-04-14 | 2023-04-17 |  | G_72129 | G_39131706-00-00106 | 39131706-00-00106 | CONDUIT, 20MM DIA X 2MM THICK, PVC, IVORY | 190 | Rigid PVC Conduit Pipes | CONDUIT | CONDUIT | NO MODIFIER | 39131706 | Electrical conduit | Production Completed
TNG - SHO | UNSPSC Classification | SPC | SPC | OK | 2023-04-14 | 2023-04-17 |  | G_72122 | G_39131706-00-00108 | 39131706-00-00108 | CONDUIT, 20MM DIA X 2MM THICK, PVC, RED | 190 | Rigid PVC Conduit Pipes | CONDUIT | CONDUIT | NO MODIFIER | 39131706 | Electrical conduit | Production Completed
TNG - SHO | UNSPSC Classification | SPC | SPC | OK | 2023-04-14 | 2023-04-17 |  | G_73115 | G_39131706-00-00120 | 39131706-00-00120 | CONDUIT, 20MM, PVC, OVAL TYPE | 999 | Swimming pool accessories | CONDUIT | CONDUIT | NO MODIFIER | 39131706 | Electrical conduit | Production Completed
TNG - SHO | UNSPSC Classification | SPC | SPC | OK | 2023-04-14 | 2023-04-17 |  | G_72151 | G_39131706-00-00121 | 39131706-00-00121 | CONDUIT, 20MM, PVC, OVAL TYPE, 10MM THK | 190 | Rigid PVC Conduit Pipes | CONDUIT | CONDUIT | NO MODIFIER | 39131706 | Electrical conduit | Production Completed
TNG - SHO | UNSPSC Classification | SPC | SPC | OK | 2023-04-14 | 2023-04-17 |  | G_72040 | G_39131706-11-00027 | 39131706-11-00027 | CONDUIT, 25 MM DIA X 2 MM THK, PVC | 190 | Rigid PVC Conduit Pipes | CONDUIT | CONDUIT | NO MODIFIER | 39131706 | Electrical conduit | Production Completed
TNG - SHO | UNSPSC Classification | SPC | SPC | OK | 2023-04-14 | 2023-04-17 |  | G_72090 | G_39131706-00-00072 | 39131706-00-00072 | CONDUIT, 25 MM DIA, 2 MM THK, G.I | 190 | Rigid PVC Conduit Pipes | CONDUIT | CONDUIT | NO MODIFIER | 39131706 | Electrical conduit | Production Completed
TNG - SHO | UNSPSC Classification | SPC | SPC | OK | 2023-04-14 | 2023-04-17 |  | G_72054 | G_39131706-11-00038 | 39131706-11-00038 | CONDUIT, 25 MM DIA, MILD STEEL, BLACK ENAMELED, 16 SWG | 190 | Rigid PVC Conduit Pipes | CONDUIT | CONDUIT | NO MODIFIER | 39131706 | Electrical conduit | Production Completed
TNG - SHO | UNSPSC Classification | SPC | SPC | OK | 2023-04-14 | 2023-04-17 |  | G_72097 | G_39131706-00-00073 | 39131706-00-00073 | CONDUIT, 25 MM, 16 SWG, G.I | 190 | Rigid PVC Conduit Pipes | CONDUIT | CONDUIT | NO MODIFIER | 39131706 | Electrical conduit | Production Completed
TNG - SHO | UNSPSC Classification | SPC | SPC | OK | 2023-04-14 | 2023-04-17 |  | G_72121 | G_39131706-00-00103 | 39131706-00-00103 | CONDUIT, 25MM DIA X 2MM THICK, PVC, BLUE | 190 | Rigid PVC Conduit Pipes | CONDUIT | CONDUIT | NO MODIFIER | 39131706 | Electrical conduit | Production Completed
TNG - SHO | UNSPSC Classification | SPC | SPC | OK | 2023-04-14 | 2023-04-17 |  | G_72130 | G_39131706-00-00102 | 39131706-00-00102 | CONDUIT, 25MM DIA X 2MM THICK, PVC, GREY | 190 | Rigid PVC Conduit Pipes | CONDUIT | CONDUIT | NO MODIFIER | 39131706 | Electrical conduit | Production Completed
TNG - SHO | UNSPSC Classification | SPC | SPC | OK | 2023-04-14 | 2023-04-17 |  | G_72132 | G_39131706-00-00104 | 39131706-00-00104 | CONDUIT, 25MM DIA X 2MM THICK, PVC, IVORY | 190 | Rigid PVC Conduit Pipes | CONDUIT | CONDUIT | NO MODIFIER | 39131706 | Electrical conduit | Production Completed
TNG - SHO | UNSPSC Classification | SPC | SPC | OK | 2023-04-14 | 2023-04-17 |  | G_72133 | G_39131706-00-00109 | 39131706-00-00109 | CONDUIT, 25MM DIA X 2MM THICK, PVC, RED | 190 | Rigid PVC Conduit Pipes | CONDUIT | CONDUIT | NO MODIFIER | 39131706 | Electrical conduit | Production Completed
TNG - SHO | UNSPSC Classification | SPC | SPC | OK | 2023-04-14 | 2023-04-17 |  | G_72167 | G_39131706-00-00131 | 39131706-00-00131 | CONDUIT, 25MM DIA, FLEXIBLE, MILD STEEL | 190 | Rigid PVC Conduit Pipes | CONDUIT | CONDUIT | NO MODIFIER | 39131706 | Electrical conduit | Production Completed
TNG - SHO | UNSPSC Classification | SPC | SPC | OK | 2023-04-14 | 2023-04-17 |  | G_72041 | G_39131706-11-00028 | 39131706-11-00028 | CONDUIT, 32 MM DIA X 2 MM THK, PVC | 190 | Rigid PVC Conduit Pipes | CONDUIT | CONDUIT | NO MODIFIER | 39131706 | Electrical conduit | Production Completed
TNG - SHO | UNSPSC Classification | SPC | SPC | OK | 2023-04-14 | 2023-04-17 |  | G_72081 | G_39131706-00-00054 | 39131706-00-00054 | CONDUIT, 32 MM DIA, GALVANIZED IRON | 190 | Rigid PVC Conduit Pipes | CONDUIT | CONDUIT | NO MODIFIER | 39131706 | Electrical conduit | Production Completed
TNG - SHO | UNSPSC Classification | SPC | SPC | OK | 2023-04-14 | 2023-04-17 |  | G_72096 | G_39131706-00-00078 | 39131706-00-00078 | CONDUIT, 32 MM X 2 MM THK, G.I | 190 | Rigid PVC Conduit Pipes | CONDUIT | CONDUIT | NO MODIFIER | 39131706 | Electrical conduit | Production Completed
TNG - SHO | UNSPSC Classification | SPC | SPC | OK | 2023-04-14 | 2023-04-17 |  | G_72094 | G_39131706-00-00075 | 39131706-00-00075 | CONDUIT, 32 MM, 16 SWG, G.I | 190 | Rigid PVC Conduit Pipes | CONDUIT | CONDUIT | NO MODIFIER | 39131706 | Electrical conduit | Production Completed
TNG - SHO | UNSPSC Classification | SPC | SPC | OK | 2023-04-14 | 2023-04-17 |  | G_72042 | G_39131706-11-00029 | 39131706-11-00029 | CONDUIT, 40 MM DIA X 2 MM THK, PVC | 190 | Rigid PVC Conduit Pipes | CONDUIT | CONDUIT | NO MODIFIER | 39131706 | Electrical conduit | Production Completed
TNG - SHO | UNSPSC Classification | SPC | SPC | OK | 2023-04-14 | 2023-04-17 |  | G_72098 | G_39131706-00-00074 | 39131706-00-00074 | CONDUIT, 40MM, 16 SWG, G.I | 190 | Rigid PVC Conduit Pipes | CONDUIT | CONDUIT | NO MODIFIER | 39131706 | Electrical conduit | Production Completed
TNG - SHO | UNSPSC Classification | SPC | SPC | OK | 2023-04-14 | 2023-04-17 |  | G_72043 | G_39131706-11-00030 | 39131706-11-00030 | CONDUIT, 50 MM DIA X 2 MM THK, PVC | 190 | Rigid PVC Conduit Pipes | CONDUIT | CONDUIT | NO MODIFIER | 39131706 | Electrical conduit | Production Completed
TNG - SHO | UNSPSC Classification | SPC | SPC | OK | 2023-04-14 | 2023-04-17 |  | G_72750 | G_39131706-00-00095 | 39131706-00-00095 | CONDUIT, CABLE (FLEXIBLE HOSE), 2M LONG, MAKE: ASTRAL | 999 | Swimming pool accessories | CONDUIT | CONDUIT | NO MODIFIER | 39131706 | Electrical conduit | Production Completed
TNG - SHO | UNSPSC Classification | SPC | SPC | OK | 2023-04-14 | 2023-04-17 |  | G_72741 | G_39131706-00-00083 | 39131706-00-00083 | CONDUIT, CABLE(FLEXIBLE HOUSE), 2 M LONG , MAKE : PENTAIR ,CODE : 28138 | 999 | Swimming pool accessories | CONDUIT | CONDUIT | NO MODIFIER | 39131706 | Electrical conduit | Production Completed
TNG - SHO | UNSPSC Classification | SPC | SPC | OK | 2023-04-14 | 2023-04-17 |  | G_72604 | G_39131706-11-00033 | 39131706-11-00033 | CONDUIT, CABLE, 1 M LG , 28138 | 999 | Swimming pool accessories | CONDUIT | CONDUIT | NO MODIFIER | 39131706 | Electrical conduit | Production Completed
TNG - SHO | UNSPSC Classification | SPC | SPC | OK | 2023-04-14 | 2023-04-17 |  | G_73200 | G_39131706-00-00116 | 39131706-00-00116 | CONDUIT, CABLE, 1 M LG, MAKE : AQVA STAR | 999 | Swimming pool accessories | CONDUIT | CONDUIT | NO MODIFIER | 39131706 | Electrical conduit | Production Completed
TNG - SHO | UNSPSC Classification | SPC | SPC | OK | 2023-04-14 | 2023-04-17 |  | G_72630 | G_39131706-00-00048 | 39131706-00-00048 | CONDUIT, CABLE, MAKE : CERTIKIN, CATALOUGE CODE : SPC465M | 999 | Swimming pool accessories | CONDUIT | CONDUIT | NO MODIFIER | 39131706 | Electrical conduit | Production Completed
TNG - SHO | UNSPSC Classification | SPC | SPC | OK | 2023-04-14 | 2023-04-17 |  | G_73246 | G_39131706-00-00130 | 39131706-00-00130 | CONDUIT, CABLE, MAKE: CERTIKIN, CODE: SPC265M | 999 | Swimming pool accessories | CONDUIT | CONDUIT | NO MODIFIER | 39131706 | Electrical conduit | Production Completed
TNG - SHO | UNSPSC Classification | SPC | SPC | OK | 2023-04-14 | 2023-04-17 |  | G_72839 | G_39131706-00-00096 | 39131706-00-00096 | CONDUIT, CABLE,1 M LONG, MAKE : CERTIKIN, CODE : SPC266N | 999 | Swimming pool accessories | CONDUIT | CONDUIT | NO MODIFIER | 39131706 | Electrical conduit | Production Completed
TNG - SHO | UNSPSC Classification | SPC | SPC | OK | 2023-04-14 | 2023-04-17 |  | G_72037 | G_39131706-11-00023 | 39131706-11-00023 | CONDUIT, FLEXIBLE, 20 MM DIA | 190 | Rigid PVC Conduit Pipes | CONDUIT | CONDUIT | NO MODIFIER | 39131706 | Electrical conduit | Production Completed
TNG - SHO | UNSPSC Classification | SPC | SPC | OK | 2023-04-14 | 2023-04-17 |  | G_72079 | G_39131706-00-00052 | 39131706-00-00052 | CONDUIT, FLEXIBLE, 20 MM DIA, GALVANIZED IRON | 190 | Rigid PVC Conduit Pipes | CONDUIT | CONDUIT | NO MODIFIER | 39131706 | Electrical conduit | Production Completed
TNG - SHO | UNSPSC Classification | SPC | SPC | OK | 2023-04-14 | 2023-04-17 |  | G_72035 | G_39131706-11-00018 | 39131706-11-00018 | CONDUIT, FLEXIBLE, 25 MM DIA | 190 | Rigid PVC Conduit Pipes | CONDUIT | CONDUIT | NO MODIFIER | 39131706 | Electrical conduit | Production Completed
TNG - SHO | UNSPSC Classification | SPC | SPC | OK | 2023-04-14 | 2023-04-17 |  | G_72051 | G_39131706-11-00036 | 39131706-11-00036 | CONDUIT, FLEXIBLE, 25 MM DIA, GALVANIZED IRON | 190 | Rigid PVC Conduit Pipes | CONDUIT | CONDUIT | NO MODIFIER | 39131706 | Electrical conduit | Production Completed
TNG - SHO | UNSPSC Classification | SPC | SPC | OK | 2023-04-14 | 2023-04-17 |  | G_72038 | G_39131706-11-00025 | 39131706-11-00025 | CONDUIT, FLEXIBLE, 32 MM DIA | 190 | Rigid PVC Conduit Pipes | CONDUIT | CONDUIT | NO MODIFIER | 39131706 | Electrical conduit | Production Completed
TNG - SHO | UNSPSC Classification | SPC | SPC | OK | 2023-04-14 | 2023-04-17 |  | G_72046 | G_39131706-11-00009 | 39131706-11-00009 | CONDUIT, FLEXIBLE, 40 MM DIA | 190 | Rigid PVC Conduit Pipes | CONDUIT | CONDUIT | NO MODIFIER | 39131706 | Electrical conduit | Production Completed
TNG - SHO | UNSPSC Classification | SPC | SPC | OK | 2023-04-14 | 2023-04-17 |  | G_72036 | G_39131706-11-00019 | 39131706-11-00019 | CONDUIT, FLEXIBLE, 50 MM DIA | 190 | Rigid PVC Conduit Pipes | CONDUIT | CONDUIT | NO MODIFIER | 39131706 | Electrical conduit | Production Completed
TNG - SHO | UNSPSC Classification | SPC | SPC | OK | 2023-04-14 | 2023-04-17 |  | G_72085 | G_39131706-00-00077 | 39131706-00-00077 | CONDUIT, FLEXIBLE,19 MM DIA | 190 | Rigid PVC Conduit Pipes | CONDUIT | CONDUIT | NO MODIFIER | 39131706 | Electrical conduit | Production Completed
TNG - SHO | UNSPSC Classification | SPC | SPC | OK | 2023-04-14 | 2023-04-17 |  | G_72788 | G_39131706-00-00087 | 39131706-00-00087 | CONDUIT, FOR ABOVE LIGHT, MAKE: PENTAIR | 999 | Swimming pool accessories | CONDUIT | CONDUIT | NO MODIFIER | 39131706 | Electrical conduit | Production Completed
TNG - SHO | UNSPSC Classification | SPC | SPC | OK | 2023-04-14 | 2023-04-17 |  | G_73162 | G_39131706-00-00122 | 39131706-00-00122 | CONDUIT, FOR LIGHT, 15W-12 V, MAKE: AQVA STAR, CODE: ASCC | 999 | Swimming pool accessories | CONDUIT | CONDUIT | NO MODIFIER | 39131706 | Electrical conduit | Production Completed
TNG - SHO | UNSPSC Classification | SPC | SPC | OK | 2023-04-14 | 2023-04-17 |  | G_73063 | G_39131706-00-00119 | 39131706-00-00119 | CONDUIT, FOR THE LED LIGHTS, MAKE: AQUA STAR, MODEL : ASFC | 999 | Swimming pool accessories | CONDUIT | CONDUIT | NO MODIFIER | 39131706 | Electrical conduit | Production Completed
TNG - SHO | UNSPSC Classification | SPC | SPC | OK | 2023-04-14 | 2023-04-17 |  | G_72762 | G_39131706-00-00084 | 39131706-00-00084 | CONDUIT, FOR UNDER WATER MINI LIGHT 6W/12V, MAKE : PENTAIR | 999 | Swimming pool accessories | CONDUIT | CONDUIT | NO MODIFIER | 39131706 | Electrical conduit | Production Completed
TNG - SHO | UNSPSC Classification | SPC | SPC | OK | 2023-04-14 | 2023-04-17 |  | G_72058 | G_39131706-00-00002 | 39131706-00-00002 | CONDUIT, GI, 20 MM | 190 | Rigid PVC Conduit Pipes | CONDUIT | CONDUIT | NO MODIFIER | 39131706 | Electrical conduit | Production Completed
TNG - SHO | UNSPSC Classification | SPC | SPC | OK | 2023-04-14 | 2023-04-17 |  | G_72057 | G_39131706-00-00001 | 39131706-00-00001 | CONDUIT, GI, 40 MM DIA, 2.2 MM THK | 190 | Rigid PVC Conduit Pipes | CONDUIT | CONDUIT | NO MODIFIER | 39131706 | Electrical conduit | Production Completed
TNG - SHO | UNSPSC Classification | SPC | SPC | OK | 2023-04-14 | 2023-04-17 |  | G_73103 | G_39131706-00-00117 | 39131706-00-00117 | CONDUIT, LED, NICHE, WALL LIGHT, ABS, MAKE: AQVA STAR, CODE:ASWC | 999 | Swimming pool accessories | CONDUIT | CONDUIT | NO MODIFIER | 39131706 | Electrical conduit | Production Completed
TNG - SHO | UNSPSC Classification | SPC | SPC | OK | 2023-04-14 | 2023-04-17 |  | G_72125 | G_39131706-00-00101 | 39131706-00-00101 | CONDUIT, PIPE FOR WALL PANEL CONNECTIONS | 190 | Rigid PVC Conduit Pipes | CONDUIT | CONDUIT | NO MODIFIER | 39131706 | Electrical conduit | Production Completed
TNG - SHO | UNSPSC Classification | SPC | SPC | OK | 2023-04-14 | 2023-04-17 |  | G_72070 | G_39131706-00-00013 | 39131706-00-00013 | CONDUIT, PVC, 16 MM DIA, ISI, HEAVY DUTY, BLACK COLOUR | 190 | Rigid PVC Conduit Pipes | CONDUIT | CONDUIT | NO MODIFIER | 39131706 | Electrical conduit | Production Completed
TNG - SHO | UNSPSC Classification | SPC | SPC | OK | 2023-04-14 | 2023-04-17 |  | G_72072 | G_39131706-00-00037 | 39131706-00-00037 | CONDUIT, PVC, 19 MM DIA X 2 MM THK | 190 | Rigid PVC Conduit Pipes | CONDUIT | CONDUIT | NO MODIFIER | 39131706 | Electrical conduit | Production Completed
TNG - SHO | UNSPSC Classification | SPC | SPC | OK | 2023-04-14 | 2023-04-17 |  | G_72064 | G_39131706-00-00025 | 39131706-00-00025 | CONDUIT, PVC, 20 MM DIA, ISI, HEAVY DUTY, BLACK COLOUR | 190 | Rigid PVC Conduit Pipes | CONDUIT | CONDUIT | NO MODIFIER | 39131706 | Electrical conduit | Production Completed
TNG - SHO | UNSPSC Classification | SPC | SPC | OK | 2023-04-14 | 2023-04-17 |  | G_72068 | G_39131706-00-00018 | 39131706-00-00018 | CONDUIT, PVC, 20 MM DIA, ISI, HEAVY DUTY, BLUE COLOUR | 190 | Rigid PVC Conduit Pipes | CONDUIT | CONDUIT | NO MODIFIER | 39131706 | Electrical conduit | Production Completed
TNG - SHO | UNSPSC Classification | SPC | SPC | OK | 2023-04-14 | 2023-04-17 |  | G_72066 | G_39131706-00-00024 | 39131706-00-00024 | CONDUIT, PVC, 20 MM DIA, ISI, HEAVY DUTY, RED COLOUR | 190 | Rigid PVC Conduit Pipes | CONDUIT | CONDUIT | NO MODIFIER | 39131706 | Electrical conduit | Production Completed
TNG - SHO | UNSPSC Classification | SPC | SPC | OK | 2023-04-14 | 2023-04-17 |  | G_72080 | G_39131706-00-00059 | 39131706-00-00059 | CONDUIT, PVC, 20 MM DIA, ISI, HEAVY DUTY, WHITE COLOUR | 190 | Rigid PVC Conduit Pipes | CONDUIT | CONDUIT | NO MODIFIER | 39131706 | Electrical conduit | Production Completed
TNG - SHO | UNSPSC Classification | SPC | SPC | OK | 2023-04-14 | 2023-04-17 |  | G_72147 | G_39131706-00-00111 | 39131706-00-00111 | CONDUIT, PVC, 20 MM DIA, ISI, MEDIUM DUTY, BLACK COLOR | 190 | Rigid PVC Conduit Pipes | CONDUIT | CONDUIT | NO MODIFIER | 39131706 | Electrical conduit | Production Completed
TNG - SHO | UNSPSC Classification | SPC | SPC | OK | 2023-04-14 | 2023-04-17 |  | G_72063 | G_39131706-00-00028 | 39131706-00-00028 | CONDUIT, PVC, 25 MM DIA, ISI, HEAVY DUTY, BLACK COLOUR | 190 | Rigid PVC Conduit Pipes | CONDUIT | CONDUIT | NO MODIFIER | 39131706 | Electrical conduit | Production Completed
TNG - SHO | UNSPSC Classification | SPC | SPC | OK | 2023-04-14 | 2023-04-17 |  | G_72065 | G_39131706-00-00023 | 39131706-00-00023 | CONDUIT, PVC, 25 MM DIA, ISI, HEAVY DUTY, BLUE COLOUR | 190 | Rigid PVC Conduit Pipes | CONDUIT | CONDUIT | NO MODIFIER | 39131706 | Electrical conduit | Production Completed
TNG - SHO | UNSPSC Classification | SPC | SPC | OK | 2023-04-14 | 2023-04-17 |  | G_72069 | G_39131706-00-00017 | 39131706-00-00017 | CONDUIT, PVC, 25 MM DIA, ISI, HEAVY DUTY, BROWN COLOUR | 190 | Rigid PVC Conduit Pipes | CONDUIT | CONDUIT | NO MODIFIER | 39131706 | Electrical conduit | Production Completed
TNG - SHO | UNSPSC Classification | SPC | SPC | OK | 2023-04-14 | 2023-04-17 |  | G_72073 | G_39131706-00-00038 | 39131706-00-00038 | CONDUIT, PVC, 25 MM DIA, ISI, HEAVY DUTY, WHITE COLOUR | 190 | Rigid PVC Conduit Pipes | CONDUIT | CONDUIT | NO MODIFIER | 39131706 | Electrical conduit | Production Completed
TNG - SHO | UNSPSC Classification | SPC | SPC | OK | 2023-04-14 | 2023-04-17 |  | G_72141 | G_39131706-00-00112 | 39131706-00-00112 | CONDUIT, PVC, 25 MM DIA, ISI, MEDIUM DUTY, BLACK COLOR | 190 | Rigid PVC Conduit Pipes | CONDUIT | CONDUIT | NO MODIFIER | 39131706 | Electrical conduit | Production Completed
TNG - SHO | UNSPSC Classification | SPC | SPC | OK | 2023-04-14 | 2023-04-17 |  | G_72146 | G_39131706-00-00110 | 39131706-00-00110 | CONDUIT, PVC, 25 MM DIA, ISI, MEDIUM DUTY, GREEN COLOR | 190 | Rigid PVC Conduit Pipes | CONDUIT | CONDUIT | NO MODIFIER | 39131706 | Electrical conduit | Production Completed
TNG - SHO | UNSPSC Classification | SPC | SPC | OK | 2023-04-14 | 2023-04-17 |  | G_72105 | G_39131706-00-00090 | 39131706-00-00090 | CONDUIT, PVC, 25MM DIA, ISI, HEAVY DUTY , IVORY COLOR | 190 | Rigid PVC Conduit Pipes | CONDUIT | CONDUIT | NO MODIFIER | 39131706 | Electrical conduit | Production Completed
TNG - SHO | UNSPSC Classification | SPC | SPC | OK | 2023-04-14 | 2023-04-17 |  | G_72100 | G_39131706-00-00088 | 39131706-00-00088 | CONDUIT, PVC, 25MM DIA, ISI, HEAVY DUTY,GREY COLOR | 190 | Rigid PVC Conduit Pipes | CONDUIT | CONDUIT | NO MODIFIER | 39131706 | Electrical conduit | Production Completed
TNG - SHO | UNSPSC Classification | SPC | SPC | OK | 2023-04-14 | 2023-04-17 |  | G_72145 | G_39131706-00-00113 | 39131706-00-00113 | CONDUIT, PVC, 32 MM DIA, ISI, HEAVY DUTY, GREY COLOUR | 190 | Rigid PVC Conduit Pipes | CONDUIT | CONDUIT | NO MODIFIER | 39131706 | Electrical conduit | Production Completed
TNG - SHO | UNSPSC Classification | SPC | SPC | OK | 2023-04-14 | 2023-04-17 |  | G_72101 | G_39131706-00-00093 | 39131706-00-00093 | CONDUIT, PVC, 32 MM DIA, ISI, HEAVY DUTY,BLACK COLOR | 190 | Rigid PVC Conduit Pipes | CONDUIT | CONDUIT | NO MODIFIER | 39131706 | Electrical conduit | Production Completed
TNG - SHO | UNSPSC Classification | SPC | SPC | OK | 2023-04-14 | 2023-04-17 |  | G_72071 | G_39131706-00-00009 | 39131706-00-00009 | CONDUIT, PVC, 32 MM DIA, ISI, MEDIUM DUTY, BLACK COLOUR | 190 | Rigid PVC Conduit Pipes | CONDUIT | CONDUIT | NO MODIFIER | 39131706 | Electrical conduit | Production Completed
TNG - SHO | UNSPSC Classification | SPC | SPC | OK | 2023-04-14 | 2023-04-17 |  | G_72074 | G_39131706-00-00058 | 39131706-00-00058 | CONDUIT, PVC, 32 MM DIA, ISI, MEDIUM DUTY, WHITE COLOUR | 190 | Rigid PVC Conduit Pipes | CONDUIT | CONDUIT | NO MODIFIER | 39131706 | Electrical conduit | Production Completed
TNG - SHO | UNSPSC Classification | SPC | SPC | OK | 2023-04-14 | 2023-04-17 |  | G_72150 | G_39131706-00-00125 | 39131706-00-00125 | CONDUIT, PVC, 40 MM DIA, ISI, HEAVY DUTY, BLACK COLOUR | 190 | Rigid PVC Conduit Pipes | CONDUIT | CONDUIT | NO MODIFIER | 39131706 | Electrical conduit | Production Completed
TNG - SHO | UNSPSC Classification | SPC | SPC | OK | 2023-04-14 | 2023-04-17 |  | G_72106 | G_39131706-00-00091 | 39131706-00-00091 | CONDUIT, PVC, 40 MM DIA, ISI, MEDIUM DUTY , IVORY COLOR | 190 | Rigid PVC Conduit Pipes | CONDUIT | CONDUIT | NO MODIFIER | 39131706 | Electrical conduit | Production Completed
TNG - SHO | UNSPSC Classification | SPC | SPC | OK | 2023-04-14 | 2023-04-17 |  | G_72062 | G_39131706-00-00010 | 39131706-00-00010 | CONDUIT, PVC, 40 MM DIA, ISI, MEDIUM DUTY, BLACK COLOUR | 190 | Rigid PVC Conduit Pipes | CONDUIT | CONDUIT | NO MODIFIER | 39131706 | Electrical conduit | Production Completed
TNG - SHO | UNSPSC Classification | SPC | SPC | OK | 2023-04-14 | 2023-04-17 |  | G_72082 | G_39131706-00-00060 | 39131706-00-00060 | CONDUIT, PVC, 40 MM DIA, ISI, MEDIUM DUTY, WHITE COLOUR | 190 | Rigid PVC Conduit Pipes | CONDUIT | CONDUIT | NO MODIFIER | 39131706 | Electrical conduit | Production Completed
TNG - SHO | UNSPSC Classification | SPC | SPC | OK | 2023-04-14 | 2023-04-17 |  | G_72104 | G_39131706-00-00092 | 39131706-00-00092 | CONDUIT, PVC, 50 MM DIA, ISI, HEAVY DUTY,BLACK COLOR | 190 | Rigid PVC Conduit Pipes | CONDUIT | CONDUIT | NO MODIFIER | 39131706 | Electrical conduit | Production Completed
TNG - SHO | UNSPSC Classification | SPC | SPC | OK | 2023-04-14 | 2023-04-17 |  | G_72067 | G_39131706-00-00020 | 39131706-00-00020 | CONDUIT, PVC, 50 MM DIA, ISI, LIGHT DUTY, BLACK COLOUR | 190 | Rigid PVC Conduit Pipes | CONDUIT | CONDUIT | NO MODIFIER | 39131706 | Electrical conduit | Production Completed
TNG - SHO | UNSPSC Classification | SPC | SPC | OK | 2023-04-14 | 2023-04-17 |  | G_72103 | G_39131706-00-00089 | 39131706-00-00089 | CONDUIT, PVC,40MM DIA, ISI, MEDIUM DUTY,GREY COLOR | 190 | Rigid PVC Conduit Pipes | CONDUIT | CONDUIT | NO MODIFIER | 39131706 | Electrical conduit | Production Completed
TNG - SHO | UNSPSC Classification | SPC | SPC | OK | 2023-04-14 | 2023-04-17 |  | G_73175 | G_39131706-00-00124 | 39131706-00-00124 | CONDUIT, WALL CONDUIT & WALL INLET, SS, MAKE: AQVA STAR, CODE: ASWCT | 999 | Swimming pool accessories | CONDUIT | CONDUIT | NO MODIFIER | 39131706 | Electrical conduit | Production Completed
TNG - SHO | UNSPSC Classification | SPC | SPC | OK | 2023-04-14 | 2023-04-17 |  | G_72879 | G_39131706-00-00097 | 39131706-00-00097 | CONDUIT, WALL CONDUIT FOR LED LIGHT (PUSH FIT TYPE LIGHT), CODE: HD900, MAKE: CERTIKIN | 999 | Swimming pool accessories | CONDUIT | CONDUIT | NO MODIFIER | 39131706 | Electrical conduit | Production Completed
TNG - SHO | UNSPSC Classification | SPC | SPC | OK | 2023-04-14 | 2023-04-17 |  | G_73013 | G_39131706-00-00099 | 39131706-00-00099 | CONDUIT, WALL CONDUIT FOR LED LIGHT (PUSH FIT TYPE LIGHT), CODE: LTHD900, MAKE: CERTIKIN | 999 | Swimming pool accessories | CONDUIT | CONDUIT | NO MODIFIER | 39131706 | Electrical conduit | Production Completed
TNG - SHO | UNSPSC Classification | SPC | SPC | OK | 2023-04-14 | 2023-04-17 |  | G_72586 | G_39131706-11-00022 | 39131706-11-00022 | CONDUIT, WALL, 300 MM LG, UPVC, 00323 | 999 | Swimming pool accessories | CONDUIT | CONDUIT | NO MODIFIER | 39131706 | Electrical conduit | Production Completed
TNG - SHO | UNSPSC Classification | SPC | SPC | OK | 2023-04-14 | 2023-04-17 |  | G_72692 | G_39131706-00-00068 | 39131706-00-00068 | CONDUIT, WALL, 300 MM, , MAKE : ASTRAL, CODE :15658 | 999 | Swimming pool accessories | CONDUIT | CONDUIT | NO MODIFIER | 39131706 | Electrical conduit | Production Completed
TNG - SHO | UNSPSC Classification | SPC | SPC | OK | 2023-04-14 | 2023-04-17 |  | G_72991 | G_39131706-00-00100 | 39131706-00-00100 | CONDUIT, WALL, 300 MM, 2M LONG PVC, MAKE : ASTRAL | 999 | Swimming pool accessories | CONDUIT | CONDUIT | NO MODIFIER | 39131706 | Electrical conduit | Production Completed
TNG - SHO | UNSPSC Classification | SPC | SPC | OK | 2023-04-14 | 2023-04-17 |  | G_72792 | G_39131706-00-00094 | 39131706-00-00094 | CONDUIT, WALL, FOR ABOVE VACUUM POINT, MAKE: ASTRAL | 999 | Swimming pool accessories | CONDUIT | CONDUIT | NO MODIFIER | 39131706 | Electrical conduit | Production Completed
TNG - SHO | UNSPSC Classification | SPC | SPC | OK | 2023-04-14 | 2023-04-17 |  | G_72806 | G_39131706-00-00086 | 39131706-00-00086 | CONDUIT, WALL, FOR INLETS, MAKE: PENTAIR, CODE: WI-001-ASY-WHT | 999 | Swimming pool accessories | CONDUIT | CONDUIT | NO MODIFIER | 39131706 | Electrical conduit | Production Completed
TNG - SHO | UNSPSC Classification | SPC | SPC | OK | 2023-04-14 | 2023-04-17 |  | G_73120 | G_39131706-00-00123 | 39131706-00-00123 | CONDUIT, WALL, FOR SS VACUUM POINT, ABS, WITH MATTE FINISH, MAKE: AQVA STAR, CODE: ASWCT-B | 999 | Swimming pool accessories | CONDUIT | CONDUIT | NO MODIFIER | 39131706 | Electrical conduit | Production Completed
TNG - SHO | UNSPSC Classification | SPC | SPC | OK | 2023-04-14 | 2023-04-17 |  | G_73092 | G_39131706-00-00114 | 39131706-00-00114 | CONDUIT, WALL, FOR UNDER WATER LIGHT,4W/12V WITH NICHE ABS, MAKE: AQVA STAR, CODE: ASWC | 999 | Swimming pool accessories | CONDUIT | CONDUIT | NO MODIFIER | 39131706 | Electrical conduit | Production Completed
TNG - SHO | UNSPSC Classification | SPC | SPC | OK | 2023-04-14 | 2023-04-17 |  | G_73144 | G_39131706-00-00115 | 39131706-00-00115 | CONDUIT, WALL, FOR VACUUM POINT, S.S., 2 INCH , MAKE: AQVA STAR, CODE: ASWC | 999 | Swimming pool accessories | CONDUIT | CONDUIT | NO MODIFIER | 39131706 | Electrical conduit | Production Completed
TNG - SHO | UNSPSC Classification | SPC | SPC | OK | 2023-04-14 | 2023-04-17 |  | G_72569 | G_39131706-11-00011 | 39131706-11-00011 | CONDUIT, WALL, FOR WALL INLETS | 999 | Swimming pool accessories | CONDUIT | CONDUIT | NO MODIFIER | 39131706 | Electrical conduit | Production Completed
TNG - SHO | UNSPSC Classification | SPC | SPC | OK | 2023-04-14 | 2023-04-17 |  | G_72668 | G_39131706-00-00065 | 39131706-00-00065 | CONDUIT, WALL, MAKE : ASTRAL, CODE : 15661 | 999 | Swimming pool accessories | CONDUIT | CONDUIT | NO MODIFIER | 39131706 | Electrical conduit | Production Completed
TNG - SHO | UNSPSC Classification | SPC | SPC | OK | 2023-04-14 | 2023-04-17 |  | G_72642 | G_39131706-00-00049 | 39131706-00-00049 | CONDUIT, WALL, MAKE : CERTIKIN, MODEL NO : LTH D900 | 999 | Swimming pool accessories | CONDUIT | CONDUIT | NO MODIFIER | 39131706 | Electrical conduit | Production Completed
TNG - SHO | UNSPSC Classification | SPC | SPC | OK | 2023-04-14 | 2023-04-17 |  | G_72789 | G_39131706-00-00080 | 39131706-00-00080 | CONDUIT, WALL, MAKE : PENTAIR, CODE : WA-CON-02 | 999 | Swimming pool accessories | CONDUIT | CONDUIT | NO MODIFIER | 39131706 | Electrical conduit | Production Completed
TNG - SHO | UNSPSC Classification | SPC | SPC | OK | 2023-04-14 | 2023-04-17 |  | G_72683 | G_39131706-00-00066 | 39131706-00-00066 | CONDUIT, WALL, WITH PUSH FIT - FHD55 | 999 | Swimming pool accessories | CONDUIT | CONDUIT | NO MODIFIER | 39131706 | Electrical conduit | Production Completed
TNG - SHO | UNSPSC Classification | SPC | SPC | OK | 2023-04-14 | 2023-04-17 |  | G_72986 | G_39131706-00-00098 | 39131706-00-00098 | CONDUIT, WALL,300 MM LG,UPVC,00323 | 999 | Swimming pool accessories | CONDUIT | CONDUIT | NO MODIFIER | 39131706 | Electrical conduit | Production Completed
TNG - SHO | UNSPSC Classification | SPC | SPC | OK | 2023-04-14 | 2023-04-17 |  | G_70857 | G_39121032-11-00009 | 39121032-11-00009 | CURRENT TRANSFORMER, 100:5 | 731 | Miscellanious - Electrical | CURRENT TRANSFORMER | TRANSFORMER | CURRENT | 39121032 | Current transformer | Production Completed
TNG - SHO | UNSPSC Classification | SPC | SPC | OK | 2023-04-14 | 2023-04-17 |  | G_70933 | G_39121032-00-00012 | 39121032-00-00012 | CURRENT TRANSFORMER, 1000/5A, CLASS 0.5, 3.75 VA | 731 | Miscellanious - Electrical | CURRENT TRANSFORMER | TRANSFORMER | CURRENT | 39121032 | Current transformer | Production Completed
TNG - SHO | UNSPSC Classification | SPC | SPC | OK | 2023-04-14 | 2023-04-17 |  | G_71037 | G_39121032-00-00017 | 39121032-00-00017 | CURRENT TRANSFORMER, 11 KV, 5/1A, CLASS 0.2, 2.5 VA BURDEN | 731 | Miscellanious - Electrical | CURRENT TRANSFORMER | TRANSFORMER | CURRENT | 39121032 | Current transformer | Production Completed
TNG - SHO | UNSPSC Classification | SPC | SPC | OK | 2023-04-14 | 2023-04-17 |  | G_71092 | G_39121032-00-00027 | 39121032-00-00027 | CURRENT TRANSFORMER, 11KV, 25KA, RATIO: 2000-1200/1-1-1A | 731 | Miscellanious - Electrical | CURRENT TRANSFORMER | TRANSFORMER | CURRENT | 39121032 | Current transformer | Production Completed
TNG - SHO | UNSPSC Classification | SPC | SPC | OK | 2023-04-14 | 2023-04-17 |  | G_71487 | G_39121032-00-00041 | 39121032-00-00041 | CURRENT TRANSFORMER, 12.5/1A, CLASS 0.2 | 731 | Miscellanious - Electrical | CURRENT TRANSFORMER | TRANSFORMER | CURRENT | 39121032 | Current transformer | Production Completed
TNG - SHO | UNSPSC Classification | SPC | SPC | OK | 2023-04-14 | 2023-04-17 |  | G_70947 | G_39121032-00-00011 | 39121032-00-00011 | CURRENT TRANSFORMER, 1200/5A, CLASS 0.5, 3.75 VA | 731 | Miscellanious - Electrical | CURRENT TRANSFORMER | TRANSFORMER | CURRENT | 39121032 | Current transformer | Production Completed
TNG - SHO | UNSPSC Classification | SPC | SPC | OK | 2023-04-14 | 2023-04-17 |  | G_70927 | G_39121032-00-00010 | 39121032-00-00010 | CURRENT TRANSFORMER, 125 : 5 A | 731 | Miscellanious - Electrical | CURRENT TRANSFORMER | TRANSFORMER | CURRENT | 39121032 | Current transformer | Production Completed
TNG - SHO | UNSPSC Classification | SPC | SPC | OK | 2023-04-14 | 2023-04-17 |  | G_71483 | G_39121032-00-00040 | 39121032-00-00040 | CURRENT TRANSFORMER, 15/5A, 10VA, CLASS : 0.2 | 731 | Miscellanious - Electrical | CURRENT TRANSFORMER | TRANSFORMER | CURRENT | 39121032 | Current transformer | Production Completed
TNG - SHO | UNSPSC Classification | SPC | SPC | OK | 2023-04-14 | 2023-04-17 |  | G_70842 | G_39121032-11-00005 | 39121032-11-00005 | CURRENT TRANSFORMER, 150:5 | 731 | Miscellanious - Electrical | CURRENT TRANSFORMER | TRANSFORMER | CURRENT | 39121032 | Current transformer | Production Completed
TNG - SHO | UNSPSC Classification | SPC | SPC | OK | 2023-04-14 | 2023-04-17 |  | G_71042 | G_39121032-00-00019 | 39121032-00-00019 | CURRENT TRANSFORMER, 1600/5 A, CLASS 0.5, 3.75 VA | 731 | Miscellanious - Electrical | CURRENT TRANSFORMER | TRANSFORMER | CURRENT | 39121032 | Current transformer | Production Completed
TNG - SHO | UNSPSC Classification | SPC | SPC | OK | 2023-04-14 | 2023-04-17 |  | G_71027 | G_39121032-00-00023 | 39121032-00-00023 | CURRENT TRANSFORMER, 20/1A, CLASS 0.2, BURDEN 2.5VA | 731 | Miscellanious - Electrical | CURRENT TRANSFORMER | TRANSFORMER | CURRENT | 39121032 | Current transformer | Production Completed
TNG - SHO | UNSPSC Classification | SPC | SPC | OK | 2023-04-14 | 2023-04-17 |  | G_70843 | G_39121032-11-00006 | 39121032-11-00006 | CURRENT TRANSFORMER, 200:5 | 731 | Miscellanious - Electrical | CURRENT TRANSFORMER | TRANSFORMER | CURRENT | 39121032 | Current transformer | Production Completed
TNG - SHO | UNSPSC Classification | SPC | SPC | OK | 2023-04-14 | 2023-04-17 |  | G_70832 | G_39121032-11-00002 | 39121032-11-00002 | CURRENT TRANSFORMER, 200:5, 5 VA, ACCURACY CLASS: 1 , 30 MM ID | 731 | Miscellanious - Electrical | CURRENT TRANSFORMER | TRANSFORMER | CURRENT | 39121032 | Current transformer | Production Completed
TNG - SHO | UNSPSC Classification | SPC | SPC | OK | 2023-04-14 | 2023-04-17 |  | G_70867 | G_39121032-11-00013 | 39121032-11-00013 | CURRENT TRANSFORMER, 250:5 | 731 | Miscellanious - Electrical | CURRENT TRANSFORMER | TRANSFORMER | CURRENT | 39121032 | Current transformer | Production Completed
TNG - SHO | UNSPSC Classification | SPC | SPC | OK | 2023-04-14 | 2023-04-17 |  | G_70924 | G_39121032-00-00009 | 39121032-00-00009 | CURRENT TRANSFORMER, 300 : 5 A | 731 | Miscellanious - Electrical | CURRENT TRANSFORMER | TRANSFORMER | CURRENT | 39121032 | Current transformer | Production Completed
TNG - SHO | UNSPSC Classification | SPC | SPC | OK | 2023-04-14 | 2023-04-17 |  | G_70872 | G_39121032-11-00015 | 39121032-11-00015 | CURRENT TRANSFORMER, 300:5 | 731 | Miscellanious - Electrical | CURRENT TRANSFORMER | TRANSFORMER | CURRENT | 39121032 | Current transformer | Production Completed
TNG - SHO | UNSPSC Classification | SPC | SPC | OK | 2023-04-14 | 2023-04-17 |  | G_71067 | G_39121032-00-00036 | 39121032-00-00036 | CURRENT TRANSFORMER, 350/5A, 3.75VA, CLASS 0.5 | 731 | Miscellanious - Electrical | CURRENT TRANSFORMER | TRANSFORMER | CURRENT | 39121032 | Current transformer | Production Completed
TNG - SHO | UNSPSC Classification | SPC | SPC | OK | 2023-04-14 | 2023-04-17 |  | G_71632 | G_39121032-00-00043 | 39121032-00-00043 | CURRENT TRANSFORMER, 40/1A, CLASS 0.2, BURDEN 2.5VA | 731 | Miscellanious - Electrical | CURRENT TRANSFORMER | TRANSFORMER | CURRENT | 39121032 | Current transformer | Production Completed
TNG - SHO | UNSPSC Classification | SPC | SPC | OK | 2023-04-14 | 2023-04-17 |  | G_70831 | G_39121032-11-00001 | 39121032-11-00001 | CURRENT TRANSFORMER, 400:5 | 731 | Miscellanious - Electrical | CURRENT TRANSFORMER | TRANSFORMER | CURRENT | 39121032 | Current transformer | Production Completed
TNG - SHO | UNSPSC Classification | SPC | SPC | OK | 2023-04-14 | 2023-04-17 |  | G_71122 | G_39121032-00-00024 | 39121032-00-00024 | CURRENT TRANSFORMER, 450/5A, CLASS 1, 3.75VA | 731 | Miscellanious - Electrical | CURRENT TRANSFORMER | TRANSFORMER | CURRENT | 39121032 | Current transformer | Production Completed
TNG - SHO | UNSPSC Classification | SPC | SPC | OK | 2023-04-14 | 2023-04-17 |  | G_70975 | G_39121032-00-00020 | 39121032-00-00020 | CURRENT TRANSFORMER, 5/1 A | 731 | Miscellanious - Electrical | CURRENT TRANSFORMER | TRANSFORMER | CURRENT | 39121032 | Current transformer | Production Completed
TNG - SHO | UNSPSC Classification | SPC | SPC | OK | 2023-04-14 | 2023-04-17 |  | G_70903 | G_39121032-00-00003 | 39121032-00-00003 | CURRENT TRANSFORMER, 50/5A, CLASS 1, 3.75 VA | 731 | Miscellanious - Electrical | CURRENT TRANSFORMER | TRANSFORMER | CURRENT | 39121032 | Current transformer | Production Completed
TNG - SHO | UNSPSC Classification | SPC | SPC | OK | 2023-04-14 | 2023-04-17 |  | G_70965 | G_39121032-00-00013 | 39121032-00-00013 | CURRENT TRANSFORMER, 500 : 5 A, 3.75 VA, CLASS - 0.5 | 731 | Miscellanious - Electrical | CURRENT TRANSFORMER | TRANSFORMER | CURRENT | 39121032 | Current transformer | Production Completed
TNG - SHO | UNSPSC Classification | SPC | SPC | OK | 2023-04-14 | 2023-04-17 |  | G_70999 | G_39121032-00-00016 | 39121032-00-00016 | CURRENT TRANSFORMER, 500/5A | 731 | Miscellanious - Electrical | CURRENT TRANSFORMER | TRANSFORMER | CURRENT | 39121032 | Current transformer | Production Completed
TNG - SHO | UNSPSC Classification | SPC | SPC | OK | 2023-04-14 | 2023-04-17 |  | G_70852 | G_39121032-11-00007 | 39121032-11-00007 | CURRENT TRANSFORMER, 600:5 | 731 | Miscellanious - Electrical | CURRENT TRANSFORMER | TRANSFORMER | CURRENT | 39121032 | Current transformer | Production Completed
TNG - SHO | UNSPSC Classification | SPC | SPC | OK | 2023-04-14 | 2023-04-17 |  | G_71597 | G_39121032-00-00042 | 39121032-00-00042 | CURRENT TRANSFORMER, 63 A 1.0 CL 5 VA | 731 | Miscellanious - Electrical | CURRENT TRANSFORMER | TRANSFORMER | CURRENT | 39121032 | Current transformer | Production Completed
TNG - SHO | UNSPSC Classification | SPC | SPC | OK | 2023-04-14 | 2023-04-17 |  | G_71091 | G_39121032-00-00026 | 39121032-00-00026 | CURRENT TRANSFORMER, 66KV, 31.5KA, RATIO: 1200-800/1-1-1A | 731 | Miscellanious - Electrical | CURRENT TRANSFORMER | TRANSFORMER | CURRENT | 39121032 | Current transformer | Production Completed
TNG - SHO | UNSPSC Classification | SPC | SPC | OK | 2023-04-14 | 2023-04-17 |  | G_71090 | G_39121032-00-00025 | 39121032-00-00025 | CURRENT TRANSFORMER, 66KV, 31.5KA, RATIO: 400-200/1-1-1A | 731 | Miscellanious - Electrical | CURRENT TRANSFORMER | TRANSFORMER | CURRENT | 39121032 | Current transformer | Production Completed
TNG - SHO | UNSPSC Classification | SPC | SPC | OK | 2023-04-14 | 2023-04-17 |  | G_71175 | G_39121032-00-00030 | 39121032-00-00030 | CURRENT TRANSFORMER, 7.5/1A | 731 | Miscellanious - Electrical | CURRENT TRANSFORMER | TRANSFORMER | CURRENT | 39121032 | Current transformer | Production Completed
TNG - SHO | UNSPSC Classification | SPC | SPC | OK | 2023-04-14 | 2023-04-17 |  | G_71123 | G_39121032-00-00035 | 39121032-00-00035 | CURRENT TRANSFORMER, 700/5A, 3.75VA, CLASS 0.5 | 731 | Miscellanious - Electrical | CURRENT TRANSFORMER | TRANSFORMER | CURRENT | 39121032 | Current transformer | Production Completed
TNG - SHO | UNSPSC Classification | SPC | SPC | OK | 2023-04-14 | 2023-04-17 |  | G_71668 | G_39121032-00-00044 | 39121032-00-00044 | CURRENT TRANSFORMER, 75/1A, CLASS 0.2, 2.5 VA | 731 | Miscellanious - Electrical | CURRENT TRANSFORMER | TRANSFORMER | CURRENT | 39121032 | Current transformer | Production Completed
TNG - SHO | UNSPSC Classification | SPC | SPC | OK | 2023-04-14 | 2023-04-17 |  | G_70972 | G_39121032-00-00018 | 39121032-00-00018 | CURRENT TRANSFORMER, 75/5A, CLASS 0.5, 3.75VA | 731 | Miscellanious - Electrical | CURRENT TRANSFORMER | TRANSFORMER | CURRENT | 39121032 | Current transformer | Production Completed
TNG - SHO | UNSPSC Classification | SPC | SPC | OK | 2023-04-14 | 2023-04-17 |  | G_71166 | G_39121032-00-00037 | 39121032-00-00037 | CURRENT TRANSFORMER, 800/5A, 3.75VA, CLASS 0.5 | 731 | Miscellanious - Electrical | CURRENT TRANSFORMER | TRANSFORMER | CURRENT | 39121032 | Current transformer | Production Completed
TNG - SHO | UNSPSC Classification | SPC | SPC | OK | 2023-04-14 | 2023-04-17 |  | G_71113 | G_39121032-00-00034 | 39121032-00-00034 | CURRENT TRANSFORMER, 800/5A, 5 KVA CLASS 0.5 CT, RESIN CAST, MAKE:KALPA | 731 | Miscellanious - Electrical | CURRENT TRANSFORMER | TRANSFORMER | CURRENT | 39121032 | Current transformer | Production Completed
TNG - SHO | UNSPSC Classification | SPC | SPC | OK | 2023-04-14 | 2023-04-17 |  | G_71349 | G_39121032-00-00038 | 39121032-00-00038 | CURRENT TRANSFORMER, CTS 800/5 CLASS-1 5A | 731 | Miscellanious - Electrical | CURRENT TRANSFORMER | TRANSFORMER | CURRENT | 39121032 | Current transformer | Production Completed
TNG - SHO | UNSPSC Classification | SPC | SPC | OK | 2023-04-14 | 2023-04-17 |  | G_71462 | G_39121032-00-00039 | 39121032-00-00039 | CURRENT TRANSFORMER, HT, 50/5A, CLASS - 0.2 S | 731 | Miscellanious - Electrical | CURRENT TRANSFORMER | TRANSFORMER | CURRENT | 39121032 | Current transformer | Production Completed
TNG - SHO | UNSPSC Classification | SPC | SPC | OK | 2023-04-14 | 2023-04-17 |  | G_69290 | G_40161807-11-00144 | 40161807-11-00144 | FILTER ELEMENT, AIR CLEANER, FOR 100 KVA CUMMINS DG MODEL 6BTA.5.9G1, 3814695 | 208 | Mechanical Spares | FILTER ELEMENT | ELEMENT | FILTER | 40161807 | Filter element | Production Completed
TNG - SHO | UNSPSC Classification | SPC | SPC | OK | 2023-04-14 | 2023-04-17 |  | G_69284 | G_40161807-11-00146 | 40161807-11-00146 | FILTER ELEMENT, AIR CLEANER, FOR 100 KVA CUMMINS DG MODEL 6BTA.5.9G1, 3814696 | 208 | Mechanical Spares | FILTER ELEMENT | ELEMENT | FILTER | 40161807 | Filter element | Production Completed
TNG - SHO | UNSPSC Classification | SPC | SPC | OK | 2023-04-14 | 2023-04-17 |  | G_69317 | G_40161807-11-00149 | 40161807-11-00149 | FILTER ELEMENT, AIR CLEANER, FOR CUMMINS 25 KVA DIESEL GENERATOR ENGINE, 0140-4088 | 208 | Mechanical Spares | FILTER ELEMENT | ELEMENT | FILTER | 40161807 | Filter element | Production Completed
TNG - SHO | UNSPSC Classification | SPC | SPC | OK | 2023-04-14 | 2023-04-17 |  | G_69073 | G_40161807-11-00101 | 40161807-11-00101 | FILTER ELEMENT, AIR CLEANER, INNER, FOR JCB MODEL 3DX BACK HOE LOADER, 550/41640 | 208 | Mechanical Spares | FILTER ELEMENT | ELEMENT | FILTER | 40161807 | Filter element | Production Completed
TNG - SHO | UNSPSC Classification | SPC | SPC | OK | 2023-04-14 | 2023-04-17 |  | G_69186 | G_40161807-11-00129 | 40161807-11-00129 | FILTER ELEMENT, AIR CLEANER, SECONDARY, INNER, FOR L&T CASE 851E BACKHOE LOADER, 06.757.04.0 | 208 | Mechanical Spares | FILTER ELEMENT | ELEMENT | FILTER | 40161807 | Filter element | Production Completed
TNG - SHO | UNSPSC Classification | SPC | SPC | OK | 2023-04-14 | 2023-04-17 |  | G_69107 | G_40161807-11-00112 | 40161807-11-00112 | FILTER ELEMENT, AIR PRIMARY, JCB LOAD ALL 506C, 32/903201 | 208 | Mechanical Spares | FILTER ELEMENT | ELEMENT | FILTER | 40161807 | Filter element | Production Completed
TNG - SHO | UNSPSC Classification | SPC | SPC | OK | 2023-04-14 | 2023-04-17 |  | G_69149 | G_40161807-11-00126 | 40161807-11-00126 | FILTER ELEMENT, AIR, FOR WACKER RAMMER, MODEL BS 60 OIL INJECTED VIBRATORY JUMPING JACK TAMPER, 0157193 | 208 | Mechanical Spares | FILTER ELEMENT | ELEMENT | FILTER | 40161807 | Filter element | Production Completed
TNG - SHO | UNSPSC Classification | SPC | SPC | OK | 2023-04-14 | 2023-04-17 |  | G_68908 | G_40161807-11-00166 | 40161807-11-00166 | FILTER ELEMENT, AIR, INNER, DE005806 | 208 | Mechanical Spares | FILTER ELEMENT | ELEMENT | FILTER | 40161807 | Filter element | Production Completed
TNG - SHO | UNSPSC Classification | SPC | SPC | OK | 2023-04-14 | 2023-04-17 |  | G_68907 | G_40161807-11-00165 | 40161807-11-00165 | FILTER ELEMENT, AIR, OUTER, DE005807 | 208 | Mechanical Spares | FILTER ELEMENT | ELEMENT | FILTER | 40161807 | Filter element | Production Completed
TNG - SHO | UNSPSC Classification | SPC | SPC | OK | 2023-04-14 | 2023-04-17 |  | G_68979 | G_40161807-11-00022 | 40161807-11-00022 | FILTER ELEMENT, AIR, PRIMARY, 06.757.030 | 208 | Mechanical Spares | FILTER ELEMENT | ELEMENT | FILTER | 40161807 | Filter element | Production Completed
TNG - SHO | UNSPSC Classification | SPC | SPC | OK | 2023-04-14 | 2023-04-17 |  | G_69998 | G_40161807-00-00021 | 40161807-00-00021 | FILTER ELEMENT, FOR CONCRETE PUMP, MODEL : 1407D, MAKE : PUTZMEISTER, PT-NO : 222895006 | 208 | Mechanical Spares | FILTER ELEMENT | ELEMENT | FILTER | 40161807 | Filter element | Production Completed
TNG - SHO | UNSPSC Classification | SPC | SPC | OK | 2023-04-14 | 2023-04-17 |  | G_69102 | G_40161807-11-00109 | 40161807-11-00109 | FILTER ELEMENT, FOR JCB 506C LOADALL, 320/07155 | 208 | Mechanical Spares | FILTER ELEMENT | ELEMENT | FILTER | 40161807 | Filter element | Production Completed
TNG - SHO | UNSPSC Classification | SPC | SPC | OK | 2023-04-14 | 2023-04-17 |  | G_69010 | G_40161807-11-00024 | 40161807-11-00024 | FILTER ELEMENT, FOR SRI OM ENGINEERING HOIST, 11018040 | 208 | Mechanical Spares | FILTER ELEMENT | ELEMENT | FILTER | 40161807 | Filter element | Production Completed
TNG - SHO | UNSPSC Classification | SPC | SPC | OK | 2023-04-14 | 2023-04-17 |  | G_69071 | G_40161807-11-00093 | 40161807-11-00093 | FILTER ELEMENT, FUEL, FOR AJAX FIORI DUMPER, L .030.413 | 208 | Mechanical Spares | FILTER ELEMENT | ELEMENT | FILTER | 40161807 | Filter element | Production Completed
TNG - SHO | UNSPSC Classification | SPC | SPC | OK | 2023-04-14 | 2023-04-17 |  | G_69318 | G_40161807-11-00153 | 40161807-11-00153 | FILTER ELEMENT, HYDRAULIC, FOR DX20 DUMPER, 427.101 | 208 | Mechanical Spares | FILTER ELEMENT | ELEMENT | FILTER | 40161807 | Filter element | Production Completed
TNG - SHO | UNSPSC Classification | SPC | SPC | OK | 2023-04-14 | 2023-04-17 |  | G_69983 | G_40161807-00-00022 | 40161807-00-00022 | FILTER ELEMENT, LUBE OIL, FOR DEWATERING PUMP ENGINE, MAKE : KIRLOSKAR, MODEL : TAF2, PT-NO : 10.031.05.0.00 | 208 | Mechanical Spares | FILTER ELEMENT | ELEMENT | FILTER | 40161807 | Filter element | Production Completed
TNG - SHO | UNSPSC Classification | SPC | SPC | OK | 2023-04-14 | 2023-04-17 |  | G_68942 | G_40161807-11-00006 | 40161807-11-00006 | FILTER ELEMENT, LUBE, FOR CUMMINS DIESEL GENERATOR ENGINE, 3401544 | 208 | Mechanical Spares | FILTER ELEMENT | ELEMENT | FILTER | 40161807 | Filter element | Production Completed
TNG - SHO | UNSPSC Classification | SPC | SPC | OK | 2023-04-14 | 2023-04-17 |  | G_68957 | G_40161807-11-00021 | 40161807-11-00021 | FILTER ELEMENT, OIL, FOR WACKER MODEL RD 7H-S DOUBLE DRUM VIBRATORY ROLLER, S0094930U | 208 | Mechanical Spares | FILTER ELEMENT | ELEMENT | FILTER | 40161807 | Filter element | Production Completed
TNG - SHO | UNSPSC Classification | SPC | SPC | OK | 2023-04-14 | 2023-04-17 |  | G_69841 | G_40161807-00-00016 | 40161807-00-00016 | FILTER ELEMENT, PT-NO : 60074504, FOR BATCHING PLANT, MAKE: SCHWING STETTER, MODEL: CP30 | 208 | Mechanical Spares | FILTER ELEMENT | ELEMENT | FILTER | 40161807 | Filter element | Production Completed
TNG - SHO | UNSPSC Classification | SPC | SPC | OK | 2023-04-14 | 2023-04-17 |  | G_68922 | G_40161807-11-00172 | 40161807-11-00172 | FILTER ELEMENT, SAFETY, TATA TIPPER ( HYVA), 278609139909 | 208 | Mechanical Spares | FILTER ELEMENT | ELEMENT | FILTER | 40161807 | Filter element | Production Completed
TNG - SHO | UNSPSC Classification | SPC | SPC | OK | 2023-04-14 | 2023-04-17 |  | G_69080 | G_40161807-11-00097 | 40161807-11-00097 | FILTER ELEMENT, SPIN-ON, 94.5 MM OD X 110 MM HT, 1-3/8" X 12 THREAD SIZE, 6686926 | 208 | Mechanical Spares | FILTER ELEMENT | ELEMENT | FILTER | 40161807 | Filter element | Production Completed
TNG - SHO | UNSPSC Classification | SPC | SPC | OK | 2023-04-14 | 2023-04-17 |  | G_69499 | G_40161807-19-02240 | 40161807-19-02240 | Filter Element-P No-D-40709 for Earth Rammer Greaves 5520 | 208 | Mechanical Spares | FILTER ELEMENT | ELEMENT | FILTER | 40161807 | Filter element | Production Completed
TNG - SHO | UNSPSC Classification | SPC | SPC | OK | 2023-04-14 | 2023-04-17 |  | G_71838 | G_40171700-00-00036 | 40171700-00-00036 | PIPE ADAPTER, 20 MM X 15 MM, MALE THD,SCH 80,BRASS,ASTM,2467 | 634 | PPRC Pipes & Fittings - Supreme. | PIPE ADAPTER | ADAPTER | PIPE | 40171701 | Brass pipe adapter | Production Completed
TNG - SHO | UNSPSC Classification | SPC | SPC | OK | 2023-04-14 | 2023-04-17 |  | G_71760 | G_40171700-11-00005 | 40171700-11-00005 | PIPE ADAPTER, 20 MM X 3/4", FEMALE THD, PPRC | 634 | PPRC Pipes & Fittings - Supreme. | PIPE ADAPTER | ADAPTER | PIPE | 40171700 | Pipe adapters | Production Completed
TNG - SHO | UNSPSC Classification | SPC | SPC | OK | 2023-04-14 | 2023-04-17 |  | G_71816 | G_40171700-00-00014 | 40171700-00-00014 | PIPE ADAPTER, 20MM, BRASS, MALE THD, PPRC | 634 | PPRC Pipes & Fittings - Supreme. | PIPE ADAPTER | ADAPTER | PIPE | 40171701 | Brass pipe adapter | Production Completed
TNG - SHO | UNSPSC Classification | SPC | SPC | OK | 2023-04-14 | 2023-04-17 |  | G_71755 | G_40171700-11-00003 | 40171700-11-00003 | PIPE ADAPTER, 25 MM X 1/2", FEMALE THD, PPRC | 634 | PPRC Pipes & Fittings - Supreme. | PIPE ADAPTER | ADAPTER | PIPE | 40171700 | Pipe adapters | Production Completed
TNG - SHO | UNSPSC Classification | SPC | SPC | OK | 2023-04-14 | 2023-04-17 |  | G_71793 | G_40171700-00-00007 | 40171700-00-00007 | PIPE ADAPTER, 25 MM X 1/2",BRASS, MALE THD, PPRC | 634 | PPRC Pipes & Fittings - Supreme. | PIPE ADAPTER | ADAPTER | PIPE | 40171701 | Brass pipe adapter | Production Completed
TNG - SHO | UNSPSC Classification | SPC | SPC | OK | 2023-04-14 | 2023-04-17 |  | G_71792 | G_40171700-00-00011 | 40171700-00-00011 | PIPE ADAPTER, 25 MM X 20MM, BRASS, MALE THD, PPRC | 634 | PPRC Pipes & Fittings - Supreme. | PIPE ADAPTER | ADAPTER | PIPE | 40171701 | Brass pipe adapter | Production Completed
TNG - SHO | UNSPSC Classification | SPC | SPC | OK | 2023-04-14 | 2023-04-17 |  | G_71756 | G_40171700-11-00004 | 40171700-11-00004 | PIPE ADAPTER, 25 MM X 3/4", FEMALE THD, PPRC | 634 | PPRC Pipes & Fittings - Supreme. | PIPE ADAPTER | ADAPTER | PIPE | 40171700 | Pipe adapters | Production Completed
TNG - SHO | UNSPSC Classification | SPC | SPC | OK | 2023-04-14 | 2023-04-17 |  | G_71824 | G_40171700-00-00029 | 40171700-00-00029 | PIPE ADAPTER, 25MM X 20MM, BRASS, MALE THD, PPRC, MAKE: SFMC | 634 | PPRC Pipes & Fittings - Supreme. | PIPE ADAPTER | ADAPTER | PIPE | 40171701 | Brass pipe adapter | Production Completed
TNG - SHO | UNSPSC Classification | SPC | SPC | OK | 2023-04-14 | 2023-04-17 |  | G_71827 | G_40171700-00-00020 | 40171700-00-00020 | PIPE ADAPTER, 25MM, MALE THD, PPRC | 634 | PPRC Pipes & Fittings - Supreme. | PIPE ADAPTER | ADAPTER | PIPE | 40171700 | Pipe adapters | Production Completed
TNG - SHO | UNSPSC Classification | SPC | SPC | OK | 2023-04-14 | 2023-04-17 |  | G_71740 | G_40171700-11-00040 | 40171700-11-00040 | PIPE ADAPTER, 40 MM X 1-1/4", FEMALE THD, PPRC | 634 | PPRC Pipes & Fittings - Supreme. | PIPE ADAPTER | ADAPTER | PIPE | 40171700 | Pipe adapters | Production Completed
TNG - SHO | UNSPSC Classification | SPC | SPC | OK | 2023-04-14 | 2023-04-17 |  | G_71817 | G_40171700-00-00015 | 40171700-00-00015 | PIPE ADAPTER, 40MM, BRASS, MALE THD, PPRC | 634 | PPRC Pipes & Fittings - Supreme. | PIPE ADAPTER | ADAPTER | PIPE | 40171701 | Brass pipe adapter | Production Completed
TNG - SHO | UNSPSC Classification | SPC | SPC | OK | 2023-04-14 | 2023-04-17 |  | G_71767 | G_40171700-11-00008 | 40171700-11-00008 | PIPE ADAPTER, 63 MM X 2", FEMALE THD, PPRC | 634 | PPRC Pipes & Fittings - Supreme. | PIPE ADAPTER | ADAPTER | PIPE | 40171700 | Pipe adapters | Production Completed
TNG - SHO | UNSPSC Classification | SPC | SPC | OK | 2023-04-14 | 2023-04-17 |  | G_71863 | G_40171700-00-00057 | 40171700-00-00057 | PIPE ADAPTER, 75MM DIA, MALE THREADED, PPRC | 634 | PPRC Pipes & Fittings - Supreme. | PIPE ADAPTER | ADAPTER | PIPE | 40171700 | Pipe adapters | Production Completed
TNG - SHO | UNSPSC Classification | SPC | SPC | OK | 2023-04-14 | 2023-04-17 |  | G_71862 | G_40171700-00-00058 | 40171700-00-00058 | PIPE ADAPTER, 90MM DIA, MALE THREADED, PPRC | 634 | PPRC Pipes & Fittings - Supreme. | PIPE ADAPTER | ADAPTER | PIPE | 40171700 | Pipe adapters | Production Completed
TNG - SHO | UNSPSC Classification | SPC | SPC | OK | 2023-04-14 | 2023-04-17 |  | G_71811 | G_40171700-00-00026 | 40171700-00-00026 | PIPE ADAPTER, 90MM, FEMALE THD, PPRC | 634 | PPRC Pipes & Fittings - Supreme. | PIPE ADAPTER | ADAPTER | PIPE | 40171700 | Pipe adapters | Production Completed
TNG - SHO | UNSPSC Classification | SPC | SPC | OK | 2023-04-14 | 2023-04-17 |  | G_71782 | G_40171700-00-00004 | 40171700-00-00004 | PIPE ADAPTER, PPR, 50 MM DIA, MALE THREADED | 634 | PPRC Pipes & Fittings - Supreme. | PIPE ADAPTER | ADAPTER | PIPE | 40171700 | Pipe adapters | Production Completed
TNG - SHO | UNSPSC Classification | SPC | SPC | OK | 2023-04-14 | 2023-04-17 |  | G_71829 | G_40171700-00-00025 | 40171700-00-00025 | PIPE ADAPTER, PPRC, 63MM DIA, MALE THREADED | 634 | PPRC Pipes & Fittings - Supreme. | PIPE ADAPTER | ADAPTER | PIPE | 40171700 | Pipe adapters | Production Completed
TNG - SHO | UNSPSC Classification | SPC | SPC | OK | 2023-04-14 | 2023-04-17 |  | G_71828 | G_40171700-00-00023 | 40171700-00-00023 | PIPE ADAPTER, REDUCING, 25MM X 15MM, BRASS, FTA, PPRC | 634 | PPRC Pipes & Fittings - Supreme. | PIPE ADAPTER | ADAPTER | PIPE | 40171701 | Brass pipe adapter | Production Completed
TNG - SHO | UNSPSC Classification | SPC | SPC | OK | 2023-04-14 | 2023-04-17 |  | G_71866 | G_40171700-00-00061 | 40171700-00-00061 | PIPE ADAPTER, REDUCING, 32MM X 20MM, BRASS, MTA, PPRC | 634 | PPRC Pipes & Fittings - Supreme. | PIPE ADAPTER | ADAPTER | PIPE | 40171701 | Brass pipe adapter | Production Completed
TNG - SHO | UNSPSC Classification | SPC | SPC | OK | 2023-04-14 | 2023-04-17 |  | G_71799 | G_40171700-00-00022 | 40171700-00-00022 | PIPE ADAPTER, REDUCING, 32MM X 25MM, BRASS, MTA, PPRC | 634 | PPRC Pipes & Fittings - Supreme. | PIPE ADAPTER | ADAPTER | PIPE | 40171701 | Brass pipe adapter | Production Completed
TNG - SHO | UNSPSC Classification | SPC | SPC | OK | 2023-04-14 | 2023-04-17 |  | G_71810 | G_40171700-00-00021 | 40171700-00-00021 | PIPE ADAPTER, REDUCING, 40MM X 32MM, BRASS, MTA, PPRC | 634 | PPRC Pipes & Fittings - Supreme. | PIPE ADAPTER | ADAPTER | PIPE | 40171701 | Brass pipe adapter | Production Completed
TNG - SHO | UNSPSC Classification | SPC | SPC | OK | 2023-04-14 | 2023-04-17 |  | G_71843 | G_40171700-00-00034 | 40171700-00-00034 | PIPE ADAPTER, REDUCING, 90 MM X 80 MM, BRASS, FTA, PPRC | 634 | PPRC Pipes & Fittings - Supreme. | PIPE ADAPTER | ADAPTER | PIPE | 40171701 | Brass pipe adapter | Production Completed
TNG - SHO | UNSPSC Classification | SPC | SPC | OK | 2023-04-14 | 2023-04-17 |  | G_71766 | G_40172600-11-00029 | 40172600-11-00029 | PIPE COUPLER, 1" (32 MM), PPRC | 634 | PPRC Pipes & Fittings - Supreme. | PIPE COUPLER | PIPE | COUPLER | 40172600 | Pipe couplings | Production Completed
TNG - SHO | UNSPSC Classification | SPC | SPC | OK | 2023-04-14 | 2023-04-17 |  | G_71744 | G_40172600-11-00009 | 40172600-11-00009 | PIPE COUPLER, 1-1/2" (50 MM), PPRC | 634 | PPRC Pipes & Fittings - Supreme. | PIPE COUPLER | PIPE | COUPLER | 40172600 | Pipe couplings | Production Completed
TNG - SHO | UNSPSC Classification | SPC | SPC | OK | 2023-04-14 | 2023-04-17 |  | G_71745 | G_40172600-11-00010 | 40172600-11-00010 | PIPE COUPLER, 2" (63 MM), PPRC | 634 | PPRC Pipes & Fittings - Supreme. | PIPE COUPLER | PIPE | COUPLER | 40172600 | Pipe couplings | Production Completed
TNG - SHO | UNSPSC Classification | SPC | SPC | OK | 2023-04-14 | 2023-04-17 |  | G_71764 | G_40172600-11-00027 | 40172600-11-00027 | PIPE COUPLER, 20 MM ( 1/2 ), PPRC | 634 | PPRC Pipes & Fittings - Supreme. | PIPE COUPLER | PIPE | COUPLER | 40172600 | Pipe couplings | Production Completed
TNG - SHO | UNSPSC Classification | SPC | SPC | OK | 2023-04-14 | 2023-04-17 |  | G_71836 | G_40172600-00-00036 | 40172600-00-00036 | PIPE COUPLER, 200 MM, UPVC, SCH 40, ASTM | 634 | PPRC Pipes & Fittings - Supreme. | PIPE COUPLER | PIPE | COUPLER | 40172600 | Pipe couplings | Production Completed
TNG - SHO | UNSPSC Classification | SPC | SPC | OK | 2023-04-14 | 2023-04-17 |  | G_71746 | G_40172600-11-00011 | 40172600-11-00011 | PIPE COUPLER, 2-1/2" (75 MM), PPRC | 634 | PPRC Pipes & Fittings - Supreme. | PIPE COUPLER | PIPE | COUPLER | 40172600 | Pipe couplings | Production Completed
TNG - SHO | UNSPSC Classification | SPC | SPC | OK | 2023-04-14 | 2023-04-17 |  | G_71765 | G_40172600-11-00028 | 40172600-11-00028 | PIPE COUPLER, 25 MM ( 3/4 ), PPRC | 634 | PPRC Pipes & Fittings - Supreme. | PIPE COUPLER | PIPE | COUPLER | 40172600 | Pipe couplings | Production Completed
TNG - SHO | UNSPSC Classification | SPC | SPC | OK | 2023-04-14 | 2023-04-17 |  | G_71877 | G_40172600-00-00048 | 40172600-00-00048 | PIPE COUPLER, 25 MM X 15 MM, MALE THD, PPRC | 634 | PPRC Pipes & Fittings - Supreme. | PIPE COUPLER | PIPE | COUPLER | 40172600 | Pipe couplings | Production Completed
TNG - SHO | UNSPSC Classification | SPC | SPC | OK | 2023-04-14 | 2023-04-17 |  | G_71864 | G_40172600-00-00046 | 40172600-00-00046 | PIPE COUPLER, 25 MM X 15MM, FEMALE THD, PPRC | 634 | PPRC Pipes & Fittings - Supreme. | PIPE COUPLER | PIPE | COUPLER | 40172600 | Pipe couplings | Production Completed
TNG - SHO | UNSPSC Classification | SPC | SPC | OK | 2023-04-14 | 2023-04-17 |  | G_71868 | G_40172600-00-00044 | 40172600-00-00044 | PIPE COUPLER, 25 MM X 20 MM, MALE THD, PPRC | 634 | PPRC Pipes & Fittings - Supreme. | PIPE COUPLER | PIPE | COUPLER | 40172600 | Pipe couplings | Production Completed
TNG - SHO | UNSPSC Classification | SPC | SPC | OK | 2023-04-14 | 2023-04-17 |  | G_71867 | G_40172600-00-00043 | 40172600-00-00043 | PIPE COUPLER, 25 MM X 20MM, FEMALE THD, PPRC | 634 | PPRC Pipes & Fittings - Supreme. | PIPE COUPLER | PIPE | COUPLER | 40172600 | Pipe couplings | Production Completed
TNG - SHO | UNSPSC Classification | SPC | SPC | OK | 2023-04-14 | 2023-04-17 |  | G_71846 | G_40172600-00-00035 | 40172600-00-00035 | PIPE COUPLER, 250MM, UPVC, SCH 40, ASTM | 634 | PPRC Pipes & Fittings - Supreme. | PIPE COUPLER | PIPE | COUPLER | 40172600 | Pipe couplings | Production Completed
TNG - SHO | UNSPSC Classification | SPC | SPC | OK | 2023-04-14 | 2023-04-17 |  | G_71747 | G_40172600-11-00012 | 40172600-11-00012 | PIPE COUPLER, 3" (90 MM), PPRC | 634 | PPRC Pipes & Fittings - Supreme. | PIPE COUPLER | PIPE | COUPLER | 40172600 | Pipe couplings | Production Completed
TNG - SHO | UNSPSC Classification | SPC | SPC | OK | 2023-04-14 | 2023-04-17 |  | G_71751 | G_40172600-11-00004 | 40172600-11-00004 | PIPE COUPLER, 32 MM X 1", MALE THD, PPRC | 634 | PPRC Pipes & Fittings - Supreme. | PIPE COUPLER | PIPE | COUPLER | 40172600 | Pipe couplings | Production Completed
TNG - SHO | UNSPSC Classification | SPC | SPC | OK | 2023-04-14 | 2023-04-17 |  | G_71893 | G_40172600-00-00045 | 40172600-00-00045 | PIPE COUPLER, 32 MM X 25MM, FEMALE THD, PPRC | 634 | PPRC Pipes & Fittings - Supreme. | PIPE COUPLER | PIPE | COUPLER | 40172600 | Pipe couplings | Production Completed
TNG - SHO | UNSPSC Classification | SPC | SPC | OK | 2023-04-14 | 2023-04-17 |  | G_71748 | G_40172600-11-00013 | 40172600-11-00013 | PIPE COUPLER, 4" (110 MM), PPRC | 634 | PPRC Pipes & Fittings - Supreme. | PIPE COUPLER | PIPE | COUPLER | 40172600 | Pipe couplings | Production Completed
TNG - SHO | UNSPSC Classification | SPC | SPC | OK | 2023-04-14 | 2023-04-17 |  | G_71865 | G_40172600-00-00047 | 40172600-00-00047 | PIPE COUPLER, 40 MM X 32 MM, MALE THD, PPRC | 634 | PPRC Pipes & Fittings - Supreme. | PIPE COUPLER | PIPE | COUPLER | 40172600 | Pipe couplings | Production Completed
TNG - SHO | UNSPSC Classification | SPC | SPC | OK | 2023-04-14 | 2023-04-17 |  | G_71806 | G_40172600-00-00015 | 40172600-00-00015 | PIPE COUPLER, 40MM, PPRC | 634 | PPRC Pipes & Fittings - Supreme. | PIPE COUPLER | PIPE | COUPLER | 40172600 | Pipe couplings | Production Completed
TNG - SHO | UNSPSC Classification | SPC | SPC | OK | 2023-04-14 | 2023-04-17 |  | G_71818 | G_40172600-00-00010 | 40172600-00-00010 | PIPE COUPLER, 63 MM, PPRC | 634 | PPRC Pipes & Fittings - Supreme. | PIPE COUPLER | PIPE | COUPLER | 40172600 | Pipe couplings | Production Completed
TNG - SHO | UNSPSC Classification | SPC | SPC | OK | 2023-04-14 | 2023-04-17 |  | G_71752 | G_40172600-11-00008 | 40172600-11-00008 | PIPE COUPLER, 75 MM X 2-1/2", MALE THD, PPRC | 634 | PPRC Pipes & Fittings - Supreme. | PIPE COUPLER | PIPE | COUPLER | 40172600 | Pipe couplings | Production Completed
TNG - SHO | UNSPSC Classification | SPC | SPC | OK | 2023-04-14 | 2023-04-17 |  | G_71808 | G_40172600-00-00012 | 40172600-00-00012 | PIPE COUPLER, 75MM, PPRC | 634 | PPRC Pipes & Fittings - Supreme. | PIPE COUPLER | PIPE | COUPLER | 40172600 | Pipe couplings | Production Completed
TNG - SHO | UNSPSC Classification | SPC | SPC | OK | 2023-04-14 | 2023-04-17 |  | G_71815 | G_40172600-00-00014 | 40172600-00-00014 | PIPE COUPLER, 90MM, PPRC | 634 | PPRC Pipes & Fittings - Supreme. | PIPE COUPLER | PIPE | COUPLER | 40172600 | Pipe couplings | Production Completed
TNG - SHO | UNSPSC Classification | SPC | SPC | OK | 2023-04-14 | 2023-04-17 |  | G_71807 | G_40172600-00-00011 | 40172600-00-00011 | PIPE COUPLER, REDUCER, 32MM X 25MM, PPRC | 634 | PPRC Pipes & Fittings - Supreme. | PIPE COUPLER | PIPE | COUPLER | 40172600 | Pipe couplings | Production Completed
TNG - SHO | UNSPSC Classification | SPC | SPC | OK | 2023-04-14 | 2023-04-17 |  | G_71798 | G_40172600-00-00016 | 40172600-00-00016 | PIPE COUPLER, REDUCER, 40MM X 32MM, PPRC | 634 | PPRC Pipes & Fittings - Supreme. | PIPE COUPLER | PIPE | COUPLER | 40172600 | Pipe couplings | Production Completed
TNG - SHO | UNSPSC Classification | SPC | SPC | OK | 2023-04-14 | 2023-04-17 |  | G_71876 | G_40172600-00-00049 | 40172600-00-00049 | PIPE COUPLER, REDUCER, 50MM X 32MM, PPRC | 634 | PPRC Pipes & Fittings - Supreme. | PIPE COUPLER | PIPE | COUPLER | 40172600 | Pipe couplings | Production Completed
TNG - SHO | UNSPSC Classification | SPC | SPC | OK | 2023-04-14 | 2023-04-17 |  | G_71805 | G_40172600-00-00017 | 40172600-00-00017 | PIPE COUPLER, REDUCER, 50MM X 40MM, PPRC | 634 | PPRC Pipes & Fittings - Supreme. | PIPE COUPLER | PIPE | COUPLER | 40172600 | Pipe couplings | Production Completed
TNG - SHO | UNSPSC Classification | SPC | SPC | OK | 2023-04-14 | 2023-04-17 |  | G_71809 | G_40172600-00-00013 | 40172600-00-00013 | PIPE COUPLER, REDUCER, 63MM X 50MM, PPRC | 634 | PPRC Pipes & Fittings - Supreme. | PIPE COUPLER | PIPE | COUPLER | 40172600 | Pipe couplings | Production Completed
TNG - SHO | UNSPSC Classification | SPC | SPC | OK | 2023-04-14 | 2023-04-17 |  | G_71857 | G_40172600-00-00050 | 40172600-00-00050 | PIPE COUPLER, REDUCER, PVC, 110MM X 63MM | 634 | PPRC Pipes & Fittings - Supreme. | PIPE COUPLER | PIPE | COUPLER | 40172600 | Pipe couplings | Production Completed
TNG - SHO | UNSPSC Classification | SPC | SPC | OK | 2023-04-14 | 2023-04-17 |  | G_71962 | G_40172808-00-00142 | 40172808-00-00142 | PIPE ELBOW, 110 MM, DOUBLE WALL CORRUGATED | 197 | PVC Elbow | PIPE ELBOW | ELBOW | PIPE | 40172808 | PVC plastic pipe elbow | Production Completed
TNG - SHO | UNSPSC Classification | SPC | SPC | OK | 2023-04-14 | 2023-04-17 |  | G_71961 | G_40172808-00-00143 | 40172808-00-00143 | PIPE ELBOW, 160 MM, DOUBLE WALL CORRUGATED | 197 | PVC Elbow | PIPE ELBOW | ELBOW | PIPE | 40172808 | PVC plastic pipe elbow | Production Completed
TNG - SHO | UNSPSC Classification | SPC | SPC | OK | 2023-04-14 | 2023-04-17 |  | G_71797 | G_40172800-00-00030 | 40172800-00-00030 | PIPE ELBOW, 40MM, EQUAL, PPRC | 634 | PPRC Pipes & Fittings - Supreme. | PIPE ELBOW | ELBOW | PIPE | 40172800 | Pipe elbows | Production Completed
TNG - SHO | UNSPSC Classification | SPC | SPC | OK | 2023-04-14 | 2023-04-17 |  | G_71814 | G_40172800-00-00029 | 40172800-00-00029 | PIPE ELBOW, 75MM, EQUAL, PPRC | 634 | PPRC Pipes & Fittings - Supreme. | PIPE ELBOW | ELBOW | PIPE | 40172800 | Pipe elbows | Production Completed
TNG - SHO | UNSPSC Classification | SPC | SPC | OK | 2023-04-14 | 2023-04-17 |  | G_71796 | G_40172800-00-00031 | 40172800-00-00031 | PIPE ELBOW, 90MM, EQUAL, PPRC | 634 | PPRC Pipes & Fittings - Supreme. | PIPE ELBOW | ELBOW | PIPE | 40172800 | Pipe elbows | Production Completed
TNG - SHO | UNSPSC Classification | SPC | SPC | OK | 2023-04-14 | 2023-04-17 |  | G_71917 | G_40172800-00-00001 | 40172800-00-00001 | PIPE ELBOW, CPVC, 50 MM DIA, 45 DEG | 197 | PVC Elbow | PIPE ELBOW | ELBOW | PIPE | 40172808 | PVC plastic pipe elbow | Production Completed
TNG - SHO | UNSPSC Classification | SPC | SPC | OK | 2023-04-14 | 2023-04-17 |  | G_71948 | G_40172808-00-00144 | 40172808-00-00144 | PIPE ELBOW, D110 MM, 45 DEG,PN16, CODE NO : 761069236 | 197 | PVC Elbow | PIPE ELBOW | ELBOW | PIPE | 40172808 | PVC plastic pipe elbow | Production Completed
TNG - SHO | UNSPSC Classification | SPC | SPC | OK | 2023-04-14 | 2023-04-17 |  | G_71949 | G_40172808-00-00137 | 40172808-00-00137 | PIPE ELBOW, D110 MM, 90 DEG, PN16, CODE NO : 761069223 | 197 | PVC Elbow | PIPE ELBOW | ELBOW | PIPE | 40172808 | PVC plastic pipe elbow | Production Completed
TNG - SHO | UNSPSC Classification | SPC | SPC | OK | 2023-04-14 | 2023-04-17 |  | G_71972 | G_40172808-00-00165 | 40172808-00-00165 | PIPE ELBOW, D160 MM, 45 DEG, CODE NO : 761065262 | 197 | PVC Elbow | PIPE ELBOW | ELBOW | PIPE | 40172808 | PVC plastic pipe elbow | Production Completed
TNG - SHO | UNSPSC Classification | SPC | SPC | OK | 2023-04-14 | 2023-04-17 |  | G_71976 | G_40172808-00-00167 | 40172808-00-00167 | PIPE ELBOW, D160 MM, 90 DEG, CODE NO : 761065259 | 197 | PVC Elbow | PIPE ELBOW | ELBOW | PIPE | 40172808 | PVC plastic pipe elbow | Production Completed
TNG - SHO | UNSPSC Classification | SPC | SPC | OK | 2023-04-14 | 2023-04-17 |  | G_71964 | G_40172808-00-00132 | 40172808-00-00132 | PIPE ELBOW, D20MM, 90 DEG, PN16, CODE NO : 761069215 | 197 | PVC Elbow | PIPE ELBOW | ELBOW | PIPE | 40172808 | PVC plastic pipe elbow | Production Completed
TNG - SHO | UNSPSC Classification | SPC | SPC | OK | 2023-04-14 | 2023-04-17 |  | G_71980 | G_40172808-00-00220 | 40172808-00-00220 | PIPE ELBOW, D25 MM, 45 DEG, PN16, CODE NO: 761069229 | 197 | PVC Elbow | PIPE ELBOW | ELBOW | PIPE | 40172808 | PVC plastic pipe elbow | Production Completed
TNG - SHO | UNSPSC Classification | SPC | SPC | OK | 2023-04-14 | 2023-04-17 |  | G_71966 | G_40172808-00-00130 | 40172808-00-00130 | PIPE ELBOW, D25MM, 90 DEG, PN16, CODE NO : 761069216 | 197 | PVC Elbow | PIPE ELBOW | ELBOW | PIPE | 40172808 | PVC plastic pipe elbow | Production Completed
TNG - SHO | UNSPSC Classification | SPC | SPC | OK | 2023-04-14 | 2023-04-17 |  | G_71975 | G_40172808-00-00166 | 40172808-00-00166 | PIPE ELBOW, D32 MM, 45 DEG, PN16, CODE NO : 761069230 | 197 | PVC Elbow | PIPE ELBOW | ELBOW | PIPE | 40172808 | PVC plastic pipe elbow | Production Completed
TNG - SHO | UNSPSC Classification | SPC | SPC | OK | 2023-04-14 | 2023-04-17 |  | G_71952 | G_40172808-00-00128 | 40172808-00-00128 | PIPE ELBOW, D32MM, 90 DEG, PN16, CODE NO : 761069217 | 197 | PVC Elbow | PIPE ELBOW | ELBOW | PIPE | 40172808 | PVC plastic pipe elbow | Production Completed
TNG - SHO | UNSPSC Classification | SPC | SPC | OK | 2023-04-14 | 2023-04-17 |  | G_71951 | G_40172808-00-00129 | 40172808-00-00129 | PIPE ELBOW, D40MM, 90 DEG, PN16, CODE NO : 761069218 | 197 | PVC Elbow | PIPE ELBOW | ELBOW | PIPE | 40172808 | PVC plastic pipe elbow | Production Completed
TNG - SHO | UNSPSC Classification | SPC | SPC | OK | 2023-04-14 | 2023-04-17 |  | G_71969 | G_40172808-00-00147 | 40172808-00-00147 | PIPE ELBOW, D50 MM, 45 DEG,PN16, CODE NO : 761069232 | 197 | PVC Elbow | PIPE ELBOW | ELBOW | PIPE | 40172808 | PVC plastic pipe elbow | Production Completed
TNG - SHO | UNSPSC Classification | SPC | SPC | OK | 2023-04-14 | 2023-04-17 |  | G_71963 | G_40172808-00-00131 | 40172808-00-00131 | PIPE ELBOW, D50MM, 90 DEG, PN16, CODE NO : 761069219 | 197 | PVC Elbow | PIPE ELBOW | ELBOW | PIPE | 40172808 | PVC plastic pipe elbow | Production Completed
TNG - SHO | UNSPSC Classification | SPC | SPC | OK | 2023-04-14 | 2023-04-17 |  | G_71970 | G_40172808-00-00145 | 40172808-00-00145 | PIPE ELBOW, D63 MM, 45 DEG,PN16, CODE NO : 761069233 | 197 | PVC Elbow | PIPE ELBOW | ELBOW | PIPE | 40172808 | PVC plastic pipe elbow | Production Completed
TNG - SHO | UNSPSC Classification | SPC | SPC | OK | 2023-04-14 | 2023-04-17 |  | G_71967 | G_40172808-00-00138 | 40172808-00-00138 | PIPE ELBOW, D63 MM, 90 DEG, PN16, CODE NO : 761069220 | 197 | PVC Elbow | PIPE ELBOW | ELBOW | PIPE | 40172808 | PVC plastic pipe elbow | Production Completed
TNG - SHO | UNSPSC Classification | SPC | SPC | OK | 2023-04-14 | 2023-04-17 |  | G_71959 | G_40172808-00-00141 | 40172808-00-00141 | PIPE ELBOW, D63 MM, 90 DEG, PN16, CODE NO : 761069221 | 197 | PVC Elbow | PIPE ELBOW | ELBOW | PIPE | 40172808 | PVC plastic pipe elbow | Production Completed
TNG - SHO | UNSPSC Classification | SPC | SPC | OK | 2023-04-14 | 2023-04-17 |  | G_71957 | G_40172808-00-00160 | 40172808-00-00160 | PIPE ELBOW, D75 MM, 45 DEG,PN16, CODE NO : 761069234 | 197 | PVC Elbow | PIPE ELBOW | ELBOW | PIPE | 40172808 | PVC plastic pipe elbow | Production Completed
TNG - SHO | UNSPSC Classification | SPC | SPC | OK | 2023-04-14 | 2023-04-17 |  | G_71968 | G_40172808-00-00159 | 40172808-00-00159 | PIPE ELBOW, D90 MM, 45 DEG,PN16, CODE NO : 761069235 | 197 | PVC Elbow | PIPE ELBOW | ELBOW | PIPE | 40172808 | PVC plastic pipe elbow | Production Completed
TNG - SHO | UNSPSC Classification | SPC | SPC | OK | 2023-04-14 | 2023-04-17 |  | G_71947 | G_40172808-00-00134 | 40172808-00-00134 | PIPE ELBOW, D90MM, 90 DEG, PN16, CODE NO : 761069222 | 197 | PVC Elbow | PIPE ELBOW | ELBOW | PIPE | 40172808 | PVC plastic pipe elbow | Production Completed
TNG - SHO | UNSPSC Classification | SPC | SPC | OK | 2023-04-14 | 2023-04-17 |  | G_71978 | G_40172808-00-00198 | 40172808-00-00198 | PIPE ELBOW, DOOR, PVC, 110 MM DIA, SILENT PLUS,SWR,RUBBER RING TYPE | 197 | PVC Elbow | PIPE ELBOW | ELBOW | PIPE | 40172808 | PVC plastic pipe elbow | Production Completed
TNG - SHO | UNSPSC Classification | SPC | SPC | OK | 2023-04-14 | 2023-04-17 |  | G_71932 | G_40172800-00-00013 | 40172800-00-00013 | PIPE ELBOW, DOOR, PVC, 110 MM DIA, SWR, RUBBER RING TYPE | 197 | PVC Elbow | PIPE ELBOW | ELBOW | PIPE | 40172808 | PVC plastic pipe elbow | Production Completed
TNG - SHO | UNSPSC Classification | SPC | SPC | OK | 2023-04-14 | 2023-04-17 |  | G_71940 | G_40172808-00-00083 | 40172808-00-00083 | PIPE ELBOW, DOOR, PVC, 160 MM DIA, SWR, RUBBER RING TYPE | 197 | PVC Elbow | PIPE ELBOW | ELBOW | PIPE | 40172808 | PVC plastic pipe elbow | Production Completed
TNG - SHO | UNSPSC Classification | SPC | SPC | OK | 2023-04-14 | 2023-04-17 |  | G_71960 | G_40172808-00-00158 | 40172808-00-00158 | PIPE ELBOW, DOOR, SELF FIT, PVC, 110 MM DIA, SWR | 197 | PVC Elbow | PIPE ELBOW | ELBOW | PIPE | 40172808 | PVC plastic pipe elbow | Production Completed
TNG - SHO | UNSPSC Classification | SPC | SPC | OK | 2023-04-14 | 2023-04-17 |  | G_71956 | G_40172808-00-00157 | 40172808-00-00157 | PIPE ELBOW, DOOR, SELF FIT, PVC, 75 MM DIA, SWR | 197 | PVC Elbow | PIPE ELBOW | ELBOW | PIPE | 40172808 | PVC plastic pipe elbow | Production Completed
TNG - SHO | UNSPSC Classification | SPC | SPC | OK | 2023-04-14 | 2023-04-17 |  | G_71912 | G_40172800-11-00148 | 40172800-11-00148 | PIPE ELBOW, EQUAL, SMOOTH FLOW, 110 MM | 197 | PVC Elbow | PIPE ELBOW | ELBOW | PIPE | 40172808 | PVC plastic pipe elbow | Production Completed
TNG - SHO | UNSPSC Classification | SPC | SPC | OK | 2023-04-14 | 2023-04-17 |  | G_71839 | G_40172800-00-00053 | 40172800-00-00053 | PIPE ELBOW, EQUAL,SELF FIT,63 MM | 634 | PPRC Pipes & Fittings - Supreme. | PIPE ELBOW | ELBOW | PIPE | 40172800 | Pipe elbows | Production Completed
TNG - SHO | UNSPSC Classification | SPC | SPC | OK | 2023-04-14 | 2023-04-17 |  | G_71955 | G_40172808-00-00146 | 40172808-00-00146 | PIPE ELBOW, FEMALE THREADED,20MM X 15MM, 90 DEG,PN16, CODE NO : 761066362 | 197 | PVC Elbow | PIPE ELBOW | ELBOW | PIPE | 40172808 | PVC plastic pipe elbow | Production Completed
TNG - SHO | UNSPSC Classification | SPC | SPC | OK | 2023-04-14 | 2023-04-17 |  | G_66596 | G_40172800-11-00044 | 40172800-11-00044 | PIPE ELBOW, GALVANIZED IRON, REDUCING, 25 X 15 MM | 253 | G.I. Reducer Elbow | PIPE REDUCER | REDUCER | PIPE | 40170000 | Pipe piping and pipe fittings | Production Completed
TNG - SHO | UNSPSC Classification | SPC | SPC | OK | 2023-04-14 | 2023-04-17 |  | G_66599 | G_40172802-00-00021 | 40172802-00-00021 | PIPE ELBOW, GALVANIZED IRON, REDUCING, 32 MM X 25 MM | 253 | G.I. Reducer Elbow | PIPE REDUCER | REDUCER | PIPE | 40170000 | Pipe piping and pipe fittings | Production Completed
TNG - SHO | UNSPSC Classification | SPC | SPC | OK | 2023-04-14 | 2023-04-17 |  | G_66601 | G_40172802-00-00023 | 40172802-00-00023 | PIPE ELBOW, GALVANIZED IRON, REDUCING, 50 MM X 40 MM | 253 | G.I. Reducer Elbow | PIPE REDUCER | REDUCER | PIPE | 40170000 | Pipe piping and pipe fittings | Production Completed
TNG - SHO | UNSPSC Classification | SPC | SPC | OK | 2023-04-14 | 2023-04-17 |  | G_66597 | G_40172800-11-00104 | 40172800-11-00104 | PIPE ELBOW, GALVANIZED IRON, REDUCING, 50 X 32 MM | 253 | G.I. Reducer Elbow | PIPE REDUCER | REDUCER | PIPE | 40170000 | Pipe piping and pipe fittings | Production Completed
TNG - SHO | UNSPSC Classification | SPC | SPC | OK | 2023-04-14 | 2023-04-17 |  | G_66600 | G_40172802-00-00022 | 40172802-00-00022 | PIPE ELBOW, GALVANIZED IRON,REDUCING,20 X 15 MM | 253 | G.I. Reducer Elbow | PIPE REDUCER | REDUCER | PIPE | 40170000 | Pipe piping and pipe fittings | Production Completed
TNG - SHO | UNSPSC Classification | SPC | SPC | OK | 2023-04-14 | 2023-04-17 |  | G_66598 | G_40172802-00-00019 | 40172802-00-00019 | PIPE ELBOW, GALVANIZED IRON,REDUCING,25 X 20 MM | 253 | G.I. Reducer Elbow | PIPE REDUCER | REDUCER | PIPE | 40170000 | Pipe piping and pipe fittings | Production Completed
TNG - SHO | UNSPSC Classification | SPC | SPC | OK | 2023-04-14 | 2023-04-17 |  | G_71739 | G_40172800-11-00162 | 40172800-11-00162 | PIPE ELBOW, PPRC, EQUAL, 1" (32 MM) | 634 | PPRC Pipes & Fittings - Supreme. | PIPE ELBOW | ELBOW | PIPE | 40172800 | Pipe elbows | Production Completed
TNG - SHO | UNSPSC Classification | SPC | SPC | OK | 2023-04-14 | 2023-04-17 |  | G_71749 | G_40172800-11-00166 | 40172800-11-00166 | PIPE ELBOW, PPRC, EQUAL, 1-1/2" (50 MM) | 634 | PPRC Pipes & Fittings - Supreme. | PIPE ELBOW | ELBOW | PIPE | 40172800 | Pipe elbows | Production Completed
TNG - SHO | UNSPSC Classification | SPC | SPC | OK | 2023-04-14 | 2023-04-17 |  | G_71753 | G_40172800-11-00012 | 40172800-11-00012 | PIPE ELBOW, PPRC, REDUCING, 20 MM X 1/2", FEMALE THREADED, 90 DEG | 634 | PPRC Pipes & Fittings - Supreme. | PIPE ELBOW | ELBOW | PIPE | 40172800 | Pipe elbows | Production Completed
TNG - SHO | UNSPSC Classification | SPC | SPC | OK | 2023-04-14 | 2023-04-17 |  | G_71754 | G_40172800-11-00013 | 40172800-11-00013 | PIPE ELBOW, PPRC, REDUCING, 25 MM X 1/2", FEMALE THREADED, 90 DEG | 634 | PPRC Pipes & Fittings - Supreme. | PIPE ELBOW | ELBOW | PIPE | 40172800 | Pipe elbows | Production Completed
TNG - SHO | UNSPSC Classification | SPC | SPC | OK | 2023-04-14 | 2023-04-17 |  | G_71737 | G_40172800-11-00159 | 40172800-11-00159 | PIPE ELBOW, PPRC, REDUCING, 32 MM X 25 MM | 634 | PPRC Pipes & Fittings - Supreme. | PIPE ELBOW | ELBOW | PIPE | 40172800 | Pipe elbows | Production Completed
TNG - SHO | UNSPSC Classification | SPC | SPC | OK | 2023-04-14 | 2023-04-17 |  | G_71926 | G_40172808-00-00050 | 40172808-00-00050 | PIPE ELBOW, PVC, 110 MM DIA, PN16, IS 7834 | 197 | PVC Elbow | PIPE ELBOW | ELBOW | PIPE | 40172808 | PVC plastic pipe elbow | Production Completed
TNG - SHO | UNSPSC Classification | SPC | SPC | OK | 2023-04-14 | 2023-04-17 |  | G_71916 | G_40172808-19-02317 | 40172808-19-02317 | PIPE ELBOW, PVC, 110 MM DIA, RING TYPE | 197 | PVC Elbow | PIPE ELBOW | ELBOW | PIPE | 40172808 | PVC plastic pipe elbow | Production Completed
TNG - SHO | UNSPSC Classification | SPC | SPC | OK | 2023-04-14 | 2023-04-17 |  | G_71977 | G_40172808-00-00186 | 40172808-00-00186 | PIPE ELBOW, PVC, 140 MM, MAKE : PRINCE | 197 | PVC Elbow | PIPE ELBOW | ELBOW | PIPE | 40172808 | PVC plastic pipe elbow | Production Completed
TNG - SHO | UNSPSC Classification | SPC | SPC | OK | 2023-04-14 | 2023-04-17 |  | G_71919 | G_40172808-00-00003 | 40172808-00-00003 | PIPE ELBOW, PVC, 160 MM DIA, PN 6, PASTED TYPE | 197 | PVC Elbow | PIPE ELBOW | ELBOW | PIPE | 40172808 | PVC plastic pipe elbow | Production Completed
TNG - SHO | UNSPSC Classification | SPC | SPC | OK | 2023-04-14 | 2023-04-17 |  | G_71942 | G_40172808-00-00089 | 40172808-00-00089 | PIPE ELBOW, PVC, 160 MM DIA, SWR, RUBBER RING TYPE | 197 | PVC Elbow | PIPE ELBOW | ELBOW | PIPE | 40172808 | PVC plastic pipe elbow | Production Completed
TNG - SHO | UNSPSC Classification | SPC | SPC | OK | 2023-04-14 | 2023-04-17 |  | G_71931 | G_40172808-00-00052 | 40172808-00-00052 | PIPE ELBOW, PVC, 32 MM DIA | 197 | PVC Elbow | PIPE ELBOW | ELBOW | PIPE | 40172808 | PVC plastic pipe elbow | Production Completed
TNG - SHO | UNSPSC Classification | SPC | SPC | OK | 2023-04-14 | 2023-04-17 |  | G_71944 | G_40172808-00-00117 | 40172808-00-00117 | PIPE ELBOW, PVC, 32 MM DIA, PN-10, IS 7834 | 197 | PVC Elbow | PIPE ELBOW | ELBOW | PIPE | 40172808 | PVC plastic pipe elbow | Production Completed
TNG - SHO | UNSPSC Classification | SPC | SPC | OK | 2023-04-14 | 2023-04-17 |  | G_71925 | G_40172808-00-00051 | 40172808-00-00051 | PIPE ELBOW, PVC, 63 MM DIA, PN16, IS 7834 | 197 | PVC Elbow | PIPE ELBOW | ELBOW | PIPE | 40172808 | PVC plastic pipe elbow | Production Completed
TNG - SHO | UNSPSC Classification | SPC | SPC | OK | 2023-04-14 | 2023-04-17 |  | G_71918 | G_40172808-00-00004 | 40172808-00-00004 | PIPE ELBOW, PVC, 75 MM DIA, PN 6, PASTED TYPE | 197 | PVC Elbow | PIPE ELBOW | ELBOW | PIPE | 40172808 | PVC plastic pipe elbow | Production Completed
TNG - SHO | UNSPSC Classification | SPC | SPC | OK | 2023-04-14 | 2023-04-17 |  | G_71937 | G_40172808-00-00055 | 40172808-00-00055 | PIPE ELBOW, PVC, 75 MM DIA, RUBBER RING TYPE, SWR | 197 | PVC Elbow | PIPE ELBOW | ELBOW | PIPE | 40172808 | PVC plastic pipe elbow | Production Completed
TNG - SHO | UNSPSC Classification | SPC | SPC | OK | 2023-04-14 | 2023-04-17 |  | G_71921 | G_40172808-00-00007 | 40172808-00-00007 | PIPE ELBOW, PVC, DOOR TYPE, EQUAL, 50 MM DIA | 197 | PVC Elbow | PIPE ELBOW | ELBOW | PIPE | 40172808 | PVC plastic pipe elbow | Production Completed
TNG - SHO | UNSPSC Classification | SPC | SPC | OK | 2023-04-14 | 2023-04-17 |  | G_71909 | G_40172808-11-00049 | 40172808-11-00049 | PIPE ELBOW, PVC, EQUAL, 110 MM | 197 | PVC Elbow | PIPE ELBOW | ELBOW | PIPE | 40172808 | PVC plastic pipe elbow | Production Completed
TNG - SHO | UNSPSC Classification | SPC | SPC | OK | 2023-04-14 | 2023-04-17 |  | G_71938 | G_40172808-00-00057 | 40172808-00-00057 | PIPE ELBOW, PVC, EQUAL, 110 MM, 10 KG/CM2 , (AGRI)PASTED TYPE, IS 7834 | 197 | PVC Elbow | PIPE ELBOW | ELBOW | PIPE | 40172808 | PVC plastic pipe elbow | Production Completed
TNG - SHO | UNSPSC Classification | SPC | SPC | OK | 2023-04-14 | 2023-04-17 |  | G_71924 | G_40172808-00-00035 | 40172808-00-00035 | PIPE ELBOW, PVC, EQUAL, 110 MM, 6 KGF/SQCM | 197 | PVC Elbow | PIPE ELBOW | ELBOW | PIPE | 40172808 | PVC plastic pipe elbow | Production Completed
TNG - SHO | UNSPSC Classification | SPC | SPC | OK | 2023-04-14 | 2023-04-17 |  | G_71953 | G_40172808-00-00124 | 40172808-00-00124 | PIPE ELBOW, PVC, EQUAL, 110 MM, DOUBLE SIDE SOCKET, PASTING TYPE, 90 DEGREE | 197 | PVC Elbow | PIPE ELBOW | ELBOW | PIPE | 40172808 | PVC plastic pipe elbow | Production Completed
TNG - SHO | UNSPSC Classification | SPC | SPC | OK | 2023-04-14 | 2023-04-17 |  | G_71979 | G_40172808-00-00194 | 40172808-00-00194 | PIPE ELBOW, PVC, EQUAL, 110 MM, DOUBLE SOCKET END, SWR, PASTED FITTING | 197 | PVC Elbow | PIPE ELBOW | ELBOW | PIPE | 40172808 | PVC plastic pipe elbow | Production Completed
TNG - SHO | UNSPSC Classification | SPC | SPC | OK | 2023-04-14 | 2023-04-17 |  | G_71910 | G_40172808-11-00051 | 40172808-11-00051 | PIPE ELBOW, PVC, EQUAL, 160 MM | 197 | PVC Elbow | PIPE ELBOW | ELBOW | PIPE | 40172808 | PVC plastic pipe elbow | Production Completed
TNG - SHO | UNSPSC Classification | SPC | SPC | OK | 2023-04-14 | 2023-04-17 |  | G_71914 | G_40172808-11-00069 | 40172808-11-00069 | PIPE ELBOW, PVC, EQUAL, 160 MM, 90 DEG, PN 16 | 197 | PVC Elbow | PIPE ELBOW | ELBOW | PIPE | 40172808 | PVC plastic pipe elbow | Production Completed
TNG - SHO | UNSPSC Classification | SPC | SPC | OK | 2023-04-14 | 2023-04-17 |  | G_71902 | G_40172808-11-00035 | 40172808-11-00035 | PIPE ELBOW, PVC, EQUAL, 20 MM | 197 | PVC Elbow | PIPE ELBOW | ELBOW | PIPE | 40172808 | PVC plastic pipe elbow | Production Completed
TNG - SHO | UNSPSC Classification | SPC | SPC | OK | 2023-04-14 | 2023-04-17 |  | G_71981 | G_40172808-00-00215 | 40172808-00-00215 | PIPE ELBOW, PVC, EQUAL, 20 MM, 10KGF/SQCM | 197 | PVC Elbow | PIPE ELBOW | ELBOW | PIPE | 40172808 | PVC plastic pipe elbow | Production Completed
TNG - SHO | UNSPSC Classification | SPC | SPC | OK | 2023-04-14 | 2023-04-17 |  | G_71911 | G_40172808-11-00052 | 40172808-11-00052 | PIPE ELBOW, PVC, EQUAL, 200 MM | 197 | PVC Elbow | PIPE ELBOW | ELBOW | PIPE | 40172808 | PVC plastic pipe elbow | Production Completed
TNG - SHO | UNSPSC Classification | SPC | SPC | OK | 2023-04-14 | 2023-04-17 |  | G_71943 | G_40172808-00-00086 | 40172808-00-00086 | PIPE ELBOW, PVC, EQUAL, 200 MM, 6 KG/CM2 , (AGRI) PASTED TYPE, IS 7834 | 197 | PVC Elbow | PIPE ELBOW | ELBOW | PIPE | 40172808 | PVC plastic pipe elbow | Production Completed
TNG - SHO | UNSPSC Classification | SPC | SPC | OK | 2023-04-14 | 2023-04-17 |  | G_71903 | G_40172808-11-00036 | 40172808-11-00036 | PIPE ELBOW, PVC, EQUAL, 25 MM | 197 | PVC Elbow | PIPE ELBOW | ELBOW | PIPE | 40172808 | PVC plastic pipe elbow | Production Completed
TNG - SHO | UNSPSC Classification | SPC | SPC | OK | 2023-04-14 | 2023-04-17 |  | G_71913 | G_40172808-11-00098 | 40172808-11-00098 | PIPE ELBOW, PVC, EQUAL, 250 MM | 197 | PVC Elbow | PIPE ELBOW | ELBOW | PIPE | 40172808 | PVC plastic pipe elbow | Production Completed
TNG - SHO | UNSPSC Classification | SPC | SPC | OK | 2023-04-14 | 2023-04-17 |  | G_71922 | G_40172800-00-00006 | 40172800-00-00006 | PIPE ELBOW, PVC, EQUAL, 250 MM DIA, 6 KGF/SQCM | 197 | PVC Elbow | PIPE ELBOW | ELBOW | PIPE | 40172808 | PVC plastic pipe elbow | Production Completed
TNG - SHO | UNSPSC Classification | SPC | SPC | OK | 2023-04-14 | 2023-04-17 |  | G_71973 | G_40172808-00-00164 | 40172808-00-00164 | PIPE ELBOW, PVC, EQUAL, 315 MM, ,90 DEG,4 KGF/SQ CM,FABRICATED | 197 | PVC Elbow | PIPE ELBOW | ELBOW | PIPE | 40172808 | PVC plastic pipe elbow | Production Completed
TNG - SHO | UNSPSC Classification | SPC | SPC | OK | 2023-04-14 | 2023-04-17 |  | G_71934 | G_40172808-00-00056 | 40172808-00-00056 | PIPE ELBOW, PVC, EQUAL, 315 MM, PASTED, FABRICATED | 197 | PVC Elbow | PIPE ELBOW | ELBOW | PIPE | 40172808 | PVC plastic pipe elbow | Production Completed
TNG - SHO | UNSPSC Classification | SPC | SPC | OK | 2023-04-14 | 2023-04-17 |  | G_71904 | G_40172808-11-00037 | 40172808-11-00037 | PIPE ELBOW, PVC, EQUAL, 32 MM | 197 | PVC Elbow | PIPE ELBOW | ELBOW | PIPE | 40172808 | PVC plastic pipe elbow | Production Completed
TNG - SHO | UNSPSC Classification | SPC | SPC | OK | 2023-04-14 | 2023-04-17 |  | G_71985 | G_40172808-00-00227 | 40172808-00-00227 | PIPE ELBOW, PVC, EQUAL, 355 MM, 90 DEG 6KG/CM2, (AGRI) PASTED, FABRICATED | 197 | PVC Elbow | PIPE ELBOW | ELBOW | PIPE | 40172808 | PVC plastic pipe elbow | Production Completed
TNG - SHO | UNSPSC Classification | SPC | SPC | OK | 2023-04-14 | 2023-04-17 |  | G_71905 | G_40172808-11-00038 | 40172808-11-00038 | PIPE ELBOW, PVC, EQUAL, 40 MM | 197 | PVC Elbow | PIPE ELBOW | ELBOW | PIPE | 40172808 | PVC plastic pipe elbow | Production Completed
TNG - SHO | UNSPSC Classification | SPC | SPC | OK | 2023-04-14 | 2023-04-17 |  | G_71950 | G_40172808-00-00125 | 40172808-00-00125 | PIPE ELBOW, PVC, EQUAL, 40 MM , DOUBLE SIDE SOCKET, PASTING TYPE, 90 DEGREE | 197 | PVC Elbow | PIPE ELBOW | ELBOW | PIPE | 40172808 | PVC plastic pipe elbow | Production Completed
TNG - SHO | UNSPSC Classification | SPC | SPC | OK | 2023-04-14 | 2023-04-17 |  | G_71927 | G_40172808-00-00038 | 40172808-00-00038 | PIPE ELBOW, PVC, EQUAL, 40 MM, 6KGF/SQCM | 197 | PVC Elbow | PIPE ELBOW | ELBOW | PIPE | 40172808 | PVC plastic pipe elbow | Production Completed
TNG - SHO | UNSPSC Classification | SPC | SPC | OK | 2023-04-14 | 2023-04-17 |  | G_71906 | G_40172808-11-00045 | 40172808-11-00045 | PIPE ELBOW, PVC, EQUAL, 50 MM | 197 | PVC Elbow | PIPE ELBOW | ELBOW | PIPE | 40172808 | PVC plastic pipe elbow | Production Completed
TNG - SHO | UNSPSC Classification | SPC | SPC | OK | 2023-04-14 | 2023-04-17 |  | G_71954 | G_40172808-00-00126 | 40172808-00-00126 | PIPE ELBOW, PVC, EQUAL, 50 MM , DOUBLE SIDE SOCKET, PASTING TYPE, 90 DEGREE | 197 | PVC Elbow | PIPE ELBOW | ELBOW | PIPE | 40172808 | PVC plastic pipe elbow | Production Completed
TNG - SHO | UNSPSC Classification | SPC | SPC | OK | 2023-04-14 | 2023-04-17 |  | G_71936 | G_40172808-00-00058 | 40172808-00-00058 | PIPE ELBOW, PVC, EQUAL, 50 MM, 10 KG/CM2,(AGRI)PASTED TYPE, IS 7834 | 197 | PVC Elbow | PIPE ELBOW | ELBOW | PIPE | 40172808 | PVC plastic pipe elbow | Production Completed
TNG - SHO | UNSPSC Classification | SPC | SPC | OK | 2023-04-14 | 2023-04-17 |  | G_71923 | G_40172808-00-00034 | 40172808-00-00034 | PIPE ELBOW, PVC, EQUAL, 50 MM, 6 KGF/SQCM | 197 | PVC Elbow | PIPE ELBOW | ELBOW | PIPE | 40172808 | PVC plastic pipe elbow | Production Completed
TNG - SHO | UNSPSC Classification | SPC | SPC | OK | 2023-04-14 | 2023-04-17 |  | G_71928 | G_40172808-00-00037 | 40172808-00-00037 | PIPE ELBOW, PVC, EQUAL, 50 MM, 6KGF/SQCM | 197 | PVC Elbow | PIPE ELBOW | ELBOW | PIPE | 40172808 | PVC plastic pipe elbow | Production Completed
TNG - SHO | UNSPSC Classification | SPC | SPC | OK | 2023-04-14 | 2023-04-17 |  | G_71907 | G_40172808-11-00046 | 40172808-11-00046 | PIPE ELBOW, PVC, EQUAL, 63 MM | 197 | PVC Elbow | PIPE ELBOW | ELBOW | PIPE | 40172808 | PVC plastic pipe elbow | Production Completed
TNG - SHO | UNSPSC Classification | SPC | SPC | OK | 2023-04-14 | 2023-04-17 |  | G_71974 | G_40172808-00-00187 | 40172808-00-00187 | PIPE ELBOW, PVC, EQUAL, 63 MM, 10 KG/CM2 , (AGRI)PASTED TYPE, IS 7834 | 197 | PVC Elbow | PIPE ELBOW | ELBOW | PIPE | 40172808 | PVC plastic pipe elbow | Production Completed
TNG - SHO | UNSPSC Classification | SPC | SPC | OK | 2023-04-14 | 2023-04-17 |  | G_71965 | G_40172808-00-00123 | 40172808-00-00123 | PIPE ELBOW, PVC, EQUAL, 63 MM, DOUBLE SIDE SOCKET, PASTING TYPE, 90 DEGREE | 197 | PVC Elbow | PIPE ELBOW | ELBOW | PIPE | 40172808 | PVC plastic pipe elbow | Production Completed
TNG - SHO | UNSPSC Classification | SPC | SPC | OK | 2023-04-14 | 2023-04-17 |  | G_71908 | G_40172808-11-00047 | 40172808-11-00047 | PIPE ELBOW, PVC, EQUAL, 75 MM | 197 | PVC Elbow | PIPE ELBOW | ELBOW | PIPE | 40172808 | PVC plastic pipe elbow | Production Completed
TNG - SHO | UNSPSC Classification | SPC | SPC | OK | 2023-04-14 | 2023-04-17 |  | G_71929 | G_40172800-00-00004 | 40172800-00-00004 | PIPE ELBOW, PVC, EQUAL, 75 MM RUN, 75 MM BRANCH, SWR PASTED FITTING | 197 | PVC Elbow | PIPE ELBOW | ELBOW | PIPE | 40172808 | PVC plastic pipe elbow | Production Completed
TNG - SHO | UNSPSC Classification | SPC | SPC | OK | 2023-04-14 | 2023-04-17 |  | G_71933 | G_40172808-00-00059 | 40172808-00-00059 | PIPE ELBOW, PVC, EQUAL, 75 MM, 10 KG/CM2 , (AGRI)PASTED TYPE, IS 7834 | 197 | PVC Elbow | PIPE ELBOW | ELBOW | PIPE | 40172808 | PVC plastic pipe elbow | Production Completed
TNG - SHO | UNSPSC Classification | SPC | SPC | OK | 2023-04-14 | 2023-04-17 |  | G_71939 | G_40172808-00-00077 | 40172808-00-00077 | PIPE ELBOW, PVC, EQUAL, 90 MM, 10 KG/CM2 , (AGRI)PASTED TYPE, IS 7834 | 197 | PVC Elbow | PIPE ELBOW | ELBOW | PIPE | 40172808 | PVC plastic pipe elbow | Production Completed
TNG - SHO | UNSPSC Classification | SPC | SPC | OK | 2023-04-14 | 2023-04-17 |  | G_71946 | G_40172808-00-00100 | 40172808-00-00100 | PIPE ELBOW, PVC, EQUAL, FABRICATED, 400MM DIA, 4KGF/CM2, (AGRI) PASTED TYPE, IS 7834 | 197 | PVC Elbow | PIPE ELBOW | ELBOW | PIPE | 40172808 | PVC plastic pipe elbow | Production Completed
TNG - SHO | UNSPSC Classification | SPC | SPC | OK | 2023-04-14 | 2023-04-17 |  | G_71915 | G_40172808-11-00076 | 40172808-11-00076 | PIPE ELBOW, PVC, EQUAL, SMOOTH FLOW, 110 MM, 10 KGF/SQ CM | 197 | PVC Elbow | PIPE ELBOW | ELBOW | PIPE | 40172808 | PVC plastic pipe elbow | Production Completed
TNG - SHO | UNSPSC Classification | SPC | SPC | OK | 2023-04-14 | 2023-04-17 |  | G_71958 | G_40172808-00-00135 | 40172808-00-00135 | PIPE ELBOW, PVC, RAIN WATER, 180 MM DIA | 197 | PVC Elbow | PIPE ELBOW | ELBOW | PIPE | 40172808 | PVC plastic pipe elbow | Production Completed
TNG - SHO | UNSPSC Classification | SPC | SPC | OK | 2023-04-14 | 2023-04-17 |  | G_71834 | G_40172800-00-00028 | 40172800-00-00028 | PIPE ELBOW, REDUCING, 25MM X 15MM, BRASS, PPRC | 634 | PPRC Pipes & Fittings - Supreme. | PIPE ELBOW | ELBOW | PIPE | 40172801 | Brass pipe elbow | Production Completed
TNG - SHO | UNSPSC Classification | SPC | SPC | OK | 2023-04-14 | 2023-04-17 |  | G_71825 | G_40172800-00-00032 | 40172800-00-00032 | PIPE ELBOW, REDUCING, 25MM X 15MM, BRASS, PPRC, MAKE: SFMC | 634 | PPRC Pipes & Fittings - Supreme. | PIPE ELBOW | ELBOW | PIPE | 40172801 | Brass pipe elbow | Production Completed
TNG - SHO | UNSPSC Classification | SPC | SPC | OK | 2023-04-14 | 2023-04-17 |  | G_71935 | G_40172808-00-00066 | 40172808-00-00066 | PIPE ELBOW, SELF FIT, PVC, EQUAL, 160 MM DIA, 10 KGF/SQCM, IS 7834 | 197 | PVC Elbow | PIPE ELBOW | ELBOW | PIPE | 40172808 | PVC plastic pipe elbow | Production Completed
TNG - SHO | UNSPSC Classification | SPC | SPC | OK | 2023-04-14 | 2023-04-17 |  | G_71941 | G_40172808-00-00099 | 40172808-00-00099 | PIPE ELBOW, SELF FIT, PVC, EQUAL, 200 MM DIA, 10 KGF/SQCM, IS 7834 | 197 | PVC Elbow | PIPE ELBOW | ELBOW | PIPE | 40172808 | PVC plastic pipe elbow | Production Completed
TNG - SHO | UNSPSC Classification | SPC | SPC | OK | 2023-04-14 | 2023-04-17 |  | G_71930 | G_40172800-00-00007 | 40172800-00-00007 | PIPE ELBOW, SELF FIT, PVC, EQUAL, 200 MM DIA, 6 KGF/SQCM, IS 7834 | 197 | PVC Elbow | PIPE ELBOW | ELBOW | PIPE | 40172808 | PVC plastic pipe elbow | Production Completed
TNG - SHO | UNSPSC Classification | SPC | SPC | OK | 2023-04-14 | 2023-04-17 |  | G_71971 | G_40172808-00-00168 | 40172808-00-00168 | PIPE ELBOW, SELF FIT, PVC, EQUAL, 75 MM, 10KG/CM2, MAKE : ASTRAL | 197 | PVC Elbow | PIPE ELBOW | ELBOW | PIPE | 40172808 | PVC plastic pipe elbow | Production Completed
TNG - SHO | UNSPSC Classification | SPC | SPC | OK | 2023-04-14 | 2023-04-17 |  | G_71945 | G_40172808-00-00085 | 40172808-00-00085 | PIPE ELBOW, SELF FIT, PVC, EQUAL, 90 MM, 6 KG/CM2, IS 7834 | 197 | PVC Elbow | PIPE ELBOW | ELBOW | PIPE | 40172808 | PVC plastic pipe elbow | Production Completed
TNG - SHO | UNSPSC Classification | SPC | SPC | OK | 2023-04-14 | 2023-04-17 |  | G_71982 | G_40172808-00-00221 | 40172808-00-00221 | PIPE ELBOW, SN-4, UPVC,PASTED TYPE,UNDERGROUND FITTING,160 MM DIA,GOLDEN BROWN, IS:15328-2000 | 197 | PVC Elbow | PIPE ELBOW | ELBOW | PIPE | 40172808 | PVC plastic pipe elbow | Production Completed
TNG - SHO | UNSPSC Classification | SPC | SPC | OK | 2023-04-14 | 2023-04-17 |  | G_71983 | G_40172808-00-00222 | 40172808-00-00222 | PIPE ELBOW, SN-4, UPVC,PASTED TYPE,UNDERGROUND FITTING,250 MM DIA,GOLDEN BROWN, IS:15328-2000 | 197 | PVC Elbow | PIPE ELBOW | ELBOW | PIPE | 40172808 | PVC plastic pipe elbow | Production Completed
TNG - SHO | UNSPSC Classification | SPC | SPC | OK | 2023-04-14 | 2023-04-17 |  | G_71920 | G_40172808-00-00005 | 40172808-00-00005 | PIPE ELBOW, UPVC, 15 MM DIA, SCH 80 | 197 | PVC Elbow | PIPE ELBOW | ELBOW | PIPE | 40172808 | PVC plastic pipe elbow | Production Completed
TNG - SHO | UNSPSC Classification | SPC | SPC | OK | 2023-04-14 | 2023-04-17 |  | G_71984 | G_40172808-00-00217 | 40172808-00-00217 | PIPE ELBOW, UPVC,15 MM DIA,SCH 40 | 197 | PVC Elbow | PIPE ELBOW | ELBOW | PIPE | 40172808 | PVC plastic pipe elbow | Production Completed
TNG - SHO | UNSPSC Classification | SPC | SPC | OK | 2023-04-14 | 2023-04-17 |  | G_71736 | G_40175300-11-00377 | 40175300-11-00377 | PIPE REDUCER, 110 MM X 90 MM, MALE X FEMALE, PPRC | 634 | PPRC Pipes & Fittings - Supreme. | PIPE REDUCER | REDUCER | PIPE | 40170000 | Pipe piping and pipe fittings | Production Completed
TNG - SHO | UNSPSC Classification | SPC | SPC | OK | 2023-04-14 | 2023-04-17 |  | G_71761 | G_40175300-11-00004 | 40175300-11-00004 | PIPE REDUCER, 25 MM X 20 MM, FEMALE, PPRC | 634 | PPRC Pipes & Fittings - Supreme. | PIPE REDUCER | REDUCER | PIPE | 40170000 | Pipe piping and pipe fittings | Production Completed
TNG - SHO | UNSPSC Classification | SPC | SPC | OK | 2023-04-14 | 2023-04-17 |  | G_71762 | G_40175300-11-00005 | 40175300-11-00005 | PIPE REDUCER, 32 MM X 20 MM, FEMALE, PPRC | 634 | PPRC Pipes & Fittings - Supreme. | PIPE REDUCER | REDUCER | PIPE | 40170000 | Pipe piping and pipe fittings | Production Completed
TNG - SHO | UNSPSC Classification | SPC | SPC | OK | 2023-04-14 | 2023-04-17 |  | G_71773 | G_40175300-11-00213 | 40175300-11-00213 | PIPE REDUCER, 40 MM X 25 MM, PPRC, EACLBOW | 634 | PPRC Pipes & Fittings - Supreme. | PIPE REDUCER | REDUCER | PIPE | 40170000 | Pipe piping and pipe fittings | Production Completed
TNG - SHO | UNSPSC Classification | SPC | SPC | OK | 2023-04-14 | 2023-04-17 |  | G_71770 | G_40175300-11-00024 | 40175300-11-00024 | PIPE REDUCER, 50 MM X 40 MM, MALE X FEMALE, PPRC | 634 | PPRC Pipes & Fittings - Supreme. | PIPE REDUCER | REDUCER | PIPE | 40170000 | Pipe piping and pipe fittings | Production Completed
TNG - SHO | UNSPSC Classification | SPC | SPC | OK | 2023-04-14 | 2023-04-17 |  | G_71831 | G_40175300-00-00123 | 40175300-00-00123 | PIPE REDUCER, CONCENTRIC, 200 MM X 150 MM , MILD STEEL | 634 | PPRC Pipes & Fittings - Supreme. | PIPE REDUCER | REDUCER | PIPE | 40170000 | Pipe piping and pipe fittings | Production Completed
TNG - SHO | UNSPSC Classification | SPC | SPC | OK | 2023-04-14 | 2023-04-17 |  | G_71821 | G_40175300-00-00126 | 40175300-00-00126 | PIPE REDUCER, CONCENTRIC, 100 MM X 80 MM , MILD STEEL | 634 | PPRC Pipes & Fittings - Supreme. | PIPE REDUCER | REDUCER | PIPE | 40170000 | Pipe piping and pipe fittings | Production Completed
TNG - SHO | UNSPSC Classification | SPC | SPC | OK | 2023-04-14 | 2023-04-17 |  | G_71775 | G_40175300-00-00021 | 40175300-00-00021 | PIPE REDUCER, CONCENTRIC, 125 MM X 100 MM, MILD STEEL, ERW HEAVY DUTY, C CLASS | 634 | PPRC Pipes & Fittings - Supreme. | PIPE REDUCER | REDUCER | PIPE | 40170000 | Pipe piping and pipe fittings | Production Completed
TNG - SHO | UNSPSC Classification | SPC | SPC | OK | 2023-04-14 | 2023-04-17 |  | G_71786 | G_40175300-00-00026 | 40175300-00-00026 | PIPE REDUCER, CONCENTRIC, 150 MM X 100 MM, MILD STEEL, ERW HEAVY DUTY, C CLASS | 634 | PPRC Pipes & Fittings - Supreme. | PIPE REDUCER | REDUCER | PIPE | 40170000 | Pipe piping and pipe fittings | Production Completed
TNG - SHO | UNSPSC Classification | SPC | SPC | OK | 2023-04-14 | 2023-04-17 |  | G_71776 | G_40175300-00-00030 | 40175300-00-00030 | PIPE REDUCER, CONCENTRIC, 150 MM X 125 MM, MILD STEEL, ERW HEAVY DUTY, C CLASS | 634 | PPRC Pipes & Fittings - Supreme. | PIPE REDUCER | REDUCER | PIPE | 40170000 | Pipe piping and pipe fittings | Production Completed
TNG - SHO | UNSPSC Classification | SPC | SPC | OK | 2023-04-14 | 2023-04-17 |  | G_71850 | G_40175300-00-00269 | 40175300-00-00269 | PIPE REDUCER, CONCENTRIC, 150 MM X 50 MM, MILD STEEL, BUTTWELDED | 634 | PPRC Pipes & Fittings - Supreme. | PIPE REDUCER | REDUCER | PIPE | 40170000 | Pipe piping and pipe fittings | Production Completed
TNG - SHO | UNSPSC Classification | SPC | SPC | OK | 2023-04-14 | 2023-04-17 |  | G_71787 | G_40175300-00-00023 | 40175300-00-00023 | PIPE REDUCER, CONCENTRIC, 150 MM X 80 MM, MILD STEEL, ERW HEAVY DUTY, C CLASS | 634 | PPRC Pipes & Fittings - Supreme. | PIPE REDUCER | REDUCER | PIPE | 40170000 | Pipe piping and pipe fittings | Production Completed
TNG - SHO | UNSPSC Classification | SPC | SPC | OK | 2023-04-14 | 2023-04-17 |  | G_71858 | G_40175300-00-00353 | 40175300-00-00353 | PIPE REDUCER, CONCENTRIC, 25MM X 16MM, MILD STEEL | 634 | PPRC Pipes & Fittings - Supreme. | PIPE REDUCER | REDUCER | PIPE | 40170000 | Pipe piping and pipe fittings | Production Completed
TNG - SHO | UNSPSC Classification | SPC | SPC | OK | 2023-04-14 | 2023-04-17 |  | G_71777 | G_40175300-00-00029 | 40175300-00-00029 | PIPE REDUCER, CONCENTRIC, 32 MM X 25 MM, MILD STEEL, ERW HEAVY DUTY, C CLASS | 634 | PPRC Pipes & Fittings - Supreme. | PIPE REDUCER | REDUCER | PIPE | 40170000 | Pipe piping and pipe fittings | Production Completed
TNG - SHO | UNSPSC Classification | SPC | SPC | OK | 2023-04-14 | 2023-04-17 |  | G_71854 | G_40175300-00-00354 | 40175300-00-00354 | PIPE REDUCER, CONCENTRIC, 32MM X 16MM, MILD STEEL | 634 | PPRC Pipes & Fittings - Supreme. | PIPE REDUCER | REDUCER | PIPE | 40170000 | Pipe piping and pipe fittings | Production Completed
TNG - SHO | UNSPSC Classification | SPC | SPC | OK | 2023-04-14 | 2023-04-17 |  | G_71783 | G_40175300-00-00028 | 40175300-00-00028 | PIPE REDUCER, CONCENTRIC, 40 MM X 32 MM, MILD STEEL, ERW HEAVY DUTY, C CLASS | 634 | PPRC Pipes & Fittings - Supreme. | PIPE REDUCER | REDUCER | PIPE | 40170000 | Pipe piping and pipe fittings | Production Completed
TNG - SHO | UNSPSC Classification | SPC | SPC | OK | 2023-04-14 | 2023-04-17 |  | G_71778 | G_40175300-00-00027 | 40175300-00-00027 | PIPE REDUCER, CONCENTRIC, 50 MM X 40 MM, MILD STEEL, ERW HEAVY DUTY, C CLASS | 634 | PPRC Pipes & Fittings - Supreme. | PIPE REDUCER | REDUCER | PIPE | 40170000 | Pipe piping and pipe fittings | Production Completed
TNG - SHO | UNSPSC Classification | SPC | SPC | OK | 2023-04-14 | 2023-04-17 |  | G_71823 | G_40175300-00-00125 | 40175300-00-00125 | PIPE REDUCER, CONCENTRIC, 80 MM X 50 MM , MILD STEEL | 634 | PPRC Pipes & Fittings - Supreme. | PIPE REDUCER | REDUCER | PIPE | 40170000 | Pipe piping and pipe fittings | Production Completed
TNG - SHO | UNSPSC Classification | SPC | SPC | OK | 2023-04-14 | 2023-04-17 |  | G_71820 | G_40175300-00-00124 | 40175300-00-00124 | PIPE REDUCER, CONCENTRIC, 80 MM X 65 MM , MILD STEEL | 634 | PPRC Pipes & Fittings - Supreme. | PIPE REDUCER | REDUCER | PIPE | 40170000 | Pipe piping and pipe fittings | Production Completed
TNG - SHO | UNSPSC Classification | SPC | SPC | OK | 2023-04-14 | 2023-04-17 |  | G_71784 | G_40175300-00-00022 | 40175300-00-00022 | PIPE REDUCER, CONCENTRIC,150 MM X 125 MM, MILD STEEL, ERW HEAVY DUTY, C CLASS | 634 | PPRC Pipes & Fittings - Supreme. | PIPE REDUCER | REDUCER | PIPE | 40170000 | Pipe piping and pipe fittings | Production Completed
TNG - SHO | UNSPSC Classification | SPC | SPC | OK | 2023-04-14 | 2023-04-17 |  | G_71844 | G_40175300-00-00186 | 40175300-00-00186 | PIPE REDUCER, ECCENTRIC, MILD STEEL, 100 MM X 65 MM, C-CLASS | 634 | PPRC Pipes & Fittings - Supreme. | PIPE REDUCER | REDUCER | PIPE | 40170000 | Pipe piping and pipe fittings | Production Completed
TNG - SHO | UNSPSC Classification | SPC | SPC | OK | 2023-04-14 | 2023-04-17 |  | G_71849 | G_40175300-00-00205 | 40175300-00-00205 | PIPE REDUCER, ECCENTRIC, MILD STEEL, 150 MM X 65 MM, C-CLASS | 634 | PPRC Pipes & Fittings - Supreme. | PIPE REDUCER | REDUCER | PIPE | 40170000 | Pipe piping and pipe fittings | Production Completed
TNG - SHO | UNSPSC Classification | SPC | SPC | OK | 2023-04-14 | 2023-04-17 |  | G_71835 | G_40175300-00-00187 | 40175300-00-00187 | PIPE REDUCER, ECCENTRIC, MILD STEEL, 150 MM X 80 MM, C-CLASS | 634 | PPRC Pipes & Fittings - Supreme. | PIPE REDUCER | REDUCER | PIPE | 40170000 | Pipe piping and pipe fittings | Production Completed
TNG - SHO | UNSPSC Classification | SPC | SPC | OK | 2023-04-14 | 2023-04-17 |  | G_71848 | G_40175300-00-00206 | 40175300-00-00206 | PIPE REDUCER, ECCENTRIC, MILD STEEL, 200 MM X 100 MM, C-CLASS | 634 | PPRC Pipes & Fittings - Supreme. | PIPE REDUCER | REDUCER | PIPE | 40170000 | Pipe piping and pipe fittings | Production Completed
TNG - SHO | UNSPSC Classification | SPC | SPC | OK | 2023-04-14 | 2023-04-17 |  | G_71837 | G_40175300-00-00185 | 40175300-00-00185 | PIPE REDUCER, ECCENTRIC, MILD STEEL, 200 MM X 125 MM, C-CLASS | 634 | PPRC Pipes & Fittings - Supreme. | PIPE REDUCER | REDUCER | PIPE | 40170000 | Pipe piping and pipe fittings | Production Completed
TNG - SHO | UNSPSC Classification | SPC | SPC | OK | 2023-04-14 | 2023-04-17 |  | G_71852 | G_40175300-00-00332 | 40175300-00-00332 | PIPE REDUCER, MILD STEEL, 100 MM X 65 MM, C CLASS | 634 | PPRC Pipes & Fittings - Supreme. | PIPE REDUCER | REDUCER | PIPE | 40170000 | Pipe piping and pipe fittings | Production Completed
TNG - SHO | UNSPSC Classification | SPC | SPC | OK | 2023-04-14 | 2023-04-17 |  | G_71780 | G_40175300-00-00033 | 40175300-00-00033 | PIPE REDUCER, MILD STEEL, 40 MM X 25 MM, C CLASS | 634 | PPRC Pipes & Fittings - Supreme. | PIPE REDUCER | REDUCER | PIPE | 40170000 | Pipe piping and pipe fittings | Production Completed
TNG - SHO | UNSPSC Classification | SPC | SPC | OK | 2023-04-14 | 2023-04-17 |  | G_71779 | G_40175300-00-00031 | 40175300-00-00031 | PIPE REDUCER, MILD STEEL, 65 MM X 25 MM, C CLASS | 634 | PPRC Pipes & Fittings - Supreme. | PIPE REDUCER | REDUCER | PIPE | 40170000 | Pipe piping and pipe fittings | Production Completed
TNG - SHO | UNSPSC Classification | SPC | SPC | OK | 2023-04-14 | 2023-04-17 |  | G_71790 | G_40175300-00-00024 | 40175300-00-00024 | PIPE REDUCER, MILD STEEL, 65 MM X 32 MM, C CLASS | 634 | PPRC Pipes & Fittings - Supreme. | PIPE REDUCER | REDUCER | PIPE | 40170000 | Pipe piping and pipe fittings | Production Completed
TNG - SHO | UNSPSC Classification | SPC | SPC | OK | 2023-04-14 | 2023-04-17 |  | G_71785 | G_40175300-00-00035 | 40175300-00-00035 | PIPE REDUCER, MILD STEEL, 65 MM X 50 MM, C CLASS | 634 | PPRC Pipes & Fittings - Supreme. | PIPE REDUCER | REDUCER | PIPE | 40170000 | Pipe piping and pipe fittings | Production Completed
TNG - SHO | UNSPSC Classification | SPC | SPC | OK | 2023-04-14 | 2023-04-17 |  | G_71789 | G_40175300-00-00034 | 40175300-00-00034 | PIPE REDUCER, MILD STEEL, 80 MM X 32 MM, C CLASS | 634 | PPRC Pipes & Fittings - Supreme. | PIPE REDUCER | REDUCER | PIPE | 40170000 | Pipe piping and pipe fittings | Production Completed
TNG - SHO | UNSPSC Classification | SPC | SPC | OK | 2023-04-14 | 2023-04-17 |  | G_71851 | G_40175300-00-00340 | 40175300-00-00340 | PIPE REDUCER, MILD STEEL,125 MM X 65 MM, C CLASS | 634 | PPRC Pipes & Fittings - Supreme. | PIPE REDUCER | REDUCER | PIPE | 40170000 | Pipe piping and pipe fittings | Production Completed
TNG - SHO | UNSPSC Classification | SPC | SPC | OK | 2023-04-14 | 2023-04-17 |  | G_72485 | G_40142505-00-00009 | 40142505-00-00009 | PIPE STRAINER, Y TYPE, 15 MM DIA | 583 | Strainers | PIPE STRAINER | STRAINER | PIPE | 40142505 | Y strainer | Production Completed
TNG - SHO | UNSPSC Classification | SPC | SPC | OK | 2023-04-14 | 2023-04-17 |  | G_72479 | G_40142505-00-00006 | 40142505-00-00006 | PIPE STRAINER, Y TYPE, 20 MM DIA | 583 | Strainers | PIPE STRAINER | STRAINER | PIPE | 40142505 | Y strainer | Production Completed
TNG - SHO | UNSPSC Classification | SPC | SPC | OK | 2023-04-14 | 2023-04-17 |  | G_72482 | G_40142505-00-00010 | 40142505-00-00010 | PIPE STRAINER, Y TYPE, 25 MM DIA | 583 | Strainers | PIPE STRAINER | STRAINER | PIPE | 40142505 | Y strainer | Production Completed
TNG - SHO | UNSPSC Classification | SPC | SPC | OK | 2023-04-14 | 2023-04-17 |  | G_72476 | G_40142505-00-00004 | 40142505-00-00004 | PIPE STRAINER, Y TYPE, 25 MM, SCREWED END, CAST IRON | 583 | Strainers | PIPE STRAINER | STRAINER | PIPE | 40142505 | Y strainer | Production Completed
TNG - SHO | UNSPSC Classification | SPC | SPC | OK | 2023-04-14 | 2023-04-17 |  | G_72478 | G_40142505-00-00005 | 40142505-00-00005 | PIPE STRAINER, Y TYPE, 32 MM DIA | 583 | Strainers | PIPE STRAINER | STRAINER | PIPE | 40142505 | Y strainer | Production Completed
TNG - SHO | UNSPSC Classification | SPC | SPC | OK | 2023-04-14 | 2023-04-17 |  | G_72481 | G_40142505-00-00007 | 40142505-00-00007 | PIPE STRAINER, Y TYPE, BRONZE, 25 MM DIA, SCREWED END | 583 | Strainers | PIPE STRAINER | STRAINER | PIPE | 40142505 | Y strainer | Production Completed
TNG - SHO | UNSPSC Classification | SPC | SPC | OK | 2023-04-14 | 2023-04-17 |  | G_72475 | G_40142505-00-00002 | 40142505-00-00002 | PIPE STRAINER, Y TYPE, BRONZE, 32 MM DIA, SCREWED END | 583 | Strainers | PIPE STRAINER | STRAINER | PIPE | 40142505 | Y strainer | Production Completed
TNG - SHO | UNSPSC Classification | SPC | SPC | OK | 2023-04-14 | 2023-04-17 |  | G_72498 | G_40142505-00-00011 | 40142505-00-00011 | PIPE STRAINER, Y TYPE,40 MM DIA,BRONZE ,SCREWED END | 583 | Strainers | PIPE STRAINER | STRAINER | PIPE | 40142505 | Y strainer | Production Completed
TNG - SHO | UNSPSC Classification | SPC | SPC | OK | 2023-04-14 | 2023-04-17 |  | G_72502 | G_40142505-00-00012 | 40142505-00-00012 | PIPE STRAINER, Y TYPE,50 MM DIA,BRONZE,SCREWED END | 583 | Strainers | PIPE STRAINER | STRAINER | PIPE | 40142505 | Y strainer | Production Completed
TNG - SHO | UNSPSC Classification | SPC | SPC | OK | 2023-04-14 | 2023-04-17 |  | G_72467 | G_40142505-11-00009 | 40142505-11-00009 | PIPE STRAINER, Y, 100 MM, FLANGED END. G | 583 | Strainers | PIPE STRAINER | STRAINER | PIPE | 40142505 | Y strainer | Production Completed
TNG - SHO | UNSPSC Classification | SPC | SPC | OK | 2023-04-14 | 2023-04-17 |  | G_72466 | G_40142505-11-00004 | 40142505-11-00004 | PIPE STRAINER, Y, 2-1/2" (65 MM), CAST IRON | 583 | Strainers | PIPE STRAINER | STRAINER | PIPE | 40142505 | Y strainer | Production Completed
TNG - SHO | UNSPSC Classification | SPC | SPC | OK | 2023-04-14 | 2023-04-17 |  | G_72465 | G_40142505-11-00003 | 40142505-11-00003 | PIPE STRAINER, Y, 50 MM (2"), BRONZE, RN | 583 | Strainers | PIPE STRAINER | STRAINER | PIPE | 40142505 | Y strainer | Production Completed
TNG - SHO | UNSPSC Classification | SPC | SPC | OK | 2023-04-14 | 2023-04-17 |  | G_72468 | G_40142505-11-00010 | 40142505-11-00010 | PIPE STRAINER, Y, 80 MM, FLANGED END. G | 583 | Strainers | PIPE STRAINER | STRAINER | PIPE | 40142505 | Y strainer | Production Completed
TNG - SHO | UNSPSC Classification | SPC | SPC | OK | 2023-04-14 | 2023-04-17 |  | G_71803 | G_40174600-00-00077 | 40174600-00-00077 | PIPE TEE, PPRC, EQUAL, 25MM RUN, 25MM BRANCH | 634 | PPRC Pipes & Fittings - Supreme. | PIPE TEE | TEE | PIPE | 40174600 | Pipe tees | Production Completed
TNG - SHO | UNSPSC Classification | SPC | SPC | OK | 2023-04-14 | 2023-04-17 |  | G_71743 | G_40174600-11-00176 | 40174600-11-00176 | PIPE TEE, PPRC, EQUAL, 32 MM RUN, 32 MM BRANCH | 634 | PPRC Pipes & Fittings - Supreme. | PIPE TEE | TEE | PIPE | 40174600 | Pipe tees | Production Completed
TNG - SHO | UNSPSC Classification | SPC | SPC | OK | 2023-04-14 | 2023-04-17 |  | G_71795 | G_40174600-00-00081 | 40174600-00-00081 | PIPE TEE, PPRC, EQUAL, 32MM RUN, 32MM BRANCH, MAKE: SFMC | 634 | PPRC Pipes & Fittings - Supreme. | PIPE TEE | TEE | PIPE | 40174600 | Pipe tees | Production Completed
TNG - SHO | UNSPSC Classification | SPC | SPC | OK | 2023-04-14 | 2023-04-17 |  | G_71804 | G_40174600-00-00078 | 40174600-00-00078 | PIPE TEE, PPRC, EQUAL, 40MM RUN, 40MM BRANCH | 634 | PPRC Pipes & Fittings - Supreme. | PIPE TEE | TEE | PIPE | 40174600 | Pipe tees | Production Completed
TNG - SHO | UNSPSC Classification | SPC | SPC | OK | 2023-04-14 | 2023-04-17 |  | G_71741 | G_40174600-11-00011 | 40174600-11-00011 | PIPE TEE, PPRC, EQUAL, 50 MM RUN, 50 MM BRANCH | 634 | PPRC Pipes & Fittings - Supreme. | PIPE TEE | TEE | PIPE | 40174600 | Pipe tees | Production Completed
TNG - SHO | UNSPSC Classification | SPC | SPC | OK | 2023-04-14 | 2023-04-17 |  | G_71802 | G_40174600-00-00075 | 40174600-00-00075 | PIPE TEE, PPRC, EQUAL, 75MM RUN, 75MM BRANCH | 634 | PPRC Pipes & Fittings - Supreme. | PIPE TEE | TEE | PIPE | 40174600 | Pipe tees | Production Completed
TNG - SHO | UNSPSC Classification | SPC | SPC | OK | 2023-04-14 | 2023-04-17 |  | G_71801 | G_40174600-00-00079 | 40174600-00-00079 | PIPE TEE, PPRC, EQUAL, 90MM RUN, 90MM BRANCH | 634 | PPRC Pipes & Fittings - Supreme. | PIPE TEE | TEE | PIPE | 40174600 | Pipe tees | Production Completed
TNG - SHO | UNSPSC Classification | SPC | SPC | OK | 2023-04-14 | 2023-04-17 |  | G_71774 | G_40174610-00-00002 | 40174610-00-00002 | PIPE TEE, PPRC, REDUCING, 63 MM X 40 MM X 63 MM DIA | 634 | PPRC Pipes & Fittings - Supreme. | PIPE TEE | TEE | PIPE | 40174600 | Pipe tees | Production Completed
TNG - SHO | UNSPSC Classification | SPC | SPC | OK | 2023-04-14 | 2023-04-17 |  | G_71800 | G_40174600-00-00073 | 40174600-00-00073 | PIPE TEE, PPRC,EQUAL,63 MM RUN,63 MM BRANCH | 634 | PPRC Pipes & Fittings - Supreme. | PIPE TEE | TEE | PIPE | 40174600 | Pipe tees | Production Completed
TNG - SHO | UNSPSC Classification | SPC | SPC | OK | 2023-04-14 | 2023-04-17 |  | G_71871 | G_40174600-00-00142 | 40174600-00-00142 | PIPE TEE, PVC, 180 MM, MAKE: PRINCE | 634 | PPRC Pipes & Fittings - Supreme. | PIPE TEE | TEE | PIPE | 40174608 | PVC plastic pipe tee | Production Completed
TNG - SHO | UNSPSC Classification | SPC | SPC | OK | 2023-04-14 | 2023-04-17 |  | G_71832 | G_40174600-00-00076 | 40174600-00-00076 | PIPE TEE, REDUCING, 25MM X 15MM, BRASS, PPRC | 634 | PPRC Pipes & Fittings - Supreme. | PIPE TEE | TEE | PIPE | 40174601 | Brass pipe tee | Production Completed
TNG - SHO | UNSPSC Classification | SPC | SPC | OK | 2023-04-14 | 2023-04-17 |  | G_71813 | G_40174600-00-00080 | 40174600-00-00080 | PIPE TEE, REDUCING, 25MM X 15MM, BRASS, PPRC, MAKE: SFMC | 634 | PPRC Pipes & Fittings - Supreme. | PIPE TEE | TEE | PIPE | 40174601 | Brass pipe tee | Production Completed
TNG - SHO | UNSPSC Classification | SPC | SPC | OK | 2023-04-14 | 2023-04-17 |  | G_71887 | G_40174600-00-00136 | 40174600-00-00136 | PIPE TEE, REDUCING, 25MM X 20MM, MALE THREADED, PPRC | 634 | PPRC Pipes & Fittings - Supreme. | PIPE TEE | TEE | PIPE | 40174600 | Pipe tees | Production Completed
TNG - SHO | UNSPSC Classification | SPC | SPC | OK | 2023-04-14 | 2023-04-17 |  | G_71812 | G_40174600-00-00082 | 40174600-00-00082 | PIPE TEE, REDUCING, 32MM X 25MM, PPRC, MAKE: SFMC | 634 | PPRC Pipes & Fittings - Supreme. | PIPE TEE | TEE | PIPE | 40174600 | Pipe tees | Production Completed
TNG - SHO | UNSPSC Classification | SPC | SPC | OK | 2023-04-14 | 2023-04-17 |  | G_71895 | G_40174600-00-00127 | 40174600-00-00127 | PIPE TEE, REDUCING, 40MM X 25MM, PPRC | 634 | PPRC Pipes & Fittings - Supreme. | PIPE TEE | TEE | PIPE | 40174600 | Pipe tees | Production Completed
TNG - SHO | UNSPSC Classification | SPC | SPC | OK | 2023-04-14 | 2023-04-17 |  | G_71896 | G_40174600-00-00123 | 40174600-00-00123 | PIPE TEE, REDUCING, 40MM X 32MM, PPRC | 634 | PPRC Pipes & Fittings - Supreme. | PIPE TEE | TEE | PIPE | 40174600 | Pipe tees | Production Completed
TNG - SHO | UNSPSC Classification | SPC | SPC | OK | 2023-04-14 | 2023-04-17 |  | G_71869 | G_40174600-00-00118 | 40174600-00-00118 | PIPE TEE, REDUCING, 50MM X 25MM, PPRC | 634 | PPRC Pipes & Fittings - Supreme. | PIPE TEE | TEE | PIPE | 40174600 | Pipe tees | Production Completed
TNG - SHO | UNSPSC Classification | SPC | SPC | OK | 2023-04-14 | 2023-04-17 |  | G_71874 | G_40174600-00-00121 | 40174600-00-00121 | PIPE TEE, REDUCING, 50MM X 32MM, PPRC | 634 | PPRC Pipes & Fittings - Supreme. | PIPE TEE | TEE | PIPE | 40174600 | Pipe tees | Production Completed
TNG - SHO | UNSPSC Classification | SPC | SPC | OK | 2023-04-14 | 2023-04-17 |  | G_71879 | G_40174600-00-00124 | 40174600-00-00124 | PIPE TEE, REDUCING, 50MM X 40MM, PPRC | 634 | PPRC Pipes & Fittings - Supreme. | PIPE TEE | TEE | PIPE | 40174600 | Pipe tees | Production Completed
TNG - SHO | UNSPSC Classification | SPC | SPC | OK | 2023-04-14 | 2023-04-17 |  | G_71875 | G_40174600-00-00119 | 40174600-00-00119 | PIPE TEE, REDUCING, 63MM X 25MM, PPRC | 634 | PPRC Pipes & Fittings - Supreme. | PIPE TEE | TEE | PIPE | 40174600 | Pipe tees | Production Completed
TNG - SHO | UNSPSC Classification | SPC | SPC | OK | 2023-04-14 | 2023-04-17 |  | G_71870 | G_40174600-00-00120 | 40174600-00-00120 | PIPE TEE, REDUCING, 63MM X 32MM, PPRC | 634 | PPRC Pipes & Fittings - Supreme. | PIPE TEE | TEE | PIPE | 40174600 | Pipe tees | Production Completed
TNG - SHO | UNSPSC Classification | SPC | SPC | OK | 2023-04-14 | 2023-04-17 |  | G_71873 | G_40174600-00-00134 | 40174600-00-00134 | PIPE TEE, REDUCING, 63MM X 40MM, PPRC | 634 | PPRC Pipes & Fittings - Supreme. | PIPE TEE | TEE | PIPE | 40174600 | Pipe tees | Production Completed
TNG - SHO | UNSPSC Classification | SPC | SPC | OK | 2023-04-14 | 2023-04-17 |  | G_71855 | G_40174600-00-00126 | 40174600-00-00126 | PIPE TEE, REDUCING, 63MM X 50MM, PPRC | 634 | PPRC Pipes & Fittings - Supreme. | PIPE TEE | TEE | PIPE | 40174600 | Pipe tees | Production Completed
TNG - SHO | UNSPSC Classification | SPC | SPC | OK | 2023-04-14 | 2023-04-17 |  | G_71878 | G_40174600-00-00122 | 40174600-00-00122 | PIPE TEE, REDUCING, 75MM X 25MM, PPRC | 634 | PPRC Pipes & Fittings - Supreme. | PIPE TEE | TEE | PIPE | 40174600 | Pipe tees | Production Completed
TNG - SHO | UNSPSC Classification | SPC | SPC | OK | 2023-04-14 | 2023-04-17 |  | G_71860 | G_40174600-00-00129 | 40174600-00-00129 | PIPE TEE, REDUCING, 75MM X 32MM, PPRC | 634 | PPRC Pipes & Fittings - Supreme. | PIPE TEE | TEE | PIPE | 40174600 | Pipe tees | Production Completed
TNG - SHO | UNSPSC Classification | SPC | SPC | OK | 2023-04-14 | 2023-04-17 |  | G_71880 | G_40174600-00-00125 | 40174600-00-00125 | PIPE TEE, REDUCING, 75MM X 40MM, PPRC | 634 | PPRC Pipes & Fittings - Supreme. | PIPE TEE | TEE | PIPE | 40174600 | Pipe tees | Production Completed
TNG - SHO | UNSPSC Classification | SPC | SPC | OK | 2023-04-14 | 2023-04-17 |  | G_71882 | G_40174600-00-00131 | 40174600-00-00131 | PIPE TEE, REDUCING, 75MM X 50MM, PPRC | 634 | PPRC Pipes & Fittings - Supreme. | PIPE TEE | TEE | PIPE | 40174600 | Pipe tees | Production Completed
TNG - SHO | UNSPSC Classification | SPC | SPC | OK | 2023-04-14 | 2023-04-17 |  | G_71872 | G_40174600-00-00140 | 40174600-00-00140 | PIPE TEE, REDUCING, 75MM X 63MM, PPRC | 634 | PPRC Pipes & Fittings - Supreme. | PIPE TEE | TEE | PIPE | 40174600 | Pipe tees | Production Completed
TNG - SHO | UNSPSC Classification | SPC | SPC | OK | 2023-04-14 | 2023-04-17 |  | G_71881 | G_40174600-00-00130 | 40174600-00-00130 | PIPE TEE, REDUCING, 90MM X 40MM, PPRC | 634 | PPRC Pipes & Fittings - Supreme. | PIPE TEE | TEE | PIPE | 40174600 | Pipe tees | Production Completed
TNG - SHO | UNSPSC Classification | SPC | SPC | OK | 2023-04-14 | 2023-04-17 |  | G_71856 | G_40174600-00-00135 | 40174600-00-00135 | PIPE TEE, REDUCING, 90MM X 63MM, PPRC | 634 | PPRC Pipes & Fittings - Supreme. | PIPE TEE | TEE | PIPE | 40174600 | Pipe tees | Production Completed
TNG - SHO | UNSPSC Classification | SPC | SPC | OK | 2023-04-14 | 2023-04-17 |  | G_71859 | G_40174600-00-00128 | 40174600-00-00128 | PIPE TEE, REDUCING, 90MM X 75MM, PPRC | 634 | PPRC Pipes & Fittings - Supreme. | PIPE TEE | TEE | PIPE | 40174600 | Pipe tees | Production Completed
TNG - SHO | UNSPSC Classification | SPC | SPC | OK | 2023-04-14 | 2023-04-17 |  | G_71840 | G_40174900-00-00024 | 40174900-00-00024 | PIPE UNION, PPRC, 32MM PLAIN | 634 | PPRC Pipes & Fittings - Supreme. | PIPE UNION | UNION | PIPE | 40174900 | Pipe unions | Production Completed
TNG - SHO | UNSPSC Classification | SPC | SPC | OK | 2023-04-14 | 2023-04-17 |  | G_71845 | G_40174900-00-00022 | 40174900-00-00022 | PIPE UNION, PPRC, 40MM PLAIN | 634 | PPRC Pipes & Fittings - Supreme. | PIPE UNION | UNION | PIPE | 40174900 | Pipe unions | Production Completed
TNG - SHO | UNSPSC Classification | SPC | SPC | OK | 2023-04-14 | 2023-04-17 |  | G_71847 | G_40174900-00-00023 | 40174900-00-00023 | PIPE UNION, PPRC, 50MM PLAIN | 634 | PPRC Pipes & Fittings - Supreme. | PIPE UNION | UNION | PIPE | 40174900 | Pipe unions | Production Completed
TNG - SHO | UNSPSC Classification | SPC | SPC | OK | 2023-04-14 | 2023-04-17 |  | G_72884 | G_40174908-00-00009 | 40174908-00-00009 | PIPE UNION, PVC, 3 PIECE , 1.5", MAKE : CERTIKIN | 999 | Swimming pool accessories | PIPE UNION | UNION | PIPE | 40174908 | PVC plastic pipe union | Production Completed
TNG - SHO | UNSPSC Classification | SPC | SPC | OK | 2023-04-14 | 2023-04-17 |  | G_72926 | G_40174908-00-00006 | 40174908-00-00006 | PIPE UNION, PVC, 3 PIECE , 2.5", MAKE : CERTIKIN | 999 | Swimming pool accessories | PIPE UNION | UNION | PIPE | 40174908 | PVC plastic pipe union | Production Completed
TNG - SHO | UNSPSC Classification | SPC | SPC | OK | 2023-04-14 | 2023-04-17 |  | G_72723 | G_40174908-00-00004 | 40174908-00-00004 | PIPE UNION, PVC, 3 PIECE, 1 1/2", MAKE : ASTRAL, CODE : 02357 | 999 | Swimming pool accessories | PIPE UNION | UNION | PIPE | 40174908 | PVC plastic pipe union | Production Completed
TNG - SHO | UNSPSC Classification | SPC | SPC | OK | 2023-04-14 | 2023-04-17 |  | G_72816 | G_40174908-00-00008 | 40174908-00-00008 | PIPE UNION, PVC, 3 PIECE, 2", MAKE : ASTRAL, CODE : 02358 | 999 | Swimming pool accessories | PIPE UNION | UNION | PIPE | 40174908 | PVC plastic pipe union | Production Completed
TNG - SHO | UNSPSC Classification | SPC | SPC | OK | 2023-04-14 | 2023-04-17 |  | G_72963 | G_40174908-00-00007 | 40174908-00-00007 | PIPE UNION, PVC, 3 PIECE, 2.5", MAKE : ASTRAL, CODE : 02359 | 999 | Swimming pool accessories | PIPE UNION | UNION | PIPE | 40174908 | PVC plastic pipe union | Production Completed
TNG - SHO | UNSPSC Classification | SPC | SPC | OK | 2023-04-14 | 2023-04-17 |  | G_73017 | G_40174908-00-00010 | 40174908-00-00010 | PIPE UNION, PVC, 3 PIECE, CODE : 02359, MAKE : CERTIKIN | 999 | Swimming pool accessories | PIPE UNION | UNION | PIPE | 40174908 | PVC plastic pipe union | Production Completed
TNG - SHO | UNSPSC Classification | SPC | SPC | OK | 2023-04-14 | 2023-04-17 |  | G_71317 | G_40175307-00-00048 | 40175307-00-00048 | SADDLE, 25 MM X 3 MM , FOR GI STRIP, WITH BASE | 731 | Miscellanious - Electrical | SADDLE | SADDLE | NO MODIFIER | 39121700 | Electrical hardware and supplies | Production Completed
TNG - SHO | UNSPSC Classification | SPC | SPC | OK | 2023-04-14 | 2023-04-17 |  | G_71191 | G_40175307-00-00049 | 40175307-00-00049 | SADDLE, 32 MM X 6 MM, FOR GI STRIP, WITH BASE | 731 | Miscellanious - Electrical | SADDLE | SADDLE | NO MODIFIER | 39121700 | Electrical hardware and supplies | Production Completed
TNG - SHO | UNSPSC Classification | SPC | SPC | OK | 2023-04-14 | 2023-04-17 |  | G_71031 | G_40175307-00-00015 | 40175307-00-00015 | SADDLE, BASE,19 MM | 731 | Miscellanious - Electrical | SADDLE | SADDLE | NO MODIFIER | 39121700 | Electrical hardware and supplies | Production Completed
TNG - SHO | UNSPSC Classification | SPC | SPC | OK | 2023-04-14 | 2023-04-17 |  | G_71168 | G_40175307-00-00033 | 40175307-00-00033 | SADDLE, FOR 25 X 6 GI STRIP, WITH BASE | 731 | Miscellanious - Electrical | SADDLE | SADDLE | NO MODIFIER | 39121700 | Electrical hardware and supplies | Production Completed
TNG - SHO | UNSPSC Classification | SPC | SPC | OK | 2023-04-14 | 2023-04-17 |  | G_71057 | G_40175307-00-00032 | 40175307-00-00032 | SADDLE, FOR 50 X 6 GI STRIP, WITH BASE | 731 | Miscellanious - Electrical | SADDLE | SADDLE | NO MODIFIER | 39121700 | Electrical hardware and supplies | Production Completed
TNG - SHO | UNSPSC Classification | SPC | SPC | OK | 2023-04-14 | 2023-04-17 |  | G_71453 | G_40175307-00-00059 | 40175307-00-00059 | SADDLE, PUF,100MM DIA, FULL DIA | 731 | Miscellanious - Electrical | SADDLE | SADDLE | NO MODIFIER | 39121700 | Electrical hardware and supplies | Production Completed
TNG - SHO | UNSPSC Classification | SPC | SPC | OK | 2023-04-14 | 2023-04-17 |  | G_71431 | G_40175307-00-00068 | 40175307-00-00068 | SADDLE, PUF,125MM DIA, FULL DIA | 731 | Miscellanious - Electrical | SADDLE | SADDLE | NO MODIFIER | 39121700 | Electrical hardware and supplies | Production Completed
TNG - SHO | UNSPSC Classification | SPC | SPC | OK | 2023-04-14 | 2023-04-17 |  | G_71461 | G_40175307-00-00065 | 40175307-00-00065 | SADDLE, PUF,150MM DIA, FULL DIA | 731 | Miscellanious - Electrical | SADDLE | SADDLE | NO MODIFIER | 39121700 | Electrical hardware and supplies | Production Completed
TNG - SHO | UNSPSC Classification | SPC | SPC | OK | 2023-04-14 | 2023-04-17 |  | G_71459 | G_40175307-00-00063 | 40175307-00-00063 | SADDLE, PUF,200MM DIA, FULL DIA | 731 | Miscellanious - Electrical | SADDLE | SADDLE | NO MODIFIER | 39121700 | Electrical hardware and supplies | Production Completed
TNG - SHO | UNSPSC Classification | SPC | SPC | OK | 2023-04-14 | 2023-04-17 |  | G_71428 | G_40175307-00-00062 | 40175307-00-00062 | SADDLE, PUF,250MM DIA, FULL DIA | 731 | Miscellanious - Electrical | SADDLE | SADDLE | NO MODIFIER | 39121700 | Electrical hardware and supplies | Production Completed
TNG - SHO | UNSPSC Classification | SPC | SPC | OK | 2023-04-14 | 2023-04-17 |  | G_71454 | G_40175307-00-00061 | 40175307-00-00061 | SADDLE, PUF,300MM DIA, FULL DIA | 731 | Miscellanious - Electrical | SADDLE | SADDLE | NO MODIFIER | 39121700 | Electrical hardware and supplies | Production Completed
TNG - SHO | UNSPSC Classification | SPC | SPC | OK | 2023-04-14 | 2023-04-17 |  | G_71455 | G_40175307-00-00067 | 40175307-00-00067 | SADDLE, PUF,350MM DIA, FULL DIA | 731 | Miscellanious - Electrical | SADDLE | SADDLE | NO MODIFIER | 39121700 | Electrical hardware and supplies | Production Completed
TNG - SHO | UNSPSC Classification | SPC | SPC | OK | 2023-04-14 | 2023-04-17 |  | G_71430 | G_40175307-00-00066 | 40175307-00-00066 | SADDLE, PUF,40MM DIA, FULL DIA | 731 | Miscellanious - Electrical | SADDLE | SADDLE | NO MODIFIER | 39121700 | Electrical hardware and supplies | Production Completed
TNG - SHO | UNSPSC Classification | SPC | SPC | OK | 2023-04-14 | 2023-04-17 |  | G_71429 | G_40175307-00-00060 | 40175307-00-00060 | SADDLE, PUF,65MM DIA, FULL DIA | 731 | Miscellanious - Electrical | SADDLE | SADDLE | NO MODIFIER | 39121700 | Electrical hardware and supplies | Production Completed
TNG - SHO | UNSPSC Classification | SPC | SPC | OK | 2023-04-14 | 2023-04-17 |  | G_71460 | G_40175307-00-00064 | 40175307-00-00064 | SADDLE, PUF,80MM DIA, FULL DIA | 731 | Miscellanious - Electrical | SADDLE | SADDLE | NO MODIFIER | 39121700 | Electrical hardware and supplies | Production Completed
TNG - SHO | UNSPSC Classification | SPC | SPC | OK | 2023-04-14 | 2023-04-17 |  | G_70891 | G_40175307-00-00004 | 40175307-00-00004 | SADDLE, PVC, 20 MM | 731 | Miscellanious - Electrical | SADDLE | SADDLE | NO MODIFIER | 39121700 | Electrical hardware and supplies | Production Completed
TNG - SHO | UNSPSC Classification | SPC | SPC | OK | 2023-04-14 | 2023-04-17 |  | G_70890 | G_40175307-00-00005 | 40175307-00-00005 | SADDLE, PVC, 25 MM | 731 | Miscellanious - Electrical | SADDLE | SADDLE | NO MODIFIER | 39121700 | Electrical hardware and supplies | Production Completed
TNG - SHO | UNSPSC Classification | SPC | SPC | OK | 2023-04-14 | 2023-04-17 |  | G_71296 | G_40175307-00-00050 | 40175307-00-00050 | SADDLE, PVC, 32 MM | 731 | Miscellanious - Electrical | SADDLE | SADDLE | NO MODIFIER | 39121700 | Electrical hardware and supplies | Production Completed
TNG - SHO | UNSPSC Classification | SPC | SPC | OK | 2023-04-14 | 2023-04-17 |  | G_71204 | G_40175307-00-00051 | 40175307-00-00051 | SADDLE, PVC, 40 MM | 731 | Miscellanious - Electrical | SADDLE | SADDLE | NO MODIFIER | 39121700 | Electrical hardware and supplies | Production Completed
TNG - SHO | UNSPSC Classification | SPC | SPC | OK | 2023-04-14 | 2023-04-17 |  | G_71685 | G_40175307-00-00088 | 40175307-00-00088 | SADDLE, RAIL TYPE, 40X20 X200H, 2.5MM THK, HOLE DIA: 10.5MM | 731 | Miscellanious - Electrical | SADDLE | SADDLE | NO MODIFIER | 39121700 | Electrical hardware and supplies | Production Completed
TNG - SHO | UNSPSC Classification | SPC | SPC | OK | 2023-04-14 | 2023-04-17 |  | G_71268 | G_40175307-00-00053 | 40175307-00-00053 | SADDLE, SUPPORT, LENGTH WISE FOR PROFILE 38/40-40/80, HOT-DIP GALVANIZED, PT NO: 156819 | 731 | Miscellanious - Electrical | SADDLE | SADDLE | NO MODIFIER | 39121700 | Electrical hardware and supplies | Production Completed
TNG - SHO | UNSPSC Classification | SPC | SPC | OK | 2023-04-14 | 2023-04-17 |  | G_71302 | G_40175307-00-00052 | 40175307-00-00052 | SADDLE, SUPPORT, LENGTH WISE FOR PROFILE 38/80-40/80, HOT-DIP GALVANIZED, PT NO: 160982 | 731 | Miscellanious - Electrical | SADDLE | SADDLE | NO MODIFIER | 39121700 | Electrical hardware and supplies | Production Completed
TNG - SHO | UNSPSC Classification | SPC | SPC | OK | 2023-04-14 | 2023-04-17 |  | G_71289 | G_40175307-00-00037 | 40175307-00-00037 | SADDLE, U TYPE , PUF ,125MM DIA | 731 | Miscellanious - Electrical | SADDLE | SADDLE | NO MODIFIER | 39121700 | Electrical hardware and supplies | Production Completed
TNG - SHO | UNSPSC Classification | SPC | SPC | OK | 2023-04-14 | 2023-04-17 |  | G_71250 | G_40175307-00-00039 | 40175307-00-00039 | SADDLE, U TYPE , PUF ,150MM DIA | 731 | Miscellanious - Electrical | SADDLE | SADDLE | NO MODIFIER | 39121700 | Electrical hardware and supplies | Production Completed
TNG - SHO | UNSPSC Classification | SPC | SPC | OK | 2023-04-14 | 2023-04-17 |  | G_71251 | G_40175307-00-00041 | 40175307-00-00041 | SADDLE, U TYPE , PUF ,200MM DIA | 731 | Miscellanious - Electrical | SADDLE | SADDLE | NO MODIFIER | 39121700 | Electrical hardware and supplies | Production Completed
TNG - SHO | UNSPSC Classification | SPC | SPC | OK | 2023-04-14 | 2023-04-17 |  | G_71249 | G_40175307-00-00038 | 40175307-00-00038 | SADDLE, U TYPE , PUF ,300MM DIA | 731 | Miscellanious - Electrical | SADDLE | SADDLE | NO MODIFIER | 39121700 | Electrical hardware and supplies | Production Completed
TNG - SHO | UNSPSC Classification | SPC | SPC | OK | 2023-04-14 | 2023-04-17 |  | G_71202 | G_40175307-00-00042 | 40175307-00-00042 | SADDLE, U TYPE , PUF ,350MM DIA | 731 | Miscellanious - Electrical | SADDLE | SADDLE | NO MODIFIER | 39121700 | Electrical hardware and supplies | Production Completed
TNG - SHO | UNSPSC Classification | SPC | SPC | OK | 2023-04-14 | 2023-04-17 |  | G_71288 | G_40175307-00-00040 | 40175307-00-00040 | SADDLE, U TYPE , PUF ,450MM DIA | 731 | Miscellanious - Electrical | SADDLE | SADDLE | NO MODIFIER | 39121700 | Electrical hardware and supplies | Production Completed
TNG - SHO | UNSPSC Classification | SPC | SPC | OK | 2023-04-14 | 2023-04-17 |  | G_71324 | G_40175307-00-00045 | 40175307-00-00045 | SADDLE, U TYPE, PUF, 100MM DIA | 731 | Miscellanious - Electrical | SADDLE | SADDLE | NO MODIFIER | 39121700 | Electrical hardware and supplies | Production Completed
TNG - SHO | UNSPSC Classification | SPC | SPC | OK | 2023-04-14 | 2023-04-17 |  | G_71539 | G_40175307-00-00074 | 40175307-00-00074 | SADDLE, U TYPE, PUF, 25 MM DIA | 731 | Miscellanious - Electrical | SADDLE | SADDLE | NO MODIFIER | 39121700 | Electrical hardware and supplies | Production Completed
TNG - SHO | UNSPSC Classification | SPC | SPC | OK | 2023-04-14 | 2023-04-17 |  | G_71520 | G_40175307-00-00076 | 40175307-00-00076 | SADDLE, U TYPE, PUF, 32 MM DIA | 731 | Miscellanious - Electrical | SADDLE | SADDLE | NO MODIFIER | 39121700 | Electrical hardware and supplies | Production Completed
TNG - SHO | UNSPSC Classification | SPC | SPC | OK | 2023-04-14 | 2023-04-17 |  | G_71519 | G_40175307-00-00075 | 40175307-00-00075 | SADDLE, U TYPE, PUF, 40 MM DIA | 731 | Miscellanious - Electrical | SADDLE | SADDLE | NO MODIFIER | 39121700 | Electrical hardware and supplies | Production Completed
TNG - SHO | UNSPSC Classification | SPC | SPC | OK | 2023-04-14 | 2023-04-17 |  | G_71345 | G_40175307-00-00047 | 40175307-00-00047 | SADDLE, U TYPE, PUF, 50MM DIA | 731 | Miscellanious - Electrical | SADDLE | SADDLE | NO MODIFIER | 39121700 | Electrical hardware and supplies | Production Completed
TNG - SHO | UNSPSC Classification | SPC | SPC | OK | 2023-04-14 | 2023-04-17 |  | G_71180 | G_40175307-00-00044 | 40175307-00-00044 | SADDLE, U TYPE, PUF, 65MM DIA | 731 | Miscellanious - Electrical | SADDLE | SADDLE | NO MODIFIER | 39121700 | Electrical hardware and supplies | Production Completed
TNG - SHO | UNSPSC Classification | SPC | SPC | OK | 2023-04-14 | 2023-04-17 |  | G_71221 | G_40175307-00-00046 | 40175307-00-00046 | SADDLE, U TYPE, PUF, 80MM DIA | 731 | Miscellanious - Electrical | SADDLE | SADDLE | NO MODIFIER | 39121700 | Electrical hardware and supplies | Production Completed
TNG - SHO | UNSPSC Classification | SPC | SPC | OK | 2023-04-14 | 2023-04-17 |  | G_71534 | G_40175307-00-00070 | 40175307-00-00070 | SADDLE, U TYPE,PUF,165 MM DIA | 731 | Miscellanious - Electrical | SADDLE | SADDLE | NO MODIFIER | 39121700 | Electrical hardware and supplies | Production Completed
TNG - SHO | UNSPSC Classification | SPC | SPC | OK | 2023-04-14 | 2023-04-17 |  | G_71284 | G_40175307-00-00057 | 40175307-00-00057 | SADDLE, U TYPE,PUF,250MM DIA | 731 | Miscellanious - Electrical | SADDLE | SADDLE | NO MODIFIER | 39121700 | Electrical hardware and supplies | Production Completed
TNG - SHO | UNSPSC Classification | SPC | SPC | OK | 2023-04-14 | 2023-04-17 |  | G_71599 | G_40175307-00-00069 | 40175307-00-00069 | SADDLE, U TYPE,PUF,323 MM DIA | 731 | Miscellanious - Electrical | SADDLE | SADDLE | NO MODIFIER | 39121700 | Electrical hardware and supplies | Production Completed
TNG - SHO | UNSPSC Classification | SPC | SPC | OK | 2023-04-14 | 2023-04-17 |  | G_71536 | G_40175307-00-00072 | 40175307-00-00072 | SADDLE, U TYPE,PUF,355 MM DIA | 731 | Miscellanious - Electrical | SADDLE | SADDLE | NO MODIFIER | 39121700 | Electrical hardware and supplies | Production Completed
TNG - SHO | UNSPSC Classification | SPC | SPC | OK | 2023-04-14 | 2023-04-17 |  | G_71366 | G_40175307-00-00058 | 40175307-00-00058 | SADDLE, U TYPE,PUF,400MM DIA | 731 | Miscellanious - Electrical | SADDLE | SADDLE | NO MODIFIER | 39121700 | Electrical hardware and supplies | Production Completed
TNG - SHO | UNSPSC Classification | SPC | SPC | OK | 2023-04-14 | 2023-04-17 |  | G_71537 | G_40175307-00-00073 | 40175307-00-00073 | SADDLE, U TYPE,PUF,406 MM DIA | 731 | Miscellanious - Electrical | SADDLE | SADDLE | NO MODIFIER | 39121700 | Electrical hardware and supplies | Production Completed
TNG - SHO | UNSPSC Classification | SPC | SPC | OK | 2023-04-14 | 2023-04-17 |  | G_71316 | G_40175307-00-00055 | 40175307-00-00055 | SADDLE, U TYPE,PUF,500MM DIA | 731 | Miscellanious - Electrical | SADDLE | SADDLE | NO MODIFIER | 39121700 | Electrical hardware and supplies | Production Completed
TNG - SHO | UNSPSC Classification | SPC | SPC | OK | 2023-04-14 | 2023-04-17 |  | G_71327 | G_40175307-00-00056 | 40175307-00-00056 | SADDLE, U TYPE,PUF,600MM DIA | 731 | Miscellanious - Electrical | SADDLE | SADDLE | NO MODIFIER | 39121700 | Electrical hardware and supplies | Production Completed
TNG - SHO | UNSPSC Classification | SPC | SPC | OK | 2023-04-14 | 2023-04-17 |  | G_71535 | G_40175307-00-00071 | 40175307-00-00071 | SADDLE, U TYPE,PUF,610 MM DIA | 731 | Miscellanious - Electrical | SADDLE | SADDLE | NO MODIFIER | 39121700 | Electrical hardware and supplies | Production Completed
TNG - SHO | UNSPSC Classification | SPC | SPC | OK | 2023-04-14 | 2023-04-17 |  | G_72296 | G_55121703-00-00202 | 55121703-00-00202 | SIGNAGE, ‘SOBHA’ TRAY TYPE BLACK POWDER COATED LETTERS IN ALUMINIUM WITH 5MM THICK WHITE LEXAN POLYCARBONATE FACIA AND IP67 LED LIGHTING AND IP68 POWER DRIVERS, SIZE - 1200 MM (H) X100 MM (D) | SIG-01 | Signages | SIGNAGE | SIGNAGE | NO MODIFIER | 55121700 | Signage | Production Completed
TNG - SHO | UNSPSC Classification | SPC | SPC | OK | 2023-04-14 | 2023-04-17 |  | G_72294 | G_55121703-00-00206 | 55121703-00-00206 | SIGNAGE, ‘SOBHA’ TRAY TYPE BLACK POWDER COATED LETTERS IN ALUMINIUM WITH 5MM THICK WHITE LEXAN POLYCARBONATE FACIA AND IP67 LED LIGHTING AND IP68 POWER DRIVERS, SIZE - 1400 MM (H) X100 MM (D) | SIG-01 | Signages | SIGNAGE | SIGNAGE | NO MODIFIER | 55121700 | Signage | Production Completed
TNG - SHO | UNSPSC Classification | SPC | SPC | OK | 2023-04-14 | 2023-04-17 |  | G_72289 | G_55121703-00-00201 | 55121703-00-00201 | SIGNAGE, ‘SOBHA’ TRAY TYPE BLACK POWDER COATED LETTERS IN ALUMINIUM WITH 5MM THICK WHITE LEXAN POLYCARBONATE FACIA AND IP67 LED LIGHTING AND IP68 POWER DRIVERS, SIZE - 1500 MM (H) X100 MM (D) | SIG-01 | Signages | SIGNAGE | SIGNAGE | NO MODIFIER | 55121700 | Signage | Production Completed
TNG - SHO | UNSPSC Classification | SPC | SPC | OK | 2023-04-14 | 2023-04-17 |  | G_72295 | G_55121703-00-00200 | 55121703-00-00200 | SIGNAGE, ‘SOBHA’ TRAY TYPE BLACK POWDER COATED LETTERS IN ALUMINIUM WITH 5MM THICK WHITE LEXAN POLYCARBONATE FACIA AND IP67 LED LIGHTING AND IP68 POWER DRIVERS, SIZE - 1600 MM (H) X100 MM (D) | SIG-01 | Signages | SIGNAGE | SIGNAGE | NO MODIFIER | 55121700 | Signage | Production Completed
TNG - SHO | UNSPSC Classification | SPC | SPC | OK | 2023-04-14 | 2023-04-17 |  | G_72298 | G_55121703-00-00199 | 55121703-00-00199 | SIGNAGE, ‘SOBHA’ TRAY TYPE BLACK POWDER COATED LETTERS IN ALUMINIUM WITH 5MM THICK WHITE LEXAN POLYCARBONATE FACIA AND IP67 LED LIGHTING AND IP68 POWER DRIVERS, SIZE – 1800 MM (H) X100 MM (D) | SIG-01 | Signages | SIGNAGE | SIGNAGE | NO MODIFIER | 55121700 | Signage | Production Completed
TNG - SHO | UNSPSC Classification | SPC | SPC | OK | 2023-04-14 | 2023-04-17 |  | G_72305 | G_55121703-00-00205 | 55121703-00-00205 | SIGNAGE, ‘SOBHA’ TRAY TYPE BLACK POWDER COATED LETTERS IN ALUMINIUM WITH 5MM THICK WHITE LEXAN POLYCARBONATE FACIA AND IP67 LED LIGHTING AND IP68 POWER DRIVERS, SIZE - 2000 MM (H) X150 MM (D) | SIG-01 | Signages | SIGNAGE | SIGNAGE | NO MODIFIER | 55121700 | Signage | Production Completed
TNG - SHO | UNSPSC Classification | SPC | SPC | OK | 2023-04-14 | 2023-04-17 |  | G_72314 | G_55121703-00-00213 | 55121703-00-00213 | SIGNAGE, ‘SOBHA’ TRAY TYPE BLACK POWDER COATED LETTERS IN ALUMINIUM WITH 5MM THICK WHITE LEXAN POLYCARBONATE FACIA AND IP67 LED LIGHTING AND IP68 POWER DRIVERS, SIZE - 2400 MM (H) X150 MM (D) | SIG-01 | Signages | SIGNAGE | SIGNAGE | NO MODIFIER | 55121700 | Signage | Production Completed
TNG - SHO | UNSPSC Classification | SPC | SPC | OK | 2023-04-14 | 2023-04-17 |  | G_72300 | G_55121703-00-00204 | 55121703-00-00204 | SIGNAGE, ‘SOBHA’ TRAY TYPE BLACK POWDER COATED LETTERS IN ALUMINIUM WITH 5MM THICK WHITE LEXAN POLYCARBONATE FACIA AND IP67 LED LIGHTING AND IP68 POWER DRIVERS, SIZE - 900 MM (H) X75 MM (D) | SIG-01 | Signages | SIGNAGE | SIGNAGE | NO MODIFIER | 55121700 | Signage | Production Completed
TNG - SHO | UNSPSC Classification | SPC | SPC | OK | 2023-04-14 | 2023-04-17 |  | G_72384 | G_55121703-00-00272 | 55121703-00-00272 | SIGNAGE, ‘SOBHA’ TRAY TYPE BLACK POWDER COATED LETTERS IN ALUMINIUM WITH 5MM THICK WHITE LEXAN POLYCARBONATE FACIA AND IP67 LED LIGHTING AND IP68 POWER DRIVERS, SIZE: 1300 MM (H) X100 MM (D) | SIG-01 | Signages | SIGNAGE | SIGNAGE | NO MODIFIER | 55121700 | Signage | Production Completed
TNG - SHO | UNSPSC Classification | SPC | SPC | OK | 2023-04-14 | 2023-04-17 |  | G_72306 | G_55121703-00-00181 | 55121703-00-00181 | SIGNAGE, 2 MM THK SS 304 GRAPHITE GREY POWDER COATED C - TYPE BRACKETS HAVING FLANGES WITH 6.5MM DIA HOLES, SIZE 50MM(H) X 50 MM X 50 MMX 50 MM X 50 MM | SIG-01 | Signages | SIGNAGE | SIGNAGE | NO MODIFIER | 55121700 | Signage | Production Completed
TNG - SHO | UNSPSC Classification | SPC | SPC | OK | 2023-04-14 | 2023-04-17 |  | G_72268 | G_55121703-00-00182 | 55121703-00-00182 | SIGNAGE, 2 MM THK, SS 304 GRAPHITE GREY POWDER COATED MATT FINISH, C - TYPE BRACKETS HAVING FLANGES WITH 6.5MM DIA HOLES, SIZE 50MM (H) X 50 MM X 90 MMX 50 MM | SIG-01 | Signages | SIGNAGE | SIGNAGE | NO MODIFIER | 55121700 | Signage | Production Completed
TNG - SHO | UNSPSC Classification | SPC | SPC | OK | 2023-04-14 | 2023-04-17 |  | G_72406 | G_55121703-00-00279 | 55121703-00-00279 | SIGNAGE, 300MM X 120MM X 1.2MM TITANIUM BRUSH FINISH PLATE WITH BLACK CHEMICAL ETCHING | SIG-01 | Signages | SIGNAGE | SIGNAGE | NO MODIFIER | 55121700 | Signage | Production Completed
TNG - SHO | UNSPSC Classification | SPC | SPC | OK | 2023-04-14 | 2023-04-17 |  | G_72290 | G_55121703-00-00191 | 55121703-00-00191 | SIGNAGE, 300MM X 300MM I SIGN DISPLAY SLIM ID DS CONSISTING OF EXTRUDED ANODISED ALUMINIUM PROFILE | SIG-01 | Signages | SIGNAGE | SIGNAGE | NO MODIFIER | 55121700 | Signage | Production Completed
TNG - SHO | UNSPSC Classification | SPC | SPC | OK | 2023-04-14 | 2023-04-17 |  | G_72385 | G_55121703-00-00278 | 55121703-00-00278 | SIGNAGE, 400MM X 1000MM X 1.2MM TITANIUM BRUSH FINISH PLATE WITH BLACK CHEMICAL ETCHING | SIG-01 | Signages | SIGNAGE | SIGNAGE | NO MODIFIER | 55121700 | Signage | Production Completed
TNG - SHO | UNSPSC Classification | SPC | SPC | OK | 2023-04-14 | 2023-04-17 |  | G_72282 | G_55121703-00-00194 | 55121703-00-00194 | SIGNAGE, 400MM X 200MM I SIGN DISPLAY SLIM ID DS CONSISTING OF EXTRUDED ANODISED ALUMINIUM PROFILE | SIG-01 | Signages | SIGNAGE | SIGNAGE | NO MODIFIER | 55121700 | Signage | Production Completed
TNG - SHO | UNSPSC Classification | SPC | SPC | OK | 2023-04-14 | 2023-04-17 |  | G_72408 | G_55121703-00-00283 | 55121703-00-00283 | SIGNAGE, 400MM X 480MM X 1.2MM TITANIUM; BRUSH FINISH PLATE WITH BLACK CHEMICAL ETCHING | SIG-01 | Signages | SIGNAGE | SIGNAGE | NO MODIFIER | 55121700 | Signage | Production Completed
TNG - SHO | UNSPSC Classification | SPC | SPC | OK | 2023-04-14 | 2023-04-17 |  | G_72359 | G_55121703-00-00281 | 55121703-00-00281 | SIGNAGE, 400MM X 600MM X 1.2MM TITANIUM BRUSH FINISH PLATE WITH BLACK CHEMICAL ETCHING | SIG-01 | Signages | SIGNAGE | SIGNAGE | NO MODIFIER | 55121700 | Signage | Production Completed
TNG - SHO | UNSPSC Classification | SPC | SPC | OK | 2023-04-14 | 2023-04-17 |  | G_72360 | G_55121703-00-00282 | 55121703-00-00282 | SIGNAGE, 400MM X 700MM X 1.2MM TITANIUM BRUSH FINISH PLATE WITH BLACK CHEMICAL ETCHING | SIG-01 | Signages | SIGNAGE | SIGNAGE | NO MODIFIER | 55121700 | Signage | Production Completed
TNG - SHO | UNSPSC Classification | SPC | SPC | OK | 2023-04-14 | 2023-04-17 |  | G_72409 | G_55121703-00-00284 | 55121703-00-00284 | SIGNAGE, 400MM X 720MM X 1.2MM TITANIUM BRUSH FINISH PLATE WITH BLACK CHEMICAL ETCHING | SIG-01 | Signages | SIGNAGE | SIGNAGE | NO MODIFIER | 55121700 | Signage | Production Completed
TNG - SHO | UNSPSC Classification | SPC | SPC | OK | 2023-04-14 | 2023-04-17 |  | G_72407 | G_55121703-00-00280 | 55121703-00-00280 | SIGNAGE, 400MM X 830MM X 1.2MM TITANIUM BRUSH FINISH PLATE WITH BLACK CHEMICAL ETCHING | SIG-01 | Signages | SIGNAGE | SIGNAGE | NO MODIFIER | 55121700 | Signage | Production Completed
TNG - SHO | UNSPSC Classification | SPC | SPC | OK | 2023-04-14 | 2023-04-17 |  | G_72211 | G_55121712-00-00026 | 55121712-00-00026 | SIGNAGE, 450 MM X 720 MM, SCAFFOLDING AREA | SIG-01 | Signages | SIGNAGE | SIGNAGE | NO MODIFIER | 55121700 | Signage | Production Completed
TNG - SHO | UNSPSC Classification | SPC | SPC | OK | 2023-04-14 | 2023-04-17 |  | G_72285 | G_55121703-00-00186 | 55121703-00-00186 | SIGNAGE, 450MM X 450MM X 1500MM(H) MS STANDEES PAINTED GREY COLOUR | SIG-01 | Signages | SIGNAGE | SIGNAGE | NO MODIFIER | 55121700 | Signage | Production Completed
TNG - SHO | UNSPSC Classification | SPC | SPC | OK | 2023-04-14 | 2023-04-17 |  | G_72307 | G_55121703-00-00183 | 55121703-00-00183 | SIGNAGE, 5 MM THK SS 304 MATT BLACK POWDER COATED FINISH O - TYPE BRACKETS WITH 16 MM & 8 MM DIA HOLES, SIZE 120 MM X 100 MM X 75 MM (H) | SIG-01 | Signages | SIGNAGE | SIGNAGE | NO MODIFIER | 55121700 | Signage | Production Completed
TNG - SHO | UNSPSC Classification | SPC | SPC | OK | 2023-04-14 | 2023-04-17 |  | G_72283 | G_55121703-00-00168 | 55121703-00-00168 | SIGNAGE, 5 X 50 SS 304 ALLEN KEY CSK HEAD BLACK PHOSPHATE SCREWS WITH PLASTIC RAWL PLUG | SIG-01 | Signages | SIGNAGE | SIGNAGE | NO MODIFIER | 55121700 | Signage | Production Completed
TNG - SHO | UNSPSC Classification | SPC | SPC | OK | 2023-04-14 | 2023-04-17 |  | G_72288 | G_55121703-00-00185 | 55121703-00-00185 | SIGNAGE, ACP CUTTING AND PRINTING | SIG-01 | Signages | SIGNAGE | SIGNAGE | NO MODIFIER | 55121700 | Signage | Production Completed
TNG - SHO | UNSPSC Classification | SPC | SPC | OK | 2023-04-14 | 2023-04-17 |  | G_72256 | G_55121703-00-00113 | 55121703-00-00113 | SIGNAGE, ACRYLIC SHEET 2 MM BLACK | SIG-01 | Signages | SIGNAGE | SIGNAGE | NO MODIFIER | 55121700 | Signage | Production Completed
TNG - SHO | UNSPSC Classification | SPC | SPC | OK | 2023-04-14 | 2023-04-17 |  | G_72262 | G_55121703-00-00114 | 55121703-00-00114 | SIGNAGE, ACRYLIC SHEET 2 MM CLEAR | SIG-01 | Signages | SIGNAGE | SIGNAGE | NO MODIFIER | 55121700 | Signage | Production Completed
TNG - SHO | UNSPSC Classification | SPC | SPC | OK | 2023-04-14 | 2023-04-17 |  | G_72248 | G_55121703-00-00112 | 55121703-00-00112 | SIGNAGE, ACRYLIC SHEET 2 MM WHITE | SIG-01 | Signages | SIGNAGE | SIGNAGE | NO MODIFIER | 55121700 | Signage | Production Completed
TNG - SHO | UNSPSC Classification | SPC | SPC | OK | 2023-04-14 | 2023-04-17 |  | G_72240 | G_55121703-00-00128 | 55121703-00-00128 | SIGNAGE, ACRYLIC SHEET 3 MM BLACK | SIG-01 | Signages | SIGNAGE | SIGNAGE | NO MODIFIER | 55121700 | Signage | Production Completed
TNG - SHO | UNSPSC Classification | SPC | SPC | OK | 2023-04-14 | 2023-04-17 |  | G_72249 | G_55121703-00-00118 | 55121703-00-00118 | SIGNAGE, ACRYLIC SHEET 3 MM CLEAR | SIG-01 | Signages | SIGNAGE | SIGNAGE | NO MODIFIER | 55121700 | Signage | Production Completed
TNG - SHO | UNSPSC Classification | SPC | SPC | OK | 2023-04-14 | 2023-04-17 |  | G_72239 | G_55121703-00-00120 | 55121703-00-00120 | SIGNAGE, ACRYLIC SHEET 3 MM WHITE | SIG-01 | Signages | SIGNAGE | SIGNAGE | NO MODIFIER | 55121700 | Signage | Production Completed
TNG - SHO | UNSPSC Classification | SPC | SPC | OK | 2023-04-14 | 2023-04-17 |  | G_72250 | G_55121703-00-00115 | 55121703-00-00115 | SIGNAGE, ACRYLIC SHEET 4 MM BLACK | SIG-01 | Signages | SIGNAGE | SIGNAGE | NO MODIFIER | 55121700 | Signage | Production Completed
TNG - SHO | UNSPSC Classification | SPC | SPC | OK | 2023-04-14 | 2023-04-17 |  | G_72251 | G_55121703-00-00121 | 55121703-00-00121 | SIGNAGE, ACRYLIC SHEET 4 MM CLEAR | SIG-01 | Signages | SIGNAGE | SIGNAGE | NO MODIFIER | 55121700 | Signage | Production Completed
TNG - SHO | UNSPSC Classification | SPC | SPC | OK | 2023-04-14 | 2023-04-17 |  | G_72241 | G_55121703-00-00126 | 55121703-00-00126 | SIGNAGE, ACRYLIC SHEET 4 MM WHITE | SIG-01 | Signages | SIGNAGE | SIGNAGE | NO MODIFIER | 55121700 | Signage | Production Completed
TNG - SHO | UNSPSC Classification | SPC | SPC | OK | 2023-04-14 | 2023-04-17 |  | G_72263 | G_55121703-00-00116 | 55121703-00-00116 | SIGNAGE, ACRYLIC SHEET 5 MM CLEAR | SIG-01 | Signages | SIGNAGE | SIGNAGE | NO MODIFIER | 55121700 | Signage | Production Completed
TNG - SHO | UNSPSC Classification | SPC | SPC | OK | 2023-04-14 | 2023-04-17 |  | G_72242 | G_55121703-00-00122 | 55121703-00-00122 | SIGNAGE, ACRYLIC SHEET 5 MM WHITE | SIG-01 | Signages | SIGNAGE | SIGNAGE | NO MODIFIER | 55121700 | Signage | Production Completed
TNG - SHO | UNSPSC Classification | SPC | SPC | OK | 2023-04-14 | 2023-04-17 |  | G_72269 | G_55121703-00-00170 | 55121703-00-00170 | SIGNAGE, ACRYLIC SHEET 6 MM BLACK SIZE- 8 FEET X 4 FEET | SIG-01 | Signages | SIGNAGE | SIGNAGE | NO MODIFIER | 55121700 | Signage | Production Completed
TNG - SHO | UNSPSC Classification | SPC | SPC | OK | 2023-04-14 | 2023-04-17 |  | G_72270 | G_55121703-00-00171 | 55121703-00-00171 | SIGNAGE, ACRYLIC SHEET 6 MM CLEAR, SIZE- 8 FEET X 4 FEET | SIG-01 | Signages | SIGNAGE | SIGNAGE | NO MODIFIER | 55121700 | Signage | Production Completed
TNG - SHO | UNSPSC Classification | SPC | SPC | OK | 2023-04-14 | 2023-04-17 |  | G_72267 | G_55121703-00-00172 | 55121703-00-00172 | SIGNAGE, ACRYLIC SHEET 6 MM WHITE SIZE- 8 FEET X 4 FEET | SIG-01 | Signages | SIGNAGE | SIGNAGE | NO MODIFIER | 55121700 | Signage | Production Completed
TNG - SHO | UNSPSC Classification | SPC | SPC | OK | 2023-04-14 | 2023-04-17 |  | G_72378 | G_55121703-00-00258 | 55121703-00-00258 | SIGNAGE, ACRYLIC SHEET, 10MM BLACK, 8FEET X 4FEET | SIG-01 | Signages | SIGNAGE | SIGNAGE | NO MODIFIER | 55121700 | Signage | Production Completed
TNG - SHO | UNSPSC Classification | SPC | SPC | OK | 2023-04-14 | 2023-04-17 |  | G_72379 | G_55121703-00-00259 | 55121703-00-00259 | SIGNAGE, ACRYLIC SHEET, 10MM CLEAR, 8FEET X 4FEET | SIG-01 | Signages | SIGNAGE | SIGNAGE | NO MODIFIER | 55121700 | Signage | Production Completed
TNG - SHO | UNSPSC Classification | SPC | SPC | OK | 2023-04-14 | 2023-04-17 |  | G_72362 | G_55121703-00-00256 | 55121703-00-00256 | SIGNAGE, ACRYLIC SHEET, 10MM, 040 WHITE, 8FEET X 4FEET | SIG-01 | Signages | SIGNAGE | SIGNAGE | NO MODIFIER | 55121700 | Signage | Production Completed
TNG - SHO | UNSPSC Classification | SPC | SPC | OK | 2023-04-14 | 2023-04-17 |  | G_72352 | G_55121703-00-00255 | 55121703-00-00255 | SIGNAGE, ACRYLIC SHEET, 12MM, BLACK, 8FEET X 4FEET | SIG-01 | Signages | SIGNAGE | SIGNAGE | NO MODIFIER | 55121700 | Signage | Production Completed
TNG - SHO | UNSPSC Classification | SPC | SPC | OK | 2023-04-14 | 2023-04-17 |  | G_72363 | G_55121703-00-00260 | 55121703-00-00260 | SIGNAGE, ACRYLIC SHEET, 12MM, CLEAR, 8FEET X 4FEET | SIG-01 | Signages | SIGNAGE | SIGNAGE | NO MODIFIER | 55121700 | Signage | Production Completed
TNG - SHO | UNSPSC Classification | SPC | SPC | OK | 2023-04-14 | 2023-04-17 |  | G_72380 | G_55121703-00-00257 | 55121703-00-00257 | SIGNAGE, ACRYLIC SHEET, 15MM, BLACK, 8FEET X 4FEET | SIG-01 | Signages | SIGNAGE | SIGNAGE | NO MODIFIER | 55121700 | Signage | Production Completed
TNG - SHO | UNSPSC Classification | SPC | SPC | OK | 2023-04-14 | 2023-04-17 |  | G_72351 | G_55121703-00-00254 | 55121703-00-00254 | SIGNAGE, ACRYLIC SHEET, 15MM, CLEAR, 8FEET X 4FEET | SIG-01 | Signages | SIGNAGE | SIGNAGE | NO MODIFIER | 55121700 | Signage | Production Completed
TNG - SHO | UNSPSC Classification | SPC | SPC | OK | 2023-04-14 | 2023-04-17 |  | G_72353 | G_55121703-00-00264 | 55121703-00-00264 | SIGNAGE, ACRYLIC SHEET, 20MM, BLACK, 8FEET X 4FEET | SIG-01 | Signages | SIGNAGE | SIGNAGE | NO MODIFIER | 55121700 | Signage | Production Completed
TNG - SHO | UNSPSC Classification | SPC | SPC | OK | 2023-04-14 | 2023-04-17 |  | G_72354 | G_55121703-00-00263 | 55121703-00-00263 | SIGNAGE, ACRYLIC SHEET, 20MM, CLEAR, 8FEET X 4FEET | SIG-01 | Signages | SIGNAGE | SIGNAGE | NO MODIFIER | 55121700 | Signage | Production Completed
TNG - SHO | UNSPSC Classification | SPC | SPC | OK | 2023-04-14 | 2023-04-17 |  | G_72355 | G_55121703-00-00262 | 55121703-00-00262 | SIGNAGE, ACRYLIC SHEET, 25MM, BLACK, 8FEET X 4FEET | SIG-01 | Signages | SIGNAGE | SIGNAGE | NO MODIFIER | 55121700 | Signage | Production Completed
TNG - SHO | UNSPSC Classification | SPC | SPC | OK | 2023-04-14 | 2023-04-17 |  | G_72364 | G_55121703-00-00261 | 55121703-00-00261 | SIGNAGE, ACRYLIC SHEET, 25MM, CLEAR, 8FEET X 4FEET | SIG-01 | Signages | SIGNAGE | SIGNAGE | NO MODIFIER | 55121700 | Signage | Production Completed
TNG - SHO | UNSPSC Classification | SPC | SPC | OK | 2023-04-14 | 2023-04-17 |  | G_71694 | G_55121700-00-00003 | 55121700-00-00003 | SIGNAGE, ALPHA-NUMERIC, MADE OF SS-304 STEEL WITH POLISHING | 730 | Miscellanious Mat. | SIGNAGE | SIGNAGE | NO MODIFIER | 55121700 | Signage | Production Completed
TNG - SHO | UNSPSC Classification | SPC | SPC | OK | 2023-04-14 | 2023-04-17 |  | G_71692 | G_55121700-00-00004 | 55121700-00-00004 | SIGNAGE, ALPHA-NUMERIC, MADE OF BRASS WITH BRONZE FINISH | 730 | Miscellanious Mat. | SIGNAGE | SIGNAGE | NO MODIFIER | 55121700 | Signage | Production Completed
TNG - SHO | UNSPSC Classification | SPC | SPC | OK | 2023-04-14 | 2023-04-17 |  | G_72275 | G_55121703-00-00161 | 55121703-00-00161 | SIGNAGE, ART WORK GLASS FRAMING WITH 28 MM BLACK BEADING, A1 SIZE | SIG-01 | Signages | SIGNAGE | SIGNAGE | NO MODIFIER | 55121700 | Signage | Production Completed
TNG - SHO | UNSPSC Classification | SPC | SPC | OK | 2023-04-14 | 2023-04-17 |  | G_72278 | G_55121703-00-00165 | 55121703-00-00165 | SIGNAGE, ART WORK GLASS FRAMING WITH 28 MM BLACK BEADING, A2 SIZE | SIG-01 | Signages | SIGNAGE | SIGNAGE | NO MODIFIER | 55121700 | Signage | Production Completed
TNG - SHO | UNSPSC Classification | SPC | SPC | OK | 2023-04-14 | 2023-04-17 |  | G_72274 | G_55121703-00-00160 | 55121703-00-00160 | SIGNAGE, ART WORK GLASS FRAMING WITH 28 MM BLACK BEADING, A4 SIZE | SIG-01 | Signages | SIGNAGE | SIGNAGE | NO MODIFIER | 55121700 | Signage | Production Completed
TNG - SHO | UNSPSC Classification | SPC | SPC | OK | 2023-04-14 | 2023-04-17 |  | G_72279 | G_55121703-00-00166 | 55121703-00-00166 | SIGNAGE, ART WORK GLASS FRAMING WITH 28 MM BLACK BEADING, SIZE AS PER REQUIREMENT | SIG-01 | Signages | SIGNAGE | SIGNAGE | NO MODIFIER | 55121700 | Signage | Production Completed
TNG - SHO | UNSPSC Classification | SPC | SPC | OK | 2023-04-14 | 2023-04-17 |  | G_72276 | G_55121703-00-00167 | 55121703-00-00167 | SIGNAGE, ART WORK PRINTING ON PREMIUM LUSTRE PAPER AND MOUNTING ON 5MM SUN BOARD, SIZE AS PER REQUIREMENT | SIG-01 | Signages | SIGNAGE | SIGNAGE | NO MODIFIER | 55121700 | Signage | Production Completed
TNG - SHO | UNSPSC Classification | SPC | SPC | OK | 2023-04-14 | 2023-04-17 |  | G_72277 | G_55121703-00-00164 | 55121703-00-00164 | SIGNAGE, ART WORK PRINTING ON PREMIUM LUSTRE PAPER, A2 SIZE | SIG-01 | Signages | SIGNAGE | SIGNAGE | NO MODIFIER | 55121700 | Signage | Production Completed
TNG - SHO | UNSPSC Classification | SPC | SPC | OK | 2023-04-14 | 2023-04-17 |  | G_72272 | G_55121703-00-00157 | 55121703-00-00157 | SIGNAGE, ART WORK PRINTING ON PREMIUM LUSTRE PAPER, A3 SIZE | SIG-01 | Signages | SIGNAGE | SIGNAGE | NO MODIFIER | 55121700 | Signage | Production Completed
TNG - SHO | UNSPSC Classification | SPC | SPC | OK | 2023-04-14 | 2023-04-17 |  | G_72273 | G_55121703-00-00159 | 55121703-00-00159 | SIGNAGE, ART WORK PRINTING ON PREMIUM LUSTRE PAPER, SIZE AS PER REQUIREMENT | SIG-01 | Signages | SIGNAGE | SIGNAGE | NO MODIFIER | 55121700 | Signage | Production Completed
TNG - SHO | UNSPSC Classification | SPC | SPC | OK | 2023-04-14 | 2023-04-17 |  | G_72388 | G_55121703-00-00276 | 55121703-00-00276 | SIGNAGE, ARTWORK PRINTING ON 265 GSM EPSON PREMIUM LUSTRE PAPER, SIZE: 1014MM X 1261MM | SIG-01 | Signages | SIGNAGE | SIGNAGE | NO MODIFIER | 55121700 | Signage | Production Completed
TNG - SHO | UNSPSC Classification | SPC | SPC | OK | 2023-04-14 | 2023-04-17 |  | G_72394 | G_55121703-00-00274 | 55121703-00-00274 | SIGNAGE, ARTWORK PRINTING ON 265 GSM EPSON PREMIUM LUSTRE PAPER, SIZE: 1032MM X 1752MM | SIG-01 | Signages | SIGNAGE | SIGNAGE | NO MODIFIER | 55121700 | Signage | Production Completed
TNG - SHO | UNSPSC Classification | SPC | SPC | OK | 2023-04-14 | 2023-04-17 |  | G_72374 | G_55121703-00-00237 | 55121703-00-00237 | SIGNAGE, ARTWORK PRINTING ON 265 GSM EPSON PREMIUM LUSTRE PAPER, SIZE: 285MM X 285MM | SIG-01 | Signages | SIGNAGE | SIGNAGE | NO MODIFIER | 55121700 | Signage | Production Completed
TNG - SHO | UNSPSC Classification | SPC | SPC | OK | 2023-04-14 | 2023-04-17 |  | G_72375 | G_55121703-00-00236 | 55121703-00-00236 | SIGNAGE, ARTWORK PRINTING ON 265 GSM EPSON PREMIUM LUSTRE PAPER, SIZE: 285MM X 475MM | SIG-01 | Signages | SIGNAGE | SIGNAGE | NO MODIFIER | 55121700 | Signage | Production Completed
TNG - SHO | UNSPSC Classification | SPC | SPC | OK | 2023-04-14 | 2023-04-17 |  | G_72396 | G_55121703-00-00228 | 55121703-00-00228 | SIGNAGE, ARTWORK PRINTING ON 265 GSM EPSON PREMIUM LUSTRE PAPER, SIZE: 285MM X 640MM | SIG-01 | Signages | SIGNAGE | SIGNAGE | NO MODIFIER | 55121700 | Signage | Production Completed
TNG - SHO | UNSPSC Classification | SPC | SPC | OK | 2023-04-14 | 2023-04-17 |  | G_72397 | G_55121703-00-00230 | 55121703-00-00230 | SIGNAGE, ARTWORK PRINTING ON 265 GSM EPSON PREMIUM LUSTRE PAPER, SIZE: 320MM X 455MM | SIG-01 | Signages | SIGNAGE | SIGNAGE | NO MODIFIER | 55121700 | Signage | Production Completed
TNG - SHO | UNSPSC Classification | SPC | SPC | OK | 2023-04-14 | 2023-04-17 |  | G_72339 | G_55121703-00-00227 | 55121703-00-00227 | SIGNAGE, ARTWORK PRINTING ON 265 GSM EPSON PREMIUM LUSTRE PAPER, SIZE: 360MM X 550MM | SIG-01 | Signages | SIGNAGE | SIGNAGE | NO MODIFIER | 55121700 | Signage | Production Completed
TNG - SHO | UNSPSC Classification | SPC | SPC | OK | 2023-04-14 | 2023-04-17 |  | G_72341 | G_55121703-00-00233 | 55121703-00-00233 | SIGNAGE, ARTWORK PRINTING ON 265 GSM EPSON PREMIUM LUSTRE PAPER, SIZE: 360MM X 715MM | SIG-01 | Signages | SIGNAGE | SIGNAGE | NO MODIFIER | 55121700 | Signage | Production Completed
TNG - SHO | UNSPSC Classification | SPC | SPC | OK | 2023-04-14 | 2023-04-17 |  | G_72382 | G_55121703-00-00235 | 55121703-00-00235 | SIGNAGE, ARTWORK PRINTING ON 265 GSM EPSON PREMIUM LUSTRE PAPER, SIZE: 390MM X 455MM | SIG-01 | Signages | SIGNAGE | SIGNAGE | NO MODIFIER | 55121700 | Signage | Production Completed
TNG - SHO | UNSPSC Classification | SPC | SPC | OK | 2023-04-14 | 2023-04-17 |  | G_72376 | G_55121703-00-00275 | 55121703-00-00275 | SIGNAGE, ARTWORK PRINTING ON 265 GSM EPSON PREMIUM LUSTRE PAPER, SIZE: 406MM X 530MM | SIG-01 | Signages | SIGNAGE | SIGNAGE | NO MODIFIER | 55121700 | Signage | Production Completed
TNG - SHO | UNSPSC Classification | SPC | SPC | OK | 2023-04-14 | 2023-04-17 |  | G_72357 | G_55121703-00-00231 | 55121703-00-00231 | SIGNAGE, ARTWORK PRINTING ON 265 GSM EPSON PREMIUM LUSTRE PAPER, SIZE: 450MM X 455MM | SIG-01 | Signages | SIGNAGE | SIGNAGE | NO MODIFIER | 55121700 | Signage | Production Completed
TNG - SHO | UNSPSC Classification | SPC | SPC | OK | 2023-04-14 | 2023-04-17 |  | G_72340 | G_55121703-00-00234 | 55121703-00-00234 | SIGNAGE, ARTWORK PRINTING ON 265 GSM EPSON PREMIUM LUSTRE PAPER, SIZE: 820MM X 460MM | SIG-01 | Signages | SIGNAGE | SIGNAGE | NO MODIFIER | 55121700 | Signage | Production Completed
TNG - SHO | UNSPSC Classification | SPC | SPC | OK | 2023-04-14 | 2023-04-17 |  | G_72377 | G_55121703-00-00277 | 55121703-00-00277 | SIGNAGE, ARTWORK PRINTING ON 265 GSM EPSON PREMIUM LUSTRE PAPER, SIZE: 890MM X 530MM | SIG-01 | Signages | SIGNAGE | SIGNAGE | NO MODIFIER | 55121700 | Signage | Production Completed
TNG - SHO | UNSPSC Classification | SPC | SPC | OK | 2023-04-14 | 2023-04-17 |  | G_72395 | G_55121703-00-00232 | 55121703-00-00232 | SIGNAGE, ARTWORK PRINTING ON 265 GSM EPSON PREMIUM LUSTRE PAPER, SIZE: 900MM X 1240MM | SIG-01 | Signages | SIGNAGE | SIGNAGE | NO MODIFIER | 55121700 | Signage | Production Completed
TNG - SHO | UNSPSC Classification | SPC | SPC | OK | 2023-04-14 | 2023-04-17 |  | G_72343 | G_55121703-00-00265 | 55121703-00-00265 | SIGNAGE, ARTWORK PRINTING ON 265 GSM EPSON PREMIUM LUSTRE PAPER, SIZE: 372MM X 522MM | SIG-01 | Signages | SIGNAGE | SIGNAGE | NO MODIFIER | 55121700 | Signage | Production Completed
TNG - SHO | UNSPSC Classification | SPC | SPC | OK | 2023-04-14 | 2023-04-17 |  | G_72345 | G_55121703-00-00268 | 55121703-00-00268 | SIGNAGE, ARTWORK PRINTING ON 265 GSM EPSON PREMIUM LUSTRE PAPER, SIZE: 460MM X 690MM | SIG-01 | Signages | SIGNAGE | SIGNAGE | NO MODIFIER | 55121700 | Signage | Production Completed
TNG - SHO | UNSPSC Classification | SPC | SPC | OK | 2023-04-14 | 2023-04-17 |  | G_72358 | G_55121703-00-00271 | 55121703-00-00271 | SIGNAGE, ARTWORK PRINTING ON 265 GSM EPSON PREMIUM LUSTRE PAPER, SIZE: 462MM X 672MM | SIG-01 | Signages | SIGNAGE | SIGNAGE | NO MODIFIER | 55121700 | Signage | Production Completed
TNG - SHO | UNSPSC Classification | SPC | SPC | OK | 2023-04-14 | 2023-04-17 |  | G_72399 | G_55121703-00-00266 | 55121703-00-00266 | SIGNAGE, ARTWORK PRINTING ON 265 GSM EPSON PREMIUM LUSTRE PAPER, SIZE: 700MM X 985MM | SIG-01 | Signages | SIGNAGE | SIGNAGE | NO MODIFIER | 55121700 | Signage | Production Completed
TNG - SHO | UNSPSC Classification | SPC | SPC | OK | 2023-04-14 | 2023-04-17 |  | G_72344 | G_55121703-00-00267 | 55121703-00-00267 | SIGNAGE, ARTWORK PRINTING ON 265 GSM EPSON PREMIUM LUSTRE PAPER, SIZE: 704MM X 984MM | SIG-01 | Signages | SIGNAGE | SIGNAGE | NO MODIFIER | 55121700 | Signage | Production Completed
TNG - SHO | UNSPSC Classification | SPC | SPC | OK | 2023-04-14 | 2023-04-17 |  | G_72346 | G_55121703-00-00270 | 55121703-00-00270 | SIGNAGE, ARTWORK PRINTING ON 265 GSM EPSON PREMIUM LUSTRE PAPER, SIZE: 780MM X 480MM | SIG-01 | Signages | SIGNAGE | SIGNAGE | NO MODIFIER | 55121700 | Signage | Production Completed
TNG - SHO | UNSPSC Classification | SPC | SPC | OK | 2023-04-14 | 2023-04-17 |  | G_72356 | G_55121703-00-00269 | 55121703-00-00269 | SIGNAGE, ARTWORK PRINTING ON 265 GSM EPSON PREMIUM LUSTRE PAPER, SIZE: 984MM X 1384MM | SIG-01 | Signages | SIGNAGE | SIGNAGE | NO MODIFIER | 55121700 | Signage | Production Completed
TNG - SHO | UNSPSC Classification | SPC | SPC | OK | 2023-04-14 | 2023-04-17 |  | G_72366 | G_55121703-00-00253 | 55121703-00-00253 | SIGNAGE, ARTWORK PRINTING, SIZE: 1250MM X 350MM | SIG-01 | Signages | SIGNAGE | SIGNAGE | NO MODIFIER | 55121700 | Signage | Production Completed
TNG - SHO | UNSPSC Classification | SPC | SPC | OK | 2023-04-14 | 2023-04-17 |  | G_72368 | G_55121703-00-00247 | 55121703-00-00247 | SIGNAGE, ARTWORK PRINTING, SIZE: 1350MM X 895MM | SIG-01 | Signages | SIGNAGE | SIGNAGE | NO MODIFIER | 55121700 | Signage | Production Completed
TNG - SHO | UNSPSC Classification | SPC | SPC | OK | 2023-04-14 | 2023-04-17 |  | G_72371 | G_55121703-00-00239 | 55121703-00-00239 | SIGNAGE, ARTWORK PRINTING, SIZE: 1435MM X 835MM | SIG-01 | Signages | SIGNAGE | SIGNAGE | NO MODIFIER | 55121700 | Signage | Production Completed
TNG - SHO | UNSPSC Classification | SPC | SPC | OK | 2023-04-14 | 2023-04-17 |  | G_72349 | G_55121703-00-00248 | 55121703-00-00248 | SIGNAGE, ARTWORK PRINTING, SIZE: 175MM X 285MM | SIG-01 | Signages | SIGNAGE | SIGNAGE | NO MODIFIER | 55121700 | Signage | Production Completed
TNG - SHO | UNSPSC Classification | SPC | SPC | OK | 2023-04-14 | 2023-04-17 |  | G_72372 | G_55121703-00-00249 | 55121703-00-00249 | SIGNAGE, ARTWORK PRINTING, SIZE: 300MM X 210MM | SIG-01 | Signages | SIGNAGE | SIGNAGE | NO MODIFIER | 55121700 | Signage | Production Completed
TNG - SHO | UNSPSC Classification | SPC | SPC | OK | 2023-04-14 | 2023-04-17 |  | G_72348 | G_55121703-00-00251 | 55121703-00-00251 | SIGNAGE, ARTWORK PRINTING, SIZE: 300MM X 375MM | SIG-01 | Signages | SIGNAGE | SIGNAGE | NO MODIFIER | 55121700 | Signage | Production Completed
TNG - SHO | UNSPSC Classification | SPC | SPC | OK | 2023-04-14 | 2023-04-17 |  | G_72367 | G_55121703-00-00242 | 55121703-00-00242 | SIGNAGE, ARTWORK PRINTING, SIZE: 325MM X 350MM | SIG-01 | Signages | SIGNAGE | SIGNAGE | NO MODIFIER | 55121700 | Signage | Production Completed
TNG - SHO | UNSPSC Classification | SPC | SPC | OK | 2023-04-14 | 2023-04-17 |  | G_72369 | G_55121703-00-00250 | 55121703-00-00250 | SIGNAGE, ARTWORK PRINTING, SIZE: 325MM X 415MM | SIG-01 | Signages | SIGNAGE | SIGNAGE | NO MODIFIER | 55121700 | Signage | Production Completed
TNG - SHO | UNSPSC Classification | SPC | SPC | OK | 2023-04-14 | 2023-04-17 |  | G_72365 | G_55121703-00-00245 | 55121703-00-00245 | SIGNAGE, ARTWORK PRINTING, SIZE: 335MM X 375MM | SIG-01 | Signages | SIGNAGE | SIGNAGE | NO MODIFIER | 55121700 | Signage | Production Completed
TNG - SHO | UNSPSC Classification | SPC | SPC | OK | 2023-04-14 | 2023-04-17 |  | G_72347 | G_55121703-00-00241 | 55121703-00-00241 | SIGNAGE, ARTWORK PRINTING, SIZE: 335MM X 470MM | SIG-01 | Signages | SIGNAGE | SIGNAGE | NO MODIFIER | 55121700 | Signage | Production Completed
TNG - SHO | UNSPSC Classification | SPC | SPC | OK | 2023-04-14 | 2023-04-17 |  | G_72370 | G_55121703-00-00243 | 55121703-00-00243 | SIGNAGE, ARTWORK PRINTING, SIZE: 345MM X 345MM | SIG-01 | Signages | SIGNAGE | SIGNAGE | NO MODIFIER | 55121700 | Signage | Production Completed
TNG - SHO | UNSPSC Classification | SPC | SPC | OK | 2023-04-14 | 2023-04-17 |  | G_72402 | G_55121703-00-00252 | 55121703-00-00252 | SIGNAGE, ARTWORK PRINTING, SIZE: 405MM X 705MM | SIG-01 | Signages | SIGNAGE | SIGNAGE | NO MODIFIER | 55121700 | Signage | Production Completed
TNG - SHO | UNSPSC Classification | SPC | SPC | OK | 2023-04-14 | 2023-04-17 |  | G_72403 | G_55121703-00-00240 | 55121703-00-00240 | SIGNAGE, ARTWORK PRINTING, SIZE: 485MM X 730MM | SIG-01 | Signages | SIGNAGE | SIGNAGE | NO MODIFIER | 55121700 | Signage | Production Completed
TNG - SHO | UNSPSC Classification | SPC | SPC | OK | 2023-04-14 | 2023-04-17 |  | G_72404 | G_55121703-00-00244 | 55121703-00-00244 | SIGNAGE, ARTWORK PRINTING, SIZE: 575MM X 350MM | SIG-01 | Signages | SIGNAGE | SIGNAGE | NO MODIFIER | 55121700 | Signage | Production Completed
TNG - SHO | UNSPSC Classification | SPC | SPC | OK | 2023-04-14 | 2023-04-17 |  | G_72405 | G_55121703-00-00246 | 55121703-00-00246 | SIGNAGE, ARTWORK PRINTING, SIZE: 900MM X 1900MM | SIG-01 | Signages | SIGNAGE | SIGNAGE | NO MODIFIER | 55121700 | Signage | Production Completed
TNG - SHO | UNSPSC Classification | SPC | SPC | OK | 2023-04-14 | 2023-04-17 |  | G_72291 | G_55121703-00-00208 | 55121703-00-00208 | SIGNAGE, BLACK POWDER COATED 3D LETTERS/NUMBERS IN SS 304 WITH 10MM ACRYLIC AT THE BACK & LIGHTING, SIZE 150 (H) X25 MM (D) | SIG-01 | Signages | SIGNAGE | SIGNAGE | NO MODIFIER | 55121700 | Signage | Production Completed
TNG - SHO | UNSPSC Classification | SPC | SPC | OK | 2023-04-14 | 2023-04-17 |  | G_72308 | G_55121703-00-00209 | 55121703-00-00209 | SIGNAGE, BLACK POWDER COATED 3D LETTERS/NUMBERS IN SS 304 WITH LIGHTING, SIZE 400 MM(H) X25 MM(D) | SIG-01 | Signages | SIGNAGE | SIGNAGE | NO MODIFIER | 55121700 | Signage | Production Completed
TNG - SHO | UNSPSC Classification | SPC | SPC | OK | 2023-04-14 | 2023-04-17 |  | G_72309 | G_55121703-00-00210 | 55121703-00-00210 | SIGNAGE, BLACK POWDER COATED 3D LETTERS/NUMBERS IN SS 304, SIZE 400 MM (H) X25 MM (D) | SIG-01 | Signages | SIGNAGE | SIGNAGE | NO MODIFIER | 55121700 | Signage | Production Completed
TNG - SHO | UNSPSC Classification | SPC | SPC | OK | 2023-04-14 | 2023-04-17 |  | G_72245 | G_55121703-00-00082 | 55121703-00-00082 | SIGNAGE, BOARD - 300 X 120MM | SIG-01 | Signages | SIGNAGE | SIGNAGE | NO MODIFIER | 55121700 | Signage | Production Completed
TNG - SHO | UNSPSC Classification | SPC | SPC | OK | 2023-04-14 | 2023-04-17 |  | G_72373 | G_55121703-00-00273 | 55121703-00-00273 | SIGNAGE, BOX FOR FIRE SHAFT | SIG-01 | Signages | SIGNAGE | SIGNAGE | NO MODIFIER | 55121700 | Signage | Production Completed
TNG - SHO | UNSPSC Classification | SPC | SPC | OK | 2023-04-14 | 2023-04-17 |  | G_72244 | G_55121703-00-00042 | 55121703-00-00042 | SIGNAGE, CANVAS, WITH UV PRINTING | SIG-01 | Signages | SIGNAGE | SIGNAGE | NO MODIFIER | 55121700 | Signage | Production Completed
TNG - SHO | UNSPSC Classification | SPC | SPC | OK | 2023-04-14 | 2023-04-17 |  | G_72287 | G_55121703-00-00134 | 55121703-00-00134 | SIGNAGE, CEILING SUSPENDED SILVER ANODISED EXTRUDED ALUMINIUM PROFILE WITH CORNER PIECES FOR FIXING, SIZE-300MM X 120 MM | SIG-01 | Signages | SIGNAGE | SIGNAGE | NO MODIFIER | 55121700 | Signage | Production Completed
TNG - SHO | UNSPSC Classification | SPC | SPC | OK | 2023-04-14 | 2023-04-17 |  | G_72302 | G_55121703-00-00148 | 55121703-00-00148 | SIGNAGE, CHILDREN’S PLAY AREA BOARD STANDEE IN SS 304 BRUSH FINISH ,SIZE - 300MM X 600 MM | SIG-01 | Signages | SIGNAGE | SIGNAGE | NO MODIFIER | 55121700 | Signage | Production Completed
TNG - SHO | UNSPSC Classification | SPC | SPC | OK | 2023-04-14 | 2023-04-17 |  | G_72315 | G_55121703-00-00216 | 55121703-00-00216 | SIGNAGE, DIRECTIONA PANEL, SIZE : 510 MM (WD) X 120 MM (HT) | SIG-01 | Signages | SIGNAGE | SIGNAGE | NO MODIFIER | 55121712 | Directional signs | Production Completed
TNG - SHO | UNSPSC Classification | SPC | SPC | OK | 2023-04-14 | 2023-04-17 |  | G_72316 | G_55121703-00-00218 | 55121703-00-00218 | SIGNAGE, DIRECTIONA, SIZE : 510 MM (WD) X 120 MM (HT) - 2 SIDES WITH 1 LINE | SIG-01 | Signages | SIGNAGE | SIGNAGE | NO MODIFIER | 55121712 | Directional signs | Production Completed
TNG - SHO | UNSPSC Classification | SPC | SPC | OK | 2023-04-14 | 2023-04-17 |  | G_72317 | G_55121703-00-00217 | 55121703-00-00217 | SIGNAGE, DIRECTIONA, SIZE : 510 MM (WD) X 270 MM (HT) - 2 SIDES WITH 4 LINES | SIG-01 | Signages | SIGNAGE | SIGNAGE | NO MODIFIER | 55121712 | Directional signs | Production Completed
TNG - SHO | UNSPSC Classification | SPC | SPC | OK | 2023-04-14 | 2023-04-17 |  | G_72297 | G_55121703-00-00180 | 55121703-00-00180 | SIGNAGE, DIRECTORY BOARD COMPRISING OF SIVER ANODISED ALUMINIUM PROFILES | SIG-01 | Signages | SIGNAGE | SIGNAGE | NO MODIFIER | 55121700 | Signage | Production Completed
TNG - SHO | UNSPSC Classification | SPC | SPC | OK | 2023-04-14 | 2023-04-17 |  | G_72310 | G_55121703-00-00214 | 55121703-00-00214 | SIGNAGE, DIRECTORY BOARDS IN 6 MM AND 3 MM (LETTERS) THK ACRYLIC WITH PAINT FINISH, SIZE : 500MM X 800MM | SIG-01 | Signages | SIGNAGE | SIGNAGE | NO MODIFIER | 55121700 | Signage | Production Completed
TNG - SHO | UNSPSC Classification | SPC | SPC | OK | 2023-04-14 | 2023-04-17 |  | G_72280 | G_55121703-00-00211 | 55121703-00-00211 | SIGNAGE, DIRECTORY, SIZE: 1890MM X 4560MM | SIG-01 | Signages | SIGNAGE | SIGNAGE | NO MODIFIER | 55121700 | Signage | Production Completed
TNG - SHO | UNSPSC Classification | SPC | SPC | OK | 2023-04-14 | 2023-04-17 |  | G_72301 | G_55121703-00-00212 | 55121703-00-00212 | SIGNAGE, DIRECTORY, SIZE: 1890MM X 5220MM | SIG-01 | Signages | SIGNAGE | SIGNAGE | NO MODIFIER | 55121700 | Signage | Production Completed
TNG - SHO | UNSPSC Classification | SPC | SPC | OK | 2023-04-14 | 2023-04-17 |  | G_72284 | G_55121703-00-00197 | 55121703-00-00197 | SIGNAGE, FIRE EXIT SUSPENDED, DIMENSION 300 MM X 150 MM | SIG-01 | Signages | SIGNAGE | SIGNAGE | NO MODIFIER | 55121700 | Signage | Production Completed
TNG - SHO | UNSPSC Classification | SPC | SPC | OK | 2023-04-14 | 2023-04-17 |  | G_72247 | G_55121703-00-00106 | 55121703-00-00106 | SIGNAGE, FIRE EXIT SUSPENDED, DIMENSION 450 MM X 160 MM | SIG-01 | Signages | SIGNAGE | SIGNAGE | NO MODIFIER | 55121700 | Signage | Production Completed
TNG - SHO | UNSPSC Classification | SPC | SPC | OK | 2023-04-14 | 2023-04-17 |  | G_72259 | G_55121703-00-00111 | 55121703-00-00111 | SIGNAGE, FIRE EXIT WALL MOUNT, DIMENSION 450 MM X 160 MM | SIG-01 | Signages | SIGNAGE | SIGNAGE | NO MODIFIER | 55121700 | Signage | Production Completed
TNG - SHO | UNSPSC Classification | SPC | SPC | OK | 2023-04-14 | 2023-04-17 |  | G_72261 | G_55121703-00-00110 | 55121703-00-00110 | SIGNAGE, FIRE ORDER BOARD WALL MOUNT, DIMENSION 400 MM X 800 MM | SIG-01 | Signages | SIGNAGE | SIGNAGE | NO MODIFIER | 55121700 | Signage | Production Completed
TNG - SHO | UNSPSC Classification | SPC | SPC | OK | 2023-04-14 | 2023-04-17 |  | G_72223 | G_55121703-00-00012 | 55121703-00-00012 | SIGNAGE, FIRE ORDER, SIZE : 600 MM X 297 MM | SIG-01 | Signages | SIGNAGE | SIGNAGE | NO MODIFIER | 55121700 | Signage | Production Completed
TNG - SHO | UNSPSC Classification | SPC | SPC | OK | 2023-04-14 | 2023-04-17 |  | G_72260 | G_55121703-00-00103 | 55121703-00-00103 | SIGNAGE, FLOOR INDICATOR WALL MOUNT, DIMENSION 160 MM X 160 MM | SIG-01 | Signages | SIGNAGE | SIGNAGE | NO MODIFIER | 55121700 | Signage | Production Completed
TNG - SHO | UNSPSC Classification | SPC | SPC | OK | 2023-04-14 | 2023-04-17 |  | G_72292 | G_55121703-00-00184 | 55121703-00-00184 | SIGNAGE, LASER CUTTING OF ACRYLIC SHEET | SIG-01 | Signages | SIGNAGE | SIGNAGE | NO MODIFIER | 55121700 | Signage | Production Completed
TNG - SHO | UNSPSC Classification | SPC | SPC | OK | 2023-04-14 | 2023-04-17 |  | G_72238 | G_55121703-00-00094 | 55121703-00-00094 | SIGNAGE, LETTER - SOBHA LOGO | SIG-01 | Signages | SIGNAGE | SIGNAGE | NO MODIFIER | 55121700 | Signage | Production Completed
TNG - SHO | UNSPSC Classification | SPC | SPC | OK | 2023-04-14 | 2023-04-17 |  | G_72265 | G_55121703-00-00069 | 55121703-00-00069 | SIGNAGE, LOGO, 800 MM X 1600 MM | SIG-01 | Signages | SIGNAGE | SIGNAGE | NO MODIFIER | 55121700 | Signage | Production Completed
TNG - SHO | UNSPSC Classification | SPC | SPC | OK | 2023-04-14 | 2023-04-17 |  | G_72320 | G_55121703-00-00219 | 55121703-00-00219 | SIGNAGE, MOTORISED DROP DOWN WITH FABRIC BANNER | SIG-01 | Signages | SIGNAGE | SIGNAGE | NO MODIFIER | 55121700 | Signage | Production Completed
TNG - SHO | UNSPSC Classification | SPC | SPC | OK | 2023-04-14 | 2023-04-17 |  | G_72312 | G_55121703-00-00215 | 55121703-00-00215 | SIGNAGE, NON- ILLUMINATE SIGNAGES STICKERING 60MM HT, 600MM WIDTH - BLACK CUT VINYL | SIG-01 | Signages | SIGNAGE | SIGNAGE | NO MODIFIER | 55121700 | Signage | Production Completed
TNG - SHO | UNSPSC Classification | SPC | SPC | OK | 2023-04-14 | 2023-04-17 |  | G_72390 | G_55121703-00-00287 | 55121703-00-00287 | SIGNAGE, NON TEARABLE UV PRINT, SIZE: 420MM X 1020MM | SIG-01 | Signages | SIGNAGE | SIGNAGE | NO MODIFIER | 55121700 | Signage | Production Completed
TNG - SHO | UNSPSC Classification | SPC | SPC | OK | 2023-04-14 | 2023-04-17 |  | G_72389 | G_55121703-00-00285 | 55121703-00-00285 | SIGNAGE, NON TEARABLE UV PRINT, SIZE: 420MM X 420MM | SIG-01 | Signages | SIGNAGE | SIGNAGE | NO MODIFIER | 55121700 | Signage | Production Completed
TNG - SHO | UNSPSC Classification | SPC | SPC | OK | 2023-04-14 | 2023-04-17 |  | G_72361 | G_55121703-00-00292 | 55121703-00-00292 | SIGNAGE, NON TEARABLE UV PRINT, SIZE: 520MM X 720MM | SIG-01 | Signages | SIGNAGE | SIGNAGE | NO MODIFIER | 55121700 | Signage | Production Completed
TNG - SHO | UNSPSC Classification | SPC | SPC | OK | 2023-04-14 | 2023-04-17 |  | G_72401 | G_55121703-00-00293 | 55121703-00-00293 | SIGNAGE, NON TEARABLE UV PRINT, SIZE: 560MM X 760MM | SIG-01 | Signages | SIGNAGE | SIGNAGE | NO MODIFIER | 55121700 | Signage | Production Completed
TNG - SHO | UNSPSC Classification | SPC | SPC | OK | 2023-04-14 | 2023-04-17 |  | G_72392 | G_55121703-00-00290 | 55121703-00-00290 | SIGNAGE, NON TEARABLE UV PRINT, SIZE: 580MM X 880MM | SIG-01 | Signages | SIGNAGE | SIGNAGE | NO MODIFIER | 55121700 | Signage | Production Completed
TNG - SHO | UNSPSC Classification | SPC | SPC | OK | 2023-04-14 | 2023-04-17 |  | G_72381 | G_55121703-00-00288 | 55121703-00-00288 | SIGNAGE, NON TEARABLE UV PRINT, SIZE: 940MM X 540MM | SIG-01 | Signages | SIGNAGE | SIGNAGE | NO MODIFIER | 55121700 | Signage | Production Completed
TNG - SHO | UNSPSC Classification | SPC | SPC | OK | 2023-04-14 | 2023-04-17 |  | G_72234 | G_55121703-00-00047 | 55121703-00-00047 | SIGNAGE, PYLON, WITH LIGHT | SIG-01 | Signages | SIGNAGE | SIGNAGE | NO MODIFIER | 55121700 | Signage | Production Completed
TNG - SHO | UNSPSC Classification | SPC | SPC | OK | 2023-04-14 | 2023-04-17 |  | G_72255 | G_55121703-00-00048 | 55121703-00-00048 | SIGNAGE, PYLON, WITHOUT LIGHT | SIG-01 | Signages | SIGNAGE | SIGNAGE | NO MODIFIER | 55121700 | Signage | Production Completed
TNG - SHO | UNSPSC Classification | SPC | SPC | OK | 2023-04-14 | 2023-04-17 |  | G_72257 | G_55121703-00-00125 | 55121703-00-00125 | SIGNAGE, RETRO REFLECTING SHETING | SIG-01 | Signages | SIGNAGE | SIGNAGE | NO MODIFIER | 55121700 | Signage | Production Completed
TNG - SHO | UNSPSC Classification | SPC | SPC | OK | 2023-04-14 | 2023-04-17 |  | G_72210 | G_55121712-00-00002 | 55121712-00-00002 | SIGNAGE, SEBERG (ITALY) SEGNO WALL MOUNT, 120 MM X 300 MM, SINGLE SIDE GRAPHICS | SIG-01 | Signages | SIGNAGE | SIGNAGE | NO MODIFIER | 55121700 | Signage | Production Completed
TNG - SHO | UNSPSC Classification | SPC | SPC | OK | 2023-04-14 | 2023-04-17 |  | G_72209 | G_55121703-00-00001 | 55121703-00-00001 | SIGNAGE, SEBERG (ITALY) SEGNO WALL MOUNT, 120 MM X 300 MM, SINGLE SIDE PHOTO LUMINSCENT GRAPHICS | SIG-01 | Signages | SIGNAGE | SIGNAGE | NO MODIFIER | 55121700 | Signage | Production Completed
TNG - SHO | UNSPSC Classification | SPC | SPC | OK | 2023-04-14 | 2023-04-17 |  | G_72264 | G_55121703-00-00124 | 55121703-00-00124 | SIGNAGE, SELF ADHESIVES VINYLS | SIG-01 | Signages | SIGNAGE | SIGNAGE | NO MODIFIER | 55121700 | Signage | Production Completed
TNG - SHO | UNSPSC Classification | SPC | SPC | OK | 2023-04-14 | 2023-04-17 |  | G_72325 | G_55121703-00-00226 | 55121703-00-00226 | SIGNAGE, SIGNAGE - 1.5MMTHICK SS BRUSH FINISH WITH CNC NUMBER CUT | SIG-01 | Signages | SIGNAGE | SIGNAGE | NO MODIFIER | 55121700 | Signage | Production Completed
TNG - SHO | UNSPSC Classification | SPC | SPC | OK | 2023-04-14 | 2023-04-17 |  | G_72326 | G_55121703-00-00224 | 55121703-00-00224 | SIGNAGE, SINGLE SIDE AUTOGLOW DANGER BOARD OF 3MM PVC FOAM (SUN BOARD) WITH ECO SOLVENT GLOW VINILE PRINT AND GLOSY LAMINATION OF SIZE 8" X 10" | SIG-01 | Signages | SIGNAGE | SIGNAGE | NO MODIFIER | 55121700 | Signage | Production Completed
TNG - SHO | UNSPSC Classification | SPC | SPC | OK | 2023-04-14 | 2023-04-17 |  | G_72331 | G_55121703-00-00223 | 55121703-00-00223 | SIGNAGE, SINGLE SIDE AUTOGLOW DO NOT DRINK TREATED SEWAGE WATER OF 3MM PVC FOAM (SUN BOARD) WITH ECO SOLVENT GLOW VINILE PRINT AND GLOSSY LAMINATION OF SIZE 6" X 12" IN KANNADA & ENGLISH | SIG-01 | Signages | SIGNAGE | SIGNAGE | NO MODIFIER | 55121700 | Signage | Production Completed
TNG - SHO | UNSPSC Classification | SPC | SPC | OK | 2023-04-14 | 2023-04-17 |  | G_72212 | G_55121701-00-00003 | 55121701-00-00003 | SIGNAGE, SOBHA, PROJECT NAME | SIG-01 | Signages | SIGNAGE | SIGNAGE | NO MODIFIER | 55121700 | Signage | Production Completed
TNG - SHO | UNSPSC Classification | SPC | SPC | OK | 2023-04-14 | 2023-04-17 |  | G_72299 | G_55121703-00-00203 | 55121703-00-00203 | SIGNAGE, SOBHA’ TRAY TYPE BLACK POWDER COATED LETTERS IN ALUMINIUM WITH 5MM THICK WHITE LEXAN POLYCARBONATE FACIA AND IP67 LED LIGHTING AND IP68 POWER DRIVERS, SIZE – 650 MM (H) X75 MM (D) | SIG-01 | Signages | SIGNAGE | SIGNAGE | NO MODIFIER | 55121700 | Signage | Production Completed
TNG - SHO | UNSPSC Classification | SPC | SPC | OK | 2023-04-14 | 2023-04-17 |  | G_72304 | G_55121703-00-00207 | 55121703-00-00207 | SIGNAGE, SOBHA’ TRAY TYPE BLACK POWDER COATED LETTERS IN ALUMINIUM WITH 5MM THICK WHITE LEXAN POLYCARBONATE FACIA AND IP67 LED LIGHTING AND IP68 POWER DRIVERS, SIZE – 750 MM (H) X75 MM (D) | SIG-01 | Signages | SIGNAGE | SIGNAGE | NO MODIFIER | 55121700 | Signage | Production Completed
TNG - SHO | UNSPSC Classification | SPC | SPC | OK | 2023-04-14 | 2023-04-17 |  | G_72328 | G_55121703-00-00221 | 55121703-00-00221 | SIGNAGE, THEATRE: SIGNAGE MADE OUT OF 0.8MM BRASS TITANIUM SHEET LETTER 040 ACRYLIC AND LIT WITH SAMSUNG LED, SIZE: 200 MM X 900 MM | SIG-01 | Signages | SIGNAGE | SIGNAGE | NO MODIFIER | 55121700 | Signage | Production Completed
TNG - SHO | UNSPSC Classification | SPC | SPC | OK | 2023-04-14 | 2023-04-17 |  | G_72337 | G_55121703-00-00220 | 55121703-00-00220 | SIGNAGE, TOWER CRANE LOGO BOARD (USED) | SIG-01 | Signages | SIGNAGE | SIGNAGE | NO MODIFIER | 55121700 | Signage | Production Completed
TNG - SHO | UNSPSC Classification | SPC | SPC | OK | 2023-04-14 | 2023-04-17 |  | G_72243 | G_55121703-00-00074 | 55121703-00-00074 | SIGNAGE, UNISIGN ( INDIA) S.S.PLATE, DIMENSION : 200 MM X 100 MM, PLOT NUMBER PLATE | SIG-01 | Signages | SIGNAGE | SIGNAGE | NO MODIFIER | 55121700 | Signage | Production Completed
TNG - SHO | UNSPSC Classification | SPC | SPC | OK | 2023-04-14 | 2023-04-17 |  | G_72332 | G_55121703-00-00225 | 55121703-00-00225 | SIGNAGE, UNISIGN (INDIA), S.S.PLATE, 200MM X150MM, PLOT NUMBER PLATE | SIG-01 | Signages | SIGNAGE | SIGNAGE | NO MODIFIER | 55121700 | Signage | Production Completed
TNG - SHO | UNSPSC Classification | SPC | SPC | OK | 2023-04-14 | 2023-04-17 |  | G_72387 | G_55121703-00-00295 | 55121703-00-00295 | SIGNAGE, UV PRINT, NON TEARABLE, SIZE: 550MM X 550MM | SIG-01 | Signages | SIGNAGE | SIGNAGE | NO MODIFIER | 55121700 | Signage | Production Completed
TNG - SHO | UNSPSC Classification | SPC | SPC | OK | 2023-04-14 | 2023-04-17 |  | G_72400 | G_55121703-00-00294 | 55121703-00-00294 | SIGNAGE, UV PRINT, NON TEARABLE, SIZE: 840MM X 1235MM | SIG-01 | Signages | SIGNAGE | SIGNAGE | NO MODIFIER | 55121700 | Signage | Production Completed
TNG - SHO | UNSPSC Classification | SPC | SPC | OK | 2023-04-14 | 2023-04-17 |  | G_72350 | G_55121703-00-00296 | 55121703-00-00296 | SIGNAGE, UV PRINT, NON TEARABLE, SIZE: 876MM X 1316MM | SIG-01 | Signages | SIGNAGE | SIGNAGE | NO MODIFIER | 55121700 | Signage | Production Completed
TNG - SHO | UNSPSC Classification | SPC | SPC | OK | 2023-04-14 | 2023-04-17 |  | G_72342 | G_55121703-00-00297 | 55121703-00-00297 | SIGNAGE, UV PRINT, NON TEARABLE, SIZE: 940MM X 940MM | SIG-01 | Signages | SIGNAGE | SIGNAGE | NO MODIFIER | 55121700 | Signage | Production Completed
TNG - SHO | UNSPSC Classification | SPC | SPC | OK | 2023-04-14 | 2023-04-17 |  | G_72398 | G_55121703-00-00238 | 55121703-00-00238 | SIGNAGE, UV PRINTED 400GSM HAHNEMULLE CANVAS WITH HAHNEMULLE LAQUER COAT, SIZE: 1050MM X 1700MM | SIG-01 | Signages | SIGNAGE | SIGNAGE | NO MODIFIER | 55121700 | Signage | Production Completed
TNG - SHO | UNSPSC Classification | SPC | SPC | OK | 2023-04-14 | 2023-04-17 |  | G_72383 | G_55121703-00-00229 | 55121703-00-00229 | SIGNAGE, UV PRINTED 400GSM HAHNEMULLE CANVAS WITH HAHNEMULLE LAQUER COAT, SIZE: 1650MM X 950MM | SIG-01 | Signages | SIGNAGE | SIGNAGE | NO MODIFIER | 55121700 | Signage | Production Completed
TNG - SHO | UNSPSC Classification | SPC | SPC | OK | 2023-04-14 | 2023-04-17 |  | G_72338 | G_55121703-00-00286 | 55121703-00-00286 | SIGNAGE, UV PRINTED, 400GSM HAHNEMULLE CANVAS WITH HAHNEMULLE LAQUER COAT, SIZE: 1080MM X 1730MM | SIG-01 | Signages | SIGNAGE | SIGNAGE | NO MODIFIER | 55121700 | Signage | Production Completed
TNG - SHO | UNSPSC Classification | SPC | SPC | OK | 2023-04-14 | 2023-04-17 |  | G_72393 | G_55121703-00-00291 | 55121703-00-00291 | SIGNAGE, UV PRINTED, 400GSM, HAHNEMULLE CANVAS WITH HAHNEMULLE LAQUER COAT, SIZE: 1280MM X 880MM | SIG-01 | Signages | SIGNAGE | SIGNAGE | NO MODIFIER | 55121700 | Signage | Production Completed
TNG - SHO | UNSPSC Classification | SPC | SPC | OK | 2023-04-14 | 2023-04-17 |  | G_72391 | G_55121703-00-00289 | 55121703-00-00289 | SIGNAGE, UV PRINTED, 400GSM, HAHNEMULLE CANVAS WITH HAHNEMULLE LAQUER COAT, SIZE: 680MM X 980MM | SIG-01 | Signages | SIGNAGE | SIGNAGE | NO MODIFIER | 55121700 | Signage | Production Completed
TNG - SHO | UNSPSC Classification | SPC | SPC | OK | 2023-04-14 | 2023-04-17 |  | G_72293 | G_55121703-00-00187 | 55121703-00-00187 | SIGNAGE, VILLA LETTER BOX, 350MM(W) X 350MM(H) X 600MM(D) | SIG-01 | Signages | SIGNAGE | SIGNAGE | NO MODIFIER | 55121700 | Signage | Production Completed
TNG - SHO | UNSPSC Classification | SPC | SPC | OK | 2023-04-14 | 2023-04-17 |  | G_72281 | G_55121712-00-00116 | 55121712-00-00116 | SIGNAGE, VILLA NUMBERING, 200MM(W) X 250MM(H) | SIG-01 | Signages | SIGNAGE | SIGNAGE | NO MODIFIER | 55121700 | Signage | Production Completed
TNG - SHO | UNSPSC Classification | SPC | SPC | OK | 2023-04-14 | 2023-04-17 |  | G_72286 | G_55121703-00-00133 | 55121703-00-00133 | SIGNAGE, WALL MOUNT SILVER ANODISED EXTRUDED ALUMINIUM PROFILE WITH CORNER PIECES FOR FIXING, SIZE-200MM X 80 MM | SIG-01 | Signages | SIGNAGE | SIGNAGE | NO MODIFIER | 55121700 | Signage | Production Completed
TNG - SHO | UNSPSC Classification | SPC | SPC | OK | 2023-04-14 | 2023-04-17 |  | G_72258 | G_55121703-00-00105 | 55121703-00-00105 | SIGNAGE, WALL MOUNT, DIMENSION 300 MM X 120 MM | SIG-01 | Signages | SIGNAGE | SIGNAGE | NO MODIFIER | 55121700 | Signage | Production Completed
TNG - SHO | UNSPSC Classification | SPC | SPC | OK | 2023-04-14 | 2023-04-17 |  | G_72441 | G_55121600-00-00065 | 55121600-00-00065 | STICKER, 3MM STICKER RED | 2769 | Sticker 16 x 9 | STICKER | STICKER | NO MODIFIER | 55121600 | Labels | Production Completed
TNG - SHO | UNSPSC Classification | SPC | SPC | OK | 2023-04-14 | 2023-04-17 |  | G_72439 | G_55121600-00-00066 | 55121600-00-00066 | STICKER, 3MM STICKER YELLOW | 2769 | Sticker 16 x 9 | STICKER | STICKER | NO MODIFIER | 55121600 | Labels | Production Completed
TNG - SHO | UNSPSC Classification | SPC | SPC | OK | 2023-04-14 | 2023-04-17 |  | G_72318 | G_55121701-00-00065 | 55121701-00-00065 | STICKER, AC DRAIN PIPE, WITH BOTH END ARROWS | SIG-01 | Signages | STICKER | STICKER | NO MODIFIER | 55121600 | Labels | Production Completed
TNG - SHO | UNSPSC Classification | SPC | SPC | OK | 2023-04-14 | 2023-04-17 |  | G_72452 | G_55121600-00-00069 | 55121600-00-00069 | STICKER, AERATION TANK | 2769 | Sticker 16 x 9 | STICKER | STICKER | NO MODIFIER | 55121600 | Labels | Production Completed
TNG - SHO | UNSPSC Classification | SPC | SPC | OK | 2023-04-14 | 2023-04-17 |  | G_72443 | G_55121600-00-00077 | 55121600-00-00077 | STICKER, BIO MEDIA TANK | 2769 | Sticker 16 x 9 | STICKER | STICKER | NO MODIFIER | 55121600 | Labels | Production Completed
TNG - SHO | UNSPSC Classification | SPC | SPC | OK | 2023-04-14 | 2023-04-17 |  | G_72429 | G_55121600-00-00054 | 55121600-00-00054 | STICKER, BLACK COLOUR FOR MACHINE, 9 FT X 3 FT | 2769 | Sticker 16 x 9 | STICKER | STICKER | NO MODIFIER | 55121600 | Labels | Production Completed
TNG - SHO | UNSPSC Classification | SPC | SPC | OK | 2023-04-14 | 2023-04-17 |  | G_72463 | G_55121600-00-00073 | 55121600-00-00073 | STICKER, BLUE ARROW | 2769 | Sticker 16 x 9 | STICKER | STICKER | NO MODIFIER | 55121600 | Labels | Production Completed
TNG - SHO | UNSPSC Classification | SPC | SPC | OK | 2023-04-14 | 2023-04-17 |  | G_72433 | G_55121600-00-00058 | 55121600-00-00058 | STICKER, CABLE ARROW MARK | 2769 | Sticker 16 x 9 | STICKER | STICKER | NO MODIFIER | 55121600 | Labels | Production Completed
TNG - SHO | UNSPSC Classification | SPC | SPC | OK | 2023-04-14 | 2023-04-17 |  | G_72333 | G_55121701-00-00071 | 55121701-00-00071 | STICKER, CAUVERY WATER SUPPLY, WITH BOTH END ARROWS | SIG-01 | Signages | STICKER | STICKER | NO MODIFIER | 55121600 | Labels | Production Completed
TNG - SHO | UNSPSC Classification | SPC | SPC | OK | 2023-04-14 | 2023-04-17 |  | G_72449 | G_55121600-00-00085 | 55121600-00-00085 | STICKER, CHEMICAL STORAGE AREA | 2769 | Sticker 16 x 9 | STICKER | STICKER | NO MODIFIER | 55121600 | Labels | Production Completed
TNG - SHO | UNSPSC Classification | SPC | SPC | OK | 2023-04-14 | 2023-04-17 |  | G_72319 | G_55121701-00-00066 | 55121701-00-00066 | STICKER, COLD WATER SUPPLY, WITH BOTH END ARROWS | SIG-01 | Signages | STICKER | STICKER | NO MODIFIER | 55121600 | Labels | Production Completed
TNG - SHO | UNSPSC Classification | SPC | SPC | OK | 2023-04-14 | 2023-04-17 |  | G_72457 | G_55121600-00-00076 | 55121600-00-00076 | STICKER, DISINFECTANT DOSING SYSTEM | 2769 | Sticker 16 x 9 | STICKER | STICKER | NO MODIFIER | 55121600 | Labels | Production Completed
TNG - SHO | UNSPSC Classification | SPC | SPC | OK | 2023-04-14 | 2023-04-17 |  | G_72422 | G_55121600-00-00048 | 55121600-00-00048 | STICKER, DO NOT IRON, PAPER, 30 MM X 30 MM | 2769 | Sticker 16 x 9 | STICKER | STICKER | NO MODIFIER | 55121600 | Labels | Production Completed
TNG - SHO | UNSPSC Classification | SPC | SPC | OK | 2023-04-14 | 2023-04-17 |  | G_72253 | G_55121701-00-00060 | 55121701-00-00060 | STICKER, DOMESTIC WATER- PRM, WITH BOTH END ARROWS | SIG-01 | Signages | STICKER | STICKER | NO MODIFIER | 55121600 | Labels | Production Completed
TNG - SHO | UNSPSC Classification | SPC | SPC | OK | 2023-04-14 | 2023-04-17 |  | G_72214 | G_55121701-00-00046 | 55121701-00-00046 | STICKER, DOMESTIC WATER, WITH BOTH END ARROWS | SIG-01 | Signages | STICKER | STICKER | NO MODIFIER | 55121600 | Labels | Production Completed
TNG - SHO | UNSPSC Classification | SPC | SPC | OK | 2023-04-14 | 2023-04-17 |  | G_72229 | G_55121701-00-00044 | 55121701-00-00044 | STICKER, EXHAUST PIPE, WITH BOTH END ARROWS | SIG-01 | Signages | STICKER | STICKER | NO MODIFIER | 55121600 | Labels | Production Completed
TNG - SHO | UNSPSC Classification | SPC | SPC | OK | 2023-04-14 | 2023-04-17 |  | G_72228 | G_55121701-00-00045 | 55121701-00-00045 | STICKER, FCU DRAIN, WITH BOTH END ARROWS | SIG-01 | Signages | STICKER | STICKER | NO MODIFIER | 55121600 | Labels | Production Completed
TNG - SHO | UNSPSC Classification | SPC | SPC | OK | 2023-04-14 | 2023-04-17 |  | G_72446 | G_55121600-00-00083 | 55121600-00-00083 | STICKER, FILTER FEED PUMP | 2769 | Sticker 16 x 9 | STICKER | STICKER | NO MODIFIER | 55121600 | Labels | Production Completed
TNG - SHO | UNSPSC Classification | SPC | SPC | OK | 2023-04-14 | 2023-04-17 |  | G_72458 | G_55121600-00-00078 | 55121600-00-00078 | STICKER, FINE BAR SCREEN | 2769 | Sticker 16 x 9 | STICKER | STICKER | NO MODIFIER | 55121600 | Labels | Production Completed
TNG - SHO | UNSPSC Classification | SPC | SPC | OK | 2023-04-14 | 2023-04-17 |  | G_72227 | G_55121701-00-00049 | 55121701-00-00049 | STICKER, FLUSHING WATER, WITH BOTH END ARROWS | SIG-01 | Signages | STICKER | STICKER | NO MODIFIER | 55121600 | Labels | Production Completed
TNG - SHO | UNSPSC Classification | SPC | SPC | OK | 2023-04-14 | 2023-04-17 |  | G_72424 | G_55121600-00-00046 | 55121600-00-00046 | STICKER, GRAPHICS, PULL AND PUSH | 2769 | Sticker 16 x 9 | STICKER | STICKER | NO MODIFIER | 55121600 | Labels | Production Completed
TNG - SHO | UNSPSC Classification | SPC | SPC | OK | 2023-04-14 | 2023-04-17 |  | G_72450 | G_55121600-00-00086 | 55121600-00-00086 | STICKER, GREEN ARROW | 2769 | Sticker 16 x 9 | STICKER | STICKER | NO MODIFIER | 55121600 | Labels | Production Completed
TNG - SHO | UNSPSC Classification | SPC | SPC | OK | 2023-04-14 | 2023-04-17 |  | G_72213 | G_55121701-00-00048 | 55121701-00-00048 | STICKER, HOT WATER RETURN, WITH BOTH END ARROWS | SIG-01 | Signages | STICKER | STICKER | NO MODIFIER | 55121600 | Labels | Production Completed
TNG - SHO | UNSPSC Classification | SPC | SPC | OK | 2023-04-14 | 2023-04-17 |  | G_72226 | G_55121701-00-00050 | 55121701-00-00050 | STICKER, HOT WATER SUPPLY, WITH BOTH END ARROWS | SIG-01 | Signages | STICKER | STICKER | NO MODIFIER | 55121600 | Labels | Production Completed
TNG - SHO | UNSPSC Classification | SPC | SPC | OK | 2023-04-14 | 2023-04-17 |  | G_72459 | G_55121600-00-00079 | 55121600-00-00079 | STICKER, LAMELLA CLARIFIER | 2769 | Sticker 16 x 9 | STICKER | STICKER | NO MODIFIER | 55121600 | Labels | Production Completed
TNG - SHO | UNSPSC Classification | SPC | SPC | OK | 2023-04-14 | 2023-04-17 |  | G_72442 | G_55121600-00-00070 | 55121600-00-00070 | STICKER, MAIN BAR SCREEN | 2769 | Sticker 16 x 9 | STICKER | STICKER | NO MODIFIER | 55121600 | Labels | Production Completed
TNG - SHO | UNSPSC Classification | SPC | SPC | OK | 2023-04-14 | 2023-04-17 |  | G_72430 | G_55121600-00-00051 | 55121600-00-00051 | STICKER, MATTRESS DO NOT FOLD, 250 MM X 106 MM | 2769 | Sticker 16 x 9 | STICKER | STICKER | NO MODIFIER | 55121600 | Labels | Production Completed
TNG - SHO | UNSPSC Classification | SPC | SPC | OK | 2023-04-14 | 2023-04-17 |  | G_72428 | G_55121600-00-00055 | 55121600-00-00055 | STICKER, MEMORY FOAM PILLOW MRP STICKER, 100 MM X 70 MM | 2769 | Sticker 16 x 9 | STICKER | STICKER | NO MODIFIER | 55121600 | Labels | Production Completed
TNG - SHO | UNSPSC Classification | SPC | SPC | OK | 2023-04-14 | 2023-04-17 |  | G_72434 | G_55121600-00-00059 | 55121600-00-00059 | STICKER, MRP AND TAG, MULTICOLOUR PRINTING | 2769 | Sticker 16 x 9 | STICKER | STICKER | NO MODIFIER | 55121600 | Labels | Production Completed
TNG - SHO | UNSPSC Classification | SPC | SPC | OK | 2023-04-14 | 2023-04-17 |  | G_72438 | G_55121600-00-00063 | 55121600-00-00063 | STICKER, MULTICOLOUR STICKER, 13" X 19" | 2769 | Sticker 16 x 9 | STICKER | STICKER | NO MODIFIER | 55121600 | Labels | Production Completed
TNG - SHO | UNSPSC Classification | SPC | SPC | OK | 2023-04-14 | 2023-04-17 |  | G_72426 | G_55121600-00-00049 | 55121600-00-00049 | STICKER, MULTICOLOUR VINYL STICKER WITH MATT LAMINATION, 305 MM X 125 MM | 2769 | Sticker 16 x 9 | STICKER | STICKER | NO MODIFIER | 55121600 | Labels | Production Completed
TNG - SHO | UNSPSC Classification | SPC | SPC | OK | 2023-04-14 | 2023-04-17 |  | G_72460 | G_55121600-00-00080 | 55121600-00-00080 | STICKER, OIL AND GREASE TRAP | 2769 | Sticker 16 x 9 | STICKER | STICKER | NO MODIFIER | 55121600 | Labels | Production Completed
TNG - SHO | UNSPSC Classification | SPC | SPC | OK | 2023-04-14 | 2023-04-17 |  | G_72444 | G_55121600-00-00081 | 55121600-00-00081 | STICKER, OIL SKIMMER | 2769 | Sticker 16 x 9 | STICKER | STICKER | NO MODIFIER | 55121600 | Labels | Production Completed
TNG - SHO | UNSPSC Classification | SPC | SPC | OK | 2023-04-14 | 2023-04-17 |  | G_72218 | G_55121701-00-00041 | 55121701-00-00041 | STICKER, OVERFLOW, 1" HT, PLAIN WHITE WITH BOTH END ARROWS | SIG-01 | Signages | STICKER | STICKER | NO MODIFIER | 55121600 | Labels | Production Completed
TNG - SHO | UNSPSC Classification | SPC | SPC | OK | 2023-04-14 | 2023-04-17 |  | G_72421 | G_55121600-00-00002 | 55121600-00-00002 | STICKER, PAPER, MULTY COLOUR PAPER PRINTING WITH PLATE | 2769 | Sticker 16 x 9 | STICKER | STICKER | NO MODIFIER | 55121600 | Labels | Production Completed
TNG - SHO | UNSPSC Classification | SPC | SPC | OK | 2023-04-14 | 2023-04-17 |  | G_72420 | G_55121600-00-00001 | 55121600-00-00001 | STICKER, PAPER, SINGLE COLOUR PAPER PRINTING | 2769 | Sticker 16 x 9 | STICKER | STICKER | NO MODIFIER | 55121600 | Labels | Production Completed
TNG - SHO | UNSPSC Classification | SPC | SPC | OK | 2023-04-14 | 2023-04-17 |  | G_72423 | G_55121600-00-00044 | 55121600-00-00044 | STICKER, PILLOW MRP SINGLE COLOUR, 110 MM X 60 MM | 2769 | Sticker 16 x 9 | STICKER | STICKER | NO MODIFIER | 55121600 | Labels | Production Completed
TNG - SHO | UNSPSC Classification | SPC | SPC | OK | 2023-04-14 | 2023-04-17 |  | G_72303 | G_55121701-00-00064 | 55121701-00-00064 | STICKER, PLOTTER MACHINE CUT, VINYL | SIG-01 | Signages | STICKER | STICKER | NO MODIFIER | 55121600 | Labels | Production Completed
TNG - SHO | UNSPSC Classification | SPC | SPC | OK | 2023-04-14 | 2023-04-17 |  | G_72447 | G_55121600-00-00088 | 55121600-00-00088 | STICKER, POWER TOOL ID CARD | 2769 | Sticker 16 x 9 | STICKER | STICKER | NO MODIFIER | 55121600 | Labels | Production Completed
TNG - SHO | UNSPSC Classification | SPC | SPC | OK | 2023-04-14 | 2023-04-17 |  | G_72445 | G_55121600-00-00082 | 55121600-00-00082 | STICKER, RAS PUMP | 2769 | Sticker 16 x 9 | STICKER | STICKER | NO MODIFIER | 55121600 | Labels | Production Completed
TNG - SHO | UNSPSC Classification | SPC | SPC | OK | 2023-04-14 | 2023-04-17 |  | G_72461 | G_55121600-00-00084 | 55121600-00-00084 | STICKER, RAW SEWAGE TRANFER PUMP | 2769 | Sticker 16 x 9 | STICKER | STICKER | NO MODIFIER | 55121600 | Labels | Production Completed
TNG - SHO | UNSPSC Classification | SPC | SPC | OK | 2023-04-14 | 2023-04-17 |  | G_72451 | G_55121600-00-00087 | 55121600-00-00087 | STICKER, RED ARROW | 2769 | Sticker 16 x 9 | STICKER | STICKER | NO MODIFIER | 55121600 | Labels | Production Completed
TNG - SHO | UNSPSC Classification | SPC | SPC | OK | 2023-04-14 | 2023-04-17 |  | G_72431 | G_55121600-00-00057 | 55121600-00-00057 | STICKER, RESTOPLUS LOGO, 22 MMX 52 MM | 2769 | Sticker 16 x 9 | STICKER | STICKER | NO MODIFIER | 55121600 | Labels | Production Completed
TNG - SHO | UNSPSC Classification | SPC | SPC | OK | 2023-04-14 | 2023-04-17 |  | G_72454 | G_55121600-00-00072 | 55121600-00-00072 | STICKER, SEWAGE TREATMENT PLANT - 30 KLD (MBBR WITH HYBRID TECHNOLOGY) | 2769 | Sticker 16 x 9 | STICKER | STICKER | NO MODIFIER | 55121600 | Labels | Production Completed
TNG - SHO | UNSPSC Classification | SPC | SPC | OK | 2023-04-14 | 2023-04-17 |  | G_72437 | G_55121600-00-00064 | 55121600-00-00064 | STICKER, SINGLE COLOUR, 2.75" X 5.5" | 2769 | Sticker 16 x 9 | STICKER | STICKER | NO MODIFIER | 55121600 | Labels | Production Completed
TNG - SHO | UNSPSC Classification | SPC | SPC | OK | 2023-04-14 | 2023-04-17 |  | G_72427 | G_55121600-00-00045 | 55121600-00-00045 | STICKER, SOBHA RESTOPLUS MULTICOLOUR PRINTING, 20 MM X 50 MM | 2769 | Sticker 16 x 9 | STICKER | STICKER | NO MODIFIER | 55121600 | Labels | Production Completed
TNG - SHO | UNSPSC Classification | SPC | SPC | OK | 2023-04-14 | 2023-04-17 |  | G_72254 | G_55121701-00-00063 | 55121701-00-00063 | STICKER, SOFT WATER- PRM, WITH BOTH END ARROWS | SIG-01 | Signages | STICKER | STICKER | NO MODIFIER | 55121600 | Labels | Production Completed
TNG - SHO | UNSPSC Classification | SPC | SPC | OK | 2023-04-14 | 2023-04-17 |  | G_72222 | G_55121701-00-00047 | 55121701-00-00047 | STICKER, SOIL PIPE, WITH BOTH END ARROWS | SIG-01 | Signages | STICKER | STICKER | NO MODIFIER | 55121600 | Labels | Production Completed
TNG - SHO | UNSPSC Classification | SPC | SPC | OK | 2023-04-14 | 2023-04-17 |  | G_72425 | G_55121600-00-00047 | 55121600-00-00047 | STICKER, STICKER -500 SHEET (WITH COMPANY LOGO)(1 SHHET 3 STICKER) | 2769 | Sticker 16 x 9 | STICKER | STICKER | NO MODIFIER | 55121600 | Labels | Production Completed
TNG - SHO | UNSPSC Classification | SPC | SPC | OK | 2023-04-14 | 2023-04-17 |  | G_72462 | G_55121600-00-00071 | 55121600-00-00071 | STICKER, STP COLLECTION TANK | 2769 | Sticker 16 x 9 | STICKER | STICKER | NO MODIFIER | 55121600 | Labels | Production Completed
TNG - SHO | UNSPSC Classification | SPC | SPC | OK | 2023-04-14 | 2023-04-17 |  | G_72455 | G_55121600-00-00074 | 55121600-00-00074 | STICKER, STP CONTROL PANEL | 2769 | Sticker 16 x 9 | STICKER | STICKER | NO MODIFIER | 55121600 | Labels | Production Completed
TNG - SHO | UNSPSC Classification | SPC | SPC | OK | 2023-04-14 | 2023-04-17 |  | G_72321 | G_55121701-00-00068 | 55121701-00-00068 | STICKER, STP RO WATER, WITH BOTH END ARROWS | SIG-01 | Signages | STICKER | STICKER | NO MODIFIER | 55121600 | Labels | Production Completed
TNG - SHO | UNSPSC Classification | SPC | SPC | OK | 2023-04-14 | 2023-04-17 |  | G_72324 | G_55121701-00-00067 | 55121701-00-00067 | STICKER, STP TREATED WATER, WITH BOTH END ARROWS | SIG-01 | Signages | STICKER | STICKER | NO MODIFIER | 55121600 | Labels | Production Completed
TNG - SHO | UNSPSC Classification | SPC | SPC | OK | 2023-04-14 | 2023-04-17 |  | G_72224 | G_55121701-00-00038 | 55121701-00-00038 | STICKER, TANK TO UGR, 1" HT, PLAIN WHITE WITH BOTH END ARROWS | SIG-01 | Signages | STICKER | STICKER | NO MODIFIER | 55121600 | Labels | Production Completed
TNG - SHO | UNSPSC Classification | SPC | SPC | OK | 2023-04-14 | 2023-04-17 |  | G_72456 | G_55121600-00-00075 | 55121600-00-00075 | STICKER, TREATED WATER TANK | 2769 | Sticker 16 x 9 | STICKER | STICKER | NO MODIFIER | 55121600 | Labels | Production Completed
TNG - SHO | UNSPSC Classification | SPC | SPC | OK | 2023-04-14 | 2023-04-17 |  | G_72230 | G_55121701-00-00043 | 55121701-00-00043 | STICKER, VENT PIPE, WITH BOTH END ARROWS | SIG-01 | Signages | STICKER | STICKER | NO MODIFIER | 55121600 | Labels | Production Completed
TNG - SHO | UNSPSC Classification | SPC | SPC | OK | 2023-04-14 | 2023-04-17 |  | G_72432 | G_55121600-00-00056 | 55121600-00-00056 | STICKER, VINYL STICKER WITH MATT LAMINATION, 24"X12" | 2769 | Sticker 16 x 9 | STICKER | STICKER | NO MODIFIER | 55121600 | Labels | Production Completed
TNG - SHO | UNSPSC Classification | SPC | SPC | OK | 2023-04-14 | 2023-04-17 |  | G_72453 | G_55121600-00-00068 | 55121600-00-00068 | STICKER, VINYL STICKER WITH PRINTING & LAMINATION, SIZE:22"X10" | 2769 | Sticker 16 x 9 | STICKER | STICKER | NO MODIFIER | 55121600 | Labels | Production Completed
TNG - SHO | UNSPSC Classification | SPC | SPC | OK | 2023-04-14 | 2023-04-17 |  | G_72237 | G_55121701-00-00061 | 55121701-00-00061 | STICKER, VINYL, AHU DRAIN, WITH BOTH END ARROWS | SIG-01 | Signages | STICKER | STICKER | NO MODIFIER | 55121600 | Labels | Production Completed
TNG - SHO | UNSPSC Classification | SPC | SPC | OK | 2023-04-14 | 2023-04-17 |  | G_72220 | G_55121701-00-00020 | 55121701-00-00020 | STICKER, VINYL, BACK WASH WASTE, WITH BOTH END ARROWS | SIG-01 | Signages | STICKER | STICKER | NO MODIFIER | 55121600 | Labels | Production Completed
TNG - SHO | UNSPSC Classification | SPC | SPC | OK | 2023-04-14 | 2023-04-17 |  | G_72335 | G_55121701-00-00074 | 55121701-00-00074 | STICKER, VINYL, BLOCK-A, LANDSCAPE WATER SUPPLY, WITH BOTH END ARROWS | SIG-01 | Signages | STICKER | STICKER | NO MODIFIER | 55121600 | Labels | Production Completed
TNG - SHO | UNSPSC Classification | SPC | SPC | OK | 2023-04-14 | 2023-04-17 |  | G_72329 | G_55121701-00-00069 | 55121701-00-00069 | STICKER, VINYL, BLOCK-B & C, LANDSCAPE WATER SUPPLY, WITH BOTH END ARROWS | SIG-01 | Signages | STICKER | STICKER | NO MODIFIER | 55121600 | Labels | Production Completed
TNG - SHO | UNSPSC Classification | SPC | SPC | OK | 2023-04-14 | 2023-04-17 |  | G_72336 | G_55121701-00-00075 | 55121701-00-00075 | STICKER, VINYL, BLOCK-B, LANDSCAPE WATER SUPPLY, WITH BOTH END ARROWS | SIG-01 | Signages | STICKER | STICKER | NO MODIFIER | 55121600 | Labels | Production Completed
TNG - SHO | UNSPSC Classification | SPC | SPC | OK | 2023-04-14 | 2023-04-17 |  | G_72327 | G_55121701-00-00073 | 55121701-00-00073 | STICKER, VINYL, BLOCK-C, LANDSCAPE WATER SUPPLY, WITH BOTH END ARROWS | SIG-01 | Signages | STICKER | STICKER | NO MODIFIER | 55121600 | Labels | Production Completed
TNG - SHO | UNSPSC Classification | SPC | SPC | OK | 2023-04-14 | 2023-04-17 |  | G_72217 | G_55121701-00-00010 | 55121701-00-00010 | STICKER, VINYL, DRINKING WATER, WITH BOTH END ARROWS | SIG-01 | Signages | STICKER | STICKER | NO MODIFIER | 55121600 | Labels | Production Completed
TNG - SHO | UNSPSC Classification | SPC | SPC | OK | 2023-04-14 | 2023-04-17 |  | G_72448 | G_55121600-00-00089 | 55121600-00-00089 | STICKER, VINYL, EQUIPMENT INSPECTION SCHEDULE | 2769 | Sticker 16 x 9 | STICKER | STICKER | NO MODIFIER | 55121600 | Labels | Production Completed
TNG - SHO | UNSPSC Classification | SPC | SPC | OK | 2023-04-14 | 2023-04-17 |  | G_72219 | G_55121701-00-00018 | 55121701-00-00018 | STICKER, VINYL, FIRE INLET, WITH BOTH END ARROWS | SIG-01 | Signages | STICKER | STICKER | NO MODIFIER | 55121600 | Labels | Production Completed
TNG - SHO | UNSPSC Classification | SPC | SPC | OK | 2023-04-14 | 2023-04-17 |  | G_72215 | G_55121701-00-00012 | 55121701-00-00012 | STICKER, VINYL, FLUSHING/IRRIGATION WATER, WITH BOTH END ARROWS | SIG-01 | Signages | STICKER | STICKER | NO MODIFIER | 55121600 | Labels | Production Completed
TNG - SHO | UNSPSC Classification | SPC | SPC | OK | 2023-04-14 | 2023-04-17 |  | G_72330 | G_55121701-00-00070 | 55121701-00-00070 | STICKER, VINYL, HEAT PUMP INLET, WITH BOTH END ARROWS | SIG-01 | Signages | STICKER | STICKER | NO MODIFIER | 55121600 | Labels | Production Completed
TNG - SHO | UNSPSC Classification | SPC | SPC | OK | 2023-04-14 | 2023-04-17 |  | G_72334 | G_55121701-00-00072 | 55121701-00-00072 | STICKER, VINYL, HEAT PUMP OUTLET, WITH BOTH END ARROWS | SIG-01 | Signages | STICKER | STICKER | NO MODIFIER | 55121600 | Labels | Production Completed
TNG - SHO | UNSPSC Classification | SPC | SPC | OK | 2023-04-14 | 2023-04-17 |  | G_72233 | G_55121701-00-00022 | 55121701-00-00022 | STICKER, VINYL, KITCHEN LINE, WITH BOTH END ARROWS | SIG-01 | Signages | STICKER | STICKER | NO MODIFIER | 55121600 | Labels | Production Completed
TNG - SHO | UNSPSC Classification | SPC | SPC | OK | 2023-04-14 | 2023-04-17 |  | G_72235 | G_55121701-00-00052 | 55121701-00-00052 | STICKER, VINYL, LANDSCAPE DRAINAGE, WITH BOTH END ARROWS | SIG-01 | Signages | STICKER | STICKER | NO MODIFIER | 55121600 | Labels | Production Completed
TNG - SHO | UNSPSC Classification | SPC | SPC | OK | 2023-04-14 | 2023-04-17 |  | G_72252 | G_55121701-00-00053 | 55121701-00-00053 | STICKER, VINYL, PANTRY DRAINAGE, WITH BOTH END ARROWS | SIG-01 | Signages | STICKER | STICKER | NO MODIFIER | 55121600 | Labels | Production Completed
TNG - SHO | UNSPSC Classification | SPC | SPC | OK | 2023-04-14 | 2023-04-17 |  | G_72216 | G_55121701-00-00011 | 55121701-00-00011 | STICKER, VINYL, POTABLE WATER, WITH BOTH END ARROWS | SIG-01 | Signages | STICKER | STICKER | NO MODIFIER | 55121600 | Labels | Production Completed
TNG - SHO | UNSPSC Classification | SPC | SPC | OK | 2023-04-14 | 2023-04-17 |  | G_72231 | G_55121701-00-00015 | 55121701-00-00015 | STICKER, VINYL, SEWER LINE, WITH BOTH END ARROWS | SIG-01 | Signages | STICKER | STICKER | NO MODIFIER | 55121600 | Labels | Production Completed
TNG - SHO | UNSPSC Classification | SPC | SPC | OK | 2023-04-14 | 2023-04-17 |  | G_72236 | G_55121701-00-00054 | 55121701-00-00054 | STICKER, VINYL, TERRACE RAIN WATER,WITH BOTH END ARROWS | SIG-01 | Signages | STICKER | STICKER | NO MODIFIER | 55121600 | Labels | Production Completed
TNG - SHO | UNSPSC Classification | SPC | SPC | OK | 2023-04-14 | 2023-04-17 |  | G_72221 | G_55121701-00-00021 | 55121701-00-00021 | STICKER, VINYL, VENT PIPE, WITH BOTH END ARROWS | SIG-01 | Signages | STICKER | STICKER | NO MODIFIER | 55121600 | Labels | Production Completed
TNG - SHO | UNSPSC Classification | SPC | SPC | OK | 2023-04-14 | 2023-04-17 |  | G_72232 | G_55121701-00-00014 | 55121701-00-00014 | STICKER, VINYL, WASTE LINE, WITH BOTH END ARROWS | SIG-01 | Signages | STICKER | STICKER | NO MODIFIER | 55121600 | Labels | Production Completed
TNG - SHO | UNSPSC Classification | SPC | SPC | OK | 2023-04-14 | 2023-04-17 |  | G_72225 | G_55121701-00-00051 | 55121701-00-00051 | STICKER, WASTE PIPE, WITH BOTH END ARROWS | SIG-01 | Signages | STICKER | STICKER | NO MODIFIER | 55121600 | Labels | Production Completed
TNG - SHO | UNSPSC Classification | SPC | SPC | OK | 2023-04-14 | 2023-04-17 |  | G_72436 | G_55121600-00-00060 | 55121600-00-00060 | STICKER, ZONE EIGHT LOGO STICKER, 48 MM X 20 MM | 2769 | Sticker 16 x 9 | STICKER | STICKER | NO MODIFIER | 55121600 | Labels | Production Completed
TNG - SHO | UNSPSC Classification | SPC | SPC | OK | 2023-04-14 | 2023-04-17 |  | G_72440 | G_55121600-00-00061 | 55121600-00-00061 | STICKER, ZONE EIGHT PRODUCT STICKER, 350 MM X 60 MM | 2769 | Sticker 16 x 9 | STICKER | STICKER | NO MODIFIER | 55121600 | Labels | Production Completed
TNG - SHO | UNSPSC Classification | SPC | SPC | OK | 2023-04-14 | 2023-04-17 |  | G_72435 | G_55121600-00-00062 | 55121600-00-00062 | STICKER, ZONE EIGHT SMILING, 160 MM X 70 MM | 2769 | Sticker 16 x 9 | STICKER | STICKER | NO MODIFIER | 55121600 | Labels | Production Completed
TNG - SHO | UNSPSC Classification | SPC | SPC | OK | 2023-04-14 | 2023-04-17 |  | G_67833 | G_40141609-00-00002 | 40141609-00-00002 | STOP COCK, ANGULAR WITH FLANGE, MAKE : JAQUAR, MODEL : CLARION, CODE : CQT 23059 | 331 | Jaquar C.P. Fittings | STOP COCK | COCK | STOP | 30181800 | Faucet and shower heads, jets and parts and accessories | Production Completed
TNG - SHO | UNSPSC Classification | SPC | SPC | OK | 2023-04-14 | 2023-04-17 |  | G_67987 | G_30181807-00-00092 | 30181807-00-00092 | STOP COCK, ANGULAR WITH FLANGE, MAKE : LOCAL | 331 | Jaquar C.P. Fittings | STOP COCK | COCK | STOP | 30181800 | Faucet and shower heads, jets and parts and accessories | Production Completed
TNG - SHO | UNSPSC Classification | SPC | SPC | OK | 2023-04-14 | 2023-04-17 |  | G_68106 | G_30181807-00-00126 | 30181807-00-00126 | STOP COCK, ANGULAR WITH FLANGE, MAKE: JAQUAR, MODEL NO : KUP-35053PM | 331 | Jaquar C.P. Fittings | STOP COCK | COCK | STOP | 30181800 | Faucet and shower heads, jets and parts and accessories | Production Completed
TNG - SHO | UNSPSC Classification | SPC | SPC | OK | 2023-04-14 | 2023-04-17 |  | G_67958 | G_30181807-00-00075 | 30181807-00-00075 | STOP COCK, ANGULAR WITH WALL FLANGE, MAKE : JAQUAR, MODEL NO : OPL-15053 | 331 | Jaquar C.P. Fittings | STOP COCK | COCK | STOP | 30181800 | Faucet and shower heads, jets and parts and accessories | Production Completed
TNG - SHO | UNSPSC Classification | SPC | SPC | OK | 2023-04-14 | 2023-04-17 |  | G_68277 | G_30181807-00-00166 | 30181807-00-00166 | STOP COCK, ANGULAR, ANGLE VALVE, RF525164500 | 331 | Jaquar C.P. Fittings | STOP COCK | COCK | STOP | 30181800 | Faucet and shower heads, jets and parts and accessories | Production Completed
TNG - SHO | UNSPSC Classification | SPC | SPC | OK | 2023-04-14 | 2023-04-17 |  | G_67818 | G_30181700-11-00144 | 30181700-11-00144 | STOP COCK, ANGULAR, CONTINENTAL BRAND, WITH WALL FLANGE, JAQUAR C.P, 059 | 331 | Jaquar C.P. Fittings | STOP COCK | COCK | STOP | 30181800 | Faucet and shower heads, jets and parts and accessories | Production Completed
TNG - SHO | UNSPSC Classification | SPC | SPC | OK | 2023-04-14 | 2023-04-17 |  | G_67788 | G_30181700-11-00136 | 30181700-11-00136 | STOP COCK, ANGULAR, FLORENTINE BRAND, WITH WALL FLANGE, JAQUAR C.P, 5053 | 331 | Jaquar C.P. Fittings | STOP COCK | COCK | STOP | 30181800 | Faucet and shower heads, jets and parts and accessories | Production Completed
TNG - SHO | UNSPSC Classification | SPC | SPC | OK | 2023-04-14 | 2023-04-17 |  | G_67859 | G_30181807-00-00017 | 30181807-00-00017 | STOP COCK, ANGULAR, MAKE : JAQUAR, MODEL : ASTRA, CODE : AQT-3057N | 331 | Jaquar C.P. Fittings | STOP COCK | COCK | STOP | 30181800 | Faucet and shower heads, jets and parts and accessories | Production Completed
TNG - SHO | UNSPSC Classification | SPC | SPC | OK | 2023-04-14 | 2023-04-17 |  | G_68346 | G_30181807-00-00195 | 30181807-00-00195 | STOP COCK, ANGULAR, WIH FLANGE, MAKE: JAQUAR, CODE: ORP-CHR-10053PM | 331 | Jaquar C.P. Fittings | STOP COCK | COCK | STOP | 30181800 | Faucet and shower heads, jets and parts and accessories | Production Completed
TNG - SHO | UNSPSC Classification | SPC | SPC | OK | 2023-04-14 | 2023-04-17 |  | G_68227 | G_30181807-00-00148 | 30181807-00-00148 | STOP COCK, ANGULAR, WITH WALL FLANGE, MAKE : ARTIZE, MODEL : KAV-CHR-49053 | 331 | Jaquar C.P. Fittings | STOP COCK | COCK | STOP | 30181800 | Faucet and shower heads, jets and parts and accessories | Production Completed
TNG - SHO | UNSPSC Classification | SPC | SPC | OK | 2023-04-14 | 2023-04-17 |  | G_68051 | G_30181807-00-00120 | 30181807-00-00120 | STOP COCK, ANGULAR,CONTINENTAL BRAND,WITH WALL FLANGE,MAKE:JAQUAR,MODEL:CON-CHR-059KN | 331 | Jaquar C.P. Fittings | STOP COCK | COCK | STOP | 30181800 | Faucet and shower heads, jets and parts and accessories | Production Completed
TNG - SHO | UNSPSC Classification | SPC | SPC | OK | 2023-04-14 | 2023-04-17 |  | G_68056 | G_30181807-00-00115 | 30181807-00-00115 | STOP COCK, ANGULAR,MAKE : ESS ESS, MODEL : ESS ESS- EC04D | 331 | Jaquar C.P. Fittings | STOP COCK | COCK | STOP | 30181800 | Faucet and shower heads, jets and parts and accessories | Production Completed
TNG - SHO | UNSPSC Classification | SPC | SPC | OK | 2023-04-14 | 2023-04-17 |  | G_67971 | G_30181807-00-00102 | 30181807-00-00102 | STOP COCK, ANGULAR,MAKE : HINDWARE, CAT NO : F850031 | 331 | Jaquar C.P. Fittings | STOP COCK | COCK | STOP | 30181800 | Faucet and shower heads, jets and parts and accessories | Production Completed
TNG - SHO | UNSPSC Classification | SPC | SPC | OK | 2023-04-14 | 2023-04-17 |  | G_67875 | G_30181807-00-00034 | 30181807-00-00034 | STOP COCK, CONCEALED TYPE, 15 MM, REGULAR BODY, MAKE : JAQUAR, CODE : ALD -083 | 331 | Jaquar C.P. Fittings | STOP COCK | COCK | STOP | 30181800 | Faucet and shower heads, jets and parts and accessories | Production Completed
TNG - SHO | UNSPSC Classification | SPC | SPC | OK | 2023-04-14 | 2023-04-17 |  | G_67871 | G_30181807-00-00036 | 30181807-00-00036 | STOP COCK, CONCEALED TYPE, 20 MM, REGULAR BODY, MAKE : JAQUAR, CODE : ALD - 089 | 331 | Jaquar C.P. Fittings | STOP COCK | COCK | STOP | 30181800 | Faucet and shower heads, jets and parts and accessories | Production Completed
TNG - SHO | UNSPSC Classification | SPC | SPC | OK | 2023-04-14 | 2023-04-17 |  | G_68002 | G_30181807-00-00105 | 30181807-00-00105 | STOP COCK, CONCEALED TYPE, 20MM, REGULAR BODY, MAKE: JAQUAR, CODE: ALD-CHR-089 | 331 | Jaquar C.P. Fittings | STOP COCK | COCK | STOP | 30181800 | Faucet and shower heads, jets and parts and accessories | Production Completed
TNG - SHO | UNSPSC Classification | SPC | SPC | OK | 2023-04-14 | 2023-04-17 |  | G_67807 | G_30181700-11-00062 | 30181700-11-00062 | STOP COCK, CONCEALED, 20 MM, OPAL BRAND, WITH ADJUSTABLE WALL FLANGE, JAQUAR C.P, 15089 | 331 | Jaquar C.P. Fittings | STOP COCK | COCK | STOP | 30181800 | Faucet and shower heads, jets and parts and accessories | Production Completed
TNG - SHO | UNSPSC Classification | SPC | SPC | OK | 2023-04-14 | 2023-04-17 |  | G_67812 | G_30181700-11-00090 | 30181700-11-00090 | STOP COCK, CONCEALED, 20 MM, REGULAR BODY, WITH ADJUSTABLE WALL FLANGE, JAQUAR C.P, 5089 | 331 | Jaquar C.P. Fittings | STOP COCK | COCK | STOP | 30181800 | Faucet and shower heads, jets and parts and accessories | Production Completed
TNG - SHO | UNSPSC Classification | SPC | SPC | OK | 2023-04-14 | 2023-04-17 |  | G_68001 | G_30181807-00-00104 | 30181807-00-00104 | STOP COCK, CONCEALED, EXPOSED PART KIT, WITH FITTING SLEEVE AND ADJUSTABLE WALL FLANGE, MAKE: JAQUAR, MODEL NO: OPP-15083KPM | 331 | Jaquar C.P. Fittings | STOP COCK | COCK | STOP | 30181800 | Faucet and shower heads, jets and parts and accessories | Production Completed
TNG - SHO | UNSPSC Classification | SPC | SPC | OK | 2023-04-14 | 2023-04-17 |  | G_67959 | G_30181807-00-00076 | 30181807-00-00076 | STOP COCK, CONCEALED, EXPOSED PART, WITH ADJUSTABLE WALL FLANGE, MAKE : JAQUAR, MODEL NO : OPL-15083K | 331 | Jaquar C.P. Fittings | STOP COCK | COCK | STOP | 30181800 | Faucet and shower heads, jets and parts and accessories | Production Completed
TNG - SHO | UNSPSC Classification | SPC | SPC | OK | 2023-04-14 | 2023-04-17 |  | G_67941 | G_30181807-00-00073 | 30181807-00-00073 | STOP COCK, EXPOSED PART, MAKE : JAQUAR, FLORENTINE, MODEL : FLR-5083NK | 331 | Jaquar C.P. Fittings | STOP COCK | COCK | STOP | 30181800 | Faucet and shower heads, jets and parts and accessories | Production Completed
TNG - SHO | UNSPSC Classification | SPC | SPC | OK | 2023-04-14 | 2023-04-17 |  | G_68345 | G_30181807-00-00194 | 30181807-00-00194 | STOP COCK, EXPOSED PART, WITH FLANGE, MAKE: JAQUAR, MODEL: KUP-CHR-35083KPM | 331 | Jaquar C.P. Fittings | STOP COCK | COCK | STOP | 30181800 | Faucet and shower heads, jets and parts and accessories | Production Completed
TNG - SHO | UNSPSC Classification | SPC | SPC | OK | 2023-04-14 | 2023-04-17 |  | G_69324 | G_40142501-12-00010 | 40142501-12-00010 | STRAINER, FOR 100 KVA CUMMINS DG MODEL 6BTA.5.9G1, 4080720 | 208 | Mechanical Spares | STRAINER | STRAINER | NO MODIFIER |  |  | Production Completed
TNG - SHO | UNSPSC Classification | SPC | SPC | OK | 2023-04-14 | 2023-04-17 |  | G_68941 | G_40142501-12-00001 | 40142501-12-00001 | STRAINER, FUEL FILTER, FOR WACKER EARTH ROLLER, S00104442G | 208 | Mechanical Spares | STRAINER | STRAINER | NO MODIFIER |  |  | Production Completed
TNG - SHO | UNSPSC Classification | SPC | SPC | OK | 2023-04-14 | 2023-04-17 |  | G_72507 | G_40142501-00-00028 | 40142501-00-00028 | STRAINER, L TYPE, SUCTION GUIDE, 200MM DIA, PN 16 | 583 | Strainers | STRAINER | STRAINER | NO MODIFIER |  |  | Production Completed
TNG - SHO | UNSPSC Classification | SPC | SPC | OK | 2023-04-14 | 2023-04-17 |  | G_72508 | G_40142501-00-00029 | 40142501-00-00029 | STRAINER, L TYPE, SUCTION GUIDE, 250 MM DIA, PN 16 | 583 | Strainers | STRAINER | STRAINER | NO MODIFIER |  |  | Production Completed
TNG - SHO | UNSPSC Classification | SPC | SPC | OK | 2023-04-14 | 2023-04-17 |  | G_72484 | G_40142501-00-00009 | 40142501-00-00009 | STRAINER, PIPE STRAINER, Y TYPE, 20 MM DIA | 583 | Strainers | PIPE STRAINER | STRAINER | PIPE | 40142505 | Y strainer | Production Completed
TNG - SHO | UNSPSC Classification | SPC | SPC | OK | 2023-04-14 | 2023-04-17 |  | G_72477 | G_40142501-00-00004 | 40142501-00-00004 | STRAINER, POT TYPE, 100 MM, PVC | 583 | Strainers | STRAINER | STRAINER | NO MODIFIER | 40142500 | Traps and strainers | Production Completed
TNG - SHO | UNSPSC Classification | SPC | SPC | OK | 2023-04-14 | 2023-04-17 |  | G_72506 | G_40142501-00-00030 | 40142501-00-00030 | STRAINER, POT TYPE, 500 MM DIA | 583 | Strainers | STRAINER | STRAINER | NO MODIFIER | 40142500 | Traps and strainers | Production Completed
TNG - SHO | UNSPSC Classification | SPC | SPC | OK | 2023-04-14 | 2023-04-17 |  | G_72503 | G_40142501-00-00025 | 40142501-00-00025 | STRAINER, POT TYPE, 600 MM DIA | 583 | Strainers | STRAINER | STRAINER | NO MODIFIER | 40142500 | Traps and strainers | Production Completed
TNG - SHO | UNSPSC Classification | SPC | SPC | OK | 2023-04-14 | 2023-04-17 |  | G_69561 | G_40142500-00-00001 | 40142500-00-00001 | STRAINER, PT.NO:0022832, FUEL, WACKER NEUSON,DPU 6555H | 208 | Mechanical Spares | STRAINER | STRAINER | NO MODIFIER | 40142500 | Traps and strainers | Production Completed
TNG - SHO | UNSPSC Classification | SPC | SPC | OK | 2023-04-14 | 2023-04-17 |  | G_72509 | G_40142501-00-00031 | 40142501-00-00031 | STRAINER, SUCTION GUIDE, 125MM | 583 | Strainers | STRAINER | STRAINER | NO MODIFIER | 40142500 | Traps and strainers | Production Completed
TNG - SHO | UNSPSC Classification | SPC | SPC | OK | 2023-04-14 | 2023-04-17 |  | G_72510 | G_40142501-00-00032 | 40142501-00-00032 | STRAINER, SUCTION GUIDE, 150MM | 583 | Strainers | STRAINER | STRAINER | NO MODIFIER | 40142500 | Traps and strainers | Production Completed
TNG - SHO | UNSPSC Classification | SPC | SPC | OK | 2023-04-14 | 2023-04-17 |  | G_72511 | G_40142501-00-00033 | 40142501-00-00033 | STRAINER, SUCTION GUIDE, 250MM | 583 | Strainers | STRAINER | STRAINER | NO MODIFIER | 40142500 | Traps and strainers | Production Completed
TNG - SHO | UNSPSC Classification | SPC | SPC | OK | 2023-04-14 | 2023-04-17 |  | G_72512 | G_40142501-00-00034 | 40142501-00-00034 | STRAINER, SUCTION GUIDE, 300MM | 583 | Strainers | STRAINER | STRAINER | NO MODIFIER | 40142500 | Traps and strainers | Production Completed
TNG - SHO | UNSPSC Classification | SPC | SPC | OK | 2023-04-14 | 2023-04-17 |  | G_72497 | G_40142501-00-00018 | 40142501-00-00018 | STRAINER, Y TYPE, 100 MM DIA PN 16, CI BODY,FLANGED TYPE, REMOVABLE BRONZE SCREEN WITH 3MM PERFORATION AND PERMANENT MAGNET | 583 | Strainers | PIPE STRAINER | STRAINER | PIPE | 40142505 | Y strainer | Production Completed
TNG - SHO | UNSPSC Classification | SPC | SPC | OK | 2023-04-14 | 2023-04-17 |  | G_72496 | G_40142501-00-00024 | 40142501-00-00024 | STRAINER, Y TYPE, 125 MM DIA PN 16, CI BODY,FLANGED TYPE, REMOVABLE BRONZE SCREEN WITH 3MM PERFORATION AND PERMANENT MAGNET | 583 | Strainers | PIPE STRAINER | STRAINER | PIPE | 40142505 | Y strainer | Production Completed
TNG - SHO | UNSPSC Classification | SPC | SPC | OK | 2023-04-14 | 2023-04-17 |  | G_72501 | G_40142501-00-00020 | 40142501-00-00020 | STRAINER, Y TYPE, 200 MM DIA PN 16, CI BODY,FLANGED TYPE, REMOVABLE BRONZE SCREEN WITH 3MM PERFORATION AND PERMANENT MAGNET | 583 | Strainers | PIPE STRAINER | STRAINER | PIPE | 40142505 | Y strainer | Production Completed
TNG - SHO | UNSPSC Classification | SPC | SPC | OK | 2023-04-14 | 2023-04-17 |  | G_72488 | G_40142501-00-00012 | 40142501-00-00012 | STRAINER, Y TYPE, 200 MM DIA, PN 16 | 583 | Strainers | PIPE STRAINER | STRAINER | PIPE | 40142505 | Y strainer | Production Completed
TNG - SHO | UNSPSC Classification | SPC | SPC | OK | 2023-04-14 | 2023-04-17 |  | G_72480 | G_40142501-00-00005 | 40142501-00-00005 | STRAINER, Y TYPE, 25 MM DIA, MAKE : CEPEX | 583 | Strainers | PIPE STRAINER | STRAINER | PIPE | 40142505 | Y strainer | Production Completed
TNG - SHO | UNSPSC Classification | SPC | SPC | OK | 2023-04-14 | 2023-04-17 |  | G_72486 | G_40142501-00-00013 | 40142501-00-00013 | STRAINER, Y TYPE, 250 MM DIA, PN 16 | 583 | Strainers | PIPE STRAINER | STRAINER | PIPE | 40142505 | Y strainer | Production Completed
TNG - SHO | UNSPSC Classification | SPC | SPC | OK | 2023-04-14 | 2023-04-17 |  | G_72483 | G_40142501-00-00008 | 40142501-00-00008 | STRAINER, Y TYPE, 32 MM DIA, BRASS, MODEL : ECS-B, MAKE : VARIE | 583 | Strainers | PIPE STRAINER | STRAINER | PIPE | 40142505 | Y strainer | Production Completed
TNG - SHO | UNSPSC Classification | SPC | SPC | OK | 2023-04-14 | 2023-04-17 |  | G_72495 | G_40142501-00-00022 | 40142501-00-00022 | STRAINER, Y TYPE, 350 MM DIA PN 16, CI BODY,FLANGED TYPE, REMOVABLE BRONZE SCREEN WITH 3MM PERFORATION AND PERMANENT MAGNET | 583 | Strainers | PIPE STRAINER | STRAINER | PIPE | 40142505 | Y strainer | Production Completed
TNG - SHO | UNSPSC Classification | SPC | SPC | OK | 2023-04-14 | 2023-04-17 |  | G_72500 | G_40142501-00-00015 | 40142501-00-00015 | STRAINER, Y TYPE, 40 MM DIA PN 16, GUN METAL BODY,SCREWED END TYPE, REMOVABLE BRONZE SCREEN WITH 3MM PERFORATION AND PERMANENT MAGNET | 583 | Strainers | PIPE STRAINER | STRAINER | PIPE | 40142505 | Y strainer | Production Completed
TNG - SHO | UNSPSC Classification | SPC | SPC | OK | 2023-04-14 | 2023-04-17 |  | G_72490 | G_40142501-00-00014 | 40142501-00-00014 | STRAINER, Y TYPE, 40 MM, CAST IRON, FLANGED END | 583 | Strainers | PIPE STRAINER | STRAINER | PIPE | 40142505 | Y strainer | Production Completed
TNG - SHO | UNSPSC Classification | SPC | SPC | OK | 2023-04-14 | 2023-04-17 |  | G_72494 | G_40142501-00-00023 | 40142501-00-00023 | STRAINER, Y TYPE, 400 MM DIA PN 16, CI BODY,FLANGED TYPE, REMOVABLE BRONZE SCREEN WITH 3MM PERFORATION AND PERMANENT MAGNET | 583 | Strainers | PIPE STRAINER | STRAINER | PIPE | 40142505 | Y strainer | Production Completed
TNG - SHO | UNSPSC Classification | SPC | SPC | OK | 2023-04-14 | 2023-04-17 |  | G_72489 | G_40142501-00-00010 | 40142501-00-00010 | STRAINER, Y TYPE, 50 MM DIA | 583 | Strainers | PIPE STRAINER | STRAINER | PIPE | 40142505 | Y strainer | Production Completed
TNG - SHO | UNSPSC Classification | SPC | SPC | OK | 2023-04-14 | 2023-04-17 |  | G_72474 | G_40142505-19-02121 | 40142505-19-02121 | STRAINER, Y TYPE, 65 MM DIA | 583 | Strainers | PIPE STRAINER | STRAINER | PIPE | 40142505 | Y strainer | Production Completed
TNG - SHO | UNSPSC Classification | SPC | SPC | OK | 2023-04-14 | 2023-04-17 |  | G_72493 | G_40142501-00-00019 | 40142501-00-00019 | STRAINER, Y TYPE, 65 MM DIA PN 16, CI BODY,FLANGED TYPE, REMOVABLE BRONZE SCREEN WITH 3MM PERFORATION AND PERMANENT MAGNET | 583 | Strainers | PIPE STRAINER | STRAINER | PIPE | 40142505 | Y strainer | Production Completed
TNG - SHO | UNSPSC Classification | SPC | SPC | OK | 2023-04-14 | 2023-04-17 |  | G_72491 | G_40142501-00-00017 | 40142501-00-00017 | STRAINER, Y TYPE, 80 MM DIA PN 16, CI BODY,FLANGED TYPE, REMOVABLE BRONZE SCREEN WITH 3MM PERFORATION AND PERMANENT MAGNET | 583 | Strainers | PIPE STRAINER | STRAINER | PIPE | 40142505 | Y strainer | Production Completed
TNG - SHO | UNSPSC Classification | SPC | SPC | OK | 2023-04-14 | 2023-04-17 |  | G_72487 | G_40142501-00-00011 | 40142501-00-00011 | STRAINER, Y TYPE,100 MM DIA, PN 16 | 583 | Strainers | PIPE STRAINER | STRAINER | PIPE | 40142505 | Y strainer | Production Completed
TNG - SHO | UNSPSC Classification | SPC | SPC | OK | 2023-04-14 | 2023-04-17 |  | G_72499 | G_40142501-00-00021 | 40142501-00-00021 | STRAINER, Y TYPE,150 MM DIA PN 16, CI BODY,FLANGED TYPE, REMOVABLE BRONZE SCREEN WITH 3MM PERFORATION AND PERMANENT MAGNET | 583 | Strainers | PIPE STRAINER | STRAINER | PIPE | 40142505 | Y strainer | Production Completed
TNG - SHO | UNSPSC Classification | SPC | SPC | OK | 2023-04-14 | 2023-04-17 |  | G_72504 | G_40142501-00-00027 | 40142501-00-00027 | STRAINER, Y TYPE,32MM DIA,BRASS,SCREWED END | 583 | Strainers | PIPE STRAINER | STRAINER | PIPE | 40142505 | Y strainer | Production Completed
TNG - SHO | UNSPSC Classification | SPC | SPC | OK | 2023-04-14 | 2023-04-17 |  | G_72505 | G_40142501-00-00026 | 40142501-00-00026 | STRAINER, Y TYPE,40 MM DIA,BRASS,SCREWED END | 583 | Strainers | PIPE STRAINER | STRAINER | PIPE | 40142505 | Y strainer | Production Completed
TNG - SHO | UNSPSC Classification | SPC | SPC | OK | 2023-04-14 | 2023-04-17 |  | G_72473 | G_40142505-19-02120 | 40142505-19-02120 | STRAINER, Y TYPE,50 MM ,CAST IRON,FLANGED END | 583 | Strainers | PIPE STRAINER | STRAINER | PIPE | 40142505 | Y strainer | Production Completed
TNG - SHO | UNSPSC Classification | SPC | SPC | OK | 2023-04-14 | 2023-04-17 |  | G_72492 | G_40142501-00-00016 | 40142501-00-00016 | STRAINER, Y TYPE,50 MM DIA PN 16, GUN METAL BODY,SCREWED END TYPE, REMOVABLE BRONZE SCREEN WITH 3MM PERFORATION AND PERMANENT MAGNET | 583 | Strainers | PIPE STRAINER | STRAINER | PIPE | 40142505 | Y strainer | Production Completed
TNG - SHO | UNSPSC Classification | SPC | SPC | OK | 2023-04-14 | 2023-04-17 |  | G_71014 | G_39121000-00-00019 | 39121000-00-00019 | TRANSFORMER, CURRENT TRANSFORMER, 10/1A, CLASS 0.2, 2.5VA | 731 | Miscellanious - Electrical | CURRENT TRANSFORMER | TRANSFORMER | CURRENT | 39121032 | Current transformer | Production Completed
TNG - SHO | UNSPSC Classification | SPC | SPC |  | 2023-04-14 |  |  | G_69329 | G_26111801-19-00465 | 26111801-19-00465 | V belt - Part No - B 45 | 208 | Mechanical Spares | V BELT | BELT | V | 26111801 | V belts | Production Completed
TNG - SHO | UNSPSC Classification | SPC | SPC |  | 2023-04-14 |  |  | G_69334 | G_26111801-19-00464 | 26111801-19-00464 | V belt - part No B 43 | 208 | Mechanical Spares | V BELT | BELT | V | 26111801 | V belts | Production Completed
TNG - SHO | UNSPSC Classification | SPC | SPC | OK | 2023-04-14 | 2023-04-17 |  | G_73124 | G_40142016-00-00041 | 40142016-00-00041 | VACUUM HOSE, 1.5 INCH DIA, 10 MTR LG, CODE: CCMGCX12 | 999 | Swimming pool accessories | VACUUM HOSE | HOSE | VACUUM | 40142016 | Vacuum hose | Production Completed
TNG - SHO | UNSPSC Classification | SPC | SPC | OK | 2023-04-14 | 2023-04-17 |  | G_73046 | G_40142016-00-00034 | 40142016-00-00034 | VACUUM HOSE, 1.5 INCH DIA,10 M LG, MAKE: ASTRAL, CODE: 01377 | 999 | Swimming pool accessories | VACUUM HOSE | HOSE | VACUUM | 40142016 | Vacuum hose | Production Completed
TNG - SHO | UNSPSC Classification | SPC | SPC | OK | 2023-04-14 | 2023-04-17 |  | G_73110 | G_40142016-00-00037 | 40142016-00-00037 | VACUUM HOSE, 1.5 INCH, 25 MTR LONG, MAKE: AQVA STAR, CODE: ASHS25 | 999 | Swimming pool accessories | VACUUM HOSE | HOSE | VACUUM | 40142016 | Vacuum hose | Production Completed
TNG - SHO | UNSPSC Classification | SPC | SPC | OK | 2023-04-14 | 2023-04-17 |  | G_73148 | G_40142016-00-00042 | 40142016-00-00042 | VACUUM HOSE, 1.5 INCH, 30 MTR LONG, MAKE: AQVA STAR, CODE: ASHS30 | 999 | Swimming pool accessories | VACUUM HOSE | HOSE | VACUUM | 40142016 | Vacuum hose | Production Completed
TNG - SHO | UNSPSC Classification | SPC | SPC | OK | 2023-04-14 | 2023-04-17 |  | G_72771 | G_40142016-00-00016 | 40142016-00-00016 | VACUUM HOSE, 1.5" - 10 METER LONG, MAKE: PENTAIR, MODEL: CX9N | 999 | Swimming pool accessories | VACUUM HOSE | HOSE | VACUUM | 40142016 | Vacuum hose | Production Completed
TNG - SHO | UNSPSC Classification | SPC | SPC | OK | 2023-04-14 | 2023-04-17 |  | G_72870 | G_40142016-00-00027 | 40142016-00-00027 | VACUUM HOSE, 1.5" DIA, 30 MTR LG, MAKE:CERTIKIN, MODEL NO: CCMGCX30 | 999 | Swimming pool accessories | VACUUM HOSE | HOSE | VACUUM | 40142016 | Vacuum hose | Production Completed
TNG - SHO | UNSPSC Classification | SPC | SPC | OK | 2023-04-14 | 2023-04-17 |  | G_72889 | G_40142016-00-00026 | 40142016-00-00026 | VACUUM HOSE, 1.5" DIA,15 M LG , MAKE : ASTRAL, CODE : 01375 AT | 999 | Swimming pool accessories | VACUUM HOSE | HOSE | VACUUM | 40142016 | Vacuum hose | Production Completed
TNG - SHO | UNSPSC Classification | SPC | SPC | OK | 2023-04-14 | 2023-04-17 |  | G_72841 | G_40142016-00-00021 | 40142016-00-00021 | VACUUM HOSE, 1.5”, 25 MTR LONG, MAKE : CERTIKIN, CODE : CX25N | 999 | Swimming pool accessories | VACUUM HOSE | HOSE | VACUUM | 40142016 | Vacuum hose | Production Completed
TNG - SHO | UNSPSC Classification | SPC | SPC | OK | 2023-04-14 | 2023-04-17 |  | G_73088 | G_40142016-00-00035 | 40142016-00-00035 | VACUUM HOSE, 10 METER LONG WITH CONNECTOR, MAKE: AQVA STAR, MODEL: ASHS10 | 999 | Swimming pool accessories | VACUUM HOSE | HOSE | VACUUM | 40142016 | Vacuum hose | Production Completed
TNG - SHO | UNSPSC Classification | SPC | SPC | OK | 2023-04-14 | 2023-04-17 |  | G_73284 | G_40142016-00-00043 | 40142016-00-00043 | VACUUM HOSE, 12 METER LONG WITH CONNECTOR, MAKE: AQVA STAR, MODEL: ASHS12 | 999 | Swimming pool accessories | VACUUM HOSE | HOSE | VACUUM | 40142016 | Vacuum hose | Production Completed
TNG - SHO | UNSPSC Classification | SPC | SPC | OK | 2023-04-14 | 2023-04-17 |  | G_73108 | G_40142016-00-00039 | 40142016-00-00039 | VACUUM HOSE, 3.8 -1.5 INCH, 9 M LONG, MAKE: AQVA STAR, CODE: ASHS09 | 999 | Swimming pool accessories | VACUUM HOSE | HOSE | VACUUM | 40142016 | Vacuum hose | Production Completed
TNG - SHO | UNSPSC Classification | SPC | SPC | OK | 2023-04-14 | 2023-04-17 |  | G_72935 | G_40142016-00-00029 | 40142016-00-00029 | VACUUM HOSE, 38 MM -1.5“, CODE : 01374, MAKE: ASTRAL | 999 | Swimming pool accessories | VACUUM HOSE | HOSE | VACUUM | 40142016 | Vacuum hose | Production Completed
TNG - SHO | UNSPSC Classification | SPC | SPC | OK | 2023-04-14 | 2023-04-17 |  | G_72822 | G_40142016-00-00023 | 40142016-00-00023 | VACUUM HOSE, 38MM- 1.5" 30M, CODE:-CFVH030 MAKE: CERTIKIN | 999 | Swimming pool accessories | VACUUM HOSE | HOSE | VACUUM | 40142016 | Vacuum hose | Production Completed
TNG - SHO | UNSPSC Classification | SPC | SPC | OK | 2023-04-14 | 2023-04-17 |  | G_72812 | G_40142016-00-00017 | 40142016-00-00017 | VACUUM HOSE, 40MM DIA, 25M LONG, MAKE: ASTRAL, CODE : 01374 | 999 | Swimming pool accessories | VACUUM HOSE | HOSE | VACUUM | 40142016 | Vacuum hose | Production Completed
TNG - SHO | UNSPSC Classification | SPC | SPC | OK | 2023-04-14 | 2023-04-17 |  | G_72820 | G_40142016-00-00022 | 40142016-00-00022 | VACUUM HOSE, CONNECTER FOR 1.5 “, 25 MTR LONG , MAKE : CERTIKIN | 999 | Swimming pool accessories | VACUUM HOSE | HOSE | VACUUM | 40142016 | Vacuum hose | Production Completed
TNG - SHO | UNSPSC Classification | SPC | SPC | OK | 2023-04-14 | 2023-04-17 |  | G_72799 | G_40142016-00-00018 | 40142016-00-00018 | VACUUM HOSE, CONNECTER, 40MM DIA, 25M LONG, MAKE: ASTRAL | 999 | Swimming pool accessories | VACUUM HOSE | HOSE | VACUUM | 40142016 | Vacuum hose | Production Completed
TNG - SHO | UNSPSC Classification | SPC | SPC | OK | 2023-04-14 | 2023-04-17 |  | G_73080 | G_40142016-00-00036 | 40142016-00-00036 | VACUUM HOSE, CONNECTER, MAKE : AQVA STAR | 999 | Swimming pool accessories | VACUUM HOSE | HOSE | VACUUM | 40142016 | Vacuum hose | Production Completed
TNG - SHO | UNSPSC Classification | SPC | SPC | OK | 2023-04-14 | 2023-04-17 |  | G_72840 | G_40142016-00-00025 | 40142016-00-00025 | VACUUM HOSE, CUFF 1.5" FOR 30M HOSE, CODE : CFVT038 , MAKE : CERTIKIN | 999 | Swimming pool accessories | VACUUM HOSE | HOSE | VACUUM | 40142016 | Vacuum hose | Production Completed
TNG - SHO | UNSPSC Classification | SPC | SPC | OK | 2023-04-14 | 2023-04-17 |  | G_72990 | G_40142016-00-00033 | 40142016-00-00033 | VACUUM HOSE, CUFF, CODE : 01387, MAKE : ASTRAL | 999 | Swimming pool accessories | VACUUM HOSE | HOSE | VACUUM | 40142016 | Vacuum hose | Production Completed
TNG - SHO | UNSPSC Classification | SPC | SPC | OK | 2023-04-14 | 2023-04-17 |  | G_69618 | G_26111801-00-00010 | 26111801-00-00010 | V-BELT, 10 BAR, PT-NO: 89265060 | 208 | Mechanical Spares | V BELT | BELT | V | 26111801 | V belts | Production Completed
TNG - SHO | UNSPSC Classification | SPC | SPC | OK | 2023-04-14 | 2023-04-17 |  | G_69072 | G_26111801-11-00073 | 26111801-11-00073 | V-BELT, 10 MM WD TOP , 935 MM LG, FOR FAN, AJAX FIORI DUMPER, MD 007528 | 208 | Mechanical Spares | V BELT | BELT | V | 26111801 | V belts | Production Completed
TNG - SHO | UNSPSC Classification | SPC | SPC | OK | 2023-04-14 | 2023-04-17 |  | G_69669 | G_26111801-00-00013 | 26111801-00-00013 | V-BELT, 100KVA DIESEL GENERATOR, MAKE: ASHOK LEYLAND, MODEL: 412TCAE4, PT-NO: F0331050 | 208 | Mechanical Spares | V BELT | BELT | V | 26111801 | V belts | Production Completed
TNG - SHO | UNSPSC Classification | SPC | SPC | OK | 2023-04-14 | 2023-04-17 |  | G_69623 | G_26111801-00-00011 | 26111801-00-00011 | V-BELT, 6 P K 1270, MAKE: KIRLOSKAR, MODEL: 4R1040TA, BS-III ENGINE, PT NO: 4H.1664.01.0.00 | 208 | Mechanical Spares | V BELT | BELT | V | 26111801 | V belts | Production Completed
TNG - SHO | UNSPSC Classification | SPC | SPC | OK | 2023-04-14 | 2023-04-17 |  | G_69591 | G_26111801-00-00012 | 26111801-00-00012 | V-BELT, BAR CUTTING MACHINE, MAKE: SIGMA, PT-NO: SM36 - 46 | 208 | Mechanical Spares | V BELT | BELT | V | 26111801 | V belts | Production Completed
TNG - SHO | UNSPSC Classification | SPC | SPC | OK | 2023-04-14 | 2023-04-17 |  | G_69246 | G_26111801-11-00114 | 26111801-11-00114 | V-BELT, CLASSICAL SECTION, A70, 72" OC, 1/2" WD TOP, 5/16" THK , A70 | 208 | Mechanical Spares | V BELT | BELT | V | 26111801 | V belts | Production Completed
TNG - SHO | UNSPSC Classification | SPC | SPC | OK | 2023-04-14 | 2023-04-17 |  | G_69247 | G_26111801-11-00115 | 26111801-11-00115 | V-BELT, CLASSICAL SECTION, B44, 47" OC, 21/32" WD TOP, 13/32" THK , B44 | 208 | Mechanical Spares | V BELT | BELT | V | 26111801 | V belts | Production Completed
TNG - SHO | UNSPSC Classification | SPC | SPC | OK | 2023-04-14 | 2023-04-17 |  | G_69287 | G_26111801-11-00116 | 26111801-11-00116 | V-BELT, COGGED, FOR KIRLOSKAR MODEL 4R 1040 ENGINE, 4H.06901000 | 208 | Mechanical Spares | V BELT | BELT | V | 26111801 | V belts | Production Completed
TNG - SHO | UNSPSC Classification | SPC | SPC | OK | 2023-04-14 | 2023-04-17 |  | G_69467 | G_26111801-19-00471 | 26111801-19-00471 | V-BELT, FOR 50KVA KIRLOSKAR D.G, PT.NO : SPAX1250 | 208 | Mechanical Spares | V BELT | BELT | V | 26111801 | V belts | Production Completed
TNG - SHO | UNSPSC Classification | SPC | SPC | OK | 2023-04-14 | 2023-04-17 |  | G_69905 | G_26111801-00-00026 | 26111801-00-00026 | V-BELT, FOR AJAX DUMPER, MODEL : DX20, PT-NO : L.030.415 | 208 | Mechanical Spares | V BELT | BELT | V | 26111801 | V belts | Production Completed
TNG - SHO | UNSPSC Classification | SPC | SPC | OK | 2023-04-14 | 2023-04-17 |  | G_70402 | G_26111801-00-00248 | 26111801-00-00248 | V-BELT, FOR MODEL M42AC AIRVAK | 208 | Mechanical Spares | V BELT | BELT | V | 26111801 | V belts | Production Completed
TNG - SHO | UNSPSC Classification | SPC | SPC | OK | 2023-04-14 | 2023-04-17 |  | G_69739 | G_26111801-00-00015 | 26111801-00-00015 | V-BELT, NARROW, PT-NO: 0125933, FOR REVERSIBLE PLATE COMPACTOR | 208 | Mechanical Spares | V BELT | BELT | V | 26111801 | V belts | Production Completed
TNG - SHO | UNSPSC Classification | SPC | SPC | OK | 2023-04-14 | 2023-04-17 |  | G_69746 | G_26111801-00-00016 | 26111801-00-00016 | V-BELT, PT NO: BOVB0007, FOR BENDING & CUTTING MACHINE, MAKE: SPARTAN | 208 | Mechanical Spares | V BELT | BELT | V | 26111801 | V belts | Production Completed
TNG - SHO | UNSPSC Classification | SPC | SPC | OK | 2023-04-14 | 2023-04-17 |  | G_69481 | G_26111801-00-00001 | 26111801-00-00001 | V-BELT, PT:NO- 4911835, 380 KVA CUMMINS DG | 208 | Mechanical Spares | V BELT | BELT | V | 26111801 | V belts | Production Completed
TNG - SHO | UNSPSC Classification | SPC | SPC | OK | 2023-04-14 | 2023-04-17 |  | G_69483 | G_26111801-00-00002 | 26111801-00-00002 | V-BELT, PT:NO- 778558, 380 KVA CUMMINS DG | 208 | Mechanical Spares | V BELT | BELT | V | 26111801 | V belts | Production Completed
TNG - SHO | UNSPSC Classification | SPC | SPC | OK | 2023-04-14 | 2023-04-17 |  | G_69855 | G_26111801-00-00019 | 26111801-00-00019 | V-BELT, PT-NO : 178554, FOR 380 KVA GENERATOR, MAKE: CUMMINS | 2902 | Mechanical Spares | V BELT | BELT | V | 26111801 | V belts | Production Completed
TNG - SHO | UNSPSC Classification | SPC | SPC | OK | 2023-04-14 | 2023-04-17 |  | G_70752 | G_39121635-12-00007 | 39121635-12-00007 | VOLTAGE STABILIZER, 1.5 KVA | 731 | Miscellanious - Electrical | VOLTAGE STABILIZER | STABILIZER | VOLTAGE | 39121600 | Circuit protection devices and accessories | Production Completed
TNG - SHO | UNSPSC Classification | SPC | SPC | OK | 2023-04-14 | 2023-04-17 |  | G_70847 | G_39121635-12-00003 | 39121635-12-00003 | VOLTAGE STABILIZER, 2 KVA | 731 | Miscellanious - Electrical | VOLTAGE STABILIZER | STABILIZER | VOLTAGE | 39121600 | Circuit protection devices and accessories | Production Completed
TNG - SHO | UNSPSC Classification | SPC | SPC | OK | 2023-04-14 | 2023-04-17 |  | G_70747 | G_39121635-12-00006 | 39121635-12-00006 | VOLTAGE STABILIZER, 3 KVA | 731 | Miscellanious - Electrical | VOLTAGE STABILIZER | STABILIZER | VOLTAGE | 39121600 | Circuit protection devices and accessories | Production Completed
TNG - SHO | UNSPSC Classification | SPC | SPC | OK | 2023-04-14 | 2023-04-17 |  | G_67432 | G_39121635-00-00005 | 39121635-00-00005 | VOLTAGE STABILIZER, 35 KVA 3 PHASE INPUT 3 PHASE OUTPUT SERVO CONTROLLED | SRP-EI | Electrical Installations | VOLTAGE STABILIZER | STABILIZER | VOLTAGE | 39121600 | Circuit protection devices and accessories | Production Completed
TNG - SHO | UNSPSC Classification | SPC | SPC | OK | 2023-04-14 | 2023-04-17 |  | G_70726 | G_39121635-12-00001 | 39121635-12-00001 | VOLTAGE STABILIZER, 4 KVA | 731 | Miscellanious - Electrical | VOLTAGE STABILIZER | STABILIZER | VOLTAGE | 39121600 | Circuit protection devices and accessories | Production Completed
TNG - SHO | UNSPSC Classification | SPC | SPC | OK | 2023-04-14 | 2023-04-17 |  | G_70958 | G_39121635-00-00004 | 39121635-00-00004 | VOLTAGE STABILIZER, 40 KVA | 731 | Miscellanious - Electrical | VOLTAGE STABILIZER | STABILIZER | VOLTAGE | 39121600 | Circuit protection devices and accessories | Production Completed
TNG - SHO | UNSPSC Classification | SPC | SPC | OK | 2023-04-14 | 2023-04-17 |  | G_70727 | G_39121635-12-00002 | 39121635-12-00002 | VOLTAGE STABILIZER, 5 KVA | 731 | Miscellanious - Electrical | VOLTAGE STABILIZER | STABILIZER | VOLTAGE | 39121600 | Circuit protection devices and accessories | Production Completed
TNG - SHO | UNSPSC Classification | SPC | SPC | OK | 2023-04-14 | 2023-04-17 |  | G_67433 | G_39121635-00-00007 | 39121635-00-00007 | VOLTAGE STABILIZER, 50 KVA, 3 PHASE INPUT, 3 PHASE OUTPUT, SERVO CONTROLLED | SRP-EI | Electrical Installations | VOLTAGE STABILIZER | STABILIZER | VOLTAGE | 39121600 | Circuit protection devices and accessories | Production Completed