## Sheet1
Project Code | Activities | Production User | CA Code | Production Comments | Start Date | End Date | Remarks | Material | Griha ID | ITEMCODE_UNSPSC | ITEMDESC_UNSPSC | ITEMCATEGORYCODE | ITEMCATEGORYDESC | PRODUCT NAME | Noun | Modifier | Unspsc Code(ver.23.07) | Unspsc Desc | Status
TNG - SHO | UNSPSC Classification | SCV | SCV | OK | 2023-04-14 | 2023-04-19 |  | G_53738 | G_31191507-00-00027 | 31191507-00-00027 | ABRASIVE BELT, 100 X 50MTR, 100GRIT | 3008 | Consumables B - Nos | ABRASIVE BELT | ABRASIVE BELT |  | 31191507 | Abrasive belts | Production Completed
TNG - SHO | UNSPSC Classification | SCV | SCV | OK | 2023-04-14 | 2023-04-19 |  | G_53683 | G_31191507-00-00030 | 31191507-00-00030 | ABRASIVE BELT, 100 X 7100, 100GRIT | 3008 | Consumables B - Nos | ABRASIVE BELT | ABRASIVE BELT |  | 31191507 | Abrasive belts | Production Completed
TNG - SHO | UNSPSC Classification | SCV | SCV | OK | 2023-04-14 | 2023-04-19 |  | G_53684 | G_31191507-00-00029 | 31191507-00-00029 | ABRASIVE BELT, 100 X 7100, 120GRIT | 3008 | Consumables B - Nos | ABRASIVE BELT | ABRASIVE BELT |  | 31191507 | Abrasive belts | Production Completed
TNG - SHO | UNSPSC Classification | SCV | SCV | OK | 2023-04-14 | 2023-04-19 |  | G_53732 | G_31191507-00-00028 | 31191507-00-00028 | ABRASIVE BELT, 100 X 7100, 80 GRIT | 3008 | Consumables B - Nos | ABRASIVE BELT | ABRASIVE BELT |  | 31191507 | Abrasive belts | Production Completed
TNG - SHO | UNSPSC Classification | SCV | SCV | OK | 2023-04-14 | 2023-04-19 |  | G_52860 | G_31191507-11-00001 | 31191507-11-00001 | ABRASIVE BELT, 120 GRIT | 3008 | Consumables B - Nos | ABRASIVE BELT | ABRASIVE BELT |  | 31191507 | Abrasive belts | Production Completed
TNG - SHO | UNSPSC Classification | SCV | SCV | OK | 2023-04-14 | 2023-04-19 |  | G_53822 | G_31191507-00-00032 | 31191507-00-00032 | ABRASIVE BELT, 1325 X 2150 120 GRIT | 3008 | Consumables B - Nos | ABRASIVE BELT | ABRASIVE BELT |  | 31191507 | Abrasive belts | Production Completed
TNG - SHO | UNSPSC Classification | SCV | SCV | OK | 2023-04-14 | 2023-04-19 |  | G_53744 | G_31191507-00-00031 | 31191507-00-00031 | ABRASIVE BELT, 1325 X 2150, 80 GRIT | 3008 | Consumables B - Nos | ABRASIVE BELT | ABRASIVE BELT |  | 31191507 | Abrasive belts | Production Completed
TNG - SHO | UNSPSC Classification | SCV | SCV | OK | 2023-04-14 | 2023-04-19 |  | G_52861 | G_31191507-11-00002 | 31191507-11-00002 | ABRASIVE BELT, 240 GRIT | 3008 | Consumables B - Nos | ABRASIVE BELT | ABRASIVE BELT |  | 31191507 | Abrasive belts | Production Completed
TNG - SHO | UNSPSC Classification | SCV | SCV | OK | 2023-04-14 | 2023-04-19 |  | G_54026 | G_31191507-00-00034 | 31191507-00-00034 | ABRASIVE BELT, ABRASIVE BELT, SIZE: 100MM WD X 7000MM LG - GRIT 120 | 3008 | Consumables B - Nos | ABRASIVE BELT | ABRASIVE BELT |  | 31191507 | Abrasive belts | Production Completed
TNG - SHO | UNSPSC Classification | SCV | SCV | OK | 2023-04-14 | 2023-04-19 |  | G_54008 | G_31191507-00-00035 | 31191507-00-00035 | ABRASIVE BELT, ABRASIVE BELT, SIZE: 1360 X 2620 - GRIT 100 | 3008 | Consumables B - Nos | ABRASIVE BELT | ABRASIVE BELT |  | 31191507 | Abrasive belts | Production Completed
TNG - SHO | UNSPSC Classification | SCV | SCV | OK | 2023-04-14 | 2023-04-19 |  | G_54009 | G_31191507-00-00036 | 31191507-00-00036 | ABRASIVE BELT, ABRASIVE BELT, SIZE: 630 MM X 150MM X 80 GRIT | 3008 | Consumables B - Nos | ABRASIVE BELT | ABRASIVE BELT |  | 31191507 | Abrasive belts | Production Completed
TNG - SHO | UNSPSC Classification | SCV | SCV | OK | 2023-04-14 | 2023-04-19 |  | G_54010 | G_31191507-00-00033 | 31191507-00-00033 | ABRASIVE BELT, ABRASIVE BELT, SIZE: 630 X 150 - 150 GRIT | 3008 | Consumables B - Nos | ABRASIVE BELT | ABRASIVE BELT |  | 31191507 | Abrasive belts | Production Completed
TNG - SHO | UNSPSC Classification | SCV | SCV | OK | 2023-04-14 | 2023-04-19 |  | G_57785 | G_31191507-00-00017 | 31191507-00-00017 | ABRASIVE BELT, BET, SANDING BELT, CLOTH BASED, 1600MM X 200MM 120 GRIT | 3083 | SAND PAPER / BELTS | ABRASIVE BELT | ABRASIVE BELT |  | 31191507 | Abrasive belts | Production Completed
TNG - SHO | UNSPSC Classification | SCV | SCV | OK | 2023-04-14 | 2023-04-18 |  | G_57761 | G_31191507-11-00040 | 31191507-11-00040 | ABRASIVE BELT, SAND, 100 MM WD, 7000 MM LG, 100 GRIT | 3083 | SAND PAPER / BELTS | ABRASIVE BELT | ABRASIVE BELT |  | 31191507 | Abrasive belts | Production Completed
TNG - SHO | UNSPSC Classification | SCV | SCV | OK | 2023-04-14 | 2023-04-18 |  | G_57759 | G_31191507-11-00026 | 31191507-11-00026 | ABRASIVE BELT, SAND, 100 MM WD, 9000 MM LG, 100 GRIT | 3083 | SAND PAPER / BELTS | ABRASIVE BELT | ABRASIVE BELT |  | 31191507 | Abrasive belts | Production Completed
TNG - SHO | UNSPSC Classification | SCV | SCV | OK | 2023-04-14 | 2023-04-18 |  | G_57760 | G_31191507-11-00027 | 31191507-11-00027 | ABRASIVE BELT, SAND, 100 MM WD, 9000 MM LG, 120 GRIT | 3083 | SAND PAPER / BELTS | ABRASIVE BELT | ABRASIVE BELT |  | 31191507 | Abrasive belts | Production Completed
TNG - SHO | UNSPSC Classification | SCV | SCV | OK | 2023-04-14 | 2023-04-18 |  | G_57758 | G_31191507-11-00025 | 31191507-11-00025 | ABRASIVE BELT, SAND, 100 MM WD, 9000 MM LG, 80 GRIT | 3083 | SAND PAPER / BELTS | ABRASIVE BELT | ABRASIVE BELT |  | 31191507 | Abrasive belts | Production Completed
TNG - SHO | UNSPSC Classification | SCV | SCV | OK | 2023-04-14 | 2023-04-18 |  | G_57752 | G_31191507-11-00021 | 31191507-11-00021 | ABRASIVE BELT, SAND, 1360 MM WD, 2150 MM LG, 120 GRIT , FOR DMC MACHINE | 3083 | SAND PAPER / BELTS | ABRASIVE BELT | ABRASIVE BELT |  | 31191507 | Abrasive belts | Production Completed
TNG - SHO | UNSPSC Classification | SCV | SCV | OK | 2023-04-14 | 2023-04-18 |  | G_57751 | G_31191507-11-00020 | 31191507-11-00020 | ABRASIVE BELT, SAND, 1360 MM WD, 2150 MM LG, 80 GRIT , FOR DMC MACHINE | 3083 | SAND PAPER / BELTS | ABRASIVE BELT | ABRASIVE BELT |  | 31191507 | Abrasive belts | Production Completed
TNG - SHO | UNSPSC Classification | SCV | SCV | OK | 2023-04-14 | 2023-04-18 |  | G_57763 | G_31191507-11-00049 | 31191507-11-00049 | ABRASIVE BELT, SAND, 1360 MM WD, 2620 MM LG, 60 GRIT | 3083 | SAND PAPER / BELTS | ABRASIVE BELT | ABRASIVE BELT |  | 31191507 | Abrasive belts | Production Completed
TNG - SHO | UNSPSC Classification | SCV | SCV | OK | 2023-04-14 | 2023-04-18 |  | G_57762 | G_31191507-11-00038 | 31191507-11-00038 | ABRASIVE BELT, SAND, 1360 MM WD, 2620 MM LG, 80 GRIT , FOR DMC MACHINE | 3083 | SAND PAPER / BELTS | ABRASIVE BELT | ABRASIVE BELT |  | 31191507 | Abrasive belts | Production Completed
TNG - SHO | UNSPSC Classification | SCV | SCV | OK | 2023-04-14 | 2023-04-18 |  | G_57764 | G_31191507-11-00055 | 31191507-11-00055 | ABRASIVE BELT, SANDING, 100 MM WD, 50 M LG, 120 GRIT, PAPER | 3083 | SAND PAPER / BELTS | ABRASIVE BELT | ABRASIVE BELT |  | 31191507 | Abrasive belts | Production Completed
TNG - SHO | UNSPSC Classification | SCV | SCV | OK | 2023-04-14 | 2023-04-18 |  | G_57765 | G_31191507-11-00054 | 31191507-11-00054 | ABRASIVE BELT, SANDING, 100 MM WD, 50 M LG, 150 GRIT, PAPER | 3083 | SAND PAPER / BELTS | ABRASIVE BELT | ABRASIVE BELT |  | 31191507 | Abrasive belts | Production Completed
TNG - SHO | UNSPSC Classification | SCV | SCV | OK | 2023-04-14 | 2023-04-19 |  | G_52862 | G_31191501-11-00013 | 31191501-11-00013 | ABRASIVE SHEET, 120 GRIT, EMERY, PAPER BACKING | 3008 | Consumables B - Nos | ABRASIVE SHEET | ABRASIVE SHEET |  | 31191501 | Abrasive papers | Production Completed
TNG - SHO | UNSPSC Classification | SCV | SCV | OK | 2023-04-14 | 2023-04-19 |  | G_57773 | G_31191500-00-00002 | 31191500-00-00002 | ABRASIVE SHEET, 180 GRIT | 3083 | SAND PAPER / BELTS | ABRASIVE SHEET | ABRASIVE SHEET |  | 31191501 | Abrasive papers | Production Completed
TNG - SHO | UNSPSC Classification | SCV | SCV | OK | 2023-04-14 | 2023-04-19 |  | G_57774 | G_31191500-00-00003 | 31191500-00-00003 | ABRASIVE SHEET, 2000 GRIT | 3083 | SAND PAPER / BELTS | ABRASIVE SHEET | ABRASIVE SHEET |  | 31191501 | Abrasive papers | Production Completed
TNG - SHO | UNSPSC Classification | SCV | SCV | OK | 2023-04-14 | 2023-04-19 |  | G_57769 | G_31191500-11-00012 | 31191500-11-00012 | ABRASIVE SHEET, 280 GRIT, SAND PAPER, ROYAL | 3083 | SAND PAPER / BELTS | ABRASIVE SHEET | ABRASIVE SHEET |  | 31191501 | Abrasive papers | Production Completed
TNG - SHO | UNSPSC Classification | SCV | SCV | OK | 2023-04-14 | 2023-04-19 |  | G_57768 | G_31191500-11-00011 | 31191500-11-00011 | ABRASIVE SHEET, 400 GRIT, SAND PAPER, 3M | 3083 | SAND PAPER / BELTS | ABRASIVE SHEET | ABRASIVE SHEET |  | 31191501 | Abrasive papers | Production Completed
TNG - SHO | UNSPSC Classification | SCV | SCV | OK | 2023-04-14 | 2023-04-19 |  | G_52824 | G_31191501-11-00011 | 31191501-11-00011 | ABRASIVE SHEET, 80 GRIT, EMERY, PAPER BACKING | 3008 | Consumables B - Nos | ABRASIVE SHEET | ABRASIVE SHEET |  | 31191501 | Abrasive papers | Production Completed
TNG - SHO | UNSPSC Classification | SCV | SCV | OK | 2023-04-14 | 2023-04-19 |  | G_57781 | G_31191501-00-00011 | 31191501-00-00011 | ABRASIVE SHEET, DISC TYPE, 100 GRIT | 3083 | SAND PAPER / BELTS | ABRASIVE SHEET | ABRASIVE SHEET |  | 31191501 | Abrasive papers | Production Completed
TNG - SHO | UNSPSC Classification | SCV | SCV | OK | 2023-04-14 | 2023-04-19 |  | G_57782 | G_31191501-00-00009 | 31191501-00-00009 | ABRASIVE SHEET, DISC TYPE, 80 GRIT | 3083 | SAND PAPER / BELTS | ABRASIVE SHEET | ABRASIVE SHEET |  | 31191501 | Abrasive papers | Production Completed
TNG - SHO | UNSPSC Classification | SCV | SCV | OK | 2023-04-14 | 2023-04-19 |  | G_57780 | G_31191501-00-00012 | 31191501-00-00012 | ABRASIVE SHEET, SANDING PAPER 1500 GRIT | 3083 | SAND PAPER / BELTS | ABRASIVE SHEET | ABRASIVE SHEET |  | 31191501 | Abrasive papers | Production Completed
TNG - SHO | UNSPSC Classification | SCV | SCV | OK | 2023-04-14 | 2023-04-19 |  | G_57783 | G_31191501-00-00016 | 31191501-00-00016 | ABRASIVE SHEET, SANDING PAPER 2000 GRIT | 3083 | SAND PAPER / BELTS | ABRASIVE SHEET | ABRASIVE SHEET |  | 31191501 | Abrasive papers | Production Completed
TNG - SHO | UNSPSC Classification | SCV | SCV | OK | 2023-04-14 | 2023-04-19 |  | G_57775 | G_31191501-00-00013 | 31191501-00-00013 | ABRASIVE SHEET, SANDING PAPER 800 GRIT LG | 3083 | SAND PAPER / BELTS | ABRASIVE SHEET | ABRASIVE SHEET |  | 31191501 | Abrasive papers | Production Completed
TNG - SHO | UNSPSC Classification | SCV | SCV | OK | 2023-04-14 | 2023-04-19 |  | G_54011 | G_31191501-00-00024 | 31191501-00-00024 | ABRASIVE SHEET, SANDING PAPER GRIT 280 | 3008 | Consumables B - Nos | ABRASIVE SHEET | ABRASIVE SHEET |  | 31191501 | Abrasive papers | Production Completed
TNG - SHO | UNSPSC Classification | SCV | SCV | OK | 2023-04-14 | 2023-04-19 |  | G_54012 | G_31191501-00-00025 | 31191501-00-00025 | ABRASIVE SHEET, SANDING PAPER GRIT 600 | 3008 | Consumables B - Nos | ABRASIVE SHEET | ABRASIVE SHEET |  | 31191501 | Abrasive papers | Production Completed
TNG - SHO | UNSPSC Classification | SCV | SCV | OK | 2023-04-14 | 2023-04-19 |  | G_57766 | G_31191501-11-00037 | 31191501-11-00037 | ABRASIVE SHEET, SANDING, 1000 GRIT, PAPER BACKING | 3083 | SAND PAPER / BELTS | ABRASIVE SHEET | ABRASIVE SHEET |  | 31191501 | Abrasive papers | Production Completed
TNG - SHO | UNSPSC Classification | SCV | SCV | OK | 2023-04-14 | 2023-04-19 |  | G_57755 | G_31191501-11-00019 | 31191501-11-00019 | ABRASIVE SHEET, SANDING, 150 GRIT, PAPER BACKING | 3083 | SAND PAPER / BELTS | ABRASIVE SHEET | ABRASIVE SHEET |  | 31191501 | Abrasive papers | Production Completed
TNG - SHO | UNSPSC Classification | SCV | SCV | OK | 2023-04-14 | 2023-04-19 |  | G_57756 | G_31191501-11-00023 | 31191501-11-00023 | ABRASIVE SHEET, SANDING, 220 GRIT, PAPER BACKING | 3083 | SAND PAPER / BELTS | ABRASIVE SHEET | ABRASIVE SHEET |  | 31191501 | Abrasive papers | Production Completed
TNG - SHO | UNSPSC Classification | SCV | SCV | OK | 2023-04-14 | 2023-04-19 |  | G_57754 | G_31191501-11-00018 | 31191501-11-00018 | ABRASIVE SHEET, SANDING, 220 GRIT, PAPER BACKING, SIA ABRASIVES | 3083 | SAND PAPER / BELTS | ABRASIVE SHEET | ABRASIVE SHEET |  | 31191501 | Abrasive papers | Production Completed
TNG - SHO | UNSPSC Classification | SCV | SCV | OK | 2023-04-14 | 2023-04-19 |  | G_57753 | G_31191501-11-00017 | 31191501-11-00017 | ABRASIVE SHEET, SANDING, 320 GRIT, PAPER BACKING, SIA ABRASIVES | 3083 | SAND PAPER / BELTS | ABRASIVE SHEET | ABRASIVE SHEET |  | 31191501 | Abrasive papers | Production Completed
TNG - SHO | UNSPSC Classification | SCV | SCV | OK | 2023-04-14 | 2023-04-19 |  | G_57757 | G_31191501-11-00024 | 31191501-11-00024 | ABRASIVE SHEET, SANDING, 400 GRIT, PAPER BACKING | 3083 | SAND PAPER / BELTS | ABRASIVE SHEET | ABRASIVE SHEET |  | 31191501 | Abrasive papers | Production Completed
TNG - SHO | UNSPSC Classification | SCV | SCV | OK | 2023-04-14 | 2023-04-19 |  | G_52890 | G_31191501-11-00027 | 31191501-11-00027 | ABRASIVE SHEET, SANDING, PAPER BACKING | 3008 | Consumables B - Nos | ABRASIVE SHEET | ABRASIVE SHEET |  | 31191501 | Abrasive papers | Production Completed
TNG - SHO | UNSPSC Classification | SCV | SCV | OK | 2023-04-14 | 2023-04-19 |  | G_52902 | G_40141700-11-00080 | 40141700-11-00080 | ADAPTER | 3008 | Consumables B - Nos | ADAPTER | ADAPTER |  | 40171708 | PVC plastic pipe adapter | Production Completed
TNG - SHO | UNSPSC Classification | SCV | SCV | OK | 2023-04-14 | 2023-04-19 |  | G_57686 | G_40171708-11-00027 | 40171708-11-00027 | ADAPTER, 110 MM, PVC, FEMALE THD | 339 | PVC F.T.A | ADAPTER | ADAPTER |  | 40171708 | PVC plastic pipe adapter | Production Completed
TNG - SHO | UNSPSC Classification | SCV | SCV | OK | 2023-04-14 | 2023-04-19 |  | G_57687 | G_40171708-11-00045 | 40171708-11-00045 | ADAPTER, 25 MM, PVC, FEMALE THD | 339 | PVC F.T.A | ADAPTER | ADAPTER |  | 40171708 | PVC plastic pipe adapter | Production Completed
TNG - SHO | UNSPSC Classification | SCV | SCV | OK | 2023-04-14 | 2023-04-19 |  | G_57688 | G_40171708-11-00047 | 40171708-11-00047 | ADAPTER, 40 MM, PVC, FEMALE THD | 339 | PVC F.T.A | ADAPTER | ADAPTER |  | 40171708 | PVC plastic pipe adapter | Production Completed
TNG - SHO | UNSPSC Classification | SCV | SCV | OK | 2023-04-14 | 2023-04-19 |  | G_57689 | G_40171708-11-00048 | 40171708-11-00048 | ADAPTER, 50 MM, PVC, FEMALE THD | 339 | PVC F.T.A | ADAPTER | ADAPTER |  | 40171708 | PVC plastic pipe adapter | Production Completed
TNG - SHO | UNSPSC Classification | SCV | SCV | OK | 2023-04-14 | 2023-04-19 |  | G_57684 | G_40171708-11-00024 | 40171708-11-00024 | ADAPTER, 63 MM, PVC, FEMALE THD | 339 | PVC F.T.A | ADAPTER | ADAPTER |  | 40171708 | PVC plastic pipe adapter | Production Completed
TNG - SHO | UNSPSC Classification | SCV | SCV | OK | 2023-04-14 | 2023-04-19 |  | G_57685 | G_40171708-11-00026 | 40171708-11-00026 | ADAPTER, 90 MM, PVC, FEMALE THD | 339 | PVC F.T.A | ADAPTER | ADAPTER |  | 40171708 | PVC plastic pipe adapter | Production Completed
TNG - SHO | UNSPSC Classification | SCV | SCV | OK | 2023-04-14 | 2023-04-19 |  | G_57696 | G_40171708-00-00052 | 40171708-00-00052 | ADAPTER, ELECTRICAL, MAKE : EURONICS, MODEL: EU0406 | 339 | PVC F.T.A | ADAPTER | ADAPTER | ELECTRICAL | 39121469 | Electrical plug/receptacle adapter | Production Completed
TNG - SHO | UNSPSC Classification | SCV | SCV | OK | 2023-04-14 | 2023-04-19 |  | G_52529 | G_31201600-00-00014 | 31201600-00-00014 | ADHESIVE, BECKER PU SEMI GLOSSY | 915 | Chemicals-Liquids | ADHESIVE | ADHESIVE |  | 31201600 | Adhesives | Production Completed
TNG - SHO | UNSPSC Classification | SCV | SCV | OK | 2023-04-14 | 2023-04-19 |  | G_52562 | G_31201600-00-00072 | 31201600-00-00072 | ADHESIVE, PROFILE GLUE, 500 GR-TSFG00 | 915 | Chemicals-Liquids | ADHESIVE | ADHESIVE |  | 31201600 | Adhesives | Production Completed
TNG - SHO | UNSPSC Classification | SCV | SCV | OK | 2023-04-14 | 2023-04-18 |  | G_52020 | G_AD00079 | AD00079 | Air Conditioner | ADMIN-OE-A | Air Conditioner | AIR CONDITIONER | AIR CONDITIONER |  | 40101701 | Air conditioners | Production Completed
TNG - SHO | UNSPSC Classification | SCV | SCV | OK | 2023-04-14 | 2023-04-18 |  | G_52026 | G_40101701-00-00149 | 40101701-00-00149 | AIR CONDITIONER, 17TR, PAC | ADMIN-OE-A | Air Conditioner | AIR CONDITIONER | AIR CONDITIONER |  | 40101701 | Air conditioners | Production Completed
TNG - SHO | UNSPSC Classification | SCV | SCV | OK | 2023-04-14 | 2023-04-18 |  | G_52023 | G_40101701-00-00133 | 40101701-00-00133 | AIR CONDITIONER, CEILING CONCEALED, CASSETTE TYPE, 2.0 TR | ADMIN-OE-A | Air Conditioner | AIR CONDITIONER | AIR CONDITIONER |  | 40101701 | Air conditioners | Production Completed
TNG - SHO | UNSPSC Classification | SCV | SCV | OK | 2023-04-14 | 2023-04-18 |  | G_52025 | G_40101701-00-00131 | 40101701-00-00131 | AIR CONDITIONER, CEILING CONCEALED, CASSETTE TYPE, 3 TR | ADMIN-OE-A | Air Conditioner | AIR CONDITIONER | AIR CONDITIONER |  | 40101701 | Air conditioners | Production Completed
TNG - SHO | UNSPSC Classification | SCV | SCV | OK | 2023-04-14 | 2023-04-18 |  | G_52024 | G_40101701-00-00130 | 40101701-00-00130 | AIR CONDITIONER, HI WALLMOUNTED TYPE, INDOOR, 2 TR | ADMIN-OE-A | Air Conditioner | AIR CONDITIONER | AIR CONDITIONER |  | 40101701 | Air conditioners | Production Completed
TNG - SHO | UNSPSC Classification | SCV | SCV | OK | 2023-04-14 | 2023-04-18 |  | G_52022 | G_40101701-00-00132 | 40101701-00-00132 | AIR CONDITIONER, OUTDOOR UNIT,VRF,18 HP | ADMIN-OE-A | Air Conditioner | AIR CONDITIONER | AIR CONDITIONER |  | 40101701 | Air conditioners | Production Completed
TNG - SHO | UNSPSC Classification | SCV | SCV | OK | 2023-04-14 | 2023-04-18 |  | G_52018 | G_AD000037 | AD000037 | AIR CONDITIONER, SPLIT, 2 TR | ADMIN-OE-A | Air Conditioner | AIR CONDITIONER | AIR CONDITIONER |  | 40101701 | Air conditioners | Production Completed
TNG - SHO | UNSPSC Classification | SCV | SCV | OK | 2023-04-14 | 2023-04-18 |  | G_57797 | G_40161505-11-00012 | 40161505-11-00012 | AIR FILTER, PRIMARY, CARTRIDGE, (0.669" X 7.5") ID X 11.713" OD X 17.584" HT, 1613900100 | 3047 | Spare Parts - Nos. | FILTER | FILTER | AIR | 40161505 | Air filters | Production Completed
TNG - SHO | UNSPSC Classification | SCV | SCV | OK | 2023-04-14 | 2023-04-19 |  | G_53045 | G_31161532-11-00070 | 31161532-11-00070 | ALLEN BOLT, COUNTER SUNK HEAD, 10 MM DIA, 100 MM LG, STAINLESS STEEL | 3008 | Consumables B - Nos | ALLEN BOLT | ALLEN BOLT |  | 31161518 | Socket screw | Production Completed
TNG - SHO | UNSPSC Classification | SCV | SCV | OK | 2023-04-14 | 2023-04-19 |  | G_53039 | G_31161532-11-00065 | 31161532-11-00065 | ALLEN BOLT, COUNTER SUNK HEAD, 8 MM DIA, 100 MM LG, STAINLESS STEEL | 3008 | Consumables B - Nos | ALLEN BOLT | ALLEN BOLT |  | 31161518 | Socket screw | Production Completed
TNG - SHO | UNSPSC Classification | SCV | SCV | OK | 2023-04-14 | 2023-04-19 |  | G_54784 | G_31161532-11-00061 | 31161532-11-00061 | ALLEN BOLT, HEX SOCKET HEAD, 10 MM DIA, 20 MM LG, FOR HITACHI- CC14 SF-- CUT OFF MACHINE- 14, 949844 | 299 | HITACHI Spares | ALLEN BOLT | ALLEN BOLT |  | 31161518 | Socket screw | Production Completed
TNG - SHO | UNSPSC Classification | SCV | SCV | OK | 2023-04-14 | 2023-04-19 |  | G_54746 | G_31161532-11-00029 | 31161532-11-00029 | ALLEN BOLT, HEX SOCKET HEAD, 4 MM DIA, 12 MM LG, FOR HITACHI DH30PC2, SEAL LOCK, 983162 | 299 | HITACHI Spares | ALLEN BOLT | ALLEN BOLT |  | 31161518 | Socket screw | Production Completed
TNG - SHO | UNSPSC Classification | SCV | SCV | OK | 2023-04-14 | 2023-04-19 |  | G_54883 | G_31161532-11-00087 | 31161532-11-00087 | ALLEN BOLT, HEX SOCKET HEAD, 5 MM DIA, 12 MM LG, FOR HITACHI PH65A, SEAL LOCK, 991-690 | 299 | HITACHI Spares | ALLEN BOLT | ALLEN BOLT |  | 31161518 | Socket screw | Production Completed
TNG - SHO | UNSPSC Classification | SCV | SCV | OK | 2023-04-14 | 2023-04-19 |  | G_54718 | G_31161532-11-00004 | 31161532-11-00004 | ALLEN BOLT, HEX SOCKET HEAD, 5 MM DIA, 16 MM LG, WITH FLANGE, 994192 -G23SC3 | 299 | HITACHI Spares | ALLEN BOLT | ALLEN BOLT |  | 31161518 | Socket screw | Production Completed
TNG - SHO | UNSPSC Classification | SCV | SCV | OK | 2023-04-14 | 2023-04-19 |  | G_54673 | G_31161532-11-00088 | 31161532-11-00088 | ALLEN BOLT, HEX SOCKET HEAD, 6 MM DIA, 45 MM LG, FOR HITACHI PH65A | 299 | HITACHI Spares | ALLEN BOLT | ALLEN BOLT |  | 31161518 | Socket screw | Production Completed
TNG - SHO | UNSPSC Classification | SCV | SCV | OK | 2023-04-14 | 2023-04-19 |  | G_52892 | G_31161532-11-00013 | 31161532-11-00013 | ALLEN BOLT, M8 DIA, 80 MM LG, STAINLESS STEEL | 3008 | Consumables B - Nos | ALLEN BOLT | ALLEN BOLT |  | 31161518 | Socket screw | Production Completed
TNG - SHO | UNSPSC Classification | SCV | SCV | OK | 2023-04-14 | 2023-04-19 |  | G_54343 | G_46191505-00-00064 | 46191505-00-00064 | AMPLIFIER, 30 W | 816 | Fire Extinguishers | AMPLIFIER |  |  | 32101514 | Amplifiers | Production Completed
TNG - SHO | UNSPSC Classification | SCV | SCV | OK | 2023-04-14 | 2023-04-19 |  | G_54281 | G_46191505-00-00001 | 46191505-00-00001 | AMPLIFIER, 480 W, MAKE: BOSCH, CAT NO: LBD1938/00 | 816 | Fire Extinguishers | AMPLIFIER |  |  | 32101514 | Amplifiers | Production Completed
TNG - SHO | UNSPSC Classification | SCV | SCV | OK | 2023-04-14 | 2023-04-19 |  | G_54320 | G_46191505-00-00050 | 46191505-00-00050 | AMPLIFIER, DIGITAL AUDIO | 816 | Fire Extinguishers | AMPLIFIER |  |  | 32101514 | Amplifiers | Production Completed
TNG - SHO | UNSPSC Classification | SCV | SCV | OK | 2023-04-14 | 2023-04-19 |  | G_54356 | G_46191505-00-00061 | 46191505-00-00061 | AMPLIFIER, FOR SPEAKER | 816 | Fire Extinguishers | AMPLIFIER |  |  | 32101514 | Amplifiers | Production Completed
TNG - SHO | UNSPSC Classification | SCV | SCV | OK | 2023-04-14 | 2023-04-19 |  | G_54415 | G_46191505-00-00113 | 46191505-00-00113 | AMPLIFIER, MEASURING AMPLIFIER FOR PASSENGER HOIST ALIMAK PT NO:- 3002121-080 | 816 | Fire Extinguishers | AMPLIFIER |  |  | 32101514 | Amplifiers | Production Completed
TNG - SHO | UNSPSC Classification | SCV | SCV | OK | 2023-04-14 | 2023-04-19 |  | G_54354 | G_46191505-00-00057 | 46191505-00-00057 | AMPLIFIER, PAVIRO, 2 X 500 WATTS, MODEL NO - PVA-2P500, MAKE : BOSCH | 816 | Fire Extinguishers | AMPLIFIER |  |  | 32101514 | Amplifiers | Production Completed
TNG - SHO | UNSPSC Classification | SCV | SCV | OK | 2023-04-14 | 2023-04-19 |  | G_54284 | G_46191505-00-00026 | 46191505-00-00026 | AMPLIFIER, POWER BOOSTER, 100 W, MAKE : AHUJA, MODEL NO : SSA-100M | 816 | Fire Extinguishers | AMPLIFIER |  |  | 32101514 | Amplifiers | Production Completed
TNG - SHO | UNSPSC Classification | SCV | SCV | OK | 2023-04-14 | 2023-04-19 |  | G_54292 | G_46191505-00-00030 | 46191505-00-00030 | AMPLIFIER, POWER BOOSTER, 350 W, MAKE : AHUJA, MODEL NO : SSA 350 | 816 | Fire Extinguishers | AMPLIFIER |  |  | 32101514 | Amplifiers | Production Completed
TNG - SHO | UNSPSC Classification | SCV | SCV | OK | 2023-04-14 | 2023-04-19 |  | G_54302 | G_46191505-00-00032 | 46191505-00-00032 | AMPLIFIER, POWER BOOSTER, 500 W, MAKE : AHUJA, MODEL NO : SSA-5000EM | 816 | Fire Extinguishers | AMPLIFIER |  |  | 32101514 | Amplifiers | Production Completed
TNG - SHO | UNSPSC Classification | SCV | SCV | OK | 2023-04-14 | 2023-04-19 |  | G_54332 | G_46191505-00-00090 | 46191505-00-00090 | AMPLIFIER, POWER, FOR BLOCK PLANT, MODEL -AME-D2-1010-11,MAKE-YUKEN | 816 | Fire Extinguishers | AMPLIFIER |  |  | 32101514 | Amplifiers | Production Completed
TNG - SHO | UNSPSC Classification | SCV | SCV | OK | 2023-04-14 | 2023-04-19 |  | G_52873 | G_31161601-11-00026 | 31161601-11-00026 | ANCHOR BOLT, 10 MM DIA, 100 MM LG | 3008 | Consumables B - Nos | Anchor bolts | Anchor bolts |  | 31161601 | Anchor bolts | Production Completed
TNG - SHO | UNSPSC Classification | SCV | SCV | OK | 2023-04-14 | 2023-04-19 |  | G_52942 | G_31161601-11-00037 | 31161601-11-00037 | ANCHOR BOLT, 10 MM DIA, 120 MM LG | 3008 | Consumables B - Nos | Anchor bolts | Anchor bolts |  | 31161601 | Anchor bolts | Production Completed
TNG - SHO | UNSPSC Classification | SCV | SCV | OK | 2023-04-14 | 2023-04-19 |  | G_52874 | G_31161601-11-00023 | 31161601-11-00023 | ANCHOR BOLT, 10 MM DIA, 90 MM LG | 3008 | Consumables B - Nos | Anchor bolts | Anchor bolts |  | 31161601 | Anchor bolts | Production Completed
TNG - SHO | UNSPSC Classification | SCV | SCV | OK | 2023-04-14 | 2023-04-19 |  | G_53054 | G_31161601-11-00064 | 31161601-11-00064 | ANCHOR BOLT, 10 MM DIA, HSA M10X108/37/45, HILTI | 3008 | Consumables B - Nos | Anchor bolts | Anchor bolts |  | 31161601 | Anchor bolts | Production Completed
TNG - SHO | UNSPSC Classification | SCV | SCV | OK | 2023-04-14 | 2023-04-19 |  | G_52875 | G_31161601-11-00024 | 31161601-11-00024 | ANCHOR BOLT, 12 MM DIA, 100 MM LG | 3008 | Consumables B - Nos | Anchor bolts | Anchor bolts |  | 31161601 | Anchor bolts | Production Completed
TNG - SHO | UNSPSC Classification | SCV | SCV | OK | 2023-04-14 | 2023-04-19 |  | G_52897 | G_31161601-11-00030 | 31161601-11-00030 | ANCHOR BOLT, 12 MM DIA, 120 MM LG | 3008 | Consumables B - Nos | Anchor bolts | Anchor bolts |  | 31161601 | Anchor bolts | Production Completed
TNG - SHO | UNSPSC Classification | SCV | SCV | OK | 2023-04-14 | 2023-04-19 |  | G_53035 | G_31161601-11-00051 | 31161601-11-00051 | ANCHOR BOLT, 12 MM DIA, 80 MM LG, STAINLESS STEEL | 3008 | Consumables B - Nos | Anchor bolts | Anchor bolts |  | 31161601 | Anchor bolts | Production Completed
TNG - SHO | UNSPSC Classification | SCV | SCV | OK | 2023-04-14 | 2023-04-19 |  | G_52935 | G_31161601-11-00036 | 31161601-11-00036 | ANCHOR BOLT, 16 MM DIA | 3008 | Consumables B - Nos | Anchor bolts | Anchor bolts |  | 31161601 | Anchor bolts | Production Completed
TNG - SHO | UNSPSC Classification | SCV | SCV | OK | 2023-04-14 | 2023-04-19 |  | G_52876 | G_31161601-11-00025 | 31161601-11-00025 | ANCHOR BOLT, 16 MM DIA, 150 MM LG | 3008 | Consumables B - Nos | Anchor bolts | Anchor bolts |  | 31161601 | Anchor bolts | Production Completed
TNG - SHO | UNSPSC Classification | SCV | SCV | OK | 2023-04-14 | 2023-04-19 |  | G_52721 | G_31161601-11-00014 | 31161601-11-00014 | ANCHOR BOLT, 16 MM DIA, 160 MM LG | 3008 | Consumables B - Nos | Anchor bolts | Anchor bolts |  | 31161601 | Anchor bolts | Production Completed
TNG - SHO | UNSPSC Classification | SCV | SCV | OK | 2023-04-14 | 2023-04-19 |  | G_52957 | G_31161601-11-00039 | 31161601-11-00039 | ANCHOR BOLT, 20 MM DIA, 150 MM LG | 3008 | Consumables B - Nos | Anchor bolts | Anchor bolts |  | 31161601 | Anchor bolts | Production Completed
TNG - SHO | UNSPSC Classification | SCV | SCV | OK | 2023-04-14 | 2023-04-19 |  | G_53126 | G_31161601-00-00002 | 31161601-00-00002 | ANCHOR BOLT, 24 DIA, 300 LG, MILD STEEL, ZINC PLATED, DOUBLE RING | 3008 | Consumables B - Nos | Anchor bolts | Anchor bolts |  | 31161601 | Anchor bolts | Production Completed
TNG - SHO | UNSPSC Classification | SCV | SCV | OK | 2023-04-14 | 2023-04-19 |  | G_52886 | G_31161601-11-00033 | 31161601-11-00033 | ANCHOR BOLT, 8 MM DIA, 75 MM LG | 3008 | Consumables B - Nos | Anchor bolts | Anchor bolts |  | 31161601 | Anchor bolts | Production Completed
TNG - SHO | UNSPSC Classification | SCV | SCV | OK | 2023-04-14 | 2023-04-19 |  | G_52731 | G_31161601-11-00019 | 31161601-11-00019 | ANCHOR BOLT, 8 MM DIA, 90 MM LG | 3008 | Consumables B - Nos | Anchor bolts | Anchor bolts |  | 31161601 | Anchor bolts | Production Completed
TNG - SHO | UNSPSC Classification | SCV | SCV | OK | 2023-04-14 | 2023-04-19 |  | G_53998 | G_31161601-00-00083 | 31161601-00-00083 | ANCHOR BOLT, 8MM DIA,100 MM LG | 3008 | Consumables B - Nos | Anchor bolts | Anchor bolts |  | 31161601 | Anchor bolts | Production Completed
TNG - SHO | UNSPSC Classification | SCV | SCV | OK | 2023-04-14 | 2023-04-19 |  | G_52951 | G_31161601-11-00040 | 31161601-11-00040 | ANCHOR BOLT, DOUBLE RING, 12 MM DIA, 150 MM LG, MILD STEEL | 3008 | Consumables B - Nos | Anchor bolts | Anchor bolts |  | 31161601 | Anchor bolts | Production Completed
TNG - SHO | UNSPSC Classification | SCV | SCV | OK | 2023-04-14 | 2023-04-19 |  | G_53064 | G_31161601-11-00066 | 31161601-11-00066 | ANCHOR BOLT, HILTI | 3008 | Consumables B - Nos | Anchor bolts | Anchor bolts |  | 31161601 | Anchor bolts | Production Completed
TNG - SHO | UNSPSC Classification | SCV | SCV | OK | 2023-04-14 | 2023-04-19 |  | G_53262 | G_31162100-00-00012 | 31162100-00-00012 | ANCHOR, FASTENER, 10 MM DIA, 100 MM LG | 3008 | Consumables B - Nos | ANCHOR | ANCHOR |  | 31162100 | Anchors | Production Completed
TNG - SHO | UNSPSC Classification | SCV | SCV | OK | 2023-04-14 | 2023-04-19 |  | G_53246 | G_31162100-00-00004 | 31162100-00-00004 | ANCHOR, FASTENER, GI, 8MM DIA, DROP-IN ANCHOR TYPE, MAKE : HILTI, CAT NO : HKV 5/16”X30 | 3008 | Consumables B - Nos | ANCHOR | ANCHOR |  | 31162100 | Anchors | Production Completed
TNG - SHO | UNSPSC Classification | SCV | SCV | OK | 2023-04-14 | 2023-04-19 |  | G_53235 | G_31162100-00-00006 | 31162100-00-00006 | ANCHOR, FASTENER, GI, 8MM DIA, SLEEVE TYPE, MAKE : HILTI, CAT NO : HLC 10X60/25 | 3008 | Consumables B - Nos | ANCHOR | ANCHOR |  | 31162100 | Anchors | Production Completed
TNG - SHO | UNSPSC Classification | SCV | SCV | OK | 2023-04-14 | 2023-04-19 |  | G_53208 | G_31162100-00-00005 | 31162100-00-00005 | ANCHOR, FASTENER, GI,10MM DIA, SLEEVE TYPE, MAKE : HILTI, CAT NO : HLC 12X75/35 | 3008 | Consumables B - Nos | ANCHOR | ANCHOR |  | 31162100 | Anchors | Production Completed
TNG - SHO | UNSPSC Classification | SCV | SCV | OK | 2023-04-14 | 2023-04-19 |  | G_52923 | G_31162100-11-00019 | 31162100-11-00019 | ANCHOR, FISHER | 3008 | Consumables B - Nos | ANCHOR | ANCHOR |  | 31162100 | Anchors | Production Completed
TNG - SHO | UNSPSC Classification | SCV | SCV | OK | 2023-04-14 | 2023-04-19 |  | G_53280 | G_31162100-00-00011 | 31162100-00-00011 | ANCHOR, SAFETY STUD, HST M16X182 MM | 3008 | Consumables B - Nos | ANCHOR | ANCHOR |  | 31162100 | Anchors | Production Completed
TNG - SHO | UNSPSC Classification | SCV | SCV | OK | 2023-04-14 | 2023-04-19 |  | G_53390 | G_31162100-00-00010 | 31162100-00-00010 | ANCHOR, SET OF FASTNERS | 3008 | Consumables B - Nos | ANCHOR | ANCHOR |  | 31162100 | Anchors | Production Completed
TNG - SHO | UNSPSC Classification | SCV | SCV | OK | 2023-04-14 | 2023-04-19 |  | G_57419 | G_30101504-00-00054 | 30101504-00-00054 | ANGLE, 50MM X 50MM WD, 6 THK, MILD STEEL | 2998 | Mild Steel - Kg |  |  |  | 30101504 | Steel angles | Production Completed
TNG - SHO | UNSPSC Classification | SCV | SCV | OK | 2023-04-14 | 2023-04-19 |  | G_57476 | G_30101504-00-00122 | 30101504-00-00122 | ANGLE, L TYPE, SIZE: 90 X 90 X 10MM | 2998 | Mild Steel - Kg |  | ANGLE | L | 30101500 | Angles | Production Completed
TNG - SHO | UNSPSC Classification | SCV | SCV | OK | 2023-04-14 | 2023-04-19 |  | G_57379 | G_30101503-00-00001 | 30101503-00-00001 | ANGLE, L, 25 MM WD, 50 MM LG, 5 MM THK, MILD STEEL | 2998 | Mild Steel - Kg | ANGLE | ANGLE |  | 30101504 | Steel angles | Production Completed
TNG - SHO | UNSPSC Classification | SCV | SCV | OK | 2023-04-14 | 2023-04-19 |  | G_58277 | G_30101505-11-00001 | 30101505-11-00001 | ANGLE, L, 25 MM X 25 MM WD, 3 MM THK, STAINLESS STEEL | 2994 | Stainless Steel - Kg | ANGLE | ANGLE |  | 30101505 | Stainless steel angles | Production Completed
TNG - SHO | UNSPSC Classification | SCV | SCV | OK | 2023-04-14 | 2023-04-19 |  | G_58282 | G_30101505-11-00013 | 30101505-11-00013 | ANGLE, L, 30 MM X 30 MM WD, 3 MM THK, STAINLESS STEEL | 2994 | Stainless Steel - Kg | ANGLE | ANGLE |  | 30101505 | Stainless steel angles | Production Completed
TNG - SHO | UNSPSC Classification | SCV | SCV | OK | 2023-04-14 | 2023-04-19 |  | G_58284 | G_30101505-11-00015 | 30101505-11-00015 | ANGLE, L, 35 MM X 35 MM WD, 5 MM THK, STAINLESS STEEL | 2994 | Stainless Steel - Kg | ANGLE | ANGLE |  | 30101505 | Stainless steel angles | Production Completed
TNG - SHO | UNSPSC Classification | SCV | SCV | OK | 2023-04-14 | 2023-04-19 |  | G_57375 | G_30101503-11-00002 | 30101503-11-00002 | ANGLE, L, 75 MM X 75 MM WD, 6 MM THK, GALVANIZED IRON | 2998 | Mild Steel - Kg |  | ANGLE | L | 30101503 | Iron angles | Production Completed
TNG - SHO | UNSPSC Classification | SCV | SCV | OK | 2023-04-14 | 2023-04-19 |  | G_57409 | G_30101504-00-00088 | 30101504-00-00088 | ANGLE, M.S, 25X25X6 | 2998 | Mild Steel - Kg |  | ANGLE |  | 30101504 | Steel angles | Production Completed
TNG - SHO | UNSPSC Classification | SCV | SCV | OK | 2023-04-14 | 2023-04-19 |  | G_57354 | G_30101504-11-00049 | 30101504-11-00049 | ANGLE, MILD STEEL, 10 MM THK, 100 MM X 100 MM WD | 2998 | Mild Steel - Kg | ANGLE | ANGLE |  | 30101504 | Steel angles | Production Completed
TNG - SHO | UNSPSC Classification | SCV | SCV | OK | 2023-04-14 | 2023-04-19 |  | G_57381 | G_30101504-00-00011 | 30101504-00-00011 | ANGLE, MILD STEEL, 10 MM THK, 150 MM X 150 MM WD | 2998 | Mild Steel - Kg | ANGLE | ANGLE |  | 30101504 | Steel angles | Production Completed
TNG - SHO | UNSPSC Classification | SCV | SCV | OK | 2023-04-14 | 2023-04-19 |  | G_57312 | G_30101504-11-00029 | 30101504-11-00029 | ANGLE, MILD STEEL, 10 MM THK, 75 MM X 75 MM WD | 2998 | Mild Steel - Kg | ANGLE | ANGLE |  | 30101504 | Steel angles | Production Completed
TNG - SHO | UNSPSC Classification | SCV | SCV | OK | 2023-04-14 | 2023-04-19 |  | G_57380 | G_30101504-00-00010 | 30101504-00-00010 | ANGLE, MILD STEEL, 12 MM THK, 150 MM, 150 MM WD | 2998 | Mild Steel - Kg | ANGLE | ANGLE |  | 30101504 | Steel angles | Production Completed
TNG - SHO | UNSPSC Classification | SCV | SCV | OK | 2023-04-14 | 2023-04-19 |  | G_57333 | G_30101504-11-00019 | 30101504-11-00019 | ANGLE, MILD STEEL, 3 MM THK, 20 MM X 20 MM WD | 2998 | Mild Steel - Kg | ANGLE | ANGLE |  | 30101504 | Steel angles | Production Completed
TNG - SHO | UNSPSC Classification | SCV | SCV | OK | 2023-04-14 | 2023-04-19 |  | G_57334 | G_30101504-11-00020 | 30101504-11-00020 | ANGLE, MILD STEEL, 3 MM THK, 25 MM X 25 MM WD | 2998 | Mild Steel - Kg | ANGLE | ANGLE |  | 30101504 | Steel angles | Production Completed
TNG - SHO | UNSPSC Classification | SCV | SCV | OK | 2023-04-14 | 2023-04-19 |  | G_57361 | G_30101504-11-00059 | 30101504-11-00059 | ANGLE, MILD STEEL, 3 MM THK, 50 MM X 50 MM WD | 2998 | Mild Steel - Kg | ANGLE | ANGLE |  | 30101504 | Steel angles | Production Completed
TNG - SHO | UNSPSC Classification | SCV | SCV | OK | 2023-04-14 | 2023-04-19 |  | G_57448 | G_30101504-00-00069 | 30101504-00-00069 | ANGLE, MILD STEEL, 3MM THK 32MM X 32MM WD | 2998 | Mild Steel - Kg | ANGLE | ANGLE |  | 30101504 | Steel angles | Production Completed
TNG - SHO | UNSPSC Classification | SCV | SCV | OK | 2023-04-14 | 2023-04-19 |  | G_57349 | G_30101504-11-00041 | 30101504-11-00041 | ANGLE, MILD STEEL, 4 MM THK, 40 MM X 40 MM WD | 2998 | Mild Steel - Kg | ANGLE | ANGLE |  | 30101504 | Steel angles | Production Completed
TNG - SHO | UNSPSC Classification | SCV | SCV | OK | 2023-04-14 | 2023-04-19 |  | G_57297 | G_30101504-11-00018 | 30101504-11-00018 | ANGLE, MILD STEEL, 4 MM THK, 50 MM X 50 MM WD | 2998 | Mild Steel - Kg | ANGLE | ANGLE |  | 30101504 | Steel angles | Production Completed
TNG - SHO | UNSPSC Classification | SCV | SCV | OK | 2023-04-14 | 2023-04-19 |  | G_57335 | G_30101504-11-00021 | 30101504-11-00021 | ANGLE, MILD STEEL, 5 MM THK, 35 MM X 35 MM WD | 2998 | Mild Steel - Kg | ANGLE | ANGLE |  | 30101504 | Steel angles | Production Completed
TNG - SHO | UNSPSC Classification | SCV | SCV | OK | 2023-04-14 | 2023-04-19 |  | G_57296 | G_30101504-11-00017 | 30101504-11-00017 | ANGLE, MILD STEEL, 5 MM THK, 40 MM X 40 MM WD | 2998 | Mild Steel - Kg | ANGLE | ANGLE |  | 30101504 | Steel angles | Production Completed
TNG - SHO | UNSPSC Classification | SCV | SCV | OK | 2023-04-14 | 2023-04-19 |  | G_57342 | G_30101504-11-00039 | 30101504-11-00039 | ANGLE, MILD STEEL, 5 MM THK, 45 MM X 45 MM WD | 2998 | Mild Steel - Kg | ANGLE | ANGLE |  | 30101504 | Steel angles | Production Completed
TNG - SHO | UNSPSC Classification | SCV | SCV | OK | 2023-04-14 | 2023-04-19 |  | G_57360 | G_30101504-11-00057 | 30101504-11-00057 | ANGLE, MILD STEEL, 5 MM THK, 75 MM X 75 MM WD | 2998 | Mild Steel - Kg | ANGLE | ANGLE |  | 30101504 | Steel angles | Production Completed
TNG - SHO | UNSPSC Classification | SCV | SCV | OK | 2023-04-14 | 2023-04-19 |  | G_57345 | G_30101504-11-00040 | 30101504-11-00040 | ANGLE, MILD STEEL, 6 MM THK, 100 MM X 100 MM WD | 2998 | Mild Steel - Kg | ANGLE | ANGLE |  | 30101504 | Steel angles | Production Completed
TNG - SHO | UNSPSC Classification | SCV | SCV | OK | 2023-04-14 | 2023-04-19 |  | G_57317 | G_30101504-11-00033 | 30101504-11-00033 | ANGLE, MILD STEEL, 6 MM THK, 40 MM X 40 MM WD | 2998 | Mild Steel - Kg | ANGLE | ANGLE |  | 30101504 | Steel angles | Production Completed
TNG - SHO | UNSPSC Classification | SCV | SCV | OK | 2023-04-14 | 2023-04-19 |  | G_57313 | G_30101504-11-00032 | 30101504-11-00032 | ANGLE, MILD STEEL, 8 MM THK, 100 MM X 100 MM WD | 2998 | Mild Steel - Kg | ANGLE | ANGLE |  | 30101504 | Steel angles | Production Completed
TNG - SHO | UNSPSC Classification | SCV | SCV | OK | 2023-04-14 | 2023-04-19 |  | G_57311 | G_30101504-11-00028 | 30101504-11-00028 | ANGLE, MILD STEEL, 8 MM THK, 65 MM X 65 MM WD | 2998 | Mild Steel - Kg | ANGLE | ANGLE |  | 30101504 | Steel angles | Production Completed
TNG - SHO | UNSPSC Classification | SCV | SCV | OK | 2023-04-14 | 2023-04-19 |  | G_58286 | G_30101505-00-00003 | 30101505-00-00003 | ANGLE, SS-316, 65 MM WD, 65 MM LG, 10 MM THK | 2994 | Stainless Steel - Kg |  | ANGLE |  | 30101505 | Stainless steel angles | Production Completed
TNG - SHO | UNSPSC Classification | SCV | SCV | OK | 2023-04-14 | 2023-04-19 |  | G_58290 | G_30101505-00-00011 | 30101505-00-00011 | ANGLE, STAINLESS STEEL, 3 MM THK, 45 MM HT, 45 MM WD, 6 MTR LG, 304 GR: | 2994 | Stainless Steel - Kg | ANGLE | ANGLE |  | 30101505 | Stainless steel angles | Production Completed
TNG - SHO | UNSPSC Classification | SCV | SCV | OK | 2023-04-14 | 2023-04-19 |  | G_58295 | G_30101505-00-00010 | 30101505-00-00010 | ANGLE, STAINLESS STEEL, 3 MM THK, 50 MM HT, 50 MM WD, 6 MTR LG, 304 GR: | 2994 | Stainless Steel - Kg | ANGLE | ANGLE |  | 30101505 | Stainless steel angles | Production Completed
TNG - SHO | UNSPSC Classification | SCV | SCV | OK | 2023-04-14 | 2023-04-19 |  | G_58292 | G_30101505-00-00027 | 30101505-00-00027 | ANGLE, STAINLESS STEEL, 75 MM WD, 75 MM BD, 6 MM THK | 2994 | Stainless Steel - Kg | ANGLE | ANGLE |  | 30101505 | Stainless steel angles | Production Completed
TNG - SHO | UNSPSC Classification | SCV | SCV | OK | 2023-04-14 | 2023-04-19 |  | G_57432 | G_30101504-00-00100 | 30101504-00-00100 | ANGLE, SUPPORT, ISA, 40 MM X 5MM THK, MILD STEEL | 2998 | Mild Steel - Kg | ANGLE | ANGLE | SUPPORT | 30101504 | Steel angles | Production Completed
TNG - SHO | UNSPSC Classification | SCV | SCV | OK | 2023-04-14 | 2023-04-19 |  | G_52938 | G_46181501-11-00003 | 46181501-11-00003 | APRON | 3008 | Consumables B - Nos | APRON | APRON |  | 46181501 | Protective aprons | Production Completed
TNG - SHO | UNSPSC Classification | SCV | SCV | OK | 2023-04-14 | 2023-04-19 |  | G_54856 | G_26101401-11-00176 | 26101401-11-00176 | ARMATURE | 299 | HITACHI Spares | ARMATURE | ARMATURE |  | 26101401 | Armature | Production Completed
TNG - SHO | UNSPSC Classification | SCV | SCV | OK | 2023-04-14 | 2023-04-19 |  | G_54881 | G_26101401-19-00346 | 26101401-19-00346 | Armature - 360-558E | 299 | HITACHI Spares | ARMATURE | ARMATURE |  | 26101401 | Armature | Production Completed
TNG - SHO | UNSPSC Classification | SCV | SCV | OK | 2023-04-14 | 2023-04-19 |  | G_54790 | G_26101401-11-00156 | 26101401-11-00156 | ARMATURE, 220 TO 230 V, FOR HITACHI MODEL DU10 HAND POLISHING MACHINE, 971666E | 299 | HITACHI Spares | ARMATURE | ARMATURE |  | 26101401 | Armature | Production Completed
TNG - SHO | UNSPSC Classification | SCV | SCV | OK | 2023-04-14 | 2023-04-19 |  | G_54729 | G_26101401-11-00070 | 26101401-11-00070 | ARMATURE, 220 TO 230 V, FOR HITACHI MODEL PH65-A, 956 946E | 299 | HITACHI Spares | ARMATURE | ARMATURE |  | 26101401 | Armature | Production Completed
TNG - SHO | UNSPSC Classification | SCV | SCV | OK | 2023-04-14 | 2023-04-19 |  | G_54828 | G_26101401-11-00163 | 26101401-11-00163 | ARMATURE, 220 TO 230 V, FOR HITACHI MODEL VTP18 IMPACT DRILL, 971 666E | 299 | HITACHI Spares | ARMATURE | ARMATURE |  | 26101401 | Armature | Production Completed
TNG - SHO | UNSPSC Classification | SCV | SCV | OK | 2023-04-14 | 2023-04-19 |  | G_54920 | G_26101401-00-00076 | 26101401-00-00076 | ARMATURE, 230 V PT NO: N566901, MAKE : DEWALT | 299 | HITACHI Spares | ARMATURE | ARMATURE |  | 26101401 | Armature | Production Completed
TNG - SHO | UNSPSC Classification | SCV | SCV | OK | 2023-04-14 | 2023-04-19 |  | G_54747 | G_26101401-11-00135 | 26101401-11-00135 | ARMATURE, 230 V, FOR HITACHI MODEL CJ120V JIG SAW, 360 593E | 299 | HITACHI Spares | ARMATURE | ARMATURE |  | 26101401 | Armature | Production Completed
TNG - SHO | UNSPSC Classification | SCV | SCV | OK | 2023-04-14 | 2023-04-19 |  | G_54865 | G_26101401-11-00174 | 26101401-11-00174 | ARMATURE, 360 626E | 299 | HITACHI Spares | ARMATURE | ARMATURE |  | 26101401 | Armature | Production Completed
TNG - SHO | UNSPSC Classification | SCV | SCV | OK | 2023-04-14 | 2023-04-19 |  | G_54926 | G_26101401-00-00088 | 26101401-00-00088 | ARMATURE, ARMATURE ASSY 240V, PT NO : 515854.7 | 299 | HITACHI Spares | ARMATURE | ARMATURE |  | 26101401 | Armature | Production Completed
TNG - SHO | UNSPSC Classification | SCV | SCV | OK | 2023-04-14 | 2023-04-19 |  | G_54653 | G_26101401-11-00142 | 26101401-11-00142 | ARMATURE, FOR HITACHI MODEL DH24PB | 299 | HITACHI Spares | ARMATURE | ARMATURE |  | 26101401 | Armature | Production Completed
TNG - SHO | UNSPSC Classification | SCV | SCV | OK | 2023-04-14 | 2023-04-19 |  | G_54930 | G_26101401-00-00087 | 26101401-00-00087 | ARMATURE, PT NO : 516909.1 | 299 | HITACHI Spares | ARMATURE | ARMATURE |  | 26101401 | Armature | Production Completed
TNG - SHO | UNSPSC Classification | SCV | SCV | OK | 2023-04-14 | 2023-04-19 |  | G_54676 | G_26101401-11-00210 | 26101401-11-00210 | ARMATURE, PT-NO 360-744E, MAKE : HITACHI | 299 | HITACHI Spares | ARMATURE | ARMATURE |  | 26101401 | Armature | Production Completed
TNG - SHO | UNSPSC Classification | SCV | SCV | OK | 2023-04-14 | 2023-04-19 |  | G_52812 | G_24111500-11-00002 | 24111500-11-00002 | BAG, CEMENT | 3008 | Consumables B - Nos | BAG | BAG | CEMENT | 30111601 | Cement | Production Completed
TNG - SHO | UNSPSC Classification | SCV | SCV | OK | 2023-04-14 | 2023-04-19 |  | G_53521 | G_24111500-00-00006 | 24111500-00-00006 | BAG, PAPER, LARGE SIZE | 3008 | Consumables B - Nos | BAG | BAG | PAPER | 24111502 | Paper bags | Production Completed
TNG - SHO | UNSPSC Classification | SCV | SCV | OK | 2023-04-14 | 2023-04-19 |  | G_53481 | G_24111500-00-00008 | 24111500-00-00008 | BAG, PAPER, MEDIUM SIZE | 3008 | Consumables B - Nos | BAG | BAG | PAPER | 24111502 | Paper bags | Production Completed
TNG - SHO | UNSPSC Classification | SCV | SCV | OK | 2023-04-14 | 2023-04-19 |  | G_53488 | G_24111500-00-00007 | 24111500-00-00007 | BAG, PAPER, X-LARGE SIZE | 3008 | Consumables B - Nos | BAG | BAG | PAPER | 24111502 | Paper bags | Production Completed
TNG - SHO | UNSPSC Classification | SCV | SCV | OK | 2023-04-14 | 2023-04-19 |  | G_53368 | G_24111500-00-00004 | 24111500-00-00004 | BAG, TOOLS BAG. | 3008 | Consumables B - Nos | BAG | BAG | TOOL | 24111507 | Tool bags | Production Completed
TNG - SHO | UNSPSC Classification | SCV | SCV | OK | 2023-04-14 | 2023-04-19 |  | G_52968 | G_31171504-11-00147 | 31171504-11-00147 | BALL BEARING, DEEP GROOVE, MINIATURE, SINGLE ROW, 8 MM ID, 19 MM OD, 6 MM WD, VERY THIN SECTION SERIES, OPEN, SKF, 698 | 3008 | Consumables B - Nos | BALL BEARING | BEARING | BALL | 31171504 | Ball bearings | Production Completed
TNG - SHO | UNSPSC Classification | SCV | SCV | OK | 2023-04-14 | 2023-04-19 |  | G_54658 | G_31171504-11-00198 | 31171504-11-00198 | BALL BEARING, DEEP GROOVE, SINGLE ROW, 10 MM ID, 26 MM OD, 8 MM WD, EXTRA LIGHT SERIES, 6000 | 299 | HITACHI Spares | BALL BEARING | BEARING | BALL | 31171504 | Ball bearings | Production Completed
TNG - SHO | UNSPSC Classification | SCV | SCV | OK | 2023-04-14 | 2023-04-19 |  | G_54663 | G_31171504-11-00278 | 31171504-11-00278 | BALL BEARING, DEEP GROOVE, SINGLE ROW, 12 MM ID, 28 MM OD, 8 MM WD, EXTRA LIGHT SERIES, 6001 | 299 | HITACHI Spares | BALL BEARING | BEARING | BALL | 31171504 | Ball bearings | Production Completed
TNG - SHO | UNSPSC Classification | SCV | SCV | OK | 2023-04-14 | 2023-04-19 |  | G_54666 | G_31171504-11-00286 | 31171504-11-00286 | BALL BEARING, DEEP GROOVE, SINGLE ROW, 12 MM ID, 28 MM OD, 8 MM WD, EXTRA LIGHT SERIES, 6001 VVC MPS2L | 299 | HITACHI Spares | BALL BEARING | BEARING | BALL | 31171504 | Ball bearings | Production Completed
TNG - SHO | UNSPSC Classification | SCV | SCV | OK | 2023-04-14 | 2023-04-19 |  | G_54659 | G_31171504-11-00200 | 31171504-11-00200 | BALL BEARING, DEEP GROOVE, SINGLE ROW, 12 MM ID, 37 MM OD, 12 MM WD, MEDIUM SERIES, 6301 | 299 | HITACHI Spares | BALL BEARING | BEARING | BALL | 31171504 | Ball bearings | Production Completed
TNG - SHO | UNSPSC Classification | SCV | SCV | OK | 2023-04-14 | 2023-04-19 |  | G_52814 | G_31171504-11-00083 | 31171504-11-00083 | BALL BEARING, DEEP GROOVE, SINGLE ROW, 15 MM ID, 35 MM OD, 11 MM WD, LIGHT SERIES, 6202 | 3008 | Consumables B - Nos | BALL BEARING | BEARING | BALL | 31171504 | Ball bearings | Production Completed
TNG - SHO | UNSPSC Classification | SCV | SCV | OK | 2023-04-14 | 2023-04-19 |  | G_54752 | G_31171504-11-00170 | 31171504-11-00170 | BALL BEARING, DEEP GROOVE, SINGLE ROW, 20 MM ID, 37 MM OD, 9 MM WD, VERY THIN SECTION SERIES, DOUBLE CONTACT SEALS, FOR HITACHI MODEL DH 24 PB3, 6904DD | 299 | HITACHI Spares | BALL BEARING | BEARING | BALL | 31171504 | Ball bearings | Production Completed
TNG - SHO | UNSPSC Classification | SCV | SCV | OK | 2023-04-14 | 2023-04-19 |  | G_54662 | G_31171504-11-00273 | 31171504-11-00273 | BALL BEARING, DEEP GROOVE, SINGLE ROW, 9 MM ID, 26 MM OD, 8 MM WD, LIGHT SERIES, 629 | 299 | HITACHI Spares | BALL BEARING | BEARING | BALL | 31171504 | Ball bearings | Production Completed
TNG - SHO | UNSPSC Classification | SCV | SCV | OK | 2023-04-14 | 2023-04-19 |  | G_57659 | G_40141607-11-00101 | 40141607-11-00101 | BALL VALVE, 40 MM, PVC BODY , PRINCE | 521 | PVC Ball Valves | BALL VALVE | VALVE | BALL | 40141607 | Ball valves | Production Completed
TNG - SHO | UNSPSC Classification | SCV | SCV | OK | 2023-04-14 | 2023-04-19 |  | G_57808 | G_39111801-11-00008 | 39111801-11-00008 | BALLAST, COPPER | 3047 | Spare Parts - Nos. | BALLAST | BALLAST |  | 39101900 | Lamp Ballasts and Lamp Transformers | Production Completed
TNG - SHO | UNSPSC Classification | SCV | SCV | OK | 2023-04-14 | 2023-04-19 |  | G_57889 | G_39111801-00-00016 | 39111801-00-00016 | BALLAST, COPPER BALAST , 36W | 3047 | Spare Parts - Nos. | BALLAST | BALLAST |  | 39101900 | Lamp Ballasts and Lamp Transformers | Production Completed
TNG - SHO | UNSPSC Classification | SCV | SCV | OK | 2023-04-14 | 2023-04-19 |  | G_57875 | G_39111801-00-00015 | 39111801-00-00015 | BALLAST, COPPER BALLAST TYPE- BJR 400W | 3047 | Spare Parts - Nos. | BALLAST | BALLAST |  | 39101900 | Lamp Ballasts and Lamp Transformers | Production Completed
TNG - SHO | UNSPSC Classification | SCV | SCV | OK | 2023-04-14 | 2023-04-19 |  | G_54969 | G_39111801-11-00026 | 39111801-11-00026 | BALLAST, ELECTRONIC, 40 W | 495 | Light Fittings | BALLAST | BALLAST |  | 39101900 | Lamp Ballasts and Lamp Transformers | Production Completed
TNG - SHO | UNSPSC Classification | SCV | SCV | OK | 2023-04-14 | 2023-04-19 |  | G_55015 | G_39111801-00-00011 | 39111801-00-00011 | BALLAST, ELECTRONIC, 54 W | 495 | Light Fittings | BALLAST | BALLAST |  | 39111801 | Lamp ballasts | Production Completed
TNG - SHO | UNSPSC Classification | SCV | SCV | OK | 2023-04-14 | 2023-04-19 |  | G_57812 | G_39111801-11-00009 | 39111801-11-00009 | BALLAST, LAMP | 3047 | Spare Parts - Nos. | BALLAST | BALLAST |  | 39111801 | Lamp ballasts | Production Completed
TNG - SHO | UNSPSC Classification | SCV | SCV | OK | 2023-04-14 | 2023-04-19 |  | G_53999 | G_30101600-00-00007 | 30101600-00-00007 | BAR, ROUND STEEL D50 MM, LENGTH 113.5 CM, E24( NF )- ST 37(DIN ), FOR POTAIN MC 205 TOWER CRANE | 3008 | Consumables B - Nos | BAR | BAR | ROUND | 30264500 | Stainless steel bars | Production Completed
TNG - SHO | UNSPSC Classification | SCV | SCV | OK | 2023-04-14 | 2023-04-19 |  | G_54021 | G_30101600-00-00006 | 30101600-00-00006 | BAR, ROUND STEEL D50 MM, LENGTH 50 CM, E24( NF )- ST 37(DIN ), FOR POTAIN MC 205 TOWER CRANE | 3008 | Consumables B - Nos | BAR | BAR | ROUND | 30264500 | Stainless steel bars | Production Completed
TNG - SHO | UNSPSC Classification | SCV | SCV | OK | 2023-04-14 | 2023-04-19 |  | G_53924 | G_30101600-00-00005 | 30101600-00-00005 | BAR, ROUND STEEL D50 MM, LENGTH 78.5 CM, E24( NF )- ST 37(DIN ), FOR POTAIN MC 85A FIXED VERSION TOWER CRANE | 3008 | Consumables B - Nos | BAR | BAR | ROUND | 30264500 | Stainless steel bars | Production Completed
TNG - SHO | UNSPSC Classification | SCV | SCV | OK | 2023-04-14 | 2023-04-19 |  | G_58271 | G_30101605-11-00002 | 30101605-11-00002 | BAR, ROUND, STAINLESS STEEL, 12 MM DIA | 2994 | Stainless Steel - Kg | BAR | BAR | ROUND | 30264500 | Stainless steel bars | Production Completed
TNG - SHO | UNSPSC Classification | SCV | SCV | OK | 2023-04-14 | 2023-04-19 |  | G_58272 | G_30101605-11-00007 | 30101605-11-00007 | BAR, ROUND, STAINLESS STEEL, 22 MM DIA | 2994 | Stainless Steel - Kg | BAR | BAR | ROUND | 30264500 | Stainless steel bars | Production Completed
TNG - SHO | UNSPSC Classification | SCV | SCV | OK | 2023-04-14 | 2023-04-19 |  | G_58410 | G_30103623-11-00001 | 30103623-11-00001 | BAR, ROUND, STEEL, 10 MM DIA, GR: FE 415, TMT | 801 | TMT Bar | BAR | BAR | ROUND | 30264500 | Stainless steel bars | Production Completed
TNG - SHO | UNSPSC Classification | SCV | SCV | OK | 2023-04-14 | 2023-04-19 |  | G_58408 | G_30103623-11-00116 | 30103623-11-00116 | BAR, ROUND, STEEL, 10 MM DIA, GR: FE 500, TMT | 801 | TMT Bar | BAR | BAR | ROUND | 30264500 | Stainless steel bars | Production Completed
TNG - SHO | UNSPSC Classification | SCV | SCV | OK | 2023-04-14 | 2023-04-19 |  | G_58406 | G_30103623-11-00113 | 30103623-11-00113 | BAR, ROUND, STEEL, 12 MM DIA, GR: FE 415, TMT | 801 | TMT Bar | BAR | BAR | ROUND | 30264500 | Stainless steel bars | Production Completed
TNG - SHO | UNSPSC Classification | SCV | SCV | OK | 2023-04-14 | 2023-04-19 |  | G_58409 | G_30103623-11-00117 | 30103623-11-00117 | BAR, ROUND, STEEL, 12 MM DIA, GR: FE 500, TMT | 801 | TMT Bar | BAR | BAR | ROUND | 30264500 | Stainless steel bars | Production Completed
TNG - SHO | UNSPSC Classification | SCV | SCV | OK | 2023-04-14 | 2023-04-19 |  | G_58417 | G_30103623-11-00016 | 30103623-11-00016 | BAR, ROUND, STEEL, 16 MM DIA, GR: FE 415, TMT | 801 | TMT Bar | BAR | BAR | ROUND | 30264500 | Stainless steel bars | Production Completed
TNG - SHO | UNSPSC Classification | SCV | SCV | OK | 2023-04-14 | 2023-04-19 |  | G_58404 | G_30103623-11-00006 | 30103623-11-00006 | BAR, ROUND, STEEL, 16 MM DIA, GR: FE 500, TMT | 801 | TMT Bar | BAR | BAR | ROUND | 30264500 | Stainless steel bars | Production Completed
TNG - SHO | UNSPSC Classification | SCV | SCV | OK | 2023-04-14 | 2023-04-19 |  | G_58414 | G_30103623-11-00009 | 30103623-11-00009 | BAR, ROUND, STEEL, 20 MM DIA, GR: FE 415, TMT | 801 | TMT Bar | BAR | BAR | ROUND | 30264500 | Stainless steel bars | Production Completed
TNG - SHO | UNSPSC Classification | SCV | SCV | OK | 2023-04-14 | 2023-04-19 |  | G_58413 | G_30103623-11-00002 | 30103623-11-00002 | BAR, ROUND, STEEL, 20 MM DIA, GR: FE 500, TMT | 801 | TMT Bar | BAR | BAR | ROUND | 30264500 | Stainless steel bars | Production Completed
TNG - SHO | UNSPSC Classification | SCV | SCV | OK | 2023-04-14 | 2023-04-19 |  | G_58415 | G_30103623-11-00010 | 30103623-11-00010 | BAR, ROUND, STEEL, 25 MM DIA, GR: FE 415, TMT | 801 | TMT Bar | BAR | BAR | ROUND | 30264500 | Stainless steel bars | Production Completed
TNG - SHO | UNSPSC Classification | SCV | SCV | OK | 2023-04-14 | 2023-04-19 |  | G_58411 | G_30103623-11-00003 | 30103623-11-00003 | BAR, ROUND, STEEL, 25 MM DIA, GR: FE 500, TMT | 801 | TMT Bar | BAR | BAR | ROUND | 30264500 | Stainless steel bars | Production Completed
TNG - SHO | UNSPSC Classification | SCV | SCV | OK | 2023-04-14 | 2023-04-19 |  | G_58416 | G_30103623-11-00011 | 30103623-11-00011 | BAR, ROUND, STEEL, 32 MM DIA, GR: FE 415, TMT | 801 | TMT Bar | BAR | BAR | ROUND | 30264500 | Stainless steel bars | Production Completed
TNG - SHO | UNSPSC Classification | SCV | SCV | OK | 2023-04-14 | 2023-04-19 |  | G_58412 | G_30103623-11-00004 | 30103623-11-00004 | BAR, ROUND, STEEL, 32 MM DIA, GR: FE 500, TMT | 801 | TMT Bar | BAR | BAR | ROUND | 30264500 | Stainless steel bars | Production Completed
TNG - SHO | UNSPSC Classification | SCV | SCV | OK | 2023-04-14 | 2023-04-19 |  | G_58405 | G_30103623-11-00007 | 30103623-11-00007 | BAR, ROUND, STEEL, 8 MM DIA, GR: FE 415, TMT | 801 | TMT Bar | BAR | BAR | ROUND | 30264500 | Stainless steel bars | Production Completed
TNG - SHO | UNSPSC Classification | SCV | SCV | OK | 2023-04-14 | 2023-04-19 |  | G_58407 | G_30103623-11-00115 | 30103623-11-00115 | BAR, ROUND, STEEL, 8 MM DIA, GR: FE 500, TMT | 801 | TMT Bar | BAR | BAR | ROUND | 30264500 | Stainless steel bars | Production Completed
TNG - SHO | UNSPSC Classification | SCV | SCV | OK | 2023-04-14 | 2023-04-19 |  | G_58428 | G_30103623-00-00021 | 30103623-00-00021 | BAR, STEEL,12 MM DIA, FE500GR, COIL FORM | 801 | TMT Bar | BAR | BAR |  | 30264500 | Stainless steel bars | Production Completed
TNG - SHO | UNSPSC Classification | SCV | SCV | OK | 2023-04-14 | 2023-04-19 |  | G_58447 | G_30103623-00-00041 | 30103623-00-00041 | BAR, TMT, CUT STEEL (USED) | 801 | TMT Bar | BAR | BAR |  | 30264500 | Stainless steel bars | Production Completed
TNG - SHO | UNSPSC Classification | SCV | SCV | OK | 2023-04-14 | 2023-04-19 |  | G_58425 | G_30103623-00-00020 | 30103623-00-00020 | BAR, TMT, STEEL, 10 MM DIA, FE 500 GR, COIL FORM | 801 | TMT Bar | BAR | BAR |  | 30264500 | Stainless steel bars | Production Completed
TNG - SHO | UNSPSC Classification | SCV | SCV | OK | 2023-04-14 | 2023-04-19 |  | G_58423 | G_30103623-00-00006 | 30103623-00-00006 | BAR, TMT, STEEL, 10 MM DIA, FE 500 GR:, CUT AND BEND | 801 | TMT Bar | BAR | BAR |  | 30264500 | Stainless steel bars | Production Completed
TNG - SHO | UNSPSC Classification | SCV | SCV | OK | 2023-04-14 | 2023-04-19 |  | G_58446 | G_30103623-00-00039 | 30103623-00-00039 | BAR, TMT, STEEL, 10 MM DIA, GR: FE 500 | 801 | TMT Bar | BAR | BAR |  | 30264500 | Stainless steel bars | Production Completed
TNG - SHO | UNSPSC Classification | SCV | SCV | OK | 2023-04-14 | 2023-04-19 |  | G_58419 | G_30103623-00-00007 | 30103623-00-00007 | BAR, TMT, STEEL, 12 MM DIA, FE 500 GR:, CUT AND BEND | 801 | TMT Bar | BAR | BAR |  | 30264500 | Stainless steel bars | Production Completed
TNG - SHO | UNSPSC Classification | SCV | SCV | OK | 2023-04-14 | 2023-04-19 |  | G_58444 | G_30103623-00-00038 | 30103623-00-00038 | BAR, TMT, STEEL, 12 MM DIA, GR: FE 500 | 801 | TMT Bar | BAR | BAR |  | 30264500 | Stainless steel bars | Production Completed
TNG - SHO | UNSPSC Classification | SCV | SCV | OK | 2023-04-14 | 2023-04-19 |  | G_58424 | G_30103623-00-00009 | 30103623-00-00009 | BAR, TMT, STEEL, 16 MM DIA, FE 500 GR:, CUT AND BEND | 801 | TMT Bar | BAR | BAR |  | 30264500 | Stainless steel bars | Production Completed
TNG - SHO | UNSPSC Classification | SCV | SCV | OK | 2023-04-14 | 2023-04-19 |  | G_58445 | G_30103623-00-00040 | 30103623-00-00040 | BAR, TMT, STEEL, 16 MM DIA, GR: FE 500 | 801 | TMT Bar | BAR | BAR |  | 30264500 | Stainless steel bars | Production Completed
TNG - SHO | UNSPSC Classification | SCV | SCV | OK | 2023-04-14 | 2023-04-19 |  | G_58418 | G_30103623-00-00005 | 30103623-00-00005 | BAR, TMT, STEEL, 20 MM DIA, FE 500 GR:, CUT AND BEND | 801 | TMT Bar | BAR | BAR |  | 30264500 | Stainless steel bars | Production Completed
TNG - SHO | UNSPSC Classification | SCV | SCV | OK | 2023-04-14 | 2023-04-19 |  | G_58421 | G_30103623-00-00003 | 30103623-00-00003 | BAR, TMT, STEEL, 25 MM DIA, FE 500 GR:, CUT AND BEND | 801 | TMT Bar | BAR | BAR |  | 30264500 | Stainless steel bars | Production Completed
TNG - SHO | UNSPSC Classification | SCV | SCV | OK | 2023-04-14 | 2023-04-19 |  | G_58422 | G_30103623-00-00004 | 30103623-00-00004 | BAR, TMT, STEEL, 32 MM DIA, FE 500 GR:, CUT AND BEND | 801 | TMT Bar | BAR | BAR |  | 30264500 | Stainless steel bars | Production Completed
TNG - SHO | UNSPSC Classification | SCV | SCV | OK | 2023-04-14 | 2023-04-19 |  | G_58462 | G_30103623-00-00055 | 30103623-00-00055 | BAR, TMT, STEEL, 32 MM DIA, GR: FE 550 | 801 | TMT Bar | BAR | BAR |  | 30264500 | Stainless steel bars | Production Completed
TNG - SHO | UNSPSC Classification | SCV | SCV | OK | 2023-04-14 | 2023-04-19 |  | G_58426 | G_30103623-00-00018 | 30103623-00-00018 | BAR, TMT, STEEL, 6 MM DIA, FE 500 GR:, COIL FORM | 801 | TMT Bar | BAR | BAR |  | 30264500 | Stainless steel bars | Production Completed
TNG - SHO | UNSPSC Classification | SCV | SCV | OK | 2023-04-14 | 2023-04-19 |  | G_58427 | G_30103623-00-00017 | 30103623-00-00017 | BAR, TMT, STEEL, 8 MM DIA, FE 500 GR:, COIL FORM | 801 | TMT Bar | BAR | BAR |  | 30264500 | Stainless steel bars | Production Completed
TNG - SHO | UNSPSC Classification | SCV | SCV | OK | 2023-04-14 | 2023-04-19 |  | G_58420 | G_30103623-00-00008 | 30103623-00-00008 | BAR, TMT, STEEL, 8 MM DIA, FE 500 GR:, CUT AND BEND | 801 | TMT Bar | BAR | BAR |  | 30264500 | Stainless steel bars | Production Completed
TNG - SHO | UNSPSC Classification | SCV | SCV | OK | 2023-04-14 | 2023-04-19 |  | G_58448 | G_30103623-00-00037 | 30103623-00-00037 | BAR, TMT, STEEL, 8 MM DIA, GR: FE 500 | 801 | TMT Bar | BAR | BAR |  | 30264500 | Stainless steel bars | Production Completed
TNG - SHO | UNSPSC Classification | SCV | SCV | OK | 2023-04-14 | 2023-04-19 |  | G_58433 | G_30103623-00-00027 | 30103623-00-00027 | BAR, TMT,STEEL,08 MM DIA,FE 500D | 801 | TMT Bar | BAR | BAR |  | 30264500 | Stainless steel bars | Production Completed
TNG - SHO | UNSPSC Classification | SCV | SCV | OK | 2023-04-14 | 2023-04-19 |  | G_58434 | G_30103623-00-00026 | 30103623-00-00026 | BAR, TMT,STEEL,10 MM DIA,FE 500D | 801 | TMT Bar | BAR | BAR |  | 30264500 | Stainless steel bars | Production Completed
TNG - SHO | UNSPSC Classification | SCV | SCV | OK | 2023-04-14 | 2023-04-19 |  | G_58452 | G_30103623-00-00051 | 30103623-00-00051 | BAR, TMT,STEEL,10 MM DIA,GR: FE 550 | 801 | TMT Bar | BAR | BAR |  | 30264500 | Stainless steel bars | Production Completed
TNG - SHO | UNSPSC Classification | SCV | SCV | OK | 2023-04-14 | 2023-04-19 |  | G_58456 | G_30103623-00-00048 | 30103623-00-00048 | BAR, TMT,STEEL,10 MM DIA,GR: FE 550D | 801 | TMT Bar | BAR | BAR |  | 30264500 | Stainless steel bars | Production Completed
TNG - SHO | UNSPSC Classification | SCV | SCV | OK | 2023-04-14 | 2023-04-19 |  | G_58442 | G_30103623-00-00031 | 30103623-00-00031 | BAR, TMT,STEEL,10MM DIA,GR: FE 500 CRS | 801 | TMT Bar | BAR | BAR |  | 30264500 | Stainless steel bars | Production Completed
TNG - SHO | UNSPSC Classification | SCV | SCV | OK | 2023-04-14 | 2023-04-19 |  | G_58435 | G_30103623-00-00028 | 30103623-00-00028 | BAR, TMT,STEEL,12 MM DIA,FE 500D | 801 | TMT Bar | BAR | BAR |  | 30264500 | Stainless steel bars | Production Completed
TNG - SHO | UNSPSC Classification | SCV | SCV | OK | 2023-04-14 | 2023-04-19 |  | G_58451 | G_30103623-00-00050 | 30103623-00-00050 | BAR, TMT,STEEL,12 MM DIA,GR: FE 550 | 801 | TMT Bar | BAR | BAR |  | 30264500 | Stainless steel bars | Production Completed
TNG - SHO | UNSPSC Classification | SCV | SCV | OK | 2023-04-14 | 2023-04-19 |  | G_58455 | G_30103623-00-00043 | 30103623-00-00043 | BAR, TMT,STEEL,12 MM DIA,GR: FE 550D | 801 | TMT Bar | BAR | BAR |  | 30264500 | Stainless steel bars | Production Completed
TNG - SHO | UNSPSC Classification | SCV | SCV | OK | 2023-04-14 | 2023-04-19 |  | G_58437 | G_30103623-00-00036 | 30103623-00-00036 | BAR, TMT,STEEL,12MM DIA,GR: FE 500 CRS | 801 | TMT Bar | BAR | BAR |  | 30264500 | Stainless steel bars | Production Completed
TNG - SHO | UNSPSC Classification | SCV | SCV | OK | 2023-04-14 | 2023-04-19 |  | G_58432 | G_30103623-00-00025 | 30103623-00-00025 | BAR, TMT,STEEL,16 MM DIA,FE 500D | 801 | TMT Bar | BAR | BAR |  | 30264500 | Stainless steel bars | Production Completed
TNG - SHO | UNSPSC Classification | SCV | SCV | OK | 2023-04-14 | 2023-04-19 |  | G_58453 | G_30103623-00-00052 | 30103623-00-00052 | BAR, TMT,STEEL,16 MM DIA,GR: FE 550 | 801 | TMT Bar | BAR | BAR |  | 30264500 | Stainless steel bars | Production Completed
TNG - SHO | UNSPSC Classification | SCV | SCV | OK | 2023-04-14 | 2023-04-19 |  | G_58458 | G_30103623-00-00045 | 30103623-00-00045 | BAR, TMT,STEEL,16 MM DIA,GR: FE 550D | 801 | TMT Bar | BAR | BAR |  | 30264500 | Stainless steel bars | Production Completed
TNG - SHO | UNSPSC Classification | SCV | SCV | OK | 2023-04-14 | 2023-04-19 |  | G_58439 | G_30103623-00-00030 | 30103623-00-00030 | BAR, TMT,STEEL,16MM DIA,GR: FE 500 CRS | 801 | TMT Bar | BAR | BAR |  | 30264500 | Stainless steel bars | Production Completed
TNG - SHO | UNSPSC Classification | SCV | SCV | OK | 2023-04-14 | 2023-04-19 |  | G_58431 | G_30103623-00-00024 | 30103623-00-00024 | BAR, TMT,STEEL,20 MM DIA,FE 500D | 801 | TMT Bar | BAR | BAR |  | 30264500 | Stainless steel bars | Production Completed
TNG - SHO | UNSPSC Classification | SCV | SCV | OK | 2023-04-14 | 2023-04-19 |  | G_58449 | G_30103623-00-00049 | 30103623-00-00049 | BAR, TMT,STEEL,20 MM DIA,GR: FE 550 | 801 | TMT Bar | BAR | BAR |  | 30264500 | Stainless steel bars | Production Completed
TNG - SHO | UNSPSC Classification | SCV | SCV | OK | 2023-04-14 | 2023-04-19 |  | G_58459 | G_30103623-00-00047 | 30103623-00-00047 | BAR, TMT,STEEL,20 MM DIA,GR: FE 550D | 801 | TMT Bar | BAR | BAR |  | 30264500 | Stainless steel bars | Production Completed
TNG - SHO | UNSPSC Classification | SCV | SCV | OK | 2023-04-14 | 2023-04-19 |  | G_58443 | G_30103623-00-00033 | 30103623-00-00033 | BAR, TMT,STEEL,20MM DIA,GR: FE 500 CRS | 801 | TMT Bar | BAR | BAR |  | 30264500 | Stainless steel bars | Production Completed
TNG - SHO | UNSPSC Classification | SCV | SCV | OK | 2023-04-14 | 2023-04-19 |  | G_58430 | G_30103623-00-00023 | 30103623-00-00023 | BAR, TMT,STEEL,25 MM DIA,FE 500D | 801 | TMT Bar | BAR | BAR |  | 30264500 | Stainless steel bars | Production Completed
TNG - SHO | UNSPSC Classification | SCV | SCV | OK | 2023-04-14 | 2023-04-19 |  | G_58454 | G_30103623-00-00053 | 30103623-00-00053 | BAR, TMT,STEEL,25 MM DIA,GR: FE 550 | 801 | TMT Bar | BAR | BAR |  | 30264500 | Stainless steel bars | Production Completed
TNG - SHO | UNSPSC Classification | SCV | SCV | OK | 2023-04-14 | 2023-04-19 |  | G_58460 | G_30103623-00-00042 | 30103623-00-00042 | BAR, TMT,STEEL,25 MM DIA,GR: FE 550D | 801 | TMT Bar | BAR | BAR |  | 30264500 | Stainless steel bars | Production Completed
TNG - SHO | UNSPSC Classification | SCV | SCV | OK | 2023-04-14 | 2023-04-19 |  | G_58440 | G_30103623-00-00034 | 30103623-00-00034 | BAR, TMT,STEEL,25MM DIA,GR: FE 500 CRS | 801 | TMT Bar | BAR | BAR |  | 30264500 | Stainless steel bars | Production Completed
TNG - SHO | UNSPSC Classification | SCV | SCV | OK | 2023-04-14 | 2023-04-19 |  | G_58429 | G_30103623-00-00022 | 30103623-00-00022 | BAR, TMT,STEEL,32 MM DIA,FE 500D | 801 | TMT Bar | BAR | BAR |  | 30264500 | Stainless steel bars | Production Completed
TNG - SHO | UNSPSC Classification | SCV | SCV | OK | 2023-04-14 | 2023-04-19 |  | G_58457 | G_30103623-00-00046 | 30103623-00-00046 | BAR, TMT,STEEL,32 MM DIA,GR: FE 550D | 801 | TMT Bar | BAR | BAR |  | 30264500 | Stainless steel bars | Production Completed
TNG - SHO | UNSPSC Classification | SCV | SCV | OK | 2023-04-14 | 2023-04-19 |  | G_58441 | G_30103623-00-00035 | 30103623-00-00035 | BAR, TMT,STEEL,32MM DIA,GR: FE 500 CRS | 801 | TMT Bar | BAR | BAR |  | 30264500 | Stainless steel bars | Production Completed
TNG - SHO | UNSPSC Classification | SCV | SCV | OK | 2023-04-14 | 2023-04-19 |  | G_58450 | G_30103623-00-00054 | 30103623-00-00054 | BAR, TMT,STEEL,8 MM DIA,GR: FE 550 | 801 | TMT Bar | BAR | BAR |  | 30264500 | Stainless steel bars | Production Completed
TNG - SHO | UNSPSC Classification | SCV | SCV | OK | 2023-04-14 | 2023-04-19 |  | G_58461 | G_30103623-00-00044 | 30103623-00-00044 | BAR, TMT,STEEL,8 MM DIA,GR: FE 550D | 801 | TMT Bar | BAR | BAR |  | 30264500 | Stainless steel bars | Production Completed
TNG - SHO | UNSPSC Classification | SCV | SCV | OK | 2023-04-14 | 2023-04-19 |  | G_58438 | G_30103623-00-00032 | 30103623-00-00032 | BAR, TMT,STEEL,8MM DIA,GR: FE 500 CRS | 801 | TMT Bar | BAR | BAR |  | 30264500 | Stainless steel bars | Production Completed
TNG - SHO | UNSPSC Classification | SCV | SCV | OK | 2023-04-14 | 2023-04-19 |  | G_52647 | G_26111700-11-00013 | 26111700-11-00013 | BATTERY CABLE, 10 MM, BLACK | 3001 | Consumables - Mtr | BATTERY CABLE |  |  | 26121708 | Battery cable assembly | Production Completed
TNG - SHO | UNSPSC Classification | SCV | SCV | OK | 2023-04-14 | 2023-04-19 |  | G_52646 | G_26111700-11-00012 | 26111700-11-00012 | BATTERY CABLE, 10 MM, RED | 3001 | Consumables - Mtr | BATTERY CABLE |  |  | 26121708 | Battery cable assembly | Production Completed
TNG - SHO | UNSPSC Classification | SCV | SCV | OK | 2023-04-14 | 2023-04-19 |  | G_54090 | G_26111701-11-00007 | 26111701-11-00007 | BATTERY, 9 V | CPELE03 | Electrical-Nos | BATTERY |  |  | 26111700 | Batteries and cells and accessories | Production Completed
TNG - SHO | UNSPSC Classification | SCV | SCV | OK | 2023-04-14 | 2023-04-19 |  | G_54096 | G_26111711-11-00001 | 26111711-11-00001 | BATTERY, LITHIUM | CPELE03 | Electrical-Nos | BATTERY |  |  | 26111700 | Batteries and cells and accessories | Production Completed
TNG - SHO | UNSPSC Classification | SCV | SCV | OK | 2023-04-14 | 2023-04-19 |  | G_57286 | G_30101704-12-00004 | 30101704-12-00004 | BEAM, 100 MM DP X 60 MM WD X 4.5 MM THK, MILD STEEL, ISMB 100 | 2998 | Mild Steel - Kg | BEAM | BEAM | STEEL | 30101704 | Steel beams | Production Completed
TNG - SHO | UNSPSC Classification | SCV | SCV | OK | 2023-04-14 | 2023-04-19 |  | G_57423 | G_30101704-00-00010 | 30101704-00-00010 | BEAM, 100MM DP X 50MM WD, MILD STEEL, ISMB | 2998 | Mild Steel - Kg | BEAM | BEAM | STEEL | 30101704 | Steel beams | Production Completed
TNG - SHO | UNSPSC Classification | SCV | SCV | OK | 2023-04-14 | 2023-04-19 |  | G_57426 | G_30101704-00-00020 | 30101704-00-00020 | BEAM, 100X150X6 MM | 2998 | Mild Steel - Kg | BEAM | BEAM |  | 30101700 | Beams | Production Completed
TNG - SHO | UNSPSC Classification | SCV | SCV | OK | 2023-04-14 | 2023-04-19 |  | G_57454 | G_30101704-00-00023 | 30101704-00-00023 | BEAM, 125MM DP X 75MM WD X 8 MM THK, MILD STEEL, ISMB | 2998 | Mild Steel - Kg | BEAM | BEAM | STEEL | 30101704 | Steel beams | Production Completed
TNG - SHO | UNSPSC Classification | SCV | SCV | OK | 2023-04-14 | 2023-04-19 |  | G_57440 | G_30101704-00-00026 | 30101704-00-00026 | BEAM, 150 ISHB | 2998 | Mild Steel - Kg | BEAM | BEAM |  | 30101700 | Beams | Production Completed
TNG - SHO | UNSPSC Classification | SCV | SCV | OK | 2023-04-14 | 2023-04-19 |  | G_57464 | G_30101704-00-00027 | 30101704-00-00027 | BEAM, 150 ISMB | 2998 | Mild Steel - Kg | BEAM | BEAM |  | 30101700 | Beams | Production Completed
TNG - SHO | UNSPSC Classification | SCV | SCV | OK | 2023-04-14 | 2023-04-19 |  | G_57314 | G_30101704-12-00006 | 30101704-12-00006 | BEAM, 150 MM DP X 75 MM WD X 5.0 MM THK, MILD STEEL, ISMB 150 | 2998 | Mild Steel - Kg | BEAM | BEAM | STEEL | 30101704 | Steel beams | Production Completed
TNG - SHO | UNSPSC Classification | SCV | SCV | OK | 2023-04-14 | 2023-04-19 |  | G_57410 | G_30101704-00-00015 | 30101704-00-00015 | BEAM, 150MM DP X 75MM WD, MILD STEEL, ISMB | 2998 | Mild Steel - Kg | BEAM | BEAM | STEEL | 30101704 | Steel beams | Production Completed
TNG - SHO | UNSPSC Classification | SCV | SCV | OK | 2023-04-14 | 2023-04-19 |  | G_57487 | G_30101704-00-00029 | 30101704-00-00029 | BEAM, 150MM X150MM, MILD STEEL, ISHB | 2998 | Mild Steel - Kg | BEAM | BEAM | STEEL | 30101704 | Steel beams | Production Completed
TNG - SHO | UNSPSC Classification | SCV | SCV | OK | 2023-04-14 | 2023-04-19 |  | G_57289 | G_30101701-11-00006 | 30101701-11-00006 | BEAM, 200 MM DP X 100 MM WD X 5.7 MM THK, MILD STEEL, ISMB 200 | 2998 | Mild Steel - Kg | BEAM | BEAM | STEEL | 30101704 | Steel beams | Production Completed
TNG - SHO | UNSPSC Classification | SCV | SCV | OK | 2023-04-14 | 2023-04-19 |  | G_57397 | G_30101704-00-00018 | 30101704-00-00018 | BEAM, 200 X 100 X 6 MM THK | 2998 | Mild Steel - Kg | BEAM | BEAM |  | 30101700 | Beams | Production Completed
TNG - SHO | UNSPSC Classification | SCV | SCV | OK | 2023-04-14 | 2023-04-19 |  | G_57428 | G_30101704-00-00013 | 30101704-00-00013 | BEAM, 200MM DP X 100MM WD, MILD STEEL, ISMB | 2998 | Mild Steel - Kg | BEAM | BEAM | STEEL | 30101704 | Steel beams | Production Completed
TNG - SHO | UNSPSC Classification | SCV | SCV | OK | 2023-04-14 | 2023-04-19 |  | G_57427 | G_30101704-00-00021 | 30101704-00-00021 | BEAM, 200X150X6 MM | 2998 | Mild Steel - Kg | BEAM | BEAM |  | 30101700 | Beams | Production Completed
TNG - SHO | UNSPSC Classification | SCV | SCV | OK | 2023-04-14 | 2023-04-19 |  | G_57439 | G_30101704-00-00024 | 30101704-00-00024 | BEAM, 250 ISMB | 2998 | Mild Steel - Kg | BEAM | BEAM |  | 30101700 | Beams | Production Completed
TNG - SHO | UNSPSC Classification | SCV | SCV | OK | 2023-04-14 | 2023-04-19 |  | G_57290 | G_30101704-12-00005 | 30101704-12-00005 | BEAM, 250 MM DP X 125 MM WD X 6.9 MM THK, MILD STEEL, ISMB 250 | 2998 | Mild Steel - Kg | BEAM | BEAM | STEEL | 30101704 | Steel beams | Production Completed
TNG - SHO | UNSPSC Classification | SCV | SCV | OK | 2023-04-14 | 2023-04-19 |  | G_57387 | G_30101704-00-00003 | 30101704-00-00003 | BEAM, 250 MM DP, 250 MM WD, 8.8 MM THK, MILD STEEL, ISHB 250 | 2998 | Mild Steel - Kg | BEAM | BEAM | STEEL | 30101704 | Steel beams | Production Completed
TNG - SHO | UNSPSC Classification | SCV | SCV | OK | 2023-04-14 | 2023-04-19 |  | G_57406 | G_30101704-00-00011 | 30101704-00-00011 | BEAM, 250MM DP X 125MM WD, MILD STEEL, ISMB | 2998 | Mild Steel - Kg | BEAM | BEAM | STEEL | 30101704 | Steel beams | Production Completed
TNG - SHO | UNSPSC Classification | SCV | SCV | OK | 2023-04-14 | 2023-04-19 |  | G_57434 | G_30101704-00-00022 | 30101704-00-00022 | BEAM, 250MM DP X 125MM WD, MILD STEEL, ISMB (USED) | 2998 | Mild Steel - Kg | BEAM | BEAM | STEEL | 30101704 | Steel beams | Production Completed
TNG - SHO | UNSPSC Classification | SCV | SCV | OK | 2023-04-14 | 2023-04-19 |  | G_57291 | G_30101701-11-00008 | 30101701-11-00008 | BEAM, 300 MM DP X 140 MM WD X 7.7 MM THK, MILD STEEL, ISMB 300 | 2998 | Mild Steel - Kg | BEAM | BEAM | STEEL | 30101704 | Steel beams | Production Completed
TNG - SHO | UNSPSC Classification | SCV | SCV | OK | 2023-04-14 | 2023-04-19 |  | G_57411 | G_30101704-00-00014 | 30101704-00-00014 | BEAM, 300MM DP X 140MM WD, MILD STEEL, ISMB | 2998 | Mild Steel - Kg | BEAM | BEAM | STEEL | 30101704 | Steel beams | Production Completed
TNG - SHO | UNSPSC Classification | SCV | SCV | OK | 2023-04-14 | 2023-04-19 |  | G_57463 | G_30101704-00-00025 | 30101704-00-00025 | BEAM, 350 ISMB | 2998 | Mild Steel - Kg | BEAM | BEAM |  | 30101700 | Beams | Production Completed
TNG - SHO | UNSPSC Classification | SCV | SCV | OK | 2023-04-14 | 2023-04-19 |  | G_57399 | G_30101704-00-00012 | 30101704-00-00012 | BEAM, 350MM DP X 140MM WD, MILD STEEL, ISMB | 2998 | Mild Steel - Kg | BEAM | BEAM | STEEL | 30101704 | Steel beams | Production Completed
TNG - SHO | UNSPSC Classification | SCV | SCV | OK | 2023-04-14 | 2023-04-19 |  | G_57292 | G_30101701-11-00009 | 30101701-11-00009 | BEAM, 400 MM DP X 140 MM WD X 8.9 MM THK, MILD STEEL, ISMB 400 | 2998 | Mild Steel - Kg | BEAM | BEAM | STEEL | 30101704 | Steel beams | Production Completed
TNG - SHO | UNSPSC Classification | SCV | SCV | OK | 2023-04-14 | 2023-04-19 |  | G_57413 | G_30101704-00-00017 | 30101704-00-00017 | BEAM, 400MM DP X 140MM WD, MILD STEEL, ISMB | 2998 | Mild Steel - Kg | BEAM | BEAM | STEEL | 30101704 | Steel beams | Production Completed
TNG - SHO | UNSPSC Classification | SCV | SCV | OK | 2023-04-14 | 2023-04-19 |  | G_57322 | G_30101701-11-00014 | 30101701-11-00014 | BEAM, 450 MM DP X 150 MM WD X 9.4 MM THK, MILD STEEL, ISMB 450 | 2998 | Mild Steel - Kg | BEAM | BEAM | STEEL | 30101704 | Steel beams | Production Completed
TNG - SHO | UNSPSC Classification | SCV | SCV | OK | 2023-04-14 | 2023-04-19 |  | G_57400 | G_30101704-00-00016 | 30101704-00-00016 | BEAM, 450MM DP X 150MM WD, MILD STEEL, ISMB | 2998 | Mild Steel - Kg | BEAM | BEAM | STEEL | 30101704 | Steel beams | Production Completed
TNG - SHO | UNSPSC Classification | SCV | SCV | OK | 2023-04-14 | 2023-04-19 |  | G_57293 | G_30101701-11-00010 | 30101701-11-00010 | BEAM, 500 MM DP X 180 MM WD X 10.2 MM THK, MILD STEEL, ISMB 500 | 2998 | Mild Steel - Kg | BEAM | BEAM | STEEL | 30101704 | Steel beams | Production Completed
TNG - SHO | UNSPSC Classification | SCV | SCV | OK | 2023-04-14 | 2023-04-19 |  | G_57321 | G_30101701-11-00013 | 30101701-11-00013 | BEAM, 600 MM DP X 210 MM WD X 12 MM THK, MILD STEEL, ISMB 600 | 2998 | Mild Steel - Kg | BEAM | BEAM | STEEL | 30101704 | Steel beams | Production Completed
TNG - SHO | UNSPSC Classification | SCV | SCV | OK | 2023-04-14 | 2023-04-19 |  | G_57398 | G_30101704-00-00019 | 30101704-00-00019 | BEAM, 75 X 150 X 6 MM THK | 2998 | Mild Steel - Kg | BEAM | BEAM |  | 30101700 | Beams | Production Completed
TNG - SHO | UNSPSC Classification | SCV | SCV | OK | 2023-04-14 | 2023-04-19 |  | G_57444 | G_30101704-00-00028 | 30101704-00-00028 | BEAM, MS 100 X 50 ISMB | 2998 | Mild Steel - Kg | BEAM | BEAM |  | 30101704 | Steel beams | Production Completed
TNG - SHO | UNSPSC Classification | SCV | SCV | OK | 2023-04-14 | 2023-04-19 |  | G_54805 | G_31171545-11-00011 | 31171545-11-00011 | BEARING COVER, (A), FOR HITACHI MODEL G23SF-2 ANGLE GRINDER, 320-220 | 299 | HITACHI Spares | BEARING COVER | COVER | BEARING | 31171545 | Bearing cover | Production Completed
TNG - SHO | UNSPSC Classification | SCV | SCV | OK | 2023-04-14 | 2023-04-19 |  | G_54820 | G_31171545-11-00010 | 31171545-11-00010 | BEARING COVER, (B), FOR HITACHI MODEL G23SF-2 ANGLE GRINDER, 320-229 | 299 | HITACHI Spares | BEARING COVER | COVER | BEARING | 31171545 | Bearing cover | Production Completed
TNG - SHO | UNSPSC Classification | SCV | SCV | OK | 2023-04-14 | 2023-04-19 |  | G_54675 | G_31171545-19-01626 | 31171545-19-01626 | BEARING COVER, PT-NO: 316-490, MAKE : HITACHI | 299 | HITACHI Spares | BEARING COVER | COVER | BEARING | 31171545 | Bearing cover | Production Completed
TNG - SHO | UNSPSC Classification | SCV | SCV | OK | 2023-04-14 | 2023-04-19 |  | G_54295 | G_23153142-00-00003 | 23153142-00-00003 | BELLOWS, EXPANSION, 100 MM | 816 | Fire Extinguishers | BELLOWS | BELLOWS |  | 23153100 | Industrial machinery components and accessories | Production Completed
TNG - SHO | UNSPSC Classification | SCV | SCV | OK | 2023-04-14 | 2023-04-19 |  | G_54298 | G_23153142-00-00001 | 23153142-00-00001 | BELLOWS, EXPANSION, 150 MM | 816 | Fire Extinguishers | BELLOWS | BELLOWS |  | 23153100 | Industrial machinery components and accessories | Production Completed
TNG - SHO | UNSPSC Classification | SCV | SCV | OK | 2023-04-14 | 2023-04-19 |  | G_54338 | G_23153142-00-00004 | 23153142-00-00004 | BELLOWS, EXPANSION, 40MM | 816 | Fire Extinguishers | BELLOWS | BELLOWS |  | 23153100 | Industrial machinery components and accessories | Production Completed
TNG - SHO | UNSPSC Classification | SCV | SCV | OK | 2023-04-14 | 2023-04-19 |  | G_54304 | G_23153142-00-00002 | 23153142-00-00002 | BELLOWS, EXPANSION, 80 MM | 816 | Fire Extinguishers | BELLOWS | BELLOWS |  | 23153100 | Industrial machinery components and accessories | Production Completed
TNG - SHO | UNSPSC Classification | SCV | SCV | OK | 2023-04-14 | 2023-04-19 |  | G_54349 | G_23153142-00-00007 | 23153142-00-00007 | BELLOWS, EXPANSION,32 MM | 816 | Fire Extinguishers | BELLOWS | BELLOWS |  | 23153100 | Industrial machinery components and accessories | Production Completed
TNG - SHO | UNSPSC Classification | SCV | SCV | OK | 2023-04-14 | 2023-04-19 |  | G_54337 | G_23153142-00-00005 | 23153142-00-00005 | BELLOWS, EXPANSION,50 MM | 816 | Fire Extinguishers | BELLOWS | BELLOWS |  | 23153100 | Industrial machinery components and accessories | Production Completed
TNG - SHO | UNSPSC Classification | SCV | SCV | OK | 2023-04-14 | 2023-04-19 |  | G_54330 | G_23153142-00-00006 | 23153142-00-00006 | BELLOWS, EXPANSION,65 MM | 816 | Fire Extinguishers | BELLOWS | BELLOWS |  | 23153100 | Industrial machinery components and accessories | Production Completed
TNG - SHO | UNSPSC Classification | SCV | SCV | OK | 2023-04-14 | 2023-04-19 |  | G_53098 | G_31161620-16-00346 | 31161620-16-00346 | BOLT, 10 MM DIA, 120 MM LG, HSA, HILTI | 3008 | Consumables B - Nos | BOLT | BOLT |  | 31161600 | Bolts | Production Completed
TNG - SHO | UNSPSC Classification | SCV | SCV | OK | 2023-04-14 | 2023-04-19 |  | G_53014 | G_31161600-11-00262 | 31161600-11-00262 | BOLT, 10 MM DIA, 30 MM LG, STAINLESS STEEL, WITH NUT & WASHER | 3008 | Consumables B - Nos | BOLT | BOLT |  | 31161600 | Bolts | Production Completed
TNG - SHO | UNSPSC Classification | SCV | SCV | OK | 2023-04-14 | 2023-04-19 |  | G_52849 | G_31161600-11-00116 | 31161600-11-00116 | BOLT, 12 MM DIA, 100 MM LG, STAINLESS STEEL | 3008 | Consumables B - Nos | BOLT | BOLT |  | 31161600 | Bolts | Production Completed
TNG - SHO | UNSPSC Classification | SCV | SCV | OK | 2023-04-14 | 2023-04-19 |  | G_53002 | G_31161600-11-00255 | 31161600-11-00255 | BOLT, 12 MM DIA, 100 MM LG, STAINLESS STEEL, WITH NUT | 3008 | Consumables B - Nos | BOLT | BOLT |  | 31161600 | Bolts | Production Completed
TNG - SHO | UNSPSC Classification | SCV | SCV | OK | 2023-04-14 | 2023-04-19 |  | G_52992 | G_31161600-11-00228 | 31161600-11-00228 | BOLT, 16 MM DIA, 160 MM LG, GALVANIZED IRON, GR: 8.8, PLATED | 3008 | Consumables B - Nos | BOLT | BOLT |  | 31161600 | Bolts | Production Completed
TNG - SHO | UNSPSC Classification | SCV | SCV | OK | 2023-04-14 | 2023-04-19 |  | G_53632 | G_31161620-00-00510 | 31161620-00-00510 | BOLT, ANCHOR, M12 X 165 MM, HST-R | 3008 | Consumables B - Nos | ANCHOR BOLT | ANCHOR BOLT |  | 31161601 | Anchor bolts | Production Completed
TNG - SHO | UNSPSC Classification | SCV | SCV | OK | 2023-04-14 | 2023-04-19 |  | G_53934 | G_31161620-00-00599 | 31161620-00-00599 | BOLT, ANCHOR, M14MM DIA,165MM LG, MAKE: HILTI | 3008 | Consumables B - Nos |  | ANCHOR BOLT |  | 31161601 | Anchor bolts | Production Completed
TNG - SHO | UNSPSC Classification | SCV | SCV | OK | 2023-04-14 | 2023-04-19 |  | G_53024 | G_31161600-11-00272 | 31161600-11-00272 | BOLT, MILD STEEL, ZINC PLATED, WITH NUT & DOUBLE WASHER | 3008 | Consumables B - Nos | BOLT | BOLT |  | 31161600 | Bolts | Production Completed
TNG - SHO | UNSPSC Classification | SCV | SCV | OK | 2023-04-14 | 2023-04-18 |  | G_53480 | G_31162506-00-00053 | 31162506-00-00053 | BRACKET, CLAMP, M10 FOR SUPPORT CHANNELS, 38/24, 38/40, 38/48, 38/80, HOT-DIP GALVANIZED, PT NO: 114450 | 3008 | Consumables B - Nos | BRACKET | BRACKET |  | 31162500 | Brackets and braces | Production Completed
TNG - SHO | UNSPSC Classification | SCV | SCV | OK | 2023-04-14 | 2023-04-18 |  | G_53723 | G_31162506-00-00099 | 31162506-00-00099 | BRACKET, FOR SKID STEER LOADER, MODEL : S 130, MAKE : BOBCAT, PT-NO : 7103708 | 3008 | Consumables B - Nos | BRACKET | BRACKET |  | 31162500 | Brackets and braces | Production Completed
TNG - SHO | UNSPSC Classification | SCV | SCV | OK | 2023-04-14 | 2023-04-18 |  | G_53786 | G_31162506-00-00098 | 31162506-00-00098 | BRACKET, FOR SKID STEER LOADER, MODEL : S 130, MAKE : BOBCAT, PT-NO : 7109905 | 3008 | Consumables B - Nos | BRACKET | BRACKET |  | 31162500 | Brackets and braces | Production Completed
TNG - SHO | UNSPSC Classification | SCV | SCV | OK | 2023-04-14 | 2023-04-18 |  | G_53432 | G_31162506-00-00052 | 31162506-00-00052 | BRACKET, FOR TELESCOPIC HANDLER, MODEL : MT-X 1740 SL, MAKE : MANITOU, PT-NO : 265888 | 3008 | Consumables B - Nos | BRACKET | BRACKET |  | 31162500 | Brackets and braces | Production Completed
TNG - SHO | UNSPSC Classification | SCV | SCV | OK | 2023-04-14 | 2023-04-18 |  | G_53046 | G_31162501-16-00243 | 31162501-16-00243 | BRACKET, GALVANIZED | 3008 | Consumables B - Nos | BRACKET | BRACKET |  | 31162500 | Brackets and braces | Production Completed
TNG - SHO | UNSPSC Classification | SCV | SCV | OK | 2023-04-14 | 2023-04-18 |  | G_53141 | G_31162506-00-00005 | 31162506-00-00005 | BRACKET, GALVANIZED IRON, 45 X 29.5 X 0.91 X 345, TO HOLD GYPLINER SECTION FROM THE STRUCTURAL SOFFIT | 3008 | Consumables B - Nos | BRACKET | BRACKET |  | 31162500 | Brackets and braces | Production Completed
TNG - SHO | UNSPSC Classification | SCV | SCV | OK | 2023-04-14 | 2023-04-18 |  | G_53149 | G_31162506-00-00012 | 31162506-00-00012 | BRACKET, GALVANIZED IRON, MAKE : OMPLAST, MODEL : 1022 | 3008 | Consumables B - Nos | BRACKET | BRACKET |  | 31162500 | Brackets and braces | Production Completed
TNG - SHO | UNSPSC Classification | SCV | SCV | OK | 2023-04-14 | 2023-04-18 |  | G_53167 | G_31162506-00-00011 | 31162506-00-00011 | BRACKET, GALVANIZED IRON, MAKE : OMPLAST, MODEL : 1030 F | 3008 | Consumables B - Nos | BRACKET | BRACKET |  | 31162500 | Brackets and braces | Production Completed
TNG - SHO | UNSPSC Classification | SCV | SCV | OK | 2023-04-14 | 2023-04-18 |  | G_53473 | G_31162506-00-00055 | 31162506-00-00055 | BRACKET, LZ, FOR ELECTRO MAGNETIC LOCK | 3008 | Consumables B - Nos | BRACKET | BRACKET |  | 31162500 | Brackets and braces | Production Completed
TNG - SHO | UNSPSC Classification | SCV | SCV | OK | 2023-04-14 | 2023-04-18 |  | G_53506 | G_31162506-00-00047 | 31162506-00-00047 | BRACKET, MILD STEEL, 1200 MM LG, 70 MM LEG LG, 2 MM THK, LEG-2 NOS, ANCHORING TYPE, WITH 1 COAT PRIMER AND 2 COAT OF ANTI CORROSIVE PAINT | 3008 | Consumables B - Nos | BRACKET | BRACKET |  | 31162500 | Brackets and braces | Production Completed
TNG - SHO | UNSPSC Classification | SCV | SCV | OK | 2023-04-14 | 2023-04-18 |  | G_53572 | G_31162506-00-00064 | 31162506-00-00064 | BRACKET, MILD STEEL, 25 MM X 25 MM X 3 MM THK, 1100 MM LG | 3008 | Consumables B - Nos | BRACKET | BRACKET |  | 31162500 | Brackets and braces | Production Completed
TNG - SHO | UNSPSC Classification | SCV | SCV | OK | 2023-04-14 | 2023-04-18 |  | G_53639 | G_31162506-00-00074 | 31162506-00-00074 | BRACKET, MILD STEEL, 25 MM X 25 MM X 3 MM THK, 1200 MM LG, 190 MM WD | 3008 | Consumables B - Nos | BRACKET | BRACKET |  | 31162500 | Brackets and braces | Production Completed
TNG - SHO | UNSPSC Classification | SCV | SCV | OK | 2023-04-14 | 2023-04-18 |  | G_53561 | G_31162506-00-00062 | 31162506-00-00062 | BRACKET, MILD STEEL, 25 MM X 25 MM X 3 MM THK, 1800 MM LG | 3008 | Consumables B - Nos | BRACKET | BRACKET |  | 31162500 | Brackets and braces | Production Completed
TNG - SHO | UNSPSC Classification | SCV | SCV | OK | 2023-04-14 | 2023-04-18 |  | G_53638 | G_31162506-00-00071 | 31162506-00-00071 | BRACKET, MILD STEEL, 25 MM X 25 MM X 3 MM THK, 200 MM LG, 190 MM WD | 3008 | Consumables B - Nos | BRACKET | BRACKET |  | 31162500 | Brackets and braces | Production Completed
TNG - SHO | UNSPSC Classification | SCV | SCV | OK | 2023-04-14 | 2023-04-18 |  | G_53563 | G_31162506-00-00069 | 31162506-00-00069 | BRACKET, MILD STEEL, 25 MM X 25 MM X 3 MM THK, 300 MM LG | 3008 | Consumables B - Nos | BRACKET | BRACKET |  | 31162500 | Brackets and braces | Production Completed
TNG - SHO | UNSPSC Classification | SCV | SCV | OK | 2023-04-14 | 2023-04-18 |  | G_53640 | G_31162506-00-00072 | 31162506-00-00072 | BRACKET, MILD STEEL, 25 MM X 25 MM X 3 MM THK, 400 MM LG, 190 MM WD | 3008 | Consumables B - Nos | BRACKET | BRACKET |  | 31162500 | Brackets and braces | Production Completed
TNG - SHO | UNSPSC Classification | SCV | SCV | OK | 2023-04-14 | 2023-04-18 |  | G_53641 | G_31162506-00-00075 | 31162506-00-00075 | BRACKET, MILD STEEL, 25 MM X 25 MM X 3 MM THK, 450 MM LG | 3008 | Consumables B - Nos | BRACKET | BRACKET |  | 31162500 | Brackets and braces | Production Completed
TNG - SHO | UNSPSC Classification | SCV | SCV | OK | 2023-04-14 | 2023-04-18 |  | G_53562 | G_31162506-00-00070 | 31162506-00-00070 | BRACKET, MILD STEEL, 25 MM X 25 MM X 3 MM THK, 480 MM LG | 3008 | Consumables B - Nos | BRACKET | BRACKET |  | 31162500 | Brackets and braces | Production Completed
TNG - SHO | UNSPSC Classification | SCV | SCV | OK | 2023-04-14 | 2023-04-18 |  | G_53571 | G_31162506-00-00065 | 31162506-00-00065 | BRACKET, MILD STEEL, 25 MM X 25 MM X 3 MM THK, 590 HT, 210D | 3008 | Consumables B - Nos | BRACKET | BRACKET |  | 31162500 | Brackets and braces | Production Completed
TNG - SHO | UNSPSC Classification | SCV | SCV | OK | 2023-04-14 | 2023-04-18 |  | G_53564 | G_31162506-00-00068 | 31162506-00-00068 | BRACKET, MILD STEEL, 25 MM X 25 MM X 3 MM THK, 600 MM LG | 3008 | Consumables B - Nos | BRACKET | BRACKET |  | 31162500 | Brackets and braces | Production Completed
TNG - SHO | UNSPSC Classification | SCV | SCV | OK | 2023-04-14 | 2023-04-18 |  | G_53565 | G_31162506-00-00067 | 31162506-00-00067 | BRACKET, MILD STEEL, 25 MM X 25 MM X 3 MM THK, 620 HT, 180D | 3008 | Consumables B - Nos | BRACKET | BRACKET |  | 31162500 | Brackets and braces | Production Completed
TNG - SHO | UNSPSC Classification | SCV | SCV | OK | 2023-04-14 | 2023-04-18 |  | G_53566 | G_31162506-00-00066 | 31162506-00-00066 | BRACKET, MILD STEEL, 25 MM X 25 MM X 3 MM THK, 708 HT, 210D | 3008 | Consumables B - Nos | BRACKET | BRACKET |  | 31162500 | Brackets and braces | Production Completed
TNG - SHO | UNSPSC Classification | SCV | SCV | OK | 2023-04-14 | 2023-04-18 |  | G_53573 | G_31162506-00-00063 | 31162506-00-00063 | BRACKET, MILD STEEL, 25 MM X 25 MM X 3 MM THK, 733 HT, 180D | 3008 | Consumables B - Nos | BRACKET | BRACKET |  | 31162500 | Brackets and braces | Production Completed
TNG - SHO | UNSPSC Classification | SCV | SCV | OK | 2023-04-14 | 2023-04-18 |  | G_53152 | G_31162506-00-00015 | 31162506-00-00015 | BRACKET, MILD STEEL, 300 MM LG, 70 MM LEG LG, 2 MM THK, LEG-2 NOS, ANCHORING TYPE, WITH 1 COAT PRIMER AND 2 COAT OF ANTI CORROSIVE PAINT | 3008 | Consumables B - Nos | BRACKET | BRACKET |  | 31162500 | Brackets and braces | Production Completed
TNG - SHO | UNSPSC Classification | SCV | SCV | OK | 2023-04-14 | 2023-04-18 |  | G_53436 | G_31162506-00-00056 | 31162506-00-00056 | BRACKET, MILD STEEL, 400 MM LG, 6 MM THK, 35 MM X 35 MM WD, WITH 1 COAT PRIMER AND 2 COAT OF ANTI CORROSIVE PAINT | 3008 | Consumables B - Nos | BRACKET | BRACKET |  | 31162500 | Brackets and braces | Production Completed
TNG - SHO | UNSPSC Classification | SCV | SCV | OK | 2023-04-14 | 2023-04-18 |  | G_53183 | G_31162506-00-00016 | 31162506-00-00016 | BRACKET, MILD STEEL, 800 MM LG, 6 MM THK, 35 MM X 35 MM WD, WITH 1 COAT PRIMER AND 2 COAT OF ANTI CORROSIVE PAINT | 3008 | Consumables B - Nos | BRACKET | BRACKET |  | 31162500 | Brackets and braces | Production Completed
TNG - SHO | UNSPSC Classification | SCV | SCV | OK | 2023-04-14 | 2023-04-18 |  | G_53088 | G_31162506-11-00009 | 31162506-11-00009 | BRACKET, MS | 3008 | Consumables B - Nos | BRACKET | BRACKET |  | 31162500 | Brackets and braces | Production Completed
TNG - SHO | UNSPSC Classification | SCV | SCV | OK | 2023-04-14 | 2023-04-18 |  | G_53220 | G_31162506-00-00027 | 31162506-00-00027 | BRACKET, PARKING BRAKE BRACKET, FOR DUMPER, MODEL : DX20, MAKE : AJAX, PT-NO : 427.093 | 3008 | Consumables B - Nos | BRACKET | BRACKET |  | 31162500 | Brackets and braces | Production Completed
TNG - SHO | UNSPSC Classification | SCV | SCV | OK | 2023-04-14 | 2023-04-18 |  | G_53439 | G_31162506-00-00049 | 31162506-00-00049 | BRACKET, WALL HANGER, 38/40, 640MM LG, HOT-DIP GALVANIZED, PT NO: 156737 | 3008 | Consumables B - Nos | WALL BRACKET FITTING | BRACKET |  | 31162506 | Wall mount bracket | Production Completed
TNG - SHO | UNSPSC Classification | SCV | SCV | OK | 2023-04-14 | 2023-04-18 |  | G_53505 | G_31162506-00-00050 | 31162506-00-00050 | BRACKET, WALL HANGER, 38/80, 800MM LG, HOT-DIP GALVANIZED, PT NO: 156730 | 3008 | Consumables B - Nos | WALL BRACKET FITTING | BRACKET |  | 31162506 | Wall mount bracket | Production Completed
TNG - SHO | UNSPSC Classification | SCV | SCV | OK | 2023-04-14 | 2023-04-18 |  | G_53484 | G_31162506-00-00051 | 31162506-00-00051 | BRACKET, WALL HANGER, 40/60, 800MM LG, HOT-DIP GALVANIZED, PT NO: 156741 | 3008 | Consumables B - Nos | WALL BRACKET FITTING | BRACKET |  | 31162506 | Wall mount bracket | Production Completed
TNG - SHO | UNSPSC Classification | SCV | SCV | OK | 2023-04-14 | 2023-04-19 |  | G_53261 | G_27113000-00-00013 | 27113000-00-00013 | BRUSH, CARBON BRUSH SET CB153, PT NO : 194986-9 | 3008 | Consumables B - Nos | CARBON BRUSH | BRUSH | CARBON | 26101404 | Motor brush | Production Completed
TNG - SHO | UNSPSC Classification | SCV | SCV | OK | 2023-04-14 | 2023-04-19 |  | G_53321 | G_47131605-00-00041 | 47131605-00-00041 | BRUSH, CARBON BRUSHES | 3008 | Consumables B - Nos | CARBON BRUSH | BRUSH | CARBON | 26101404 | Motor brush | Production Completed
TNG - SHO | UNSPSC Classification | SCV | SCV | OK | 2023-04-14 | 2023-04-18 |  | G_52063 | G_25172408-11-00001 | 25172408-11-00001 | CAP, FUEL TANK, 6661114 | 2645 | BOBCAT S130 SKID STEER LOADER | CAP | CAP | FUEL | 25172408 | Fuel or oil caps | Production Completed
TNG - SHO | UNSPSC Classification | SCV | SCV | OK | 2023-04-14 | 2023-04-19 |  | G_57803 | G_32121500-11-00013 | 32121500-11-00013 | CAPACITOR | 3047 | Spare Parts - Nos. | CAPACITOR | CAPACITOR |  | 32121500 | Capacitors | Production Completed
TNG - SHO | UNSPSC Classification | SCV | SCV | OK | 2023-04-14 | 2023-04-19 |  | G_54183 | G_32121500-00-00042 | 32121500-00-00042 | CAPACITOR, 16 KVAR CAPACITOR HEAVY DUTY CONTACTOR. | CPELE03 | Electrical-Nos | CAPACITOR | CAPACITOR |  | 32121500 | Capacitors | Production Completed
TNG - SHO | UNSPSC Classification | SCV | SCV | OK | 2023-04-14 | 2023-04-19 |  | G_54127 | G_32121500-00-00025 | 32121500-00-00025 | CAPACITOR, 20 KVAR, 440 V, 50 HZ | CPELE03 | Electrical-Nos | CAPACITOR | CAPACITOR |  | 32121500 | Capacitors | Production Completed
TNG - SHO | UNSPSC Classification | SCV | SCV | OK | 2023-04-14 | 2023-04-19 |  | G_54100 | G_32121500-11-00017 | 32121500-11-00017 | CAPACITOR, 25 KVAR | CPELE03 | Electrical-Nos | CAPACITOR | CAPACITOR |  | 32121500 | Capacitors | Production Completed
TNG - SHO | UNSPSC Classification | SCV | SCV | OK | 2023-04-14 | 2023-04-19 |  | G_54131 | G_32121500-00-00026 | 32121500-00-00026 | CAPACITOR, 25 KVAR, 440 V, 50 HZ | CPELE03 | Electrical-Nos | CAPACITOR | CAPACITOR |  | 32121500 | Capacitors | Production Completed
TNG - SHO | UNSPSC Classification | SCV | SCV | OK | 2023-04-14 | 2023-04-19 |  | G_54180 | G_32121500-00-00041 | 32121500-00-00041 | CAPACITOR, 30 KVAR CAPACITOR HEAVY DUTY CONTACTOR. | CPELE03 | Electrical-Nos | CAPACITOR | CAPACITOR |  | 32121500 | Capacitors | Production Completed
TNG - SHO | UNSPSC Classification | SCV | SCV | OK | 2023-04-14 | 2023-04-19 |  | G_54089 | G_32121500-11-00011 | 32121500-11-00011 | CAPACITOR, 33 MF | CPELE03 | Electrical-Nos | CAPACITOR | CAPACITOR |  | 32121500 | Capacitors | Production Completed
TNG - SHO | UNSPSC Classification | SCV | SCV | OK | 2023-04-14 | 2023-04-19 |  | G_54129 | G_32121500-00-00024 | 32121500-00-00024 | CAPACITOR, 3300MFD/450V DC CAPACITOR | CPELE03 | Electrical-Nos | CAPACITOR | CAPACITOR |  | 32121500 | Capacitors | Production Completed
TNG - SHO | UNSPSC Classification | SCV | SCV | OK | 2023-04-14 | 2023-04-19 |  | G_54181 | G_32121500-00-00043 | 32121500-00-00043 | CAPACITOR, 50 KVAR CAPACITOR HEAVY DUTY CONTACTOR. | CPELE03 | Electrical-Nos | CAPACITOR | CAPACITOR |  | 32121500 | Capacitors | Production Completed
TNG - SHO | UNSPSC Classification | SCV | SCV | OK | 2023-04-14 | 2023-04-19 |  | G_53359 | G_32121500-00-00038 | 32121500-00-00038 | CAPACITOR, RINNING CAPACITOR | 3008 | Consumables B - Nos | CAPACITOR | CAPACITOR |  | 32121500 | Capacitors | Production Completed
TNG - SHO | UNSPSC Classification | SCV | SCV | OK | 2023-04-14 | 2023-04-19 |  | G_57799 | G_39121700-11-00092 | 39121700-11-00092 | CARBON BRUSH | 3047 | Spare Parts - Nos. | CARBON BRUSH | BRUSH | CARBON | 26101404 | Motor brush | Production Completed
TNG - SHO | UNSPSC Classification | SCV | SCV | OK | 2023-04-14 | 2023-04-19 |  | G_54912 | G_39121700-00-00049 | 39121700-00-00049 | CARBON BRUSH, 12V DC, FOR DUMPER, MODEL : DX20, MAKE : AJAX, PT-NO : SMCB0127 | 299 | HITACHI Spares | CARBON BRUSH | BRUSH | CARBON | 26101404 | Motor brush | Production Completed
TNG - SHO | UNSPSC Classification | SCV | SCV | OK | 2023-04-14 | 2023-04-19 |  | G_54721 | G_39121700-11-00080 | 39121700-11-00080 | CARBON BRUSH, 15 MM LG X 7.5 MM WD X 6.5 MM THK, GRAPHITE, SPRING LOADED PIGTAIL, FOR HITACHI MODEL FDV16VB2 HAMMER DRILL, 999041 | 299 | HITACHI Spares | CARBON BRUSH | BRUSH | CARBON | 26101404 | Motor brush | Production Completed
TNG - SHO | UNSPSC Classification | SCV | SCV | OK | 2023-04-14 | 2023-04-19 |  | G_54722 | G_26101404-12-00012 | 26101404-12-00012 | CARBON BRUSH, 18.5 MM LG X 13 MM WD X 7 MM THK, GRAPHITE, SPRING LOADED PIGTAIL, FOR HITACHI MODEL DUPN2 ELECTRIC DRILL, 999038 | 299 | HITACHI Spares | CARBON BRUSH | BRUSH | CARBON | 26101404 | Motor brush | Production Completed
TNG - SHO | UNSPSC Classification | SCV | SCV | OK | 2023-04-14 | 2023-04-19 |  | G_54704 | G_26101404-12-00008 | 26101404-12-00008 | CARBON BRUSH, 21 MM LG X 11 MM WD X 7 MM THK, GRAPHITE, SPRING LOADED PIGTAIL, FOR HITACHI MODEL CM4SB2 4" DRY-CUT MASONRY SAW, 999-043 | 299 | HITACHI Spares | CARBON BRUSH | BRUSH | CARBON | 26101404 | Motor brush | Production Completed
TNG - SHO | UNSPSC Classification | SCV | SCV | OK | 2023-04-14 | 2023-04-19 |  | G_54694 | G_39121700-11-00028 | 39121700-11-00028 | CARBON BRUSH, 22.5 MM LG X 17 MM WD X 7 MM THK, FOR HITACHI MODEL G23SC3 ANGLE GRINDER, 999089 | 299 | HITACHI Spares | CARBON BRUSH | BRUSH | CARBON | 26101404 | Motor brush | Production Completed
TNG - SHO | UNSPSC Classification | SCV | SCV | OK | 2023-04-14 | 2023-04-19 |  | G_54870 | G_39121700-11-00207 | 39121700-11-00207 | CARBON BRUSH, 999074 | 299 | HITACHI Spares | CARBON BRUSH | BRUSH | CARBON | 26101404 | Motor brush | Production Completed
TNG - SHO | UNSPSC Classification | SCV | SCV | OK | 2023-04-14 | 2023-04-19 |  | G_54928 | G_39121700-00-00076 | 39121700-00-00076 | CARBON BRUSH, CARBON BRUSH - CB 203, PT NO : 191953.5 | 299 | HITACHI Spares | CARBON BRUSH | BRUSH | CARBON | 26101404 | Motor brush | Production Completed
TNG - SHO | UNSPSC Classification | SCV | SCV | OK | 2023-04-14 | 2023-04-19 |  | G_54688 | G_39121700-11-00015 | 39121700-11-00015 | CARBON BRUSH, FOR HITACHI MODEL G23SF2 ANGLE GRINDER | 299 | HITACHI Spares | CARBON BRUSH | BRUSH | CARBON | 26101404 | Motor brush | Production Completed
TNG - SHO | UNSPSC Classification | SCV | SCV | OK | 2023-04-14 | 2023-04-19 |  | G_54710 | G_39121700-11-00066 | 39121700-11-00066 | CARBON BRUSH, PT-NO: 999-021, MAKE : HITACHI | 299 | HITACHI Spares | CARBON BRUSH | BRUSH | CARBON | 26101404 | Motor brush | Production Completed
TNG - SHO | UNSPSC Classification | SCV | SCV | OK | 2023-04-14 | 2023-04-18 |  | G_55139 | G_30161600-00-00003 | 30161600-00-00003 | CEILING, LIGHT FIXTURE, RECESS MOUNTED, 12 W LED LAMP, IP 20, CAT NO: LXPT MN G2 AL827-L60 4 X 1 OSRAM, MAKE: OSRAM | 495 | Light Fittings | LIGHTING FIXTURE | LIGHTING FIXTURE | CEILING | 39111521 | Decorative ceiling or flush mount fixture | Production Completed
TNG - SHO | UNSPSC Classification | SCV | SCV | OK | 2023-04-14 | 2023-04-18 |  | G_55401 | G_30161600-00-00009 | 30161600-00-00009 | CEILING, LIGHT FIXTURE, RECESS MOUNTED, 12 W LED, MAKE: KAPOOR LAMPS, CAT.NO: KLS 170 | 495 | Light Fittings | LIGHTING FIXTURE | LIGHTING FIXTURE | CEILING | 39111521 | Decorative ceiling or flush mount fixture | Production Completed
TNG - SHO | UNSPSC Classification | SCV | SCV | OK | 2023-04-14 | 2023-04-18 |  | G_55524 | G_30161600-00-00011 | 30161600-00-00011 | CEILING, LIGHT FIXTURE, RECESS MOUNTED, 1W LED, IP 44, CAT NO: KLS 2453, MAKE: KAPOOR LAMPS | 495 | Light Fittings | LIGHTING FIXTURE | LIGHTING FIXTURE | CEILING | 39111521 | Decorative ceiling or flush mount fixture | Production Completed
TNG - SHO | UNSPSC Classification | SCV | SCV | OK | 2023-04-14 | 2023-04-19 |  | G_55257 | G_30161600-00-00007 | 30161600-00-00007 | CEILING, LIGHT FIXTURE, RECESS MOUNTED, 6W LED, IP 20, CAT NO: LARV01R006XC. MAKE: JAQUAR | 495 | Light Fittings | LIGHTING FIXTURE | LIGHTING FIXTURE | CEILING | 39111521 | Decorative ceiling or flush mount fixture | Production Completed
TNG - SHO | UNSPSC Classification | SCV | SCV | OK | 2023-04-14 | 2023-04-18 |  | G_55523 | G_30161600-00-00010 | 30161600-00-00010 | CEILING, LIGHT FIXTURE, RECESS MOUNTED, 8W LED, IP 20, CAT NO: EB 9357, MAKE: PRISM | 495 | Light Fittings | LIGHTING FIXTURE | LIGHTING FIXTURE | CEILING | 39111521 | Decorative ceiling or flush mount fixture | Production Completed
TNG - SHO | UNSPSC Classification | SCV | SCV | OK | 2023-04-14 | 2023-04-18 |  | G_55537 | G_30161600-00-00008 | 30161600-00-00008 | CEILING, LIGHT FIXTURE, SURFACE MOUNTED, 24 W LED, MAKE: HYBEC, CAT.NO: EB-9364 | 495 | Light Fittings | LIGHTING FIXTURE | LIGHTING FIXTURE | CEILING | 39111521 | Decorative ceiling or flush mount fixture | Production Completed
TNG - SHO | UNSPSC Classification | SCV | SCV | OK | 2023-04-14 | 2023-04-18 |  | G_52486 | G_12350000-11-00123 | 12350000-11-00123 | CHEMICAL, CHLORINE | 915 | Chemicals-Liquids | CHEMICAL | CHEMICAL |  | 12141901 | Chlorine Cl | Production Completed
TNG - SHO | UNSPSC Classification | SCV | SCV | OK | 2023-04-14 | 2023-04-18 |  | G_52483 | G_12350000-11-00116 | 12350000-11-00116 | CHEMICAL, CHLOROPYRIPHOS | 915 | Chemicals-Liquids | CHEMICAL | CHEMICAL |  | 10191515 | Chlorphyriphos | Production Completed
TNG - SHO | UNSPSC Classification | SCV | SCV | OK | 2023-04-14 | 2023-04-19 |  | G_53870 | G_31162800-00-00874 | 31162800-00-00874 | CONTROLLER, VARIABLE AIR VOLUME, 100 CFM | 3008 | Consumables B - Nos | CONTROLLER | CONTROLLER |  | 40101700 | Cooling equipment and parts and accessories | Production Completed
TNG - SHO | UNSPSC Classification | SCV | SCV | OK | 2023-04-14 | 2023-04-19 |  | G_53847 | G_31162800-00-00939 | 31162800-00-00939 | CONTROLLER, VARIABLE AIR VOLUME, 1000 CFM | 3008 | Consumables B - Nos | CONTROLLER | CONTROLLER |  | 40101700 | Cooling equipment and parts and accessories | Production Completed
TNG - SHO | UNSPSC Classification | SCV | SCV | OK | 2023-04-14 | 2023-04-19 |  | G_53665 | G_31162800-00-00855 | 31162800-00-00855 | CONTROLLER, VARIABLE AIR VOLUME, 1500 CFM | 3008 | Consumables B - Nos | CONTROLLER | CONTROLLER |  | 40101700 | Cooling equipment and parts and accessories | Production Completed
TNG - SHO | UNSPSC Classification | SCV | SCV | OK | 2023-04-14 | 2023-04-19 |  | G_53715 | G_31162800-00-01080 | 31162800-00-01080 | CONTROLLER, VARIABLE AIR VOLUME, 200 CFM | 3008 | Consumables B - Nos | CONTROLLER | CONTROLLER |  | 40101700 | Cooling equipment and parts and accessories | Production Completed
TNG - SHO | UNSPSC Classification | SCV | SCV | OK | 2023-04-14 | 2023-04-19 |  | G_53530 | G_31162800-00-00682 | 31162800-00-00682 | CONTROLLER, VARIABLE AIR VOLUME, 2000 CFM | 3008 | Consumables B - Nos | CONTROLLER | CONTROLLER |  | 40101700 | Cooling equipment and parts and accessories | Production Completed
TNG - SHO | UNSPSC Classification | SCV | SCV | OK | 2023-04-14 | 2023-04-19 |  | G_53720 | G_31162800-00-01113 | 31162800-00-01113 | CONTROLLER, VARIABLE AIR VOLUME, 2500CFM | 3008 | Consumables B - Nos | CONTROLLER | CONTROLLER |  | 40101700 | Cooling equipment and parts and accessories | Production Completed
TNG - SHO | UNSPSC Classification | SCV | SCV | OK | 2023-04-14 | 2023-04-19 |  | G_53447 | G_31162800-00-00679 | 31162800-00-00679 | CONTROLLER, VARIABLE AIR VOLUME, 300 CFM | 3008 | Consumables B - Nos | CONTROLLER | CONTROLLER |  | 40101700 | Cooling equipment and parts and accessories | Production Completed
TNG - SHO | UNSPSC Classification | SCV | SCV | OK | 2023-04-14 | 2023-04-19 |  | G_53850 | G_31162800-00-01111 | 31162800-00-01111 | CONTROLLER, VARIABLE AIR VOLUME, 3500CFM | 3008 | Consumables B - Nos | CONTROLLER | CONTROLLER |  | 40101700 | Cooling equipment and parts and accessories | Production Completed
TNG - SHO | UNSPSC Classification | SCV | SCV | OK | 2023-04-14 | 2023-04-19 |  | G_53714 | G_31162800-00-01079 | 31162800-00-01079 | CONTROLLER, VARIABLE AIR VOLUME, 400 CFM | 3008 | Consumables B - Nos | CONTROLLER | CONTROLLER |  | 40101700 | Cooling equipment and parts and accessories | Production Completed
TNG - SHO | UNSPSC Classification | SCV | SCV | OK | 2023-04-14 | 2023-04-19 |  | G_53856 | G_31162800-00-01112 | 31162800-00-01112 | CONTROLLER, VARIABLE AIR VOLUME, 4000CFM | 3008 | Consumables B - Nos | CONTROLLER | CONTROLLER |  | 40101700 | Cooling equipment and parts and accessories | Production Completed
TNG - SHO | UNSPSC Classification | SCV | SCV | OK | 2023-04-14 | 2023-04-19 |  | G_53630 | G_31162800-00-00857 | 31162800-00-00857 | CONTROLLER, VARIABLE AIR VOLUME, 4200 CFM | 3008 | Consumables B - Nos | CONTROLLER | CONTROLLER |  | 40101700 | Cooling equipment and parts and accessories | Production Completed
TNG - SHO | UNSPSC Classification | SCV | SCV | OK | 2023-04-14 | 2023-04-19 |  | G_53446 | G_31162800-00-00681 | 31162800-00-00681 | CONTROLLER, VARIABLE AIR VOLUME, 500 CFM | 3008 | Consumables B - Nos | CONTROLLER | CONTROLLER |  | 40101700 | Cooling equipment and parts and accessories | Production Completed
TNG - SHO | UNSPSC Classification | SCV | SCV | OK | 2023-04-14 | 2023-04-19 |  | G_53801 | G_31162800-00-00940 | 31162800-00-00940 | CONTROLLER, VARIABLE AIR VOLUME, 600 CFM | 3008 | Consumables B - Nos | CONTROLLER | CONTROLLER |  | 40101700 | Cooling equipment and parts and accessories | Production Completed
TNG - SHO | UNSPSC Classification | SCV | SCV | OK | 2023-04-14 | 2023-04-19 |  | G_53662 | G_31162800-00-00854 | 31162800-00-00854 | CONTROLLER, VARIABLE AIR VOLUME, 800 CFM | 3008 | Consumables B - Nos | CONTROLLER | CONTROLLER |  | 40101700 | Cooling equipment and parts and accessories | Production Completed
TNG - SHO | UNSPSC Classification | SCV | SCV | OK | 2023-04-14 | 2023-04-19 |  | G_53445 | G_31162800-00-00680 | 31162800-00-00680 | CONTROLLER, VARIABLE AIR VOLUME, 900 CFM | 3008 | Consumables B - Nos | CONTROLLER | CONTROLLER |  | 40101700 | Cooling equipment and parts and accessories | Production Completed
TNG - SHO | UNSPSC Classification | SCV | SCV | OK | 2023-04-14 | 2023-04-19 |  | G_53927 | G_31162800-00-01282 | 31162800-00-01282 | CONTROLLER, VARIABLE VOLUME, SIZE: 1200MM X 315MM | 3008 | Consumables B - Nos | CONTROLLER | CONTROLLER |  | 40101700 | Cooling equipment and parts and accessories | Production Completed
TNG - SHO | UNSPSC Classification | SCV | SCV | OK | 2023-04-14 | 2023-04-19 |  | G_53931 | G_31162800-00-01286 | 31162800-00-01286 | CONTROLLER, VARIABLE VOLUME, SIZE: 350MM X 315MM | 3008 | Consumables B - Nos | CONTROLLER | CONTROLLER |  | 40101700 | Cooling equipment and parts and accessories | Production Completed
TNG - SHO | UNSPSC Classification | SCV | SCV | OK | 2023-04-14 | 2023-04-19 |  | G_53929 | G_31162800-00-01284 | 31162800-00-01284 | CONTROLLER, VARIABLE VOLUME, SIZE: 400MM X 315MM | 3008 | Consumables B - Nos | CONTROLLER | CONTROLLER |  | 40101700 | Cooling equipment and parts and accessories | Production Completed
TNG - SHO | UNSPSC Classification | SCV | SCV | OK | 2023-04-14 | 2023-04-19 |  | G_53930 | G_31162800-00-01285 | 31162800-00-01285 | CONTROLLER, VARIABLE VOLUME, SIZE: 500MM X 315MM | 3008 | Consumables B - Nos | CONTROLLER | CONTROLLER |  | 40101700 | Cooling equipment and parts and accessories | Production Completed
TNG - SHO | UNSPSC Classification | SCV | SCV | OK | 2023-04-14 | 2023-04-19 |  | G_53928 | G_31162800-00-01283 | 31162800-00-01283 | CONTROLLER, VARIABLE VOLUME, SIZE: 600MM X 315MM | 3008 | Consumables B - Nos | CONTROLLER | CONTROLLER |  | 40101700 | Cooling equipment and parts and accessories | Production Completed
TNG - SHO | UNSPSC Classification | SCV | SCV | OK | 2023-04-14 | 2023-04-19 |  | G_53916 | G_31162800-00-01287 | 31162800-00-01287 | CONTROLLER, VARIABLE VOLUME, SIZE: 700MM X 315MM | 3008 | Consumables B - Nos | CONTROLLER | CONTROLLER |  | 40101700 | Cooling equipment and parts and accessories | Production Completed
TNG - SHO | UNSPSC Classification | SCV | SCV | OK | 2023-04-14 | 2023-04-18 |  | G_52051 | G_08300201 | 08300201 | Cot mattresses l gemma l White l 120x60x12 | MC-002 | Baby & Children | MATTRESS | MATTRESS |  | 56101508 | Mattresses or sleep sets | Production Completed
TNG - SHO | UNSPSC Classification | SCV | SCV | OK | 2023-04-14 | 2023-04-18 |  | G_52050 | G_08300101 | 08300101 | Cot mattresses l kospa l White l 120x60x10 | MC-002 | Baby & Children | MATTRESS | MATTRESS |  | 56101508 | Mattresses or sleep sets | Production Completed
TNG - SHO | UNSPSC Classification | SCV | SCV | OK | 2023-04-14 | 2023-04-18 |  | G_57683 | G_30191803-00-00014 | 30191803-00-00014 | COVER BLOCK, CONCRETE, 45 MM | 2609 | PVC COVER BLOCK | COVER BLOCK | COVER BLOCK |  | 30191803 | Structural spacer | Production Completed
TNG - SHO | UNSPSC Classification | SCV | SCV | OK | 2023-04-14 | 2023-04-18 |  | G_57680 | G_30191803-00-00011 | 30191803-00-00011 | COVER BLOCK, CONCRETE, CIRCULAR, 100 MM DIA, 50 MM THK | 2609 | PVC COVER BLOCK | COVER BLOCK | COVER BLOCK |  | 30191803 | Structural spacer | Production Completed
TNG - SHO | UNSPSC Classification | SCV | SCV | OK | 2023-04-14 | 2023-04-18 |  | G_57682 | G_30191803-00-00015 | 30191803-00-00015 | COVER BLOCK, PVC, 10MM | 2609 | PVC COVER BLOCK | COVER BLOCK | COVER BLOCK |  | 30191803 | Structural spacer | Production Completed
TNG - SHO | UNSPSC Classification | SCV | SCV | OK | 2023-04-14 | 2023-04-18 |  | G_57677 | G_30191803-00-00010 | 30191803-00-00010 | COVER BLOCK, PVC, 150 MM | 2609 | PVC COVER BLOCK | COVER BLOCK | COVER BLOCK |  | 30191803 | Structural spacer | Production Completed
TNG - SHO | UNSPSC Classification | SCV | SCV | OK | 2023-04-14 | 2023-04-18 |  | G_57679 | G_30191803-00-00008 | 30191803-00-00008 | COVER BLOCK, PVC, 15MM | 2609 | PVC COVER BLOCK | COVER BLOCK | COVER BLOCK |  | 30191803 | Structural spacer | Production Completed
TNG - SHO | UNSPSC Classification | SCV | SCV | OK | 2023-04-14 | 2023-04-18 |  | G_57675 | G_30191803-00-00005 | 30191803-00-00005 | COVER BLOCK, PVC, 20 MM, ROUND | 2609 | PVC COVER BLOCK | COVER BLOCK | COVER BLOCK |  | 30191803 | Structural spacer | Production Completed
TNG - SHO | UNSPSC Classification | SCV | SCV | OK | 2023-04-14 | 2023-04-18 |  | G_57674 | G_30191803-00-00004 | 30191803-00-00004 | COVER BLOCK, PVC, 25MM, ROUND | 2609 | PVC COVER BLOCK | COVER BLOCK | COVER BLOCK |  | 30191803 | Structural spacer | Production Completed
TNG - SHO | UNSPSC Classification | SCV | SCV | OK | 2023-04-14 | 2023-04-18 |  | G_57678 | G_30191803-00-00007 | 30191803-00-00007 | COVER BLOCK, PVC, 35MM | 2609 | PVC COVER BLOCK | COVER BLOCK | COVER BLOCK |  | 30191803 | Structural spacer | Production Completed
TNG - SHO | UNSPSC Classification | SCV | SCV | OK | 2023-04-14 | 2023-04-18 |  | G_57676 | G_30191803-00-00009 | 30191803-00-00009 | COVER BLOCK, PVC, 38 MM | 2609 | PVC COVER BLOCK | COVER BLOCK | COVER BLOCK |  | 30191803 | Structural spacer | Production Completed
TNG - SHO | UNSPSC Classification | SCV | SCV | OK | 2023-04-14 | 2023-04-18 |  | G_57681 | G_30191803-00-00013 | 30191803-00-00013 | COVER BLOCK, PVC, 40MM, ROUND | 2609 | PVC COVER BLOCK | COVER BLOCK | COVER BLOCK |  | 30191803 | Structural spacer | Production Completed
TNG - SHO | UNSPSC Classification | SCV | SCV | OK | 2023-04-14 | 2023-04-18 |  | G_57673 | G_30191803-00-00003 | 30191803-00-00003 | COVER BLOCK, PVC, FOR BEAM, 30 MM, MAKE : ARPITHA | 2609 | PVC COVER BLOCK | COVER BLOCK | COVER BLOCK |  | 30191803 | Structural spacer | Production Completed
TNG - SHO | UNSPSC Classification | SCV | SCV | OK | 2023-04-14 | 2023-04-18 |  | G_57672 | G_30191803-00-00001 | 30191803-00-00001 | COVER BLOCK, PVC, SIZE : 75 MM | 2609 | PVC COVER BLOCK | COVER BLOCK | COVER BLOCK |  | 30191803 | Structural spacer | Production Completed
TNG - SHO | UNSPSC Classification | SCV | SCV | OK | 2023-04-14 | 2023-04-18 |  | G_57669 | G_30191803-19-01225 | 30191803-19-01225 | COVER BLOCK,PVC,20 MM | 2609 | PVC COVER BLOCK | COVER BLOCK | COVER BLOCK |  | 30191803 | Structural spacer | Production Completed
TNG - SHO | UNSPSC Classification | SCV | SCV | OK | 2023-04-14 | 2023-04-18 |  | G_57668 | G_30191803-19-01224 | 30191803-19-01224 | COVER BLOCK,PVC,25 MM | 2609 | PVC COVER BLOCK | COVER BLOCK | COVER BLOCK |  | 30191803 | Structural spacer | Production Completed
TNG - SHO | UNSPSC Classification | SCV | SCV | OK | 2023-04-14 | 2023-04-18 |  | G_57667 | G_30191803-19-01223 | 30191803-19-01223 | COVER BLOCK,PVC,30 MM | 2609 | PVC COVER BLOCK | COVER BLOCK | COVER BLOCK |  | 30191803 | Structural spacer | Production Completed
TNG - SHO | UNSPSC Classification | SCV | SCV | OK | 2023-04-14 | 2023-04-18 |  | G_57670 | G_30191803-19-01221 | 30191803-19-01221 | COVER BLOCK,PVC,40 MM | 2609 | PVC COVER BLOCK | COVER BLOCK | COVER BLOCK |  | 30191803 | Structural spacer | Production Completed
TNG - SHO | UNSPSC Classification | SCV | SCV | OK | 2023-04-14 | 2023-04-19 |  | G_52743 | G_27112841-16-00364 | 27112841-16-00364 | DRILL BIT, 10 MM DIA | 3008 | Consumables B - Nos | DRILL BIT | DRILL BIT |  | 20111614 | Industrial drill bits | Production Completed
TNG - SHO | UNSPSC Classification | SCV | SCV | OK | 2023-04-14 | 2023-04-19 |  | G_52837 | G_27112800-11-00376 | 27112800-11-00376 | DRILL BIT, 10 MM DIA | 3008 | Consumables B - Nos | DRILL BIT | DRILL BIT |  | 20111614 | Industrial drill bits | Production Completed
TNG - SHO | UNSPSC Classification | SCV | SCV | OK | 2023-04-14 | 2023-04-19 |  | G_52732 | G_27112841-16-00366 | 27112841-16-00366 | DRILL BIT, 12 MM DIA | 3008 | Consumables B - Nos | DRILL BIT | DRILL BIT |  | 20111614 | Industrial drill bits | Production Completed
TNG - SHO | UNSPSC Classification | SCV | SCV | OK | 2023-04-14 | 2023-04-19 |  | G_53004 | G_27112800-11-00889 | 27112800-11-00889 | DRILL BIT, 16 MM DIA, HSS | 3008 | Consumables B - Nos | DRILL BIT | DRILL BIT |  | 20111614 | Industrial drill bits | Production Completed
TNG - SHO | UNSPSC Classification | SCV | SCV | OK | 2023-04-14 | 2023-04-19 |  | G_52744 | G_27112841-16-00323 | 27112841-16-00323 | DRILL BIT, 2.5 MM DIA | 3008 | Consumables B - Nos | DRILL BIT | DRILL BIT |  | 20111614 | Industrial drill bits | Production Completed
TNG - SHO | UNSPSC Classification | SCV | SCV | OK | 2023-04-14 | 2023-04-19 |  | G_52865 | G_27112800-11-00424 | 27112800-11-00424 | DRILL BIT, 3 MM DIA | 3008 | Consumables B - Nos | DRILL BIT | DRILL BIT |  | 20111614 | Industrial drill bits | Production Completed
TNG - SHO | UNSPSC Classification | SCV | SCV | OK | 2023-04-14 | 2023-04-19 |  | G_52801 | G_27112841-16-00132 | 27112841-16-00132 | DRILL BIT, 3.5 MM DIA | 3008 | Consumables B - Nos | DRILL BIT | DRILL BIT |  | 20111614 | Industrial drill bits | Production Completed
TNG - SHO | UNSPSC Classification | SCV | SCV | OK | 2023-04-14 | 2023-04-19 |  | G_52863 | G_27112841-16-00134 | 27112841-16-00134 | DRILL BIT, 4.5 MM DIA, HSS | 3008 | Consumables B - Nos | DRILL BIT | DRILL BIT |  | 20111614 | Industrial drill bits | Production Completed
TNG - SHO | UNSPSC Classification | SCV | SCV | OK | 2023-04-14 | 2023-04-19 |  | G_52800 | G_27112841-16-00135 | 27112841-16-00135 | DRILL BIT, 4.8 MM DIA | 3008 | Consumables B - Nos | DRILL BIT | DRILL BIT |  | 20111614 | Industrial drill bits | Production Completed
TNG - SHO | UNSPSC Classification | SCV | SCV | OK | 2023-04-14 | 2023-04-19 |  | G_52835 | G_27112841-16-00136 | 27112841-16-00136 | DRILL BIT, 5 MM DIA | 3008 | Consumables B - Nos | DRILL BIT | DRILL BIT |  | 20111614 | Industrial drill bits | Production Completed
TNG - SHO | UNSPSC Classification | SCV | SCV | OK | 2023-04-14 | 2023-04-19 |  | G_53034 | G_27112800-11-01016 | 27112800-11-01016 | DRILL BIT, 5 MM DIA | 3008 | Consumables B - Nos | DRILL BIT | DRILL BIT |  | 20111614 | Industrial drill bits | Production Completed
TNG - SHO | UNSPSC Classification | SCV | SCV | OK | 2023-04-14 | 2023-04-19 |  | G_53048 | G_27112841-16-00137 | 27112841-16-00137 | DRILL BIT, 5.5 MM DIA, HSS | 3008 | Consumables B - Nos | DRILL BIT | DRILL BIT |  | 20111614 | Industrial drill bits | Production Completed
TNG - SHO | UNSPSC Classification | SCV | SCV | OK | 2023-04-14 | 2023-04-19 |  | G_52738 | G_27112841-16-00138 | 27112841-16-00138 | DRILL BIT, 6 MM DIA | 3008 | Consumables B - Nos | DRILL BIT | DRILL BIT |  | 20111614 | Industrial drill bits | Production Completed
TNG - SHO | UNSPSC Classification | SCV | SCV | OK | 2023-04-14 | 2023-04-19 |  | G_52847 | G_27112800-11-00346 | 27112800-11-00346 | DRILL BIT, 6 MM DIA | 3008 | Consumables B - Nos | DRILL BIT | DRILL BIT |  | 20111614 | Industrial drill bits | Production Completed
TNG - SHO | UNSPSC Classification | SCV | SCV | OK | 2023-04-14 | 2023-04-19 |  | G_53057 | G_27112841-16-00139 | 27112841-16-00139 | DRILL BIT, 6.5 MM DIA, HSS | 3008 | Consumables B - Nos | DRILL BIT | DRILL BIT |  | 20111614 | Industrial drill bits | Production Completed
TNG - SHO | UNSPSC Classification | SCV | SCV | OK | 2023-04-14 | 2023-04-19 |  | G_52737 | G_27112841-16-00141 | 27112841-16-00141 | DRILL BIT, 8 MM DIA | 3008 | Consumables B - Nos | DRILL BIT | DRILL BIT |  | 20111614 | Industrial drill bits | Production Completed
TNG - SHO | UNSPSC Classification | SCV | SCV | OK | 2023-04-14 | 2023-04-19 |  | G_52739 | G_27112800-11-00324 | 27112800-11-00324 | DRILL BIT, 8.5 MM DIA | 3008 | Consumables B - Nos | DRILL BIT | DRILL BIT |  | 20111614 | Industrial drill bits | Production Completed
TNG - SHO | UNSPSC Classification | SCV | SCV | OK | 2023-04-14 | 2023-04-19 |  | G_52911 | G_27112800-11-00509 | 27112800-11-00509 | DRILL BIT, SDS | 3008 | Consumables B - Nos | DRILL BIT | DRILL BIT |  | 20111614 | Industrial drill bits | Production Completed
TNG - SHO | UNSPSC Classification | SCV | SCV | OK | 2023-04-14 | 2023-04-19 |  | G_52895 | G_27112843-16-00143 | 27112843-16-00143 | DRILL BIT, SDS, 12 MM DIA, 210 MM LG | 3008 | Consumables B - Nos | DRILL BIT | DRILL BIT |  | 20111614 | Industrial drill bits | Production Completed
TNG - SHO | UNSPSC Classification | SCV | SCV | OK | 2023-04-14 | 2023-04-19 |  | G_53026 | G_27112800-11-00947 | 27112800-11-00947 | DRILL BIT, TAPER SHANK, HSS | 3008 | Consumables B - Nos | DRILL BIT | DRILL BIT |  | 20111614 | Industrial drill bits | Production Completed
TNG - SHO | UNSPSC Classification | SCV | SCV | OK | 2023-04-14 | 2023-04-19 |  | G_54122 | G_39121402-00-00071 | 39121402-00-00071 | ELECTRICAL PLUG, 16A,2P+E, MAKE : SCAME | CPELE03 | Electrical-Nos | ELECTRICAL PLUG |  |  | 39121402 | Electrical plugs | Production Completed
TNG - SHO | UNSPSC Classification | SCV | SCV | OK | 2023-04-14 | 2023-04-19 |  | G_52974 | G_39121402-11-00029 | 39121402-11-00029 | ELECTRICAL PLUG, 2 P + E P, 16 A | 3008 | Consumables B - Nos | ELECTRICAL PLUG |  |  | 39121402 | Electrical plugs | Production Completed
TNG - SHO | UNSPSC Classification | SCV | SCV | OK | 2023-04-14 | 2023-04-19 |  | G_54121 | G_39121402-00-00072 | 39121402-00-00072 | ELECTRICAL PLUG, 32A, 2P+E, MAKE : SCAME | CPELE03 | Electrical-Nos | ELECTRICAL PLUG |  |  | 39121402 | Electrical plugs | Production Completed
TNG - SHO | UNSPSC Classification | SCV | SCV | OK | 2023-04-14 | 2023-04-19 |  | G_54109 | G_39121402-11-00058 | 39121402-11-00058 | ELECTRICAL PLUG, INDUSTRIAL, 2 P, 16 A, FEMALE, SINGLE PHASE, E | CPELE03 | Electrical-Nos | ELECTRICAL PLUG |  |  | 39121402 | Electrical plugs | Production Completed
TNG - SHO | UNSPSC Classification | SCV | SCV | OK | 2023-04-14 | 2023-04-19 |  | G_54107 | G_39121402-11-00057 | 39121402-11-00057 | ELECTRICAL PLUG, INDUSTRIAL, 2 P, 16 A, MALE, SINGLE PHASE, E | CPELE03 | Electrical-Nos | ELECTRICAL PLUG |  |  | 39121402 | Electrical plugs | Production Completed
TNG - SHO | UNSPSC Classification | SCV | SCV | OK | 2023-04-14 | 2023-04-19 |  | G_54105 | G_39121402-11-00036 | 39121402-11-00036 | ELECTRICAL PLUG, INDUSTRIAL, 2 POLE + EARTH P, 16 A, MALE, SCAME | CPELE03 | Electrical-Nos | ELECTRICAL PLUG |  |  | 39121402 | Electrical plugs | Production Completed
TNG - SHO | UNSPSC Classification | SCV | SCV | OK | 2023-04-14 | 2023-04-19 |  | G_52982 | G_39121402-11-00030 | 39121402-11-00030 | ELECTRICAL PLUG, INDUSTRIAL, 3 P + N + E P, 32 A | 3008 | Consumables B - Nos | ELECTRICAL PLUG |  |  | 39121402 | Electrical plugs | Production Completed
TNG - SHO | UNSPSC Classification | SCV | SCV | OK | 2023-04-14 | 2023-04-19 |  | G_54171 | G_39121402-00-00156 | 39121402-00-00156 | ELECTRICAL PLUG, INDUSTRIAL,2 P,16 A,MALE,SINGLE PHASE-E | CPELE03 | Electrical-Nos | ELECTRICAL PLUG |  |  | 39121402 | Electrical plugs | Production Completed
TNG - SHO | UNSPSC Classification | SCV | SCV | OK | 2023-04-14 | 2023-04-18 |  | G_52060 | G_40161807-11-00001 | 40161807-11-00001 | ELEMENT, INNER, 6681475 | 2645 | BOBCAT S130 SKID STEER LOADER | ELEMENT | ELEMENT | FILTER | 40161807 | Filter element | Production Completed
TNG - SHO | UNSPSC Classification | SCV | SCV | OK | 2023-04-14 | 2023-04-18 |  | G_52061 | G_40161807-11-00002 | 40161807-11-00002 | ELEMENT, OUTER, 6681474 | 2645 | BOBCAT S130 SKID STEER LOADER | ELEMENT | ELEMENT | FILTER | 40161807 | Filter element | Production Completed
TNG - SHO | UNSPSC Classification | SCV | SCV | OK | 2023-04-14 | 2023-04-19 |  | G_53027 | G_27112803-11-00027 | 27112803-11-00027 | END MILL | 3008 | Consumables B - Nos | END MILL | END MILL |  | 27112803 | End mills | Production Completed
TNG - SHO | UNSPSC Classification | SCV | SCV | OK | 2023-04-14 | 2023-04-19 |  | G_52972 | G_27112803-11-00023 | 27112803-11-00023 | END MILL, 14 MM DIA, HIGH SPEED STEEL | 3008 | Consumables B - Nos | END MILL | END MILL |  | 27112803 | End mills | Production Completed
TNG - SHO | UNSPSC Classification | SCV | SCV | OK | 2023-04-14 | 2023-04-19 |  | G_53080 | G_27112803-11-00036 | 27112803-11-00036 | END MILL, 22 MM DIA, 150 MM LG | 3008 | Consumables B - Nos | END MILL | END MILL |  | 27112803 | End mills | Production Completed
TNG - SHO | UNSPSC Classification | SCV | SCV | OK | 2023-04-14 | 2023-04-19 |  | G_52961 | G_27112803-11-00019 | 27112803-11-00019 | END MILL, 25 MM DIA, HIGH SPEED STEEL | 3008 | Consumables B - Nos | END MILL | END MILL |  | 27112803 | End mills | Production Completed
TNG - SHO | UNSPSC Classification | SCV | SCV | OK | 2023-04-14 | 2023-04-19 |  | G_52967 | G_27112803-11-00024 | 27112803-11-00024 | END MILL, 5 MM DIA | 3008 | Consumables B - Nos | END MILL | END MILL |  | 27112803 | End mills | Production Completed
TNG - SHO | UNSPSC Classification | SCV | SCV | OK | 2023-04-14 | 2023-04-19 |  | G_52776 | G_27112803-11-00001 | 27112803-11-00001 | END MILL, 6 MM DIA | 3008 | Consumables B - Nos | END MILL | END MILL |  | 27112803 | End mills | Production Completed
TNG - SHO | UNSPSC Classification | SCV | SCV | OK | 2023-04-14 | 2023-04-19 |  | G_52981 | G_27112803-11-00021 | 27112803-11-00021 | END MILL, 6 MM DIA, HIGH SPEED STEEL | 3008 | Consumables B - Nos | END MILL | END MILL |  | 27112803 | End mills | Production Completed
TNG - SHO | UNSPSC Classification | SCV | SCV | OK | 2023-04-14 | 2023-04-19 |  | G_53073 | G_27112803-11-00033 | 27112803-11-00033 | END MILL, 8 MM DIA, 100 MM LG | 3008 | Consumables B - Nos | END MILL | END MILL |  | 27112803 | End mills | Production Completed
TNG - SHO | UNSPSC Classification | SCV | SCV | OK | 2023-04-14 | 2023-04-19 |  | G_53072 | G_27112803-11-00031 | 27112803-11-00031 | END MILL, 8 MM DIA, 150 MM LG | 3008 | Consumables B - Nos | END MILL | END MILL |  | 27112803 | End mills | Production Completed
TNG - SHO | UNSPSC Classification | SCV | SCV | OK | 2023-04-14 | 2023-04-19 |  | G_52760 | G_27112803-11-00002 | 27112803-11-00002 | END MILL, 8 MM DIA, HIGH SPEED STEEL | 3008 | Consumables B - Nos | END MILL | END MILL |  | 27112803 | End mills | Production Completed
TNG - SHO | UNSPSC Classification | SCV | SCV | OK | 2023-04-14 | 2023-04-19 |  | G_53969 | G_27112803-00-00006 | 27112803-00-00006 | END MILL, CUTTER 140MM OUTER DIA X 12MM THK X 32MM BORE 12 TEETH, TCT | 3008 | Consumables B - Nos | END MILL | END MILL |  | 27112803 | End mills | Production Completed
TNG - SHO | UNSPSC Classification | SCV | SCV | OK | 2023-04-14 | 2023-04-19 |  | G_54024 | G_27112803-00-00007 | 27112803-00-00007 | END MILL, CUTTER 170MM OUTER DIA X 15MM THK X 40MM BORE X 12 TEETH, TCT | 3008 | Consumables B - Nos | END MILL | END MILL |  | 27112803 | End mills | Production Completed
TNG - SHO | UNSPSC Classification | SCV | SCV | OK | 2023-04-14 | 2023-04-19 |  | G_53993 | G_27112803-00-00003 | 27112803-00-00003 | END MILL, CUTTER 170MM OUTER DIA X 25MM THK X 40MM BORE X 12 TEETH, TCT | 3008 | Consumables B - Nos | END MILL | END MILL |  | 27112803 | End mills | Production Completed
TNG - SHO | UNSPSC Classification | SCV | SCV | OK | 2023-04-14 | 2023-04-19 |  | G_53992 | G_27112803-00-00004 | 27112803-00-00004 | END MILL, CUTTER 170MM OUTER DIA X 32MM THK X 40MM BORE 12 TEETH, TCT | 3008 | Consumables B - Nos | END MILL | END MILL |  | 27112803 | End mills | Production Completed
TNG - SHO | UNSPSC Classification | SCV | SCV | OK | 2023-04-14 | 2023-04-19 |  | G_53991 | G_27112803-00-00005 | 27112803-00-00005 | END MILL, CUTTER 87MM OUTER DIA X 5MM THK X 32MM BORE 12 TEETH, TCT | 3008 | Consumables B - Nos | END MILL | END MILL |  | 27112803 | End mills | Production Completed
TNG - SHO | UNSPSC Classification | SCV | SCV | OK | 2023-04-14 | 2023-04-19 |  | G_52854 | G_27112803-11-00003 | 27112803-11-00003 | END MILL, SHELL, 50 MM OD X 36 MM ID DIA, 22 MM LG, HIGH SPEED STEEL | 3008 | Consumables B - Nos | END MILL | END MILL |  | 27112803 | End mills | Production Completed
TNG - SHO | UNSPSC Classification | SCV | SCV | OK | 2023-04-14 | 2023-04-19 |  | G_52891 | G_27112803-11-00009 | 27112803-11-00009 | END MILL, SHELL, HIGH SPEED STEEL | 3008 | Consumables B - Nos | END MILL | END MILL |  | 27112803 | End mills | Production Completed
TNG - SHO | UNSPSC Classification | SCV | SCV | OK | 2023-04-14 | 2023-04-19 |  | G_53957 | G_27112803-00-00002 | 27112803-00-00002 | END MILL, SOLID CARBIDE 2 FLUTE, 10X25X70MM | 3008 | Consumables B - Nos | END MILL | END MILL |  | 27112803 | End mills | Production Completed
TNG - SHO | UNSPSC Classification | SCV | SCV | OK | 2023-04-14 | 2023-04-19 |  | G_53985 | G_27112803-00-00001 | 27112803-00-00001 | END MILL, SOLID CARBIDE 2 FLUTE, 10X40X90MM | 3008 | Consumables B - Nos | END MILL | END MILL |  | 27112803 | End mills | Production Completed
TNG - SHO | UNSPSC Classification | SCV | SCV | OK | 2023-04-14 | 2023-04-19 |  | G_53157 | G_27111929-00-00001 | 27111929-00-00001 | FILE, FLAT, 10", HALF ROUND ROUGH | 3008 | Consumables B - Nos | FILE |  |  | 27111931 | Half round file | Production Completed
TNG - SHO | UNSPSC Classification | SCV | SCV | OK | 2023-04-14 | 2023-04-19 |  | G_53182 | G_27111929-00-00004 | 27111929-00-00004 | FILE, FLAT, 10", HALF ROUND SMOOTH | 3008 | Consumables B - Nos | FILE |  |  | 27111931 | Half round file | Production Completed
TNG - SHO | UNSPSC Classification | SCV | SCV | OK | 2023-04-14 | 2023-04-19 |  | G_53158 | G_27111929-00-00003 | 27111929-00-00003 | FILE, FLAT, 10", ROUND ROUGH | 3008 | Consumables B - Nos | FILE |  |  | 27111930 | Round file | Production Completed
TNG - SHO | UNSPSC Classification | SCV | SCV | OK | 2023-04-14 | 2023-04-19 |  | G_53145 | G_27111929-00-00002 | 27111929-00-00002 | FILE, FLAT, 10", ROUND SMOOTH | 3008 | Consumables B - Nos | FILE |  |  | 27111930 | Round file | Production Completed
TNG - SHO | UNSPSC Classification | SCV | SCV | OK | 2023-04-14 | 2023-04-19 |  | G_53009 | G_27111929-11-00013 | 27111929-11-00013 | FILE, FLAT, ROUGH | 3008 | Consumables B - Nos | FILE |  |  | 27111929 | Flat hand file | Production Completed
TNG - SHO | UNSPSC Classification | SCV | SCV | OK | 2023-04-14 | 2023-04-19 |  | G_52725 | G_27111929-11-00006 | 27111929-11-00006 | FILE, FLAT, ROUGH, #10 | 3008 | Consumables B - Nos | FILE |  |  | 27111929 | Flat hand file | Production Completed
TNG - SHO | UNSPSC Classification | SCV | SCV | OK | 2023-04-14 | 2023-04-19 |  | G_53496 | G_27111921-00-00002 | 27111921-00-00002 | FILE, FLAT, ROUGH, 250MM, MAKE: TAPARIA, PRODUCT CODE: FL 2501 | 3008 | Consumables B - Nos | FILE |  |  | 27111929 | Flat hand file | Production Completed
TNG - SHO | UNSPSC Classification | SCV | SCV | OK | 2023-04-14 | 2023-04-19 |  | G_53019 | G_27111929-11-00014 | 27111929-11-00014 | FILE, FLAT, SMOOTH | 3008 | Consumables B - Nos | FILE |  |  | 27111929 | Flat hand file | Production Completed
TNG - SHO | UNSPSC Classification | SCV | SCV | OK | 2023-04-14 | 2023-04-19 |  | G_52724 | G_27111929-11-00004 | 27111929-11-00004 | FILE, FLAT, SMOOTH, 200 MM | 3008 | Consumables B - Nos | FILE |  |  | 27111929 | Flat hand file | Production Completed
TNG - SHO | UNSPSC Classification | SCV | SCV | OK | 2023-04-14 | 2023-04-19 |  | G_53483 | G_27111921-00-00004 | 27111921-00-00004 | FILE, FLAT, SMOOTH, 250MM, MAKE: TAPARIA, PRODUCT CODE: FL 2503 | 3008 | Consumables B - Nos | FILE |  |  | 27111929 | Flat hand file | Production Completed
TNG - SHO | UNSPSC Classification | SCV | SCV | OK | 2023-04-14 | 2023-04-19 |  | G_53017 | G_27111931-11-00006 | 27111931-11-00006 | FILE, HALF ROUND, ROUGH | 3008 | Consumables B - Nos | FILE |  |  | 27111931 | Half round file | Production Completed
TNG - SHO | UNSPSC Classification | SCV | SCV | OK | 2023-04-14 | 2023-04-19 |  | G_53490 | G_27111921-00-00005 | 27111921-00-00005 | FILE, HALF ROUND, ROUGH, 250MM, MAKE: TAPARIA, PRODUCT CODE: HR 2501 | 3008 | Consumables B - Nos | FILE |  |  | 27111931 | Half round file | Production Completed
TNG - SHO | UNSPSC Classification | SCV | SCV | OK | 2023-04-14 | 2023-04-19 |  | G_53021 | G_27111931-11-00005 | 27111931-11-00005 | FILE, HALF ROUND, SMOOTH | 3008 | Consumables B - Nos | FILE |  |  | 27111931 | Half round file | Production Completed
TNG - SHO | UNSPSC Classification | SCV | SCV | OK | 2023-04-14 | 2023-04-19 |  | G_53482 | G_27111921-00-00003 | 27111921-00-00003 | FILE, HALF ROUND, SMOOTH, 250MM, MAKE: TAPARIA, PRODUCT CODE: HR 2503 | 3008 | Consumables B - Nos | FILE |  |  | 27111931 | Half round file | Production Completed
TNG - SHO | UNSPSC Classification | SCV | SCV | OK | 2023-04-14 | 2023-04-19 |  | G_52823 | G_27111930-11-00002 | 27111930-11-00002 | FILE, ROUND, ROUGH, #10 | 3008 | Consumables B - Nos | FILE |  |  | 27111930 | Round file | Production Completed
TNG - SHO | UNSPSC Classification | SCV | SCV | OK | 2023-04-14 | 2023-04-19 |  | G_53495 | G_27111921-00-00006 | 27111921-00-00006 | FILE, ROUND, ROUGH, 8MM X 250MM, MAKE: TAPARIA, PRODUCT CODE: RD 2501 | 3008 | Consumables B - Nos | FILE |  |  | 27111930 | Round file | Production Completed
TNG - SHO | UNSPSC Classification | SCV | SCV | OK | 2023-04-14 | 2023-04-19 |  | G_53489 | G_27111921-00-00007 | 27111921-00-00007 | FILE, ROUND, SMOOTH, 8MM X 250MM, MAKE: TAPARIA, PRODUCT CODE: RD 2503 | 3008 | Consumables B - Nos | FILE |  |  | 27111930 | Round file | Production Completed
TNG - SHO | UNSPSC Classification | SCV | SCV | OK | 2023-04-14 | 2023-04-19 |  | G_53462 | G_27111921-00-00008 | 27111921-00-00008 | FILE, TRIANGULAR (THREE SQUARE), ROUGH, 250MM, MAKE: TAPARIA, PRODUCT CODE: 3SQ 2501 | 3008 | Consumables B - Nos | FILE |  |  | 27111933 | Three square triangular file | Production Completed
TNG - SHO | UNSPSC Classification | SCV | SCV | OK | 2023-04-14 | 2023-04-19 |  | G_53492 | G_27111921-00-00009 | 27111921-00-00009 | FILE, TRIANGULAR (THREE SQUARE), SMOOTH, 250MM, MAKE: TAPARIA, PRODUCT CODE: 3SQ 2503 | 3008 | Consumables B - Nos | FILE |  |  | 27111933 | Three square triangular file | Production Completed
TNG - SHO | UNSPSC Classification | SCV | SCV | OK | 2023-04-14 | 2023-04-18 |  | G_52067 | G_40161515-12-00002 | 40161515-12-00002 | FILTER, HYDRAULIC, 6661248 | 2645 | BOBCAT S130 SKID STEER LOADER | FILTER | FILTER | HYDRAULIC | 40161515 | Hydraulic filters | Production Completed
TNG - SHO | UNSPSC Classification | SCV | SCV | OK | 2023-04-14 | 2023-04-18 |  | G_52059 | G_40161516-11-00002 | 40161516-11-00002 | FILTER, IN LINE, 6661022 | 2645 | BOBCAT S130 SKID STEER LOADER | FILTER | FILTER | INLINE | 40161516 | Inline filters | Production Completed
TNG - SHO | UNSPSC Classification | SCV | SCV | OK | 2023-04-14 | 2023-04-18 |  | G_52799 | G_46191601-11-00007 | 46191601-11-00007 | FIRE EXTINGUISHER | 3008 | Consumables B - Nos | FIRE EXTINGUISHER | FIRE EXTINGUISHER |  | 46191601 | Fire extinguishers | Production Completed
TNG - SHO | UNSPSC Classification | SCV | SCV | OK | 2023-04-14 | 2023-04-18 |  | G_54255 | G_46191601-11-00013 | 46191601-11-00013 | FIRE EXTINGUISHER, ABC | 816 | Fire Extinguishers | FIRE EXTINGUISHER | FIRE EXTINGUISHER |  | 46191601 | Fire extinguishers | Production Completed
TNG - SHO | UNSPSC Classification | SCV | SCV | OK | 2023-04-14 | 2023-04-18 |  | G_54262 | G_46191601-00-00002 | 46191601-00-00002 | FIRE EXTINGUISHER, ABC POWDER (MAP), 2 KG | 816 | Fire Extinguishers | FIRE EXTINGUISHER | FIRE EXTINGUISHER |  | 46191601 | Fire extinguishers | Production Completed
TNG - SHO | UNSPSC Classification | SCV | SCV | OK | 2023-04-14 | 2023-04-18 |  | G_54261 | G_46191601-00-00004 | 46191601-00-00004 | FIRE EXTINGUISHER, ABC POWDER (MAP), 5 KG | 816 | Fire Extinguishers | FIRE EXTINGUISHER | FIRE EXTINGUISHER |  | 46191601 | Fire extinguishers | Production Completed
TNG - SHO | UNSPSC Classification | SCV | SCV | OK | 2023-04-14 | 2023-04-18 |  | G_54263 | G_46191601-00-00006 | 46191601-00-00006 | FIRE EXTINGUISHER, ABC(MAP), POWDER STORED PRESSURE TYPE, 4 KG | 816 | Fire Extinguishers | FIRE EXTINGUISHER | FIRE EXTINGUISHER |  | 46191601 | Fire extinguishers | Production Completed
TNG - SHO | UNSPSC Classification | SCV | SCV | OK | 2023-04-14 | 2023-04-18 |  | G_54291 | G_46191601-00-00017 | 46191601-00-00017 | FIRE EXTINGUISHER, ABC, 4 KG | 816 | Fire Extinguishers | FIRE EXTINGUISHER | FIRE EXTINGUISHER |  | 46191606 | Fire suppression foam or similar compounds | Production Completed
TNG - SHO | UNSPSC Classification | SCV | SCV | OK | 2023-04-14 | 2023-04-18 |  | G_54402 | G_46191601-00-00038 | 46191601-00-00038 | FIRE EXTINGUISHER, ABC, 4.5 KG | 816 | Fire Extinguishers | FIRE EXTINGUISHER | FIRE EXTINGUISHER |  | 46191601 | Fire extinguishers | Production Completed
TNG - SHO | UNSPSC Classification | SCV | SCV | OK | 2023-04-14 | 2023-04-18 |  | G_54266 | G_46191601-00-00008 | 46191601-00-00008 | FIRE EXTINGUISHER, ABC, 6 KGS | 816 | Fire Extinguishers | FIRE EXTINGUISHER | FIRE EXTINGUISHER |  | 46191601 | Fire extinguishers | Production Completed
TNG - SHO | UNSPSC Classification | SCV | SCV | OK | 2023-04-14 | 2023-04-18 |  | G_54272 | G_46191601-00-00009 | 46191601-00-00009 | FIRE EXTINGUISHER, ABC, 9 KGS | 816 | Fire Extinguishers | FIRE EXTINGUISHER | FIRE EXTINGUISHER |  | 46191601 | Fire extinguishers | Production Completed
TNG - SHO | UNSPSC Classification | SCV | SCV | OK | 2023-04-14 | 2023-04-18 |  | G_54264 | G_46191601-00-00005 | 46191601-00-00005 | FIRE EXTINGUISHER, CEILING MOUNTED TYPE, 5 KG, MAKE : CEASEFIRE, MODEL : FE 36, CLEAN AGENT | 816 | Fire Extinguishers | FIRE EXTINGUISHER | FIRE EXTINGUISHER |  | 46191601 | Fire extinguishers | Production Completed
TNG - SHO | UNSPSC Classification | SCV | SCV | OK | 2023-04-14 | 2023-04-18 |  | G_54260 | G_46191601-00-00003 | 46191601-00-00003 | FIRE EXTINGUISHER, CO2 GAS BASED, 2 KG | 816 | Fire Extinguishers | FIRE EXTINGUISHER | FIRE EXTINGUISHER |  | 46191601 | Fire extinguishers | Production Completed
TNG - SHO | UNSPSC Classification | SCV | SCV | OK | 2023-04-14 | 2023-04-18 |  | G_54259 | G_46191601-00-00001 | 46191601-00-00001 | FIRE EXTINGUISHER, CO2 GAS BASED, 4.5 KG | 816 | Fire Extinguishers | FIRE EXTINGUISHER | FIRE EXTINGUISHER |  | 46191601 | Fire extinguishers | Production Completed
TNG - SHO | UNSPSC Classification | SCV | SCV | OK | 2023-04-14 | 2023-04-18 |  | G_54293 | G_46191601-00-00016 | 46191601-00-00016 | FIRE EXTINGUISHER, CO2, 6.8 KG | 816 | Fire Extinguishers | FIRE EXTINGUISHER | FIRE EXTINGUISHER |  | 46191601 | Fire extinguishers | Production Completed
TNG - SHO | UNSPSC Classification | SCV | SCV | OK | 2023-04-14 | 2023-04-18 |  | G_54406 | G_46191601-00-00039 | 46191601-00-00039 | FIRE EXTINGUISHER, CO2, 6KG | 816 | Fire Extinguishers | FIRE EXTINGUISHER | FIRE EXTINGUISHER |  | 46191601 | Fire extinguishers | Production Completed
TNG - SHO | UNSPSC Classification | SCV | SCV | OK | 2023-04-14 | 2023-04-18 |  | G_54331 | G_46191601-00-00033 | 46191601-00-00033 | FIRE EXTINGUISHER, DCP 6 KGS, WITH ISI MARK | 816 | Fire Extinguishers | FIRE EXTINGUISHER | FIRE EXTINGUISHER |  | 46191601 | Fire extinguishers | Production Completed
TNG - SHO | UNSPSC Classification | SCV | SCV | OK | 2023-04-14 | 2023-04-18 |  | G_54361 | G_46191601-00-00024 | 46191601-00-00024 | FIRE EXTINGUISHER, DCP 9 KGS | 816 | Fire Extinguishers | FIRE EXTINGUISHER | FIRE EXTINGUISHER |  | 46191601 | Fire extinguishers | Production Completed
TNG - SHO | UNSPSC Classification | SCV | SCV | OK | 2023-04-14 | 2023-04-18 |  | G_54373 | G_46191601-00-00036 | 46191601-00-00036 | FIRE EXTINGUISHER, DCP, 2 KGS | 816 | Fire Extinguishers | FIRE EXTINGUISHER | FIRE EXTINGUISHER |  | 46191601 | Fire extinguishers | Production Completed
TNG - SHO | UNSPSC Classification | SCV | SCV | OK | 2023-04-14 | 2023-04-18 |  | G_54401 | G_46191601-00-00037 | 46191601-00-00037 | FIRE EXTINGUISHER, DCP, 25 KG | 816 | Fire Extinguishers | FIRE EXTINGUISHER | FIRE EXTINGUISHER |  | 46191601 | Fire extinguishers | Production Completed
TNG - SHO | UNSPSC Classification | SCV | SCV | OK | 2023-04-14 | 2023-04-18 |  | G_54308 | G_46191601-00-00014 | 46191601-00-00014 | FIRE EXTINGUISHER, FOAM TYPE, 1 LTR CAPACITY | 816 | Fire Extinguishers | FIRE EXTINGUISHER | FIRE EXTINGUISHER |  | 46191601 | Fire extinguishers | Production Completed
TNG - SHO | UNSPSC Classification | SCV | SCV | OK | 2023-04-14 | 2023-04-18 |  | G_54253 | G_46191601-11-00009 | 46191601-11-00009 | FIRE EXTINGUISHER, MECHANICAL FOAM, 9 L | 816 | Fire Extinguishers | FIRE EXTINGUISHER | FIRE EXTINGUISHER |  | 46191606 | Fire suppression foam or similar compounds | Production Completed
TNG - SHO | UNSPSC Classification | SCV | SCV | OK | 2023-04-14 | 2023-04-18 |  | G_54254 | G_46191601-11-00010 | 46191601-11-00010 | FIRE EXTINGUISHER, POWDER | 816 | Fire Extinguishers | FIRE EXTINGUISHER | FIRE EXTINGUISHER |  | 46191606 | Fire suppression foam or similar compounds | Production Completed
TNG - SHO | UNSPSC Classification | SCV | SCV | OK | 2023-04-14 | 2023-04-18 |  | G_54370 | G_46191601-00-00020 | 46191601-00-00020 | FIRE EXTINGUISHER, REFILLING,DCP,CAPACITY : 10 KG | 816 | Fire Extinguishers | FIRE EXTINGUISHER | FIRE EXTINGUISHER |  | 46191601 | Fire extinguishers | Production Completed
TNG - SHO | UNSPSC Classification | SCV | SCV | OK | 2023-04-14 | 2023-04-18 |  | G_54371 | G_46191601-00-00021 | 46191601-00-00021 | FIRE EXTINGUISHER, REFILLING,DCP,CAPACITY : 5 KG | 816 | Fire Extinguishers | FIRE EXTINGUISHER | FIRE EXTINGUISHER |  | 46191601 | Fire extinguishers | Production Completed
TNG - SHO | UNSPSC Classification | SCV | SCV | OK | 2023-04-14 | 2023-04-18 |  | G_54385 | G_46191601-00-00022 | 46191601-00-00022 | FIRE EXTINGUISHER, REFILLING,MECHANICAL FOAM ,CAPACITY : 9 LTR | 816 | Fire Extinguishers | FIRE EXTINGUISHER | FIRE EXTINGUISHER |  | 46191601 | Fire extinguishers | Production Completed
TNG - SHO | UNSPSC Classification | SCV | SCV | OK | 2023-04-14 | 2023-04-18 |  | G_54374 | G_46191601-00-00023 | 46191601-00-00023 | FIRE EXTINGUISHER, REFILLING,WATER CO2,CAPACITY :9 LTR | 816 | Fire Extinguishers | FIRE EXTINGUISHER | FIRE EXTINGUISHER |  | 46191601 | Fire extinguishers | Production Completed
TNG - SHO | UNSPSC Classification | SCV | SCV | OK | 2023-04-14 | 2023-04-18 |  | G_54365 | G_46191601-00-00027 | 46191601-00-00027 | FIRE EXTINGUISHER, SQUEEZE GRIP TYPE VALAVE FOR STORED PRESSURE FIRE EXTINGUISHER | 816 | Fire Extinguishers | FIRE EXTINGUISHER | FIRE EXTINGUISHER |  | 46191601 | Fire extinguishers | Production Completed
TNG - SHO | UNSPSC Classification | SCV | SCV | OK | 2023-04-14 | 2023-04-19 |  | G_57102 | G_39111611-00-00021 | 39111611-00-00021 | FLOOD LIGHT, 100WATT LED FLOOD LIGHT, MAKE : ALT | 495 | Light Fittings |  | LIGHT | FLOOD | 39111611 | Flood light | Production Completed
TNG - SHO | UNSPSC Classification | SCV | SCV | OK | 2023-04-14 | 2023-04-19 |  | G_55017 | G_39111611-00-00002 | 39111611-00-00002 | FLOOD LIGHT, FIXTURE, CFL, 1 X 65 W, MAKE : HAVELLS, CAT NO : LHFC01165099 | 495 | Light Fittings |  | LIGHT | FLOOD | 39111611 | Flood light | Production Completed
TNG - SHO | UNSPSC Classification | SCV | SCV | OK | 2023-04-14 | 2023-04-19 |  | G_56978 | G_39111611-00-00020 | 39111611-00-00020 | FLOOD LIGHT, LED, 320W, BEAM ANGLE : 30 DEG, MAKE : LIGHTING TECHNOLOGIES, CAT NO : IFF0132057NDBKP100 | 495 | Light Fittings |  | LIGHT | FLOOD | 39111611 | Flood light | Production Completed
TNG - SHO | UNSPSC Classification | SCV | SCV | OK | 2023-04-14 | 2023-04-19 |  | G_52883 | G_41112501-11-00001 | 41112501-11-00001 | FLOW METER | 3008 | Consumables B - Nos |  | FLOW METER |  | 41112501 | Flowmeters | Production Completed
TNG - SHO | UNSPSC Classification | SCV | SCV | OK | 2023-04-14 | 2023-04-19 |  | G_53597 | G_41112501-00-00020 | 41112501-00-00020 | FLOW METER, 150 MM DIA | 3008 | Consumables B - Nos |  | FLOW METER |  | 41112501 | Flowmeters | Production Completed
TNG - SHO | UNSPSC Classification | SCV | SCV | OK | 2023-04-14 | 2023-04-19 |  | G_53580 | G_41112501-00-00019 | 41112501-00-00019 | FLOW METER, 350 MM DIA | 3008 | Consumables B - Nos |  | FLOW METER |  | 41112501 | Flowmeters | Production Completed
TNG - SHO | UNSPSC Classification | SCV | SCV | OK | 2023-04-14 | 2023-04-18 |  | G_52065 | G_40161513-11-00006 | 40161513-11-00006 | FUEL FILTER, INLINE, 6511393 | 2645 | BOBCAT S130 SKID STEER LOADER | FILTER | FILTER | FUEL | 40161513 | Fuel filters | Production Completed
TNG - SHO | UNSPSC Classification | SCV | SCV | OK | 2023-04-14 | 2023-04-19 |  | G_54679 | G_27112800-11-01459 | 27112800-11-01459 | GEAR COVER, PT-NO: 316-484, MAKE : HITACHI | 299 | HITACHI Spares | GEAR OIL | OIL | GEAR | 15121503 | Gear oil | Production Completed
TNG - SHO | UNSPSC Classification | SCV | SCV | OK | 2023-04-14 | 2023-04-19 |  | G_54045 | G_15121503-11-00012 | 15121503-11-00012 | GEAR OIL, 220 | CPCON11 | Consumbles-Ltrs | GEAR OIL | OIL | GEAR | 15121503 | Gear oil | Production Completed
TNG - SHO | UNSPSC Classification | SCV | SCV | OK | 2023-04-14 | 2023-04-19 |  | G_54068 | G_15121503-00-00027 | 15121503-00-00027 | GEAR OIL, 320 | CPCON11 | Consumbles-Ltrs | GEAR OIL | OIL | GEAR | 15121503 | Gear oil | Production Completed
TNG - SHO | UNSPSC Classification | SCV | SCV | OK | 2023-04-14 | 2023-04-19 |  | G_54080 | G_15121503-00-00029 | 15121503-00-00029 | GEAR OIL, BALMEROL PROTOMAC SP 220 | CPCON11 | Consumbles-Ltrs | GEAR OIL | OIL | GEAR | 15121503 | Gear oil | Production Completed
TNG - SHO | UNSPSC Classification | SCV | SCV | OK | 2023-04-14 | 2023-04-19 |  | G_54048 | G_15121503-11-00015 | 15121503-11-00015 | GEAR OIL, EP 140 | CPCON11 | Consumbles-Ltrs | GEAR OIL | OIL | GEAR | 15121503 | Gear oil | Production Completed
TNG - SHO | UNSPSC Classification | SCV | SCV | OK | 2023-04-14 | 2023-04-19 |  | G_54077 | G_15121503-00-00028 | 15121503-00-00028 | GEAR OIL, SHELL SPIRAX S2 G 80W90 | CPCON11 | Consumbles-Ltrs | GEAR OIL | OIL | GEAR | 15121503 | Gear oil | Production Completed
TNG - SHO | UNSPSC Classification | SCV | SCV | OK | 2023-04-14 | 2023-04-19 |  | G_52630 | G_11111604-00-00475 | 11111604-00-00475 | GRANITE, (SCRAP) | 2473 | Cobal Stone | GRANITE | GRANITE |  | 11111604 | Granite | Production Completed
TNG - SHO | UNSPSC Classification | SCV | SCV | OK | 2023-04-14 | 2023-04-19 |  | G_52612 | G_11111604-00-00255 | 11111604-00-00255 | GRANITE, BIRD BATH | 2473 | Cobal Stone | GRANITE | GRANITE |  | 11111604 | Granite | Production Completed
TNG - SHO | UNSPSC Classification | SCV | SCV | OK | 2023-04-14 | 2023-04-19 |  | G_52622 | G_11111604-00-00440 | 11111604-00-00440 | GRANITE, BLOCK, SILICON BROWN, ANTIQUE FINISH, SIZE: 100 MM X 200 MM X 250 MM | 2473 | Cobal Stone | GRANITE | GRANITE |  | 11111604 | Granite | Production Completed
TNG - SHO | UNSPSC Classification | SCV | SCV | OK | 2023-04-14 | 2023-04-19 |  | G_52623 | G_11111604-00-00414 | 11111604-00-00414 | GRANITE, BOWL, JET BLACK | 2473 | Cobal Stone | GRANITE | GRANITE |  | 11111604 | Granite | Production Completed
TNG - SHO | UNSPSC Classification | SCV | SCV | OK | 2023-04-14 | 2023-04-19 |  | G_52632 | G_11111604-00-00557 | 11111604-00-00557 | GRANITE, COBBLE STONE, 100 MM X 100 MM, 60 MM THICK, SADARAHALLI, NATURAL FINISH | 2473 | Cobal Stone | GRANITE | GRANITE |  | 11111604 | Granite | Production Completed
TNG - SHO | UNSPSC Classification | SCV | SCV | OK | 2023-04-14 | 2023-04-19 |  | G_52629 | G_11111604-00-00556 | 11111604-00-00556 | GRANITE, COBBLE STONE, 100 MM X 100 MM, 60MM THICK, JET BLACK, NATURAL FINISH | 2473 | Cobal Stone | GRANITE | GRANITE |  | 11111604 | Granite | Production Completed
TNG - SHO | UNSPSC Classification | SCV | SCV | OK | 2023-04-14 | 2023-04-19 |  | G_52627 | G_11111604-00-00518 | 11111604-00-00518 | GRANITE, COBBLE STONE, 100MM X 100MM, 40MM THK, DARK GREY | 2473 | Cobal Stone | GRANITE | GRANITE |  | 11111604 | Granite | Production Completed
TNG - SHO | UNSPSC Classification | SCV | SCV | OK | 2023-04-14 | 2023-04-19 |  | G_52628 | G_11111604-00-00519 | 11111604-00-00519 | GRANITE, COBBLE STONE, 100MM X 100MM, 40MM THK, LIGHT GREY | 2473 | Cobal Stone | GRANITE | GRANITE |  | 11111604 | Granite | Production Completed
TNG - SHO | UNSPSC Classification | SCV | SCV | OK | 2023-04-14 | 2023-04-19 |  | G_52621 | G_11111604-00-00459 | 11111604-00-00459 | GRANITE, COBBLE STONE, SIRA GREY, 400MM X 600MM, 80MM THK, NATURAL FINISH | 2473 | Cobal Stone | GRANITE | GRANITE |  | 11111604 | Granite | Production Completed
TNG - SHO | UNSPSC Classification | SCV | SCV | OK | 2023-04-14 | 2023-04-19 |  | G_52620 | G_11111604-00-00409 | 11111604-00-00409 | GRANITE, LANTERN | 2473 | Cobal Stone | GRANITE | GRANITE |  | 11111604 | Granite | Production Completed
TNG - SHO | UNSPSC Classification | SCV | SCV | OK | 2023-04-14 | 2023-04-19 |  | G_52624 | G_11111604-00-00451 | 11111604-00-00451 | GRANITE, SADARAHALLI BENCH, WITH TWO LINE DRESSING | 2473 | Cobal Stone | GRANITE | GRANITE |  | 11111604 | Granite | Production Completed
TNG - SHO | UNSPSC Classification | SCV | SCV | OK | 2023-04-14 | 2023-04-19 |  | G_52619 | G_11111604-00-00453 | 11111604-00-00453 | GRANITE, SADARAHALLI CUT TO SIZE 650MM X 300MM, 70MM TK. POLISHED | 2473 | Cobal Stone | GRANITE | GRANITE |  | 11111604 | Granite | Production Completed
TNG - SHO | UNSPSC Classification | SCV | SCV | OK | 2023-04-14 | 2023-04-19 |  | G_52617 | G_11111604-00-00393 | 11111604-00-00393 | GRANITE, SADARAHALLI, BALL, 450 MM DIA | 2473 | Cobal Stone | GRANITE | GRANITE |  | 11111604 | Granite | Production Completed
TNG - SHO | UNSPSC Classification | SCV | SCV | OK | 2023-04-14 | 2023-04-19 |  | G_52616 | G_11111604-00-00281 | 11111604-00-00281 | GRANITE, SADARALLI GREY REST BENCH | 2473 | Cobal Stone | GRANITE | GRANITE |  | 11111604 | Granite | Production Completed
TNG - SHO | UNSPSC Classification | SCV | SCV | OK | 2023-04-14 | 2023-04-19 |  | G_52631 | G_11111604-00-00525 | 11111604-00-00525 | GRANITE, SAND STONE, MINT WHITE, CAPITOL | 2473 | Cobal Stone | GRANITE | GRANITE |  | 11111604 | Granite | Production Completed
TNG - SHO | UNSPSC Classification | SCV | SCV | OK | 2023-04-14 | 2023-04-19 |  | G_52625 | G_11111604-00-00441 | 11111604-00-00441 | GRANITE, SLIDE, BERRY BROWN, HONED FINISH | 2473 | Cobal Stone | GRANITE | GRANITE |  | 11111604 | Granite | Production Completed
TNG - SHO | UNSPSC Classification | SCV | SCV | OK | 2023-04-14 | 2023-04-18 |  | G_54548 | G_49201600-00-00002 | 49201600-00-00002 | GYM EQUIPMENT, BICYCLE | GYM_001 | Gym Equipments | GYM EQUIPMENT | GYM EQUIPMENT |  | 49201503 | Stationary bicycles | Production Completed
TNG - SHO | UNSPSC Classification | SCV | SCV | OK | 2023-04-14 | 2023-04-18 |  | G_54616 | G_49201500-00-00066 | 49201500-00-00066 | GYM EQUIPMENT, DUMBBELL 5KG | GYM_001 | Gym Equipments | GYM EQUIPMENT | GYM EQUIPMENT |  | 49201601 | Dumbbells | Production Completed
TNG - SHO | UNSPSC Classification | SCV | SCV | OK | 2023-04-14 | 2023-04-18 |  | G_54620 | G_49201500-00-00072 | 49201500-00-00072 | GYM EQUIPMENT, DUMBBELL 7.5KG | GYM_001 | Gym Equipments | GYM EQUIPMENT | GYM EQUIPMENT |  | 49201601 | Dumbbells | Production Completed
TNG - SHO | UNSPSC Classification | SCV | SCV | OK | 2023-04-14 | 2023-04-18 |  | G_54569 | G_49171500-00-00012 | 49171500-00-00012 | GYM EQUIPMENT, DUMBBELLS | GE | GYM EQUIPMENTS | GYM EQUIPMENT | GYM EQUIPMENT |  | 49201601 | Dumbbells | Production Completed
TNG - SHO | UNSPSC Classification | SCV | SCV | OK | 2023-04-14 | 2023-04-18 |  | G_54572 | G_49201500-00-00017 | 49201500-00-00017 | GYM EQUIPMENT, DUMBELL RACK 3 TIER, 28" X 54" X 45" | GYM_001 | Gym Equipments | GYM EQUIPMENT | GYM EQUIPMENT |  | 49201604 | Weight benches or racks | Production Completed
TNG - SHO | UNSPSC Classification | SCV | SCV | OK | 2023-04-14 | 2023-04-18 |  | G_54546 | G_49201500-00-00003 | 49201500-00-00003 | GYM EQUIPMENT, ELLIPTICAL CROSS TRAINER | GYM_001 | Gym Equipments | GYM EQUIPMENT | GYM EQUIPMENT |  | 49201516 | Cross trainers | Production Completed
TNG - SHO | UNSPSC Classification | SCV | SCV | OK | 2023-04-14 | 2023-04-18 |  | G_54551 | G_49201500-00-00002 | 49201500-00-00002 | GYM EQUIPMENT, HD WAIST TWISTER | GYM_001 | Gym Equipments | GYM EQUIPMENT | GYM EQUIPMENT |  | 49201500 | Aerobic training equipment | Production Completed
TNG - SHO | UNSPSC Classification | SCV | SCV | OK | 2023-04-14 | 2023-04-18 |  | G_54563 | G_49171500-00-00005 | 49171500-00-00005 | GYM EQUIPMENT, LIFE FITNESS DUMBBELL RACK | GE | GYM EQUIPMENTS | GYM EQUIPMENT | GYM EQUIPMENT |  | 49201604 | Weight benches or racks | Production Completed
TNG - SHO | UNSPSC Classification | SCV | SCV | OK | 2023-04-14 | 2023-04-18 |  | G_54562 | G_49171500-00-00009 | 49171500-00-00009 | GYM EQUIPMENT, LIFEFITNESS ACTIVATE SERIES CROSS TRAINER | GE | GYM EQUIPMENTS | GYM EQUIPMENT | GYM EQUIPMENT |  | 49201516 | Cross trainers | Production Completed
TNG - SHO | UNSPSC Classification | SCV | SCV | OK | 2023-04-14 | 2023-04-18 |  | G_54576 | G_49171500-00-00008 | 49171500-00-00008 | GYM EQUIPMENT, LIFEFITNESS ACTIVATE SERIES RECUMBENT CYCLE | GE | GYM EQUIPMENTS | GYM EQUIPMENT | GYM EQUIPMENT |  | 49201503 | Stationary bicycles | Production Completed
TNG - SHO | UNSPSC Classification | SCV | SCV | OK | 2023-04-14 | 2023-04-18 |  | G_54579 | G_49171500-00-00010 | 49171500-00-00010 | GYM EQUIPMENT, LIFEFITNESS ACTIVATE TREADMILL | GE | GYM EQUIPMENTS | GYM EQUIPMENT | GYM EQUIPMENT |  | 49201501 | Treadmills | Production Completed
TNG - SHO | UNSPSC Classification | SCV | SCV | OK | 2023-04-14 | 2023-04-18 |  | G_54573 | G_49201500-00-00016 | 49201500-00-00016 | GYM EQUIPMENT, SMITH RACK, 49" X 87 " X 93", WEIGHT 580 LBS | GYM_001 | Gym Equipments | GYM EQUIPMENT | GYM EQUIPMENT |  | 49201604 | Weight benches or racks | Production Completed
TNG - SHO | UNSPSC Classification | SCV | SCV | OK | 2023-04-14 | 2023-04-18 |  | G_54624 | G_49201500-00-00062 | 49201500-00-00062 | GYM EQUIPMENT, STABILITY BALL | GYM_001 | Gym Equipments | GYM EQUIPMENT | GYM EQUIPMENT |  | 49201514 | Exercise balls | Production Completed
TNG - SHO | UNSPSC Classification | SCV | SCV | OK | 2023-04-14 | 2023-04-18 |  | G_54574 | G_49201500-00-00019 | 49201500-00-00019 | GYM EQUIPMENT, STAIR CLIMBERS | GYM_001 | Gym Equipments | GYM EQUIPMENT | GYM EQUIPMENT |  | 49201502 | Stair climbers | Production Completed
TNG - SHO | UNSPSC Classification | SCV | SCV | OK | 2023-04-14 | 2023-04-18 |  | G_54564 | G_49171500-00-00013 | 49171500-00-00013 | GYM EQUIPMENT, STEPPERS/CLIMBERS | GE | GYM EQUIPMENTS | GYM EQUIPMENT | GYM EQUIPMENT |  | 49201502 | Stair climbers | Production Completed
TNG - SHO | UNSPSC Classification | SCV | SCV | OK | 2023-04-14 | 2023-04-18 |  | G_54554 | G_49201500-00-00008 | 49201500-00-00008 | GYM EQUIPMENT, TRAMPOLINE | GYM_001 | Gym Equipments | GYM EQUIPMENT | GYM EQUIPMENT |  | 49201513 | Exercise trampolines | Production Completed
TNG - SHO | UNSPSC Classification | SCV | SCV | OK | 2023-04-14 | 2023-04-18 |  | G_54587 | G_49201500-00-00035 | 49201500-00-00035 | GYM EQUIPMENT, URETHANE DUMBBELLS, 10KG | GYM_001 | Gym Equipments | GYM EQUIPMENT | GYM EQUIPMENT |  | 49201601 | Dumbbells | Production Completed
TNG - SHO | UNSPSC Classification | SCV | SCV | OK | 2023-04-14 | 2023-04-18 |  | G_54588 | G_49201500-00-00034 | 49201500-00-00034 | GYM EQUIPMENT, URETHANE DUMBBELLS, 12KG | GYM_001 | Gym Equipments | GYM EQUIPMENT | GYM EQUIPMENT |  | 49201601 | Dumbbells | Production Completed
TNG - SHO | UNSPSC Classification | SCV | SCV | OK | 2023-04-14 | 2023-04-18 |  | G_54596 | G_49201500-00-00033 | 49201500-00-00033 | GYM EQUIPMENT, URETHANE DUMBBELLS, 14KG | GYM_001 | Gym Equipments | GYM EQUIPMENT | GYM EQUIPMENT |  | 49201601 | Dumbbells | Production Completed
TNG - SHO | UNSPSC Classification | SCV | SCV | OK | 2023-04-14 | 2023-04-18 |  | G_54584 | G_49201500-00-00037 | 49201500-00-00037 | GYM EQUIPMENT, URETHANE DUMBBELLS, 4KG | GYM_001 | Gym Equipments | GYM EQUIPMENT | GYM EQUIPMENT |  | 49201601 | Dumbbells | Production Completed
TNG - SHO | UNSPSC Classification | SCV | SCV | OK | 2023-04-14 | 2023-04-18 |  | G_54582 | G_49201500-00-00036 | 49201500-00-00036 | GYM EQUIPMENT, URETHANE DUMBBELLS, 6KG | GYM_001 | Gym Equipments | GYM EQUIPMENT | GYM EQUIPMENT |  | 49201601 | Dumbbells | Production Completed
TNG - SHO | UNSPSC Classification | SCV | SCV | OK | 2023-04-14 | 2023-04-18 |  | G_54580 | G_49201500-00-00041 | 49201500-00-00041 | GYM EQUIPMENT, URETHANE DUMBBELLS, 8KG | GYM_001 | Gym Equipments | GYM EQUIPMENT | GYM EQUIPMENT |  | 49201601 | Dumbbells | Production Completed
TNG - SHO | UNSPSC Classification | SCV | SCV | OK | 2023-04-14 | 2023-04-18 |  | G_54594 | G_49201500-00-00026 | 49201500-00-00026 | GYM EQUIPMENT, VERTICAL DUMBBELL RACK | GYM_001 | Gym Equipments | GYM EQUIPMENT | GYM EQUIPMENT |  | 49201601 | Dumbbells | Production Completed
TNG - SHO | UNSPSC Classification | SCV | SCV | OK | 2023-04-14 | 2023-04-18 |  | G_57853 | G_26101414-00-00078 | 26101414-00-00078 | HOLDER, CUTTER UPPER, PT-NO: 6Z3284 | 3047 | Spare Parts - Nos. | HOLDER | HOLDER |  | 31163200 | Retaining hardware | Production Completed
TNG - SHO | UNSPSC Classification | SCV | SCV | OK | 2023-04-14 | 2023-04-18 |  | G_57849 | G_26101414-00-00089 | 26101414-00-00089 | HOLDER, PADDING GUN PLATE | 3047 | Spare Parts - Nos. | HOLDER | HOLDER |  | 31163200 | Retaining hardware | Production Completed
TNG - SHO | UNSPSC Classification | SCV | SCV | OK | 2023-04-14 | 2023-04-18 |  | G_57854 | G_26101414-00-00105 | 26101414-00-00105 | HOLDER, SIRRUBA MACHINE NEEDLE HOLDER | 3047 | Spare Parts - Nos. | HOLDER | HOLDER |  | 31163200 | Retaining hardware | Production Completed
TNG - SHO | UNSPSC Classification | SCV | SCV | OK | 2023-04-14 | 2023-04-18 |  | G_57844 | G_26101414-00-00041 | 26101414-00-00041 | HOLDER, SPARE PARTS FOR QUILTING MACHINE, MODEL NO : PARAGON M4 | 3047 | Spare Parts - Nos. | HOLDER | HOLDER |  | 31163200 | Retaining hardware | Production Completed
TNG - SHO | UNSPSC Classification | SCV | SCV | OK | 2023-04-14 | 2023-04-18 |  | G_57841 | G_26101414-00-00037 | 26101414-00-00037 | HOLDER, SPARE PARTS FOR RO MACHINE | 3047 | Spare Parts - Nos. | HOLDER | HOLDER |  | 31163200 | Retaining hardware | Production Completed
TNG - SHO | UNSPSC Classification | SCV | SCV | OK | 2023-04-14 | 2023-04-18 |  | G_57856 | G_26101414-00-00079 | 26101414-00-00079 | HOLDER, SPREADER GENUINE, PT-NO: 620244 | 3047 | Spare Parts - Nos. | HOLDER | HOLDER |  | 31163200 | Retaining hardware | Production Completed
TNG - SHO | UNSPSC Classification | SCV | SCV | OK | 2023-04-14 | 2023-04-18 |  | G_57858 | G_26101414-00-00085 | 26101414-00-00085 | HOLDER, UPPER CUTTER 611240, PT-NO: 6Z0507 | 3047 | Spare Parts - Nos. | HOLDER | HOLDER |  | 31163200 | Retaining hardware | Production Completed
TNG - SHO | UNSPSC Classification | SCV | SCV | OK | 2023-04-14 | 2023-04-18 |  | G_57857 | G_26101414-00-00081 | 26101414-00-00081 | HOLDER, UPPER CUTTER OQ, PT-NO: 6Z6360 | 3047 | Spare Parts - Nos. | HOLDER | HOLDER |  | 31163200 | Retaining hardware | Production Completed
TNG - SHO | UNSPSC Classification | SCV | SCV | OK | 2023-04-14 | 2023-04-19 |  | G_54417 | G_46171602-00-00021 | 46171602-00-00021 | HOOTER, ALARM FOR GAS LEAK EMERGENCY | 816 | Fire Extinguishers | HOOTER | HOOTER |  | 46171602 | Safety horns | Production Completed
TNG - SHO | UNSPSC Classification | SCV | SCV | OK | 2023-04-14 | 2023-04-19 |  | G_54340 | G_46171602-00-00017 | 46171602-00-00017 | HOOTER, CONVENTIONAL CUM STROBE , MAKE:HONYWELL NOTIFIER | 816 | Fire Extinguishers | HOOTER | HOOTER |  | 46171602 | Safety horns | Production Completed
TNG - SHO | UNSPSC Classification | SCV | SCV | OK | 2023-04-14 | 2023-04-19 |  | G_54324 | G_46171602-00-00010 | 46171602-00-00010 | HOOTER, DUMMY TOP COVER, SIZE: 205 MM HT X 135 MM WD X 8 MM DIA | 816 | Fire Extinguishers | HOOTER | HOOTER |  | 46171602 | Safety horns | Production Completed
TNG - SHO | UNSPSC Classification | SCV | SCV | OK | 2023-04-14 | 2023-04-19 |  | G_54315 | G_46171602-00-00014 | 46171602-00-00014 | HOOTER, DUMMY, TOP COVER, 155 MM HT X 155MM WD | 816 | Fire Extinguishers | HOOTER | HOOTER |  | 46171602 | Safety horns | Production Completed
TNG - SHO | UNSPSC Classification | SCV | SCV | OK | 2023-04-14 | 2023-04-19 |  | G_54407 | G_46171602-00-00020 | 46171602-00-00020 | HOOTER, FOR LEVEL INDICATOR | 816 | Fire Extinguishers | HOOTER | HOOTER |  | 46171602 | Safety horns | Production Completed
TNG - SHO | UNSPSC Classification | SCV | SCV | OK | 2023-04-14 | 2023-04-19 |  | G_54303 | G_46171602-00-00006 | 46171602-00-00006 | HOOTER, FRONT BOX, MAKE : EME, CODE : EM 62 | 816 | Fire Extinguishers | HOOTER | HOOTER |  | 46171602 | Safety horns | Production Completed
TNG - SHO | UNSPSC Classification | SCV | SCV | OK | 2023-04-14 | 2023-04-19 |  | G_54270 | G_46171602-00-00002 | 46171602-00-00002 | HOOTER, INDOOR TYPE SOUNDER, RED, LSNIMPR, MAKE : BOSCH, MODEL NO : FNM-420-A-RD | 816 | Fire Extinguishers | HOOTER | HOOTER |  | 46171602 | Safety horns | Production Completed
TNG - SHO | UNSPSC Classification | SCV | SCV | OK | 2023-04-14 | 2023-04-19 |  | G_54333 | G_46171602-00-00016 | 46171602-00-00016 | HOOTER, MAKE: RAVEL, MODEL: RE24CS | 816 | Fire Extinguishers | HOOTER | HOOTER |  | 46171602 | Safety horns | Production Completed
TNG - SHO | UNSPSC Classification | SCV | SCV | OK | 2023-04-14 | 2023-04-19 |  | G_54289 | G_46171602-00-00005 | 46171602-00-00005 | HOOTER, METAL, MILD STEEL RED COLOUR POWDER COATED, ELECTRONIC, MODEL NO : EM63 | 816 | Fire Extinguishers | HOOTER | HOOTER |  | 46171602 | Safety horns | Production Completed
TNG - SHO | UNSPSC Classification | SCV | SCV | OK | 2023-04-14 | 2023-04-19 |  | G_54299 | G_46171602-00-00007 | 46171602-00-00007 | HOOTER, SPEAKER, BACK BOX, 135 MM HT X 135 MM WD X 60 MM D | 816 | Fire Extinguishers | HOOTER | HOOTER |  | 46171602 | Safety horns | Production Completed
TNG - SHO | UNSPSC Classification | SCV | SCV | OK | 2023-04-14 | 2023-04-19 |  | G_54273 | G_46171602-00-00003 | 46171602-00-00003 | HOOTER, WITH BACK BOX, RED COLOUR ABS BODY, MAKE : EME, CODE : EM62 | 816 | Fire Extinguishers | HOOTER | HOOTER |  | 46171602 | Safety horns | Production Completed
TNG - SHO | UNSPSC Classification | SCV | SCV | OK | 2023-04-14 | 2023-04-19 |  | G_54328 | G_46171602-00-00013 | 46171602-00-00013 | HOOTER, WITH STROBE,MAKE : NOTIFIER,CAT NO : SYS/HS | 816 | Fire Extinguishers | HOOTER | HOOTER |  | 46171602 | Safety horns | Production Completed
TNG - SHO | UNSPSC Classification | SCV | SCV | OK | 2023-04-14 | 2023-04-18 |  | G_54164 | G_32121705-00-00008 | 32121705-00-00008 | INVERTER, NOISE FILTER 18A FOR A/F840 INVERTER, FFR-BS-00126-18A-SF100, MAKE: WIL EL MIL | CPELE03 | Electrical-Nos | INVERTER | INVERTER |  | 32121705 | Inverters | Production Completed
TNG - SHO | UNSPSC Classification | SCV | SCV | OK | 2023-04-14 | 2023-04-19 |  | G_52882 | G_53101801-16-00187 | 53101801-16-00187 | JACKET, SAFETY | 3008 | Consumables B - Nos | JACKET | JACKET | SAFETY | 46181500 | Safety apparel | Production Completed
TNG - SHO | UNSPSC Classification | SCV | SCV | OK | 2023-04-14 | 2023-04-19 |  | G_53430 | G_53101800-00-00002 | 53101800-00-00002 | JACKET, SAFETY | 3008 | Consumables B - Nos | JACKET | JACKET | SAFETY | 46181500 | Safety apparel | Production Completed
TNG - SHO | UNSPSC Classification | SCV | SCV | OK | 2023-04-14 | 2023-04-19 |  | G_53283 | G_53101800-00-00001 | 53101800-00-00001 | JACKET, SAFETY JACKET ORANGE COLOR | 3008 | Consumables B - Nos | JACKET | JACKET | SAFETY | 46181500 | Safety apparel | Production Completed
TNG - SHO | UNSPSC Classification | SCV | SCV | OK | 2023-04-14 | 2023-04-19 |  | G_53527 | G_53101800-00-00006 | 53101800-00-00006 | JACKET, SAFETY JACKET, GREEN | 3008 | Consumables B - Nos | JACKET | JACKET | SAFETY | 46181500 | Safety apparel | Production Completed
TNG - SHO | UNSPSC Classification | SCV | SCV | OK | 2023-04-14 | 2023-04-19 |  | G_53380 | G_53101800-00-00003 | 53101800-00-00003 | JACKET, WATER | 3008 | Consumables B - Nos | JACKET | JACKET | SAFETY | 46181500 | Safety apparel | Production Completed
TNG - SHO | UNSPSC Classification | SCV | SCV | OK | 2023-04-14 | 2023-04-19 |  | G_53304 | G_53101800-00-00004 | 53101800-00-00004 | JACKET, WATER JACKET GASKET | 3008 | Consumables B - Nos | JACKET | JACKET | SAFETY | 46181500 | Safety apparel | Production Completed
TNG - SHO | UNSPSC Classification | SCV | SCV | OK | 2023-04-14 | 2023-04-19 |  | G_53726 | G_53101800-00-00007 | 53101800-00-00007 | JACKET, WINDCHEATER | 3008 | Consumables B - Nos | JACKET | JACKET | SAFETY | 46181500 | Safety apparel | Production Completed
TNG - SHO | UNSPSC Classification | SCV | SCV | OK | 2023-04-14 | 2023-04-19 |  | G_55565 | G_39101601-00-00057 | 39101601-00-00057 | LAMP, PENDANT, ANODIZED FINISH, WITH RUBBER WOOD TOP, E27*1, SIZE: L34 X W34 X H37 CMS,MATERIAL: ALUMINIUM+WOOD, COLOUR: COPPER+WOODEN, PART NUMBER: P2401L-COPPER, CE/ROHS, SOBHA PRODUCT NAME: MOSAZ | 495 | Light Fittings | LAMP | LAMP | PENDANT | 39111522 | Pendant lighting | Production Completed
TNG - SHO | UNSPSC Classification | SCV | SCV | OK | 2023-04-14 | 2023-04-19 |  | G_55652 | G_39101601-00-00051 | 39101601-00-00051 | LAMP, PENDANT, BLACK POWDER COATED FINISH WITH RUBBER WOOD TOP FEATURES, E27*1, SIZE: L34 X W34 X H37 CMS OH: 120 CMS, MATERIAL: ALUMINIUM+WOOD, COLOUR: BLACK+WOODEN, CE/ROHS, PART NUMBER: P2401L-BLACK, SOBHA PRODUCT NAME: MOSAZ | 495 | Light Fittings | LAMP | LAMP | PENDANT | 39111522 | Pendant lighting | Production Completed
TNG - SHO | UNSPSC Classification | SCV | SCV | OK | 2023-04-14 | 2023-04-19 |  | G_55991 | G_39101601-00-00080 | 39101601-00-00080 | LAMP, PENDANT, CHANDELIER, SIZE: D-38CM, H-140CM | 495 | Light Fittings | LAMP | LAMP | PENDANT | 39111522 | Pendant lighting | Production Completed
TNG - SHO | UNSPSC Classification | SCV | SCV | OK | 2023-04-14 | 2023-04-19 |  | G_55861 | G_39101601-00-00056 | 39101601-00-00056 | LAMP, PENDANT, CIELING MOUNTED, IN PAINTING FINISH, OSRAM LED 30W, SIZE: L46 X W46 CMS, MATERIAL: IRON: COLOUR: BLACK, CE/ROHS, PART NUMBER: C2475-BLACK, SOBHA PRODUCT NAME: VOLTA | 495 | Light Fittings | LAMP | LAMP | PENDANT | 39111522 | Pendant lighting | Production Completed
TNG - SHO | UNSPSC Classification | SCV | SCV | OK | 2023-04-14 | 2023-04-19 |  | G_55576 | G_39101601-00-00067 | 39101601-00-00067 | LAMP, PENDANT, POLYETHYLENE SHADE WITH BLACK FINISH METAL CANOPY, 1 X E27 MAX 40W, BULB NOT INCLUDED, PN: C500949 | 495 | Light Fittings | LAMP | LAMP | PENDANT | 39111522 | Pendant lighting | Production Completed
TNG - SHO | UNSPSC Classification | SCV | SCV | OK | 2023-04-14 | 2023-04-18 |  | G_55385 | G_39111500-00-00078 | 39111500-00-00078 | LIGHT FITTING, INGROUND, FLOOR BURRIAL LIGHT FIXTURE, 7W LED LAMP, IP67, MAKE: CLS | 495 | Light Fittings | LIGHTING FIXTURE | LIGHTING FIXTURE |  | 39111509 | Floor lamp fixture | Production Completed
TNG - SHO | UNSPSC Classification | SCV | SCV | OK | 2023-04-14 | 2023-04-18 |  | G_55196 | G_39101600-00-00020 | 39101600-00-00020 | LIGHT, 150W FLOOD LIGHT FITTINGS | 495 | Light Fittings | FLOOD LIGHT | LIGHT | FLOOD | 39111611 | Flood light | Production Completed
TNG - SHO | UNSPSC Classification | SCV | SCV | OK | 2023-04-14 | 2023-04-19 |  | G_57146 | G_39111500-00-00116 | 39111500-00-00116 | LIGHT, FALSE CEILING SPOT LIGHT(6 WATT) | 495 | Light Fittings | SPOT LIGHT | SPOT LIGHT |  | 39101600 | Lamps and lightbulbs | Production Completed
TNG - SHO | UNSPSC Classification | SCV | SCV | OK | 2023-04-14 | 2023-04-18 |  | G_55077 | G_39111500-00-00016 | 39111500-00-00016 | LIGHT, HEAD, 24 V, WITH BULB, FOR HM LOADER | 495 | Light Fittings | HEAD LIGHT | HEAD LIGHT |  | 25172907 | Vehicle headlight | Production Completed
TNG - SHO | UNSPSC Classification | SCV | SCV | OK | 2023-04-14 | 2023-04-19 |  | G_57266 | G_39111500-00-00133 | 39111500-00-00133 | LIGHT, LED CRYSTA COB SWIVEL SPOTLIGHT 3W WARM WHITE 3000K, MAKE: HAVELLS | 495 | Light Fittings | SPOT LIGHT | SPOT LIGHT |  | 39101600 | Lamps and lightbulbs | Production Completed
TNG - SHO | UNSPSC Classification | SCV | SCV | OK | 2023-04-14 | 2023-04-19 |  | G_57052 | G_39111500-00-00130 | 39111500-00-00130 | LIGHT, LED CRYSTA COB SWIVEL SPOTLIGHT 6W NEUTRAL DAYLIGHT 4000K, MAKE: HAVELLS | 495 | Light Fittings | SPOT LIGHT | SPOT LIGHT |  | 39101600 | Lamps and lightbulbs | Production Completed
TNG - SHO | UNSPSC Classification | SCV | SCV | OK | 2023-04-14 | 2023-04-19 |  | G_57105 | G_39111500-00-00134 | 39111500-00-00134 | LIGHT, LED CRYSTA COB SWIVEL SPOTLIGHT 6W WARM WHITE 3000K, MAKE: HAVELLS | 495 | Light Fittings | SPOT LIGHT | SPOT LIGHT |  | 39101600 | Lamps and lightbulbs | Production Completed
TNG - SHO | UNSPSC Classification | SCV | SCV | OK | 2023-04-14 | 2023-04-19 |  | G_57185 | G_39111500-00-00131 | 39111500-00-00131 | LIGHT, LED SPOT LIGHT 3W ROUND CW ASTRA, MAKE: PHILIPS | 495 | Light Fittings | SPOT LIGHT | SPOT LIGHT |  | 39101600 | Lamps and lightbulbs | Production Completed
TNG - SHO | UNSPSC Classification | SCV | SCV | OK | 2023-04-14 | 2023-04-19 |  | G_57062 | G_39111500-00-00117 | 39111500-00-00117 | LIGHT, LED SPOT LIGHT 3W, MAKE: TIGER GOLD | 495 | Light Fittings | SPOT LIGHT | SPOT LIGHT |  | 39101600 | Lamps and lightbulbs | Production Completed
TNG - SHO | UNSPSC Classification | SCV | SCV | OK | 2023-04-14 | 2023-04-19 |  | G_55263 | G_39111500-00-00049 | 39111500-00-00049 | LIGHT, LED SPOT LIGHT ADAPTER:833.80.900( HAFELE)- | 495 | Light Fittings | SPOT LIGHT | SPOT LIGHT |  | 39101600 | Lamps and lightbulbs | Production Completed
TNG - SHO | UNSPSC Classification | SCV | SCV | OK | 2023-04-14 | 2023-04-19 |  | G_55171 | G_39111500-00-00050 | 39111500-00-00050 | LIGHT, LED SPOT LIGHT ADAPTER:833.80.910( HAFELE)- | 495 | Light Fittings | SPOT LIGHT | SPOT LIGHT |  | 39101600 | Lamps and lightbulbs | Production Completed
TNG - SHO | UNSPSC Classification | SCV | SCV | OK | 2023-04-14 | 2023-04-19 |  | G_55231 | G_39111500-00-00045 | 39111500-00-00045 | LIGHT, LED SPOT LIGHT, CODE: 833.78.151 | 495 | Light Fittings | SPOT LIGHT | SPOT LIGHT |  | 39101600 | Lamps and lightbulbs | Production Completed
TNG - SHO | UNSPSC Classification | SCV | SCV | OK | 2023-04-14 | 2023-04-18 |  | G_55172 | G_39111800-00-00110 | 39111800-00-00110 | LIGHT, LED STRIP LIGHT - YELLOW PHILIPS | 495 | Light Fittings | STRIP LIGHT | STRIP LIGHT |  | 39112507 | Strip lights | Production Completed
TNG - SHO | UNSPSC Classification | SCV | SCV | OK | 2023-04-14 | 2023-04-18 |  | G_57092 | G_39111500-00-00121 | 39111500-00-00121 | LIGHT, LED STRIP LIGHT COOL WHITE (6500K) WITH ADAPTER, MAKE: PHILIPS | 495 | Light Fittings | STRIP LIGHT | STRIP LIGHT |  | 39112507 | Strip lights | Production Completed
TNG - SHO | UNSPSC Classification | SCV | SCV | OK | 2023-04-14 | 2023-04-18 |  | G_57093 | G_39111500-00-00122 | 39111500-00-00122 | LIGHT, LED STRIP LIGHT WARM WHITE (3000K) WITH ADAPTER, MAKE: PHILIPS | 495 | Light Fittings | STRIP LIGHT | STRIP LIGHT |  | 39112507 | Strip lights | Production Completed
TNG - SHO | UNSPSC Classification | SCV | SCV | OK | 2023-04-14 | 2023-04-19 |  | G_55255 | G_39111500-00-00052 | 39111500-00-00052 | LIGHT, LED STRIP LIGHT:833.73.121( HAFELE-NON WATERPROOF | 495 | Light Fittings | STRIP LIGHT | STRIP LIGHT |  | 39112507 | Strip lights | Production Completed
TNG - SHO | UNSPSC Classification | SCV | SCV | OK | 2023-04-14 | 2023-04-19 |  | G_55272 | G_39111600-00-00005 | 39111600-00-00005 | LIGHT, SPOT LIGHT - YELLOW PHILIPS | 495 | Light Fittings | SPOT LIGHT | SPOT LIGHT |  | 39101600 | Lamps and lightbulbs | Production Completed
TNG - SHO | UNSPSC Classification | SCV | SCV | OK | 2023-04-14 | 2023-04-19 |  | G_55239 | G_39111500-00-00061 | 39111500-00-00061 | LIGHT, SPOT LIGHT (PHILIPS - WARM WHITE) | 495 | Light Fittings | SPOT LIGHT | SPOT LIGHT |  | 39101600 | Lamps and lightbulbs | Production Completed
TNG - SHO | UNSPSC Classification | SCV | SCV | OK | 2023-04-14 | 2023-04-19 |  | G_56700 | G_39111500-00-00104 | 39111500-00-00104 | LIGHT, SPOT LIGHT 4005 350MA 1W 3000K RM/ SM PLASTC SILVR RD ¦WITH 3 LIGHTS WITH 2 M LEAD EACH AND FIXING MATERIAL 833.78.100, HAFELE | 495 | Light Fittings | SPOT LIGHT | SPOT LIGHT |  | 39101600 | Lamps and lightbulbs | Production Completed
TNG - SHO | UNSPSC Classification | SCV | SCV | OK | 2023-04-14 | 2023-04-19 |  | G_56739 | G_39111500-00-00110 | 39111500-00-00110 | LIGHT, SPOT LIGHT-65MM DIALOOX 12W-LED ,HAFELE | 495 | Light Fittings | SPOT LIGHT | SPOT LIGHT |  | 39101600 | Lamps and lightbulbs | Production Completed
TNG - SHO | UNSPSC Classification | SCV | SCV | OK | 2023-04-14 | 2023-04-18 |  | G_55197 | G_39111521-00-00425 | 39111521-00-00425 | LIGHTING FIXTURE, 1 X 22 W, LED, RECESSED MOUNTED, MAKE : ABBY LIGHTING, CAT NO : IPLANE ROUND 22 W | 495 | Light Fittings | LIGHTING FIXTURE | LIGHTING FIXTURE | Recessed | 39111505 | Recessed lighting | Production Completed
TNG - SHO | UNSPSC Classification | SCV | SCV | OK | 2023-04-14 | 2023-04-18 |  | G_56301 | G_39111521-00-01837 | 39111521-00-01837 | LIGHTING FIXTURE, 10.9W, RECESSED MOUNTED, ADJUSTABLE, CIRCULAR DOWN LIGHT, LED, MAKE : OSRAM, CAT NO : P PRO 16 135 36* 10.9 | 495 | Light Fittings | LIGHTING FIXTURE | LIGHTING FIXTURE | Downlighting | 39111515 | Downlighting fixtures | Production Completed
TNG - SHO | UNSPSC Classification | SCV | SCV | OK | 2023-04-14 | 2023-04-18 |  | G_56430 | G_39111521-00-01838 | 39111521-00-01838 | LIGHTING FIXTURE, 10.9W, RECESSED MOUNTED, ADJUSTABLE, CIRCULAR DOWN LIGHT, LED, MAKE : OSRAM, CAT NO : P PRO 16 13536*10.9 4000 GU10 | 495 | Light Fittings | LIGHTING FIXTURE | LIGHTING FIXTURE | Downlighting | 39111515 | Downlighting fixtures | Production Completed
TNG - SHO | UNSPSC Classification | SCV | SCV | OK | 2023-04-14 | 2023-04-18 |  | G_55079 | G_39111521-00-00289 | 39111521-00-00289 | LIGHTING FIXTURE, 100 W, LED FLOOD LIGHT, MAKE : GREENSTAR LIGHTING, MODEL : VEGA, VG14 100W | 495 | Light Fittings | LIGHTING FIXTURE | LIGHTING FIXTURE | FLOOD | 39111611 | Flood light | Production Completed
TNG - SHO | UNSPSC Classification | SCV | SCV | OK | 2023-04-14 | 2023-04-18 |  | G_57155 | G_39111521-00-02471 | 39111521-00-02471 | LIGHTING FIXTURE, 10W ASTRA PRIME LED PANEL, RECESS MOUNTED, MAKE: PHILIPS | 495 | Light Fittings | LIGHTING FIXTURE | LIGHTING FIXTURE | Recessed | 39111505 | Recessed lighting | Production Completed
TNG - SHO | UNSPSC Classification | SCV | SCV | OK | 2023-04-14 | 2023-04-18 |  | G_55444 | G_39111521-00-00896 | 39111521-00-00896 | LIGHTING FIXTURE, 10W LED, CEILING RECESSED MOUNTED, IP 20, MAKE: ABBY, CAT NO: ISTAR 10W | 495 | Light Fittings | LIGHTING FIXTURE | LIGHTING FIXTURE | Recessed | 39111505 | Recessed lighting | Production Completed
TNG - SHO | UNSPSC Classification | SCV | SCV | OK | 2023-04-14 | 2023-04-18 |  | G_56041 | G_39111521-00-01476 | 39111521-00-01476 | LIGHTING FIXTURE, 10W LED, RECESS MOUNTED CEILING LIGHT, IP 20, MAKE: ABBY, CAT.NO: IKAPP 50 10W, WITH NON DIMMABLE DRIVER | 495 | Light Fittings | LIGHTING FIXTURE | LIGHTING FIXTURE | Recessed | 39111505 | Recessed lighting | Production Completed
TNG - SHO | UNSPSC Classification | SCV | SCV | OK | 2023-04-14 | 2023-04-18 |  | G_55592 | G_39111521-00-01203 | 39111521-00-01203 | LIGHTING FIXTURE, 10W LED, RECESS MOUNTED, IP 20, MAKE: JAQUAR, CAT.NO: ESTUS CODE - LETS01R010XC | 495 | Light Fittings | LIGHTING FIXTURE | LIGHTING FIXTURE |  | 39111544 | Light emitting diode LED fixture | Production Completed
TNG - SHO | UNSPSC Classification | SCV | SCV | OK | 2023-04-14 | 2023-04-18 |  | G_56111 | G_39111521-00-01535 | 39111521-00-01535 | LIGHTING FIXTURE, 10W LED, RECESSED CEILING LIGHT, MAKE: ABBY, CAT.NO: INFINITY ROUND RECESS - (10W) | 495 | Light Fittings | LIGHTING FIXTURE | LIGHTING FIXTURE | Recessed | 39111505 | Recessed lighting | Production Completed
TNG - SHO | UNSPSC Classification | SCV | SCV | OK | 2023-04-14 | 2023-04-18 |  | G_55207 | G_39111521-00-00342 | 39111521-00-00342 | LIGHTING FIXTURE, 10W, LED, SURFACE MOUNTED, MAKE : ABBY, CAT NO : IPLANE ROUND SURFACE | 495 | Light Fittings | LIGHTING FIXTURE | LIGHTING FIXTURE | LED | 39111544 | Light emitting diode LED fixture | Production Completed
TNG - SHO | UNSPSC Classification | SCV | SCV | OK | 2023-04-14 | 2023-04-18 |  | G_56322 | G_39111521-00-01669 | 39111521-00-01669 | LIGHTING FIXTURE, 10W, RECESS MOUNTED, DOWNLIGHT, LED, MAKE : LIGHTING TECHNOLOGIES, CAT NO : F01057R060 | 495 | Light Fittings | LIGHTING FIXTURE | LIGHTING FIXTURE | Recessed | 39111505 | Recessed lighting | Production Completed
TNG - SHO | UNSPSC Classification | SCV | SCV | OK | 2023-04-14 | 2023-04-18 |  | G_56292 | G_39111521-00-01676 | 39111521-00-01676 | LIGHTING FIXTURE, 10W, RECESS MOUNTED, DOWNLIGHT, LED, MAKE : LIGHTING TECHNOLOGIES, CAT NO : I01240DD00 | 495 | Light Fittings | LIGHTING FIXTURE | LIGHTING FIXTURE | Recessed | 39111505 | Recessed lighting | Production Completed
TNG - SHO | UNSPSC Classification | SCV | SCV | OK | 2023-04-14 | 2023-04-18 |  | G_55407 | G_39111521-00-00957 | 39111521-00-00957 | LIGHTING FIXTURE, 10W, RECESS MOUNTED, LED , MAKE : LIGHTING TECHNOLOGY , CAT NO : MOON V2 10W STD | 495 | Light Fittings | LIGHTING FIXTURE | LIGHTING FIXTURE | Recessed | 39111505 | Recessed lighting | Production Completed
TNG - SHO | UNSPSC Classification | SCV | SCV | OK | 2023-04-14 | 2023-04-18 |  | G_55316 | G_39111521-00-00944 | 39111521-00-00944 | LIGHTING FIXTURE, 10W, RECESS MOUNTED, ROUND, LED, IP 20 | 495 | Light Fittings | LIGHTING FIXTURE | LIGHTING FIXTURE | Recessed | 39111505 | Recessed lighting | Production Completed
TNG - SHO | UNSPSC Classification | SCV | SCV | OK | 2023-04-14 | 2023-04-18 |  | G_56025 | G_39111521-00-01459 | 39111521-00-01459 | LIGHTING FIXTURE, 10W, RECESSED MOUNTED, 130MM X 115MM X 65MM HT, LED, MAKE : SYNCOLITE, CAT NO : RA115-RM-10-CW60-IOS | 495 | Light Fittings | LIGHTING FIXTURE | LIGHTING FIXTURE | Recessed | 39111505 | Recessed lighting | Production Completed
TNG - SHO | UNSPSC Classification | SCV | SCV | OK | 2023-04-14 | 2023-04-18 |  | G_55804 | G_39111521-00-01293 | 39111521-00-01293 | LIGHTING FIXTURE, 10W, RECESSED MOUNTED, LED, MAKE : ABBY LIGHTING, CAT NO : IPLANE SQUARE RECESS 10W | 495 | Light Fittings | LIGHTING FIXTURE | LIGHTING FIXTURE | Recessed | 39111505 | Recessed lighting | Production Completed
TNG - SHO | UNSPSC Classification | SCV | SCV | OK | 2023-04-14 | 2023-04-18 |  | G_55366 | G_39111521-00-01003 | 39111521-00-01003 | LIGHTING FIXTURE, 10W, RECESSED MOUNTED, LED, MAKE : ABBY, CAT NO : ABBY INSPIRE 10W | 495 | Light Fittings | LIGHTING FIXTURE | LIGHTING FIXTURE | Recessed | 39111505 | Recessed lighting | Production Completed
TNG - SHO | UNSPSC Classification | SCV | SCV | OK | 2023-04-14 | 2023-04-18 |  | G_55153 | G_39111521-00-00551 | 39111521-00-00551 | LIGHTING FIXTURE, 10W,LED RECESS MOUNTED MAKE: ABBY, MODEL : IPLANE ROUND | 495 | Light Fittings | LIGHTING FIXTURE | LIGHTING FIXTURE | Recessed | 39111505 | Recessed lighting | Production Completed
TNG - SHO | UNSPSC Classification | SCV | SCV | OK | 2023-04-14 | 2023-04-18 |  | G_56468 | G_39111521-00-01841 | 39111521-00-01841 | LIGHTING FIXTURE, 12.8W, RECESSED MOUNTED, ADJUSTABLE, CIRCULAR DOWN LIGHT, LED, MAKE : OSRAM, CAT NO : PLCN50G21280-40 | 495 | Light Fittings | LIGHTING FIXTURE | LIGHTING FIXTURE | Downlighting | 39111515 | Downlighting fixtures | Production Completed
TNG - SHO | UNSPSC Classification | SCV | SCV | OK | 2023-04-14 | 2023-04-18 |  | G_56483 | G_39111521-00-01840 | 39111521-00-01840 | LIGHTING FIXTURE, 12.8W, RECESSED MOUNTED, ADJUSTABLE, CIRCULAR DOWN LIGHT, LED, MAKE : OSRAM, CAT NO : PLCN50G21400-24 | 495 | Light Fittings | LIGHTING FIXTURE | LIGHTING FIXTURE | Downlighting | 39111515 | Downlighting fixtures | Production Completed
TNG - SHO | UNSPSC Classification | SCV | SCV | OK | 2023-04-14 | 2023-04-18 |  | G_56429 | G_39111521-00-01834 | 39111521-00-01834 | LIGHTING FIXTURE, 12.8W, RECESSED MOUNTED, ADJUSTABLE, CIRCULAR DOWN LIGHT, LED, MAKE : OSRAM, CAT NO : PLCN50G21400-40 | 495 | Light Fittings | LIGHTING FIXTURE | LIGHTING FIXTURE | Downlighting | 39111515 | Downlighting fixtures | Production Completed
TNG - SHO | UNSPSC Classification | SCV | SCV | OK | 2023-04-14 | 2023-04-18 |  | G_55419 | G_39111521-00-00833 | 39111521-00-00833 | LIGHTING FIXTURE, 12W LED, CEILING RECESSED, IP 20, MAKE: JAQUAR, CAT.NO: LARV01R012XW | 495 | Light Fittings | LIGHTING FIXTURE | LIGHTING FIXTURE | Recessed | 39111505 | Recessed lighting | Production Completed
TNG - SHO | UNSPSC Classification | SCV | SCV | OK | 2023-04-14 | 2023-04-18 |  | G_56196 | G_39111521-00-01622 | 39111521-00-01622 | LIGHTING FIXTURE, 12W LED, CEILING RECESSED, IP 65,MAKE: LEDOS, CAT NO: CS-349 | 495 | Light Fittings | LIGHTING FIXTURE | LIGHTING FIXTURE | Recessed | 39111505 | Recessed lighting | Production Completed
TNG - SHO | UNSPSC Classification | SCV | SCV | OK | 2023-04-14 | 2023-04-18 |  | G_56103 | G_39111521-00-01534 | 39111521-00-01534 | LIGHTING FIXTURE, 12W LED, RECESSED CEILING LIGHT, MAKE: ARTELED, CAT.NO: ROCA FIXED (12W) 11781.30.25.12 | 495 | Light Fittings | LIGHTING FIXTURE | LIGHTING FIXTURE | Recessed | 39111505 | Recessed lighting | Production Completed
TNG - SHO | UNSPSC Classification | SCV | SCV | OK | 2023-04-14 | 2023-04-18 |  | G_56166 | G_39111521-00-01617 | 39111521-00-01617 | LIGHTING FIXTURE, 12W LED, SURFACE MOUNTED, IP 20, MAKE: HYBEC, CAT NO: EB 9423 | 495 | Light Fittings | LIGHTING FIXTURE | LIGHTING FIXTURE | LED | 39111544 | Light emitting diode LED fixture | Production Completed
TNG - SHO | UNSPSC Classification | SCV | SCV | OK | 2023-04-14 | 2023-04-18 |  | G_55107 | G_39111521-00-00262 | 39111521-00-00262 | LIGHTING FIXTURE, 12W, LED, RECESS MOUNTED, MAKE : HAVELLS, CAT NO : LHEJNP7CPZ1W012 | 495 | Light Fittings | LIGHTING FIXTURE | LIGHTING FIXTURE |  | 39111544 | Light emitting diode LED fixture | Production Completed
TNG - SHO | UNSPSC Classification | SCV | SCV | OK | 2023-04-14 | 2023-04-18 |  | G_55106 | G_39111521-00-00264 | 39111521-00-00264 | LIGHTING FIXTURE, 12W, LED, SURFACE MOUNTED, MAKE : HAVELLS, CAT NO : LHEAAGP7IA2W012 | 495 | Light Fittings | LIGHTING FIXTURE | LIGHTING FIXTURE | LED | 39111544 | Light emitting diode LED fixture | Production Completed
TNG - SHO | UNSPSC Classification | SCV | SCV | OK | 2023-04-14 | 2023-04-18 |  | G_56061 | G_39111521-00-01499 | 39111521-00-01499 | LIGHTING FIXTURE, 12W, RECESS MOUNTED, 250MM X 98MM X 90MM, LED, MAKE : KAPOOR LAMPS, CAT NO : HLO 6039 | 495 | Light Fittings | LIGHTING FIXTURE | LIGHTING FIXTURE | Recessed | 39111505 | Recessed lighting | Production Completed
TNG - SHO | UNSPSC Classification | SCV | SCV | OK | 2023-04-14 | 2023-04-18 |  | G_55676 | G_39111521-00-01320 | 39111521-00-01320 | LIGHTING FIXTURE, 12W, RECESS MOUNTED, DIMENSION 210X60X55MM, LED, MAKE : T-LITE, CAT NO : STEP LIGHT | 495 | Light Fittings | LIGHTING FIXTURE | LIGHTING FIXTURE | Recessed | 39111505 | Recessed lighting | Production Completed
TNG - SHO | UNSPSC Classification | SCV | SCV | OK | 2023-04-14 | 2023-04-18 |  | G_56273 | G_39111521-00-01733 | 39111521-00-01733 | LIGHTING FIXTURE, 12W, RECESS MOUNTED, DOWNLIGHT, LED, MAKE : LIGHTING TECHNOLOGIES, CAT NO : R01240R040 | 495 | Light Fittings | LIGHTING FIXTURE | LIGHTING FIXTURE | Recessed | 39111505 | Recessed lighting | Production Completed
TNG - SHO | UNSPSC Classification | SCV | SCV | OK | 2023-04-14 | 2023-04-18 |  | G_56156 | G_39111521-00-01578 | 39111521-00-01578 | LIGHTING FIXTURE, 12W, RECESS MOUNTED, SWIVEL TYPE,SPOT LIGHT,BVP161, LED , MAKE : PHILIPS, CAT NO : 919215850658 | 495 | Light Fittings | LIGHTING FIXTURE | LIGHTING FIXTURE | Recessed | 39111505 | Recessed lighting | Production Completed
TNG - SHO | UNSPSC Classification | SCV | SCV | OK | 2023-04-14 | 2023-04-18 |  | G_56210 | G_39111521-00-01580 | 39111521-00-01580 | LIGHTING FIXTURE, 12W, RECESS MOUNTED,DOWN LIGHT, LED , MAKE : PHILIPS, CAT NO : GREEN LED DN393 LED 12S | 495 | Light Fittings | LIGHTING FIXTURE | LIGHTING FIXTURE | Recessed | 39111505 | Recessed lighting | Production Completed
TNG - SHO | UNSPSC Classification | SCV | SCV | OK | 2023-04-14 | 2023-04-18 |  | G_55368 | G_39111521-00-01036 | 39111521-00-01036 | LIGHTING FIXTURE, 12W, RECESSED MOUNTED, LED, MAKE : LIGHTING TECHNOLOGIES, CAT NO : MV1257RS00 | 495 | Light Fittings | LIGHTING FIXTURE | LIGHTING FIXTURE | Recessed | 39111505 | Recessed lighting | Production Completed
TNG - SHO | UNSPSC Classification | SCV | SCV | OK | 2023-04-14 | 2023-04-18 |  | G_55317 | G_39111521-00-01029 | 39111521-00-01029 | LIGHTING FIXTURE, 12W, RECESSED MOUNTED,CABINET, LED , MAKE : PRISM , CAT NO : CH- 681 12W | 495 | Light Fittings | LIGHTING FIXTURE | LIGHTING FIXTURE | Recessed | 39111505 | Recessed lighting | Production Completed
TNG - SHO | UNSPSC Classification | SCV | SCV | OK | 2023-04-14 | 2023-04-18 |  | G_56226 | G_39111521-00-01640 | 39111521-00-01640 | LIGHTING FIXTURE, 12W, RECESSED MOUNTING, LED, MAKE : LIGHTING TECHNOLOGIES, CAT NO: I01240DD00 | 495 | Light Fittings | LIGHTING FIXTURE | LIGHTING FIXTURE | Recessed | 39111505 | Recessed lighting | Production Completed
TNG - SHO | UNSPSC Classification | SCV | SCV | OK | 2023-04-14 | 2023-04-18 |  | G_55377 | G_39111521-00-00858 | 39111521-00-00858 | LIGHTING FIXTURE, 12W, ROUND, RECESS MOUNTED, IRIS LED , MAKE : WIPRO, CAT NO : LD80-101-XXX-40-XX | 495 | Light Fittings | LIGHTING FIXTURE | LIGHTING FIXTURE | Recessed | 39111505 | Recessed lighting | Production Completed
TNG - SHO | UNSPSC Classification | SCV | SCV | OK | 2023-04-14 | 2023-04-18 |  | G_55512 | G_39111521-00-00832 | 39111521-00-00832 | LIGHTING FIXTURE, 13W COB LED, CEILING RECESSED, IP 20, MAKE: JAQUAR, CAT.NO: ARES ROUND 4 - LARS04R013XW | 495 | Light Fittings | LIGHTING FIXTURE | LIGHTING FIXTURE | Recessed | 39111505 | Recessed lighting | Production Completed
TNG - SHO | UNSPSC Classification | SCV | SCV | OK | 2023-04-14 | 2023-04-18 |  | G_57260 | G_39111521-00-02473 | 39111521-00-02473 | LIGHTING FIXTURE, 15W ASTRA PRIME LED PANEL, RECESS MOUNTED, MAKE: PHILIPS | 495 | Light Fittings | LIGHTING FIXTURE | LIGHTING FIXTURE | Recessed | 39111505 | Recessed lighting | Production Completed
TNG - SHO | UNSPSC Classification | SCV | SCV | OK | 2023-04-14 | 2023-04-18 |  | G_55534 | G_39111521-00-00836 | 39111521-00-00836 | LIGHTING FIXTURE, 15W LED, CEILING RECESSED, IP 20, MAKE: JAQUAR, CAT.NO: LESV01R015XW | 495 | Light Fittings | LIGHTING FIXTURE | LIGHTING FIXTURE | Recessed | 39111505 | Recessed lighting | Production Completed
TNG - SHO | UNSPSC Classification | SCV | SCV | OK | 2023-04-14 | 2023-04-18 |  | G_55588 | G_39111521-00-01092 | 39111521-00-01092 | LIGHTING FIXTURE, 15W LED, IP 20, RECESS MOUNTED, MAKE: SYSKA, CAT.NO: GIMBAL - 15W | 495 | Light Fittings | LIGHTING FIXTURE | LIGHTING FIXTURE | Recessed | 39111505 | Recessed lighting | Production Completed
TNG - SHO | UNSPSC Classification | SCV | SCV | OK | 2023-04-14 | 2023-04-18 |  | G_55954 | G_39111521-00-01358 | 39111521-00-01358 | LIGHTING FIXTURE, 15W LED, RECESS MOUNTED CEILING LIGHT, IP 20, 34 DEG, MAKE: ABBY, CAT.NO: IKAPP 50 15W, WITH NON DIMMABLE DRIVER | 495 | Light Fittings | LIGHTING FIXTURE | LIGHTING FIXTURE | Recessed | 39111505 | Recessed lighting | Production Completed
TNG - SHO | UNSPSC Classification | SCV | SCV | OK | 2023-04-14 | 2023-04-18 |  | G_55668 | G_39111521-00-01371 | 39111521-00-01371 | LIGHTING FIXTURE, 15W LED, RECESS MOUNTED CEILING LIGHT, IP 20, 34 DEG, WITH DALI DRIVER, MAKE: ABBY, CAT.NO: IKAPP 50 15W | 495 | Light Fittings | LIGHTING FIXTURE | LIGHTING FIXTURE | Recessed | 39111505 | Recessed lighting | Production Completed
TNG - SHO | UNSPSC Classification | SCV | SCV | OK | 2023-04-14 | 2023-04-18 |  | G_55894 | G_39111521-00-01339 | 39111521-00-01339 | LIGHTING FIXTURE, 15W LED, RECESS MOUNTED CEILING LIGHT, IP 20, MAKE: ABBY, CAT.NO: IKAPP 50 15W, WITH DALI DIMMABLE DRIVER | 495 | Light Fittings | LIGHTING FIXTURE | LIGHTING FIXTURE | Recessed | 39111505 | Recessed lighting | Production Completed
TNG - SHO | UNSPSC Classification | SCV | SCV | OK | 2023-04-14 | 2023-04-18 |  | G_55764 | G_39111521-00-01338 | 39111521-00-01338 | LIGHTING FIXTURE, 15W LED, RECESS MOUNTED CEILING LIGHT, IP 20, MAKE: ABBY, CAT.NO: IKAPP 50 15W, WITH DIMMABLE DRIVER | 495 | Light Fittings | LIGHTING FIXTURE | LIGHTING FIXTURE | Recessed | 39111505 | Recessed lighting | Production Completed
TNG - SHO | UNSPSC Classification | SCV | SCV | OK | 2023-04-14 | 2023-04-18 |  | G_55481 | G_39111521-00-00853 | 39111521-00-00853 | LIGHTING FIXTURE, 15W LED, RECESS MOUNTED SQUARE LIGHT, IP 20, MAKE: HYBEC, CAT.NO: EB-9359 | 495 | Light Fittings | LIGHTING FIXTURE | LIGHTING FIXTURE | Recessed | 39111505 | Recessed lighting | Production Completed
TNG - SHO | UNSPSC Classification | SCV | SCV | OK | 2023-04-14 | 2023-04-18 |  | G_55632 | G_39111521-00-01195 | 39111521-00-01195 | LIGHTING FIXTURE, 15W LED, RECESS MOUNTED, IP 20, MAKE: HYBEC, CAT.NO: PRO 168 | 495 | Light Fittings | LIGHTING FIXTURE | LIGHTING FIXTURE |  | 39111544 | Light emitting diode LED fixture | Production Completed
TNG - SHO | UNSPSC Classification | SCV | SCV | OK | 2023-04-14 | 2023-04-18 |  | G_55946 | G_39111521-00-01189 | 39111521-00-01189 | LIGHTING FIXTURE, 15W LED, RECESS MOUNTED, IP 20, MAKE: LAFIT, MODEL: BOTHO, CAT.NO: LFGL664A | 495 | Light Fittings | LIGHTING FIXTURE | LIGHTING FIXTURE |  | 39111544 | Light emitting diode LED fixture | Production Completed
TNG - SHO | UNSPSC Classification | SCV | SCV | OK | 2023-04-14 | 2023-04-18 |  | G_55590 | G_39111521-00-01200 | 39111521-00-01200 | LIGHTING FIXTURE, 15W LED, RECESS MOUNTED, IP 20, MAKE: LAFIT, MODEL: SPRIL, CAT.NO: LFDL800R | 495 | Light Fittings | LIGHTING FIXTURE | LIGHTING FIXTURE |  | 39111544 | Light emitting diode LED fixture | Production Completed
TNG - SHO | UNSPSC Classification | SCV | SCV | OK | 2023-04-14 | 2023-04-18 |  | G_56112 | G_39111521-00-01530 | 39111521-00-01530 | LIGHTING FIXTURE, 15W LED, RECESSED CEILING LIGHT, MAKE: ABBY, CAT.NO: INFINITY ROUND RECESS - (15W) | 495 | Light Fittings | LIGHTING FIXTURE | LIGHTING FIXTURE | Recessed | 39111505 | Recessed lighting | Production Completed
TNG - SHO | UNSPSC Classification | SCV | SCV | OK | 2023-04-14 | 2023-04-18 |  | G_56104 | G_39111521-00-01532 | 39111521-00-01532 | LIGHTING FIXTURE, 15W LED, RECESSED CEILING LIGHT, MAKE: ABBY, CAT.NO: SPOTBOY SR 50 - (15W) | 495 | Light Fittings | LIGHTING FIXTURE | LIGHTING FIXTURE | Recessed | 39111505 | Recessed lighting | Production Completed
TNG - SHO | UNSPSC Classification | SCV | SCV | OK | 2023-04-14 | 2023-04-18 |  | G_56121 | G_39111521-00-01531 | 39111521-00-01531 | LIGHTING FIXTURE, 15W LED, RECESSED CEILING LIGHT, MAKE: ARTELED, CAT.NO: ROCA FIXED (15W) 11674.30.25.15 | 495 | Light Fittings | LIGHTING FIXTURE | LIGHTING FIXTURE | Recessed | 39111505 | Recessed lighting | Production Completed
TNG - SHO | UNSPSC Classification | SCV | SCV | OK | 2023-04-14 | 2023-04-19 |  | G_55268 | G_39111521-00-00455 | 39111521-00-00455 | LIGHTING FIXTURE, 15W, LED, SURFACE MOUNTED SQUARE DOWN LIGHTER, MAKE: PHILIPS, DN170C 1XDLED | 495 | Light Fittings | LIGHTING FIXTURE | LIGHTING FIXTURE | LED | 39111544 | Light emitting diode LED fixture | Production Completed
TNG - SHO | UNSPSC Classification | SCV | SCV | OK | 2023-04-14 | 2023-04-18 |  | G_56275 | G_39111521-00-01743 | 39111521-00-01743 | LIGHTING FIXTURE, 15W, RECESS MOUNTED, CIRCULAR DOWN, DIMMABLE, LED, MAKE : HAVELLS, MODEL : INTEGRA-15W | 495 | Light Fittings | LIGHTING FIXTURE | LIGHTING FIXTURE | Recessed | 39111505 | Recessed lighting | Production Completed
TNG - SHO | UNSPSC Classification | SCV | SCV | OK | 2023-04-14 | 2023-04-18 |  | G_56508 | G_39111521-00-01739 | 39111521-00-01739 | LIGHTING FIXTURE, 15W, RECESS MOUNTED, CIRCULAR DOWN, LED, MAKE : HAVELLS, MODEL : INTEGRA-15W | 495 | Light Fittings | LIGHTING FIXTURE | LIGHTING FIXTURE | Recessed | 39111505 | Recessed lighting | Production Completed
TNG - SHO | UNSPSC Classification | SCV | SCV | OK | 2023-04-14 | 2023-04-18 |  | G_56062 | G_39111521-00-01541 | 39111521-00-01541 | LIGHTING FIXTURE, 15W, RECESS MOUNTED, DOWN LIGHT, 110MM DIA X 37MM HT, LED, MAKE : KAPOOR LAMPS, CAT NO : HLR 2317 | 495 | Light Fittings | LIGHTING FIXTURE | LIGHTING FIXTURE | Recessed | 39111505 | Recessed lighting | Production Completed
TNG - SHO | UNSPSC Classification | SCV | SCV | OK | 2023-04-14 | 2023-04-18 |  | G_55658 | G_39111521-00-01360 | 39111521-00-01360 | LIGHTING FIXTURE, 15W, RECESS MOUNTED, DOWN LIGHT, DIMMABLE, LED, MAKE : INDIA BULL, CAT NO : IRDLR01 RD - 15W DALI | 495 | Light Fittings | LIGHTING FIXTURE | LIGHTING FIXTURE | Recessed | 39111505 | Recessed lighting | Production Completed
TNG - SHO | UNSPSC Classification | SCV | SCV | OK | 2023-04-14 | 2023-04-18 |  | G_56195 | G_39111521-00-01569 | 39111521-00-01569 | LIGHTING FIXTURE, 15W, RECESS MOUNTED, DOWN LIGHT, DIMMABLE, LED, MAKE : LIGHTING TECHNOLOGIES, CAT NO : MV1840RS0D | 495 | Light Fittings | LIGHTING FIXTURE | LIGHTING FIXTURE | Recessed | 39111505 | Recessed lighting | Production Completed
TNG - SHO | UNSPSC Classification | SCV | SCV | OK | 2023-04-14 | 2023-04-18 |  | G_55314 | G_39111521-00-00937 | 39111521-00-00937 | LIGHTING FIXTURE, 15W, RECESS MOUNTED, DOWN LIGHT, LED ,IP 20, MAKE : LIGHTING TECHNOLOGIES, CAT NO : MV1540RS0D | 495 | Light Fittings | LIGHTING FIXTURE | LIGHTING FIXTURE | Recessed | 39111505 | Recessed lighting | Production Completed
TNG - SHO | UNSPSC Classification | SCV | SCV | OK | 2023-04-14 | 2023-04-18 |  | G_56124 | G_39111521-00-01448 | 39111521-00-01448 | LIGHTING FIXTURE, 15W, RECESS MOUNTED, DOWN LIGHT, LED, MAKE : ABBY, CAT NO : XYLA SQ 15W | 495 | Light Fittings | LIGHTING FIXTURE | LIGHTING FIXTURE | Recessed | 39111505 | Recessed lighting | Production Completed
TNG - SHO | UNSPSC Classification | SCV | SCV | OK | 2023-04-14 | 2023-04-18 |  | G_55659 | G_39111521-00-01359 | 39111521-00-01359 | LIGHTING FIXTURE, 15W, RECESS MOUNTED, DOWN LIGHT, LED, MAKE : INDIA BULL, CAT NO : IRDLR01 RD - 15W | 495 | Light Fittings | LIGHTING FIXTURE | LIGHTING FIXTURE | Recessed | 39111505 | Recessed lighting | Production Completed
TNG - SHO | UNSPSC Classification | SCV | SCV | OK | 2023-04-14 | 2023-04-18 |  | G_56007 | G_39111521-00-01514 | 39111521-00-01514 | LIGHTING FIXTURE, 15W, RECESS MOUNTED, DOWN LIGHT, LED, MAKE : INDIA BULL, MODEL : GLOW ROUND CAT NO : IRDLR21 RD - 15W | 495 | Light Fittings | LIGHTING FIXTURE | LIGHTING FIXTURE | Recessed | 39111505 | Recessed lighting | Production Completed
TNG - SHO | UNSPSC Classification | SCV | SCV | OK | 2023-04-14 | 2023-04-18 |  | G_56267 | G_39111521-00-01683 | 39111521-00-01683 | LIGHTING FIXTURE, 15W, RECESS MOUNTED, DOWNLIGHT, LED, MAKE : KAPOOR LAMPS, CAT NO : CH8413/15W | 495 | Light Fittings | LIGHTING FIXTURE | LIGHTING FIXTURE | Recessed | 39111505 | Recessed lighting | Production Completed
TNG - SHO | UNSPSC Classification | SCV | SCV | OK | 2023-04-14 | 2023-04-18 |  | G_56272 | G_39111521-00-01727 | 39111521-00-01727 | LIGHTING FIXTURE, 15W, RECESS MOUNTED, DOWNLIGHT, LED, MAKE : LIGHTING TECHNOLOGIES, CAT NO : DIFFUSED - I01540DD00 | 495 | Light Fittings | LIGHTING FIXTURE | LIGHTING FIXTURE | Recessed | 39111505 | Recessed lighting | Production Completed
TNG - SHO | UNSPSC Classification | SCV | SCV | OK | 2023-04-14 | 2023-04-18 |  | G_56042 | G_39111521-00-01451 | 39111521-00-01451 | LIGHTING FIXTURE, 15W, RECESS MOUNTED, DOWNLIGHT, LED, MAKE : LIGHTING TECHNOLOGIES, CAT NO : I01540DD0D | 495 | Light Fittings | LIGHTING FIXTURE | LIGHTING FIXTURE | Recessed | 39111505 | Recessed lighting | Production Completed
TNG - SHO | UNSPSC Classification | SCV | SCV | OK | 2023-04-14 | 2023-04-18 |  | G_55786 | G_39111521-00-01242 | 39111521-00-01242 | LIGHTING FIXTURE, 15W, RECESS MOUNTED, DOWNLIGHT, LED, MAKE : LIGHTING TECHNOLOGIES, CAT NO : I01557DD00 | 495 | Light Fittings | LIGHTING FIXTURE | LIGHTING FIXTURE | Recessed | 39111505 | Recessed lighting | Production Completed
TNG - SHO | UNSPSC Classification | SCV | SCV | OK | 2023-04-14 | 2023-04-18 |  | G_56373 | G_39111521-00-01707 | 39111521-00-01707 | LIGHTING FIXTURE, 15W, RECESS MOUNTED, DOWNLIGHT, LED, MAKE : LIGHTING TECHNOLOGIES, CAT NO : PRECISE - I01540D060 | 495 | Light Fittings | LIGHTING FIXTURE | LIGHTING FIXTURE | Recessed | 39111505 | Recessed lighting | Production Completed
TNG - SHO | UNSPSC Classification | SCV | SCV | OK | 2023-04-14 | 2023-04-18 |  | G_56185 | G_39111521-00-01589 | 39111521-00-01589 | LIGHTING FIXTURE, 15W, RECESS MOUNTED, L112MM, W112MM,H115MM,LED ,MAKE : ABBY LIGHTING, CAT NO : LUKE 50 1 WAY CARBON - 15W NW40K WD SWH | 495 | Light Fittings | LIGHTING FIXTURE | LIGHTING FIXTURE | Recessed | 39111505 | Recessed lighting | Production Completed
TNG - SHO | UNSPSC Classification | SCV | SCV | OK | 2023-04-14 | 2023-04-18 |  | G_55410 | G_39111521-00-00938 | 39111521-00-00938 | LIGHTING FIXTURE, 15W, RECESS MOUNTED, LED,IP 20 ,MAKE : LIGHTING TECHNOLOGIES, CAT NO : MV1540RS00 | 495 | Light Fittings | LIGHTING FIXTURE | LIGHTING FIXTURE | Recessed | 39111505 | Recessed lighting | Production Completed
TNG - SHO | UNSPSC Classification | SCV | SCV | OK | 2023-04-14 | 2023-04-18 |  | G_55589 | G_39111521-00-01097 | 39111521-00-01097 | LIGHTING FIXTURE, 15W, RECESS MOUNTED,CIRCULAR, LED , MAKE : TRILUX CAT NO : AMBIELLA IND G3 LED 1250-857 ET | 495 | Light Fittings | LIGHTING FIXTURE | LIGHTING FIXTURE | Recessed | 39111505 | Recessed lighting | Production Completed
TNG - SHO | UNSPSC Classification | SCV | SCV | OK | 2023-04-14 | 2023-04-18 |  | G_55836 | G_39111521-00-01101 | 39111521-00-01101 | LIGHTING FIXTURE, 15W, RECESS MOUNTED,CIRCULAR, LED , MAKE : TRILUX CAT NO : AMBIELLA PLUS IND G3 LED 1275-830 ETDD | 495 | Light Fittings | LIGHTING FIXTURE | LIGHTING FIXTURE | Recessed | 39111505 | Recessed lighting | Production Completed
TNG - SHO | UNSPSC Classification | SCV | SCV | OK | 2023-04-14 | 2023-04-18 |  | G_55812 | G_39111521-00-01343 | 39111521-00-01343 | LIGHTING FIXTURE, 15W, RECESS MOUNTED,LED, MAKE : KAPOOR LAMPS, CAT NO : LLF-002 | 495 | Light Fittings | LIGHTING FIXTURE | LIGHTING FIXTURE | Recessed | 39111505 | Recessed lighting | Production Completed
TNG - SHO | UNSPSC Classification | SCV | SCV | OK | 2023-04-14 | 2023-04-18 |  | G_55903 | G_39111521-00-01294 | 39111521-00-01294 | LIGHTING FIXTURE, 15W, RECESSED MOUNTED, LED, MAKE : ABBY LIGHTING, CAT NO : IPLANE SQUARE RECESS 15W | 495 | Light Fittings | LIGHTING FIXTURE | LIGHTING FIXTURE | Recessed | 39111505 | Recessed lighting | Production Completed
TNG - SHO | UNSPSC Classification | SCV | SCV | OK | 2023-04-14 | 2023-04-18 |  | G_55420 | G_39111521-00-01004 | 39111521-00-01004 | LIGHTING FIXTURE, 15W, RECESSED MOUNTED, LED, MAKE : ABBY, CAT NO : ABBY INSPIRE 15W | 495 | Light Fittings | LIGHTING FIXTURE | LIGHTING FIXTURE | Recessed | 39111505 | Recessed lighting | Production Completed
TNG - SHO | UNSPSC Classification | SCV | SCV | OK | 2023-04-14 | 2023-04-18 |  | G_55376 | G_39111521-00-00857 | 39111521-00-00857 | LIGHTING FIXTURE, 15W, ROUND, RECESS MOUNTED, IRIS LED , MAKE : WIPRO, CAT NO : LD80-131-XXX-40-XX | 495 | Light Fittings | LIGHTING FIXTURE | LIGHTING FIXTURE | Recessed | 39111505 | Recessed lighting | Production Completed
TNG - SHO | UNSPSC Classification | SCV | SCV | OK | 2023-04-14 | 2023-04-18 |  | G_55789 | G_39111521-00-01228 | 39111521-00-01228 | LIGHTING FIXTURE, 15W, ROUND, RECESSED MOUNTED, LED, MAKE : ABBY LIGHTING, CAT NO : SPA 15W ITUNE 27-50K MD SWH | 495 | Light Fittings | LIGHTING FIXTURE | LIGHTING FIXTURE | Recessed | 39111505 | Recessed lighting | Production Completed
TNG - SHO | UNSPSC Classification | SCV | SCV | OK | 2023-04-14 | 2023-04-18 |  | G_56339 | G_39111521-00-01806 | 39111521-00-01806 | LIGHTING FIXTURE, 15W, SURFACE MOUNTED, CIRCULAR DOWN LIGHT, LED, MAKE : PANASONIC , CAT NO : PDLM10156 | 495 | Light Fittings | LIGHTING FIXTURE | LIGHTING FIXTURE | Downlighting | 39111515 | Downlighting fixtures | Production Completed
TNG - SHO | UNSPSC Classification | SCV | SCV | OK | 2023-04-14 | 2023-04-19 |  | G_55278 | G_39111521-00-00701 | 39111521-00-00701 | LIGHTING FIXTURE, 15W,LED,RECESS MOUNTED,MAKE:ABBY LIGHTING , MODEL: IPLANE ROUND SURFACE 15W | 495 | Light Fittings | LIGHTING FIXTURE | LIGHTING FIXTURE |  | 39111505 | Recessed lighting | Production Completed
TNG - SHO | UNSPSC Classification | SCV | SCV | OK | 2023-04-14 | 2023-04-18 |  | G_55437 | G_39111521-00-00855 | 39111521-00-00855 | LIGHTING FIXTURE, 16W LED, SURFACE MOUNTED SQUARE LIGHT, IP 20, MAKE: HYBEC, CAT.NO: EB-9368 | 495 | Light Fittings | LIGHTING FIXTURE | LIGHTING FIXTURE | LED | 39111544 | Light emitting diode LED fixture | Production Completed
TNG - SHO | UNSPSC Classification | SCV | SCV | OK | 2023-04-14 | 2023-04-18 |  | G_55310 | G_39111521-00-00850 | 39111521-00-00850 | LIGHTING FIXTURE, 16W LED, SURFACE MOUNTED, IP 40, MAKE: HYBEC, CAT.NO: EB-9363 | 495 | Light Fittings | LIGHTING FIXTURE | LIGHTING FIXTURE | LED | 39111544 | Light emitting diode LED fixture | Production Completed
TNG - SHO | UNSPSC Classification | SCV | SCV | OK | 2023-04-14 | 2023-04-18 |  | G_55086 | G_39111524-00-00105 | 39111524-00-00105 | LIGHTING FIXTURE, 17 W, LED, CIRCULAR TYPE, RECESS MOUNTED, ABBY : IKAPP, 17 W WITH BALLAST | 495 | Light Fittings | LIGHTING FIXTURE | LIGHTING FIXTURE | Recessed | 39111505 | Recessed lighting | Production Completed
TNG - SHO | UNSPSC Classification | SCV | SCV | OK | 2023-04-14 | 2023-04-18 |  | G_55162 | G_39111521-00-00640 | 39111521-00-00640 | LIGHTING FIXTURE, 170 W,FRAME MOUNTED,IP 65, LED FLOOD LIGHT ,MAKE :LIGHTING TECHNOLOGIES, CAT NO: T17057F060 | 495 | Light Fittings | LIGHTING FIXTURE | LIGHTING FIXTURE | FLOOD | 39111611 | Flood light | Production Completed
TNG - SHO | UNSPSC Classification | SCV | SCV | OK | 2023-04-14 | 2023-04-18 |  | G_55478 | G_39111521-00-00834 | 39111521-00-00834 | LIGHTING FIXTURE, 18W LED - COB, CEILING RECESSED, IP 44, MAKE: KAPOOR LAMPS, CAT.NO: LLF 079 | 495 | Light Fittings | LIGHTING FIXTURE | LIGHTING FIXTURE | Recessed | 39111505 | Recessed lighting | Production Completed
TNG - SHO | UNSPSC Classification | SCV | SCV | OK | 2023-04-14 | 2023-04-18 |  | G_56108 | G_39111521-00-01508 | 39111521-00-01508 | LIGHTING FIXTURE, 18W, RECESS MOUNTED, DOWN LIGHT, LED, MAKE : KAPOOR LAMPS, CAT NO : LLF-132-B | 495 | Light Fittings | LIGHTING FIXTURE | LIGHTING FIXTURE | Recessed | 39111505 | Recessed lighting | Production Completed
TNG - SHO | UNSPSC Classification | SCV | SCV | OK | 2023-04-14 | 2023-04-18 |  | G_56173 | G_39111521-00-01570 | 39111521-00-01570 | LIGHTING FIXTURE, 18W, RECESS MOUNTED, DOWN LIGHT, LED, MAKE : LIGHTING TECHNOLOGIES, CAT NO : MV1857RS00 | 495 | Light Fittings | LIGHTING FIXTURE | LIGHTING FIXTURE | Recessed | 39111505 | Recessed lighting | Production Completed
TNG - SHO | UNSPSC Classification | SCV | SCV | OK | 2023-04-14 | 2023-04-18 |  | G_55656 | G_39111521-00-01276 | 39111521-00-01276 | LIGHTING FIXTURE, 18W, RECESS MOUNTED, DOWNLIGHT, LED, MAKE : ABBY LIGHTING, CAT NO : ALL ROUNDER | 495 | Light Fittings | LIGHTING FIXTURE | LIGHTING FIXTURE | Recessed | 39111505 | Recessed lighting | Production Completed
TNG - SHO | UNSPSC Classification | SCV | SCV | OK | 2023-04-14 | 2023-04-18 |  | G_55964 | G_39111521-00-01414 | 39111521-00-01414 | LIGHTING FIXTURE, 18W, RECESS MOUNTED, DOWNLIGHT, LED, MAKE : LIGHTING TECHNOLOGIES , CAT NO : I01840DD0D | 495 | Light Fittings | LIGHTING FIXTURE | LIGHTING FIXTURE | Recessed | 39111505 | Recessed lighting | Production Completed
TNG - SHO | UNSPSC Classification | SCV | SCV | OK | 2023-04-14 | 2023-04-18 |  | G_56294 | G_39111521-00-01678 | 39111521-00-01678 | LIGHTING FIXTURE, 18W, RECESS MOUNTED, DOWNLIGHT, LED, MAKE : LIGHTING TECHNOLOGIES, CAT NO : I01840DD00 | 495 | Light Fittings | LIGHTING FIXTURE | LIGHTING FIXTURE | Recessed | 39111505 | Recessed lighting | Production Completed
TNG - SHO | UNSPSC Classification | SCV | SCV | OK | 2023-04-14 | 2023-04-18 |  | G_56375 | G_39111521-00-01706 | 39111521-00-01706 | LIGHTING FIXTURE, 18W, RECESS MOUNTED, DOWNLIGHT, LED, MAKE : LIGHTING TECHNOLOGIES, CAT NO : PRECISE - I01840D060 | 495 | Light Fittings | LIGHTING FIXTURE | LIGHTING FIXTURE | Recessed | 39111505 | Recessed lighting | Production Completed
TNG - SHO | UNSPSC Classification | SCV | SCV | OK | 2023-04-14 | 2023-04-18 |  | G_56411 | G_39111521-00-01736 | 39111521-00-01736 | LIGHTING FIXTURE, 18W, RECESS MOUNTED, DOWNLIGHT, LED, MAKE : LIGHTING TECHNOLOGIES, CAT NO : PRECISE - I01857D060 | 495 | Light Fittings | LIGHTING FIXTURE | LIGHTING FIXTURE | Recessed | 39111505 | Recessed lighting | Production Completed
TNG - SHO | UNSPSC Classification | SCV | SCV | OK | 2023-04-14 | 2023-04-18 |  | G_55748 | G_39111521-00-01376 | 39111521-00-01376 | LIGHTING FIXTURE, 18W, RECESS MOUNTED, LED, INTENSO, MAKE : LIGHTING TECHNOLOGIES, CAT NO : I01840DD00 | 495 | Light Fittings | LIGHTING FIXTURE | LIGHTING FIXTURE | Recessed | 39111505 | Recessed lighting | Production Completed
TNG - SHO | UNSPSC Classification | SCV | SCV | OK | 2023-04-14 | 2023-04-18 |  | G_56055 | G_39111521-00-01457 | 39111521-00-01457 | LIGHTING FIXTURE, 18W, RECESSED MOUNTED, 130MM X 115MM X 65MM HT, LED, MAKE : SYNCOLITE, CAT NO : RA115-RM-18-CW60-IOS | 495 | Light Fittings | LIGHTING FIXTURE | LIGHTING FIXTURE | Recessed | 39111505 | Recessed lighting | Production Completed
TNG - SHO | UNSPSC Classification | SCV | SCV | OK | 2023-04-14 | 2023-04-18 |  | G_56431 | G_39111521-00-01839 | 39111521-00-01839 | LIGHTING FIXTURE, 18W, RECESSED MOUNTED, ADJUSTABLE, CIRCULAR DOWN LIGHT, LED, MAKE : OSRAM, CAT NO : PL-CN111-COB-1800-24D-G1 | 495 | Light Fittings | LIGHTING FIXTURE | LIGHTING FIXTURE | Downlighting | 39111515 | Downlighting fixtures | Production Completed
TNG - SHO | UNSPSC Classification | SCV | SCV | OK | 2023-04-14 | 2023-04-18 |  | G_55771 | G_39111521-00-01411 | 39111521-00-01411 | LIGHTING FIXTURE, 18W, RECESSED MOUNTED, ROUND, LED, MAKE : PEARL CAT NO : ULTRASLIM 18 WATTS ROUND | 495 | Light Fittings | LIGHTING FIXTURE | LIGHTING FIXTURE | Recessed | 39111505 | Recessed lighting | Production Completed
TNG - SHO | UNSPSC Classification | SCV | SCV | OK | 2023-04-14 | 2023-04-18 |  | G_55515 | G_39111521-00-00861 | 39111521-00-00861 | LIGHTING FIXTURE, 18W, ROUND, RECESS MOUNTED, IRIS LED , MAKE : WIPRO, CAT NO : LD80-171-XXX-40-XX | 495 | Light Fittings | LIGHTING FIXTURE | LIGHTING FIXTURE | Recessed | 39111505 | Recessed lighting | Production Completed
TNG - SHO | UNSPSC Classification | SCV | SCV | OK | 2023-04-14 | 2023-04-18 |  | G_55536 | G_39111521-00-00762 | 39111521-00-00762 | LIGHTING FIXTURE, 18W,4 FEET, LED, SURFACE MOUNTED, MAKE: GREAT WHITE, MODEL : BAT UNI LED T5E 31107 | 495 | Light Fittings | LIGHTING FIXTURE | LIGHTING FIXTURE | LED | 39111544 | Light emitting diode LED fixture | Production Completed
TNG - SHO | UNSPSC Classification | SCV | SCV | OK | 2023-04-14 | 2023-04-19 |  | G_55279 | G_39111521-00-00704 | 39111521-00-00704 | LIGHTING FIXTURE, 18W,LED,RECESS MOUNTED,MAKE:LUNAR , L018570W | 495 | Light Fittings | LIGHTING FIXTURE | LIGHTING FIXTURE |  | 39111505 | Recessed lighting | Production Completed
TNG - SHO | UNSPSC Classification | SCV | SCV | OK | 2023-04-14 | 2023-04-18 |  | G_55451 | G_39111521-00-00940 | 39111521-00-00940 | LIGHTING FIXTURE, 18W,RECESS MOUNTED, TILTABLE TYPE, LED,IP 20 MAKE : LIGHTING TECHNOLOGIES, CAT NO : R01840D04D | 495 | Light Fittings | LIGHTING FIXTURE | LIGHTING FIXTURE | Recessed | 39111505 | Recessed lighting | Production Completed
TNG - SHO | UNSPSC Classification | SCV | SCV | OK | 2023-04-14 | 2023-04-18 |  | G_55402 | G_39111521-00-00840 | 39111521-00-00840 | LIGHTING FIXTURE, 1W LED, RECESS MOUNTED SPOT LIGHT, IP 44, MAKE:KAPOOR LAMPS, CAT.NO: LLF-072 | 495 | Light Fittings | LIGHTING FIXTURE | LIGHTING FIXTURE | Recessed | 39111505 | Recessed lighting | Production Completed
TNG - SHO | UNSPSC Classification | SCV | SCV | OK | 2023-04-14 | 2023-04-18 |  | G_55900 | G_39111521-00-01300 | 39111521-00-01300 | LIGHTING FIXTURE, 1W LED, RECESS MOUNTED, IP 66, MAKE: DEBBAS, CAT.NO: 92061.W.30 (BERET) | 495 | Light Fittings | LIGHTING FIXTURE | LIGHTING FIXTURE |  | 39111544 | Light emitting diode LED fixture | Production Completed
TNG - SHO | UNSPSC Classification | SCV | SCV | OK | 2023-04-14 | 2023-04-18 |  | G_55910 | G_39111521-00-01089 | 39111521-00-01089 | LIGHTING FIXTURE, 1W LED, RECESSED CEILING SPOT LIGHT, IP 20, MAKE: HYBEC, CAT.NO: HLR 2862 - 1W | 495 | Light Fittings | LIGHTING FIXTURE | LIGHTING FIXTURE | Recessed | 39111505 | Recessed lighting | Production Completed
TNG - SHO | UNSPSC Classification | SCV | SCV | OK | 2023-04-14 | 2023-04-18 |  | G_55884 | G_39111521-00-01298 | 39111521-00-01298 | LIGHTING FIXTURE, 1X10W, RECESSED MOUNTED, LED, MAKE : KAPOOR LAMPS, CAT NO : KLS LLF 058 | 495 | Light Fittings | LIGHTING FIXTURE | LIGHTING FIXTURE | Recessed | 39111505 | Recessed lighting | Production Completed
TNG - SHO | UNSPSC Classification | SCV | SCV | OK | 2023-04-14 | 2023-04-19 |  | G_55235 | G_39111521-00-00569 | 39111521-00-00569 | LIGHTING FIXTURE, 1X10W,LED,RECESSED MOUNTED,MAKE: ABBY,PRODUCT CODE: IKAPP MINI 10 WATT | 495 | Light Fittings | LIGHTING FIXTURE | LIGHTING FIXTURE | Recessed | 39111505 | Recessed lighting | Production Completed
TNG - SHO | UNSPSC Classification | SCV | SCV | OK | 2023-04-14 | 2023-04-18 |  | G_55415 | G_39111521-00-00956 | 39111521-00-00956 | LIGHTING FIXTURE, 2 X 12W, DEEP RECESS MOUNTED,90X185MM,40 DEGREE, SPOON JODIE, LED,IP 20 ,MAKE : SPOON , CAT NO : SP 2165 | 495 | Light Fittings | LIGHTING FIXTURE | LIGHTING FIXTURE | Recessed | 39111505 | Recessed lighting | Production Completed
TNG - SHO | UNSPSC Classification | SCV | SCV | OK | 2023-04-14 | 2023-04-18 |  | G_55416 | G_39111521-00-00955 | 39111521-00-00955 | LIGHTING FIXTURE, 2 X 12W, DEEP RECESS MOUNTED,90X185MM,90 DEGREE, SPOON JODIE, LED,IP 20 ,MAKE : SPOON , CAT NO : SP 2165 | 495 | Light Fittings | LIGHTING FIXTURE | LIGHTING FIXTURE | Recessed | 39111505 | Recessed lighting | Production Completed
TNG - SHO | UNSPSC Classification | SCV | SCV | OK | 2023-04-14 | 2023-04-18 |  | G_55723 | G_39111521-00-01191 | 39111521-00-01191 | LIGHTING FIXTURE, 20W LED, RECESS MOUNTED, IP 20, MAKE: LAFIT, MODEL: SPRIL, CAT.NO: LFDL800R | 495 | Light Fittings | LIGHTING FIXTURE | LIGHTING FIXTURE |  | 39111544 | Light emitting diode LED fixture | Production Completed
TNG - SHO | UNSPSC Classification | SCV | SCV | OK | 2023-04-14 | 2023-04-18 |  | G_55760 | G_39111521-00-01198 | 39111521-00-01198 | LIGHTING FIXTURE, 20W LED, RECESS MOUNTED, IP 20, MAKE: LAFIT, MODEL: SPRIL, CAT.NO: LFDL800R, WITH DIMMABLE DRIVER | 495 | Light Fittings | LIGHTING FIXTURE | LIGHTING FIXTURE |  | 39111544 | Light emitting diode LED fixture | Production Completed
TNG - SHO | UNSPSC Classification | SCV | SCV | OK | 2023-04-14 | 2023-04-18 |  | G_56090 | G_39111521-00-01512 | 39111521-00-01512 | LIGHTING FIXTURE, 20W LED, SURFACE MOUNTED FOCUS LIGHT, IP 20, MAKE: LED LUM/PRISM, CAT.NO: LLS-073 | 495 | Light Fittings | LIGHTING FIXTURE | LIGHTING FIXTURE | LED | 39111544 | Light emitting diode LED fixture | Production Completed
TNG - SHO | UNSPSC Classification | SCV | SCV | OK | 2023-04-14 | 2023-04-18 |  | G_57168 | G_39111521-00-02534 | 39111521-00-02534 | LIGHTING FIXTURE, 20W, DEEP RECESSED, IP20, MAKE: LED LUM, CAT.NO: LLS050A | 495 | Light Fittings | LIGHTING FIXTURE | LIGHTING FIXTURE | Recessed | 39111505 | Recessed lighting | Production Completed
TNG - SHO | UNSPSC Classification | SCV | SCV | OK | 2023-04-14 | 2023-04-18 |  | G_56087 | G_39111521-00-01500 | 39111521-00-01500 | LIGHTING FIXTURE, 20W, RECESS MOUNTED, 185MM DIA, LED, MAKE : KAPOOR LAMPS, CAT NO : CH-R-185-20W-RD | 495 | Light Fittings | LIGHTING FIXTURE | LIGHTING FIXTURE | Recessed | 39111505 | Recessed lighting | Production Completed
TNG - SHO | UNSPSC Classification | SCV | SCV | OK | 2023-04-14 | 2023-04-18 |  | G_56382 | G_39111521-00-01767 | 39111521-00-01767 | LIGHTING FIXTURE, 20W, RECESS MOUNTED, LED, MAKE : HAVELLS, MODEL : SPARKLE REC. 20W RD DL 4K | 495 | Light Fittings | LIGHTING FIXTURE | LIGHTING FIXTURE | Recessed | 39111505 | Recessed lighting | Production Completed
TNG - SHO | UNSPSC Classification | SCV | SCV | OK | 2023-04-14 | 2023-04-18 |  | G_56331 | G_39111521-00-01832 | 39111521-00-01832 | LIGHTING FIXTURE, 20W,RECESSED MOUNTED,LINEAR,2850 X 2150 X 2850 X 2150MM LG,NON-DIMMABLE,LED,MAKE:ABBY LIGHTING,CAT NO: LINEA P | 495 | Light Fittings | LIGHTING FIXTURE | LIGHTING FIXTURE | Recessed | 39111505 | Recessed lighting | Production Completed
TNG - SHO | UNSPSC Classification | SCV | SCV | OK | 2023-04-14 | 2023-04-18 |  | G_56317 | G_39111521-00-01831 | 39111521-00-01831 | LIGHTING FIXTURE, 20W,RECESSED MOUNTED,LINEAR,3575 X 2985 X 3575 X 2985MM LG,NON-DIMMABLE,LED,MAKE:ABBY LIGHTING,CAT NO: LINEA P | 495 | Light Fittings | LIGHTING FIXTURE | LIGHTING FIXTURE | Recessed | 39111505 | Recessed lighting | Production Completed
TNG - SHO | UNSPSC Classification | SCV | SCV | OK | 2023-04-14 | 2023-04-18 |  | G_56340 | G_39111521-00-01828 | 39111521-00-01828 | LIGHTING FIXTURE, 20W,RECESSED MOUNTED,LINEAR,3575 X 3575 X 3575 X 3575MM LG,NON-DIMMABLE,LED,MAKE:ABBY LIGHTING,CAT NO: LINEA P | 495 | Light Fittings | LIGHTING FIXTURE | LIGHTING FIXTURE | Recessed | 39111505 | Recessed lighting | Production Completed
TNG - SHO | UNSPSC Classification | SCV | SCV | OK | 2023-04-14 | 2023-04-18 |  | G_56316 | G_39111521-00-01826 | 39111521-00-01826 | LIGHTING FIXTURE, 20W,RECESSED MOUNTED,LINEAR,4165 X 3575 X 4165 X 3575MM LG,NON-DIMMABLE,LED,MAKE:ABBY LIGHTING,CAT NO: LINEA P | 495 | Light Fittings | LIGHTING FIXTURE | LIGHTING FIXTURE | Recessed | 39111505 | Recessed lighting | Production Completed
TNG - SHO | UNSPSC Classification | SCV | SCV | OK | 2023-04-14 | 2023-04-18 |  | G_56297 | G_39111521-00-01827 | 39111521-00-01827 | LIGHTING FIXTURE, 20W,RECESSED MOUNTED,LINEAR,4165 X 4165 X 4165 X 4165MM LG,NON-DIMMABLE,LED,MAKE:ABBY LIGHTING,CAT NO: LINEA P | 495 | Light Fittings | LIGHTING FIXTURE | LIGHTING FIXTURE | Recessed | 39111505 | Recessed lighting | Production Completed
TNG - SHO | UNSPSC Classification | SCV | SCV | OK | 2023-04-14 | 2023-04-18 |  | G_56298 | G_39111521-00-01833 | 39111521-00-01833 | LIGHTING FIXTURE, 20W,RECESSED MOUNTED,LINEAR,4485 X 2200 X 4485 X 2200MM LG,NON-DIMMABLE,LED,MAKE:ABBY LIGHTING,CAT NO: LINEA P | 495 | Light Fittings | LIGHTING FIXTURE | LIGHTING FIXTURE | Recessed | 39111505 | Recessed lighting | Production Completed
TNG - SHO | UNSPSC Classification | SCV | SCV | OK | 2023-04-14 | 2023-04-18 |  | G_56186 | G_39111521-00-01621 | 39111521-00-01621 | LIGHTING FIXTURE, 20W-COB LED, RECESSED CEILING SPOT LIGHT,IP 20, MAKE: HYBEC, CAT NO: HLR-2874 | 495 | Light Fittings | LIGHTING FIXTURE | LIGHTING FIXTURE | Recessed | 39111505 | Recessed lighting | Production Completed
TNG - SHO | UNSPSC Classification | SCV | SCV | OK | 2023-04-14 | 2023-04-18 |  | G_55909 | G_39111521-00-01340 | 39111521-00-01340 | LIGHTING FIXTURE, 21W LED, SURFACE MOUNTED CEILING LIGHT, IP 20, MAKE: JAQUAR CAT.NO: LNVE02S021SW | 495 | Light Fittings | LIGHTING FIXTURE | LIGHTING FIXTURE | LED | 39111544 | Light emitting diode LED fixture | Production Completed
TNG - SHO | UNSPSC Classification | SCV | SCV | OK | 2023-04-14 | 2023-04-18 |  | G_56066 | G_39111521-00-01502 | 39111521-00-01502 | LIGHTING FIXTURE, 22W LED, RECESS MOUNTED CEILING LIGHT, IP 45, MAKE: LED WELL, CAT.NO: LW-DL-104-22W-RD | 495 | Light Fittings | LIGHTING FIXTURE | LIGHTING FIXTURE | Recessed | 39111505 | Recessed lighting | Production Completed
TNG - SHO | UNSPSC Classification | SCV | SCV | OK | 2023-04-14 | 2023-04-18 |  | G_55790 | G_39111521-00-01190 | 39111521-00-01190 | LIGHTING FIXTURE, 22W LED, RECESS MOUNTED, IP 20, MAKE: LAFIT, MODEL: IKER, CAT.NO: LFSL927R | 495 | Light Fittings | LIGHTING FIXTURE | LIGHTING FIXTURE |  | 39111544 | Light emitting diode LED fixture | Production Completed
TNG - SHO | UNSPSC Classification | SCV | SCV | OK | 2023-04-14 | 2023-04-18 |  | G_55759 | G_39111521-00-01197 | 39111521-00-01197 | LIGHTING FIXTURE, 22W LED, RECESS MOUNTED, IP 20, MAKE: LAFIT, MODEL: IKER, CAT.NO: LFSL927R, WITH DIMMABLE DRIVER | 495 | Light Fittings | LIGHTING FIXTURE | LIGHTING FIXTURE |  | 39111544 | Light emitting diode LED fixture | Production Completed
TNG - SHO | UNSPSC Classification | SCV | SCV | OK | 2023-04-14 | 2023-04-18 |  | G_55794 | G_39111521-00-01095 | 39111521-00-01095 | LIGHTING FIXTURE, 22W, RECESS MOUNTED,CIRCULAR, LED , MAKE : TRILUX CAT NO : AMBIELLA IND G3 LED 2125-857 ET | 495 | Light Fittings | LIGHTING FIXTURE | LIGHTING FIXTURE | Recessed | 39111505 | Recessed lighting | Production Completed
TNG - SHO | UNSPSC Classification | SCV | SCV | OK | 2023-04-14 | 2023-04-18 |  | G_55075 | G_39111524-00-00104 | 39111524-00-00104 | LIGHTING FIXTURE, 24 W, LED, RING TYPE, RECESS MOUNTED OF ENDO GERP7274W-T | 495 | Light Fittings | LIGHTING FIXTURE | LIGHTING FIXTURE | Recessed | 39111505 | Recessed lighting | Production Completed
TNG - SHO | UNSPSC Classification | SCV | SCV | OK | 2023-04-14 | 2023-04-18 |  | G_55970 | G_39111521-00-01437 | 39111521-00-01437 | LIGHTING FIXTURE, 24W LED, RECESS MOUNTED CEILING LIGHT, IP 20, MAKE: LIGHTING TECHNOLOGIES, CAT.NO: LT 102430D040 | 495 | Light Fittings | LIGHTING FIXTURE | LIGHTING FIXTURE | Recessed | 39111505 | Recessed lighting | Production Completed
TNG - SHO | UNSPSC Classification | SCV | SCV | OK | 2023-04-14 | 2023-04-18 |  | G_55580 | G_39111521-00-01356 | 39111521-00-01356 | LIGHTING FIXTURE, 24W, PENDANT TYPE, DOWN LIGHT, 350MM DIA, LED, MAKE : ABBY, CAT NO : CIRCULO P 35 24W | 495 | Light Fittings | LIGHTING FIXTURE | LIGHTING FIXTURE | PENDANT | 39111522 | Pendant lighting | Production Completed
TNG - SHO | UNSPSC Classification | SCV | SCV | OK | 2023-04-14 | 2023-04-18 |  | G_55579 | G_39111521-00-01214 | 39111521-00-01214 | LIGHTING FIXTURE, 24W, PENDANT TYPE, WITH DIFFUSER, 400MM DIA, LED, MAKE : KAPOOR LAMPS, CAT NO : KLS 8588 / 1 | 495 | Light Fittings | LIGHTING FIXTURE | LIGHTING FIXTURE | PENDANT | 39111522 | Pendant lighting | Production Completed
TNG - SHO | UNSPSC Classification | SCV | SCV | OK | 2023-04-14 | 2023-04-18 |  | G_56335 | G_39111521-00-01675 | 39111521-00-01675 | LIGHTING FIXTURE, 24W, RECESS MOUNTED, 4 FEET, LED, MAKE : LIGHTING TECHNOLOGIES, CAT NO : T02457PP00 | 495 | Light Fittings | LIGHTING FIXTURE | LIGHTING FIXTURE | Recessed | 39111505 | Recessed lighting | Production Completed
TNG - SHO | UNSPSC Classification | SCV | SCV | OK | 2023-04-14 | 2023-04-18 |  | G_55968 | G_39111521-00-01422 | 39111521-00-01422 | LIGHTING FIXTURE, 24W, RECESS MOUNTED, DOWNLIGHT, LED, MAKE : LIGHTING TECHNOLOGIES , CAT NO : I02457DD00D | 495 | Light Fittings | LIGHTING FIXTURE | LIGHTING FIXTURE | Recessed | 39111505 | Recessed lighting | Production Completed
TNG - SHO | UNSPSC Classification | SCV | SCV | OK | 2023-04-14 | 2023-04-18 |  | G_56264 | G_39111521-00-01679 | 39111521-00-01679 | LIGHTING FIXTURE, 24W, RECESS MOUNTED, DOWNLIGHT, LED, MAKE : LIGHTING TECHNOLOGIES, CAT NO : I02440D060 | 495 | Light Fittings | LIGHTING FIXTURE | LIGHTING FIXTURE | Recessed | 39111505 | Recessed lighting | Production Completed
TNG - SHO | UNSPSC Classification | SCV | SCV | OK | 2023-04-14 | 2023-04-18 |  | G_55679 | G_39111521-00-01255 | 39111521-00-01255 | LIGHTING FIXTURE, 24W, RECESS MOUNTED, DOWNLIGHT, LED, MAKE : LIGHTING TECHNOLOGIES, CAT NO : I02457DD00 | 495 | Light Fittings | LIGHTING FIXTURE | LIGHTING FIXTURE | Recessed | 39111505 | Recessed lighting | Production Completed
TNG - SHO | UNSPSC Classification | SCV | SCV | OK | 2023-04-14 | 2023-04-18 |  | G_56403 | G_39111521-00-01709 | 39111521-00-01709 | LIGHTING FIXTURE, 24W, RECESS MOUNTED, DOWNLIGHT, LED, MAKE : LIGHTING TECHNOLOGIES, CAT NO : PRECISE - 102440RP06D | 495 | Light Fittings | LIGHTING FIXTURE | LIGHTING FIXTURE | Recessed | 39111505 | Recessed lighting | Production Completed
TNG - SHO | UNSPSC Classification | SCV | SCV | OK | 2023-04-14 | 2023-04-18 |  | G_56447 | G_39111521-00-01730 | 39111521-00-01730 | LIGHTING FIXTURE, 24W, RECESS MOUNTED, DOWNLIGHT, LED, MAKE : LIGHTING TECHNOLOGIES, CAT NO : PRECISE - I02440DI60 | 495 | Light Fittings | LIGHTING FIXTURE | LIGHTING FIXTURE | Recessed | 39111505 | Recessed lighting | Production Completed
TNG - SHO | UNSPSC Classification | SCV | SCV | OK | 2023-04-14 | 2023-04-18 |  | G_56054 | G_39111521-00-01458 | 39111521-00-01458 | LIGHTING FIXTURE, 24W, RECESSED MOUNTED, 130MM X 115MM X 65MM HT, LED, MAKE : SYNCOLITE, CAT NO : RA115-RM-24-CW60-IOS | 495 | Light Fittings | LIGHTING FIXTURE | LIGHTING FIXTURE | Recessed | 39111505 | Recessed lighting | Production Completed
TNG - SHO | UNSPSC Classification | SCV | SCV | OK | 2023-04-14 | 2023-04-18 |  | G_56215 | G_39111521-00-01637 | 39111521-00-01637 | LIGHTING FIXTURE, 24W, RECESSED MOUNTING, LED, MAKE : LIGHTING TECHNOLOGIES, CAT NO: I02440D06D | 495 | Light Fittings | LIGHTING FIXTURE | LIGHTING FIXTURE | Recessed | 39111505 | Recessed lighting | Production Completed
TNG - SHO | UNSPSC Classification | SCV | SCV | OK | 2023-04-14 | 2023-04-18 |  | G_56467 | G_39111521-00-01835 | 39111521-00-01835 | LIGHTING FIXTURE, 25.7W,LINEAR,322MM, SURFACE MOUNTED, ADJUSTABLE, CIRCULAR DOWN LIGHT, LED, MAKE : D41, CAT NO : 15-7200-14-MS | 495 | Light Fittings | LIGHTING FIXTURE | LIGHTING FIXTURE | Downlighting | 39111515 | Downlighting fixtures | Production Completed
TNG - SHO | UNSPSC Classification | SCV | SCV | OK | 2023-04-14 | 2023-04-18 |  | G_56300 | G_39111521-00-01836 | 39111521-00-01836 | LIGHTING FIXTURE, 25.7W,LINEAR,322MM, SURFACE MOUNTED, ADJUSTABLE, CIRCULAR DOWN LIGHT, LED, MAKE : D41, CAT NO : 15-7201-14-MS | 495 | Light Fittings | LIGHTING FIXTURE | LIGHTING FIXTURE | Downlighting | 39111515 | Downlighting fixtures | Production Completed
TNG - SHO | UNSPSC Classification | SCV | SCV | OK | 2023-04-14 | 2023-04-18 |  | G_56122 | G_39111521-00-01533 | 39111521-00-01533 | LIGHTING FIXTURE, 25W LED, RECESSED CEILING LIGHT, MAKE: ARTELED, CAT.NO: ROCA FIXED (25W) 11674.30.25.25 | 495 | Light Fittings | LIGHTING FIXTURE | LIGHTING FIXTURE | Recessed | 39111505 | Recessed lighting | Production Completed
TNG - SHO | UNSPSC Classification | SCV | SCV | OK | 2023-04-14 | 2023-04-18 |  | G_55505 | G_39111521-00-00835 | 39111521-00-00835 | LIGHTING FIXTURE, 25W SMD LED, CEILING RECESSED, IP 20, MAKE: JAQUAR, CAT.NO: ESQUARE - LESQ01S025XW | 495 | Light Fittings | LIGHTING FIXTURE | LIGHTING FIXTURE | Recessed | 39111505 | Recessed lighting | Production Completed
TNG - SHO | UNSPSC Classification | SCV | SCV | OK | 2023-04-14 | 2023-04-18 |  | G_55796 | G_39111521-00-01354 | 39111521-00-01354 | LIGHTING FIXTURE, 25W, RECESS MOUNTED, DOWN LIGHT, LED, MAKE : ABBY, CAT NO : ALL ROUNDER 25W | 495 | Light Fittings | LIGHTING FIXTURE | LIGHTING FIXTURE | Recessed | 39111505 | Recessed lighting | Production Completed
TNG - SHO | UNSPSC Classification | SCV | SCV | OK | 2023-04-14 | 2023-04-18 |  | G_56188 | G_39111521-00-01615 | 39111521-00-01615 | LIGHTING FIXTURE, 25W-COB LED, RECESSED CEILING SPOT LIGHT,IP 20, MAKE: HYBEC, CAT NO: HLR-2875 | 495 | Light Fittings | LIGHTING FIXTURE | LIGHTING FIXTURE | Recessed | 39111505 | Recessed lighting | Production Completed
TNG - SHO | UNSPSC Classification | SCV | SCV | OK | 2023-04-14 | 2023-04-18 |  | G_56436 | G_39111521-00-01746 | 39111521-00-01746 | LIGHTING FIXTURE, 28W, RECESS MOUNTED, 2'X2', DIMMABLE, LED, MAKE : HAVELLS, MODEL : VENUS NEO 28W | 495 | Light Fittings | LIGHTING FIXTURE | LIGHTING FIXTURE | Recessed | 39111505 | Recessed lighting | Production Completed
TNG - SHO | UNSPSC Classification | SCV | SCV | OK | 2023-04-14 | 2023-04-18 |  | G_56437 | G_39111521-00-01740 | 39111521-00-01740 | LIGHTING FIXTURE, 28W, RECESS MOUNTED, 2'X2', LED, MAKE : HAVELLS, MODEL : VENUS NEO 28W | 495 | Light Fittings | LIGHTING FIXTURE | LIGHTING FIXTURE | Recessed | 39111505 | Recessed lighting | Production Completed
TNG - SHO | UNSPSC Classification | SCV | SCV | OK | 2023-04-14 | 2023-04-18 |  | G_55995 | G_39111521-00-01419 | 39111521-00-01419 | LIGHTING FIXTURE, 28W, RECESSED MOUNTED, SQUARE TYPE, 2X2 FEET, LED, MAKE : LIGHTING TECHNOLOGIES, CAT NO : I02857RI0S | 495 | Light Fittings | LIGHTING FIXTURE | LIGHTING FIXTURE | Recessed | 39111505 | Recessed lighting | Production Completed
TNG - SHO | UNSPSC Classification | SCV | SCV | OK | 2023-04-14 | 2023-04-18 |  | G_56384 | G_39111521-00-01816 | 39111521-00-01816 | LIGHTING FIXTURE, 28W,RECESSED MOUNTED,SQUARE TYPE,2'X2',LED,INBUILT SENSOR,NON DIMMABLE,MAKE : HAVELLS,MODEL : HAVELLS - VENUS NEO PIR 28W HIGH LUMEN | 495 | Light Fittings | LIGHTING FIXTURE | LIGHTING FIXTURE | Recessed | 39111505 | Recessed lighting | Production Completed
TNG - SHO | UNSPSC Classification | SCV | SCV | OK | 2023-04-14 | 2023-04-18 |  | G_55552 | G_39111521-00-01295 | 39111521-00-01295 | LIGHTING FIXTURE, 2W, PENDANT TYPE, 110MM DIA X 130MM HT, LED, MAKE : KAPOOR LAMPS, CAT NO : KLS 8737-1 | 495 | Light Fittings | LIGHTING FIXTURE | LIGHTING FIXTURE | PENDANT | 39111522 | Pendant lighting | Production Completed
TNG - SHO | UNSPSC Classification | SCV | SCV | OK | 2023-04-14 | 2023-04-18 |  | G_55375 | G_39111521-00-00948 | 39111521-00-00948 | LIGHTING FIXTURE, 2X 5W, DEEP RECESS MOUNTED,90X185MM,40 DEGREE, SPOON JODIE, LED,IP 20 ,MAKE : SPOON , CAT NO : SP 2144 | 495 | Light Fittings | LIGHTING FIXTURE | LIGHTING FIXTURE | Recessed | 39111505 | Recessed lighting | Production Completed
TNG - SHO | UNSPSC Classification | SCV | SCV | OK | 2023-04-14 | 2023-04-18 |  | G_56019 | G_39111521-00-01545 | 39111521-00-01545 | LIGHTING FIXTURE, 2X10W, RECESS MOUNTED, DOWN LIGHT, LED, MAKE : ABBY LIGHTING, CAT NO : DARK KNIGHT L2 WAY | 495 | Light Fittings | LIGHTING FIXTURE | LIGHTING FIXTURE | Recessed | 39111505 | Recessed lighting | Production Completed
TNG - SHO | UNSPSC Classification | SCV | SCV | OK | 2023-04-14 | 2023-04-18 |  | G_56484 | G_39111521-00-01734 | 39111521-00-01734 | LIGHTING FIXTURE, 2X10W, RECESS MOUNTED, DOWNLIGHT, LED, MAKE : LIGHTING TECHNOLOGIES, CAT NO : F02040D040 | 495 | Light Fittings | LIGHTING FIXTURE | LIGHTING FIXTURE | Recessed | 39111505 | Recessed lighting | Production Completed
TNG - SHO | UNSPSC Classification | SCV | SCV | OK | 2023-04-14 | 2023-04-18 |  | G_56460 | G_39111521-00-01731 | 39111521-00-01731 | LIGHTING FIXTURE, 2X10W, RECESS MOUNTED, DOWNLIGHT, LED, MAKE : LIGHTING TECHNOLOGIES, CAT NO : F02057D040 | 495 | Light Fittings | LIGHTING FIXTURE | LIGHTING FIXTURE | Recessed | 39111505 | Recessed lighting | Production Completed
TNG - SHO | UNSPSC Classification | SCV | SCV | OK | 2023-04-14 | 2023-04-18 |  | G_55918 | G_39111521-00-01072 | 39111521-00-01072 | LIGHTING FIXTURE, 2X20W, LED, SURFACE MOUNTED, MAKE : HAVELLS, CAT NO : MAGNUM RETRO LED - LHLDCLXNUL8X020 | 495 | Light Fittings | LIGHTING FIXTURE | LIGHTING FIXTURE | LED | 39111544 | Light emitting diode LED fixture | Production Completed
TNG - SHO | UNSPSC Classification | SCV | SCV | OK | 2023-04-14 | 2023-04-18 |  | G_55198 | G_39111521-00-00706 | 39111521-00-00706 | LIGHTING FIXTURE, 2X30 W,LED,WALL MOUNTED, FLOOD LIGHT ,MAKE: ABBY LIGHTING, CAT NO :ARENA | 495 | Light Fittings | LIGHTING FIXTURE | LIGHTING FIXTURE | FLOOD | 39111611 | Flood light | Production Completed
TNG - SHO | UNSPSC Classification | SCV | SCV | OK | 2023-04-14 | 2023-04-18 |  | G_56252 | G_39111521-00-01590 | 39111521-00-01590 | LIGHTING FIXTURE, 2X8W, RECESS MOUNTED, L156MM,W89MM,H112MM,LED,MAKE : ABBY LIGHTING, CAT NO : LUKE 35 2WAY - 2X8W NW40K MD SWH | 495 | Light Fittings | LIGHTING FIXTURE | LIGHTING FIXTURE | Recessed | 39111505 | Recessed lighting | Production Completed
TNG - SHO | UNSPSC Classification | SCV | SCV | OK | 2023-04-14 | 2023-04-18 |  | G_55180 | G_39111521-00-00641 | 39111521-00-00641 | LIGHTING FIXTURE, 300W,OUTDOOR TYPE, IP 65, LED FLOOD LIGHT, MAKE : T-LITE , CAT NO : TLFL-300 | 495 | Light Fittings | LIGHTING FIXTURE | LIGHTING FIXTURE | FLOOD | 39111611 | Flood light | Production Completed
TNG - SHO | UNSPSC Classification | SCV | SCV | OK | 2023-04-14 | 2023-04-18 |  | G_56065 | G_39111521-00-01501 | 39111521-00-01501 | LIGHTING FIXTURE, 30W LED, RECESS MOUNTED CEILING LIGHT, IP 45, MAKE: LED WELL, CAT.NO: LW-DL-104-30W-RD | 495 | Light Fittings | LIGHTING FIXTURE | LIGHTING FIXTURE | Recessed | 39111505 | Recessed lighting | Production Completed
TNG - SHO | UNSPSC Classification | SCV | SCV | OK | 2023-04-14 | 2023-04-18 |  | G_55902 | G_39111521-00-01204 | 39111521-00-01204 | LIGHTING FIXTURE, 30W LED, RECESS MOUNTED, IP 20, MAKE: JAQUAR, CAT.NO: ESTUS CODE - LETS01R030XC | 495 | Light Fittings | LIGHTING FIXTURE | LIGHTING FIXTURE |  | 39111544 | Light emitting diode LED fixture | Production Completed
TNG - SHO | UNSPSC Classification | SCV | SCV | OK | 2023-04-14 | 2023-04-18 |  | G_56086 | G_39111521-00-01511 | 39111521-00-01511 | LIGHTING FIXTURE, 30W LED, SURFACE MOUNTED FOCUS LIGHT, IP 20, MAKE: LED LUM/PRISM, CAT.NO: LLS-074 | 495 | Light Fittings | LIGHTING FIXTURE | LIGHTING FIXTURE | LED | 39111544 | Light emitting diode LED fixture | Production Completed
TNG - SHO | UNSPSC Classification | SCV | SCV | OK | 2023-04-14 | 2023-04-18 |  | G_55569 | G_39111521-00-01363 | 39111521-00-01363 | LIGHTING FIXTURE, 30W, DECORATIVE PENDANT TYPE, LED, MAKE : PEARL, CAT NO : CDE6400/RGD | 495 | Light Fittings | LIGHTING FIXTURE | LIGHTING FIXTURE | PENDANT | 39111522 | Pendant lighting | Production Completed
TNG - SHO | UNSPSC Classification | SCV | SCV | OK | 2023-04-14 | 2023-04-18 |  | G_56126 | G_39111521-00-01447 | 39111521-00-01447 | LIGHTING FIXTURE, 30W, RECESS MOUNTED, 1200MM, LED, MAKE : ABBY, CAT NO : TECH ZONE TZ-120-30W | 495 | Light Fittings | LIGHTING FIXTURE | LIGHTING FIXTURE | Recessed | 39111505 | Recessed lighting | Production Completed
TNG - SHO | UNSPSC Classification | SCV | SCV | OK | 2023-04-14 | 2023-04-18 |  | G_55935 | G_39111521-00-01301 | 39111521-00-01301 | LIGHTING FIXTURE, 30W, RECESS MOUNTED, 2X2 FEET, LED, MAKE : ABBY LIGHTING, CAT NO : SKY LIGHT | 495 | Light Fittings | LIGHTING FIXTURE | LIGHTING FIXTURE | Recessed | 39111505 | Recessed lighting | Production Completed
TNG - SHO | UNSPSC Classification | SCV | SCV | OK | 2023-04-14 | 2023-04-18 |  | G_56333 | G_39111521-00-01671 | 39111521-00-01671 | LIGHTING FIXTURE, 30W, RECESS MOUNTED, 2'X2', LED, MAKE : LIGHTING TECHNOLOGIES, CAT NO : C03057RWCS | 495 | Light Fittings | LIGHTING FIXTURE | LIGHTING FIXTURE | Recessed | 39111505 | Recessed lighting | Production Completed
TNG - SHO | UNSPSC Classification | SCV | SCV | OK | 2023-04-14 | 2023-04-18 |  | G_56285 | G_39111521-00-01812 | 39111521-00-01812 | LIGHTING FIXTURE, 30W, RECESS MOUNTED, 2'X2', LED, MAKE : LIGHTING TECHNOLOGIES, CAT NO : F03057RQW0 | 495 | Light Fittings | LIGHTING FIXTURE | LIGHTING FIXTURE | Recessed | 39111505 | Recessed lighting | Production Completed
TNG - SHO | UNSPSC Classification | SCV | SCV | OK | 2023-04-14 | 2023-04-18 |  | G_56381 | G_39111521-00-01811 | 39111521-00-01811 | LIGHTING FIXTURE, 30W, RECESS MOUNTED, 2'X2', LED, MAKE : LIGHTING TECHNOLOGIES, CAT NO : F03057RQW0 | 495 | Light Fittings | LIGHTING FIXTURE | LIGHTING FIXTURE | Recessed | 39111505 | Recessed lighting | Production Completed
TNG - SHO | UNSPSC Classification | SCV | SCV | OK | 2023-04-14 | 2023-04-18 |  | G_56360 | G_39111521-00-01685 | 39111521-00-01685 | LIGHTING FIXTURE, 30W, RECESS MOUNTED, 2'X2', LED, MAKE : LIGHTING TECHNOLOGIES, CAT NO : F03057RWC0 | 495 | Light Fittings | LIGHTING FIXTURE | LIGHTING FIXTURE | Recessed | 39111505 | Recessed lighting | Production Completed
TNG - SHO | UNSPSC Classification | SCV | SCV | OK | 2023-04-14 | 2023-04-18 |  | G_55323 | G_39111521-00-00995 | 39111521-00-00995 | LIGHTING FIXTURE, 30W, RECESS MOUNTED, 4 FEET, LED , MAKE : LIGHTING TECHNOLOGY , CAT NO : TEXON 30W | 495 | Light Fittings | LIGHTING FIXTURE | LIGHTING FIXTURE | Recessed | 39111505 | Recessed lighting | Production Completed
TNG - SHO | UNSPSC Classification | SCV | SCV | OK | 2023-04-14 | 2023-04-18 |  | G_56113 | G_39111521-00-01482 | 39111521-00-01482 | LIGHTING FIXTURE, 30W, RECESS MOUNTED, DOWN LIGHT, BEAM ANGLE : 60DEG, LED, MAKE : LIGHTING TECHNOLOGIES, CAT NO : I03050P060 | 495 | Light Fittings | LIGHTING FIXTURE | LIGHTING FIXTURE | Recessed | 39111505 | Recessed lighting | Production Completed
TNG - SHO | UNSPSC Classification | SCV | SCV | OK | 2023-04-14 | 2023-04-18 |  | G_56106 | G_39111521-00-01498 | 39111521-00-01498 | LIGHTING FIXTURE, 30W, RECESS MOUNTED, DOWN LIGHT, LED, MAKE : ABBY LIGHTING, CAT NO : IKAPP 63 30W MD CW57K SWH | 495 | Light Fittings | LIGHTING FIXTURE | LIGHTING FIXTURE | Recessed | 39111505 | Recessed lighting | Production Completed
TNG - SHO | UNSPSC Classification | SCV | SCV | OK | 2023-04-14 | 2023-04-18 |  | G_55542 | G_39111521-00-01160 | 39111521-00-01160 | LIGHTING FIXTURE, 30W, RECESS MOUNTED, DOWNLIGHT , LED , IP 65, BEAM ANGLE : 60DEG, MAKE : LIGHTING TECHNOLOGIES , CAT NO : I03040D06D | 495 | Light Fittings | LIGHTING FIXTURE | LIGHTING FIXTURE | Recessed | 39111505 | Recessed lighting | Production Completed
TNG - SHO | UNSPSC Classification | SCV | SCV | OK | 2023-04-14 | 2023-04-18 |  | G_55963 | G_39111521-00-01070 | 39111521-00-01070 | LIGHTING FIXTURE, 30W, RECESS MOUNTED, DOWNLIGHT , LED , IP 65, BEAM ANGLE : 60DEG, MAKE : LIGHTING TECHNOLOGIES , CAT NO : I03050DI60 | 495 | Light Fittings | LIGHTING FIXTURE | LIGHTING FIXTURE | Recessed | 39111505 | Recessed lighting | Production Completed
TNG - SHO | UNSPSC Classification | SCV | SCV | OK | 2023-04-14 | 2023-04-18 |  | G_56334 | G_39111521-00-01674 | 39111521-00-01674 | LIGHTING FIXTURE, 30W, RECESS MOUNTED, DOWNLIGHT, LED, MAKE : LIGHTING TECHNOLOGIES, CAT NO : I03040D060 | 495 | Light Fittings | LIGHTING FIXTURE | LIGHTING FIXTURE | Recessed | 39111505 | Recessed lighting | Production Completed
TNG - SHO | UNSPSC Classification | SCV | SCV | OK | 2023-04-14 | 2023-04-18 |  | G_56293 | G_39111521-00-01677 | 39111521-00-01677 | LIGHTING FIXTURE, 30W, RECESS MOUNTED, DOWNLIGHT, LED, MAKE : LIGHTING TECHNOLOGIES, CAT NO : I03040DI60 | 495 | Light Fittings | LIGHTING FIXTURE | LIGHTING FIXTURE | Recessed | 39111505 | Recessed lighting | Production Completed
TNG - SHO | UNSPSC Classification | SCV | SCV | OK | 2023-04-14 | 2023-04-18 |  | G_56347 | G_39111521-00-01688 | 39111521-00-01688 | LIGHTING FIXTURE, 30W, RECESS MOUNTED, DOWNLIGHT, LED, MAKE : LIGHTING TECHNOLOGIES, CAT NO : I03040I060 | 495 | Light Fittings | LIGHTING FIXTURE | LIGHTING FIXTURE | Recessed | 39111505 | Recessed lighting | Production Completed
TNG - SHO | UNSPSC Classification | SCV | SCV | OK | 2023-04-14 | 2023-04-18 |  | G_56328 | G_39111521-00-01687 | 39111521-00-01687 | LIGHTING FIXTURE, 30W, RECESS MOUNTED, DOWNLIGHT, LED, MAKE : LIGHTING TECHNOLOGIES, CAT NO : I03057DI60 | 495 | Light Fittings | LIGHTING FIXTURE | LIGHTING FIXTURE | Recessed | 39111505 | Recessed lighting | Production Completed
TNG - SHO | UNSPSC Classification | SCV | SCV | OK | 2023-04-14 | 2023-04-18 |  | G_55624 | G_39111521-00-01177 | 39111521-00-01177 | LIGHTING FIXTURE, 30W, RECESSED MOUNTED, 600MM X 600MM, LED, MAKE : LIGHTING TECHNOLOGIES, CAT NO : F03057RCWC0 | 495 | Light Fittings | LIGHTING FIXTURE | LIGHTING FIXTURE | Recessed | 39111505 | Recessed lighting | Production Completed
TNG - SHO | UNSPSC Classification | SCV | SCV | OK | 2023-04-14 | 2023-04-18 |  | G_56488 | G_39111521-00-01804 | 39111521-00-01804 | LIGHTING FIXTURE, 30W, RECESSED MOUNTED, CIRCULAR DOWN LIGHT, LED, MAKE : PANASONIC , CAT NO : PDLM09303 | 495 | Light Fittings | LIGHTING FIXTURE | LIGHTING FIXTURE | Downlighting | 39111515 | Downlighting fixtures | Production Completed
TNG - SHO | UNSPSC Classification | SCV | SCV | OK | 2023-04-14 | 2023-04-18 |  | G_56486 | G_39111521-00-01801 | 39111521-00-01801 | LIGHTING FIXTURE, 30W, RECESSED MOUNTED, CIRCULAR DOWN LIGHT, LED, MAKE : PANASONIC , CAT NO : PDLM09307 | 495 | Light Fittings | LIGHTING FIXTURE | LIGHTING FIXTURE | Downlighting | 39111515 | Downlighting fixtures | Production Completed
TNG - SHO | UNSPSC Classification | SCV | SCV | OK | 2023-04-14 | 2023-04-18 |  | G_56139 | G_39111521-00-01644 | 39111521-00-01644 | LIGHTING FIXTURE, 30W, RECESSED MOUNTING, LED, INTENSO, MAKE : LIGHTING TECHNOLOGIES, CAT NO: I03040D040 | 495 | Light Fittings | LIGHTING FIXTURE | LIGHTING FIXTURE | Recessed | 39111505 | Recessed lighting | Production Completed
TNG - SHO | UNSPSC Classification | SCV | SCV | OK | 2023-04-14 | 2023-04-18 |  | G_55645 | G_39111521-00-01230 | 39111521-00-01230 | LIGHTING FIXTURE, 30W, ROUND, RECESSED MOUNTED, LED, MAKE : ABBY LIGHTING, CAT NO : SPA 30W ITUNE 27-50K MD SWH | 495 | Light Fittings | LIGHTING FIXTURE | LIGHTING FIXTURE | Recessed | 39111505 | Recessed lighting | Production Completed
TNG - SHO | UNSPSC Classification | SCV | SCV | OK | 2023-04-14 | 2023-04-18 |  | G_56394 | G_39111521-00-01799 | 39111521-00-01799 | LIGHTING FIXTURE, 30W, SURFACE MOUNTED, CIRCULAR DOWN LIGHT, LED, MAKE : KAPOOR LAMPS, CAT NO : KLS HLS 3034 | 495 | Light Fittings | LIGHTING FIXTURE | LIGHTING FIXTURE | Downlighting | 39111515 | Downlighting fixtures | Production Completed
TNG - SHO | UNSPSC Classification | SCV | SCV | OK | 2023-04-14 | 2023-04-18 |  | G_55979 | G_39111521-00-01440 | 39111521-00-01440 | LIGHTING FIXTURE, 32W LED, RECESS MOUNTED 2’ X 2’ LED PANEL, IP 20, MAKE: OSRAM, CAT.NO: OPTV SKYL LL0202-840 32W VS2 | 495 | Light Fittings | LIGHTING FIXTURE | LIGHTING FIXTURE | Recessed | 39111505 | Recessed lighting | Production Completed
TNG - SHO | UNSPSC Classification | SCV | SCV | OK | 2023-04-14 | 2023-04-18 |  | G_56037 | G_39111521-00-01477 | 39111521-00-01477 | LIGHTING FIXTURE, 34W, RECESS MOUNTED, 130MM DIA X 179MM (H), LED, IP65, MAKE : LIGHTING TECHNOLOGIES, CAT NO : PRECISE - 1034CTD0X0 | 495 | Light Fittings | LIGHTING FIXTURE | LIGHTING FIXTURE | Recessed | 39111505 | Recessed lighting | Production Completed
TNG - SHO | UNSPSC Classification | SCV | SCV | OK | 2023-04-14 | 2023-04-18 |  | G_56385 | G_39111521-00-01818 | 39111521-00-01818 | LIGHTING FIXTURE, 34W,RECESSED MOUNTED,SQUARE TYPE, 2'X2',LED,DIMMABLE,MAKE : HAVELLS,MODEL : HAVELLS - VENUS NEO 34W HIGH LUMEN 2X2 | 495 | Light Fittings | LIGHTING FIXTURE | LIGHTING FIXTURE | Recessed | 39111505 | Recessed lighting | Production Completed
TNG - SHO | UNSPSC Classification | SCV | SCV | OK | 2023-04-14 | 2023-04-18 |  | G_55309 | G_39111521-00-00851 | 39111521-00-00851 | LIGHTING FIXTURE, 35W LED, SURFACE MOUNTED, IP 40, MAKE: HYBEC, CAT.NO: EB-9365 | 495 | Light Fittings | LIGHTING FIXTURE | LIGHTING FIXTURE | LED | 39111544 | Light emitting diode LED fixture | Production Completed
TNG - SHO | UNSPSC Classification | SCV | SCV | OK | 2023-04-14 | 2023-04-18 |  | G_56189 | G_39111521-00-01616 | 39111521-00-01616 | LIGHTING FIXTURE, 35W-COB LED, RECESSED CEILING SPOT LIGHT,IP 20, MAKE: HYBEC, CAT NO: HLR-2876 | 495 | Light Fittings | LIGHTING FIXTURE | LIGHTING FIXTURE | Recessed | 39111505 | Recessed lighting | Production Completed
TNG - SHO | UNSPSC Classification | SCV | SCV | OK | 2023-04-14 | 2023-04-18 |  | G_55344 | G_39111521-00-00984 | 39111521-00-00984 | LIGHTING FIXTURE, 36 W, RECESS MOUNTED,2'X2',IP 20, LED, 596MMX596MMX9MM MAKE : JAQUAR , CAT NO : SAUVER - LSVR01S036XC | 495 | Light Fittings | LIGHTING FIXTURE | LIGHTING FIXTURE | Recessed | 39111505 | Recessed lighting | Production Completed
TNG - SHO | UNSPSC Classification | SCV | SCV | OK | 2023-04-14 | 2023-04-18 |  | G_55398 | G_39111521-00-00999 | 39111521-00-00999 | LIGHTING FIXTURE, 36 W, RECESS MOUNTED,2'X2',IP 20, LED, MAKE : JAQUAR , CAT NO : LSVR01S036XW | 495 | Light Fittings | LIGHTING FIXTURE | LIGHTING FIXTURE | Recessed | 39111505 | Recessed lighting | Production Completed
TNG - SHO | UNSPSC Classification | SCV | SCV | OK | 2023-04-14 | 2023-04-18 |  | G_55980 | G_39111521-00-01439 | 39111521-00-01439 | LIGHTING FIXTURE, 36W LED, RECESS MOUNTED 2’ X 2’ LED PANEL, IP 20, MAKE: OSRAM, CAT.NO: LEDVANC 2X2 PANEL 36W –BL (PANEL LED 0606) | 495 | Light Fittings | LIGHTING FIXTURE | LIGHTING FIXTURE | Recessed | 39111505 | Recessed lighting | Production Completed
TNG - SHO | UNSPSC Classification | SCV | SCV | OK | 2023-04-14 | 2023-04-19 |  | G_55245 | G_39111521-00-00724 | 39111521-00-00724 | LIGHTING FIXTURE, 36W, 2'X2',LED ,RECESSED MOUNTED, WITH ACCUPANCY SENSOR , MAKE :SYNCONEXT,CAT NO : ABBY NOVA 36W WS22B-36-CW57 | 495 | Light Fittings | LIGHTING FIXTURE | LIGHTING FIXTURE | Recessed | 39111505 | Recessed lighting | Production Completed
TNG - SHO | UNSPSC Classification | SCV | SCV | OK | 2023-04-14 | 2023-04-18 |  | G_56058 | G_39111521-00-01484 | 39111521-00-01484 | LIGHTING FIXTURE, 36W, RECESS MOUNTED, 1195MM LG X 146MM WD X 85MM HT, DIMMABLE, LED, MAKE : ABBY, CAT NO : TZ150 120 36W SWH DDIM | 495 | Light Fittings | LIGHTING FIXTURE | LIGHTING FIXTURE | Recessed | 39111505 | Recessed lighting | Production Completed
TNG - SHO | UNSPSC Classification | SCV | SCV | OK | 2023-04-14 | 2023-04-18 |  | G_55904 | G_39111521-00-01353 | 39111521-00-01353 | LIGHTING FIXTURE, 36W, RECESS MOUNTED, 1195X295X75 MM, IP50, LED, MAKE : VTECH BIOTRON, MODEL : LUNNARK, CAT NO : VBNY-036-005-1X4 | 495 | Light Fittings | LIGHTING FIXTURE | LIGHTING FIXTURE | Recessed | 39111505 | Recessed lighting | Production Completed
TNG - SHO | UNSPSC Classification | SCV | SCV | OK | 2023-04-14 | 2023-04-18 |  | G_55691 | G_39111521-00-01352 | 39111521-00-01352 | LIGHTING FIXTURE, 36W, RECESS MOUNTED, 150MMX1200MM, LED, MAKE : INDIA BULLS, CAT NO : IMRL01T-36 WH | 495 | Light Fittings | LIGHTING FIXTURE | LIGHTING FIXTURE | Recessed | 39111505 | Recessed lighting | Production Completed
TNG - SHO | UNSPSC Classification | SCV | SCV | OK | 2023-04-14 | 2023-04-18 |  | G_56067 | G_39111521-00-01465 | 39111521-00-01465 | LIGHTING FIXTURE, 36W, RECESS MOUNTED, 2' X 2' LED, MAKE : GREAT WHITE, CAT NO : CUCR-37121 | 495 | Light Fittings | LIGHTING FIXTURE | LIGHTING FIXTURE | Recessed | 39111505 | Recessed lighting | Production Completed
TNG - SHO | UNSPSC Classification | SCV | SCV | OK | 2023-04-14 | 2023-04-18 |  | G_55535 | G_39111521-00-00945 | 39111521-00-00945 | LIGHTING FIXTURE, 36W, RECESS MOUNTED, 2' X 2', LED,IP 20 | 495 | Light Fittings | LIGHTING FIXTURE | LIGHTING FIXTURE | Recessed | 39111505 | Recessed lighting | Production Completed
TNG - SHO | UNSPSC Classification | SCV | SCV | OK | 2023-04-14 | 2023-04-18 |  | G_55558 | G_39111521-00-01246 | 39111521-00-01246 | LIGHTING FIXTURE, 36W, RECESS MOUNTED, 2X2 FEET, LED, MAKE : ABBY LIGHTING, CAT NO : SKY LIGHT | 495 | Light Fittings | LIGHTING FIXTURE | LIGHTING FIXTURE | Recessed | 39111505 | Recessed lighting | Production Completed
TNG - SHO | UNSPSC Classification | SCV | SCV | OK | 2023-04-14 | 2023-04-18 |  | G_56321 | G_39111521-00-01668 | 39111521-00-01668 | LIGHTING FIXTURE, 36W, RECESS MOUNTED, 2'X2', LED, MAKE : LIGHTING TECHNOLOGIES, CAT NO : F03057RWCS | 495 | Light Fittings | LIGHTING FIXTURE | LIGHTING FIXTURE | Recessed | 39111505 | Recessed lighting | Production Completed
TNG - SHO | UNSPSC Classification | SCV | SCV | OK | 2023-04-14 | 2023-04-18 |  | G_56283 | G_39111521-00-01728 | 39111521-00-01728 | LIGHTING FIXTURE, 36W, RECESS MOUNTED, 2'X2', LED, MAKE : LIGHTING TECHNOLOGIES, CAT NO : K04357C009 | 495 | Light Fittings | LIGHTING FIXTURE | LIGHTING FIXTURE | Recessed | 39111505 | Recessed lighting | Production Completed
TNG - SHO | UNSPSC Classification | SCV | SCV | OK | 2023-04-14 | 2023-04-18 |  | G_55340 | G_39111521-00-00996 | 39111521-00-00996 | LIGHTING FIXTURE, 36W, RECESS MOUNTED, 4 FEET, LED , MAKE : LIGHTING TECHNOLOGY , CAT NO : CANE 18 W | 495 | Light Fittings | LIGHTING FIXTURE | LIGHTING FIXTURE | Recessed | 39111505 | Recessed lighting | Production Completed
TNG - SHO | UNSPSC Classification | SCV | SCV | OK | 2023-04-14 | 2023-04-18 |  | G_55732 | G_39111521-00-01347 | 39111521-00-01347 | LIGHTING FIXTURE, 36W, RECESS MOUNTED, 600MM X 600MM, LED, MAKE : LIGHTING TECHNOLOGIES, CAT NO : F03657RQ00 | 495 | Light Fittings | LIGHTING FIXTURE | LIGHTING FIXTURE | Recessed | 39111505 | Recessed lighting | Production Completed
TNG - SHO | UNSPSC Classification | SCV | SCV | OK | 2023-04-14 | 2023-04-18 |  | G_55315 | G_39111521-00-00939 | 39111521-00-00939 | LIGHTING FIXTURE, 36W, RECESS MOUNTED, 600MMX600MM, LED , MAKE : LIGHTING TECHNOLOGIES, CAT NO : F02840RI0D | 495 | Light Fittings | LIGHTING FIXTURE | LIGHTING FIXTURE | Recessed | 39111505 | Recessed lighting | Production Completed
TNG - SHO | UNSPSC Classification | SCV | SCV | OK | 2023-04-14 | 2023-04-18 |  | G_55468 | G_39111521-00-00994 | 39111521-00-00994 | LIGHTING FIXTURE, 36W, RECESS MOUNTED, 8 FEET, LED , MAKE : LIGHTING TECHNOLOGY , CAT NO : CANE 36W | 495 | Light Fittings | LIGHTING FIXTURE | LIGHTING FIXTURE | Recessed | 39111505 | Recessed lighting | Production Completed
TNG - SHO | UNSPSC Classification | SCV | SCV | OK | 2023-04-14 | 2023-04-18 |  | G_55587 | G_39111521-00-01071 | 39111521-00-01071 | LIGHTING FIXTURE, 36W, RECESS MOUNTED, LED, 597MM X 597MM, MAKE : CROMPTON GREAVES, CAT NO : LCTRH-36-CDL LED STELLUX-H | 495 | Light Fittings | LIGHTING FIXTURE | LIGHTING FIXTURE | Recessed | 39111505 | Recessed lighting | Production Completed
TNG - SHO | UNSPSC Classification | SCV | SCV | OK | 2023-04-14 | 2023-04-18 |  | G_55837 | G_39111521-00-01377 | 39111521-00-01377 | LIGHTING FIXTURE, 36W, RECESS MOUNTED, LED, MOON V2, MAKE : LIGHTING TECHNOLOGIES, CAT NO : MV3640RS00 | 495 | Light Fittings | LIGHTING FIXTURE | LIGHTING FIXTURE | Recessed | 39111505 | Recessed lighting | Production Completed
TNG - SHO | UNSPSC Classification | SCV | SCV | OK | 2023-04-14 | 2023-04-18 |  | G_56428 | G_39111521-00-01797 | 39111521-00-01797 | LIGHTING FIXTURE, 36W, RECESSED MOUNTED, 2'X2', LED, MAKE : JAQUAR, CAT NO : LULT10S036XC | 495 | Light Fittings | LIGHTING FIXTURE | LIGHTING FIXTURE | Recessed | 39111505 | Recessed lighting | Production Completed
TNG - SHO | UNSPSC Classification | SCV | SCV | OK | 2023-04-14 | 2023-04-18 |  | G_56079 | G_39111521-00-01446 | 39111521-00-01446 | LIGHTING FIXTURE, 36W, RECESSED MOUNTED, DIMMABLE, 2'X2', LED, MAKE : INDIA BULL, CAT NO : IMRC01 - 36W DALI | 495 | Light Fittings | LIGHTING FIXTURE | LIGHTING FIXTURE | Recessed | 39111505 | Recessed lighting | Production Completed
TNG - SHO | UNSPSC Classification | SCV | SCV | OK | 2023-04-14 | 2023-04-18 |  | G_55827 | G_39111521-00-01106 | 39111521-00-01106 | LIGHTING FIXTURE, 36W, RECESSED MOUNTED, LED, 595MM LENGTH X 75MM HEIGHT, MAKE : ABBY, CAT NO : NOVA CR 36W | 495 | Light Fittings | LIGHTING FIXTURE | LIGHTING FIXTURE | Recessed | 39111505 | Recessed lighting | Production Completed
TNG - SHO | UNSPSC Classification | SCV | SCV | OK | 2023-04-14 | 2023-04-18 |  | G_55924 | G_39111521-00-01265 | 39111521-00-01265 | LIGHTING FIXTURE, 36W, RECESSED MOUNTED, LED, MAKE : INDIA BULL, CAT NO : IMRC01 - 36W WH | 495 | Light Fittings | LIGHTING FIXTURE | LIGHTING FIXTURE | Recessed | 39111505 | Recessed lighting | Production Completed
TNG - SHO | UNSPSC Classification | SCV | SCV | OK | 2023-04-14 | 2023-04-18 |  | G_57047 | G_39111521-00-01963 | 39111521-00-01963 | LIGHTING FIXTURE, 36W, RECESSED MOUNTED, SQUARE TYPE, 2X2 FEET, IP65, LED, MAKE : WIPRO, CAT NO : LC33-551-XXX57TOTM | 495 | Light Fittings | LIGHTING FIXTURE | LIGHTING FIXTURE | Recessed | 39111505 | Recessed lighting | Production Completed
TNG - SHO | UNSPSC Classification | SCV | SCV | OK | 2023-04-14 | 2023-04-18 |  | G_55986 | G_39111521-00-01418 | 39111521-00-01418 | LIGHTING FIXTURE, 36W, RECESSED MOUNTED, SQUARE TYPE, 2X2 FEET, LED, MAKE : LIGHTING TECHNOLOGIES, CAT NO : I02857RI00 | 495 | Light Fittings | LIGHTING FIXTURE | LIGHTING FIXTURE | Recessed | 39111505 | Recessed lighting | Production Completed
TNG - SHO | UNSPSC Classification | SCV | SCV | OK | 2023-04-14 | 2023-04-18 |  | G_56654 | G_39111521-00-01964 | 39111521-00-01964 | LIGHTING FIXTURE, 36W, RECESSED MOUNTED, SQUARE TYPE, 2X2 FEET, LED, MAKE : WIPRO, CAT NO : CRCO23R036HP65G3 | 495 | Light Fittings | LIGHTING FIXTURE | LIGHTING FIXTURE | Recessed | 39111505 | Recessed lighting | Production Completed
TNG - SHO | UNSPSC Classification | SCV | SCV | OK | 2023-04-14 | 2023-04-18 |  | G_56170 | G_39111521-00-01630 | 39111521-00-01630 | LIGHTING FIXTURE, 36W, RECESSED MOUNTING, LED, MAKE : PHILIPS, CAT NO: RC740B LED36S/840 W60L60 WH | 495 | Light Fittings | LIGHTING FIXTURE | LIGHTING FIXTURE | Recessed | 39111505 | Recessed lighting | Production Completed
TNG - SHO | UNSPSC Classification | SCV | SCV | OK | 2023-04-14 | 2023-04-18 |  | G_55454 | G_39111521-00-00736 | 39111521-00-00736 | LIGHTING FIXTURE, 36W, RECESSED TYPE, 600MM X600MM ,LED , MAKE : LIGHTING TECHNOLOGIES , CAT NO : F03657R000 | 495 | Light Fittings | LIGHTING FIXTURE | LIGHTING FIXTURE | Recessed | 39111505 | Recessed lighting | Production Completed
TNG - SHO | UNSPSC Classification | SCV | SCV | OK | 2023-04-14 | 2023-04-19 |  | G_55254 | G_39111521-00-00696 | 39111521-00-00696 | LIGHTING FIXTURE, 36W, RECESSED TYPE,2'X2', LED, MAKE : LIGHTING TECHNOLOGIES , CAT NO : S03657R0E0 | 495 | Light Fittings | LIGHTING FIXTURE | LIGHTING FIXTURE | Recessed | 39111505 | Recessed lighting | Production Completed
TNG - SHO | UNSPSC Classification | SCV | SCV | OK | 2023-04-14 | 2023-04-18 |  | G_55753 | G_39111521-00-01105 | 39111521-00-01105 | LIGHTING FIXTURE, 36W,2'X2', RECESS MOUNTED,595MMX595MMX80MM , LED , MAKE : SYNCONEXT, CAT NO : WS22E-RM-36-CW57-OS | 495 | Light Fittings | LIGHTING FIXTURE | LIGHTING FIXTURE | Recessed | 39111505 | Recessed lighting | Production Completed
TNG - SHO | UNSPSC Classification | SCV | SCV | OK | 2023-04-14 | 2023-04-18 |  | G_56326 | G_39111521-00-01708 | 39111521-00-01708 | LIGHTING FIXTURE, 384W, RECESS MOUNTED, CURVED PROFILE, LED, MAKE : LIGHTING TECHNOLOGIES, CAT NO : F38440R0D | 495 | Light Fittings | LIGHTING FIXTURE | LIGHTING FIXTURE | Recessed | 39111505 | Recessed lighting | Production Completed
TNG - SHO | UNSPSC Classification | SCV | SCV | OK | 2023-04-14 | 2023-04-18 |  | G_55959 | G_39111521-00-01336 | 39111521-00-01336 | LIGHTING FIXTURE, 3W LED, RECESS MOUNTED CEILING SPOT LIGHT, IP 20, MAKE: AURA, CAT.NO: FPI236/RD-PKW-3W-3000K | 495 | Light Fittings | LIGHTING FIXTURE | LIGHTING FIXTURE | Recessed | 39111505 | Recessed lighting | Production Completed
TNG - SHO | UNSPSC Classification | SCV | SCV | OK | 2023-04-14 | 2023-04-18 |  | G_55914 | G_39111521-00-01085 | 39111521-00-01085 | LIGHTING FIXTURE, 3W LED, RECESSED CEILING, IP 20, MAKE: HYBEC, CAT.NO: HLR 2468 - 3W | 495 | Light Fittings | LIGHTING FIXTURE | LIGHTING FIXTURE | Recessed | 39111505 | Recessed lighting | Production Completed
TNG - SHO | UNSPSC Classification | SCV | SCV | OK | 2023-04-14 | 2023-04-18 |  | G_55413 | G_39111521-00-00951 | 39111521-00-00951 | LIGHTING FIXTURE, 3W, DEEP RECESS MOUNTED,TILTABLE, 60X65MM,15 DEGREE,SPOON ANAROI, LED,IP 20 ,MAKE : SPOON , CAT NO : SP 1255 | 495 | Light Fittings | LIGHTING FIXTURE | LIGHTING FIXTURE | Recessed | 39111505 | Recessed lighting | Production Completed
TNG - SHO | UNSPSC Classification | SCV | SCV | OK | 2023-04-14 | 2023-04-18 |  | G_55442 | G_39111521-00-00950 | 39111521-00-00950 | LIGHTING FIXTURE, 3W, DEEP RECESS MOUNTED,TILTABLE, 60X65MM,36 DEGREE,SPOON ANAROI,LED,IP 20 ,MAKE : SPOON , CAT NO : SP 1255 | 495 | Light Fittings | LIGHTING FIXTURE | LIGHTING FIXTURE | Recessed | 39111505 | Recessed lighting | Production Completed
TNG - SHO | UNSPSC Classification | SCV | SCV | OK | 2023-04-14 | 2023-04-18 |  | G_55575 | G_39111521-00-01406 | 39111521-00-01406 | LIGHTING FIXTURE, 3W, RECESS MOUNTED, SPOT LIGHT, IP54, LED, MAKE : AURA, CAT NO : NL 4022 | 495 | Light Fittings | LIGHTING FIXTURE | LIGHTING FIXTURE | Recessed | 39111505 | Recessed lighting | Production Completed
TNG - SHO | UNSPSC Classification | SCV | SCV | OK | 2023-04-14 | 2023-04-18 |  | G_56021 | G_39111521-00-01551 | 39111521-00-01551 | LIGHTING FIXTURE, 3W, RECESSED MOUNTED, SQUARE, BEAM ANGLE : 60 DEG, IP-54, LED, MAKE : TRISHA, CAT NO : LEO-017 | 495 | Light Fittings | LIGHTING FIXTURE | LIGHTING FIXTURE | Recessed | 39111505 | Recessed lighting | Production Completed
TNG - SHO | UNSPSC Classification | SCV | SCV | OK | 2023-04-14 | 2023-04-18 |  | G_55638 | G_39111521-00-01193 | 39111521-00-01193 | LIGHTING FIXTURE, 40W LED, 2X2 FEET RECESS MOUNTED, IP 20, MAKE: JAQUAR, CAT.NO: LSVR01S040XC | 495 | Light Fittings | LIGHTING FIXTURE | LIGHTING FIXTURE | Recessed | 39111505 | Recessed lighting | Production Completed
TNG - SHO | UNSPSC Classification | SCV | SCV | OK | 2023-04-14 | 2023-04-18 |  | G_56190 | G_39111521-00-01624 | 39111521-00-01624 | LIGHTING FIXTURE, 40W LED, CEILING RECESSED, IP 20, MAKE: CHANDRA LAMPS, CAT NO: CLS PANEL 1-1 | 495 | Light Fittings | LIGHTING FIXTURE | LIGHTING FIXTURE | Recessed | 39111505 | Recessed lighting | Production Completed
TNG - SHO | UNSPSC Classification | SCV | SCV | OK | 2023-04-14 | 2023-04-18 |  | G_55194 | G_39111521-00-00511 | 39111521-00-00511 | LIGHTING FIXTURE, 40W, IP66, LED, SURFACE MOUNTED, WEATHER PROOF, FLOOD LIGHT, MAKE : GREEN STAR, MODULE : VEGA 55W(VG4) | 495 | Light Fittings | LIGHTING FIXTURE | LIGHTING FIXTURE | FLOOD | 39111611 | Flood light | Production Completed
TNG - SHO | UNSPSC Classification | SCV | SCV | OK | 2023-04-14 | 2023-04-18 |  | G_55684 | G_39111521-00-01394 | 39111521-00-01394 | LIGHTING FIXTURE, 40W, RECESS MOUNTED, 620 MM DIA X 70 MM, LED, MAKE : VTECH BIOTRON, MODEL : LUNNARK AONA ROUND | 495 | Light Fittings | LIGHTING FIXTURE | LIGHTING FIXTURE | Recessed | 39111505 | Recessed lighting | Production Completed
TNG - SHO | UNSPSC Classification | SCV | SCV | OK | 2023-04-14 | 2023-04-18 |  | G_56446 | G_39111521-00-01800 | 39111521-00-01800 | LIGHTING FIXTURE, 40W, RECESSED MOUNTED, CIRCULAR DOWN LIGHT, LED, MAKE : PANASONIC, CAT NO : PDLM09403 | 495 | Light Fittings | LIGHTING FIXTURE | LIGHTING FIXTURE | Downlighting | 39111515 | Downlighting fixtures | Production Completed
TNG - SHO | UNSPSC Classification | SCV | SCV | OK | 2023-04-14 | 2023-04-18 |  | G_56338 | G_39111521-00-01805 | 39111521-00-01805 | LIGHTING FIXTURE, 40W, RECESSED MOUNTED, CIRCULAR DOWN LIGHT, LED, MAKE : PANASONIC, CAT NO : PDLM09407 | 495 | Light Fittings | LIGHTING FIXTURE | LIGHTING FIXTURE | Downlighting | 39111515 | Downlighting fixtures | Production Completed
TNG - SHO | UNSPSC Classification | SCV | SCV | OK | 2023-04-14 | 2023-04-18 |  | G_56305 | G_39111521-00-01829 | 39111521-00-01829 | LIGHTING FIXTURE, 40W,RECESSED MOUNTED,LINEAR,1200 X 3670 X 1200MM LG,NON-DIMMABLE,LED,MAKE:ABBY LIGHTING,CAT NO: LINEA P | 495 | Light Fittings | LIGHTING FIXTURE | LIGHTING FIXTURE | Recessed | 39111505 | Recessed lighting | Production Completed
TNG - SHO | UNSPSC Classification | SCV | SCV | OK | 2023-04-14 | 2023-04-18 |  | G_55655 | G_39111521-00-01073 | 39111521-00-01073 | LIGHTING FIXTURE, 42W, LED, RECESS MOUNTED, MAKE : HAVELLS, CAT NO : VENUS 2X2 - LHEWDRP7PK1W042 | 495 | Light Fittings | LIGHTING FIXTURE | LIGHTING FIXTURE |  | 39111544 | Light emitting diode LED fixture | Production Completed
TNG - SHO | UNSPSC Classification | SCV | SCV | OK | 2023-04-14 | 2023-04-18 |  | G_55783 | G_39111521-00-01238 | 39111521-00-01238 | LIGHTING FIXTURE, 42W, RECESS MOUNTED, SQUARE TYPE, 2'X2', LED, MAKE : LIGHTING TECHNOLOGIES, CAT NO : F04340RQHD | 495 | Light Fittings | LIGHTING FIXTURE | LIGHTING FIXTURE | Recessed | 39111505 | Recessed lighting | Production Completed
TNG - SHO | UNSPSC Classification | SCV | SCV | OK | 2023-04-14 | 2023-04-18 |  | G_55823 | G_39111521-00-01324 | 39111521-00-01324 | LIGHTING FIXTURE, 43W, RECESS MOUNTED, LED, MAKE : LIGHTING TECHNOLOGIES, CAT NO : TEXON 43W | 495 | Light Fittings | LIGHTING FIXTURE | LIGHTING FIXTURE | Recessed | 39111505 | Recessed lighting | Production Completed
TNG - SHO | UNSPSC Classification | SCV | SCV | OK | 2023-04-14 | 2023-04-18 |  | G_56167 | G_39111521-00-01619 | 39111521-00-01619 | LIGHTING FIXTURE, 4W-COB LED, RECESSED CEILING SPOT LIGHT,IP 20, MAKE: HYBEC, CAT NO: HLR-2871 | 495 | Light Fittings | LIGHTING FIXTURE | LIGHTING FIXTURE | Recessed | 39111505 | Recessed lighting | Production Completed
TNG - SHO | UNSPSC Classification | SCV | SCV | OK | 2023-04-14 | 2023-04-18 |  | G_55389 | G_39111521-00-00986 | 39111521-00-00986 | LIGHTING FIXTURE, 50W,SUSPENDED MOUNT ,IP 65, LED, MAKE : JAQUAR , CAT NO : LED FLOOD LIGHT -LFLD02S050XC | 495 | Light Fittings | LIGHTING FIXTURE | LIGHTING FIXTURE | FLOOD | 39111611 | Flood light | Production Completed
TNG - SHO | UNSPSC Classification | SCV | SCV | OK | 2023-04-14 | 2023-04-18 |  | G_55981 | G_39111521-00-01413 | 39111521-00-01413 | LIGHTING FIXTURE, 548W, RECESS MOUNTED, DOWNLIGHT, 1160MM DIA, LED, MAKE : LIGHTING TECHNOLOGIES , CAT NO : F54840RR0D | 495 | Light Fittings | LIGHTING FIXTURE | LIGHTING FIXTURE | Recessed | 39111505 | Recessed lighting | Production Completed
TNG - SHO | UNSPSC Classification | SCV | SCV | OK | 2023-04-14 | 2023-04-18 |  | G_55541 | G_39111521-00-01270 | 39111521-00-01270 | LIGHTING FIXTURE, 55W, FLOOD LIGHT, LED, BEAM ANGLE : 100 DEG, MAKE : LIGHTING TECHNOLOGIES, CAT NO : T05530FP0XA | 495 | Light Fittings | LIGHTING FIXTURE | LIGHTING FIXTURE | FLOOD | 39111611 | Flood light | Production Completed
TNG - SHO | UNSPSC Classification | SCV | SCV | OK | 2023-04-14 | 2023-04-18 |  | G_55608 | G_39111521-00-01094 | 39111521-00-01094 | LIGHTING FIXTURE, 5W LED, IP 20, RECESS MOUNTED, MAKE: SYSKA, CAT.NO: SSK - RDL - R - 5W | 495 | Light Fittings | LIGHTING FIXTURE | LIGHTING FIXTURE | Recessed | 39111505 | Recessed lighting | Production Completed
TNG - SHO | UNSPSC Classification | SCV | SCV | OK | 2023-04-14 | 2023-04-18 |  | G_55609 | G_39111521-00-01091 | 39111521-00-01091 | LIGHTING FIXTURE, 5W LED, IP 20, RECESSED RECTANGULAR, MAKE: ABBY, CAT.NO: BETA TRIMLESS 2-WAY 5W | 495 | Light Fittings | LIGHTING FIXTURE | LIGHTING FIXTURE | Recessed | 39111505 | Recessed lighting | Production Completed
TNG - SHO | UNSPSC Classification | SCV | SCV | OK | 2023-04-14 | 2023-04-18 |  | G_55637 | G_39111521-00-01372 | 39111521-00-01372 | LIGHTING FIXTURE, 5W LED, RECESS MOUNTED CEILING LIGHT, IP 20, 21 DEG, WITH DALI DRIVER, MAKE: ABBY, CAT.NO: IKAPP 35 5W | 495 | Light Fittings | LIGHTING FIXTURE | LIGHTING FIXTURE | Recessed | 39111505 | Recessed lighting | Production Completed
TNG - SHO | UNSPSC Classification | SCV | SCV | OK | 2023-04-14 | 2023-04-18 |  | G_55439 | G_39111521-00-01048 | 39111521-00-01048 | LIGHTING FIXTURE, 5W LED, RECESS MOUNTED LED SPOT LIGHT, IP 20, MAKE: HYBEC, CAT NO: HLR-2469 | 495 | Light Fittings | LIGHTING FIXTURE | LIGHTING FIXTURE | Recessed | 39111505 | Recessed lighting | Production Completed
TNG - SHO | UNSPSC Classification | SCV | SCV | OK | 2023-04-14 | 2023-04-18 |  | G_55380 | G_39111521-00-00947 | 39111521-00-00947 | LIGHTING FIXTURE, 5W, DEEP RECESS MOUNTED,105 X 105MM,40 DEGREE, SPOON MORGAN, LED,IP 20 ,MAKE : SPOON , CAT NO : SP 2176 | 495 | Light Fittings | LIGHTING FIXTURE | LIGHTING FIXTURE | Recessed | 39111505 | Recessed lighting | Production Completed
TNG - SHO | UNSPSC Classification | SCV | SCV | OK | 2023-04-14 | 2023-04-18 |  | G_55414 | G_39111521-00-00954 | 39111521-00-00954 | LIGHTING FIXTURE, 5W, DEEP RECESS MOUNTED,105 X 105MM,60 DEGREE, SPOON MORGAN, LED,IP 20 ,MAKE : SPOON , CAT NO : SP 2176 | 495 | Light Fittings | LIGHTING FIXTURE | LIGHTING FIXTURE | Recessed | 39111505 | Recessed lighting | Production Completed
TNG - SHO | UNSPSC Classification | SCV | SCV | OK | 2023-04-14 | 2023-04-18 |  | G_55500 | G_39111521-00-00949 | 39111521-00-00949 | LIGHTING FIXTURE, 5W, DEEP RECESS MOUNTED,90X90MM,40 DEGREE,SPOON JODIE, LED,IP 20 ,MAKE : SPOON , CAT NO : SP 2131 | 495 | Light Fittings | LIGHTING FIXTURE | LIGHTING FIXTURE | Recessed | 39111505 | Recessed lighting | Production Completed
TNG - SHO | UNSPSC Classification | SCV | SCV | OK | 2023-04-14 | 2023-04-18 |  | G_56214 | G_39111521-00-01647 | 39111521-00-01647 | LIGHTING FIXTURE, 5W, RECESSED MOUNTED, TILTABLE SPOT LIGHT, LED, MAKE : LED WELL , CAT NO : LW-SL-204-5W- PKW | 495 | Light Fittings | LIGHTING FIXTURE | LIGHTING FIXTURE | Recessed | 39111505 | Recessed lighting | Production Completed
TNG - SHO | UNSPSC Classification | SCV | SCV | OK | 2023-04-14 | 2023-04-18 |  | G_55551 | G_39111521-00-01297 | 39111521-00-01297 | LIGHTING FIXTURE, 6.3W, PENDANT TYPE, 600MM DIA X 450MM HT, LED, MAKE : KAPOOR LAMPS, CAT NO : KLS D 9406 / 6 | 495 | Light Fittings | LIGHTING FIXTURE | LIGHTING FIXTURE | PENDANT | 39111522 | Pendant lighting | Production Completed
TNG - SHO | UNSPSC Classification | SCV | SCV | OK | 2023-04-14 | 2023-04-18 |  | G_55480 | G_39111521-00-00827 | 39111521-00-00827 | LIGHTING FIXTURE, 60W LED, PENDANT MOUNT, IP 20, MAKE:PRISM, CAT.NO:ANODE PR 8250 CIRCULAR 900 | 495 | Light Fittings | LIGHTING FIXTURE | LIGHTING FIXTURE | PENDANT | 39111522 | Pendant lighting | Production Completed
TNG - SHO | UNSPSC Classification | SCV | SCV | OK | 2023-04-14 | 2023-04-18 |  | G_56244 | G_39111521-00-01595 | 39111521-00-01595 | LIGHTING FIXTURE, 60W, 150MM X 2400MM, LINEAR, RECESS MOUNTED, LED, MAKE : LIGHTING TECHNOLOGIES, CAT NO : T06057PP0D | 495 | Light Fittings | LIGHTING FIXTURE | LIGHTING FIXTURE | Recessed | 39111505 | Recessed lighting | Production Completed
TNG - SHO | UNSPSC Classification | SCV | SCV | OK | 2023-04-14 | 2023-04-18 |  | G_56445 | G_39111521-00-01702 | 39111521-00-01702 | LIGHTING FIXTURE, 60W, RECESS MOUNTED, LINEAR DOWN, 1800MM LENGTH, LED, MAKE : ABBY LIGHTING, CAT NO : INLINE R 180 | 495 | Light Fittings | LIGHTING FIXTURE | LIGHTING FIXTURE | Recessed | 39111505 | Recessed lighting | Production Completed
TNG - SHO | UNSPSC Classification | SCV | SCV | OK | 2023-04-14 | 2023-04-18 |  | G_56481 | G_39111521-00-01872 | 39111521-00-01872 | LIGHTING FIXTURE, 60W, RECESS MOUNTED, LINEAR, 1800MM LG, DALI DIMMABLE, LED, MAKE : LIGHTING TECHNOLOGIES, CAT NO : P06040R100 | 495 | Light Fittings | LIGHTING FIXTURE | LIGHTING FIXTURE | Recessed | 39111505 | Recessed lighting | Production Completed
TNG - SHO | UNSPSC Classification | SCV | SCV | OK | 2023-04-14 | 2023-04-18 |  | G_55856 | G_39111521-00-01180 | 39111521-00-01180 | LIGHTING FIXTURE, 60W, RECESSED MOUNTED, TEXON STANDARD, 100/110MM WD X 2400MM LG, LED, MAKE : LIGHTING TECHNOLOGIES, CAT NO : T060TWR00 | 495 | Light Fittings | LIGHTING FIXTURE | LIGHTING FIXTURE | Recessed | 39111505 | Recessed lighting | Production Completed
TNG - SHO | UNSPSC Classification | SCV | SCV | OK | 2023-04-14 | 2023-04-18 |  | G_55766 | G_39111521-00-01217 | 39111521-00-01217 | LIGHTING FIXTURE, 60W, RECESSED MOUNTED,TEXON STANDARD, 105-110MM WD X 1854MM LG, LED, MAKE : LIGHTING TECHNOLOGIES, CAT NO : T050TWR000 | 495 | Light Fittings | LIGHTING FIXTURE | LIGHTING FIXTURE | Recessed | 39111505 | Recessed lighting | Production Completed
TNG - SHO | UNSPSC Classification | SCV | SCV | OK | 2023-04-14 | 2023-04-18 |  | G_55921 | G_39111521-00-01216 | 39111521-00-01216 | LIGHTING FIXTURE, 60W, RECESSED MOUNTED,TEXON STANDARD, 105-110MM WD X 2245MM LG, LED, MAKE : LIGHTING TECHNOLOGIES, CAT NO : T055TWR000 | 495 | Light Fittings | LIGHTING FIXTURE | LIGHTING FIXTURE | Recessed | 39111505 | Recessed lighting | Production Completed
TNG - SHO | UNSPSC Classification | SCV | SCV | OK | 2023-04-14 | 2023-04-18 |  | G_56015 | G_39111521-00-01524 | 39111521-00-01524 | LIGHTING FIXTURE, 6W LED, RECESS MOUNTED LIGHT, MAKE: JAQUAR, CAT.NO: LNEP01S006XW | 495 | Light Fittings | LIGHTING FIXTURE | LIGHTING FIXTURE | Recessed | 39111505 | Recessed lighting | Production Completed
TNG - SHO | UNSPSC Classification | SCV | SCV | OK | 2023-04-14 | 2023-04-18 |  | G_55324 | G_39111521-00-00839 | 39111521-00-00839 | LIGHTING FIXTURE, 6W LED, RECESS MOUNTED, IP 20, MAKE:JAQUAR, CAT.NO:AREVA - LARV01R006XW | 495 | Light Fittings | LIGHTING FIXTURE | LIGHTING FIXTURE |  | 39111544 | Light emitting diode LED fixture | Production Completed
TNG - SHO | UNSPSC Classification | SCV | SCV | OK | 2023-04-14 | 2023-04-18 |  | G_55432 | G_39111521-00-00952 | 39111521-00-00952 | LIGHTING FIXTURE, 6W, DEEP RECESS MOUNTED,TILTABLE, 60X65MM,60 DEGREE,SPOON MEGORD,LED,IP 20 ,MAKE : SPOON , CAT NO : SP 1284 | 495 | Light Fittings | LIGHTING FIXTURE | LIGHTING FIXTURE | Recessed | 39111505 | Recessed lighting | Production Completed
TNG - SHO | UNSPSC Classification | SCV | SCV | OK | 2023-04-14 | 2023-04-18 |  | G_56232 | G_39111521-00-01629 | 39111521-00-01629 | LIGHTING FIXTURE, 6W, RECESS MOUNTED, DOWN LIGHT, LED, IP 65, MAKE : KAPOOR LAMPS, CAT NO : CH-R 75-6W-RD GALAXY | 495 | Light Fittings | LIGHTING FIXTURE | LIGHTING FIXTURE | Recessed | 39111505 | Recessed lighting | Production Completed
TNG - SHO | UNSPSC Classification | SCV | SCV | OK | 2023-04-14 | 2023-04-18 |  | G_56500 | G_39111521-00-01776 | 39111521-00-01776 | LIGHTING FIXTURE, 6W, RECESS MOUNTED, DOWNLIGHT, LED, MAKE : JAQUAR, CAT NO : AREVA - LARV01R006XN | 495 | Light Fittings | LIGHTING FIXTURE | LIGHTING FIXTURE | Recessed | 39111505 | Recessed lighting | Production Completed
TNG - SHO | UNSPSC Classification | SCV | SCV | OK | 2023-04-14 | 2023-04-18 |  | G_55938 | G_39111521-00-01057 | 39111521-00-01057 | LIGHTING FIXTURE, 6W, RECESSED MOUNTED, 68MM DIA , SPOT LIGHT , LED , MAKE : LIGHTING TECHNOLOGIES , CAT NO : S00650R040 | 495 | Light Fittings | LIGHTING FIXTURE | LIGHTING FIXTURE | Recessed | 39111505 | Recessed lighting | Production Completed
TNG - SHO | UNSPSC Classification | SCV | SCV | OK | 2023-04-14 | 2023-04-18 |  | G_55378 | G_39111521-00-00859 | 39111521-00-00859 | LIGHTING FIXTURE, 6W, ROUND, RECESS MOUNTED, IRIS LED , MAKE : WIPRO, CAT NO : LD80-350-XXX-40-XX | 495 | Light Fittings | LIGHTING FIXTURE | LIGHTING FIXTURE | Recessed | 39111505 | Recessed lighting | Production Completed
TNG - SHO | UNSPSC Classification | SCV | SCV | OK | 2023-04-14 | 2023-04-18 |  | G_57167 | G_39111521-00-02530 | 39111521-00-02530 | LIGHTING FIXTURE, 7W, DEEP RECESSED, IP20, MAKE: LED LUM, CAT.NO: LLS048A | 495 | Light Fittings | LIGHTING FIXTURE | LIGHTING FIXTURE | Recessed | 39111505 | Recessed lighting | Production Completed
TNG - SHO | UNSPSC Classification | SCV | SCV | OK | 2023-04-14 | 2023-04-18 |  | G_55532 | G_39111521-00-00924 | 39111521-00-00924 | LIGHTING FIXTURE, 7W, RECESS MOUNTED , SPOT LIGHT, LED, MAKE : HAVELLS, CAT NO : LHEEAYPFPH1W007 | 495 | Light Fittings | LIGHTING FIXTURE | LIGHTING FIXTURE | Recessed | 39111505 | Recessed lighting | Production Completed
TNG - SHO | UNSPSC Classification | SCV | SCV | OK | 2023-04-14 | 2023-04-18 |  | G_56349 | G_39111521-00-01682 | 39111521-00-01682 | LIGHTING FIXTURE, 7W, RECESS MOUNTED, DOWNLIGHT, LED, MAKE : KAPOOR LAMPS, CAT NO : CH LD 90/7W | 495 | Light Fittings | LIGHTING FIXTURE | LIGHTING FIXTURE | Recessed | 39111505 | Recessed lighting | Production Completed
TNG - SHO | UNSPSC Classification | SCV | SCV | OK | 2023-04-14 | 2023-04-18 |  | G_56142 | G_39111521-00-01581 | 39111521-00-01581 | LIGHTING FIXTURE, 7W, RECESS MOUNTED, SPOT LIGHT, LED , MAKE : PHILIPS, CAT NO : 919215850504 | 495 | Light Fittings | LIGHTING FIXTURE | LIGHTING FIXTURE | Recessed | 39111505 | Recessed lighting | Production Completed
TNG - SHO | UNSPSC Classification | SCV | SCV | OK | 2023-04-14 | 2023-04-18 |  | G_56000 | G_39111521-00-01529 | 39111521-00-01529 | LIGHTING FIXTURE, 7W, RECESS MOUNTED,DOWN LIGHT,LED, MAKE : KAPOOR LAMPS, CAT NO : LLF 132 | 495 | Light Fittings | LIGHTING FIXTURE | LIGHTING FIXTURE | Recessed | 39111505 | Recessed lighting | Production Completed
TNG - SHO | UNSPSC Classification | SCV | SCV | OK | 2023-04-14 | 2023-04-18 |  | G_56564 | G_39111521-00-01914 | 39111521-00-01914 | LIGHTING FIXTURE, 7W-COB LED, RECESSED CEILING SPOT LIGHT, IP 20, MAKE: HYBEC, CAT NO: HLR-2872 | 495 | Light Fittings | LIGHTING FIXTURE | LIGHTING FIXTURE | Recessed | 39111505 | Recessed lighting | Production Completed
TNG - SHO | UNSPSC Classification | SCV | SCV | OK | 2023-04-14 | 2023-04-18 |  | G_55404 | G_39111521-00-01050 | 39111521-00-01050 | LIGHTING FIXTURE, 8.5W LED, SURFACE MOUNTED, WALL LIGHT, IP 20, MAKE: HYBEC, CAT NO: HLA-3680 | 495 | Light Fittings | LIGHTING FIXTURE | LIGHTING FIXTURE | LED | 39111544 | Light emitting diode LED fixture | Production Completed
TNG - SHO | UNSPSC Classification | SCV | SCV | OK | 2023-04-14 | 2023-04-18 |  | G_55205 | G_39111521-00-00686 | 39111521-00-00686 | LIGHTING FIXTURE, 80W ,RECESS MOUNTED, LED , IP 65, MAKE :CROMPTON GREAVES,CAT NO : LCNR-80-CDL | 495 | Light Fittings | LIGHTING FIXTURE | LIGHTING FIXTURE | Recessed | 39111505 | Recessed lighting | Production Completed
TNG - SHO | UNSPSC Classification | SCV | SCV | OK | 2023-04-14 | 2023-04-18 |  | G_55178 | G_39111521-00-00718 | 39111521-00-00718 | LIGHTING FIXTURE, 85W, FLOOD LIGHT,LED, MAKE : LIGHTING TECHNOLOGIES, CAT NO : T08557F060 | 495 | Light Fittings | LIGHTING FIXTURE | LIGHTING FIXTURE | FLOOD | 39111611 | Flood light | Production Completed
TNG - SHO | UNSPSC Classification | SCV | SCV | OK | 2023-04-14 | 2023-04-18 |  | G_56230 | G_39111521-00-01645 | 39111521-00-01645 | LIGHTING FIXTURE, 86W, RECESSED MOUNTED, LED, MAKE : LIGHTING TECHNOLOGIES, CAT NO : T08640PP00 | 495 | Light Fittings | LIGHTING FIXTURE | LIGHTING FIXTURE | Recessed | 39111505 | Recessed lighting | Production Completed
TNG - SHO | UNSPSC Classification | SCV | SCV | OK | 2023-04-14 | 2023-04-18 |  | G_56052 | G_39111521-00-01528 | 39111521-00-01528 | LIGHTING FIXTURE, 8W LED, SURFACE MOUNTED LIGHT, IP 20, MAKE: CHANGI, CAT.NO: CH-CR-113-8W | 495 | Light Fittings | LIGHTING FIXTURE | LIGHTING FIXTURE | LED | 39111544 | Light emitting diode LED fixture | Production Completed
TNG - SHO | UNSPSC Classification | SCV | SCV | OK | 2023-04-14 | 2023-04-18 |  | G_55336 | G_39111521-00-00854 | 39111521-00-00854 | LIGHTING FIXTURE, 8W LED, SURFACE MOUNTED SQUARE LIGHT, IP 20, MAKE: HYBEC, CAT.NO: EB-9367 | 495 | Light Fittings | LIGHTING FIXTURE | LIGHTING FIXTURE | LED | 39111544 | Light emitting diode LED fixture | Production Completed
TNG - SHO | UNSPSC Classification | SCV | SCV | OK | 2023-04-14 | 2023-04-18 |  | G_55477 | G_39111521-00-00852 | 39111521-00-00852 | LIGHTING FIXTURE, 8W LED, SURFACE MOUNTED, IP 40, MAKE: HYBEC, CAT.NO: EB-9362 | 495 | Light Fittings | LIGHTING FIXTURE | LIGHTING FIXTURE | LED | 39111544 | Light emitting diode LED fixture | Production Completed
TNG - SHO | UNSPSC Classification | SCV | SCV | OK | 2023-04-14 | 2023-04-18 |  | G_55557 | G_39111521-00-01245 | 39111521-00-01245 | LIGHTING FIXTURE, 8W, RECESS MOUNTED, DOWNLIGHT, LED, MAKE : ABBY LIGHTING, CAT NO : ALL ROUNDER | 495 | Light Fittings | LIGHTING FIXTURE | LIGHTING FIXTURE | Recessed | 39111505 | Recessed lighting | Production Completed
TNG - SHO | UNSPSC Classification | SCV | SCV | OK | 2023-04-14 | 2023-04-18 |  | G_55706 | G_39111521-00-01370 | 39111521-00-01370 | LIGHTING FIXTURE, 8W, RECESS MOUNTED, MIRROR LIGHT, LED, MAKE : PEARL, CAT NO : LED 8359 R | 495 | Light Fittings | LIGHTING FIXTURE | LIGHTING FIXTURE | Recessed | 39111505 | Recessed lighting | Production Completed
TNG - SHO | UNSPSC Classification | SCV | SCV | OK | 2023-04-14 | 2023-04-18 |  | G_56229 | G_39111521-00-01625 | 39111521-00-01625 | LIGHTING FIXTURE, 8W, RECESS MOUNTED, SPOT LIGHT, LED, MAKE : KAPOOR LAMPS, CAT NO : NL 1028 | 495 | Light Fittings | LIGHTING FIXTURE | LIGHTING FIXTURE | Recessed | 39111505 | Recessed lighting | Production Completed
TNG - SHO | UNSPSC Classification | SCV | SCV | OK | 2023-04-14 | 2023-04-18 |  | G_55599 | G_39111521-00-01098 | 39111521-00-01098 | LIGHTING FIXTURE, 8W, RECESS MOUNTED,CIRCULAR, LED , MAKE : TRILUX CAT NO : AMBIELLA IND G3 LED 640-857 ET | 495 | Light Fittings | LIGHTING FIXTURE | LIGHTING FIXTURE | Recessed | 39111505 | Recessed lighting | Production Completed
TNG - SHO | UNSPSC Classification | SCV | SCV | OK | 2023-04-14 | 2023-04-18 |  | G_55821 | G_39111521-00-01159 | 39111521-00-01159 | LIGHTING FIXTURE, 8W, RECESSED MOUNTED, LED, 80MM DIA X 115MM HEIGHT, MAKE : ABBY, CAT NO : IPOLO 8W | 495 | Light Fittings | LIGHTING FIXTURE | LIGHTING FIXTURE | Recessed | 39111505 | Recessed lighting | Production Completed
TNG - SHO | UNSPSC Classification | SCV | SCV | OK | 2023-04-14 | 2023-04-18 |  | G_55660 | G_39111521-00-01107 | 39111521-00-01107 | LIGHTING FIXTURE, 8W, RECESSED MOUNTED, LED, 90MM DIA X 45MM HEIGHT, MAKE : ABBY, CAT NO : SNOW 8W | 495 | Light Fittings | LIGHTING FIXTURE | LIGHTING FIXTURE | Recessed | 39111505 | Recessed lighting | Production Completed
TNG - SHO | UNSPSC Classification | SCV | SCV | OK | 2023-04-14 | 2023-04-18 |  | G_55791 | G_39111521-00-01199 | 39111521-00-01199 | LIGHTING FIXTURE, 9W LED, RECESS MOUNTED, IP 20, MAKE: LAFIT, MODEL: BOTHO, CAT.NO: LFGL664A | 495 | Light Fittings | LIGHTING FIXTURE | LIGHTING FIXTURE |  | 39111544 | Light emitting diode LED fixture | Production Completed
TNG - SHO | UNSPSC Classification | SCV | SCV | OK | 2023-04-14 | 2023-04-18 |  | G_55639 | G_39111521-00-01194 | 39111521-00-01194 | LIGHTING FIXTURE, 9W LED, RECESS MOUNTED, IP 20, MAKE: LAFIT, MODEL: SPRIL, CAT.NO: LFDL800R, WITH DIMMABLE DRIVER | 495 | Light Fittings | LIGHTING FIXTURE | LIGHTING FIXTURE |  | 39111544 | Light emitting diode LED fixture | Production Completed
TNG - SHO | UNSPSC Classification | SCV | SCV | OK | 2023-04-14 | 2023-04-18 |  | G_55911 | G_39111521-00-01088 | 39111521-00-01088 | LIGHTING FIXTURE, 9W LED, RECESSED CEILING, IP 20, MAKE: HYBEC, CAT.NO: HLR 2422 - 9W | 495 | Light Fittings | LIGHTING FIXTURE | LIGHTING FIXTURE | Recessed | 39111505 | Recessed lighting | Production Completed
TNG - SHO | UNSPSC Classification | SCV | SCV | OK | 2023-04-14 | 2023-04-18 |  | G_55982 | G_39111521-00-01438 | 39111521-00-01438 | LIGHTING FIXTURE, 9W LED, SURFACE MOUNTED CEILING LIGHT, IP 20, MAKE: LED LUM, CAT.NO: LLS-064 | 495 | Light Fittings | LIGHTING FIXTURE | LIGHTING FIXTURE | LED | 39111544 | Light emitting diode LED fixture | Production Completed
TNG - SHO | UNSPSC Classification | SCV | SCV | OK | 2023-04-14 | 2023-04-18 |  | G_56509 | G_39111521-00-01742 | 39111521-00-01742 | LIGHTING FIXTURE, 9W, RECESS MOUNTED, CIRCULAR DOWN, LED, MAKE : HAVELLS, MODEL : INTEGRA-9W | 495 | Light Fittings | LIGHTING FIXTURE | LIGHTING FIXTURE | Recessed | 39111505 | Recessed lighting | Production Completed
TNG - SHO | UNSPSC Classification | SCV | SCV | OK | 2023-04-14 | 2023-04-18 |  | G_55621 | G_39111521-00-01333 | 39111521-00-01333 | LIGHTING FIXTURE, 9W, RECESS MOUNTED, DOWN LIGHT, LED, MAKE : KAPOOR LAMPS, CAT NO : KLS 2316 | 495 | Light Fittings | LIGHTING FIXTURE | LIGHTING FIXTURE | Recessed | 39111505 | Recessed lighting | Production Completed
TNG - SHO | UNSPSC Classification | SCV | SCV | OK | 2023-04-14 | 2023-04-18 |  | G_56372 | G_39111521-00-01777 | 39111521-00-01777 | LIGHTING FIXTURE, 9W, RECESS MOUNTED, DOWNLIGHT, LED, MAKE : JAQUAR, CAT NO : LESP01R009XN | 495 | Light Fittings | LIGHTING FIXTURE | LIGHTING FIXTURE | Recessed | 39111505 | Recessed lighting | Production Completed
TNG - SHO | UNSPSC Classification | SCV | SCV | OK | 2023-04-14 | 2023-04-18 |  | G_55680 | G_39111521-00-01241 | 39111521-00-01241 | LIGHTING FIXTURE, 9W, RECESS MOUNTED, DOWNLIGHT, LED, MAKE : LIGHTING TECHNOLOGIES, CAT NO : I00957DD00 | 495 | Light Fittings | LIGHTING FIXTURE | LIGHTING FIXTURE | Recessed | 39111505 | Recessed lighting | Production Completed
TNG - SHO | UNSPSC Classification | SCV | SCV | OK | 2023-04-14 | 2023-04-18 |  | G_56323 | G_39111521-00-01670 | 39111521-00-01670 | LIGHTING FIXTURE, 9W, RECESS MOUNTED, DOWNLIGHT, LED, MAKE : LIGHTING TECHNOLOGIES, CAT NO : L00940R000 | 495 | Light Fittings | LIGHTING FIXTURE | LIGHTING FIXTURE | Recessed | 39111505 | Recessed lighting | Production Completed
TNG - SHO | UNSPSC Classification | SCV | SCV | OK | 2023-04-14 | 2023-04-18 |  | G_56291 | G_39111521-00-01672 | 39111521-00-01672 | LIGHTING FIXTURE, 9W, RECESS MOUNTED, DOWNLIGHT, LED, MAKE : LIGHTING TECHNOLOGIES, CAT NO : L00957R001 | 495 | Light Fittings | LIGHTING FIXTURE | LIGHTING FIXTURE | Recessed | 39111505 | Recessed lighting | Production Completed
TNG - SHO | UNSPSC Classification | SCV | SCV | OK | 2023-04-14 | 2023-04-18 |  | G_55321 | G_39111521-00-01030 | 39111521-00-01030 | LIGHTING FIXTURE, 9W, RECESSED MOUNTED, ANODE, LED , MAKE : PRISM , CAT NO : DL R-1412 | 495 | Light Fittings | LIGHTING FIXTURE | LIGHTING FIXTURE | Recessed | 39111505 | Recessed lighting | Production Completed
TNG - SHO | UNSPSC Classification | SCV | SCV | OK | 2023-04-14 | 2023-04-18 |  | G_56152 | G_39111521-00-01653 | 39111521-00-01653 | LIGHTING FIXTURE, 9W, RECESSED MOUNTED, TILTABLE SPOT LIGHT, LED, MAKE : LED WELL, CAT NO : LW-SL-611-RD | 495 | Light Fittings | LIGHTING FIXTURE | LIGHTING FIXTURE | Recessed | 39111505 | Recessed lighting | Production Completed
TNG - SHO | UNSPSC Classification | SCV | SCV | OK | 2023-04-14 | 2023-04-18 |  | G_55449 | G_39111521-00-00983 | 39111521-00-00983 | LIGHTING FIXTURE, 9W,RECESS MOUNTED ,145 MM X 12 MM,IP 44, LED, MAKE : KAPOOR LAMPS , CAT NO : SLED PECL S 009 | 495 | Light Fittings | LIGHTING FIXTURE | LIGHTING FIXTURE | Recessed | 39111505 | Recessed lighting | Production Completed
TNG - SHO | UNSPSC Classification | SCV | SCV | OK | 2023-04-14 | 2023-04-18 |  | G_55338 | G_39111521-00-00987 | 39111521-00-00987 | LIGHTING FIXTURE, 9W,RECESS MOUNTED,97MM X 54 MM ,IP 20, LED, MAKE : JAQUAR , CAT NO : ENSAVE - LESV01R009XC | 495 | Light Fittings | LIGHTING FIXTURE | LIGHTING FIXTURE | Recessed | 39111505 | Recessed lighting | Production Completed
TNG - SHO | UNSPSC Classification | SCV | SCV | OK | 2023-04-14 | 2023-04-18 |  | G_55342 | G_39111521-00-01040 | 39111521-00-01040 | LIGHTING FIXTURE, CEILING HANGING, 45W LED LAMP, IP 20, MAKE: ABBY, CAT NO: ABBY LINEA S/P 180-45W | 495 | Light Fittings | LIGHTING FIXTURE | LIGHTING FIXTURE | CEILING | 39111521 | Decorative ceiling or flush mount fixture | Production Completed
TNG - SHO | UNSPSC Classification | SCV | SCV | OK | 2023-04-14 | 2023-04-19 |  | G_55273 | G_39111521-00-00534 | 39111521-00-00534 | LIGHTING FIXTURE, CEILING LIGHT, 1*15W LED, IP20, CAT.NO: LNVE02S015SW, MAKE : JAQUAR LIGHTING | 495 | Light Fittings | LIGHTING FIXTURE | LIGHTING FIXTURE | CEILING | 39111521 | Decorative ceiling or flush mount fixture | Production Completed
TNG - SHO | UNSPSC Classification | SCV | SCV | OK | 2023-04-14 | 2023-04-18 |  | G_56135 | G_39111521-00-01559 | 39111521-00-01559 | LIGHTING FIXTURE, CEILING LIGHT, 8W LED LAMP, IP 20, MAKE: ABBY, CAT NO: BLING 8W | 495 | Light Fittings | LIGHTING FIXTURE | LIGHTING FIXTURE | CEILING | 39111521 | Decorative ceiling or flush mount fixture | Production Completed
TNG - SHO | UNSPSC Classification | SCV | SCV | OK | 2023-04-14 | 2023-04-18 |  | G_55094 | G_39111521-00-00189 | 39111521-00-00189 | LIGHTING FIXTURE, CEILING LIGHT, LED, 14 W, IP 20, CAT NO: LUXSTAR 14 W, MAKE: OSRAM | 495 | Light Fittings | LIGHTING FIXTURE | LIGHTING FIXTURE | CEILING | 39111521 | Decorative ceiling or flush mount fixture | Production Completed
TNG - SHO | UNSPSC Classification | SCV | SCV | OK | 2023-04-14 | 2023-04-18 |  | G_55090 | G_39111521-00-00141 | 39111521-00-00141 | LIGHTING FIXTURE, CEILING MOUNT, DOWN LIGHT, ENSAVE LED, 9 W, MAKE : JAQUAR, CAT NO : LESV01R009XW | 495 | Light Fittings | LIGHTING FIXTURE | LIGHTING FIXTURE | Downlighting | 39111515 | Downlighting fixtures | Production Completed
TNG - SHO | UNSPSC Classification | SCV | SCV | OK | 2023-04-14 | 2023-04-18 |  | G_55131 | G_39111521-00-00179 | 39111521-00-00179 | LIGHTING FIXTURE, CEILING MOUNT, RECESSED TYPE, LED, 9 W, 2700 K, WITH BALLAST, MAKE: OSRAM, CAT NO : LEDCOMFO 9 WATTS | 495 | Light Fittings | LIGHTING FIXTURE | LIGHTING FIXTURE | CEILING | 39111521 | Decorative ceiling or flush mount fixture | Production Completed
TNG - SHO | UNSPSC Classification | SCV | SCV | OK | 2023-04-14 | 2023-04-18 |  | G_55089 | G_39111521-00-00138 | 39111521-00-00138 | LIGHTING FIXTURE, CEILING MOUNT, ZOET LED, 8 W, MAKE : JAQUAR, CAT NO : LZET01R08XC | 495 | Light Fittings | LIGHTING FIXTURE | LIGHTING FIXTURE | CEILING | 39111521 | Decorative ceiling or flush mount fixture | Production Completed
TNG - SHO | UNSPSC Classification | SCV | SCV | OK | 2023-04-14 | 2023-04-18 |  | G_55083 | G_39111521-00-00301 | 39111521-00-00301 | LIGHTING FIXTURE, CEILING MOUNTED, HANGING TYPE, LED, 21W, WITH INBUILT DRIVER, MAKE : KAPOOR LAMP, CAT NO : ALD 054 | 495 | Light Fittings | LIGHTING FIXTURE | LIGHTING FIXTURE | CEILING | 39111521 | Decorative ceiling or flush mount fixture | Production Completed
TNG - SHO | UNSPSC Classification | SCV | SCV | OK | 2023-04-14 | 2023-04-18 |  | G_55773 | G_39111521-00-01074 | 39111521-00-01074 | LIGHTING FIXTURE, CEILING MOUNTED, SURFACE MOUNTED, 18W LED, IP 20, MAKE: JAQUAR, CAT NO: LNRO02R018SW | 495 | Light Fittings | LIGHTING FIXTURE | LIGHTING FIXTURE | CEILING | 39111521 | Decorative ceiling or flush mount fixture | Production Completed
TNG - SHO | UNSPSC Classification | SCV | SCV | OK | 2023-04-14 | 2023-04-19 |  | G_55289 | G_39111521-00-00815 | 39111521-00-00815 | LIGHTING FIXTURE, CEILING RECESS MOUNT, 30W LED, IP 20, CAT NO: EB-9361, MAKE: PRISM | 495 | Light Fittings | LIGHTING FIXTURE | LIGHTING FIXTURE | CEILING | 39111521 | Decorative ceiling or flush mount fixture | Production Completed
TNG - SHO | UNSPSC Classification | SCV | SCV | OK | 2023-04-14 | 2023-04-18 |  | G_56754 | G_39111521-00-01929 | 39111521-00-01929 | LIGHTING FIXTURE, CEILING RECESS MOUNTED, GOLD BODY FINISH, 13W, LED LAMP, IP 20, MAKE: HYBEC, CAT NO: PRO 124+R13 | 495 | Light Fittings | LIGHTING FIXTURE | LIGHTING FIXTURE | CEILING | 39111521 | Decorative ceiling or flush mount fixture | Production Completed
TNG - SHO | UNSPSC Classification | SCV | SCV | OK | 2023-04-14 | 2023-04-18 |  | G_57025 | G_39111521-00-01935 | 39111521-00-01935 | LIGHTING FIXTURE, CEILING RECESS MOUNTED, WHITE BODY FINISH, 13W, LED LAMP, IP 20, MAKE: HYBEC, CAT NO: PRO 124+R12 | 495 | Light Fittings | LIGHTING FIXTURE | LIGHTING FIXTURE | CEILING | 39111521 | Decorative ceiling or flush mount fixture | Production Completed
TNG - SHO | UNSPSC Classification | SCV | SCV | OK | 2023-04-14 | 2023-04-18 |  | G_56639 | G_39111521-00-01933 | 39111521-00-01933 | LIGHTING FIXTURE, CEILING RECESS MOUNTED, WHITE BODY FINISH, 8W, LED LAMP, IP 20, MAKE: HYBEC, CAT NO: PRO-123+R12 | 495 | Light Fittings | LIGHTING FIXTURE | LIGHTING FIXTURE | CEILING | 39111521 | Decorative ceiling or flush mount fixture | Production Completed
TNG - SHO | UNSPSC Classification | SCV | SCV | OK | 2023-04-14 | 2023-04-18 |  | G_57040 | G_39111521-00-01936 | 39111521-00-01936 | LIGHTING FIXTURE, CEILING RECESS MOUNTED, WHITE OUTER RIM WITH BLACK RECESSED FINISH, 8W, LED LAMP, IP 20, MAKE: HYBEC, CAT NO: PRO 123+R11 | 495 | Light Fittings | LIGHTING FIXTURE | LIGHTING FIXTURE | CEILING | 39111521 | Decorative ceiling or flush mount fixture | Production Completed
TNG - SHO | UNSPSC Classification | SCV | SCV | OK | 2023-04-14 | 2023-04-18 |  | G_56920 | G_39111521-00-01994 | 39111521-00-01994 | LIGHTING FIXTURE, CEILING RECESSED, 10W LED LAMP, IP 20, MAKE: OSRAM, CAT NO: LUXPOINT | 495 | Light Fittings | LIGHTING FIXTURE | LIGHTING FIXTURE | CEILING | 39111521 | Decorative ceiling or flush mount fixture | Production Completed
TNG - SHO | UNSPSC Classification | SCV | SCV | OK | 2023-04-14 | 2023-04-18 |  | G_56048 | G_39111521-00-01470 | 39111521-00-01470 | LIGHTING FIXTURE, CEILING RECESSED, 10W LED, MAKE: HYBEC, CAT NO: HLR-2520 | 495 | Light Fittings | LIGHTING FIXTURE | LIGHTING FIXTURE | CEILING | 39111521 | Decorative ceiling or flush mount fixture | Production Completed
TNG - SHO | UNSPSC Classification | SCV | SCV | OK | 2023-04-14 | 2023-04-18 |  | G_55898 | G_39111521-00-01183 | 39111521-00-01183 | LIGHTING FIXTURE, CEILING RECESSED, 12W LED LAMP, MAKE : HYBEC, CAT NO : HLR 2686 | 495 | Light Fittings | LIGHTING FIXTURE | LIGHTING FIXTURE | CEILING | 39111521 | Decorative ceiling or flush mount fixture | Production Completed
TNG - SHO | UNSPSC Classification | SCV | SCV | OK | 2023-04-14 | 2023-04-18 |  | G_55787 | G_39111521-00-01111 | 39111521-00-01111 | LIGHTING FIXTURE, CEILING RECESSED, 15W LED, COOL WHITE, IP 20, MAKE: JAQUAR, CAT NO: LARV01R015XC | 495 | Light Fittings | LIGHTING FIXTURE | LIGHTING FIXTURE | CEILING | 39111521 | Decorative ceiling or flush mount fixture | Production Completed
TNG - SHO | UNSPSC Classification | SCV | SCV | OK | 2023-04-14 | 2023-04-18 |  | G_55613 | G_39111521-00-01109 | 39111521-00-01109 | LIGHTING FIXTURE, CEILING RECESSED, 15W LED, COOL WHITE, IP 20, MAKE: JAQUAR, CAT NO: LESV01R015XC | 495 | Light Fittings | LIGHTING FIXTURE | LIGHTING FIXTURE | CEILING | 39111521 | Decorative ceiling or flush mount fixture | Production Completed
TNG - SHO | UNSPSC Classification | SCV | SCV | OK | 2023-04-14 | 2023-04-18 |  | G_55457 | G_39111521-00-01017 | 39111521-00-01017 | LIGHTING FIXTURE, CEILING RECESSED, 15W LED, IP 20, MAKE: PRISM, CAT NO: HLR 2497 | 495 | Light Fittings | LIGHTING FIXTURE | LIGHTING FIXTURE | CEILING | 39111521 | Decorative ceiling or flush mount fixture | Production Completed
TNG - SHO | UNSPSC Classification | SCV | SCV | OK | 2023-04-14 | 2023-04-18 |  | G_55651 | G_39111521-00-01052 | 39111521-00-01052 | LIGHTING FIXTURE, CEILING RECESSED, 22W LED, WITH LED DRIVER, MAKE: HYBEC, CAT NO: HLR 2659 | 495 | Light Fittings | LIGHTING FIXTURE | LIGHTING FIXTURE | CEILING | 39111521 | Decorative ceiling or flush mount fixture | Production Completed
TNG - SHO | UNSPSC Classification | SCV | SCV | OK | 2023-04-14 | 2023-04-18 |  | G_56078 | G_39111521-00-01472 | 39111521-00-01472 | LIGHTING FIXTURE, CEILING RECESSED, 25W LED, MAKE: HYBEC, CAT NO: HLR-2545 | 495 | Light Fittings | LIGHTING FIXTURE | LIGHTING FIXTURE | CEILING | 39111521 | Decorative ceiling or flush mount fixture | Production Completed
TNG - SHO | UNSPSC Classification | SCV | SCV | OK | 2023-04-14 | 2023-04-18 |  | G_55701 | G_39111521-00-01112 | 39111521-00-01112 | LIGHTING FIXTURE, CEILING RECESSED, 9W LED, COOL WHITE, IP 20, MAKE: JAQUAR, CAT NO: LARV01R009XC | 495 | Light Fittings | LIGHTING FIXTURE | LIGHTING FIXTURE | CEILING | 39111521 | Decorative ceiling or flush mount fixture | Production Completed
TNG - SHO | UNSPSC Classification | SCV | SCV | OK | 2023-04-14 | 2023-04-18 |  | G_55702 | G_39111521-00-01110 | 39111521-00-01110 | LIGHTING FIXTURE, CEILING RECESSED, 9W LED, COOL WHITE, IP 20, MAKE: JAQUAR, CAT NO: LESV01R009XC | 495 | Light Fittings | LIGHTING FIXTURE | LIGHTING FIXTURE | CEILING | 39111521 | Decorative ceiling or flush mount fixture | Production Completed
TNG - SHO | UNSPSC Classification | SCV | SCV | OK | 2023-04-14 | 2023-04-18 |  | G_55689 | G_39111521-00-01129 | 39111521-00-01129 | LIGHTING FIXTURE, CEILING RECESSED, 9W LED, IP 20, MAKE: JAQUAR, CAT NO: LARV01R009XW | 495 | Light Fittings | LIGHTING FIXTURE | LIGHTING FIXTURE | CEILING | 39111521 | Decorative ceiling or flush mount fixture | Production Completed
TNG - SHO | UNSPSC Classification | SCV | SCV | OK | 2023-04-14 | 2023-04-18 |  | G_55754 | G_39111521-00-01205 | 39111521-00-01205 | LIGHTING FIXTURE, CEILING RECESSED, 9W LED, IP 20, MAKE: JAQUAR, CAT NO: LNRO01R009XW | 495 | Light Fittings | LIGHTING FIXTURE | LIGHTING FIXTURE | CEILING | 39111521 | Decorative ceiling or flush mount fixture | Production Completed
TNG - SHO | UNSPSC Classification | SCV | SCV | OK | 2023-04-14 | 2023-04-19 |  | G_55223 | G_39111524-00-00136 | 39111524-00-00136 | LIGHTING FIXTURE, CEILING SUSPENDED TYPE, LED, 40 W - 20 W UP DOWN, MAKE : ABBY, CAT NO : LINEA 24040D 20U CW | 495 | Light Fittings | LIGHTING FIXTURE | LIGHTING FIXTURE | CEILING | 39111521 | Decorative ceiling or flush mount fixture | Production Completed
TNG - SHO | UNSPSC Classification | SCV | SCV | OK | 2023-04-14 | 2023-04-18 |  | G_56776 | G_39111521-00-01934 | 39111521-00-01934 | LIGHTING FIXTURE, CEILING SUSPENDED, 3X7W, LED LAMP, MAKE: WHITE TEAK, IP 20, CAT NO: 19" ARTISTIC | 495 | Light Fittings | LIGHTING FIXTURE | LIGHTING FIXTURE | CEILING | 39111521 | Decorative ceiling or flush mount fixture | Production Completed
TNG - SHO | UNSPSC Classification | SCV | SCV | OK | 2023-04-14 | 2023-04-18 |  | G_55436 | G_39111521-00-00849 | 39111521-00-00849 | LIGHTING FIXTURE, CEILING, 11W LED, IP 54, MAKE: PRISM, CAT NO: LDC0504 11 | 495 | Light Fittings | LIGHTING FIXTURE | LIGHTING FIXTURE | CEILING | 39111521 | Decorative ceiling or flush mount fixture | Production Completed
TNG - SHO | UNSPSC Classification | SCV | SCV | OK | 2023-04-14 | 2023-04-18 |  | G_56279 | G_39111521-00-01786 | 39111521-00-01786 | LIGHTING FIXTURE, CEILING, 12 W, LED, ROUND, MAKE : ULTRA POWER | 495 | Light Fittings | LIGHTING FIXTURE | LIGHTING FIXTURE | CEILING | 39111521 | Decorative ceiling or flush mount fixture | Production Completed
TNG - SHO | UNSPSC Classification | SCV | SCV | OK | 2023-04-14 | 2023-04-19 |  | G_55242 | G_39111521-00-00516 | 39111521-00-00516 | LIGHTING FIXTURE, CEILING, 12W LED, IP20, MAKE : KAPOOR LAMPS, CAT.NO : SLED PECL S028 | 495 | Light Fittings | LIGHTING FIXTURE | LIGHTING FIXTURE | CEILING | 39111521 | Decorative ceiling or flush mount fixture | Production Completed
TNG - SHO | UNSPSC Classification | SCV | SCV | OK | 2023-04-14 | 2023-04-18 |  | G_55169 | G_39111521-00-00515 | 39111521-00-00515 | LIGHTING FIXTURE, CEILING, 15W LED, IP20, MAKE : KAPOOR LAMPS, CAT.NO : LF LL 220 | 495 | Light Fittings | LIGHTING FIXTURE | LIGHTING FIXTURE | CEILING | 39111521 | Decorative ceiling or flush mount fixture | Production Completed
TNG - SHO | UNSPSC Classification | SCV | SCV | OK | 2023-04-14 | 2023-04-18 |  | G_56278 | G_39111521-00-01787 | 39111521-00-01787 | LIGHTING FIXTURE, CEILING, 18 W, LED, ROUND, MAKE : ULTRA POWER | 495 | Light Fittings | LIGHTING FIXTURE | LIGHTING FIXTURE | CEILING | 39111521 | Decorative ceiling or flush mount fixture | Production Completed
TNG - SHO | UNSPSC Classification | SCV | SCV | OK | 2023-04-14 | 2023-04-18 |  | G_55895 | G_39111521-00-01344 | 39111521-00-01344 | LIGHTING FIXTURE, CEILING, 18W LED LAMP, MAKE: HYBEC, CAT NO: HLO-5305 | 495 | Light Fittings | LIGHTING FIXTURE | LIGHTING FIXTURE | CEILING | 39111521 | Decorative ceiling or flush mount fixture | Production Completed
TNG - SHO | UNSPSC Classification | SCV | SCV | OK | 2023-04-14 | 2023-04-18 |  | G_55745 | G_39111521-00-01184 | 39111521-00-01184 | LIGHTING FIXTURE, CEILING, 20W LED, SURFACE MOUNTED, IP 20, MAKE : PRISM, CAT NO:EB-9424 | 495 | Light Fittings | LIGHTING FIXTURE | LIGHTING FIXTURE | CEILING | 39111521 | Decorative ceiling or flush mount fixture | Production Completed
TNG - SHO | UNSPSC Classification | SCV | SCV | OK | 2023-04-14 | 2023-04-18 |  | G_55950 | G_39111521-00-01130 | 39111521-00-01130 | LIGHTING FIXTURE, CEILING, 6W LED LAMP, IP 54, MAKE: PRISM, CAT NO: CH 3173 | 495 | Light Fittings | LIGHTING FIXTURE | LIGHTING FIXTURE | CEILING | 39111521 | Decorative ceiling or flush mount fixture | Production Completed
TNG - SHO | UNSPSC Classification | SCV | SCV | OK | 2023-04-14 | 2023-04-18 |  | G_55353 | G_39111521-00-00743 | 39111521-00-00743 | LIGHTING FIXTURE, CEILING, CEILING RECESSED, 24W LED, IP 20, CAT.NO: LARV01R024XW, MAKE: JAQUAR | 495 | Light Fittings | LIGHTING FIXTURE | LIGHTING FIXTURE | CEILING | 39111521 | Decorative ceiling or flush mount fixture | Production Completed
TNG - SHO | UNSPSC Classification | SCV | SCV | OK | 2023-04-14 | 2023-04-19 |  | G_55218 | G_39111521-00-00483 | 39111521-00-00483 | LIGHTING FIXTURE, CEILING, LED SQUARE PANEL TYPE, 12W LED, IP 20, CAT NO : SLED PECL S 034, MAKE : SAMSON | 495 | Light Fittings | LIGHTING FIXTURE | LIGHTING FIXTURE | CEILING | 39111521 | Decorative ceiling or flush mount fixture | Production Completed
TNG - SHO | UNSPSC Classification | SCV | SCV | OK | 2023-04-14 | 2023-04-18 |  | G_55096 | G_39111524-00-00045 | 39111524-00-00045 | LIGHTING FIXTURE, CEILING, RECESS MOUNTED, 1 X 12.5 W LED. , MAKE : RASMI LIGHTING, CAT NO : RAS-I-HL-F11101 | 495 | Light Fittings | LIGHTING FIXTURE | LIGHTING FIXTURE | CEILING | 39111521 | Decorative ceiling or flush mount fixture | Production Completed
TNG - SHO | UNSPSC Classification | SCV | SCV | OK | 2023-04-14 | 2023-04-18 |  | G_55636 | G_39111521-00-01329 | 39111521-00-01329 | LIGHTING FIXTURE, CEILING, RECESS MOUNTED, 13W LED LAMP, MAKE: HYBEC, CAT NO: HLR 2873 | 495 | Light Fittings | LIGHTING FIXTURE | LIGHTING FIXTURE | CEILING | 39111521 | Decorative ceiling or flush mount fixture | Production Completed
TNG - SHO | UNSPSC Classification | SCV | SCV | OK | 2023-04-14 | 2023-04-18 |  | G_55170 | G_39111521-00-00518 | 39111521-00-00518 | LIGHTING FIXTURE, CEILING, RECESS MOUNTED, 18W LED, IP20, MAKE: JAQUAR LIGHTING, CAT.NO: ESTUS CODE-LETS01R018XW | 495 | Light Fittings | LIGHTING FIXTURE | LIGHTING FIXTURE | CEILING | 39111521 | Decorative ceiling or flush mount fixture | Production Completed
TNG - SHO | UNSPSC Classification | SCV | SCV | OK | 2023-04-14 | 2023-04-19 |  | G_55243 | G_39111521-00-00517 | 39111521-00-00517 | LIGHTING FIXTURE, CEILING, RECESS MOUNTED, 30W LED, IP20, MAKE: JAQUAR LIGHTING, CAT.NO: ESTUS CODE-LETS01R030XW | 495 | Light Fittings | LIGHTING FIXTURE | LIGHTING FIXTURE | CEILING | 39111521 | Decorative ceiling or flush mount fixture | Production Completed
TNG - SHO | UNSPSC Classification | SCV | SCV | OK | 2023-04-14 | 2023-04-18 |  | G_56764 | G_39111521-00-01938 | 39111521-00-01938 | LIGHTING FIXTURE, CEILING, RECESS MOUNTED, 3W LED LAMP, IP 30, CAT NO: DOT F-3W, MAKE: ABBY | 495 | Light Fittings | LIGHTING FIXTURE | LIGHTING FIXTURE | CEILING | 39111521 | Decorative ceiling or flush mount fixture | Production Completed
TNG - SHO | UNSPSC Classification | SCV | SCV | OK | 2023-04-14 | 2023-04-18 |  | G_55949 | G_39111521-00-01326 | 39111521-00-01326 | LIGHTING FIXTURE, CEILING, RECESS MOUNTED, 7W LED LAMP, MAKE: HYBEC, CAT NO: HLS 3018 | 495 | Light Fittings | LIGHTING FIXTURE | LIGHTING FIXTURE | CEILING | 39111521 | Decorative ceiling or flush mount fixture | Production Completed
TNG - SHO | UNSPSC Classification | SCV | SCV | OK | 2023-04-14 | 2023-04-18 |  | G_55553 | G_39111521-00-01273 | 39111521-00-01273 | LIGHTING FIXTURE, CEILING, RECESS MOUNTED, 8W LED, IP 20, CAT NO: LEDVANCE (DL ECO), MAKE: OSRAM | 495 | Light Fittings | LIGHTING FIXTURE | LIGHTING FIXTURE | CEILING | 39111521 | Decorative ceiling or flush mount fixture | Production Completed
TNG - SHO | UNSPSC Classification | SCV | SCV | OK | 2023-04-14 | 2023-04-18 |  | G_56137 | G_39111521-00-01643 | 39111521-00-01643 | LIGHTING FIXTURE, CEILING, RECESS MOUNTED, 8W LED, IP 44, MAKE: ABBY, CAT NO: BLING F 8W | 495 | Light Fittings | LIGHTING FIXTURE | LIGHTING FIXTURE | CEILING | 39111521 | Decorative ceiling or flush mount fixture | Production Completed
TNG - SHO | UNSPSC Classification | SCV | SCV | OK | 2023-04-14 | 2023-04-18 |  | G_55142 | G_39111505-00-00094 | 39111505-00-00094 | LIGHTING FIXTURE, CEILING, RECESS MOUNTED, CIRCULAR DOWN LIGHTER, 15W LED, IP20, MAKE : RETAIL LIGHT TECHNIQUES, CAT.NO : ASTON -V10 -15P- 21046 | 495 | Light Fittings | LIGHTING FIXTURE | LIGHTING FIXTURE | CEILING | 39111521 | Decorative ceiling or flush mount fixture | Production Completed
TNG - SHO | UNSPSC Classification | SCV | SCV | OK | 2023-04-14 | 2023-04-18 |  | G_55070 | G_39111524-00-00128 | 39111524-00-00128 | LIGHTING FIXTURE, CEILING, RECESS MOUNTED, IP 20, 13W LED, MAKE : JAQUAR, CAT.NO : ARES 4 | 495 | Light Fittings | LIGHTING FIXTURE | LIGHTING FIXTURE | CEILING | 39111521 | Decorative ceiling or flush mount fixture | Production Completed
TNG - SHO | UNSPSC Classification | SCV | SCV | OK | 2023-04-14 | 2023-04-18 |  | G_55045 | G_39111524-00-00024 | 39111524-00-00024 | LIGHTING FIXTURE, CEILING, RECESS MOUNTED, LAMP : 36W LED PANEL, IP 20, MAKE: JAQUAR, CAT NO: LSVRO1SO36XW | 495 | Light Fittings | LIGHTING FIXTURE | LIGHTING FIXTURE | CEILING | 39111521 | Decorative ceiling or flush mount fixture | Production Completed
TNG - SHO | UNSPSC Classification | SCV | SCV | OK | 2023-04-14 | 2023-04-18 |  | G_55318 | G_39111521-00-00767 | 39111521-00-00767 | LIGHTING FIXTURE, CEILING, RECESS MOUNTED, LAMP : 42 W LED PANEL, IP 20, MAKE: JAQUAR, CAT NO: LSVR03S042XC | 495 | Light Fittings | LIGHTING FIXTURE | LIGHTING FIXTURE | CEILING | 39111521 | Decorative ceiling or flush mount fixture | Production Completed
TNG - SHO | UNSPSC Classification | SCV | SCV | OK | 2023-04-14 | 2023-04-18 |  | G_55816 | G_39111521-00-01138 | 39111521-00-01138 | LIGHTING FIXTURE, CEILING, RECESSED, 10W LED LAMP, MAKE: HYBEC, CAT NO: HLR-2880 | 495 | Light Fittings | LIGHTING FIXTURE | LIGHTING FIXTURE | CEILING | 39111521 | Decorative ceiling or flush mount fixture | Production Completed
TNG - SHO | UNSPSC Classification | SCV | SCV | OK | 2023-04-14 | 2023-04-18 |  | G_55665 | G_39111521-00-01122 | 39111521-00-01122 | LIGHTING FIXTURE, CEILING, RECESSED, 12W LED LAMP, CAT NO: HLR 2541, MAKE: HYBEC | 495 | Light Fittings | LIGHTING FIXTURE | LIGHTING FIXTURE | CEILING | 39111521 | Decorative ceiling or flush mount fixture | Production Completed
TNG - SHO | UNSPSC Classification | SCV | SCV | OK | 2023-04-14 | 2023-04-18 |  | G_55724 | G_39111521-00-01404 | 39111521-00-01404 | LIGHTING FIXTURE, CEILING, RECESSED, 13W LED LAMP, MAKE: HYBEC, CAT NO: PRO-172 | 495 | Light Fittings | LIGHTING FIXTURE | LIGHTING FIXTURE | CEILING | 39111521 | Decorative ceiling or flush mount fixture | Production Completed
TNG - SHO | UNSPSC Classification | SCV | SCV | OK | 2023-04-14 | 2023-04-18 |  | G_55713 | G_39111521-00-01143 | 39111521-00-01143 | LIGHTING FIXTURE, CEILING, RECESSED, 6W LED LAMP, MAKE: HYBEC, CAT NO: HLR-2904 | 495 | Light Fittings | LIGHTING FIXTURE | LIGHTING FIXTURE | CEILING | 39111521 | Decorative ceiling or flush mount fixture | Production Completed
TNG - SHO | UNSPSC Classification | SCV | SCV | OK | 2023-04-14 | 2023-04-18 |  | G_55815 | G_39111521-00-01142 | 39111521-00-01142 | LIGHTING FIXTURE, CEILING, RECESSED, 8.7W LED LAMP, MAKE: HYBEC, CAT NO: PRO 130 | 495 | Light Fittings | LIGHTING FIXTURE | LIGHTING FIXTURE | CEILING | 39111521 | Decorative ceiling or flush mount fixture | Production Completed
TNG - SHO | UNSPSC Classification | SCV | SCV | OK | 2023-04-14 | 2023-04-18 |  | G_55862 | G_39111521-00-01403 | 39111521-00-01403 | LIGHTING FIXTURE, CEILING, RECESSED, 9W LED LAMP, MAKE: HYBEC, CAT NO: HLR-2543 | 495 | Light Fittings | LIGHTING FIXTURE | LIGHTING FIXTURE | CEILING | 39111521 | Decorative ceiling or flush mount fixture | Production Completed
TNG - SHO | UNSPSC Classification | SCV | SCV | OK | 2023-04-14 | 2023-04-18 |  | G_55693 | G_39111521-00-01139 | 39111521-00-01139 | LIGHTING FIXTURE, CEILING, RECESSED, ECO-BRITE, 6W LED LAMP, MAKE: HYBEC, CAT NO: EB-9320 | 495 | Light Fittings | LIGHTING FIXTURE | LIGHTING FIXTURE | CEILING | 39111521 | Decorative ceiling or flush mount fixture | Production Completed
TNG - SHO | UNSPSC Classification | SCV | SCV | OK | 2023-04-14 | 2023-04-18 |  | G_55696 | G_39111521-00-01119 | 39111521-00-01119 | LIGHTING FIXTURE, CEILING, RECESSED, ESTUS SWIVEL DOWN LIGHT, 6W LED LAMP, CAT NO: LETS25R006XW, MAKE: JAQUAR | 495 | Light Fittings | LIGHTING FIXTURE | LIGHTING FIXTURE | CEILING | 39111521 | Decorative ceiling or flush mount fixture | Production Completed
TNG - SHO | UNSPSC Classification | SCV | SCV | OK | 2023-04-14 | 2023-04-18 |  | G_55099 | G_39111521-00-00248 | 39111521-00-00248 | LIGHTING FIXTURE, CEILING, RECESSED, LAMP: 15W LED, MAKE: JAQUAR, CAT NO: ENSAVE LED DOWNLIGHTER | 495 | Light Fittings | LIGHTING FIXTURE | LIGHTING FIXTURE | CEILING | 39111521 | Decorative ceiling or flush mount fixture | Production Completed
TNG - SHO | UNSPSC Classification | SCV | SCV | OK | 2023-04-14 | 2023-04-18 |  | G_55692 | G_39111521-00-01141 | 39111521-00-01141 | LIGHTING FIXTURE, CEILING, RECESSED, MODEL: BOTHO, 12W LED LAMP, MAKE: LAFIT, CAT NO: LFGL664A | 495 | Light Fittings | LIGHTING FIXTURE | LIGHTING FIXTURE | CEILING | 39111521 | Decorative ceiling or flush mount fixture | Production Completed
TNG - SHO | UNSPSC Classification | SCV | SCV | OK | 2023-04-14 | 2023-04-18 |  | G_55814 | G_39111521-00-01140 | 39111521-00-01140 | LIGHTING FIXTURE, CEILING, RECESSED, MODEL: IKER, 12W LED LAMP, MAKE: LAFIT, CAT NO: LFSL927R | 495 | Light Fittings | LIGHTING FIXTURE | LIGHTING FIXTURE | CEILING | 39111521 | Decorative ceiling or flush mount fixture | Production Completed
TNG - SHO | UNSPSC Classification | SCV | SCV | OK | 2023-04-14 | 2023-04-18 |  | G_55647 | G_39111521-00-01123 | 39111521-00-01123 | LIGHTING FIXTURE, CEILING, RECESSED, SPOT LIGHT, 4W LED LAMP, CAT NO: HLR 2420, MAKE: HYBEC | 495 | Light Fittings | LIGHTING FIXTURE | LIGHTING FIXTURE | CEILING | 39111521 | Decorative ceiling or flush mount fixture | Production Completed
TNG - SHO | UNSPSC Classification | SCV | SCV | OK | 2023-04-14 | 2023-04-18 |  | G_55348 | G_39111521-00-00972 | 39111521-00-00972 | LIGHTING FIXTURE, CEILING, SURFACE MOUNTED SQUARE LIGHT, 12W LED, IP 20, MAKE: JAQUAR, CAT NO: LNRO02S012SW | 495 | Light Fittings | LIGHTING FIXTURE | LIGHTING FIXTURE | CEILING | 39111521 | Decorative ceiling or flush mount fixture | Production Completed
TNG - SHO | UNSPSC Classification | SCV | SCV | OK | 2023-04-14 | 2023-04-18 |  | G_55694 | G_39111521-00-01116 | 39111521-00-01116 | LIGHTING FIXTURE, CEILING, SURFACE MOUNTED, 11W LED LAMP, CAT NO: HLS 3048, MAKE: HYBEC | 495 | Light Fittings | LIGHTING FIXTURE | LIGHTING FIXTURE | CEILING | 39111521 | Decorative ceiling or flush mount fixture | Production Completed
TNG - SHO | UNSPSC Classification | SCV | SCV | OK | 2023-04-14 | 2023-04-18 |  | G_55740 | G_39111521-00-01327 | 39111521-00-01327 | LIGHTING FIXTURE, CEILING, SURFACE MOUNTED, 11W LED LAMP, MAKE: HYBEC, CAT NO: HLS 3009 | 495 | Light Fittings | LIGHTING FIXTURE | LIGHTING FIXTURE | CEILING | 39111521 | Decorative ceiling or flush mount fixture | Production Completed
TNG - SHO | UNSPSC Classification | SCV | SCV | OK | 2023-04-14 | 2023-04-18 |  | G_57024 | G_39111521-00-01931 | 39111521-00-01931 | LIGHTING FIXTURE, CEILING, SURFACE MOUNTED, 12W LED LAMP, IP 20, MAKE: HYBEC, CAT NO: HLS-3014 | 495 | Light Fittings | LIGHTING FIXTURE | LIGHTING FIXTURE | CEILING | 39111521 | Decorative ceiling or flush mount fixture | Production Completed
TNG - SHO | UNSPSC Classification | SCV | SCV | OK | 2023-04-14 | 2023-04-18 |  | G_55343 | G_39111521-00-00740 | 39111521-00-00740 | LIGHTING FIXTURE, CEILING, SURFACE MOUNTED, 18W LED, IP 20, CAT.NO: LNVE02R018SW, MAKE: JAQUAR | 495 | Light Fittings | LIGHTING FIXTURE | LIGHTING FIXTURE | CEILING | 39111521 | Decorative ceiling or flush mount fixture | Production Completed
TNG - SHO | UNSPSC Classification | SCV | SCV | OK | 2023-04-14 | 2023-04-18 |  | G_55361 | G_39111521-00-00745 | 39111521-00-00745 | LIGHTING FIXTURE, CEILING, SURFACE MOUNTED, 30W LED, IP 40, CAT.NO: CR300/30W, MAKE: KAPOOR LAMPS | 495 | Light Fittings | LIGHTING FIXTURE | LIGHTING FIXTURE | CEILING | 39111521 | Decorative ceiling or flush mount fixture | Production Completed
TNG - SHO | UNSPSC Classification | SCV | SCV | OK | 2023-04-14 | 2023-04-18 |  | G_55932 | G_39111521-00-01187 | 39111521-00-01187 | LIGHTING FIXTURE, CEILING, SURFACE MOUNTED, 5W LED, IP 54, MAKE: HYBEC, CAT NO: HLO 5303 | 495 | Light Fittings | LIGHTING FIXTURE | LIGHTING FIXTURE | CEILING | 39111521 | Decorative ceiling or flush mount fixture | Production Completed
TNG - SHO | UNSPSC Classification | SCV | SCV | OK | 2023-04-14 | 2023-04-18 |  | G_55695 | G_39111521-00-01118 | 39111521-00-01118 | LIGHTING FIXTURE, CEILING, SURFACE MOUNTED, 6W LED LAMP, CAT NO: HLO 5376, MAKE: HYBEC | 495 | Light Fittings | LIGHTING FIXTURE | LIGHTING FIXTURE | CEILING | 39111521 | Decorative ceiling or flush mount fixture | Production Completed
TNG - SHO | UNSPSC Classification | SCV | SCV | OK | 2023-04-14 | 2023-04-18 |  | G_55614 | G_39111521-00-01121 | 39111521-00-01121 | LIGHTING FIXTURE, CEILING, SURFACE MOUNTED, 6W LED LAMP, CAT NO: LNRO02R006SW, MAKE: JAQUAR | 495 | Light Fittings | LIGHTING FIXTURE | LIGHTING FIXTURE | CEILING | 39111521 | Decorative ceiling or flush mount fixture | Production Completed
TNG - SHO | UNSPSC Classification | SCV | SCV | OK | 2023-04-14 | 2023-04-18 |  | G_55349 | G_39111521-00-01022 | 39111521-00-01022 | LIGHTING FIXTURE, CEILING, SURFACE MOUNTED, 6W LED, IP 20, MAKE: KAPOOR LAMPS, CAT.NO: SLED PECLS 024 | 495 | Light Fittings | LIGHTING FIXTURE | LIGHTING FIXTURE | CEILING | 39111521 | Decorative ceiling or flush mount fixture | Production Completed
TNG - SHO | UNSPSC Classification | SCV | SCV | OK | 2023-04-14 | 2023-04-18 |  | G_55335 | G_39111521-00-00864 | 39111521-00-00864 | LIGHTING FIXTURE, CEILING, SURFACE MOUNTED, 8W LED LAMP, IP 20, MAKE: KAPOOR LAMPS, CAT NO: LF-LL-108 | 495 | Light Fittings | LIGHTING FIXTURE | LIGHTING FIXTURE | CEILING | 39111521 | Decorative ceiling or flush mount fixture | Production Completed
TNG - SHO | UNSPSC Classification | SCV | SCV | OK | 2023-04-14 | 2023-04-18 |  | G_55209 | G_39111521-00-00494 | 39111521-00-00494 | LIGHTING FIXTURE, CEILING, SURFACE MOUNTED, 8W LED, IP 20, CAT.NO: DR-018W, MAKE : PRISM LIGHTING | 495 | Light Fittings | LIGHTING FIXTURE | LIGHTING FIXTURE | CEILING | 39111521 | Decorative ceiling or flush mount fixture | Production Completed
TNG - SHO | UNSPSC Classification | SCV | SCV | OK | 2023-04-14 | 2023-04-18 |  | G_55767 | G_39111521-00-01405 | 39111521-00-01405 | LIGHTING FIXTURE, CEILING, SURFACE MOUNTED, ROUND, 18W LED LAMP, MAKE: JAQUAR, CAT NO: LNVE02R018SW | 495 | Light Fittings | LIGHTING FIXTURE | LIGHTING FIXTURE | CEILING | 39111521 | Decorative ceiling or flush mount fixture | Production Completed
TNG - SHO | UNSPSC Classification | SCV | SCV | OK | 2023-04-14 | 2023-04-18 |  | G_54991 | G_39111605-11-00022 | 39111605-11-00022 | LIGHTING FIXTURE, CONCEALED FLOOR, LUMINAC, LF-0-173C | 495 | Light Fittings | LIGHTING FIXTURE | LIGHTING FIXTURE |  | 39111509 | Floor lamp fixture | Production Completed
TNG - SHO | UNSPSC Classification | SCV | SCV | OK | 2023-04-14 | 2023-04-18 |  | G_54997 | G_39111515-11-00041 | 39111515-11-00041 | LIGHTING FIXTURE, DOWN LIGHT | 495 | Light Fittings | LIGHTING FIXTURE | LIGHTING FIXTURE | Downlighting | 39111515 | Downlighting fixtures | Production Completed
TNG - SHO | UNSPSC Classification | SCV | SCV | OK | 2023-04-14 | 2023-04-19 |  | G_55262 | G_39111521-00-00458 | 39111521-00-00458 | LIGHTING FIXTURE, DOWN LIGHT, SURFACE MOUNTED, 12W LED, IP 20, MAKE : JAQUAR, CAT.NO: LNVE02S012SW | 495 | Light Fittings | LIGHTING FIXTURE | LIGHTING FIXTURE | Downlighting | 39111515 | Downlighting fixtures | Production Completed
TNG - SHO | UNSPSC Classification | SCV | SCV | OK | 2023-04-14 | 2023-04-19 |  | G_55292 | G_39111521-00-00898 | 39111521-00-00898 | LIGHTING FIXTURE, FLOOD LIGHT, 100W LED | 495 | Light Fittings | LIGHTING FIXTURE | LIGHTING FIXTURE | FLOOD | 39111611 | Flood light | Production Completed
TNG - SHO | UNSPSC Classification | SCV | SCV | OK | 2023-04-14 | 2023-04-18 |  | G_55428 | G_39111521-00-01011 | 39111521-00-01011 | LIGHTING FIXTURE, FLOOD LIGHT, 120W ,LED | 495 | Light Fittings | LIGHTING FIXTURE | LIGHTING FIXTURE | FLOOD | 39111611 | Flood light | Production Completed
TNG - SHO | UNSPSC Classification | SCV | SCV | OK | 2023-04-14 | 2023-04-18 |  | G_55533 | G_39111521-00-01012 | 39111521-00-01012 | LIGHTING FIXTURE, FLOOD LIGHT, 200W ,LED | 495 | Light Fittings | LIGHTING FIXTURE | LIGHTING FIXTURE | FLOOD | 39111611 | Flood light | Production Completed
TNG - SHO | UNSPSC Classification | SCV | SCV | OK | 2023-04-14 | 2023-04-18 |  | G_55374 | G_39111521-00-00787 | 39111521-00-00787 | LIGHTING FIXTURE, FLOOD LIGHT, 30W LED | 495 | Light Fittings | LIGHTING FIXTURE | LIGHTING FIXTURE | FLOOD | 39111611 | Flood light | Production Completed
TNG - SHO | UNSPSC Classification | SCV | SCV | OK | 2023-04-14 | 2023-04-18 |  | G_55498 | G_39111521-00-00788 | 39111521-00-00788 | LIGHTING FIXTURE, FLOOD LIGHT, 50W LED | 495 | Light Fittings | LIGHTING FIXTURE | LIGHTING FIXTURE | FLOOD | 39111611 | Flood light | Production Completed
TNG - SHO | UNSPSC Classification | SCV | SCV | OK | 2023-04-14 | 2023-04-18 |  | G_55120 | G_39111521-00-00281 | 39111521-00-00281 | LIGHTING FIXTURE, FLOOD LIGHT, 60 WATTS, LED | 495 | Light Fittings | LIGHTING FIXTURE | LIGHTING FIXTURE | FLOOD | 39111611 | Flood light | Production Completed
TNG - SHO | UNSPSC Classification | SCV | SCV | OK | 2023-04-14 | 2023-04-18 |  | G_55352 | G_39111521-00-01013 | 39111521-00-01013 | LIGHTING FIXTURE, FLOOD LIGHT, 90W, LED | 495 | Light Fittings | LIGHTING FIXTURE | LIGHTING FIXTURE | FLOOD | 39111611 | Flood light | Production Completed
TNG - SHO | UNSPSC Classification | SCV | SCV | OK | 2023-04-14 | 2023-04-18 |  | G_55048 | G_39111611-00-00017 | 39111611-00-00017 | LIGHTING FIXTURE, FLOOD, 50W LED LAMP, IP 65, MAKE: HYBEC, CAT NO: LFD-1389 | 495 | Light Fittings | LIGHTING FIXTURE | LIGHTING FIXTURE | FLOOD | 39111611 | Flood light | Production Completed
TNG - SHO | UNSPSC Classification | SCV | SCV | OK | 2023-04-14 | 2023-04-18 |  | G_55046 | G_39111521-00-00249 | 39111521-00-00249 | LIGHTING FIXTURE, FLOOD, MAKE : PHILIPS, CAT NO : BVP 410 LED 110W/CW HE WB | 495 | Light Fittings | LIGHTING FIXTURE | LIGHTING FIXTURE | FLOOD | 39111611 | Flood light | Production Completed
TNG - SHO | UNSPSC Classification | SCV | SCV | OK | 2023-04-14 | 2023-04-19 |  | G_54963 | G_39111520-11-00004 | 39111520-11-00004 | LIGHTING FIXTURE, HALOGEN LAMP, 1000 W | 495 | Light Fittings | LIGHTING FIXTURE | LIGHTING FIXTURE |  | 39111520 | Halogen lighting fixtures | Production Completed
TNG - SHO | UNSPSC Classification | SCV | SCV | OK | 2023-04-14 | 2023-04-19 |  | G_54965 | G_39111520-11-00003 | 39111520-11-00003 | LIGHTING FIXTURE, HALOGEN LAMP, 500 W | 495 | Light Fittings | LIGHTING FIXTURE | LIGHTING FIXTURE |  | 39111520 | Halogen lighting fixtures | Production Completed
TNG - SHO | UNSPSC Classification | SCV | SCV | OK | 2023-04-14 | 2023-04-19 |  | G_56574 | G_39111521-00-02231 | 39111521-00-02231 | LIGHTING FIXTURE, HALOGEN LAMP,500 W | 495 | Light Fittings | LIGHTING FIXTURE | LIGHTING FIXTURE |  | 39111520 | Halogen lighting fixtures | Production Completed
TNG - SHO | UNSPSC Classification | SCV | SCV | OK | 2023-04-14 | 2023-04-19 |  | G_53443 | G_39111520-00-00006 | 39111520-00-00006 | LIGHTING FIXTURE, HALOGEN LIGHT 50W WITH SS FACEPLATE - NICHE TYPE, CODE: PMC300X | 3008 | Consumables B - Nos | LIGHTING FIXTURE | LIGHTING FIXTURE |  | 39111520 | Halogen lighting fixtures | Production Completed
TNG - SHO | UNSPSC Classification | SCV | SCV | OK | 2023-04-14 | 2023-04-19 |  | G_53444 | G_39111520-00-00005 | 39111520-00-00005 | LIGHTING FIXTURE, HALOGEN LIGHT 50W WITH SS FACEPLATE – PUSH FIT TYPE, CODE: PMW100X | 3008 | Consumables B - Nos | LIGHTING FIXTURE | LIGHTING FIXTURE |  | 39111520 | Halogen lighting fixtures | Production Completed
TNG - SHO | UNSPSC Classification | SCV | SCV | OK | 2023-04-14 | 2023-04-18 |  | G_55355 | G_39111521-00-01031 | 39111521-00-01031 | LIGHTING FIXTURE, LED 15W, MAKE:JAQUAR, MODEL: JAP-WHT-LURK01R015XC | 495 | Light Fittings | LIGHTING FIXTURE | LIGHTING FIXTURE | LED | 39111544 | Light emitting diode LED fixture | Production Completed
TNG - SHO | UNSPSC Classification | SCV | SCV | OK | 2023-04-14 | 2023-04-18 |  | G_55988 | G_39111521-00-01430 | 39111521-00-01430 | LIGHTING FIXTURE, LED INGROUND, 24W/M, 1000MM X 90MM, WALL WASHER LIGHT, IP 65, MAKE: KAPOOR LAMPS, CAT.NO: KLS LD 1012 | 495 | Light Fittings | LIGHTING FIXTURE | LIGHTING FIXTURE | LED | 39111544 | Light emitting diode LED fixture | Production Completed
TNG - SHO | UNSPSC Classification | SCV | SCV | OK | 2023-04-14 | 2023-04-18 |  | G_55989 | G_39111521-00-01431 | 39111521-00-01431 | LIGHTING FIXTURE, LED INGROUND, 24W/M, 1000MM, IP 65, MAKE: KAPOOR LAMPS, CAT.NO: KLS SF 15224 | 495 | Light Fittings | LIGHTING FIXTURE | LIGHTING FIXTURE | LED | 39111544 | Light emitting diode LED fixture | Production Completed
TNG - SHO | UNSPSC Classification | SCV | SCV | OK | 2023-04-14 | 2023-04-18 |  | G_55547 | G_39111521-00-01079 | 39111521-00-01079 | LIGHTING FIXTURE, LED LAMP, 12W, MODEL: E27 | 495 | Light Fittings | LIGHTING FIXTURE | LIGHTING FIXTURE | LED | 39111544 | Light emitting diode LED fixture | Production Completed
TNG - SHO | UNSPSC Classification | SCV | SCV | OK | 2023-04-14 | 2023-04-18 |  | G_56391 | G_39111521-00-01889 | 39111521-00-01889 | LIGHTING FIXTURE, LED LIGHT FITTING - OUTDOOR STREET LIGHT, MODEL NO: SLE UL 90W PLX, MAKE: SURYA ROSHINI | 495 | Light Fittings | LIGHTING FIXTURE | LIGHTING FIXTURE | LED | 39111544 | Light emitting diode LED fixture | Production Completed
TNG - SHO | UNSPSC Classification | SCV | SCV | OK | 2023-04-14 | 2023-04-18 |  | G_56220 | G_39111521-00-01597 | 39111521-00-01597 | LIGHTING FIXTURE, LED LIGHT SOURCE, BLAZE, 38°, 12W LED, MAKE: FAGERHULT, PRODUCT CODE: 206704 | 495 | Light Fittings | LIGHTING FIXTURE | LIGHTING FIXTURE | LED | 39111544 | Light emitting diode LED fixture | Production Completed
TNG - SHO | UNSPSC Classification | SCV | SCV | OK | 2023-04-14 | 2023-04-18 |  | G_55424 | G_39111521-00-00793 | 39111521-00-00793 | LIGHTING FIXTURE, LED PANEL HIGH LUMENS, 12 W | 495 | Light Fittings | LIGHTING FIXTURE | LIGHTING FIXTURE | LED | 39111544 | Light emitting diode LED fixture | Production Completed
TNG - SHO | UNSPSC Classification | SCV | SCV | OK | 2023-04-14 | 2023-04-18 |  | G_55519 | G_39111521-00-00792 | 39111521-00-00792 | LIGHTING FIXTURE, LED PANEL LIGHTS 2 X2, 34/36W | 495 | Light Fittings | LIGHTING FIXTURE | LIGHTING FIXTURE | LED | 39111544 | Light emitting diode LED fixture | Production Completed
TNG - SHO | UNSPSC Classification | SCV | SCV | OK | 2023-04-14 | 2023-04-18 |  | G_55076 | G_39111524-00-00033 | 39111524-00-00033 | LIGHTING FIXTURE, LED STRIP, MAKE : RASHMI LIGHTING, CAT NO : RAS-I-HL-I02801, 11.5W LED LAMP, IP-65 | 495 | Light Fittings | LIGHTING FIXTURE | LIGHTING FIXTURE | LED | 39111544 | Light emitting diode LED fixture | Production Completed
TNG - SHO | UNSPSC Classification | SCV | SCV | OK | 2023-04-14 | 2023-04-18 |  | G_55487 | G_39111521-00-01041 | 39111521-00-01041 | LIGHTING FIXTURE, LED T5 TUBE LIGHT, SURFACE MOUNTED, 6W LED LAMP, IP 20, MAKE: JAQUAR, CAT NO: LKBP01S006XW | 495 | Light Fittings | LIGHTING FIXTURE | LIGHTING FIXTURE | LED | 39111544 | Light emitting diode LED fixture | Production Completed
TNG - SHO | UNSPSC Classification | SCV | SCV | OK | 2023-04-14 | 2023-04-18 |  | G_55425 | G_39111521-00-00794 | 39111521-00-00794 | LIGHTING FIXTURE, LED TUBE FITTING, 18 W | 495 | Light Fittings | LIGHTING FIXTURE | LIGHTING FIXTURE | LED | 39111544 | Light emitting diode LED fixture | Production Completed
TNG - SHO | UNSPSC Classification | SCV | SCV | OK | 2023-04-14 | 2023-04-18 |  | G_56549 | G_39111521-00-02285 | 39111521-00-02285 | LIGHTING FIXTURE, LED TUBE FITTING, 20W | 495 | Light Fittings | LIGHTING FIXTURE | LIGHTING FIXTURE | LED | 39111544 | Light emitting diode LED fixture | Production Completed
TNG - SHO | UNSPSC Classification | SCV | SCV | OK | 2023-04-14 | 2023-04-18 |  | G_55661 | G_39111521-00-01128 | 39111521-00-01128 | LIGHTING FIXTURE, LED TUBE LIGHT, 12 W | 495 | Light Fittings | LIGHTING FIXTURE | LIGHTING FIXTURE | LED | 39111544 | Light emitting diode LED fixture | Production Completed
TNG - SHO | UNSPSC Classification | SCV | SCV | OK | 2023-04-14 | 2023-04-18 |  | G_55185 | G_39111521-00-00533 | 39111521-00-00533 | LIGHTING FIXTURE, LED TUBE LIGHT, 20W LED, IP20, CAT.NO: LGLZ01X020XW, MAKE: JAQUAR | 495 | Light Fittings | LIGHTING FIXTURE | LIGHTING FIXTURE | LED | 39111544 | Light emitting diode LED fixture | Production Completed
TNG - SHO | UNSPSC Classification | SCV | SCV | OK | 2023-04-14 | 2023-04-18 |  | G_56268 | G_39111521-00-01856 | 39111521-00-01856 | LIGHTING FIXTURE, LED, 10W, VOLGA ROUND BULK HEAD, WARM WHITE, MAKE : JAQUAR | 495 | Light Fittings | LIGHTING FIXTURE | LIGHTING FIXTURE | LED | 39111544 | Light emitting diode LED fixture | Production Completed
TNG - SHO | UNSPSC Classification | SCV | SCV | OK | 2023-04-14 | 2023-04-18 |  | G_56415 | G_39111521-00-01721 | 39111521-00-01721 | LIGHTING FIXTURE, LED, 11W, CEILING, SURFACE MOUNTED, 300MM DIA, KLS 1944 | 495 | Light Fittings | LIGHTING FIXTURE | LIGHTING FIXTURE | LED | 39111544 | Light emitting diode LED fixture | Production Completed
TNG - SHO | UNSPSC Classification | SCV | SCV | OK | 2023-04-14 | 2023-04-18 |  | G_55044 | G_39111521-00-00079 | 39111521-00-00079 | LIGHTING FIXTURE, LED, 120 W, MAKE : KAPOOR LAMP, CAT NO : SLFL 019 | 495 | Light Fittings | LIGHTING FIXTURE | LIGHTING FIXTURE | LED | 39111544 | Light emitting diode LED fixture | Production Completed
TNG - SHO | UNSPSC Classification | SCV | SCV | OK | 2023-04-14 | 2023-04-18 |  | G_56514 | G_39111521-00-01903 | 39111521-00-01903 | LIGHTING FIXTURE, LED, 1200MM, SUSPENDED MOUNTED,1185MMX90MM, DIMMABLE, MAKE : ABBY LIGHTING, CAT NO : LINEA P 120 20W | 495 | Light Fittings | LIGHTING FIXTURE | LIGHTING FIXTURE | LED | 39111544 | Light emitting diode LED fixture | Production Completed
TNG - SHO | UNSPSC Classification | SCV | SCV | OK | 2023-04-14 | 2023-04-18 |  | G_56519 | G_39111521-00-01880 | 39111521-00-01880 | LIGHTING FIXTURE, LED, 125W, UP LIGHT, TRANSFORMER, MAKE : LIGHTING TECHNOLOGIES, CAT NO : T12530F0060 | 495 | Light Fittings | LIGHTING FIXTURE | LIGHTING FIXTURE | LED | 39111544 | Light emitting diode LED fixture | Production Completed
TNG - SHO | UNSPSC Classification | SCV | SCV | OK | 2023-04-14 | 2023-04-18 |  | G_56376 | G_39111521-00-01720 | 39111521-00-01720 | LIGHTING FIXTURE, LED, 12W, GLASS, SURFACE CEILING, 300MM DIA, KLS 1945 | 495 | Light Fittings | LIGHTING FIXTURE | LIGHTING FIXTURE | LED | 39111544 | Light emitting diode LED fixture | Production Completed
TNG - SHO | UNSPSC Classification | SCV | SCV | OK | 2023-04-14 | 2023-04-18 |  | G_56496 | G_39111521-00-01896 | 39111521-00-01896 | LIGHTING FIXTURE, LED, 12W, RECESS MOUNTED, LINEAR DOWN, 600MM LENGTH, NON-DIMMABLE, MAKE : KAPOOR LAMPS, CAT NO : KLS-AL1510-2 | 495 | Light Fittings | LIGHTING FIXTURE | LIGHTING FIXTURE | LED | 39111544 | Light emitting diode LED fixture | Production Completed
TNG - SHO | UNSPSC Classification | SCV | SCV | OK | 2023-04-14 | 2023-04-18 |  | G_56357 | G_39111521-00-01879 | 39111521-00-01879 | LIGHTING FIXTURE, LED, 14W, RECESSED MOUNTED, CEILING, DOWN LIGHT, NON - DIMMABLE, MAKE : PANASONIC, MODEL NO : PDLM03144 | 495 | Light Fittings | LIGHTING FIXTURE | LIGHTING FIXTURE | LED | 39111544 | Light emitting diode LED fixture | Production Completed
TNG - SHO | UNSPSC Classification | SCV | SCV | OK | 2023-04-14 | 2023-04-18 |  | G_56420 | G_39111521-00-01893 | 39111521-00-01893 | LIGHTING FIXTURE, LED, 14W, RECESSED MOUNTED, CIRCULAR DOWN LIGHT, MAKE : PANASONIC, CAT NO : PDLM03143 | 495 | Light Fittings | LIGHTING FIXTURE | LIGHTING FIXTURE | LED | 39111544 | Light emitting diode LED fixture | Production Completed
TNG - SHO | UNSPSC Classification | SCV | SCV | OK | 2023-04-14 | 2023-04-18 |  | G_56336 | G_39111521-00-01847 | 39111521-00-01847 | LIGHTING FIXTURE, LED, 150W, RECESSED MOUNTED, LINEAR DOWN, 4200MM, 3000K, MAKE : LIGHT SKETCH, CAT NO : AERO RECESS LINEAR | 495 | Light Fittings | LIGHTING FIXTURE | LIGHTING FIXTURE | LED | 39111544 | Light emitting diode LED fixture | Production Completed
TNG - SHO | UNSPSC Classification | SCV | SCV | OK | 2023-04-14 | 2023-04-18 |  | G_56417 | G_39111521-00-01854 | 39111521-00-01854 | LIGHTING FIXTURE, LED, 150W, RECESSED MOUNTED, LINEAR DOWN, 8400MM, 3000K, MAKE : LIGHT SKETCH, CAT NO : AERO RECESS LINEAR | 495 | Light Fittings | LIGHTING FIXTURE | LIGHTING FIXTURE | LED | 39111544 | Light emitting diode LED fixture | Production Completed
TNG - SHO | UNSPSC Classification | SCV | SCV | OK | 2023-04-14 | 2023-04-18 |  | G_56596 | G_39111521-00-02336 | 39111521-00-02336 | LIGHTING FIXTURE, LED, 15W, 450MM DIA, SUSPENDED MOUNTED, MAKE: KAPOOR LAMPS, CAT NO: KLS 15400 | 495 | Light Fittings | LIGHTING FIXTURE | LIGHTING FIXTURE | LED | 39111544 | Light emitting diode LED fixture | Production Completed
TNG - SHO | UNSPSC Classification | SCV | SCV | OK | 2023-04-14 | 2023-04-18 |  | G_56589 | G_39111521-00-02188 | 39111521-00-02188 | LIGHTING FIXTURE, LED, 15W, CIRCULAR, RECESS MOUNTED, MAKE: HAVELLS, MODEL: INTEGRA HE | 495 | Light Fittings | LIGHTING FIXTURE | LIGHTING FIXTURE | LED | 39111544 | Light emitting diode LED fixture | Production Completed
TNG - SHO | UNSPSC Classification | SCV | SCV | OK | 2023-04-14 | 2023-04-18 |  | G_56595 | G_39111521-00-01987 | 39111521-00-01987 | LIGHTING FIXTURE, LED, 15W, GATE LIGHT, MAKE : T-LITE, CAT NO : SKYLARK II | 495 | Light Fittings | LIGHTING FIXTURE | LIGHTING FIXTURE | LED | 39111544 | Light emitting diode LED fixture | Production Completed
TNG - SHO | UNSPSC Classification | SCV | SCV | OK | 2023-04-14 | 2023-04-18 |  | G_56603 | G_39111521-00-02209 | 39111521-00-02209 | LIGHTING FIXTURE, LED, 15W, RECESSED MOUNTED, MAKE: DIVINITY, CAT NO: DLTOM4HDRL-15 | 495 | Light Fittings | LIGHTING FIXTURE | LIGHTING FIXTURE | LED | 39111544 | Light emitting diode LED fixture | Production Completed
TNG - SHO | UNSPSC Classification | SCV | SCV | OK | 2023-04-14 | 2023-04-18 |  | G_55493 | G_39111521-00-00912 | 39111521-00-00912 | LIGHTING FIXTURE, LED, 15W,RECESS MOUNTED , MAKE:JAQUAR ,CAT NO :LNEP01R015XW | 495 | Light Fittings | LIGHTING FIXTURE | LIGHTING FIXTURE | LED | 39111544 | Light emitting diode LED fixture | Production Completed
TNG - SHO | UNSPSC Classification | SCV | SCV | OK | 2023-04-14 | 2023-04-18 |  | G_55530 | G_39111521-00-00910 | 39111521-00-00910 | LIGHTING FIXTURE, LED, 15W,SURFACE MOUNTED , MAKE:JAQUAR ,CAT NO :LNRO010R015SW | 495 | Light Fittings | LIGHTING FIXTURE | LIGHTING FIXTURE | LED | 39111544 | Light emitting diode LED fixture | Production Completed
TNG - SHO | UNSPSC Classification | SCV | SCV | OK | 2023-04-14 | 2023-04-18 |  | G_56520 | G_39111521-00-01892 | 39111521-00-01892 | LIGHTING FIXTURE, LED, 160W, SUSPENDED MOUNTED, HIGH BAY, MAKE : GREEN STAR, CAT NO : SOLARIES SOL 72 | 495 | Light Fittings | LIGHTING FIXTURE | LIGHTING FIXTURE | LED | 39111544 | Light emitting diode LED fixture | Production Completed
TNG - SHO | UNSPSC Classification | SCV | SCV | OK | 2023-04-14 | 2023-04-18 |  | G_56601 | G_39111521-00-02318 | 39111521-00-02318 | LIGHTING FIXTURE, LED, 18W, 4FT, ALUMINIUM BATTEN, MAKE: LUMENS, CAT NO: LLLBGL0018 | 495 | Light Fittings | LIGHTING FIXTURE | LIGHTING FIXTURE | LED | 39111544 | Light emitting diode LED fixture | Production Completed
TNG - SHO | UNSPSC Classification | SCV | SCV | OK | 2023-04-14 | 2023-04-18 |  | G_56594 | G_39111521-00-02205 | 39111521-00-02205 | LIGHTING FIXTURE, LED, 18W, C TYPE RING, MAKE: DIVINITY, CAT NO: DLARCSTRNG-18 | 495 | Light Fittings | LIGHTING FIXTURE | LIGHTING FIXTURE | LED | 39111544 | Light emitting diode LED fixture | Production Completed
TNG - SHO | UNSPSC Classification | SCV | SCV | OK | 2023-04-14 | 2023-04-18 |  | G_56553 | G_39111521-00-02195 | 39111521-00-02195 | LIGHTING FIXTURE, LED, 18W, CEILING, RECESS MOUNTED, IP 20, MAKE: OSRAM, CAT NO: LEDVANCE(DL ECO) | 495 | Light Fittings | LIGHTING FIXTURE | LIGHTING FIXTURE | LED | 39111544 | Light emitting diode LED fixture | Production Completed
TNG - SHO | UNSPSC Classification | SCV | SCV | OK | 2023-04-14 | 2023-04-18 |  | G_56585 | G_39111521-00-02339 | 39111521-00-02339 | LIGHTING FIXTURE, LED, 18W, DOWNLIGHT, LOW DEPTH, MAKE: KAPOOR LAMPS, CAT NO: KLS 9595 | 495 | Light Fittings | LIGHTING FIXTURE | LIGHTING FIXTURE | LED | 39111544 | Light emitting diode LED fixture | Production Completed
TNG - SHO | UNSPSC Classification | SCV | SCV | OK | 2023-04-14 | 2023-04-18 |  | G_56576 | G_39111521-00-02211 | 39111521-00-02211 | LIGHTING FIXTURE, LED, 18W, NON DIMMABLE, RECESS MOUNTED, MAKE: HAVELLS, MODEL: INTEGRA NEO REC 18W RD DL | 495 | Light Fittings | LIGHTING FIXTURE | LIGHTING FIXTURE | LED | 39111544 | Light emitting diode LED fixture | Production Completed
TNG - SHO | UNSPSC Classification | SCV | SCV | OK | 2023-04-14 | 2023-04-18 |  | G_56492 | G_39111521-00-01899 | 39111521-00-01899 | LIGHTING FIXTURE, LED, 18W, RECESS MOUNTED, LINEAR DOWN, 1200MM LENGTH, NON-DIMMABLE, MAKE : KAPOOR LAMPS, CAT NO : KLS-AL1510-4 | 495 | Light Fittings | LIGHTING FIXTURE | LIGHTING FIXTURE | LED | 39111544 | Light emitting diode LED fixture | Production Completed
TNG - SHO | UNSPSC Classification | SCV | SCV | OK | 2023-04-14 | 2023-04-18 |  | G_56282 | G_39111521-00-01884 | 39111521-00-01884 | LIGHTING FIXTURE, LED, 18W, RECESSED MOUNTED, DOWN LIGHT, 170MM DIA X 30MM HT, MAKE : KAPOOR LAMPS, CAT NO : LLF020 | 495 | Light Fittings | LIGHTING FIXTURE | LIGHTING FIXTURE | LED | 39111544 | Light emitting diode LED fixture | Production Completed
TNG - SHO | UNSPSC Classification | SCV | SCV | OK | 2023-04-14 | 2023-04-18 |  | G_56597 | G_39111521-00-02335 | 39111521-00-02335 | LIGHTING FIXTURE, LED, 20W, 450MM DIA, SUSPENDED MOUNTED, MAKE: KAPOOR LAMPS, CAT NO: KLS D 400 | 495 | Light Fittings | LIGHTING FIXTURE | LIGHTING FIXTURE | LED | 39111544 | Light emitting diode LED fixture | Production Completed
TNG - SHO | UNSPSC Classification | SCV | SCV | OK | 2023-04-14 | 2023-04-18 |  | G_56584 | G_39111521-00-02338 | 39111521-00-02338 | LIGHTING FIXTURE, LED, 20W, 450MM DIA, SUSPENDED MOUNTED, MAKE: KAPOOR LAMPS, CAT NO: KLS D 450 | 495 | Light Fittings | LIGHTING FIXTURE | LIGHTING FIXTURE | LED | 39111544 | Light emitting diode LED fixture | Production Completed
TNG - SHO | UNSPSC Classification | SCV | SCV | OK | 2023-04-14 | 2023-04-18 |  | G_56581 | G_39111521-00-01965 | 39111521-00-01965 | LIGHTING FIXTURE, LED, 20W, RECESSED MOUNTED, SQUARE TYPE, 215X215MM, IP65, MAKE : WIPRO, CAT NO : LC30-191-050-57-XX | 495 | Light Fittings | LIGHTING FIXTURE | LIGHTING FIXTURE | LED | 39111544 | Light emitting diode LED fixture | Production Completed
TNG - SHO | UNSPSC Classification | SCV | SCV | OK | 2023-04-14 | 2023-04-18 |  | G_56555 | G_39111521-00-02227 | 39111521-00-02227 | LIGHTING FIXTURE, LED, 20W/SQ.FT, SURFACE MOUNTED, RING TYPE, MAKE: DIVINITY, CAT NO: DTLRNGSFSR-20 | 495 | Light Fittings | LIGHTING FIXTURE | LIGHTING FIXTURE | LED | 39111544 | Light emitting diode LED fixture | Production Completed
TNG - SHO | UNSPSC Classification | SCV | SCV | OK | 2023-04-14 | 2023-04-18 |  | G_56383 | G_39111521-00-01718 | 39111521-00-01718 | LIGHTING FIXTURE, LED, 24 W, SURFACE MOUNTED, ELS 005 | 495 | Light Fittings | LIGHTING FIXTURE | LIGHTING FIXTURE | LED | 39111544 | Light emitting diode LED fixture | Production Completed
TNG - SHO | UNSPSC Classification | SCV | SCV | OK | 2023-04-14 | 2023-04-18 |  | G_56424 | G_39111521-00-01882 | 39111521-00-01882 | LIGHTING FIXTURE, LED, 24W, BURRIED LIGHT, MAKE : LIGHTING TECHNOLOGIES, CAT NO : B02430040 | 495 | Light Fittings | LIGHTING FIXTURE | LIGHTING FIXTURE | LED | 39111544 | Light emitting diode LED fixture | Production Completed
TNG - SHO | UNSPSC Classification | SCV | SCV | OK | 2023-04-14 | 2023-04-18 |  | G_56583 | G_39111521-00-02332 | 39111521-00-02332 | LIGHTING FIXTURE, LED, 24W, LINEAR WALL GLAZER, 1200MM LG, SUSPENDED MOUNTED, MAKE: KAPOOR LAMPS, CAT NO: KLS 1200/24W | 495 | Light Fittings | LIGHTING FIXTURE | LIGHTING FIXTURE | LED | 39111544 | Light emitting diode LED fixture | Production Completed
TNG - SHO | UNSPSC Classification | SCV | SCV | OK | 2023-04-14 | 2023-04-18 |  | G_56590 | G_39111521-00-02169 | 39111521-00-02169 | LIGHTING FIXTURE, LED, 24W, SUSPENDED MOUNTED, MAKE: DIVINITY, CAT NO: 3227P/M | 495 | Light Fittings | LIGHTING FIXTURE | LIGHTING FIXTURE | LED | 39111544 | Light emitting diode LED fixture | Production Completed
TNG - SHO | UNSPSC Classification | SCV | SCV | OK | 2023-04-14 | 2023-04-18 |  | G_56558 | G_39111521-00-02349 | 39111521-00-02349 | LIGHTING FIXTURE, LED, 27W, LINEAR SUSPENDED, NON DIMMABLE, 1800MM LG, NON PRISMATIC, MAKE: LUMENS, CAT NO: LLLR6FT027 | 495 | Light Fittings | LIGHTING FIXTURE | LIGHTING FIXTURE | LED | 39111544 | Light emitting diode LED fixture | Production Completed
TNG - SHO | UNSPSC Classification | SCV | SCV | OK | 2023-04-14 | 2023-04-18 |  | G_56578 | G_39111521-00-02216 | 39111521-00-02216 | LIGHTING FIXTURE, LED, 28W, WITH INBUILT SENSOR, RECESS MOUNTED, MAKE: HAVELLS, MODEL: VENUS NEO HE 2X2 28W | 495 | Light Fittings | LIGHTING FIXTURE | LIGHTING FIXTURE | LED | 39111544 | Light emitting diode LED fixture | Production Completed
TNG - SHO | UNSPSC Classification | SCV | SCV | OK | 2023-04-14 | 2023-04-18 |  | G_56598 | G_39111521-00-02245 | 39111521-00-02245 | LIGHTING FIXTURE, LED, 2X10W, RECESS MOUNTED, DOWNLIGHT, MAKE: LIGHTING TECHNOLOGIES, CAT NO: F02050D040 | 495 | Light Fittings | LIGHTING FIXTURE | LIGHTING FIXTURE | LED | 39111544 | Light emitting diode LED fixture | Production Completed
TNG - SHO | UNSPSC Classification | SCV | SCV | OK | 2023-04-14 | 2023-04-18 |  | G_56600 | G_39111521-00-02316 | 39111521-00-02316 | LIGHTING FIXTURE, LED, 30W, 2X2, RECESS MOUNTED, MAKE: LUMENS, CAT NO: LLT2200030 | 495 | Light Fittings | LIGHTING FIXTURE | LIGHTING FIXTURE | LED | 39111544 | Light emitting diode LED fixture | Production Completed
TNG - SHO | UNSPSC Classification | SCV | SCV | OK | 2023-04-14 | 2023-04-18 |  | G_56602 | G_39111521-00-02206 | 39111521-00-02206 | LIGHTING FIXTURE, LED, 30W, C TYPE RING, MAKE: DIVINITY, CAT NO: DLARCSTRNG-30 | 495 | Light Fittings | LIGHTING FIXTURE | LIGHTING FIXTURE | LED | 39111544 | Light emitting diode LED fixture | Production Completed
TNG - SHO | UNSPSC Classification | SCV | SCV | OK | 2023-04-14 | 2023-04-18 |  | G_56361 | G_39111521-00-01848 | 39111521-00-01848 | LIGHTING FIXTURE, LED, 30W, RECESSED MOUNTED, LINEAR DOWN, 1000MM, 3000K, MAKE : LIGHT SKETCH, CAT NO : ARGON LINEAR | 495 | Light Fittings | LIGHTING FIXTURE | LIGHTING FIXTURE | LED | 39111544 | Light emitting diode LED fixture | Production Completed
TNG - SHO | UNSPSC Classification | SCV | SCV | OK | 2023-04-14 | 2023-04-18 |  | G_56421 | G_39111521-00-01849 | 39111521-00-01849 | LIGHTING FIXTURE, LED, 30W, RECESSED MOUNTED, LINEAR DOWN, 1450MM, 3000K, MAKE : LIGHT SKETCH, CAT NO : TECH ZONE | 495 | Light Fittings | LIGHTING FIXTURE | LIGHTING FIXTURE | LED | 39111544 | Light emitting diode LED fixture | Production Completed
TNG - SHO | UNSPSC Classification | SCV | SCV | OK | 2023-04-14 | 2023-04-18 |  | G_56432 | G_39111521-00-01851 | 39111521-00-01851 | LIGHTING FIXTURE, LED, 30W, RECESSED MOUNTED, LINEAR DOWN, 1450MM, 4000K, MAKE : LIGHT SKETCH, CAT NO : TECH ZONE | 495 | Light Fittings | LIGHTING FIXTURE | LIGHTING FIXTURE | LED | 39111544 | Light emitting diode LED fixture | Production Completed
TNG - SHO | UNSPSC Classification | SCV | SCV | OK | 2023-04-14 | 2023-04-18 |  | G_56362 | G_39111521-00-01853 | 39111521-00-01853 | LIGHTING FIXTURE, LED, 30W, RECESSED MOUNTED, LINEAR DOWN, 1770MM, 3000K, MAKE : LIGHT SKETCH, CAT NO : TECH ZONE | 495 | Light Fittings | LIGHTING FIXTURE | LIGHTING FIXTURE | LED | 39111544 | Light emitting diode LED fixture | Production Completed
TNG - SHO | UNSPSC Classification | SCV | SCV | OK | 2023-04-14 | 2023-04-18 |  | G_56425 | G_39111521-00-01850 | 39111521-00-01850 | LIGHTING FIXTURE, LED, 30W, RECESSED MOUNTED, LINEAR DOWN, 1770MM, 4000K, MAKE : LIGHT SKETCH, CAT NO : TECH ZONE | 495 | Light Fittings | LIGHTING FIXTURE | LIGHTING FIXTURE | LED | 39111544 | Light emitting diode LED fixture | Production Completed
TNG - SHO | UNSPSC Classification | SCV | SCV | OK | 2023-04-14 | 2023-04-18 |  | G_56433 | G_39111521-00-01855 | 39111521-00-01855 | LIGHTING FIXTURE, LED, 30W, RECESSED MOUNTED, LINEAR DOWN, 550MM, 3000K, MAKE : LIGHT SKETCH, CAT NO : ARGON LINEAR | 495 | Light Fittings | LIGHTING FIXTURE | LIGHTING FIXTURE | LED | 39111544 | Light emitting diode LED fixture | Production Completed
TNG - SHO | UNSPSC Classification | SCV | SCV | OK | 2023-04-14 | 2023-04-18 |  | G_56329 | G_39111521-00-01894 | 39111521-00-01894 | LIGHTING FIXTURE, LED, 30W, SUSPENDED MOUNTED, CIRCULAR DECORATIVE, 450MM DIA, MAKE : LIGHTING TECHNOLOGIES, CAT NO : GC3057PF00 | 495 | Light Fittings | LIGHTING FIXTURE | LIGHTING FIXTURE | LED | 39111544 | Light emitting diode LED fixture | Production Completed
TNG - SHO | UNSPSC Classification | SCV | SCV | OK | 2023-04-14 | 2023-04-18 |  | G_56591 | G_39111521-00-02170 | 39111521-00-02170 | LIGHTING FIXTURE, LED, 30W, SUSPENDED MOUNTED, MAKE:DIVINITY, CAT NO: DLADISCDPD-30 | 495 | Light Fittings | LIGHTING FIXTURE | LIGHTING FIXTURE | LED | 39111544 | Light emitting diode LED fixture | Production Completed
TNG - SHO | UNSPSC Classification | SCV | SCV | OK | 2023-04-14 | 2023-04-18 |  | G_56497 | G_39111521-00-01897 | 39111521-00-01897 | LIGHTING FIXTURE, LED, 35W, CEILING, DECORATIVE, 600MM DIA, MAKE : KAPOOR LAMPS, CAT NO : KLS-40050 | 495 | Light Fittings | LIGHTING FIXTURE | LIGHTING FIXTURE | LED | 39111544 | Light emitting diode LED fixture | Production Completed
TNG - SHO | UNSPSC Classification | SCV | SCV | OK | 2023-04-14 | 2023-04-18 |  | G_56592 | G_39111521-00-02171 | 39111521-00-02171 | LIGHTING FIXTURE, LED, 36W, 2X2 WEATHER PROOF, MAKE:DIVINITY, CAT NO: DLOL2X2RD-35 | 495 | Light Fittings | LIGHTING FIXTURE | LIGHTING FIXTURE | LED | 39111544 | Light emitting diode LED fixture | Production Completed
TNG - SHO | UNSPSC Classification | SCV | SCV | OK | 2023-04-14 | 2023-04-18 |  | G_56535 | G_39111521-00-02155 | 39111521-00-02155 | LIGHTING FIXTURE, LED, 3W, BEAM SPOT LIGHT, IP 20, MAKE: HYBEC, CAT NO: HLR-2863 | 495 | Light Fittings | LIGHTING FIXTURE | LIGHTING FIXTURE | LED | 39111544 | Light emitting diode LED fixture | Production Completed
TNG - SHO | UNSPSC Classification | SCV | SCV | OK | 2023-04-14 | 2023-04-18 |  | G_55147 | G_39111521-00-00120 | 39111521-00-00120 | LIGHTING FIXTURE, LED, 4.5 W, MAKE : CHANDRA LAMPS, CAT NO : CLS-4.5W/02 SPIKE | 495 | Light Fittings | LIGHTING FIXTURE | LIGHTING FIXTURE | LED | 39111544 | Light emitting diode LED fixture | Production Completed
TNG - SHO | UNSPSC Classification | SCV | SCV | OK | 2023-04-14 | 2023-04-18 |  | G_55426 | G_39111521-00-00934 | 39111521-00-00934 | LIGHTING FIXTURE, LED, 40 W, SUSPENDED TYPE, MAKE: LUMENS, WITH SESPENTION KIT, MODEL : 600 MM FIA CIRCULAR | 495 | Light Fittings | LIGHTING FIXTURE | LIGHTING FIXTURE | LED | 39111544 | Light emitting diode LED fixture | Production Completed
TNG - SHO | UNSPSC Classification | SCV | SCV | OK | 2023-04-14 | 2023-04-18 |  | G_56568 | G_39111521-00-02043 | 39111521-00-02043 | LIGHTING FIXTURE, LED, 40W, 2 X 2 FEET RECESS MOUNTED, IP 20, MAKE: JAQUAR, CAT NO: LSVR01S040XN | 495 | Light Fittings | LIGHTING FIXTURE | LIGHTING FIXTURE | LED | 39111544 | Light emitting diode LED fixture | Production Completed
TNG - SHO | UNSPSC Classification | SCV | SCV | OK | 2023-04-14 | 2023-04-18 |  | G_56506 | G_39111521-00-01886 | 39111521-00-01886 | LIGHTING FIXTURE, LED, 40W, POST TOP, 500MM DIA X 580MM HT, IP 65, MAKE : T-LITE, CAT NO : JPT‐II‐01 | 495 | Light Fittings | LIGHTING FIXTURE | LIGHTING FIXTURE | LED | 39111544 | Light emitting diode LED fixture | Production Completed
TNG - SHO | UNSPSC Classification | SCV | SCV | OK | 2023-04-14 | 2023-04-18 |  | G_56310 | G_39111521-00-01890 | 39111521-00-01890 | LIGHTING FIXTURE, LED, 40W, SUSPENDED MOUNTED, DECORATIVE, 600MM DIA X 75MM HT, MAKE : KAPOOR LAMPS, CAT NO : KLS-DR-6004 | 495 | Light Fittings | LIGHTING FIXTURE | LIGHTING FIXTURE | LED | 39111544 | Light emitting diode LED fixture | Production Completed
TNG - SHO | UNSPSC Classification | SCV | SCV | OK | 2023-04-14 | 2023-04-18 |  | G_56608 | G_39111521-00-02265 | 39111521-00-02265 | LIGHTING FIXTURE, LED, 42W, RECESS MOUNTED,2 INCH X 2 INCH, DOWNLIGHT, MAKE: WIPRO, CAT NO: LC20-551-XXX-57-G2 | 495 | Light Fittings | LIGHTING FIXTURE | LIGHTING FIXTURE | LED | 39111544 | Light emitting diode LED fixture | Production Completed
TNG - SHO | UNSPSC Classification | SCV | SCV | OK | 2023-04-14 | 2023-04-18 |  | G_56557 | G_39111521-00-02345 | 39111521-00-02345 | LIGHTING FIXTURE, LED, 45W, LINEAR SUSPENDED, NON DIMMABLE, 1800MM LG, NON PRISMATIC, MAKE: LUMENS, CAT NO: LLLR6FT045 | 495 | Light Fittings | LIGHTING FIXTURE | LIGHTING FIXTURE | LED | 39111544 | Light emitting diode LED fixture | Production Completed
TNG - SHO | UNSPSC Classification | SCV | SCV | OK | 2023-04-14 | 2023-04-18 |  | G_56577 | G_39111521-00-02214 | 39111521-00-02214 | LIGHTING FIXTURE, LED, 50W, LINEAR, DIMMABLE, MAKE: HAVELLS, MODEL: DESTELLO SUS. 50W 8 INCH WITH DALI | 495 | Light Fittings | LIGHTING FIXTURE | LIGHTING FIXTURE | LED | 39111544 | Light emitting diode LED fixture | Production Completed
TNG - SHO | UNSPSC Classification | SCV | SCV | OK | 2023-04-14 | 2023-04-18 |  | G_56586 | G_39111521-00-02341 | 39111521-00-02341 | LIGHTING FIXTURE, LED, 60W, 900MM DIA, SUSPENDED MOUNTED, MAKE: KAPOOR LAMPS, CAT NO: KLS 90016 | 495 | Light Fittings | LIGHTING FIXTURE | LIGHTING FIXTURE | LED | 39111544 | Light emitting diode LED fixture | Production Completed
TNG - SHO | UNSPSC Classification | SCV | SCV | OK | 2023-04-14 | 2023-04-18 |  | G_56498 | G_39111521-00-01891 | 39111521-00-01891 | LIGHTING FIXTURE, LED, 60W, RECESS MOUNTED, LINEAR DOWN, 1800MM LENGTH, DALI DIMMABLE, MAKE : ABBY LIGHTING, CAT NO : INLINE R 180 | 495 | Light Fittings | LIGHTING FIXTURE | LIGHTING FIXTURE | LED | 39111544 | Light emitting diode LED fixture | Production Completed
TNG - SHO | UNSPSC Classification | SCV | SCV | OK | 2023-04-14 | 2023-04-18 |  | G_56280 | G_39111521-00-01895 | 39111521-00-01895 | LIGHTING FIXTURE, LED, 60W, RECESS MOUNTED, LINEAR, 1200MM LENGTH, DIMMABLE, WITH DIFFUSER, MAKE : KAPOOR LAMPS, CAT NO : KLS-4714 | 495 | Light Fittings | LIGHTING FIXTURE | LIGHTING FIXTURE | LED | 39111544 | Light emitting diode LED fixture | Production Completed
TNG - SHO | UNSPSC Classification | SCV | SCV | OK | 2023-04-14 | 2023-04-18 |  | G_56422 | G_39111521-00-01852 | 39111521-00-01852 | LIGHTING FIXTURE, LED, 7W X 2, RECESSED MOUNTED, TWIN SPOTLIGHT, ADJUSTABLE, MAKE : LIGHT SKETCH | 495 | Light Fittings | LIGHTING FIXTURE | LIGHTING FIXTURE | LED | 39111544 | Light emitting diode LED fixture | Production Completed
TNG - SHO | UNSPSC Classification | SCV | SCV | OK | 2023-04-14 | 2023-04-18 |  | G_56588 | G_39111521-00-02187 | 39111521-00-02187 | LIGHTING FIXTURE, LED, 7W, CIRCULAR, RECESS MOUNTED, MAKE: HAVELLS, MODEL: INTEGRA HE | 495 | Light Fittings | LIGHTING FIXTURE | LIGHTING FIXTURE | LED | 39111544 | Light emitting diode LED fixture | Production Completed
TNG - SHO | UNSPSC Classification | SCV | SCV | OK | 2023-04-14 | 2023-04-18 |  | G_56552 | G_39111521-00-02193 | 39111521-00-02193 | LIGHTING FIXTURE, LED, 8W, BULK HEAD, MAKE: LIGHTING TECHNOLOGIES, CODE: 1997017660 | 495 | Light Fittings | LIGHTING FIXTURE | LIGHTING FIXTURE | LED | 39111544 | Light emitting diode LED fixture | Production Completed
TNG - SHO | UNSPSC Classification | SCV | SCV | OK | 2023-04-14 | 2023-04-18 |  | G_56332 | G_39111521-00-01719 | 39111521-00-01719 | LIGHTING FIXTURE, LED, 8W, SURFACE MOUNTED, ELS 003 | 495 | Light Fittings | LIGHTING FIXTURE | LIGHTING FIXTURE | LED | 39111544 | Light emitting diode LED fixture | Production Completed
TNG - SHO | UNSPSC Classification | SCV | SCV | OK | 2023-04-14 | 2023-04-18 |  | G_56536 | G_39111521-00-02156 | 39111521-00-02156 | LIGHTING FIXTURE, LED, 9W, CEILING RECESSED, IP 20, MAKE: HYBEC, CAT NO: HLR‐2492 | 495 | Light Fittings | LIGHTING FIXTURE | LIGHTING FIXTURE | LED | 39111544 | Light emitting diode LED fixture | Production Completed
TNG - SHO | UNSPSC Classification | SCV | SCV | OK | 2023-04-14 | 2023-04-18 |  | G_56563 | G_39111521-00-02239 | 39111521-00-02239 | LIGHTING FIXTURE, LED, 9W, CEILING, RECESS MOUNTED, ROUND SLIM PANEL WITH 108MM CUTOUT, IP 20, MAKE: OSRAM | 495 | Light Fittings | LIGHTING FIXTURE | LIGHTING FIXTURE | LED | 39111544 | Light emitting diode LED fixture | Production Completed
TNG - SHO | UNSPSC Classification | SCV | SCV | OK | 2023-04-14 | 2023-04-18 |  | G_56263 | G_39111521-00-01881 | 39111521-00-01881 | LIGHTING FIXTURE, LED, 9W, PENDENT MOUNTED, 2 FEET, CANE SLIM, MAKE : LIGHTING TECHNOLOGIES, CAT NO : C0957PS2C | 495 | Light Fittings | LIGHTING FIXTURE | LIGHTING FIXTURE | LED | 39111544 | Light emitting diode LED fixture | Production Completed
TNG - SHO | UNSPSC Classification | SCV | SCV | OK | 2023-04-14 | 2023-04-18 |  | G_56533 | G_39111521-00-02073 | 39111521-00-02073 | LIGHTING FIXTURE, LED, 9W, WALL LIGHT, MAKE: KAPOOR LAMPS, CAT NO: KLS-130 | 495 | Light Fittings | LIGHTING FIXTURE | LIGHTING FIXTURE | LED | 39111544 | Light emitting diode LED fixture | Production Completed
TNG - SHO | UNSPSC Classification | SCV | SCV | OK | 2023-04-14 | 2023-04-18 |  | G_55067 | G_39111521-00-00304 | 39111521-00-00304 | LIGHTING FIXTURE, LED, 9W, WALL MOUNTED TYPE, MAKE : KAPOOR LAMP, CAT NO : SLED IF 043 | 495 | Light Fittings | LIGHTING FIXTURE | LIGHTING FIXTURE | LED | 39111544 | Light emitting diode LED fixture | Production Completed
TNG - SHO | UNSPSC Classification | SCV | SCV | OK | 2023-04-14 | 2023-04-18 |  | G_56344 | G_39111521-00-01874 | 39111521-00-01874 | LIGHTING FIXTURE, LED, ADJUSTABLE, 1210MM LG, MAKE : ABBY LIGHTING, CAT NO : IGRAZE 120 - 40W CW57K | 495 | Light Fittings | LIGHTING FIXTURE | LIGHTING FIXTURE | LED | 39111544 | Light emitting diode LED fixture | Production Completed
TNG - SHO | UNSPSC Classification | SCV | SCV | OK | 2023-04-14 | 2023-04-18 |  | G_56345 | G_39111521-00-01875 | 39111521-00-01875 | LIGHTING FIXTURE, LED, ADJUSTABLE, 310MM LG, MAKE : ABBY LIGHTING, CAT NO : IGRAZE 30 - 10W CW57K | 495 | Light Fittings | LIGHTING FIXTURE | LIGHTING FIXTURE | LED | 39111544 | Light emitting diode LED fixture | Production Completed
TNG - SHO | UNSPSC Classification | SCV | SCV | OK | 2023-04-14 | 2023-04-18 |  | G_56607 | G_39111521-00-02255 | 39111521-00-02255 | LIGHTING FIXTURE, LED, BOLLARD, 6W, IP 54, MAKE: KAPOOR LAMPS, CAT NO: KLS 5141 | 495 | Light Fittings | LIGHTING FIXTURE | LIGHTING FIXTURE | LED | 39111544 | Light emitting diode LED fixture | Production Completed
TNG - SHO | UNSPSC Classification | SCV | SCV | OK | 2023-04-14 | 2023-04-18 |  | G_56390 | G_39111521-00-01887 | 39111521-00-01887 | LIGHTING FIXTURE, LED, BURRIED UP LIGHT, 3W, IP 65, MAKE: PRISM, CAT NO: ODYSSEUS LFIG039 | 495 | Light Fittings | LIGHTING FIXTURE | LIGHTING FIXTURE | LED | 39111544 | Light emitting diode LED fixture | Production Completed
TNG - SHO | UNSPSC Classification | SCV | SCV | OK | 2023-04-14 | 2023-04-18 |  | G_56606 | G_39111521-00-02254 | 39111521-00-02254 | LIGHTING FIXTURE, LED, CEILING, RECESSED, 6W, IP 20, MAKE: CHANGI, CAT NO: MODULAR R 6W | 495 | Light Fittings | LIGHTING FIXTURE | LIGHTING FIXTURE | LED | 39111544 | Light emitting diode LED fixture | Production Completed
TNG - SHO | UNSPSC Classification | SCV | SCV | OK | 2023-04-14 | 2023-04-18 |  | G_56569 | G_39111521-00-02045 | 39111521-00-02045 | LIGHTING FIXTURE, LED, DOME LIGHT, 25W, DIM: 400MM(D) X 220MM(H), MAKE: PRISM, CAT NO: PRC 4023 | 495 | Light Fittings | LIGHTING FIXTURE | LIGHTING FIXTURE | LED | 39111544 | Light emitting diode LED fixture | Production Completed
TNG - SHO | UNSPSC Classification | SCV | SCV | OK | 2023-04-14 | 2023-04-18 |  | G_56386 | G_39111521-00-01888 | 39111521-00-01888 | LIGHTING FIXTURE, LED, DOWN LIGHT, RECESSED, 15W, MAKE: GARDLER, CAT NO: DELLA | 495 | Light Fittings | LIGHTING FIXTURE | LIGHTING FIXTURE | LED | 39111544 | Light emitting diode LED fixture | Production Completed
TNG - SHO | UNSPSC Classification | SCV | SCV | OK | 2023-04-14 | 2023-04-18 |  | G_56404 | G_39111521-00-01862 | 39111521-00-01862 | LIGHTING FIXTURE, LED, DOWN LIGHT, RECESSED, 18W, MAKE: GARDLER, CAT NO: MARLA M | 495 | Light Fittings | LIGHTING FIXTURE | LIGHTING FIXTURE | LED | 39111544 | Light emitting diode LED fixture | Production Completed
TNG - SHO | UNSPSC Classification | SCV | SCV | OK | 2023-04-14 | 2023-04-18 |  | G_56426 | G_39111521-00-01859 | 39111521-00-01859 | LIGHTING FIXTURE, LED, DOWN LIGHT, RECESSED, 18W, MAKE: GARDLER, CAT NO: RECESSED DOWN LIGHTER | 495 | Light Fittings | LIGHTING FIXTURE | LIGHTING FIXTURE | LED | 39111544 | Light emitting diode LED fixture | Production Completed
TNG - SHO | UNSPSC Classification | SCV | SCV | OK | 2023-04-14 | 2023-04-18 |  | G_56427 | G_39111521-00-01860 | 39111521-00-01860 | LIGHTING FIXTURE, LED, DOWN LIGHT, RECESSED, 20W, MAKE: GARDLER, CAT NO: BERTA RECESS | 495 | Light Fittings | LIGHTING FIXTURE | LIGHTING FIXTURE | LED | 39111544 | Light emitting diode LED fixture | Production Completed
TNG - SHO | UNSPSC Classification | SCV | SCV | OK | 2023-04-14 | 2023-04-18 |  | G_56540 | G_39111521-00-02026 | 39111521-00-02026 | LIGHTING FIXTURE, LED, FOOT LIGHT, MAKE: HONEYWELL-EVO, CAT NO: EW530WHI | 495 | Light Fittings | LIGHTING FIXTURE | LIGHTING FIXTURE | LED | 39111544 | Light emitting diode LED fixture | Production Completed
TNG - SHO | UNSPSC Classification | SCV | SCV | OK | 2023-04-14 | 2023-04-18 |  | G_56448 | G_39111521-00-01861 | 39111521-00-01861 | LIGHTING FIXTURE, LED, LINEAR LIGHT, RECESSED, 20W, MAKE: GARDLER, CAT NO: LUCINA-R | 495 | Light Fittings | LIGHTING FIXTURE | LIGHTING FIXTURE | LED | 39111544 | Light emitting diode LED fixture | Production Completed
TNG - SHO | UNSPSC Classification | SCV | SCV | OK | 2023-04-14 | 2023-04-18 |  | G_56296 | G_39111521-00-01901 | 39111521-00-01901 | LIGHTING FIXTURE, LED, RECESS MOUNTED CEILING LIGHT, IP 20, MAKE: ABBY, CAT.NO: HALO 180-15W | 495 | Light Fittings | LIGHTING FIXTURE | LIGHTING FIXTURE | LED | 39111544 | Light emitting diode LED fixture | Production Completed
TNG - SHO | UNSPSC Classification | SCV | SCV | OK | 2023-04-14 | 2023-04-18 |  | G_56295 | G_39111521-00-01900 | 39111521-00-01900 | LIGHTING FIXTURE, LED, RECESS MOUNTED CEILING LIGHT, IP 20, MAKE: ABBY, CAT.NO: HALO 180-22W | 495 | Light Fittings | LIGHTING FIXTURE | LIGHTING FIXTURE | LED | 39111544 | Light emitting diode LED fixture | Production Completed
TNG - SHO | UNSPSC Classification | SCV | SCV | OK | 2023-04-14 | 2023-04-18 |  | G_56515 | G_39111521-00-01904 | 39111521-00-01904 | LIGHTING FIXTURE, LED, RECESS MOUNTED, DOWNLIGHT, DIMMABLE, MAKE : ABBY LIGHTING, CAT NO : ALL ROUNDER 15W | 495 | Light Fittings | LIGHTING FIXTURE | LIGHTING FIXTURE | LED | 39111544 | Light emitting diode LED fixture | Production Completed
TNG - SHO | UNSPSC Classification | SCV | SCV | OK | 2023-04-14 | 2023-04-18 |  | G_56516 | G_39111521-00-01905 | 39111521-00-01905 | LIGHTING FIXTURE, LED, RECESS MOUNTED, DOWNLIGHT, NON-DIMMABLE, MAKE : ABBY LIGHTING, CAT NO : ALL ROUNDER 10W | 495 | Light Fittings | LIGHTING FIXTURE | LIGHTING FIXTURE | LED | 39111544 | Light emitting diode LED fixture | Production Completed
TNG - SHO | UNSPSC Classification | SCV | SCV | OK | 2023-04-14 | 2023-04-18 |  | G_56260 | G_39111521-00-01906 | 39111521-00-01906 | LIGHTING FIXTURE, LED, RECESS MOUNTED, DOWNLIGHT, NON-DIMMABLE, MAKE : ABBY LIGHTING, CAT NO : ALL ROUNDER 15W | 495 | Light Fittings | LIGHTING FIXTURE | LIGHTING FIXTURE | LED | 39111544 | Light emitting diode LED fixture | Production Completed
TNG - SHO | UNSPSC Classification | SCV | SCV | OK | 2023-04-14 | 2023-04-18 |  | G_56512 | G_39111521-00-01885 | 39111521-00-01885 | LIGHTING FIXTURE, LED, RECESSED MOUNTED, DOWN LIGHT, 150MM DIA X 21MM HT, MAKE : KAPOOR LAMPS, CAT NO : NL 2212 16W | 495 | Light Fittings | LIGHTING FIXTURE | LIGHTING FIXTURE | LED | 39111544 | Light emitting diode LED fixture | Production Completed
TNG - SHO | UNSPSC Classification | SCV | SCV | OK | 2023-04-14 | 2023-04-18 |  | G_56290 | G_39111521-00-01883 | 39111521-00-01883 | LIGHTING FIXTURE, LED, RECESSED MOUNTED,SQUARE TYPE, MAKE : HAVELLS, MODEL : HAVELLS-VENUS NEO 34W HIGH LUMEN 2X2 | 495 | Light Fittings | LIGHTING FIXTURE | LIGHTING FIXTURE | LED | 39111544 | Light emitting diode LED fixture | Production Completed
TNG - SHO | UNSPSC Classification | SCV | SCV | OK | 2023-04-14 | 2023-04-18 |  | G_56605 | G_39111521-00-01991 | 39111521-00-01991 | LIGHTING FIXTURE, LED, SPOT LIGHT, 20.6W, MAKE : ENDO, CAT NO : ERS5256S | 495 | Light Fittings | LIGHTING FIXTURE | LIGHTING FIXTURE | LED | 39111544 | Light emitting diode LED fixture | Production Completed
TNG - SHO | UNSPSC Classification | SCV | SCV | OK | 2023-04-14 | 2023-04-18 |  | G_55852 | G_39111521-00-01170 | 39111521-00-01170 | LIGHTING FIXTURE, LED, STREET LIGHT, 24 W | 495 | Light Fittings | LIGHTING FIXTURE | LIGHTING FIXTURE | LED | 39111544 | Light emitting diode LED fixture | Production Completed
TNG - SHO | UNSPSC Classification | SCV | SCV | OK | 2023-04-14 | 2023-04-18 |  | G_56531 | G_39111521-00-02258 | 39111521-00-02258 | LIGHTING FIXTURE, LED, SURFACE MOUNTED PROFILE LIGHT, 5W/FT, LENGTH:1200MM, IP 20, MAKE: HYBEC, CAT NO: HLL-1218 | 495 | Light Fittings | LIGHTING FIXTURE | LIGHTING FIXTURE | LED | 39111544 | Light emitting diode LED fixture | Production Completed
TNG - SHO | UNSPSC Classification | SCV | SCV | OK | 2023-04-14 | 2023-04-18 |  | G_56532 | G_39111521-00-02259 | 39111521-00-02259 | LIGHTING FIXTURE, LED, SURFACE MOUNTED PROFILE LIGHT, 5W/FT, LENGTH:1800MM, IP 20, MAKE: HYBEC, CAT NO: HLL-1218 | 495 | Light Fittings | LIGHTING FIXTURE | LIGHTING FIXTURE | LED | 39111544 | Light emitting diode LED fixture | Production Completed
TNG - SHO | UNSPSC Classification | SCV | SCV | OK | 2023-04-14 | 2023-04-18 |  | G_56530 | G_39111521-00-02257 | 39111521-00-02257 | LIGHTING FIXTURE, LED, SURFACE MOUNTED PROFILE LIGHT, 5W/FT, LENGTH:600MM, IP 20, MAKE: HYBEC, CAT NO: HLL-1218 | 495 | Light Fittings | LIGHTING FIXTURE | LIGHTING FIXTURE | LED | 39111544 | Light emitting diode LED fixture | Production Completed
TNG - SHO | UNSPSC Classification | SCV | SCV | OK | 2023-04-14 | 2023-04-18 |  | G_56534 | G_39111521-00-02018 | 39111521-00-02018 | LIGHTING FIXTURE, LED, SURFACE MOUNTED PROFILE LIGHT, 9W, DIM: 1645MM, IP 20, MAKE: TULIP, CAT NO: LNX30C | 495 | Light Fittings | LIGHTING FIXTURE | LIGHTING FIXTURE | LED | 39111544 | Light emitting diode LED fixture | Production Completed
TNG - SHO | UNSPSC Classification | SCV | SCV | OK | 2023-04-14 | 2023-04-19 |  | G_55298 | G_39111521-00-00906 | 39111521-00-00906 | LIGHTING FIXTURE, LED, SURFACE MOUNTED, MAKE:WIPRO, LD80-101-XXX-40-SM | 495 | Light Fittings | LIGHTING FIXTURE | LIGHTING FIXTURE | LED | 39111544 | Light emitting diode LED fixture | Production Completed
TNG - SHO | UNSPSC Classification | SCV | SCV | OK | 2023-04-14 | 2023-04-18 |  | G_56299 | G_39111521-00-01876 | 39111521-00-01876 | LIGHTING FIXTURE, LED, SURFACE MOUNTED, 36 DEG, TRACK LIGHT, MAKE : ABBY LIGHTING, CAT NO : PARIS 50 - 15W NW40K WD SWH | 495 | Light Fittings | LIGHTING FIXTURE | LIGHTING FIXTURE | LED | 39111544 | Light emitting diode LED fixture | Production Completed
TNG - SHO | UNSPSC Classification | SCV | SCV | OK | 2023-04-14 | 2023-04-18 |  | G_56406 | G_39111521-00-01865 | 39111521-00-01865 | LIGHTING FIXTURE, LED, TRACK SPOT LIGHT, 25W, MAKE: GARDLER, CAT NO: CAMERON | 495 | Light Fittings | LIGHTING FIXTURE | LIGHTING FIXTURE | LED | 39111544 | Light emitting diode LED fixture | Production Completed
TNG - SHO | UNSPSC Classification | SCV | SCV | OK | 2023-04-14 | 2023-04-18 |  | G_56380 | G_39111521-00-01864 | 39111521-00-01864 | LIGHTING FIXTURE, LED, TRACK SPOT LIGHT, 25W, MAKE: GARDLER, CAT NO: ROCH | 495 | Light Fittings | LIGHTING FIXTURE | LIGHTING FIXTURE | LED | 39111544 | Light emitting diode LED fixture | Production Completed
TNG - SHO | UNSPSC Classification | SCV | SCV | OK | 2023-04-14 | 2023-04-18 |  | G_56405 | G_39111521-00-01863 | 39111521-00-01863 | LIGHTING FIXTURE, LED, TRACK SPOT LIGHT, TUNABLE, 25W, MAKE: GARDLER, CAT NO: CAMERON | 495 | Light Fittings | LIGHTING FIXTURE | LIGHTING FIXTURE | LED | 39111544 | Light emitting diode LED fixture | Production Completed
TNG - SHO | UNSPSC Classification | SCV | SCV | OK | 2023-04-14 | 2023-04-18 |  | G_56457 | G_39111521-00-01868 | 39111521-00-01868 | LIGHTING FIXTURE, LED, WALL LIGHT, 12W, ANTIQE BRASS, MAKE: ADITHYA LAMPS, CAT NO: ADLIG011805 | 495 | Light Fittings | LIGHTING FIXTURE | LIGHTING FIXTURE | LED | 39111544 | Light emitting diode LED fixture | Production Completed
TNG - SHO | UNSPSC Classification | SCV | SCV | OK | 2023-04-14 | 2023-04-18 |  | G_56580 | G_39111521-00-01980 | 39111521-00-01980 | LIGHTING FIXTURE, LED, WALL MOUNTED NICHE LIGHT, 3W, IP 20, WITH INTERNAL LED DRIVER, MAKE: HYBEC, CAT NO: HLF-3311 | 495 | Light Fittings | LIGHTING FIXTURE | LIGHTING FIXTURE | LED | 39111544 | Light emitting diode LED fixture | Production Completed
TNG - SHO | UNSPSC Classification | SCV | SCV | OK | 2023-04-14 | 2023-04-18 |  | G_56599 | G_39111521-00-02182 | 39111521-00-02182 | LIGHTING FIXTURE, LED, WALL MOUNTED, 3X3W, IP 54, MAKE: LEDLUM, CAT NO: LLO-099G | 495 | Light Fittings | LIGHTING FIXTURE | LIGHTING FIXTURE | LED | 39111544 | Light emitting diode LED fixture | Production Completed
TNG - SHO | UNSPSC Classification | SCV | SCV | OK | 2023-04-14 | 2023-04-18 |  | G_56528 | G_39111521-00-01969 | 39111521-00-01969 | LIGHTING FIXTURE, LED, WALL MOUNTED, IP 54, 12W, MAKE : LED LUM, CAT NO: LLO-073 | 495 | Light Fittings | LIGHTING FIXTURE | LIGHTING FIXTURE | LED | 39111544 | Light emitting diode LED fixture | Production Completed
TNG - SHO | UNSPSC Classification | SCV | SCV | OK | 2023-04-14 | 2023-04-18 |  | G_56582 | G_39111521-00-02070 | 39111521-00-02070 | LIGHTING FIXTURE, LED,138MM DIAX30MM HEIGHT,DOWNLIGHT, MAKE : DIVINITY,CAT NO : DL-TNORDRL-15 | 495 | Light Fittings | LIGHTING FIXTURE | LIGHTING FIXTURE | LED | 39111544 | Light emitting diode LED fixture | Production Completed
TNG - SHO | UNSPSC Classification | SCV | SCV | OK | 2023-04-14 | 2023-04-18 |  | G_56307 | G_39111521-00-01898 | 39111521-00-01898 | LIGHTING FIXTURE, LED,15W, RECESS MOUNTED, DOWNLIGHT, DIMMABLE, MAKE : KAPOOR LAMPS, CAT NO : CH 8413-15W-D | 495 | Light Fittings | LIGHTING FIXTURE | LIGHTING FIXTURE | LED | 39111544 | Light emitting diode LED fixture | Production Completed
TNG - SHO | UNSPSC Classification | SCV | SCV | OK | 2023-04-14 | 2023-04-18 |  | G_56556 | G_39111521-00-02343 | 39111521-00-02343 | LIGHTING FIXTURE, LED,36W, LINEAR SUSPENDED, NON DIMMABLE, 1800MM LG, NON PRISMATIC, MAKE: LUMENS, CAT NO: LLLR6FT036 | 495 | Light Fittings | LIGHTING FIXTURE | LIGHTING FIXTURE | LED | 39111544 | Light emitting diode LED fixture | Production Completed
TNG - SHO | UNSPSC Classification | SCV | SCV | OK | 2023-04-14 | 2023-04-18 |  | G_56559 | G_39111521-00-01953 | 39111521-00-01953 | LIGHTING FIXTURE, LED,CEILING, RECESS MOUNTED, 12W, IP 20, MAKE: JAQUAR, CAT NO: AREVA SQUARE LARV01S012XN | 495 | Light Fittings | LIGHTING FIXTURE | LIGHTING FIXTURE | LED | 39111544 | Light emitting diode LED fixture | Production Completed
TNG - SHO | UNSPSC Classification | SCV | SCV | OK | 2023-04-14 | 2023-04-18 |  | G_55018 | G_39111515-00-00011 | 39111515-00-00011 | LIGHTING FIXTURE, LUX POINT MIDI DIM DOWN LIGHT, LED, 15 W, IP 44, MAKE : OSRAM | 495 | Light Fittings | LIGHTING FIXTURE | LIGHTING FIXTURE | Downlighting | 39111515 | Downlighting fixtures | Production Completed
TNG - SHO | UNSPSC Classification | SCV | SCV | OK | 2023-04-14 | 2023-04-19 |  | G_56064 | G_39111521-00-01491 | 39111521-00-01491 | LIGHTING FIXTURE, PENDANT JAIPUR LANTERN HANGING LAMP, ANTIQUE BRASS GLASS, D40X75H, MAKE: KB INTERNATIONAL, CAT NO: KB503 | 495 | Light Fittings | LIGHTING FIXTURE | LIGHTING FIXTURE | PENDANT | 39111522 | Pendant lighting | Production Completed
TNG - SHO | UNSPSC Classification | SCV | SCV | OK | 2023-04-14 | 2023-04-19 |  | G_56850 | G_39111521-00-02006 | 39111521-00-02006 | LIGHTING FIXTURE, PENDANT LAMP, 14" DIA X 9" DIA, CLEAR GLASS WITH WOOD, MAKE: AURA | 495 | Light Fittings | LIGHTING FIXTURE | LIGHTING FIXTURE | PENDANT | 39111522 | Pendant lighting | Production Completed
TNG - SHO | UNSPSC Classification | SCV | SCV | OK | 2023-04-14 | 2023-04-19 |  | G_56057 | G_39111521-00-01505 | 39111521-00-01505 | LIGHTING FIXTURE, PENDANT LAMP, 4*E27 BULB, MODEL NO: P6032-4-IRON | 495 | Light Fittings | LIGHTING FIXTURE | LIGHTING FIXTURE | PENDANT | 39111522 | Pendant lighting | Production Completed
TNG - SHO | UNSPSC Classification | SCV | SCV | OK | 2023-04-14 | 2023-04-19 |  | G_56884 | G_39111521-00-02154 | 39111521-00-02154 | LIGHTING FIXTURE, PENDANT LAMP, 5W, MAKE: ADITHYA LAMPS, CAT NO: ADLIG012753 | 495 | Light Fittings | LIGHTING FIXTURE | LIGHTING FIXTURE | PENDANT | 39111522 | Pendant lighting | Production Completed
TNG - SHO | UNSPSC Classification | SCV | SCV | OK | 2023-04-14 | 2023-04-19 |  | G_57012 | G_39111521-00-02160 | 39111521-00-02160 | LIGHTING FIXTURE, PENDANT LAMP, 5W, MAKE: ADITHYA LAMPS, CAT NO: ADLIG012754 | 495 | Light Fittings | LIGHTING FIXTURE | LIGHTING FIXTURE | PENDANT | 39111522 | Pendant lighting | Production Completed
TNG - SHO | UNSPSC Classification | SCV | SCV | OK | 2023-04-14 | 2023-04-19 |  | G_56537 | G_39111521-00-02152 | 39111521-00-02152 | LIGHTING FIXTURE, PENDANT LAMP, 5W, MAKE: ADITHYA LAMPS, CAT NO: ADLIG012755 | 495 | Light Fittings | LIGHTING FIXTURE | LIGHTING FIXTURE | PENDANT | 39111522 | Pendant lighting | Production Completed
TNG - SHO | UNSPSC Classification | SCV | SCV | OK | 2023-04-14 | 2023-04-19 |  | G_55397 | G_39111521-00-01045 | 39111521-00-01045 | LIGHTING FIXTURE, PENDANT LAMP, E27 40W, ITEM CODE: LS-PE1122 | 495 | Light Fittings | LIGHTING FIXTURE | LIGHTING FIXTURE | PENDANT | 39111522 | Pendant lighting | Production Completed
TNG - SHO | UNSPSC Classification | SCV | SCV | OK | 2023-04-14 | 2023-04-19 |  | G_55917 | G_39111521-00-01154 | 39111521-00-01154 | LIGHTING FIXTURE, PENDANT LAMP, E27 BASE, ITEM NO: 6204 | 495 | Light Fittings | LIGHTING FIXTURE | LIGHTING FIXTURE | PENDANT | 39111522 | Pendant lighting | Production Completed
TNG - SHO | UNSPSC Classification | SCV | SCV | OK | 2023-04-14 | 2023-04-19 |  | G_55818 | G_39111521-00-01150 | 39111521-00-01150 | LIGHTING FIXTURE, PENDANT LAMP, E27X9 BASE, ITEM NO: 7269 | 495 | Light Fittings | LIGHTING FIXTURE | LIGHTING FIXTURE | PENDANT | 39111522 | Pendant lighting | Production Completed
TNG - SHO | UNSPSC Classification | SCV | SCV | OK | 2023-04-14 | 2023-04-19 |  | G_56119 | G_39111521-00-01466 | 39111521-00-01466 | LIGHTING FIXTURE, PENDANT LAMP, RANARP, BLACK, 38 CM, MAKE: IKEA | 495 | Light Fittings | LIGHTING FIXTURE | LIGHTING FIXTURE | PENDANT | 39111522 | Pendant lighting | Production Completed
TNG - SHO | UNSPSC Classification | SCV | SCV | OK | 2023-04-14 | 2023-04-19 |  | G_56082 | G_39111521-00-01467 | 39111521-00-01467 | LIGHTING FIXTURE, PENDANT LAMP, RANARP, OFF-WHITE, 23 CM, MAKE: IKEA | 495 | Light Fittings | LIGHTING FIXTURE | LIGHTING FIXTURE | PENDANT | 39111522 | Pendant lighting | Production Completed
TNG - SHO | UNSPSC Classification | SCV | SCV | OK | 2023-04-14 | 2023-04-19 |  | G_55657 | G_39111521-00-01080 | 39111521-00-01080 | LIGHTING FIXTURE, PENDANT LAMP, RUSTY-GOLD ALUMINIUM PENDANT, MODEL: 22017-520 RUST GD, SIZE: 520MM X 320MM, LIGHT: 1XE27 | 495 | Light Fittings | LIGHTING FIXTURE | LIGHTING FIXTURE | PENDANT | 39111522 | Pendant lighting | Production Completed
TNG - SHO | UNSPSC Classification | SCV | SCV | OK | 2023-04-14 | 2023-04-19 |  | G_56840 | G_39111521-00-02157 | 39111521-00-02157 | LIGHTING FIXTURE, PENDANT LIGHT, 5X5W LAMP, MAKE: ADITHYA LAMPS, CAT NO: ADLIG002473 | 495 | Light Fittings | LIGHTING FIXTURE | LIGHTING FIXTURE | PENDANT | 39111522 | Pendant lighting | Production Completed
TNG - SHO | UNSPSC Classification | SCV | SCV | OK | 2023-04-14 | 2023-04-19 |  | G_56733 | G_39111521-00-02331 | 39111521-00-02331 | LIGHTING FIXTURE, PENDANT LIGHT, CLOTH DUPION SILK WITH SS BASE PLATE, DIA:400MM, H: 300MM AND L: 1000MM, MAKE: KAPOOR LAMPS | 495 | Light Fittings | LIGHTING FIXTURE | LIGHTING FIXTURE | PENDANT | 39111522 | Pendant lighting | Production Completed
TNG - SHO | UNSPSC Classification | SCV | SCV | OK | 2023-04-14 | 2023-04-19 |  | G_56705 | G_39111521-00-02165 | 39111521-00-02165 | LIGHTING FIXTURE, PENDANT LIGHT, GREY GLAMOUR, MEDIUM, MAKE: WHITE TEAK | 495 | Light Fittings | LIGHTING FIXTURE | LIGHTING FIXTURE | PENDANT | 39111522 | Pendant lighting | Production Completed
TNG - SHO | UNSPSC Classification | SCV | SCV | OK | 2023-04-14 | 2023-04-19 |  | G_56704 | G_39111521-00-02164 | 39111521-00-02164 | LIGHTING FIXTURE, PENDANT LIGHT, GREY GLAMOUR, SMALL, MAKE: WHITE TEAK | 495 | Light Fittings | LIGHTING FIXTURE | LIGHTING FIXTURE | PENDANT | 39111522 | Pendant lighting | Production Completed
TNG - SHO | UNSPSC Classification | SCV | SCV | OK | 2023-04-14 | 2023-04-19 |  | G_55923 | G_39111521-00-01250 | 39111521-00-01250 | LIGHTING FIXTURE, PENDANT LIGHT, JUNCOS 4L, SOFT PLATE 4L+JUNCO 250MM, MAKE: PRISM | 495 | Light Fittings | LIGHTING FIXTURE | LIGHTING FIXTURE | PENDANT | 39111522 | Pendant lighting | Production Completed
TNG - SHO | UNSPSC Classification | SCV | SCV | OK | 2023-04-14 | 2023-04-19 |  | G_55698 | G_39111521-00-01252 | 39111521-00-01252 | LIGHTING FIXTURE, PENDANT LIGHT, JUNCOS 9L, SOFT PLATE 9L+JUNCO 250MM, MAKE: PRISM | 495 | Light Fittings | LIGHTING FIXTURE | LIGHTING FIXTURE | PENDANT | 39111522 | Pendant lighting | Production Completed
TNG - SHO | UNSPSC Classification | SCV | SCV | OK | 2023-04-14 | 2023-04-19 |  | G_56839 | G_39111521-00-02150 | 39111521-00-02150 | LIGHTING FIXTURE, PENDANT LIGHT, MAKE: ADITHYA LAMPS, CAT NO: ADLIG005402 | 495 | Light Fittings | LIGHTING FIXTURE | LIGHTING FIXTURE | PENDANT | 39111522 | Pendant lighting | Production Completed
TNG - SHO | UNSPSC Classification | SCV | SCV | OK | 2023-04-14 | 2023-04-19 |  | G_56667 | G_39111521-00-02151 | 39111521-00-02151 | LIGHTING FIXTURE, PENDANT LIGHT, MAKE: ADITHYA LAMPS, CAT NO: ADLIG013749 | 495 | Light Fittings | LIGHTING FIXTURE | LIGHTING FIXTURE | PENDANT | 39111522 | Pendant lighting | Production Completed
TNG - SHO | UNSPSC Classification | SCV | SCV | OK | 2023-04-14 | 2023-04-19 |  | G_57172 | G_39111521-00-02372 | 39111521-00-02372 | LIGHTING FIXTURE, PENDANT LIGHT, MAKE: ADITHYA LAMPS, CAT NO: ADLIG016808 | 495 | Light Fittings | LIGHTING FIXTURE | LIGHTING FIXTURE | PENDANT | 39111522 | Pendant lighting | Production Completed
TNG - SHO | UNSPSC Classification | SCV | SCV | OK | 2023-04-14 | 2023-04-19 |  | G_56660 | G_39111521-00-02133 | 39111521-00-02133 | LIGHTING FIXTURE, PENDANT LIGHT, MAKE: JAINSON EMPORIO, CAT NO: AP9041-1A | 495 | Light Fittings | LIGHTING FIXTURE | LIGHTING FIXTURE | PENDANT | 39111522 | Pendant lighting | Production Completed
TNG - SHO | UNSPSC Classification | SCV | SCV | OK | 2023-04-14 | 2023-04-19 |  | G_56823 | G_39111521-00-02136 | 39111521-00-02136 | LIGHTING FIXTURE, PENDANT LIGHT, MAKE: JAINSON EMPORIO, CAT NO: AP9041-1B | 495 | Light Fittings | LIGHTING FIXTURE | LIGHTING FIXTURE | PENDANT | 39111522 | Pendant lighting | Production Completed
TNG - SHO | UNSPSC Classification | SCV | SCV | OK | 2023-04-14 | 2023-04-19 |  | G_56561 | G_39111521-00-02135 | 39111521-00-02135 | LIGHTING FIXTURE, PENDANT LIGHT, MAKE: JAINSON EMPORIO, CAT NO: AP9041-1C | 495 | Light Fittings | LIGHTING FIXTURE | LIGHTING FIXTURE | PENDANT | 39111522 | Pendant lighting | Production Completed
TNG - SHO | UNSPSC Classification | SCV | SCV | OK | 2023-04-14 | 2023-04-19 |  | G_56560 | G_39111521-00-02134 | 39111521-00-02134 | LIGHTING FIXTURE, PENDANT LIGHT, MAKE: JAINSON EMPORIO, CAT NO: PEA287-40 | 495 | Light Fittings | LIGHTING FIXTURE | LIGHTING FIXTURE | PENDANT | 39111522 | Pendant lighting | Production Completed
TNG - SHO | UNSPSC Classification | SCV | SCV | OK | 2023-04-14 | 2023-04-19 |  | G_56684 | G_39111521-00-02183 | 39111521-00-02183 | LIGHTING FIXTURE, PENDANT LIGHT, MAKE: WHITE TEAK , CAT NO: HL19-10002 | 495 | Light Fittings | LIGHTING FIXTURE | LIGHTING FIXTURE | PENDANT | 39111522 | Pendant lighting | Production Completed
TNG - SHO | UNSPSC Classification | SCV | SCV | OK | 2023-04-14 | 2023-04-19 |  | G_56685 | G_39111521-00-02184 | 39111521-00-02184 | LIGHTING FIXTURE, PENDANT LIGHT, MAKE: WHITE TEAK, CAT NO: HL18-10032 | 495 | Light Fittings | LIGHTING FIXTURE | LIGHTING FIXTURE | PENDANT | 39111522 | Pendant lighting | Production Completed
TNG - SHO | UNSPSC Classification | SCV | SCV | OK | 2023-04-14 | 2023-04-19 |  | G_55030 | G_39111522-00-00017 | 39111522-00-00017 | LIGHTING FIXTURE, PENDANT TYPE, 30 W, MAKE : TARGETTI, CAT NO : BRIO | 495 | Light Fittings | LIGHTING FIXTURE | LIGHTING FIXTURE | PENDANT | 39111522 | Pendant lighting | Production Completed
TNG - SHO | UNSPSC Classification | SCV | SCV | OK | 2023-04-14 | 2023-04-19 |  | G_56270 | G_39111521-00-01724 | 39111521-00-01724 | LIGHTING FIXTURE, PENDANT TYPE, MAKE: ADITHYA LAMPS, CAT NO : ADLIG010444 | 495 | Light Fittings | LIGHTING FIXTURE | LIGHTING FIXTURE | PENDANT | 39111522 | Pendant lighting | Production Completed
TNG - SHO | UNSPSC Classification | SCV | SCV | OK | 2023-04-14 | 2023-04-19 |  | G_56480 | G_39111521-00-01870 | 39111521-00-01870 | LIGHTING FIXTURE, PENDANT, DARK GREY, MAKE: JAINSON EMPORIO, MODEL NO: DELTA SMALL | 495 | Light Fittings | LIGHTING FIXTURE | LIGHTING FIXTURE | PENDANT | 39111522 | Pendant lighting | Production Completed
TNG - SHO | UNSPSC Classification | SCV | SCV | OK | 2023-04-14 | 2023-04-19 |  | G_55913 | G_39111521-00-01114 | 39111521-00-01114 | LIGHTING FIXTURE, PENDANT, MILKY GLASS PENDANT WITH 3.5 MTR HANGING AND 300MM DOOM, MAKE : KAPOOR LAMPS, CAT NO : KLS 85263 | 495 | Light Fittings | LIGHTING FIXTURE | LIGHTING FIXTURE | PENDANT | 39111522 | Pendant lighting | Production Completed
TNG - SHO | UNSPSC Classification | SCV | SCV | OK | 2023-04-14 | 2023-04-19 |  | G_57175 | G_39111521-00-02405 | 39111521-00-02405 | LIGHTING FIXTURE, PENDANT, SPLENDID TYPE, 13W, IP 20, CAT NO: LDP0058 | 495 | Light Fittings | LIGHTING FIXTURE | LIGHTING FIXTURE | PENDANT | 39111522 | Pendant lighting | Production Completed
TNG - SHO | UNSPSC Classification | SCV | SCV | OK | 2023-04-14 | 2023-04-19 |  | G_56979 | G_39111521-00-02053 | 39111521-00-02053 | LIGHTING FIXTURE, PENDANTS, LAPAS, GOLD, 55X37CM, 22100101 | 495 | Light Fittings | LIGHTING FIXTURE | LIGHTING FIXTURE | PENDANT | 39111522 | Pendant lighting | Production Completed
TNG - SHO | UNSPSC Classification | SCV | SCV | OK | 2023-04-14 | 2023-04-19 |  | G_56587 | G_39111521-00-02052 | 39111521-00-02052 | LIGHTING FIXTURE, PENDANTS, LAPAS, GOLD, 81X48 CM, 22100102 | 495 | Light Fittings | LIGHTING FIXTURE | LIGHTING FIXTURE | PENDANT | 39111522 | Pendant lighting | Production Completed
TNG - SHO | UNSPSC Classification | SCV | SCV | OK | 2023-04-14 | 2023-04-19 |  | G_55929 | G_39111521-00-01380 | 39111521-00-01380 | LIGHTING FIXTURE, PENDENT, SUSPENDED TYPE, IP 20, CAT.NO: 6204 15A | 495 | Light Fittings | LIGHTING FIXTURE | LIGHTING FIXTURE | PENDANT | 39111522 | Pendant lighting | Production Completed
TNG - SHO | UNSPSC Classification | SCV | SCV | OK | 2023-04-14 | 2023-04-19 |  | G_55716 | G_39111521-00-01382 | 39111521-00-01382 | LIGHTING FIXTURE, PENDENT, SUSPENDED TYPE, IP 20, CAT.NO: 6204 15B | 495 | Light Fittings | LIGHTING FIXTURE | LIGHTING FIXTURE | PENDANT | 39111522 | Pendant lighting | Production Completed
TNG - SHO | UNSPSC Classification | SCV | SCV | OK | 2023-04-14 | 2023-04-19 |  | G_55715 | G_39111521-00-01386 | 39111521-00-01386 | LIGHTING FIXTURE, PENDENT, SUSPENDED TYPE, IP 20, CAT.NO: 6204 15C | 495 | Light Fittings | LIGHTING FIXTURE | LIGHTING FIXTURE | PENDANT | 39111522 | Pendant lighting | Production Completed
TNG - SHO | UNSPSC Classification | SCV | SCV | OK | 2023-04-14 | 2023-04-19 |  | G_55943 | G_39111521-00-01379 | 39111521-00-01379 | LIGHTING FIXTURE, PENDENT, SUSPENDED TYPE, IP 20, CAT.NO: 6204 20B | 495 | Light Fittings | LIGHTING FIXTURE | LIGHTING FIXTURE | PENDANT | 39111522 | Pendant lighting | Production Completed
TNG - SHO | UNSPSC Classification | SCV | SCV | OK | 2023-04-14 | 2023-04-19 |  | G_55717 | G_39111521-00-01385 | 39111521-00-01385 | LIGHTING FIXTURE, PENDENT, SUSPENDED TYPE, IP 20, CAT.NO: 6204 25C | 495 | Light Fittings | LIGHTING FIXTURE | LIGHTING FIXTURE | PENDANT | 39111522 | Pendant lighting | Production Completed
TNG - SHO | UNSPSC Classification | SCV | SCV | OK | 2023-04-14 | 2023-04-19 |  | G_55755 | G_39111521-00-01387 | 39111521-00-01387 | LIGHTING FIXTURE, PENDENT, SUSPENDED TYPE, IP 20, CAT.NO: 6204 30B | 495 | Light Fittings | LIGHTING FIXTURE | LIGHTING FIXTURE | PENDANT | 39111522 | Pendant lighting | Production Completed
TNG - SHO | UNSPSC Classification | SCV | SCV | OK | 2023-04-14 | 2023-04-19 |  | G_55756 | G_39111521-00-01381 | 39111521-00-01381 | LIGHTING FIXTURE, PENDENT, SUSPENDED TYPE, IP 20, CAT.NO: 6204 30C | 495 | Light Fittings | LIGHTING FIXTURE | LIGHTING FIXTURE | PENDANT | 39111522 | Pendant lighting | Production Completed
TNG - SHO | UNSPSC Classification | SCV | SCV | OK | 2023-04-14 | 2023-04-19 |  | G_55757 | G_39111521-00-01384 | 39111521-00-01384 | LIGHTING FIXTURE, PENDENT, SUSPENDED TYPE, IP 20, CAT.NO: 6204 35C | 495 | Light Fittings | LIGHTING FIXTURE | LIGHTING FIXTURE | PENDANT | 39111522 | Pendant lighting | Production Completed
TNG - SHO | UNSPSC Classification | SCV | SCV | OK | 2023-04-14 | 2023-04-19 |  | G_55758 | G_39111521-00-01388 | 39111521-00-01388 | LIGHTING FIXTURE, PENDENT, SUSPENDED TYPE, IP 20, CAT.NO: 6204 40B | 495 | Light Fittings | LIGHTING FIXTURE | LIGHTING FIXTURE | PENDANT | 39111522 | Pendant lighting | Production Completed
TNG - SHO | UNSPSC Classification | SCV | SCV | OK | 2023-04-14 | 2023-04-19 |  | G_55854 | G_39111521-00-01383 | 39111521-00-01383 | LIGHTING FIXTURE, PENDENT, SUSPENDED TYPE, IP 20, CAT.NO: 6204 40C | 495 | Light Fittings | LIGHTING FIXTURE | LIGHTING FIXTURE | PENDANT | 39111522 | Pendant lighting | Production Completed
TNG - SHO | UNSPSC Classification | SCV | SCV | OK | 2023-04-14 | 2023-04-19 |  | G_55572 | G_39111521-00-01393 | 39111521-00-01393 | LIGHTING FIXTURE, PENDENT, SUSPENDED TYPE, IP 20, MAKE: PRISM, CAT.NO: HLA-3806 | 495 | Light Fittings | LIGHTING FIXTURE | LIGHTING FIXTURE | PENDANT | 39111522 | Pendant lighting | Production Completed
TNG - SHO | UNSPSC Classification | SCV | SCV | OK | 2023-04-14 | 2023-04-18 |  | G_55719 | G_39111521-00-01288 | 39111521-00-01288 | LIGHTING FIXTURE, RECESS MOUNTED CEILING LIGHT, 15W LED, IP 20, MAKE: HYBEC, CAT.NO: HLR 2544 | 495 | Light Fittings | LIGHTING FIXTURE | LIGHTING FIXTURE | Recessed | 39111505 | Recessed lighting | Production Completed
TNG - SHO | UNSPSC Classification | SCV | SCV | OK | 2023-04-14 | 2023-04-18 |  | G_55883 | G_39111521-00-01284 | 39111521-00-01284 | LIGHTING FIXTURE, RECESS MOUNTED CEILING LIGHT, 15W LED, IP 20, MAKE: HYBEC, CAT.NO: PRO-142 | 495 | Light Fittings | LIGHTING FIXTURE | LIGHTING FIXTURE | Recessed | 39111505 | Recessed lighting | Production Completed
TNG - SHO | UNSPSC Classification | SCV | SCV | OK | 2023-04-14 | 2023-04-18 |  | G_56146 | G_39111521-00-01566 | 39111521-00-01566 | LIGHTING FIXTURE, RECESS MOUNTED CEILING LIGHT, 22W CREE LED, IP 44, MAKE: ABBY, CAT NO: IKAPP 63 22W | 495 | Light Fittings | LIGHTING FIXTURE | LIGHTING FIXTURE | Recessed | 39111505 | Recessed lighting | Production Completed
TNG - SHO | UNSPSC Classification | SCV | SCV | OK | 2023-04-14 | 2023-04-18 |  | G_55832 | G_39111521-00-01053 | 39111521-00-01053 | LIGHTING FIXTURE, RECESS MOUNTED CEILING LIGHT, 3W LED, IP 20, MAKE : PRISM, CAT NO: HLR 2452 | 495 | Light Fittings | LIGHTING FIXTURE | LIGHTING FIXTURE | Recessed | 39111505 | Recessed lighting | Production Completed
TNG - SHO | UNSPSC Classification | SCV | SCV | OK | 2023-04-14 | 2023-04-18 |  | G_55936 | G_39111521-00-01283 | 39111521-00-01283 | LIGHTING FIXTURE, RECESS MOUNTED CEILING LIGHT, 8W LED, IP 20, MAKE: HYBEC, CAT.NO: EB9572 | 495 | Light Fittings | LIGHTING FIXTURE | LIGHTING FIXTURE | Recessed | 39111505 | Recessed lighting | Production Completed
TNG - SHO | UNSPSC Classification | SCV | SCV | OK | 2023-04-14 | 2023-04-18 |  | G_55629 | G_39111521-00-01285 | 39111521-00-01285 | LIGHTING FIXTURE, RECESS MOUNTED CEILING LIGHT, 8W LED, IP 20, MAKE: HYBEC, CAT.NO: HLR 9557 | 495 | Light Fittings | LIGHTING FIXTURE | LIGHTING FIXTURE | Recessed | 39111505 | Recessed lighting | Production Completed
TNG - SHO | UNSPSC Classification | SCV | SCV | OK | 2023-04-14 | 2023-04-18 |  | G_55628 | G_39111521-00-01287 | 39111521-00-01287 | LIGHTING FIXTURE, RECESS MOUNTED CEILING LIGHT, 9W LED, IP 20, MAKE: HYBEC, CAT.NO: HLR-2495 | 495 | Light Fittings | LIGHTING FIXTURE | LIGHTING FIXTURE | Recessed | 39111505 | Recessed lighting | Production Completed
TNG - SHO | UNSPSC Classification | SCV | SCV | OK | 2023-04-14 | 2023-04-18 |  | G_55453 | G_39111521-00-01016 | 39111521-00-01016 | LIGHTING FIXTURE, RECESS MOUNTED CEILING, 10W LED, IP 20, MAKE: CREE/NISCHIA, CAT.NO: LETS01R010XW | 495 | Light Fittings | LIGHTING FIXTURE | LIGHTING FIXTURE | Recessed | 39111505 | Recessed lighting | Production Completed
TNG - SHO | UNSPSC Classification | SCV | SCV | OK | 2023-04-14 | 2023-04-18 |  | G_55429 | G_39111521-00-01014 | 39111521-00-01014 | LIGHTING FIXTURE, RECESS MOUNTED CEILING, 20W LED, IP 20, MAKE: CREE/NISCHIA, CAT.NO: LETS01R020XW | 495 | Light Fittings | LIGHTING FIXTURE | LIGHTING FIXTURE | Recessed | 39111505 | Recessed lighting | Production Completed
TNG - SHO | UNSPSC Classification | SCV | SCV | OK | 2023-04-14 | 2023-04-18 |  | G_55411 | G_39111521-00-01042 | 39111521-00-01042 | LIGHTING FIXTURE, RECESS MOUNTED DOWN LIGHT, 22W LED LAMP, IP 44, MAKE: ABBY, CAT NO : XTC-M 22W - SBL | 495 | Light Fittings | LIGHTING FIXTURE | LIGHTING FIXTURE | Recessed | 39111505 | Recessed lighting | Production Completed
TNG - SHO | UNSPSC Classification | SCV | SCV | OK | 2023-04-14 | 2023-04-18 |  | G_56659 | G_39111521-00-01992 | 39111521-00-01992 | LIGHTING FIXTURE, RECESS MOUNTED, 15W LED LAMP, IP 20, MAKE: HYBEC, CAT NO: EB-9574 | 495 | Light Fittings | LIGHTING FIXTURE | LIGHTING FIXTURE | Recessed | 39111505 | Recessed lighting | Production Completed
TNG - SHO | UNSPSC Classification | SCV | SCV | OK | 2023-04-14 | 2023-04-19 |  | G_55294 | G_39111521-00-01020 | 39111521-00-01020 | LIGHTING FIXTURE, RECESS MOUNTED, 15W LED, IP 20, MAKE: ABBY, CAT.NO: I BELLE 15W | 495 | Light Fittings | LIGHTING FIXTURE | LIGHTING FIXTURE |  | 39111505 | Recessed lighting | Production Completed
TNG - SHO | UNSPSC Classification | SCV | SCV | OK | 2023-04-14 | 2023-04-18 |  | G_55554 | G_39111521-00-01277 | 39111521-00-01277 | LIGHTING FIXTURE, RECESS MOUNTED, 22W LED LAMP, IP 20, MAKE : NIRVANA, CAT NO : 1055 | 495 | Light Fittings | LIGHTING FIXTURE | LIGHTING FIXTURE | Recessed | 39111505 | Recessed lighting | Production Completed
TNG - SHO | UNSPSC Classification | SCV | SCV | OK | 2023-04-14 | 2023-04-18 |  | G_56493 | G_39111521-00-01902 | 39111521-00-01902 | LIGHTING FIXTURE, RECESS MOUNTED, 3W LED LAMP, IP 54, MAKE: PRISM, CAT NO: HLO-6753 | 495 | Light Fittings | LIGHTING FIXTURE | LIGHTING FIXTURE | Recessed | 39111505 | Recessed lighting | Production Completed
TNG - SHO | UNSPSC Classification | SCV | SCV | OK | 2023-04-14 | 2023-04-18 |  | G_55761 | G_39111521-00-01390 | 39111521-00-01390 | LIGHTING FIXTURE, RECESS MOUNTED, 3W LED, IP 20, MAKE: HYBEC, CAT.NO: HLO-6803(3W) | 495 | Light Fittings | LIGHTING FIXTURE | LIGHTING FIXTURE | Recessed | 39111505 | Recessed lighting | Production Completed
TNG - SHO | UNSPSC Classification | SCV | SCV | OK | 2023-04-14 | 2023-04-18 |  | G_55469 | G_39111521-00-01019 | 39111521-00-01019 | LIGHTING FIXTURE, RECESS MOUNTED, 5W LED, IP 20, MAKE: ABBY, CAT.NO: I BELLE 5W | 495 | Light Fittings | LIGHTING FIXTURE | LIGHTING FIXTURE | Recessed | 39111505 | Recessed lighting | Production Completed
TNG - SHO | UNSPSC Classification | SCV | SCV | OK | 2023-04-14 | 2023-04-18 |  | G_55470 | G_39111521-00-01021 | 39111521-00-01021 | LIGHTING FIXTURE, RECESS MOUNTED, 8W LED, MAKE: JAQUAR, CAT.NO: NEVE SQUARE - LNVE02S008XC | 495 | Light Fittings | LIGHTING FIXTURE | LIGHTING FIXTURE | Recessed | 39111505 | Recessed lighting | Production Completed
TNG - SHO | UNSPSC Classification | SCV | SCV | OK | 2023-04-14 | 2023-04-18 |  | G_56717 | G_39111521-00-01915 | 39111521-00-01915 | LIGHTING FIXTURE, RECESS MOUNTED, SQUARE TILTABLE DOWN LIGHT,15W LED LAMP, IP 20, MAKE: JAQUAR CAT NO: LETS36S015XW | 495 | Light Fittings | LIGHTING FIXTURE | LIGHTING FIXTURE | Recessed | 39111505 | Recessed lighting | Production Completed
TNG - SHO | UNSPSC Classification | SCV | SCV | OK | 2023-04-14 | 2023-04-18 |  | G_55043 | G_39111521-00-00218 | 39111521-00-00218 | LIGHTING FIXTURE, RECESSED MOUNT, LED, 5 W, MAKE : ABBA, CAT NO : ALF-1052 | 495 | Light Fittings | LIGHTING FIXTURE | LIGHTING FIXTURE | Recessed | 39111505 | Recessed lighting | Production Completed
TNG - SHO | UNSPSC Classification | SCV | SCV | OK | 2023-04-14 | 2023-04-18 |  | G_55093 | G_39111521-00-00191 | 39111521-00-00191 | LIGHTING FIXTURE, RECESSED MOUNTED CEILING LIGHT, LED, COB 10 W, IP 20, CAT NO: ALF 1026, MAKE: KAPOOR LAMPS | 495 | Light Fittings | LIGHTING FIXTURE | LIGHTING FIXTURE | Recessed | 39111505 | Recessed lighting | Production Completed
TNG - SHO | UNSPSC Classification | SCV | SCV | OK | 2023-04-14 | 2023-04-18 |  | G_56505 | G_39111521-00-01690 | 39111521-00-01690 | LIGHTING FIXTURE, SPOT LIGHT, RECESS MOUNTED, 1 X 15W COB LED, IP 20, CAT NO: CS- 337-1 X 15W, MAKE: PRISM | 495 | Light Fittings | LIGHTING FIXTURE | LIGHTING FIXTURE | Recessed | 39111505 | Recessed lighting | Production Completed
TNG - SHO | UNSPSC Classification | SCV | SCV | OK | 2023-04-14 | 2023-04-18 |  | G_56311 | G_39111521-00-01691 | 39111521-00-01691 | LIGHTING FIXTURE, SPOT LIGHT, RECESS MOUNTED, 2 X 15W COB LED, IP 20, CAT NO: CS- 337-2 X 15W, MAKE: PRISM | 495 | Light Fittings | LIGHTING FIXTURE | LIGHTING FIXTURE | Recessed | 39111505 | Recessed lighting | Production Completed
TNG - SHO | UNSPSC Classification | SCV | SCV | OK | 2023-04-14 | 2023-04-18 |  | G_55807 | G_39111521-00-01137 | 39111521-00-01137 | LIGHTING FIXTURE, SPOT, CEILING, RECESS MOUNTED, 2W LED LAMP, IP 20, MAKE: JAQUAR, CAT NO: ESPOT-LSPT06R002XW | 495 | Light Fittings | LIGHTING FIXTURE | LIGHTING FIXTURE | Recessed | 39111505 | Recessed lighting | Production Completed
TNG - SHO | UNSPSC Classification | SCV | SCV | OK | 2023-04-14 | 2023-04-18 |  | G_55035 | G_39111515-00-00019 | 39111515-00-00019 | LIGHTING FIXTURE, SURFACE MOUNTED, DOWN LIGHT WITH BALLAST, 66 W, MAKE : KAPOOR LAMPS, MODEL : LK-MX-002 SPL | 495 | Light Fittings | LIGHTING FIXTURE | LIGHTING FIXTURE | Downlighting | 39111515 | Downlighting fixtures | Production Completed
TNG - SHO | UNSPSC Classification | SCV | SCV | OK | 2023-04-14 | 2023-04-18 |  | G_55071 | G_39111521-00-00217 | 39111521-00-00217 | LIGHTING FIXTURE, SURFACE MOUNTED, LED, 2 X 30 W, MAKE : ABBY, MODEL NO : ARENA FLOOD LIGHT 2 X 30 | 495 | Light Fittings | LIGHTING FIXTURE | LIGHTING FIXTURE | FLOOD | 39111611 | Flood light | Production Completed
TNG - SHO | UNSPSC Classification | SCV | SCV | OK | 2023-04-14 | 2023-04-19 |  | G_56438 | G_39111521-00-01869 | 39111521-00-01869 | LIGHTING FIXTURE, TABLE LAMP, BEIGE GREEN, MAKE: JAINSON EMPORIO, MODEL NO: CHESTER | 495 | Light Fittings | LIGHTING FIXTURE | LIGHTING FIXTURE | TABLE LAMP | 39111510 | Table lamp fixture | Production Completed
TNG - SHO | UNSPSC Classification | SCV | SCV | OK | 2023-04-14 | 2023-04-19 |  | G_56550 | G_39111521-00-02221 | 39111521-00-02221 | LIGHTING FIXTURE, TABLE LAMP, 14W, MAKE: ANODE, CODE: PRM 123 | 495 | Light Fittings | LIGHTING FIXTURE | LIGHTING FIXTURE | TABLE LAMP | 39111510 | Table lamp fixture | Production Completed
TNG - SHO | UNSPSC Classification | SCV | SCV | OK | 2023-04-14 | 2023-04-19 |  | G_55550 | G_39111521-00-01078 | 39111521-00-01078 | LIGHTING FIXTURE, TABLE LAMP, ALUM+ACRYLIC CH, MODEL: 133A002530*10*3015W, CT133013-D300/15W/ | 495 | Light Fittings | LIGHTING FIXTURE | LIGHTING FIXTURE | TABLE LAMP | 39111510 | Table lamp fixture | Production Completed
TNG - SHO | UNSPSC Classification | SCV | SCV | OK | 2023-04-14 | 2023-04-19 |  | G_56456 | G_39111521-00-01867 | 39111521-00-01867 | LIGHTING FIXTURE, TABLE LAMP, BLACK & GOLD, MAKE: JAINSON EMPORIO, MODEL NO: MARCELLE | 495 | Light Fittings | LIGHTING FIXTURE | LIGHTING FIXTURE | TABLE LAMP | 39111510 | Table lamp fixture | Production Completed
TNG - SHO | UNSPSC Classification | SCV | SCV | OK | 2023-04-14 | 2023-04-19 |  | G_56570 | G_39111521-00-02046 | 39111521-00-02046 | LIGHTING FIXTURE, TABLE LAMP, DIM: 634MM HEIGHT, MAKE: KAPOOR LAMPS, CAT NO: IDN-SC-04 | 495 | Light Fittings | LIGHTING FIXTURE | LIGHTING FIXTURE | TABLE LAMP | 39111510 | Table lamp fixture | Production Completed
TNG - SHO | UNSPSC Classification | SCV | SCV | OK | 2023-04-14 | 2023-04-19 |  | G_55916 | G_39111521-00-01148 | 39111521-00-01148 | LIGHTING FIXTURE, TABLE LAMP, E14X3 BASE, ITEM NO: 6209 | 495 | Light Fittings | LIGHTING FIXTURE | LIGHTING FIXTURE | TABLE LAMP | 39111510 | Table lamp fixture | Production Completed
TNG - SHO | UNSPSC Classification | SCV | SCV | OK | 2023-04-14 | 2023-04-19 |  | G_55577 | G_39111521-00-01152 | 39111521-00-01152 | LIGHTING FIXTURE, TABLE LAMP, E27 BASE, ITEM NO: 6207 | 495 | Light Fittings | LIGHTING FIXTURE | LIGHTING FIXTURE | TABLE LAMP | 39111510 | Table lamp fixture | Production Completed
TNG - SHO | UNSPSC Classification | SCV | SCV | OK | 2023-04-14 | 2023-04-19 |  | G_56408 | G_39111521-00-01866 | 39111521-00-01866 | LIGHTING FIXTURE, TABLE LAMP, GOLD WHITE, MAKE: JAINSON EMPORIO, MODEL NO: RILEY | 495 | Light Fittings | LIGHTING FIXTURE | LIGHTING FIXTURE | TABLE LAMP | 39111510 | Table lamp fixture | Production Completed
TNG - SHO | UNSPSC Classification | SCV | SCV | OK | 2023-04-14 | 2023-04-19 |  | G_56212 | G_39111521-00-01602 | 39111521-00-01602 | LIGHTING FIXTURE, TABLE LAMP, K24 GOLD FINISH, SIZE: D450MM X H780MM, MAKE: KAPOOR LAMPS, CAT NO: DMD2019716 | 495 | Light Fittings | LIGHTING FIXTURE | LIGHTING FIXTURE | TABLE LAMP | 39111510 | Table lamp fixture | Production Completed
TNG - SHO | UNSPSC Classification | SCV | SCV | OK | 2023-04-14 | 2023-04-19 |  | G_55574 | G_39111521-00-01210 | 39111521-00-01210 | LIGHTING FIXTURE, TABLE LAMP, LOST IN THE BREEZE, IP20, MAKE: WHITE TEAK, CAT NO: SKU:TL13-10009 | 495 | Light Fittings | LIGHTING FIXTURE | LIGHTING FIXTURE | TABLE LAMP | 39111510 | Table lamp fixture | Production Completed
TNG - SHO | UNSPSC Classification | SCV | SCV | OK | 2023-04-14 | 2023-04-19 |  | G_56006 | G_39111521-00-01497 | 39111521-00-01497 | LIGHTING FIXTURE, TABLE LAMP, MAKE: JAINSONS EMPORIO, MODEL: ADEN | 495 | Light Fittings | LIGHTING FIXTURE | LIGHTING FIXTURE | TABLE LAMP | 39111510 | Table lamp fixture | Production Completed
TNG - SHO | UNSPSC Classification | SCV | SCV | OK | 2023-04-14 | 2023-04-19 |  | G_56005 | G_39111521-00-01490 | 39111521-00-01490 | LIGHTING FIXTURE, TABLE LAMP, MAKE: JAINSONS EMPORIO, MODEL: ARCADIA | 495 | Light Fittings | LIGHTING FIXTURE | LIGHTING FIXTURE | TABLE LAMP | 39111510 | Table lamp fixture | Production Completed
TNG - SHO | UNSPSC Classification | SCV | SCV | OK | 2023-04-14 | 2023-04-19 |  | G_56097 | G_39111521-00-01496 | 39111521-00-01496 | LIGHTING FIXTURE, TABLE LAMP, MAKE: URBAN LADDER, MODEL: ROSSETTI TABLE LAMP | 495 | Light Fittings | LIGHTING FIXTURE | LIGHTING FIXTURE | TABLE LAMP | 39111510 | Table lamp fixture | Production Completed
TNG - SHO | UNSPSC Classification | SCV | SCV | OK | 2023-04-14 | 2023-04-19 |  | G_56098 | G_39111521-00-01492 | 39111521-00-01492 | LIGHTING FIXTURE, TABLE LAMP, MAKE: WHITE TEAK, MODEL NO: STANDSTILL | 495 | Light Fittings | LIGHTING FIXTURE | LIGHTING FIXTURE | TABLE LAMP | 39111510 | Table lamp fixture | Production Completed
TNG - SHO | UNSPSC Classification | SCV | SCV | OK | 2023-04-14 | 2023-04-19 |  | G_56502 | G_39111521-00-01700 | 39111521-00-01700 | LIGHTING FIXTURE, TABLE LAMP, MODEL NO : HL83701/1T, MAKE: HELEN LIGHTING | 495 | Light Fittings | LIGHTING FIXTURE | LIGHTING FIXTURE | TABLE LAMP | 39111510 | Table lamp fixture | Production Completed
TNG - SHO | UNSPSC Classification | SCV | SCV | OK | 2023-04-14 | 2023-04-19 |  | G_56312 | G_39111521-00-01705 | 39111521-00-01705 | LIGHTING FIXTURE, TABLE LAMP, MODEL NO : HL83701/1T, MAKE:HELEN LIGHTING | 495 | Light Fittings | LIGHTING FIXTURE | LIGHTING FIXTURE | TABLE LAMP | 39111510 | Table lamp fixture | Production Completed
TNG - SHO | UNSPSC Classification | SCV | SCV | OK | 2023-04-14 | 2023-04-19 |  | G_56501 | G_39111521-00-01699 | 39111521-00-01699 | LIGHTING FIXTURE, TABLE LAMP, MODEL NO : HL90023/1T, MAKE: HELEN LIGHTING | 495 | Light Fittings | LIGHTING FIXTURE | LIGHTING FIXTURE | TABLE LAMP | 39111510 | Table lamp fixture | Production Completed
TNG - SHO | UNSPSC Classification | SCV | SCV | OK | 2023-04-14 | 2023-04-19 |  | G_56518 | G_39111521-00-01703 | 39111521-00-01703 | LIGHTING FIXTURE, TABLE LAMP, MODEL NO : HL90023/1T, MAKE:HELEN LIGHTING | 495 | Light Fittings | LIGHTING FIXTURE | LIGHTING FIXTURE | TABLE LAMP | 39111510 | Table lamp fixture | Production Completed
TNG - SHO | UNSPSC Classification | SCV | SCV | OK | 2023-04-14 | 2023-04-19 |  | G_56010 | G_39111521-00-01493 | 39111521-00-01493 | LIGHTING FIXTURE, TABLE LAMP, RITA, MAKE: MARIONI, CAT NO: 01524 | 495 | Light Fittings | LIGHTING FIXTURE | LIGHTING FIXTURE | TABLE LAMP | 39111510 | Table lamp fixture | Production Completed
TNG - SHO | UNSPSC Classification | SCV | SCV | OK | 2023-04-14 | 2023-04-19 |  | G_56689 | G_39111521-00-02007 | 39111521-00-02007 | LIGHTING FIXTURE, TABLE LAMP, SHADE DIA 18", SHADE HEIGHT 9", BASE WIDTH 7", HEIGHT 20", CLEAR GLASS, MAKE: AURA | 495 | Light Fittings | LIGHTING FIXTURE | LIGHTING FIXTURE | TABLE LAMP | 39111510 | Table lamp fixture | Production Completed
TNG - SHO | UNSPSC Classification | SCV | SCV | OK | 2023-04-14 | 2023-04-19 |  | G_56205 | G_39111521-00-01610 | 39111521-00-01610 | LIGHTING FIXTURE, TABLE LAMP, SIZE: D360MMXH550MM, GREY SHADE, MAKE: KAPOOR LAMPS, CAT NO: DMD2019714 | 495 | Light Fittings | LIGHTING FIXTURE | LIGHTING FIXTURE | TABLE LAMP | 39111510 | Table lamp fixture | Production Completed
TNG - SHO | UNSPSC Classification | SCV | SCV | OK | 2023-04-14 | 2023-04-19 |  | G_56453 | G_39111521-00-01696 | 39111521-00-01696 | LIGHTING FIXTURE, TABLE LAMP, SIZE: D360MMXH550MM, MAKE: KAPOOR LAMPS, CAT NO: DMD2019714A | 495 | Light Fittings | LIGHTING FIXTURE | LIGHTING FIXTURE | TABLE LAMP | 39111510 | Table lamp fixture | Production Completed
TNG - SHO | UNSPSC Classification | SCV | SCV | OK | 2023-04-14 | 2023-04-19 |  | G_55951 | G_39111521-00-01149 | 39111521-00-01149 | LIGHTING FIXTURE, TABLE LAMP, STONEWARE, LINEN SHADE, E14X3 BASE, ITEM NO: DA6750 | 495 | Light Fittings | LIGHTING FIXTURE | LIGHTING FIXTURE | TABLE LAMP | 39111510 | Table lamp fixture | Production Completed
TNG - SHO | UNSPSC Classification | SCV | SCV | OK | 2023-04-14 | 2023-04-19 |  | G_55906 | G_39111521-00-01206 | 39111521-00-01206 | LIGHTING FIXTURE, TABLE LAMP, THE CUP OF LIGHT, IP20, MAKE: WHITE TEAK, CAT NO: SKU:TL9-10002 | 495 | Light Fittings | LIGHTING FIXTURE | LIGHTING FIXTURE | TABLE LAMP | 39111510 | Table lamp fixture | Production Completed
TNG - SHO | UNSPSC Classification | SCV | SCV | OK | 2023-04-14 | 2023-04-18 |  | G_56995 | G_39111521-00-02129 | 39111521-00-02129 | LIGHTING FIXTURE, WALL LIGHT, CYLINDRICAL TYPE, UP DOWN LIGHT, 2 X 10 W, MAKE: PRISM | 495 | Light Fittings | LIGHTING FIXTURE | LIGHTING FIXTURE | WALL | 39111503 | Wall fixture | Production Completed
TNG - SHO | UNSPSC Classification | SCV | SCV | OK | 2023-04-14 | 2023-04-19 |  | G_55236 | G_39111521-00-00497 | 39111521-00-00497 | LIGHTING FIXTURE, WALL LIGHT, SUITABLE WITH 1XE-14 6W LED - WARM WHITE, MAKE : KAPOOR LAMP, CAT NO : KLS 82744 | 495 | Light Fittings | LIGHTING FIXTURE | LIGHTING FIXTURE |  | 39111503 | Wall fixture | Production Completed
TNG - SHO | UNSPSC Classification | SCV | SCV | OK | 2023-04-14 | 2023-04-18 |  | G_55405 | G_39111521-00-01051 | 39111521-00-01051 | LIGHTING FIXTURE, WALL MOUNTED DOWN LIGHT, 6W LED, IP 54, MAKE: HYBEC, CAT NO: HLO-5377 | 495 | Light Fittings | LIGHTING FIXTURE | LIGHTING FIXTURE |  | 39111503 | Wall fixture | Production Completed
TNG - SHO | UNSPSC Classification | SCV | SCV | OK | 2023-04-14 | 2023-04-18 |  | G_55509 | G_39111521-00-01023 | 39111521-00-01023 | LIGHTING FIXTURE, WALL MOUNTED PICTURE LIGHT, 9W LED, IP 20, MAKE: PRISM, CAT.NO: PICTURE LIGHT-322/9W | 495 | Light Fittings | LIGHTING FIXTURE | LIGHTING FIXTURE |  | 39111503 | Wall fixture | Production Completed
TNG - SHO | UNSPSC Classification | SCV | SCV | OK | 2023-04-14 | 2023-04-18 |  | G_55150 | G_39111521-00-00235 | 39111521-00-00235 | LIGHTING FIXTURE, WALL MOUNTED, 12 W CFL + 1 W LED, MAKE : KAPOOR LAMPS, MODEL: KEK 10637 | 495 | Light Fittings | LIGHTING FIXTURE | LIGHTING FIXTURE |  | 39111503 | Wall fixture | Production Completed
TNG - SHO | UNSPSC Classification | SCV | SCV | OK | 2023-04-14 | 2023-04-19 |  | G_55230 | G_39111521-00-00505 | 39111521-00-00505 | LIGHTING FIXTURE, WALL MOUNTED, 4 X 1W LED, IP 54, CAT.NO: LWL-973, MAKE : KAPOOR LAMPS | 495 | Light Fittings | LIGHTING FIXTURE | LIGHTING FIXTURE |  | 39111503 | Wall fixture | Production Completed
TNG - SHO | UNSPSC Classification | SCV | SCV | OK | 2023-04-14 | 2023-04-18 |  | G_55062 | G_39111521-00-00300 | 39111521-00-00300 | LIGHTING FIXTURE, WALL MOUNTING, LED,12W, MAKE : LUMINAC, CAT NO : LF-LL-517 | 495 | Light Fittings | LIGHTING FIXTURE | LIGHTING FIXTURE |  | 39111503 | Wall fixture | Production Completed
TNG - SHO | UNSPSC Classification | SCV | SCV | OK | 2023-04-14 | 2023-04-18 |  | G_55091 | G_39111605-00-00024 | 39111605-00-00024 | LIGHTING FIXTURE, WALL WASHER TYPE, HIGH POWER LED, 36 W, 2700 K, IP 65 PROTECTION, MAKE : RASHMI LIGHTING, CAT NO : RAS-I-HL-B03811 | 495 | Light Fittings | LIGHTING FIXTURE | LIGHTING FIXTURE |  | 39111503 | Wall fixture | Production Completed
TNG - SHO | UNSPSC Classification | SCV | SCV | OK | 2023-04-14 | 2023-04-18 |  | G_55047 | G_39111524-00-00096 | 39111524-00-00096 | LIGHTING FIXTURE, WALL WASHER, RECESS MOUNTED, 30W LED, MAKE: FOCUS LIGHTING, CAT NO: PL/NVM/RS LED 02 30W | 495 | Light Fittings | LIGHTING FIXTURE | LIGHTING FIXTURE |  | 39111503 | Wall fixture | Production Completed
TNG - SHO | UNSPSC Classification | SCV | SCV | OK | 2023-04-14 | 2023-04-18 |  | G_55061 | G_39111521-00-00298 | 39111521-00-00298 | LIGHTING FIXTURE, WALL, LED, 5W, MAKE : LUMINAC, CAT NO : LF-LL-347 | 495 | Light Fittings | LIGHTING FIXTURE | LIGHTING FIXTURE |  | 39111503 | Wall fixture | Production Completed
TNG - SHO | UNSPSC Classification | SCV | SCV | OK | 2023-04-14 | 2023-04-18 |  | G_52057 | G_40161504-11-00139 | 40161504-11-00139 | OIL FILTER, 3-3/4" OD X 3-13/16" HT, 28 MICRON, 3/4"-16 THREAD SIZE, ANTI DRAIN, FOR ENGINE, 6675517 | 2645 | BOBCAT S130 SKID STEER LOADER | OIL FILTER | FILTER | OIL | 40161504 | Oil filters | Production Completed
TNG - SHO | UNSPSC Classification | SCV | SCV | OK | 2023-04-14 | 2023-04-18 |  | G_57690 | G_40171708-00-00017 | 40171708-00-00017 | PIPE ADAPTER, 160 MM DIA, MALE THREADED, 6 KGF/SQCM | 339 | PVC F.T.A | PIPE ADAPTER | PIPE ADAPTER |  | 40171700 | Pipe adapters | Production Completed
TNG - SHO | UNSPSC Classification | SCV | SCV | OK | 2023-04-14 | 2023-04-18 |  | G_57693 | G_40171708-00-00030 | 40171708-00-00030 | PIPE ADAPTER, D20X15MM, BRASS, FEMALE THREADED, CODE NO : 761069676 | 339 | PVC F.T.A | PIPE ADAPTER | PIPE ADAPTER |  | 40171701 | Brass pipe adapter | Production Completed
TNG - SHO | UNSPSC Classification | SCV | SCV | OK | 2023-04-14 | 2023-04-18 |  | G_57695 | G_40171708-00-00050 | 40171708-00-00050 | PIPE ADAPTER, D20X20MM, BRASS, FEMALE THREADED, CODE NO : 761069704 | 339 | PVC F.T.A | PIPE ADAPTER | PIPE ADAPTER |  | 40171701 | Brass pipe adapter | Production Completed
TNG - SHO | UNSPSC Classification | SCV | SCV | OK | 2023-04-14 | 2023-04-18 |  | G_57697 | G_40171708-00-00051 | 40171708-00-00051 | PIPE ADAPTER, D25X25MM, BRASS, FEMALE THREADED, CODE NO : 761069705 | 339 | PVC F.T.A | PIPE ADAPTER | PIPE ADAPTER |  | 40171701 | Brass pipe adapter | Production Completed
TNG - SHO | UNSPSC Classification | SCV | SCV | OK | 2023-04-14 | 2023-04-18 |  | G_57691 | G_40171708-00-00026 | 40171708-00-00026 | PIPE ADAPTER, PVC, 20MM X 15MM, FEMALE THD, PN-10, PASTED TYPE, IS 7834 | 339 | PVC F.T.A | PIPE ADAPTER | PIPE ADAPTER |  | 40171708 | PVC plastic pipe adapter | Production Completed
TNG - SHO | UNSPSC Classification | SCV | SCV | OK | 2023-04-14 | 2023-04-18 |  | G_57694 | G_40171708-00-00038 | 40171708-00-00038 | PIPE ADAPTER, PVC, 40 MM DIA, FEMALE THREADED, 10KGF/CM2, (AGRI) PASTED TYPE, MAKE : ASTRAL | 339 | PVC F.T.A | PIPE ADAPTER | PIPE ADAPTER |  | 40171708 | PVC plastic pipe adapter | Production Completed
TNG - SHO | UNSPSC Classification | SCV | SCV | OK | 2023-04-14 | 2023-04-18 |  | G_57692 | G_40171708-00-00024 | 40171708-00-00024 | PIPE ADAPTER, PVC, 40 MM, MALE THD, 6KGF/CM2, (AGRI) PASTED TYPE, IS 7834 | 339 | PVC F.T.A | PIPE ADAPTER | PIPE ADAPTER |  | 40171708 | PVC plastic pipe adapter | Production Completed
TNG - SHO | UNSPSC Classification | SCV | SCV | OK | 2023-04-14 | 2023-04-18 |  | G_54508 | G_40172800-00-00057 | 40172800-00-00057 | PIPE ELBOW, 1 1/4"GI ELBOW | 241 | G.I. Elbow | PIPE ELBOW | ELBOW | PIPE | 40172814 | Galvanized iron pipe elbow | Production Completed
TNG - SHO | UNSPSC Classification | SCV | SCV | OK | 2023-04-14 | 2023-04-18 |  | G_57584 | G_40172807-00-00039 | 40172807-00-00039 | PIPE ELBOW, 16 MM LATERAL ELBOW, MAKE: RAINBIRD | 755 | MS Pipe | PIPE ELBOW | ELBOW | PIPE | 40172807 | Stainless steel pipe elbow | Production Completed
TNG - SHO | UNSPSC Classification | SCV | SCV | OK | 2023-04-14 | 2023-04-18 |  | G_53954 | G_40172800-00-00070 | 40172800-00-00070 | PIPE ELBOW, 17MM-SH 17MM, PVC | 3008 | Consumables B - Nos | PIPE ELBOW | ELBOW | PIPE | 40172808 | PVC plastic pipe elbow | Production Completed
TNG - SHO | UNSPSC Classification | SCV | SCV | OK | 2023-04-14 | 2023-04-18 |  | G_57509 | G_40172807-11-00004 | 40172807-11-00004 | PIPE ELBOW, 304 STAINLESS STEEL, 25 MM, SCH 10 | 755 | MS Pipe | PIPE ELBOW | ELBOW | PIPE | 40172807 | Stainless steel pipe elbow | Production Completed
TNG - SHO | UNSPSC Classification | SCV | SCV | OK | 2023-04-14 | 2023-04-18 |  | G_57510 | G_40172807-11-00005 | 40172807-11-00005 | PIPE ELBOW, 304 STAINLESS STEEL, 50 MM, SCH 10 | 755 | MS Pipe | PIPE ELBOW | ELBOW | PIPE | 40172807 | Stainless steel pipe elbow | Production Completed
TNG - SHO | UNSPSC Classification | SCV | SCV | OK | 2023-04-14 | 2023-04-18 |  | G_57520 | G_40172807-11-00011 | 40172807-11-00011 | PIPE ELBOW, 304 STAINLESS STEEL, 65 MM, SCH 40 | 755 | MS Pipe | PIPE ELBOW | ELBOW | PIPE | 40172807 | Stainless steel pipe elbow | Production Completed
TNG - SHO | UNSPSC Classification | SCV | SCV | OK | 2023-04-14 | 2023-04-18 |  | G_54509 | G_40172800-00-00064 | 40172800-00-00064 | PIPE ELBOW, 42MM DIA, STAINLESS STEEL, SS 316, ARTICLE NO:435684, MAKE:VIEGA | 241 | G.I. Elbow | PIPE ELBOW | ELBOW | PIPE | 40172807 | Stainless steel pipe elbow | Production Completed
TNG - SHO | UNSPSC Classification | SCV | SCV | OK | 2023-04-14 | 2023-04-18 |  | G_54503 | G_40172800-00-00036 | 40172800-00-00036 | PIPE ELBOW, 45 DEGREE, GALVANIZED IRON,100 MM, IS CODE 1239 PI & II | 241 | G.I. Elbow | PIPE ELBOW | ELBOW | PIPE | 40172814 | Galvanized iron pipe elbow | Production Completed
TNG - SHO | UNSPSC Classification | SCV | SCV | OK | 2023-04-14 | 2023-04-18 |  | G_54502 | G_40172800-00-00037 | 40172800-00-00037 | PIPE ELBOW, 45 DEGREE, GALVANIZED IRON,50 MM,IS CODE 1239 PI & II | 241 | G.I. Elbow | PIPE ELBOW | ELBOW | PIPE | 40172814 | Galvanized iron pipe elbow | Production Completed
TNG - SHO | UNSPSC Classification | SCV | SCV | OK | 2023-04-14 | 2023-04-18 |  | G_54498 | G_40172800-00-00038 | 40172800-00-00038 | PIPE ELBOW, 45 DEGREE, GALVANIZED IRON,65 MM,IS CODE 1239 PI & II | 241 | G.I. Elbow | PIPE ELBOW | ELBOW | PIPE | 40172814 | Galvanized iron pipe elbow | Production Completed
TNG - SHO | UNSPSC Classification | SCV | SCV | OK | 2023-04-14 | 2023-04-18 |  | G_54499 | G_40172800-00-00039 | 40172800-00-00039 | PIPE ELBOW, 45 DEGREE, GALVANIZED IRON,80 MM,IS CODE 1239 PI & II | 241 | G.I. Elbow | PIPE ELBOW | ELBOW | PIPE | 40172814 | Galvanized iron pipe elbow | Production Completed
TNG - SHO | UNSPSC Classification | SCV | SCV | OK | 2023-04-14 | 2023-04-18 |  | G_54497 | G_40172800-00-00052 | 40172800-00-00052 | PIPE ELBOW, EQUAL,GALVANIZED IRON,25MM(W)X25MM(T) | 241 | G.I. Elbow | PIPE ELBOW | ELBOW | PIPE | 40172814 | Galvanized iron pipe elbow | Production Completed
TNG - SHO | UNSPSC Classification | SCV | SCV | OK | 2023-04-14 | 2023-04-18 |  | G_54483 | G_40172800-11-00119 | 40172800-11-00119 | PIPE ELBOW, GALVANIZED IRON, EQUAL, 100 MM | 241 | G.I. Elbow | PIPE ELBOW | ELBOW | PIPE | 40172814 | Galvanized iron pipe elbow | Production Completed
TNG - SHO | UNSPSC Classification | SCV | SCV | OK | 2023-04-14 | 2023-04-18 |  | G_54501 | G_40172800-00-00047 | 40172800-00-00047 | PIPE ELBOW, GALVANIZED IRON, EQUAL, 100 MM, BUTT WELDED TYPE | 241 | G.I. Elbow | PIPE ELBOW | ELBOW | PIPE | 40172814 | Galvanized iron pipe elbow | Production Completed
TNG - SHO | UNSPSC Classification | SCV | SCV | OK | 2023-04-14 | 2023-04-18 |  | G_54481 | G_40172800-11-00089 | 40172800-11-00089 | PIPE ELBOW, GALVANIZED IRON, EQUAL, 15 MM | 241 | G.I. Elbow | PIPE ELBOW | ELBOW | PIPE | 40172814 | Galvanized iron pipe elbow | Production Completed
TNG - SHO | UNSPSC Classification | SCV | SCV | OK | 2023-04-14 | 2023-04-18 |  | G_54492 | G_40172800-00-00015 | 40172800-00-00015 | PIPE ELBOW, GALVANIZED IRON, EQUAL, 150 MM | 241 | G.I. Elbow | PIPE ELBOW | ELBOW | PIPE | 40172814 | Galvanized iron pipe elbow | Production Completed
TNG - SHO | UNSPSC Classification | SCV | SCV | OK | 2023-04-14 | 2023-04-18 |  | G_54494 | G_40172800-00-00043 | 40172800-00-00043 | PIPE ELBOW, GALVANIZED IRON, EQUAL, 150 MM, BUTT WELDED TYPE | 241 | G.I. Elbow | PIPE ELBOW | ELBOW | PIPE | 40172814 | Galvanized iron pipe elbow | Production Completed
TNG - SHO | UNSPSC Classification | SCV | SCV | OK | 2023-04-14 | 2023-04-18 |  | G_54482 | G_40172800-11-00090 | 40172800-11-00090 | PIPE ELBOW, GALVANIZED IRON, EQUAL, 20 MM | 241 | G.I. Elbow | PIPE ELBOW | ELBOW | PIPE | 40172814 | Galvanized iron pipe elbow | Production Completed
TNG - SHO | UNSPSC Classification | SCV | SCV | OK | 2023-04-14 | 2023-04-18 |  | G_54506 | G_40172800-00-00045 | 40172800-00-00045 | PIPE ELBOW, GALVANIZED IRON, EQUAL, 25 MM, SOCKET WELDED TYPE | 241 | G.I. Elbow | PIPE ELBOW | ELBOW | PIPE | 40172814 | Galvanized iron pipe elbow | Production Completed
TNG - SHO | UNSPSC Classification | SCV | SCV | OK | 2023-04-14 | 2023-04-18 |  | G_54484 | G_40172800-11-00116 | 40172800-11-00116 | PIPE ELBOW, GALVANIZED IRON, EQUAL, 32 MM | 241 | G.I. Elbow | PIPE ELBOW | ELBOW | PIPE | 40172814 | Galvanized iron pipe elbow | Production Completed
TNG - SHO | UNSPSC Classification | SCV | SCV | OK | 2023-04-14 | 2023-04-18 |  | G_54504 | G_40172800-00-00040 | 40172800-00-00040 | PIPE ELBOW, GALVANIZED IRON, EQUAL, 32 MM, SOCKET WELDED TYPE | 241 | G.I. Elbow | PIPE ELBOW | ELBOW | PIPE | 40172814 | Galvanized iron pipe elbow | Production Completed
TNG - SHO | UNSPSC Classification | SCV | SCV | OK | 2023-04-14 | 2023-04-18 |  | G_54507 | G_40172800-00-00046 | 40172800-00-00046 | PIPE ELBOW, GALVANIZED IRON, EQUAL, 40 MM, SOCKET WELDED TYPE | 241 | G.I. Elbow | PIPE ELBOW | ELBOW | PIPE | 40172814 | Galvanized iron pipe elbow | Production Completed
TNG - SHO | UNSPSC Classification | SCV | SCV | OK | 2023-04-14 | 2023-04-18 |  | G_54487 | G_40172800-11-00161 | 40172800-11-00161 | PIPE ELBOW, GALVANIZED IRON, EQUAL, 50 MM | 241 | G.I. Elbow | PIPE ELBOW | ELBOW | PIPE | 40172814 | Galvanized iron pipe elbow | Production Completed
TNG - SHO | UNSPSC Classification | SCV | SCV | OK | 2023-04-14 | 2023-04-18 |  | G_54505 | G_40172800-00-00041 | 40172800-00-00041 | PIPE ELBOW, GALVANIZED IRON, EQUAL, 50 MM, SOCKET WELDED TYPE | 241 | G.I. Elbow | PIPE ELBOW | ELBOW | PIPE | 40172814 | Galvanized iron pipe elbow | Production Completed
TNG - SHO | UNSPSC Classification | SCV | SCV | OK | 2023-04-14 | 2023-04-18 |  | G_54486 | G_40172800-11-00155 | 40172800-11-00155 | PIPE ELBOW, GALVANIZED IRON, EQUAL, 65 MM | 241 | G.I. Elbow | PIPE ELBOW | ELBOW | PIPE | 40172814 | Galvanized iron pipe elbow | Production Completed
TNG - SHO | UNSPSC Classification | SCV | SCV | OK | 2023-04-14 | 2023-04-18 |  | G_54495 | G_40172800-00-00044 | 40172800-00-00044 | PIPE ELBOW, GALVANIZED IRON, EQUAL, 65 MM, BUTT WELDED TYPE | 241 | G.I. Elbow | PIPE ELBOW | ELBOW | PIPE | 40172814 | Galvanized iron pipe elbow | Production Completed
TNG - SHO | UNSPSC Classification | SCV | SCV | OK | 2023-04-14 | 2023-04-18 |  | G_54485 | G_40172800-11-00137 | 40172800-11-00137 | PIPE ELBOW, GALVANIZED IRON, EQUAL, 80 MM | 241 | G.I. Elbow | PIPE ELBOW | ELBOW | PIPE | 40172814 | Galvanized iron pipe elbow | Production Completed
TNG - SHO | UNSPSC Classification | SCV | SCV | OK | 2023-04-14 | 2023-04-18 |  | G_54496 | G_40172800-00-00042 | 40172800-00-00042 | PIPE ELBOW, GALVANIZED IRON, EQUAL, 80 MM, BUTT WELDED TYPE | 241 | G.I. Elbow | PIPE ELBOW | ELBOW | PIPE | 40172814 | Galvanized iron pipe elbow | Production Completed
TNG - SHO | UNSPSC Classification | SCV | SCV | OK | 2023-04-14 | 2023-04-18 |  | G_54489 | G_40172802-00-00002 | 40172802-00-00002 | PIPE ELBOW, GALVANIZED IRON, REDUCING, 150 MM X 65 MM DIA | 241 | G.I. Elbow | PIPE ELBOW | ELBOW | PIPE | 40172814 | Galvanized iron pipe elbow | Production Completed
TNG - SHO | UNSPSC Classification | SCV | SCV | OK | 2023-04-14 | 2023-04-18 |  | G_54488 | G_40172802-00-00001 | 40172802-00-00001 | PIPE ELBOW, GALVANIZED IRON, REDUCING, 200 MM X 150 MM DIA | 241 | G.I. Elbow | PIPE ELBOW | ELBOW | PIPE | 40172814 | Galvanized iron pipe elbow | Production Completed
TNG - SHO | UNSPSC Classification | SCV | SCV | OK | 2023-04-14 | 2023-04-18 |  | G_54491 | G_40172800-00-00014 | 40172800-00-00014 | PIPE ELBOW, GALVANIZED IRON,EQUAL,25 MM | 241 | G.I. Elbow | PIPE ELBOW | ELBOW | PIPE | 40172814 | Galvanized iron pipe elbow | Production Completed
TNG - SHO | UNSPSC Classification | SCV | SCV | OK | 2023-04-14 | 2023-04-18 |  | G_54493 | G_40172800-00-00022 | 40172800-00-00022 | PIPE ELBOW, GALVANIZED IRON,EQUAL,40 MM | 241 | G.I. Elbow | PIPE ELBOW | ELBOW | PIPE | 40172814 | Galvanized iron pipe elbow | Production Completed
TNG - SHO | UNSPSC Classification | SCV | SCV | OK | 2023-04-14 | 2023-04-18 |  | G_52995 | G_40172800-11-00074 | 40172800-11-00074 | PIPE ELBOW, MILD STEEL, EQUAL, 25 MM | 3008 | Consumables B - Nos | PIPE ELBOW | ELBOW | PIPE | 40172807 | Stainless steel pipe elbow | Production Completed
TNG - SHO | UNSPSC Classification | SCV | SCV | OK | 2023-04-14 | 2023-04-18 |  | G_53364 | G_40172800-00-00026 | 40172800-00-00026 | PIPE ELBOW, PVC, 20 MM | 3008 | Consumables B - Nos | PIPE ELBOW | ELBOW | PIPE | 40172808 | PVC plastic pipe elbow | Production Completed
TNG - SHO | UNSPSC Classification | SCV | SCV | OK | 2023-04-14 | 2023-04-18 |  | G_53362 | G_40172800-00-00027 | 40172800-00-00027 | PIPE ELBOW, PVC, 25 MM | 3008 | Consumables B - Nos | PIPE ELBOW | ELBOW | PIPE | 40172808 | PVC plastic pipe elbow | Production Completed
TNG - SHO | UNSPSC Classification | SCV | SCV | OK | 2023-04-14 | 2023-04-18 |  | G_52958 | G_40172807-11-00002 | 40172807-11-00002 | PIPE ELBOW, STAINLESS STEEL | 3008 | Consumables B - Nos | PIPE ELBOW | ELBOW | PIPE | 40172807 | Stainless steel pipe elbow | Production Completed
TNG - SHO | UNSPSC Classification | SCV | SCV | OK | 2023-04-14 | 2023-04-18 |  | G_53471 | G_40172800-00-00056 | 40172800-00-00056 | PIPE ELBOW, STAINLESS STEEL,40 MM, SCH 40, 304 | 3008 | Consumables B - Nos | PIPE ELBOW | ELBOW | PIPE | 40172807 | Stainless steel pipe elbow | Production Completed
TNG - SHO | UNSPSC Classification | SCV | SCV | OK | 2023-04-14 | 2023-04-18 |  | G_54490 | G_40172800-00-00008 | 40172800-00-00008 | PIPE ELBOW, THREADED, GALVANIZED IRON, 100 MM, C - CLASS | 241 | G.I. Elbow | PIPE ELBOW | ELBOW | PIPE | 40172814 | Galvanized iron pipe elbow | Production Completed
TNG - SHO | UNSPSC Classification | SCV | SCV | OK | 2023-04-14 | 2023-04-18 |  | G_54500 | G_40172800-00-00055 | 40172800-00-00055 | PIPE ELBOW, UPVC, EQUAL, 200 MM, 90 DEG, SCH 40, ASTM | 241 | G.I. Elbow | PIPE ELBOW | ELBOW | PIPE | 40172814 | Galvanized iron pipe elbow | Production Completed
TNG - SHO | UNSPSC Classification | SCV | SCV | OK | 2023-04-14 | 2023-04-18 |  | G_57502 | G_40171527-11-00279 | 40171527-11-00279 | PIPE, 100 MM DIA, 4.8 MM THK, MILD STEEL | 755 | MS Pipe | PIPE | PIPE |  | 40171521 | Commercial welded stainless steel pipe | Production Completed
TNG - SHO | UNSPSC Classification | SCV | SCV | OK | 2023-04-14 | 2023-04-18 |  | G_57513 | G_40171527-11-00207 | 40171527-11-00207 | PIPE, 100 MM DIA, SCH 40, 304 STAINLESS STEEL | 755 | MS Pipe | PIPE | PIPE |  | 40171521 | Commercial welded stainless steel pipe | Production Completed
TNG - SHO | UNSPSC Classification | SCV | SCV | OK | 2023-04-14 | 2023-04-18 |  | G_57554 | G_40171527-00-00155 | 40171527-00-00155 | PIPE, 100 MM, MILD STEEL, B CLASS | 755 | MS Pipe | PIPE | PIPE |  | 40171521 | Commercial welded stainless steel pipe | Production Completed
TNG - SHO | UNSPSC Classification | SCV | SCV | OK | 2023-04-14 | 2023-04-18 |  | G_57545 | G_40171527-00-00189 | 40171527-00-00189 | PIPE, 100MM,MILD STEEL,CLASS : C | 2745 | MS Pipe | PIPE | PIPE |  | 40171521 | Commercial welded stainless steel pipe | Production Completed
TNG - SHO | UNSPSC Classification | SCV | SCV | OK | 2023-04-14 | 2023-04-18 |  | G_57542 | G_40171527-00-00185 | 40171527-00-00185 | PIPE, 100MM,MILD STEEL,CLASS : O | 2745 | MS Pipe | PIPE | PIPE |  | 40171521 | Commercial welded stainless steel pipe | Production Completed
TNG - SHO | UNSPSC Classification | SCV | SCV | OK | 2023-04-14 | 2023-04-18 |  | G_57698 | G_40171517-11-00044 | 40171517-11-00044 | PIPE, 110 MM DIA, 4 KGF/SQ CM, PVC | 2607 | PVC Pipes | PIPE | PIPE | PVC | 40171617 | Industrial PVC pipe | Production Completed
TNG - SHO | UNSPSC Classification | SCV | SCV | OK | 2023-04-14 | 2023-04-18 |  | G_57521 | G_40171527-11-00236 | 40171527-11-00236 | PIPE, 125 MM DIA, MILD STEEL, CLASS: C | 755 | MS Pipe | PIPE | PIPE |  | 40171521 | Commercial welded stainless steel pipe | Production Completed
TNG - SHO | UNSPSC Classification | SCV | SCV | OK | 2023-04-14 | 2023-04-18 |  | G_57583 | G_40171527-00-00279 | 40171527-00-00279 | PIPE, 125 MM DIA,SCH 40,304 STAINLESS STEEL | 755 | MS Pipe | PIPE | PIPE |  | 40171521 | Commercial welded stainless steel pipe | Production Completed
TNG - SHO | UNSPSC Classification | SCV | SCV | OK | 2023-04-14 | 2023-04-18 |  | G_57537 | G_40171527-00-00157 | 40171527-00-00157 | PIPE, 150 MM, MILD STEEL, B CLASS | 755 | MS Pipe | PIPE | PIPE |  | 40171521 | Commercial welded stainless steel pipe | Production Completed
TNG - SHO | UNSPSC Classification | SCV | SCV | OK | 2023-04-14 | 2023-04-18 |  | G_57543 | G_40171527-00-00187 | 40171527-00-00187 | PIPE, 150MM,MILD STEEL, CLASS : C | 2745 | MS Pipe | PIPE | PIPE |  | 40171521 | Commercial welded stainless steel pipe | Production Completed
TNG - SHO | UNSPSC Classification | SCV | SCV | OK | 2023-04-14 | 2023-04-18 |  | G_57553 | G_40171527-00-00186 | 40171527-00-00186 | PIPE, 150MM,MILD STEEL,CLASS : O | 2745 | MS Pipe | PIPE | PIPE |  | 40171521 | Commercial welded stainless steel pipe | Production Completed
TNG - SHO | UNSPSC Classification | SCV | SCV | OK | 2023-04-14 | 2023-04-18 |  | G_57699 | G_40171517-11-00134 | 40171517-11-00134 | PIPE, 160 MM DIA, 4 KGF/SQ CM, PVC | 2608 | PVC Pipes | PIPE | PIPE | PVC | 40171617 | Industrial PVC pipe | Production Completed
TNG - SHO | UNSPSC Classification | SCV | SCV | OK | 2023-04-14 | 2023-04-18 |  | G_57504 | G_40171527-11-00286 | 40171527-11-00286 | PIPE, 20 MM DIA, MILD STEEL, CLASS: B | 755 | MS Pipe | PIPE | PIPE |  | 40171521 | Commercial welded stainless steel pipe | Production Completed
TNG - SHO | UNSPSC Classification | SCV | SCV | OK | 2023-04-14 | 2023-04-18 |  | G_57544 | G_40171527-00-00188 | 40171527-00-00188 | PIPE, 200MM,MILD STEEL,CLASS : C | 2745 | MS Pipe | PIPE | PIPE |  | 40171521 | Commercial welded stainless steel pipe | Production Completed
TNG - SHO | UNSPSC Classification | SCV | SCV | OK | 2023-04-14 | 2023-04-18 |  | G_57547 | G_40171527-00-00192 | 40171527-00-00192 | PIPE, 200MM,MILD STEEL,CLASS : O | 2745 | MS Pipe | PIPE | PIPE |  | 40171521 | Commercial welded stainless steel pipe | Production Completed
TNG - SHO | UNSPSC Classification | SCV | SCV | OK | 2023-04-14 | 2023-04-18 |  | G_57501 | G_40171527-11-00275 | 40171527-11-00275 | PIPE, 25 MM DIA, MILD STEEL | 755 | MS Pipe | PIPE | PIPE |  | 40171521 | Commercial welded stainless steel pipe | Production Completed
TNG - SHO | UNSPSC Classification | SCV | SCV | OK | 2023-04-14 | 2023-04-18 |  | G_57511 | G_40171527-11-00205 | 40171527-11-00205 | PIPE, 25 MM DIA, SCH 10, 304 STAINLESS STEEL | 2745 | MS Pipe | PIPE | PIPE |  | 40171521 | Commercial welded stainless steel pipe | Production Completed
TNG - SHO | UNSPSC Classification | SCV | SCV | OK | 2023-04-14 | 2023-04-18 |  | G_57517 | G_40171527-11-00220 | 40171527-11-00220 | PIPE, 25 MM DIA, SCH 40, 304 STAINLESS STEEL | 755 | MS Pipe | PIPE | PIPE |  | 40171521 | Commercial welded stainless steel pipe | Production Completed
TNG - SHO | UNSPSC Classification | SCV | SCV | OK | 2023-04-14 | 2023-04-18 |  | G_57530 | G_40171527-00-00109 | 40171527-00-00109 | PIPE, 250 MM DIA, MILD STEEL, CLASS : C | 2745 | MS Pipe | PIPE | PIPE |  | 40171521 | Commercial welded stainless steel pipe | Production Completed
TNG - SHO | UNSPSC Classification | SCV | SCV | OK | 2023-04-14 | 2023-04-18 |  | G_57590 | G_40171527-00-00339 | 40171527-00-00339 | PIPE, 250MM , MILD STEEL, 5MM THICK , CLASS: B | 2745 | MS Pipe | PIPE | PIPE |  | 40171521 | Commercial welded stainless steel pipe | Production Completed
TNG - SHO | UNSPSC Classification | SCV | SCV | OK | 2023-04-14 | 2023-04-18 |  | G_57531 | G_40171527-00-00095 | 40171527-00-00095 | PIPE, 300 MM DIA, 6 MM THK, MILD STEEL | 755 | MS Pipe | PIPE | PIPE |  | 40171521 | Commercial welded stainless steel pipe | Production Completed
TNG - SHO | UNSPSC Classification | SCV | SCV | OK | 2023-04-14 | 2023-04-18 |  | G_57591 | G_40171527-00-00334 | 40171527-00-00334 | PIPE, 300MM, MILD STEEL, 5MM THK, CLASS B | 2745 | MS Pipe | PIPE | PIPE |  | 40171521 | Commercial welded stainless steel pipe | Production Completed
TNG - SHO | UNSPSC Classification | SCV | SCV | OK | 2023-04-14 | 2023-04-18 |  | G_57557 | G_40171527-00-00195 | 40171527-00-00195 | PIPE, 300MM,MILD STEEL,CLASS : C | 2745 | MS Pipe | PIPE | PIPE |  | 40171521 | Commercial welded stainless steel pipe | Production Completed
TNG - SHO | UNSPSC Classification | SCV | SCV | OK | 2023-04-14 | 2023-04-18 |  | G_57556 | G_40171527-00-00193 | 40171527-00-00193 | PIPE, 300MM,MILD STEEL,CLASS : O | 2745 | MS Pipe | PIPE | PIPE |  | 40171521 | Commercial welded stainless steel pipe | Production Completed
TNG - SHO | UNSPSC Classification | SCV | SCV | OK | 2023-04-14 | 2023-04-18 |  | G_57500 | G_40171527-11-00274 | 40171527-11-00274 | PIPE, 32 MM DIA, MILD STEEL | 755 | MS Pipe | PIPE | PIPE |  | 40171521 | Commercial welded stainless steel pipe | Production Completed
TNG - SHO | UNSPSC Classification | SCV | SCV | OK | 2023-04-14 | 2023-04-18 |  | G_57529 | G_40171527-00-00108 | 40171527-00-00108 | PIPE, 32 MM DIA, MILD STEEL, CLASS : C | 2745 | MS Pipe | PIPE | PIPE |  | 40171521 | Commercial welded stainless steel pipe | Production Completed
TNG - SHO | UNSPSC Classification | SCV | SCV | OK | 2023-04-14 | 2023-04-18 |  | G_57555 | G_40171527-00-00190 | 40171527-00-00190 | PIPE, 350MM,MILD STEEL,CLASS : C | 2745 | MS Pipe | PIPE | PIPE |  | 40171521 | Commercial welded stainless steel pipe | Production Completed
TNG - SHO | UNSPSC Classification | SCV | SCV | OK | 2023-04-14 | 2023-04-18 |  | G_57548 | G_40171527-00-00194 | 40171527-00-00194 | PIPE, 350MM,MILD STEEL,CLASS : O | 2745 | MS Pipe | PIPE | PIPE |  | 40171521 | Commercial welded stainless steel pipe | Production Completed
TNG - SHO | UNSPSC Classification | SCV | SCV | OK | 2023-04-14 | 2023-04-18 |  | G_57503 | G_40171527-11-00285 | 40171527-11-00285 | PIPE, 40 MM DIA, MILD STEEL, BLACK COLOR, MEDIUM | 755 | MS Pipe | PIPE | PIPE |  | 40171521 | Commercial welded stainless steel pipe | Production Completed
TNG - SHO | UNSPSC Classification | SCV | SCV | OK | 2023-04-14 | 2023-04-18 |  | G_57515 | G_40171527-11-00200 | 40171527-11-00200 | PIPE, 40 MM DIA, MILD STEEL, CLASS: C | 755 | MS Pipe | PIPE | PIPE |  | 40171521 | Commercial welded stainless steel pipe | Production Completed
TNG - SHO | UNSPSC Classification | SCV | SCV | OK | 2023-04-14 | 2023-04-18 |  | G_57569 | G_40171527-00-00223 | 40171527-00-00223 | PIPE, 40 MM DIA,SCH 40,304 STAINLESS STEEL | 755 | MS Pipe | PIPE | PIPE |  | 40171521 | Commercial welded stainless steel pipe | Production Completed
TNG - SHO | UNSPSC Classification | SCV | SCV | OK | 2023-04-14 | 2023-04-18 |  | G_57508 | G_40171527-11-00113 | 40171527-11-00113 | PIPE, 400 MM DIA, MILD STEEL | 2745 | MS Pipe | PIPE | PIPE |  | 40171521 | Commercial welded stainless steel pipe | Production Completed
TNG - SHO | UNSPSC Classification | SCV | SCV | OK | 2023-04-14 | 2023-04-18 |  | G_57546 | G_40171527-00-00191 | 40171527-00-00191 | PIPE, 450MM,MILD STEEL,CLASS : C | 2745 | MS Pipe | PIPE | PIPE |  | 40171521 | Commercial welded stainless steel pipe | Production Completed
TNG - SHO | UNSPSC Classification | SCV | SCV | OK | 2023-04-14 | 2023-04-18 |  | G_57549 | G_40171527-00-00196 | 40171527-00-00196 | PIPE, 450MM,MILD STEEL,CLASS : O | 2745 | MS Pipe | PIPE | PIPE |  | 40171521 | Commercial welded stainless steel pipe | Production Completed
TNG - SHO | UNSPSC Classification | SCV | SCV | OK | 2023-04-14 | 2023-04-18 |  | G_57512 | G_40171527-11-00206 | 40171527-11-00206 | PIPE, 50 MM DIA, SCH 40, 304 STAINLESS STEEL | 755 | MS Pipe | PIPE | PIPE |  | 40171521 | Commercial welded stainless steel pipe | Production Completed
TNG - SHO | UNSPSC Classification | SCV | SCV | OK | 2023-04-14 | 2023-04-18 |  | G_57505 | G_40171527-11-00010 | 40171527-11-00010 | PIPE, 60 MM DIA, MILD STEEL | 755 | MS Pipe | PIPE | PIPE |  | 40171521 | Commercial welded stainless steel pipe | Production Completed
TNG - SHO | UNSPSC Classification | SCV | SCV | OK | 2023-04-14 | 2023-04-18 |  | G_57533 | G_40171527-00-00143 | 40171527-00-00143 | PIPE, 600 MM DIA, MILD STEEL, MEDIUM | 2745 | MS Pipe | PIPE | PIPE |  | 40171521 | Commercial welded stainless steel pipe | Production Completed
TNG - SHO | UNSPSC Classification | SCV | SCV | OK | 2023-04-14 | 2023-04-18 |  | G_57522 | G_40171527-11-00233 | 40171527-11-00233 | PIPE, 65 MM DIA, MILD STEEL, CLASS: C | 755 | MS Pipe | PIPE | PIPE |  | 40171521 | Commercial welded stainless steel pipe | Production Completed
TNG - SHO | UNSPSC Classification | SCV | SCV | OK | 2023-04-14 | 2023-04-18 |  | G_57518 | G_40171527-11-00222 | 40171527-11-00222 | PIPE, 65 MM DIA, SCH 40, 304 STAINLESS STEEL | 755 | MS Pipe | PIPE | PIPE |  | 40171521 | Commercial welded stainless steel pipe | Production Completed
TNG - SHO | UNSPSC Classification | SCV | SCV | OK | 2023-04-14 | 2023-04-18 |  | G_57550 | G_40171527-00-00154 | 40171527-00-00154 | PIPE, 65 MM, MILD STEEL, B CLASS | 755 | MS Pipe | PIPE | PIPE |  | 40171521 | Commercial welded stainless steel pipe | Production Completed
TNG - SHO | UNSPSC Classification | SCV | SCV | OK | 2023-04-14 | 2023-04-18 |  | G_57519 | G_40171527-11-00223 | 40171527-11-00223 | PIPE, 80 MM DIA, SCH 40, 304 STAINLESS STEEL | 755 | MS Pipe | PIPE | PIPE |  | 40171521 | Commercial welded stainless steel pipe | Production Completed
TNG - SHO | UNSPSC Classification | SCV | SCV | OK | 2023-04-14 | 2023-04-18 |  | G_57551 | G_40171527-00-00156 | 40171527-00-00156 | PIPE, 80 MM, MILD STEEL, B CLASS | 755 | MS Pipe | PIPE | PIPE |  | 40171521 | Commercial welded stainless steel pipe | Production Completed
TNG - SHO | UNSPSC Classification | SCV | SCV | OK | 2023-04-14 | 2023-04-18 |  | G_57568 | G_40171527-00-00267 | 40171527-00-00267 | PIPE, CONDENSOR WATER PIPE ,350 MM DIA ,MILD STEEL, CLASS : C ( 8 MM WALL THICKNESS) | 2745 | MS Pipe | PIPE | PIPE |  | 40171521 | Commercial welded stainless steel pipe | Production Completed
TNG - SHO | UNSPSC Classification | SCV | SCV | OK | 2023-04-14 | 2023-04-18 |  | G_57562 | G_40171527-00-00266 | 40171527-00-00266 | PIPE, CONDENSOR WATER PIPE ,400 MM DIA ,MILD STEEL, CLASS : C ( 8 MM WALL THICKNESS) | 2745 | MS Pipe | PIPE | PIPE |  | 40171521 | Commercial welded stainless steel pipe | Production Completed
TNG - SHO | UNSPSC Classification | SCV | SCV | OK | 2023-04-14 | 2023-04-18 |  | G_57579 | G_40171527-00-00265 | 40171527-00-00265 | PIPE, CONDENSOR WATER PIPE ,700 MM DIA ,MILD STEEL, CLASS : C ( 8 MM WALL THICKNESS) | 2745 | MS Pipe | PIPE | PIPE |  | 40171521 | Commercial welded stainless steel pipe | Production Completed
TNG - SHO | UNSPSC Classification | SCV | SCV | OK | 2023-04-14 | 2023-04-18 |  | G_57563 | G_40171527-00-00268 | 40171527-00-00268 | PIPE, CONDENSOR WATER PIPE,600 MM DIA ,MILD STEEL, CLASS : C ( 8 MM WALL THICKNESS) | 2745 | MS Pipe | PIPE | PIPE |  | 40171521 | Commercial welded stainless steel pipe | Production Completed
TNG - SHO | UNSPSC Classification | SCV | SCV | OK | 2023-04-14 | 2023-04-18 |  | G_57734 | G_40171517-00-00362 | 40171517-00-00362 | PIPE, DRAIN, PVC, 25 MM WITH NITRILE RUBBER TUBULAR INSULATION | 2608 | PVC Pipes | PIPE | PIPE | PVC | 40171617 | Industrial PVC pipe | Production Completed
TNG - SHO | UNSPSC Classification | SCV | SCV | OK | 2023-04-14 | 2023-04-18 |  | G_57737 | G_40171517-00-00361 | 40171517-00-00361 | PIPE, DRAIN, PVC, 32 MM WITH NITRILE RUBBER TUBULAR INSULATIONB | 2608 | PVC Pipes | PIPE | PIPE | PVC | 40171617 | Industrial PVC pipe | Production Completed
TNG - SHO | UNSPSC Classification | SCV | SCV | OK | 2023-04-14 | 2023-04-18 |  | G_57735 | G_40171517-00-00360 | 40171517-00-00360 | PIPE, DRAIN, PVC, 40 MM WITH NITRILE RUBBER TUBULAR INSULATION | 2608 | PVC Pipes | PIPE | PIPE | PVC | 40171617 | Industrial PVC pipe | Production Completed
TNG - SHO | UNSPSC Classification | SCV | SCV | OK | 2023-04-14 | 2023-04-18 |  | G_57743 | G_40171517-00-00501 | 40171517-00-00501 | PIPE, DRAIN, PVC, 50 MM, WITH NITRILE RUBBER TUBULAR INSULATION | 2608 | PVC Pipes | PIPE | PIPE | PVC | 40171617 | Industrial PVC pipe | Production Completed
TNG - SHO | UNSPSC Classification | SCV | SCV | OK | 2023-04-14 | 2023-04-18 |  | G_52671 | G_40171517-00-00373 | 40171517-00-00373 | PIPE, GI 2" | 3001 | Consumables - Mtr | PIPE | PIPE |  | 40171527 | Commercial welded corrugated galvanized pipe | Production Completed
TNG - SHO | UNSPSC Classification | SCV | SCV | OK | 2023-04-14 | 2023-04-18 |  | G_53393 | G_40171517-00-00375 | 40171517-00-00375 | PIPE, GI PIPE, 6 FEET | 3008 | Consumables B - Nos | PIPE | PIPE |  | 40171527 | Commercial welded corrugated galvanized pipe | Production Completed
TNG - SHO | UNSPSC Classification | SCV | SCV | OK | 2023-04-14 | 2023-04-18 |  | G_57589 | G_40171527-00-00324 | 40171527-00-00324 | PIPE, MILD STEEL, SQUARE, 60 MM X 60 MM X 4 MM THK | 2745 | MS Pipe | PIPE | PIPE |  | 40171521 | Commercial welded stainless steel pipe | Production Completed
TNG - SHO | UNSPSC Classification | SCV | SCV | OK | 2023-04-14 | 2023-04-18 |  | G_52670 | G_40171517-00-00329 | 40171517-00-00329 | PIPE, PVC PIPE - 50MM DIA | 3001 | Consumables - Mtr | PIPE | PIPE | PVC | 40171617 | Industrial PVC pipe | Production Completed
TNG - SHO | UNSPSC Classification | SCV | SCV | OK | 2023-04-14 | 2023-04-18 |  | G_57709 | G_40171517-00-00098 | 40171517-00-00098 | PIPE, PVC, 110 MM DIA, SN 4, GOLDEN BROWN COLOUR, SELFIT | 2606 | PVC PIPES | PIPE | PIPE | PVC | 40171617 | Industrial PVC pipe | Production Completed
TNG - SHO | UNSPSC Classification | SCV | SCV | OK | 2023-04-14 | 2023-04-18 |  | G_57711 | G_40171517-00-00096 | 40171517-00-00096 | PIPE, PVC, 110 MM DIA, SN 4, SELFIT | 2606 | PVC PIPES | PIPE | PIPE | PVC | 40171617 | Industrial PVC pipe | Production Completed
TNG - SHO | UNSPSC Classification | SCV | SCV | OK | 2023-04-14 | 2023-04-18 |  | G_57702 | G_40171517-00-00032 | 40171517-00-00032 | PIPE, PVC, 110 MM DIA, SN 8, 6 MTR LG, SINGLE SOCKET, GOLDEN BROWN COLOUR, SELFIT | 2606 | PVC PIPES | PIPE | PIPE | PVC | 40171617 | Industrial PVC pipe | Production Completed
TNG - SHO | UNSPSC Classification | SCV | SCV | OK | 2023-04-14 | 2023-04-18 |  | G_57706 | G_40171517-00-00038 | 40171517-00-00038 | PIPE, PVC, 110 MM DIA, SWR, TYPE A | 2606 | PVC PIPES | PIPE | PIPE | PVC | 40171617 | Industrial PVC pipe | Production Completed
TNG - SHO | UNSPSC Classification | SCV | SCV | OK | 2023-04-14 | 2023-04-18 |  | G_57710 | G_40171517-00-00097 | 40171517-00-00097 | PIPE, PVC, 160 MM DIA, SN 4, SELFIT | 2606 | PVC PIPES | PIPE | PIPE | PVC | 40171617 | Industrial PVC pipe | Production Completed
TNG - SHO | UNSPSC Classification | SCV | SCV | OK | 2023-04-14 | 2023-04-18 |  | G_57703 | G_40171517-00-00034 | 40171517-00-00034 | PIPE, PVC, 160 MM DIA, SN 8, 6 MTR LG, SINGLE SOCKET, GOLDEN BROWN COLOUR, SELFIT | 2606 | PVC PIPES | PIPE | PIPE | PVC | 40171617 | Industrial PVC pipe | Production Completed
TNG - SHO | UNSPSC Classification | SCV | SCV | OK | 2023-04-14 | 2023-04-18 |  | G_57705 | G_40171517-00-00033 | 40171517-00-00033 | PIPE, PVC, 160 MM DIA, SN 8, SINGLE SOCKET, GOLDEN BROWN COLOUR, SELFIT | 2606 | PVC PIPES | PIPE | PIPE | PVC | 40171617 | Industrial PVC pipe | Production Completed
TNG - SHO | UNSPSC Classification | SCV | SCV | OK | 2023-04-14 | 2023-04-18 |  | G_57707 | G_40171517-00-00037 | 40171517-00-00037 | PIPE, PVC, 160 MM DIA, SWR, TYPE A | 2606 | PVC PIPES | PIPE | PIPE | PVC | 40171617 | Industrial PVC pipe | Production Completed
TNG - SHO | UNSPSC Classification | SCV | SCV | OK | 2023-04-14 | 2023-04-18 |  | G_57701 | G_40171517-00-00087 | 40171517-00-00087 | PIPE, PVC, 250 MM DIA, SN 4, 6 MTR LG, SINGLE SOCKET, GOLDEN BROWN COLOUR, SELFIT | 2606 | PVC PIPES | PIPE | PIPE | PVC | 40171617 | Industrial PVC pipe | Production Completed
TNG - SHO | UNSPSC Classification | SCV | SCV | OK | 2023-04-14 | 2023-04-18 |  | G_57708 | G_40171517-00-00088 | 40171517-00-00088 | PIPE, PVC, 250 MM DIA, SN 8, 6 MTR LG, SINGLE SOCKET, GOLDEN BROWN COLOUR, SELFIT | 2606 | PVC PIPES | PIPE | PIPE | PVC | 40171617 | Industrial PVC pipe | Production Completed
TNG - SHO | UNSPSC Classification | SCV | SCV | OK | 2023-04-14 | 2023-04-18 |  | G_57712 | G_40171517-00-00099 | 40171517-00-00099 | PIPE, PVC, 315 MM DIA, SN 8 | 2606 | PVC PIPES | PIPE | PIPE | PVC | 40171617 | Industrial PVC pipe | Production Completed
TNG - SHO | UNSPSC Classification | SCV | SCV | OK | 2023-04-14 | 2023-04-18 |  | G_57704 | G_40171517-00-00070 | 40171517-00-00070 | PIPE, PVC, 315 MM DIA, SN 8, 6 MTR LG, SINGLE SOCKET, GOLDEN BROWN COLOUR, SELFIT | 2606 | PVC PIPES | PIPE | PIPE | PVC | 40171617 | Industrial PVC pipe | Production Completed
TNG - SHO | UNSPSC Classification | SCV | SCV | OK | 2023-04-14 | 2023-04-18 |  | G_57746 | G_40171517-00-00547 | 40171517-00-00547 | PIPE, PVC, 450 MM DIA, SN 8, 6 MTR LG, SINGLE SOCKET, GOLDEN BROWN COLOUR, SELFIT | 2606 | PVC PIPES | PIPE | PIPE | PVC | 40171617 | Industrial PVC pipe | Production Completed
TNG - SHO | UNSPSC Classification | SCV | SCV | OK | 2023-04-14 | 2023-04-18 |  | G_57700 | G_40171517-00-00006 | 40171517-00-00006 | PIPE, PVC, 50 MM DIA, 4 KG/CM2 | 2606 | PVC PIPES | PIPE | PIPE | PVC | 40171617 | Industrial PVC pipe | Production Completed
TNG - SHO | UNSPSC Classification | SCV | SCV | OK | 2023-04-14 | 2023-04-18 |  | G_57732 | G_40171517-00-00295 | 40171517-00-00295 | PIPE, PVC, PASTED TYPE, 110 MM DIA, 6 KGF/SQ CM, 6 MTS LONG, IS 4985 | 2607 | PVC Pipes | PIPE | PIPE | PVC | 40171617 | Industrial PVC pipe | Production Completed
TNG - SHO | UNSPSC Classification | SCV | SCV | OK | 2023-04-14 | 2023-04-18 |  | G_57740 | G_40171517-00-00442 | 40171517-00-00442 | PIPE, PVC, PASTED TYPE, 140 MM DIA, 6 KGF/SQ CM, 6 MTS LONG, IS 4985 | 2607 | PVC Pipes | PIPE | PIPE | PVC | 40171617 | Industrial PVC pipe | Production Completed
TNG - SHO | UNSPSC Classification | SCV | SCV | OK | 2023-04-14 | 2023-04-18 |  | G_57731 | G_40171517-00-00294 | 40171517-00-00294 | PIPE, PVC, PASTED TYPE, 160 MM DIA, 6 KGF/SQ CM, 6 MTS LONG, IS 4985 | 2607 | PVC Pipes | PIPE | PIPE | PVC | 40171617 | Industrial PVC pipe | Production Completed
TNG - SHO | UNSPSC Classification | SCV | SCV | OK | 2023-04-14 | 2023-04-18 |  | G_57733 | G_40171517-00-00312 | 40171517-00-00312 | PIPE, PVC,75 MM DIA, SWR, TYPE A, RUBBER RING JOINT | 2606 | PVC PIPES | PIPE | PIPE | PVC | 40171617 | Industrial PVC pipe | Production Completed
TNG - SHO | UNSPSC Classification | SCV | SCV | OK | 2023-04-14 | 2023-04-18 |  | G_57718 | G_40171517-00-00185 | 40171517-00-00185 | PIPE, UPVC TYPE, 20 MM DIA, SCH 80, ASTM D-1785 | 2608 | PVC Pipes | PIPE | PIPE | UPVC | 40171617 | Industrial PVC pipe | Production Completed
TNG - SHO | UNSPSC Classification | SCV | SCV | OK | 2023-04-14 | 2023-04-18 |  | G_57723 | G_40171517-00-00186 | 40171517-00-00186 | PIPE, UPVC TYPE, 40 MM DIA, SCH 80, ASTM D-1785 | 2608 | PVC Pipes | PIPE | PIPE | UPVC | 40171617 | Industrial PVC pipe | Production Completed
TNG - SHO | UNSPSC Classification | SCV | SCV | OK | 2023-04-14 | 2023-04-18 |  | G_57729 | G_40171517-00-00174 | 40171517-00-00174 | PIPE, UPVC, 100 MM DIA, SCH 80, ASTM D-1785 | 2608 | PVC Pipes | PIPE | PIPE | UPVC | 40171617 | Industrial PVC pipe | Production Completed
TNG - SHO | UNSPSC Classification | SCV | SCV | OK | 2023-04-14 | 2023-04-18 |  | G_57716 | G_40171517-00-00115 | 40171517-00-00115 | PIPE, UPVC, 110 MM DIA, SN 4, SINGLE SOCKET, DWV CLICK RING, 3 MTR LG, TYPE A | 2608 | PVC Pipes | PIPE | PIPE | UPVC | 40171617 | Industrial PVC pipe | Production Completed
TNG - SHO | UNSPSC Classification | SCV | SCV | OK | 2023-04-14 | 2023-04-18 |  | G_57714 | G_40171517-00-00110 | 40171517-00-00110 | PIPE, UPVC, 110 MM DIA, SN 4, SINGLE SOCKET, DWV CLICK RING, 6 MTR LG, TYPE A | 2608 | PVC Pipes | PIPE | PIPE | UPVC | 40171617 | Industrial PVC pipe | Production Completed
TNG - SHO | UNSPSC Classification | SCV | SCV | OK | 2023-04-14 | 2023-04-18 |  | G_57721 | G_40171517-00-00182 | 40171517-00-00182 | PIPE, UPVC, 15 MM DIA, SCH 80, ASTM D-1785 | 2608 | PVC Pipes | PIPE | PIPE | UPVC | 40171617 | Industrial PVC pipe | Production Completed
TNG - SHO | UNSPSC Classification | SCV | SCV | OK | 2023-04-14 | 2023-04-18 |  | G_57715 | G_40171517-00-00114 | 40171517-00-00114 | PIPE, UPVC, 160 MM DIA, SN 4, SINGLE SOCKET, DWV CLICK RING, 6 MTR LG, TYPE B | 2608 | PVC Pipes | PIPE | PIPE | UPVC | 40171617 | Industrial PVC pipe | Production Completed
TNG - SHO | UNSPSC Classification | SCV | SCV | OK | 2023-04-14 | 2023-04-18 |  | G_57738 | G_40171517-00-00447 | 40171517-00-00447 | PIPE, UPVC, 200 MM DIA, SCH -40, MAKE : ASTRAL | 2608 | PVC Pipes | PIPE | PIPE | UPVC | 40171617 | Industrial PVC pipe | Production Completed
TNG - SHO | UNSPSC Classification | SCV | SCV | OK | 2023-04-14 | 2023-04-18 |  | G_57720 | G_40171517-00-00181 | 40171517-00-00181 | PIPE, UPVC, 200 MM DIA, SCH 80, ASTM D-1785 | 2608 | PVC Pipes | PIPE | PIPE | UPVC | 40171617 | Industrial PVC pipe | Production Completed
TNG - SHO | UNSPSC Classification | SCV | SCV | OK | 2023-04-14 | 2023-04-18 |  | G_57724 | G_40171517-00-00178 | 40171517-00-00178 | PIPE, UPVC, 25 MM DIA, SCH 80, ASTM D-1785 | 2608 | PVC Pipes | PIPE | PIPE | UPVC | 40171617 | Industrial PVC pipe | Production Completed
TNG - SHO | UNSPSC Classification | SCV | SCV | OK | 2023-04-14 | 2023-04-18 |  | G_57739 | G_40171517-00-00446 | 40171517-00-00446 | PIPE, UPVC, 250 MM DIA, SCH - 40, MAKE : ASTRAL | 2608 | PVC Pipes | PIPE | PIPE | UPVC | 40171617 | Industrial PVC pipe | Production Completed
TNG - SHO | UNSPSC Classification | SCV | SCV | OK | 2023-04-14 | 2023-04-18 |  | G_57730 | G_40171517-00-00184 | 40171517-00-00184 | PIPE, UPVC, 32 MM DIA, SCH 80, ASTM D-1785 | 2608 | PVC Pipes | PIPE | PIPE | UPVC | 40171617 | Industrial PVC pipe | Production Completed
TNG - SHO | UNSPSC Classification | SCV | SCV | OK | 2023-04-14 | 2023-04-18 |  | G_57741 | G_40171517-00-00436 | 40171517-00-00436 | PIPE, UPVC, 40MM DIA, SCH 80, ASTM D-1785 | 2608 | PVC Pipes | PIPE | PIPE | UPVC | 40171617 | Industrial PVC pipe | Production Completed
TNG - SHO | UNSPSC Classification | SCV | SCV | OK | 2023-04-14 | 2023-04-18 |  | G_57727 | G_40171517-00-00176 | 40171517-00-00176 | PIPE, UPVC, 50 MM DIA, SCH 80, ASTM D-1785 | 2608 | PVC Pipes | PIPE | PIPE | UPVC | 40171617 | Industrial PVC pipe | Production Completed
TNG - SHO | UNSPSC Classification | SCV | SCV | OK | 2023-04-14 | 2023-04-18 |  | G_57722 | G_40171517-00-00177 | 40171517-00-00177 | PIPE, UPVC, 65 MM DIA, SCH 80, ASTM D-1785 | 2608 | PVC Pipes | PIPE | PIPE | UPVC | 40171617 | Industrial PVC pipe | Production Completed
TNG - SHO | UNSPSC Classification | SCV | SCV | OK | 2023-04-14 | 2023-04-18 |  | G_57717 | G_40171517-00-00118 | 40171517-00-00118 | PIPE, UPVC, 75 MM DIA, SN 4, SINGLE SOCKET, DWV CLICK RING, 3 MTR LG, TYPE A | 2608 | PVC Pipes | PIPE | PIPE | UPVC | 40171617 | Industrial PVC pipe | Production Completed
TNG - SHO | UNSPSC Classification | SCV | SCV | OK | 2023-04-14 | 2023-04-18 |  | G_57713 | G_40171517-00-00113 | 40171517-00-00113 | PIPE, UPVC, 75 MM DIA, SN 4, SINGLE SOCKET, DWV CLICK RING, 6 MTR LG, TYPE A | 2608 | PVC Pipes | PIPE | PIPE | UPVC | 40171617 | Industrial PVC pipe | Production Completed
TNG - SHO | UNSPSC Classification | SCV | SCV | OK | 2023-04-14 | 2023-04-18 |  | G_57728 | G_40171517-00-00175 | 40171517-00-00175 | PIPE, UPVC, 80 MM DIA, SCH 80, ASTM D-1785 | 2608 | PVC Pipes | PIPE | PIPE | UPVC | 40171617 | Industrial PVC pipe | Production Completed
TNG - SHO | UNSPSC Classification | SCV | SCV | OK | 2023-04-14 | 2023-04-18 |  | G_57736 | G_40171517-00-00318 | 40171517-00-00318 | PIPE, UPVC,160 MM DIA,SN 4,SINGLE SOCKET,DWV CLICK RING,3 MTR LG,TYPE B | 2608 | PVC Pipes | PIPE | PIPE | UPVC | 40171617 | Industrial PVC pipe | Production Completed
TNG - SHO | UNSPSC Classification | SCV | SCV | OK | 2023-04-14 | 2023-04-18 |  | G_57325 | G_30102404-12-00011 | 30102404-12-00011 | ROD, 10 MM DIA, MILD STEEL | 2998 | Mild Steel - Kg | ROD | ROD |  | 30102404 | Steel rods | Production Completed
TNG - SHO | UNSPSC Classification | SCV | SCV | OK | 2023-04-14 | 2023-04-18 |  | G_57300 | G_30102404-12-00006 | 30102404-12-00006 | ROD, 12 MM DIA, BRIGHT MILD STEEL | 2998 | Mild Steel - Kg | ROD | ROD |  | 30102404 | Steel rods | Production Completed
TNG - SHO | UNSPSC Classification | SCV | SCV | OK | 2023-04-14 | 2023-04-18 |  | G_57330 | G_30102401-11-00018 | 30102401-11-00018 | ROD, 12 MM DIA, MILD STEEL | 2998 | Mild Steel - Kg | ROD | ROD |  | 30102404 | Steel rods | Production Completed
TNG - SHO | UNSPSC Classification | SCV | SCV | OK | 2023-04-14 | 2023-04-18 |  | G_57326 | G_30102401-11-00015 | 30102401-11-00015 | ROD, 16 MM DIA, MILD STEEL | 2998 | Mild Steel - Kg | ROD | ROD |  | 30102404 | Steel rods | Production Completed
TNG - SHO | UNSPSC Classification | SCV | SCV | OK | 2023-04-14 | 2023-04-18 |  | G_58288 | G_30102405-00-00016 | 30102405-00-00016 | ROD, 20 DIA, STAINLESS STEEL, 304 GR | 2994 | Stainless Steel - Kg | ROD | ROD |  | 30102405 | Stainless steel rods | Production Completed
TNG - SHO | UNSPSC Classification | SCV | SCV | OK | 2023-04-14 | 2023-04-18 |  | G_57327 | G_30102404-12-00012 | 30102404-12-00012 | ROD, 20 MM DIA, MILD STEEL | 2998 | Mild Steel - Kg | ROD | ROD |  | 30102404 | Steel rods | Production Completed
TNG - SHO | UNSPSC Classification | SCV | SCV | OK | 2023-04-14 | 2023-04-18 |  | G_57298 | G_30102404-12-00004 | 30102404-12-00004 | ROD, 25 MM DIA, MILD STEEL | 2998 | Mild Steel - Kg | ROD | ROD |  | 30102404 | Steel rods | Production Completed
TNG - SHO | UNSPSC Classification | SCV | SCV | OK | 2023-04-14 | 2023-04-18 |  | G_57337 | G_30102404-12-00017 | 30102404-12-00017 | ROD, 32 MM DIA, MILD STEEL | 2998 | Mild Steel - Kg | ROD | ROD |  | 30102404 | Steel rods | Production Completed
TNG - SHO | UNSPSC Classification | SCV | SCV | OK | 2023-04-14 | 2023-04-18 |  | G_57362 | G_30102401-11-00031 | 30102401-11-00031 | ROD, 60 MM DIA, MILD STEEL | 2998 | Mild Steel - Kg | ROD | ROD |  | 30102404 | Steel rods | Production Completed
TNG - SHO | UNSPSC Classification | SCV | SCV | OK | 2023-04-14 | 2023-04-18 |  | G_57294 | G_30102404-12-00005 | 30102404-12-00005 | ROD, 8 MM DIA, BRIGHT MILD STEEL | 2998 | Mild Steel - Kg | ROD | ROD |  | 30102404 | Steel rods | Production Completed
TNG - SHO | UNSPSC Classification | SCV | SCV | OK | 2023-04-14 | 2023-04-18 |  | G_57418 | G_30102401-00-00018 | 30102401-00-00018 | ROD, SQUARE 12MM WD 12MM THK, BRIGHT MILD STEEL | 2998 | Mild Steel - Kg | ROD | ROD |  | 30102404 | Steel rods | Production Completed
TNG - SHO | UNSPSC Classification | SCV | SCV | OK | 2023-04-14 | 2023-04-18 |  | G_57301 | G_30102404-12-00008 | 30102404-12-00008 | ROD, SQUARE, 10 MM WD, 10 MM THK, BRIGHT MILD STEEL | 2998 | Mild Steel - Kg | ROD | ROD |  | 30102404 | Steel rods | Production Completed
TNG - SHO | UNSPSC Classification | SCV | SCV | OK | 2023-04-14 | 2023-04-18 |  | G_57302 | G_30102404-12-00009 | 30102404-12-00009 | ROD, SQUARE, 12 MM WD, 12 MM THK, BRIGHT MILD STEEL | 2998 | Mild Steel - Kg | ROD | ROD |  | 30102404 | Steel rods | Production Completed
TNG - SHO | UNSPSC Classification | SCV | SCV | OK | 2023-04-14 | 2023-04-18 |  | G_57367 | G_30102404-12-00024 | 30102404-12-00024 | ROD, SQUARE, 20 MM WD, 20 MM THK, BRIGHT MILD STEEL | 2998 | Mild Steel - Kg | ROD | ROD |  | 30102404 | Steel rods | Production Completed
TNG - SHO | UNSPSC Classification | SCV | SCV | OK | 2023-04-14 | 2023-04-18 |  | G_58279 | G_30102405-11-00002 | 30102405-11-00002 | ROD, SQUARE, 6 MM WD, 6 MM THK, STAINLESS STEEL | 2994 | Stainless Steel - Kg | ROD | ROD |  | 30102405 | Stainless steel rods | Production Completed
TNG - SHO | UNSPSC Classification | SCV | SCV | OK | 2023-04-14 | 2023-04-18 |  | G_57382 | G_30102401-00-00006 | 30102401-00-00006 | ROD, SQUARE, MILD STEEL, 8 MM THK, 8 MM WD, 6 MTR LG | 2998 | Mild Steel - Kg | ROD | ROD |  | 30102404 | Steel rods | Production Completed
TNG - SHO | UNSPSC Classification | SCV | SCV | OK | 2023-04-14 | 2023-04-18 |  | G_58296 | G_30102405-00-00133 | 30102405-00-00133 | ROD, SS ROD LG | 2994 | Stainless Steel - Kg | ROD | ROD |  | 30102405 | Stainless steel rods | Production Completed
TNG - SHO | UNSPSC Classification | SCV | SCV | OK | 2023-04-14 | 2023-04-18 |  | G_53725 | G_30102522-00-00005 | 30102522-00-00005 | SHEET, ACRYLIC - DESIGNER WHITE, 18 MM THK, SIZE: 8' X 4;, MAKE: ORNARE | 3008 | Consumables B - Nos | SHEET | SHEET | ACRYLIC | 60121137 | Acrylic sheets | Production Completed
TNG - SHO | UNSPSC Classification | SCV | SCV | OK | 2023-04-14 | 2023-04-18 |  | G_53672 | G_30102522-00-00007 | 30102522-00-00007 | SHEET, ACRYLIC - METALIC SPARKLING WHITE, 18 MM THK, SIZE: 8' X 4', MAKE: ORNARE | 3008 | Consumables B - Nos | SHEET | SHEET | ACRYLIC | 60121137 | Acrylic sheets | Production Completed
TNG - SHO | UNSPSC Classification | SCV | SCV | OK | 2023-04-14 | 2023-04-18 |  | G_53799 | G_30102522-00-00006 | 30102522-00-00006 | SHEET, ACRYLIC - STONE GREY, 18 MM THK, SIZE : 8' X 4', MAKE: ORNARE | 3008 | Consumables B - Nos | SHEET | SHEET | ACRYLIC | 60121137 | Acrylic sheets | Production Completed
TNG - SHO | UNSPSC Classification | SCV | SCV | OK | 2023-04-14 | 2023-04-18 |  | G_53706 | G_30102522-00-00011 | 30102522-00-00011 | SHEET, ACRYLIC GLOIRIO, GLOIRIO-CRYSTA, CODE: GL-7706, SIZE: 8'X4' | 3008 | Consumables B - Nos | SHEET | SHEET | ACRYLIC | 60121137 | Acrylic sheets | Production Completed
TNG - SHO | UNSPSC Classification | SCV | SCV | OK | 2023-04-14 | 2023-04-18 |  | G_53848 | G_30102522-00-00010 | 30102522-00-00010 | SHEET, ACRYLIC GLOIRIO, GLOIRIO-CRYSTA, CODE: GLOIRIO-CRYSTA, SIZE: 8'X4' | 3008 | Consumables B - Nos | SHEET | SHEET | ACRYLIC | 60121137 | Acrylic sheets | Production Completed
TNG - SHO | UNSPSC Classification | SCV | SCV | OK | 2023-04-14 | 2023-04-18 |  | G_53968 | G_30102522-00-00019 | 30102522-00-00019 | SHEET, ACRYLIC METALO PRAGUE OS -3, 18MM THK, SIZE: 8'X4', MAKE: ORNARE | 3008 | Consumables B - Nos | SHEET | SHEET | ACRYLIC | 60121137 | Acrylic sheets | Production Completed
TNG - SHO | UNSPSC Classification | SCV | SCV | OK | 2023-04-14 | 2023-04-18 |  | G_53925 | G_30102522-00-00020 | 30102522-00-00020 | SHEET, ACRYLIC, 2 MM THICK, SIZE: 280 MM X 80 MM | 3008 | Consumables B - Nos | SHEET | SHEET | ACRYLIC | 60121137 | Acrylic sheets | Production Completed
TNG - SHO | UNSPSC Classification | SCV | SCV | OK | 2023-04-14 | 2023-04-18 |  | G_53778 | G_30102522-00-00018 | 30102522-00-00018 | SHEET, ACRYLIC, 2MM THK, SIZE: 103 MM X 75 MM | 3008 | Consumables B - Nos | SHEET | SHEET | ACRYLIC | 60121137 | Acrylic sheets | Production Completed
TNG - SHO | UNSPSC Classification | SCV | SCV | OK | 2023-04-14 | 2023-04-18 |  | G_53775 | G_30102522-00-00015 | 30102522-00-00015 | SHEET, ACRYLIC, 2MM THK, SIZE: 136 MM X 75 MM | 3008 | Consumables B - Nos | SHEET | SHEET | ACRYLIC | 60121137 | Acrylic sheets | Production Completed
TNG - SHO | UNSPSC Classification | SCV | SCV | OK | 2023-04-14 | 2023-04-18 |  | G_53777 | G_30102522-00-00017 | 30102522-00-00017 | SHEET, ACRYLIC, 2MM THK, SIZE: 210 MM X 132 MM | 3008 | Consumables B - Nos | SHEET | SHEET | ACRYLIC | 60121137 | Acrylic sheets | Production Completed
TNG - SHO | UNSPSC Classification | SCV | SCV | OK | 2023-04-14 | 2023-04-18 |  | G_53776 | G_30102522-00-00016 | 30102522-00-00016 | SHEET, ACRYLIC, 2MM THK, SIZE: 210 MM X 75 MM | 3008 | Consumables B - Nos | SHEET | SHEET | ACRYLIC | 60121137 | Acrylic sheets | Production Completed
TNG - SHO | UNSPSC Classification | SCV | SCV | OK | 2023-04-14 | 2023-04-18 |  | G_53674 | G_30102522-00-00014 | 30102522-00-00014 | SHEET, ACRYLIC, 2MM THK, SIZE: 230 MM X 82 MM | 3008 | Consumables B - Nos | SHEET | SHEET | ACRYLIC | 60121137 | Acrylic sheets | Production Completed
TNG - SHO | UNSPSC Classification | SCV | SCV | OK | 2023-04-14 | 2023-04-18 |  | G_53673 | G_30102522-00-00013 | 30102522-00-00013 | SHEET, ACRYLIC, 2MM THK, SIZE: 75 MM X 75 MM | 3008 | Consumables B - Nos | SHEET | SHEET | ACRYLIC | 60121137 | Acrylic sheets | Production Completed
TNG - SHO | UNSPSC Classification | SCV | SCV | OK | 2023-04-14 | 2023-04-18 |  | G_52842 | G_30102515-11-00008 | 30102515-11-00008 | SHEET, ACRYLIC, 4 MM THK, CLEAR COLOR | 3008 | Consumables B - Nos | SHEET | SHEET | ACRYLIC | 60121137 | Acrylic sheets | Production Completed
TNG - SHO | UNSPSC Classification | SCV | SCV | OK | 2023-04-14 | 2023-04-18 |  | G_53230 | G_30102522-00-00004 | 30102522-00-00004 | SHEET, ACRYLIC, CASING, 20MM THK | 3008 | Consumables B - Nos | SHEET | SHEET | ACRYLIC | 60121137 | Acrylic sheets | Production Completed
TNG - SHO | UNSPSC Classification | SCV | SCV | OK | 2023-04-14 | 2023-04-18 |  | G_53207 | G_30102522-00-00003 | 30102522-00-00003 | SHEET, ACRYLIC, CLADDING, 10MM THK | 3008 | Consumables B - Nos | SHEET | SHEET | ACRYLIC | 60121137 | Acrylic sheets | Production Completed
TNG - SHO | UNSPSC Classification | SCV | SCV | OK | 2023-04-14 | 2023-04-18 |  | G_57493 | G_30102503-00-00081 | 30102503-00-00081 | SHEET, MILD STEEL 24MM THK, 1500X6000MM LG | 2998 | Mild Steel - Kg | SHEET | SHEET |  | 30264000 | Carbon steel sheets | Production Completed
TNG - SHO | UNSPSC Classification | SCV | SCV | OK | 2023-04-14 | 2023-04-18 |  | G_57315 | G_30102504-11-00012 | 30102504-11-00012 | SHEET, MILD STEEL, 1.6 MM THK, 1220 MM WD, 2440 MM LG | 2998 | Mild Steel - Kg | SHEET | SHEET |  | 30264000 | Carbon steel sheets | Production Completed
TNG - SHO | UNSPSC Classification | SCV | SCV | OK | 2023-04-14 | 2023-04-18 |  | G_57371 | G_30102504-11-00051 | 30102504-11-00051 | SHEET, MILD STEEL, 10 MM THK | 2998 | Mild Steel - Kg | SHEET | SHEET |  | 30264000 | Carbon steel sheets | Production Completed
TNG - SHO | UNSPSC Classification | SCV | SCV | OK | 2023-04-14 | 2023-04-18 |  | G_57340 | G_30102504-11-00030 | 30102504-11-00030 | SHEET, MILD STEEL, 10 MM THK, 1500 MM WD, 6300 MM LG | 2998 | Mild Steel - Kg | SHEET | SHEET |  | 30264000 | Carbon steel sheets | Production Completed
TNG - SHO | UNSPSC Classification | SCV | SCV | OK | 2023-04-14 | 2023-04-18 |  | G_57346 | G_30102504-11-00043 | 30102504-11-00043 | SHEET, MILD STEEL, 12 MM THK | 2998 | Mild Steel - Kg | SHEET | SHEET |  | 30264000 | Carbon steel sheets | Production Completed
TNG - SHO | UNSPSC Classification | SCV | SCV | OK | 2023-04-14 | 2023-04-18 |  | G_57336 | G_30102504-11-00033 | 30102504-11-00033 | SHEET, MILD STEEL, 12 MM THK, 1500 MM WD, 6300 MM LG | 2998 | Mild Steel - Kg | SHEET | SHEET |  | 30264000 | Carbon steel sheets | Production Completed
TNG - SHO | UNSPSC Classification | SCV | SCV | OK | 2023-04-14 | 2023-04-18 |  | G_57389 | G_30102504-00-00007 | 30102504-00-00007 | SHEET, MILD STEEL, 1220 MM WD, 2440 MM LG, 2 MM THK | 2998 | Mild Steel - Kg | SHEET | SHEET |  | 30264000 | Carbon steel sheets | Production Completed
TNG - SHO | UNSPSC Classification | SCV | SCV | OK | 2023-04-14 | 2023-04-18 |  | G_57339 | G_30102504-11-00029 | 30102504-11-00029 | SHEET, MILD STEEL, 16 MM THK, 1250 MM WD, 6300 MM LG | 2998 | Mild Steel - Kg | SHEET | SHEET |  | 30264000 | Carbon steel sheets | Production Completed
TNG - SHO | UNSPSC Classification | SCV | SCV | OK | 2023-04-14 | 2023-04-18 |  | G_57328 | G_30102504-11-00019 | 30102504-11-00019 | SHEET, MILD STEEL, 2 MM THK | 2998 | Mild Steel - Kg | SHEET | SHEET |  | 30264000 | Carbon steel sheets | Production Completed
TNG - SHO | UNSPSC Classification | SCV | SCV | OK | 2023-04-14 | 2023-04-18 |  | G_57323 | G_30102504-11-00017 | 30102504-11-00017 | SHEET, MILD STEEL, 2.5 MM THK | 2998 | Mild Steel - Kg | SHEET | SHEET |  | 30264000 | Carbon steel sheets | Production Completed
TNG - SHO | UNSPSC Classification | SCV | SCV | OK | 2023-04-14 | 2023-04-18 |  | G_57343 | G_30102504-11-00031 | 30102504-11-00031 | SHEET, MILD STEEL, 20 MM THK, 1250 MM WD, 6300 MM LG | 2998 | Mild Steel - Kg | SHEET | SHEET |  | 30264000 | Carbon steel sheets | Production Completed
TNG - SHO | UNSPSC Classification | SCV | SCV | OK | 2023-04-14 | 2023-04-18 |  | G_57316 | G_30102504-11-00013 | 30102504-11-00013 | SHEET, MILD STEEL, 3 MM THK, 1220 MM WD, 2440 MM LG | 2998 | Mild Steel - Kg | SHEET | SHEET |  | 30264000 | Carbon steel sheets | Production Completed
TNG - SHO | UNSPSC Classification | SCV | SCV | OK | 2023-04-14 | 2023-04-18 |  | G_57357 | G_30102504-11-00046 | 30102504-11-00046 | SHEET, MILD STEEL, 32 MM THK | 2998 | Mild Steel - Kg | SHEET | SHEET |  | 30264000 | Carbon steel sheets | Production Completed
TNG - SHO | UNSPSC Classification | SCV | SCV | OK | 2023-04-14 | 2023-04-18 |  | G_57318 | G_30102504-11-00026 | 30102504-11-00026 | SHEET, MILD STEEL, 5 MM THK | 2998 | Mild Steel - Kg | SHEET | SHEET |  | 30264000 | Carbon steel sheets | Production Completed
TNG - SHO | UNSPSC Classification | SCV | SCV | OK | 2023-04-14 | 2023-04-18 |  | G_57288 | G_30102504-11-00011 | 30102504-11-00011 | SHEET, MILD STEEL, 6 MM THK | 2998 | Mild Steel - Kg | SHEET | SHEET |  | 30264000 | Carbon steel sheets | Production Completed
TNG - SHO | UNSPSC Classification | SCV | SCV | OK | 2023-04-14 | 2023-04-18 |  | G_57331 | G_30102504-11-00027 | 30102504-11-00027 | SHEET, MILD STEEL, 6 MM THK, 1250 MM WD, 6300 MM LG | 2998 | Mild Steel - Kg | SHEET | SHEET |  | 30264000 | Carbon steel sheets | Production Completed
TNG - SHO | UNSPSC Classification | SCV | SCV | OK | 2023-04-14 | 2023-04-18 |  | G_57329 | G_30102504-11-00020 | 30102504-11-00020 | SHEET, MILD STEEL, 8 MM THK | 2998 | Mild Steel - Kg | SHEET | SHEET |  | 30264000 | Carbon steel sheets | Production Completed
TNG - SHO | UNSPSC Classification | SCV | SCV | OK | 2023-04-14 | 2023-04-18 |  | G_57332 | G_30102504-11-00028 | 30102504-11-00028 | SHEET, MILD STEEL, 8 MM THK, 1250 MM WD, 6300 MM LG | 2998 | Mild Steel - Kg | SHEET | SHEET |  | 30264000 | Carbon steel sheets | Production Completed
TNG - SHO | UNSPSC Classification | SCV | SCV | OK | 2023-04-14 | 2023-04-18 |  | G_58280 | G_30102505-11-00017 | 30102505-11-00017 | SHEET, STAINLESS STEEL, 1.5 MM THK | 2994 | Stainless Steel - Kg | SHEET | SHEET |  | 30264600 | Stainless steel sheets | Production Completed
TNG - SHO | UNSPSC Classification | SCV | SCV | OK | 2023-04-14 | 2023-04-18 |  | G_58293 | G_30102505-00-00008 | 30102505-00-00008 | SHEET, STAINLESS STEEL, 2 MM THK, 2440 MM LG, 1220 MM WD | 2994 | Stainless Steel - Kg | SHEET | SHEET |  | 30264600 | Stainless steel sheets | Production Completed
TNG - SHO | UNSPSC Classification | SCV | SCV | OK | 2023-04-14 | 2023-04-18 |  | G_58276 | G_30102505-11-00011 | 30102505-11-00011 | SHEET, STAINLESS STEEL, 6 MM THK | 2994 | Stainless Steel - Kg | SHEET | SHEET |  | 30264600 | Stainless steel sheets | Production Completed
TNG - SHO | UNSPSC Classification | SCV | SCV | OK | 2023-04-14 | 2023-04-18 |  | G_58273 | G_30102505-11-00006 | 30102505-11-00006 | SHEET, STAINLESS STEEL, 6 MM THK, 1250 MM WD, 2500 MM LG | 2994 | Stainless Steel - Kg | SHEET | SHEET |  | 30264600 | Stainless steel sheets | Production Completed
TNG - SHO | UNSPSC Classification | SCV | SCV | OK | 2023-04-14 | 2023-04-18 |  | G_58274 | G_30102505-11-00010 | 30102505-11-00010 | SHEET, STAINLESS STEEL, 8 MM THK | 2994 | Stainless Steel - Kg | SHEET | SHEET |  | 30264600 | Stainless steel sheets | Production Completed
TNG - SHO | UNSPSC Classification | SCV | SCV | OK | 2023-04-14 | 2023-04-18 |  | G_58275 | G_30102505-11-00009 | 30102505-11-00009 | SHEET, STAINLESS STEEL, BRUSH FINISH, 1.5 MM THK, 1250 MM WD, 2500 MM LG | 2994 | Stainless Steel - Kg | SHEET | SHEET |  | 30264600 | Stainless steel sheets | Production Completed
TNG - SHO | UNSPSC Classification | SCV | SCV | OK | 2023-04-14 | 2023-04-18 |  | G_58294 | G_30102505-00-00007 | 30102505-00-00007 | SHEET, STAINLESS STEEL, SIZES 1220 MM WD, 2440 LG, 3 MM THK , 304 GR | 2994 | Stainless Steel - Kg | SHEET | SHEET |  | 30264600 | Stainless steel sheets | Production Completed
TNG - SHO | UNSPSC Classification | SCV | SCV | OK | 2023-04-14 | 2023-04-18 |  | G_52019 | G_AD000073 | AD000073 | Split Air Conditioner 1 TR | ADMIN-OE-A | Air Conditioner | AIR CONDITIONER | AIR CONDITIONER |  | 40101701 | Air conditioners | Production Completed
TNG - SHO | UNSPSC Classification | SCV | SCV | OK | 2023-04-14 | 2023-04-18 |  | G_52021 | G_AD000075 | AD000075 | Split Air Conditioner 1.5 TR | ADMIN-OE-A | Air Conditioner | AIR CONDITIONER | AIR CONDITIONER |  | 40101701 | Air conditioners | Production Completed
TNG - SHO | UNSPSC Classification | SCV | SCV | OK | 2023-04-14 | 2023-04-18 |  | G_54158 | G_39121506-00-00016 | 39121506-00-00016 | SWITCH, 1 SET = 3 MOVING AND 6 FIXED SWITCHING CONTACTS WITH FIXING PARTS 3RT1034 | CPELE03 | Electrical-Nos | SWITCH | SWITCH |  | 39122200 | Electrical switches and accessories | Production Completed
TNG - SHO | UNSPSC Classification | SCV | SCV | OK | 2023-04-14 | 2023-04-18 |  | G_54165 | G_39121506-00-00015 | 39121506-00-00015 | SWITCH, 1 SET = 3 MOVING AND 6 FIXED SWITCHING CONTACTS WITH FIXING PARTS 3RT1036 | CPELE03 | Electrical-Nos | SWITCH | SWITCH |  | 39122200 | Electrical switches and accessories | Production Completed
TNG - SHO | UNSPSC Classification | SCV | SCV | OK | 2023-04-14 | 2023-04-18 |  | G_54157 | G_39121506-00-00018 | 39121506-00-00018 | SWITCH, 1 SET = 3 MOVING AND 6 FIXED SWITCHING CONTACTS WITH FIXING PARTS 3RT1044 | CPELE03 | Electrical-Nos | SWITCH | SWITCH |  | 39122200 | Electrical switches and accessories | Production Completed
TNG - SHO | UNSPSC Classification | SCV | SCV | OK | 2023-04-14 | 2023-04-18 |  | G_54162 | G_39121506-00-00017 | 39121506-00-00017 | SWITCH, 1 SET = 3 MOVING AND 6 FIXED SWITCHING CONTACTS WITH FIXING PARTS 3RT1045 | CPELE03 | Electrical-Nos | SWITCH | SWITCH |  | 39122200 | Electrical switches and accessories | Production Completed
TNG - SHO | UNSPSC Classification | SCV | SCV | OK | 2023-04-14 | 2023-04-18 |  | G_53395 | G_39121500-00-00188 | 39121500-00-00188 | SWITCH, 10 A ,ANCHOR ROMA | 3008 | Consumables B - Nos | SWITCH | SWITCH |  | 39122200 | Electrical switches and accessories | Production Completed
TNG - SHO | UNSPSC Classification | SCV | SCV | OK | 2023-04-14 | 2023-04-18 |  | G_53348 | G_39121500-00-00185 | 39121500-00-00185 | SWITCH, 16 A MK | 3008 | Consumables B - Nos | SWITCH | SWITCH |  | 39122200 | Electrical switches and accessories | Production Completed
TNG - SHO | UNSPSC Classification | SCV | SCV | OK | 2023-04-14 | 2023-04-18 |  | G_54755 | G_39121512-12-00060 | 39121512-12-00060 | SWITCH, 2 P, SCREW TYPE, FOR C7SB2 HITACHI, 320969 | 299 | HITACHI Spares | SWITCH | SWITCH |  | 39122200 | Electrical switches and accessories | Production Completed
TNG - SHO | UNSPSC Classification | SCV | SCV | OK | 2023-04-14 | 2023-04-18 |  | G_53327 | G_39121500-00-00187 | 39121500-00-00187 | SWITCH, 20 A, ANCHOR ROMA | 3008 | Consumables B - Nos | SWITCH | SWITCH |  | 39122200 | Electrical switches and accessories | Production Completed
TNG - SHO | UNSPSC Classification | SCV | SCV | OK | 2023-04-14 | 2023-04-18 |  | G_57813 | G_39121500-11-00223 | 39121500-11-00223 | SWITCH, 2-WAY, 6 A, W26402A | 3047 | Spare Parts - Nos. | SWITCH | SWITCH |  | 39122200 | Electrical switches and accessories | Production Completed
TNG - SHO | UNSPSC Classification | SCV | SCV | OK | 2023-04-14 | 2023-04-18 |  | G_53292 | G_39121500-00-00186 | 39121500-00-00186 | SWITCH, 6 A MK | 3008 | Consumables B - Nos | SWITCH | SWITCH |  | 39122200 | Electrical switches and accessories | Production Completed
TNG - SHO | UNSPSC Classification | SCV | SCV | OK | 2023-04-14 | 2023-04-18 |  | G_52913 | G_39121500-11-00132 | 39121500-11-00132 | SWITCH, CHANGE OVER | 3008 | Consumables B - Nos | CHANGE-OVER SWITCH | CHANGE-OVER SWITCH |  | 39122200 | Electrical switches and accessories | Production Completed
TNG - SHO | UNSPSC Classification | SCV | SCV | OK | 2023-04-14 | 2023-04-18 |  | G_54664 | G_39121512-12-00101 | 39121512-12-00101 | SWITCH, DP, PILLAR, WITH LOCK, FOR HITACHI CC14SF, 951864 | 299 | HITACHI Spares | SWITCH | SWITCH |  | 39122200 | Electrical switches and accessories | Production Completed
TNG - SHO | UNSPSC Classification | SCV | SCV | OK | 2023-04-14 | 2023-04-18 |  | G_54130 | G_39121506-00-00011 | 39121506-00-00011 | SWITCH, EMERGENCY | CPELE03 | Electrical-Nos | SWITCH | SWITCH |  | 39122200 | Electrical switches and accessories | Production Completed
TNG - SHO | UNSPSC Classification | SCV | SCV | OK | 2023-04-14 | 2023-04-18 |  | G_54191 | G_39121506-00-00021 | 39121506-00-00021 | SWITCH, EMERGENCY STOP - AC010, MAKE: IFM | CPELE03 | Electrical-Nos | SWITCH | SWITCH |  | 39122200 | Electrical switches and accessories | Production Completed
TNG - SHO | UNSPSC Classification | SCV | SCV | OK | 2023-04-14 | 2023-04-18 |  | G_54215 | G_39121506-00-00022 | 39121506-00-00022 | SWITCH, INDUCTIVE PROXIMITY, MAKE: TELEMECANIQUE, PT-NO: XS8C4A1PCP20 | CPELE03 | Electrical-Nos | SWITCH | SWITCH | PROXIMITY | 39122230 | Proximity switch | Production Completed
TNG - SHO | UNSPSC Classification | SCV | SCV | OK | 2023-04-14 | 2023-04-18 |  | G_54227 | G_39121506-00-00023 | 39121506-00-00023 | SWITCH, JOY STICK, SCHNEIDER MAKE, XD2 CD1111, 4WAY | CPELE03 | Electrical-Nos | SWITCH | SWITCH | JOYSTIC | 39122227 | Joystick switch or control | Production Completed
TNG - SHO | UNSPSC Classification | SCV | SCV | OK | 2023-04-14 | 2023-04-18 |  | G_54686 | G_39121512-12-00009 | 39121512-12-00009 | SWITCH, ON-OFF, SPST | 299 | HITACHI Spares | SWITCH | SWITCH |  | 39122200 | Electrical switches and accessories | Production Completed
TNG - SHO | UNSPSC Classification | SCV | SCV | OK | 2023-04-14 | 2023-04-18 |  | G_54715 | G_39121512-12-00023 | 39121512-12-00023 | SWITCH, ON-OFF, SPST, 957 747 | 299 | HITACHI Spares | SWITCH | SWITCH |  | 39122200 | Electrical switches and accessories | Production Completed
TNG - SHO | UNSPSC Classification | SCV | SCV | OK | 2023-04-14 | 2023-04-18 |  | G_54789 | G_39121512-12-00075 | 39121512-12-00075 | SWITCH, ON-OFF, SPST, FOR HITACHI – G 23 SF2, 320238 | 299 | HITACHI Spares | SWITCH | SWITCH |  | 39122200 | Electrical switches and accessories | Production Completed
TNG - SHO | UNSPSC Classification | SCV | SCV | OK | 2023-04-14 | 2023-04-18 |  | G_54727 | G_39121512-12-00036 | 39121512-12-00036 | SWITCH, PILLAR, 1 P, FOR DH24PB3, 324 536 | 299 | HITACHI Spares | SWITCH | SWITCH |  | 39122200 | Electrical switches and accessories | Production Completed
TNG - SHO | UNSPSC Classification | SCV | SCV | OK | 2023-04-14 | 2023-04-18 |  | G_54728 | G_39121512-12-00032 | 39121512-12-00032 | SWITCH, PILLAR, FOR FDV16VB2, 321632 | 299 | HITACHI Spares | SWITCH | SWITCH |  | 39122200 | Electrical switches and accessories | Production Completed
TNG - SHO | UNSPSC Classification | SCV | SCV | OK | 2023-04-14 | 2023-04-18 |  | G_57811 | G_39121506-11-00004 | 39121506-11-00004 | SWITCH, PRESSURE | 3047 | Spare Parts - Nos. | PRESSURE SWITCH | PRESSURE SWITCH | PRESSURE | 39122210 | Pressure switch | Production Completed
TNG - SHO | UNSPSC Classification | SCV | SCV | OK | 2023-04-14 | 2023-04-18 |  | G_54684 | G_39121512-12-00006 | 39121512-12-00006 | SWITCH, PT-NO: 955-509, MAKE : HITACHI | 299 | HITACHI Spares | SWITCH | SWITCH |  | 39122200 | Electrical switches and accessories | Production Completed
TNG - SHO | UNSPSC Classification | SCV | SCV | OK | 2023-04-14 | 2023-04-18 |  | G_53312 | G_39121500-00-00194 | 39121500-00-00194 | SWITCH, SMPS | 3008 | Consumables B - Nos | SWITCH | SWITCH |  | 39122200 | Electrical switches and accessories | Production Completed
TNG - SHO | UNSPSC Classification | SCV | SCV | OK | 2023-04-14 | 2023-04-18 |  | G_54153 | G_39121506-00-00014 | 39121506-00-00014 | SWITCH, VOLUMETRIC DOSER SWITCH INCL. BRACKET (D-F5PL , BT-06) MAKE: WIL EL MIL | CPELE03 | Electrical-Nos | SWITCH | SWITCH |  | 39122200 | Electrical switches and accessories | Production Completed
TNG - SHO | UNSPSC Classification | SCV | SCV | OK | 2023-04-14 | 2023-04-18 |  | G_54726 | G_39121512-12-00035 | 39121512-12-00035 | SWITCH, WITH SAFETY LOCK, FOR G23SC3, 320239 | 299 | HITACHI Spares | SWITCH | SWITCH | SAFETY | 39122205 | Safety switch | Production Completed
TNG - SHO | UNSPSC Classification | SCV | SCV | OK | 2023-04-14 | 2023-04-18 |  | G_58904 | G_30131700-00-00117 | 30131700-00-00117 | TILE, CERAMIC VATICAN MARFIL, SIZE : 600X120 MAKE : KAJARIA | 605 | Vitrified Tiles | TILE | TILE |  | 30131704 | Ceramic tiles or flagstones | Production Completed
TNG - SHO | UNSPSC Classification | SCV | SCV | OK | 2023-04-14 | 2023-04-18 |  | G_58552 | G_30131704-00-01027 | 30131704-00-01027 | TILE, CERAMIC, 300 WD, 600 MM LG, 8.50 MM THK, THARSTONE BIANCO, MAKE: QUTONE | 605 | Vitrified Tiles | TILE | TILE |  | 30131704 | Ceramic tiles or flagstones | Production Completed
TNG - SHO | UNSPSC Classification | SCV | SCV | OK | 2023-04-14 | 2023-04-18 |  | G_52477 | G_30131704-00-00631 | 30131704-00-00631 | TILE, CERAMIC, 320 MM WD, 320 MM LG, 8.00 MM THK, EASY GRIP NERO, MAKE: JOHNSON | 232 | Ceramic floor tile - 300 X 300 mm - Somany | TILE | TILE |  | 30131704 | Ceramic tiles or flagstones | Production Completed
TNG - SHO | UNSPSC Classification | SCV | SCV | OK | 2023-04-14 | 2023-04-18 |  | G_58489 | G_30131704-00-00572 | 30131704-00-00572 | TILE, CERAMIC, 397 MM WD, 397 MM LG, 8.20 MM THK, NATURAL WOOD, MAKE: ASIAN | 605 | Vitrified Tiles | TILE | TILE |  | 30131704 | Ceramic tiles or flagstones | Production Completed
TNG - SHO | UNSPSC Classification | SCV | SCV | OK | 2023-04-14 | 2023-04-18 |  | G_58493 | G_30131704-00-00568 | 30131704-00-00568 | TILE, CERAMIC, 397 MM WD, 397 MM LG, 8.20 MM THK, STEEL GREY, MAKE: ASIAN | 605 | Vitrified Tiles | TILE | TILE |  | 30131704 | Ceramic tiles or flagstones | Production Completed
TNG - SHO | UNSPSC Classification | SCV | SCV | OK | 2023-04-14 | 2023-04-18 |  | G_52478 | G_30131704-00-00659 | 30131704-00-00659 | TILE, CERAMIC, 400 MM WD, 400 MM LG, 8.50 MM THK, C 40048, MAKE: WHITE HORSE | 232 | Ceramic floor tile - 300 X 300 mm - Somany | TILE | TILE |  | 30131704 | Ceramic tiles or flagstones | Production Completed
TNG - SHO | UNSPSC Classification | SCV | SCV | OK | 2023-04-14 | 2023-04-18 |  | G_58503 | G_30131704-00-00569 | 30131704-00-00569 | TILE, CERAMIC, 400 MM WD, 400 MM LG, 8.50 MM THK, C40037, MAKE : WHITE HORSE | 605 | Vitrified Tiles | TILE | TILE |  | 30131704 | Ceramic tiles or flagstones | Production Completed
TNG - SHO | UNSPSC Classification | SCV | SCV | OK | 2023-04-14 | 2023-04-18 |  | G_58488 | G_30131704-00-00571 | 30131704-00-00571 | TILE, CERAMIC, 400 MM WD, 400 MM LG, 8.50 MM THK, C40040, MAKE: WHITE HORSE | 605 | Vitrified Tiles | TILE | TILE |  | 30131704 | Ceramic tiles or flagstones | Production Completed
TNG - SHO | UNSPSC Classification | SCV | SCV | OK | 2023-04-14 | 2023-04-18 |  | G_52476 | G_30131704-00-00629 | 30131704-00-00629 | TILE, CERAMIC, 400 MM WD, 400 MM LG, 8.50 MM THK, C40043, MAKE : WHITE HORSE | 232 | Ceramic floor tile - 300 X 300 mm - Somany | TILE | TILE |  | 30131704 | Ceramic tiles or flagstones | Production Completed
TNG - SHO | UNSPSC Classification | SCV | SCV | OK | 2023-04-14 | 2023-04-18 |  | G_58504 | G_30131704-00-00570 | 30131704-00-00570 | TILE, CERAMIC, 400 MM WD, 400 MM LG, 8.50 MM THK, C40047, MAKE : WHITE HORSE | 605 | Vitrified Tiles | TILE | TILE |  | 30131704 | Ceramic tiles or flagstones | Production Completed
TNG - SHO | UNSPSC Classification | SCV | SCV | OK | 2023-04-14 | 2023-04-18 |  | G_52479 | G_30131704-00-00664 | 30131704-00-00664 | TILE, CERAMIC, 450 MM WD, 450 MM LG, 9.00 MM THK, BRETON STONE OLYMPIA, MAKE: NITCO | 232 | Ceramic floor tile - 300 X 300 mm - Somany | TILE | TILE |  | 30131704 | Ceramic tiles or flagstones | Production Completed
TNG - SHO | UNSPSC Classification | SCV | SCV | OK | 2023-04-14 | 2023-04-18 |  | G_52480 | G_30131704-00-00972 | 30131704-00-00972 | TILE, ROOF, MULTIBLEND | 232 | Ceramic floor tile - 300 X 300 mm - Somany | TILE | TILE |  | 30151513 | Ceramic roof tile | Production Completed
TNG - SHO | UNSPSC Classification | SCV | SCV | OK | 2023-04-14 | 2023-04-18 |  | G_52481 | G_30131704-00-01362 | 30131704-00-01362 | TILE, ROOF, TONDAQUE | 232 | Ceramic floor tile - 300 X 300 mm - Somany | TILE | TILE |  | 30151513 | Ceramic roof tile | Production Completed
TNG - SHO | UNSPSC Classification | SCV | SCV | OK | 2023-04-14 | 2023-04-18 |  | G_58932 | G_30131704-00-01808 | 30131704-00-01808 | TILE, VETRIFIED, 190MM WD, 1200 MM LG, 11.0 MM THK, GRANDE BURL WOOD STRIPES | 605 | Vitrified Tiles | TILE | TILE |  | 30131704 | Ceramic tiles or flagstones | Production Completed
TNG - SHO | UNSPSC Classification | SCV | SCV | OK | 2023-04-14 | 2023-04-18 |  | G_58860 | G_30131704-00-01539 | 30131704-00-01539 | TILE, VITIRIFED, 600 MM WD, 600 MM LG, 10.0 MM THK, DESERT BIANCO, MAKE: BRONZE | 605 | Vitrified Tiles | TILE | TILE |  | 30131704 | Ceramic tiles or flagstones | Production Completed
TNG - SHO | UNSPSC Classification | SCV | SCV | OK | 2023-04-14 | 2023-04-18 |  | G_58695 | G_30131704-00-01320 | 30131704-00-01320 | TILE, VITIRIFED, 600 MM WD, 600 MM LG, 9.50 MM THK, PEGASUS GREY DARK, MAKE: SOMANY | 605 | Vitrified Tiles | TILE | TILE |  | 30131704 | Ceramic tiles or flagstones | Production Completed
TNG - SHO | UNSPSC Classification | SCV | SCV | OK | 2023-04-14 | 2023-04-18 |  | G_58655 | G_30131704-00-01280 | 30131704-00-01280 | TILE, VITRFIIED, 300 MM WD, 600 MM LG, 10.0 MM THK, H63095, MAKE: WHITE HORSE | 605 | Vitrified Tiles | TILE | TILE |  | 30131704 | Ceramic tiles or flagstones | Production Completed
TNG - SHO | UNSPSC Classification | SCV | SCV | OK | 2023-04-14 | 2023-04-18 |  | G_58779 | G_30131704-00-01464 | 30131704-00-01464 | TILE, VITRIFED, 598 MM WD, 598 MM LG, 10.00 MM THK, HABANA LGY, MAKE: RAK | 605 | Vitrified Tiles | TILE | TILE |  | 30131704 | Ceramic tiles or flagstones | Production Completed
TNG - SHO | UNSPSC Classification | SCV | SCV | OK | 2023-04-14 | 2023-04-18 |  | G_58817 | G_30131704-00-01415 | 30131704-00-01415 | TILE, VITRIFED, 800 MM WD, 800 MM LG, 9.50 MM THK, ZEST CEMENT, MAKE: SOMANY | 605 | Vitrified Tiles | TILE | TILE |  | 30131704 | Ceramic tiles or flagstones | Production Completed
TNG - SHO | UNSPSC Classification | SCV | SCV | OK | 2023-04-14 | 2023-04-18 |  | G_58720 | G_30131704-00-01331 | 30131704-00-01331 | TILE, VITRIFID, 600 MM WD, 600 MM LG, 10.0 MM THK, TOPAZ, MAKE: PAVIT | 605 | Vitrified Tiles | TILE | TILE |  | 30131704 | Ceramic tiles or flagstones | Production Completed
TNG - SHO | UNSPSC Classification | SCV | SCV | OK | 2023-04-14 | 2023-04-18 |  | G_58992 | G_30131704-00-01699 | 30131704-00-01699 | TILE, VITRIFID, 600 MM WD, 600 MM LG, 9.00 MM THK, MAGNUM CORAL, MAKE: NITCO | 605 | Vitrified Tiles | TILE | TILE |  | 30131704 | Ceramic tiles or flagstones | Production Completed
TNG - SHO | UNSPSC Classification | SCV | SCV | OK | 2023-04-14 | 2023-04-18 |  | G_58931 | G_30131704-00-01697 | 30131704-00-01697 | TILE, VITRIFID, 600 MM WD, 600 MM LG, 9.00 MM THK, NATURALIA PERLA, MAKE: NITCO | 605 | Vitrified Tiles | TILE | TILE |  | 30131704 | Ceramic tiles or flagstones | Production Completed
TNG - SHO | UNSPSC Classification | SCV | SCV | OK | 2023-04-14 | 2023-04-18 |  | G_58722 | G_30131704-00-01110 | 30131704-00-01110 | TILE, VITTRIFIED, 300 MM WD, 600 MM LG, 10.0 MM THK, TROPICAL GRIS, MAKE: SOMANY | 605 | Vitrified Tiles | TILE | TILE |  | 30131704 | Ceramic tiles or flagstones | Production Completed
TNG - SHO | UNSPSC Classification | SCV | SCV | OK | 2023-04-14 | 2023-04-18 |  | G_52077 | G_25172500-00-00034 | 25172500-00-00034 | TYRE, FRONT TYRE, SIZE : 9.5 - 24, FOR JOHNDEERE TRACTOR | 2645 | BOBCAT S130 SKID STEER LOADER | TYRE | TYRE |  | 25172503 | Heavy truck tires | Production Completed
TNG - SHO | UNSPSC Classification | SCV | SCV | OK | 2023-04-14 | 2023-04-18 |  | G_52080 | G_25172500-00-00042 | 25172500-00-00042 | TYRE, FRONT, SIZE : 6-00 - 16 SL, 4 PLY RATING, FOR FARMTRAC 35 TRACTOR | 2645 | BOBCAT S130 SKID STEER LOADER | TYRE | TYRE |  | 25172503 | Heavy truck tires | Production Completed
TNG - SHO | UNSPSC Classification | SCV | SCV | OK | 2023-04-14 | 2023-04-18 |  | G_52079 | G_25172500-00-00043 | 25172500-00-00043 | TYRE, FRONT, SIZE : 9 X 16, FOR BACKHOE LOADER L&T CASE 851 | 2645 | BOBCAT S130 SKID STEER LOADER | TYRE | TYRE |  | 25172503 | Heavy truck tires | Production Completed
TNG - SHO | UNSPSC Classification | SCV | SCV | OK | 2023-04-14 | 2023-04-18 |  | G_52064 | G_25172504-12-00004 | 25172504-12-00004 | TYRE, HEAVY DUTY, 10 X 16.5, BOBCAT, 6661287A | 2645 | BOBCAT S130 SKID STEER LOADER | TYRE | TYRE |  | 25172503 | Heavy truck tires | Production Completed
TNG - SHO | UNSPSC Classification | SCV | SCV | OK | 2023-04-14 | 2023-04-18 |  | G_52062 | G_25172504-12-00003 | 25172504-12-00003 | TYRE, HEAVY DUTY, 12 X 16.5, 12 PLY, BOBCAT, 6729901 | 2645 | BOBCAT S130 SKID STEER LOADER | TYRE | TYRE |  | 25172503 | Heavy truck tires | Production Completed
TNG - SHO | UNSPSC Classification | SCV | SCV | OK | 2023-04-14 | 2023-04-18 |  | G_52081 | G_25172500-00-00040 | 25172500-00-00040 | TYRE, SIZE : 13.6 X 28, 12 PLY RATING, FOR TRACTOR | 2645 | BOBCAT S130 SKID STEER LOADER | TYRE | TYRE |  | 25172503 | Heavy truck tires | Production Completed
TNG - SHO | UNSPSC Classification | SCV | SCV | OK | 2023-04-14 | 2023-04-18 |  | G_52078 | G_25172500-00-00037 | 25172500-00-00037 | TYRE, SIZE : 23.1 - 26 RS, PLY RATING : 8, TUBELESS, FOR SOIL COMPACTOR, MODEL : SD 110 | 2645 | BOBCAT S130 SKID STEER LOADER | TYRE | TYRE |  | 25172503 | Heavy truck tires | Production Completed
TNG - SHO | UNSPSC Classification | SCV | SCV | OK | 2023-04-14 | 2023-04-18 |  | G_52075 | G_25172500-00-00035 | 25172500-00-00035 | TYRE, SIZE : 8.25 - 16, 16 PLY RATING, FOR WATER TANKER | 2645 | BOBCAT S130 SKID STEER LOADER | TYRE | TYRE |  | 25172503 | Heavy truck tires | Production Completed
TNG - SHO | UNSPSC Classification | SCV | SCV | OK | 2023-04-14 | 2023-04-18 |  | G_52073 | G_25172500-00-00013 | 25172500-00-00013 | TYRE, WITH TUBE 10.00-16.5, 8 PLY RATING , PT NO: 6729896, FOR BOBCAT SKID STEER LOADER | 2645 | BOBCAT S130 SKID STEER LOADER | TYRE | TYRE |  | 25172503 | Heavy truck tires | Production Completed
TNG - SHO | UNSPSC Classification | SCV | SCV | OK | 2023-04-14 | 2023-04-19 |  | G_52843 | G_23271812-11-00009 | 23271812-11-00009 | WELDING ROD, 2.5 MM DIA, 350 MM LG, MILD STEEL | 3008 | Consumables B - Nos | WELDING ROD | ROD | WELDING | 23271812 | Welding rod | Production Completed
TNG - SHO | UNSPSC Classification | SCV | SCV | OK | 2023-04-14 | 2023-04-19 |  | G_52734 | G_23271812-11-00008 | 23271812-11-00008 | WELDING ROD, 2.5 MM DIA, 350 MM LG, STAINLESS STEEL | 3008 | Consumables B - Nos | WELDING ROD | ROD | WELDING | 23271812 | Welding rod | Production Completed
TNG - SHO | UNSPSC Classification | SCV | SCV | OK | 2023-04-14 | 2023-04-19 |  | G_52844 | G_23271812-11-00010 | 23271812-11-00010 | WELDING ROD, 3.15 MM DIA, 350 MM LG, MILD STEEL | 3008 | Consumables B - Nos | WELDING ROD | ROD | WELDING | 23271812 | Welding rod | Production Completed
TNG - SHO | UNSPSC Classification | SCV | SCV | OK | 2023-04-14 | 2023-04-19 |  | G_52795 | G_23271812-11-00005 | 23271812-11-00005 | WELDING ROD, 3.15 MM DIA, 350 MM LG, STAINLESS STEEL | 3008 | Consumables B - Nos | WELDING ROD | ROD | WELDING | 23271812 | Welding rod | Production Completed
TNG - SHO | UNSPSC Classification | SCV | SCV | OK | 2023-04-14 | 2023-04-19 |  | G_52796 | G_23271812-11-00006 | 23271812-11-00006 | WELDING ROD, 3.15 MM DIA, 450 MM LG, MILD STEEL, 7018 | 3008 | Consumables B - Nos | WELDING ROD | ROD | WELDING | 23271812 | Welding rod | Production Completed
TNG - SHO | UNSPSC Classification | SCV | SCV | OK | 2023-04-14 | 2023-04-19 |  | G_52797 | G_23271812-11-00007 | 23271812-11-00007 | WELDING ROD, 4 MM DIA, 450 MM LG, MILD STEEL, 7018 | 3008 | Consumables B - Nos | WELDING ROD | ROD | WELDING | 23271812 | Welding rod | Production Completed
TNG - SHO | UNSPSC Classification | SCV | SCV | OK | 2023-04-14 | 2023-04-19 |  | G_54446 | G_31161717-00-00002 | 31161717-00-00002 | WING NUT, 16 MM DIA, MILD STEEL | 2119 | G.I. Bolt & Nut with washer | WING NUT | NUT | WING | 31161717 | Wing nuts | Production Completed
TNG - SHO | UNSPSC Classification | SCV | SCV | OK | 2023-04-14 | 2023-04-19 |  | G_54447 | G_31161717-00-00003 | 31161717-00-00003 | WING NUT, 20 MM DIA, MILD STEEL | 2119 | G.I. Bolt & Nut with washer | WING NUT | NUT | WING | 31161717 | Wing nuts | Production Completed
TNG - SHO | UNSPSC Classification | SCV | SCV | OK | 2023-04-14 | 2023-04-19 |  | G_52921 | G_27111907-11-00005 | 27111907-11-00005 | WIRE BRUSH | 3008 | Consumables B - Nos | WIRE BRUSH | BRUSH | WIRE | 27111907 | Wire brushes | Production Completed
TNG - SHO | UNSPSC Classification | SCV | SCV | OK | 2023-04-14 | 2023-04-19 |  | G_57592 | G_31162006-11-00012 | 31162006-11-00012 | WIRE NAIL, 1" LG, 10 TO 12 SWG THK, MILD STEEL | 267 | Nails | WIRE NAIL | NAIL | WIRE | 31162006 | Wire nails | Production Completed
TNG - SHO | UNSPSC Classification | SCV | SCV | OK | 2023-04-14 | 2023-04-19 |  | G_57597 | G_31162006-11-00009 | 31162006-11-00009 | WIRE NAIL, 1-1/2" LG, MILD STEEL | 267 | Nails | WIRE NAIL | NAIL | WIRE | 31162006 | Wire nails | Production Completed
TNG - SHO | UNSPSC Classification | SCV | SCV | OK | 2023-04-14 | 2023-04-19 |  | G_57594 | G_31162006-11-00003 | 31162006-11-00003 | WIRE NAIL, 2" LG, 10 SWG THK, MILD STEEL | 267 | Nails | WIRE NAIL | NAIL | WIRE | 31162006 | Wire nails | Production Completed
TNG - SHO | UNSPSC Classification | SCV | SCV | OK | 2023-04-14 | 2023-04-19 |  | G_57278 | G_31162006-11-00016 | 31162006-11-00016 | WIRE NAIL, 2" LG, MILD STEEL | 956 | M.S. Wire Nails | WIRE NAIL | NAIL | WIRE | 31162006 | Wire nails | Production Completed
TNG - SHO | UNSPSC Classification | SCV | SCV | OK | 2023-04-14 | 2023-04-19 |  | G_57595 | G_31162006-11-00004 | 31162006-11-00004 | WIRE NAIL, 2-1/2" LG, 8 SWG THK, MILD STEEL | 267 | Nails | WIRE NAIL | NAIL | WIRE | 31162006 | Wire nails | Production Completed
TNG - SHO | UNSPSC Classification | SCV | SCV | OK | 2023-04-14 | 2023-04-19 |  | G_57279 | G_31162006-11-00006 | 31162006-11-00006 | WIRE NAIL, 2-1/2" LG, MILD STEEL | 956 | M.S. Wire Nails | WIRE NAIL | NAIL | WIRE | 31162006 | Wire nails | Production Completed
TNG - SHO | UNSPSC Classification | SCV | SCV | OK | 2023-04-14 | 2023-04-19 |  | G_57596 | G_31162006-11-00005 | 31162006-11-00005 | WIRE NAIL, 3" LG, 8 SWG THK, MILD STEEL | 267 | Nails | WIRE NAIL | NAIL | WIRE | 31162006 | Wire nails | Production Completed
TNG - SHO | UNSPSC Classification | SCV | SCV | OK | 2023-04-14 | 2023-04-19 |  | G_57280 | G_31162006-11-00007 | 31162006-11-00007 | WIRE NAIL, 3" LG, MILD STEEL | 956 | M.S. Wire Nails | WIRE NAIL | NAIL | WIRE | 31162006 | Wire nails | Production Completed
TNG - SHO | UNSPSC Classification | SCV | SCV | OK | 2023-04-14 | 2023-04-19 |  | G_57593 | G_31162006-11-00002 | 31162006-11-00002 | WIRE NAIL, 4" LG, 6 SWG THK, MILD STEEL | 267 | Nails | WIRE NAIL | NAIL | WIRE | 31162006 | Wire nails | Production Completed
TNG - SHO | UNSPSC Classification | SCV | SCV | OK | 2023-04-14 | 2023-04-19 |  | G_57281 | G_31162006-11-00008 | 31162006-11-00008 | WIRE NAIL, 4" LG, MILD STEEL | 956 | M.S. Wire Nails | WIRE NAIL | NAIL | WIRE | 31162006 | Wire nails | Production Completed