## Sheet1
Material | Activities | Project Code | Production User | Production Comments | Start Date | End Date | Remarks | Common | Plant | Clt | X-Plant Status | Maint Status | OEM/MNFR | Short | PO Text | Manufacturer Part No. | Manufacturer | Name | Reference URL | Reference URL1 | MNFR | PTNO | MNFR 1 | PTNO 1 | MNFR 2 | PTNO 2 | DRAWING NO | DRAWING VERSION | Item Number | Equipment Type | Equipment Manufacturer | Equipment Model | Equipment Serial | Enriched/Cleansed | Comment | Noun | Modifier | Attribute Name 1 | Attribute Value 1 | Attribute Name 2 | Attribute Value 2 | Attribute Name 3 | Attribute Value 3 | Attribute Name 4 | Attribute Value 4 | Attribute Name 5 | Attribute Value 5 | Attribute Name 6 | Attribute Value 6 | Attribute Name 7 | Attribute Value 7 | Attribute Name 8 | Attribute Value 8 | Attribute Name 9 | Attribute Value 9 | Attribute Name 10 | Attribute Value 10 | Attribute Name 11 | Attribute Value 11 | Attribute Name 12 | Attribute Value 12 | Attribute Name 13 | Attribute Value 13 | Attribute Name 14 | Attribute Value 14 | Attribute Name 15 | Attribute Value 15 | Attribute Name 16 | Attribute Value 16 | Attribute Name 17 | Attribute Value 17 | Attribute Name 18 | Attribute Value 18 | Attribute Name 19 | Attribute Value 19 | Attribute Name 20 | Attribute Value 20 | Attribute Name 21 | Attribute Value 21 | Attribute Name 22 | Attribute Value 22 | Attribute Name 23 | Attribute Value 23 | Attribute Name 24 | Attribute Value 24 | Attribute Name 25 | Attribute Value 25 | Attribute Name 26 | Attribute Value 26 | Attribute Name 27 | Attribute Value 27 | Attribute Name 28 | Attribute Value 28 | Attribute Name 29 | Attribute Value 29 | Status
1288761 | Data Enrichment | STP_002 - 0002 | MKV | OK | 2022-07-13 | 2022-07-13 | [5 empty] | KDELBVC |  | ACTUATOR,PNEU;40-140 PSI,-20 TO 93 DEGC | ACTUATOR,PNEUMATIC;PRESSURE RATING:40-140 PSI,TEMPERATURE RATING:-20 TO 93 DEGC,ADDITIONAL FEATURES EN:92 SERIES,MNFR:BRAY INTERNATIONAL,PTNO:921190-11350532 | 921190-11350532 |  |  | https://www.ontrium.com/en/usa/brands/bray/921190-11350532 |  | BRAY INTERNATIONAL | 921190-11350532 | [13 empty] | ACTUATOR | PNEUMATIC | TYPE | DOUBLE ACTING | TRAVEL |  | INLET CONNECTION SIZE |  | INLET CONNECTION TYPE |  | OUTLET CONNECTION SIZE |  | OUTLET CONNECTION TYPE |  | TORQUE RATING |  | PRESSURE RATING | 40-140 PSI | TEMPERATURE RATING | (-20 TO 93) DEGC | MATERIAL |  | MOUNTING TYPE |  | HAZARD CLASS |  | CERTIFICATION/STANDARD |  | ADDITIONAL FEATURES EN | 92 SERIES | ADDITIONAL FEATURES ES |  | ADDITIONAL FEATURES FR | [27 empty] | Production Completed
1289712 | Data Enrichment | STP_002 - 0002 | MKV | OK | 2022-07-13 | 2022-07-13 | [5 empty] | KDELBVQC |  | ACTUATOR,PNEU;BOW 300 92/210 FAIL LAST | ACTUATOR,PNEUMATIC;ADDITIONAL FEATURES EN:BOW 300 92/210 FAIL LAST,PTNO:922100-11350532\9000E2-22650536 \9FMTKN | 922100-11350532\9000E2-22650536 \9FMTKN |  |  | http://onrion-usa.com/product/922100-11350532/507291 |  |  | 922100-11350532\9000E2-22650536 \9FMTKN | [13 empty] | ACTUATOR | PNEUMATIC | TYPE | DOUBLE ACTING | TRAVEL |  | INLET CONNECTION SIZE |  | INLET CONNECTION TYPE |  | OUTLET CONNECTION SIZE |  | OUTLET CONNECTION TYPE |  | TORQUE RATING |  | PRESSURE RATING |  | TEMPERATURE RATING |  | MATERIAL |  | MOUNTING TYPE |  | HAZARD CLASS |  | CERTIFICATION/STANDARD |  | ADDITIONAL FEATURES EN | BOW 300 92/210 FAIL LAST | ADDITIONAL FEATURES ES |  | ADDITIONAL FEATURES FR | [27 empty] | Production Completed
1220393 | Data Enrichment | STP_002 - 0002 | MKV | OK | 2022-07-13 | 2022-07-13 | [5 empty] | KELVDBC | #N/A | ACTUATOR,PNEU;DBL ACTNG,QTR-TRN,G1/4 | ACTUATOR,PNEUMATIC;TYPE:DOUBLE ACTING,QUARTER-TURN,INLET CONNECTION SIZE:G1/4,INLET CONNECTION TYPE:BSPP,OUTLET CONNECTION SIZE:G1/4,OUTLET CONNECTION TYPE:BSPP,TORQUE RATING:960 NM,PRESSURE RATING:5.6 BAR,TEMPERATURE RATING:-20 TO 80 DEG C,MATERIAL:WROUGHT ALUMINUM ALLOY,MOUNTING TYPE:FLANGE,CERTIFICATION/STANDARD:ATEX,ISO 5211,ROHS,SIL,VDI/VDE 3845,ADDITIONAL FEATURES EN:90 DEG SWIVEL ANGLE,MNFR | 533478 | 1031504 | FESTO | https://www.festo.com/tw/en/search/?text=533478 | https://www.festo.com/tw/en/a/download-document/datasheet/533478 | FESTO | 533478 | [13 empty] | ACTUATOR | PNEUMATIC | TYPE | DOUBLE ACTING,QUARTER-TURN | TRAVEL |  | INLET CONNECTION SIZE | 1/4 IN | INLET CONNECTION TYPE | BSPP | OUTLET CONNECTION SIZE | G1/4 | OUTLET CONNECTION TYPE | BSPP | TORQUE RATING | 960 NM | PRESSURE RATING | 5.6 BAR | TEMPERATURE RATING | (-20 TO 80) DEG C | MATERIAL | WROUGHT ALUMINUM ALLOY | MOUNTING TYPE | FLANGE | HAZARD CLASS |  | CERTIFICATION/STANDARD | ATEX,ISO 5211,ROHS,SIL,VDI/VDE 3845 | ADDITIONAL FEATURES EN | 90 DEG SWIVEL ANGLE | ADDITIONAL FEATURES ES |  | ADDITIONAL FEATURES FR | [27 empty] | Production Completed
1186257 | Data Enrichment | STP_002 - 0002 | MKV | OK | 2022-07-13 | 2022-07-13 | [5 empty] | KELVDBC | #N/A | ACTUATOR,PNEU;DBL ACTNG,QTR-TRN,G1/8 | ACTUATOR,PNEUMATIC;TYPE:DOUBLE ACTING,QUARTER-TURN,INLET CONNECTION SIZE:G1/8,INLET CONNECTION TYPE:BSPP,OUTLET CONNECTION SIZE:G1/8,OUTLET CONNECTION TYPE:BSPP,TORQUE RATING:60 NM,PRESSURE RATING:5.6 BAR,TEMPERATURE RATING:-20 TO 80 DEG C,MATERIAL:WROUGHT ALUMINUM ALLOY,MOUNTING TYPE:FLANGE,CERTIFICATION/STANDARD:ATEX,ISO 5211,ROHS,SIL,VDI/VDE 3845,ADDITIONAL FEATURES EN:90 DEG SWIVEL ANGLE,CLOSE | 533477 | 1031504 | FESTO | https://www.festo.com/tw/en/a/533477/?q=533477~:festoSortOrderScored | https://www.festo.com/tw/en/a/download-document/datasheet/533477 | FESTO | 533477 | [13 empty] | ACTUATOR | PNEUMATIC | TYPE | DOUBLE ACTING,QUARTER-TURN | TRAVEL |  | INLET CONNECTION SIZE | 1/8 IN | INLET CONNECTION TYPE | BSPP | OUTLET CONNECTION SIZE | G1/8 | OUTLET CONNECTION TYPE | BSPP | TORQUE RATING | 60 NM | PRESSURE RATING | 5.6 BAR | TEMPERATURE RATING | (-20 TO 80) DEG C | MATERIAL | WROUGHT ALUMINUM ALLOY | MOUNTING TYPE | FLANGE | HAZARD CLASS |  | CERTIFICATION/STANDARD | ATEX,ISO 5211,ROHS,SIL,VDI/VDE 3845 | ADDITIONAL FEATURES EN | 90 DEG SWIVEL ANGLE | ADDITIONAL FEATURES ES |  | ADDITIONAL FEATURES FR | [27 empty] | Production Completed
1216162 | Data Enrichment | STP_002 - 0002 | MKV | OK | 2022-07-13 | 2022-07-13 | [5 empty] | KELVDBC | #N/A | ACTUATOR,PNEU;DBL ACTNG,QTR-TRN,G1/8 | ACTUATOR,PNEUMATIC;TYPE:DOUBLE ACTING,QUARTER-TURN,INLET CONNECTION SIZE:G1/8,INLET CONNECTION TYPE:BSPP,OUTLET CONNECTION SIZE:G1/8,OUTLET CONNECTION TYPE:BSPP,TORQUE RATING:240 NM,PRESSURE RATING:5.6 BAR,TEMPERATURE RATING:-20 TO 80 DEG C,MATERIAL:WROUGHT ALUMINUM ALLOY,MOUNTING TYPE:FLANGE,CERTIFICATION/STANDARD:ATEX,ISO 5211,ROHS,SIL,VDI/VDE 3845,ADDITIONAL FEATURES EN:90 DEG SWIVEL ANGLE,CLOS | 533422 | 1031504 | FESTO | https://www.festo.com/tw/en/a/533422/?q=533422~:festoSortOrderScored | https://www.festo.com/tw/en/a/download-document/datasheet/533422 | FESTO | 533422 | [13 empty] | ACTUATOR | PNEUMATIC | TYPE | DOUBLE ACTING,QUARTER-TURN | TRAVEL |  | INLET CONNECTION SIZE | 1/8 IN | INLET CONNECTION TYPE | BSPP | OUTLET CONNECTION SIZE | G1/8 | OUTLET CONNECTION TYPE | BSPP | TORQUE RATING | 240 NM | PRESSURE RATING | 5.6 BAR | TEMPERATURE RATING | (-20 TO 80) DEG C | MATERIAL | WROUGHT ALUMINUM ALLOY | MOUNTING TYPE | FLANGE | HAZARD CLASS |  | CERTIFICATION/STANDARD | ATEX,ISO 5211,ROHS,SIL,VDI/VDE 3845 | ADDITIONAL FEATURES EN | 90 DEG SWIVEL ANGLE | ADDITIONAL FEATURES ES |  | ADDITIONAL FEATURES FR | [27 empty] | Production Completed
1192887 | Data Enrichment | STP_002 - 0002 | MKV | OK | 2022-07-13 | 2022-07-13 | [5 empty] | KELVDBC | #N/A | ACTUATOR,PNEU;DBL ACTNG,QTR-TRN,G3/8 | ACTUATOR,PNEUMATIC;TYPE:DOUBLE ACTING,QUARTER-TURN,INLET CONNECTION SIZE:G3/8,INLET CONNECTION TYPE:BSPP,OUTLET CONNECTION SIZE:G3/8,OUTLET CONNECTION TYPE:BSPP,TORQUE RATING:8000 NM,PRESSURE RATING:5.6 BAR,TEMPERATURE RATING:-20 TO 80 DEG C,MATERIAL:WROUGHT ALUMINUM ALLOY,MOUNTING TYPE:FLANGE,CERTIFICATION/STANDARD:ATEX,ISO 5211,ROHS,SIL,VDI/VDE 3845,ADDITIONAL FEATURES EN:90 DEG SWIVEL ANGLE,MNF | 560855 | 1031504 | FESTO | https://www.festo.com/us/en/a/download-document/datasheet/560855 |  | FESTO | 560855 | [13 empty] | ACTUATOR | PNEUMATIC | TYPE | DOUBLE ACTING,QUARTER-TURN | TRAVEL |  | INLET CONNECTION SIZE | 3/8 IN | INLET CONNECTION TYPE | BSPP | OUTLET CONNECTION SIZE | G3/8 | OUTLET CONNECTION TYPE | BSPP | TORQUE RATING | 8000 NM | PRESSURE RATING | 5.6 BAR | TEMPERATURE RATING | (-20 TO 80) DEG C | MATERIAL | WROUGHT ALUMINUM ALLOY | MOUNTING TYPE | FLANGE | HAZARD CLASS |  | CERTIFICATION/STANDARD | ATEX,ISO 5211,ROHS,SIL,VDI/VDE 3845 | ADDITIONAL FEATURES EN | 90 DEG SWIVEL ANGLE | ADDITIONAL FEATURES ES |  | ADDITIONAL FEATURES FR | [27 empty] | Production Completed
1289714 | Data Enrichment | STP_002 - 0002 | MKV | OK | 2022-07-13 | 2022-07-13 | [5 empty] | KDELBVQC |  | ACTUATOR;BOW 100 92/083 | ACTUATOR;ADDITIONAL FEATURES EN:BOW 100 92/083,PTNO:920830-11350532\9000B1-226 | 920830-11350532\9000B1-226 |  |  | http://onrion-usa.com/product/900830-21350532-new-part-number-920830-11350532/3280033 |  |  | 920830-11350532\9000B1-226 | [13 empty] | ACTUATOR | PNEUMATIC | TYPE | DOUBLE ACTING | TRAVEL |  | INLET CONNECTION SIZE |  | INLET CONNECTION TYPE |  | OUTLET CONNECTION SIZE |  | OUTLET CONNECTION TYPE |  | TORQUE RATING |  | PRESSURE RATING |  | TEMPERATURE RATING |  | MATERIAL |  | MOUNTING TYPE |  | HAZARD CLASS |  | CERTIFICATION/STANDARD |  | ADDITIONAL FEATURES EN | BOW 100 92/083 | ADDITIONAL FEATURES ES |  | ADDITIONAL FEATURES FR | [27 empty] | Production Completed
1289585 | Data Enrichment | STP_002 - 0002 | MKV | OK | 2022-07-13 | 2022-07-13 | [5 empty] | KDELBVQC |  | ACTUATOR;FAIL LAST,9063-03,BFF 50 92/063 | ACTUATOR;ADDITIONAL FEATURES EN:FAIL LAST,9063-03,BFF 50 92/063,PTNO:920630-11350532 140150-2235P534 9F9063 | 920630-11350532 140150-2235P534 9F9063 |  |  | http://onrion-usa.com/product/920630-11350532/3280032 |  |  | 920630-11350532 140150-2235P534 9F9063 | [13 empty] | ACTUATOR | PNEUMATIC | TYPE | DOUBLE ACTING | TRAVEL |  | INLET CONNECTION SIZE |  | INLET CONNECTION TYPE |  | OUTLET CONNECTION SIZE |  | OUTLET CONNECTION TYPE |  | TORQUE RATING |  | PRESSURE RATING |  | TEMPERATURE RATING |  | MATERIAL |  | MOUNTING TYPE |  | HAZARD CLASS |  | CERTIFICATION/STANDARD |  | ADDITIONAL FEATURES EN | FAIL LAST,9063-03,BFF 50 92/063 | ADDITIONAL FEATURES ES |  | ADDITIONAL FEATURES FR | [27 empty] | Production Completed
1289569 | Data Enrichment | STP_002 - 0002 | MKV | OK | 2022-07-13 | 2022-07-13 | [5 empty] | KDELBVQC |  | ACTUATOR;FAIL LAST,BFF 200 92/210 | ACTUATOR;ADDITIONAL FEATURES EN:FAIL LAST,BFF 200 92/210,PTNO:922100-11350532 150600-22351534\9F9063 | 922100-11350532 150600-22351534\9F9063 |  |  | http://onrion-usa.com/product/922100-11350532/507291 |  |  | 922100-11350532 150600-22351534\9F9063 | [13 empty] | ACTUATOR | PNEUMATIC | TYPE | DOUBLE ACTING | TRAVEL |  | INLET CONNECTION SIZE |  | INLET CONNECTION TYPE |  | OUTLET CONNECTION SIZE |  | OUTLET CONNECTION TYPE |  | TORQUE RATING |  | PRESSURE RATING |  | TEMPERATURE RATING |  | MATERIAL |  | MOUNTING TYPE |  | HAZARD CLASS |  | CERTIFICATION/STANDARD |  | ADDITIONAL FEATURES EN | FAIL LAST,BFF 200 92/210 | ADDITIONAL FEATURES ES |  | ADDITIONAL FEATURES FR | [27 empty] | Production Completed
1289581 | Data Enrichment | STP_002 - 0002 | MKV | OK | 2022-07-13 | 2022-07-13 | [5 empty] | KDELBVQC |  | ACTUATOR;FAIL LAST,BFF 25 92/063 | ACTUATOR;ADDITIONAL FEATURES EN:FAIL LAST,BFF 25 92/063,PTNO:920630-11350532 140100-22350534 9F\9F9063 | 920630-11350532 140100-22350534 9F |  |  | http://onrion-usa.com/product/920630-11350532/3280032 |  |  | 920630-11350532 140100-22350534 9F | [13 empty] | ACTUATOR | PNEUMATIC | TYPE | DOUBLE ACTING | TRAVEL |  | INLET CONNECTION SIZE |  | INLET CONNECTION TYPE |  | OUTLET CONNECTION SIZE |  | OUTLET CONNECTION TYPE |  | TORQUE RATING |  | PRESSURE RATING |  | TEMPERATURE RATING |  | MATERIAL |  | MOUNTING TYPE |  | HAZARD CLASS |  | CERTIFICATION/STANDARD |  | ADDITIONAL FEATURES EN | FAIL LAST,BFF 25 92/063 | ADDITIONAL FEATURES ES |  | ADDITIONAL FEATURES FR | [27 empty] | Production Completed
1194525 | Data Enrichment | STP_002 - 0002 | MKV | OK | 2022-07-13 | 2022-07-13 | [5 empty] | KELVDBC | #N/A | ACTUATOR;LNR DRV,DIA 200 MM,DFPI 200-175 | ACTUATOR;TYPE:LINEAR DRIVE,SIZE:DIA 200 MM,ADDITIONAL FEATURES EN:DFPI 200-175,MNFR:FESTO,PTNO:4587974 | 4587974 | 1031504 | FESTO | https://www.festo.com/media/pim/989/D15000100121989.PDF |  | FESTO | 4587974 | [13 empty] | ACTUATOR | PNEUMATIC | TYPE |  | TRAVEL |  | INLET CONNECTION SIZE | DIA 200 MM | INLET CONNECTION TYPE |  | OUTLET CONNECTION SIZE |  | OUTLET CONNECTION TYPE |  | TORQUE RATING |  | PRESSURE RATING |  | TEMPERATURE RATING |  | MATERIAL |  | MOUNTING TYPE |  | HAZARD CLASS |  | CERTIFICATION/STANDARD |  | ADDITIONAL FEATURES EN | DFPI 200-175 | ADDITIONAL FEATURES ES |  | ADDITIONAL FEATURES FR | [27 empty] | Production Completed
1242177 | Data Enrichment | STP_002 - 0002 | MKV | OK | 2022-07-13 | 2022-07-13 | CONFLICT BETWEEN SOURCE AND DESCRIPTION |  |  |  |  | KDELBCV | OEM | ASSEMBLY;ABB,3BSE013235R1,UNT,EXTENDED | ASSEMBLY;MNFR:ABB,PTNO:3BSE013235R1,ADDITIONAL FEATURES EN:UNIT,EXTENDED MODULE,TERMINAL TU831V1 | 3BSE013235R1 | 3000014 | ABB | https://new.abb.com/products/3BSE013235R1/3bse013235r1 |  | ABB | 3BSE013235R1 | [13 empty] | MODULE | ELECTRONIC | TYPE |  | INPUT RATING |  | OUTPUT RATING |  | CONNECTION TYPE |  | SIZE | WD 110 X HT 102.5 X DP 64 MM | MOUNTING TYPE |  | HAZARD CLASS |  | CERTIFICATION/STANDARD |  | ADDITIONAL FEATURES EN | TERMINAL TU831V1 | ADDITIONAL FEATURES ES |  | ADDITIONAL FEATURES FR | [37 empty] | Production Completed
1238935 | Data Enrichment | STP_002 - 0002 | MKV | OK | 2022-07-13 | 2022-07-13 | CONFLICT BETWEEN SOURCE AND DESCRIPTION |  |  |  |  | KDELBCV |  | ASSEMBLY;CANNON WTR REMT CAB CTRLD,LINC | ASSEMBLY;ADDITIONAL FEATURES EN:CANNON WATER REMOTE CAB CONTROLLED,MNFR:LINCOLN,PTNO:AKRON3491 | AKRON3491 |  |  | https://www.bigredtruck.com.au/akron-brass-style-3491-severe-duty-electric-monitor |  | LINCOLN | AKRON3491 | [13 empty] | CANNON | WATER | TYPE |  | PRESSURE RATING |  | SPRAY DISTANCE | 60 MT REACH AT 2900 LPM | FLOW RATE |  | DIMENSIONS | DIA 292 X HT 254 X WD 267 MM | ANGLE OF ROTATION | 320 DEG | ANGLE OF ELEVATION | 155 DEG | MATERIAL |  | HAZARD CLASS |  | CERTIFICATION/STANDARD |  | ADDITIONAL FEATURES EN | REMOTE CAB CONTROLLED | ADDITIONAL FEATURES ES |  | ADDITIONAL FEATURES FR | [33 empty] | Production Completed
1215611 | Data Enrichment | STP_002 - 0002 | MKV | OK | 2022-07-13 | 2022-07-13 | [5 empty] | KELVDBC |  | BATTERY,D/CELL;ALCALINE,1.5 V,130 MAH | BATTERY,DRY CELL;TYPE:ALCALINE,VOLTAGE RATING:1.5 V,CAPACITY:130 MAH,SIZE:DIA 26 X HT 50 MM,ADDITIONAL FEATURES EN::MNFR:DURACELL, PTNO:R14 PE |  |  |  | https://botland.store/c-r14-batteries/14166-clr14-duracell-alkaline-battery-15v-2pcs-5000394076761.html |  | DURACELL | R14 | [13 empty] | BATTERY | DRY CELL | TYPE | ALCALINE | VOLTAGE RATING | 1.5 VDC | CAPACITY | 130 MAH | SIZE DESIGNATION |  | SIZE | DIA 26 X HT 50 MM | CONNECTION TYPE |  | BATTERY LIFE |  | TEMPERATURE RATING |  | HAZARD CLASS |  | CERTIFICATION/STANDARD |  | ADDITIONAL FEATURES EN |  | ADDITIONAL FEATURES ES |  | ADDITIONAL FEATURES FR | [33 empty] | Production Completed
1205944 | Data Enrichment | STP_002 - 0002 | MKV | OK | 2022-07-13 | 2022-07-13 | [5 empty] | KELVDBC |  | BATTERY,D/CELL;ALKLN,1.5 V,AAA LR03,DIA | BATTERY,DRY CELL;TYPE:ALKALINE,VOLTAGE RATING:1.5 V,SIZE DESIGNATION:AAA LR03,SIZE:DIA 13/32 X LG 1-3/4 IN,CONNECTION TYPE:BUTTON TOP,TEMPERATURE RATING:-20 TO 54 DEG C,MNFR:DURACELL,PTNO:MN2400 AAA | MN2400 AAA |  |  | https://www.duracell.com/wp-content/uploads/2020/02/MN24US1119.pdf |  | DURACELL | MN2400 AAA | [13 empty] | BATTERY | DRY CELL | TYPE | ALCALINE | VOLTAGE RATING | 1.5 VDC | CAPACITY |  | SIZE DESIGNATION | AAA LR03 | SIZE | DIA 13/32 X LG 1-3/4 IN | CONNECTION TYPE | BUTTON TOP | BATTERY LIFE |  | TEMPERATURE RATING | (-20 TO 54) DEG C | HAZARD CLASS |  | CERTIFICATION/STANDARD |  | ADDITIONAL FEATURES EN |  | ADDITIONAL FEATURES ES |  | ADDITIONAL FEATURES FR | [33 empty] | Production Completed
1188573 | Data Enrichment | STP_002 - 0002 | MKV | OK | 2022-07-13 | 2022-07-13 | [5 empty] | KELVDBC | #N/A | BATTERY,RECHRG;3.6 V,1200 MAH,LI,DIA | BATTERY,RECHARGEABLE;VOLTAGE RATING:3.6 V,CAPACITY:1200 MAH,CHEMICAL COMPOSITION:LITHIUM,SIZE:DIA 37/64 X HT 1-3/64 IN,ROHS COMPLIANCE:YES,ADDITIONAL FEATURES EN:DRAWING THERMIX CANADA,MNFR:SCHNEIDER ELECTRIC,PTNO:TSXPLP01,DRAWING NO:3673 E15 | TSXPLP01 | 1034747 | SCHNEIDER ELECTRIC | https://www.se.com/ww/en/product/TSXPLP01/battery-for-internal-ram-memory-backup-modicon-tsx-micro/ | https://www.se.com/ww/en/product/download-pdf/TSXPLP01 | SCHNEIDER ELECTRIC | TSXPLP01 | [13 empty] | BATTERY | RECHARGEABLE | TYPE |  | VOLTAGE RATING | 3.6 VDC | SIZE DESIGNATION | AA | CAPACITY | 1200 MAH | CHEMICAL COMPOSITION | LITHIUM | MATERIAL |  | TERMINAL TYPE |  | SIZE | DIA 37/64 X HT 1-3/64 IN | RECHARGEABLE TIMING |  | RECHARGEABLE CYCLES |  | ROHS COMPLIANCE | YES | OPERATING TEMPERATURE RANGE |  | HAZARD CLASS |  | CERTIFICATION/STANDARD |  | ADDITIONAL FEATURES EN | DRAWING THERMIX CANADA | ADDITIONAL FEATURES ES |  | ADDITIONAL FEATURES FR | [25 empty] | Production Completed
1220549 | Data Enrichment | STP_002 - 0002 | MKV | OK | 2022-07-13 | 2022-07-13 | [5 empty] | KELVDBC |  | BATTERY,RECHRG;COIN CELL,3 V,225 MAH,LI | BATTERY,RECHARGEABLE;TYPE:COIN CELL,VOLTAGE RATING:3 V,CAPACITY:225 MAH,CHEMICAL COMPOSITION:LITHIUM MANGANESE DIOXIDE,SIZE:DIA 0.79 X HT 0.13 IN,OPERATING TEMPERATURE RANGE:-30 TO 70 DEG C,MNFR:RENATA,PTNO:CR2032,MNFR 1:ENERGIZER | CR2032 |  |  | https://www.renata.com/en/products/tabbed-lithium-coin-cells/cr2032-mfr-hr/ |  | RENATA | CR2032 | ENERGIZER | [12 empty] | BATTERY | RECHARGEABLE | TYPE | COIN CELL | VOLTAGE RATING | 3 VDC | SIZE DESIGNATION |  | CAPACITY | 225 MAH | CHEMICAL COMPOSITION | LITHIUM MANGANESE DIOXIDE | MATERIAL |  | TERMINAL TYPE |  | SIZE | DIA 0.79 X HT 0.13 IN | RECHARGEABLE TIMING |  | RECHARGEABLE CYCLES |  | ROHS COMPLIANCE |  | OPERATING TEMPERATURE RANGE | (-30 TO 70) DEG C | HAZARD CLASS |  | CERTIFICATION/STANDARD |  | ADDITIONAL FEATURES EN |  | ADDITIONAL FEATURES ES |  | ADDITIONAL FEATURES FR | [25 empty] | Production Completed
1222433 | Data Enrichment | STP_002 - 0002 | MKV | OK | 2022-07-13 | 2022-07-13 | [5 empty] | KELVDBC |  | BATTERY,RECHRG;PKT,1.2 VDC,200 AH | BATTERY,RECHARGEABLE;TYPE:POCKET,VOLTAGE RATING:1.2 VDC,CAPACITY:200 AH,CHEMICAL COMPOSITION:NICKEL CADMIUM,SIZE:WD 165 X LG 107 X HT 348 MM,OPERATING TEMPERATURE RANGE:-40 TO 60 DEG C,CERTIFICATION/STANDARD:IEC 62259,ADDITIONAL FEATURES EN:MNFR:MEGAHVT,PTNO: KPL200 |  |  |  | https://www.hmfybattery.com/ni-cd-alkaline-rechargeable-battery/1-2-volt-200ah-kpl200-ni-cd-battery-for-ups.html |  | MEGAHVT | KPL200 | [13 empty] | BATTERY | RECHARGEABLE | TYPE | POCKET | VOLTAGE RATING | 1.2 VDC | SIZE DESIGNATION |  | CAPACITY | 200 AH | CHEMICAL COMPOSITION | NICKEL CADMIUM | MATERIAL |  | TERMINAL TYPE |  | SIZE | WD 165 X LG 107 X HT 348 MM | RECHARGEABLE TIMING |  | RECHARGEABLE CYCLES |  | ROHS COMPLIANCE |  | OPERATING TEMPERATURE RANGE | (-40 TO 60) DEG C | HAZARD CLASS |  | CERTIFICATION/STANDARD | IEC 62259 | ADDITIONAL FEATURES EN |  | ADDITIONAL FEATURES ES |  | ADDITIONAL FEATURES FR | [25 empty] | Production Completed
1213267 | Data Enrichment | STP_002 - 0002 | MKV | OK | 2022-07-13 | 2022-07-13 | [5 empty] | KELVDBC | MNFR | BEARING;SKF,B-SNL3140,ID 170 MM,STL | BEARING;MNFR:SKF,PTNO:B-SNL3140,INSIDE DIAMETER:170 MM,OUTSIDE DIAMETER:340 MM,OVERALL WIDTH:290 MM,MATERIAL:STEEL,DYNAMIC LOAD RATING:2600 KN,ADDITIONAL FEATURES EN:CITI B | B-SNL3140 | 3000348 | SKF | https://shop.slsbearings.com/my/west-malaysia/skf-snl-3140-plummer-block-housing.html |  | SKF | SNL 3140 | [13 empty] | BEARING | PLUMMER BLOCK | TYPE |  | INSIDE DIAMETER | 170 MM | CENTER HEIGHT |  | NUMBER OF BOLTS |  | MOUNTING HOLE/SLOT SIZE |  | BLOCK SIZE |  | BEARING TYPE |  | MATERIAL |  | SHAFT ATTACHMENT |  | DYNAMIC LOAD RATING | 2600 KN | STATIC LOAD RATING |  | HAZARD CLASS |  | CERTIFICATION/STANDARD |  | ADDITIONAL FEATURES EN | CITI B | ADDITIONAL FEATURES ES |  | ADDITIONAL FEATURES FR | [27 empty] | Production Completed
1214379 | Data Enrichment | STP_002 - 0002 | MKV | OK | 2022-07-13 | 2022-07-13 | [5 empty] | KELVDBC |  | BIT,DRIL;DIA 14 MM,LG 212 MM,MORSE TPRD | BIT,DRILL;DIAMETER:14 MM,LENGTH:212 MM,SHANK TYPE:MORSE TAPERED,MATERIAL:HIGH SPEED STEEL,COATING/FINISH:BLUE,POINT ANGLE:118 DEG,FLUTE LENGTH:114 MM,CERTIFICATION/STANDARD:DIN 345,ADDITIONAL FEATURES EN:TYPE N,STANDARD POINT,MNFR:SOMTA,PTNO:2021400SO | 2021400SO |  |  | https://www.somta.se/_filebank/somta-catalogue/files/assets/common/downloads/publication.pdf | https://th.misumi-ec.com/en/vona2/detail/223300242671/?HissuCode=2021400-SO | SOMTA | 2021400 | [13 empty] | BIT | DRILL | TYPE | STANDARD POINT | DIAMETER | 14 MM | LENGTH | 212 MM | NUMBER OF FLUTES |  | SHANK TYPE | MORSE TAPERED | SHANK SIZE |  | MATERIAL | HIGH SPEED STEEL | MATERIAL SPECIFICATION |  | COATING/FINISH | BLUE | POINT ANGLE | 118 DEG | FLUTE TYPE |  | FLUTE LENGTH | 114 MM | HARDNESS |  | HAZARD CLASS |  | CERTIFICATION/STANDARD | DIN 345 | ADDITIONAL FEATURES EN | TYPE N | ADDITIONAL FEATURES ES |  | ADDITIONAL FEATURES FR | [23 empty] | Production Completed
1206164 | Data Enrichment | STP_002 - 0002 | MKV | OK | 2022-07-13 | 2022-07-13 | [5 empty] | KELVDBC |  | BIT,DRIL;DIA 15 MM,LG 212 MM,MORSE TPRD | BIT,DRILL;DIAMETER:15 MM,LENGTH:212 MM,SHANK TYPE:MORSE TAPERED,MATERIAL:HIGH SPEED STEEL,COATING/FINISH:BLUE,POINT ANGLE:118 DEG,FLUTE LENGTH:114 MM,CERTIFICATION/STANDARD:DIN 345,ADDITIONAL FEATURES EN:TYPE N,STANDARD POINT,MNFR:SOMTA,PTNO:2021500SO | 2021500SO |  |  | https://www.somta.se/_filebank/somta-catalogue/files/assets/common/downloads/publication.pdf | https://th.misumi-ec.com/en/vona2/detail/223300242671/?HissuCode=2021500-SO | SOMTA | 2021500 | [13 empty] | BIT | DRILL | TYPE | STANDARD POINT | DIAMETER | 15 MM | LENGTH | 212 MM | NUMBER OF FLUTES |  | SHANK TYPE | MORSE TAPERED | SHANK SIZE |  | MATERIAL | HIGH SPEED STEEL | MATERIAL SPECIFICATION |  | COATING/FINISH | BLUE | POINT ANGLE | 118 DEG | FLUTE TYPE |  | FLUTE LENGTH | 114 MM | HARDNESS |  | HAZARD CLASS |  | CERTIFICATION/STANDARD | DIN 345 | ADDITIONAL FEATURES EN | TYPE N | ADDITIONAL FEATURES ES |  | ADDITIONAL FEATURES FR | [23 empty] | Production Completed
1221226 | Data Enrichment | STP_002 - 0002 | MKV | OK | 2022-07-13 | 2022-07-13 | [5 empty] | KELVDBC |  | BIT,DRIL;DIA 16 MM,LG 218 MM,MORSE TPRD | BIT,DRILL;DIAMETER:16 MM,LENGTH:218 MM,SHANK TYPE:MORSE TAPERED,MATERIAL:HIGH SPEED STEEL,COATING/FINISH:BLUE,POINT ANGLE:118 DEG,FLUTE LENGTH:120 MM,CERTIFICATION/STANDARD:DIN 345,ADDITIONAL FEATURES EN:TYPE N,STANDARD POINT,MNFR:SOMTA,PTNO:2021600SO | 2021600SO |  |  | https://www.somta.se/_filebank/somta-catalogue/files/assets/common/downloads/publication.pdf |  | SOMTA | 2021600 | [13 empty] | BIT | DRILL | TYPE | STANDARD POINT | DIAMETER | 16 MM | LENGTH | 218 MM | NUMBER OF FLUTES |  | SHANK TYPE | MORSE TAPERED | SHANK SIZE |  | MATERIAL | HIGH SPEED STEEL | MATERIAL SPECIFICATION |  | COATING/FINISH | BLUE | POINT ANGLE | 118 DEG | FLUTE TYPE |  | FLUTE LENGTH | 120 MM | HARDNESS |  | HAZARD CLASS |  | CERTIFICATION/STANDARD | DIN 345 | ADDITIONAL FEATURES EN | TYPE N | ADDITIONAL FEATURES ES |  | ADDITIONAL FEATURES FR | [23 empty] | Production Completed
1212600 | Data Enrichment | STP_002 - 0002 | MKV | OK | 2022-07-13 | 2022-07-13 | [5 empty] | KELVDBC |  | BIT,DRIL;DIA 17 MM,LG 223 MM,MORSE TPRD | BIT,DRILL;DIAMETER:17 MM,LENGTH:223 MM,SHANK TYPE:MORSE TAPERED,MATERIAL:HIGH SPEED STEEL,COATING/FINISH:BLUE,POINT ANGLE:118 DEG,FLUTE LENGTH:125 MM,CERTIFICATION/STANDARD:DIN 345,ADDITIONAL FEATURES EN:TYPE N,STANDARD POINT,MNFR:SOMTA,PTNO:2021700SO | 2021700SO |  |  | https://www.somta.se/_filebank/somta-catalogue/files/assets/common/downloads/publication.pdf |  | SOMTA | 2021700 | [13 empty] | BIT | DRILL | TYPE | STANDARD POINT | DIAMETER | 17 MM | LENGTH | 223 MM | NUMBER OF FLUTES |  | SHANK TYPE | MORSE TAPERED | SHANK SIZE |  | MATERIAL | HIGH SPEED STEEL | MATERIAL SPECIFICATION |  | COATING/FINISH | BLUE | POINT ANGLE | 118 DEG | FLUTE TYPE |  | FLUTE LENGTH | 125 MM | HARDNESS |  | HAZARD CLASS |  | CERTIFICATION/STANDARD | DIN 345 | ADDITIONAL FEATURES EN | TYPE N | ADDITIONAL FEATURES ES |  | ADDITIONAL FEATURES FR | [23 empty] | Production Completed
1211789 | Data Enrichment | STP_002 - 0002 | MKV | OK | 2022-07-13 | 2022-07-13 | [5 empty] | KELVDBC |  | BIT,DRIL;DIA 19 MM,LG 233 MM,MORSE TPRD | BIT,DRILL;DIAMETER:19 MM,LENGTH:233 MM,SHANK TYPE:MORSE TAPERED,MATERIAL:HIGH SPEED STEEL,COATING/FINISH:BLUE,POINT ANGLE:118 DEG,FLUTE LENGTH:135 MM,CERTIFICATION/STANDARD:DIN 345,ADDITIONAL FEATURES EN:TYPE N,STANDARD POINT,MNFR:SOMTA,PTNO:2021900SO | 2021900SO |  |  | https://www.somta.se/_filebank/somta-catalogue/files/assets/common/downloads/publication.pdf |  | SOMTA | 2021900 | [13 empty] | BIT | DRILL | TYPE | STANDARD POINT | DIAMETER | 19 MM | LENGTH | 233 MM | NUMBER OF FLUTES |  | SHANK TYPE | MORSE TAPERED | SHANK SIZE |  | MATERIAL | HIGH SPEED STEEL | MATERIAL SPECIFICATION |  | COATING/FINISH | BLUE | POINT ANGLE | 118 DEG | FLUTE TYPE |  | FLUTE LENGTH | 135 MM | HARDNESS |  | HAZARD CLASS |  | CERTIFICATION/STANDARD | DIN 345 | ADDITIONAL FEATURES EN | TYPE N | ADDITIONAL FEATURES ES |  | ADDITIONAL FEATURES FR | [23 empty] | Production Completed
1211359 | Data Enrichment | STP_002 - 0002 | MKV | OK | 2022-07-13 | 2022-07-13 | [5 empty] | KELVDBC |  | BIT,DRIL;DIA 20 MM,LG 253 MM,MORSE TPRD | BIT,DRILL;DIAMETER:20 MM,LENGTH:253 MM,SHANK TYPE:MORSE TAPERED,MATERIAL:HIGH SPEED STEEL,COATING/FINISH:BLUE,POINT ANGLE:118 DEG,FLUTE LENGTH:155 MM,CERTIFICATION/STANDARD:DIN 345,ADDITIONAL FEATURES EN:TYPE N,STANDARD POINT,MNFR:SOMTA,PTNO:2022000SO | 2022000SO |  |  | https://www.somta.se/_filebank/somta-catalogue/files/assets/common/downloads/publication.pdf |  | SOMTA | 2022000 | [13 empty] | BIT | DRILL | TYPE | STANDARD POINT | DIAMETER | 20 MM | LENGTH | 238 MM | NUMBER OF FLUTES |  | SHANK TYPE | MORSE TAPERED | SHANK SIZE |  | MATERIAL | HIGH SPEED STEEL | MATERIAL SPECIFICATION |  | COATING/FINISH | BLUE | POINT ANGLE | 118 DEG | FLUTE TYPE |  | FLUTE LENGTH | 140 MM | HARDNESS |  | HAZARD CLASS |  | CERTIFICATION/STANDARD | DIN 345 | ADDITIONAL FEATURES EN | TYPE N | ADDITIONAL FEATURES ES |  | ADDITIONAL FEATURES FR | [23 empty] | Production Completed
1189103 | Data Enrichment | STP_002 - 0002 | MKV | OK | 2022-07-13 | 2022-07-13 | [5 empty] | KELVDBC |  | BIT,DRIL;DIA 21 MM,LG 243 MM,MORSE TPRD | BIT,DRILL;DIAMETER:21 MM,LENGTH:243 MM,SHANK TYPE:MORSE TAPERED,MATERIAL:HIGH SPEED STEEL,COATING/FINISH:BLUE,POINT ANGLE:118 DEG,FLUTE LENGTH:145 MM,CERTIFICATION/STANDARD:DIN 345,ADDITIONAL FEATURES EN:TYPE N,STANDARD POINT,MNFR:SOMTA,PTNO:2022100SO | 2022100SO |  |  | https://www.somta.se/_filebank/somta-catalogue/files/assets/common/downloads/publication.pdf |  | SOMTA | 2022100 | [13 empty] | BIT | DRILL | TYPE | STANDARD POINT | DIAMETER | 21 MM | LENGTH | 243 MM | NUMBER OF FLUTES |  | SHANK TYPE | MORSE TAPERED | SHANK SIZE |  | MATERIAL | HIGH SPEED STEEL | MATERIAL SPECIFICATION |  | COATING/FINISH | BLUE | POINT ANGLE | 118 DEG | FLUTE TYPE |  | FLUTE LENGTH | 145 MM | HARDNESS |  | HAZARD CLASS |  | CERTIFICATION/STANDARD | DIN 345 | ADDITIONAL FEATURES EN | TYPE N | ADDITIONAL FEATURES ES |  | ADDITIONAL FEATURES FR | [23 empty] | Production Completed
1217854 | Data Enrichment | STP_002 - 0002 | MKV | OK | 2022-07-13 | 2022-07-13 | [5 empty] | KELVDBC |  | BIT,DRIL;DIA 22 MM,LG 248 MM,MORSE TPRD | BIT,DRILL;DIAMETER:22 MM,LENGTH:248 MM,SHANK TYPE:MORSE TAPERED,MATERIAL:HIGH SPEED STEEL,COATING/FINISH:BLUE,POINT ANGLE:118 DEG,FLUTE LENGTH:150 MM,CERTIFICATION/STANDARD:DIN 345,ADDITIONAL FEATURES EN:TYPE N,STANDARD POINT,MNFR:SOMTA,PTNO:2022200SO | 2022200SO |  |  | https://www.somta.se/_filebank/somta-catalogue/files/assets/common/downloads/publication.pdf |  | SOMTA | 2022200 | [13 empty] | BIT | DRILL | TYPE | STANDARD POINT | DIAMETER | 22 MM | LENGTH | 248 MM | NUMBER OF FLUTES |  | SHANK TYPE | MORSE TAPERED | SHANK SIZE |  | MATERIAL | HIGH SPEED STEEL | MATERIAL SPECIFICATION |  | COATING/FINISH | BLUE | POINT ANGLE | 118 DEG | FLUTE TYPE |  | FLUTE LENGTH | 150 MM | HARDNESS |  | HAZARD CLASS |  | CERTIFICATION/STANDARD | DIN 345 | ADDITIONAL FEATURES EN | TYPE N | ADDITIONAL FEATURES ES |  | ADDITIONAL FEATURES FR | [23 empty] | Production Completed
1207936 | Data Enrichment | STP_002 - 0002 | MKV | OK | 2022-07-13 | 2022-07-13 | [5 empty] | KELVDBC |  | BIT,DRIL;DIA 23 MM,LG 253 MM,MORSE TPRD | BIT,DRILL;DIAMETER:23 MM,LENGTH:253 MM,SHANK TYPE:MORSE TAPERED,MATERIAL:HIGH SPEED STEEL,COATING/FINISH:BLUE,POINT ANGLE:118 DEG,FLUTE LENGTH:155 MM,CERTIFICATION/STANDARD:DIN 345,ADDITIONAL FEATURES EN:TYPE N,STANDARD POINT,MNFR:SOMTA,PTNO:2022300SO | 2022300SO |  |  | https://www.somta.se/_filebank/somta-catalogue/files/assets/common/downloads/publication.pdf |  | SOMTA | 2022300 | [13 empty] | BIT | DRILL | TYPE | STANDARD POINT | DIAMETER | 23 MM | LENGTH | 253 MM | NUMBER OF FLUTES |  | SHANK TYPE | MORSE TAPERED | SHANK SIZE |  | MATERIAL | HIGH SPEED STEEL | MATERIAL SPECIFICATION |  | COATING/FINISH | BLUE | POINT ANGLE | 118 DEG | FLUTE TYPE |  | FLUTE LENGTH | 155 MM | HARDNESS |  | HAZARD CLASS |  | CERTIFICATION/STANDARD | DIN 345 | ADDITIONAL FEATURES EN | TYPE N | ADDITIONAL FEATURES ES |  | ADDITIONAL FEATURES FR | [23 empty] | Production Completed
1222338 | Data Enrichment | STP_002 - 0002 | MKV | OK | 2022-07-13 | 2022-07-13 | [5 empty] | KELVDBC |  | BIT,DRIL;DIA 24 MM,LG 281 MM,MORSE TPRD | BIT,DRILL;DIAMETER:24 MM,LENGTH:281 MM,SHANK TYPE:MORSE TAPERED,MATERIAL:HIGH SPEED STEEL,COATING/FINISH:BLUE,POINT ANGLE:118 DEG,FLUTE LENGTH:160 MM,CERTIFICATION/STANDARD:DIN 345,ADDITIONAL FEATURES EN:TYPE N,STANDARD POINT,MNFR:SOMTA,PTNO:2032400SO | 2032400SO |  |  | https://www.somta.se/_filebank/somta-catalogue/files/assets/common/downloads/publication.pdf |  | SOMTA | 2032400 | [13 empty] | BIT | DRILL | TYPE | STANDARD POINT | DIAMETER | 24 MM | LENGTH | 281 MM | NUMBER OF FLUTES |  | SHANK TYPE | MORSE TAPERED | SHANK SIZE |  | MATERIAL | HIGH SPEED STEEL | MATERIAL SPECIFICATION |  | COATING/FINISH | BLUE | POINT ANGLE | 118 DEG | FLUTE TYPE |  | FLUTE LENGTH | 160 MM | HARDNESS |  | HAZARD CLASS |  | CERTIFICATION/STANDARD | DIN 345 | ADDITIONAL FEATURES EN | TYPE N | ADDITIONAL FEATURES ES |  | ADDITIONAL FEATURES FR | [23 empty] | Production Completed
1185686 | Data Enrichment | STP_002 - 0002 | MKV | OK | 2022-07-13 | 2022-07-13 | [5 empty] | KELVDBC |  | BIT,DRIL;DIA 25 MM,LG 281 MM,MORSE TPRD | BIT,DRILL;DIAMETER:25 MM,LENGTH:281 MM,SHANK TYPE:MORSE TAPERED,MATERIAL:HIGH SPEED STEEL,COATING/FINISH:BLUE,POINT ANGLE:118 DEG,FLUTE LENGTH:160 MM,CERTIFICATION/STANDARD:DIN 345,ADDITIONAL FEATURES EN:TYPE N,STANDARD POINT,MNFR:SOMTA,PTNO:2032500SO | 2032500SO |  |  | https://www.somta.se/_filebank/somta-catalogue/files/assets/common/downloads/publication.pdf |  | SOMTA | 2032500 | [13 empty] | BIT | DRILL | TYPE | STANDARD POINT | DIAMETER | 25 MM | LENGTH | 281 MM | NUMBER OF FLUTES |  | SHANK TYPE | MORSE TAPERED | SHANK SIZE |  | MATERIAL | HIGH SPEED STEEL | MATERIAL SPECIFICATION |  | COATING/FINISH | BLUE | POINT ANGLE | 118 DEG | FLUTE TYPE |  | FLUTE LENGTH | 160 MM | HARDNESS |  | HAZARD CLASS |  | CERTIFICATION/STANDARD | DIN 345 | ADDITIONAL FEATURES EN | TYPE N | ADDITIONAL FEATURES ES |  | ADDITIONAL FEATURES FR | [23 empty] | Production Completed
1215071 | Data Enrichment | STP_002 - 0002 | MKV | OK | 2022-07-13 | 2022-07-13 | [5 empty] | KELVDBC |  | BIT,DRIL;DIA 26 MM,LG 286 MM,MORSE TPRD | BIT,DRILL;DIAMETER:26 MM,LENGTH:286 MM,SHANK TYPE:MORSE TAPERED,MATERIAL:HIGH SPEED STEEL,COATING/FINISH:BLUE,POINT ANGLE:118 DEG,FLUTE LENGTH:165 MM,CERTIFICATION/STANDARD:DIN 345,ADDITIONAL FEATURES EN:TYPE N,STANDARD POINT,MNFR:SOMTA,PTNO:2032600SO | 2032600SO |  |  | https://www.somta.se/_filebank/somta-catalogue/files/assets/common/downloads/publication.pdf |  | SOMTA | 2032600 | [13 empty] | BIT | DRILL | TYPE | STANDARD POINT | DIAMETER | 26 MM | LENGTH | 286 MM | NUMBER OF FLUTES |  | SHANK TYPE | MORSE TAPERED | SHANK SIZE |  | MATERIAL | HIGH SPEED STEEL | MATERIAL SPECIFICATION |  | COATING/FINISH | BLUE | POINT ANGLE | 118 DEG | FLUTE TYPE |  | FLUTE LENGTH | 165 MM | HARDNESS |  | HAZARD CLASS |  | CERTIFICATION/STANDARD | DIN 345 | ADDITIONAL FEATURES EN | TYPE N | ADDITIONAL FEATURES ES |  | ADDITIONAL FEATURES FR | [23 empty] | Production Completed
1207043 | Data Enrichment | STP_002 - 0002 | MKV | OK | 2022-07-13 | 2022-07-13 | [5 empty] | KELVDBC |  | BIT,DRIL;DIA 27 MM,LG 291 MM,MORSE TPRD | BIT,DRILL;DIAMETER:27 MM,LENGTH:291 MM,SHANK TYPE:MORSE TAPERED,MATERIAL:HIGH SPEED STEEL,COATING/FINISH:BLUE,POINT ANGLE:118 DEG,FLUTE LENGTH:170 MM,CERTIFICATION/STANDARD:DIN 345,ADDITIONAL FEATURES EN:TYPE N,STANDARD POINT,MNFR:SOMTA,PTNO:2032700SO | 2032700SO |  |  | https://www.somta.se/_filebank/somta-catalogue/files/assets/common/downloads/publication.pdf |  | SOMTA | 2032700 | [13 empty] | BIT | DRILL | TYPE | STANDARD POINT | DIAMETER | 27 MM | LENGTH | 291 MM | NUMBER OF FLUTES |  | SHANK TYPE | MORSE TAPERED | SHANK SIZE |  | MATERIAL | HIGH SPEED STEEL | MATERIAL SPECIFICATION |  | COATING/FINISH | BLUE | POINT ANGLE | 118 DEG | FLUTE TYPE |  | FLUTE LENGTH | 170 MM | HARDNESS |  | HAZARD CLASS |  | CERTIFICATION/STANDARD | DIN 345 | ADDITIONAL FEATURES EN | TYPE N | ADDITIONAL FEATURES ES |  | ADDITIONAL FEATURES FR | [23 empty] | Production Completed
1203888 | Data Enrichment | STP_002 - 0002 | MKV | OK | 2022-07-13 | 2022-07-13 | [5 empty] | KELVDBC |  | BIT,DRIL;DIA 28 MM,LG 291 MM,MORSE TPRD | BIT,DRILL;DIAMETER:28 MM,LENGTH:291 MM,SHANK TYPE:MORSE TAPERED,MATERIAL:HIGH SPEED STEEL,COATING/FINISH:BLUE,POINT ANGLE:118 DEG,FLUTE LENGTH:170 MM,CERTIFICATION/STANDARD:DIN 345,ADDITIONAL FEATURES EN:TYPE N,STANDARD POINT,MNFR:SOMTA,PTNO:2032800SO | 2032800SO |  |  | https://www.somta.se/_filebank/somta-catalogue/files/assets/common/downloads/publication.pdf |  | SOMTA | 2032800 | [13 empty] | BIT | DRILL | TYPE | STANDARD POINT | DIAMETER | 28 MM | LENGTH | 291 MM | NUMBER OF FLUTES |  | SHANK TYPE | MORSE TAPERED | SHANK SIZE |  | MATERIAL | HIGH SPEED STEEL | MATERIAL SPECIFICATION |  | COATING/FINISH | BLUE | POINT ANGLE | 118 DEG | FLUTE TYPE |  | FLUTE LENGTH | 170 MM | HARDNESS |  | HAZARD CLASS |  | CERTIFICATION/STANDARD | DIN 345 | ADDITIONAL FEATURES EN | TYPE N | ADDITIONAL FEATURES ES |  | ADDITIONAL FEATURES FR | [23 empty] | Production Completed
1219184 | Data Enrichment | STP_002 - 0002 | MKV | OK | 2022-07-13 | 2022-07-13 | [5 empty] | KELVDBC |  | BIT,DRIL;DIA 29 MM,LG 296 MM,MORSE TPRD | BIT,DRILL;DIAMETER:29 MM,LENGTH:296 MM,SHANK TYPE:MORSE TAPERED,MATERIAL:HIGH SPEED STEEL,COATING/FINISH:BLUE,POINT ANGLE:118 DEG,FLUTE LENGTH:175 MM,CERTIFICATION/STANDARD:DIN 345,ADDITIONAL FEATURES EN:TYPE N,STANDARD POINT,MNFR:SOMTA,PTNO:2032900SO | 2032900SO |  |  | https://www.somta.se/_filebank/somta-catalogue/files/assets/common/downloads/publication.pdf |  | SOMTA | 2032900 | [13 empty] | BIT | DRILL | TYPE | STANDARD POINT | DIAMETER | 29 MM | LENGTH | 296 MM | NUMBER OF FLUTES |  | SHANK TYPE | MORSE TAPERED | SHANK SIZE |  | MATERIAL | HIGH SPEED STEEL | MATERIAL SPECIFICATION |  | COATING/FINISH | BLUE | POINT ANGLE | 118 DEG | FLUTE TYPE |  | FLUTE LENGTH | 175 MM | HARDNESS |  | HAZARD CLASS |  | CERTIFICATION/STANDARD | DIN 345 | ADDITIONAL FEATURES EN | TYPE N | ADDITIONAL FEATURES ES |  | ADDITIONAL FEATURES FR | [23 empty] | Production Completed
1206247 | Data Enrichment | STP_002 - 0002 | MKV | OK | 2022-07-13 | 2022-07-13 | [5 empty] | KELVDBC |  | BIT,DRIL;DIA 30 MM,LG 296 MM,MORSE TPRD | BIT,DRILL;DIAMETER:30 MM,LENGTH:296 MM,SHANK TYPE:MORSE TAPERED,MATERIAL:HIGH SPEED STEEL,COATING/FINISH:BLUE,POINT ANGLE:118 DEG,FLUTE LENGTH:175 MM,CERTIFICATION/STANDARD:DIN 345,ADDITIONAL FEATURES EN:TYPE N,STANDARD POINT,MNFR:SOMTA,PTNO:2033000SO | 2033000SO |  |  | https://www.somta.se/_filebank/somta-catalogue/files/assets/common/downloads/publication.pdf |  | SOMTA | 2033000 | [13 empty] | BIT | DRILL | TYPE | STANDARD POINT | DIAMETER | 30 MM | LENGTH | 296 MM | NUMBER OF FLUTES |  | SHANK TYPE | MORSE TAPERED | SHANK SIZE |  | MATERIAL | HIGH SPEED STEEL | MATERIAL SPECIFICATION |  | COATING/FINISH | BLUE | POINT ANGLE | 118 DEG | FLUTE TYPE |  | FLUTE LENGTH | 175 MM | HARDNESS |  | HAZARD CLASS |  | CERTIFICATION/STANDARD | DIN 345 | ADDITIONAL FEATURES EN | TYPE N | ADDITIONAL FEATURES ES |  | ADDITIONAL FEATURES FR | [23 empty] | Production Completed
1201355 | Data Enrichment | STP_002 - 0002 | MKV | OK | 2022-07-13 | 2022-07-13 | [5 empty] | KELVDBC |  | BIT,DRIL;DIA 31 MM,LG 301 MM,MORSE TPRD | BIT,DRILL;DIAMETER:31 MM,LENGTH:301 MM,SHANK TYPE:MORSE TAPERED,MATERIAL:HIGH SPEED STEEL,COATING/FINISH:BLUE,POINT ANGLE:118 DEG,FLUTE LENGTH:180 MM,CERTIFICATION/STANDARD:DIN 345,ADDITIONAL FEATURES EN:TYPE N,STANDARD POINT,MNFR:SOMTA,PTNO:2033100SO | 2033100SO |  |  | https://www.somta.se/_filebank/somta-catalogue/files/assets/common/downloads/publication.pdf |  | SOMTA | 2033100 | [13 empty] | BIT | DRILL | TYPE | STANDARD POINT | DIAMETER | 31 MM | LENGTH | 301 MM | NUMBER OF FLUTES |  | SHANK TYPE | MORSE TAPERED | SHANK SIZE |  | MATERIAL | HIGH SPEED STEEL | MATERIAL SPECIFICATION |  | COATING/FINISH | BLUE | POINT ANGLE | 118 DEG | FLUTE TYPE |  | FLUTE LENGTH | 180 MM | HARDNESS |  | HAZARD CLASS |  | CERTIFICATION/STANDARD | DIN 345 | ADDITIONAL FEATURES EN | TYPE N | ADDITIONAL FEATURES ES |  | ADDITIONAL FEATURES FR | [23 empty] | Production Completed
1211849 | Data Enrichment | STP_002 - 0002 | MKV | OK | 2022-07-13 | 2022-07-13 | [5 empty] | KELVDBC |  | BIT,DRIL;DIA 32 MM,LG 306 MM,MORSE TPRD | BIT,DRILL;DIAMETER:32 MM,LENGTH:306 MM,SHANK TYPE:MORSE TAPERED,MATERIAL:HIGH SPEED STEEL,COATING/FINISH:BLUE,POINT ANGLE:118 DEG,FLUTE LENGTH:185 MM,CERTIFICATION/STANDARD:DIN 345,ADDITIONAL FEATURES EN:TYPE N,STANDARD POINT,MNFR:SOMTA,PTNO:2033200SO | 2033200SO |  |  | https://www.somta.se/_filebank/somta-catalogue/files/assets/common/downloads/publication.pdf |  | SOMTA | 2033200 | [13 empty] | BIT | DRILL | TYPE | STANDARD POINT | DIAMETER | 32 MM | LENGTH | 306 MM | NUMBER OF FLUTES |  | SHANK TYPE | MORSE TAPERED | SHANK SIZE |  | MATERIAL | HIGH SPEED STEEL | MATERIAL SPECIFICATION |  | COATING/FINISH | BLUE | POINT ANGLE | 118 DEG | FLUTE TYPE |  | FLUTE LENGTH | 185 MM | HARDNESS |  | HAZARD CLASS |  | CERTIFICATION/STANDARD | DIN 345 | ADDITIONAL FEATURES EN | TYPE N | ADDITIONAL FEATURES ES |  | ADDITIONAL FEATURES FR | [23 empty] | Production Completed
1195884 | Data Enrichment | STP_002 - 0002 | MKV | OK | 2022-07-13 | 2022-07-13 | [5 empty] | KELVDBC |  | BIT,DRIL;DIA 34 MM,LG 339 MM,MORSE TPRD | BIT,DRILL;DIAMETER:34 MM,LENGTH:339 MM,SHANK TYPE:MORSE TAPERED,MATERIAL:HIGH SPEED STEEL,COATING/FINISH:BLUE,POINT ANGLE:118 DEG,FLUTE LENGTH:190 MM,CERTIFICATION/STANDARD:DIN 345,ADDITIONAL FEATURES EN:TYPE N,STANDARD POINT,MNFR:SOMTA,PTNO:2043400SO | 2043400SO |  |  | https://www.somta.se/_filebank/somta-catalogue/files/assets/common/downloads/publication.pdf |  | SOMTA | 2043400 | [13 empty] | BIT | DRILL | TYPE | STANDARD POINT | DIAMETER | 34 MM | LENGTH | 339 MM | NUMBER OF FLUTES |  | SHANK TYPE | MORSE TAPERED | SHANK SIZE |  | MATERIAL | HIGH SPEED STEEL | MATERIAL SPECIFICATION |  | COATING/FINISH | BLUE | POINT ANGLE | 118 DEG | FLUTE TYPE |  | FLUTE LENGTH | 190 MM | HARDNESS |  | HAZARD CLASS |  | CERTIFICATION/STANDARD | DIN 345 | ADDITIONAL FEATURES EN | TYPE N | ADDITIONAL FEATURES ES |  | ADDITIONAL FEATURES FR | [23 empty] | Production Completed
1221287 | Data Enrichment | STP_002 - 0002 | MKV | OK | 2022-07-13 | 2022-07-13 | [5 empty] | KELVDBC |  | BIT,DRIL;DIA 35 MM,LG 339 MM,MORSE TPRD | BIT,DRILL;DIAMETER:35 MM,LENGTH:339 MM,SHANK TYPE:MORSE TAPERED,MATERIAL:HIGH SPEED STEEL,COATING/FINISH:BLUE,POINT ANGLE:118 DEG,FLUTE LENGTH:190 MM,CERTIFICATION/STANDARD:DIN 345,ADDITIONAL FEATURES EN:TYPE N,STANDARD POINT,MNFR:SOMTA,PTNO:2043500SO | 2043500SO |  |  | https://www.somta.se/_filebank/somta-catalogue/files/assets/common/downloads/publication.pdf |  | SOMTA | 2043500 | [13 empty] | BIT | DRILL | TYPE | STANDARD POINT | DIAMETER | 35 MM | LENGTH | 339 MM | NUMBER OF FLUTES |  | SHANK TYPE | MORSE TAPERED | SHANK SIZE |  | MATERIAL | HIGH SPEED STEEL | MATERIAL SPECIFICATION |  | COATING/FINISH | BLUE | POINT ANGLE | 118 DEG | FLUTE TYPE |  | FLUTE LENGTH | 190 MM | HARDNESS |  | HAZARD CLASS |  | CERTIFICATION/STANDARD | DIN 345 | ADDITIONAL FEATURES EN | TYPE N | ADDITIONAL FEATURES ES |  | ADDITIONAL FEATURES FR | [23 empty] | Production Completed
1204931 | Data Enrichment | STP_002 - 0002 | MKV | OK | 2022-07-13 | 2022-07-13 | [5 empty] | KELVDBC |  | BIT,DRIL;DIA 36 MM,LG 344 MM,MORSE TPRD | BIT,DRILL;DIAMETER:36 MM,LENGTH:344 MM,SHANK TYPE:MORSE TAPERED,MATERIAL:HIGH SPEED STEEL,COATING/FINISH:BLUE,POINT ANGLE:118 DEG,FLUTE LENGTH:195 MM,CERTIFICATION/STANDARD:DIN 345,ADDITIONAL FEATURES EN:TYPE N,STANDARD POINT,MNFR:SOMTA,PTNO:2043600SO | 2043600SO |  |  | https://www.somta.se/_filebank/somta-catalogue/files/assets/common/downloads/publication.pdf |  | SOMTA | 2043600 | [13 empty] | BIT | DRILL | TYPE | STANDARD POINT | DIAMETER | 36 MM | LENGTH | 344 MM | NUMBER OF FLUTES |  | SHANK TYPE | MORSE TAPERED | SHANK SIZE |  | MATERIAL | HIGH SPEED STEEL | MATERIAL SPECIFICATION |  | COATING/FINISH | BLUE | POINT ANGLE | 118 DEG | FLUTE TYPE |  | FLUTE LENGTH | 195 MM | HARDNESS |  | HAZARD CLASS |  | CERTIFICATION/STANDARD | DIN 345 | ADDITIONAL FEATURES EN | TYPE N | ADDITIONAL FEATURES ES |  | ADDITIONAL FEATURES FR | [23 empty] | Production Completed
1210402 | Data Enrichment | STP_002 - 0002 | MKV | OK | 2022-07-13 | 2022-07-13 | [5 empty] | KELVDBC |  | BIT,DRIL;DIA 37 MM,LG 344 MM,MORSE TPRD | BIT,DRILL;DIAMETER:37 MM,LENGTH:344 MM,SHANK TYPE:MORSE TAPERED,MATERIAL:HIGH SPEED STEEL,COATING/FINISH:BLUE,POINT ANGLE:118 DEG,FLUTE LENGTH:195 MM,CERTIFICATION/STANDARD:DIN 345,ADDITIONAL FEATURES EN:TYPE N,STANDARD POINT,MNFR:SOMTA,PTNO:2043700SO | 2043700SO |  |  | https://www.somta.se/_filebank/somta-catalogue/files/assets/common/downloads/publication.pdf |  | SOMTA | 2043700 | [13 empty] | BIT | DRILL | TYPE | STANDARD POINT | DIAMETER | 37 MM | LENGTH | 344 MM | NUMBER OF FLUTES |  | SHANK TYPE | MORSE TAPERED | SHANK SIZE |  | MATERIAL | HIGH SPEED STEEL | MATERIAL SPECIFICATION |  | COATING/FINISH | BLUE | POINT ANGLE | 118 DEG | FLUTE TYPE |  | FLUTE LENGTH | 195 MM | HARDNESS |  | HAZARD CLASS |  | CERTIFICATION/STANDARD | DIN 345 | ADDITIONAL FEATURES EN | TYPE N | ADDITIONAL FEATURES ES |  | ADDITIONAL FEATURES FR | [23 empty] | Production Completed
1221166 | Data Enrichment | STP_002 - 0002 | MKV | OK | 2022-07-13 | 2022-07-13 | [5 empty] | KELVDBC |  | BIT,DRIL;DIA 38 MM,LG 349 MM,MORSE TPRD | BIT,DRILL;DIAMETER:38 MM,LENGTH:349 MM,SHANK TYPE:MORSE TAPERED,MATERIAL:HIGH SPEED STEEL,COATING/FINISH:BLUE,POINT ANGLE:118 DEG,FLUTE LENGTH:200 MM,CERTIFICATION/STANDARD:DIN 345,ADDITIONAL FEATURES EN:TYPE N,STANDARD POINT,MNFR:SOMTA,PTNO:2043800SO | 2043800SO |  |  | https://www.somta.se/_filebank/somta-catalogue/files/assets/common/downloads/publication.pdf |  | SOMTA | 2043800 | [13 empty] | BIT | DRILL | TYPE | STANDARD POINT | DIAMETER | 38 MM | LENGTH | 349 MM | NUMBER OF FLUTES |  | SHANK TYPE | MORSE TAPERED | SHANK SIZE |  | MATERIAL | HIGH SPEED STEEL | MATERIAL SPECIFICATION |  | COATING/FINISH | BLUE | POINT ANGLE | 118 DEG | FLUTE TYPE |  | FLUTE LENGTH | 200 MM | HARDNESS |  | HAZARD CLASS |  | CERTIFICATION/STANDARD | DIN 345 | ADDITIONAL FEATURES EN | TYPE N | ADDITIONAL FEATURES ES |  | ADDITIONAL FEATURES FR | [23 empty] | Production Completed
1219413 | Data Enrichment | STP_002 - 0002 | MKV | OK | 2022-07-13 | 2022-07-13 | [5 empty] | KELVDBC |  | BIT,DRIL;DIA 39 MM,LG 349 MM,MORSE TPRD | BIT,DRILL;DIAMETER:39 MM,LENGTH:349 MM,SHANK TYPE:MORSE TAPERED,MATERIAL:HIGH SPEED STEEL,COATING/FINISH:BLUE,POINT ANGLE:118 DEG,FLUTE LENGTH:200 MM,CERTIFICATION/STANDARD:DIN 345,ADDITIONAL FEATURES EN:TYPE N,STANDARD POINT,MNFR:SOMTA,PTNO:2043900SO | 2043900SO |  |  | https://www.somta.se/_filebank/somta-catalogue/files/assets/common/downloads/publication.pdf |  | SOMTA | 2043900 | [13 empty] | BIT | DRILL | TYPE | STANDARD POINT | DIAMETER | 39 MM | LENGTH | 349 MM | NUMBER OF FLUTES |  | SHANK TYPE | MORSE TAPERED | SHANK SIZE |  | MATERIAL | HIGH SPEED STEEL | MATERIAL SPECIFICATION |  | COATING/FINISH | BLUE | POINT ANGLE | 118 DEG | FLUTE TYPE |  | FLUTE LENGTH | 200 MM | HARDNESS |  | HAZARD CLASS |  | CERTIFICATION/STANDARD | DIN 345 | ADDITIONAL FEATURES EN | TYPE N | ADDITIONAL FEATURES ES |  | ADDITIONAL FEATURES FR | [23 empty] | Production Completed
1200972 | Data Enrichment | STP_002 - 0002 | MKV | OK | 2022-07-13 | 2022-07-13 | [5 empty] | KELVDBC |  | BIT,DRIL;DIA 40 MM,LG 349 MM,MORSE TPRD | BIT,DRILL;DIAMETER:40 MM,LENGTH:349 MM,SHANK TYPE:MORSE TAPERED,MATERIAL:HIGH SPEED STEEL,COATING/FINISH:BLUE,POINT ANGLE:118 DEG,FLUTE LENGTH:200 MM,CERTIFICATION/STANDARD:DIN 345,ADDITIONAL FEATURES EN:TYPE N,STANDARD POINT,MNFR:SOMTA,PTNO:2044000SO | 2044000SO |  |  | https://www.somta.se/_filebank/somta-catalogue/files/assets/common/downloads/publication.pdf |  | SOMTA | 2044000 | [13 empty] | BIT | DRILL | TYPE | STANDARD POINT | DIAMETER | 40 MM | LENGTH | 349 MM | NUMBER OF FLUTES |  | SHANK TYPE | MORSE TAPERED | SHANK SIZE |  | MATERIAL | HIGH SPEED STEEL | MATERIAL SPECIFICATION |  | COATING/FINISH | BLUE | POINT ANGLE | 118 DEG | FLUTE TYPE |  | FLUTE LENGTH | 200 MM | HARDNESS |  | HAZARD CLASS |  | CERTIFICATION/STANDARD | DIN 345 | ADDITIONAL FEATURES EN | TYPE N | ADDITIONAL FEATURES ES |  | ADDITIONAL FEATURES FR | [23 empty] | Production Completed
1196615 | Data Enrichment | STP_002 - 0002 | MKV | OK | 2022-07-13 | 2022-07-13 | [5 empty] | KELVDBC |  | BLOCK,CONT;FEED-THRU,17.5 A,500 V,SCRW | BLOCK,CONTACT;TYPE:FEED-THROUGH,CURRENT RATING:17.5 A,VOLTAGE RATING:500 V,TERMINAL TYPE:SCREW,MATERIAL:POLYAMIDE INSULATION,CERTIFICATION/STANDARD:ROHS,UL,ADDITIONAL FEATURES EN:UK 1.5N,50/PACKET,MNFR:PHOENIX CONTACT,PTNO:0719016 | 0719016 |  |  | https://www.phoenixcontact.com/en-in/products/feed-through-terminal-block-uk-15-n-og-0719016 |  | PHOENIX CONTACT | 0719016 | [13 empty] | BLOCK | CONTACT | TYPE | FEED-THROUGH | CONTACT CONFIGURATION |  | CURRENT RATING | 17.5 A | VOLTAGE RATING | 500 V | TERMINAL TYPE | SCREW | MOUNTING TYPE |  | MATERIAL | POLYAMIDE INSULATION | SIZE |  | HAZARD CLASS |  | CERTIFICATION/STANDARD | ROHS,UL | ADDITIONAL FEATURES EN | UK 1.5N,50/PACKET | ADDITIONAL FEATURES ES |  | ADDITIONAL FEATURES FR | [33 empty] | Production Completed
1186211 | Data Enrichment | STP_002 - 0002 | MKV | OK | 2022-07-13 | 2022-07-13 | [5 empty] | KELVDBC | #N/A | BLOCK,TERM;2-WAY,ERTH,800 V,22-10 AWG | BLOCK,TERMINAL;TYPE:2-WAY,EARTH,VOLTAGE RATING:800 V,WIRE SIZE:22-10 AWG,TERMINAL TYPE:SCREW DOWN,MATERIAL:NYLON 6.6,MOUNTING TYPE:DIN RAIL,SIZE:WD 6.1 X LG 56 X HT 46.5 MM,CERTIFICATION/STANDARD:CSA,ROHS,UL,ADDITIONAL FEATURES EN:WPE FOR ELECTRON,MNFR:WEIDMULLER LTD,PTNO:WPE 4 | WPE 4 | 1035940 | WEIDMULLER LTD | https://catalog.weidmueller.com/catalog/Start.do?localeId=en&ObjectID=1010100000 |  | WEIDMULLER LTD | WPE 4 | [13 empty] | BLOCK | TERMINAL | TYPE | 2-WAY | CURRENT RATING |  | VOLTAGE RATING | 800 V | WIRE SIZE | 22-10 AWG | NUMBER OF CIRCUITS |  | TERMINAL TYPE | SCREW DOWN | MATERIAL | NYLON 6.6 | MOUNTING TYPE | DIN RAIL | SIZE | WD 6.1 X LG 56 X HT 46.5 MM | HAZARD CLASS |  | CERTIFICATION/STANDARD | CSA,ROHS,UL | ADDITIONAL FEATURES EN | WPE FOR ELECTRON | ADDITIONAL FEATURES ES |  | ADDITIONAL FEATURES FR | [31 empty] | Production Completed
1201174 | Data Enrichment | STP_002 - 0002 | MKV | OK | 2022-07-13 | 2022-07-13 | [5 empty] | KELVDBC |  | BLOCK,TERM;BIPOLAR FUSE,6.3 A,250 V | BLOCK,TERMINAL;TYPE:BIPOLAR FUSE,CURRENT RATING:6.3 A,VOLTAGE RATING:250 V,WIRE SIZE:6 MM2,TERMINAL TYPE:SCREW,MATERIAL:WEMID INSULATION,MOUNTING TYPE:SNAP-ON,SIZE:WD 7.9 X HT 60 X DP 71.5 MM,CERTIFICATION/STANDARD:CE,CSA,DNV,EAC,GL,ROHS,UL,UR,ADDITIONAL FEATURES EN:WSI6,W60,LED,THICK,HEADED,MNFR:WEIDMULLER LTD,PTNO:1011300000 |  |  |  | https://catalog.weidmueller.com/catalog/Start.do?localeId=en&ObjectID=1011300000 |  | WEIDMULLER LTD | 1011300000 | [13 empty] | BLOCK | TERMINAL | TYPE | BIPOLAR FUSE | CURRENT RATING | 6.3 A | VOLTAGE RATING | 250 V | WIRE SIZE | 6 MM2 | NUMBER OF CIRCUITS |  | TERMINAL TYPE | SCREW | MATERIAL | WEMID INSULATION | MOUNTING TYPE | SNAP-ON | SIZE | WD 7.9 X HT 60 X DP 71.5 MM | HAZARD CLASS |  | CERTIFICATION/STANDARD | CE,CSA,DNV,EAC,GL,ROHS,UL,UR | ADDITIONAL FEATURES EN | WSI6,W60,LED,THICK,HEADED | ADDITIONAL FEATURES ES |  | ADDITIONAL FEATURES FR | [31 empty] | Production Completed
1190851 | Data Enrichment | STP_002 - 0002 | MKV | OK | 2022-07-13 | 2022-07-13 | [5 empty] | KELVDBC |  | BLOCK,TERM;FEED-THRU,125 A,800 V,35 MM2 | BLOCK,TERMINAL;TYPE:FEED-THROUGH,CURRENT RATING:125 A,VOLTAGE RATING:800 V,WIRE SIZE:35 MM2,NUMBER OF CIRCUITS:2,TERMINAL TYPE:BOLT/SCREW,MATERIAL:POLYAMIDE INSULATION,MOUNTING TYPE:35 MM DIN RAIL,SIZE:WD 17 X LG 80.8 X HT 57.3/54.8/49.8 MM,CERTIFICATION/STANDARD:IEC 60947-7-1,ROHS,UL,ADDITIONAL FEATURES EN:ELECTRICAL ISOLATORS BOXES DEVICES RBO 6,MNFR:PHOENIX CONTACT,PTNO:3075896 | 3075896 |  |  | https://www.phoenixcontact.com/en-in/products/bolt-connection-terminal-block-rbo-6-3075896 | https://www.phoenixcontact.com/product/pdf/MzA3NTg5Ng?_realm=in&_locale=en-IN&blocks=commercial-data%2Ctechnical-data%2Cdrawings%2Capprovals%2Cclassifications%2Cenvironmental-compliance-data%2Call-accessories | PHOENIX CONTACT | 3075896 | [13 empty] | BLOCK | TERMINAL | TYPE | FEED-THROUGH | CURRENT RATING | 125 A | VOLTAGE RATING | 800 V | WIRE SIZE | 35 MM2 | NUMBER OF CIRCUITS | 2 | TERMINAL TYPE | BOLT/SCREW | MATERIAL | POLYAMIDE INSULATION | MOUNTING TYPE | 35 MM DIN RAIL | SIZE | WD 17 X LG 80.8 X HT 57.3/54.8/49.8 MM | HAZARD CLASS |  | CERTIFICATION/STANDARD | IEC 60947-7-1,ROHS | ADDITIONAL FEATURES EN | ELECTRICAL ISOLATORS BOXES DEVICES RBO 6 | ADDITIONAL FEATURES ES |  | ADDITIONAL FEATURES FR | [31 empty] | Production Completed
1204270 | Data Enrichment | STP_002 - 0002 | MKV | OK | 2022-07-13 | 2022-07-13 | [5 empty] | KELVDBC |  | BLOCK,TERM;FEED-THRU,192 A,100 V,70 MM2 | BLOCK,TERMINAL;TYPE:FEED-THROUGH,CURRENT RATING:192 A,VOLTAGE RATING:100 V,WIRE SIZE:70 MM2,NUMBER OF CIRCUITS:2,TERMINAL TYPE:BOLT/SCREW,MATERIAL:POLYAMIDE INSULATION,MOUNTING TYPE:35 MM DIN RAIL,SIZE:WD 29 X LG 136 X HT 75.5/67 MM,CERTIFICATION/STANDARD:CSA,EX,IEC 60947-7-1,ROHS,UL,ADDITIONAL FEATURES EN:ELECTRIC ISOLATORS BOXES DEVICES RBO 8,MNFR:PHOENIX CONTACT,PTNO:3213137 | 3213137 |  |  | https://www.phoenixcontact.com/en-in/products/bolt-connection-terminal-block-rbo-8-3213137 | https://www.phoenixcontact.com/product/pdf/MzIxMzEzNw?_realm=in&_locale=en-IN&blocks=commercial-data%2Ctechnical-data%2Cdrawings%2Capprovals%2Cclassifications%2Cenvironmental-compliance-data%2Call-accessories | PHOENIX CONTACT | 3213137 | [13 empty] | BLOCK | TERMINAL | TYPE | FEED-THROUGH | CURRENT RATING | 192 A | VOLTAGE RATING | 100 V | WIRE SIZE | 70 MM2 | NUMBER OF CIRCUITS | 2 | TERMINAL TYPE | BOLT/SCREW | MATERIAL | POLYAMIDE INSULATION | MOUNTING TYPE | 35 MM DIN RAIL | SIZE | WD 29 X LG 136 X HT 75.5/67 MM | HAZARD CLASS |  | CERTIFICATION/STANDARD | CSA,EX,IEC 60947-7-1,ROHS,UL | ADDITIONAL FEATURES EN | ELECTRIC ISOLATORS BOXES DEVICES RBO 8 | ADDITIONAL FEATURES ES |  | ADDITIONAL FEATURES FR | [31 empty] | Production Completed
1213691 | Data Enrichment | STP_002 - 0002 | MKV | OK | 2022-07-13 | 2022-07-13 | [5 empty] | KELVDBC |  | BLOCK,TERM;FEED-THRU,309 A,1000 V,150 | BLOCK,TERMINAL;TYPE:FEED-THROUGH,CURRENT RATING:309 A,VOLTAGE RATING:1000 V,WIRE SIZE:150 MM2,NUMBER OF CIRCUITS:2,TERMINAL TYPE:BOLT/SCREW,MATERIAL:POLYAMIDE INSULATION,MOUNTING TYPE:35 MM DIN RAIL,SIZE:WD 41 X LG 144 X HT 84.5/77 MM,CERTIFICATION/STANDARD:CSA,EX,IEC 60947-7-1,ROHS,UL,ADDITIONAL FEATURES EN:RBO 10,ELECTRIC ISOLATORS BOXES DEVICES,MNFR:PHOENIX CONTACT,PTNO:3244614 | 3244614 |  |  | https://www.phoenixcontact.com/en-in/products/bolt-connection-terminal-block-rbo-10-3244614 | https://www.phoenixcontact.com/product/pdf/MzI0NDYxNA?_realm=in&_locale=en-IN&blocks=commercial-data%2Ctechnical-data%2Cdrawings%2Capprovals%2Cclassifications%2Cenvironmental-compliance-data%2Call-accessories | PHOENIX CONTACT | 3244614 | [13 empty] | BLOCK | TERMINAL | TYPE | FEED-THROUGH | CURRENT RATING | 309 A | VOLTAGE RATING | 1000 V | WIRE SIZE | 150 MM2 | NUMBER OF CIRCUITS | 2 | TERMINAL TYPE | BOLT/SCREW | MATERIAL | POLYAMIDE INSULATION | MOUNTING TYPE | 35 MM DIN RAIL | SIZE | WD 41 X LG 144 X HT 84.5/77 MM | HAZARD CLASS |  | CERTIFICATION/STANDARD | CSA,EX,IEC 60947-7-1,ROHS,UL | ADDITIONAL FEATURES EN | RBO 10,ELECTRIC ISOLATORS BOXES DEVICES | ADDITIONAL FEATURES ES |  | ADDITIONAL FEATURES FR | [31 empty] | Production Completed
1203410 | Data Enrichment | STP_002 - 0002 | MKV | OK | 2022-07-13 | 2022-07-13 | [5 empty] | KELVDBC |  | BLOCK,TERM;FEED-THRU,32 A,800 V,0.2 TO 6 | BLOCK,TERMINAL;TYPE:FEED-THROUGH,CURRENT RATING:32 A,VOLTAGE RATING:800 V,WIRE SIZE:0.2 TO 6 MM2,NUMBER OF CIRCUITS:3,TERMINAL TYPE:PUSH-IN,MATERIAL:POLYAMIDE INSULATION,MOUNTING TYPE:35 MM DIN RAIL,SIZE:WD 6.2 X LG 66.5 X HT 44/36.5 MM,CERTIFICATION/STANDARD:CSA,EX,IEC 60947-7-1,ROHS,UL,ADDITIONAL FEATURES EN:50/PACK,MNFR:PHOENIX CONTACT,PTNO:3211771 | 3211771 |  |  | https://www.phoenixcontact.com/en-in/products/multi-conductor-terminal-block-pt-4-twin-3211771 | https://www.phoenixcontact.com/product/pdf/MzIxMTc3MQ?_realm=in&_locale=en-IN&blocks=commercial-data%2Ctechnical-data%2Cdrawings%2Capprovals%2Cclassifications%2Cenvironmental-compliance-data%2Call-accessories | PHOENIX CONTACT | 3211771 | [13 empty] | BLOCK | TERMINAL | TYPE | FEED-THROUGH | CURRENT RATING | 32 A | VOLTAGE RATING | 800 V | WIRE SIZE | 0.2 TO 6 MM2 | NUMBER OF CIRCUITS | 3 | TERMINAL TYPE | PUSH-IN | MATERIAL | POLYAMIDE INSULATION | MOUNTING TYPE | 35 MM DIN RAIL | SIZE | WD 6.2 X LG 66.5 X HT 44/36.5 MM | HAZARD CLASS |  | CERTIFICATION/STANDARD | CSA,EX,IEC 60947-7-1,ROHS,UL | ADDITIONAL FEATURES EN | 50/PACK | ADDITIONAL FEATURES ES |  | ADDITIONAL FEATURES FR | [31 empty] | Production Completed
1211532 | Data Enrichment | STP_002 - 0002 | MKV | OK | 2022-07-13 | 2022-07-13 | [5 empty] | KELVDBC | #N/A | BLOCK,TERM;FEED-THRU,32 A,800 V,22-10 | BLOCK,TERMINAL;TYPE:FEED-THROUGH,CURRENT RATING:32 A,VOLTAGE RATING:800 V,WIRE SIZE:22-10 AWG,TERMINAL TYPE:SCREW DOWN,MATERIAL:NYLON 6.6,MOUNTING TYPE:DIN RAIL,SIZE:WD 6.1 X HT 60 X DP 46.5 MM,CERTIFICATION/STANDARD:CSA,ROHS,UL,ADDITIONAL FEATURES EN:ELECTRON,MNFR:WEIDMULLER LTD,PTNO:WDU 4 | WDU 4 | 1035940 | WEIDMULLER LTD | https://catalog.weidmueller.com/catalog/Start.do?localeId=en&ObjectID=1020100000 |  | WEIDMULLER LTD | WDU 4 | [13 empty] | BLOCK | TERMINAL | TYPE | FEED-THROUGH | CURRENT RATING | 32 A | VOLTAGE RATING | 800 V | WIRE SIZE | 22-10 AWG | NUMBER OF CIRCUITS |  | TERMINAL TYPE | SCREW DOWN | MATERIAL | NYLON 6.6 | MOUNTING TYPE |  | SIZE | WD 6.1 X HT 60 X DP 46.5 MM | HAZARD CLASS |  | CERTIFICATION/STANDARD | CSA,ROHS,UL | ADDITIONAL FEATURES EN | ELECTRON | ADDITIONAL FEATURES ES |  | ADDITIONAL FEATURES FR | [31 empty] | Production Completed
1194344 | Data Enrichment | STP_002 - 0002 | MKV | OK | 2022-07-13 | 2022-07-13 | [5 empty] | KELVDBC |  | BLOCK,TERM;FEED-THRU,32 A,800 V,24-10 | BLOCK,TERMINAL;TYPE:FEED-THROUGH,CURRENT RATING:32 A,VOLTAGE RATING:800 V,WIRE SIZE:24-10 AWG,TERMINAL TYPE:SCREW,MATERIAL:POLYAMIDE,MOUNTING TYPE:DIN RAIL,SIZE:WD 6.2 X LG 42.5 X HT 47 MM,CERTIFICATION/STANDARD:ROHS,ADDITIONAL FEATURES EN:AERZEN,THICK HEADED,MNFR:PHOENIX CONTACT,PTNO:UK 5 N | UK 5 N |  |  | https://www.phoenixcontact.com/en-in/products/feed-through-terminal-block-uk-5-n-3004362 | https://www.phoenixcontact.com/product/pdf/MzAwNDM2Mg?_realm=in&_locale=en-IN&blocks=commercial-data%2Ctechnical-data%2Cdrawings%2Capprovals%2Cclassifications%2Cenvironmental-compliance-data%2Call-accessories | PHOENIX CONTACT | UK 5 N | [13 empty] | BLOCK | TERMINAL | TYPE | FEED-THROUGH | CURRENT RATING | 32 A | VOLTAGE RATING | 800 V | WIRE SIZE | 24-10 AWG | NUMBER OF CIRCUITS |  | TERMINAL TYPE | SCREW | MATERIAL | POLYAMIDE | MOUNTING TYPE | DIN RAIL | SIZE | WD 6.2 X LG 42.5 X HT 47 MM | HAZARD CLASS |  | CERTIFICATION/STANDARD | ROHS | ADDITIONAL FEATURES EN | AERZEN,THICK HEADED | ADDITIONAL FEATURES ES |  | ADDITIONAL FEATURES FR | [31 empty] | Production Completed
1208234 | Data Enrichment | STP_002 - 0002 | MKV | OK | 2022-07-13 | 2022-07-14 | [5 empty] | KELVDBC |  | BLOCK,TERM;FEED-THRU,415 A,1000 V,10 TO | BLOCK,TERMINAL;TYPE:FEED-THROUGH,CURRENT RATING:415 A,VOLTAGE RATING:1000 V,WIRE SIZE:10 TO 240 MM2,NUMBER OF CIRCUITS:2,TERMINAL TYPE:BOLT/SCREW,MATERIAL:POLYAMIDE INSULATION,MOUNTING TYPE:35 MM DIN RAIL,SIZE:WD 49 X LG 164 X HT 90.8/83.3 MM,CERTIFICATION/STANDARD:CSA,EX,IEC 60947-7-1,ROHS,UL,ADDITIONAL FEATURES EN:RBO 12 FE,ELECTRIC ISOLATORS BOXES DEVICES,MNFR:PHOENIX CONTACT,PTNO:3244628 | 3244628 |  |  | https://www.phoenixcontact.com/en-in/products/bolt-connection-terminal-block-rbo-12-fe-3244628 | https://www.phoenixcontact.com/product/pdf/MzI0NDYyOA?_realm=in&_locale=en-IN&blocks=commercial-data%2Ctechnical-data%2Cdrawings%2Capprovals%2Cclassifications%2Cenvironmental-compliance-data%2Call-accessories | PHOENIX CONTACT | 3244628 | [13 empty] | BLOCK | TERMINAL | TYPE | FEED-THROUGH | CURRENT RATING | 450 A | VOLTAGE RATING | 1000 V | WIRE SIZE | 10 TO 240 MM2 | NUMBER OF CIRCUITS | 2 | TERMINAL TYPE | BOLT/SCREW | MATERIAL | POLYAMIDE INSULATION | MOUNTING TYPE | 35 MM DIN RAIL | SIZE | WD 49 X LG 164 X HT 90.8/83.3 MM | HAZARD CLASS |  | CERTIFICATION/STANDARD | CSA,EX,IEC 60947-7-1,ROHS,UL | ADDITIONAL FEATURES EN | RBO 12 FE | ADDITIONAL FEATURES ES |  | ADDITIONAL FEATURES FR | [31 empty] | Production Completed
1195350 | Data Enrichment | STP_002 - 0002 | MKV | OK | 2022-07-13 | 2022-07-14 | [5 empty] | KELVDBC |  | BLOCK,TERM;FEED-THRU,415 A,1000 VAC,1500 | BLOCK,TERMINAL;TYPE:FEED-THROUGH,CURRENT RATING:415 A,VOLTAGE RATING:1000 VAC,1500 VDC,WIRE SIZE:10 TO 240 MM2,NUMBER OF CIRCUITS:2,TERMINAL TYPE:BOLT/SCREW,MATERIAL:POLYAMIDE INSULATION,MOUNTING TYPE:35 MM DIN RAIL,SIZE:WD 49 X LG 265 X HT 90.8/83.3 MM,CERTIFICATION/STANDARD:CSA,EX,IEC 60947-7-1,ROHS,UL,ADDITIONAL FEATURES EN:RBO 12 HC,ELECTRICAL ISOLATORS BOXES DEVICES,MNFR:PHOENIX CONTACT,PTNO: | 3247986 |  |  | https://www.phoenixcontact.com/en-in/products/bolt-connection-terminal-block-rbo-12-hc-3247986 | https://www.phoenixcontact.com/product/pdf/MzI0Nzk4Ng?_realm=in&_locale=en-IN&blocks=commercial-data%2Ctechnical-data%2Cdrawings%2Capprovals%2Cclassifications%2Cenvironmental-compliance-data%2Call-accessories | PHOENIX CONTACT | 3247986 | [13 empty] | BLOCK | TERMINAL | TYPE | FEED-THROUGH | CURRENT RATING | 415 A | VOLTAGE RATING | 1500 V | WIRE SIZE | 10 TO 240 MM2 | NUMBER OF CIRCUITS | 2 | TERMINAL TYPE | BOLT/SCREW | MATERIAL | POLYAMIDE INSULATION | MOUNTING TYPE | 35 MM DIN RAIL | SIZE | WD 49 X LG 265 X HT 90.8/83.3 MM | HAZARD CLASS |  | CERTIFICATION/STANDARD | CSA,EX,IEC 60947-7-1,ROHS,UL | ADDITIONAL FEATURES EN | RBO 12 HC,ELECTRICAL ISOLATORS BOXES DEVICES | ADDITIONAL FEATURES ES |  | ADDITIONAL FEATURES FR | [31 empty] | Production Completed
1195873 | Data Enrichment | STP_002 - 0002 | MKV | OK | 2022-07-13 | 2022-07-14 | [5 empty] | KELVDBC |  | BLOCK,TERM;FEED-THRU,520 A,1000 V,25 TO | BLOCK,TERMINAL;TYPE:FEED-THROUGH,CURRENT RATING:520 A,VOLTAGE RATING:1000 V,WIRE SIZE:25 TO 300 MM2,NUMBER OF CIRCUITS:2,TERMINAL TYPE:BOLT/SCREW,MATERIAL:POLYAMIDE INSULATION,MOUNTING TYPE:35 MM DIN RAIL,SIZE:WD 54.8 X LG 164 X HT 99.3/91.8 MM,CERTIFICATION/STANDARD:CSA,EX,IEC 60947-7-1,ROHS,UL,ADDITIONAL FEATURES EN:RBO 16,ELECTRICAL ISOLATORS BOXES DEVICES,MNFR:PHOENIX CONTACT,PTNO:3244630 | 3244630 |  |  | https://www.phoenixcontact.com/en-in/products/bolt-connection-terminal-block-rbo-16-3244630 | https://www.phoenixcontact.com/product/pdf/MzI0NDYzMA?_realm=in&_locale=en-IN&blocks=commercial-data%2Ctechnical-data%2Cdrawings%2Capprovals%2Cclassifications%2Cenvironmental-compliance-data%2Call-accessories | PHOENIX CONTACT | 3244630 | [13 empty] | BLOCK | TERMINAL | TYPE | FEED-THROUGH | CURRENT RATING | 520 A | VOLTAGE RATING | 1000 V | WIRE SIZE | 25 TO 300 MM2 | NUMBER OF CIRCUITS | 2 | TERMINAL TYPE | BOLT/SCREW | MATERIAL | POLYAMIDE INSULATION | MOUNTING TYPE | 35 MM DIN RAIL | SIZE | WD 54.8 X LG 164 X HT 99.3/91.8 MM | HAZARD CLASS |  | CERTIFICATION/STANDARD | CSA,EX,IEC 60947-7-1,ROHS,UL | ADDITIONAL FEATURES EN | RBO 16,ELECTRICAL ISOLATORS BOXES DEVICES | ADDITIONAL FEATURES ES |  | ADDITIONAL FEATURES FR | [31 empty] | Production Completed
1222133 | Data Enrichment | STP_002 - 0002 | MKV | OK | 2022-07-13 | 2022-07-14 | [5 empty] | KELVDBC |  | BLOCK,TERM;FEED-THRU,57 A,800 V,10 MM2,2 | BLOCK,TERMINAL;TYPE:FEED-THROUGH,CURRENT RATING:57 A,VOLTAGE RATING:800 V,WIRE SIZE:10 MM2,NUMBER OF CIRCUITS:2,TERMINAL TYPE:BOLT/SCREW,MATERIAL:POLYAMIDE INSULATION,MOUNTING TYPE:35 MM DIN RAIL,SIZE:WD 13 X LG 53.3 X HT 54.5/52/47 MM,CERTIFICATION/STANDARD:IEC 60947-7-1,ROHS,UL,ADDITIONAL FEATURES EN:ELECTRICAL ISOLATORS BOXES DEVICES RBO 5,MNFR:PHOENIX CONTACT,PTNO:3058059 | 3058059 |  |  | https://www.phoenixcontact.com/en-in/products/bolt-connection-terminal-block-rbo-5-3058059 | https://www.phoenixcontact.com/product/pdf/MzA1ODA1OQ?_realm=in&_locale=en-IN&blocks=commercial-data%2Ctechnical-data%2Cdrawings%2Capprovals%2Cclassifications%2Cenvironmental-compliance-data%2Call-accessories | PHOENIX CONTACT | 3058059 | [13 empty] | BLOCK | TERMINAL | TYPE | FEED-THROUGH | CURRENT RATING | 57 A | VOLTAGE RATING | 1000 V | WIRE SIZE | 10 MM2 | NUMBER OF CIRCUITS | 2 | TERMINAL TYPE | BOLT/SCREW | MATERIAL | POLYAMIDE INSULATION | MOUNTING TYPE | 35 MM DIN RAIL | SIZE | WD 13 X LG 53.3 X HT 54.5/52/47 MM | HAZARD CLASS |  | CERTIFICATION/STANDARD | IEC 60947-7-1,ROHS,UL | ADDITIONAL FEATURES EN | ELECTRICAL ISOLATORS BOXES DEVICES RBO 5 | ADDITIONAL FEATURES ES |  | ADDITIONAL FEATURES FR | [31 empty] | Production Completed
1524229 | Data Enrichment | STP_002 - 0002 | MKV | OK | 2022-07-13 | 2022-07-14 | [5 empty] | KEDLBVC | OEM | BLOCK,TERM;SIE,1020000000,FEED-THROUGH W | BLOCK,TERMINAL;MNFR:SIEMENS,PTNO:1020000000,ADDITIONAL FEATURES EN:FEED-THROUGH WDU 2.5,2.5 MM2 24A 800 V,RC-7G90-20535TG1-S55 | 1020000000 | 3000032 | SIEMENS | https://www.onlinecomponents.com/en/weidmuller/1020000000-12748069.html?ref=searchads360feed&utm_term=1020000000&gclid=CjwKCAjw2rmWBhB4EiwAiJ0mtQhjq5g9ghVCtGob-7hSpCSYYcW-zpOD6Mw_KuXPRGShSFVdvTP-ABoCwvYQAvD_BwE&gclsrc=aw.ds |  | SIEMENS | 1020000000 | [13 empty] | BLOCK | TERMINAL | TYPE | FEED-THROUGH | CURRENT RATING | 24 A | VOLTAGE RATING | 800 V | WIRE SIZE | 2.5 MM2 | NUMBER OF CIRCUITS |  | TERMINAL TYPE |  | MATERIAL |  | MOUNTING TYPE |  | SIZE |  | HAZARD CLASS |  | CERTIFICATION/STANDARD |  | ADDITIONAL FEATURES EN | RC-7G90-20535TG1-S55 | ADDITIONAL FEATURES ES |  | ADDITIONAL FEATURES FR | [31 empty] | Production Completed
1524240 | Data Enrichment | STP_002 - 0002 | MKV | OK | 2022-07-13 | 2022-07-14 | [5 empty] | KEDLBVC | OEM | BLOCK,TERM;SIE,1020100000,FEED-THROUGH W | BLOCK,TERMINAL;MNFR:SIEMENS,PTNO:1020100000,ADDITIONAL FEATURES EN:FEED-THROUGH WDU 4,4 MM2 32A 800 V BEIGE,RC-7G90-20535TG1-S56 | 1020100000 | 3000032 | SIEMENS | https://www.onlinecomponents.com/en/weidmuller/1020100000-12748083.html?ref=searchads360feed&utm_term=1020100000&gclid=CjwKCAjw2rmWBhB4EiwAiJ0mtVtKGUiyOPQfAOyoz89Htal44Bwk2Mf3kelX4Uqb8eyPB52iVGBHTxoC8iIQAvD_BwE&gclsrc=aw.ds |  | SIEMENS | 1020100000 | [13 empty] | BLOCK | TERMINAL | TYPE | FEED-THROUGH | CURRENT RATING | 32 A | VOLTAGE RATING | 800 V | WIRE SIZE | 4 MM2 | NUMBER OF CIRCUITS |  | TERMINAL TYPE |  | MATERIAL |  | MOUNTING TYPE |  | SIZE |  | HAZARD CLASS |  | CERTIFICATION/STANDARD |  | ADDITIONAL FEATURES EN | RC-7G90-20535TG1-S56 | ADDITIONAL FEATURES ES |  | ADDITIONAL FEATURES FR | [31 empty] | Production Completed
1204293 | Data Enrichment | STP_002 - 0002 | MKV | OK | 2022-07-13 | 2022-07-14 | [5 empty] | KELVDBC |  | BLOCK,TERM;TST-DCONCT,50 A,800 V,10 MM2 | BLOCK,TERMINAL;TYPE:TEST-DISCONNECT,CURRENT RATING:50 A,VOLTAGE RATING:800 V,WIRE SIZE:10 MM2,NUMBER OF CIRCUITS:2,TERMINAL TYPE:BOLT/SCREW,MATERIAL:POLYAMIDE INSULATION,MOUNTING TYPE:35 MM DIN RAIL,SIZE:WD 13 X LG 79.9 X HT 54.5/52/47 MM,CERTIFICATION/STANDARD:IEC 60947-7-1,ROHS,UL,ADDITIONAL FEATURES EN:ELECTRIC ISOLATORS BOXES DEVICES RBO 5,TEST-DISCONNECT,MNFR:PHOENIX CONTACT,PTNO:3058114 | 3058114 |  |  | https://www.phoenixcontact.com/en-in/products/bolt-connection-terminal-block-rbo-5-t-3058114 | https://www.phoenixcontact.com/product/pdf/MzA1ODExNA?_realm=in&_locale=en-IN&blocks=commercial-data%2Ctechnical-data%2Cdrawings%2Capprovals%2Cclassifications%2Cenvironmental-compliance-data%2Call-accessories | PHOENIX CONTACT | 3058114 | [13 empty] | BLOCK | TERMINAL | TYPE | TEST-DISCONNECT | CURRENT RATING | 50 A | VOLTAGE RATING | 800 V | WIRE SIZE | 10 MM2 | NUMBER OF CIRCUITS | 2 | TERMINAL TYPE | BOLT/SCREW | MATERIAL | POLYAMIDE INSULATION | MOUNTING TYPE | 35 MM DIN RAIL | SIZE | WD 13 X LG 79.9 X HT 54.5/52/47 MM | HAZARD CLASS |  | CERTIFICATION/STANDARD | IEC 60947-7-1,ROHS,UL | ADDITIONAL FEATURES EN | ELECTRIC ISOLATORS BOXES DEVICES RBO 5,TEST-DISCONNECT | ADDITIONAL FEATURES ES |  | ADDITIONAL FEATURES FR | [31 empty] | Production Completed
1219569 | Data Enrichment | STP_002 - 0002 | MKV | OK | 2022-07-13 | 2022-07-14 | [5 empty] | KELVDBC |  | BLOCK,TERM;TST-DCONCT,50 A,800 V,10 MM2 | BLOCK,TERMINAL;TYPE:TEST-DISCONNECT,CURRENT RATING:50 A,VOLTAGE RATING:800 V,WIRE SIZE:10 MM2,NUMBER OF CIRCUITS:2,TERMINAL TYPE:BOLT/SCREW,MATERIAL:POLYAMIDE INSULATION,MOUNTING TYPE:35 MM DIN RAIL,SIZE:WD 13 X LG 80.8 X HT 57.3/49.8 MM,CERTIFICATION/STANDARD:IEC 60947-7-1,ROHS,UL,ADDITIONAL FEATURES EN:ELECTRIC ISOLATORS BOXES DEVICES RBO 5 T-B HEX,TEST-DISCONNECT,MNFR:PHOENIX CONTACT,PTNO:30767 | 3076714 |  |  | https://www.phoenixcontact.com/en-in/products/bolt-connection-terminal-block-rbo-5-t-b-hex-3076714 | https://www.phoenixcontact.com/product/pdf/MzA3NjcxNA?_realm=in&_locale=en-IN&blocks=commercial-data%2Ctechnical-data%2Cdrawings%2Capprovals%2Cclassifications%2Cenvironmental-compliance-data%2Call-accessories | PHOENIX CONTACT | 3076714 | [13 empty] | BLOCK | TERMINAL | TYPE | TEST-DISCONNECT | CURRENT RATING | 50 A | VOLTAGE RATING | 800 V | WIRE SIZE | 10 MM2 | NUMBER OF CIRCUITS | 2 | TERMINAL TYPE | BOLT/SCREW | MATERIAL | POLYAMIDE INSULATION | MOUNTING TYPE | 35 MM DIN RAIL | SIZE | WD 13 X LG 80.8 X HT 57.3/49.8 MM | HAZARD CLASS |  | CERTIFICATION/STANDARD | IEC 60947-7-1,ROHS,UL | ADDITIONAL FEATURES EN | ELECTRIC ISOLATORS BOXES DEVICES RBO 5 T-B HEX,TEST-DISCONNECT | ADDITIONAL FEATURES ES |  | ADDITIONAL FEATURES FR | [31 empty] | Production Completed
1195590 | Data Enrichment | STP_002 - 0002 | MKV | OK | 2022-07-13 | 2022-07-14 | [5 empty] | KELVDBC | #N/A | BLOCK;CONCTR,FEST,8026263,FEST | BLOCK;TYPE:CONNECTOR,MNFR:FESTO,PTNO:8026263,MNFR 1:FESTO,PTNO 1:VABM-B10-25S-G38-4 | 8026263 | 1031504 | FESTO | https://www.festo.com/us/en/a/8026263/?q=8026263~:festoSortOrderScored | https://www.festo.com/us/en/a/download-document/datasheet/8026263 | FESTO | 8026263 | FESTO | VABM-B10-25S-G38-4 | [11 empty] | BLOCK | NO MODIFIER | TYPE | CONNECTOR | SIZE | WD 27.5 MM | MATERIAL | WROUGHT ALUMINIUM ALLOY | HAZARD CLASS |  | CERTIFICATION/STANDARD |  | ADDITIONAL FEATURES EN |  | ADDITIONAL FEATURES ES |  | ADDITIONAL FEATURES FR | [43 empty] | Production Completed
1190872 | Data Enrichment | STP_002 - 0002 | MKV | OK | 2022-07-13 | 2022-07-14 | [5 empty] | KELVDBC | #N/A | BLOCK;MNFLD,VLV,W/ 2 SOL,FEST | BLOCK;TYPE:MANIFOLD,VALVE,ADDITIONAL FEATURES EN:WITH 2 SOLENOID,MNFR:FESTO,PTNO:VABMB1025S38G2 | VABMB1025S38G2 | 1031504 | FESTO | https://www.festo.com/tw/en/a/download-document/datasheet/8026261 | https://www.festo.com/tw/en/a/download-document/datasheet/8026261 | FESTO | VABM-B10-25S-38G-2 | [13 empty] | BLOCK | NO MODIFIER | TYPE | MANIFOLD,VALVE | SIZE |  | MATERIAL | WROUGHT ALUMINIUM ALLOY | HAZARD CLASS |  | CERTIFICATION/STANDARD |  | ADDITIONAL FEATURES EN | WITH 2 SOLENOID | ADDITIONAL FEATURES ES |  | ADDITIONAL FEATURES FR | [43 empty] | Production Completed
1195304 | Data Enrichment | STP_002 - 0002 | MKV | OK | 2022-07-13 | 2022-07-14 | [5 empty] | KELVDBC | #N/A | BLOCK;MNFLD,VLV,W/ 4 SOL,FEST | BLOCK;TYPE:MANIFOLD,VALVE,ADDITIONAL FEATURES EN:WITH 4 SOLENOID,MNFR:FESTO,PTNO:VABMB1025SG384 | VABMB1025SG384 | 1031504 | FESTO | https://www.festo.com/us/en/a/8026299/?siteUid=fox_us&siteName=Festo+USA | https://www.festo.com/us/en/a/download-document/datasheet/8026299 | FESTO | VABM-B10-25S-G38-4 | [13 empty] | BLOCK | NO MODIFIER | TYPE | MANIFOLD,VALVE | SIZE | WD 27.5 MM | MATERIAL | WROUGHT ALUMINIUM ALLOY | HAZARD CLASS |  | CERTIFICATION/STANDARD |  | ADDITIONAL FEATURES EN | WITH 4 SOLENOID | ADDITIONAL FEATURES ES |  | ADDITIONAL FEATURES FR | [43 empty] | Production Completed
1203025 | Data Enrichment | STP_002 - 0002 | MKV | OK | 2022-07-13 | 2022-07-14 | [5 empty] | KELVDBC |  | BOX,JNCTN;TYP Y,ID 182 X OD 205 X HT 144 | BOX,JUNCTION;TYPE:TYPE Y,SIZE:ID 182 X OD 205 X HT 144 MM,M32 THREAD,MATERIAL:POLYESTER,ENCLOSURE RATING:IP66,IP68,MOUNTING TYPE:DIN RAIL,CERTIFICATION/STANDARD:IEC 62208,IEC 62262,MASC 16-1787,ADDITIONAL FEATURES EN:SIZE 3,MNFR:CCG,PTNO:065103 | 65103 |  |  | https://www.voltex.co.za/product/ccg-handi-fit-junction-box-no-3-32mm-065103/ |  | CCG | 065103 | [13 empty] | BOX | JUNCTION | TYPE | TYPE Y | SIZE | ID 182 X OD 205 X HT 144 MM,M32 THREAD | MATERIAL | POLYESTER | HUB SIZE |  | ENCLOSURE RATING | IP66,IP68 | MOUNTING TYPE | DIN RAIL | NUMBER OF OUTLETS |  | COLOUR |  | HAZARD CLASS |  | CERTIFICATION/STANDARD | IEC 62208,IEC 62262,MASC 16-1787 | ADDITIONAL FEATURES EN | SIZE 3 | ADDITIONAL FEATURES ES |  | ADDITIONAL FEATURES FR | [33 empty] | Production Completed
1207573 | Data Enrichment | STP_002 - 0002 | MKV | OK | 2022-07-13 | 2022-07-14 | [5 empty] | KELVDBC |  | BOX,JNCTN;WD 90 X HT 90 X DP 45 MM,PP | BOX,JUNCTION;SIZE:WD 90 X HT 90 X DP 45 MM,MATERIAL:POLYPROPYLENE,ENCLOSURE RATING:IP55,COLOUR:GRAY,CERTIFICATION/STANDARD:VDE,ADDITIONAL FEATURES EN:400 VAC,TELEMECHANIC,MNFR:SPELSBERG,PTNO:HP 90-L,MNFR 1:TELEMECANIQUE | HP 90-L |  |  | https://www.tme.eu/en/details/hp90-l/junction-boxes/spelsberg/32599001/ |  | SPELSBERG | HP 90-L | TELEMECANIQUE | [12 empty] | BOX | JUNCTION | TYPE |  | SIZE | WD 90 X HT 90 X DP 45 MM | MATERIAL | POLYPROPYLENE | HUB SIZE |  | ENCLOSURE RATING | IP55 | MOUNTING TYPE |  | NUMBER OF OUTLETS |  | COLOUR | GRAY | HAZARD CLASS |  | CERTIFICATION/STANDARD | VDE | ADDITIONAL FEATURES EN | 400 VAC,TELEMECHANIC | ADDITIONAL FEATURES ES |  | ADDITIONAL FEATURES FR | [33 empty] | Production Completed
1214401 | Data Enrichment | STP_002 - 0002 | MKV | OK | 2022-07-13 | 2022-07-14 | [5 empty] | KELVDBC | #N/A | BREAKER,CIRCT;0.63-1 A,690 V,100 KA,3 P | BREAKER,CIRCUIT;CURRENT RATING:0.63-1 A,VOLTAGE RATING:690 V,INTERRUPT RATING:100 KA,NUMBER OF POLES:3,OVERALL SIZE:WD 45 X HT 89 X DP 78.5 MM,TERMINAL TYPE:SCREW,ADDITIONAL FEATURES EN:MOTOR,MCB5,CEN904410501 TABLE 2 R5 FLUIDIZING AI,MNFR:SCHNEIDER ELECTRIC,PTNO:GV2ME05 | GV2ME05 | 1034747 | SCHNEIDER ELECTRIC | https://www.se.com/in/en/product/GV2ME05/motor-circuit-breaker-tesys-gv2-3p-0-631-a-thermal-magnetic-screw-clamp-terminals/ | https://www.se.com/in/en/product/download-pdf/GV2ME05 | SCHNEIDER ELECTRIC | GV2ME05 | [13 empty] | BREAKER | CIRCUIT | TYPE | MOTOR | CURRENT RATING | 0.63-1 A | VOLTAGE RATING | 690 VAC | FRAME RATING |  | INTERRUPT RATING | 100 KA | NUMBER OF POLES | 3 | OVERALL SIZE | WD 45 X HT 89 X DP 78.5 MM | TRIP SETTING |  | TERMINAL TYPE | SCREW | MOUNTING TYPE |  | HAZARD CLASS |  | CERTIFICATION/STANDARD | EN/IEC 60947-2,EN/IEC 60947-4-1 | ADDITIONAL FEATURES EN | CEN904410501 TABLE 2 R5 FLUIDIZING AI | ADDITIONAL FEATURES ES |  | ADDITIONAL FEATURES FR | [29 empty] | Production Completed
1217405 | Data Enrichment | STP_002 - 0002 | MKV | OK | 2022-07-13 | 2022-07-14 | [5 empty] | KELVDBC |  | BREAKER,CIRCT;100 A,3 P,ISW,GEB,A9S60391 | BREAKER,CIRCUIT;CURRENT RATING:100 A,NUMBER OF POLES:3,ADDITIONAL FEATURES EN:ISW,MNFR:GEB ELECTRICAL,PTNO:A9S60391 | 52297210 |  |  | https://store.konecranes.com/dca/en/MOTOR-CIRCUIT-BREAKER/p?p=DHxduVbrRNm9O4cOd17ZNA%3D%3D_52297210 |  | GEB ELECTRICAL | 52297210 | [13 empty] | BREAKER | CIRCUIT | TYPE | MOTOR | CURRENT RATING | 100 A | VOLTAGE RATING |  | FRAME RATING |  | INTERRUPT RATING |  | NUMBER OF POLES | 3 | OVERALL SIZE |  | TRIP SETTING |  | TERMINAL TYPE |  | MOUNTING TYPE |  | HAZARD CLASS |  | CERTIFICATION/STANDARD |  | ADDITIONAL FEATURES EN | ISW | ADDITIONAL FEATURES ES |  | ADDITIONAL FEATURES FR | [29 empty] | Production Completed
1204113 | Data Enrichment | STP_002 - 0002 | MKV | OK | 2022-07-13 | 2022-07-14 | [5 empty] | KELVDBC | #N/A | BREAKER,CIRCT;32 A,440 VAC,10 KA,4 P,WD | BREAKER,CIRCUIT;CURRENT RATING:32 A,VOLTAGE RATING:440 VAC,INTERRUPT RATING:10 KA,NUMBER OF POLES:4,OVERALL SIZE:WD 72 X HT 81 X DP 73 MM,MOUNTING TYPE:DIN RAIL,ADDITIONAL FEATURES EN:C60N,TELEMECHANIC,MNFR:SCHNEIDER ELECTRIC,PTNO:24231 | 24231 | 1034747 | SCHNEIDER ELECTRIC | https://www.se.com/vn/en/product/24231/c60-circuit-breaker-c60n-4p-32a-c-curve/ | https://www.se.com/vn/en/product/download-pdf/24231 | SCHNEIDER ELECTRIC | 24231 | [13 empty] | BREAKER | CIRCUIT | TYPE |  | CURRENT RATING | 32 A | VOLTAGE RATING | 440 VAC | FRAME RATING |  | INTERRUPT RATING | 10 KA | NUMBER OF POLES | 4 | OVERALL SIZE | WD 72 X HT 81 X DP 73 MM | TRIP SETTING |  | TERMINAL TYPE |  | MOUNTING TYPE | DIN RAIL | HAZARD CLASS |  | CERTIFICATION/STANDARD | EN/IEC 60947-2,EN 60898 | ADDITIONAL FEATURES EN | C60N,TELEMECHANIC | ADDITIONAL FEATURES ES |  | ADDITIONAL FEATURES FR | [29 empty] | Production Completed
1192923 | Data Enrichment | STP_002 - 0002 | MKV | OK | 2022-07-13 | 2022-07-14 | [5 empty] | KELVDBC | OEM | BREAKER,CIRCT;ABB | BREAKER,CIRCUIT;MNFR:ABB,PTNO:1SDA059671R1/1SDA073920R1,MNFR 1:PPE TECHNOLOGY,PTNO 1:1SDA059671R1/1SDA073920R1,ADDITIONAL FEATURES EN:AIR,CRADLE E6 | 1SDA059671R1/1SDA073920R1 | 3000014 | ABB | https://new.abb.com/products/1SDA059671R1/e6wfp3phr-hrnew |  | ABB | 1SDA059671R1/1SDA073920R1 | PPE TECHNOLOGY | 1SDA059671R1/1SDA073920R1 | [11 empty] | BREAKER | CIRCUIT | TYPE | AIR | CURRENT RATING |  | VOLTAGE RATING | 690 VAC | FRAME RATING |  | INTERRUPT RATING |  | NUMBER OF POLES | 3 | OVERALL SIZE | WD 810 X HT 461 X DP 396.5 MM | TRIP SETTING |  | TERMINAL TYPE |  | MOUNTING TYPE |  | HAZARD CLASS |  | CERTIFICATION/STANDARD | IEC | ADDITIONAL FEATURES EN | CRADLE E6 | ADDITIONAL FEATURES ES |  | ADDITIONAL FEATURES FR | [29 empty] | Production Completed
1190542 | Data Enrichment | STP_002 - 0002 | MKV | OK | 2022-07-13 | 2022-07-14 | [5 empty] | KELVDBC | OEM | BREAKER,CIRCT;ABB,1SDA054440R1,PPE | BREAKER,CIRCUIT;MNFR:ABB,PTNO:1SDA054440R1,MNFR 1:PPE TECHNOLOGY,PTNO 1:1SDA054440R1,ADDITIONAL FEATURES EN:T5S400/630,224 TO 320 A | 1SDA054440R1 | 3000014 | ABB | https://new.abb.com/products/1SDA054440R1/t5s-400-tma-320-3200-3p-f-f |  | ABB | 1SDA054440R1 | PPE TECHNOLOGY | 1SDA054440R1 | [11 empty] | BREAKER | CIRCUIT | TYPE |  | CURRENT RATING | 320 A | VOLTAGE RATING | 690 VAC,750 VDC | FRAME RATING |  | INTERRUPT RATING | 690 VAC AT 25 KA | NUMBER OF POLES | 3 | OVERALL SIZE | WD 140 X HT 205 X DP 103.5 MM | TRIP SETTING |  | TERMINAL TYPE |  | MOUNTING TYPE |  | HAZARD CLASS |  | CERTIFICATION/STANDARD | IEC | ADDITIONAL FEATURES EN | T5S400/630 | ADDITIONAL FEATURES ES |  | ADDITIONAL FEATURES FR | [29 empty] | Production Completed
1201857 | Data Enrichment | STP_002 - 0002 | MKV | OK | 2022-07-13 | 2022-07-14 | [5 empty] | KELVDBC | OEM | BREAKER,CIRCT;ABB,1SDA054445R1,PPE | BREAKER,CIRCUIT;MNFR:ABB,PTNO:1SDA054445R1,MNFR 1:PPE TECHNOLOGY,PTNO 1:1SDA054445R1,ADDITIONAL FEATURES EN:T5H400 R400 FF,224-320 A,400-690 V,3 POLE | 1SDA054445R1 | 3000014 | ABB | https://new.abb.com/products/1SDA054445R1/t5h-400-tma-400-4000-3p-f-f |  | ABB | 1SDA054445R1 | PPE TECHNOLOGY | 1SDA054445R1 | [11 empty] | BREAKER | CIRCUIT | TYPE |  | CURRENT RATING | 400 A | VOLTAGE RATING | 690 VAC,750 VDC | FRAME RATING |  | INTERRUPT RATING | 690 VAC AT 40 KA | NUMBER OF POLES | 3 | OVERALL SIZE | WD 140 X HT 205 X DP 103.5 MM | TRIP SETTING |  | TERMINAL TYPE |  | MOUNTING TYPE |  | HAZARD CLASS |  | CERTIFICATION/STANDARD | IEC | ADDITIONAL FEATURES EN | T5H400 R400 FF | ADDITIONAL FEATURES ES |  | ADDITIONAL FEATURES FR | [29 empty] | Production Completed
1041392 | Data Enrichment | STP_002 - 0002 | MKV | OK | 2022-07-13 | 2022-07-14 | [5 empty] | KELVDBC | OEM | BREAKER,CIRCT;ABB,1SDA056163R1,E3N 32006 | BREAKER,CIRCUIT;MNFR:ABB,PTNO:1SDA056163R1,ADDITIONAL FEATURES EN:E3N 3200 PR122/P-LI IN=3200A 3P W MP,65KA,230-690V,MOBIL PART,WITH 1SDA038286R1,1SDA038296R1,1SDA038321R1 | 1SDA056163R1 | 3000014 | ABB | https://new.abb.com/products/1SDA056163R1/e3n3200pr122-p-liin-3200a3pwmp |  | ABB | 1SDA056163R1 | [13 empty] | BREAKER | CIRCUIT | TYPE | AIR | CURRENT RATING | 3200 A | VOLTAGE RATING | 690 VAC | FRAME RATING |  | INTERRUPT RATING | 65 KA | NUMBER OF POLES | 3 | OVERALL SIZE | WD 432 X HT 461 X DP 396.5 MM | TRIP SETTING |  | TERMINAL TYPE |  | MOUNTING TYPE |  | HAZARD CLASS |  | CERTIFICATION/STANDARD | IEC | ADDITIONAL FEATURES EN | E3N 3200 PR122/P-LI IN=3200A 3P W MP | ADDITIONAL FEATURES ES |  | ADDITIONAL FEATURES FR | [29 empty] | Production Completed
1218547 | Data Enrichment | STP_002 - 0002 | MKV | OK | 2022-07-13 | 2022-07-14 | [5 empty] | KELVDBC | OEM | BREAKER,CIRCT;ABB,1SDA057027R1,WITH 1SDA | BREAKER,CIRCUIT;MNFR:ABB,PTNO:1SDA057027R1,ADDITIONAL FEATURES EN:WITH 1SDA073672R1,1SDA073685R1 AND 1SDA073724R1,E6H 6300 PR122/P-LI IN=6300A 3P W MP,100KA,230-690V,MOBIL PART | 1SDA057027R1 | 3000014 | ABB | https://new.abb.com/products/1SDA057027R1/e6h6300pr122-p-liin-6300a3pwmp |  | ABB | 1SDA057027R1 | [13 empty] | BREAKER | CIRCUIT | TYPE |  | CURRENT RATING | 6300 A | VOLTAGE RATING | 690 VAC | FRAME RATING |  | INTERRUPT RATING | 100 KA | NUMBER OF POLES | 3 | OVERALL SIZE | WD 810 X HT 461 X DP 396.5 MM | TRIP SETTING |  | TERMINAL TYPE |  | MOUNTING TYPE |  | HAZARD CLASS |  | CERTIFICATION/STANDARD | IEC | ADDITIONAL FEATURES EN | WITH 1SDA073672R1,1SDA073685R1 AND 1SDA073724R1,E6H 6300 ,MOBIL PART | ADDITIONAL FEATURES ES |  | ADDITIONAL FEATURES FR | [29 empty] | Production Completed
1185997 | Data Enrichment | STP_002 - 0002 | MKV | OK | 2022-07-13 | 2022-07-14 | [5 empty] | KELVDBC | OEM | BREAKER,CIRCT;ABB,1SDA060227R1,630 A,330 | BREAKER,CIRCUIT;MNFR:ABB,PTNO:1SDA060227R1,ADDITIONAL FEATURES EN:630 A,330 KW,STAR DELTA STARTER 550 V REEF SWITCHBOARD | 1SDA060227R1 | 3000014 | ABB | https://new.abb.com/products/1SDA060227R1/t6n-630-pr221ds-i-in-630-3p-f-f |  | ABB | 1SDA060227R1 | [13 empty] | BREAKER | CIRCUIT | TYPE |  | CURRENT RATING | 630 A | VOLTAGE RATING | 330 VAC | FRAME RATING |  | INTERRUPT RATING | 220 VAC AT 70 KA | NUMBER OF POLES | 3 | OVERALL SIZE | WD 210 X HT 268 X DP 103.5 MM | TRIP SETTING |  | TERMINAL TYPE |  | MOUNTING TYPE |  | HAZARD CLASS |  | CERTIFICATION/STANDARD | IEC | ADDITIONAL FEATURES EN | STAR DELTA STARTER 550 V REEF SWITCHBOARD | ADDITIONAL FEATURES ES |  | ADDITIONAL FEATURES FR | [29 empty] | Production Completed
1239022 | Data Enrichment | STP_002 - 0002 | MKV | OK | 2022-07-13 | 2022-07-14 | [5 empty] | KDELBVC | OEM | BREAKER,CIRCT;ABB,1SDA067415R1,XT3 160A | BREAKER,CIRCUIT;MNFR:ABB,PTNO:1SDA067415R1,ADDITIONAL FEATURES EN:XT3 160A MCCB 3POLES | 1SDA067415R1 | 3000014 | ABB | https://new.abb.com/products/1SDA067415R1/xt1n-160-tmd-80-800-3p-f-f |  | ABB | 1SDA067415R1 | [13 empty] | BREAKER | CIRCUIT | TYPE | MOLDED CASE | CURRENT RATING | 80 A | VOLTAGE RATING | 690 VAC,500 VDC | FRAME RATING |  | INTERRUPT RATING | 690 VAC AT 5 KA | NUMBER OF POLES | 3 | OVERALL SIZE | WD 76.2 X HT 130 X DP 70 MM | TRIP SETTING |  | TERMINAL TYPE |  | MOUNTING TYPE |  | HAZARD CLASS |  | CERTIFICATION/STANDARD | IEC | ADDITIONAL FEATURES EN | XT3 160A | ADDITIONAL FEATURES ES |  | ADDITIONAL FEATURES FR | [29 empty] | Production Completed
1210918 | Data Enrichment | STP_002 - 0002 | MKV | OK | 2022-07-13 | 2022-07-14 | [5 empty] | KELVDBC | OEM | BREAKER,CIRCT;ABB,1SDA067787R1,PPE | BREAKER,CIRCUIT;MNFR:ABB,PTNO:1SDA067787R1,MNFR 1:PPE TECHNOLOGY,PTNO 1:1SDA067787R1,ADDITIONAL FEATURES EN:T2L160 R52,85 KVA,415 V,MOLDED CASE | 1SDA067787R1 | 3000014 | ABB | https://new.abb.com/products/1SDA067787R1/xt2l-160-ma-52-im-314-728-3p-f-f |  | ABB | 1SDA067787R1 | PPE TECHNOLOGY | 1SDA067787R1 | [11 empty] | BREAKER | CIRCUIT | TYPE | MOLDED CASE | CURRENT RATING | 52 A | VOLTAGE RATING | 690 VAC,500 VDC | FRAME RATING |  | INTERRUPT RATING | 690 VAC AT 15 KA | NUMBER OF POLES | 3 | OVERALL SIZE | WD 90 X HT 130 X DP 82.5 MM | TRIP SETTING |  | TERMINAL TYPE |  | MOUNTING TYPE |  | HAZARD CLASS |  | CERTIFICATION/STANDARD | IEC | ADDITIONAL FEATURES EN | T2L160 R52,85 KVA,415 V | ADDITIONAL FEATURES ES |  | ADDITIONAL FEATURES FR | [29 empty] | Production Completed
1526396 | Data Enrichment | STP_002 - 0002 | MKV | OK | 2022-07-13 | 2022-07-14 | [5 empty] | KEDLBVC | OEM | BREAKER,CIRCT;ABB,1SDA072494R1,E4.2N 320 | BREAKER,CIRCUIT;MNFR:ABB,PTNO:1SDA072494R1,ADDITIONAL FEATURES EN:E4.2N 3200 EKIP TOUCH LI W MP,3P,65KA,230-690V,MOBIL PART,WITH 1SDA076800R1,1SDA038286R1,1SDA038296R1,1SDA038321R1 | 1SDA072494R1 | 3000014 | ABB | https://new.abb.com/products/1SDA072494R1/e4-2n-3200-ekip-touch-li-3p-wmp |  | ABB | 1SDA072494R1 | [13 empty] | BREAKER | CIRCUIT | TYPE | AIR | CURRENT RATING | 3200 A | VOLTAGE RATING | 690 VAC | FRAME RATING |  | INTERRUPT RATING | 66 KA | NUMBER OF POLES | 3 | OVERALL SIZE | WD 425 X HT 425 X DP 383 MM | TRIP SETTING |  | TERMINAL TYPE |  | MOUNTING TYPE |  | HAZARD CLASS |  | CERTIFICATION/STANDARD | IEC | ADDITIONAL FEATURES EN | E4.2N 3200 EKIP TOUCH LI W MP,3P,65KA,230-690V,MOBIL PART,WITH 1SDA076800R1,1SDA038286R1,1SDA038296R1,1SDA038321R1 | ADDITIONAL FEATURES ES |  | ADDITIONAL FEATURES FR | [29 empty] | Production Completed
1195075 | Data Enrichment | STP_002 - 0002 | MKV | OK | 2022-07-13 | 2022-07-14 | [5 empty] | KELVDBC | OEM | BREAKER,CIRCT;ABB,1SDA072642R1,PRT MBL | BREAKER,CIRCUIT;MNFR:ABB,PTNO:1SDA072642R1,ADDITIONAL FEATURES EN:PART MOBILE | 1SDA072642R1 | 3000014 | ABB | https://new.abb.com/products/1SDA072642R1/e6-2h-6300-ekip-dip-lsi-3p-wmp |  | ABB | 1SDA072642R1 | [13 empty] | BREAKER | CIRCUIT | TYPE |  | CURRENT RATING | 6300 A | VOLTAGE RATING | 690 VAC | FRAME RATING |  | INTERRUPT RATING | 100 KA | NUMBER OF POLES | 3 | OVERALL SIZE | WD 803 X HT 425 X DP 383 MM | TRIP SETTING |  | TERMINAL TYPE |  | MOUNTING TYPE |  | HAZARD CLASS |  | CERTIFICATION/STANDARD | IEC | ADDITIONAL FEATURES EN | PART MOBILE | ADDITIONAL FEATURES ES |  | ADDITIONAL FEATURES FR | [29 empty] | Production Completed
1213182 | Data Enrichment | STP_002 - 0002 | MKV | OK | 2022-07-13 | 2022-07-14 | [5 empty] | KELVDBC | OEM | BREAKER,CIRCT;ABB,2CDS251001R0064,1 POLE | BREAKER,CIRCUIT;MNFR:ABB,PTNO:2CDS251001R0064,ADDITIONAL FEATURES EN:1 POLE,6 A,MINIATURE,6 KA,CURVE 2 | 2CDS251001R0064 | 3000014 | ABB | https://new.abb.com/products/2CDS251001R0064/s201-c6 |  | ABB | 2CDS251001R0064 | [13 empty] | BREAKER | CIRCUIT | TYPE | MINIATURE | CURRENT RATING | 6A | VOLTAGE RATING | 230 VAC | FRAME RATING |  | INTERRUPT RATING | 230 VAC AT 10 KA | NUMBER OF POLES | 1 | OVERALL SIZE | WD 17.5 X HT 88 X DP 69 MM | TRIP SETTING |  | TERMINAL TYPE | SCREW | MOUNTING TYPE | DIN RAIL | HAZARD CLASS |  | CERTIFICATION/STANDARD | IEC/EN 60898-1,IEC/EN 60947-2,UL 1077 | ADDITIONAL FEATURES EN | 6 KA,CURVE 2 | ADDITIONAL FEATURES ES |  | ADDITIONAL FEATURES FR | [29 empty] | Production Completed
1191857 | Data Enrichment | STP_002 - 0002 | MKV | OK | 2022-07-13 | 2022-07-14 | [5 empty] | KELVDBC | OEM | BREAKER,CIRCT;ABB,2CDS252001R0204,MINTR | BREAKER,CIRCUIT;MNFR:ABB,PTNO:2CDS252001R0204,ADDITIONAL FEATURES EN:MINIATURE,20 A,2 P,REEF SWITCHBOARD | 2CDS252001R0204 | 3000014 | ABB | https://new.abb.com/products/2CDS252001R0204/s202-c20 |  | ABB | 2CDS252001R0204 | [13 empty] | BREAKER | CIRCUIT | TYPE | MINIATURE | CURRENT RATING | 20 A | VOLTAGE RATING | 400 VAC | FRAME RATING |  | INTERRUPT RATING | 400 VAC AT 10 KA | NUMBER OF POLES | 2 | OVERALL SIZE | WD 35 X HT 88 X DP 69 MM | TRIP SETTING |  | TERMINAL TYPE | SCREW | MOUNTING TYPE | DIN RAIL | HAZARD CLASS |  | CERTIFICATION/STANDARD | IEC/EN 60898-1,IEC/EN 60947-2,UL 1077 | ADDITIONAL FEATURES EN | REEF SWITCHBOARD | ADDITIONAL FEATURES ES |  | ADDITIONAL FEATURES FR | [29 empty] | Production Completed
1197925 | Data Enrichment | STP_002 - 0002 | MKV | OK | 2022-07-13 | 2022-07-14 | [5 empty] | KELVDBC | OEM | BREAKER,CIRCT;ABB,2CDS252001R0254 | BREAKER,CIRCUIT;MNFR:ABB,PTNO:2CDS252001R0254,ADDITIONAL FEATURES EN:S202-C25,PPE TECHNOLOGIES | 2CDS252001R0254 | 3000014 | ABB | https://new.abb.com/products/2CDS252001R0254/s202-c25 |  | ABB | 2CDS252001R0254 | [13 empty] | BREAKER | CIRCUIT | TYPE |  | CURRENT RATING | 25 A | VOLTAGE RATING | 400 VAC | FRAME RATING |  | INTERRUPT RATING | 277 VAC AT 6 KA | NUMBER OF POLES | 2 | OVERALL SIZE | WD 35 X HT 88 X DP 69 MM | TRIP SETTING |  | TERMINAL TYPE | SCREW | MOUNTING TYPE | DIN RAIL | HAZARD CLASS |  | CERTIFICATION/STANDARD | IEC/EN 60898-1,IEC/EN 60947-2,UL 1077 | ADDITIONAL FEATURES EN | S202-C25,PPE TECHNOLOGIES | ADDITIONAL FEATURES ES |  | ADDITIONAL FEATURES FR | [29 empty] | Production Completed
1286698 | Data Enrichment | STP_002 - 0002 | MKV | OK | 2022-07-13 | 2022-07-14 | [5 empty] | KDELBVC | OEM | BREAKER,CIRCT;ABB,3BHB000623P1007,ABB | BREAKER,CIRCUIT;MNFR:ABB,PTNO:3BHB000623P1007,MNFR 1:ABB,PTNO 1:FAZ-C10/1,ADDITIONAL FEATURES EN:MINIATURE | 3BHB000623P1007 | 3000014 | ABB | https://abb.bonnew.com/3bhb000623p1007.html |  | ABB | 3BHB000623P1007 | ABB | FAZ-C10/1 | [11 empty] | BREAKER | CIRCUIT | TYPE | MINIATURE | CURRENT RATING |  | VOLTAGE RATING |  | FRAME RATING |  | INTERRUPT RATING |  | NUMBER OF POLES |  | OVERALL SIZE |  | TRIP SETTING |  | TERMINAL TYPE |  | MOUNTING TYPE |  | HAZARD CLASS |  | CERTIFICATION/STANDARD |  | ADDITIONAL FEATURES EN |  | ADDITIONAL FEATURES ES |  | ADDITIONAL FEATURES FR | [29 empty] | Production Completed
1245491 | Data Enrichment | STP_002 - 0002 | MKV | OK | 2022-07-13 | 2022-07-14 | [5 empty] | KDELBVC | OEM | BREAKER,CIRCT;ABB,3BHL000479P0006,MINTR | BREAKER,CIRCUIT;MNFR:ABB,PTNO:3BHL000479P0006,ADDITIONAL FEATURES EN:MINIATURE,PKZM 0-10-T | 3BHL000479P0006 | 3000014 | ABB | https://www.galco.com/buy/ABB/3BHL000479P0006 |  | ABB | 3BHL000479P0006 | [13 empty] | BREAKER | CIRCUIT | TYPE | MINIATURE | CURRENT RATING |  | VOLTAGE RATING |  | FRAME RATING |  | INTERRUPT RATING |  | NUMBER OF POLES |  | OVERALL SIZE |  | TRIP SETTING |  | TERMINAL TYPE |  | MOUNTING TYPE |  | HAZARD CLASS |  | CERTIFICATION/STANDARD |  | ADDITIONAL FEATURES EN | PKZM 0-10-T | ADDITIONAL FEATURES ES |  | ADDITIONAL FEATURES FR | [29 empty] | Production Completed
1289484 | Data Enrichment | STP_002 - 0002 | MKV | OK | 2022-07-13 | 2022-07-14 | [5 empty] | KDELBVC | OEM | BREAKER,CIRCT;ABB,3BHL000622P1006,MINTR | BREAKER,CIRCUIT;MNFR:ABB,PTNO:3BHL000622P1006,ADDITIONAL FEATURES EN:MINIATURE,FAZ-C6/2 | 3BHL000622P1006 | 3000014 | ABB | https://www.quad-industry.com/catalog/abbcatalog/138536/2798111.html |  | ABB | 3BHL000622P1006 | [13 empty] | BREAKER | CIRCUIT | TYPE | MINIATURE | CURRENT RATING |  | VOLTAGE RATING |  | FRAME RATING |  | INTERRUPT RATING |  | NUMBER OF POLES |  | OVERALL SIZE |  | TRIP SETTING |  | TERMINAL TYPE |  | MOUNTING TYPE |  | HAZARD CLASS |  | CERTIFICATION/STANDARD |  | ADDITIONAL FEATURES EN | FAZ-C6/2 | ADDITIONAL FEATURES ES |  | ADDITIONAL FEATURES FR | [29 empty] | Production Completed
1214307 | Data Enrichment | STP_002 - 0002 | MKV | OK | 2022-07-13 | 2022-07-14 | [5 empty] | KELVDBC | OEM | BREAKER,CIRCT;ABB,DCS800 | BREAKER,CIRCUIT;MNFR:ABB,PTNO:DCS800 F72CDS251001R0337,ADDITIONAL FEATURES EN:UNIT,MINIATURE,DT S201-K4,4 A,230 VAC,SHAFT 1 & 2 KOZELEK | DCS800 F72CDS251001R0337 | 3000014 | ABB | https://new.abb.com/drives/dc/dcs800-s |  | ABB | DCS800 F72CDS251001R0337 | [13 empty] | BREAKER | CIRCUIT | TYPE | MINIATURE | CURRENT RATING | 4 A | VOLTAGE RATING | 230 VAC | FRAME RATING |  | INTERRUPT RATING |  | NUMBER OF POLES |  | OVERALL SIZE |  | TRIP SETTING |  | TERMINAL TYPE |  | MOUNTING TYPE |  | HAZARD CLASS |  | CERTIFICATION/STANDARD |  | ADDITIONAL FEATURES EN | UNIT,DT S201-K4,SHAFT 1 & 2 KOZELEK | ADDITIONAL FEATURES ES |  | ADDITIONAL FEATURES FR | [29 empty] | Production Completed
1221827 | Data Enrichment | STP_002 - 0002 | MKV | OK | 2022-07-13 | 2022-07-14 | [5 empty] | KELVDBC | OEM | BREAKER,CIRCT;ABB,S202-C10,SGL POLE | BREAKER,CIRCUIT;MNFR:ABB,PTNO:S202-C10,ADDITIONAL FEATURES EN:SINGLE POLE,MULTISPEED | S202-C10 | 3000014 | ABB | https://new.abb.com/products/2CDS252001R0104/s202-c10 |  | ABB | S202-C10 | [13 empty] | BREAKER | CIRCUIT | TYPE |  | CURRENT RATING | 10 A | VOLTAGE RATING | 400 VAC | FRAME RATING |  | INTERRUPT RATING | 400 VAC AT 10 KA | NUMBER OF POLES | 2 | OVERALL SIZE | WD 35 X HT 88 X DP 69 MM | TRIP SETTING |  | TERMINAL TYPE | SCREW | MOUNTING TYPE | DIN RAIL | HAZARD CLASS |  | CERTIFICATION/STANDARD | IEC/EN 60898-1,IEC/EN 60947-2,UL 1077 | ADDITIONAL FEATURES EN | SINGLE POLE,MULTISPEED | ADDITIONAL FEATURES ES |  | ADDITIONAL FEATURES FR | [29 empty] | Production Completed
1197260 | Data Enrichment | STP_002 - 0002 | MKV | OK | 2022-07-13 | 2022-07-14 | [5 empty] | KELVDBC | OEM | BREAKER,CIRCT;ABB,S202M-C2,MINTR,10 KA | BREAKER,CIRCUIT;MNFR:ABB,PTNO:S202M-C2,ADDITIONAL FEATURES EN:MINIATURE,10 KA | S202M-C2 | 3000014 | ABB | https://www.electricautomationnetwork.com/en/abb/miniature-circuit-breaker-s200m-2p-c-2-a-abb-s202m-c2-2cds272001r0024 | https://www.electricautomationnetwork.com/PDF/ENGLISH/ABB/2CDS272001R0024.pdf | ABB | S202M-C2 | [13 empty] | BREAKER | CIRCUIT | TYPE | MINIATURE | CURRENT RATING | 2 A | VOLTAGE RATING | 400 VAC | FRAME RATING |  | INTERRUPT RATING | 400 VAC AT 10 KA | NUMBER OF POLES | 2 | OVERALL SIZE | WD 35 X HT 88 X DP 69 MM | TRIP SETTING |  | TERMINAL TYPE | SCREW | MOUNTING TYPE | DIN RAIL | HAZARD CLASS |  | CERTIFICATION/STANDARD | IEC/EN 60898-1,CSA 22.2 No. 235,IEC/EN 60947-2,UL 1077 | ADDITIONAL FEATURES EN | 10 KA | ADDITIONAL FEATURES ES |  | ADDITIONAL FEATURES FR | [29 empty] | Production Completed
1192409 | Data Enrichment | STP_002 - 0002 | MKV | OK | 2022-07-13 | 2022-07-14 | [5 empty] | KELVDBC | OEM | BREAKER,CIRCT;ABB,S202P-K2,MINTR | BREAKER,CIRCUIT;MNFR:ABB,PTNO:S202P-K2,ADDITIONAL FEATURES EN:MINIATURE | S202P-K2 | 3000014 | ABB | https://new.abb.com/products/2CDS282001R0277/s202p-k2 |  | ABB | S202P-K2 | [13 empty] | BREAKER | CIRCUIT | TYPE | MINIATURE | CURRENT RATING | 2 A | VOLTAGE RATING | 400 VAC | FRAME RATING |  | INTERRUPT RATING | 400 VAC AT 25 KA | NUMBER OF POLES | 2 | OVERALL SIZE | WD 35 X HT 88 X DP 69 MM | TRIP SETTING |  | TERMINAL TYPE | SCREW | MOUNTING TYPE | DIN RAIL | HAZARD CLASS |  | CERTIFICATION/STANDARD | CSA 22.2 No. 235,IEC/EN 60947-2,UL 1077 | ADDITIONAL FEATURES EN |  | ADDITIONAL FEATURES ES |  | ADDITIONAL FEATURES FR | [29 empty] | Production Completed
1205124 | Data Enrichment | STP_002 - 0002 | MKV | OK | 2022-07-13 | 2022-07-14 | [5 empty] | KELVDBC | #N/A | BREAKER,CIRCT;ELEC,63 A,2 P,GEBE,ISW | BREAKER,CIRCUIT;TYPE:ELECTRICAL,CURRENT RATING:63 A,NUMBER OF POLES:2,ADDITIONAL FEATURES EN:GEBE,ISW,MNFR:SCHNEIDER ELECTRIC,PTNO:A9S60263 | A9S60263 | 1034747 | SCHNEIDER ELECTRIC | https://www.se.com/ww/en/product/A9S60263/switch-acti9-isw-2-poles-63a-415v/ | https://www.se.com/ww/en/product/download-pdf/A9S60263 | SCHNEIDER ELECTRIC | A9S60263 | [13 empty] | BREAKER | CIRCUIT | TYPE |  | CURRENT RATING | 63 A | VOLTAGE RATING | 415 VAC | FRAME RATING |  | INTERRUPT RATING |  | NUMBER OF POLES | 2 | OVERALL SIZE | WD 36 X HT 77 X DP 70 MM | TRIP SETTING |  | TERMINAL TYPE |  | MOUNTING TYPE | DIN RAIL | HAZARD CLASS |  | CERTIFICATION/STANDARD | IEC 60947-3 | ADDITIONAL FEATURES EN | GEBE,ISW | ADDITIONAL FEATURES ES |  | ADDITIONAL FEATURES FR | [29 empty] | Production Completed
1213775 | Data Enrichment | STP_002 - 0002 | MKV | OK | 2022-07-13 | 2022-07-14 | [5 empty] | KELVDBC | #N/A | BREAKER,CIRCT;MINTR,1 A,220/240 VAC,6 KA | BREAKER,CIRCUIT;TYPE:MINIATURE,CURRENT RATING:1 A,VOLTAGE RATING:220/240 VAC,INTERRUPT RATING:6 KA,NUMBER OF POLES:1,OVERALL SIZE:WD 18 MM,MOUNTING TYPE:DIN RAIL,CERTIFICATION/STANDARD:EN,IEC,ROHS,MNFR:SCHNEIDER ELECTRIC,PTNO:A9F64101 | A9F64101 | 1034747 | SCHNEIDER ELECTRIC | https://www.se.com/za/en/product/A9F64101/miniature-circuitbreaker-acti9-ic60a-1p-1-a-c-curve-4500-a-iec-608981-6-ka-iec-609472/ | https://www.se.com/za/en/product/download-pdf/A9F64101 | SCHNEIDER ELECTRIC | A9F64101 | [13 empty] | BREAKER | CIRCUIT | TYPE | MINIATURE | CURRENT RATING | 1 A | VOLTAGE RATING | 220/240 VAC | FRAME RATING |  | INTERRUPT RATING | 6 KA | NUMBER OF POLES | 1 | OVERALL SIZE | WD 18 MM | TRIP SETTING |  | TERMINAL TYPE |  | MOUNTING TYPE | DIN RAIL | HAZARD CLASS |  | CERTIFICATION/STANDARD | EN 60947-2,EN 60898-1,IEC 60898-1,IEC 60947-2, | ADDITIONAL FEATURES EN | EN,IEC,ROHS | ADDITIONAL FEATURES ES |  | ADDITIONAL FEATURES FR | [29 empty] | Production Completed
1210466 | Data Enrichment | STP_002 - 0002 | MKV | OK | 2022-07-13 | 2022-07-14 | [5 empty] | KELVDBC | #N/A | BREAKER,CIRCT;MINTR,10 A,130 VAC,20 KA | BREAKER,CIRCUIT;TYPE:MINIATURE,CURRENT RATING:10 A,VOLTAGE RATING:130 VAC,INTERRUPT RATING:20 KA,NUMBER OF POLES:1,OVERALL SIZE: WD 18 X HT 81 X DP 73 MM,TERMINAL TYPE:TUNNEL,MOUNTING TYPE:DIN RAIL,CERTIFICATION/STANDARD:EN/IEC,ADDITIONAL FEATURES EN: SENSITIVE,C60N,MNFR:SCHNEIDER ELECTRIC,PTNO:23915,MNFR:01)TELEMECANIQUE | 23915 | 1034747 | SCHNEIDER ELECTRIC | https://www.se.com/in/en/product/23915/c60-circuit-breaker-c60n-1p-10a-b-curve/ | https://www.se.com/in/en/product/download-pdf/23915 | SCHNEIDER ELECTRIC | 23915 | TELEMECANIQUE | [12 empty] | BREAKER | CIRCUIT | TYPE | MINIATURE | CURRENT RATING | 10 A | VOLTAGE RATING | 130 VAC | FRAME RATING |  | INTERRUPT RATING | 20 KA | NUMBER OF POLES | 1 | OVERALL SIZE | WD 18 X HT 81 X DP 73 MM | TRIP SETTING |  | TERMINAL TYPE | TUNNEL | MOUNTING TYPE | DIN RAIL | HAZARD CLASS |  | CERTIFICATION/STANDARD | EN/IEC 60947-2,EN 60898 | ADDITIONAL FEATURES EN | SENSITIVE,C60N | ADDITIONAL FEATURES ES |  | ADDITIONAL FEATURES FR | [29 empty] | Production Completed
1292289 | Data Enrichment | STP_002 - 0002 | MKV | OK | 2022-07-13 | 2022-07-14 | [5 empty] | KDELBVC |  | BREAKER,CIRCT;MINTR,10 A,230/400 V,10 KA | BREAKER,CIRCUIT;TYPE:MINIATURE,CURRENT RATING:10 A,VOLTAGE RATING:230/400 V,INTERRUPT RATING:10 KA,NUMBER OF POLES:1,ADDITIONAL FEATURES EN:B,PTNO:5SY4110-6 | 5SY4110-6 |  |  | https://mall.industry.siemens.com/mall/en/WW/Catalog/Product/5SY4110-6 |  | SIEMENS | 5SY4110-6 | [13 empty] | BREAKER | CIRCUIT | TYPE | MINIATURE | CURRENT RATING | 10 A | VOLTAGE RATING | 230/400 V | FRAME RATING |  | INTERRUPT RATING | 10 KA | NUMBER OF POLES | 1 | OVERALL SIZE | WD 18 X HT 90 X DP 76 MM | TRIP SETTING |  | TERMINAL TYPE |  | MOUNTING TYPE |  | HAZARD CLASS |  | CERTIFICATION/STANDARD |  | ADDITIONAL FEATURES EN | B | ADDITIONAL FEATURES ES |  | ADDITIONAL FEATURES FR | [29 empty] | Production Completed
1198764 | Data Enrichment | STP_002 - 0002 | MKV | OK | 2022-07-13 | 2022-07-14 | [5 empty] | KELVDBC | #N/A | BREAKER,CIRCT;MINTR,10 A,500 VAC,10 KA,1 | BREAKER,CIRCUIT;TYPE:MINIATURE,CURRENT RATING:10 A,VOLTAGE RATING:500 VAC,INTERRUPT RATING:10 KA,NUMBER OF POLES:1,OVERALL SIZE:WD 18 X HT 85 X DP 78.5 MM,MOUNTING TYPE:DIN RAIL,CERTIFICATION/STANDARD:ROHS,MNFR:SCHNEIDER ELECTRIC,PTNO:A9F77110 | A9F77110 | 1034747 | SCHNEIDER ELECTRIC | https://www.se.com/eg/en/product/A9F77110/miniature-circuitbreaker-acti9-ic60n-1p-10-a-c-curve-6000-a-iec-608981-10-ka-iec-609472/ | https://www.se.com/eg/en/product/download-pdf/A9F77110 | SCHNEIDER ELECTRIC | A9F77110 | [13 empty] | BREAKER | CIRCUIT | TYPE | MINIATURE | CURRENT RATING | 10 A | VOLTAGE RATING | 500 VAC | FRAME RATING |  | INTERRUPT RATING | 10 KA | NUMBER OF POLES | 1 | OVERALL SIZE | WD 18 X HT 85 X DP 78.5 MM | TRIP SETTING |  | TERMINAL TYPE |  | MOUNTING TYPE | DIN RAIL | HAZARD CLASS |  | CERTIFICATION/STANDARD | ROHS,EN 60898-1,IEC 60898-1,IEC 60947-2,EN 60947-2 | ADDITIONAL FEATURES EN |  | ADDITIONAL FEATURES ES |  | ADDITIONAL FEATURES FR | [29 empty] | Production Completed
1187115 | Data Enrichment | STP_002 - 0002 | MKV | OK | 2022-07-13 | 2022-07-14 | [5 empty] | KELVDBC | #N/A | BREAKER,CIRCT;MINTR,16 A,125 VDC,10 KA,2 | BREAKER,CIRCUIT;TYPE:MINIATURE,CURRENT RATING:16 A,VOLTAGE RATING:125 VDC,INTERRUPT RATING:10 KA,NUMBER OF POLES:2,OVERALL SIZE:WD 36 MM,MOUNTING TYPE:DIN RAIL,ADDITIONAL FEATURES EN:C60N,SENSITIVE,MNFR:SCHNEIDER ELECTRIC,PTNO:A9F77216,MNFR 1:TELEMECANIQUE | A9F77216 | 1034747 | SCHNEIDER ELECTRIC | https://www.se.com/eg/en/product/A9F77216/miniature-circuitbreaker-acti9-ic60n-2p-16-a-c-curve-6000-a-iec-608981-10-ka-iec-609472/ | https://www.se.com/eg/en/product/download-pdf/A9F77216 | SCHNEIDER ELECTRIC | A9F77216 | TELEMECANIQUE | [12 empty] | BREAKER | CIRCUIT | TYPE | MINIATURE | CURRENT RATING | 16 A | VOLTAGE RATING | 125 VDC | FRAME RATING |  | INTERRUPT RATING | 10 KA | NUMBER OF POLES | 2 | OVERALL SIZE | WD 36 X HT 85 X DP 78.5 MM | TRIP SETTING |  | TERMINAL TYPE |  | MOUNTING TYPE | DIN RAIL | HAZARD CLASS |  | CERTIFICATION/STANDARD | IEC 60898-1,EN 60947-2,EN 60898-1,IEC 60947-2 | ADDITIONAL FEATURES EN | C60N,SENSITIVE | ADDITIONAL FEATURES ES |  | ADDITIONAL FEATURES FR | [29 empty] | Production Completed
1204853 | Data Enrichment | STP_002 - 0002 | MKV | OK | 2022-07-13 | 2022-07-14 | [5 empty] | KELVDBC | #N/A | BREAKER,CIRCT;MINTR,16 A,220-240 VAC,6 | BREAKER,CIRCUIT;TYPE:MINIATURE,CURRENT RATING:16 A,VOLTAGE RATING:220-240 VAC,INTERRUPT RATING:6 KA AT 220-240 VAC,NUMBER OF POLES:1,OVERALL SIZE:WD 18 X HT 94 X DP 78.5 MM,TRIP SETTING:C-CURVE,MOUNTING TYPE:DIN RAIL,CERTIFICATION/STANDARD:IEC,EN,ROHS,ADDITIONAL FEATURES EN:IC60A,MNFR:SCHNEIDER ELECTRIC,PTNO:A9F64116 | A9F64116 | 1034747 | SCHNEIDER ELECTRIC | https://www.se.com/za/en/product/A9F64116/miniature-circuitbreaker-acti9-ic60a-1p-16-a-c-curve-4500-a-iec-608981-6-ka-iec-609472/ | https://www.se.com/za/en/product/download-pdf/A9F64116 | SCHNEIDER ELECTRIC | A9F64116 | [13 empty] | BREAKER | CIRCUIT | TYPE | MINIATURE | CURRENT RATING | 16 A | VOLTAGE RATING | 220-240 VAC | FRAME RATING |  | INTERRUPT RATING | 6 KA AT 220-240 VAC | NUMBER OF POLES | 1 | OVERALL SIZE | WD 18 X HT 94 X DP 78.5 MM | TRIP SETTING | C-CURVE | TERMINAL TYPE |  | MOUNTING TYPE | DIN RAIL | HAZARD CLASS |  | CERTIFICATION/STANDARD | ROHS,IEC 60947-2,EN 60898-1,IEC 60898-1,EN 60947-2 | ADDITIONAL FEATURES EN | IC60A | ADDITIONAL FEATURES ES |  | ADDITIONAL FEATURES FR | [29 empty] | Production Completed
1213406 | Data Enrichment | STP_002 - 0002 | MKV | OK | 2022-07-13 | 2022-07-14 | [5 empty] | KELVDBC | #N/A | BREAKER,CIRCT;MINTR,16 A,400/415 VAC,16 | BREAKER,CIRCUIT;TYPE:MINIATURE,CURRENT RATING:16 A,VOLTAGE RATING:400/415 VAC,INTERRUPT RATING:16 KA,NUMBER OF POLES:3,OVERALL SIZE:WD 54 X HT 81 X DP 73 MM,TERMINAL TYPE:TUNNEL,MOUNTING TYPE:DIN RAIL,CERTIFICATION/STANDARD:EN/IEC,ADDITIONAL FEATURES EN:SENSITIVE,C60N,MNFR:SCHNEIDER ELECTRIC,PTNO:23955 | 23955 | 1034747 | SCHNEIDER ELECTRIC | https://www.se.com/id/id/product/23955/c60-circuit-breaker-c60n-3p-16a-b-curve/ | https://www.se.com/id/id/product/download-pdf/23955 | SCHNEIDER ELECTRIC | 23955 | [13 empty] | BREAKER | CIRCUIT | TYPE | MINIATURE | CURRENT RATING | 16 A | VOLTAGE RATING | 400/415 VAC | FRAME RATING |  | INTERRUPT RATING | 16 KA | NUMBER OF POLES | 3 | OVERALL SIZE | WD 54 X HT 81 X DP 73 MM | TRIP SETTING |  | TERMINAL TYPE | TUNNEL | MOUNTING TYPE | DIN RAIL | HAZARD CLASS |  | CERTIFICATION/STANDARD | EN 60898,EN/IEC 60947-2 | ADDITIONAL FEATURES EN | SENSITIVE,C60N | ADDITIONAL FEATURES ES |  | ADDITIONAL FEATURES FR | [29 empty] | Production Completed
1203651 | Data Enrichment | STP_002 - 0002 | MKV | OK | 2022-07-13 | 2022-07-14 | [5 empty] | KELVDBC | #N/A | BREAKER,CIRCT;MINTR,16 A,500 VAC,6000 A | BREAKER,CIRCUIT;TYPE:MINIATURE,CURRENT RATING:16 A,VOLTAGE RATING:500 VAC,INTERRUPT RATING:6000 A,NUMBER OF POLES:1,OVERALL SIZE:WD 18 X HT 85 X DP 78.5 MM,MOUNTING TYPE:DIN RAIL,MNFR:SCHNEIDER ELECTRIC,PTNO:A9F77116 | A9F77116 | 1034747 | SCHNEIDER ELECTRIC | https://www.se.com/eg/en/product/A9F77116/miniature-circuitbreaker-acti9-ic60n-1p-16-a-c-curve-6000-a-iec-608981-10-ka-iec-609472/ | https://www.se.com/eg/en/product/download-pdf/A9F77116 | SCHNEIDER ELECTRIC | A9F77116 | [13 empty] | BREAKER | CIRCUIT | TYPE | MINIATURE | CURRENT RATING | 16 A | VOLTAGE RATING | 500 VAC | FRAME RATING |  | INTERRUPT RATING | 6000 A | NUMBER OF POLES | 1 | OVERALL SIZE | WD 18 X HT 85 X DP 78.5 MM | TRIP SETTING |  | TERMINAL TYPE |  | MOUNTING TYPE | DIN RAIL | HAZARD CLASS |  | CERTIFICATION/STANDARD | IEC 60898-1,EN 60898-1,EN 60947-2,IEC 60947-2 | ADDITIONAL FEATURES EN |  | ADDITIONAL FEATURES ES |  | ADDITIONAL FEATURES FR | [29 empty] | Production Completed
1292283 | Data Enrichment | STP_002 - 0002 | MKV | OK | 2022-07-13 | 2022-07-14 | [5 empty] | KDELBVC |  | BREAKER,CIRCT;MINTR,2 A,230/400 V,10 KA | BREAKER,CIRCUIT;TYPE:MINIATURE,CURRENT RATING:2 A,VOLTAGE RATING:230/400 V,INTERRUPT RATING:10 KA,NUMBER OF POLES:1,ADDITIONAL FEATURES EN:C,PTNO:5SY4102-7 | 5SY4102-7 |  |  | https://mall.industry.siemens.com/mall/en/de/Catalog/Product/5SY4102-7 |  | SIEMENS | 5SY4102-7 | [13 empty] | BREAKER | CIRCUIT | TYPE | MINIATURE | CURRENT RATING | 2 A | VOLTAGE RATING | 230/400 V | FRAME RATING |  | INTERRUPT RATING | 10 KA | NUMBER OF POLES | 1 | OVERALL SIZE | WD 18 X HT 90 X DP 76 MM | TRIP SETTING |  | TERMINAL TYPE |  | MOUNTING TYPE |  | HAZARD CLASS |  | CERTIFICATION/STANDARD |  | ADDITIONAL FEATURES EN |  | ADDITIONAL FEATURES ES |  | ADDITIONAL FEATURES FR | [29 empty] | Production Completed
1211201 | Data Enrichment | STP_002 - 0002 | MKV | OK | 2022-07-13 | 2022-07-14 | [5 empty] | KELVDBC | #N/A | BREAKER,CIRCT;MINTR,20 A,440 VAC,250 VDC | BREAKER,CIRCUIT;TYPE:MINIATURE,CURRENT RATING:20 A,VOLTAGE RATING:440 VAC,250 VDC,INTERRUPT RATING:2.25 KA,NUMBER OF POLES:2,OVERALL SIZE:WD 36 X HT 81 X DP 73 MM,TERMINAL TYPE:TUNNEL,MOUNTING TYPE:DIN RAIL/CLIP-ON,CERTIFICATION/STANDARD:EN/IEC,ADDITIONAL FEATURES EN:C60N,MNFR:SCHNEIDER ELECTRIC,PTNO:24203 | 24203 | 1034747 | SCHNEIDER ELECTRIC | https://www.se.com/in/en/product/24203/c60-circuit-breaker-c60n-2p-20a-c-curve/ | https://www.se.com/in/en/product/download-pdf/24203 | SCHNEIDER ELECTRIC | 24203 | [13 empty] | BREAKER | CIRCUIT | TYPE | MINIATURE | CURRENT RATING | 20 A | VOLTAGE RATING | 440 VAC,250 VDC | FRAME RATING |  | INTERRUPT RATING | 2.25 KA | NUMBER OF POLES | 2 | OVERALL SIZE | WD 36 X HT 81 X DP 73 MM | TRIP SETTING |  | TERMINAL TYPE | TUNNEL | MOUNTING TYPE | DIN RAIL/CLIP-ON | HAZARD CLASS |  | CERTIFICATION/STANDARD | EN/IEC 60947-2,EN 60898 | ADDITIONAL FEATURES EN | C60N | ADDITIONAL FEATURES ES |  | ADDITIONAL FEATURES FR | [29 empty] | Production Completed
1210069 | Data Enrichment | STP_002 - 0002 | MKV | OK | 2022-07-13 | 2022-07-14 | [5 empty] | KELVDBC | #N/A | BREAKER,CIRCT;MINTR,25 A,220-240 VAC | BREAKER,CIRCUIT;TYPE:MINIATURE,CURRENT RATING:25 A,VOLTAGE RATING:220-240 VAC,380-415 VAC,INTERRUPT RATING:10 KA AT 220-240 VAC,6 KA AT 380-415 VAC,NUMBER OF POLES:3,OVERALL SIZE:WD 54 X HT 94 X DP 78.5 MM,TRIP SETTING:C-CURVE,MOUNTING TYPE:DIN RAIL,CERTIFICATION/STANDARD:IEC,EN,ROHS,ADDITIONAL FEATURES EN:IC60A,MNFR:SCHNEIDER ELECTRIC,PTNO:A9F64325 | A9F64325 | 1034747 | SCHNEIDER ELECTRIC | https://www.se.com/za/en/product/A9F64325/miniature-circuitbreaker-acti9-ic60a-3p-25-a-c-curve-4500-a-iec-608981-6-ka-iec-609472/ | https://www.se.com/za/en/product/download-pdf/A9F64325 | SCHNEIDER ELECTRIC | A9F64325 | [13 empty] | BREAKER | CIRCUIT | TYPE | MINIATURE | CURRENT RATING | 25 A | VOLTAGE RATING | 220-240 VAC,380-415 VAC | FRAME RATING |  | INTERRUPT RATING | 10 KA AT 220-240 VAC,6 KA AT 380-415 VAC | NUMBER OF POLES | 3 | OVERALL SIZE | WD 54 X HT 94 X DP 78.5 MM | TRIP SETTING | C-CURVE | TERMINAL TYPE |  | MOUNTING TYPE | DIN RAIL | HAZARD CLASS |  | CERTIFICATION/STANDARD | ROHS,IEC 60947-2,IEC 60898-1,EN 60947-2,EN 60898-1 | ADDITIONAL FEATURES EN | IC60A | ADDITIONAL FEATURES ES |  | ADDITIONAL FEATURES FR | [29 empty] | Production Completed
1201365 | Data Enrichment | STP_002 - 0002 | MKV | OK | 2022-07-13 | 2022-07-14 | [5 empty] | KELVDBC | #N/A | BREAKER,CIRCT;MINTR,25 A,440 VAC,250 VDC | BREAKER,CIRCUIT;TYPE:MINIATURE,CURRENT RATING:25 A,VOLTAGE RATING:440 VAC,250 VDC,INTERRUPT RATING:2.25 KA,NUMBER OF POLES:2,OVERALL SIZE:WD 36 X HT 81 X DP 73 MM,TERMINAL TYPE:TUNNEL,MOUNTING TYPE:DIN RAIL/CLIP-ON,CERTIFICATION/STANDARD:EN/IEC,ADDITIONAL FEATURES EN:C60N,MNFR:SCHNEIDER ELECTRIC,PTNO:24204 | 24204 | 1034747 | SCHNEIDER ELECTRIC | https://www.se.com/in/en/product/24204/c60-circuit-breaker-c60n-2p-25a-c-curve/ | https://www.se.com/in/en/product/download-pdf/24204 | SCHNEIDER ELECTRIC | 24204 | [13 empty] | BREAKER | CIRCUIT | TYPE | MINIATURE | CURRENT RATING | 25 A | VOLTAGE RATING | 440 VAC,250 VDC | FRAME RATING |  | INTERRUPT RATING | 2.25 KA | NUMBER OF POLES | 2 | OVERALL SIZE | WD 36 X HT 81 X DP 73 MM | TRIP SETTING |  | TERMINAL TYPE | TUNNEL | MOUNTING TYPE | DIN RAIL/CLIP-ON | HAZARD CLASS |  | CERTIFICATION/STANDARD | EN/IEC 60947-2,EN 60898 | ADDITIONAL FEATURES EN | C60N | ADDITIONAL FEATURES ES |  | ADDITIONAL FEATURES FR | [29 empty] | Production Completed
1216825 | Data Enrichment | STP_002 - 0002 | MKV | OK | 2022-07-13 | 2022-07-14 | [5 empty] | KELVDBC | #N/A | BREAKER,CIRCT;MINTR,32 A,415 VAC,6 KA,3 | BREAKER,CIRCUIT;TYPE:MINIATURE,CURRENT RATING:32 A,VOLTAGE RATING:415 VAC,INTERRUPT RATING:6 KA,NUMBER OF POLES:3,OVERALL SIZE:WD 54 X HT 94 X DP 78.5 MM,MOUNTING TYPE:DIN RAIL,CERTIFICATION/STANDARD:ROHS,ADDITIONAL FEATURES EN:K60N,IC60N,MNFR:SCHNEIDER ELECTRIC,PTNO:A9F64332,PTNO 1:27929 | A9F64332 | 1034747 | SCHNEIDER ELECTRIC | https://www.se.com/za/en/product/A9F64332/miniature-circuitbreaker-acti9-ic60a-3-pole-32-a-c-curve-4500-a-iec-608981-6-ka-iec-609472/ | https://www.se.com/za/en/product/download-pdf/A9F64332 | SCHNEIDER ELECTRIC | A9F64332 |  | 27929 | [11 empty] | BREAKER | CIRCUIT | TYPE | MINIATURE | CURRENT RATING | 32 A | VOLTAGE RATING | 415 VAC | FRAME RATING |  | INTERRUPT RATING | 6 KA | NUMBER OF POLES | 3 | OVERALL SIZE | WD 54 X HT 94 X DP 78.5 MM | TRIP SETTING |  | TERMINAL TYPE |  | MOUNTING TYPE | DIN RAIL | HAZARD CLASS |  | CERTIFICATION/STANDARD | ROHS,IEC 60947-2,EN 60947-2,EN 60898-1,IEC 60898-1 | ADDITIONAL FEATURES EN | K60N,IC60N | ADDITIONAL FEATURES ES |  | ADDITIONAL FEATURES FR | [29 empty] | Production Completed
1215992 | Data Enrichment | STP_002 - 0002 | MKV | OK | 2022-07-13 | 2022-07-14 | [5 empty] | KELVDBC | #N/A | BREAKER,CIRCT;MINTR,32 A,440 VAC,250 VDC | BREAKER,CIRCUIT;TYPE:MINIATURE,CURRENT RATING:32 A,VOLTAGE RATING:440 VAC,250 VDC,INTERRUPT RATING:2.25 KA,NUMBER OF POLES:2,OVERALL SIZE:WD 36 X HT 81 X DP 73 MM,TERMINAL TYPE:TUNNEL,MOUNTING TYPE:DIN RAIL/CLIP-ON,CERTIFICATION/STANDARD:EN/IEC,ADDITIONAL FEATURES EN:C60N,MNFR:SCHNEIDER ELECTRIC,PTNO:24205 | 24205 | 1034747 | SCHNEIDER ELECTRIC | https://www.se.com/in/en/product/24205/c60-circuit-breaker-c60n-2p-32a-c-curve/ | https://www.se.com/in/en/product/download-pdf/24205 | SCHNEIDER ELECTRIC | 24205 | [13 empty] | BREAKER | CIRCUIT | TYPE | MINIATURE | CURRENT RATING | 32 A | VOLTAGE RATING | 440 VAC,250 VDC | FRAME RATING |  | INTERRUPT RATING | 2.25 KA | NUMBER OF POLES | 2 | OVERALL SIZE | WD 36 X HT 81 X DP 73 MM | TRIP SETTING |  | TERMINAL TYPE |  | MOUNTING TYPE | DIN RAIL/CLIP-ON | HAZARD CLASS |  | CERTIFICATION/STANDARD | EN 60898,EN/IEC 60947-2 | ADDITIONAL FEATURES EN | C60N | ADDITIONAL FEATURES ES |  | ADDITIONAL FEATURES FR | [29 empty] | Production Completed
1221575 | Data Enrichment | STP_002 - 0002 | MKV | OK | 2022-07-13 | 2022-07-14 | [5 empty] | KELVDBC | #N/A | BREAKER,CIRCT;MINTR,4 A,440 VAC,250 VDC | BREAKER,CIRCUIT;TYPE:MINIATURE,CURRENT RATING:4 A,VOLTAGE RATING:440 VAC,250 VDC,INTERRUPT RATING:6 KA,NUMBER OF POLES:2,OVERALL SIZE:WD 36 X HT 81 X DP 73 MM,TERMINAL TYPE:TUNNEL,MOUNTING TYPE:DIN RAIL/CLIP-ON,CERTIFICATION/STANDARD:EN/IEC,ADDITIONAL FEATURES EN:C60N,MNFR:SCHNEIDER ELECTRIC,PTNO:24199 | 24199 | 1034747 | SCHNEIDER ELECTRIC | https://www.se.com/in/en/product/24199/c60-circuit-breaker-c60n-2p-4a-c-curve/ | https://www.se.com/in/en/product/download-pdf/24199 | SCHNEIDER ELECTRIC | 24199 | [13 empty] | BREAKER | CIRCUIT | TYPE | MINIATURE | CURRENT RATING | 4 A | VOLTAGE RATING | 440 VAC,250 VDC | FRAME RATING |  | INTERRUPT RATING | 6 KA | NUMBER OF POLES | 2 | OVERALL SIZE | WD 36 X HT 81 X DP 73 MM | TRIP SETTING |  | TERMINAL TYPE | TUNNEL | MOUNTING TYPE | DIN RAIL/CLIP-ON | HAZARD CLASS |  | CERTIFICATION/STANDARD | EN 60898,EN/IEC 60947-2 | ADDITIONAL FEATURES EN | C60N | ADDITIONAL FEATURES ES |  | ADDITIONAL FEATURES FR | [29 empty] | Production Completed
1189969 | Data Enrichment | STP_002 - 0002 | MKV | OK | 2022-07-13 | 2022-07-14 | [5 empty] | KELVDBC | #N/A | BREAKER,CIRCT;MINTR,40 A,380/415 VAC,6 | BREAKER,CIRCUIT;TYPE:MINIATURE,CURRENT RATING:40 A,VOLTAGE RATING:380/415 VAC,INTERRUPT RATING:6 KA,NUMBER OF POLES:3,OVERALL SIZE:WD 54 X DP 78.5 MM,MOUNTING TYPE:DIN RAIL,CERTIFICATION/STANDARD:EN,IEC,ROHS,MNFR:SCHNEIDER ELECTRIC,PTNO:A9F64340,MNFR 1:GEBE | A9F64340 | 1034747 | SCHNEIDER ELECTRIC | https://www.se.com/vn/en/product/A9F64340/miniature-circuitbreaker-acti9-ic60a-3p-40-a-c-curve-4500-a-iec-608981-6-ka-iec-609472/ | https://www.se.com/vn/en/product/download-pdf/A9F64340 | SCHNEIDER ELECTRIC | A9F64340 | GEBE | [12 empty] | BREAKER | CIRCUIT | TYPE | MINIATURE | CURRENT RATING | 40 A | VOLTAGE RATING | 380/415 VAC | FRAME RATING |  | INTERRUPT RATING | 6 KA | NUMBER OF POLES | 3 | OVERALL SIZE | WD 54 X DP 78.5 MM | TRIP SETTING |  | TERMINAL TYPE |  | MOUNTING TYPE | DIN RAIL | HAZARD CLASS |  | CERTIFICATION/STANDARD | ROHS,IEC 60947-2,EN 60898-1,IEC 60898-1,EN 60947-2 | ADDITIONAL FEATURES EN |  | ADDITIONAL FEATURES ES |  | ADDITIONAL FEATURES FR | [29 empty] | Production Completed
1221092 | Data Enrichment | STP_002 - 0002 | MKV | OK | 2022-07-13 | 2022-07-14 | [5 empty] | KELVDBC | #N/A | BREAKER,CIRCT;MINTR,40 A,400/415 VAC,10 | BREAKER,CIRCUIT;TYPE:MINIATURE,CURRENT RATING:40 A,VOLTAGE RATING:400/415 VAC,INTERRUPT RATING:10 KA,NUMBER OF POLES:3,OVERALL SIZE:WD 54 X HT 81 X DP 73 MM,TERMINAL TYPE:TUNNEL,MOUNTING TYPE:DIN RAIL,CERTIFICATION/STANDARD:EN/IEC,ADDITIONAL FEATURES EN:SENSITIVE,C60N,MNFR:SCHNEIDER ELECTRIC,PTNO:23959 | 23959 | 1034747 | SCHNEIDER ELECTRIC | https://www.se.com/ie/en/product/23959/c60-circuit-breaker-c60n-3p-40a-b-curve/ | https://www.se.com/ie/en/product/download-pdf/23959 | SCHNEIDER ELECTRIC | 23959 | [13 empty] | BREAKER | CIRCUIT | TYPE | MINIATURE | CURRENT RATING | 40 A | VOLTAGE RATING | 400/415 VAC | FRAME RATING |  | INTERRUPT RATING | 10 KA | NUMBER OF POLES | 3 | OVERALL SIZE | WD 54 X HT 81 X DP 73 MM | TRIP SETTING |  | TERMINAL TYPE | TUNNEL | MOUNTING TYPE | DIN RAIL | HAZARD CLASS |  | CERTIFICATION/STANDARD | EN 60898,EN/IEC 60947-2 | ADDITIONAL FEATURES EN | SENSITIVE,C60N | ADDITIONAL FEATURES ES |  | ADDITIONAL FEATURES FR | [29 empty] | Production Completed
1185646 | Data Enrichment | STP_002 - 0002 | MKV | OK | 2022-07-13 | 2022-07-14 | [5 empty] | KELVDBC | #N/A | BREAKER,CIRCT;MINTR,40 A,440 VAC,250 VDC | BREAKER,CIRCUIT;TYPE:MINIATURE,CURRENT RATING:40 A,VOLTAGE RATING:440 VAC,250 VDC,INTERRUPT RATING:2.25 KA,NUMBER OF POLES:2,OVERALL SIZE:WD 36 X HT 81 X DP 73 MM,TERMINAL TYPE:TUNNEL,MOUNTING TYPE:DIN RAIL/CLIP-ON,CERTIFICATION/STANDARD:EN/IEC,ADDITIONAL FEATURES EN:C60N,MNFR:SCHNEIDER ELECTRIC,PTNO:24206 | 24206 | 1034747 | SCHNEIDER ELECTRIC | https://www.se.com/in/en/product/24206/c60-circuit-breaker-c60n-2p-40a-c-curve/ | https://www.se.com/in/en/product/download-pdf/24206 | SCHNEIDER ELECTRIC | 24206 | [13 empty] | BREAKER | CIRCUIT | TYPE | MINIATURE | CURRENT RATING | 40 A | VOLTAGE RATING | 440 VAC,250 VDC | FRAME RATING |  | INTERRUPT RATING | 2.25 KA | NUMBER OF POLES | 2 | OVERALL SIZE | WD 36 X HT 81 X DP 73 MM | TRIP SETTING |  | TERMINAL TYPE |  | MOUNTING TYPE | DIN RAIL/CLIP-ON | HAZARD CLASS |  | CERTIFICATION/STANDARD | EN/IEC 60947-2,EN 60898 | ADDITIONAL FEATURES EN | C60N | ADDITIONAL FEATURES ES |  | ADDITIONAL FEATURES FR | [29 empty] | Production Completed
1201569 | Data Enrichment | STP_002 - 0002 | MKV | OK | 2022-07-13 | 2022-07-14 | [5 empty] | KELVDBC | #N/A | BREAKER,CIRCT;MINTR,6 A,220/240 VAC,6 KA | BREAKER,CIRCUIT;TYPE:MINIATURE,CURRENT RATING:6 A,VOLTAGE RATING:220/240 VAC,INTERRUPT RATING:6 KA,NUMBER OF POLES:1,OVERALL SIZE:WD 18 X DP 78.5 MM,MOUNTING TYPE:DIN RAIL,CERTIFICATION/STANDARD:EN,IEC,ROHS,MNFR:SCHNEIDER ELECTRIC,PTNO:A9F64106 | A9F64106 | 1034747 | SCHNEIDER ELECTRIC | https://www.se.com/vn/en/product/A9F64106/miniature-circuitbreaker-acti9-ic60a-1p-6-a-c-curve-4500-a-iec-608981-6-ka-iec-609472/ | https://www.se.com/vn/en/product/download-pdf/A9F64106 | SCHNEIDER ELECTRIC | A9F64106 | [13 empty] | BREAKER | CIRCUIT | TYPE | MINIATURE | CURRENT RATING | 6 A | VOLTAGE RATING | 220/240 VAC | FRAME RATING |  | INTERRUPT RATING | 6 KA | NUMBER OF POLES | 1 | OVERALL SIZE | WD 18 X DP 78.5 MM | TRIP SETTING |  | TERMINAL TYPE |  | MOUNTING TYPE | DIN RAIL | HAZARD CLASS |  | CERTIFICATION/STANDARD | ROHS,IEC 60947-2,EN 60947-2,EN 60898-1,IEC 60898-1 | ADDITIONAL FEATURES EN |  | ADDITIONAL FEATURES ES |  | ADDITIONAL FEATURES FR | [29 empty] | Production Completed
1218119 | Data Enrichment | STP_002 - 0002 | MKV | OK | 2022-07-13 | 2022-07-14 | [5 empty] | KELVDBC | #N/A | BREAKER,CIRCT;MINTR,6 A,440 VAC,250 VDC | BREAKER,CIRCUIT;TYPE:MINIATURE,CURRENT RATING:6 A,VOLTAGE RATING:440 VAC,250 VDC,INTERRUPT RATING:2.25 KA,NUMBER OF POLES:2,OVERALL SIZE:WD 36 X HT 81 X DP 73 MM,TERMINAL TYPE:TUNNEL,MOUNTING TYPE:DIN RAIL/CLIP-ON,CERTIFICATION/STANDARD:EN/IEC,ADDITIONAL FEATURES EN:C60N,MNFR:SCHNEIDER ELECTRIC,PTNO:24200 | 24200 | 1034747 | SCHNEIDER ELECTRIC | https://www.se.com/id/en/product/24200/c60-circuit-breaker-c60n-2p-6a-c-curve/ | https://www.se.com/id/en/product/download-pdf/24200 | SCHNEIDER ELECTRIC | 24200 | [13 empty] | BREAKER | CIRCUIT | TYPE | MINIATURE | CURRENT RATING | 6 A | VOLTAGE RATING | 440 VAC,250 VDC | FRAME RATING |  | INTERRUPT RATING | 2.25 KA | NUMBER OF POLES | 2 | OVERALL SIZE | WD 36 X HT 81 X DP 73 MM | TRIP SETTING |  | TERMINAL TYPE | TUNNEL | MOUNTING TYPE | DIN RAIL/CLIP-ON | HAZARD CLASS |  | CERTIFICATION/STANDARD | EN/IEC 60947-2,EN 60898 | ADDITIONAL FEATURES EN | C60N | ADDITIONAL FEATURES ES |  | ADDITIONAL FEATURES FR | [29 empty] | Production Completed
1207580 | Data Enrichment | STP_002 - 0002 | MKV | OK | 2022-07-13 | 2022-07-14 | [5 empty] | KELVDBC | #N/A | BREAKER,CIRCT;MINTR,63 A,220-240 VAC | BREAKER,CIRCUIT;TYPE:MINIATURE,CURRENT RATING:63 A,VOLTAGE RATING:220-240 VAC,380-415 VAC,INTERRUPT RATING:10 KA AT 220-240 VAC,6 KA AT 380-415 VAC,NUMBER OF POLES:2,OVERALL SIZE:WD 36 X HT 94 X DP 78.5 MM,TRIP SETTING:D CURVE,MOUNTING TYPE:DIN RAIL,CERTIFICATION/STANDARD:IEC,EN,ROHS,ADDITIONAL FEATURES EN:IC60N,MNFR:SCHNEIDER ELECTRIC,PTNO:A9F75263 | A9F75263 | 1034747 | SCHNEIDER ELECTRIC | https://www.se.com/za/en/product/A9F75263/miniature-circuitbreaker-acti9-ic60n-2p-63-a-d-curve-6000-a-iec-608981-10-ka-iec-609472/ | https://www.se.com/za/en/product/download-pdf/A9F75263 | SCHNEIDER ELECTRIC | A9F75263 | [13 empty] | BREAKER | CIRCUIT | TYPE | MINIATURE | CURRENT RATING | 63 A | VOLTAGE RATING | 220-240 VAC,380-415 VAC | FRAME RATING |  | INTERRUPT RATING | 10 KA AT 220-240 VAC,6 KA AT 380-415 VAC | NUMBER OF POLES | 2 | OVERALL SIZE | WD 36 X HT 94 X DP 78.5 MM | TRIP SETTING | D-CURVE | TERMINAL TYPE |  | MOUNTING TYPE | DIN RAIL | HAZARD CLASS |  | CERTIFICATION/STANDARD | ROHS,IEC 60898-1,IEC 60947-2,EN 60947-2,EN 60898-1 | ADDITIONAL FEATURES EN | IC60N | ADDITIONAL FEATURES ES |  | ADDITIONAL FEATURES FR | [29 empty] | Production Completed
1189625 | Data Enrichment | STP_002 - 0002 | MKV | OK | 2022-07-13 | 2022-07-14 | [5 empty] | KELVDBC | #N/A | BREAKER,CIRCT;MINTR,63 A,440 VAC,250 VDC | BREAKER,CIRCUIT;TYPE:MINIATURE,CURRENT RATING:63 A,VOLTAGE RATING:440 VAC,250 VDC,INTERRUPT RATING:2.25 KA,NUMBER OF POLES:2,OVERALL SIZE:WD 36 X HT 81 X DP 73 MM,TERMINAL TYPE:TUNNEL,MOUNTING TYPE:DIN RAIL/CLIP-ON,CERTIFICATION/STANDARD:EN/IEC,ADDITIONAL FEATURES EN:C60N,MNFR:SCHNEIDER ELECTRIC,PTNO:24208 | 24208 | 1034747 | SCHNEIDER ELECTRIC | https://www.se.com/in/en/product/24208/c60---circuit-breaker---c60n---2p---63a---c-curve/ | https://www.se.com/in/en/product/download-pdf/24208 | SCHNEIDER ELECTRIC | 24208 | [13 empty] | BREAKER | CIRCUIT | TYPE | MINIATURE | CURRENT RATING | 63 A | VOLTAGE RATING | 440 VAC,250 VDC | FRAME RATING |  | INTERRUPT RATING | 2.25 KA | NUMBER OF POLES | 2 | OVERALL SIZE | WD 36 X HT 81 X DP 73 MM | TRIP SETTING |  | TERMINAL TYPE | TUNNEL | MOUNTING TYPE | DIN RAIL/CLIP-ON | HAZARD CLASS |  | CERTIFICATION/STANDARD | EN/IEC 60947-2,EN 60898 | ADDITIONAL FEATURES EN | C60N | ADDITIONAL FEATURES ES |  | ADDITIONAL FEATURES FR | [29 empty] | Production Completed
1188861 | Data Enrichment | STP_002 - 0002 | MKV | OK | 2022-07-13 | 2022-07-14 | [5 empty] | KELVDBC | #N/A | BREAKER,CIRCT;MINTR,63 A,500 VAC,10 KA,3 | BREAKER,CIRCUIT;TYPE:MINIATURE,CURRENT RATING:63 A,VOLTAGE RATING:500 VAC,INTERRUPT RATING:10 KA,NUMBER OF POLES:3,MOUNTING TYPE:DIN RAIL,MNFR:SCHNEIDER ELECTRIC,PTNO:A9F64363 | A9F64363 | 1034747 | SCHNEIDER ELECTRIC | https://www.se.com/za/en/product/A9F64363/miniature-circuit-breaker%2C-acti9-ic60a%2C-3p%2C-63-a%2C-c-curve%2C-4500-a-%28iec-60898-1%29%2C-6-ka-%28iec-60947-2%29/ | https://www.se.com/za/en/product/download-pdf/A9F64363 | SCHNEIDER ELECTRIC | A9F64363 | [13 empty] | BREAKER | CIRCUIT | TYPE | MINIATURE | CURRENT RATING | 63 A | VOLTAGE RATING | 500 VAC | FRAME RATING |  | INTERRUPT RATING | 10 KA | NUMBER OF POLES | 3 | OVERALL SIZE | WD 54 MM | TRIP SETTING |  | TERMINAL TYPE |  | MOUNTING TYPE | DIN RAIL | HAZARD CLASS |  | CERTIFICATION/STANDARD | EN 60947-2,EN 60898-1,IEC 60947-2,IEC 60898-1 | ADDITIONAL FEATURES EN | IC60A | ADDITIONAL FEATURES ES |  | ADDITIONAL FEATURES FR | [29 empty] | Production Completed
1313009 | Data Enrichment | STP_002 - 0002 | MKV | OK | 2022-07-13 | 2022-07-14 | [5 empty] | KDELBV | MNFR | BREAKER,CIRCT;MMC4-C63/1N,63A | BREAKER,CIRCUIT;TYPE:MMC4-C63/1N,CURRENT RATING:63A,VOLTAGE RATING:230-400VAC \r\n 50HZ,FRAME RATING:M4.2,INTERRUPT RATING:4.5KA,NUMBER OF POLES:2P,MOUNTING \r\nTYPE :DIN,HAZARD CLASS:CLASS 2,CERTIFICATION/STANDARD:IEC/EN 60898-\r\n1,EARTON,MNFR:EA TON CORPORATION,PTNO:139285 | 139285 | 3000267 | EATON CORPORATION | https://www.eaton.com/content/dam/eaton/products/electrical-circuit-protection/circuit-breakers/xpole-style5-mcb/eaton-mmc4-6-m-xpole-mcb-xstyle5-180502-en-us.pdf |  | EATON CORPORATION | 139285 | [13 empty] | BREAKER | CIRCUIT | TYPE | MMC4-C63/1N | CURRENT RATING | 63 A | VOLTAGE RATING | 230-400VAC | FRAME RATING | M4.2 | INTERRUPT RATING | 4.5 KA | NUMBER OF POLES | 2 | OVERALL SIZE |  | TRIP SETTING |  | TERMINAL TYPE |  | MOUNTING TYPE | DIN | HAZARD CLASS | CLASS 2 | CERTIFICATION/STANDARD | EN/IEC | ADDITIONAL FEATURES EN |  | ADDITIONAL FEATURES ES |  | ADDITIONAL FEATURES FR | [29 empty] | Production Completed
1207565 | Data Enrichment | STP_002 - 0002 | MKV | OK | 2022-07-13 | 2022-07-14 | [5 empty] | KELVDBC | #N/A | BREAKER,CIRCT;MOLDD CASE,100 A,690 VAC,3 | BREAKER,CIRCUIT;TYPE:MOLDED CASE,CURRENT RATING:100 A,VOLTAGE RATING:690 VAC,NUMBER OF POLES:3,OVERALL SIZE:WD 10.75 CM,MNFR:SCHNEIDER ELECTRIC,PTNO:29630 | 29630 | 1034747 | SCHNEIDER ELECTRIC | https://www.se.com/ww/en/product/29630/circuit-breaker-compact-ns100n-tmd-100-a-3-poles-3d/ | https://www.se.com/ww/en/product/download-pdf/29630 | SCHNEIDER ELECTRIC | 29630 | [13 empty] | BREAKER | CIRCUIT | TYPE | MOLDED CASE | CURRENT RATING | 100 A | VOLTAGE RATING | 690 VAC | FRAME RATING |  | INTERRUPT RATING |  | NUMBER OF POLES | 3 | OVERALL SIZE | WD 10.5 CM | TRIP SETTING |  | TERMINAL TYPE |  | MOUNTING TYPE |  | HAZARD CLASS |  | CERTIFICATION/STANDARD |  | ADDITIONAL FEATURES EN |  | ADDITIONAL FEATURES ES |  | ADDITIONAL FEATURES FR | [29 empty] | Production Completed
1192621 | Data Enrichment | STP_002 - 0002 | MKV | OK | 2022-07-13 | 2022-07-14 | [5 empty] | KELVDBC | #N/A | BREAKER,CIRCT;MOLDD CASE,15 A,600 VAC | BREAKER,CIRCUIT;TYPE:MOLDED CASE,CURRENT RATING:15 A,VOLTAGE RATING:600 VAC,250 VDC,INTERRUPT RATING:14/20 KA,NUMBER OF POLES:3,OVERALL SIZE:WD 104.65 X DP 110.74 X HT 162.56 MM,ADDITIONAL FEATURES EN:STASTAT,COUPE,MNFR:SCHNEIDER ELECTRIC,PTNO:HDL36015 | HDL36015 | 1034747 | SCHNEIDER ELECTRIC | https://www.se.com/us/en/product/HDL36015/circuit-breaker-powerpact-h-15a-3-pole-600vac-14ka-lugs-thermal-magnetic-80/ | https://www.se.com/us/en/product/download-pdf/HDL36015 | SCHNEIDER ELECTRIC | HDL36015 | [13 empty] | BREAKER | CIRCUIT | TYPE | MOLDED CASE | CURRENT RATING | 15 A | VOLTAGE RATING | 600 VAC,250 VDC | FRAME RATING |  | INTERRUPT RATING | 14/20 KA | NUMBER OF POLES | 3 | OVERALL SIZE | WD 104.65 X DP 110.74 X HT 162.56 MM | TRIP SETTING |  | TERMINAL TYPE |  | MOUNTING TYPE |  | HAZARD CLASS |  | CERTIFICATION/STANDARD | UL,CSA,NEMA,NOM-003-SCFI-2000,IEC 60947-2 | ADDITIONAL FEATURES EN | STASTAT,COUPE | ADDITIONAL FEATURES ES |  | ADDITIONAL FEATURES FR | [29 empty] | Production Completed
1220161 | Data Enrichment | STP_002 - 0002 | MKV | OK | 2022-07-13 | 2022-07-14 | [5 empty] | KELVDBC | #N/A | BREAKER,CIRCT;MOLDD CASE,16 A,690 V,36 | BREAKER,CIRCUIT;TYPE:MOLDED CASE,CURRENT RATING:16 A,VOLTAGE RATING:690 V,INTERRUPT RATING:36 KA AT 415 VAC,NUMBER OF POLES:3,OVERALL SIZE:WD 105 X HT 161 X DP 86 MM,TERMINAL TYPE:BOLT-ON,CERTIFICATION/STANDARD:EN/IEC,UL,EAC,CCC,ROHS,MNFR:SCHNEIDER ELECTRIC,PTNO:LV429637 | LV429637 | 1034747 | SCHNEIDER ELECTRIC | https://www.se.com/in/en/product/LV429637/circuit-breaker-compact-nsx100f%2C-36-ka-at-415-vac%2C-tmd-trip-unit-16-a%2C-3-poles-3d/ | https://www.se.com/in/en/product/download-pdf/LV429637 | SCHNEIDER ELECTRIC | LV429637 | [13 empty] | BREAKER | CIRCUIT | TYPE | MOLDED CASE | CURRENT RATING | 16 A | VOLTAGE RATING | 690 VAC | FRAME RATING |  | INTERRUPT RATING | 36 KA AT 415 VAC | NUMBER OF POLES | 3 | OVERALL SIZE | WD 105 X HT 161 X DP 86 MM | TRIP SETTING |  | TERMINAL TYPE | BOLT-ON | MOUNTING TYPE |  | HAZARD CLASS |  | CERTIFICATION/STANDARD | UL,EAC,CCC,MARINE,ROHS,EN/IEC 60947 | ADDITIONAL FEATURES EN |  | ADDITIONAL FEATURES ES |  | ADDITIONAL FEATURES FR | [29 empty] | Production Completed
1126443 | Data Enrichment | STP_002 - 0002 | MKV | OK | 2022-07-13 | 2022-07-14 | [5 empty] | KELVDBC |  | BREAKER,CIRCT;MOT PRTCTN,MINI,16 A,690 | BREAKER,CIRCUIT;TYPE:MOTOR PROTECTION,MINI,CURRENT RATING:16 A,VOLTAGE RATING:690 VAC,INTERRUPT RATING:50 KA,NUMBER OF POLES:3,OVERALL SIZE:WD 45 X LG 93 X DP 86 MM,TERMINAL TYPE:SCREW,MOUNTING TYPE:DIN RAIL,CERTIFICATION/STANDARD:IEC/EN 60947,VDE 0660,MNFR:EATON,PTNO:PKZM0-16-T | PKZM0-16-T |  |  | https://datasheet.eaton.com/datasheet.php?model=088917&locale=ru_RU&_lt= |  | EATON CORPORATION | PKZM0-16-T | [13 empty] | BREAKER | CIRCUIT | TYPE | MOTOR PROTECTION,MINI | CURRENT RATING | 16 A | VOLTAGE RATING | 690 VAC | FRAME RATING |  | INTERRUPT RATING | 50 KA | NUMBER OF POLES | 3 | OVERALL SIZE | WD 45 X LG 93 X DP 86 MM | TRIP SETTING |  | TERMINAL TYPE | SCREW | MOUNTING TYPE | DIN RAIL | HAZARD CLASS |  | CERTIFICATION/STANDARD | IEC/EN 60947,VDE 0660 | ADDITIONAL FEATURES EN |  | ADDITIONAL FEATURES ES |  | ADDITIONAL FEATURES FR | [29 empty] | Production Completed
1188020 | Data Enrichment | STP_002 - 0002 | MKV | OK | 2022-07-13 | 2022-07-14 | [5 empty] | KELVDBC | #N/A | BREAKER,CIRCT;MOT,3 KA,3 P,WD 45 X HT 89 | BREAKER,CIRCUIT;TYPE:MOTOR,INTERRUPT RATING:3 KA,NUMBER OF POLES:3,OVERALL SIZE:WD 45 X HT 89 X DP 78.5 MM,TRIP SETTING:THERMAL,MAGNETIC,TERMINAL TYPE:SCREW CLAMP,MOUNTING TYPE:DIN RAIL,ADDITIONAL FEATURES EN:1.5 KW,ICU TELEMECHANIC,MNFR:SCHNEIDER ELECTRIC,PTNO:GV2ME07 | GV2ME07 | 1034747 | SCHNEIDER ELECTRIC | https://www.se.com/in/en/product/GV2ME07/motor-circuit-breaker-tesys-gv2-3p-1-62-5-a-thermal-magnetic-screw-clamp-terminals/ | https://www.se.com/in/en/product/download-pdf/GV2ME07 | SCHNEIDER ELECTRIC | GV2ME07 | [13 empty] | BREAKER | CIRCUIT | TYPE | MOTOR | CURRENT RATING | 1.6 -2.5 A | VOLTAGE RATING | 690 VAC | FRAME RATING |  | INTERRUPT RATING | 3 KA | NUMBER OF POLES | 3 | OVERALL SIZE | WD 45 X HT 89 X DP 78.5 MM | TRIP SETTING | THERMAL,MAGNETIC | TERMINAL TYPE | SCREW CLAMP | MOUNTING TYPE | DIN RAIL | HAZARD CLASS |  | CERTIFICATION/STANDARD | EN/IEC 60947-2EN/IEC 60947-4-1,CCC,UL,CSA,EAC,ATEX,BV,LROS (Lloyds register of shipping),UKCA,DNV-GL,RINA | ADDITIONAL FEATURES EN | ICU TELEMECHANIC | ADDITIONAL FEATURES ES |  | ADDITIONAL FEATURES FR | [29 empty] | Production Completed
1221559 | Data Enrichment | STP_002 - 0002 | MKV | OK | 2022-07-13 | 2022-07-14 | [5 empty] | KELVDBC | #N/A | BREAKER,CIRCT;MOT,9-14 A,690 VAC,3 KA,3 | BREAKER,CIRCUIT;TYPE:MOTOR,CURRENT RATING:9-14 A,VOLTAGE RATING:690 VAC,INTERRUPT RATING:3 KA,NUMBER OF POLES:3,OVERALL SIZE:WD 45 X HT 89 X DP 78.5 MM,TERMINAL TYPE:SCREW CLAMP,MOUNTING TYPE:DIN RAIL,ADDITIONAL FEATURES EN:9-11 KW,MNFR:SCHNEIDER ELECTRIC,PTNO:GV2 ME16 | GV2 ME16 | 1034747 | SCHNEIDER ELECTRIC | https://www.se.com/in/en/product/GV2ME16/motor-circuit-breaker-tesys-gv2-3p-914-a-thermal-magnetic-screw-clamp-terminals/ | https://www.se.com/in/en/product/download-pdf/GV2ME16 | SCHNEIDER ELECTRIC | GV2ME16 | [13 empty] | BREAKER | CIRCUIT | TYPE | MOTOR | CURRENT RATING | 9-14 A | VOLTAGE RATING | 690 VAC | FRAME RATING |  | INTERRUPT RATING | 3 KA | NUMBER OF POLES | 3 | OVERALL SIZE | WD 45 X HT 89 X DP 78.5 MM | TRIP SETTING |  | TERMINAL TYPE | SCREW CLAMP | MOUNTING TYPE | DIN RAIL | HAZARD CLASS |  | CERTIFICATION/STANDARD | EN/IEC 60947-2,EN/IEC 60947-4-1,CCC,UL,CSA,EAC,ATEX,BV,LROS (Lloyds register of shipping),UKCA,DNV-GL,RINA | ADDITIONAL FEATURES EN |  | ADDITIONAL FEATURES ES |  | ADDITIONAL FEATURES FR | [29 empty] | Production Completed
1206751 | Data Enrichment | STP_002 - 0002 | MKV | OK | 2022-07-13 | 2022-07-14 | [5 empty] | KELVDBC | MNFR | BREAKER,CIRCT;SCHN,A9F64102,IC60A,MINTR | BREAKER,CIRCUIT;MNFR:SCHNEIDER INC,PTNO:A9F64102,TYPE:IC60A,MINIATURE,CURRENT RATING:2 A,TRIP SETTING:C | A9F64102 | 3000344 | SCHNEIDER | https://www.se.com/za/en/product/A9F64102/miniature-circuitbreaker-acti9-ic60a-1p-2-a-c-curve-4500-a-iec-608981-6-ka-iec-609472/ | https://www.se.com/za/en/product/download-pdf/A9F64102 | SCHNEIDER ELECTRIC | A9F64102 | [13 empty] | BREAKER | CIRCUIT | TYPE | IC60A,MINIATURE | CURRENT RATING | 2 A | VOLTAGE RATING | 380 VAC | FRAME RATING |  | INTERRUPT RATING | 6 KA | NUMBER OF POLES | 1 | OVERALL SIZE | WD 18 MM | TRIP SETTING | C-CURVE | TERMINAL TYPE |  | MOUNTING TYPE | DIN RAIL | HAZARD CLASS |  | CERTIFICATION/STANDARD | EN 60898-1,EN 60947-2,IEC 60947-2,IEC 60898-1 | ADDITIONAL FEATURES EN |  | ADDITIONAL FEATURES ES |  | ADDITIONAL FEATURES FR | [29 empty] | Production Completed
1214335 | Data Enrichment | STP_002 - 0002 | MKV | OK | 2022-07-13 | 2022-07-14 | [5 empty] | KELVDBC | MNFR | BREAKER,CIRCT;SCHN,A9F64102,IC60A,MINTR | BREAKER,CIRCUIT;MNFR:SCHNEIDER INC,PTNO:A9F64102,TYPE:IC60A,MINIATURE,CURRENT RATING:2 A,TRIP SETTING:C,ADDITIONAL FEATURES EN: AERZEN MODEL,GM35SG5 BLOWER | A9F64102 | 3000344 | SCHNEIDER | https://www.se.com/za/en/product/A9F64102/miniature-circuitbreaker-acti9-ic60a-1p-2-a-c-curve-4500-a-iec-608981-6-ka-iec-609472/ | https://www.se.com/za/en/product/download-pdf/A9F64102 | SCHNEIDER ELECTRIC | A9F64102 | [13 empty] | BREAKER | CIRCUIT | TYPE | IC60A,MINIATURE | CURRENT RATING | 2 A | VOLTAGE RATING | 380 VAC | FRAME RATING |  | INTERRUPT RATING | 6 KA | NUMBER OF POLES | 1 | OVERALL SIZE | WD 18 MM | TRIP SETTING | C-CURVE | TERMINAL TYPE |  | MOUNTING TYPE | DIN RAIL | HAZARD CLASS |  | CERTIFICATION/STANDARD | EN 60898-1,EN 60947-2,IEC 60947-2,IEC 60898-1 | ADDITIONAL FEATURES EN | AERZEN MODEL,GM35SG5 BLOWER | ADDITIONAL FEATURES ES |  | ADDITIONAL FEATURES FR | [29 empty] | Production Completed
1198682 | Data Enrichment | STP_002 - 0002 | MKV | OK | 2022-07-13 | 2022-07-14 | [5 empty] | KELVDBC | MNFR | BREAKER,CIRCT;SCHN,A9F64306,IC60A,MINTR | BREAKER,CIRCUIT;MNFR:SCHNEIDER INC,PTNO:A9F64306,TYPE:IC60A,MINIATURE,CURRENT RATING:6 A,TRIP SETTING:C | A9F64306 | 3000344 | SCHNEIDER | https://www.se.com/vn/en/product/A9F64306/miniature-circuitbreaker-acti9-ic60a-3p-6-a-c-curve-4500-a-iec-608981-6-ka-iec-609472/ | https://www.se.com/vn/en/product/download-pdf/A9F64306 | SCHNEIDER ELECTRIC | A9F64306 | [13 empty] | BREAKER | CIRCUIT | TYPE | IC60A,MINIATURE | CURRENT RATING | 6 A | VOLTAGE RATING | 380 VAC | FRAME RATING |  | INTERRUPT RATING | 6 KA | NUMBER OF POLES | 3 | OVERALL SIZE | WD 54 X DP 78.5 MM | TRIP SETTING | C-CURVE | TERMINAL TYPE |  | MOUNTING TYPE | DIN RAIL | HAZARD CLASS |  | CERTIFICATION/STANDARD | IEC 60947-2,EN 60947-2,EN 60898-1,IEC 60898-1 | ADDITIONAL FEATURES EN |  | ADDITIONAL FEATURES ES |  | ADDITIONAL FEATURES FR | [29 empty] | Production Completed
1205099 | Data Enrichment | STP_002 - 0002 | MKV | OK | 2022-07-13 | 2022-07-14 | [5 empty] | KELVDBC | MNFR | BREAKER,CIRCT;SCHN,A9F64310,IC60A,MINTR | BREAKER,CIRCUIT;MNFR:SCHNEIDER INC,PTNO:A9F64310,TYPE:IC60A,MINIATURE,CURRENT RATING:10 A,TRIP SETTING:C | A9F64310 | 3000344 | SCHNEIDER | https://www.se.com/za/en/product/A9F64310/miniature-circuitbreaker-acti9-ic60a-3p-10-a-c-curve-4500-a-iec-608981-6-ka-iec-609472/ | https://www.se.com/za/en/product/download-pdf/A9F64310 | SCHNEIDER ELECTRIC | A9F64310 | [13 empty] | BREAKER | CIRCUIT | TYPE | IC60A,MINIATURE | CURRENT RATING | 10 A | VOLTAGE RATING | 380 VAC | FRAME RATING |  | INTERRUPT RATING | 6 KA AT 380 VAC | NUMBER OF POLES | 3 | OVERALL SIZE | WD 54 X DP 78.5 MM | TRIP SETTING | C-CURVE | TERMINAL TYPE |  | MOUNTING TYPE | DIN RAIL | HAZARD CLASS |  | CERTIFICATION/STANDARD | IEC 60898-1,IEC 60947-2,EN 60898-1,EN 60947-2 | ADDITIONAL FEATURES EN |  | ADDITIONAL FEATURES ES |  | ADDITIONAL FEATURES FR | [29 empty] | Production Completed
1191775 | Data Enrichment | STP_002 - 0002 | MKV | OK | 2022-07-13 | 2022-07-14 | [5 empty] | KELVDBC | MNFR | BREAKER,CIRCT;SCHN,A9F64320,IC60A,MINTR | BREAKER,CIRCUIT;MNFR:SCHNEIDER INC,PTNO:A9F64320,TYPE:IC60A,MINIATURE,CURRENT RATING:20 A,TRIP SETTING:C | A9F64320 | 3000344 | SCHNEIDER | https://www.se.com/za/en/product/A9F64320/miniature-circuitbreaker-acti9-ic60a-3p-20-a-c-curve-4500-a-iec-608981-6-ka-iec-609472/ | https://www.se.com/za/en/product/download-pdf/A9F64320 | SCHNEIDER ELECTRIC | A9F64320 | [13 empty] | BREAKER | CIRCUIT | TYPE | IC60A,MINIATURE | CURRENT RATING | 20 A | VOLTAGE RATING | 380 VAC | FRAME RATING |  | INTERRUPT RATING | 6 KA AT 380 VAC | NUMBER OF POLES | 3 | OVERALL SIZE | WD 54 X DP 78.5 MM | TRIP SETTING | C-CURVE | TERMINAL TYPE |  | MOUNTING TYPE | DIN RAIL | HAZARD CLASS |  | CERTIFICATION/STANDARD | IEC 60898-1,IEC 60947-2,EN 60898-1,EN 60947-2 | ADDITIONAL FEATURES EN |  | ADDITIONAL FEATURES ES |  | ADDITIONAL FEATURES FR | [29 empty] | Production Completed
1524225 | Data Enrichment | STP_002 - 0002 | MKV | OK | 2022-07-13 | 2022-07-14 | [5 empty] | KEDLBVC | OEM | BREAKER,CIRCT;SIE,1SDA066807R1,XT1B 160R | BREAKER,CIRCUIT;MNFR:SIEMENS,PTNO:1SDA066807R1,ADDITIONAL FEATURES EN:XT1B 160 TMD 100-1000 3 P F F,RC-7G90-20535TG1-S73 | 1SDA066807R1 | 3000032 | SIEMENS | https://vashiisl.com/products/abb-xt1b-160-tmd-100-1000-3p-f-f-1sda066807r1 |  | SIEMENS | 1SDA066807R1 | [13 empty] | BREAKER | CIRCUIT | TYPE |  | CURRENT RATING |  | VOLTAGE RATING |  | FRAME RATING |  | INTERRUPT RATING |  | NUMBER OF POLES |  | OVERALL SIZE |  | TRIP SETTING |  | TERMINAL TYPE |  | MOUNTING TYPE |  | HAZARD CLASS |  | CERTIFICATION/STANDARD |  | ADDITIONAL FEATURES EN | XT1B 160 TMD 100-1000 3 P F F,RC-7G90-20535TG1-S73 | ADDITIONAL FEATURES ES |  | ADDITIONAL FEATURES FR | [29 empty] | Production Completed
1191143 | Data Enrichment | STP_002 - 0002 | MKV | OK | 2022-07-13 | 2022-07-14 | [5 empty] | KELVDBC | OEM | BREAKER,CIRCT;SIE,36053960,SIE | BREAKER,CIRCUIT;MNFR:SIEMENS,PTNO:36053960,MNFR 1:SIEMENS,PTNO 1:3VL1712-1DD33-0AA0,ADDITIONAL FEATURES EN:MAIN,125 A,PQ02 | 36053960 | 3000032 | SIEMENS | https://mall.industry.siemens.com/mall/en/WW/Catalog/Product/3VL17121DD330AA0 | https://mall.industry.siemens.com/mall/en/ww/Catalog/DatasheetDownload?downloadUrl=teddatasheet%2F%3Fformat%3DPDF%26caller%3DMall%26mlfbs%3D3VL1712-1DD33-0AA0%26language%3Den | SIEMENS | 36053960 | SIEMENS | 3VL1712-1DD33-0AA0 | [11 empty] | BREAKER | CIRCUIT | TYPE |  | CURRENT RATING | 125 A | VOLTAGE RATING | 690 V | FRAME RATING |  | INTERRUPT RATING | 4 KA AT 690 V | NUMBER OF POLES | 3 | OVERALL SIZE | WD 104.5 X HT 157.5 X DP 106.5 MM | TRIP SETTING |  | TERMINAL TYPE |  | MOUNTING TYPE |  | HAZARD CLASS |  | CERTIFICATION/STANDARD |  | ADDITIONAL FEATURES EN | MAIN,PQ02 | ADDITIONAL FEATURES ES |  | ADDITIONAL FEATURES FR | [29 empty] | Production Completed
1193915 | Data Enrichment | STP_002 - 0002 | MKV | OK | 2022-07-13 | 2022-07-14 | [5 empty] | KELVDBC | OEM | BREAKER,CIRCT;SIE,3RV1011-1CA10,SIE,PF01 | BREAKER,CIRCUIT;MNFR:SIEMENS,PTNO:3RV1011-1CA10,MNFR 1:SIEMENS,PTNO 1:PF01 35028660 | 3RV1011-1CA10 | 3000032 | SIEMENS | https://mall.industry.siemens.com/mall/en/ww/Catalog/Product/3RV1011-1CA10 | https://mall.industry.siemens.com/mall/en/ww/Catalog/DatasheetDownload?downloadUrl=teddatasheet%2F%3Fformat%3DPDF%26caller%3DMall%26mlfbs%3D3RV1011-1CA10%26language%3Den | SIEMENS | 3RV1011-1CA10 | SIEMENS | PF01 35028660 | [11 empty] | BREAKER | CIRCUIT | TYPE |  | CURRENT RATING | 2.5 A | VOLTAGE RATING | 690 V | FRAME RATING |  | INTERRUPT RATING | 2 KA AT 690 V | NUMBER OF POLES | 3 | OVERALL SIZE | WD 45 X HT 90 X DP 75 MM | TRIP SETTING |  | TERMINAL TYPE |  | MOUNTING TYPE |  | HAZARD CLASS |  | CERTIFICATION/STANDARD |  | ADDITIONAL FEATURES EN |  | ADDITIONAL FEATURES ES |  | ADDITIONAL FEATURES FR | [29 empty] | Production Completed
1201317 | Data Enrichment | STP_002 - 0002 | MKV | OK | 2022-07-13 | 2022-07-14 | [5 empty] | KELVDBC | OEM | BREAKER,CIRCT;SIE,3RV1011-1EA102,DEM | BREAKER,CIRCUIT;MNFR:SIEMENS,PTNO:3RV1011-1EA102,MNFR 1:DEMAG,PTNO 1:GB140489,ADDITIONAL FEATURES EN:8-4 A | 3RV1011-1EA102 | 3000032 | SIEMENS | https://mall.industry.siemens.com/mall/en/ww/Catalog/Product/?mlfb=3RV1011-1EA10 | https://mall.industry.siemens.com/mall/en/ww/Catalog/DatasheetDownload?downloadUrl=teddatasheet%2F%3Fformat%3DPDF%26caller%3DMall%26mlfbs%3D3RV1011-1EA10%26language%3Den | SIEMENS | 3RV1011-1EA10 | DEMAG | GB140489 | [11 empty] | BREAKER | CIRCUIT | TYPE |  | CURRENT RATING | 2.8 - 4 A | VOLTAGE RATING | 690 V | FRAME RATING |  | INTERRUPT RATING | 2 KA AT 690 V | NUMBER OF POLES | 3 | OVERALL SIZE | WD 45 X HT 90 X DP 75 MM | TRIP SETTING |  | TERMINAL TYPE |  | MOUNTING TYPE |  | HAZARD CLASS |  | CERTIFICATION/STANDARD |  | ADDITIONAL FEATURES EN |  | ADDITIONAL FEATURES ES |  | ADDITIONAL FEATURES FR | [29 empty] | Production Completed
1205552 | Data Enrichment | STP_002 - 0002 | MKV | OK | 2022-07-13 | 2022-07-14 | [5 empty] | KELVDBC | OEM | BREAKER,CIRCT;SIE,3RV1021-1GA10,4.5 TO | BREAKER,CIRCUIT;MNFR:SIEMENS,PTNO:3RV1021-1GA10,ADDITIONAL FEATURES EN:4.5 TO 6.3 A,SIZE S0,FOR MOTOR PROTECTION CLASS 10 N REL 82A SCREW TERMINAL STANDARD SWITCHING CAPACITY | 3RV1021-1GA10 | 3000032 | SIEMENS | https://mall.industry.siemens.com/mall/en/ww/Catalog/Product/3RV1021-1GA10 | https://mall.industry.siemens.com/mall/en/ww/Catalog/DatasheetDownload?downloadUrl=teddatasheet%2F%3Fformat%3DPDF%26caller%3DMall%26mlfbs%3D3RV1021-1GA10%26language%3Den | SIEMENS | 3RV1021-1GA10 | [13 empty] | BREAKER | CIRCUIT | TYPE | MOTOR PROTECTION | CURRENT RATING | 4.5 - 6.3 A | VOLTAGE RATING | 690 V | FRAME RATING |  | INTERRUPT RATING | 6 KA AT 690 V | NUMBER OF POLES | 3 | OVERALL SIZE | WD 45 X HT 97 X DP 96 MM | TRIP SETTING |  | TERMINAL TYPE |  | MOUNTING TYPE |  | HAZARD CLASS | CLASS 10 | CERTIFICATION/STANDARD |  | ADDITIONAL FEATURES EN | N REL 82A SCREW TERMINAL STANDARD SWITCHING CAPACITY | ADDITIONAL FEATURES ES |  | ADDITIONAL FEATURES FR | [29 empty] | Production Completed
1192690 | Data Enrichment | STP_002 - 0002 | MKV | OK | 2022-07-13 | 2022-07-14 | [5 empty] | KELVDBC | OEM | BREAKER,CIRCT;SIE,3RV1021-1JA10,7 TO 10 | BREAKER,CIRCUIT;MNFR:SIEMENS,PTNO:3RV1021-1JA10,ADDITIONAL FEATURES EN:7 TO 10 A,SIZE S0,FOR MOTOR PROTECTION CLASS 10 N REL 130 A SCREW TERMINAL STANDARD SWITCHING CAPACITY | 3RV1021-1JA10 | 3000032 | SIEMENS | https://mall.industry.siemens.com/mall/en/ww/Catalog/Product/?mlfb=3RV1021-1JA10 | https://mall.industry.siemens.com/mall/en/ww/Catalog/DatasheetDownload?downloadUrl=teddatasheet%2F%3Fformat%3DPDF%26caller%3DMall%26mlfbs%3D3RV1021-1JA10%26language%3Den | SIEMENS | 3RV1021-1JA10 | [13 empty] | BREAKER | CIRCUIT | TYPE | MOTOR PROTECTION | CURRENT RATING | 10 A | VOLTAGE RATING | 690 V | FRAME RATING |  | INTERRUPT RATING | 6 KA AT 690 V | NUMBER OF POLES | 3 | OVERALL SIZE | WD 45 X HT 97 X DP 96 MM | TRIP SETTING |  | TERMINAL TYPE |  | MOUNTING TYPE |  | HAZARD CLASS | CLASS 10 | CERTIFICATION/STANDARD |  | ADDITIONAL FEATURES EN | N REL 130 A SCREW TERMINAL STANDARD SWITCHING CAPACITY | ADDITIONAL FEATURES ES |  | ADDITIONAL FEATURES FR | [29 empty] | Production Completed
1203673 | Data Enrichment | STP_002 - 0002 | MKV | OK | 2022-07-13 | 2022-07-14 | [5 empty] | KELVDBC | OEM | BREAKER,CIRCT;SIE,3RV1031-4HA10,40 TO 50 | BREAKER,CIRCUIT;MNFR:SIEMENS,PTNO:3RV1031-4HA10,ADDITIONAL FEATURES EN:40 TO 50 A,SIRIUS | 3RV1031-4HA10 | 3000032 | SIEMENS | https://mall.industry.siemens.com/mall/en/ww/Catalog/Product/3RV1031-4HA10 | https://mall.industry.siemens.com/mall/en/ww/Catalog/DatasheetDownload?downloadUrl=teddatasheet%2F%3Fformat%3DPDF%26caller%3DMall%26mlfbs%3D3RV1031-4HA10%26language%3Den | SIEMENS | 3RV1031-4HA10 | [13 empty] | BREAKER | CIRCUIT | TYPE |  | CURRENT RATING | 40 - 50 A | VOLTAGE RATING | 690 V | FRAME RATING |  | INTERRUPT RATING | 4 KA AT 690 V | NUMBER OF POLES | 3 | OVERALL SIZE | WD 55 X HT 140 X DP 149 MM | TRIP SETTING |  | TERMINAL TYPE |  | MOUNTING TYPE |  | HAZARD CLASS |  | CERTIFICATION/STANDARD |  | ADDITIONAL FEATURES EN | SIRIUS | ADDITIONAL FEATURES ES |  | ADDITIONAL FEATURES FR | [29 empty] | Production Completed
1186391 | Data Enrichment | STP_002 - 0002 | MKV | OK | 2022-07-13 | 2022-07-14 | [5 empty] | KELVDBC | OEM | BREAKER,CIRCT;SIE,3RV1073-7GL10,400 A | BREAKER,CIRCUIT;MNFR:SIEMENS,PTNO:3RV1073-7GL10,ADDITIONAL FEATURES EN:400 A,3RV1,MOLDED CASE,FOR MOTOR PROTECTION STANDARD SWITCHING CAPACITY RATED CURRENT | 3RV1073-7GL10 | 3000032 | SIEMENS | https://mall.industry.siemens.com/mall/en/ww/Catalog/Product/3RV1073-7GL10 | https://mall.industry.siemens.com/mall/en/ww/Catalog/DatasheetDownload?downloadUrl=teddatasheet%2F%3Fformat%3DPDF%26caller%3DMall%26mlfbs%3D3RV1073-7GL10%26language%3Den | SIEMENS | 3RV1073-7GL10 | [13 empty] | BREAKER | CIRCUIT | TYPE | MOTOR PROTECTION | CURRENT RATING | 400 A | VOLTAGE RATING | 690 V | FRAME RATING |  | INTERRUPT RATING | 70 KA AT 690 V | NUMBER OF POLES | 3 | OVERALL SIZE | WD 140 X HT 205 X DP 103.5 MM | TRIP SETTING |  | TERMINAL TYPE |  | MOUNTING TYPE |  | HAZARD CLASS |  | CERTIFICATION/STANDARD |  | ADDITIONAL FEATURES EN | STANDARD SWITCHING CAPACITY RATED CURRENT | ADDITIONAL FEATURES ES |  | ADDITIONAL FEATURES FR | [29 empty] | Production Completed
1041930 | Data Enrichment | STP_002 - 0002 | MKV | OK | 2022-07-13 | 2022-07-14 | [5 empty] | KELVDBC | OEM | BREAKER,CIRCT;SIE,3RV1321-1KC10,N-RELSE | BREAKER,CIRCUIT;MNFR:SIEMENS,PTNO:3RV1321-1KC10,ADDITIONAL FEATURES EN:N-RELEASE | 3RV1321-1KC10 | 3000032 | SIEMENS | https://mall.industry.siemens.com/mall/en/WW/Catalog/Product/3RV1321-1KC10 |  | SIEMENS | 3RV1321-1KC10 | [13 empty] | BREAKER | CIRCUIT | TYPE |  | CURRENT RATING |  | VOLTAGE RATING |  | FRAME RATING |  | INTERRUPT RATING |  | NUMBER OF POLES |  | OVERALL SIZE |  | TRIP SETTING |  | TERMINAL TYPE |  | MOUNTING TYPE |  | HAZARD CLASS |  | CERTIFICATION/STANDARD |  | ADDITIONAL FEATURES EN | N-RELEASE | ADDITIONAL FEATURES ES |  | ADDITIONAL FEATURES FR | [29 empty] | Production Completed
1193220 | Data Enrichment | STP_002 - 0002 | MKV | OK | 2022-07-13 | 2022-07-14 | [5 empty] | KELVDBC | OEM | BREAKER,CIRCT;SIE,3RV1321-4AC10,16 A | BREAKER,CIRCUIT;MNFR:SIEMENS,PTNO:3RV1321-4AC10,ADDITIONAL FEATURES EN:16 A | 3RV1321-4AC10 | 3000032 | SIEMENS | https://mall.industry.siemens.com/mall/en/WW/Catalog/Product/3RV1321-4AC10 |  | SIEMENS | 3RV1321-4AC10 | [13 empty] | BREAKER | CIRCUIT | TYPE |  | CURRENT RATING | 16 A | VOLTAGE RATING |  | FRAME RATING |  | INTERRUPT RATING |  | NUMBER OF POLES |  | OVERALL SIZE |  | TRIP SETTING |  | TERMINAL TYPE |  | MOUNTING TYPE |  | HAZARD CLASS |  | CERTIFICATION/STANDARD |  | ADDITIONAL FEATURES EN |  | ADDITIONAL FEATURES ES |  | ADDITIONAL FEATURES FR | [29 empty] | Production Completed
1208159 | Data Enrichment | STP_002 - 0002 | MKV | OK | 2022-07-13 | 2022-07-14 | [5 empty] | KELVDBC | OEM | BREAKER,CIRCT;SIE,3RV1341-4LC1/90A,SIE | BREAKER,CIRCUIT;MNFR:SIEMENS,PTNO:3RV1341-4LC1/90A,MNFR 1:SIEMENS,PTNO 1:3RV1341-4LC10,ADDITIONAL FEATURES EN:90 A | 3RV1341-4LC1/90A | 3000032 | SIEMENS | https://mall.industry.siemens.com/mall/en/WW/Catalog/Product/3RV1341-4LC10 | https://mall.industry.siemens.com/mall/en/ww/Catalog/DatasheetDownload?downloadUrl=teddatasheet%2F%3Fformat%3DPDF%26caller%3DMall%26mlfbs%3D3RV1341-4LC10%26language%3Den | SIEMENS | 3RV1341-4LC1/90A | SIEMENS | 3RV1341-4LC10 | [11 empty] | BREAKER | CIRCUIT | TYPE |  | CURRENT RATING | 90 A | VOLTAGE RATING | 690 V | FRAME RATING |  | INTERRUPT RATING | 5 KA AT 690 V | NUMBER OF POLES | 3 | OVERALL SIZE | WD 70 X HT 165 X DP 174 MM | TRIP SETTING |  | TERMINAL TYPE |  | MOUNTING TYPE |  | HAZARD CLASS |  | CERTIFICATION/STANDARD |  | ADDITIONAL FEATURES EN |  | ADDITIONAL FEATURES ES |  | ADDITIONAL FEATURES FR | [29 empty] | Production Completed
1035816 | Data Enrichment | STP_002 - 0002 | MKV | OK | 2022-07-13 | 2022-07-15 | [5 empty] | KELVDBC | OEM | BREAKER,CIRCT;SIE,3RV1353-6MM10,MOLDD | BREAKER,CIRCUIT;MNFR:SIEMENS,PTNO:3RV1353-6MM10,ADDITIONAL FEATURES EN:MOLDED CASE,KCC | 3RV1353-6MM10 | 3000032 | SIEMENS | https://mall.industry.siemens.com/mall/en/WW/Catalog/Product/3RV13536MM10 |  | SIEMENS | 3RV1353-6MM10 | [13 empty] | BREAKER | CIRCUIT | TYPE | MOLDED CASE | CURRENT RATING |  | VOLTAGE RATING |  | FRAME RATING |  | INTERRUPT RATING |  | NUMBER OF POLES |  | OVERALL SIZE |  | TRIP SETTING |  | TERMINAL TYPE |  | MOUNTING TYPE |  | HAZARD CLASS |  | CERTIFICATION/STANDARD |  | ADDITIONAL FEATURES EN | KCC | ADDITIONAL FEATURES ES |  | ADDITIONAL FEATURES FR | [29 empty] | Production Completed
1217450 | Data Enrichment | STP_002 - 0002 | MKV | OK | 2022-07-13 | 2022-07-15 | [5 empty] | KELVDBC | OEM | BREAKER,CIRCT;SIE,3RV1363-7AN10,MOLDD | BREAKER,CIRCUIT;MNFR:SIEMENS,PTNO:3RV1363-7AN10,ADDITIONAL FEATURES EN:MOLDED CASE,3RV1,FOR STARTER COMBINATION STANDARD SWITCHING CAPACITY RATED CURRENT IN 100 A MAGNETIC R | 3RV1363-7AN10 | 3000032 | SIEMENS | https://mall.industry.siemens.com/mall/en/WW/Catalog/Product/3RV1363-7AN10 | https://mall.industry.siemens.com/mall/en/ww/Catalog/DatasheetDownload?downloadUrl=teddatasheet%2F%3Fformat%3DPDF%26caller%3DMall%26mlfbs%3D3RV1363-7AN10%26language%3Den | SIEMENS | 3RV1363-7AN10 | [13 empty] | BREAKER | CIRCUIT | TYPE | MOLDED CASE | CURRENT RATING | 100 A | VOLTAGE RATING | 690 V | FRAME RATING |  | INTERRUPT RATING | 70 KA AT 690 V | NUMBER OF POLES | 3 | OVERALL SIZE | WD 105 X HT 205 X DP 103.5 MM | TRIP SETTING |  | TERMINAL TYPE |  | MOUNTING TYPE |  | HAZARD CLASS |  | CERTIFICATION/STANDARD |  | ADDITIONAL FEATURES EN | FOR STARTER COMBINATION STANDARD SWITCHING CAPACITY RATED CURRENT IN 100 A MAGNETIC R | ADDITIONAL FEATURES ES |  | ADDITIONAL FEATURES FR | [29 empty] | Production Completed
1196461 | Data Enrichment | STP_002 - 0002 | MKV | OK | 2022-07-13 | 2022-07-15 | [5 empty] | KELVDBC | OEM | BREAKER,CIRCT;SIE,3RV1363-7EN10,MOLDD | BREAKER,CIRCUIT;MNFR:SIEMENS,PTNO:3RV1363-7EN10,ADDITIONAL FEATURES EN:MOLDED CASE,3RV1,FOR STARTER COMBINATION STANDARD SWITCHING CAPACITY RATED CURRENT IN 250 A MAGNETIC | 3RV1363-7EN10 | 3000032 | SIEMENS | https://mall.industry.siemens.com/mall/en/WW/Catalog/Product/3RV1363-7EN10 | https://mall.industry.siemens.com/mall/en/ww/Catalog/DatasheetDownload?downloadUrl=teddatasheet%2F%3Fformat%3DPDF%26caller%3DMall%26mlfbs%3D3RV1363-7EN10%26language%3Den | SIEMENS | 3RV1363-7EN10 | [13 empty] | BREAKER | CIRCUIT | TYPE | MOLDED CASE | CURRENT RATING | 250 A | VOLTAGE RATING | 690 V | FRAME RATING |  | INTERRUPT RATING | 70 KA AT 690 V | NUMBER OF POLES | 3 | OVERALL SIZE | WD 105 X HT 205 X DP 103.5 MM | TRIP SETTING |  | TERMINAL TYPE |  | MOUNTING TYPE |  | HAZARD CLASS |  | CERTIFICATION/STANDARD |  | ADDITIONAL FEATURES EN | FOR STARTER COMBINATION STANDARD SWITCHING CAPACITY RATED CURRENT IN 250 A MAGNETIC | ADDITIONAL FEATURES ES |  | ADDITIONAL FEATURES FR | [29 empty] | Production Completed
1211439 | Data Enrichment | STP_002 - 0002 | MKV | OK | 2022-07-13 | 2022-07-15 | [5 empty] | KELVDBC | OEM | BREAKER,CIRCT;SIE,3RV1383-7KN10,MOLDD | BREAKER,CIRCUIT;MNFR:SIEMENS,PTNO:3RV1383-7KN10,ADDITIONAL FEATURES EN:MOLDED CASE,3RV1,FOR STARTER COMBINATION STANDARD SWITCHING CAPACITY RATED CURRENT IN 800 A MAGNETIC | 3RV1383-7KN10 | 3000032 | SIEMENS | https://mall.industry.siemens.com/mall/en/WW/Catalog/Product/3RV1383-7KN10 | https://mall.industry.siemens.com/mall/en/ww/Catalog/DatasheetDownload?downloadUrl=teddatasheet%2F%3Fformat%3DPDF%26caller%3DMall%26mlfbs%3D3RV1383-7KN10%26language%3Den | SIEMENS | 3RV1383-7KN10 | [13 empty] | BREAKER | CIRCUIT | TYPE | MOLDED CASE | CURRENT RATING | 800 A | VOLTAGE RATING | 690 V | FRAME RATING |  | INTERRUPT RATING | 30 KA AT 690 V | NUMBER OF POLES | 3 | OVERALL SIZE | WD 210 X HT 268 X DP 103.5 MM | TRIP SETTING |  | TERMINAL TYPE |  | MOUNTING TYPE |  | HAZARD CLASS |  | CERTIFICATION/STANDARD |  | ADDITIONAL FEATURES EN | FOR STARTER COMBINATION STANDARD SWITCHING CAPACITY RATED CURRENT IN 800 A MAGNETIC | ADDITIONAL FEATURES ES |  | ADDITIONAL FEATURES FR | [29 empty] | Production Completed
1524242 | Data Enrichment | STP_002 - 0002 | MKV | OK | 2022-07-13 | 2022-07-15 | [5 empty] | KEDLBVC | OEM | BREAKER,CIRCT;SIE,3RV1611-1CG14,VOLTAGES | BREAKER,CIRCUIT;MNFR:SIEMENS,PTNO:3RV1611-1CG14,ADDITIONAL FEATURES EN:VOLTAGE TRANSFORMER,SIZE S00 2.5 A,N-RELEASE 10.5 A 1 CO,WITH TRANSVERSE AUXILARY SWITCH,RC-7G90-20535TG1-S79 | 3RV1611-1CG14 | 3000032 | SIEMENS | https://mall.industry.siemens.com/mall/en/ww/Catalog/Product/?mlfb=3RV1611-1CG14 | https://mall.industry.siemens.com/mall/en/ww/Catalog/DatasheetDownload?downloadUrl=teddatasheet%2F%3Fformat%3DPDF%26caller%3DMall%26mlfbs%3D3RV1611-1CG14%26language%3Den | SIEMENS | 3RV1611-1CG14 | [13 empty] | BREAKER | CIRCUIT | TYPE | TRANSFORMER | CURRENT RATING | 2.5 A | VOLTAGE RATING | 20 - 600 V | FRAME RATING |  | INTERRUPT RATING | 50 KA AT 400 V | NUMBER OF POLES | 3 | OVERALL SIZE | WD 45 X HT 90 X DP 75 MM | TRIP SETTING |  | TERMINAL TYPE |  | MOUNTING TYPE |  | HAZARD CLASS |  | CERTIFICATION/STANDARD |  | ADDITIONAL FEATURES EN | N-RELEASE 10.5 A 1 CO,WITH TRANSVERSE AUXILARY SWITCH,RC-7G90-20535TG1-S79 | ADDITIONAL FEATURES ES |  | ADDITIONAL FEATURES FR | [29 empty] | Production Completed
1232942 | Data Enrichment | STP_002 - 0002 | MKV | OK | 2022-07-13 | 2022-07-15 | [5 empty] | KELVDBC | OEM | BREAKER,CIRCT;SIE,3RV20111CA10,MCCB | BREAKER,CIRCUIT;MNFR:SIEMENS,PTNO:3RV20111CA10,ADDITIONAL FEATURES EN:MCCB | 3RV20111CA10 | 3000032 | SIEMENS | https://mall.industry.siemens.com/mall/en/us/Catalog/Product/3RV20111CA10 | https://mall.industry.siemens.com/mall/en/us/Catalog/DatasheetDownload?downloadUrl=teddatasheet%2F%3Fformat%3DPDF%26caller%3DMall%26mlfbs%3D3RV20111CA10%26language%3Den | SIEMENS | 3RV20111CA10 | [13 empty] | BREAKER | CIRCUIT | TYPE | MOLDED CASE | CURRENT RATING | 2.5 A | VOLTAGE RATING | 20 - 690 V | FRAME RATING |  | INTERRUPT RATING | 10 KA AT 690 V | NUMBER OF POLES | 3 | OVERALL SIZE | WD 45 X HT 97 X DP 97 MM | TRIP SETTING |  | TERMINAL TYPE |  | MOUNTING TYPE |  | HAZARD CLASS |  | CERTIFICATION/STANDARD |  | ADDITIONAL FEATURES EN |  | ADDITIONAL FEATURES ES |  | ADDITIONAL FEATURES FR | [29 empty] | Production Completed
1232943 | Data Enrichment | STP_002 - 0002 | MKV | OK | 2022-07-13 | 2022-07-15 | [5 empty] | KELVDBC | OEM | BREAKER,CIRCT;SIE,3RV20111HA10,MCCB | BREAKER,CIRCUIT;MNFR:SIEMENS,PTNO:3RV20111HA10,ADDITIONAL FEATURES EN:MCCB | 3RV20111HA10 | 3000032 | SIEMENS | https://mall.industry.siemens.com/mall/en/us/Catalog/Product/3RV20111HA10 | https://mall.industry.siemens.com/mall/en/us/Catalog/DatasheetDownload?downloadUrl=teddatasheet%2F%3Fformat%3DPDF%26caller%3DMall%26mlfbs%3D3RV20111HA10%26language%3Den | SIEMENS | 3RV2011-1HA10 | [13 empty] | BREAKER | CIRCUIT | TYPE | MOLDED CASE | CURRENT RATING | 8 A | VOLTAGE RATING | 20 - 690 V | FRAME RATING |  | INTERRUPT RATING | 6 KA AT 690 V | NUMBER OF POLES | 3 | OVERALL SIZE | WD 45 X HT 97 X DP 97 MM | TRIP SETTING |  | TERMINAL TYPE |  | MOUNTING TYPE |  | HAZARD CLASS |  | CERTIFICATION/STANDARD |  | ADDITIONAL FEATURES EN |  | ADDITIONAL FEATURES ES |  | ADDITIONAL FEATURES FR | [29 empty] | Production Completed
1208475 | Data Enrichment | STP_002 - 0002 | MKV | OK | 2022-07-13 | 2022-07-15 | [5 empty] | KELVDBC | OEM | BREAKER,CIRCT;SIE,3RV2021-4BA10 | BREAKER,CIRCUIT;MNFR:SIEMENS,PTNO:3RV2021-4BA10 | 3RV2021-4BA10 | 3000032 | SIEMENS | https://mall.industry.siemens.com/mall/en/ww/Catalog/Product/3RV2021-4BA10 | https://mall.industry.siemens.com/mall/en/ww/Catalog/DatasheetDownload?downloadUrl=teddatasheet%2F%3Fformat%3DPDF%26caller%3DMall%26mlfbs%3D3RV2021-4BA10%26language%3Den | SIEMENS | 3RV2021-4BA10 | [13 empty] | BREAKER | CIRCUIT | TYPE |  | CURRENT RATING | 20 A | VOLTAGE RATING | 20 - 690 V | FRAME RATING |  | INTERRUPT RATING | 4 KA AT 690 V | NUMBER OF POLES | 3 | OVERALL SIZE | WD 45 X HT 97 X DP 97 MM | TRIP SETTING |  | TERMINAL TYPE |  | MOUNTING TYPE |  | HAZARD CLASS |  | CERTIFICATION/STANDARD |  | ADDITIONAL FEATURES EN |  | ADDITIONAL FEATURES ES |  | ADDITIONAL FEATURES FR | [29 empty] | Production Completed
1320947 | Data Enrichment | STP_002 - 0002 | MKV | OK | 2022-07-13 | 2022-07-15 | [5 empty] | KELVDB |  | BREAKER,CIRCT;SIE,3RV2021-4DA10,25 A,3 P | BREAKER,CIRCUIT;25 A,3 P,MNFR:SIEMENS,PTNO:3RV2021-4DA10 | 3RV2021-4DA10 |  |  | https://mall.industry.siemens.com/mall/en/ww/Catalog/Product/3RV2021-4DA10 | https://mall.industry.siemens.com/mall/en/ww/Catalog/DatasheetDownload?downloadUrl=teddatasheet%2F%3Fformat%3DPDF%26caller%3DMall%26mlfbs%3D3RV2021-4DA10%26language%3Den | SIEMENS | 3RV2021-4DA10 | [13 empty] | BREAKER | CIRCUIT | TYPE |  | CURRENT RATING | 25 A | VOLTAGE RATING | 20 - 690 V | FRAME RATING |  | INTERRUPT RATING | 2 KA AT 690 V | NUMBER OF POLES | 3 | OVERALL SIZE | WD 45 X HT 97 X DP 97 MM | TRIP SETTING |  | TERMINAL TYPE |  | MOUNTING TYPE |  | HAZARD CLASS |  | CERTIFICATION/STANDARD |  | ADDITIONAL FEATURES EN |  | ADDITIONAL FEATURES ES |  | ADDITIONAL FEATURES FR | [29 empty] | Production Completed
1066711 | Data Enrichment | STP_002 - 0002 | MKV | OK | 2022-07-13 | 2022-07-15 | [5 empty] | KELVDBC | OEM | BREAKER,CIRCT;SIE,3RV20214EA10,MOT | BREAKER,CIRCUIT;MNFR:SIEMENS,PTNO:3RV20214EA10,ADDITIONAL FEATURES EN:MOTOR,27-32A | 3RV20214EA10 | 3000032 | SIEMENS | https://mall.industry.siemens.com/mall/en/us/Catalog/Product/3RV20214EA10 | https://mall.industry.siemens.com/mall/en/us/Catalog/DatasheetDownload?downloadUrl=teddatasheet%2F%3Fformat%3DPDF%26caller%3DMall%26mlfbs%3D3RV20214EA10%26language%3Den | SIEMENS | 3RV20214EA10 | [13 empty] | BREAKER | CIRCUIT | TYPE |  | CURRENT RATING | 32 A | VOLTAGE RATING | 20 - 690 V | FRAME RATING |  | INTERRUPT RATING | 2 KA AT 690 V | NUMBER OF POLES | 3 | OVERALL SIZE | WD 45 X HT 97 X DP 97 MM | TRIP SETTING |  | TERMINAL TYPE |  | MOUNTING TYPE |  | HAZARD CLASS |  | CERTIFICATION/STANDARD |  | ADDITIONAL FEATURES EN |  | ADDITIONAL FEATURES ES |  | ADDITIONAL FEATURES FR | [29 empty] | Production Completed
1233070 | Data Enrichment | STP_002 - 0002 | MKV | OK | 2022-07-13 | 2022-07-15 | [5 empty] | KELVDBC | OEM | BREAKER,CIRCT;SIE,3RV20314JA10,MCCB | BREAKER,CIRCUIT;MNFR:SIEMENS,PTNO:3RV20314JA10,ADDITIONAL FEATURES EN:MCCB | 3RV20314JA10 | 3000032 | SIEMENS | https://mall.industry.siemens.com/mall/en/us/Catalog/Product/3RV20314JA10 | https://mall.industry.siemens.com/mall/en/us/Catalog/DatasheetDownload?downloadUrl=teddatasheet%2F%3Fformat%3DPDF%26caller%3DMall%26mlfbs%3D3RV20314JA10%26language%3Den | SIEMENS | 3RV20314JA10 | [13 empty] | BREAKER | CIRCUIT | TYPE | MOLDED CASE | CURRENT RATING | 65 A | VOLTAGE RATING | 20 - 690 V | FRAME RATING |  | INTERRUPT RATING | 2 KA AT 690 V | NUMBER OF POLES | 3 | OVERALL SIZE | WD 55 X HT 140 X DP 149 MM | TRIP SETTING |  | TERMINAL TYPE |  | MOUNTING TYPE |  | HAZARD CLASS |  | CERTIFICATION/STANDARD |  | ADDITIONAL FEATURES EN |  | ADDITIONAL FEATURES ES |  | ADDITIONAL FEATURES FR | [29 empty] | Production Completed
1233071 | Data Enrichment | STP_002 - 0002 | MKV | OK | 2022-07-13 | 2022-07-15 | [5 empty] | KELVDBC | OEM | BREAKER,CIRCT;SIE,3RV20314RA10,MCCB | BREAKER,CIRCUIT;MNFR:SIEMENS,PTNO:3RV20314RA10,ADDITIONAL FEATURES EN:MCCB | 3RV20314RA10 | 3000032 | SIEMENS | https://mall.industry.siemens.com/mall/en/us/Catalog/Product/3RV20314RA10 | https://mall.industry.siemens.com/mall/en/us/Catalog/DatasheetDownload?downloadUrl=teddatasheet%2F%3Fformat%3DPDF%26caller%3DMall%26mlfbs%3D3RV20314RA10%26language%3Den | SIEMENS | 3RV20314RA10 | [13 empty] | BREAKER | CIRCUIT | TYPE | MOLDED CASE | CURRENT RATING | 80 A | VOLTAGE RATING | 20 - 690 V | FRAME RATING |  | INTERRUPT RATING | 2 KA AT 690 V | NUMBER OF POLES | 3 | OVERALL SIZE | WD 55 X HT 140 X DP 149 MM | TRIP SETTING |  | TERMINAL TYPE |  | MOUNTING TYPE |  | HAZARD CLASS |  | CERTIFICATION/STANDARD |  | ADDITIONAL FEATURES EN |  | ADDITIONAL FEATURES ES |  | ADDITIONAL FEATURES FR | [29 empty] | Production Completed
1189648 | Data Enrichment | STP_002 - 0002 | MKV | OK | 2022-07-13 | 2022-07-15 | [5 empty] | KELVDBC | OEM | BREAKER,CIRCT;SIE,3RV20314UA10,CL 10,A | BREAKER,CIRCUIT;MNFR:SIEMENS,PTNO:3RV20314UA10,ADDITIONAL FEATURES EN:CLASS 10,A RELEASE 32 TO 40 A,N-RELEASE 585 A | 3RV20314UA10 | 3000032 | SIEMENS | https://mall.industry.siemens.com/mall/en/us/Catalog/Product/3RV20314UA10 | https://mall.industry.siemens.com/mall/en/us/Catalog/DatasheetDownload?downloadUrl=teddatasheet%2F%3Fformat%3DPDF%26caller%3DMall%26mlfbs%3D3RV20314UA10%26language%3Den | SIEMENS | 3RV20314UA10 | [13 empty] | BREAKER | CIRCUIT | TYPE |  | CURRENT RATING | 40 A | VOLTAGE RATING | 20 - 690 V | FRAME RATING |  | INTERRUPT RATING | 2 KA AT 690 V | NUMBER OF POLES | 3 | OVERALL SIZE | WD 55 X HT 140 X DP 149 MM | TRIP SETTING |  | TERMINAL TYPE |  | MOUNTING TYPE |  | HAZARD CLASS | CLASS 10 | CERTIFICATION/STANDARD |  | ADDITIONAL FEATURES EN | A RELEASE 32 TO 40 A,N-RELEASE 585 A | ADDITIONAL FEATURES ES |  | ADDITIONAL FEATURES FR | [29 empty] | Production Completed
1206954 | Data Enrichment | STP_002 - 0002 | MKV | OK | 2022-07-13 | 2022-07-15 | [5 empty] | KELVDBC | OEM | BREAKER,CIRCT;SIE,3RV23110KC10,1.25 A | BREAKER,CIRCUIT;MNFR:SIEMENS,PTNO:3RV23110KC10,ADDITIONAL FEATURES EN:1.25 A,N-RELEASE,16 A | 3RV23110KC10 | 3000032 | SIEMENS | https://mall.industry.siemens.com/mall/en/us/Catalog/Product/3RV23110KC10 | https://mall.industry.siemens.com/mall/en/us/Catalog/DatasheetDownload?downloadUrl=teddatasheet%2F%3Fformat%3DPDF%26caller%3DMall%26mlfbs%3D3RV23110KC10%26language%3Den | SIEMENS | 3RV23110KC10 | [13 empty] | BREAKER | CIRCUIT | TYPE |  | CURRENT RATING | 1.25 A | VOLTAGE RATING | 20 - 690 V | FRAME RATING |  | INTERRUPT RATING | 100 KA | NUMBER OF POLES | 3 | OVERALL SIZE | WD 45 X HT 97 X DP 97 MM | TRIP SETTING |  | TERMINAL TYPE |  | MOUNTING TYPE |  | HAZARD CLASS |  | CERTIFICATION/STANDARD |  | ADDITIONAL FEATURES EN | N-RELEASE,16 A | ADDITIONAL FEATURES ES |  | ADDITIONAL FEATURES FR | [29 empty] | Production Completed
1320948 | Data Enrichment | STP_002 - 0002 | MKV | OK | 2022-07-13 | 2022-07-15 | [5 empty] | KELVDB |  | BREAKER,CIRCT;SIE,3RV2311-1DC,3.2 A,3 P | BREAKER,CIRCUIT;3.2 A,3 P,MNFR:SIEMENS,PTNO:3RV2311-1DC10 | 3RV2311-1DC10 |  |  | https://mall.industry.siemens.com/mall/en/WW/Catalog/Product/3RV2311-1DC10 | https://mall.industry.siemens.com/mall/en/ww/Catalog/DatasheetDownload?downloadUrl=teddatasheet%2F%3Fformat%3DPDF%26caller%3DMall%26mlfbs%3D3RV2311-1DC10%26language%3Den | SIEMENS | 3RV2311-1DC10 | [13 empty] | BREAKER | CIRCUIT | TYPE |  | CURRENT RATING | 3.2 A | VOLTAGE RATING | 20 - 690 V | FRAME RATING |  | INTERRUPT RATING | 100 KA | NUMBER OF POLES | 3 | OVERALL SIZE | WD 45 X HT 97 X DP 97 MM | TRIP SETTING |  | TERMINAL TYPE |  | MOUNTING TYPE |  | HAZARD CLASS |  | CERTIFICATION/STANDARD |  | ADDITIONAL FEATURES EN |  | ADDITIONAL FEATURES ES |  | ADDITIONAL FEATURES FR | [29 empty] | Production Completed
1320945 | Data Enrichment | STP_002 - 0002 | MKV | OK | 2022-07-13 | 2022-07-15 | [5 empty] | KELVDB |  | BREAKER,CIRCT;SIE,3RV2311-1HC10,8 A,3 P | BREAKER,CIRCUIT;8 A,3 P,MNFR:SIEMENS,PTNO:3RV2311-1HC10 | 3RV2311-1HC10 |  |  | https://mall.industry.siemens.com/mall/en/WW/Catalog/Product/3RV2311-1HC10 | https://mall.industry.siemens.com/mall/en/ww/Catalog/DatasheetDownload?downloadUrl=teddatasheet%2F%3Fformat%3DPDF%26caller%3DMall%26mlfbs%3D3RV2311-1HC10%26language%3Den | SIEMENS | 3RV2311-1HC10 | [13 empty] | BREAKER | CIRCUIT | TYPE |  | CURRENT RATING | 8 A | VOLTAGE RATING | 20 - 690 V | FRAME RATING |  | INTERRUPT RATING | 4 KA AT 690 V | NUMBER OF POLES | 3 | OVERALL SIZE | WD 45 X HT 97 X DP 97 MM | TRIP SETTING |  | TERMINAL TYPE |  | MOUNTING TYPE |  | HAZARD CLASS |  | CERTIFICATION/STANDARD |  | ADDITIONAL FEATURES EN |  | ADDITIONAL FEATURES ES |  | ADDITIONAL FEATURES FR | [29 empty] | Production Completed
1066708 | Data Enrichment | STP_002 - 0002 | MKV | OK | 2022-07-13 | 2022-07-15 | [5 empty] | KELVDBC | OEM | BREAKER,CIRCT;SIE,3RV23111KC10,START | BREAKER,CIRCUIT;MNFR:SIEMENS,PTNO:3RV23111KC10,ADDITIONAL FEATURES EN:STARTER,12.5A | 3RV23111KC10 | 3000032 | SIEMENS | https://mall.industry.siemens.com/mall/en/us/Catalog/Product/3RV23111KC10 | https://mall.industry.siemens.com/mall/en/us/Catalog/DatasheetDownload?downloadUrl=teddatasheet%2F%3Fformat%3DPDF%26caller%3DMall%26mlfbs%3D3RV23111KC10%26language%3Den | SIEMENS | 3RV23111KC10 | [13 empty] | BREAKER | CIRCUIT | TYPE | STARTER | CURRENT RATING | 12.5 A | VOLTAGE RATING | 20 - 690 V | FRAME RATING |  | INTERRUPT RATING | 4 KA AT 690 V | NUMBER OF POLES | 3 | OVERALL SIZE | WD 45 X HT 97 X DP 97 MM | TRIP SETTING |  | TERMINAL TYPE |  | MOUNTING TYPE |  | HAZARD CLASS |  | CERTIFICATION/STANDARD |  | ADDITIONAL FEATURES EN |  | ADDITIONAL FEATURES ES |  | ADDITIONAL FEATURES FR | [29 empty] | Production Completed
1320946 | Data Enrichment | STP_002 - 0002 | MKV | OK | 2022-07-13 | 2022-07-15 | [5 empty] | KELVDB |  | BREAKER,CIRCT;SIE,3RV2321-4BC1,16 A,3 P | BREAKER,CIRCUIT;16 A,3 P,MNFR:SIEMENS,PTNO:3RV2321-4BC10 | 3RV2321-4BC10 |  |  | https://mall.industry.siemens.com/mall/en/ww/Catalog/Product/?mlfb=3RV2321-4BC10 | https://mall.industry.siemens.com/mall/en/ww/Catalog/DatasheetDownload?downloadUrl=teddatasheet%2F%3Fformat%3DPDF%26caller%3DMall%26mlfbs%3D3RV2321-4BC10%26language%3Den | SIEMENS | 3RV2321-4BC10 | [13 empty] | BREAKER | CIRCUIT | TYPE |  | CURRENT RATING | 20 A | VOLTAGE RATING | 20 - 690 V | FRAME RATING |  | INTERRUPT RATING | 2 KA AT 690 V | NUMBER OF POLES | 3 | OVERALL SIZE | WD 45 X HT 97 X DP 97 MM | TRIP SETTING |  | TERMINAL TYPE |  | MOUNTING TYPE |  | HAZARD CLASS |  | CERTIFICATION/STANDARD |  | ADDITIONAL FEATURES EN |  | ADDITIONAL FEATURES ES |  | ADDITIONAL FEATURES FR | [29 empty] | Production Completed
1289718 | Data Enrichment | STP_002 - 0002 | MKV | OK | 2022-07-13 | 2022-07-15 | [5 empty] | KDELBVQC | OEM | BREAKER,CIRCT;SIE,3RV2321-4EC10,MOT CTRL | BREAKER,CIRCUIT;MNFR:SIEMENS,PTNO:3RV2321-4EC10,ADDITIONAL FEATURES EN:MOTOR CONTROL | 3RV2321-4EC10 | 3000032 | SIEMENS | https://mall.industry.siemens.com/mall/en/ww/Catalog/Product/?mlfb=3RV2321-4EC10 | https://mall.industry.siemens.com/mall/en/ww/Catalog/DatasheetDownload?downloadUrl=teddatasheet%2F%3Fformat%3DPDF%26caller%3DMall%26mlfbs%3D3RV2321-4EC10%26language%3Den | SIEMENS | 3RV2321-4EC10 | [13 empty] | BREAKER | CIRCUIT | TYPE |  | CURRENT RATING | 32 A | VOLTAGE RATING | 20 - 690 V | FRAME RATING |  | INTERRUPT RATING | 4 KA AT 690 V | NUMBER OF POLES | 3 | OVERALL SIZE | WD 45 X HT 97 X DP 97 MM | TRIP SETTING |  | TERMINAL TYPE |  | MOUNTING TYPE |  | HAZARD CLASS |  | CERTIFICATION/STANDARD |  | ADDITIONAL FEATURES EN | MOTOR CONTROL | ADDITIONAL FEATURES ES |  | ADDITIONAL FEATURES FR | [29 empty] | Production Completed
1233039 | Data Enrichment | STP_002 - 0002 | MKV | OK | 2022-07-13 | 2022-07-15 | [5 empty] | KELVDBC | OEM | BREAKER,CIRCT;SIE,3RV23314RC10,3 POLES | BREAKER,CIRCUIT;MNFR:SIEMENS,PTNO:3RV23314RC10,ADDITIONAL FEATURES EN:3 POLES TERMINAL SCREW 80A S2 TIME OVERLOAD TRIGGER | 3RV23314RC10 | 3000032 | SIEMENS | https://mall.industry.siemens.com/mall/en/us/Catalog/Product/3RV23314RC10 | https://mall.industry.siemens.com/mall/en/us/Catalog/DatasheetDownload?downloadUrl=teddatasheet%2F%3Fformat%3DPDF%26caller%3DMall%26mlfbs%3D3RV23314RC10%26language%3Den | SIEMENS | 3RV23314RC10 | [13 empty] | BREAKER | CIRCUIT | TYPE |  | CURRENT RATING | 80 A | VOLTAGE RATING | 20 - 690 V | FRAME RATING |  | INTERRUPT RATING | 4 KA AT 690 V | NUMBER OF POLES | 3 | OVERALL SIZE | WD 55 X HT 140 X DP 149 MM | TRIP SETTING |  | TERMINAL TYPE |  | MOUNTING TYPE |  | HAZARD CLASS |  | CERTIFICATION/STANDARD |  | ADDITIONAL FEATURES EN | TERMINAL SCREW S2 TIME OVERLOAD TRIGGER | ADDITIONAL FEATURES ES |  | ADDITIONAL FEATURES FR | [29 empty] | Production Completed
1189078 | Data Enrichment | STP_002 - 0002 | MKV | OK | 2022-07-13 | 2022-07-15 | [5 empty] | KELVDBC | OEM | BREAKER,CIRCT;SIE,3RV23324RC10,80 A | BREAKER,CIRCUIT;MNFR:SIEMENS,PTNO:3RV23324RC10,ADDITIONAL FEATURES EN:80 A,N-RELEASE,1040 A | 3RV23324RC10 | 3000032 | SIEMENS | https://mall.industry.siemens.com/mall/en/us/Catalog/Product/3RV23324RC10 | https://mall.industry.siemens.com/mall/en/us/Catalog/DatasheetDownload?downloadUrl=teddatasheet%2F%3Fformat%3DPDF%26caller%3DMall%26mlfbs%3D3RV23324RC10%26language%3Den | SIEMENS | 3RV23324RC10 | [13 empty] | BREAKER | CIRCUIT | TYPE |  | CURRENT RATING | 80 A | VOLTAGE RATING | 20 - 690 V | FRAME RATING |  | INTERRUPT RATING | 4 KA AT 690 V | NUMBER OF POLES | 3 | OVERALL SIZE | WD 55 X HT 140 X DP 149 MM | TRIP SETTING |  | TERMINAL TYPE |  | MOUNTING TYPE |  | HAZARD CLASS |  | CERTIFICATION/STANDARD |  | ADDITIONAL FEATURES EN | N-RELEASE,1040 A | ADDITIONAL FEATURES ES |  | ADDITIONAL FEATURES FR | [29 empty] | Production Completed
1211009 | Data Enrichment | STP_002 - 0002 | MKV | OK | 2022-07-13 | 2022-07-15 | [5 empty] | KELVDBC | OEM | BREAKER,CIRCT;SIE,3RV2332-4SC10 | BREAKER,CIRCUIT;MNFR:SIEMENS,PTNO:3RV2332-4SC10 | 3RV2332-4SC10 | 3000032 | SIEMENS | https://mall.industry.siemens.com/mall/en/WW/Catalog/Product/3RV2332-4SC10 | https://mall.industry.siemens.com/mall/en/ww/Catalog/DatasheetDownload?downloadUrl=teddatasheet%2F%3Fformat%3DPDF%26caller%3DMall%26mlfbs%3D3RV2332-4SC10%26language%3Den | SIEMENS | 3RV2332-4SC10 | [13 empty] | BREAKER | CIRCUIT | TYPE |  | CURRENT RATING | 14 A | VOLTAGE RATING | 20 - 690 V | FRAME RATING |  | INTERRUPT RATING | 5 KA AT 690 V | NUMBER OF POLES | 3 | OVERALL SIZE | WD 55 X HT 140 X DP 149 MM | TRIP SETTING |  | TERMINAL TYPE |  | MOUNTING TYPE |  | HAZARD CLASS |  | CERTIFICATION/STANDARD |  | ADDITIONAL FEATURES EN |  | ADDITIONAL FEATURES ES |  | ADDITIONAL FEATURES FR | [29 empty] | Production Completed
1201847 | Data Enrichment | STP_002 - 0002 | MKV | OK | 2022-07-13 | 2022-07-15 | [5 empty] | KELVDBC | OEM | BREAKER,CIRCT;SIE,3RV24114AA10,FOR XFMR | BREAKER,CIRCUIT;MNFR:SIEMENS,PTNO:3RV24114AA10,ADDITIONAL FEATURES EN:FOR TRANSFORMER PROTECTION,10 TO 16 A RELEASE,286 A | 3RV24114AA10 | 3000032 | SIEMENS | https://mall.industry.siemens.com/mall/en/us/Catalog/Product/3RV24114AA10 | https://mall.industry.siemens.com/mall/en/us/Catalog/DatasheetDownload?downloadUrl=teddatasheet%2F%3Fformat%3DPDF%26caller%3DMall%26mlfbs%3D3RV24114AA10%26language%3Den | SIEMENS | 3RV24114AA10 | [13 empty] | BREAKER | CIRCUIT | TYPE |  | CURRENT RATING | 16 A | VOLTAGE RATING | 20 - 690 V | FRAME RATING |  | INTERRUPT RATING | 2 KA AT 690 V | NUMBER OF POLES | 3 | OVERALL SIZE | WD 45 X HT 97 X DP 97 MM | TRIP SETTING |  | TERMINAL TYPE |  | MOUNTING TYPE |  | HAZARD CLASS |  | CERTIFICATION/STANDARD | IEC 81346-2 | ADDITIONAL FEATURES EN | FOR TRANSFORMER PROTECTION,10 TO 16 A RELEASE,286 A | ADDITIONAL FEATURES ES |  | ADDITIONAL FEATURES FR | [29 empty] | Production Completed
1194312 | Data Enrichment | STP_002 - 0002 | MKV | OK | 2022-07-13 | 2022-07-15 | [5 empty] | KELVDBC | OEM | BREAKER,CIRCT;SIE,3VA1010-2ED36-0AA0 | BREAKER,CIRCUIT;MNFR:SIEMENS,PTNO:3VA1010-2ED36-0AA0,ADDITIONAL FEATURES EN:3VA1,IEC FRAME,100 SWITCHING CAPACITY,CLASS B,ICU 16 KA AT 415 V,3 POLE | 3VA1010-2ED36-0AA0 | 3000032 | SIEMENS | https://mall.industry.siemens.com/mall/en/WW/Catalog/Product/3VA1010-2ED36-0AA0 | https://mall.industry.siemens.com/mall/en/ww/Catalog/DatasheetDownload?downloadUrl=teddatasheet%2F%3Fformat%3DPDF%26caller%3DMall%26mlfbs%3D3VA1010-2ED36-0AA0%26language%3Den | SIEMENS | 3VA1010-2ED36-0AA0 | [13 empty] | BREAKER | CIRCUIT | TYPE |  | CURRENT RATING | 100 A | VOLTAGE RATING | 690 V | FRAME RATING |  | INTERRUPT RATING | 5 KA AT 690 V | NUMBER OF POLES | 3 | OVERALL SIZE | WD 76.2 X HT 130 X DP 70 MM | TRIP SETTING |  | TERMINAL TYPE |  | MOUNTING TYPE |  | HAZARD CLASS | CLASS B | CERTIFICATION/STANDARD | IEC 81346-2 | ADDITIONAL FEATURES EN | IEC FRAME,100 SWITCHING CAPACITY | ADDITIONAL FEATURES ES |  | ADDITIONAL FEATURES FR | [29 empty] | Production Completed
1210319 | Data Enrichment | STP_002 - 0002 | MKV | OK | 2022-07-13 | 2022-07-15 | [5 empty] | KELVDBC | OEM | BREAKER,CIRCT;SIE,3VA11123GE420AA0,125 A | BREAKER,CIRCUIT;MNFR:SIEMENS,PTNO:3VA11123GE420AA0,ADDITIONAL FEATURES EN:125 A,4 POLE,3 VA1,IEC FRAME 160 | 3VA11123GE420AA0 | 3000032 | SIEMENS | https://mall.industry.siemens.com/mall/en/us/Catalog/Product/3VA11123GE420AA0 | https://mall.industry.siemens.com/mall/en/us/Catalog/DatasheetDownload?downloadUrl=teddatasheet%2F%3Fformat%3DPDF%26caller%3DMall%26mlfbs%3D3VA11123GE420AA0%26language%3Den | SIEMENS | 3VA11123GE420AA0 | [13 empty] | BREAKER | CIRCUIT | TYPE |  | CURRENT RATING | 125 A | VOLTAGE RATING | 690 V | FRAME RATING |  | INTERRUPT RATING | 5 KA AT 690 V | NUMBER OF POLES | 4 | OVERALL SIZE | WD 101.6 X HT 130 X DP 70 MM | TRIP SETTING |  | TERMINAL TYPE |  | MOUNTING TYPE |  | HAZARD CLASS |  | CERTIFICATION/STANDARD | IEC 81346-2 | ADDITIONAL FEATURES EN | 3 VA1,IEC FRAME 160 | ADDITIONAL FEATURES ES |  | ADDITIONAL FEATURES FR | [29 empty] | Production Completed
1191940 | Data Enrichment | STP_002 - 0002 | MKV | OK | 2022-07-13 | 2022-07-15 | [5 empty] | KELVDBC | OEM | BREAKER,CIRCT;SIE,3VA11163GE420AA0,3VA1 | BREAKER,CIRCUIT;MNFR:SIEMENS,PTNO:3VA11163GE420AA0,ADDITIONAL FEATURES EN:3VA1,IEC FRAME 160,CLASS N,ICU 25 KA AT 415 V,4 POLE,IN 160 A | 3VA11163GE420AA0 | 3000032 | SIEMENS | https://mall.industry.siemens.com/mall/en/us/Catalog/Product/3VA11163GE420AA0 | https://mall.industry.siemens.com/mall/en/us/Catalog/DatasheetDownload?downloadUrl=teddatasheet%2F%3Fformat%3DPDF%26caller%3DMall%26mlfbs%3D3VA11163GE420AA0%26language%3Den | SIEMENS | 3VA11163GE420AA0 | [13 empty] | BREAKER | CIRCUIT | TYPE |  | CURRENT RATING | 160 A | VOLTAGE RATING | 690 V | FRAME RATING |  | INTERRUPT RATING | 7 KA AT 690 V | NUMBER OF POLES | 4 | OVERALL SIZE | WD 101.6 X HT 130 X DP 70 MM | TRIP SETTING |  | TERMINAL TYPE |  | MOUNTING TYPE |  | HAZARD CLASS | CLASS N | CERTIFICATION/STANDARD | IEC 81346-2 | ADDITIONAL FEATURES EN | 3VA1,IEC FRAME 160 | ADDITIONAL FEATURES ES |  | ADDITIONAL FEATURES FR | [29 empty] | Production Completed
1199118 | Data Enrichment | STP_002 - 0002 | MKV | OK | 2022-07-13 | 2022-07-15 | [5 empty] | KELVDBC | OEM | BREAKER,CIRCT;SIE,3VA25805HL320AA0,800 A | BREAKER,CIRCUIT;MNFR:SIEMENS,PTNO:3VA25805HL320AA0,ADDITIONAL FEATURES EN:800 A,3VA2,IEC FRAME 1000 SWITCHING CAPACITY,220 TO 690 V | 3VA25805HL320AA0 | 3000032 | SIEMENS | https://mall.industry.siemens.com/mall/en/co/Catalog/Product/3VA25805HL320AA0 | https://mall.industry.siemens.com/mall/en/co/Catalog/DatasheetDownload?downloadUrl=teddatasheet%2F%3Fformat%3DPDF%26caller%3DMall%26mlfbs%3D3VA2580-5HL32-0AA0%26language%3Den | SIEMENS | 3VA2580-5HL32-0AA0 | [13 empty] | BREAKER | CIRCUIT | TYPE |  | CURRENT RATING | 800 A | VOLTAGE RATING | 690 V | FRAME RATING |  | INTERRUPT RATING | 19 KA AT 690 V | NUMBER OF POLES | 3 | OVERALL SIZE | WD 210 X HT 320 X DP 120 MM | TRIP SETTING |  | TERMINAL TYPE |  | MOUNTING TYPE |  | HAZARD CLASS |  | CERTIFICATION/STANDARD | IEC 81346-2 | ADDITIONAL FEATURES EN | IEC FRAME 1000 SWITCHING CAPACITY,220 TO 690 V | ADDITIONAL FEATURES ES |  | ADDITIONAL FEATURES FR | [29 empty] | Production Completed
1197186 | Data Enrichment | STP_002 - 0002 | MKV | OK | 2022-07-13 | 2022-07-15 | [5 empty] | KELVDBC | OEM | BREAKER,CIRCT;SIE,3VL2705-3DC3,VL160L | BREAKER,CIRCUIT;MNFR:SIEMENS,PTNO:3VL2705-3DC3,ADDITIONAL FEATURES EN:VL160L 3-0AA0,ICU 100 KA,415 VAC,3 POLE,IN 50 A,IR 40 TO 50 A,II 300 TO 600 A,HIGH SWITCHING CAPACITY LINE PROTECTION | 3VL2705-3DC3 | 3000032 | SIEMENS | https://mall.industry.siemens.com/mall/en/pt/Catalog/Product/3VL2705-3DC33-0AA0 | https://mall.industry.siemens.com/mall/en/pt/Catalog/DatasheetDownload?downloadUrl=teddatasheet%2F%3Fformat%3DPDF%26caller%3DMall%26mlfbs%3D3VL2705-3DC33-0AA0%26language%3Den | SIEMENS | 3VL2705-3DC33-0AA0 | [13 empty] | BREAKER | CIRCUIT | TYPE |  | CURRENT RATING | 50 A | VOLTAGE RATING | 690 V | FRAME RATING |  | INTERRUPT RATING | 6 KA AT 690 V | NUMBER OF POLES | 3 | OVERALL SIZE | WD 104.5 X HT 174.5 X DP 106.5 MM | TRIP SETTING |  | TERMINAL TYPE |  | MOUNTING TYPE |  | HAZARD CLASS |  | CERTIFICATION/STANDARD |  | ADDITIONAL FEATURES EN | 415 VAC,IN 50 A,IR 40 TO 50 A,II 300 TO 600 A,HIGH SWITCHING CAPACITY LINE PROTECTION | ADDITIONAL FEATURES ES |  | ADDITIONAL FEATURES FR | [29 empty] | Production Completed
1041356 | Data Enrichment | STP_002 - 0002 | MKV | OK | 2022-07-13 | 2022-07-15 | [5 empty] | KELVDBC | OEM | BREAKER,CIRCT;SIE,3VL2706-3DC33-0AA0 | BREAKER,CIRCUIT;MNFR:SIEMENS,PTNO:3VL2706-3DC33-0AA0,ADDITIONAL FEATURES EN:MOLDED CASE,VL160,50 TO 63 A,100 KA | 3VL2706-3DC33-0AA0 | 3000032 | SIEMENS | https://mall.industry.siemens.com/mall/en/WW/Catalog/Product/3VL27063DC330AA0 | https://mall.industry.siemens.com/mall/en/ww/Catalog/DatasheetDownload?downloadUrl=teddatasheet%2F%3Fformat%3DPDF%26caller%3DMall%26mlfbs%3D3VL2706-3DC33-0AA0%26language%3Den | SIEMENS | 3VL2706-3DC33-0AA0 | [13 empty] | BREAKER | CIRCUIT | TYPE | MOLDED CASE | CURRENT RATING | 63 A | VOLTAGE RATING | 690 V | FRAME RATING |  | INTERRUPT RATING | 100 KA AT 415 V | NUMBER OF POLES | 3 | OVERALL SIZE | WD 104.5 X HT 174.5 X DP 106.5 MM | TRIP SETTING |  | TERMINAL TYPE |  | MOUNTING TYPE |  | HAZARD CLASS |  | CERTIFICATION/STANDARD |  | ADDITIONAL FEATURES EN |  | ADDITIONAL FEATURES ES |  | ADDITIONAL FEATURES FR | [29 empty] | Production Completed
1205965 | Data Enrichment | STP_002 - 0002 | MKV | OK | 2022-07-13 | 2022-07-15 | [5 empty] | KELVDBC | OEM | BREAKER,CIRCT;SIE,3VL2708-3DC33-0AA0,80 | BREAKER,CIRCUIT;MNFR:SIEMENS,PTNO:3VL2708-3DC33-0AA0,ADDITIONAL FEATURES EN:80 A | 3VL2708-3DC33-0AA0 | 3000032 | SIEMENS | https://mall.industry.siemens.com/mall/en/WW/Catalog/Product/3VL27083DC330AA0 | https://mall.industry.siemens.com/mall/en/ww/Catalog/DatasheetDownload?downloadUrl=teddatasheet%2F%3Fformat%3DPDF%26caller%3DMall%26mlfbs%3D3VL2708-3DC33-0AA0%26language%3Den | SIEMENS | 3VL2708-3DC33-0AA0 | [13 empty] | BREAKER | CIRCUIT | TYPE |  | CURRENT RATING | 80 A | VOLTAGE RATING | 690 V | FRAME RATING |  | INTERRUPT RATING | 6 KA AT 690 V | NUMBER OF POLES | 3 | OVERALL SIZE | WD 104.5 X HT 174.5 X DP 106.5 MM | TRIP SETTING |  | TERMINAL TYPE |  | MOUNTING TYPE |  | HAZARD CLASS |  | CERTIFICATION/STANDARD |  | ADDITIONAL FEATURES EN |  | ADDITIONAL FEATURES ES |  | ADDITIONAL FEATURES FR | [29 empty] | Production Completed
1211250 | Data Enrichment | STP_002 - 0002 | MKV | OK | 2022-07-13 | 2022-07-15 | [5 empty] | KELVDBC | OEM | BREAKER,CIRCT;SIE,3VL2710-2DC33-0AA0 | BREAKER,CIRCUIT;MNFR:SIEMENS,PTNO:3VL2710-2DC33-0AA0,ADDITIONAL FEATURES EN:VL160H,ICU 70 KA,415 VAC,3 POLE,IN 100 A,IR 80 TO 100 A,II 500 TO 1000 A HIGH SWITCHING CAPACITY LINE PROTECTION | 3VL2710-2DC33-0AA0 | 3000032 | SIEMENS | https://mall.industry.siemens.com/mall/en/WW/Catalog/Product/3VL2710-2DC33-0AA0 | https://mall.industry.siemens.com/mall/en/ww/Catalog/DatasheetDownload?downloadUrl=teddatasheet%2F%3Fformat%3DPDF%26caller%3DMall%26mlfbs%3D3VL2710-2DC33-0AA0%26language%3Den | SIEMENS | 3VL2710-2DC33-0AA0 | [13 empty] | BREAKER | CIRCUIT | TYPE |  | CURRENT RATING | 100 A | VOLTAGE RATING | 690 V | FRAME RATING |  | INTERRUPT RATING | 70 KA AT 415 V | NUMBER OF POLES | 3 | OVERALL SIZE | WD 104.5 X HT 174.5 X DP 106.5 MM | TRIP SETTING |  | TERMINAL TYPE |  | MOUNTING TYPE |  | HAZARD CLASS |  | CERTIFICATION/STANDARD |  | ADDITIONAL FEATURES EN | VL160H,IR 80 TO 100 A,II 500 TO 1000 A HIGH SWITCHING CAPACITY LINE PROTECTION | ADDITIONAL FEATURES ES |  | ADDITIONAL FEATURES FR | [29 empty] | Production Completed
1221576 | Data Enrichment | STP_002 - 0002 | MKV | OK | 2022-07-13 | 2022-07-15 | [5 empty] | KELVDBC | OEM | BREAKER,CIRCT;SIE,3VL2712-2DC33-0AA0 | BREAKER,CIRCUIT;MNFR:SIEMENS,PTNO:3VL2712-2DC33-0AA0,ADDITIONAL FEATURES EN:VL160L,ICU 70 KA,415 VAC,3 POLE,IN 125 A,IR 100 TO 125 A,II 625 TO 1250 A,HIGH SWITCHING CAPACITY LINE PROTECTION | 3VL2712-2DC33-0AA0 | 3000032 | SIEMENS | https://mall.industry.siemens.com/mall/en/WW/Catalog/Product/3VL27122DC330AA0 | https://mall.industry.siemens.com/mall/en/ww/Catalog/DatasheetDownload?downloadUrl=teddatasheet%2F%3Fformat%3DPDF%26caller%3DMall%26mlfbs%3D3VL2712-2DC33-0AA0%26language%3Den | SIEMENS | 3VL2712-2DC33-0AA0 | [13 empty] | BREAKER | CIRCUIT | TYPE |  | CURRENT RATING | 125 A | VOLTAGE RATING | 690 V | FRAME RATING |  | INTERRUPT RATING | 70 KA AT 415 V | NUMBER OF POLES | 3 | OVERALL SIZE | WD 104.5 X HT 174.5 X DP 106.5 MM | TRIP SETTING |  | TERMINAL TYPE |  | MOUNTING TYPE |  | HAZARD CLASS |  | CERTIFICATION/STANDARD |  | ADDITIONAL FEATURES EN | VL160L,IR 100 TO 125 A,II 625 TO 1250 A,HIGH SWITCHING CAPACITY LINE PROTECTION | ADDITIONAL FEATURES ES |  | ADDITIONAL FEATURES FR | [29 empty] | Production Completed
1041355 | Data Enrichment | STP_002 - 0002 | MKV | OK | 2022-07-13 | 2022-07-15 | [5 empty] | KELVDBC | OEM | BREAKER,CIRCT;SIE,3VL3725-3DC36-0AA0 | BREAKER,CIRCUIT;MNFR:SIEMENS,PTNO:3VL3725-3DC36-0AA0,ADDITIONAL FEATURES EN:MOLDED CASE,VL250,WITH ETU20 100 KA SPARES SCRUBBER | 3VL3725-3DC36-0AA0 | 3000032 | SIEMENS | https://mall.industry.siemens.com/mall/en/WW/Catalog/Product/3VL37253DC360AA0 | https://mall.industry.siemens.com/mall/en/ww/Catalog/DatasheetDownload?downloadUrl=teddatasheet%2F%3Fformat%3DPDF%26caller%3DMall%26mlfbs%3D3VL3725-3DC36-0AA0%26language%3Den | SIEMENS | 3VL3725-3DC36-0AA0 | [13 empty] | BREAKER | CIRCUIT | TYPE | MOLDED CASE | CURRENT RATING | 250 A | VOLTAGE RATING | 690 V | FRAME RATING |  | INTERRUPT RATING | 6 KA AT 690 V | NUMBER OF POLES | 3 | OVERALL SIZE | WD 104.5 X HT 185.5 X DP 106.5 MM | TRIP SETTING |  | TERMINAL TYPE |  | MOUNTING TYPE |  | HAZARD CLASS |  | CERTIFICATION/STANDARD |  | ADDITIONAL FEATURES EN | VL250,WITH ETU20 100 KA SPARES SCRUBBER | ADDITIONAL FEATURES ES |  | ADDITIONAL FEATURES FR | [29 empty] | Production Completed
1214670 | Data Enrichment | STP_002 - 0002 | MKV | OK | 2022-07-13 | 2022-07-15 | [5 empty] | KELVDBC | OEM | BREAKER,CIRCT;SIE,3VL3725-3DC36-0AA0,ICU | BREAKER,CIRCUIT;MNFR:SIEMENS,PTNO:3VL3725-3DC36-0AA0,ADDITIONAL FEATURES EN:ICU 100 KA,415 VAC,3 POLE,IN 200 A,RATEDCURRENT IR 200 TO 250 A,1200 TO 2500 A | 3VL3725-3DC36-0AA0 | 3000032 | SIEMENS | https://mall.industry.siemens.com/mall/en/WW/Catalog/Product/3VL37253DC360AA0 | https://mall.industry.siemens.com/mall/en/ww/Catalog/DatasheetDownload?downloadUrl=teddatasheet%2F%3Fformat%3DPDF%26caller%3DMall%26mlfbs%3D3VL3725-3DC36-0AA0%26language%3Den | SIEMENS | 3VL3725-3DC36-0AA0 | [13 empty] | BREAKER | CIRCUIT | TYPE |  | CURRENT RATING | 250 A | VOLTAGE RATING | 690 V | FRAME RATING |  | INTERRUPT RATING | 100 KA AT 415 V | NUMBER OF POLES | 3 | OVERALL SIZE | WD 104.5 X HT 185.5 X DP 106.5 MM | TRIP SETTING |  | TERMINAL TYPE |  | MOUNTING TYPE |  | HAZARD CLASS |  | CERTIFICATION/STANDARD |  | ADDITIONAL FEATURES EN | RATEDCURRENT IR 200 TO 250 A,1200 TO 2500 A | ADDITIONAL FEATURES ES |  | ADDITIONAL FEATURES FR | [29 empty] | Production Completed
1233084 | Data Enrichment | STP_002 - 0002 | MKV | OK | 2022-07-13 | 2022-07-15 | [5 empty] | KELVDBC | OEM | BREAKER,CIRCT;SIE,3VL47311DK360AD1 | BREAKER,CIRCUIT;MNFR:SIEMENS,PTNO:3VL47311DK360AD1,ADDITIONAL FEATURES EN:VL400N,STANDARD BREAKING CAPACITY,ICU 55 KA,415 VAC,3 POLE | 3VL47311DK360AD1 | 3000032 | SIEMENS | https://mall.industry.siemens.com/mall/en/WW/Catalog/Product/3VL47311DK360AD1 | https://mall.industry.siemens.com/mall/en/ww/Catalog/DatasheetDownload?downloadUrl=teddatasheet%2F%3Fformat%3DPDF%26caller%3DMall%26mlfbs%3D3VL4731-1DK36-0AD1%26language%3Den | SIEMENS | 3VL4731-1DK36-0AD1 | [13 empty] | BREAKER | CIRCUIT | TYPE |  | CURRENT RATING | 315 A | VOLTAGE RATING | 690 V | FRAME RATING |  | INTERRUPT RATING | 55 KA AT 415 V | NUMBER OF POLES | 3 | OVERALL SIZE | WD 139 X HT 279.5 X DP 163.5 MM | TRIP SETTING |  | TERMINAL TYPE |  | MOUNTING TYPE |  | HAZARD CLASS |  | CERTIFICATION/STANDARD |  | ADDITIONAL FEATURES EN | VL400N,STANDARD BREAKING CAPACITY | ADDITIONAL FEATURES ES |  | ADDITIONAL FEATURES FR | [29 empty] | Production Completed
1204268 | Data Enrichment | STP_002 - 0002 | MKV | OK | 2022-07-13 | 2022-07-15 | [5 empty] | KELVDBC | OEM | BREAKER,CIRCT;SIE,3VL4731-3DC3,VL 400L | BREAKER,CIRCUIT;MNFR:SIEMENS,PTNO:3VL4731-3DC3,ADDITIONAL FEATURES EN:VL 400L IN 315-IR 250A 6-OAAO | 3VL4731-3DC3 | 3000032 | SIEMENS | https://mall.industry.siemens.com/mall/en/WW/Catalog/Product/3VL47313DC360AA0 | https://mall.industry.siemens.com/mall/en/ww/Catalog/DatasheetDownload?downloadUrl=teddatasheet%2F%3Fformat%3DPDF%26caller%3DMall%26mlfbs%3D3VL4731-3DC36-0AA0%26language%3Den | SIEMENS | 3VL4731-3DC36-0AA0 | [13 empty] | BREAKER | CIRCUIT | TYPE |  | CURRENT RATING | 315 A | VOLTAGE RATING | 690 V | FRAME RATING |  | INTERRUPT RATING | 8 KA AT 690 V | NUMBER OF POLES | 3 | OVERALL SIZE | WD 139 X HT 279.5 X DP 163.5 MM | TRIP SETTING |  | TERMINAL TYPE |  | MOUNTING TYPE |  | HAZARD CLASS |  | CERTIFICATION/STANDARD |  | ADDITIONAL FEATURES EN |  | ADDITIONAL FEATURES ES |  | ADDITIONAL FEATURES FR | [29 empty] | Production Completed
1200779 | Data Enrichment | STP_002 - 0002 | MKV | OK | 2022-07-13 | 2022-07-15 | [5 empty] | KELVDBC | OEM | BREAKER,CIRCT;SIE,3VL5750-3DC36-0AA0,SIE | BREAKER,CIRCUIT;MNFR:SIEMENS,PTNO:3VL5750-3DC36-0AA0,MNFR 1:SIEMENS,PTNO 1:3VL5750-3DC35-0AA0,ADDITIONAL FEATURES EN:VL250L,ICU 100 KA,415 VAC,3 POLE,IN 200 A,IR 200 TO 250 A,II 1200 TO 2500 A,HIGH SWITCHING CAPACITY LINE PROTECTION | 3VL5750-3DC36-0AA0 | 3000032 | SIEMENS | https://mall.industry.siemens.com/mall/en/WW/Catalog/Product/3VL57503DC360AA0 | https://mall.industry.siemens.com/mall/en/ww/Catalog/DatasheetDownload?downloadUrl=teddatasheet%2F%3Fformat%3DPDF%26caller%3DMall%26mlfbs%3D3VL5750-3DC36-0AA0%26language%3Den | SIEMENS | 3VL5750-3DC36-0AA0 | SIEMENS | 3VL5750-3DC35-0AA0 | [11 empty] | BREAKER | CIRCUIT | TYPE |  | CURRENT RATING | 500 A | VOLTAGE RATING | 690 V | FRAME RATING |  | INTERRUPT RATING | 100 KA AT 415 V | NUMBER OF POLES | 3 | OVERALL SIZE | WD 190 X HT 279.5 X DP 138.5 MM | TRIP SETTING |  | TERMINAL TYPE |  | MOUNTING TYPE |  | HAZARD CLASS |  | CERTIFICATION/STANDARD |  | ADDITIONAL FEATURES EN | VL250L,IN 200 A,IR 200 TO 250 A,II 1200 TO 2500 A,HIGH SWITCHING CAPACITY LINE PROTECTION | ADDITIONAL FEATURES ES |  | ADDITIONAL FEATURES FR | [29 empty] | Production Completed
1203685 | Data Enrichment | STP_002 - 0002 | MKV | OK | 2022-07-13 | 2022-07-15 | [5 empty] | KELVDBC | OEM | BREAKER,CIRCT;SIE,3VL5763-3DC36-0AA0 | BREAKER,CIRCUIT;MNFR:SIEMENS,PTNO:3VL5763-3DC36-0AA0,ADDITIONAL FEATURES EN:VL630L,ICU 100 KA,415 VAC,3 POLE,IN 630 A,IR 500 TO 630 A,II 3250 TO 6500 A,HIGH SWITCHING CAPACITY LINE PROTECTION | 3VL5763-3DC36-0AA0 | 3000032 | SIEMENS | https://mall.industry.siemens.com/mall/en/WW/Catalog/Product/3VL57633DC360AA0 | https://mall.industry.siemens.com/mall/en/ww/Catalog/DatasheetDownload?downloadUrl=teddatasheet%2F%3Fformat%3DPDF%26caller%3DMall%26mlfbs%3D3VL5763-3DC36-0AA0%26language%3Den | SIEMENS | 3VL5763-3DC36-0AA0 | [13 empty] | BREAKER | CIRCUIT | TYPE |  | CURRENT RATING | 630 A | VOLTAGE RATING | 690 V | FRAME RATING |  | INTERRUPT RATING | 100 KA AT 415 V | NUMBER OF POLES | 3 | OVERALL SIZE | WD 190 X HT 279.5 X DP 138.5 MM | TRIP SETTING |  | TERMINAL TYPE |  | MOUNTING TYPE |  | HAZARD CLASS |  | CERTIFICATION/STANDARD |  | ADDITIONAL FEATURES EN | VL630L,IR 500 TO 630 A,II 3250 TO 6500 A,HIGH SWITCHING CAPACITY LINE PROTECTION | ADDITIONAL FEATURES ES |  | ADDITIONAL FEATURES FR | [29 empty] | Production Completed
1193389 | Data Enrichment | STP_002 - 0002 | MKV | OK | 2022-07-13 | 2022-07-15 | [5 empty] | KELVDBC | OEM | BREAKER,CIRCT;SIE,3WL1108-4CB32-1AA2,3 | BREAKER,CIRCUIT;MNFR:SIEMENS,PTNO:3WL1108-4CB32-1AA2,ADDITIONAL FEATURES EN:3 POLE,800 H,1000 V,800 A,50/60 HZ | 3WL1108-4CB32-1AA2 | 3000032 | SIEMENS | https://mall.industry.siemens.com/mall/en/WW/Catalog/Product/3WL11084CB321AA2 | https://mall.industry.siemens.com/mall/en/ww/Catalog/DatasheetDownload?downloadUrl=teddatasheet%2F%3Fformat%3DPDF%26caller%3DMall%26mlfbs%3D3WL1108-4CB32-1AA2%26language%3Den | SIEMENS | 3WL1108-4CB32-1AA2 | [13 empty] | BREAKER | CIRCUIT | TYPE |  | CURRENT RATING | 800 A | VOLTAGE RATING | 690 V | FRAME RATING |  | INTERRUPT RATING | 66 KA AT 690 V | NUMBER OF POLES | 3 | OVERALL SIZE | WD 320 X HT 439.5 X DP 337 MM | TRIP SETTING |  | TERMINAL TYPE |  | MOUNTING TYPE |  | HAZARD CLASS |  | CERTIFICATION/STANDARD |  | ADDITIONAL FEATURES EN | 800 H,1000 V,50/60 HZ | ADDITIONAL FEATURES ES |  | ADDITIONAL FEATURES FR | [29 empty] | Production Completed
1211606 | Data Enrichment | STP_002 - 0002 | MKV | OK | 2022-07-13 | 2022-07-15 | [5 empty] | KELVDBC | OEM | BREAKER,CIRCT;SIE,3WL1110-4CB32-1AA2,AIR | BREAKER,CIRCUIT;MNFR:SIEMENS,PTNO:3WL1110-4CB32-1AA2,ADDITIONAL FEATURES EN:AIR,3 POLE,WL I 1000H,1000 V,1000 A,50/60 HZ | 3WL1110-4CB32-1AA2 | 3000032 | SIEMENS | https://mall.industry.siemens.com/mall/en/en/Catalog/product?mlfb=3WL1110-4CB32-1AA2 | https://mall.industry.siemens.com/mall/en/ww/Catalog/DatasheetDownload?downloadUrl=teddatasheet%2F%3Fformat%3DPDF%26caller%3DMall%26mlfbs%3D3WL1110-4CB32-1AA2%26language%3Den | SIEMENS | 3WL1110-4CB32-1AA2 | [13 empty] | BREAKER | CIRCUIT | TYPE | AIR | CURRENT RATING | 1000 A | VOLTAGE RATING | 690 V | FRAME RATING |  | INTERRUPT RATING | 66 KA AT 690 V | NUMBER OF POLES | 3 | OVERALL SIZE | WD 320 X HT 439.5 X DP 337 MM | TRIP SETTING |  | TERMINAL TYPE |  | MOUNTING TYPE |  | HAZARD CLASS |  | CERTIFICATION/STANDARD |  | ADDITIONAL FEATURES EN | WL I 1000H,1000 V,50/60 HZ | ADDITIONAL FEATURES ES |  | ADDITIONAL FEATURES FR | [29 empty] | Production Completed
1215028 | Data Enrichment | STP_002 - 0002 | MKV | OK | 2022-07-13 | 2022-07-15 | [5 empty] | KELVDBC | OEM | BREAKER,CIRCT;SIE,3WL1232-3FB32-5FA2,AIR | BREAKER,CIRCUIT;MNFR:SIEMENS,PTNO:3WL1232-3FB32-5FA2,ADDITIONAL FEATURES EN:AIR,3 POLE,WL II 3200S,1000 V,3200 A,50/60 HZ | 3WL1232-3FB32-5FA2 | 3000032 | SIEMENS | https://mall.industry.siemens.com/mall/en/WW/Catalog/Product/3WL12323FB321AA2 | https://mall.industry.siemens.com/mall/en/ww/Catalog/DatasheetDownload?downloadUrl=teddatasheet%2F%3Fformat%3DPDF%26caller%3DMall%26mlfbs%3D3WL1232-3FB32-1AA2%26language%3Den | SIEMENS | 3WL1232-3FB32-1AA2 | [13 empty] | BREAKER | CIRCUIT | TYPE | AIR | CURRENT RATING | 3200 A | VOLTAGE RATING | 690 V | FRAME RATING |  | INTERRUPT RATING | 75 KA AT 690 V | NUMBER OF POLES | 3 | OVERALL SIZE | WD 460 X HT 440.5 X DP 337 MM | TRIP SETTING |  | TERMINAL TYPE |  | MOUNTING TYPE |  | HAZARD CLASS |  | CERTIFICATION/STANDARD |  | ADDITIONAL FEATURES EN | WL II 3200S,1000 V,50/60 HZ | ADDITIONAL FEATURES ES |  | ADDITIONAL FEATURES FR | [29 empty] | Production Completed
1320965 | Data Enrichment | STP_002 - 0002 | MKV | OK | 2022-07-13 | 2022-07-15 | [5 empty] | KELVDB |  | BREAKER,CIRCT;SIE,5SM3644-4,RCCB | BREAKER,CIRCUIT;RCCB TYPE B ,40 A,300 MA,400 V,4 P,MNFR:SIEMENS,PTNO:5SM3644-4 | 5SM3644-4 |  |  | https://mall.industry.siemens.com/mall/en/WW/Catalog/Product/5SM3644-4 | https://mall.industry.siemens.com/mall/en/ww/Catalog/DatasheetDownload?downloadUrl=teddatasheet%2F%3Fformat%3DPDF%26caller%3DMall%26mlfbs%3D5SM3644-4%26language%3Den | SIEMENS | 5SM3644-4 | [13 empty] | BREAKER | CIRCUIT | TYPE | RESIDUAL CURRENT,TYPE B | CURRENT RATING | 300 MA | VOLTAGE RATING | 400 V | FRAME RATING |  | INTERRUPT RATING | 10 KA | NUMBER OF POLES | 4 | OVERALL SIZE | WD 72 X HT 90 X DP 77 MM | TRIP SETTING |  | TERMINAL TYPE |  | MOUNTING TYPE |  | HAZARD CLASS |  | CERTIFICATION/STANDARD |  | ADDITIONAL FEATURES EN |  | ADDITIONAL FEATURES ES |  | ADDITIONAL FEATURES FR | [29 empty] | Production Completed
1232996 | Data Enrichment | STP_002 - 0002 | MKV | OK | 2022-07-13 | 2022-07-15 | [5 empty] | KELVDBC | OEM | BREAKER,CIRCT;SIE,5SV3314-6LA,RESIDUAL | BREAKER,CIRCUIT;MNFR:SIEMENS,PTNO:5SV3314-6LA,ADDITIONAL FEATURES EN:RESIDUAL CURRENT OPERATED,2 POLE,TYPE A,IN 40 A,30 MA,UN 230 VAC,WITH THERM | 5SV3314-6LA | 3000032 | SIEMENS | https://mall.industry.siemens.com/mall/en/ww/Catalog/Product/?mlfb=5SV3314-6LA | https://mall.industry.siemens.com/mall/en/ww/Catalog/DatasheetDownload?downloadUrl=teddatasheet%2F%3Fformat%3DPDF%26caller%3DMall%26mlfbs%3D5SV3314-6LA%26language%3Den | SIEMENS | 5SV3314-6LA | [13 empty] | BREAKER | CIRCUIT | TYPE | RESIDUAL CURRENT,TYPE A | CURRENT RATING | 30 MA | VOLTAGE RATING | 230 V | FRAME RATING |  | INTERRUPT RATING | 10 KA | NUMBER OF POLES | 2 | OVERALL SIZE | WD 36 X HT 90 X DP 70 MM | TRIP SETTING |  | TERMINAL TYPE |  | MOUNTING TYPE |  | HAZARD CLASS |  | CERTIFICATION/STANDARD | IEC 60068-2-30 | ADDITIONAL FEATURES EN | WITH THERM | ADDITIONAL FEATURES ES |  | ADDITIONAL FEATURES FR | [29 empty] | Production Completed
1320964 | Data Enrichment | STP_002 - 0002 | MKV | OK | 2022-07-13 | 2022-07-15 | [5 empty] | KELVDB |  | BREAKER,CIRCT;SIE,5SV3352-6,RCCB | BREAKER,CIRCUIT;RCCB TYPE A,25 A,30 MA,500 V,4 P,MNFR:SIEMENS,PTNO:5SV3352-6 | 5SV3352-6 |  |  | https://mall.industry.siemens.com/mall/en/ww/Catalog/Product/?mlfb=5SV3352-6 | https://mall.industry.siemens.com/mall/en/ww/Catalog/DatasheetDownload?downloadUrl=teddatasheet%2F%3Fformat%3DPDF%26caller%3DMall%26mlfbs%3D5SV3352-6%26language%3Den | SIEMENS | 5SV3352-6 | [13 empty] | BREAKER | CIRCUIT | TYPE | RESIDUAL CURRENT,TYPE A | CURRENT RATING | 30 MA | VOLTAGE RATING | 500 V | FRAME RATING |  | INTERRUPT RATING | 10 KA | NUMBER OF POLES | 4 | OVERALL SIZE | WD 72 X HT 90 X DP 70 MM | TRIP SETTING |  | TERMINAL TYPE |  | MOUNTING TYPE |  | HAZARD CLASS |  | CERTIFICATION/STANDARD | IEC 60068-2-30 | ADDITIONAL FEATURES EN |  | ADDITIONAL FEATURES ES |  | ADDITIONAL FEATURES FR | [29 empty] | Production Completed
1233001 | Data Enrichment | STP_002 - 0002 | MKV | OK | 2022-07-13 | 2022-07-15 | [5 empty] | KELVDBC | OEM | BREAKER,CIRCT;SIE,5SV3412-6,RESIDUAL CUR | BREAKER,CIRCUIT;MNFR:SIEMENS,PTNO:5SV3412-6,ADDITIONAL FEATURES EN:RESIDUAL CURRENT OPERATED,2 POLE,TYPE A IN 25A 100MA UN 230 VAC | 5SV3412-6 | 3000032 | SIEMENS | https://www.lowvoltage.siemens.com/mobile/product.php?5SV3412-6 | https://mall.industry.siemens.com/mall/en/ww/Catalog/DatasheetDownload?downloadUrl=teddatasheet%2F%3Fformat%3DPDF%26caller%3DMall%26mlfbs%3D5SV3412-6%26language%3Den | SIEMENS | 5SV3412-6 | [13 empty] | BREAKER | CIRCUIT | TYPE | RESIDUAL CURRENT,TYPE A | CURRENT RATING | 100 MA | VOLTAGE RATING | 230/400 V | FRAME RATING |  | INTERRUPT RATING | 10 KA | NUMBER OF POLES | 2 | OVERALL SIZE | WD 36 X HT 90 X DP 70 MM | TRIP SETTING |  | TERMINAL TYPE |  | MOUNTING TYPE |  | HAZARD CLASS |  | CERTIFICATION/STANDARD | IEC 60068-2-30 | ADDITIONAL FEATURES EN | IN 25A UN | ADDITIONAL FEATURES ES |  | ADDITIONAL FEATURES FR | [29 empty] | Production Completed
1207881 | Data Enrichment | STP_002 - 0002 | MKV | OK | 2022-07-13 | 2022-07-15 | [5 empty] | KELVDBC | OEM | BREAKER,CIRCT;SIE,5SV3442-6,RESIDUAL CUR | BREAKER,CIRCUIT;MNFR:SIEMENS,PTNO:5SV3442-6,ADDITIONAL FEATURES EN:RESIDUAL CURRENT OPERATED,4-POLE,TYPE A,IN 25 A,100 MA,UN 400 VAC | 5SV3442-6 | 3000032 | SIEMENS | https://www.lowvoltage.siemens.com/mobile/product.php?5SV3442-6 | https://mall.industry.siemens.com/mall/en/ww/Catalog/DatasheetDownload?downloadUrl=teddatasheet%2F%3Fformat%3DPDF%26caller%3DMall%26mlfbs%3D5SV3442-6%26language%3Den | SIEMENS | 5SV3442-6 | [13 empty] | BREAKER | CIRCUIT | TYPE | RESIDUAL CURRENT,TYPE A | CURRENT RATING | 100 MA | VOLTAGE RATING | 230/400 V | FRAME RATING |  | INTERRUPT RATING | 10 KA | NUMBER OF POLES | 4 | OVERALL SIZE | WD 72 X HT 90 X DP 70 MM | TRIP SETTING |  | TERMINAL TYPE |  | MOUNTING TYPE |  | HAZARD CLASS |  | CERTIFICATION/STANDARD | IEC 60068-2-30 | ADDITIONAL FEATURES EN |  | ADDITIONAL FEATURES ES |  | ADDITIONAL FEATURES FR | [29 empty] | Production Completed
1217427 | Data Enrichment | STP_002 - 0002 | MKV | OK | 2022-07-13 | 2022-07-15 | [5 empty] | KELVDBC | OEM | BREAKER,CIRCT;SIE,5SV3444-6LA,RESIDUAL | BREAKER,CIRCUIT;MNFR:SIEMENS,PTNO:5SV3444-6LA,ADDITIONAL FEATURES EN:RESIDUAL CURRENT OPERATED,4-POLE,TYPE A,IN 40A,100 MA,UN 400 VAC,WITH THER | 5SV3444-6LA | 3000032 | SIEMENS | https://mall.industry.siemens.com/mall/en/WW/Catalog/Product/5SV3444-6LA | https://mall.industry.siemens.com/mall/en/ww/Catalog/DatasheetDownload?downloadUrl=teddatasheet%2F%3Fformat%3DPDF%26caller%3DMall%26mlfbs%3D5SV3444-6LA%26language%3Den | SIEMENS | 5SV3444-6LA | [13 empty] | BREAKER | CIRCUIT | TYPE | RESIDUAL CURRENT,TYPE A | CURRENT RATING | 100 MA | VOLTAGE RATING | 230/400 V | FRAME RATING |  | INTERRUPT RATING | 10 KA | NUMBER OF POLES | 4 | OVERALL SIZE | WD 72 X HT 90 X DP 70 MM | TRIP SETTING |  | TERMINAL TYPE |  | MOUNTING TYPE |  | HAZARD CLASS |  | CERTIFICATION/STANDARD | IEC 60068-2-30 | ADDITIONAL FEATURES EN | WITH THER | ADDITIONAL FEATURES ES |  | ADDITIONAL FEATURES FR | [29 empty] | Production Completed
1233000 | Data Enrichment | STP_002 - 0002 | MKV | OK | 2022-07-13 | 2022-07-15 | [5 empty] | KELVDBC | OEM | BREAKER,CIRCT;SIE,5SV3644-8LA,RESIDUAL | BREAKER,CIRCUIT;MNFR:SIEMENS,PTNO:5SV3644-8LA,ADDITIONAL FEATURES EN:RESIDUAL CURRENT OPERATED,4 POLE,TYPE A,SELECTIVE IN 40 A,300 MA,UN 400 VAC | 5SV3644-8LA | 3000032 | SIEMENS | https://www.lowvoltage.siemens.com/mobile/product.php?5SV3644-8LA | https://mall.industry.siemens.com/mall/en/ww/Catalog/DatasheetDownload?downloadUrl=teddatasheet%2F%3Fformat%3DPDF%26caller%3DMall%26mlfbs%3D5SV3644-8LA%26language%3Den | SIEMENS | 5SV3644-8LA | [13 empty] | BREAKER | CIRCUIT | TYPE | RESIDUAL CURRENT,TYPE A | CURRENT RATING | 300 MA | VOLTAGE RATING | 230/400 V | FRAME RATING |  | INTERRUPT RATING | 10 KA | NUMBER OF POLES | 4 | OVERALL SIZE | WD 72 X HT 90 X DP 70 MM | TRIP SETTING |  | TERMINAL TYPE |  | MOUNTING TYPE |  | HAZARD CLASS |  | CERTIFICATION/STANDARD | IEC 60068-2-30 | ADDITIONAL FEATURES EN |  | ADDITIONAL FEATURES ES |  | ADDITIONAL FEATURES FR | [29 empty] | Production Completed
1233271 | Data Enrichment | STP_002 - 0002 | MKV | OK | 2022-07-13 | 2022-07-15 | [5 empty] | KELVDBC | OEM | BREAKER,CIRCT;SIE,5SV43120,RESIDUAL CUR | BREAKER,CIRCUIT;MNFR:SIEMENS,PTNO:5SV43120,ADDITIONAL FEATURES EN:RESIDUAL CURRENT OPERATED RCCB 2 POLE TYPE AC IN 25 A 30 MA UN AC 230 V | 5SV43120 | 3000032 | SIEMENS | https://mall.industry.siemens.com/mall/en/WW/Catalog/Product/5SV4312-0 | https://mall.industry.siemens.com/mall/en/ww/Catalog/DatasheetDownload?downloadUrl=teddatasheet%2F%3Fformat%3DPDF%26caller%3DMall%26mlfbs%3D5SV4312-0%26language%3Den | SIEMENS | 5SV4312-0 | [13 empty] | BREAKER | CIRCUIT | TYPE | RESIDUAL CURRENT,TYPE A | CURRENT RATING | 30 MA | VOLTAGE RATING | 230 V | FRAME RATING |  | INTERRUPT RATING | 10 KA | NUMBER OF POLES | 2 | OVERALL SIZE | WD 36 X HT 90 X DP 70 MM | TRIP SETTING |  | TERMINAL TYPE |  | MOUNTING TYPE |  | HAZARD CLASS |  | CERTIFICATION/STANDARD | IEC 60068-2-30 | ADDITIONAL FEATURES EN |  | ADDITIONAL FEATURES ES |  | ADDITIONAL FEATURES FR | [29 empty] | Production Completed
1205023 | Data Enrichment | STP_002 - 0002 | MKV | OK | 2022-07-13 | 2022-07-15 | [5 empty] | KELVDBC | OEM | BREAKER,CIRCT;SIE,5SV44120,RESIDUAL CUR | BREAKER,CIRCUIT;MNFR:SIEMENS,PTNO:5SV44120,ADDITIONAL FEATURES EN:RESIDUAL CURRENT OPERATED 2-POLE,TYPE AC,IN 25 A,100 MA,230 VAC | 5SV44120 | 3000032 | SIEMENS | https://mall.industry.siemens.com/mall/en/WW/Catalog/Product/5SV4412-0 | https://mall.industry.siemens.com/mall/en/ww/Catalog/DatasheetDownload?downloadUrl=teddatasheet%2F%3Fformat%3DPDF%26caller%3DMall%26mlfbs%3D5SV4412-0%26language%3Den | SIEMENS | 5SV4412-0 | [13 empty] | BREAKER | CIRCUIT | TYPE | RESIDUAL CURRENT,TYPE A | CURRENT RATING | 100 MA | VOLTAGE RATING | 230/400 V | FRAME RATING |  | INTERRUPT RATING | 10 KA | NUMBER OF POLES | 2 | OVERALL SIZE | WD 36 X HT 90 X DP 70 MM | TRIP SETTING |  | TERMINAL TYPE |  | MOUNTING TYPE |  | HAZARD CLASS |  | CERTIFICATION/STANDARD | IEC 60068-2-30 | ADDITIONAL FEATURES EN |  | ADDITIONAL FEATURES ES |  | ADDITIONAL FEATURES FR | [29 empty] | Production Completed
1320954 | Data Enrichment | STP_002 - 0002 | MKV | OK | 2022-07-13 | 2022-07-15 | [5 empty] | KELVDB |  | BREAKER,CIRCT;SIE,5SY4102-7CC,2 A,230 V | BREAKER,CIRCUIT;2 A,230 V,10 KA,1 P,MNFR:SIEMENS,PTNO:5SY4102-7CC | 5SY4102-7CC |  |  | https://mall.industry.siemens.com/mall/en/cn/Catalog/Product/5SY4102-7CC | https://mall.industry.siemens.com/mall/en/cn/Catalog/DatasheetDownload?downloadUrl=teddatasheet%2F%3Fformat%3DPDF%26caller%3DMall%26mlfbs%3D5SY4102-7CC%26language%3Den | SIEMENS | 5SY4102-7CC | [13 empty] | BREAKER | CIRCUIT | TYPE | MINIATURE | CURRENT RATING | 2 A | VOLTAGE RATING | 400 V | FRAME RATING |  | INTERRUPT RATING | 5 KA | NUMBER OF POLES | 1 | OVERALL SIZE | WD 18 X HT 90 X DP 76 MM | TRIP SETTING |  | TERMINAL TYPE |  | MOUNTING TYPE |  | HAZARD CLASS |  | CERTIFICATION/STANDARD | IEC 81346-2,EN 61346-2 | ADDITIONAL FEATURES EN |  | ADDITIONAL FEATURES ES |  | ADDITIONAL FEATURES FR | [29 empty] | Production Completed
1320955 | Data Enrichment | STP_002 - 0002 | MKV | OK | 2022-07-13 | 2022-07-15 | [5 empty] | KELVDB |  | BREAKER,CIRCT;SIE,5SY4106-7CC,6 A,230 V | BREAKER,CIRCUIT;6 A,230 V,10 KA,1 P,MNFR:SIEMENS,PTNO:5SY4106-7CC | 5SY4106-7CC |  |  | https://mall.industry.siemens.com/mall/en/cn/Catalog/Product/5SY4106-7CC | https://mall.industry.siemens.com/mall/en/cn/Catalog/DatasheetDownload?downloadUrl=teddatasheet%2F%3Fformat%3DPDF%26caller%3DMall%26mlfbs%3D5SY4106-7CC%26language%3Den | SIEMENS | 5SY4106-7CC | [13 empty] | BREAKER | CIRCUIT | TYPE | MINIATURE | CURRENT RATING | 6 A | VOLTAGE RATING | 400 V | FRAME RATING |  | INTERRUPT RATING | 5 KA | NUMBER OF POLES | 1 | OVERALL SIZE | WD 18 X HT 90 X DP 76 MM | TRIP SETTING |  | TERMINAL TYPE |  | MOUNTING TYPE |  | HAZARD CLASS |  | CERTIFICATION/STANDARD | IEC 81346-2,EN 61346-2 | ADDITIONAL FEATURES EN |  | ADDITIONAL FEATURES ES |  | ADDITIONAL FEATURES FR | [29 empty] | Production Completed
1320952 | Data Enrichment | STP_002 - 0002 | MKV | OK | 2022-07-13 | 2022-07-15 | [5 empty] | KELVDB |  | BREAKER,CIRCT;SIE,5SY4110-7CC,10 A | BREAKER,CIRCUIT;10 A,230/400 V,10 KA,1 P,MNFR:SIEMENS,PTNO:5SY4110-7CC | 5SY4110-7CC |  |  | https://mall.industry.siemens.com/mall/en/cn/Catalog/Product/5SY4110-7CC | https://mall.industry.siemens.com/mall/en/cn/Catalog/DatasheetDownload?downloadUrl=teddatasheet%2F%3Fformat%3DPDF%26caller%3DMall%26mlfbs%3D5SY4110-7CC%26language%3Den | SIEMENS | 5SY4110-7CC | [13 empty] | BREAKER | CIRCUIT | TYPE | MINIATURE | CURRENT RATING | 10 A | VOLTAGE RATING | 400 V | FRAME RATING |  | INTERRUPT RATING | 5 KA | NUMBER OF POLES | 1 | OVERALL SIZE | WD 18 X HT 90 X DP 76 MM | TRIP SETTING |  | TERMINAL TYPE |  | MOUNTING TYPE |  | HAZARD CLASS |  | CERTIFICATION/STANDARD | IEC 81346-2,EN 61346-2 | ADDITIONAL FEATURES EN |  | ADDITIONAL FEATURES ES |  | ADDITIONAL FEATURES FR | [29 empty] | Production Completed
1233034 | Data Enrichment | STP_002 - 0002 | MKV | OK | 2022-07-13 | 2022-07-15 | [5 empty] | KELVDBC | OEM | BREAKER,CIRCT;SIE,5SY42028,MINTR 2 POLE | BREAKER,CIRCUIT;MNFR:SIEMENS,PTNO:5SY42028,ADDITIONAL FEATURES EN:MINIATURE 2 POLE 2A 400V | 5SY42028 | 3000032 | SIEMENS | https://mall.industry.siemens.com/mall/en/us/Catalog/Product/5SY42028 | https://mall.industry.siemens.com/mall/en/us/Catalog/DatasheetDownload?downloadUrl=teddatasheet%2F%3Fformat%3DPDF%26caller%3DMall%26mlfbs%3D5SY42028%26language%3Den | SIEMENS | 5SY42028 | [13 empty] | BREAKER | CIRCUIT | TYPE | MINIATURE | CURRENT RATING | 2 A | VOLTAGE RATING | 400 V | FRAME RATING |  | INTERRUPT RATING | 5 KA | NUMBER OF POLES | 2 | OVERALL SIZE | WD 36 X HT 90 X DP 76 MM | TRIP SETTING |  | TERMINAL TYPE |  | MOUNTING TYPE |  | HAZARD CLASS |  | CERTIFICATION/STANDARD | IEC 81346-2,EN 61346-2 | ADDITIONAL FEATURES EN |  | ADDITIONAL FEATURES ES |  | ADDITIONAL FEATURES FR | [29 empty] | Production Completed
1320951 | Data Enrichment | STP_002 - 0002 | MKV | OK | 2022-07-13 | 2022-07-15 | [5 empty] | KELVDB |  | BREAKER,CIRCT;SIE,5SY4210-8,10 KA,8 A | BREAKER,CIRCUIT;10 KA,8 A,2 P,MNFR:SIEMENS,PTNO:5SY4210-8 | 5SY4210-8 |  |  | https://mall.industry.siemens.com/mall/en/ww/Catalog/Product/?mlfb=5SY4210-8 | https://mall.industry.siemens.com/mall/en/ww/Catalog/DatasheetDownload?downloadUrl=teddatasheet%2F%3Fformat%3DPDF%26caller%3DMall%26mlfbs%3D5SY4210-8%26language%3Den | SIEMENS | 5SY4210-8 | [13 empty] | BREAKER | CIRCUIT | TYPE | MINIATURE | CURRENT RATING | 10 A | VOLTAGE RATING | 400 V | FRAME RATING |  | INTERRUPT RATING | 5 KA | NUMBER OF POLES | 2 | OVERALL SIZE | WD 36 X HT 90 X DP 76 MM | TRIP SETTING |  | TERMINAL TYPE |  | MOUNTING TYPE |  | HAZARD CLASS |  | CERTIFICATION/STANDARD | IEC 81346-2,EN 61346-2 | ADDITIONAL FEATURES EN |  | ADDITIONAL FEATURES ES |  | ADDITIONAL FEATURES FR | [29 empty] | Production Completed
1320953 | Data Enrichment | STP_002 - 0002 | MKV | OK | 2022-07-13 | 2022-07-15 | [5 empty] | KELVDB |  | BREAKER,CIRCT;SIE,5SY4310-7CC,10 A | BREAKER,CIRCUIT;10 A,230/400 V,10 KA,3 P,MNFR:SIEMENS,PTNO:5SY4310-7CC | 5SY4310-7CC |  |  | https://mall.industry.siemens.com/mall/en/cn/Catalog/Product/5SY4310-7CC | https://mall.industry.siemens.com/mall/en/cn/Catalog/DatasheetDownload?downloadUrl=teddatasheet%2F%3Fformat%3DPDF%26caller%3DMall%26mlfbs%3D5SY4310-7CC%26language%3Den | SIEMENS | 5SY4310-7CC | [13 empty] | BREAKER | CIRCUIT | TYPE | MINIATURE | CURRENT RATING | 10 A | VOLTAGE RATING | 400 V | FRAME RATING |  | INTERRUPT RATING | 5 KA | NUMBER OF POLES | 3 | OVERALL SIZE | WD 54 X HT 90 X DP 76 MM | TRIP SETTING |  | TERMINAL TYPE |  | MOUNTING TYPE |  | HAZARD CLASS |  | CERTIFICATION/STANDARD | IEC 81346-2,EN 61346-2 | ADDITIONAL FEATURES EN |  | ADDITIONAL FEATURES ES |  | ADDITIONAL FEATURES FR | [29 empty] | Production Completed
1075393 | Data Enrichment | STP_002 - 0002 | MKV | OK | 2022-07-13 | 2022-07-15 | [5 empty] | KDELBVC | OEM | BREAKER,CIRCT;SIE,5SY6101-7,1A 1 POLE | BREAKER,CIRCUIT;MNFR:SIEMENS,PTNO:5SY6101-7,ADDITIONAL FEATURES EN:1A 1 POLE 230/400V 6KA MODULAR,1 POLE,C,T 70MM | 5SY6101-7 | 3000032 | SIEMENS | https://mall.industry.siemens.com/mall/en/ww/Catalog/Product/?mlfb=5SY6101-7 | https://mall.industry.siemens.com/mall/en/ww/Catalog/DatasheetDownload?downloadUrl=teddatasheet%2F%3Fformat%3DPDF%26caller%3DMall%26mlfbs%3D5SY6101-7%26language%3Den | SIEMENS | 5SY6101-7 | [13 empty] | BREAKER | CIRCUIT | TYPE | MINIATURE | CURRENT RATING | 1 A | VOLTAGE RATING | 400 V | FRAME RATING |  | INTERRUPT RATING | 5 KA | NUMBER OF POLES | 1 | OVERALL SIZE | WD 18 X HT 90 X DP 76 MM | TRIP SETTING |  | TERMINAL TYPE |  | MOUNTING TYPE |  | HAZARD CLASS |  | CERTIFICATION/STANDARD | IEC 81346-2,EN 61346-2 | ADDITIONAL FEATURES EN |  | ADDITIONAL FEATURES ES |  | ADDITIONAL FEATURES FR | [29 empty] | Production Completed
1013394 | Data Enrichment | STP_002 - 0002 | MKV | OK | 2022-07-13 | 2022-07-15 | [5 empty] | KELVDBC | OEM | BREAKER,CIRCT;SIE,5SY6102-7,2 A,1 P | BREAKER,CIRCUIT;MNFR:SIEMENS,PTNO:5SY6102-7,ADDITIONAL FEATURES EN:2 A,1 P | 5SY6102-7 | 3000032 | SIEMENS | https://mall.industry.siemens.com/mall/en/ww/Catalog/Product/5SY6102-7 | https://mall.industry.siemens.com/mall/en/ww/Catalog/DatasheetDownload?downloadUrl=teddatasheet%2F%3Fformat%3DPDF%26caller%3DMall%26mlfbs%3D5SY6102-7%26language%3Den | SIEMENS | 5SY6102-7 | [13 empty] | BREAKER | CIRCUIT | TYPE | MINIATURE | CURRENT RATING | 2 A | VOLTAGE RATING | 400 V | FRAME RATING |  | INTERRUPT RATING | 5 KA | NUMBER OF POLES | 1 | OVERALL SIZE | WD 18 X HT 90 X DP 76 MM | TRIP SETTING |  | TERMINAL TYPE |  | MOUNTING TYPE |  | HAZARD CLASS |  | CERTIFICATION/STANDARD | IEC 81346-2,EN 61346-2 | ADDITIONAL FEATURES EN |  | ADDITIONAL FEATURES ES |  | ADDITIONAL FEATURES FR | [29 empty] | Production Completed
1254164 | Data Enrichment | STP_002 - 0002 | MKV | OK | 2022-07-13 | 2022-07-15 | [5 empty] | KELVDBCQ | OEM | BREAKER,CIRCT;SIE,5SY6104-7,CTE:4A,PIN 1 | BREAKER,CIRCUIT;MNFR:SIEMENS,PTNO:5SY6104-7,ADDITIONAL FEATURES EN:CTE:4A,PIN 1 VOLTAGE:230/400V,CHAP. RUPT .:6KA CURVE:C,SIZE:D-70MM M OUNTING:RIELDING 35MM,TYPE:THUMBNAIL | 5SY6104-7 | 3000032 | SIEMENS | https://mall.industry.siemens.com/mall/en/ww/Catalog/Product/?mlfb=5SY6104-7 | https://mall.industry.siemens.com/mall/en/ww/Catalog/DatasheetDownload?downloadUrl=teddatasheet%2F%3Fformat%3DPDF%26caller%3DMall%26mlfbs%3D5SY6104-7%26language%3Den | SIEMENS | 5SY6104-7 | [13 empty] | BREAKER | CIRCUIT | TYPE | MINIATURE | CURRENT RATING | 4 A | VOLTAGE RATING | 400 V | FRAME RATING |  | INTERRUPT RATING | 5 KA | NUMBER OF POLES | 1 | OVERALL SIZE | WD 18 X HT 90 X DP 76 MM | TRIP SETTING |  | TERMINAL TYPE |  | MOUNTING TYPE |  | HAZARD CLASS |  | CERTIFICATION/STANDARD | IEC 81346-2,EN 61346-2 | ADDITIONAL FEATURES EN |  | ADDITIONAL FEATURES ES |  | ADDITIONAL FEATURES FR | [29 empty] | Production Completed
1254165 | Data Enrichment | STP_002 - 0002 | MKV | OK | 2022-07-13 | 2022-07-18 | [5 empty] | KELVDBC | OEM | BREAKER,CIRCT;SIE,5SY6106-7,CTE:6A | BREAKER,CIRCUIT;MNFR:SIEMENS,PTNO:5SY6106-7,ADDITIONAL FEATURES EN:CTE:6A,POLOS:1 TENSION:230/400V,CAP . RUPT.:6KA CURVA:C,TAMANO:D- 70MM M ONTAJE:.,TIPO:MINIATURA | 5SY6106-7 | 3000032 | SIEMENS | https://mall.industry.siemens.com/mall/en/WW/Catalog/Product/5SY6106-7 | https://mall.industry.siemens.com/mall/en/ww/Catalog/DatasheetDownload?downloadUrl=teddatasheet%2F%3Fformat%3DPDF%26caller%3DMall%26mlfbs%3D5SY6106-7%26language%3Den | SIEMENS | 5SY6106-7 | [11 empty] | 39121601 | Circuit breakers | BREAKER | CIRCUIT | TYPE | MINIATURE | CURRENT RATING | 6 A | VOLTAGE RATING | 400 V | FRAME RATING |  | INTERRUPT RATING | 5 KA | NUMBER OF POLES | 1 | OVERALL SIZE | WD 18 X HT 90 X DP 76 MM | TRIP SETTING |  | TERMINAL TYPE |  | MOUNTING TYPE |  | HAZARD CLASS |  | CERTIFICATION/STANDARD | IEC 81346-2,EN 61346-2,IEC 60068-2-30 | ADDITIONAL FEATURES EN |  | ADDITIONAL FEATURES ES |  | ADDITIONAL FEATURES FR | [29 empty] | Production Completed
1066717 | Data Enrichment | STP_002 - 0002 | MKV | OK | 2022-07-13 | 2022-07-18 | [5 empty] | KELVDBC | OEM | BREAKER,CIRCT;SIE,5SY71027CC,2 A,1 P | BREAKER,CIRCUIT;MNFR:SIEMENS,PTNO:5SY71027CC,ADDITIONAL FEATURES EN:2 A,1 P | 5SY71027CC | 3000032 | SIEMENS | https://mall.industry.siemens.com/mall/en/cn/Catalog/Product/5SY71027CC | https://mall.industry.siemens.com/mall/en/cn/Catalog/DatasheetDownload?downloadUrl=teddatasheet%2F%3Fformat%3DPDF%26caller%3DMall%26mlfbs%3D5SY7102-7CC%26language%3Den | SIEMENS | 5SY7102-7CC | [11 empty] | 39121601 | Circuit breakers | BREAKER | CIRCUIT | TYPE | MINIATURE | CURRENT RATING | 2 A | VOLTAGE RATING | 400 V | FRAME RATING |  | INTERRUPT RATING | 5 KA | NUMBER OF POLES | 1 | OVERALL SIZE | WD 18 X HT 90 X DP 76 MM | TRIP SETTING |  | TERMINAL TYPE |  | MOUNTING TYPE |  | HAZARD CLASS |  | CERTIFICATION/STANDARD | IEC 81346-2,EN 61346-2,IEC 60068-2-30 | ADDITIONAL FEATURES EN |  | ADDITIONAL FEATURES ES |  | ADDITIONAL FEATURES FR | [29 empty] | Production Completed
1222476 | Data Enrichment | STP_002 - 0002 | MKV | OK | 2022-07-13 | 2022-07-18 | [5 empty] | KELVDBC | OEM | BREAKER,CIRCT;SIE,5SY7106-7CC,MINTR,1 | BREAKER,CIRCUIT;MNFR:SIEMENS,PTNO:5SY7106-7CC,ADDITIONAL FEATURES EN:MINIATURE,1 POLE,TYPE C,LATHAM MODEL FILTER-PRESS | 5SY7106-7CC | 3000032 | SIEMENS | https://mall.industry.siemens.com/mall/en/za/Catalog/Product/5SY7106-7CC | https://mall.industry.siemens.com/mall/en/za/Catalog/DatasheetDownload?downloadUrl=teddatasheet%2F%3Fformat%3DPDF%26caller%3DMall%26mlfbs%3D5SY7106-7CC%26language%3Den | SIEMENS | 5SY7106-7CC | [11 empty] | 39121601 | Circuit breakers | BREAKER | CIRCUIT | TYPE | MINIATURE | CURRENT RATING | 6 A | VOLTAGE RATING | 400 V | FRAME RATING |  | INTERRUPT RATING | 5 KA | NUMBER OF POLES | 1 | OVERALL SIZE | WD 18 X HT 90 X DP 76 MM | TRIP SETTING |  | TERMINAL TYPE |  | MOUNTING TYPE |  | HAZARD CLASS |  | CERTIFICATION/STANDARD | IEC 81346-2,EN 61346-2,IEC 60068-2-30 | ADDITIONAL FEATURES EN | TYPE C,LATHAM MODEL FILTER-PRESS | ADDITIONAL FEATURES ES |  | ADDITIONAL FEATURES FR | [29 empty] | Production Completed
1232994 | Data Enrichment | STP_002 - 0002 | MKV | OK | 2022-07-13 | 2022-07-18 | [5 empty] | KELVDBC | OEM | BREAKER,CIRCT;SIE,5SY71107CC,MINTR | BREAKER,CIRCUIT;MNFR:SIEMENS,PTNO:5SY71107CC,ADDITIONAL FEATURES EN:MINIATURE,230/400 V,15 KA,1 POLE,C,10 A | 5SY71107CC | 3000032 | SIEMENS | https://mall.industry.siemens.com/mall/en/cn/Catalog/Product/5SY71107CC |  | SIEMENS | 5SY7110-7CC | [11 empty] | 39121601 | Circuit breakers | BREAKER | CIRCUIT | TYPE | MINIATURE | CURRENT RATING | 10 A | VOLTAGE RATING | 400 V | FRAME RATING |  | INTERRUPT RATING | 5 KA | NUMBER OF POLES | 1 | OVERALL SIZE | WD 18 X HT 90 X DP 76 MM | TRIP SETTING |  | TERMINAL TYPE |  | MOUNTING TYPE |  | HAZARD CLASS |  | CERTIFICATION/STANDARD | IEC 81346-2,EN 61346-2,IEC 60068-2-30,EN 60898,IEC 60947-2 | ADDITIONAL FEATURES EN |  | ADDITIONAL FEATURES ES |  | ADDITIONAL FEATURES FR | [29 empty] | Production Completed
1232999 | Data Enrichment | STP_002 - 0002 | MKV | OK | 2022-07-13 | 2022-07-18 | [5 empty] | KELVDBC | OEM | BREAKER,CIRCT;SIE,5SY71167CC,MINTR | BREAKER,CIRCUIT;MNFR:SIEMENS,PTNO:5SY71167CC,ADDITIONAL FEATURES EN:MINIATURE,230/400 V,15 KA,1 POLE,C,16 A | 5SY71167CC | 3000032 | SIEMENS | https://mall.industry.siemens.com/mall/en/za/Catalog/Product/5SY7116-7CC | https://mall.industry.siemens.com/mall/en/za/Catalog/DatasheetDownload?downloadUrl=teddatasheet%2F%3Fformat%3DPDF%26caller%3DMall%26mlfbs%3D5SY7116-7CC%26language%3Den | SIEMENS | 5SY7116-7CC | [11 empty] | 39121601 | Circuit breakers | BREAKER | CIRCUIT | TYPE | MINIATURE | CURRENT RATING | 16 A | VOLTAGE RATING | 400 V | FRAME RATING |  | INTERRUPT RATING | 5 KA | NUMBER OF POLES | 1 | OVERALL SIZE | WD 18 X HT 90 X DP 76 MM | TRIP SETTING |  | TERMINAL TYPE |  | MOUNTING TYPE |  | HAZARD CLASS |  | CERTIFICATION/STANDARD | IEC 81346-2,EN 61346-2,IEC 60068-2-30,IEC 60947-2 | ADDITIONAL FEATURES EN |  | ADDITIONAL FEATURES ES |  | ADDITIONAL FEATURES FR | [29 empty] | Production Completed
1066718 | Data Enrichment | STP_002 - 0002 | MKV | OK | 2022-07-13 | 2022-07-18 | [5 empty] | KELVDBC | OEM | BREAKER,CIRCT;SIE,5SY72027CC,2 A,2 POLE | BREAKER,CIRCUIT;MNFR:SIEMENS,PTNO:5SY72027CC,ADDITIONAL FEATURES EN:2 A,2 POLE | 5SY72027CC | 3000032 | SIEMENS | https://mall.industry.siemens.com/mall/en/za/Catalog/Product/5SY7202-7CC | https://mall.industry.siemens.com/mall/en/za/Catalog/DatasheetDownload?downloadUrl=teddatasheet%2F%3Fformat%3DPDF%26caller%3DMall%26mlfbs%3D5SY7202-7CC%26language%3Den | SIEMENS | 5SY7202-7CC | [11 empty] | 39121601 | Circuit breakers | BREAKER | CIRCUIT | TYPE | MINIATURE | CURRENT RATING | 2 A | VOLTAGE RATING | 400 V | FRAME RATING |  | INTERRUPT RATING | 5 KA | NUMBER OF POLES | 2 | OVERALL SIZE | WD 36 X HT 90 X DP 76 MM | TRIP SETTING |  | TERMINAL TYPE |  | MOUNTING TYPE |  | HAZARD CLASS |  | CERTIFICATION/STANDARD | IEC 81346-2,EN 61346-2,IEC 60068-2-30,IEC 60947-2 | ADDITIONAL FEATURES EN |  | ADDITIONAL FEATURES ES |  | ADDITIONAL FEATURES FR | [29 empty] | Production Completed
1208625 | Data Enrichment | STP_002 - 0002 | MKV | OK | 2022-07-13 | 2022-07-18 | [5 empty] | KELVDBC | OEM | BREAKER,CIRCT;SIE,5SY72067CC,MINTR,400 V | BREAKER,CIRCUIT;MNFR:SIEMENS,PTNO:5SY72067CC,ADDITIONAL FEATURES EN:MINIATURE,400 V,15 KA,2 POLE,C,6 A | 5SY72067CC | 3000032 | SIEMENS | https://mall.industry.siemens.com/mall/en/cn/Catalog/Product/5SY7206-7CC | https://mall.industry.siemens.com/mall/en/cn/Catalog/DatasheetDownload?downloadUrl=teddatasheet%2F%3Fformat%3DPDF%26caller%3DMall%26mlfbs%3D5SY7206-7CC%26language%3Den | SIEMENS | 5SY7206-7CC | [11 empty] | 39121601 | Circuit breakers | BREAKER | CIRCUIT | TYPE | MINIATURE | CURRENT RATING | 6 A | VOLTAGE RATING | 400 V | FRAME RATING |  | INTERRUPT RATING | 5 KA | NUMBER OF POLES | 2 | OVERALL SIZE | WD 36 X HT 90 X DP 76 MM | TRIP SETTING |  | TERMINAL TYPE |  | MOUNTING TYPE |  | HAZARD CLASS |  | CERTIFICATION/STANDARD | IEC 81346-2,EN 61346-2,IEC 60068-2-30,IEC 60947-2 | ADDITIONAL FEATURES EN |  | ADDITIONAL FEATURES ES |  | ADDITIONAL FEATURES FR | [29 empty] | Production Completed
1198343 | Data Enrichment | STP_002 - 0002 | MKV | OK | 2022-07-13 | 2022-07-18 | [5 empty] | KELVDBC | OEM | BREAKER,CIRCT;SIE,5SY7216-7CC,MINTR,400 | BREAKER,CIRCUIT;MNFR:SIEMENS,PTNO:5SY7216-7CC,ADDITIONAL FEATURES EN:MINIATURE,400 V,15 KA,2P,C,16 A | 5SY7216-7CC | 3000032 | SIEMENS | https://mall.industry.siemens.com/mall/en/cn/Catalog/Product/5SY7216-7CC | https://mall.industry.siemens.com/mall/en/cn/Catalog/DatasheetDownload?downloadUrl=teddatasheet%2F%3Fformat%3DPDF%26caller%3DMall%26mlfbs%3D5SY7216-7CC%26language%3Den | SIEMENS | 5SY7216-7CC | [11 empty] | 39121601 | Circuit breakers | BREAKER | CIRCUIT | TYPE | MINIATURE | CURRENT RATING | 16 A | VOLTAGE RATING | 400 V | FRAME RATING |  | INTERRUPT RATING | 5 KA | NUMBER OF POLES | 2 | OVERALL SIZE | WD 36 X HT 90 X DP 76 MM | TRIP SETTING |  | TERMINAL TYPE |  | MOUNTING TYPE |  | HAZARD CLASS |  | CERTIFICATION/STANDARD | IEC 81346-2,EN 61346-2,IEC 60068-2-30,IEC 60947-2,IEC 60068-2-6 | ADDITIONAL FEATURES EN |  | ADDITIONAL FEATURES ES |  | ADDITIONAL FEATURES FR | [29 empty] | Production Completed
1215895 | Data Enrichment | STP_002 - 0002 | MKV | OK | 2022-07-13 | 2022-07-18 | [5 empty] | KELVDBC | OEM | BREAKER,CIRCT;SIE,5SY72327CC,MINTR,400 V | BREAKER,CIRCUIT;MNFR:SIEMENS,PTNO:5SY72327CC,ADDITIONAL FEATURES EN:MINIATURE,400 V,15 KA,2 POLE,C,32 A | 5SY72327CC | 3000032 | SIEMENS | https://mall.industry.siemens.com/mall/en/za/Catalog/Product/5SY72327CC | https://mall.industry.siemens.com/mall/en/za/Catalog/DatasheetDownload?downloadUrl=teddatasheet%2F%3Fformat%3DPDF%26caller%3DMall%26mlfbs%3D5SY7232-7CC%26language%3Den | SIEMENS | 5SY7232-7CC | [11 empty] | 39121601 | Circuit breakers | BREAKER | CIRCUIT | TYPE | MINIATURE | CURRENT RATING | 32 A | VOLTAGE RATING | 400 V | FRAME RATING |  | INTERRUPT RATING | 5 KA | NUMBER OF POLES | 2 | OVERALL SIZE | WD 36 X HT 90 X DP 76 MM | TRIP SETTING |  | TERMINAL TYPE |  | MOUNTING TYPE |  | HAZARD CLASS |  | CERTIFICATION/STANDARD | IEC 81346-2,EN 61346-2,IEC 60068-2-30,IEC 60947-2,IEC 60068-2-6 | ADDITIONAL FEATURES EN |  | ADDITIONAL FEATURES ES |  | ADDITIONAL FEATURES FR | [29 empty] | Production Completed
1197788 | Data Enrichment | STP_002 - 0002 | MKV | OK | 2022-07-13 | 2022-07-18 | [5 empty] | KELVDBC | OEM | BREAKER,CIRCT;SIE,5SY72407CC,MINTR,400 V | BREAKER,CIRCUIT;MNFR:SIEMENS,PTNO:5SY72407CC,ADDITIONAL FEATURES EN:MINIATURE,400 V,15 KA,2 POLE,C,40 A | 5SY72407CC | 3000032 | SIEMENS | https://mall.industry.siemens.com/mall/en/za/Catalog/Product/5SY7240-7CC | https://mall.industry.siemens.com/mall/en/za/Catalog/DatasheetDownload?downloadUrl=teddatasheet%2F%3Fformat%3DPDF%26caller%3DMall%26mlfbs%3D5SY7240-7CC%26language%3Den | SIEMENS | 5SY7240-7CC | [11 empty] | 39121601 | Circuit breakers | BREAKER | CIRCUIT | TYPE | MINIATURE | CURRENT RATING | 40 A | VOLTAGE RATING | 400 V | FRAME RATING |  | INTERRUPT RATING | 5 KA | NUMBER OF POLES | 2 | OVERALL SIZE | WD 36 X HT 90 X DP 76 MM | TRIP SETTING |  | TERMINAL TYPE |  | MOUNTING TYPE |  | HAZARD CLASS |  | CERTIFICATION/STANDARD | IEC 81346-2,EN 61346-2,IEC 60068-2-30,IEC 60947-2,IEC 60068-2-6 | ADDITIONAL FEATURES EN |  | ADDITIONAL FEATURES ES |  | ADDITIONAL FEATURES FR | [29 empty] | Production Completed
1213920 | Data Enrichment | STP_002 - 0002 | MKV | OK | 2022-07-13 | 2022-07-18 | [5 empty] | KELVDBC | OEM | BREAKER,CIRCT;SIE,5SY7432-7CC,MINTR,400 | BREAKER,CIRCUIT;MNFR:SIEMENS,PTNO:5SY7432-7CC,ADDITIONAL FEATURES EN:MINIATURE,400 V,15 KA,4P,C,32 A | 5SY7432-7CC | 3000032 | SIEMENS | https://mall.industry.siemens.com/mall/en/ww/Catalog/Product/?mlfb=5SY7432-7 | https://mall.industry.siemens.com/mall/en/ww/Catalog/DatasheetDownload?downloadUrl=teddatasheet%2F%3Fformat%3DPDF%26caller%3DMall%26mlfbs%3D5SY7432-7%26language%3Den | SIEMENS | 5SY7432-7 | [11 empty] | 39121601 | Circuit breakers | BREAKER | CIRCUIT | TYPE | MINIATURE | CURRENT RATING | 32 A | VOLTAGE RATING | 400 V | FRAME RATING |  | INTERRUPT RATING | 5 KA | NUMBER OF POLES | 4 | OVERALL SIZE | WD 72 X HT 90 X DP 76 MM | TRIP SETTING |  | TERMINAL TYPE |  | MOUNTING TYPE |  | HAZARD CLASS |  | CERTIFICATION/STANDARD | IEC 81346-2,EN 61346-2,IEC 60068-2-30,IEC 60947-2,IEC 60068-2-6 | ADDITIONAL FEATURES EN |  | ADDITIONAL FEATURES ES |  | ADDITIONAL FEATURES FR | [29 empty] | Production Completed
1189734 | Data Enrichment | STP_002 - 0002 | MKV | OK | 2022-07-13 | 2022-07-18 | [5 empty] | KELVDBC | OEM | BREAKER,CIRCT;SIE,5SY7440-7CC,MINTR,400 | BREAKER,CIRCUIT;MNFR:SIEMENS,PTNO:5SY7440-7CC,ADDITIONAL FEATURES EN:MINIATURE,400 V,15 KA,4P,C,40 A | 5SY7440-7CC | 3000032 | SIEMENS | https://mall.industry.siemens.com/mall/en/WW/Catalog/Product/5SY7440-7 | https://mall.industry.siemens.com/mall/en/ww/Catalog/DatasheetDownload?downloadUrl=teddatasheet%2F%3Fformat%3DPDF%26caller%3DMall%26mlfbs%3D5SY7440-7%26language%3Den | SIEMENS | 5SY7440-7 | [11 empty] | 39121601 | Circuit breakers | BREAKER | CIRCUIT | TYPE | MINIATURE | CURRENT RATING | 40 A | VOLTAGE RATING | 400 V | FRAME RATING |  | INTERRUPT RATING | 5 KA | NUMBER OF POLES | 4 | OVERALL SIZE | WD 72 X HT 90 X DP 76 MM | TRIP SETTING |  | TERMINAL TYPE |  | MOUNTING TYPE |  | HAZARD CLASS |  | CERTIFICATION/STANDARD | IEC 81346-2,EN 61346-2,IEC 60068-2-30,IEC 60947-2,IEC 60068-2-6 | ADDITIONAL FEATURES EN |  | ADDITIONAL FEATURES ES |  | ADDITIONAL FEATURES FR | [29 empty] | Production Completed
1233041 | Data Enrichment | STP_002 - 0002 | MKV | OK | 2022-07-13 | 2022-07-18 | [5 empty] | KELVDBC | OEM | BREAKER,CIRCT;SIE,5SY75027CC,230V 15KA 1 | BREAKER,CIRCUIT;MNFR:SIEMENS,PTNO:5SY75027CC,ADDITIONAL FEATURES EN:230V 15KA 1 N POLE C 2A | 5SY75027CC | 3000032 | SIEMENS | https://mall.industry.siemens.com/mall/en/za/Catalog/Product/5SY75027CC | https://mall.industry.siemens.com/mall/en/za/Catalog/DatasheetDownload?downloadUrl=teddatasheet%2F%3Fformat%3DPDF%26caller%3DMall%26mlfbs%3D5SY7502-7CC%26language%3Den | SIEMENS | 5SY7502-7CC | [11 empty] | 39121601 | Circuit breakers | BREAKER | CIRCUIT | TYPE | MINIATURE | CURRENT RATING | 2 A | VOLTAGE RATING | 230 V | FRAME RATING |  | INTERRUPT RATING | 5 KA | NUMBER OF POLES | 2 | OVERALL SIZE | WD 36 X HT 90 X DP 76 MM | TRIP SETTING |  | TERMINAL TYPE |  | MOUNTING TYPE |  | HAZARD CLASS |  | CERTIFICATION/STANDARD | IEC 81346-2,EN 61346-2,IEC 60068-2-30,IEC 60947-2,IEC 60068-2-6 | ADDITIONAL FEATURES EN |  | ADDITIONAL FEATURES ES |  | ADDITIONAL FEATURES FR | [29 empty] | Production Completed
1233042 | Data Enrichment | STP_002 - 0002 | MKV | OK | 2022-07-13 | 2022-07-18 | [5 empty] | KELVDBC | OEM | BREAKER,CIRCT;SIE,5SY75067CC,230V 15KA 1 | BREAKER,CIRCUIT;MNFR:SIEMENS,PTNO:5SY75067CC,ADDITIONAL FEATURES EN:230V 15KA 1 N POLE C 6A | 5SY75067CC | 3000032 | SIEMENS | https://mall.industry.siemens.com/mall/en/za/Catalog/Product/5SY75067CC | https://mall.industry.siemens.com/mall/en/za/Catalog/DatasheetDownload?downloadUrl=teddatasheet%2F%3Fformat%3DPDF%26caller%3DMall%26mlfbs%3D5SY7506-7CC%26language%3Den | SIEMENS | 5SY7506-7CC | [11 empty] | 39121601 | Circuit breakers | BREAKER | CIRCUIT | TYPE | MINIATURE | CURRENT RATING | 6 A | VOLTAGE RATING | 230 V | FRAME RATING |  | INTERRUPT RATING | 5 KA | NUMBER OF POLES | 2 | OVERALL SIZE | WD 36 X HT 90 X DP 76 MM | TRIP SETTING |  | TERMINAL TYPE |  | MOUNTING TYPE |  | HAZARD CLASS |  | CERTIFICATION/STANDARD | IEC 81346-2,EN 61346-2,IEC 60068-2-30,IEC 60947-2,IEC 60068-2-6 | ADDITIONAL FEATURES EN |  | ADDITIONAL FEATURES ES |  | ADDITIONAL FEATURES FR | [29 empty] | Production Completed
1233082 | Data Enrichment | STP_002 - 0002 | MKV | OK | 2022-07-13 | 2022-07-18 | [5 empty] | KELVDBC | OEM | BREAKER,CIRCT;SIE,5SY7510-7CC,MINTR MCB | BREAKER,CIRCUIT;MNFR:SIEMENS,PTNO:5SY7510-7CC,ADDITIONAL FEATURES EN:MINIATURE MCB,230/400 V,15 KA,1 POLE,C,10 A | 5SY7510-7CC | 3000032 | SIEMENS | https://mall.industry.siemens.com/mall/en/za/Catalog/Product/5SY7510-7CC |  | SIEMENS | 5SY7510-7CC | [11 empty] | 39121601 | Circuit breakers | BREAKER | CIRCUIT | TYPE | MINIATURE | CURRENT RATING | 10 A | VOLTAGE RATING | 230 V | FRAME RATING |  | INTERRUPT RATING | 5 KA | NUMBER OF POLES | 2 | OVERALL SIZE | WD 36 X HT 90 X DP 76 MM | TRIP SETTING |  | TERMINAL TYPE |  | MOUNTING TYPE |  | HAZARD CLASS |  | CERTIFICATION/STANDARD | IEC 81346-2,EN 61346-2,IEC 60068-2-30,IEC 60947-2,IEC 60068-2-6 | ADDITIONAL FEATURES EN |  | ADDITIONAL FEATURES ES |  | ADDITIONAL FEATURES FR | [29 empty] | Production Completed
1202955 | Data Enrichment | STP_002 - 0002 | MKV | OK | 2022-07-13 | 2022-07-18 | [5 empty] | KELVDBC | #N/A | BREAKER,CIRCT;SWTCH,DCONCTR,63 A,415 VAC | BREAKER,CIRCUIT;TYPE:SWITCH,DISCONNECTOR,CURRENT RATING:63 A,VOLTAGE RATING:415 VAC,INTERRUPT RATING:6 KV,NUMBER OF POLES:3,OVERALL SIZE:WD 36 X HT 77 X DP 70 MM,TERMINAL TYPE:TUNNEL,MOUNTING TYPE:DIN RAIL,ADDITIONAL FEATURES EN:ISW,GEB ELECTRIC,MNFR:SCHNEIDER ELECTRIC,PTNO:A9S60363 | A9S60363 | 1034747 | SCHNEIDER ELECTRIC | https://www.se.com/ww/en/product/A9S60363/switch-acti9-isw-3-poles-63a-415v/ | https://www.se.com/ww/en/product/download-pdf/A9S60363 | SCHNEIDER ELECTRIC | A9S60363 | [11 empty] | 39121601 | Circuit breakers | BREAKER | CIRCUIT | TYPE | SWITCH,DISCONNECTOR | CURRENT RATING | 63 A | VOLTAGE RATING | 415 VAC | FRAME RATING |  | INTERRUPT RATING | 6 KV | NUMBER OF POLES | 3 | OVERALL SIZE | WD 54 X HT 77 X DP 70 MM | TRIP SETTING |  | TERMINAL TYPE |  | MOUNTING TYPE | DIN RAIL | HAZARD CLASS |  | CERTIFICATION/STANDARD | IEC 60947-3 | ADDITIONAL FEATURES EN |  | ADDITIONAL FEATURES ES |  | ADDITIONAL FEATURES FR | [29 empty] | Production Completed
1215199 | Data Enrichment | STP_002 - 0002 | MKV | OK | 2022-07-13 | 2022-07-18 | [5 empty] | KELVDBC | OEM | BREAKER,CIRCT;TER,GV3P 3223-32A,SCHN,TYP | BREAKER,CIRCUIT;MNFR:TEREX,PTNO:GV3P 3223-32A,MNFR 1:SCHNEIDER ELECTRIC,PTNO 1:TYPE GV3P 3223-32A,ADDITIONAL FEATURES EN:MINITAURE,RELAY | GV3P 3223-32A | 3000011 | TEREX | https://www.se.com/in/en/product/GV3P32/motor-circuit-breaker-tesys-gv3-3p-2332-a-thermal-magnetic-everlink-terminals/ | https://www.se.com/in/en/product/download-pdf/GV3P32 | TEREX | GV3P32 | SCHNEIDER ELECTRIC | TYPE GV3P 3223-32A | [9 empty] | 39121601 | Circuit breakers | BREAKER | CIRCUIT | TYPE | MINIATURE | CURRENT RATING | 32 A | VOLTAGE RATING | 690 VAC | FRAME RATING |  | INTERRUPT RATING | 6 KV | NUMBER OF POLES | 3 | OVERALL SIZE | WD 55 X HT 132 X DP 136 MM | TRIP SETTING |  | TERMINAL TYPE |  | MOUNTING TYPE | DIN RAIL | HAZARD CLASS |  | CERTIFICATION/STANDARD | EN/IEC 60947-2,EN/IEC 60947-4-1,UL 60947-4-1,CSA C22.2 No 60947-4-1 | ADDITIONAL FEATURES EN |  | ADDITIONAL FEATURES ES |  | ADDITIONAL FEATURES FR | [29 empty] | Production Completed
1218295 | Data Enrichment | STP_002 - 0002 | MKV | OK | 2022-07-13 | 2022-07-18 | [5 empty] | KELVDBC |  | BREAKER,CIRCT;THRM,40-50 A,400 VAC,50 KA | BREAKER,CIRCUIT;TYPE:THERMAL,CURRENT RATING:40-50 A,VOLTAGE RATING:400 VAC,INTERRUPT RATING:50 KA,ADDITIONAL FEATURES EN:INSTANT: 650A-4HA 10,22 KW,PTNO:3RV1031 | 3RV1031 |  |  | https://mall.industry.siemens.com/mall/en/ww/Catalog/Product/3RV1031-4FA10 | https://mall.industry.siemens.com/mall/en/ww/Catalog/DatasheetDownload?downloadUrl=teddatasheet%2F%3Fformat%3DPDF%26caller%3DMall%26mlfbs%3D3RV1031-4FA10%26language%3Den | SIEMENS | 3RV1031 | [11 empty] | 39121601 | Circuit breakers | BREAKER | CIRCUIT | TYPE | THERMAL | CURRENT RATING | 40 A | VOLTAGE RATING | 690 V | FRAME RATING |  | INTERRUPT RATING | 50 KA AT 400 V | NUMBER OF POLES | 3 | OVERALL SIZE | WD 55 X HT 140 X DP 149 MM | TRIP SETTING |  | TERMINAL TYPE |  | MOUNTING TYPE |  | HAZARD CLASS |  | CERTIFICATION/STANDARD |  | ADDITIONAL FEATURES EN | 650A-4HA 10,22 KW | ADDITIONAL FEATURES ES |  | ADDITIONAL FEATURES FR | [29 empty] | Production Completed
1188744 | Data Enrichment | STP_002 - 0002 | MKV | OK | 2022-07-13 | 2022-07-18 | [5 empty] | KELVDBC |  | BREAKER,CIRCT;THRM,70-90 A,400 VAC | BREAKER,CIRCUIT;TYPE:THERMAL,CURRENT RATING:70-90 A,VOLTAGE RATING:400 VAC,ADDITIONAL FEATURES EN:INSTANT 4LA 10: 1170 A,45 KW,PTNO:3RV1041 | 3RV1041 |  |  | https://mall.industry.siemens.com/mall/en/WW/Catalog/Product/3RV1041-4LA10 | https://mall.industry.siemens.com/mall/en/ww/Catalog/DatasheetDownload?downloadUrl=teddatasheet%2F%3Fformat%3DPDF%26caller%3DMall%26mlfbs%3D3RV1041-4LA10%26language%3Den | SIEMENS | 3RV1041 | [11 empty] | 39121601 | Circuit breakers | BREAKER | CIRCUIT | TYPE | THERMAL | CURRENT RATING | 90 A | VOLTAGE RATING | 690 V | FRAME RATING |  | INTERRUPT RATING | 50 KA AT 400 V | NUMBER OF POLES | 3 | OVERALL SIZE | WD 165 X HT 70 X DP 174 MM | TRIP SETTING |  | TERMINAL TYPE |  | MOUNTING TYPE |  | HAZARD CLASS |  | CERTIFICATION/STANDARD |  | ADDITIONAL FEATURES EN | INSTANT 4LA 10: 1170 A,45 KW | ADDITIONAL FEATURES ES |  | ADDITIONAL FEATURES FR | [29 empty] | Production Completed
1221945 | Data Enrichment | STP_002 - 0002 | MKV | OK | 2022-07-13 | 2022-07-18 | [5 empty] | KELVDBC | #N/A | BREAKER,CIRCT;THRM,MGNTC,1-1.6 A,690 V | BREAKER,CIRCUIT;TYPE:THERMAL,MAGNETIC,CURRENT RATING:1-1.6 A,VOLTAGE RATING:690 V,INTERRUPT RATING:100 KA,NUMBER OF POLES:3,OVERALL SIZE:WD 45 X HT 89 X DP 78.5 MM,TERMINAL TYPE:SCREW,ADDITIONAL FEATURES EN:MOTOR GUARD,OTERMIC,MCB9,CEN904410501 TABLE 2 R9 FLUIDIZING AI,MNFR:SCHNEIDER ELECTRIC,PTNO:GV2ME06 | GV2ME06 | 1034747 | SCHNEIDER ELECTRIC | https://www.se.com/in/en/product/GV2ME06/motor-circuit-breaker-tesys-gv2-3p-11-6-a-thermal-magnetic-screw-clamp-terminals/ | https://www.se.com/in/en/product/download-pdf/GV2ME06 | SCHNEIDER ELECTRIC | GV2ME06 | [11 empty] | 39121601 | Circuit breakers | BREAKER | CIRCUIT | TYPE | THERMAL,MAGNETIC | CURRENT RATING | 1.6 A | VOLTAGE RATING | 690 VAC | FRAME RATING |  | INTERRUPT RATING | 100 KA | NUMBER OF POLES | 3 | OVERALL SIZE | WD 45 X HT 89 X DP 78.5 MM | TRIP SETTING |  | TERMINAL TYPE |  | MOUNTING TYPE | DIN RAIL | HAZARD CLASS |  | CERTIFICATION/STANDARD | EN/IEC 60947-2,EN/IEC 60947-4-1,CCC,UL,CSA,EAC,ATEX,BV,LROS (Lloyds register of shipping),UKCA,DNV-GL,RINA | ADDITIONAL FEATURES EN |  | ADDITIONAL FEATURES ES |  | ADDITIONAL FEATURES FR | [29 empty] | Production Completed
1314115 | Data Enrichment | STP_002 - 0002 | MKV | OK | 2022-07-13 | 2022-07-18 | [5 empty] | KDELBVC | OEM | BREAKER,CIRCUIT;ABB,1SDA054146R1,T4L320 | BREAKER,CIRCUIT;MNFR:ABB,PTNO:1SDA054146R1 | 1SDA054146R1 | 3000014 | ABB | https://new.abb.com/products/1SDA054146R1/t4l-320-pr221ds-i-in-320-4p-f-f |  | ABB | 1SDA054146R1 | [11 empty] | 39121601 | Circuit breakers | BREAKER | CIRCUIT | TYPE |  | CURRENT RATING | 320 A | VOLTAGE RATING | 690 VAC | FRAME RATING |  | INTERRUPT RATING | 70 KA AT 690 VAC | NUMBER OF POLES | 4 | OVERALL SIZE | WD 140 X HT 205 X DP 103.5 MM | TRIP SETTING |  | TERMINAL TYPE |  | MOUNTING TYPE |  | HAZARD CLASS |  | CERTIFICATION/STANDARD | IEC 60947 | ADDITIONAL FEATURES EN |  | ADDITIONAL FEATURES ES |  | ADDITIONAL FEATURES FR | [29 empty] | Production Completed
1322282 | Data Enrichment | STP_002 - 0002 | MKV | OK | 2022-07-13 | 2022-07-18 | [5 empty] | KDELBV | OEM | BREAKER,CIRCUIT;ABB,3BHB012515R1004 | BREAKER,CIRCUIT;MINI FAZ-C6/2-DC ,MNFR:ABB,PTNO:3BHB012515R1004 | 3BHB012515R1004 | 3000014 | ABB | https://www.quad-industry.com/catalog/abbcatalog/157208/2651150.html |  | ABB | 3BHB012515R1004 | [11 empty] | 39121601 | Circuit breakers | BREAKER | CIRCUIT | TYPE | MINI FAZ-C6/2-DC | CURRENT RATING |  | VOLTAGE RATING |  | FRAME RATING |  | INTERRUPT RATING |  | NUMBER OF POLES |  | OVERALL SIZE |  | TRIP SETTING |  | TERMINAL TYPE |  | MOUNTING TYPE |  | HAZARD CLASS |  | CERTIFICATION/STANDARD |  | ADDITIONAL FEATURES EN |  | ADDITIONAL FEATURES ES |  | ADDITIONAL FEATURES FR | [29 empty] | Production Completed
1209249 | Data Enrichment | STP_002 - 0002 | MKV | OK | 2022-07-13 | 2022-07-18 | CONFLICT IN DESC, PROCESSED BASED ON WEBSOURCE |  |  |  |  | KELVDBCQ | OEM | BUSHING;CAT,1314428,DOUILLE | BUSHING;MNFR:CATERPILLAR,PTNO:1314428,ADDITIONAL FEATURES EN:DOUILLE | 1314428 | 3000003 | CATERPILLAR | https://parts.cat.com/en/catcorp/131-4428 |  | CATERPILLAR | 131-4428 | [11 empty] | 31171500 | Bearings | BEARING | SLEEVE | TYPE |  | INSIDE DIAMETER | 64 MM | OUTSIDE DIAMETER | 51 MM | LENGTH | 64 MM | MATERIAL | BRONZE | HAZARD CLASS |  | CERTIFICATION/STANDARD |  | ADDITIONAL FEATURES EN |  | ADDITIONAL FEATURES ES |  | ADDITIONAL FEATURES FR | [39 empty] | Production Completed
1193947 | Data Enrichment | STP_002 - 0002 | MKV | OK | 2022-07-13 | 2022-07-18 | CONFLICT IN DESC, PROCESSED BASED ON WEBSOURCE |  |  |  |  | KELVDBC | OEM | BUSHING;CAT,1378298,DOUILLE | BUSHING;MNFR:CATERPILLAR,PTNO:1378298,ADDITIONAL FEATURES EN:DOUILLE | 1378298 | 3000003 | CATERPILLAR | https://parts.cat.com/en/catcorp/137-8298 |  | CATERPILLAR | 137-8298 | [11 empty] | 31171501 | Bearings | BEARING | SLEEVE | TYPE | STRAIGHT SLEEVE | INSIDE DIAMETER | 4.40 IN | OUTSIDE DIAMETER | 4.74 IN | LENGTH | 1.60 IN | MATERIAL | STEEL BACKED ALUMINIUM | HAZARD CLASS |  | CERTIFICATION/STANDARD |  | ADDITIONAL FEATURES EN |  | ADDITIONAL FEATURES ES |  | ADDITIONAL FEATURES FR | [39 empty] | Production Completed
1055227 | Data Enrichment | STP_002 - 0002 | MKV | OK | 2022-07-13 | 2022-07-18 | CONFLICT IN DESC, PROCESSED BASED ON WEBSOURCE |  |  |  |  | KELVDBC | OEM | BUSHING;CAT,1595756,ASSY,ARM,LIFTG | BUSHING;MNFR:CATERPILLAR,PTNO:1595756,ADDITIONAL FEATURES EN:ASSEMBLY,ARM,LIFTING | 1595756 | 3000003 | CATERPILLAR | https://parts.cat.com/en/catcorp/159-5756 |  | CATERPILLAR | 159-5756 | [11 empty] | 31171502 | Bearings | BEARING | SLEEVE | TYPE | STRAIGHT SLEEVE | INSIDE DIAMETER | 1.26 IN | OUTSIDE DIAMETER | 1.57 IN | LENGTH | 1.95 IN | MATERIAL | STEEL | HAZARD CLASS |  | CERTIFICATION/STANDARD |  | ADDITIONAL FEATURES EN |  | ADDITIONAL FEATURES ES |  | ADDITIONAL FEATURES FR | [39 empty] | Production Completed
1212274 | Data Enrichment | STP_002 - 0002 | MKV | OK | 2022-07-13 | 2022-07-18 | CONFLICT IN DESC, PROCESSED BASED ON WEBSOURCE |  |  |  |  | KELVDBC | OEM | BUSHING;CAT,1608184,SCKT | BUSHING;MNFR:CATERPILLAR,PTNO:1608184,ADDITIONAL FEATURES EN:SOCKET | 1608184 | 3000003 | CATERPILLAR | https://parts.cat.com/en/catcorp/160-8184 |  | CATERPILLAR | 160-8184 | [11 empty] | 31171503 | Bearings | BEARING | SLEEVE | TYPE |  | INSIDE DIAMETER | 2.55 IN | OUTSIDE DIAMETER | 2.75 IN | LENGTH | 1.25 IN | MATERIAL | STEEL BACKED ALUMINIUM | HAZARD CLASS |  | CERTIFICATION/STANDARD |  | ADDITIONAL FEATURES EN |  | ADDITIONAL FEATURES ES |  | ADDITIONAL FEATURES FR | [39 empty] | Production Completed
1211729 | Data Enrichment | STP_002 - 0002 | MKV | OK | 2022-07-13 | 2022-07-18 | CONFLICT IN DESC, PROCESSED BASED ON WEBSOURCE |  |  |  |  | KELVDBC | OEM | BUSHING;CAT,1W4738,SCKT 1W-4738 | BUSHING;MNFR:CATERPILLAR,PTNO:1W4738,ADDITIONAL FEATURES EN:SOCKET 1W-4738 | 1W4738 | 3000003 | CATERPILLAR | https://parts.cat.com/en/catcorp/1W-4738 |  | CATERPILLAR | 1W-4738 | [11 empty] | 31171504 | Bearings | BEARING | SLEEVE | TYPE |  | INSIDE DIAMETER | 3.25 IN | OUTSIDE DIAMETER | 3.5 IN | LENGTH | 1.57 IN | MATERIAL | STEEL BACKED ALUMINIUM | HAZARD CLASS |  | CERTIFICATION/STANDARD |  | ADDITIONAL FEATURES EN |  | ADDITIONAL FEATURES ES |  | ADDITIONAL FEATURES FR | [39 empty] | Production Completed
1212449 | Data Enrichment | STP_002 - 0002 | MKV | OK | 2022-07-13 | 2022-07-18 | CONFLICT IN DESC, PROCESSED BASED ON WEBSOURCE |  |  |  |  | KELVDBC | OEM | BUSHING;CAT,2415854,CAT,1574734,CAT | BUSHING;MNFR:CATERPILLAR,PTNO:2415854,MNFR 1:CATERPILLAR,PTNO 1:1574734,MNFR 2:CATERPILLAR,PTNO 2:4516230,ADDITIONAL FEATURES EN:SOCKET/157-4734/451-6230 | 2415854 | 3000003 | CATERPILLAR | https://parts.cat.com/en/catcorp/451-6230 |  | CATERPILLAR | 241-5854 | CATERPILLAR | 451-6230 | [9 empty] | 31171505 | Bearings | BEARING | SLEEVE | TYPE |  | INSIDE DIAMETER | 5.91 IN | OUTSIDE DIAMETER | 6.89 IN | LENGTH | 4.33 IN | MATERIAL | STEEL | HAZARD CLASS |  | CERTIFICATION/STANDARD |  | ADDITIONAL FEATURES EN |  | ADDITIONAL FEATURES ES |  | ADDITIONAL FEATURES FR | [39 empty] | Production Completed
1219239 | Data Enrichment | STP_002 - 0002 | MKV | OK | 2022-07-13 | 2022-07-18 | CONFLICT IN DESC, PROCESSED BASED ON WEBSOURCE |  |  |  |  | KELVDBC | OEM | BUSHING;CAT,3673071,CAT,1574733,CAT | BUSHING;MNFR:CATERPILLAR,PTNO:3673071,MNFR 1:CATERPILLAR,PTNO 1:1574733,MNFR 2:CATERPILLAR,PTNO 2:4516231,ADDITIONAL FEATURES EN:SOCKET/157-4733/451-6231 | 3673071 | 3000003 | CATERPILLAR | https://parts.cat.com/en/catcorp/451-6231 |  | CATERPILLAR | 367-3071 | CATERPILLAR | 451-6231 | [9 empty] | 31171506 | Bearings | BEARING | SLEEVE | TYPE | STRAIGHT SLEEVE | INSIDE DIAMETER | 4.72 IN | OUTSIDE DIAMETER | 5.31 IN | LENGTH | 3.94 IN | MATERIAL | STEEL | HAZARD CLASS |  | CERTIFICATION/STANDARD |  | ADDITIONAL FEATURES EN |  | ADDITIONAL FEATURES ES |  | ADDITIONAL FEATURES FR | [39 empty] | Production Completed
1197712 | Data Enrichment | STP_002 - 0002 | MKV | OK | 2022-07-13 | 2022-07-18 | CONFLICT IN DESC, PROCESSED BASED ON WEBSOURCE |  |  |  |  | KELVDBC | OEM | BUSHING;CAT,4K8659,SCKT 4K-8659 | BUSHING;MNFR:CATERPILLAR,PTNO:4K8659,ADDITIONAL FEATURES EN:SOCKET 4K-8659 | 4K8659 | 3000003 | CATERPILLAR | https://parts.cat.com/en/catcorp/4K-8659 |  | CATERPILLAR | 4K-8659 | [11 empty] | 31171507 | Bearings | BEARING | SLEEVE | TYPE | STRAIGHT SLEEVE | INSIDE DIAMETER | 3.01 IN | OUTSIDE DIAMETER | 3.88 IN | LENGTH | 3 IN | MATERIAL | BRONZE | HAZARD CLASS |  | CERTIFICATION/STANDARD |  | ADDITIONAL FEATURES EN |  | ADDITIONAL FEATURES ES |  | ADDITIONAL FEATURES FR | [39 empty] | Production Completed
1203696 | Data Enrichment | STP_002 - 0002 | MKV | OK | 2022-07-13 | 2022-07-18 | CONFLICT IN DESC, PROCESSED BASED ON WEBSOURCE |  |  |  |  | KELVDBC | OEM | BUSHING;CAT,6P0856,SCKT 6P-0856 | BUSHING;MNFR:CATERPILLAR,PTNO:6P0856,ADDITIONAL FEATURES EN:SOCKET 6P-0856 | 6P0856 | 3000003 | CATERPILLAR | https://parts.cat.com/en/catcorp/6P-0856 |  | CATERPILLAR | 6P-0856 | [11 empty] | 31171508 | Bearings | BEARING | SLEEVE | TYPE | STRAIGHT SLEEVE | INSIDE DIAMETER | 0.64 IN | OUTSIDE DIAMETER | 0.81 IN | LENGTH | 0.56 IN | MATERIAL | STEEL | HAZARD CLASS |  | CERTIFICATION/STANDARD |  | ADDITIONAL FEATURES EN |  | ADDITIONAL FEATURES ES |  | ADDITIONAL FEATURES FR | [39 empty] | Production Completed
1204032 | Data Enrichment | STP_002 - 0002 | MKV | OK | 2022-07-13 | 2022-07-18 | CONFLICT IN DESC, PROCESSED BASED ON WEBSOURCE |  |  |  |  | KELVDBC | OEM | BUSHING;CAT,87043,CAT,789715,CAT,4918987 | BUSHING;MNFR:CATERPILLAR,PTNO:87043,MNFR 1:CATERPILLAR,PTNO 1:789715,MNFR 2:CATERPILLAR,PTNO 2:4918987,ADDITIONAL FEATURES EN:ROLLER,DECK 7 IN | 87043 | 3000003 | CATERPILLAR | https://parts.cat.com/en/catcorp/491-8987 |  | CATERPILLAR | 87043 | CATERPILLAR | 491-8987 | [9 empty] | 31171509 | Bearings | BEARING | SLEEVE | TYPE | FLANGED ROLLER BUSHING | INSIDE DIAMETER | 7.12 IN | OUTSIDE DIAMETER | 10.87 IN | LENGTH | 9.80 IN | MATERIAL | STEEL | HAZARD CLASS |  | CERTIFICATION/STANDARD |  | ADDITIONAL FEATURES EN |  | ADDITIONAL FEATURES ES |  | ADDITIONAL FEATURES FR | [39 empty] | Production Completed
1215064 | Data Enrichment | STP_002 - 0002 | MKV | OK | 2022-07-13 | 2022-07-18 | [5 empty] | KELVDBC | #N/A | CALIBRATOR;CUR/ELEC VOLT LP,VOLT-AMPERE | CALIBRATOR;TYPE:LOOP,MEASUREMENT TYPE:VOLT-AMPERE,MEASURING RANGE:0-20 V,0-200 MV,0-24 MA,ACCURACY:0.015 PCT,0.01 PCT, RESOLUTION:0.01 MV,0.001 MA,VOLTAGE RATING:24 VDC,SIZE:WD 87 X LG 187 X DP 32 MM,CERTIFICATION/STANDARD:CSA C22.2 NO 1010.1:1992, SINGLE 9 V BATTERY ANSI/NEDA 1604A OR IEC 6LR619V ALKALINE,MNFR:FLUKE,PTNO:715 | 715 | 1031599 | FLUKE | https://www.fluke.com/en-in/product/calibration-tools/ma-loop-calibrators/fluke-715 |  | FLUKE | 715 | [11 empty] | 41113684 | Voltage and current meter calibrator | CALIBRATOR | NO MODIFIER | TYPE | LOOP | MEASUREMENT TYPE | VOLT-AMPERE | MEASURING RANGE | 0-20 V,0-200 MV,0-24 MA | ACCURACY | 0.015 PCT,0.01 PCT | DISPLAY TYPE |  | RESOLUTION | 0.01 MV,0.001 MA | VOLTAGE RATING | 24 VDC | CURRENT RATING |  | SIZE | WD 87 X LG 187 X DP 32 MM | HAZARD CLASS |  | CERTIFICATION/STANDARD | CSA C22.2 NO 1010.1:1992, SINGLE 9 V BATTERY ANSI/NEDA 1604A OR IEC 6LR619V ALKALINE | ADDITIONAL FEATURES EN |  | ADDITIONAL FEATURES ES |  | ADDITIONAL FEATURES FR | [31 empty] | Production Completed
1243766 | Data Enrichment | STP_002 - 0002 | MKV | OK | 2022-07-13 | 2022-07-18 | [5 empty] | KDELBVC |  | CALIBRATOR;LP BHGE DRUCK,0.01%,4-20 MA | CALIBRATOR;TYPE:LOOP BHGE DRUCK,ACCURACY:0.01%,CURRENT RATING:4-20 MA,ADDITIONAL FEATURES EN:MEASURE/SOURCE STEP SPAN,PTNO:UPS-111 | UPS-111 |  |  | https://www.instrumart.com/products/19615/druck-ups-iii-loop-calibrator | https://www.instrumart.com/assets/Druck-UPS-III-datasheet.pdf |  | UPS-111 | [11 empty] | 41113684 | Voltage and current meter calibrator | CALIBRATOR | NO MODIFIER | TYPE | LOOP BHGE DRUCK | MEASUREMENT TYPE |  | MEASURING RANGE |  | ACCURACY | 0.01 PCT | DISPLAY TYPE |  | RESOLUTION |  | VOLTAGE RATING |  | CURRENT RATING | 4-20 MA | SIZE |  | HAZARD CLASS |  | CERTIFICATION/STANDARD |  | ADDITIONAL FEATURES EN | MEASURE/SOURCE STEP SPAN | ADDITIONAL FEATURES ES |  | ADDITIONAL FEATURES FR | [31 empty] | Production Completed
1220815 | Data Enrichment | STP_002 - 0002 | MKV | OK | 2022-07-13 | 2022-07-18 | [5 empty] | KELVDBC | OEM | Cap Screw CAT 2A4639 | CAP;MNFR:CATERPILLAR,PTNO:2A4639 | 2A4639 | 3000003 | CATERPILLAR | https://parts.cat.com/en/catcorp/2A-4639 |  | CATERPILLAR | 2A-4639 | [11 empty] | 31161500 | Screws | SCREW | CAP | TYPE | HEX HEAD | THREAD DIAMETER | 375 MM | THREAD PITCH | 16 MM | THREAD TYPE |  | OVERALL LENGTH | 41.275 MM | THREAD LENGTH |  | MATERIAL |  | MATERIAL SPECIFICATION | GR 8 | COATING/FINISH | PHOSPHATE AND OIL | DRIVE TYPE | UNC | HEAD SIZE |  | TENSILE STRENGTH |  | HAZARD CLASS |  | CERTIFICATION/STANDARD |  | ADDITIONAL FEATURES EN |  | ADDITIONAL FEATURES ES |  | ADDITIONAL FEATURES FR | [25 empty] | Production Completed
1185281 | Data Enrichment | STP_002 - 0002 | MKV | OK | 2022-07-13 | 2022-07-18 | [5 empty] | KELVDBC | #N/A | CARTRIDGE,INK;ORIGINAL LSRJT,BLK,4 ML | CARTRIDGE,INK;TYPE:ORIGINAL LASERJET,COLOUR:BLACK,CAPACITY:4 ML,INK TYPE:PIGMENT-BASED,AVERAGE YIELD:200 PAGES,SIZE:WD 100 X HT 37 X DP 116 MM,SHELF LIFE:18 MONTHS,ADDITIONAL FEATURES EN:HP 901 SELECTABILITY,13.8 PL INK DROP,MNFR:HEWLETT-PACKARD,PTNO:CC653AA | CC653AA | 1010870 | HEWLETT-PACKARD | https://www.hp.com/in-en/shop/hp-901-black-original-ink-cartridge-cc653aa.html |  | HEWLETT-PACKARD | CC653AA | [11 empty] | 44103105 | Ink cartridges | CARTRIDGE | INK | TYPE | ORIGINAL LASERJET | COLOUR | BLACK | CAPACITY | 4 ML | MATERIAL |  | INK TYPE | PIGMENT-BASED | AVERAGE YIELD | 200 PAGES | SIZE | WD 100 X HT 37 X DP 116 MM | COMPATIBLE HARDWARE |  | HAZARD CLASS |  | CERTIFICATION/STANDARD |  | ADDITIONAL FEATURES EN | HP 901 SELECTABILITY,13.8 PL INK DROP | ADDITIONAL FEATURES ES |  | ADDITIONAL FEATURES FR | [33 empty] | Production Completed
1196095 | Data Enrichment | STP_002 - 0002 | MKV | OK | 2022-07-13 | 2022-07-18 | [5 empty] | KELVDBC | #N/A | CARTRIDGE,INK;ORIGINAL,9 ML,DYE-BASD,360 | CARTRIDGE,INK;TYPE:ORIGINAL,CAPACITY:9 ML,INK TYPE:DYE-BASED,AVERAGE YIELD:360 PAGES,SIZE:WD 100 X HT 37 X DP 116 MM,SHELF LIFE:18 MONTHS,ADDITIONAL FEATURES EN:HP 901 SELECTABILITY,TRI-COLOR,MNFR:HEWLETT-PACKARD,PTNO:CC656AA | CC656AA | 1010870 | HEWLETT-PACKARD | https://www.hp.com/in-en/shop/hp-901-tri-color-original-ink-cartridge-cc656aa.html |  | HEWLETT-PACKARD | CC656AA | [11 empty] | 44103105 | Ink cartridges | CARTRIDGE | INK | TYPE | ORIGINAL LASERJET | COLOUR | TRI-COLOR | CAPACITY | 9 ML | MATERIAL |  | INK TYPE | DYE-BASED | AVERAGE YIELD | 360 PAGES | SIZE | WD 100 X HT 37 X DP 116 MM | COMPATIBLE HARDWARE |  | HAZARD CLASS |  | CERTIFICATION/STANDARD |  | ADDITIONAL FEATURES EN | HP 901 SELECTABILITY | ADDITIONAL FEATURES ES |  | ADDITIONAL FEATURES FR | [33 empty] | Production Completed
1200282 | Data Enrichment | STP_002 - 0002 | MKV | OK | 2022-07-13 | 2022-07-18 | N/M BASED ON WEBSOURCE |  |  |  |  | KELVDBC |  | CARTRIDGE,INK;SELECTABILITY,HP,78A | CARTRIDGE,INK;ADDITIONAL FEATURES EN:SELECTABILITY,MNFR:HP,PTNO:78A | 78A |  |  | https://www.hp.com/in-en/shop/hp-78a-black-original-laserjet-toner-cartridge-ce278a.html |  | HEWLETT-PACKARD | 78A | [11 empty] | 44103105 | Ink cartridges | CARTRIDGE | TONER | TYPE | ORIGINAL LASERJET | COLOUR | BLACK | CAPACITY |  | MATERIAL |  | FORM |  | AVERAGE YIELD | 2100 PAGES | DIMENSIONS | WD 375 X HT 125 X DP 113 MM | COMPATIBLE HARDWARE |  | HAZARD CLASS |  | CERTIFICATION/STANDARD |  | ADDITIONAL FEATURES EN |  | ADDITIONAL FEATURES ES |  | ADDITIONAL FEATURES FR | [33 empty] | Production Completed
1194449 | Data Enrichment | STP_002 - 0002 | MKV | OK | 2022-07-13 | 2022-07-18 | [5 empty] | KELVDBC |  | CARTRIDGE,PRNTR;BLK,HP 53A SELECTABILITY | CARTRIDGE,PRINTER;COLOUR:BLACK,ADDITIONAL FEATURES EN:HP 53A SELECTABILITY,3000 PAGES YIELD,COMPATIBLE WITH HP LASERJET M2727NF MULTIFUNCTION,P2014,P2014N,P2015DN PRINTER,MNFR:HP,PTNO:Q7553A | Q7553A |  |  | https://www.hp.com/in-en/shop/hp-q7553a-black-original-laserjet-toner-cartridge.html |  | HEWLETT-PACKARD | Q7553A | [11 empty] | 44103105 | Ink cartridges | CARTRIDGE | TONER | TYPE | ORIGINAL LASERJET | COLOUR | BLACK | CAPACITY |  | MATERIAL |  | FORM |  | AVERAGE YIELD | 3000 PAGES | DIMENSIONS | WD 390 X HT 168 X DP 117 MM | COMPATIBLE HARDWARE | HP LASERJET M2727NF MULTIFUNCTION,P2014,P2014N,P2015DN PRINTER | HAZARD CLASS |  | CERTIFICATION/STANDARD |  | ADDITIONAL FEATURES EN | HP 53A SELECTABILITY | ADDITIONAL FEATURES ES |  | ADDITIONAL FEATURES FR | [33 empty] | Production Completed
1199241 | Data Enrichment | STP_002 - 0002 | MKV | OK | 2022-07-13 | 2022-07-18 | [5 empty] | KELVDBC |  | CARTRIDGE,PRNTR;HGH YIELD ORIGINAL LSRJT | CARTRIDGE,PRINTER;TYPE:HIGH YIELD ORIGINAL LASERJET TONER,ADDITIONAL FEATURES EN:HP 203X SELECTABILITY,3200 PAGES YIELD,COMPATIBLE WITH HP COLOR LASERJET PRO M254DW,M254NW,M280NW,M281FDN,M281FDW MULTIFUNCTION PRINTER,MNFR:HP,PTNO:CF540X | CF540X |  |  | https://www.hp.com/ch-en/shop/product.aspx?id=CF540X&opt=&sel=SUP |  | HEWLETT-PACKARD | CF540X | [11 empty] | 44103105 | Ink cartridges | CARTRIDGE | TONER | TYPE | HIGH YIELD ORIGINAL LASERJET TONER | COLOUR | BLACK | CAPACITY |  | MATERIAL |  | FORM |  | AVERAGE YIELD | 3000 PAGES | DIMENSIONS |  | COMPATIBLE HARDWARE | HP COLOR LASERJET PRO M254DW,M254NW,M280NW,M281FDN,M281FDW MULTIFUNCTION PRINTER | HAZARD CLASS |  | CERTIFICATION/STANDARD |  | ADDITIONAL FEATURES EN | HP 203X SELECTABILITY | ADDITIONAL FEATURES ES |  | ADDITIONAL FEATURES FR | [33 empty] | Production Completed
1210791 | Data Enrichment | STP_002 - 0002 | MKV | OK | 2022-07-13 | 2022-07-18 | [5 empty] | KELVDBC | #N/A | CARTRIDGE,PRNTR;HGH YIELD ORIGINAL LSRJT | CARTRIDGE,PRINTER;TYPE:HIGH YIELD ORIGINAL LASERJET TONER,COLOUR:BLACK,CONTAINER SIZE:WD 380 X HT 287 X DP 180 MM,ADDITIONAL FEATURES EN:HP 37X SELECTABILITY,25000 PAGES YIELD,COMPATIBLE WITH HP LASERJET ENTERPRISE FLOW MFP M631H,FLOW MFP M632Z,FLOW MFP M633Z,M608DN,M608N,M608NK,M609X PRINTERS,MNFR:HEWLETT-PACKARD,PTNO:CF237X | CF237X | 1010870 | HEWLETT-PACKARD | https://www.hp.com/in-en/shop/hp-37x-high-yield-black-original-laserjet-toner-cartridge-cf237x.html |  | HEWLETT-PACKARD | CF237X | [11 empty] | 44103105 | Ink cartridges | CARTRIDGE | TONER | TYPE | HIGH YIELD ORIGINAL LASERJET TONER | COLOUR | BLACK | CAPACITY |  | MATERIAL |  | FORM |  | AVERAGE YIELD | 25000 PAGES | DIMENSIONS | WD 380 X HT 287 X DP 180 MM | COMPATIBLE HARDWARE | HP LASERJET ENTERPRISE FLOW MFP M631H,FLOW MFP M632Z,FLOW MFP M633Z,M608DN,M608N,M608NK,M609X PRINTERS | HAZARD CLASS |  | CERTIFICATION/STANDARD |  | ADDITIONAL FEATURES EN | HP 37X SELECTABILITY | ADDITIONAL FEATURES ES |  | ADDITIONAL FEATURES FR | [33 empty] | Production Completed
1212734 | Data Enrichment | STP_002 - 0002 | MKV | OK | 2022-07-13 | 2022-07-18 | [5 empty] | KELVDBC |  | CARTRIDGE,PRNTR;HGH YIELD ORIGINAL LSRJT | CARTRIDGE,PRINTER;TYPE:HIGH YIELD ORIGINAL LASERJET TONER,COLOUR:CYAN,ADDITIONAL FEATURES EN:HP 203X SELECTABILITY,2500 PAGES YIELD,COMPATIBLE WITH HP COLOR LASERJET PRO M254DW,M254NW,M280NW,M281FDN,M281FDW MULTIFUNCTION PRINTER,MNFR:HP,PTNO:CF541X | CF541X |  |  | https://www.hp.com/gb-en/shop/product.aspx?id=CF541X&opt=&sel=SUP |  | HEWLETT-PACKARD | CF541X | [11 empty] | 44103105 | Ink cartridges | CARTRIDGE | TONER | TYPE | HIGH YIELD ORIGINAL LASERJET TONER | COLOUR | CYAN | CAPACITY |  | MATERIAL |  | FORM |  | AVERAGE YIELD | 2500 PAGES | DIMENSIONS |  | COMPATIBLE HARDWARE | HP COLOR LASERJET PRO M254DW,M254NW,M280NW,M281FDN,M281FDW MULTIFUNCTION PRINTER | HAZARD CLASS |  | CERTIFICATION/STANDARD |  | ADDITIONAL FEATURES EN | HP 203X SELECTABILITY | ADDITIONAL FEATURES ES |  | ADDITIONAL FEATURES FR | [33 empty] | Production Completed
1199538 | Data Enrichment | STP_002 - 0002 | MKV | OK | 2022-07-13 | 2022-07-18 | [5 empty] | KELVDBC | #N/A | CARTRIDGE,PRNTR;ORIGINAL INK LSRJT TONR | CARTRIDGE,PRINTER;TYPE:ORIGINAL INK LASERJET TONER,COLOUR:BLACK,CONTAINER SIZE:WD 117 X HT 168 X DP 390 MM,ADDITIONAL FEATURES EN:HP 53A SELECTABILITY,3000 PAGES YEILD,COMPATIBLE WITH HP LASERJET P2014,P2015 PRINTERS,MNFR:HEWLETT-PACKARD,PTNO:Q7553A | Q7553A | 1010870 | HEWLETT-PACKARD | https://www.hp.com/in-en/shop/hp-q7553a-black-original-laserjet-toner-cartridge.html |  | HEWLETT-PACKARD | Q7553A | [11 empty] | 44103105 | Ink cartridges | CARTRIDGE | TONER | TYPE | HIGH YIELD ORIGINAL LASERJET TONER | COLOUR | BLACK | CAPACITY |  | MATERIAL |  | FORM |  | AVERAGE YIELD | 3000 PAGES | DIMENSIONS | WD 117 X HT 168 X DP 390 MM | COMPATIBLE HARDWARE | HP LASERJET P2015 PRINTER SERIES | HAZARD CLASS |  | CERTIFICATION/STANDARD |  | ADDITIONAL FEATURES EN | HP 53A SELECTABILITY | ADDITIONAL FEATURES ES |  | ADDITIONAL FEATURES FR | [33 empty] | Production Completed
1211701 | Data Enrichment | STP_002 - 0002 | MKV | OK | 2022-07-13 | 2022-07-18 | [5 empty] | KELVDBC | #N/A | CARTRIDGE,PRNTR;ORIGINAL LSRJT TONR | TONER;TYPE:LASERJET CF213A,COLOUR:MAGENTA,CARTRIDGE LIFE:1800 PAGES,FORM:POWDER,SIZE:WD 365 X HT 110 X DP 100 MM, HP131A SELECTABILITY,COMPATIBLE WITH HP LASERJET PRO 200,COLOR M251,MFP M276 PRINTERS,MNFR:HEWLETT PACKARD | CF213A | 1010870 | HEWLETT-PACKARD | https://www.hp.com/in-en/shop/hp-131a-magenta-original-laserjet-toner-cartridge-cf213a.html |  | HEWLETT-PACKARD | CF213A | [11 empty] | 44103105 | Ink cartridges | CARTRIDGE | TONER | TYPE | LASERJET CF213A | COLOUR | MAGNETA | CAPACITY |  | MATERIAL |  | FORM | POWDER | AVERAGE YIELD | 1800 PAGES | DIMENSIONS | WD 365 X HT 110 X DP 100 MM | COMPATIBLE HARDWARE | HP LASERJET PRO 200,COLOR M251,MFP M276 PRINTERS | HAZARD CLASS |  | CERTIFICATION/STANDARD |  | ADDITIONAL FEATURES EN | HP131A SELECTABILITY | ADDITIONAL FEATURES ES |  | ADDITIONAL FEATURES FR | [33 empty] | Production Completed
1219984 | Data Enrichment | STP_002 - 0002 | MKV | OK | 2022-07-13 | 2022-07-18 | [5 empty] | KELVDBC | #N/A | CARTRIDGE,PRNTR;ORIGINAL LSRJT TONR | CARTRIDGE,PRINTER;TYPE:ORIGINAL LASERJET TONER,COLOUR:MAGENTA,CONTAINER SIZE:WD 365 X HT 110 X DP 100 MM,ADDITIONAL FEATURES EN:HP 131A SELECTABILITY,1800 PAGES YIELD,COMPATIBLE WITH HP LASERJET PRO 200 COLOR M251,MFP M276 PRINTERS,MNFR:HEWLETT-PACKARD,PTNO:CF213A | CF213A | 1010870 | HEWLETT-PACKARD | https://www.hp.com/in-en/shop/hp-131a-magenta-original-laserjet-toner-cartridge-cf213a.html |  | HEWLETT-PACKARD | CF213A | [11 empty] | 44103105 | Ink cartridges | CARTRIDGE | TONER | TYPE | ORIGINAL LASERJET TONER | COLOUR | MAGNETA | CAPACITY |  | MATERIAL |  | FORM |  | AVERAGE YIELD | 1800 PAGES | DIMENSIONS | WD 365 X HT 110 X DP 100 MM | COMPATIBLE HARDWARE | HP LASERJET PRO 200 COLOR M251,MFP M276 PRINTERS | HAZARD CLASS |  | CERTIFICATION/STANDARD |  | ADDITIONAL FEATURES EN | HP 131A SELECTABILITY | ADDITIONAL FEATURES ES |  | ADDITIONAL FEATURES FR | [33 empty] | Production Completed
1190128 | Data Enrichment | STP_002 - 0002 | MKV | OK | 2022-07-13 | 2022-07-18 | [5 empty] | KELVDBC |  | CARTRIDGE,PRNTR;ORIGINAL LSRJT TONR,BLK | CARTRIDGE,PRINTER;TYPE:ORIGINAL LASERJET TONER,COLOUR:BLACK,ADDITIONAL FEATURES EN:HP 55A SELECTABILITY,6000 PAGES YIELD,COMPATIBLE WITH HP LASERJET ENTERPRISE 500 M525DN,500 M525F,FLOW M525C,P3015 PRINTER,P3015D PRINTER,P3015DN PRINTER,P3015X PRINTER,HP LASERJET PRO M521DN,M521DW PRINTER,MNFR:HP,PTNO:CE255A | CE255A |  |  | https://www.hp.com/in-en/shop/hp-255a-black-original-laserjet-toner-cartridge.html |  | HEWLETT-PACKARD | CE255A | [11 empty] | 44103105 | Ink cartridges | CARTRIDGE | TONER | TYPE | ORIGINAL LASERJET TONER | COLOUR | BLACK | CAPACITY |  | MATERIAL |  | FORM |  | AVERAGE YIELD | 6000 PAGES | DIMENSIONS | WD 395 X HT 261 X DP 160 MM | COMPATIBLE HARDWARE | HP LASERJET ENTERPRISE 500 M525DN,500 M525F,FLOW M525C,P3015 PRINTER,P3015D PRINTER,P3015DN PRINTER,P3015X PRINTER,HP LASERJET PRO M521DN,M521DW PRINTER | HAZARD CLASS |  | CERTIFICATION/STANDARD |  | ADDITIONAL FEATURES EN | HP 55A SELECTABILITY | ADDITIONAL FEATURES ES |  | ADDITIONAL FEATURES FR | [33 empty] | Production Completed
1191057 | Data Enrichment | STP_002 - 0002 | MKV | OK | 2022-07-13 | 2022-07-18 | [5 empty] | KELVDBC | #N/A | CARTRIDGE,PRNTR;ORIGINAL LSRJT TONR,BLK | CARTRIDGE,PRINTER;TYPE:ORIGINAL LASERJET TONER,COLOUR:BLACK,CONTAINER SIZE:WD 395 X HT 261 X DP 160 MM,CERTIFICATION/STANDARD:ISO/IEC 19798,ADDITIONAL FEATURES EN:HP 55A SELECTABILITY,6000 PAGES YIELD,COMPATIBLE WITH HP LASERJET ENTERPRISE 500 MFP M525DN,500 MFP M525F,500 REFURBISHED MFP M525F,FLOW REFURBISHED MFP M525C,P3015D REFURBISHED,P3015DN REFURBISHED,P3015DN PRINTERS,MNFR:HEWLETT-PACKARD,P | CE255A | 1010870 | HEWLETT-PACKARD | https://www.hp.com/in-en/shop/hp-255a-black-original-laserjet-toner-cartridge.html |  | HEWLETT-PACKARD | CE255A | [11 empty] | 44103105 | Ink cartridges | CARTRIDGE | TONER | TYPE | ORIGINAL LASERJET TONER | COLOUR | BLACK | CAPACITY |  | MATERIAL |  | FORM |  | AVERAGE YIELD | 6000 PAGES | DIMENSIONS | WD 395 X HT 261 X DP 160 MM | COMPATIBLE HARDWARE | HP LASERJET ENTERPRISE 500 MFP M525DN,500 MFP M525F,500 REFURBISHED MFP M525F,FLOW REFURBISHED MFP M525C,P3015D REFURBISHED,P3015DN REFURBISHED,P3015DN PRINTERS | HAZARD CLASS |  | CERTIFICATION/STANDARD | ISO/IEC 19798 | ADDITIONAL FEATURES EN | HP 55A SELECTABILITY | ADDITIONAL FEATURES ES |  | ADDITIONAL FEATURES FR | [33 empty] | Production Completed
1194647 | Data Enrichment | STP_002 - 0002 | MKV | OK | 2022-07-13 | 2022-07-18 | [5 empty] | KELVDBC | #N/A | CARTRIDGE,PRNTR;ORIGINAL LSRJT TONR,BLK | CARTRIDGE,PRINTER;TYPE:ORIGINAL LASERJET TONER,COLOUR:BLACK,ADDITIONAL FEATURES EN:HP 49A SELECTABILITY,2500 PAGES YEILD,COMPATIBLE WITH HP LASERJET 1320N,1320TN,3390 PRINTERS,MNFR:HEWLETT-PACKARD,PTNO:Q5949A | Q5949A | 1010870 | HEWLETT-PACKARD | https://www.hp.com/in-en/shop/hp-q5949a-black-original-laserjet-toner-cartridge.html |  | HEWLETT-PACKARD | Q5949A | [11 empty] | 44103105 | Ink cartridges | CARTRIDGE | TONER | TYPE | ORIGINAL LASERJET TONER | COLOUR | BLACK | CAPACITY |  | MATERIAL |  | FORM |  | AVERAGE YIELD | 2500 PAGES | DIMENSIONS | WD 390 X HT 168 X DP 117 MM | COMPATIBLE HARDWARE | HP LASERJET 1320N,1320TN,3390 PRINTERS | HAZARD CLASS |  | CERTIFICATION/STANDARD |  | ADDITIONAL FEATURES EN | HP 49A SELECTABILITY | ADDITIONAL FEATURES ES |  | ADDITIONAL FEATURES FR | [33 empty] | Production Completed
1196709 | Data Enrichment | STP_002 - 0002 | MKV | OK | 2022-07-13 | 2022-07-18 | [5 empty] | KELVDBC |  | CARTRIDGE,PRNTR;ORIGINAL LSRJT TONR,BLK | CARTRIDGE,PRINTER;TYPE:ORIGINAL LASERJET TONER,COLOUR:BLACK,ADDITIONAL FEATURES EN:HP 650A SELECTABILITY,13500 PAGES YIELD,COMPATIBLE WITH HP COLOR LASERJET ENTERPRISE M750DN,M750N PRINTER,CF270A,MNFR:HP,PTNO:CE270A | CE270A |  |  | https://www.hp.com/in-en/shop/hp-650a-black-original-laserjet-toner-cartridge-ce270a.html |  | HEWLETT-PACKARD | CE270A | [11 empty] | 44103105 | Ink cartridges | CARTRIDGE | TONER | TYPE | ORIGINAL LASERJET TONER | COLOUR | BLACK | CAPACITY |  | MATERIAL |  | FORM |  | AVERAGE YIELD | 13500 PAGES | DIMENSIONS | WD 492 X HT 225 X DP 188 MM | COMPATIBLE HARDWARE | HP COLOR LASERJET ENTERPRISE M750DN,M750N PRINTER,CF270A | HAZARD CLASS |  | CERTIFICATION/STANDARD |  | ADDITIONAL FEATURES EN | HP 650A SELECTABILITY | ADDITIONAL FEATURES ES |  | ADDITIONAL FEATURES FR | [33 empty] | Production Completed
1197290 | Data Enrichment | STP_002 - 0002 | MKV | OK | 2022-07-13 | 2022-07-18 | [5 empty] | KELVDBC | #N/A | CARTRIDGE,PRNTR;ORIGINAL LSRJT TONR,BLK | CARTRIDGE,PRINTER;TYPE:ORIGINAL LASERJET TONER,COLOUR:BLACK,ADDITIONAL FEATURES EN:HP 49A SELECTABILITY,2500 PAGES YEILD,COMPATIBLE WITH HP LASERJET 1160 AND 1320 PRINTER SERIES AND HP LASERJET 3390/3392 ALL-IN-ONE SERIES PRINTERS,MNFR:HEWLETT-PACKARD,PTNO:Q5949X | Q5949X | 1010870 | HEWLETT-PACKARD | https://www.hp.com/us-en/shop/pdp/hp-49x-high-yield-black-original-laserjet-toner-cartridge#techSpecs |  | HEWLETT-PACKARD | Q5949X | [11 empty] | 44103105 | Ink cartridges | CARTRIDGE | TONER | TYPE | ORIGINAL LASERJET TONER | COLOUR | BLACK | CAPACITY |  | MATERIAL |  | FORM |  | AVERAGE YIELD | 6000 PAGES | DIMENSIONS | WD 15.35 X HT 7.72 X DP 4.8 IN | COMPATIBLE HARDWARE | HP LASERJET 1160 AND 1320 PRINTER SERIES AND HP LASERJET 3390/3392 ALL-IN-ONE SERIES PRINTERS | HAZARD CLASS |  | CERTIFICATION/STANDARD |  | ADDITIONAL FEATURES EN | HP 49A SELECTABILITY | ADDITIONAL FEATURES ES |  | ADDITIONAL FEATURES FR | [33 empty] | Production Completed
1219318 | Data Enrichment | STP_002 - 0002 | MKV | OK | 2022-07-13 | 2022-07-18 | [5 empty] | KELVDBC | #N/A | CARTRIDGE,PRNTR;ORIGINAL LSRJT TONR,BLK | CARTRIDGE,PRINTER;TYPE:ORIGINAL LASERJET TONER,COLOUR:BLACK,ADDITIONAL FEATURES EN:HP 42X SELECTABILITY,20000 PAGES YEILD,COMPATIBLE WITH HP LASERJET 4350DTN,4240N PRINTERS,MNFR:HEWLETT-PACKARD,PTNO:Q5942X | Q5942X | 1010870 | HEWLETT-PACKARD | https://www.hp.com/ca-en/shop/product.aspx?id=Q5942X&opt=&sel=SUP |  | HEWLETT-PACKARD | Q5942X | [11 empty] | 44103105 | Ink cartridges | CARTRIDGE | TONER | TYPE | ORIGINAL LASERJET TONER | COLOUR | BLACK | CAPACITY |  | MATERIAL |  | FORM |  | AVERAGE YIELD | 20000 PAGES | DIMENSIONS | WD 391 X HT 330 X DP 198 MM | COMPATIBLE HARDWARE | HP LASERJET 4350DTN,4240N PRINTERS | HAZARD CLASS |  | CERTIFICATION/STANDARD |  | ADDITIONAL FEATURES EN | HP 42X SELECTABILITY | ADDITIONAL FEATURES ES |  | ADDITIONAL FEATURES FR | [33 empty] | Production Completed
1192122 | Data Enrichment | STP_002 - 0002 | MKV | OK | 2022-07-13 | 2022-07-18 | [5 empty] | KELVDBC |  | CARTRIDGE,PRNTR;ORIGINAL LSRJT TONR,CYN | CARTRIDGE,PRINTER;TYPE:ORIGINAL LASERJET TONER,COLOUR:CYAN,ADDITIONAL FEATURES EN:HP 650A SELECTABILITY,15000 PAGES YIELD,COMPATIBLE WITH HP COLOR LASERJET ENTERPRISE M750DN,M750N PRINTER,CF271A,MNFR:HP,PTNO:CE271A | CE271A |  |  | https://www.hp.com/in-en/shop/hp-650a-cyan-original-laserjet-toner-cartridge-ce271a.html |  | HEWLETT-PACKARD | CE271A | [11 empty] | 44103105 | Ink cartridges | CARTRIDGE | TONER | TYPE | ORIGINAL LASERJET TONER | COLOUR | CYAN | CAPACITY |  | MATERIAL |  | FORM |  | AVERAGE YIELD | 15000 PAGES | DIMENSIONS | WD 492 X HT 225 X DP 188 MM | COMPATIBLE HARDWARE | HP COLOR LASERJET ENTERPRISE M750DN,M750N PRINTER,CF271A | HAZARD CLASS |  | CERTIFICATION/STANDARD |  | ADDITIONAL FEATURES EN | HP 650A SELECTABILITY | ADDITIONAL FEATURES ES |  | ADDITIONAL FEATURES FR | [33 empty] | Production Completed
1195557 | Data Enrichment | STP_002 - 0002 | MKV | OK | 2022-07-13 | 2022-07-18 | [5 empty] | KELVDBC |  | CARTRIDGE,PRNTR;ORIGINAL LSRJT TONR,HP | CARTRIDGE,PRINTER;TYPE:ORIGINAL LASERJET TONER,ADDITIONAL FEATURES EN:HP 64A SELECTABILITY,10000 PAGES YIELD,COMPATIBLE WITH HP LASERJET P4014N,P4515N PRINTER,MNFR:HP,PTNO:CC364A | CC364A |  |  | https://www.hp.com/in-en/shop/hp-cc364a-black-original-laserjet-toner-cartridge.html |  | HEWLETT-PACKARD | CC364A | [11 empty] | 44103105 | Ink cartridges | CARTRIDGE | TONER | TYPE | ORIGINAL LASERJET TONER | COLOUR | BLACK | CAPACITY |  | MATERIAL |  | FORM |  | AVERAGE YIELD | 10000 PAGES | DIMENSIONS | WD 391 X HT 330 X DP 193 MM | COMPATIBLE HARDWARE | HP LASERJET P4014N,P4515N PRINTER | HAZARD CLASS |  | CERTIFICATION/STANDARD |  | ADDITIONAL FEATURES EN | HP 64A SELECTABILITY | ADDITIONAL FEATURES ES |  | ADDITIONAL FEATURES FR | [33 empty] | Production Completed
1200901 | Data Enrichment | STP_002 - 0002 | MKV | OK | 2022-07-13 | 2022-07-18 | [5 empty] | KELVDBC |  | CARTRIDGE,PRNTR;ORIGINAL LSRJT TONR,HP | CARTRIDGE,PRINTER;TYPE:ORIGINAL LASERJET TONER,ADDITIONAL FEATURES EN:HP 85A SELECTABILITY,1600 PAGES YIELD,COMPATIBLE WITH HP LASERJET PRO P1100,M1130,M1210 MULTIFUNCTION PRINTER,MNFR:HP,PTNO:CE285A | CE285A |  |  | https://www.hp.com/us-en/shop/pdp/hp-85a-black-original-laserjet-toner-cartridge#techSpecs |  | HEWLETT-PACKARD | CE285A | [11 empty] | 44103105 | Ink cartridges | CARTRIDGE | TONER | TYPE | ORIGINAL LASERJET TONER | COLOUR | BLACK | CAPACITY |  | MATERIAL |  | FORM |  | AVERAGE YIELD | 1600 PAGES | DIMENSIONS | WD 14.76 X HT 4.92 X DP 4.45 IN | COMPATIBLE HARDWARE | HP LASERJET PRO P1100,M1130,M1210 MULTIFUNCTION PRINTER | HAZARD CLASS |  | CERTIFICATION/STANDARD |  | ADDITIONAL FEATURES EN | HP 85A SELECTABILITY | ADDITIONAL FEATURES ES |  | ADDITIONAL FEATURES FR | [33 empty] | Production Completed
1189561 | Data Enrichment | STP_002 - 0002 | MKV | OK | 2022-07-13 | 2022-07-18 | [5 empty] | KELVDBC | #N/A | CARTRIDGE,PRNTR;ORIGINAL LSRJT TONR,YEL | CARTRIDGE,PRINTER;TYPE:ORIGINAL LASERJET TONER,COLOUR:YELLOW,CONTAINER SIZE:WD 363 X HT 111 X DP 96 MM,CERTIFICATION/STANDARD:ISO/IEC 19798,ADDITIONAL FEATURES EN:HP 203X SELECTABILITY,2500 PAGES HIGH YIELD,COMPATIBLE WITH HP COLOR LASERJET PRO M254DW,M254NW,MFP M280NW,MFP M281FDN,MFP M281FDW PRINTERS,MNFR:HEWLETT-PACKARD,PTNO:CF542X | CF542X | 1010870 | HEWLETT-PACKARD | https://www.hp.com/gb-en/shop/product.aspx?id=CF542X&opt=&sel=SUP |  | HEWLETT-PACKARD | CF542X | [11 empty] | 44103105 | Ink cartridges | CARTRIDGE | TONER | TYPE | ORIGINAL LASERJET TONER | COLOUR | YELLOW | CAPACITY |  | MATERIAL |  | FORM |  | AVERAGE YIELD | 2500 PAGES | DIMENSIONS | WD 363 X HT 111 X DP 96 MM | COMPATIBLE HARDWARE | HP COLOR LASERJET PRO M254DW,M254NW,MFP M280NW,MFP M281FDN,MFP M281FDW PRINTERS | HAZARD CLASS |  | CERTIFICATION/STANDARD | ISO/IEC 19798 | ADDITIONAL FEATURES EN | HP 203X SELECTABILITY | ADDITIONAL FEATURES ES |  | ADDITIONAL FEATURES FR | [33 empty] | Production Completed
1197931 | Data Enrichment | STP_002 - 0002 | MKV | OK | 2022-07-13 | 2022-07-18 | [5 empty] | KELVDBC |  | CARTRIDGE,PRNTR;ORIGINAL LSRJT TONR,YEL | CARTRIDGE,PRINTER;TYPE:ORIGINAL LASERJET TONER,COLOUR:YELLOW,ADDITIONAL FEATURES EN:HP 650A SELECTABILITY,15000 PAGES YIELD,COMPATIBLE WITH HP COLOR LASERJET ENTERPRISE M750DN,M750N PRINTER,CF272A,MNFR:HP,PTNO:CE272A | CE272A |  |  | https://www.hp.com/in-en/shop/hp-650a-yellow-original-laserjet-toner-cartridge-ce272a.html |  | HEWLETT-PACKARD | CE272A | [11 empty] | 44103105 | Ink cartridges | CARTRIDGE | TONER | TYPE | ORIGINAL LASERJET TONER | COLOUR | YELLOW | CAPACITY |  | MATERIAL |  | FORM |  | AVERAGE YIELD | 15000 PAGES | DIMENSIONS | WD 492 X HT 225 X DP 188 MM | COMPATIBLE HARDWARE | HP COLOR LASERJET ENTERPRISE M750DN,M750N PRINTER | HAZARD CLASS |  | CERTIFICATION/STANDARD |  | ADDITIONAL FEATURES EN | HP 650A SELECTABILITY | ADDITIONAL FEATURES ES |  | ADDITIONAL FEATURES FR | [33 empty] | Production Completed
1210902 | Data Enrichment | STP_002 - 0002 | MKV | OK | 2022-07-13 | 2022-07-18 | [5 empty] | KELVDBC | #N/A | CARTRIDGE,PRNTR;TONR,BLK,25000 PGS,MFP | CARTRIDGE,PRINTER;TYPE:TONER,COLOUR:BLACK,CAPACITY:25000 PAGES,ADDITIONAL FEATURES EN:MFP M630 HP LASER JET PRINTER,MNFR:HEWLETT-PACKARD,PTNO:CF281X | CF281X | 1010870 | HEWLETT-PACKARD | https://www.hp.com/in-en/shop/hp-81x-high-yield-black-original-laserjet-toner-cartridge-cf281x.html |  | HEWLETT-PACKARD | CF281X | [11 empty] | 44103105 | Ink cartridges | CARTRIDGE | TONER | TYPE | ORIGINAL LASERJET TONER | COLOUR | BLACK | CAPACITY |  | MATERIAL |  | FORM |  | AVERAGE YIELD | 25000 PAGES | DIMENSIONS | WD 391 X HT 327 X DP 193 MM | COMPATIBLE HARDWARE | MFP M630 HP LASER JET PRINTER | HAZARD CLASS |  | CERTIFICATION/STANDARD |  | ADDITIONAL FEATURES EN |  | ADDITIONAL FEATURES ES |  | ADDITIONAL FEATURES FR | [33 empty] | Production Completed
1207407 | Data Enrichment | STP_002 - 0002 | MKV | OK | 2022-07-13 | 2022-07-18 | [5 empty] | KELVDBC | #N/A | CARTRIDGE,PRNTR;TONR,BLK,2800 PGS | CARTRIDGE,PRINTER;TYPE:TONER,COLOUR:BLACK,CAPACITY:2800 PAGES,ADDITIONAL FEATURES EN:M252 & M277 HP LASERJET PRO PRINTER,MNFR:HEWLETT-PACKARD,PTNO:CF400X,MNFR 1:HEWLETT-PACKARD,PTNO 1:HP 201X | CF400X | 1010870 | HEWLETT-PACKARD | https://www.hp.com/in-en/shop/hp-201x-high-yield-black-original-laserjet-toner-cartridge-cf400x.html |  | HEWLETT-PACKARD | CF400X | HEWLETT-PACKARD | HP 201X | [9 empty] | 44103105 | Ink cartridges | CARTRIDGE | TONER | TYPE | ORIGINAL LASERJET TONER | COLOUR | BLACK | CAPACITY |  | MATERIAL |  | FORM |  | AVERAGE YIELD | 2800 PAGES | DIMENSIONS | WD 363 X HT 111 X DP 96 MM | COMPATIBLE HARDWARE | M252 & M277 HP LASERJET PRO PRINTER | HAZARD CLASS |  | CERTIFICATION/STANDARD |  | ADDITIONAL FEATURES EN |  | ADDITIONAL FEATURES ES |  | ADDITIONAL FEATURES FR | [33 empty] | Production Completed
1213800 | Data Enrichment | STP_002 - 0002 | MKV | OK | 2022-07-13 | 2022-07-18 | [5 empty] | KELVDBC | #N/A | CARTRIDGE,PRNTR;TONR,CYN,21000 PGS | CARTRIDGE,PRINTER;TYPE:TONER,COLOUR:CYAN,CAPACITY:21000 PAGES,ADDITIONAL FEATURES EN:CM6030 MFP HP LASER JET PRINTER,MNFR:HEWLETT-PACKARD,PTNO:CB381A | CB381A | 1010870 | HEWLETT-PACKARD | https://www.hp.com/in-en/shop/hp-cb381a-cyan-original-laserjet-toner-cartridge.html |  | HEWLETT-PACKARD | CB381A | [11 empty] | 44103105 | Ink cartridges | CARTRIDGE | TONER | TYPE | ORIGINAL LASERJET TONER | COLOUR | CYAN | CAPACITY |  | MATERIAL |  | FORM |  | AVERAGE YIELD | 21000 PAGES | DIMENSIONS | WD 584 X HT 195 X DP 130 MM | COMPATIBLE HARDWARE | CM6030 MFP HP LASER JET PRINTER,CP6015 | HAZARD CLASS |  | CERTIFICATION/STANDARD |  | ADDITIONAL FEATURES EN |  | ADDITIONAL FEATURES ES |  | ADDITIONAL FEATURES FR | [33 empty] | Production Completed
1215088 | Data Enrichment | STP_002 - 0002 | MKV | OK | 2022-07-13 | 2022-07-18 | [5 empty] | KELVDBC | #N/A | CARTRIDGE,PRNTR;TONR,CYN,2300 PGS | CARTRIDGE,PRINTER;TYPE:TONER,COLOUR:CYAN,CAPACITY:2300 PAGES,ADDITIONAL FEATURES EN:M252 & M277 HP LASERJET PRO PRINTER,MNFR:HEWLETT-PACKARD,PTNO:CF401X,MNFR 1:HEWLETT-PACKARD,PTNO 1:HP 201X | CF401X | 1010870 | HEWLETT-PACKARD | https://www.hp.com/us-en/shop/pdp/hp-201x-high-yield-cyan-original-laserjet-toner-cartridge#techSpecs |  | HEWLETT-PACKARD | CF401X | HEWLETT-PACKARD | HP 201X | [9 empty] | 44103105 | Ink cartridges | CARTRIDGE | TONER | TYPE | ORIGINAL LASERJET TONER | COLOUR | CYAN | CAPACITY |  | MATERIAL |  | FORM |  | AVERAGE YIELD | 2300 PAGES | DIMENSIONS | WD 14.29 X HT 4.37 X DP 3.78 IN | COMPATIBLE HARDWARE | M252 & M277 HP LASERJET PRO PRINTER | HAZARD CLASS |  | CERTIFICATION/STANDARD |  | ADDITIONAL FEATURES EN |  | ADDITIONAL FEATURES ES |  | ADDITIONAL FEATURES FR | [33 empty] | Production Completed
1222178 | Data Enrichment | STP_002 - 0002 | MKV | OK | 2022-07-13 | 2022-07-18 | [5 empty] | KELVDBC | #N/A | CARTRIDGE,PRNTR;TONR,YEL,2300 PGS | CARTRIDGE,PRINTER;TYPE:TONER,COLOUR:YELLOW,CAPACITY:2300 PAGES,ADDITIONAL FEATURES EN:M252 & M277 HP LASERJET PRO PRINTER,MNFR:HEWLETT-PACKARD,PTNO:CF402X,MNFR 1:HEWLETT-PACKARD,PTNO 1:HP 201X | CF402X | 1010870 | HEWLETT-PACKARD | https://www.hp.com/in-en/shop/hp-201x-high-yield-yellow-original-laserjet-toner-cartridge-cf402x.html |  | HEWLETT-PACKARD | CF402X | HEWLETT-PACKARD | HP 201X | [9 empty] | 44103105 | Ink cartridges | CARTRIDGE | TONER | TYPE | ORIGINAL LASERJET TONER | COLOUR | YELLOW | CAPACITY |  | MATERIAL |  | FORM |  | AVERAGE YIELD | 2300 PAGES | DIMENSIONS | WD 363 X HT 111 X DP 96 MM | COMPATIBLE HARDWARE | M252 & M277 HP LASERJET PRO PRINTER | HAZARD CLASS |  | CERTIFICATION/STANDARD |  | ADDITIONAL FEATURES EN |  | ADDITIONAL FEATURES ES |  | ADDITIONAL FEATURES FR | [33 empty] | Production Completed
1215951 | Data Enrichment | STP_002 - 0002 | MKV | OK | 2022-07-13 | 2022-07-18 | [5 empty] | KELVDBC |  | CARTRIDGE,TONR;LASERJET,CYAN,POWDER | CARTRIDGE,TONER;TYPE:LASERJET,COLOUR:CYAN,FORM:POWDER,AVERAGE YIELD:1400 PG,COMPATIBLE HARDWARE:HP LASERJET PRO M277 MULTIFUNCTION M252 PRINTER,ADDITIONAL FEATURES EN:HP 201A SELECTABILITY,MNFR HEWLETT PACKARD PTNO CNHPCF401A |  |  |  | https://www.hp.com/in-en/shop/hp-201a-cyan-original-laserjet-toner-cartridge-cf401a.html |  | HEWLETT-PACKARD | CF401A | [11 empty] | 44103105 | Ink cartridges | CARTRIDGE | TONER | TYPE | ORIGINAL LASERJET TONER | COLOUR | CYAN | CAPACITY |  | MATERIAL |  | FORM | POWDER | AVERAGE YIELD | 1330 PAGES | DIMENSIONS | WD 363 X HT 111 X DP 96 MM | COMPATIBLE HARDWARE | HP LASERJET PRO M277 MULTIFUNCTION M252 PRINTER | HAZARD CLASS |  | CERTIFICATION/STANDARD |  | ADDITIONAL FEATURES EN | HP 201A SELECTABILITY | ADDITIONAL FEATURES ES |  | ADDITIONAL FEATURES FR | [33 empty] | Production Completed
1201316 | Data Enrichment | STP_002 - 0002 | MKV | OK | 2022-07-13 | 2022-07-18 | [5 empty] | KELVDBC |  | CARTRIDGE,TONR;LASERJET,MAGENTA,1400 PG | CARTRIDGE,TONER;TYPE:LASERJET,COLOUR:MAGENTA,AVERAGE YIELD:1400 PG,COMPATIBLE HARDWARE:HP LASERJET PRO M277 MULTIFUNCTION,M25 PRINTER,ADDITIONAL FEATURES EN:ORIGINAL,SELECTABILITY,MNFR:HELWETT PACKARD,PTNO:HP 201A |  |  |  | https://www.hp.com/my-en/shop/hp-201a-magenta-original-laserjet-toner-cartridge-cf403a.html |  | HEWLETT-PACKARD | HP 201A | [11 empty] | 44103105 | Ink cartridges | CARTRIDGE | TONER | TYPE | ORIGINAL LASERJET TONER | COLOUR | MAGNETA | CAPACITY |  | MATERIAL |  | FORM |  | AVERAGE YIELD | 1400 PAGES | DIMENSIONS | WD 363 X HT 111 X DP 96 MM | COMPATIBLE HARDWARE | HP LASERJET PRO M277 MULTIFUNCTION,M25 PRINTER | HAZARD CLASS |  | CERTIFICATION/STANDARD |  | ADDITIONAL FEATURES EN |  | ADDITIONAL FEATURES ES |  | ADDITIONAL FEATURES FR | [33 empty] | Production Completed
1287076 | Data Enrichment | STP_002 - 0002 | MKV | OK | 2022-07-13 | 2022-07-18 | [5 empty] | KDELBCV |  | COIL,SOL;24 V DC,3.3 W,IP65 | COIL,SOLENOID;VOLTAGE RATING:24 V DC,POWER RATING:3.3 W,SIZE:WD 30 X LG 29.5 X DP 47.6 MM,MATERIAL:COPPER/STEEL/THERMOPLASTIC, ENCLOSURE:IP65,ADDITIONAL FEATURES EN:MNFR:FESTO,PTNO:8030811 (VACF-B-C1-1) |  |  |  | https://www.festo.com/ch/en/a/8030811/?q=~:sortByFacetValues-asc | https://www.festo.com/ch/en/a/download-document/datasheet/8030811 | FESTO | 8030811 (VACF-B-C1-1) | [11 empty] | 39121010 | Magnetic coils | COIL | SOLENOID | TYPE |  | VOLTAGE RATING | 24 VDC | POWER RATING | 3.3 W | SIZE | WD 30 X LG 29.5 X DP 47.6 MM | MATERIAL | COPPER/STEEL/THERMOPLASTIC | ENCLOSURE | IP65 | HAZARD CLASS |  | CERTIFICATION/STANDARD | EN 175301-803 | ADDITIONAL FEATURES EN |  | ADDITIONAL FEATURES ES |  | ADDITIONAL FEATURES FR | [37 empty] | Production Completed
1243767 | Data Enrichment | STP_002 - 0002 | MKV | OK | 2022-07-13 | 2022-07-18 | [5 empty] | KDELBVC |  | COIL,SOL;24 VDC,FOR 14 MM AMT TUBE | COIL,SOLENOID;VOLTAGE RATING:24 VDC,ADDITIONAL FEATURES EN:FOR 14 MM ARMATURE TUBE,CONNECTION PATTERN TYPE A,ACCORDING TO EN 175 301,PTNO:VACN-H1-A1-1 8022877 | VACN-H1-A1-1 8022877 |  |  | https://www.festo.com/us/en/a/8022877/?q=~:sortByFacetValues-asc&siteUid=fox_us&siteName=Festo+USA | https://www.festo.com/us/en/a/download-document/datasheet/8022877 | FESTO | VACN-H1-A1-1 8022877 | [11 empty] | 39121010 | Magnetic coils | COIL | SOLENOID | TYPE |  | VOLTAGE RATING | 24 VDC | POWER RATING | 11.9 W | SIZE |  | MATERIAL | COPPER/STEEL/THERMOPLASTIC | ENCLOSURE | IP65 | HAZARD CLASS |  | CERTIFICATION/STANDARD | EN 175301-803 | ADDITIONAL FEATURES EN | FOR 14 MM ARMATURE TUBE,CONNECTION PATTERN TYPE A,ACCORDING TO EN 175 301 | ADDITIONAL FEATURES ES |  | ADDITIONAL FEATURES FR | [37 empty] | Production Completed
1203961 | Data Enrichment | STP_002 - 0002 | MKV | OK | 2022-07-13 | 2022-07-18 | [5 empty] | KELVDBC | #N/A | COIL,SOL;24/230 VAC,24 VDC,4.36 W | COIL,SOLENOID;VOLTAGE RATING:24/230 VAC,24 VDC,POWER RATING:4.36 W,MATERIAL:ALUMINUM,COPPER,STEEL,ENCLOSURE:IP65,CERTIFICATION/STANDARD:ROHS,ADDITIONAL FEATURES EN:-30 TO 40 DEG C,EXPLOSION IGNITION PROTECTION,MNFR:FESTO,PTNO:VACF-B-K1 | VACF-B-K1 | 1031504 | FESTO | https://www.festo.com/gb/en/a/8059805/?autoShowCad=true&siteUid=fox_gb&siteName=Festo+GB |  | FESTO | VACF-B-K1 | [11 empty] | 39121010 | Magnetic coils | COIL | SOLENOID | TYPE |  | VOLTAGE RATING | 24 VDC | POWER RATING | 4.36 W | SIZE |  | MATERIAL | ALUMINUM,COPPER,STEEL,EPOXY RESIN | ENCLOSURE | IP65 | HAZARD CLASS |  | CERTIFICATION/STANDARD | ROHS | ADDITIONAL FEATURES EN | -30 TO 40 DEG C | ADDITIONAL FEATURES ES |  | ADDITIONAL FEATURES FR | [37 empty] | Production Completed
1066714 | Data Enrichment | STP_002 - 0002 | MKV | OK | 2022-07-13 | 2022-07-18 | [5 empty] | KELVDBC | OEM | COIL;SIE,3RV29021DF0,SHNT TRIP,CBR 110 | COIL;MNFR:SIEMENS,PTNO:3RV29021DF0,ADDITIONAL FEATURES EN:SHUNT TRIP,CBR 110 VAC | 3RV29021DF0 | 3000032 | SIEMENS | https://mall.industry.siemens.com/mall/en/us/Catalog/Product/3RV29021DF0 | https://mall.industry.siemens.com/mall/en/us/Catalog/DatasheetDownload?downloadUrl=teddatasheet%2F%3Fformat%3DPDF%26caller%3DMall%26mlfbs%3D3RV29021DF0%26language%3Den | SIEMENS | 3RV29021DF0 | [11 empty] | 39121010 | Magnetic coils | COIL | SOLENOID | TYPE | SHUNT TRIP | VOLTAGE RATING | 690 VAC | POWER RATING |  | SIZE | WD 18.5 X HT 90 X DP 68 MM | MATERIAL |  | ENCLOSURE | IP20 | HAZARD CLASS |  | CERTIFICATION/STANDARD | CE/UL/CSA | ADDITIONAL FEATURES EN |  | ADDITIONAL FEATURES ES |  | ADDITIONAL FEATURES FR | [37 empty] | Production Completed
1190195 | Data Enrichment | STP_002 - 0002 | MKV | OK | 2022-07-13 | 2022-07-18 | [5 empty] | KELVDBC |  | COLLAR,SHFT;BOR DIA 1/4 IN,JICF0404,FOR | COLLAR,SHAFT;BORE DIAMETER:1/4 IN,ADDITIONAL FEATURES EN:JICF0404,FOR LUBE B4 CRUSHER,10 M HOSE ASSEMBLY,PTNO:R2AT04/JICF0404/JICF0404/D220000-04/10M | R2AT04/JICF0404/JICF0404/D220000-04/10M |  |  | https://www.socabelec.co.ke/shop-filtre-pneumatic-hydraulic-generator/d220000-04-hose-collar-r2at04/ |  |  | R2AT04/JICF0404/JICF0404/D220000-04/10M | [11 empty] | 31162811 | Shaft collar | COLLAR | SHAFT | TYPE | HOSE ASSEMBLY | BORE DIAMETER | 1/4 IN | OUTSIDE DIAMETER |  | COLLAR MATERIAL |  | SCREW MATERIAL |  | SCREW TYPE |  | WIDTH |  | HAZARD CLASS |  | CERTIFICATION/STANDARD |  | ADDITIONAL FEATURES EN |  | ADDITIONAL FEATURES ES |  | ADDITIONAL FEATURES FR | [35 empty] | Production Completed
1200187 | Data Enrichment | STP_002 - 0002 | MKV | OK | 2022-07-13 | 2022-07-18 | [5 empty] | KELVDB |  | Contactor 116699 3RT1034-1AF00 | OBS:SEE S/C 116699:CONTACTOR:3RT1034-1AF00:AC-3 | 116699 3RT1034-1AF00 |  |  | https://mall.industry.siemens.com/mall/en/ww/Catalog/Product/3RT1034-1AF00 | https://mall.industry.siemens.com/mall/en/ww/Catalog/DatasheetDownload?downloadUrl=teddatasheet%2F%3Fformat%3DPDF%26caller%3DMall%26mlfbs%3D3RT1034-1AF00%26language%3Den | SIEMENS | 3RT1034-1AF00 | [11 empty] | 39121529 | Contactors | CONTACTOR | ELECTRICAL | TYPE | POWER | LINE VOLTAGE | 690 VAC | CURRENT RATING | 50 A | COIL VOLTAGE |  | NUMBER OF POLES | 3 | CONTACT ARRANGEMENT | 3 NO | POWER RATING | 18 KW | AUXILIARY CONTACT |  | TERMINAL TYPE | SCREW | MOUNTING TYPE |  | ENCLOSURE | IP20,IP00 | HAZARD CLASS |  | CERTIFICATION/STANDARD | DIN EN 50022 | ADDITIONAL FEATURES EN |  | ADDITIONAL FEATURES ES |  | ADDITIONAL FEATURES FR | [27 empty] | Production Completed
1193777 | Data Enrichment | STP_002 - 0002 | MKV | OK | 2022-07-13 | 2022-07-18 | [5 empty] | KELVDBC |  | CONTACTOR,ELEC;65 A,220 V,3 P,1 NO-1 NC | CONTACTOR,ELECTRICAL;CURRENT RATING:65 A,COIL VOLTAGE:220 V,NUMBER OF POLES:3,AUXILIARY CONTACT:1 NO-1 NC,MOUNTING TYPE:PANEL,CERTIFICATION/STANDARD:CSA,UL,ADDITIONAL FEATURES EN:-5 TO 55 DEG C,HT 85 X DP 145 MM,LTH,MNFR:ELECDIRECT,PTNO:TC1-D4011 | TC1-D4011 |  |  | https://www.elecdirect.com/contactors-iec/iec-contactors-9-to-95-amp/3-pole-contactor-ac-coil/3-pole-contactor-40amp-ac3-1n-o-1n-c-240v-ac-coil |  | ELECDIRECT | TC1-D4011 | [11 empty] | 39121529 | Contactors | CONTACTOR | ELECTRICAL | TYPE |  | LINE VOLTAGE |  | CURRENT RATING | 65 A | COIL VOLTAGE | 220 V | NUMBER OF POLES | 3 | CONTACT ARRANGEMENT |  | POWER RATING |  | AUXILIARY CONTACT | 1 NO-1 NC | TERMINAL TYPE |  | MOUNTING TYPE | PANEL | ENCLOSURE |  | HAZARD CLASS |  | CERTIFICATION/STANDARD | CSA,UL | ADDITIONAL FEATURES EN | HT 85 X DP 145 MM,-5 TO 55 DEG C | ADDITIONAL FEATURES ES |  | ADDITIONAL FEATURES FR | [27 empty] | Production Completed
1210593 | Data Enrichment | STP_002 - 0002 | MKV | OK | 2022-07-13 | 2022-07-18 | [5 empty] | KELVDBC | #N/A | CONTACTOR,ELEC;690 VAC,50 A,48 VAC,3 P,3 | CONTACTOR,ELECTRICAL;LINE VOLTAGE:690 VAC,CURRENT RATING:50 A,COIL VOLTAGE:48 VAC,NUMBER OF POLES:3,CONTACT ARRANGEMENT:3 NO,POWER RATING:33 KW,AUXILIARY CONTACT:1 NO-1 NC,TERMINAL TYPE:SCREW,MOUNTING TYPE:RAIL/PLATE,ENCLOSURE:IP20,CERTIFICATION/STANDARD:BV,CCC,CSA,DNV,GL,GOST,LROS,RINA,UL,MNFR:SCHNEIDER ELECTRIC,PTNO:LC1D50E7 | LC1D50E7 | 1034747 | SCHNEIDER ELECTRIC | https://www.se.com/ww/en/product/LC1D50E7/contactor-tesys-d-3p-1no-nc-48v-ac-coil/ | https://www.se.com/ww/en/product/download-pdf/LC1D50E7 | SCHNEIDER ELECTRIC | LC1D50E7 | [11 empty] | 39121529 | Contactors | CONTACTOR | ELECTRICAL | TYPE | RAIL/PLATE | LINE VOLTAGE | 690 VAC | CURRENT RATING | 50 A | COIL VOLTAGE | 48 VAC | NUMBER OF POLES | 3 | CONTACT ARRANGEMENT | 3 NO | POWER RATING | 33 KW | AUXILIARY CONTACT | 1 NO-1 NC | TERMINAL TYPE | SCREW,MOUNTING | MOUNTING TYPE |  | ENCLOSURE | IP20 | HAZARD CLASS |  | CERTIFICATION/STANDARD | BV,CCC,CSA,DNV,GL,GOST,LROS,RINA,UL | ADDITIONAL FEATURES EN |  | ADDITIONAL FEATURES ES |  | ADDITIONAL FEATURES FR | [27 empty] | Production Completed
1186756 | Data Enrichment | STP_002 - 0002 | MKV | OK | 2022-07-13 | 2022-07-18 | [5 empty] | KELVDBC |  | CONTACTOR,ELEC;90 A,220 V,3 P,1 NO-1 NC | CONTACTOR,ELECTRICAL;CURRENT RATING:90 A,COIL VOLTAGE:220 V,NUMBER OF POLES:3,AUXILIARY CONTACT:1 NO-1 NC,MOUNTING TYPE:PANEL,CERTIFICATION/STANDARD:CSA,UL,ADDITIONAL FEATURES EN:-5 TO 55 DEG C,HT 85 X DP 145 MM,LTH,MNFR:ELECDIRECT,PTNO:TC1-D6511 | TC1-D6511 |  |  | https://www.elecdirect.com/contactors-iec/iec-contactors-9-to-95-amp/3-pole-contactor-ac-coil/3-pole-contactor-65amp-ac3-1n-o-1n-c-220v-ac-coil |  | ELECDIRECT | TC1-D6511 | [11 empty] | 39121529 | Contactors | CONTACTOR | ELECTRICAL | TYPE |  | LINE VOLTAGE |  | CURRENT RATING | 90 A | COIL VOLTAGE | 220 V | NUMBER OF POLES | 3 | CONTACT ARRANGEMENT |  | POWER RATING |  | AUXILIARY CONTACT | 1 NO-1 NC | TERMINAL TYPE |  | MOUNTING TYPE | PANEL | ENCLOSURE |  | HAZARD CLASS |  | CERTIFICATION/STANDARD | CSA,UL | ADDITIONAL FEATURES EN | -5 TO 55 DEG C,HT 85 X DP 145 MM,LTH | ADDITIONAL FEATURES ES |  | ADDITIONAL FEATURES FR | [27 empty] | Production Completed
1198097 | Data Enrichment | STP_002 - 0002 | MKV | OK | 2022-07-13 | 2022-07-18 | [5 empty] | KELVDBC | OEM | CONTACTOR,ELEC;ABB,1SBL157001R1310,ABB | CONTACTOR,ELECTRICAL;MNFR:ABB,PTNO:1SBL157001R1310,MNFR 1:ABB,PTNO 1:AF12-30-10-13-100 | 1SBL157001R1310 | 3000014 | ABB | https://new.abb.com/products/1SBL157001R1310/af12-30-10-13 |  | ABB | 1SBL157001R1310 | ABB | AF12-30-10-13-100 | [9 empty] | 39121529 | Contactors | CONTACTOR | ELECTRICAL | TYPE |  | LINE VOLTAGE | 690 VAC | CURRENT RATING | 28 A | COIL VOLTAGE | 250 V | NUMBER OF POLES | 3 | CONTACT ARRANGEMENT |  | POWER RATING | 5.5 KW | AUXILIARY CONTACT |  | TERMINAL TYPE | SCREW | MOUNTING TYPE |  | ENCLOSURE | IP20 | HAZARD CLASS |  | CERTIFICATION/STANDARD | IEC 60947-1 / 60947-4-1 and EN 60947-1 / 60947-4-1, UL 508, CSA C22.2 N°14 | ADDITIONAL FEATURES EN |  | ADDITIONAL FEATURES ES |  | ADDITIONAL FEATURES FR | [27 empty] | Production Completed
1189468 | Data Enrichment | STP_002 - 0002 | MKV | OK | 2022-07-13 | 2022-07-18 | [5 empty] | KELVDBC | #N/A | CONTACTOR,ELEC;REVRSNG,1000 VAC,460 VDC | CONTACTOR,ELECTRICAL;TYPE:REVERSING,LINE VOLTAGE:1000 VAC,460 VDC,CURRENT RATING:330 A,COIL VOLTAGE:100-250/24-1000 VAC,100-380/24-460 VDC,NUMBER OF POLES:3,CONTACT ARRANGEMENT:3 NO,POWER RATING:160 KW,TERMINAL TYPE:RING LUG/SCREW CLAMP,MOUNTING TYPE:PLATE,ENCLOSURE:IP20,CERTIFICATION/STANDARD:BV,CB,CSA,DNV,IEC/EN,JIS,LROS,RINA,MNFR:SCHNEIDER ELECTRIC,PTNO:LC1F330 | LC1F330 | 1034747 | SCHNEIDER ELECTRIC | https://www.se.com/in/en/product/LC1F330/tesys-f-contactor3p3-noac3-440v-330a-with-coil-lx1-lx9-241000v-ac-40-400hz-lx4-24-460v-dc-lxe-100-250v-ac-50-60hz-or-100380v-dc/ | https://www.se.com/in/en/product/download-pdf/LC1F330 | SCHNEIDER ELECTRIC | LC1F330 | [11 empty] | 39121529 | Contactors | CONTACTOR | ELECTRICAL | TYPE |  | LINE VOLTAGE | 1000 VAC,460 VDC | CURRENT RATING | 330 A | COIL VOLTAGE | 100-250 VAC,100-380 VDC | NUMBER OF POLES | 3 | CONTACT ARRANGEMENT | 3 NO | POWER RATING | 160 KW | AUXILIARY CONTACT |  | TERMINAL TYPE | RING LUG/SCREW CLAMP | MOUNTING TYPE |  | ENCLOSURE | IP20 | HAZARD CLASS |  | CERTIFICATION/STANDARD | BV,CB,CSA,DNV,IEC/EN,JIS,LROS,RINA | ADDITIONAL FEATURES EN |  | ADDITIONAL FEATURES ES |  | ADDITIONAL FEATURES FR | [27 empty] | Production Completed
1042340 | Data Enrichment | STP_002 - 0002 | MKV | OK | 2022-07-13 | 2022-07-18 | [5 empty] | KELVDBC | OEM | CONTACTOR,ELEC;SIE,3RT1026 - 1AF04 | CONTACTOR,ELECTRICAL;MNFR:SIEMENS,PTNO:3RT1026 - 1AF04 | 3RT1026 - 1AF04 | 3000032 | SIEMENS | https://mall.industry.siemens.com/mall/en/se/Catalog/Product/3RT1026-1AF04 |  | SIEMENS | 3RT1026-1AF04 | [11 empty] | 39121529 | Contactors | CONTACTOR | ELECTRICAL | TYPE |  | LINE VOLTAGE | 400 VAC | CURRENT RATING | 25 A | COIL VOLTAGE |  | NUMBER OF POLES | 3 | CONTACT ARRANGEMENT |  | POWER RATING |  | AUXILIARY CONTACT |  | TERMINAL TYPE |  | MOUNTING TYPE |  | ENCLOSURE |  | HAZARD CLASS |  | CERTIFICATION/STANDARD |  | ADDITIONAL FEATURES EN |  | ADDITIONAL FEATURES ES |  | ADDITIONAL FEATURES FR | [27 empty] | Production Completed
1222204 | Data Enrichment | STP_002 - 0002 | MKV | OK | 2022-07-13 | 2022-07-18 | [5 empty] | KELVDBC | OEM | CONTACTOR,ELEC;SIE,3RT1036-1AF00,AC,22 | CONTACTOR,ELECTRICAL;MNFR:SIEMENS,PTNO:3RT1036-1AF00,ADDITIONAL FEATURES EN:AC,22 KW 50 A SANS AUXILIARY COIL 110 V S2 | 3RT1036-1AF00 | 3000032 | SIEMENS | https://mall.industry.siemens.com/mall/en/ww/Catalog/Product/3RT1036-1AF00 | https://mall.industry.siemens.com/mall/en/ww/Catalog/DatasheetDownload?downloadUrl=teddatasheet%2F%3Fformat%3DPDF%26caller%3DMall%26mlfbs%3D3RT1036-1AF00%26language%3Den | SIEMENS | 3RT1036-1AF00 | [11 empty] | 39121529 | Contactors | CONTACTOR | ELECTRICAL | TYPE | POWER | LINE VOLTAGE | 690 VAC | CURRENT RATING | 60 A | COIL VOLTAGE | 110 V | NUMBER OF POLES | 3 | CONTACT ARRANGEMENT |  | POWER RATING | 22 KW | AUXILIARY CONTACT |  | TERMINAL TYPE | SCREW | MOUNTING TYPE |  | ENCLOSURE | IP20,IP00 | HAZARD CLASS |  | CERTIFICATION/STANDARD | IEC 81346-2 | ADDITIONAL FEATURES EN | SANS AUXILIARY COIL 110 V S2 | ADDITIONAL FEATURES ES |  | ADDITIONAL FEATURES FR | [27 empty] | Production Completed
1216599 | Data Enrichment | STP_002 - 0002 | MKV | OK | 2022-07-13 | 2022-07-18 | [5 empty] | KELVDBC | OEM | CONTACTOR,ELEC;SIE,3RT1045-1AF00,AC,55 | CONTACTOR,ELECTRICAL;MNFR:SIEMENS,PTNO:3RT1045-1AF00,ADDITIONAL FEATURES EN:AC,55 KW 80A SANS AUXILIARY COIL 110V S2 | 3RT1045-1AF00 | 3000032 | SIEMENS | https://mall.industry.siemens.com/mall/en/WW/Catalog/Product/3RT1045-1AF00 | https://mall.industry.siemens.com/mall/en/ww/Catalog/DatasheetDownload?downloadUrl=teddatasheet%2F%3Fformat%3DPDF%26caller%3DMall%26mlfbs%3D3RT1045-1AF00%26language%3Den | SIEMENS | 3RT1045-1AF00 | [11 empty] | 39121529 | Contactors | CONTACTOR | ELECTRICAL | TYPE | POWER | LINE VOLTAGE | 690 VAC | CURRENT RATING | 120 A | COIL VOLTAGE | 110 V | NUMBER OF POLES | 3 | CONTACT ARRANGEMENT |  | POWER RATING | 38 KW | AUXILIARY CONTACT |  | TERMINAL TYPE | SCREW | MOUNTING TYPE |  | ENCLOSURE | IP20,IP00 | HAZARD CLASS |  | CERTIFICATION/STANDARD | IEC 81346-2 | ADDITIONAL FEATURES EN | SANS AUXILIARY COIL 110V S2 | ADDITIONAL FEATURES ES |  | ADDITIONAL FEATURES FR | [27 empty] | Production Completed
1194948 | Data Enrichment | STP_002 - 0002 | MKV | OK | 2022-07-13 | 2022-07-18 | [5 empty] | KELVDBC | OEM | CONTACTOR,ELEC;SIE,3RT1054-1...6 | CONTACTOR,ELECTRICAL;MNFR:SIEMENS,PTNO:3RT1054-1...6 | 3RT1054-1...6 | 3000032 | SIEMENS | https://mall.industry.siemens.com/mall/en/ww/Catalog/Product/3RT1054-1AP36 | https://mall.industry.siemens.com/mall/en/ww/Catalog/DatasheetDownload?downloadUrl=teddatasheet%2F%3Fformat%3DPDF%26caller%3DMall%26mlfbs%3D3RT1054-1AP36%26language%3Den | SIEMENS | 3RT1054-1AP36 | [11 empty] | 39121529 | Contactors | CONTACTOR | ELECTRICAL | TYPE | POWER | LINE VOLTAGE | 690 VAC | CURRENT RATING | 400 A | COIL VOLTAGE | 220 - 240 V | NUMBER OF POLES | 3 | CONTACT ARRANGEMENT |  | POWER RATING | 55 KW | AUXILIARY CONTACT |  | TERMINAL TYPE | SCREW | MOUNTING TYPE |  | ENCLOSURE | IP20 | HAZARD CLASS |  | CERTIFICATION/STANDARD | IEC 60529 | ADDITIONAL FEATURES EN |  | ADDITIONAL FEATURES ES |  | ADDITIONAL FEATURES FR | [27 empty] | Production Completed
1320963 | Data Enrichment | STP_002 - 0002 | MKV | OK | 2022-07-13 | 2022-07-18 | [5 empty] | KELVDB |  | CONTACTOR,ELEC;SIE,3RT1055-6AB36-3PA0 | CONTACTOR,ELECTRICAL;SAFETY,150 A,3 P,MNFR:SIEMENS,PTNO:3RT1055-6AB36-3PA0 | 3RT1055-6AB36-3PA0 |  |  | https://mall.industry.siemens.com/mall/en/us/Catalog/Product/3RT10556AB363PA0 | https://mall.industry.siemens.com/mall/en/us/Catalog/DatasheetDownload?downloadUrl=teddatasheet%2F%3Fformat%3DPDF%26caller%3DMall%26mlfbs%3D3RT10556AB363PA0%26language%3Den | SIEMENS | 3RT1055-6AB36-3PA0 | [11 empty] | 39121529 | Contactors | CONTACTOR | ELECTRICAL | TYPE | POWER | LINE VOLTAGE | 690 VAC | CURRENT RATING | 150 A | COIL VOLTAGE | 23-26 V | NUMBER OF POLES | 3 | CONTACT ARRANGEMENT |  | POWER RATING | 75 KW | AUXILIARY CONTACT |  | TERMINAL TYPE | SCREW | MOUNTING TYPE |  | ENCLOSURE | IP20,IP00 | HAZARD CLASS |  | CERTIFICATION/STANDARD | IEC 60529 | ADDITIONAL FEATURES EN |  | ADDITIONAL FEATURES ES |  | ADDITIONAL FEATURES FR | [27 empty] | Production Completed
1208291 | Data Enrichment | STP_002 - 0002 | MKV | OK | 2022-07-13 | 2022-07-18 | [5 empty] | KELVDBC | OEM | CONTACTOR,ELEC;SIE,3RT1075-6A,SIE | CONTACTOR,ELECTRICAL;MNFR:SIEMENS,PTNO:3RT1075-6A,MNFR 1:SIEMENS,PTNO 1:3RT1075-6AP36 | 3RT1075-6A | 3000032 | SIEMENS | https://mall.industry.siemens.com/mall/xx/us/Catalog/Product/3RT10756AP36 | https://mall.industry.siemens.com/mall/xx/us/Catalog/DatasheetDownload?downloadUrl=teddatasheet%2F%3Fformat%3DPDF%26caller%3DMall%26mlfbs%3D3RT10756AP36%26language%3Den | SIEMENS | 3RT1075-6A | SIEMENS | 3RT1075-6AP36 | [9 empty] | 39121529 | Contactors | CONTACTOR | ELECTRICAL | TYPE | POWER | LINE VOLTAGE | 690 VAC | CURRENT RATING | 400 A | COIL VOLTAGE | 220 - 240 V | NUMBER OF POLES | 3 | CONTACT ARRANGEMENT |  | POWER RATING | 132 KW | AUXILIARY CONTACT |  | TERMINAL TYPE | SCREW | MOUNTING TYPE |  | ENCLOSURE | IP20,IP00 | HAZARD CLASS |  | CERTIFICATION/STANDARD | IEC 60529 | ADDITIONAL FEATURES EN |  | ADDITIONAL FEATURES ES |  | ADDITIONAL FEATURES FR | [27 empty] | Production Completed
1233033 | Data Enrichment | STP_002 - 0002 | MKV | OK | 2022-07-13 | 2022-07-18 | [5 empty] | KELVDBC | OEM | CONTACTOR,ELEC;SIE,3RT20351AF00,3 P,110 | CONTACTOR,ELECTRICAL;MNFR:SIEMENS,PTNO:3RT20351AF00,ADDITIONAL FEATURES EN:3 P,110 V,18.5 KW | 3RT20351AF00 | 3000032 | SIEMENS | https://mall.industry.siemens.com/mall/en/us/Catalog/Product/3RT20351AF00 | https://mall.industry.siemens.com/mall/en/us/Catalog/DatasheetDownload?downloadUrl=teddatasheet%2F%3Fformat%3DPDF%26caller%3DMall%26mlfbs%3D3RT20351AF00%26language%3Den | SIEMENS | 3RT20351AF00 | [11 empty] | 39121529 | Contactors | CONTACTOR | ELECTRICAL | TYPE | POWER | LINE VOLTAGE | 400 VAC | CURRENT RATING | 60 A | COIL VOLTAGE | 110 V | NUMBER OF POLES | 3 | CONTACT ARRANGEMENT |  | POWER RATING | 18.5 KW | AUXILIARY CONTACT |  | TERMINAL TYPE | SCREW | MOUNTING TYPE |  | ENCLOSURE | IP20 | HAZARD CLASS |  | CERTIFICATION/STANDARD | IEC 60529 | ADDITIONAL FEATURES EN |  | ADDITIONAL FEATURES ES |  | ADDITIONAL FEATURES FR | [27 empty] | Production Completed
1480990 | Data Enrichment | STP_002 - 0002 | MKV | OK | 2022-07-13 | 2022-07-19 | [5 empty] | KEDLBVC | OEM | CONTACTOR,ELEC;SIE,3RT2038-1AF00,400 V,1 | CONTACTOR,ELECTRICAL;MNFR:SIEMENS,PTNO:3RT2038-1AF00,ADDITIONAL FEATURES EN:400 V,110 VAC,37 KW,50 HZ,1 NO 1 NC | 3RT2038-1AF00 | 3000032 | SIEMENS | https://mall.industry.siemens.com/mall/en/ww/Catalog/Product/?mlfb=3RT2038-1AF00 | https://mall.industry.siemens.com/mall/en/ww/Catalog/DatasheetDownload?downloadUrl=teddatasheet%2F%3Fformat%3DPDF%26caller%3DMall%26mlfbs%3D3RT2038-1AF00%26language%3Den | SIEMENS | 3RT2038-1AF00 | [11 empty] | 39121529 | Contactors | CONTACTOR | ELECTRICAL | TYPE | POWER | LINE VOLTAGE | 400 VAC | CURRENT RATING | 90 A | COIL VOLTAGE | 110 V | NUMBER OF POLES | 3 | CONTACT ARRANGEMENT |  | POWER RATING | 37 KW | AUXILIARY CONTACT | 1 NO + 1 NC | TERMINAL TYPE | SCREW | MOUNTING TYPE |  | ENCLOSURE | IP20 | HAZARD CLASS |  | CERTIFICATION/STANDARD | IEC 60529 | ADDITIONAL FEATURES EN |  | ADDITIONAL FEATURES ES |  | ADDITIONAL FEATURES FR | [27 empty] | Production Completed
1478883 | Data Enrichment | STP_002 - 0002 | MKV | OK | 2022-07-13 | 2022-07-19 | [5 empty] | KEDLBVC | OEM | CONTACTOR,ELEC;SIE,PN3RT1056-6AF36,400 V | CONTACTOR,ELECTRICAL;MNFR:SIEMENS,PTNO:PN3RT1056-6AF36,ADDITIONAL FEATURES EN:400 VAC/185 A/90 KW/50-60HZ,3P,2NO 2NC | PN3RT1056-6AF36 | 3000032 | SIEMENS | https://mall.industry.siemens.com/mall/en/ww/Catalog/Product/3RT1056-6AF36 | https://mall.industry.siemens.com/mall/en/ww/Catalog/DatasheetDownload?downloadUrl=teddatasheet%2F%3Fformat%3DPDF%26caller%3DMall%26mlfbs%3D3RT1056-6AF36%26language%3Den | SIEMENS | 3RT1056-6AF36 | [11 empty] | 39121529 | Contactors | CONTACTOR | ELECTRICAL | TYPE | POWER | LINE VOLTAGE | 690 VAC | CURRENT RATING | 215 A | COIL VOLTAGE | 110 - 127 V | NUMBER OF POLES | 3 | CONTACT ARRANGEMENT |  | POWER RATING | 160 KW | AUXILIARY CONTACT | 2 NO + 2 NC | TERMINAL TYPE | SCREW | MOUNTING TYPE |  | ENCLOSURE | IP20,IP00 | HAZARD CLASS |  | CERTIFICATION/STANDARD | IEC 60529 | ADDITIONAL FEATURES EN |  | ADDITIONAL FEATURES ES |  | ADDITIONAL FEATURES FR | [27 empty] | Production Completed
1185693 | Data Enrichment | STP_002 - 0002 | MKV | OK | 2022-07-13 | 2022-07-19 | MFR BASED ON WEB SOURCE |  |  |  |  | KELVDBC | MNFR | CONTACTOR,ELEC;TELE,LC1D09B7,NON-REVERSI | CONTACTOR,ELECTRICAL;MNFR:TELEMECANIQUE,PTNO:LC1D09B7,TYPE:NON-REVERSING,LINE VOLTAGE:690 VAC,300 VDC,CURRENT RATING:9 A,COIL VOLTAGE:24 VAC,CONTACT ARRANGEMENT:3 NO,POWER RATING:5.5 KW,AUXILIARY CONTACT:1 NO-1 NC,TERMINAL TYPE:SCREW CLAMP,MOUNTING TYPE: RAIL/PLATE,ENCLOSURE:IP20,CERTIFICATION/STANDARD:CSA,EN,IEC,UL,BV,DNV,RIN,A,GL,GOST,LROS,CCC,REACH,ROHS,ADDITIONAL FEATURES EN: 50/60HZ,-5 TO 60 DEG C | LC1D09B7 | 3000356 | TELEMECANIQUE | https://www.se.com/ww/en/product/LC1D09B7/tesys-deca-contactor-3p3-no-ac3-ac3e-440-v-9-a-24-v-ac-coil/ | https://www.se.com/ww/en/product/download-pdf/LC1D09B7 | SCHNEIDER ELECTRIC | LC1D09B7 | [11 empty] | 39121529 | Contactors | CONTACTOR | ELECTRICAL | TYPE | NON-REVERSING | LINE VOLTAGE | 690 VAC,300 VDC | CURRENT RATING | 9 A | COIL VOLTAGE | 24 VAC | NUMBER OF POLES | 3 | CONTACT ARRANGEMENT | 3 NO | POWER RATING | 5.5 KW | AUXILIARY CONTACT | 1 NO + 1 NC | TERMINAL TYPE | SCREW CLAMP | MOUNTING TYPE | RAIL/PLATE | ENCLOSURE | IP20 | HAZARD CLASS |  | CERTIFICATION/STANDARD | CSA,EN,IEC,UL,BV,DNV,RIN,A,GL,GOST,LROS,CCC,REACH,ROHS | ADDITIONAL FEATURES EN | 50/60HZ,-5 TO 60 DEG C | ADDITIONAL FEATURES ES |  | ADDITIONAL FEATURES FR | [27 empty] | Production Completed
1193563 | Data Enrichment | STP_002 - 0002 | MKV | OK | 2022-07-13 | 2022-07-19 | MFR BASED ON WEB SOURCE |  |  |  |  | KELVDBC | MNFR | CONTACTOR,ELEC;TELE,LC1D09E7,NON-REVERSI | CONTACTOR,ELECTRICAL;MNFR:TELEMECANIQUE,PTNO:LC1D09E7,TYPE:NON-REVERSING,LINE VOLTAGE:690 VAC,300 VDC,CURRENT RATING:9 A,COIL VOLTAGE:48 VAC,CONTACT ARRANGEMENT:3 NO,POWER RATING:5.5 KW,AUXILIARY CONTACT:1 NO-1 NC,TERMINAL TYPE:SCREW CLAMP,MOUNTING TYPE: RAIL/PLATE,ENCLOSURE:IP20,CERTIFICATION/STANDARD:CSA,EN,IEC,UL,BV,DNV,RIN,A,GL,GOST,LROS,CCC,REACH,ROHS,ADDITIONAL FEATURES EN: 50/60HZ,-5 TO 60 DEG C | LC1D09E7 | 3000356 | TELEMECANIQUE | https://www.se.com/ww/en/product/LC1D09E7/tesys-deca-contactor-3p3-no-ac3-ac3e-440-v-9-a-48-v-ac-coil/ | https://www.se.com/ww/en/product/download-pdf/LC1D09E7 | SCHNEIDER ELECTRIC | LC1D09E7 | [11 empty] | 39121529 | Contactors | CONTACTOR | ELECTRICAL | TYPE | NON-REVERSING | LINE VOLTAGE | 690 VAC,300 VDC | CURRENT RATING | 9 A | COIL VOLTAGE | 48 VAC | NUMBER OF POLES | 3 | CONTACT ARRANGEMENT | 3 NO | POWER RATING | 5.5 KW | AUXILIARY CONTACT | 1 NO + 1 NC | TERMINAL TYPE | SCREW CLAMP | MOUNTING TYPE | RAIL/PLATE | ENCLOSURE | IP20 | HAZARD CLASS |  | CERTIFICATION/STANDARD | CSA,EN,IEC,UL,BV,DNV,RIN,A,GL,GOST,LROS,CCC,REACH,ROHS | ADDITIONAL FEATURES EN | 50/60HZ,-5 TO 60 DEG C | ADDITIONAL FEATURES ES |  | ADDITIONAL FEATURES FR | [27 empty] | Production Completed
1190662 | Data Enrichment | STP_002 - 0002 | MKV | OK | 2022-07-13 | 2022-07-19 | MFR BASED ON WEB SOURCE |  |  |  |  | KELVDBC | MNFR | CONTACTOR,ELEC;TELE,LC1F185P7,NON-REVERS | CONTACTOR,ELECTRICAL;MNFR:TELEMECANIQUE,PTNO:LC1F185P7,TYPE:NON-REVERSING,LINE VOLTAGE:690 VAC,460 VDC,CURRENT RATING:185 A,COIL VOLTAGE:230 VAC,CONTACT ARRANGEMENT:3 NO,POWER RATING:110 KW,AUXILIARY CONTACT:1 NO,TERMINAL TYPE:SCREW CLAMP,MOUNTING TYPE: RAIL/PLATE,ENCLOSURE:IP20,CERTIFICATION/STANDARD:EN,IEC,JEM,BV,CCC,CSA,DN,V,GL,GOST,LROS,RINA,RMR0,S,UL,ROHS,ADDITIONAL FEATURES EN:50/60HZ,-5 TO 55 DEG C | LC1F185P7 | 3000356 | TELEMECANIQUE | https://www.se.com/ww/en/product/LC1F185P7/tesys-f-contactor-3p-3-no-ac3-440-v-185-a-coil-230-v-ac/ | https://www.se.com/ww/en/product/download-pdf/LC1F185P7 | SCHNEIDER ELECTRIC | LC1F185P7 | [11 empty] | 39121529 | Contactors | CONTACTOR | ELECTRICAL | TYPE | NON-REVERSING | LINE VOLTAGE | 690 VAC,460 VDC | CURRENT RATING | 185 A | COIL VOLTAGE | 230 VAC | NUMBER OF POLES | 3 | CONTACT ARRANGEMENT | 3 NO | POWER RATING | 110 KW | AUXILIARY CONTACT | 1 NO | TERMINAL TYPE | SCREW CLAMP | MOUNTING TYPE | RAIL/PLATE | ENCLOSURE | IP20 | HAZARD CLASS |  | CERTIFICATION/STANDARD | EN,IEC,JEM,BV,CCC,CSA,DN,V,GL,GOST,LROS,RINA,RMR0,S,UL,ROHS | ADDITIONAL FEATURES EN | 50/60HZ,-5 TO 55 DEG C | ADDITIONAL FEATURES ES |  | ADDITIONAL FEATURES FR | [27 empty] | Production Completed
1191479 | Data Enrichment | STP_002 - 0002 | MKV | OK | 2022-07-13 | 2022-07-19 | MFR BASED ON WEB SOURCE |  |  |  |  | KELVDBC | OEM | CONTACTOR,ELEC;TER,LC1D32-48V,SCHN | CONTACTOR,ELECTRICAL;MNFR:TEREX,PTNO:LC1D32-48V,MNFR 1:SCHNEIDER ELECTRIC,PTNO 1:LC1D32-48V | LC1D32-48V | 3000011 | TEREX | https://www.se.com/ww/en/product/LC1D32ED/tesys-deca-contactor-3p3-no-ac3-ac3e-440-v-32-a-48-v-dc-coil/ | https://www.se.com/ww/en/product/download-pdf/LC1D32ED | TEREX | LC1D32-48V | SCHNEIDER ELECTRIC | LC1D32ED | [9 empty] | 39121529 | Contactors | CONTACTOR | ELECTRICAL | TYPE |  | LINE VOLTAGE | 690 VAC,300 VDC | CURRENT RATING | 32 A | COIL VOLTAGE | 48 VDC | NUMBER OF POLES | 3 | CONTACT ARRANGEMENT | 3 NO | POWER RATING | 18.5 KW | AUXILIARY CONTACT | 1 NO + 1 NC | TERMINAL TYPE | SCREW CLAMP | MOUNTING TYPE | RAIL/PLATE | ENCLOSURE | IP20 | HAZARD CLASS |  | CERTIFICATION/STANDARD | LROS,CCC,DNV,RINA,GOST,CSA,UL,GL,BV,UKCA | ADDITIONAL FEATURES EN |  | ADDITIONAL FEATURES ES |  | ADDITIONAL FEATURES FR | [27 empty] | Production Completed
1239036 | Data Enrichment | STP_002 - 0002 | MKV | OK | 2022-07-13 | 2022-07-19 | [5 empty] | KDELBVC | OEM | CONTACTOR;ABB,1SBL137001R1310,MOT,4 KW | CONTACTOR;MNFR:ABB,PTNO:1SBL137001R1310,ADDITIONAL FEATURES EN:MOTOR,4 KW | 1SBL137001R1310 | 3000014 | ABB | https://new.abb.com/products/1SBL137001R1310/af09-30-10-13 |  | ABB | 1SBL137001R1310 | [11 empty] | 39121529 | Contactors | CONTACTOR | ELECTRICAL | TYPE | MOTOR | LINE VOLTAGE | 690 VAC | CURRENT RATING | 25 A | COIL VOLTAGE | 250 V | NUMBER OF POLES | 3 | CONTACT ARRANGEMENT |  | POWER RATING | 4 KW | AUXILIARY CONTACT | 1 NO | TERMINAL TYPE | SCREW CLAMP | MOUNTING TYPE | DIN RAIL | ENCLOSURE | IP20 | HAZARD CLASS |  | CERTIFICATION/STANDARD | IEC 60947-1 / 60947-4-1 and EN 60947-1 / 60947-4-1, UL 508, CSA C22.2 N°14 | ADDITIONAL FEATURES EN |  | ADDITIONAL FEATURES ES |  | ADDITIONAL FEATURES FR | [27 empty] | Production Completed
1217979 | Data Enrichment | STP_002 - 0002 | MKV | OK | 2022-07-13 | 2022-07-19 | [5 empty] | KELVDBC | OEM | CONTACTOR;ABB,1SBL163001R0010,AL12-30-10 | CONTACTOR;MNFR:ABB,PTNO:1SBL163001R0010,ADDITIONAL FEATURES EN:AL12-30-10 ASEA BROWN BOVERI | 1SBL163001R0010 | 3000014 | ABB | https://new.abb.com/products/1SBL163001R8110/al12-30-10-24v-dc |  | ABB | 1SBL163001R8110 | [11 empty] | 39121529 | Contactors | CONTACTOR | ELECTRICAL | TYPE |  | LINE VOLTAGE | 690 VAC | CURRENT RATING | 27 A | COIL VOLTAGE | 24 VDC | NUMBER OF POLES | 3 | CONTACT ARRANGEMENT |  | POWER RATING | 5.5 KW | AUXILIARY CONTACT | 1 NO | TERMINAL TYPE | SCREW | MOUNTING TYPE | DIN RAIL | ENCLOSURE | IP20 | HAZARD CLASS |  | CERTIFICATION/STANDARD | IEC 60068-2-30,EN 60529,IEC 60529 | ADDITIONAL FEATURES EN |  | ADDITIONAL FEATURES ES |  | ADDITIONAL FEATURES FR | [27 empty] | Production Completed
1189594 | Data Enrichment | STP_002 - 0002 | MKV | OK | 2022-07-13 | 2022-07-19 | [5 empty] | KELVDBC | OEM | CONTACTOR;ABB,1SBL177001R1310,100-250V | CONTACTOR,MNFR:ABB,PTNO:1SBL177001R1310 | 1SBL177001R1310 | 3000014 | ABB | https://new.abb.com/products/1SBL177001R1310/af16-30-10-13 |  | ABB | 1SBL177001R1310 | [11 empty] | 39121529 | Contactors | CONTACTOR | ELECTRICAL | TYPE |  | LINE VOLTAGE | 690 VAC | CURRENT RATING | 30 A | COIL VOLTAGE | 250 V | NUMBER OF POLES | 3 | CONTACT ARRANGEMENT |  | POWER RATING | 9 KW | AUXILIARY CONTACT | 1 NO | TERMINAL TYPE | SCREW | MOUNTING TYPE | DIN RAIL | ENCLOSURE | IP20 | HAZARD CLASS |  | CERTIFICATION/STANDARD | IEC 60947-1 / 60947-4-1 and EN 60947-1 / 60947-4-1, UL 508, CSA C22.2 N°14 | ADDITIONAL FEATURES EN |  | ADDITIONAL FEATURES ES |  | ADDITIONAL FEATURES FR | [27 empty] | Production Completed
1291215 | Data Enrichment | STP_002 - 0002 | MKV | OK | 2022-07-13 | 2022-07-19 | [5 empty] | KDELBVC | OEM | CONTACTOR;ABB,1SBL277001R1300 | CONTACTOR;MNFR:ABB,PTNO:1SBL277001R1300,ADDITIONAL FEATURES EN:AF30-30-00-13 3-P 100-250 VAC/VDC | 1SBL277001R1300 | 3000014 | ABB | https://new.abb.com/products/1SBL277001R1300/af30-30-00-13 |  | ABB | 1SBL277001R1300 | [11 empty] | 39121529 | Contactors | CONTACTOR | ELECTRICAL | TYPE |  | LINE VOLTAGE | 690 VAC | CURRENT RATING | 50 A | COIL VOLTAGE | 250 V | NUMBER OF POLES | 3 | CONTACT ARRANGEMENT |  | POWER RATING | 15 KW | AUXILIARY CONTACT |  | TERMINAL TYPE | SCREW | MOUNTING TYPE | DIN RAIL | ENCLOSURE | IP20 | HAZARD CLASS |  | CERTIFICATION/STANDARD | IEC 60947-1 / 60947-4-1 and EN 60947-1 / 60947-4-1, UL 508, CSA C22.2 N°14 | ADDITIONAL FEATURES EN |  | ADDITIONAL FEATURES ES |  | ADDITIONAL FEATURES FR | [27 empty] | Production Completed
1215188 | Data Enrichment | STP_002 - 0002 | MKV | OK | 2022-07-13 | 2022-07-19 | [5 empty] | KELVDBC | OEM | CONTACTOR;ABB,1SBL297001R1300,PPE | CONTACTOR;MNFR:ABB,PTNO:1SBL297001R1300,MNFR 1:PPE TECHNOLOGY,PTNO 1:1SBL297001R1300,ADDITIONAL FEATURES EN:AF 18.5 KW,400 V,33 A,525 V,100 TO 250 VAC | 1SBL297001R1300 | 3000014 | ABB | https://new.abb.com/products/1SBL297001R1300/af38-30-00-13 |  | ABB | 1SBL297001R1300 | PPE TECHNOLOGY | 1SBL297001R1300 | [9 empty] | 39121529 | Contactors | CONTACTOR | ELECTRICAL | TYPE |  | LINE VOLTAGE | 690 VAC | CURRENT RATING | 50 A | COIL VOLTAGE | 250 V | NUMBER OF POLES | 3 | CONTACT ARRANGEMENT |  | POWER RATING | 18.5 KW | AUXILIARY CONTACT |  | TERMINAL TYPE | SCREW | MOUNTING TYPE | DIN RAIL | ENCLOSURE | IP20 | HAZARD CLASS |  | CERTIFICATION/STANDARD | IEC 60947-1 / 60947-4-1 and EN 60947-1 / 60947-4-1, UL 508, CSA C22.2 N°14 | ADDITIONAL FEATURES EN |  | ADDITIONAL FEATURES ES |  | ADDITIONAL FEATURES FR | [27 empty] | Production Completed
1239038 | Data Enrichment | STP_002 - 0002 | MKV | OK | 2022-07-13 | 2022-07-19 | [5 empty] | KDELBVC | OEM | CONTACTOR;ABB,1SBL367001R1300 | CONTACTOR;MNFR:ABB,PTNO:1SBL367001R1300,ADDITIONAL FEATURES EN:OVERVOLTAGE PROTECTION | 1SBL367001R1300 | 3000014 | ABB | https://new.abb.com/products/1SBL367001R1300/af52-30-00-13 |  | ABB | 1SBL367001R1300 | [11 empty] | 39121529 | Contactors | CONTACTOR | ELECTRICAL | TYPE |  | LINE VOLTAGE | 690 VAC | CURRENT RATING | 100 A | COIL VOLTAGE | 250 V | NUMBER OF POLES | 3 | CONTACT ARRANGEMENT |  | POWER RATING | 30 KW | AUXILIARY CONTACT |  | TERMINAL TYPE | SCREW | MOUNTING TYPE | DIN RAIL | ENCLOSURE | IP20,IP10 | HAZARD CLASS |  | CERTIFICATION/STANDARD | IEC 60947-4-1,IEC 60529, IEC 60947-1, EN 60529 | ADDITIONAL FEATURES EN | OVERVOLTAGE PROTECTION | ADDITIONAL FEATURES ES |  | ADDITIONAL FEATURES FR | [27 empty] | Production Completed
1219602 | Data Enrichment | STP_002 - 0002 | MKV | OK | 2022-07-13 | 2022-07-19 | [5 empty] | KELVDBC | OEM | CONTACTOR;ABB,A210-30-11,200 A,REEF | CONTACTOR;MNFR:ABB,PTNO:A210-30-11,ADDITIONAL FEATURES EN:200 A,REEF SWITCHBOARD | A210-30-11 | 3000014 | ABB | https://new.abb.com/products/1SFL511001R8011/a210-30-11-80 |  | ABB | A210-30-11-80 | [11 empty] | 39121529 | Contactors | CONTACTOR | ELECTRICAL | TYPE |  | LINE VOLTAGE | 690 VAC | CURRENT RATING | 350 A | COIL VOLTAGE | 230 V | NUMBER OF POLES |  | CONTACT ARRANGEMENT |  | POWER RATING | 160 KW | AUXILIARY CONTACT | 1 NO + 1 NC | TERMINAL TYPE | MAIN CIRCUIT: BARS | MOUNTING TYPE |  | ENCLOSURE | IP20,IP00 | HAZARD CLASS |  | CERTIFICATION/STANDARD | IEC 60529, IEC 60947-1, EN 60529 | ADDITIONAL FEATURES EN |  | ADDITIONAL FEATURES ES |  | ADDITIONAL FEATURES FR | [27 empty] | Production Completed
1194283 | Data Enrichment | STP_002 - 0002 | MKV | OK | 2022-07-13 | 2022-07-19 | [5 empty] | KELVDBC | OEM | CONTACTOR;ABB,AF38-30-00-13,3 POLE | CONTACTOR;MNFR:ABB,PTNO:AF38-30-00-13,ADDITIONAL FEATURES EN:3 POLE | AF38-30-00-13 | 3000014 | ABB | https://new.abb.com/products/1SBL297001R1300/af38-30-00-13 |  | ABB | AF38-30-00-13 | [11 empty] | 39121529 | Contactors | CONTACTOR | ELECTRICAL | TYPE |  | LINE VOLTAGE | 690 VAC | CURRENT RATING | 50 A | COIL VOLTAGE | 250 V | NUMBER OF POLES | 3 | CONTACT ARRANGEMENT |  | POWER RATING | 22 KW | AUXILIARY CONTACT |  | TERMINAL TYPE | SCREW | MOUNTING TYPE | DIN RAIL | ENCLOSURE | IP20 | HAZARD CLASS |  | CERTIFICATION/STANDARD | IEC 60947-1 / 60947-4-1 and EN 60947-1 / 60947-4-1, UL 508, CSA C22.2 N°14 | ADDITIONAL FEATURES EN |  | ADDITIONAL FEATURES ES |  | ADDITIONAL FEATURES FR | [27 empty] | Production Completed
1186888 | Data Enrichment | STP_002 - 0002 | MKV | OK | 2022-07-13 | 2022-07-19 | [5 empty] | KELVDBC | OEM | CONTACTOR;ABB,MS116-10,MINI | CONTACTOR;MNFR:ABB,PTNO:MS116-10,ADDITIONAL FEATURES EN:MINI | MS116-10 | 3000014 | ABB | https://new.abb.com/products/1SAM250000R1010/ms116-10 |  | ABB | MS116-10 | [11 empty] | 39121529 | Contactors | CONTACTOR | ELECTRICAL | TYPE | MOTOR | LINE VOLTAGE | 690 VAC | CURRENT RATING | 10 A | COIL VOLTAGE |  | NUMBER OF POLES | 3 | CONTACT ARRANGEMENT |  | POWER RATING | 4 KW | AUXILIARY CONTACT |  | TERMINAL TYPE | SCREW | MOUNTING TYPE | DIN RAIL | ENCLOSURE | IP20,IP10 | HAZARD CLASS |  | CERTIFICATION/STANDARD | IEC/EN 60947-1,IEC/EN 60947-2,IEC/EN 60947-4-1,UL 60947-1,UL 60947-4-1 | ADDITIONAL FEATURES EN |  | ADDITIONAL FEATURES ES |  | ADDITIONAL FEATURES FR | [27 empty] | Production Completed
1185670 | Data Enrichment | STP_002 - 0002 | MKV | OK | 2022-07-13 | 2022-07-19 | MFR BASED ON WEB SOURCE |  |  |  |  | KELVDBC | OEM | CONTACTOR;ATL,IMG-LC1D80F7,45 KW,525 V | CONTACTOR;MNFR:ATLAS COPCO,PTNO:IMG-LC1D80F7,ADDITIONAL FEATURES EN:45 KW,525 V,110 VAC COIL | IMG-LC1D80F7 | 3000000 | ATLAS COPCO | https://www.se.com/ww/en/product/LC1D80F7/tesys-deca-contactor-3p3no-ac3-ac3e-440v-80-a-110v-ac-50-60-hz-coil/ | https://www.se.com/ww/en/product/download-pdf/LC1D80F7 | SCHNEIDER ELECTRIC | LC1D80F7 | [11 empty] | 39121529 | Contactors | CONTACTOR | ELECTRICAL | TYPE |  | LINE VOLTAGE | 300 VDC , 690 VAC | CURRENT RATING | 80 A | COIL VOLTAGE | 110 VAC | NUMBER OF POLES | 3 | CONTACT ARRANGEMENT | 3 NO | POWER RATING | 22 KW | AUXILIARY CONTACT | 1 NO + 1 NC | TERMINAL TYPE | SCREW CLAMP | MOUNTING TYPE | RAIL/PLATE | ENCLOSURE | IP20 | HAZARD CLASS |  | CERTIFICATION/STANDARD | CSA C22.2 No 14,EN 60947-4-1,EN 60947-5-1,IEC 60947-4-1,IEC 60947-5-1,UL 508 | ADDITIONAL FEATURES EN |  | ADDITIONAL FEATURES ES |  | ADDITIONAL FEATURES FR | [27 empty] | Production Completed
1186728 | Data Enrichment | STP_002 - 0002 | MKV | OK | 2022-07-13 | 2022-07-19 | [5 empty] | KELVDBC | OEM | CONTACTOR;SIE,35004960,SIE,3RT1054-1AF36 | CONTACTOR;MNFR:SIEMENS,PTNO:35004960,MNFR 1:SIEMENS,PTNO 1:3RT1054-1AF36 140A PK01,ADDITIONAL FEATURES EN:MAIN | 35004960 | 3000032 | SIEMENS | https://mall.industry.siemens.com/mall/en/ww/Catalog/Product/3RT1054-1AF36 | https://mall.industry.siemens.com/mall/en/ww/Catalog/DatasheetDownload?downloadUrl=teddatasheet%2F%3Fformat%3DPDF%26caller%3DMall%26mlfbs%3D3RT1054-1AF36%26language%3Den | SIEMENS | 35004960 | SIEMENS | 3RT1054-1AF36 | [9 empty] | 39121529 | Contactors | CONTACTOR | ELECTRICAL | TYPE | POWER | LINE VOLTAGE | 1000 VAC | CURRENT RATING | 160 A | COIL VOLTAGE | 110 -127 V | NUMBER OF POLES | 3 | CONTACT ARRANGEMENT |  | POWER RATING | 55 KW | AUXILIARY CONTACT | 2 NO + 2 NC | TERMINAL TYPE | SCREW | MOUNTING TYPE |  | ENCLOSURE | IP20 | HAZARD CLASS |  | CERTIFICATION/STANDARD | IEC 60529, IEC 60947-4-1 | ADDITIONAL FEATURES EN |  | ADDITIONAL FEATURES ES |  | ADDITIONAL FEATURES FR | [27 empty] | Production Completed
1288771 | Data Enrichment | STP_002 - 0002 | MKV | OK | 2022-07-13 | 2022-07-19 | [5 empty] | KDELBVC | OEM | CONTACTOR;SIE,3RT1026-1AF00,SIRIUS | CONTACTOR;MNFR:SIEMENS,PTNO:3RT1026-1AF00,ADDITIONAL FEATURES EN:SIRIUS | 3RT1026-1AF00 | 3000032 | SIEMENS | https://mall.industry.siemens.com/mall/en/WW/Catalog/Product/3RT10261AF00 |  | SIEMENS | 3RT1026-1AF00 | [11 empty] | 39121529 | Contactors | CONTACTOR | ELECTRICAL | TYPE |  | LINE VOLTAGE | 400 VAC | CURRENT RATING | 25 A | COIL VOLTAGE | 110 VAC | NUMBER OF POLES | 3 | CONTACT ARRANGEMENT |  | POWER RATING | 11 KW | AUXILIARY CONTACT |  | TERMINAL TYPE |  | MOUNTING TYPE |  | ENCLOSURE |  | HAZARD CLASS |  | CERTIFICATION/STANDARD |  | ADDITIONAL FEATURES EN | SIRIUS | ADDITIONAL FEATURES ES |  | ADDITIONAL FEATURES FR | [27 empty] | Production Completed
1041919 | Data Enrichment | STP_002 - 0002 | MKV | OK | 2022-07-13 | 2022-07-19 | [5 empty] | KELVDBC | OEM | CONTACTOR;SIE,3RT1044-1AF00,AC-3,30 KW | CONTACTOR;MNFR:SIEMENS,PTNO:3RT1044-1AF00,ADDITIONAL FEATURES EN:AC-3,30 KW,400 VAC | 3RT1044-1AF00 | 3000032 | SIEMENS | https://mall.industry.siemens.com/mall/en/ww/Catalog/Product/3RT1044-1AF00 | https://mall.industry.siemens.com/mall/en/ww/Catalog/DatasheetDownload?downloadUrl=teddatasheet%2F%3Fformat%3DPDF%26caller%3DMall%26mlfbs%3D3RT1044-1AF00%26language%3Den | SIEMENS | 3RT1044-1AF00 | [11 empty] | 39121529 | Contactors | CONTACTOR | ELECTRICAL | TYPE | POWER | LINE VOLTAGE | 690 VAC | CURRENT RATING | 100 A | COIL VOLTAGE | 110 V | NUMBER OF POLES | 3 | CONTACT ARRANGEMENT |  | POWER RATING | 34 KW | AUXILIARY CONTACT |  | TERMINAL TYPE | SCREW | MOUNTING TYPE |  | ENCLOSURE | IP20,IP00 | HAZARD CLASS |  | CERTIFICATION/STANDARD | IEC 81346-2 | ADDITIONAL FEATURES EN |  | ADDITIONAL FEATURES ES |  | ADDITIONAL FEATURES FR | [27 empty] | Production Completed
1042655 | Data Enrichment | STP_002 - 0002 | MKV | OK | 2022-07-13 | 2022-07-19 | [5 empty] | KELVDBC | OEM | CONTACTOR;SIE,3RT1054-1AF36 | CONTACTOR;MNFR:SIEMENS,PTNO:3RT1054-1AF36 | 3RT1054-1AF36 | 3000032 | SIEMENS | https://mall.industry.siemens.com/mall/en/ww/Catalog/Product/3RT1054-1AF36 | https://mall.industry.siemens.com/mall/en/ww/Catalog/DatasheetDownload?downloadUrl=teddatasheet%2F%3Fformat%3DPDF%26caller%3DMall%26mlfbs%3D3RT1054-1AF36%26language%3Den | SIEMENS | 3RT1054-1AF36 | [11 empty] | 39121529 | Contactors | CONTACTOR | ELECTRICAL | TYPE | POWER | LINE VOLTAGE | 1000 VAC | CURRENT RATING | 160 A | COIL VOLTAGE | 110 -127 V | NUMBER OF POLES | 3 | CONTACT ARRANGEMENT |  | POWER RATING | 55 KW | AUXILIARY CONTACT | 2 NO + 2 NC | TERMINAL TYPE | SCREW | MOUNTING TYPE |  | ENCLOSURE | IP20 | HAZARD CLASS |  | CERTIFICATION/STANDARD | IEC 60529 | ADDITIONAL FEATURES EN |  | ADDITIONAL FEATURES ES |  | ADDITIONAL FEATURES FR | [27 empty] | Production Completed
1208549 | Data Enrichment | STP_002 - 0002 | MKV | OK | 2022-07-13 | 2022-07-19 | [5 empty] | KELVDBC | OEM | CONTACTOR;SIE,3RT1065-6AF36,132 KW,400 | CONTACTOR;MNFR:SIEMENS,PTNO:3RT1065-6AF36,ADDITIONAL FEATURES EN:132 KW,400 VAC,3 AC/DC,OPERATION UC 110 TO 127 V,AUXILIARY CONTACT 2NO-2NC,3 POLE,SIZE S10,RAIL CONNECTION,DRIVE CONV | 3RT1065-6AF36 | 3000032 | SIEMENS | https://mall.industry.siemens.com/mall/en/us/Catalog/Product/3RT10656AF36 | https://mall.industry.siemens.com/mall/en/us/Catalog/DatasheetDownload?downloadUrl=teddatasheet%2F%3Fformat%3DPDF%26caller%3DMall%26mlfbs%3D3RT10656AF36%26language%3Den | SIEMENS | 3RT1065-6AF36 | [11 empty] | 39121529 | Contactors | CONTACTOR | ELECTRICAL | TYPE | POWER | LINE VOLTAGE | 1000 VAC | CURRENT RATING | 330 A | COIL VOLTAGE | 110 -127 V | NUMBER OF POLES | 3 | CONTACT ARRANGEMENT |  | POWER RATING | 132 KW | AUXILIARY CONTACT | 2 NO + 2 NC | TERMINAL TYPE | SCREW | MOUNTING TYPE |  | ENCLOSURE | IP20,IP00 | HAZARD CLASS |  | CERTIFICATION/STANDARD | IEC 60529, IEC 60947-4-1,EC 60947-5-1 | ADDITIONAL FEATURES EN | DRIVE CONV,RAIL CONNECTION,SIZE S10 | ADDITIONAL FEATURES ES |  | ADDITIONAL FEATURES FR | [27 empty] | Production Completed
1041933 | Data Enrichment | STP_002 - 0002 | MKV | OK | 2022-07-13 | 2022-07-19 | [5 empty] | KELVDBC | OEM | CONTACTOR;SIE,3RT1066-6AF36,AC-3,160 KW | CONTACTOR;MNFR:SIEMENS,PTNO:3RT1066-6AF36,ADDITIONAL FEATURES EN:AC-3,160 KW,400 V | 3RT1066-6AF36 | 3000032 | SIEMENS | https://mall.industry.siemens.com/mall/en/ww/Catalog/Product/3RT1066-6AF36 | https://mall.industry.siemens.com/mall/en/ww/Catalog/DatasheetDownload?downloadUrl=teddatasheet%2F%3Fformat%3DPDF%26caller%3DMall%26mlfbs%3D3RT1066-6AF36%26language%3Den | SIEMENS | 3RT1066-6AF36 | [11 empty] | 39121529 | Contactors | CONTACTOR | ELECTRICAL | TYPE | POWER | LINE VOLTAGE | 1000 VAC | CURRENT RATING | 330 A | COIL VOLTAGE | 110 -127 V | NUMBER OF POLES | 3 | CONTACT ARRANGEMENT |  | POWER RATING | 60 KW | AUXILIARY CONTACT | 2 NO + 2 NC | TERMINAL TYPE | SCREW | MOUNTING TYPE |  | ENCLOSURE | IP20,IP00 | HAZARD CLASS |  | CERTIFICATION/STANDARD | IEC 60529, IEC 60947-4-1,EC 60947-5-1 | ADDITIONAL FEATURES EN |  | ADDITIONAL FEATURES ES |  | ADDITIONAL FEATURES FR | [27 empty] | Production Completed
1222192 | Data Enrichment | STP_002 - 0002 | MKV | OK | 2022-07-13 | 2022-07-19 | [5 empty] | KELVDBC | OEM | CONTACTOR;SIE,3RT1076-6AF36,250 KW,400 | CONTACTOR;MNFR:SIEMENS,PTNO:3RT1076-6AF36,ADDITIONAL FEATURES EN:250 KW,400 VAC,3 AC/DC,OPERATION UC 110 TO 127 V,AUXIL CONTACT 2NO-2NC,3 POLE,SIZE S12,RAIL CONNECTION,DRIVE CONV | 3RT1076-6AF36 | 3000032 | SIEMENS | https://mall.industry.siemens.com/mall/en/ww/Catalog/Product/?mlfb=3RT1076-6AF36 | https://mall.industry.siemens.com/mall/en/ww/Catalog/DatasheetDownload?downloadUrl=teddatasheet%2F%3Fformat%3DPDF%26caller%3DMall%26mlfbs%3D3RT1076-6AF36%26language%3Den | SIEMENS | 3RT1076-6AF36 | [11 empty] | 39121529 | Contactors | CONTACTOR | ELECTRICAL | TYPE | POWER | LINE VOLTAGE | 1000 VAC | CURRENT RATING | 610 A | COIL VOLTAGE | 110 -127 V | NUMBER OF POLES | 3 | CONTACT ARRANGEMENT |  | POWER RATING | 160 KW | AUXILIARY CONTACT | 2 NO + 2 NC | TERMINAL TYPE | SCREW | MOUNTING TYPE |  | ENCLOSURE | IP20,IP00 | HAZARD CLASS |  | CERTIFICATION/STANDARD | IEC 60529, IEC 60947-4-1,EC 60947-5-1 | ADDITIONAL FEATURES EN | DRIVE CONV,RAIL CONNECTION,SIZE S12 | ADDITIONAL FEATURES ES |  | ADDITIONAL FEATURES FR | [27 empty] | Production Completed
1210412 | Data Enrichment | STP_002 - 0002 | MKV | OK | 2022-07-13 | 2022-07-19 | [5 empty] | KELVDBC | OEM | CONTACTOR;SIE,3RT20151AF01,PWR 3KW/400 | CONTACTOR;MNFR:SIEMENS,PTNO:3RT20151AF01,ADDITIONAL FEATURES EN:POWER 3KW/400,110V AC,AC-3.7A,50/60HZ | 3RT20151AF01 | 3000032 | SIEMENS | https://mall.industry.siemens.com/mall/en/us/Catalog/Product/3RT20151AF01 | https://mall.industry.siemens.com/mall/en/us/Catalog/DatasheetDownload?downloadUrl=teddatasheet%2F%3Fformat%3DPDF%26caller%3DMall%26mlfbs%3D3RT20151AF01%26language%3Den | SIEMENS | 3RT20151AF01 | [11 empty] | 39121529 | Contactors | CONTACTOR | ELECTRICAL | TYPE | POWER | LINE VOLTAGE | 690 VAC | CURRENT RATING | 18 A | COIL VOLTAGE | 110 V | NUMBER OF POLES | 3 | CONTACT ARRANGEMENT |  | POWER RATING | 3 KW | AUXILIARY CONTACT | 1 NO | TERMINAL TYPE | SCREW | MOUNTING TYPE |  | ENCLOSURE | IP20 | HAZARD CLASS |  | CERTIFICATION/STANDARD | IEC 60529,SN 31920,IEC 60947-4-1 | ADDITIONAL FEATURES EN |  | ADDITIONAL FEATURES ES |  | ADDITIONAL FEATURES FR | [27 empty] | Production Completed
1209993 | Data Enrichment | STP_002 - 0002 | MKV | OK | 2022-07-13 | 2022-07-19 | MFR BASED ON WEB SOURCE |  |  |  |  | KELVDBC | OEM | CONTACTOR;SIE,LC1-D150F7,W/ 110 V COIL | CONTACTOR;MNFR:SIEMENS,PTNO:LC1-D150F7,ADDITIONAL FEATURES EN:WITH 110 V COIL,120 W X 158 H X 136 D | LC1-D150F7 | 3000032 | SIEMENS | https://www.se.com/in/en/product/LC1D150F7/tesys-d-contactor-3p3-no-ac3-440-v-150-a-110-v-ac-50-60-hz-coil/ | https://www.se.com/in/en/product/download-pdf/LC1D150F7 | SCHNEIDER ELECTRIC | LC1D150F7 | [11 empty] | 39121529 | Contactors | CONTACTOR | ELECTRICAL | TYPE |  | LINE VOLTAGE | 1000 VAC,300 VDC | CURRENT RATING | 200 A | COIL VOLTAGE | 110 VAC | NUMBER OF POLES | 3 | CONTACT ARRANGEMENT | 3 NO | POWER RATING | 40 KW | AUXILIARY CONTACT | 1 NO + 1 NC | TERMINAL TYPE | SCREW CLAMP | MOUNTING TYPE | RAIL/PLATE | ENCLOSURE | IP20 | HAZARD CLASS |  | CERTIFICATION/STANDARD | CSA C22.2 No 14,EN 60947-4-1,EN 60947-5-1,IEC 60947-4-1,IEC 60947-5-1,UL 508,CCC,GOST,DNV,UL,LROS,BV,GL,RINA,CSA,UKCA | ADDITIONAL FEATURES EN |  | ADDITIONAL FEATURES ES |  | ADDITIONAL FEATURES FR | [27 empty] | Production Completed
1202881 | Data Enrichment | STP_002 - 0002 | MKV | OK | 2022-07-13 | 2022-07-19 | [5 empty] | KELVDBC |  | CONTROLLER,COMM;RS485,GRPHC LCD,12/24 | CONTROLLER,COMMUNICATION;INTERFACE TYPE:RS485,DISPLAY TYPE:GRAPHIC LCD,ELECTRICAL RATING:12/24 VDC,PORT DATA:USB/OPTICAL AND WI-FI POINT PROGRAMMING PORT ON FRONT,CERTIFICATION/STANDARD:EAC,IEC/EN,UL,ADDITIONAL FEATURES EN:AUTOMATIC MAINS FAILURE (AMF) GEN-SET,4 INPUTS,6 OUTPUTS,WITH EXP1012 MODULE MODEL 20211,MNFR:LOVATO ELECTRIC,PTNO:RGK 610 | RGK 610 |  |  | https://www.electricautomationnetwork.com/en/lovato-electric/-rgk610-lovato-driver-generators-with-automatic-control-system-amf |  | LOVATO ELECTRIC | RGK 610 | [13 empty] | CONTROLLER | COMMUNICATION | TYPE |  | DATA TRANSFER RATE |  | INTERFACE TYPE | RS485 | DISPLAY TYPE | GRAPHIC LCD | NUMBER OF PORTS |  | ELECTRICAL RATING | 12/24 VDC | PORT DATA | USB/OPTICAL AND WI-FI POINT PROGRAMMING PORT ON FRONT | HAZARD CLASS |  | CERTIFICATION/STANDARD | EAC,IEC/EN,UL | ADDITIONAL FEATURES EN | AUTOMATIC MAINS FAILURE (AMF) GEN-SET,4 INPUTS,6 OUTPUTS,WITH EXP1012 MODULE MODEL 20211 | ADDITIONAL FEATURES ES |  | ADDITIONAL FEATURES FR | [35 empty] | Production Completed
1213269 | Data Enrichment | STP_002 - 0002 | MKV | OK | 2022-07-13 | 2022-07-19 | [5 empty] | KELVDBC | MNFR | CONTROLLER,TEMP;HONE,T775U2006,UNIVSL,RE | CONTROLLER,TEMPERATURE;MNFR:HONEYWELL,PTNO:T775U2006,TYPE:UNIVERSAL,REMOTE,TEMPERATURE SETTING RANGE:-40 TO 120 DEG C,OUTPUT TYPE: SPDT RELAY WITH RESET,ACCURACY:+-1 DEG C,SIZE:WD 4-13/32 X HT 8-5/32,X DP 2-15/16 IN,CERTIFICATION/STANDARD:C-TICK,ADDITIONAL FEATURES EN:IP65 | T775U2006 | 3000290 | HONEYWELL | https://www.galco.com/buy/Honeywell/T775U2006/U |  | HONEYWELL | T775U2006 | [11 empty] | 41112214 | Cryogenic temperature controllers | CONTROLLER | TEMPERATURE | TYPE | UNIVERSAL | TEMPERATURE SETTING RANGE | -40 TO 120 DEG C | SENSOR TYPE |  | OUTPUT TYPE | SPDT RELAY WITH RESET | POWER SUPPLY |  | ACCURACY | +-1 DEG C | INTERFACE TYPE |  | MOUNTING TYPE |  | MATERIAL |  | SIZE | WD 4-13/32 X HT 8-5/32,X DP 2-15/16 IN | HAZARD CLASS |  | CERTIFICATION/STANDARD | C-TICK | ADDITIONAL FEATURES EN |  | ADDITIONAL FEATURES ES |  | ADDITIONAL FEATURES FR | [29 empty] | Production Completed
1222562 | Data Enrichment | STP_002 - 0002 | MKV | OK | 2022-07-13 | 2022-07-19 | [5 empty] | KELVDBC | #N/A | COUPLING,PIPE;STRGT,NOM 1/2 IN X 15 MM | COUPLING,PIPE;TYPE:STRAIGHT,NOMINAL SIZE:1/2 IN X 15 MM,END CONNECTION:COMPRESSION X FEMALE,MATERIAL:BRASS,CERTIFICATION/STANDARD:JASWIC,SANS 1067,ADDITIONAL FEATURES EN:COMPRESSION FITTING,15.OXODZR RINGEX,2XS15,MNFR:COBRA,PTNO:D-3XS-15 | D-3XS-15 | 1030505 | COBRA | https://www.cobraonline.co.za/products/cobra-straight-coupler-copper-to-female-iron-1 |  | COBRA | D-3XS-15 | [11 empty] | 40172601 | Brass pipe coupling | COUPLING | PIPE | TYPE | STRAIGHT | NOMINAL SIZE | 1/2 IN X 15 MM | END CONNECTION | COMPRESSION X FEMALE | PRESSURE RATING |  | MATERIAL | BRASS | MATERIAL SPECIFICATION |  | COATING/FINISH |  | TEMPERATURE RATING |  | HAZARD CLASS |  | CERTIFICATION/STANDARD | JASWIC,SANS 1067 | ADDITIONAL FEATURES EN | COMPRESSION FITTING,15.OXODZR RINGEX,2XS15 | ADDITIONAL FEATURES ES |  | ADDITIONAL FEATURES FR | [33 empty] | Production Completed
1197584 | Data Enrichment | STP_002 - 0002 | MKV | OK | 2022-07-13 | 2022-07-19 | [5 empty] | KELVDBC | #N/A | COUPLING,PIPE;STRGT,NOM 22 MM X 3/4 IN | COUPLING,PIPE;TYPE:STRAIGHT,NOMINAL SIZE:22 MM X 3/4 IN,END CONNECTION:COMPRESSION X MALE,MATERIAL:BRASS,CERTIFICATION/STANDARD:JASWIC,SANS 1067,ADDITIONAL FEATURES EN:COMPRESSION FITTING,15.OXODZR RINGEX,1XS22,PLCOF1003,MNFR:COBRA,PTNO:D-2XS-22 | D-2XS-22 | 1030505 | COBRA | https://www.cobraonline.co.za/products/cobra-straight-copper-to-male-iron |  | COBRA | D-2XS-22 | [11 empty] | 40172601 | Brass pipe coupling | COUPLING | PIPE | TYPE | STRAIGHT | NOMINAL SIZE | 22 MM X 3/4 IN | END CONNECTION | COMPRESSION X MALE | PRESSURE RATING |  | MATERIAL | BRASS | MATERIAL SPECIFICATION |  | COATING/FINISH |  | TEMPERATURE RATING |  | HAZARD CLASS |  | CERTIFICATION/STANDARD | JASWIC,SANS 1067 | ADDITIONAL FEATURES EN | COMPRESSION FITTING,15.OXODZR RINGEX,1XS22,PLCOF1003 | ADDITIONAL FEATURES ES |  | ADDITIONAL FEATURES FR | [33 empty] | Production Completed
1216256 | Data Enrichment | STP_002 - 0002 | MKV | OK | 2022-07-13 | 2022-07-19 | [5 empty] | KELVDBC | MNFR | COUPLING,SHFT FLEX;FALK,MM-CPLHS-S11328, | COUPLING,SHAFT FLEXIBLE;MNFR:FALK,PTNO:MM-CPLHS-S11328,HUB MATERIAL:STEEL,ADDITIONAL FEATURES EN:FLSK,1090T10 FLS-KREBS | MM-CPLHS-S11328 | 3000272 | FALK | URL NOT FOUND |  | FALK | MM-CPLHS-S11328 | [11 empty] | 31163013 | Shaft coupling | COUPLING | SHAFT | TYPE |  | BORE SIZE |  | LENGTH |  | TORQUE RATING |  | SPEED RATING |  | HUB MATERIAL | STEEL | KEYWAY SIZE |  | FLANGE THICKNESS |  | BOLT CIRCLE DIAMETER |  | NUMBER OF BOLTS |  | BOLT HOLE SIZE |  | HAZARD CLASS |  | CERTIFICATION/STANDARD |  | ADDITIONAL FEATURES EN | FLSK,1090T10 FLS-KREBS | ADDITIONAL FEATURES ES |  | ADDITIONAL FEATURES FR | [27 empty] | Production Completed
1202750 | Data Enrichment | STP_002 - 0002 | MKV | OK | 2022-07-13 | 2022-07-19 | [5 empty] | KELVDBC |  | COUPLING,TUBE;STRGT,NOM 20 MM,420 BAR,LG | COUPLING,TUBE;TYPE:STRAIGHT,NOMINAL SIZE:20 MM,PRESSURE RATING:420 BAR,LENGTH:73 MM,MATERIAL:STAINLESS STEEL,ADDITIONAL FEATURES EN:ADAPTER,MNFR:PH HYDRAULIK,PTNO:GV-S-20 | GV-S-20 |  |  | https://ph-hydraulik.de/en/Cone-Sealing-Couplings-to-DIN-2353-DIN-EN-ISO-8434-1/GV-Straight-Couplings/GV-Straight-Couplings-Standard.html |  | PH HYDRAULIK | GV-S-20 | [11 empty] | 40183107 | Tube coupling | COUPLING | TUBE | TYPE | ADAPTER | NOMINAL SIZE | 20 MM | END CONNECTION |  | PRESSURE RATING | 420 BAR | LENGTH | 73 MM | MATERIAL | STAINLESS STEEL | MATERIAL SPECIFICATION |  | COATING/FINISH |  | HAZARD CLASS |  | CERTIFICATION/STANDARD |  | ADDITIONAL FEATURES EN |  | ADDITIONAL FEATURES ES |  | ADDITIONAL FEATURES FR | [33 empty] | Production Completed
1199942 | Data Enrichment | STP_002 - 0002 | MKV | OK | 2022-07-13 | 2022-07-19 | [5 empty] | KELVDBC |  | COUPLING,TUBE;STRGT,NOM 22 MM,250 BAR,LG | COUPLING,TUBE;TYPE:STRAIGHT,NOMINAL SIZE:22 MM,PRESSURE RATING:250 BAR,LENGTH:63 MM,MATERIAL:STAINLESS STEEL,ADDITIONAL FEATURES EN:ADAPTER,MNFR:PH HYDRAULIK,PTNO:GV-L-22 | GV-L-22 |  |  | https://ph-hydraulik.de/en/Cone-Sealing-Couplings-to-DIN-2353-DIN-EN-ISO-8434-1/GV-Straight-Couplings/GV-Straight-Couplings-Standard.html |  | PH HYDRAULIK | GV-L-22 | [11 empty] | 40183107 | Tube coupling | COUPLING | TUBE | TYPE | ADAPTER | NOMINAL SIZE | 22 MM | END CONNECTION |  | PRESSURE RATING | 250 BAR | LENGTH | 63 MM | MATERIAL | STAINLESS STEEL | MATERIAL SPECIFICATION |  | COATING/FINISH |  | HAZARD CLASS |  | CERTIFICATION/STANDARD |  | ADDITIONAL FEATURES EN |  | ADDITIONAL FEATURES ES |  | ADDITIONAL FEATURES FR | [33 empty] | Production Completed
1218747 | Data Enrichment | STP_002 - 0002 | MKV | OK | 2022-07-13 | 2022-07-19 | [5 empty] | KELVDBC |  | COUPLING,TUBE;STRGT,NOM 28 MM,250 BAR,LG | COUPLING,TUBE;TYPE:STRAIGHT,NOMINAL SIZE:28 MM,PRESSURE RATING:250 BAR,LENGTH:65 MM,MATERIAL:STAINLESS STEEL,ADDITIONAL FEATURES EN:ADAPTER,MNFR:PH HYDRAULIK,PTNO:GV-L-28 | GV-L-28 |  |  | https://ph-hydraulik.de/en/Cone-Sealing-Couplings-to-DIN-2353-DIN-EN-ISO-8434-1/GV-Straight-Couplings/GV-Straight-Couplings-Standard.html |  | PH HYDRAULIK | GV-L-28 | [11 empty] | 40183107 | Tube coupling | COUPLING | TUBE | TYPE | ADAPTER | NOMINAL SIZE | 28 MM | END CONNECTION |  | PRESSURE RATING | 250 BAR | LENGTH | 65 MM | MATERIAL | STAINLESS STEEL | MATERIAL SPECIFICATION |  | COATING/FINISH |  | HAZARD CLASS |  | CERTIFICATION/STANDARD |  | ADDITIONAL FEATURES EN |  | ADDITIONAL FEATURES ES |  | ADDITIONAL FEATURES FR | [33 empty] | Production Completed
1201201 | Data Enrichment | STP_002 - 0002 | MKV | OK | 2022-07-13 | 2022-07-19 | [5 empty] | KELVDBC |  | COUPLING,TUBE;STRGT,NOM 30 MM,420 BAR,LG | COUPLING,TUBE;TYPE:STRAIGHT,NOMINAL SIZE:30 MM,PRESSURE RATING:420 BAR,LENGTH:88 MM,MATERIAL:STAINLESS STEEL,ADDITIONAL FEATURES EN:ADAPTER,MNFR:PH HYDRAULIK,PTNO:GV-S-30 | GV-S-30 |  |  | https://ph-hydraulik.de/en/Cone-Sealing-Couplings-to-DIN-2353-DIN-EN-ISO-8434-1/GV-Straight-Couplings/GV-Straight-Couplings-Standard.html |  | PH HYDRAULIK | GV-S-30 | [11 empty] | 40183107 | Tube coupling | COUPLING | TUBE | TYPE | ADAPTER | NOMINAL SIZE | 30 MM | END CONNECTION |  | PRESSURE RATING | 420 BAR | LENGTH | 88 MM | MATERIAL | STAINLESS STEEL | MATERIAL SPECIFICATION |  | COATING/FINISH |  | HAZARD CLASS |  | CERTIFICATION/STANDARD |  | ADDITIONAL FEATURES EN |  | ADDITIONAL FEATURES ES |  | ADDITIONAL FEATURES FR | [33 empty] | Production Completed
1203136 | Data Enrichment | STP_002 - 0002 | MKV | OK | 2022-07-13 | 2022-07-19 | [5 empty] | KELVDBC |  | COUPLING,TUBE;STRGT,NOM 35 MM,250 BAR,LG | COUPLING,TUBE;TYPE:STRAIGHT,NOMINAL SIZE:35 MM,PRESSURE RATING:250 BAR,LENGTH:74 MM,MATERIAL:STAINLESS STEEL,ADDITIONAL FEATURES EN:ADAPTER,MNFR:PH HYDRAULIK,PTNO:GV-L-35 | GV-L-35 |  |  | https://ph-hydraulik.de/en/Cone-Sealing-Couplings-to-DIN-2353-DIN-EN-ISO-8434-1/GV-Straight-Couplings/GV-Straight-Couplings-Standard.html |  | PH HYDRAULIK | GV-L-35 | [11 empty] | 40183107 | Tube coupling | COUPLING | TUBE | TYPE | ADAPTER | NOMINAL SIZE | 35 MM | END CONNECTION |  | PRESSURE RATING | 250 BAR | LENGTH | 74 MM | MATERIAL | STAINLESS STEEL | MATERIAL SPECIFICATION |  | COATING/FINISH |  | HAZARD CLASS |  | CERTIFICATION/STANDARD |  | ADDITIONAL FEATURES EN |  | ADDITIONAL FEATURES ES |  | ADDITIONAL FEATURES FR | [33 empty] | Production Completed
1056739 | Data Enrichment | STP_002 - 0002 | MKV | OK | 2022-07-13 | 2022-07-19 | [5 empty] | KELVDBC | OEM | COUPLING;CAT,1242144 | COUPLING;MNFR:CATERPILLAR,PTNO:1242144 | 1242144 | 3000003 | CATERPILLAR | https://parts.cat.com/en/catcorp/124-2144 |  | CATERPILLAR | 124-2144 | [11 empty] | 40183107 | Tube coupling | COUPLING | TUBE | TYPE | PERMANENT | NOMINAL SIZE |  | END CONNECTION |  | PRESSURE RATING |  | LENGTH | 2.44 IN | MATERIAL | STEEL | MATERIAL SPECIFICATION |  | COATING/FINISH | ZINC PLATED | HAZARD CLASS |  | CERTIFICATION/STANDARD |  | ADDITIONAL FEATURES EN |  | ADDITIONAL FEATURES ES |  | ADDITIONAL FEATURES FR | [33 empty] | Production Completed
1196385 | Data Enrichment | STP_002 - 0002 | MKV | OK | 2022-07-13 | 2022-07-19 | [5 empty] | KELVDBC | #N/A | ELBOW,PIPE;NOM 1/2 IN X 15 MM,COMPRSN X | ELBOW,PIPE;NOMINAL SIZE:1/2 IN X 15 MM,END CONNECTION:COMPRESSION X BSP FEMALE,ANGLE:90 DEG,MATERIAL:BRASS,CERTIFICATION/STANDARD:SANS 1067-1,ADDITIONAL FEATURES EN:COMPRESSION FITTING,COUPLING COMPRESSION PLCOF1000 STR,15.OXMPDZR RINGEX,3XS15,MNFR:COBRA,PTNO:D-10XS-15 | D-10XS-15 | 1030505 | COBRA | https://www.cobraonline.co.za/products/cobra-elbow-copper-to-female-iron-8 |  | COBRA | D-10XS-15 | [11 empty] | 40172801 | Brass pipe elbow | ELBOW | PIPE | TYPE |  | NOMINAL SIZE | 1/2 IN X 15 MM | END CONNECTION | COMPRESSION X BSP FEMALE | PRESSURE RATING |  | ANGLE | 90 DEG | MATERIAL | BRASS | MATERIAL SPECIFICATION |  | COATING/FINISH |  | MANUFACTURING PROCESS |  | SCHEDULE/WALL THICKNESS |  | LENGTH |  | HAZARD CLASS |  | CERTIFICATION/STANDARD | SANS 1067-1 | ADDITIONAL FEATURES EN | COMPRESSION FITTING,COUPLING COMPRESSION PLCOF1000 STR,15.OXMPDZR RINGEX,3XS15 | ADDITIONAL FEATURES ES |  | ADDITIONAL FEATURES FR | [27 empty] | Production Completed
1211728 | Data Enrichment | STP_002 - 0002 | MKV | OK | 2022-07-13 | 2022-07-19 | [5 empty] | KELVDBC | #N/A | ELBOW,PIPE-TUBE;NOM R1/4,NOM 10 MM,M THD | ELBOW,PIPE TO TUBE;NOMINAL SIZE 1:R1/4,NOMINAL SIZE 2:10 MM,END CONNECTION 1:MALE THREAD,END CONNECTION 2:PUSH-IN,PRESSURE RATING:10 BAR,MATERIAL:STAINLESS STEEL,ADDITIONAL FEATURES EN:SWIVEL 360 DEG MALE THREAD WITH EXTERNAL HEXAGON,MNFR:FESTO,PTNO:162875 | 162875 | 1031504 | FESTO | https://www.festo.com/gb/en/a/162875/?q=162875~:festoSortOrderScored | https://www.festo.com/gb/en/a/download-document/datasheet/162875 | FESTO | 162875 | [11 empty] | 40172807 | Stainless steel pipe elbow | ELBOW | PIPE | TYPE |  | NOMINAL SIZE | 6 MM | END CONNECTION | MALE THREAD,PUSH-IN | PRESSURE RATING | 10 BAR | ANGLE |  | MATERIAL | STAINLESS STEEL | MATERIAL SPECIFICATION |  | COATING/FINISH |  | MANUFACTURING PROCESS |  | SCHEDULE/WALL THICKNESS |  | LENGTH |  | HAZARD CLASS |  | CERTIFICATION/STANDARD |  | ADDITIONAL FEATURES EN | SWIVEL 360 DEG MALE THREAD WITH EXTERNAL HEXAGON | ADDITIONAL FEATURES ES |  | ADDITIONAL FEATURES FR | [27 empty] | Production Completed
1234722 | Data Enrichment | STP_002 - 0002 | MKV | OK | 2022-07-13 | 2022-07-19 | [5 empty] | KDELBVC |  | ELEMENT,HTR;400 V,9.1 KW,SS,LG 800 X HT | ELEMENT,HEATER;VOLTAGE RATING:400 V,POWER RATING:9.1 KW,MATERIAL:STAINLESS STEEL,SIZE:LG 800 X HT 900 X DP 900 MM,ADDITIONAL FEATURES EN:TILTING PAN,MNFR:BERTOS,PTNO:E9BR8/I | E9BR8/I |  |  | https://www.bertos.com/en/products/cook/bratt-pans/maxima-900/80-l-electric-tilting-bratt-pans-e9br8-i | https://www.bertos.com/en/media/download/2021/12/scheda_20822500_2010.pdf | BERTOS | E9BR8/I | [11 empty] | 40101830 | Heater elements | ELEMENT | HEATER | TYPE | TILTING PAN | VOLTAGE RATING | 400 V | POWER RATING | 9.1 KW | MATERIAL | STAINLESS STEEL | SIZE | LG 800 X HT 900 X DP 900 MM | MOUNTING TYPE |  | HAZARD CLASS |  | CERTIFICATION/STANDARD |  | ADDITIONAL FEATURES EN |  | ADDITIONAL FEATURES ES |  | ADDITIONAL FEATURES FR | [37 empty] | Production Completed
1208103 | Data Enrichment | STP_002 - 0002 | MKV | OK | 2022-07-13 | 2022-07-19 | [5 empty] | KELVDBC | #N/A | FITTING;10 MM,R1/8,MNPT X PUSH-IN,SS | FITTING;SIZE:10 MM,R1/8,END CONNECTION:MNPT X PUSH-IN,MATERIAL:STAINLESS STEEL 316L,ADDITIONAL FEATURES EN:WITH SIX OUTSIDE PANEL QS-B-1,MNFR:FESTO,PTNO:132151 | 132151 | 1031504 | FESTO | https://ftp.festo.com/public/PNEUMATIC/SOFTWARE_SERVICE/DataSheet/EN_GB/132151.pdf |  | FESTO | 132151 | [11 empty] | 40141734 | Hose fitting | FITTING | NO MODIFIER | TYPE |  | SIZE | 10 MM,R1/8 | END CONNECTION | MNPT X PUSH-IN | MATERIAL | STAINLESS STEEL 316L | PRESSURE RATING |  | TEMPERATURE RATING |  | HAZARD CLASS |  | CERTIFICATION/STANDARD |  | ADDITIONAL FEATURES EN | WITH SIX OUTSIDE PANEL QS-B-1 | ADDITIONAL FEATURES ES |  | ADDITIONAL FEATURES FR | [37 empty] | Production Completed
1191664 | Data Enrichment | STP_002 - 0002 | MKV | OK | 2022-07-13 | 2022-07-19 | [5 empty] | KELVDBC |  | FITTING;COMPRSN,STRGT,M STUD,THD CTNG | FITTING;TYPE:COMPRESSION,STRAIGHT,END CONNECTION:MALE STUD,ADDITIONAL FEATURES EN:THREADED CUTTING RING,PTNO:HYD-GE8LR1/8 | HYD-GE8LR1/8 |  |  | https://hydonline.co.za/wp-content/uploads/2021/05/Steel-tube-fittings.pdf |  |  | HYD-GE8LR1/8 | [11 empty] | 40141734 | Hose fitting | FITTING | NO MODIFIER | TYPE | COMPRESSION,STRAIGHT | SIZE |  | END CONNECTION | MALE STUD | MATERIAL |  | PRESSURE RATING |  | TEMPERATURE RATING |  | HAZARD CLASS |  | CERTIFICATION/STANDARD |  | ADDITIONAL FEATURES EN | THREADED CUTTING RING | ADDITIONAL FEATURES ES |  | ADDITIONAL FEATURES FR | [37 empty] | Production Completed
1198756 | Data Enrichment | STP_002 - 0002 | MKV | OK | 2022-07-13 | 2022-07-19 | [5 empty] | KELVDBC |  | FITTING;COMPRSN,STRGT,M STUD,THD CTNG | FITTING;TYPE:COMPRESSION,STRAIGHT,END CONNECTION:MALE STUD,ADDITIONAL FEATURES EN:THREADED CUTTING RING,PTNO:HYD-GE12L1/2 | HYD-GE12L1/2 |  |  | https://www.geeve.com/en/ge12l1-2npt |  |  | HYD-GE12L1/2 | [11 empty] | 40141734 | Hose fitting | FITTING | NO MODIFIER | TYPE | COMPRESSION,STRAIGHT | SIZE |  | END CONNECTION | MALE STUD | MATERIAL |  | PRESSURE RATING |  | TEMPERATURE RATING |  | HAZARD CLASS |  | CERTIFICATION/STANDARD |  | ADDITIONAL FEATURES EN | THREADED CUTTING RING | ADDITIONAL FEATURES ES |  | ADDITIONAL FEATURES FR | [37 empty] | Production Completed
1187167 | Data Enrichment | STP_002 - 0002 | MKV | OK | 2022-07-13 | 2022-07-19 | [5 empty] | KELVDBC |  | FITTING;COMPRSN,STRGT,MNPT X STUD,THD | FITTING;TYPE:COMPRESSION,STRAIGHT,END CONNECTION:MNPT X STUD,ADDITIONAL FEATURES EN:THREADED CUTTING RING,PTNO:HYD-GE22L1NPT | HYD-GE22L1NPT |  |  | https://www.parker.com/parkerimages/euro_tfd/cat/english/Katalog%20PDFs/DIN%20FITTINGS/Male%20Stud%20Connector/GE-NPT.pdf |  |  | HYD-GE22L1NPT | [11 empty] | 40141734 | Hose fitting | FITTING | NO MODIFIER | TYPE | COMPRESSION,STRAIGHT | SIZE |  | END CONNECTION | MNPT X STUD | MATERIAL |  | PRESSURE RATING |  | TEMPERATURE RATING |  | HAZARD CLASS |  | CERTIFICATION/STANDARD |  | ADDITIONAL FEATURES EN | THREADED CUTTING RING | ADDITIONAL FEATURES ES |  | ADDITIONAL FEATURES FR | [37 empty] | Production Completed
1054948 | Data Enrichment | STP_002 - 0002 | MKV | OK | 2022-07-13 | 2022-07-19 | [5 empty] | KELVDBC |  | FUSE,CRTG;25 A,690 VAC,100 KA | FUSE,CARTRIDGE;CURRENT RATING:25 A,VOLTAGE RATING:690 VAC,INTERRUPT RATING:100 KA,SIZE:DIA 10 X LG 38 MM,ADDITIONAL FEATURES EN: CLASS:FAST BLOW,SUPPLIER:PANACO/DUCRAYLENOIR/SPECTRO/MIT, PTNO:DF 492010 |  |  |  | https://www.tme.com/in/en/details/b10x38ss-25a/fuses-10-3x38mm-super-fast/df-electric/492010/ |  |  | 492010 | [11 empty] | 39121606 | Cartridge fuses | FUSE | CARTRIDGE | TYPE |  | CURRENT RATING | 25 A | VOLTAGE RATING | 690 VAC | INTERRUPT RATING | 100 KA | SIZE | DIA 10 X LG 38 MM | CLASS | FAST BLOW | MATERIAL |  | TERMINAL TYPE |  | HAZARD CLASS |  | CERTIFICATION/STANDARD |  | ADDITIONAL FEATURES EN | SUPPLIER:PANACO/DUCRAYLENOIR/SPECTRO/MIT | ADDITIONAL FEATURES ES |  | ADDITIONAL FEATURES FR | [33 empty] | Production Completed
1216135 | Data Enrichment | STP_002 - 0002 | MKV | OK | 2022-07-13 | 2022-07-19 | [5 empty] | KELVDBC | #N/A | FUSE,CRTG;CYLDRCL,10 A,500 VAC,120 KA | FUSE,CARTRIDGE;TYPE:CYLINDRICAL,CURRENT RATING:10 A,VOLTAGE RATING:500 VAC,INTERRUPT RATING:120 KA,SIZE:DIA 10.3 X LG 38 MM,CLASS:GG,MATERIAL:CERAMIC,TERMINAL TYPE:FERRULE,CERTIFICATION/STANDARD:IEC,CE,ADDITIONAL FEATURES EN:FOR TRANSFORMER CONTROL AND WIRE PROTECTION,MNFR:MERSEN,PTNO:FR10GG50V10 | FR10GG50V10 | 1033311 | MERSEN | https://ep-us.mersen.com/products/product/s218194-fr10gg50v10 |  | MERSEN | FR10GG50V10 | [11 empty] | 39121606 | Cartridge fuses | FUSE | CARTRIDGE | TYPE | CYLINDRICAL | CURRENT RATING | 10 A | VOLTAGE RATING | 500 VAC | INTERRUPT RATING | 120 KA | SIZE | DIA 10.3 X LG 38 MM | CLASS | GG | MATERIAL | CERAMIC | TERMINAL TYPE | FERRULE | HAZARD CLASS |  | CERTIFICATION/STANDARD | IEC,CE | ADDITIONAL FEATURES EN | FOR TRANSFORMER CONTROL AND WIRE PROTECTION | ADDITIONAL FEATURES ES |  | ADDITIONAL FEATURES FR | [33 empty] | Production Completed
1184911 | Data Enrichment | STP_002 - 0002 | MKV | OK | 2022-07-13 | 2022-07-19 | [5 empty] | KELVDBC |  | FUSE,CRTG;CYLDRCL,100 A,500 VAC,120 KA | FUSE,CARTRIDGE;TYPE:CYLINDRICAL,CURRENT RATING:100 A,VOLTAGE RATING:500 VAC,INTERRUPT RATING:120 KA,SIZE:22 X 58 MM,CLASS:AM,MATERIAL:CERAMIC,CERTIFICATION/STANDARD:IEC 60269-2,ADDITIONAL FEATURES EN:MODEL 20T,MNFR:FEMONT,PTNO:442000 | 442000 |  |  | https://www.tme.com/au/en/details/b22x58t-100a/fuses-22x58mm/df-electric/442000/ |  | FEMONT | 442000 | [11 empty] | 39121606 | Cartridge fuses | FUSE | CARTRIDGE | TYPE | CYLINDRICAL | CURRENT RATING | 100 A | VOLTAGE RATING | 500 VAC | INTERRUPT RATING | 120 KA | SIZE | DIA 22 X LG 58 MM | CLASS | AM | MATERIAL | CERAMIC | TERMINAL TYPE |  | HAZARD CLASS |  | CERTIFICATION/STANDARD | IEC 60269-2 | ADDITIONAL FEATURES EN | MODEL 20T | ADDITIONAL FEATURES ES |  | ADDITIONAL FEATURES FR | [33 empty] | Production Completed
1191618 | Data Enrichment | STP_002 - 0002 | MKV | OK | 2022-07-13 | 2022-07-19 | [5 empty] | KELVDBC |  | FUSE,CRTG;CYLDRCL,100 A,500 VAC,120 KA | FUSE,CARTRIDGE;TYPE:CYLINDRICAL,CURRENT RATING:100 A,VOLTAGE RATING:500 VAC,INTERRUPT RATING:120 KA,SIZE:22 X 58 MM,CLASS:GG,MATERIAL:CERAMIC,CERTIFICATION/STANDARD:IEC 60269-2,ADDITIONAL FEATURES EN:MODEL 20T,MNFR:FEMONT,PTNO:422000 | 422000 |  |  | https://www.tme.com/in/en/details/b22x58s-100a/fuses-22x58mm/df-electric/422000/ |  | FEMONT | 422000 | [11 empty] | 39121606 | Cartridge fuses | FUSE | CARTRIDGE | TYPE | CYLINDRICAL | CURRENT RATING | 100 A | VOLTAGE RATING | 500 VAC | INTERRUPT RATING | 120 KA | SIZE | DIA 22 X LG 58 MM | CLASS | GG | MATERIAL | CERAMIC | TERMINAL TYPE |  | HAZARD CLASS |  | CERTIFICATION/STANDARD | IEC 60269-2 | ADDITIONAL FEATURES EN | MODEL 20T | ADDITIONAL FEATURES ES |  | ADDITIONAL FEATURES FR | [33 empty] | Production Completed
1199389 | Data Enrichment | STP_002 - 0002 | MKV | OK | 2022-07-13 | 2022-07-19 | [5 empty] | KELVDBC |  | FUSE,CRTG;CYLDRCL,32 A,690 VAC,80 KA,22 | FUSE,CARTRIDGE;TYPE:CYLINDRICAL,CURRENT RATING:32 A,VOLTAGE RATING:690 VAC,INTERRUPT RATING:80 KA,SIZE:22 X 58 MM,CLASS:GG,MATERIAL:CERAMIC,CERTIFICATION/STANDARD:IEC 60269-2,ADDITIONAL FEATURES EN:MODEL 20T,MNFR:FEMONT,PTNO:422032 | 422032 |  |  | https://www.tme.com/in/en/details/b22x58s-32a/fuses-22x58mm/df-electric/422032/ |  | FEMONT | 422032 | [11 empty] | 39121606 | Cartridge fuses | FUSE | CARTRIDGE | TYPE | CYLINDRICAL | CURRENT RATING | 32 A | VOLTAGE RATING | 690 VAC | INTERRUPT RATING | 80 KA | SIZE | DIA 22 X LG 58 MM | CLASS | GG | MATERIAL | CERAMIC | TERMINAL TYPE |  | HAZARD CLASS |  | CERTIFICATION/STANDARD | IEC 60269-2 | ADDITIONAL FEATURES EN | MODEL 20T | ADDITIONAL FEATURES ES |  | ADDITIONAL FEATURES FR | [33 empty] | Production Completed
1216490 | Data Enrichment | STP_002 - 0002 | MKV | OK | 2022-07-13 | 2022-07-19 | [5 empty] | KELVDBC |  | FUSE,CRTG;CYLDRCL,32 A,690 VAC,80 KA,22 | FUSE,CARTRIDGE;TYPE:CYLINDRICAL,CURRENT RATING:32 A,VOLTAGE RATING:690 VAC,INTERRUPT RATING:80 KA,SIZE:22 X 58 MM,CLASS:GG,MATERIAL:CERAMIC,CERTIFICATION/STANDARD:IEC 60269-2,ADDITIONAL FEATURES EN:MODEL 20T,WITH STRIKER,MNFR:FEMONT,PTNO:422232 | 422232 |  |  | https://www.em.co.za/422232 |  | FEMONT | 422232 | [11 empty] | 39121606 | Cartridge fuses | FUSE | CARTRIDGE | TYPE | CYLINDRICAL | CURRENT RATING | 32 A | VOLTAGE RATING | 690 VAC | INTERRUPT RATING | 80 KA | SIZE | DIA 22 X LG 58 MM | CLASS | GG | MATERIAL | CERAMIC | TERMINAL TYPE |  | HAZARD CLASS |  | CERTIFICATION/STANDARD | IEC/EN 60269-1, IEC/EN 60269-2 | ADDITIONAL FEATURES EN | MODEL 20T,WITH STRIKER | ADDITIONAL FEATURES ES |  | ADDITIONAL FEATURES FR | [33 empty] | Production Completed
1212350 | Data Enrichment | STP_002 - 0002 | MKV | OK | 2022-07-13 | 2022-07-19 | [5 empty] | KELVDBC | #N/A | FUSE,CRTG;CYLDRCL,4 A,500 VAC,120 KA,DIA | FUSE,CARTRIDGE;TYPE:CYLINDRICAL,CURRENT RATING:4 A,VOLTAGE RATING:500 VAC,INTERRUPT RATING:120 KA,SIZE:DIA 10.3 X LG 38 MM, CLASS:GG,MATERIAL:CERAMIC,TERMINAL TYPE:FERRULE,CERTIFICATION/STANDARD:IEC,CE,TRANSFORMER CONTROL AND WIRE PROTECTION, MNFR:MERSEN,PTNO:FR10GG50V4 | FR10GG50V4 | 1033311 | MERSEN | https://ep-us.mersen.com/products/product/x213598-fr10gg50v4 |  | MERSEN | FR10GG50V4 | [11 empty] | 39121606 | Cartridge fuses | FUSE | CARTRIDGE | TYPE | CYLINDRICAL | CURRENT RATING | 4 A | VOLTAGE RATING | 500 VAC | INTERRUPT RATING | 120 KA | SIZE | DIA 10.3 X LG 38 MM | CLASS | GG | MATERIAL | CERAMIC | TERMINAL TYPE | FERRULE | HAZARD CLASS |  | CERTIFICATION/STANDARD | IEC,CE | ADDITIONAL FEATURES EN | TRANSFORMER CONTROL AND WIRE PROTECTION | ADDITIONAL FEATURES ES |  | ADDITIONAL FEATURES FR | [33 empty] | Production Completed
1206220 | Data Enrichment | STP_002 - 0002 | MKV | OK | 2022-07-13 | 2022-07-19 | [5 empty] | KELVDBC |  | FUSE,CRTG;CYLDRCL,40 A,690 VAC,80 KA,22 | FUSE,CARTRIDGE;TYPE:CYLINDRICAL,CURRENT RATING:40 A,VOLTAGE RATING:690 V,INTERRUPT RATING:80 KA,SIZE:DIA 22 X LG 58 MM,CLASS:GG, MATERIAL:CERAMIC,CERTIFICATION/STANDARD:IEC 60269- 2,MODEL 20T,MNFR:FEMONT,PTNO:422240 | 422240 |  |  | https://www.em.co.za/422240 |  | FEMONT | 422240 | [11 empty] | 39121606 | Cartridge fuses | FUSE | CARTRIDGE | TYPE | CYLINDRICAL | CURRENT RATING | 40 A | VOLTAGE RATING | 690 VAC | INTERRUPT RATING | 80 KA | SIZE | DIA 22 X LG 58 MM | CLASS | GG | MATERIAL | CERAMIC | TERMINAL TYPE |  | HAZARD CLASS |  | CERTIFICATION/STANDARD | IEC 60269-2 | ADDITIONAL FEATURES EN | MODEL 20T | ADDITIONAL FEATURES ES |  | ADDITIONAL FEATURES FR | [33 empty] | Production Completed
1185888 | Data Enrichment | STP_002 - 0002 | MKV | OK | 2022-07-13 | 2022-07-19 | [5 empty] | KELVDBC |  | FUSE,CRTG;CYLDRCL,6 A,500 VAC,120 KA,10 | FUSE,CARTRIDGE;TYPE:CYLINDRICAL,CURRENT RATING:6 A,VOLTAGE RATING:500 VAC,INTERRUPT RATING:120 KA,SIZE:10 X 30 MM,CLASS:GG,MATERIAL:CERAMIC,CERTIFICATION/STANDARD:IEC 60269-2,ADDITIONAL FEATURES EN:MODEL 20T,WITH STRIKER,MNFR:FEMONT,PTNO:420006 | 420006 |  |  | https://www.tme.com/in/en/details/b10x38s-6a/fuses-10-3x38mm-time-lag/df-electric/420006/ |  | FEMONT | 420006 | [11 empty] | 39121606 | Cartridge fuses | FUSE | CARTRIDGE | TYPE | CYLINDRICAL | CURRENT RATING | 6 A | VOLTAGE RATING | 500 VAC | INTERRUPT RATING | 120 KA | SIZE | DIA 10 X LG 30 MM | CLASS | GG | MATERIAL | CERAMIC | TERMINAL TYPE |  | HAZARD CLASS |  | CERTIFICATION/STANDARD | IEC 60269-2 | ADDITIONAL FEATURES EN | MODEL 20T,WITH STRIKER | ADDITIONAL FEATURES ES |  | ADDITIONAL FEATURES FR | [33 empty] | Production Completed
1200987 | Data Enrichment | STP_002 - 0002 | MKV | OK | 2022-07-13 | 2022-07-19 | [5 empty] | KELVDBC |  | FUSE,CRTG;CYLDRCL,6 A,500 VAC,120 KA,10 | FUSE,CARTRIDGE;TYPE:CYLINDRICAL,CURRENT RATING:6 A,VOLTAGE RATING:500 VAC,INTERRUPT RATING:120 KA,SIZE:10 X 38 MM,CLASS:AM,MATERIAL:CERAMIC,CERTIFICATION/STANDARD:IEC 60269-2,ADDITIONAL FEATURES EN:MODEL 20T,MNFR:FEMONT,PTNO:440006 | 440006 |  |  | https://www.tme.com/in/en/details/b10x38t-6a/fuses-10-3x38mm-time-lag/df-electric/440006/ |  | FEMONT | 440006 | [11 empty] | 39121606 | Cartridge fuses | FUSE | CARTRIDGE | TYPE | CYLINDRICAL | CURRENT RATING | 6 A | VOLTAGE RATING | 500 VAC | INTERRUPT RATING | 120 KA | SIZE | DIA 10 X LG 38 MM | CLASS | AM | MATERIAL | CERAMIC | TERMINAL TYPE |  | HAZARD CLASS |  | CERTIFICATION/STANDARD | IEC 60269-2 | ADDITIONAL FEATURES EN | MODEL 20T | ADDITIONAL FEATURES ES |  | ADDITIONAL FEATURES FR | [33 empty] | Production Completed
1222560 | Data Enrichment | STP_002 - 0002 | MKV | OK | 2022-07-13 | 2022-07-19 | [5 empty] | KELVDBC |  | FUSE,CRTG;CYLDRCL,6 A,690 VAC,80 KA,14 X | FUSE,CARTRIDGE;TYPE:CYLINDRICAL,CURRENT RATING:6 A,VOLTAGE RATING:690 VAC,INTERRUPT RATING:80 KA,SIZE:14 X 51 MM,CLASS:GG,MATERIAL:CERAMIC,CERTIFICATION/STANDARD:IEC 60269-2,ADDITIONAL FEATURES EN:MODEL 20T,WITH STRIKER,MNFR:FEMONT,PTNO:421206 | 421206 |  |  | https://www.tme.com/in/en/details/b14x51sw-6a/fuses-14x51mm/df-electric/421206/ |  | FEMONT | 421206 | [11 empty] | 39121606 | Cartridge fuses | FUSE | CARTRIDGE | TYPE | CYLINDRICAL | CURRENT RATING | 6 A | VOLTAGE RATING | 690 VAC | INTERRUPT RATING | 80 KA | SIZE | DIA 14 X LG 51 MM | CLASS | GG | MATERIAL | CERAMIC | TERMINAL TYPE |  | HAZARD CLASS |  | CERTIFICATION/STANDARD | IEC 60269-2 | ADDITIONAL FEATURES EN | MODEL 20T,WITH STRIKER | ADDITIONAL FEATURES ES |  | ADDITIONAL FEATURES FR | [33 empty] | Production Completed
1193095 | Data Enrichment | STP_002 - 0002 | MKV | OK | 2022-07-13 | 2022-07-19 | [5 empty] | KELVDBC | #N/A | FUSE,CRTG;CYLDRCL,63 A,690 VAC,120 KA | FUSE,CARTRIDGE;TYPE:CYLINDRICAL,CURRENT RATING:63 A,VOLTAGE RATING:690 VAC,INTERRUPT RATING:120 KA,SIZE:DIA 22 X LG 58 MM,CLASS:AM,MATERIAL:CERAMIC,TERMINAL TYPE:FERRULE,CERTIFICATION/STANDARD:IEC,CE,ADDITIONAL FEATURES EN:60 W,GREEN,MNFR:MERSEN,PTNO:C215650 | C215650 | 1033311 | MERSEN | https://ep-us.mersen.com/products/product/c215650-fr22am69v63 |  | MERSEN | C215650 | [11 empty] | 39121606 | Cartridge fuses | FUSE | CARTRIDGE | TYPE | CYLINDRICAL | CURRENT RATING | 63 A | VOLTAGE RATING | 690 VAC | INTERRUPT RATING | 120 KA | SIZE | DIA 22 X LG 58 MM | CLASS | AM | MATERIAL | CERAMIC | TERMINAL TYPE | FERRULE | HAZARD CLASS |  | CERTIFICATION/STANDARD | IEC,CE | ADDITIONAL FEATURES EN | 60 W,GREEN | ADDITIONAL FEATURES ES |  | ADDITIONAL FEATURES FR | [33 empty] | Production Completed
1217992 | Data Enrichment | STP_002 - 0002 | MKV | OK | 2022-07-13 | 2022-07-19 | [5 empty] | KELVDBC | #N/A | FUSE,CRTG;CYLDRCL,8 A,500 VAC,120 KA,DIA | FUSE,CARTRIDGE;TYPE:CYLINDRICAL,CURRENT RATING:8 A,VOLTAGE RATING:500 VAC,INTERRUPT RATING:120 KA,SIZE:DIA 13/32 X LG 1-1/2 IN,CLASS:GG,MATERIAL:CERAMIC,TERMINAL TYPE:FERRULE,CERTIFICATION/STANDARD:IEC,CE,ADDITIONAL FEATURES EN:FOR TRANSFORMER CONTROL AND WIRE PROTECTION,MNFR:MERSEN,PTNO:FR10GG50V8 | FR10GG50V8 | 1033311 | MERSEN | https://ep-us.mersen.com/products/product/d217169-fr10gg50v8 |  | MERSEN | FR10GG50V8 | [11 empty] | 39121606 | Cartridge fuses | FUSE | CARTRIDGE | TYPE | CYLINDRICAL | CURRENT RATING | 8 A | VOLTAGE RATING | 500 VAC | INTERRUPT RATING | 120 KA | SIZE | DIA 13/32 X LG 1-1/2 IN | CLASS | GG | MATERIAL | CERAMIC | TERMINAL TYPE | FERRULE | HAZARD CLASS |  | CERTIFICATION/STANDARD | IEC,CE | ADDITIONAL FEATURES EN | FOR TRANSFORMER CONTROL AND WIRE PROTECTION | ADDITIONAL FEATURES ES |  | ADDITIONAL FEATURES FR | [33 empty] | Production Completed
1192431 | Data Enrichment | STP_002 - 0002 | MKV | OK | 2022-07-13 | 2022-07-19 | [5 empty] | KELVDBC | #N/A | FUSE,CRTG;CYLDRCL,80 A,690 VAC,120 KA | FUSE,CARTRIDGE;TYPE:CYLINDRICAL,CURRENT RATING:80 A,VOLTAGE RATING:690 VAC,INTERRUPT RATING:120 KA,SIZE:DIA 22 X LG 58 MM,CLASS:GG,MATERIAL:CERAMIC,TERMINAL TYPE:FERRULE,CERTIFICATION/STANDARD:IEC,CE,ADDITIONAL FEATURES EN:8 W,GL-GG,MNFR:MERSEN,PTNO:Q217180 | Q217180 | 1033311 | MERSEN | https://ep-de.mersen.com/en/products/product/q217180-fr22gg69v80 |  | MERSEN | Q217180 | [11 empty] | 39121606 | Cartridge fuses | FUSE | CARTRIDGE | TYPE | CYLINDRICAL | CURRENT RATING | 80 A | VOLTAGE RATING | 690 VAC | INTERRUPT RATING | 120 KA | SIZE | DIA 22 X LG 58 MM | CLASS | GG | MATERIAL | CERAMIC | TERMINAL TYPE | FERRULE | HAZARD CLASS |  | CERTIFICATION/STANDARD | IEC,CE | ADDITIONAL FEATURES EN | 8 W,GL-GG | ADDITIONAL FEATURES ES |  | ADDITIONAL FEATURES FR | [33 empty] | Production Completed
1199657 | Data Enrichment | STP_002 - 0002 | MKV | OK | 2022-07-13 | 2022-07-19 | [5 empty] | KELVDBC |  | FUSE,CRTG;CYLDRCL,SEMCDTR,10 A,660 VAC | FUSE,CARTRIDGE;TYPE:CYLINDRICAL,SEMICONDUCTOR,CURRENT RATING:10 A,VOLTAGE RATING:660 VAC,INTERRUPT RATING:200 KA,SIZE:10 X 38 MM,CLASS:AR,MATERIAL:CERAMIC,CERTIFICATION/STANDARD:IEC 60269-2,ADDITIONAL FEATURES EN:MODEL 20T,MNFR:FEMONT,PTNO:491125 | 491125 |  |  | https://www.tme.com/in/en/details/491125/fuses-10-3x38mm-super-fast/df-electric/ |  | FEMONT | 491125 | [11 empty] | 39121606 | Cartridge fuses | FUSE | CARTRIDGE | TYPE | CYLINDRICAL,SEMICONDUCTOR | CURRENT RATING | 10 A | VOLTAGE RATING | 660 VAC | INTERRUPT RATING | 200 KA | SIZE | DIA 10 X LG 38 MM | CLASS | AR | MATERIAL | CERAMIC | TERMINAL TYPE |  | HAZARD CLASS |  | CERTIFICATION/STANDARD | IEC 60269-2 | ADDITIONAL FEATURES EN | MODEL 20T | ADDITIONAL FEATURES ES |  | ADDITIONAL FEATURES FR | [33 empty] | Production Completed
1216511 | Data Enrichment | STP_002 - 0002 | MKV | OK | 2022-07-13 | 2022-07-19 | [5 empty] | KELVDBC |  | FUSE,CRTG;CYLDRCL,SEMCDTR,100 A,660 VAC | FUSE,CARTRIDGE;TYPE:CYLINDRICAL,SEMICONDUCTOR,CURRENT RATING:100 A,VOLTAGE RATING:660 VAC,INTERRUPT RATING:200 KA,SIZE:22 X 58 MM,CLASS:AR,MATERIAL:CERAMIC,CERTIFICATION/STANDARD:IEC 60269-2,ADDITIONAL FEATURES EN:MODEL 20T,MNFR:FEMONT,PTNO:491335 | 491335 |  |  | https://www.tme.com/in/en/details/491335/fuses-22x58mm/df-electric/ |  | FEMONT | 491335 | [11 empty] | 39121606 | Cartridge fuses | FUSE | CARTRIDGE | TYPE | CYLINDRICAL,SEMICONDUCTOR | CURRENT RATING | 100 A | VOLTAGE RATING | 660 VAC | INTERRUPT RATING | 200 KA | SIZE | DIA 22 X LG 58 MM | CLASS | AR | MATERIAL | CERAMIC | TERMINAL TYPE |  | HAZARD CLASS |  | CERTIFICATION/STANDARD | IEC 60269-2 | ADDITIONAL FEATURES EN | MODEL 20T | ADDITIONAL FEATURES ES |  | ADDITIONAL FEATURES FR | [33 empty] | Production Completed
1244537 | Data Enrichment | STP_002 - 0002 | MKV | OK | 2022-07-13 | 2022-07-19 | [5 empty] | KDELBVC |  | FUSE,CRTG;FST-ACTNG,1.6 A,250 V,100 A AT | FUSE,CARTRIDGE;TYPE:FAST-ACTING,CURRENT RATING:1.6 A,VOLTAGE RATING:250 V,INTERRUPT RATING:100 A AT 250 V,SIZE:6.3 MM DIA,32 MM LG,MATERIAL:GLASS,CERTIFICATION/STANDARD:CE,UL AGC 11-45,CSA,ROHS,ADDITIONAL FEATURES EN:VERLINDE,MNFR:BUSSMAN,PTNO:AGC-1.6A | AGC-1.6A |  |  | https://in.element14.com/eaton-bussmann-series/bk-agc-1-6-10-r/fuse-cartridge-1-6a-6-3x32mm-fst/dp/1194866 |  | BUSSMANN | AGC-1-6/10-R | [11 empty] | 39121606 | Cartridge fuses | FUSE | CARTRIDGE | TYPE | FAST-ACTING | CURRENT RATING | 1.6 A | VOLTAGE RATING | 250 VAC | INTERRUPT RATING | 100 A AT 250 V | SIZE | DIA 6.3 X LG 32 MM | CLASS |  | MATERIAL | GLASS | TERMINAL TYPE |  | HAZARD CLASS |  | CERTIFICATION/STANDARD | CE,UL AGC 11-45,CSA,ROHS | ADDITIONAL FEATURES EN | VERLINDE | ADDITIONAL FEATURES ES |  | ADDITIONAL FEATURES FR | [33 empty] | Production Completed
1244538 | Data Enrichment | STP_002 - 0002 | MKV | OK | 2022-07-13 | 2022-07-19 | [5 empty] | KDELBVC |  | FUSE,CRTG;FST-ACTNG,2 A,250 V,100 A AT | FUSE,CARTRIDGE;TYPE:FAST-ACTING,CURRENT RATING:2 A,VOLTAGE RATING:250 V,INTERRUPT RATING:100 A AT 250 V,SIZE:6.3 MM DIA,32 MM LG,MATERIAL:GLASS,CERTIFICATION/STANDARD:CE,UL AGC 11-45,CSA,ROHS,ADDITIONAL FEATURES EN:VERLINDE,MNFR:BUSSMAN,PTNO:AGC-2A | AGC-2A |  |  | https://www.grainger.com/product/BUSSMANN-Fuse-2-A-4XH42 |  | BUSSMANN | AGC-2-R | [11 empty] | 39121606 | Cartridge fuses | FUSE | CARTRIDGE | TYPE | FAST-ACTING | CURRENT RATING | 2 A | VOLTAGE RATING | 250 VAC | INTERRUPT RATING | 100 A AT 250 V | SIZE | DIA 6.3 X LG 32 MM | CLASS |  | MATERIAL | GLASS | TERMINAL TYPE |  | HAZARD CLASS |  | CERTIFICATION/STANDARD | CE,UL AGC 11-45,CSA,ROHS | ADDITIONAL FEATURES EN | VERLINDE | ADDITIONAL FEATURES ES |  | ADDITIONAL FEATURES FR | [33 empty] | Production Completed
1244539 | Data Enrichment | STP_002 - 0002 | MKV | OK | 2022-07-13 | 2022-07-19 | [5 empty] | KDELBVC |  | FUSE,CRTG;FST-ACTNG,3 A,250 V,100 A AT | FUSE,CARTRIDGE;TYPE:FAST-ACTING,CURRENT RATING:3 A,VOLTAGE RATING:250 V,INTERRUPT RATING:100 A AT 250 V,SIZE:6.3 MM DIA,32 MM LG,MATERIAL:GLASS,CERTIFICATION/STANDARD:CE,UL AGC 11-45,CSA,ROHS,ADDITIONAL FEATURES EN:VERLINDE,MNFR:BUSSMAN,PTNO:AGC-3A | AGC-3A |  |  | https://in.element14.com/eaton-bussmann-series/bk-agc-3-r/fuse-cartridge-3a-6-3x32mm-fast/dp/1150582 |  | BUSSMANN | AGC-3-R | [11 empty] | 39121606 | Cartridge fuses | FUSE | CARTRIDGE | TYPE | FAST-ACTING | CURRENT RATING | 3 A | VOLTAGE RATING | 250 VAC | INTERRUPT RATING | 100 A AT 250 V | SIZE | DIA 6.3 X LG 32 MM | CLASS |  | MATERIAL | GLASS | TERMINAL TYPE |  | HAZARD CLASS |  | CERTIFICATION/STANDARD | CE,UL AGC 11-45,CSA,ROHS | ADDITIONAL FEATURES EN | VERLINDE | ADDITIONAL FEATURES ES |  | ADDITIONAL FEATURES FR | [33 empty] | Production Completed
1215255 | Data Enrichment | STP_002 - 0002 | MKV | OK | 2022-07-13 | 2022-07-19 | [5 empty] | KELVDBC | #N/A | FUSE,CRTG;FST-ACTNG,CYLDRCL,2 A,250 VAC | FUSE,CARTRIDGE;TYPE:FAST-ACTING,CYLINDRICAL,CURRENT RATING:2 A,VOLTAGE RATING:250 VAC,INTERRUPT RATING:1500 A,SIZE:DIA 5 X LG 20 MM,MATERIAL:CERAMIC,TERMINAL TYPE:FERRULE,CERTIFICATION/STANDARD:CSA,CURUS,ROHS,MNFR:BUSSMANN MFG DIV OF MCGRAW EDISON,PTNO:S501-2-R | S501-2-R | 1030075 | BUSSMANN MFG DIV OF MCGRAW EDISON | https://www.mouser.in/ProductDetail/Bussmann-Eaton/BK-S501-2-R?qs=St27ATL478u7T4aGDGARFQ%3D%3D |  | BUSSMANN | S501-2-R | [11 empty] | 39121606 | Cartridge fuses | FUSE | CARTRIDGE | TYPE | FAST-ACTING | CURRENT RATING | 2 A | VOLTAGE RATING | 250 VAC | INTERRUPT RATING | 1500 A | SIZE | DIA 5 X LG 20 MM | CLASS |  | MATERIAL | CERAMIC | TERMINAL TYPE | FERRULE | HAZARD CLASS |  | CERTIFICATION/STANDARD | CSA,CURUS,ROHS | ADDITIONAL FEATURES EN |  | ADDITIONAL FEATURES ES |  | ADDITIONAL FEATURES FR | [33 empty] | Production Completed
1208683 | Data Enrichment | STP_002 - 0002 | MKV | OK | 2022-07-13 | 2022-07-19 | [5 empty] | KELVDBC | #N/A | FUSE,CRTG;FST-ACTNG,CYLDRCL,50 MA,250 | FUSE,CARTRIDGE;TYPE:FAST-ACTING,CYLINDRICAL,CURRENT RATING:50 MA,VOLTAGE RATING:250 VAC,INTERRUPT RATING:1500 A,SIZE:DIA 5 X LG 20 MM,MATERIAL:CERAMIC,TERMINAL TYPE:FERRULE,CERTIFICATION/STANDARD:CSA,CURUS,ROHS,MNFR:BUSSMANN MFG DIV OF MCGRAW EDISON,PTNO:S501-50-R | S501-50-R | 1030075 | BUSSMANN MFG DIV OF MCGRAW EDISON | https://www.mouser.in/ProductDetail/Bussmann-Eaton/S501-50-R?qs=9GX7soZQXxHDMD0jy4NpgQ%3D%3D |  | BUSSMANN | S501-50-R | [11 empty] | 39121606 | Cartridge fuses | FUSE | CARTRIDGE | TYPE | FAST-ACTING | CURRENT RATING | 50 MA | VOLTAGE RATING | 250 VAC | INTERRUPT RATING | 1500 A | SIZE | DIA 5 X LG 20 MM | CLASS |  | MATERIAL | CERAMIC | TERMINAL TYPE | FERRULE | HAZARD CLASS |  | CERTIFICATION/STANDARD | CSA,CURUS,ROHS | ADDITIONAL FEATURES EN |  | ADDITIONAL FEATURES ES |  | ADDITIONAL FEATURES FR | [33 empty] | Production Completed
1220904 | Data Enrichment | STP_002 - 0002 | MKV | OK | 2022-07-13 | 2022-07-19 | [5 empty] | KELVDBC | #N/A | FUSE,CRTG;FST-ACTNG,CYLDRCL,500 MA,250 | FUSE,CARTRIDGE;TYPE:FAST-ACTING,CYLINDRICAL,CURRENT RATING:500 MA,VOLTAGE RATING:250 VAC,INTERRUPT RATING:1500 A,SIZE:DIA 5 X LG 20 MM,MATERIAL:CERAMIC,TERMINAL TYPE:FERRULE,CERTIFICATION/STANDARD:CSA,CURUS,ROHS,MNFR:BUSSMANN MFG DIV OF MCGRAW EDISON,PTNO:S501-500-R | S501-500-R | 1030075 | BUSSMANN MFG DIV OF MCGRAW EDISON | https://www.mouser.in/ProductDetail/Bussmann-Eaton/BK-S501-500-R?qs=St27ATL478sfdgH7hr77MA%3D%3D |  | BUSSMANN | S501-500-R | [11 empty] | 39121606 | Cartridge fuses | FUSE | CARTRIDGE | TYPE | FAST-ACTING | CURRENT RATING | 500 MA | VOLTAGE RATING | 250 VAC | INTERRUPT RATING | 1500 A | SIZE | DIA 5 X LG 20 MM | CLASS |  | MATERIAL | CERAMIC | TERMINAL TYPE | FERRULE | HAZARD CLASS |  | CERTIFICATION/STANDARD | CSA,CURUS,ROHS | ADDITIONAL FEATURES EN |  | ADDITIONAL FEATURES ES |  | ADDITIONAL FEATURES FR | [33 empty] | Production Completed
1205157 | Data Enrichment | STP_002 - 0002 | MKV | OK | 2022-07-13 | 2022-07-19 | [5 empty] | KELVDBC | #N/A | FUSE,CRTG;GEN PURP,50 A,690 VAC,120 KA | FUSE,CARTRIDGE;TYPE:GENERAL PURPOSE,CURRENT RATING:50 A,VOLTAGE RATING:690 VAC,INTERRUPT RATING:120 KA,SIZE:DIA 22 X LG 58 MM, CLASS:AM,MATERIAL:CERAMIC,TERMINAL TYPE:FERRULE,CERTIFICATION/STANDARD:IEC,CE,ADDITIONAL FEATURES:GREEN,3,90 W, MNFR:MERSEN,PTNO:R214122 | R214122 | 1033311 | MERSEN | https://ep-cn.mersen.com/en/products/product/r214122-fr22am69v50 | https://ep-cn.mersen.com/sites/mersen_cn/files/DS-IEC-Low-Voltage-GP-Ferrule-Fuse-Links-22x58-aM-500-To-690VAC-EN.pdf | MERSEN | R214122 | [11 empty] | 39121606 | Cartridge fuses | FUSE | CARTRIDGE | TYPE | GENERAL PURPOSE | CURRENT RATING | 50 A | VOLTAGE RATING | 690 VAC | INTERRUPT RATING | 120 KA | SIZE | DIA 22 X LG 58 MM | CLASS | AM | MATERIAL | CERAMIC | TERMINAL TYPE | FERRULE | HAZARD CLASS |  | CERTIFICATION/STANDARD | IEC,CE | ADDITIONAL FEATURES EN | GREEN,3,90 W | ADDITIONAL FEATURES ES |  | ADDITIONAL FEATURES FR | [33 empty] | Production Completed
1209032 | Data Enrichment | STP_002 - 0002 | MKV | OK | 2022-07-13 | 2022-07-19 | [5 empty] | KELVDBC | #N/A | FUSE,CRTG;GEN PURP,6A,500 VAC,120 KA,DIA | FUSE,CARTRIDGE;TYPE:GENERAL PURPOSE,CURRENT RATING:6 A,VOLTAGE RATING:500 VAC,INTERRUPT RATING:120 KA,SIZE:DIA 10 X LG 38 MM, CLASS:GG,MATERIAL:CERAMIC,TERMINAL TYPE:FERRULE,CERTIFICATION/STANDARD:IEC,CE,ADDITIONAL FEATURES:FOR TRANSFORMER CONTROL AND WIRE PROTECTION,MNFR:MERSEN,PTNO:FR10GG50V6 | FR10GG50V6 | 1033311 | MERSEN | https://ep-us.mersen.com/products/product/k215128-fr10gg50v6 | https://ep-us.mersen.com/sites/mersen_us/files/DS-IEC-Low-Voltage-GP-Ferrule-Fuse-Links-10x38-gG-400-To-690VAC-EN.pdf | MERSEN | FR10GG50V6 | [11 empty] | 39121606 | Cartridge fuses | FUSE | CARTRIDGE | TYPE | GENERAL PURPOSE | CURRENT RATING | 6 A | VOLTAGE RATING | 500 VAC | INTERRUPT RATING | 120 KA | SIZE | DIA 10 X LG 38 MM | CLASS | GG | MATERIAL | CERAMIC | TERMINAL TYPE | FERRULE | HAZARD CLASS |  | CERTIFICATION/STANDARD | IEC,CE | ADDITIONAL FEATURES EN | FOR TRANSFORMER CONTROL AND WIRE PROTECTION | ADDITIONAL FEATURES ES |  | ADDITIONAL FEATURES FR | [33 empty] | Production Completed
1212008 | Data Enrichment | STP_002 - 0002 | MKV | OK | 2022-07-13 | 2022-07-19 | [5 empty] | KELVDBC |  | FUSE,CRTG;GEN PURP,80A,500 VAC,120 KA,22 | FUSE,CARTRIDGE;TYPE:CYLINDRICAL,CURRENT RATING:80 A,VOLTAGE RATING:500 VAC,INTERRUPT RATING:120 KA,SIZE:22 X 58 MM,CLASS:AM,MATERIAL:CERAMIC,CERTIFICATION/STANDARD:IEC 60269-2,ADDITIONAL FEATURES EN:MODEL 20T,MNFR:FEMONT,PTNO:442080 | 442080 |  |  | https://www.tme.com/in/en/details/b22x58t-80a/fuses-22x58mm/df-electric/442080/ |  | FEMONT | 442080 | [11 empty] | 39121606 | Cartridge fuses | FUSE | CARTRIDGE | TYPE | CYLINDRICAL | CURRENT RATING | 80 A | VOLTAGE RATING | 500 VAC | INTERRUPT RATING | 120 KA | SIZE | DIA 22 X LG 58 MM | CLASS | AM | MATERIAL | CERAMIC | TERMINAL TYPE |  | HAZARD CLASS |  | CERTIFICATION/STANDARD | IEC 60269-2 | ADDITIONAL FEATURES EN | MODEL 20T | ADDITIONAL FEATURES ES |  | ADDITIONAL FEATURES FR | [33 empty] | Production Completed
1198136 | Data Enrichment | STP_002 - 0002 | MKV | OK | 2022-07-13 | 2022-07-19 | [5 empty] | KELVDBC |  | FUSE,CRTG;HGH SP,35 A,690 VAC,500 VDC | FUSE,CARTRIDGE;TYPE:HIGH SPEED,CURRENT RATING:35 A,VOLTAGE RATING:690 VAC,500 VDC,INTERRUPT RATING:200 KA,SIZE:DIA 19 X LG 77 MM,CLASS:B,TERMINAL TYPE:BOLT DOWN,CERTIFICATION/STANDARD:BS,IEC,ADDITIONAL FEATURES EN:HRC MODEL BOLTED TAG,TYPE HRC,SIZE FE,MNFR:BUSSMAN,PTNO:35FE | 35FE |  |  | https://in.element14.com/eaton-bussmann-series/35fe/fuse-35a-690v-type-t/dp/1701338 |  | BUSSMANN | 35FE | [11 empty] | 39121606 | Cartridge fuses | FUSE | CARTRIDGE | TYPE | HIGH SPEED | CURRENT RATING | 35 A | VOLTAGE RATING | 690 VAC,500 VDC | INTERRUPT RATING | 200 KA | SIZE | DIA 19 X LG 77 MM | CLASS | B | MATERIAL |  | TERMINAL TYPE | BOLT DOWN | HAZARD CLASS |  | CERTIFICATION/STANDARD | BS,IEC | ADDITIONAL FEATURES EN | HRC MODEL BOLTED TAG,TYPE HRC,SIZE FE | ADDITIONAL FEATURES ES |  | ADDITIONAL FEATURES FR | [33 empty] | Production Completed
1220231 | Data Enrichment | STP_002 - 0002 | MKV | OK | 2022-07-13 | 2022-07-19 | [5 empty] | KELVDBC |  | FUSE,CRTG;HGH SP,80 A,690 VAC,500 VDC | FUSE,CARTRIDGE;TYPE:HIGH SPEED,CURRENT RATING:80 A,VOLTAGE RATING:690 VAC,500 VDC,INTERRUPT RATING:200 KA,SIZE:DIA 19 X LG 77 MM,CLASS:B,TERMINAL TYPE:BOLT DOWN,CERTIFICATION/STANDARD:BS,IEC,ADDITIONAL FEATURES EN:MODEL BOLTED TAG,TYPE HRC,SIZE FE,MNFR:BUSSMAN,PTNO:80FE | 80FE |  |  | https://www.mouser.in/ProductDetail/Bussmann-Eaton/80FE?qs=GM6gGTqOQCsL3%252Bcivpw1aw%3D%3D |  | BUSSMANN | 80FE | [11 empty] | 39121606 | Cartridge fuses | FUSE | CARTRIDGE | TYPE | HIGH SPEED | CURRENT RATING | 80 A | VOLTAGE RATING | 690 VAC,500 VDC | INTERRUPT RATING | 200 KA | SIZE | DIA 19 X LG 77 MM | CLASS | B | MATERIAL |  | TERMINAL TYPE | BOLT DOWN | HAZARD CLASS |  | CERTIFICATION/STANDARD | BS,IEC | ADDITIONAL FEATURES EN | MODEL BOLTED TAG,TYPE HRC,SIZE FE | ADDITIONAL FEATURES ES |  | ADDITIONAL FEATURES FR | [33 empty] | Production Completed
1211362 | Data Enrichment | STP_002 - 0002 | MKV | OK | 2022-07-13 | 2022-07-19 | [5 empty] | KELVDBC | #N/A | FUSE,CRTG;TMEDLY,8 A,600 VAC,300 VDC,200 | FUSE,CARTRIDGE;TYPE:TIME DELAY,CURRENT RATING:8 A,VOLTAGE RATING:600 VAC,300 VDC,INTERRUPT RATING:200 KA, SIZE:DIA 10.4 X LG 38.1 MM,CLASS:CC,MATERIAL:TIN PLATED COPPER,TERMINAL TYPE:FERRULE,MNFR:MERSEN,PTNO:ATDR8 | ATDR8 | 1033311 | MERSEN | https://ep-us.mersen.com/products/product/atdr8 | https://ep-us.mersen.com/sites/mersen_us/files/DS-ATDR-Class-CC-Time-Delay-Mersen.pdf | MERSEN | ATDR8 | [11 empty] | 39121606 | Cartridge fuses | FUSE | CARTRIDGE | TYPE | TIME DELAY | CURRENT RATING | 8 A | VOLTAGE RATING | 600 VAC,300 VDC | INTERRUPT RATING | 200 KA | SIZE | DIA 10.4 X LG 38.1 MM | CLASS | CC | MATERIAL | TIN PLATED | TERMINAL TYPE | FERRULE | HAZARD CLASS |  | CERTIFICATION/STANDARD |  | ADDITIONAL FEATURES EN |  | ADDITIONAL FEATURES ES |  | ADDITIONAL FEATURES FR | [33 empty] | Production Completed
1221629 | Data Enrichment | STP_002 - 0002 | MKV | OK | 2022-07-13 | 2022-07-19 | [5 empty] | KELVDBC | OEM | FUSE;ABB,A089493,UNT DCS800 DC FARRULE S | FUSE;MNFR:ABB,PTNO:A089493,ADDITIONAL FEATURES EN:UNIT DCS800 DC FARRULE S CC1051 CP GRB 20 X 127/5 1500 VDC 5A INDICATOR | A089493 | 3000014 | ABB | https://www.rexelusa.com/p/431244/mersen/fuse-10a-1000vdc-1000kaic-ferrule-27-x-127mm-ceramic/605340083555/a089493 |  | ABB | A089493 | [11 empty] | 39121606 | Cartridge fuses | FUSE | CARTRIDGE | TYPE |  | CURRENT RATING | 10 A | VOLTAGE RATING | 1000 VDC | INTERRUPT RATING | 100 KA | SIZE | DIA 27 X LG 127 MM | CLASS | CC | MATERIAL |  | TERMINAL TYPE | FERRULE | HAZARD CLASS |  | CERTIFICATION/STANDARD |  | ADDITIONAL FEATURES EN |  | ADDITIONAL FEATURES ES |  | ADDITIONAL FEATURES FR | [33 empty] | Production Completed
1206013 | Data Enrichment | STP_002 - 0002 | MKV | OK | 2022-07-13 | 2022-07-19 | [5 empty] | KELVDBC |  | FUSE;HGH SP,SQ BDY,250 A,690/700 VAC,WD | FUSE;TYPE:HIGH SPEED,SQUARE BODY,CURRENT RATING:250 A,VOLTAGE RATING:690/700 VAC,SIZE:WD 40 X HT 135 X DP 64 MM,CERTIFICATION/STANDARD:IEC,UL,CSA,DIN,CE,ADDITIONAL FEATURES EN:200 KA IR,MNFR:BUSSMAN,PTNO:170M3816 | 170M3816 |  |  | https://www.mouser.in/ProductDetail/Bussmann-Eaton/170M3816?qs=GM6gGTqOQCuzAgH3kPYVHg%3D%3D | https://www.eaton.com/content/dam/eaton/products/electrical-circuit-protection/fuses/data-sheets/bus-ele-ds-720017-170m.pdf | BUSSMANN | 170M3816 | [11 empty] | 39121600 | Circuit protection devices and accessories | FUSE | NO MODIFIER | TYPE | HIGH SPEED,SQUARE BODY | CURRENT RATING | 250 A | VOLTAGE RATING | 690/700 VAC | SIZE | WD 40 X HT 135 X DP 64 MM | MATERIAL |  | HAZARD CLASS |  | CERTIFICATION/STANDARD | IEC,UL,CSA,DIN,CE | ADDITIONAL FEATURES EN | 200 KA IR | ADDITIONAL FEATURES ES |  | ADDITIONAL FEATURES FR | [39 empty] | Production Completed
1207787 | Data Enrichment | STP_002 - 0002 | MKV | OK | 2022-07-13 | 2022-07-19 | [5 empty] | KELVDBC |  | FUSE;HGH SP,SQ BDY,63 A,690/700 VAC,WD | FUSE;TYPE:HIGH SPEED,SQUARE BODY,CURRENT RATING:63 A,VOLTAGE RATING:690/700 VAC,SIZE:WD 20.5 X HT 78.5 X DP 52 MM,CERTIFICATION/STANDARD:IEC,UL,CSA,DIN,CE,ADDITIONAL FEATURES EN:200 KA IR,BLADE STYLE,SIZE 000,MNFR:BUSSMAN,PTNO:170M1565D | 170M1565D |  |  | https://bussmannfuses.powerfuse.com/product/170m1565d-gr-with-blades-690v-700v-63-amp/?utm_term=170m1565d&utm_campaign=&utm_source=adwords&utm_medium=ppc&hsa_acc=3278263440&hsa_cam=9898064529&hsa_grp=100795892352&hsa_ad=432465224520&hsa_src=g&hsa_tgt=kwd-388743656063&hsa_kw=170m1565d&hsa_mt=e&hsa_net=adwords&hsa_ver=3&gclid=CjwKCAjwrNmWBhA4EiwAHbjEQH_4WLEYkqOYOEvpz5tyL7XOwsde-rderwu16hUNxR9vkeIUqcHRNBoCgj0QAvD_BwE |  | BUSSMANN | 170M1565D | [11 empty] | 39121600 | Circuit protection devices and accessories | FUSE | NO MODIFIER | TYPE | HIGH SPEED,SQUARE BODY | CURRENT RATING | 63 A | VOLTAGE RATING | 690/700 VAC | SIZE | WD 20.5 X HT 78.5 X DP 52 MM | MATERIAL |  | HAZARD CLASS |  | CERTIFICATION/STANDARD | IEC,UL,CSA,DIN,CE | ADDITIONAL FEATURES EN | 200 KA IR,BLADE STYLE,SIZE 000 | ADDITIONAL FEATURES ES |  | ADDITIONAL FEATURES FR | [39 empty] | Production Completed
1193432 | Data Enrichment | STP_002 - 0002 | MKV | OK | 2022-07-13 | 2022-07-19 | [5 empty] | KELVDBC | OEM | FUSE;SIE,420032,32 A 10X38 DF VOLT 400V | FUSE;MNFR:SIEMENS,PTNO:420032,ADDITIONAL FEATURES EN:32 A 10X38 DF VOLTAGE 400V,HIGH RUPTURE CAPACITY HRC OF 120 KA,CLASS GG/GL | 420032 | 3000032 | SIEMENS | https://www.tme.com/in/en/details/b10x38s-32a/fuses-10-3x38mm-time-lag/df-electric/420032/ |  | SIEMENS | 420032 | [11 empty] | 39121606 | Cartridge fuses | FUSE | CARTRIDGE | TYPE |  | CURRENT RATING | 32 A | VOLTAGE RATING | 400 VAC | INTERRUPT RATING | 120 KA | SIZE | DIA 10.3 X LG 38 MM | CLASS | GG | MATERIAL | CERAMIC | TERMINAL TYPE |  | HAZARD CLASS |  | CERTIFICATION/STANDARD |  | ADDITIONAL FEATURES EN |  | ADDITIONAL FEATURES ES |  | ADDITIONAL FEATURES FR | [33 empty] | Production Completed
1208578 | Data Enrichment | STP_002 - 0002 | MKV | OK | 2022-07-13 | 2022-07-19 | [5 empty] | KELVDBC | OEM | FUSE;SIE,60269 SITOR,STRIP,63 A | FUSE;MNFR:SIEMENS,PTNO:60269 SITOR,ADDITIONAL FEATURES EN:STRIP,63 A,3NE1818-0 VDE 0636,IEC,690 VAC/50 KA | 60269 SITOR | 3000032 | SIEMENS | URL NOT FOUND |  | SIEMENS | 60269 SITOR | [11 empty] | 39121600 | Circuit protection devices and accessories | FUSE | NO MODIFIER | TYPE |  | CURRENT RATING |  | VOLTAGE RATING |  | SIZE |  | MATERIAL |  | HAZARD CLASS |  | CERTIFICATION/STANDARD |  | ADDITIONAL FEATURES EN |  | ADDITIONAL FEATURES ES |  | ADDITIONAL FEATURES FR | [39 empty] | Production Completed
1192421 | Data Enrichment | STP_002 - 0002 | MKV | OK | 2022-07-13 | 2022-07-19 | [5 empty] | KELVDBC |  | HOSE,ASSY;FLEX,ID 1/2 IN,LG 1.9 M | HOSE,ASSEMBLY;TYPE:FLEXIBLE,INSIDE DIAMETER:1/2 IN,LENGTH:1.9 M,ADDITIONAL FEATURES EN:METF15L08-M22X1.5/D220000-08/1.9M,MNFR:INTERTRACO,PTNO:R2AT-08 1/2 | R2AT-08 1/2 |  |  | https://www.socabelec.co.ke/shop-filtre-pneumatic-hydraulic-generator/r2at08-hydraulic-2-wire-hose-tubo-en853-2sn-dn12-1-2-inch/ |  | INTERTRACO | R2AT-08 1/2 | [11 empty] | 40141764 | Hose assembly | HOSE | ASSEMBLY | TYPE | FLEXIBLE | INSIDE DIAMETER | 1/2 IN | OUTSIDE DIAMETER |  | LENGTH | 1.9 M | CORE MATERIAL |  | CONNECTION 1 |  | CONNECTION 2 |  | FITTING MATERIAL |  | COVER MATERIAL |  | PRESSURE RATING |  | BURST PRESSURE RATING |  | TEMPERATURE RATING |  | REINFORCEMENT MATERIAL |  | BEND RADIUS |  | COLOUR |  | HAZARD CLASS |  | CERTIFICATION/STANDARD |  | ADDITIONAL FEATURES EN | METF15L08-M22X1.5/D220000-08/1.9M | ADDITIONAL FEATURES ES |  | ADDITIONAL FEATURES FR | [19 empty] | Production Completed
1213833 | Data Enrichment | STP_002 - 0002 | MKV | OK | 2022-07-13 | 2022-07-19 | [5 empty] | KELVDBC |  | HOSE,HYDR;FLEX,ID 38.5 MM,LG 30 M,165 | HOSE,HYDRAULIC;TYPE:FLEXIBLE,INSIDE DIAMETER:38.5 MM,LENGTH:30 M,PRESSURE RATING:165 BAR WORKING,660 BAR BURST,MATERIAL:SYNTHETIC RUBBER COVER,REINFORCEMENT MATERIAL:TWO WIRE BRAID STEEL,TEMPERATURE RATING:-40 TO 150 DEG C,CERTIFICATION/STANDARD:MSHA,SAE 100 R2AT,ADDITIONAL FEATURES EN:ASSEMBLY METF90 DEG,28L16-M36X20/METF28L16-M36X20/D220000-16/1.02M,MNFR:INTERTRACO,PTNO:R2AT-16 1 | R2AT-16 1 |  |  | https://www.socabelec.co.ke/shop-filtre-pneumatic-hydraulic-generator/r2at16-hydraulic-2-wire-hose-tubo-en853-2sn-dn25-1/ |  | INTERTRACO | R2AT-16 1 | [11 empty] | 40142020 | Hydraulic hose | HOSE | HYDRAULIC | TYPE | FLEXIBLE | INSIDE DIAMETER | 38.5 MM | OUTSIDE DIAMETER |  | LENGTH | 30 M | PRESSURE RATING | 165 BAR WORKING,660 BAR BURST | MATERIAL | SYNTHETIC RUBBER COVER | REINFORCEMENT MATERIAL | TWO WIRE BRAID STEEL | TEMPERATURE RATING | (-40 TO 150) DEG C | BEND RADIUS |  | COLOUR |  | HAZARD CLASS |  | CERTIFICATION/STANDARD | MSHA,SAE 100 R2AT | ADDITIONAL FEATURES EN | ASSEMBLY METF90 DEG,28L16-M36X20/METF28L16-M36X20/D220000-16/1.02M | ADDITIONAL FEATURES ES |  | ADDITIONAL FEATURES FR | [29 empty] | Production Completed
1049047 | Data Enrichment | STP_002 - 0002 | MKV | OK | 2022-07-13 | 2022-07-19 | [5 empty] | KELVDBCQ | OEM | HOSE;CAT,2466036,LNES GP | HOSE;MNFR:CATERPILLAR,PTNO:2466036,ADDITIONAL FEATURES EN:LINES GROUP | 2466036 | 3000003 | CATERPILLAR | https://parts.cat.com/en/catcorp/246-6036 |  | CATERPILLAR | 246-6036 | [11 empty] | 40142020 | Hydraulic hose | HOSE | HYDRAULIC | TYPE |  | INSIDE DIAMETER | 25 MM | OUTSIDE DIAMETER | 32 MM | LENGTH | 125 MM | PRESSURE RATING |  | MATERIAL |  | REINFORCEMENT MATERIAL |  | TEMPERATURE RATING | 232 DEG C | BEND RADIUS |  | COLOUR |  | HAZARD CLASS |  | CERTIFICATION/STANDARD |  | ADDITIONAL FEATURES EN |  | ADDITIONAL FEATURES ES |  | ADDITIONAL FEATURES FR | [29 empty] | Production Completed
1200081 | Data Enrichment | STP_002 - 0002 | MKV | OK | 2022-07-13 | 2022-07-19 | [5 empty] | KELVDBCQ | OEM | HOSE;CAT,4231981,CAT,5P1420,BULK,FLEX | HOSE;MNFR:CATERPILLAR,PTNO:4231981,MNFR 1:CATERPILLAR,PTNO 1:5P1420,ADDITIONAL FEATURES EN:BULK,FLEXIBLE,590 PER PACKET | 4231981 | 3000003 | CATERPILLAR | https://parts.cat.com/en/catcorp/423-1981 |  | CATERPILLAR | 423-1981 | [11 empty] | 40142020 | Hydraulic hose | HOSE | HYDRAULIC | TYPE |  | INSIDE DIAMETER | 0.31 IN | OUTSIDE DIAMETER | 0.62 IN | LENGTH |  | PRESSURE RATING | 2800 KPA | MATERIAL | RUBBER | REINFORCEMENT MATERIAL |  | TEMPERATURE RATING | (-40 TO 135) DEG C | BEND RADIUS |  | COLOUR |  | HAZARD CLASS |  | CERTIFICATION/STANDARD |  | ADDITIONAL FEATURES EN |  | ADDITIONAL FEATURES ES |  | ADDITIONAL FEATURES FR | [29 empty] | Production Completed
1214461 | Data Enrichment | STP_002 - 0002 | MKV | OK | 2022-07-13 | 2022-07-19 | [5 empty] | KELVDBC |  | HOSE;FLEX,ID 1/2 IN,OD 0.874 IN,LG 0.6 M | HOSE;TYPE:FLEXIBLE,INSIDE DIAMETER:1/2 IN,OUTSIDE DIAMETER:0.874 IN,LENGTH:0.6 M,MATERIAL:SYNTHETIC RUBBER TUBE AND COVER,STEEL WIRE BRAIDS,CERTIFICATION/STANDARD:EN 853 2SN-SAE 100,ADDITIONAL FEATURES EN:TWO WIRE BRAIDS,METF90 DEG 15L08-M22 X 1.5 MM PITCH/METF90 DEG 15L08-M22 X 1.5 MM PITCH,CODE D220000,ASSEMBLY,MNFR:INTERTRACO,PTNO:R2AT-08 1/2 0.6M | R2AT-08 1/2 0.6M |  |  | http://www.tom-parker.co.uk/file/literature_file-69.pdf |  | INTERTRACO | R2AT-08 1/2 0.6M | [11 empty] | 40142020 | Hydraulic hose | HOSE | HYDRAULIC | TYPE | FLEXIBLE | INSIDE DIAMETER | 1/2 IN | OUTSIDE DIAMETER | 0.874 IN | LENGTH | 0.6 M | PRESSURE RATING |  | MATERIAL | SYNTHETIC RUBBER TUBE AND COVER,STEEL WIRE BRAIDS | REINFORCEMENT MATERIAL |  | TEMPERATURE RATING |  | BEND RADIUS |  | COLOUR |  | HAZARD CLASS |  | CERTIFICATION/STANDARD | EN 853 2SN-SAE 100 | ADDITIONAL FEATURES EN | TWO WIRE BRAIDS,METF90 DEG 15L08-M22 X 1.5 MM PITCH/METF90 DEG 15L08-M22 X 1.5 MM PITCH,CODE D220000,ASSEMBLY | ADDITIONAL FEATURES ES |  | ADDITIONAL FEATURES FR | [29 empty] | Production Completed
1187173 | Data Enrichment | STP_002 - 0002 | MKV | OK | 2022-07-13 | 2022-07-20 | [5 empty] | KELVDBC |  | HOSE;FLEX,ID 1/2 IN,OD 0.874 IN,LG 1.3 M | HOSE;TYPE:FLEXIBLE,INSIDE DIAMETER:1/2 IN,OUTSIDE DIAMETER:0.874 IN,LENGTH:1.3 M,MATERIAL:SYNTHETIC RUBBER TUBE AND COVER,STEEL WIRE BRAIDS,CERTIFICATION/STANDARD:EN 853 2SN-SAE 100,ADDITIONAL FEATURES EN:TWO WIRE BRAIDS,METF90 DEG 15L08-M22 X 1.5 MM PITCH/METF15L08-M22 X 1.5 MM PITCH,CODE D220000,ASSEMBLY,MNFR:INTERTRACO,PTNO:R2AT-08 1/2 1.3M | R2AT-08 1/2 1.3M |  |  | http://www.tom-parker.co.uk/file/literature_file-69.pdf |  | INTERTRACO | R2AT-08 1/2 1.3M | [11 empty] | 40142020 | Hydraulic hose | HOSE | HYDRAULIC | TYPE | FLEXIBLE | INSIDE DIAMETER | 1/2 IN | OUTSIDE DIAMETER | 0.874 IN | LENGTH | 1.3 M | PRESSURE RATING |  | MATERIAL | SYNTHETIC RUBBER TUBE AND COVER,STEEL WIRE BRAIDS | REINFORCEMENT MATERIAL |  | TEMPERATURE RATING |  | BEND RADIUS |  | COLOUR |  | HAZARD CLASS |  | CERTIFICATION/STANDARD | EN 853 2SN-SAE 100 | ADDITIONAL FEATURES EN | TWO WIRE BRAIDS,METF90 DEG 15L08-M22 X 1.5 MM PITCH/METF15L08-M22 X 1.5 MM PITCH,CODE D220000,ASSEMBLY | ADDITIONAL FEATURES ES |  | ADDITIONAL FEATURES FR | [29 empty] | Production Completed
1202292 | Data Enrichment | STP_002 - 0002 | MKV | OK | 2022-07-13 | 2022-07-20 | [5 empty] | KELVDBC |  | HOSE;FLEX,ID 1/2 IN,OD 0.874 IN,SYNTH | HOSE;TYPE:FLEXIBLE,INSIDE DIAMETER:1/2 IN,OUTSIDE DIAMETER:0.874 IN,MATERIAL:SYNTHETIC RUBBER TUBE AND COVER,STEEL WIRE BRAIDS,CERTIFICATION/STANDARD:EN 853 2SN-SAE 100,ADDITIONAL FEATURES EN:TWO WIRE BRAIDS,METF15L08-M22 X 1.5 MM PITCH/METF15L08-M22 X 1.5 MM PITCH,CODE D220000,4.5 M,MNFR:INTERTRACO,PTNO:R2AT-08 1/2 | R2AT-08 1/2 |  |  | http://www.tom-parker.co.uk/file/literature_file-69.pdf |  | INTERTRACO | R2AT-08 1/2 | [11 empty] | 40142020 | Hydraulic hose | HOSE | HYDRAULIC | TYPE | FLEXIBLE | INSIDE DIAMETER | 1/2 IN | OUTSIDE DIAMETER | 0.874 IN | LENGTH |  | PRESSURE RATING |  | MATERIAL | SYNTHETIC RUBBER TUBE AND COVER,STEEL WIRE BRAIDS | REINFORCEMENT MATERIAL |  | TEMPERATURE RATING |  | BEND RADIUS |  | COLOUR |  | HAZARD CLASS |  | CERTIFICATION/STANDARD | EN 853 2SN-SAE 100 | ADDITIONAL FEATURES EN | TWO WIRE BRAIDS,METF15L08-M22 X 1.5 MM PITCH/METF15L08-M22 X 1.5 MM PITCH,CODE D220000,4.5 M | ADDITIONAL FEATURES ES |  | ADDITIONAL FEATURES FR | [29 empty] | Production Completed
1218678 | Data Enrichment | STP_002 - 0002 | MKV | OK | 2022-07-13 | 2022-07-20 | [5 empty] | KELVDBC |  | HOSE;FLEX,ID 3/8 IN,OD 0.74 IN,LG 0.5 M | HOSE;TYPE:FLEXIBLE,INSIDE DIAMETER:3/8 IN,OUTSIDE DIAMETER:0.74 IN,LENGTH:0.5 M,MATERIAL:SYNTHETIC RUBBER TUBE AND COVER,STEEL WIRE BRAIDS,CERTIFICATION/STANDARD:EN 853 2SN-SAE 100,ADDITIONAL FEATURES EN:TWO BRAIDS,BLACK,METF12L06-M18 X 1.5/METF 12L06-M18 X 1.5,CODE D220000,ASSEMBLY,MNFR:INTERTRACO,PTNO:R2AT-06 3/8 0.5M | R2AT-06 3/8 0.5M |  |  | http://www.tom-parker.co.uk/file/literature_file-69.pdf |  | INTERTRACO | R2AT-06 3/8 0.5M | [11 empty] | 40142020 | Hydraulic hose | HOSE | HYDRAULIC | TYPE | FLEXIBLE | INSIDE DIAMETER | 3/8 IN | OUTSIDE DIAMETER | 0.74 IN | LENGTH | 0.5 M | PRESSURE RATING |  | MATERIAL | SYNTHETIC RUBBER TUBE AND COVER,STEEL WIRE BRAIDS | REINFORCEMENT MATERIAL |  | TEMPERATURE RATING |  | BEND RADIUS |  | COLOUR |  | HAZARD CLASS |  | CERTIFICATION/STANDARD | EN 853 2SN-SAE 100 | ADDITIONAL FEATURES EN | TWO BRAIDS,BLACK,METF12L06-M18 X 1.5/METF 12L06-M18 X 1.5,CODE D220000,ASSEMBLY | ADDITIONAL FEATURES ES |  | ADDITIONAL FEATURES FR | [29 empty] | Production Completed
1216191 | Data Enrichment | STP_002 - 0002 | MKV | OK | 2022-07-13 | 2022-07-20 | [5 empty] | KELVDBC |  | HOSE;FLEX,ID 3/8 IN,OD 0.74 IN,LG 0.8 M | HOSE;TYPE:FLEXIBLE,INSIDE DIAMETER:3/8 IN,OUTSIDE DIAMETER:0.74 IN,LENGTH:0.8 M,MATERIAL:SYNTHETIC RUBBER TUBE AND COVER,STEEL WIRE BRAIDS,CERTIFICATION/STANDARD:EN 853 2SN-SAE 100,ADDITIONAL FEATURES EN:TWO BRAIDS,BLACK,METF90 DEG 12L06-M18 X 1.5/METF12L06-M18 X 1.5,CODE D220000,ASSEMBLY,MNFR:INTERTRACO,PTNO:R2AT-06 3/8 0.8M | R2AT-06 3/8 0.8M |  |  | http://www.tom-parker.co.uk/file/literature_file-69.pdf |  | INTERTRACO | R2AT-06 3/8 0.8M | [11 empty] | 40142020 | Hydraulic hose | HOSE | HYDRAULIC | TYPE | FLEXIBLE | INSIDE DIAMETER | 3/8 IN | OUTSIDE DIAMETER | 0.74 IN | LENGTH | 0.8 M | PRESSURE RATING |  | MATERIAL | SYNTHETIC RUBBER TUBE AND COVER,STEEL WIRE BRAIDS | REINFORCEMENT MATERIAL |  | TEMPERATURE RATING |  | BEND RADIUS |  | COLOUR |  | HAZARD CLASS |  | CERTIFICATION/STANDARD | EN 853 2SN-SAE 100 | ADDITIONAL FEATURES EN | TWO BRAIDS,BLACK,METF90 DEG 12L06-M18 X 1.5/METF12L06-M18 X 1.5,CODE D220000,ASSEMBLY | ADDITIONAL FEATURES ES |  | ADDITIONAL FEATURES FR | [29 empty] | Production Completed
1210163 | Data Enrichment | STP_002 - 0002 | MKV | OK | 2022-07-13 | 2022-07-20 | [5 empty] | KELVDBC |  | HOSE;FLEX,ID 3/8 IN,OD 0.74 IN,LG 1.3 M | HOSE;TYPE:FLEXIBLE,INSIDE DIAMETER:3/8 IN,OUTSIDE DIAMETER:0.74 IN,LENGTH:1.3 M,MATERIAL:SYNTHETIC RUBBER TUBE AND COVER,STEEL WIRE BRAIDS,CERTIFICATION/STANDARD:EN 853 2SN-SAE 100,ADDITIONAL FEATURES EN:TWO BRAIDS,BLACK,METF90 DEG 12L06-M18 X 1.5/METF12L06-M18 X 1.5,CODE D220000,ASSEMBLY,MNFR:INTERTRACO,PTNO:R2AT-06 3/8 1.3M | R2AT-06 3/8 1.3M |  |  | http://www.tom-parker.co.uk/file/literature_file-69.pdf |  | INTERTRACO | R2AT-06 3/8 1.3M | [11 empty] | 40142020 | Hydraulic hose | HOSE | HYDRAULIC | TYPE | FLEXIBLE | INSIDE DIAMETER | 3/8 IN | OUTSIDE DIAMETER | 0.74 IN | LENGTH | 1.3 M | PRESSURE RATING |  | MATERIAL | SYNTHETIC RUBBER TUBE AND COVER,STEEL WIRE BRAIDS | REINFORCEMENT MATERIAL |  | TEMPERATURE RATING |  | BEND RADIUS |  | COLOUR |  | HAZARD CLASS |  | CERTIFICATION/STANDARD | EN 853 2SN-SAE 100 | ADDITIONAL FEATURES EN | TWO BRAIDS,BLACK,METF90 DEG 12L06-M18 X 1.5/METF12L06-M18 X 1.5,CODE D220000,ASSEMBLY | ADDITIONAL FEATURES ES |  | ADDITIONAL FEATURES FR | [29 empty] | Production Completed
1216028 | Data Enrichment | STP_002 - 0002 | MKV | OK | 2022-07-13 | 2022-07-20 | [5 empty] | KELVDBC |  | HOUSING,BRGUNT;SPLT,PLWBLK SPHER ROLR | HOUSING,BEARING UNIT;TYPE:SPLIT,PILLOW BLOCK SPHERICAL ROLLER,BORE:9-9/16 IN,BLOCK SIZE:WD 11-1/4 X LG 32 X HT 19-1/4 IN,BOLT MOUNTINGS:4 BOLT,BOLT DIAMETER:1-1/2 IN,MATERIAL:CAST IRON,ADDITIONAL FEATURES EN:WITH TS 44 COLLARS COMPLETE WITH BEARING 22244,MNFR:MIETHER,PTNO:SDAF 244 | SDAF 244 |  |  | https://www.bdiexpress.com/pl/en/Bearings/Mounted-Units-%26-Inserts/SDF244-1/p/657796?null |  | MIETHER | SDAF 244 | [11 empty] | 31171519 | Bearing blocks or housings | HOUSING | BEARING UNIT | TYPE | SPLIT,PILLOW BLOCK SPHERICAL ROLLER | BORE | 9-9/16 IN | BLOCK SIZE | WD 11-1/4 X LG 32 X HT 19-1/4 IN | BOLT MOUNTINGS | 4 BOLT | BOLT DIAMETER | 1-1/2 IN | SHAPE |  | MATERIAL | CAST IRON | MATERIAL SPECIFICATION |  | HAZARD CLASS |  | CERTIFICATION/STANDARD |  | ADDITIONAL FEATURES EN | WITH TS 44 COLLARS COMPLETE WITH BEARING 22244 | ADDITIONAL FEATURES ES |  | ADDITIONAL FEATURES FR | [33 empty] | Production Completed
5003419 | Data Enrichment | STP_002 - 0002 | MKV | OK | 2022-07-13 | 2022-07-20 | CONFLICT IN DESC, PROCESSED BASED ON WEBSOURCE |  |  |  |  | KELVDC | MNFR | HOUSING;SKF,23264 CAC/C3 W33,SPHERICAL R | HOUSING;MNFR:SKF,PTNO:23264 CAC/C3 W33,TYPE:SPHERICAL ROLLER,MATERIAL:ALLOY STEEL,ADDITIONAL FEATURES EN:DOUBLE ROW, C3 CLEARANCE, 12.5984 IN BORE, 22.8346 IN OD | 23264 CAC/C3 W33 | 3000348 | SKF | https://www.skf.com/group/products/rolling-bearings/roller-bearings/spherical-roller-bearings/productid-23264%20CAC%2FW33 | https://www.skf.com/be36bf7c-65ca-4d7d-9ff7-e9141b648802 | SKF | 23264 CAC/C3 W33 | [11 empty] | 31171505 | Roller bearings | BEARING | ROLLER | TYPE |  | INSIDE DIAMETER | 320 MM | OUTSIDE DIAMETER | 580 MM | OVERALL WIDTH | 208 MM | BORE SHAPE | CYLINDRICAL | NUMBER OF ROWS | 2 | CAGE MATERIAL | ALLOY STEEL | BEARING SERIES |  | DYNAMIC LOAD RATING | 4607 KN | STATIC LOAD RATING | 6700 KN | SPEED RATING | 700 RPM | HAZARD CLASS |  | CERTIFICATION/STANDARD |  | ADDITIONAL FEATURES EN | C3 CLEARANCE | ADDITIONAL FEATURES ES |  | ADDITIONAL FEATURES FR | [27 empty] | Production Completed
1221323 | Data Enrichment | STP_002 - 0002 | MKV | OK | 2022-07-13 | 2022-07-20 | [5 empty] | KELVDBC | MNFR | INDICATOR;LP PWRD,4-20 MA,17 MM LCD | INDICATOR;TYPE:LOOP POWERED,MEASURING RANGE:4-20 MA,SIZE:17 MM LCD,ADDITIONAL FEATURES EN:RIA15 ENDRES,HAUSER W60KT,MNFR:ENDRESS & HAUSER,PTNO:RIA15-AAB2 | RIA15-AAB2 | 3000269 | ENDRESS & HAUSER | https://www.endress.com/en/field-instruments-overview/system-components-recorder-data-manager/loop-powered-indicator-RIA15?t.tabId=product-specification | https://pdf.cdn.endress.com/__pdf?url=https%3A%2F%2Fwww.endress.com%2Fen%2Fexternal%2Fproduct-html2pdf%2Floop-powered-indicator-RIA15&downloadName=Endress-Hauser_Loop_Powered_Process_Indicator_RIA15_EN.pdf | ENDRESS & HAUSER | RIA15-AAB2 | [11 empty] | 41111900 | Indicating and recording instruments | INDICATOR | NO MODIFIER | TYPE | LOOP POWERED | MEASURING RANGE | 4-20 MA | ACCURACY |  | RESOLUTION |  | DISPLAY TYPE |  | MATERIAL |  | SIZE | 17 MM LCD | TEMPERATURE RATING |  | HAZARD CLASS |  | CERTIFICATION/STANDARD | ATEX,CSA,FM IS,EAC,IECEx,JPN Ex,NEPSI | ADDITIONAL FEATURES EN | RIA15 ENDRES,HAUSER W60KT | ADDITIONAL FEATURES ES |  | ADDITIONAL FEATURES FR | [33 empty] | Production Completed
1200992 | Data Enrichment | STP_002 - 0002 | MKV | OK | 2022-07-13 | 2022-07-20 | [5 empty] | KELVDBC |  | INDICATOR;PRGMBL,LED,SEMCDTR,W63LU | INDICATOR;TYPE:PROGRAMMABLE,DISPLAY TYPE:LED,ADDITIONAL FEATURES EN:SEMICONDUCTOR,W63LU,PTNO:T2PR-5714D | T2PR-5714D |  |  | https://www.prelectronics.com/products/displays/5700/programmable-led-indicator-5714/ |  |  | T2PR-5714D | [11 empty] | 41111900 | Indicating and recording instruments | INDICATOR | NO MODIFIER | TYPE | PROGRAMMABLE | MEASURING RANGE | 0-23 MA | ACCURACY |  | RESOLUTION |  | DISPLAY TYPE | LED | MATERIAL |  | SIZE |  | TEMPERATURE RATING |  | HAZARD CLASS |  | CERTIFICATION/STANDARD |  | ADDITIONAL FEATURES EN | SEMICONDUCTOR,W63LU | ADDITIONAL FEATURES ES |  | ADDITIONAL FEATURES FR | [33 empty] | Production Completed
1195284 | Data Enrichment | STP_002 - 0002 | MKV | OK | 2022-07-13 | 2022-07-20 | [5 empty] | KELVDBC |  | JOINT,EXPNSN;RBR,ELAF,ERVG2516 | JOINT,EXPANSION;MATERIAL:RUBBER,MNFR:ELAFLEX,PTNO:ERVG2516 | ERVG2516 |  |  | URL NOT FOUND |  | ELAFLEX | ERVG2516 | [11 empty] | 40172910 | Rubber pipe expansion joint | JOINT | EXPANSION | TYPE |  | NOMINAL SIZE |  | LENGTH |  | END CONNECTION |  | PRESSURE CLASS/RATING |  | AXIAL COMPRESSION |  | AXIAL EXTENSION |  | LATERAL DEFLECTION |  | ANGULAR DEFLECTION |  | MATERIAL | RUBBER | TEMPERATURE RATING |  | HAZARD CLASS |  | CERTIFICATION/STANDARD |  | ADDITIONAL FEATURES EN |  | ADDITIONAL FEATURES ES |  | ADDITIONAL FEATURES FR | [27 empty] | Production Completed
1194375 | Data Enrichment | STP_002 - 0002 | MKV | OK | 2022-07-13 | 2022-07-20 | [5 empty] | KELVDBC |  | JOINT,EXPNSN;RBR,ELAF,ERVG5016 | JOINT,EXPANSION;MATERIAL:RUBBER,MNFR:ELAFLEX,PTNO:ERVG5016 | ERVG5016 |  |  | https://www.v-marketplace.net/product/137448/Elaflex-ERV-GR-5016-VSD-Expansion-joint |  | ELAFLEX | ERVG5016 | [11 empty] | 40172910 | Rubber pipe expansion joint | JOINT | EXPANSION | TYPE |  | NOMINAL SIZE |  | LENGTH |  | END CONNECTION |  | PRESSURE CLASS/RATING |  | AXIAL COMPRESSION |  | AXIAL EXTENSION |  | LATERAL DEFLECTION |  | ANGULAR DEFLECTION |  | MATERIAL | RUBBER | TEMPERATURE RATING |  | HAZARD CLASS |  | CERTIFICATION/STANDARD |  | ADDITIONAL FEATURES EN |  | ADDITIONAL FEATURES ES |  | ADDITIONAL FEATURES FR | [27 empty] | Production Completed
1196100 | Data Enrichment | STP_002 - 0002 | MKV | OK | 2022-07-13 | 2022-07-20 | [5 empty] | KELVDBC |  | JOINT,EXPNSN;RBR,ELAF,ERVG8016 | JOINT,EXPANSION;MATERIAL:RUBBER,MNFR:ELAFLEX,PTNO:ERVG8016 | ERVG8016 |  |  | https://www.jaescompany.com/product.php?lang=en&productid=2831&code=ERV-G80.16 |  | ELAFLEX | ERVG8016 | [11 empty] | 40172910 | Rubber pipe expansion joint | JOINT | EXPANSION | TYPE |  | NOMINAL SIZE |  | LENGTH |  | END CONNECTION |  | PRESSURE CLASS/RATING |  | AXIAL COMPRESSION |  | AXIAL EXTENSION |  | LATERAL DEFLECTION |  | ANGULAR DEFLECTION |  | MATERIAL | RUBBER | TEMPERATURE RATING |  | HAZARD CLASS |  | CERTIFICATION/STANDARD |  | ADDITIONAL FEATURES EN |  | ADDITIONAL FEATURES ES |  | ADDITIONAL FEATURES FR | [27 empty] | Production Completed
1214049 | Data Enrichment | STP_002 - 0002 | MKV | OK | 2022-07-13 | 2022-07-20 | [5 empty] | KELVDBC | #N/A | LAMP,INCAND;AUX,2 W,12 V,BAYNT BA9S,300 | LAMP,INCANDESCENT;TYPE:AUXILIARY,WATTAGE:2 W,VOLTAGE RATING:12 V,BASE TYPE:BAYONET BA9S,LAMP LIFE:300 HR AT B3,750 HT AT TC,SIZE:DIA 9 X LG 23.9 MM,INTENSITY:12.5 LUMENS,ADDITIONAL FEATURES EN:WITNESS,MNFR:OSRAM,PTNO:3796 | 3796 | 1033919 | OSRAM | https://www.osram.com/ecat/ORIGINAL%20-%20METAL%20BASE-Signal%20lamps-Car%20lighting-Automotive/com/en/GPS01_1057060/ZMP_60835/ | https://www.osram.com/appsj/pdc/pdf.do?cid=GPS01_1057060&vid=PP_EUROPE_Europe_eCat&lid=EN&mpid=ZMP_60835 | OSRAM | 3796 | [11 empty] | 39101612 | Incandescent lamps | LAMP | INCANDESCENT | TYPE | AUXILIARY | WATTAGE | 2 W | VOLTAGE RATING | 12 V | SHAPE DESIGNATION |  | BASE TYPE | BAYONET BA9S | COLOUR |  | LAMP LIFE | 300 HR AT B3,750 HT AT TC | SIZE | DIA 9 X LG 23.9 MM | INTENSITY | 12.5 LUMENS | FINISH |  | HAZARD CLASS |  | CERTIFICATION/STANDARD |  | ADDITIONAL FEATURES EN | WITNESS | ADDITIONAL FEATURES ES |  | ADDITIONAL FEATURES FR | [29 empty] | Production Completed
1219011 | Data Enrichment | STP_002 - 0002 | MKV | OK | 2022-07-13 | 2022-07-20 | [5 empty] | KELVDBC | #N/A | LAMP,INCAND;HALGN,55 W,12 V,H11,PGJ19-2 | LAMP,INCANDESCENT;TYPE:HALOGEN,WATTAGE:55 W,VOLTAGE RATING:12 V,SHAPE DESIGNATION:H11,BASE TYPE:PGJ19-2,LAMP LIFE:350 HR AT B3,580 HR AT TC,SIZE:DIA 12 X LG 67 MM,INTENSITY:1350 LUMENS,CERTIFICATION/STANDARD:ECE,ADDITIONAL FEATURES EN:VEHICLE,MNFR:OSRAM,PTNO:64211 | 64211 | 1033919 | OSRAM | https://www.osram.com/ecat/ORIGINAL%20LINE-Halogen%20headlight%20lamps-Car%20lighting-Automotive/com/en/GPS01_1057023/ZMP_4009184/ | https://www.osram.com/appsj/pdc/pdf.do?cid=GPS01_1057023&vid=PP_EUROPE_Europe_eCat&lid=EN&mpid=ZMP_4009184 | OSRAM | 64211 | [11 empty] | 39101612 | Incandescent lamps | LAMP | INCANDESCENT | TYPE | HALOGEN | WATTAGE | 55 W | VOLTAGE RATING | 12 V | SHAPE DESIGNATION | H11 | BASE TYPE | PGJ19-2 | COLOUR |  | LAMP LIFE | 350 HR AT B3,580 HR AT TC | SIZE | DIA 12 X LG 67 MM | INTENSITY | 1350 LUMENS | FINISH |  | HAZARD CLASS |  | CERTIFICATION/STANDARD | ECE | ADDITIONAL FEATURES EN | VEHICLE | ADDITIONAL FEATURES ES |  | ADDITIONAL FEATURES FR | [29 empty] | Production Completed
1198252 | Data Enrichment | STP_002 - 0002 | MKV | OK | 2022-07-13 | 2022-07-20 | [5 empty] | KELVDBC | #N/A | LAMP,INCAND;HALGN,70 W,24 V,H7,PX26D,220 | LAMP,INCANDESCENT;TYPE:HALOGEN,WATTAGE:70 W,VOLTAGE RATING:24 V,SHAPE DESIGNATION:H7,BASE TYPE:PX26D,LAMP LIFE:220 HR AT B3,500 HR AT TC,SIZE:DIA 12 X LG 59 MM,INTENSITY:1750 LUMENS,CERTIFICATION/STANDARD:ECE,ADDITIONAL FEATURES EN:LTS,MNFR:OSRAM,PTNO:64215LTS | 64215LTS | 1033919 | OSRAM | https://www.osram.com/ecat/ORIGINAL%20LINE-Halogen%20headlight%20lamps-Truck%20lighting-Automotive/com/en/GPS01_1057106/ZMP_61287/ | https://www.osram.com/appsj/pdc/pdf.do?cid=GPS01_1057106&vid=PP_EUROPE_Europe_eCat&lid=EN&mpid=ZMP_61287 | OSRAM | 64215LTS | [11 empty] | 39101612 | Incandescent lamps | LAMP | INCANDESCENT | TYPE | HALOGEN | WATTAGE | 70 W | VOLTAGE RATING | 24 V | SHAPE DESIGNATION | H7 | BASE TYPE | PX26D | COLOUR |  | LAMP LIFE | 220 HR AT B3,500 HR AT TC | SIZE | DIA 12 X LG 59 MM | INTENSITY | 1750 LUMENS | FINISH |  | HAZARD CLASS |  | CERTIFICATION/STANDARD | ECE | ADDITIONAL FEATURES EN | LTS | ADDITIONAL FEATURES ES |  | ADDITIONAL FEATURES FR | [29 empty] | Production Completed
1197534 | Data Enrichment | STP_002 - 0002 | MKV | OK | 2022-07-13 | 2022-07-20 | [5 empty] | KELVDBC | #N/A | LAMP,INCAND;HALGN,75/70 W,24 V,H4,P43T | LAMP,INCANDESCENT;TYPE:HALOGEN,WATTAGE:75/70 W,VOLTAGE RATING:24 V,SHAPE DESIGNATION:H4,BASE TYPE:P43T,LAMP LIFE:170/500 HR,SIZE:DIA 16 X LG 82 MM,INTENSITY:1900/1200 LUMENS,ADDITIONAL FEATURES EN:3200 K,13342,MNFR:OSRAM,PTNO:94196,MNFR 1:HONEYWELL | 94196 | 1033919 | OSRAM | https://www.osram.com/ecat/ORIGINAL%20LINE-Halogen%20headlight%20lamps-Truck%20lighting-Automotive/com/en/GPS01_1057106/ZMP_107633/ | https://www.osram.com/appsj/pdc/pdf.do?cid=GPS01_1057106&vid=PP_EUROPE_Europe_eCat&lid=EN&mpid=ZMP_107633 | OSRAM | 94196 | HONEYWELL | [10 empty] | 39101612 | Incandescent lamps | LAMP | INCANDESCENT | TYPE | HALOGEN | WATTAGE | 75/70 W | VOLTAGE RATING | 24 V | SHAPE DESIGNATION | H4 | BASE TYPE | P43T | COLOUR |  | LAMP LIFE | 170/500 HR | SIZE | DIA 16 X LG 82 MM | INTENSITY | 1900/1200 LUMENS | FINISH |  | HAZARD CLASS |  | CERTIFICATION/STANDARD |  | ADDITIONAL FEATURES EN | 3200 K,13342 | ADDITIONAL FEATURES ES |  | ADDITIONAL FEATURES FR | [29 empty] | Production Completed
1215432 | Data Enrichment | STP_002 - 0002 | MKV | OK | 2022-07-13 | 2022-07-20 | [5 empty] | KELVDBC | #N/A | LAMP,INCAND;HALGN,75/70 W,24 V,H4,P43T | LAMP,INCANDESCENT;TYPE:HALOGEN,WATTAGE:75/70 W,VOLTAGE RATING:24 V,SHAPE DESIGNATION:H4,BASE TYPE:P43T,LAMP LIFE:170/350 HR AT B3,400/800 HR AT TC,SIZE:DIA 17 X LG 82 MM,INTENSITY:1900/1200 LUMENS,CERTIFICATION/STANDARD:ECE,ADDITIONAL FEATURES EN:LTS,MNFR:OSRAM,PTNO:64196 | 64196 | 1033919 | OSRAM | https://www.osram.com/ecat/ORIGINAL%20LINE-Halogen%20headlight%20lamps-Truck%20lighting-Automotive/com/en/GPS01_1057106/ZMP_61273/ | https://www.osram.com/appsj/pdc/pdf.do?cid=GPS01_1057106&vid=PP_EUROPE_Europe_eCat&lid=EN&mpid=ZMP_61273 | OSRAM | 64196 | [11 empty] | 39101612 | Incandescent lamps | LAMP | INCANDESCENT | TYPE | HALOGEN | WATTAGE | 75/70 W | VOLTAGE RATING | 24 V | SHAPE DESIGNATION | H4 | BASE TYPE | P43T | COLOUR |  | LAMP LIFE | 170/350 HR AT B3,400/800 HR AT TC | SIZE | DIA 17 X LG 82 MM | INTENSITY | 1900/1200 LUMENS | FINISH |  | HAZARD CLASS |  | CERTIFICATION/STANDARD | ECE | ADDITIONAL FEATURES EN | LTS | ADDITIONAL FEATURES ES |  | ADDITIONAL FEATURES FR | [29 empty] | Production Completed
1192646 | Data Enrichment | STP_002 - 0002 | MKV | OK | 2022-07-13 | 2022-07-20 | [5 empty] | KELVDBC | #N/A | LAMP;55 W,12 V,H1,P14.5S,400 HR,DIA 9 X | LAMP;WATTAGE:55 W,VOLTAGE RATING:12 V,SHAPE DESIGNATION:H1,BASE TYPE:P14.5S,LAMP LIFE:400 HR,SIZE:DIA 9 X LG 67.5 MM,INTENSITY:1550 LUMENS,COLOUR TEMPERATURE:3200 K,MNFR:OSRAM,PTNO:64150 | 64150 | 1033919 | OSRAM | https://www.osram.com/ecat/ORIGINAL%20LINE-Halogen%20headlight%20lamps-Car%20lighting-Automotive/com/en/GPS01_1057023/ZMP_61208/ | https://www.osram.com/appsj/pdc/pdf.do?cid=GPS01_1057023&vid=PP_EUROPE_Europe_eCat&lid=EN&mpid=ZMP_61208 | OSRAM | 64150 | [11 empty] | 39101600 | Lamps and lightbulbs | LAMP | NO MODIFIER | TYPE |  | WATTAGE | 55 W | VOLTAGE RATING | 12 V | SHAPE DESIGNATION | H1 | BASE TYPE | P14.5S | LAMP LIFE | 400 HR | COLOUR |  | SIZE | DIA 9 X LG 67.5 MM | INTENSITY | 1550 LUMENS | COLOUR RENDERING INDEX |  | COLOUR TEMPERATURE | 3200 K | FINISH |  | HAZARD CLASS |  | CERTIFICATION/STANDARD |  | ADDITIONAL FEATURES EN |  | ADDITIONAL FEATURES ES |  | ADDITIONAL FEATURES FR | [25 empty] | Production Completed
1218271 | Data Enrichment | STP_002 - 0002 | MKV | OK | 2022-07-13 | 2022-07-20 | [5 empty] | KELVDBC | #N/A | LAMP;70 W,24 V,H1,P14.5S,600 HR,DIA 9 X | LAMP;WATTAGE:70 W,VOLTAGE RATING:24 V,SHAPE DESIGNATION:H1,BASE TYPE:P14.5S,LAMP LIFE:600 HR,SIZE:DIA 9 X LG 67.5 MM,INTENSITY:1900 LUMENS,COLOUR TEMPERATURE:3200 K,ADDITIONAL FEATURES EN:FOR VEHICLE,MNFR:OSRAM,PTNO:64155 LTS | 64155 LTS | 1033919 | OSRAM | https://www.osram.com/ecat/ORIGINAL%20LINE-Halogen%20headlight%20lamps-Truck%20lighting-Automotive/com/en/GPS01_1057106/ZMP_61279/ | https://www.osram.com/appsj/pdc/pdf.do?cid=GPS01_1057106&vid=PP_EUROPE_Europe_eCat&lid=EN&mpid=ZMP_61279 | OSRAM | 64155 LTS | [11 empty] | 39101600 | Lamps and lightbulbs | LAMP | NO MODIFIER | TYPE |  | WATTAGE | 70W | VOLTAGE RATING | 24 V | SHAPE DESIGNATION | H1 | BASE TYPE | P14.5S | LAMP LIFE | 600 HR | COLOUR |  | SIZE | DIA 9 X LG 67.5 MM | INTENSITY | 1900 LUMENS | COLOUR RENDERING INDEX |  | COLOUR TEMPERATURE | 3200 K | FINISH |  | HAZARD CLASS |  | CERTIFICATION/STANDARD | ECE | ADDITIONAL FEATURES EN | FOR VEHICLE | ADDITIONAL FEATURES ES |  | ADDITIONAL FEATURES FR | [25 empty] | Production Completed
1193987 | Data Enrichment | STP_002 - 0002 | MKV | OK | 2022-07-13 | 2022-07-20 | [5 empty] | KELVDBC | #N/A | LAMP;70 W,24 V,H3,PK22S,600 HR,DIA 12 X | LAMP;WATTAGE:70 W,VOLTAGE RATING:24 V,SHAPE DESIGNATION:H3,BASE TYPE:PK22S,LAMP LIFE:600 HR,SIZE:DIA 12 X LG 42 MM,INTENSITY:1750 LUMENS,COLOUR TEMPERATURE:3200 K,MNFR:OSRAM,PTNO:64156 LTS | 64156 LTS | 1033919 | OSRAM | https://www.osram.com/ecat/ORIGINAL%20LINE-Halogen%20headlight%20lamps-Truck%20lighting-Automotive/com/en/GPS01_1057106/ZMP_61282/ | https://www.osram.com/appsj/pdc/pdf.do?cid=GPS01_1057106&vid=PP_EUROPE_Europe_eCat&lid=EN&mpid=ZMP_61282 | OSRAM | 64156 LTS | [11 empty] | 39101600 | Lamps and lightbulbs | LAMP | NO MODIFIER | TYPE |  | WATTAGE | 70 W | VOLTAGE RATING | 24 V | SHAPE DESIGNATION | H3 | BASE TYPE | PK22S | LAMP LIFE | 600 HR | COLOUR |  | SIZE | DIA 12 X LG 42 MM | INTENSITY | 1750 LUMENS | COLOUR RENDERING INDEX |  | COLOUR TEMPERATURE | 3200 K | FINISH |  | HAZARD CLASS |  | CERTIFICATION/STANDARD | ECE | ADDITIONAL FEATURES EN |  | ADDITIONAL FEATURES ES |  | ADDITIONAL FEATURES FR | [25 empty] | Production Completed
1200530 | Data Enrichment | STP_002 - 0002 | MKV | OK | 2022-07-13 | 2022-07-20 | [5 empty] | KELVDBC | #N/A | LAMP;AUX,21 W,12 V,OVAL,BAYONET BAU15S | LAMP;TYPE:AUXILIARY,WATTAGE:21 W,VOLTAGE RATING:12 V,SHAPE DESIGNATION:OVAL,BASE TYPE:BAYONET BAU15S,LAMP LIFE:250 HR AT,B3,500 HR AT TC,SIZE:DIA 25 X LG 52.6 MM,INTENSITY:280 LUMENS,CERTIFICATION/STANDARD:ECE,ADDITIONAL FEATURES EN:PY21W,H3,MNFR:OSRAM,PTNO: 7507 | 7507 | 1033919 | OSRAM | https://www.osram.com/ecat/ORIGINAL%20-%20METAL%20BASE-Signal%20lamps-Car%20lighting-Automotive/com/en/GPS01_1057060/ZMP_60924/ | https://www.osram.com/appsj/pdc/pdf.do?cid=GPS01_1057060&vid=PP_EUROPE_Europe_eCat&lid=EN&mpid=ZMP_60924 | OSRAM | 7507 | [11 empty] | 39101600 | Lamps and lightbulbs | LAMP | NO MODIFIER | TYPE | AUXILIARY | WATTAGE | 21 W | VOLTAGE RATING | 12 V | SHAPE DESIGNATION | OVAL | BASE TYPE | BAYONET BAU15S | LAMP LIFE | 250 HR AT,B3,500 HR AT TC | COLOUR |  | SIZE | DIA 25 X LG 52.6 MM | INTENSITY | 280 LUMENS | COLOUR RENDERING INDEX |  | COLOUR TEMPERATURE |  | FINISH |  | HAZARD CLASS |  | CERTIFICATION/STANDARD | ECE | ADDITIONAL FEATURES EN | PY21W,H3 | ADDITIONAL FEATURES ES |  | ADDITIONAL FEATURES FR | [25 empty] | Production Completed
1191242 | Data Enrichment | STP_002 - 0002 | MKV | OK | 2022-07-13 | 2022-07-20 | [5 empty] | KELVDBC | #N/A | LAMP;AUX,21/5 W,24 V,P21/5W,BAYNT BAY15D | LAMP;TYPE:AUXILIARY,WATTAGE:21/5 W,VOLTAGE RATING:24 V,SHAPE DESIGNATION:P21/5W,BASE TYPE:BAYONET BAY15D,LAMP LIFE:600/1600 HR,SIZE:DIA 27 X LG 52.5 MM,INTENSITY:440/40 LUMENS,MNFR:OSRAM,PTNO:7537 | 7537 | 1033919 | OSRAM | https://www.osram.com/ecat/ORIGINAL%20-%20METAL%20BASE-Signal%20lamps-Truck%20lighting-Automotive/com/en/GPS01_1057115/ZMP_1285859/ | https://www.osram.com/appsj/pdc/pdf.do?cid=GPS01_1057115&vid=PP_EUROPE_Europe_eCat&lid=EN&mpid=ZMP_1285859 | OSRAM | 7537 | [11 empty] | 39101600 | Lamps and lightbulbs | LAMP | NO MODIFIER | TYPE | AUXILIARY | WATTAGE | 21/5 W | VOLTAGE RATING | 24 V | SHAPE DESIGNATION | P21/5W | BASE TYPE | BAYONET BAY15D | LAMP LIFE | 600/1600 HR | COLOUR |  | SIZE | DIA 27 X LG 52.5 MM | INTENSITY | 440/40 LUMENS | COLOUR RENDERING INDEX |  | COLOUR TEMPERATURE |  | FINISH |  | HAZARD CLASS |  | CERTIFICATION/STANDARD | ECE | ADDITIONAL FEATURES EN |  | ADDITIONAL FEATURES ES |  | ADDITIONAL FEATURES FR | [25 empty] | Production Completed
1199697 | Data Enrichment | STP_002 - 0002 | MKV | OK | 2022-07-13 | 2022-07-20 | [5 empty] | KELVDBC | #N/A | LAMP;AUX,SGNL,10 W,24 V,R10W,BAYNT BA15S | LAMP;TYPE:AUXILIARY,SIGNAL,WATTAGE:10 W,VOLTAGE RATING:24 V,SHAPE DESIGNATION:R10W,BASE TYPE:BAYONET BA15S,LAMP LIFE:400 HR AT B3,800 HR AT TC,SIZE:DIA 16 X LG 37.5 MM,INTENSITY:125 LUMENS,CERTIFICATION/STANDARD:ECE,ADDITIONAL FEATURES EN:LTS,MNFR:OSRAM,PTNO:5637LTS | 5637LTS | 1033919 | OSRAM | https://www.osram.com/ecat/ORIGINAL%20-%20METAL%20BASE-Signal%20lamps-Truck%20lighting-Automotive/com/en/GPS01_1057115/ZMP_1285791/ | https://www.osram.com/appsj/pdc/pdf.do?cid=GPS01_1057115&vid=PP_EUROPE_Europe_eCat&lid=EN&mpid=ZMP_1285791 | OSRAM | 5637LTS | [11 empty] | 39101600 | Lamps and lightbulbs | LAMP | NO MODIFIER | TYPE | AUXILIARY | WATTAGE | 10 W | VOLTAGE RATING | 24 V | SHAPE DESIGNATION | R10W | BASE TYPE | BAYONET BA15S | LAMP LIFE | 400 HR AT B3,800 HR AT TC | COLOUR |  | SIZE | DIA 16 X LG 37.5 MM | INTENSITY | 125 LUMENS | COLOUR RENDERING INDEX |  | COLOUR TEMPERATURE |  | FINISH |  | HAZARD CLASS |  | CERTIFICATION/STANDARD | ECE | ADDITIONAL FEATURES EN | LTS | ADDITIONAL FEATURES ES |  | ADDITIONAL FEATURES FR | [25 empty] | Production Completed
1218170 | Data Enrichment | STP_002 - 0002 | MKV | OK | 2022-07-13 | 2022-07-20 | [5 empty] | KELVDBC | #N/A | LAMP;AUX,SGNL,21/5 W,12 V,P21/5W,BAYNT | LAMP;TYPE:AUXILIARY,SIGNAL,WATTAGE:21/5 W,VOLTAGE RATING:12 V,SHAPE DESIGNATION:P21/5W,BASE TYPE:BAYONET BAY15D,LAMP LIFE:180/1250 HR AT B3,290/4000 HR AT TC,SIZE:DIA 26.5 X LG 52.5 MM,INTENSITY:440/35 LUMENS,CERTIFICATION/STANDARD:ECE,MNFR:OSRAM,PTNO:7528 | 7528 | 1033919 | OSRAM | https://www.osram.com/ecat/ORIGINAL%20-%20METAL%20BASE-Signal%20lamps-Motorcycle%20lighting-Automotive/com/en/GPS01_1057148/ZMP_1285850/ | https://www.osram.com/appsj/pdc/pdf.do?cid=GPS01_1057148&vid=PP_EUROPE_Europe_eCat&lid=EN&mpid=ZMP_1285850 | OSRAM | 7528 | [11 empty] | 39101600 | Lamps and lightbulbs | LAMP | NO MODIFIER | TYPE | AUXILIARY | WATTAGE | 21/5 W | VOLTAGE RATING | 12 V | SHAPE DESIGNATION | P21/5W | BASE TYPE | BAYONET BAY15D | LAMP LIFE | 180/1250 HR AT B3,290/4000 HR AT TC | COLOUR |  | SIZE | DIA 26.5 X LG 52.5 MM | INTENSITY | 440/35 LUMENS | COLOUR RENDERING INDEX |  | COLOUR TEMPERATURE |  | FINISH |  | HAZARD CLASS |  | CERTIFICATION/STANDARD | ECE | ADDITIONAL FEATURES EN |  | ADDITIONAL FEATURES ES |  | ADDITIONAL FEATURES FR | [25 empty] | Production Completed
1217915 | Data Enrichment | STP_002 - 0002 | MKV | OK | 2022-07-13 | 2022-07-20 | [5 empty] | KELVDBC | #N/A | LAMP;AUX,SGNL,21/5 W,12 V,W21/5W,GL | LAMP;TYPE:AUXILIARY,SIGNAL,WATTAGE:21/5 W,VOLTAGE RATING:12 V,SHAPE DESIGNATION:W21/5W,BASE TYPE:GLASS W3X16Q,LAMP LIFE:260/600 HR AT B3,500/1600 HR AT TC,SIZE:DIA 20 X LG 47.5 MM,INTENSITY:440/35 LUMENS,CERTIFICATION/STANDARD:ECE,ADDITIONAL FEATURES EN:VEHICLE,MNFR:OSRAM,PTNO:7515 | 7515 | 1033919 | OSRAM | https://www.osram.com/ecat/ORIGINAL%20-%20GLASS%20WEDGE%20BASE-Signal%20lamps-Car%20lighting-Automotive/com/en/GPS01_1057061/ZMP_60991/ | https://www.osram.com/appsj/pdc/pdf.do?cid=GPS01_1057061&vid=PP_EUROPE_Europe_eCat&lid=EN&mpid=ZMP_60991 | OSRAM | 7515 | [11 empty] | 39101600 | Lamps and lightbulbs | LAMP | NO MODIFIER | TYPE | AUXILIARY | WATTAGE | 21/5 W | VOLTAGE RATING | 12 V | SHAPE DESIGNATION | W21/5W | BASE TYPE | GLASS W3X16Q | LAMP LIFE | 260/600 HR AT B3,500/1600 HR AT TC | COLOUR |  | SIZE | DIA 20 X LG 47.5 MM | INTENSITY | 440/35 LUMENS | COLOUR RENDERING INDEX |  | COLOUR TEMPERATURE |  | FINISH |  | HAZARD CLASS |  | CERTIFICATION/STANDARD | ECE | ADDITIONAL FEATURES EN | VEHICLE | ADDITIONAL FEATURES ES |  | ADDITIONAL FEATURES FR | [25 empty] | Production Completed
1215144 | Data Enrichment | STP_002 - 0002 | MKV | OK | 2022-07-13 | 2022-07-20 | [5 empty] | KELVDBC | #N/A | LAMP;AUX,SGNL,5 W,24 V,R5W,BAYNT BA15S | LAMP;TYPE:AUXILIARY,SIGNAL,WATTAGE:5 W,VOLTAGE RATING:24 V,SHAPE DESIGNATION:R5W,BASE TYPE:BAYONET BA15S,LAMP LIFE:500 HR AT B3,1000 HR AT TC,SIZE:DIA 16 X LG 37.5 MM,INTENSITY:50 LUMENS,CERTIFICATION/STANDARD:ECE,ADDITIONAL FEATURES EN:LTS,MNFR:OSRAM,PTNO:5627-TSP | 5627-TSP | 1033919 | OSRAM | https://www.osram.com/ecat/TRUCKSTAR%20PRO-Signal%20lamps-Truck%20lighting-Automotive/com/en/GPS01_1057112/ZMP_61107/ | https://www.osram.com/appsj/pdc/pdf.do?cid=GPS01_1057112&vid=PP_EUROPE_Europe_eCat&lid=EN&mpid=ZMP_61107 | OSRAM | 5627-TSP | [11 empty] | 39101600 | Lamps and lightbulbs | LAMP | NO MODIFIER | TYPE | AUXILIARY | WATTAGE | 5 W | VOLTAGE RATING | 24 V | SHAPE DESIGNATION | R5W | BASE TYPE | BAYONET BA15S | LAMP LIFE | 500 HR AT B3,1000 HR AT TC | COLOUR |  | SIZE | DIA 16 X LG 37.5 MM | INTENSITY | 50 LUMENS | COLOUR RENDERING INDEX |  | COLOUR TEMPERATURE |  | FINISH |  | HAZARD CLASS |  | CERTIFICATION/STANDARD | ECE | ADDITIONAL FEATURES EN | LTS | ADDITIONAL FEATURES ES |  | ADDITIONAL FEATURES FR | [25 empty] | Production Completed
1210108 | Data Enrichment | STP_002 - 0002 | MKV | OK | 2022-07-13 | 2022-07-20 | [5 empty] | KELVDBC | #N/A | LAMP;AUX,SGNL,5 W,24 V,W5W,GL W2.1X9.5D | LAMP;TYPE:AUXILIARY,SIGNAL,WATTAGE:5 W,VOLTAGE RATING:24 V,SHAPE DESIGNATION:W5W,BASE TYPE:GLASS W2.1X9.5D,LAMP LIFE:800 HR AT B3,3000 HR AT TC,SIZE:DIA 10 X LG 26.8 MM,INTENSITY:50 LUMENS,CERTIFICATION/STANDARD:ECE,ADDITIONAL FEATURES EN:TSP,MNFR:OSRAM,PTNO:2845 | 2845 | 1033919 | OSRAM | https://www.osram.com/ecat/ORIGINAL%20-%20GLASS%20WEDGE%20BASE-Signal%20lamps-Truck%20lighting-Automotive/com/en/GPS01_1057116/ZMP_61117/ | https://www.osram.com/appsj/pdc/pdf.do?cid=GPS01_1057116&vid=PP_EUROPE_Europe_eCat&lid=EN&mpid=ZMP_61117 | OSRAM | 2845 | [11 empty] | 39101600 | Lamps and lightbulbs | LAMP | NO MODIFIER | TYPE | AUXILIARY | WATTAGE | 5 W | VOLTAGE RATING | 24 V | SHAPE DESIGNATION | W5W | BASE TYPE | GLASS W2.1X9.5D | LAMP LIFE | 800 HR AT B3,3000 HR AT TC | COLOUR |  | SIZE | DIA 10 X LG 26.8 MM | INTENSITY | 50 LUMENS | COLOUR RENDERING INDEX |  | COLOUR TEMPERATURE |  | FINISH |  | HAZARD CLASS |  | CERTIFICATION/STANDARD | ECE | ADDITIONAL FEATURES EN |  | ADDITIONAL FEATURES ES |  | ADDITIONAL FEATURES FR | [25 empty] | Production Completed
1185517 | Data Enrichment | STP_002 - 0002 | MKV | OK | 2022-07-13 | 2022-07-20 | [5 empty] | KELVDBC | #N/A | LAMP;SHTL,400 W,100 V,MOGL E40,DIA 47 X | LAMP;TYPE:SHUTTLE,WATTAGE:400 W,VOLTAGE RATING:100 V,BASE TYPE:MOGUL E40,SIZE:DIA 47 X LG 285 MM,INTENSITY:56500 LUMENS,COLOUR RENDERING INDEX:25 CRI,COLOUR TEMPERATURE:2000 K,FINISH:CLEAR,MNFR:OSRAM,PTNO:NAV-T,PTNO 1:BEKA V T 400W | NAV-T | 1033919 | OSRAM | https://www.osram.com/ecat/VIALOX%20NAV-T%20SUPER%204Y-High-pressure%20sodium%20vapor%20lamps%20for%20open%20and%20enclosed%20luminaires-High%20intensity%20discharge%20lamps-Lamps-Digital%20Systems/com/en/GPS01_1028106/ZMP_58297/ | https://www.osram.com/appsj/pdc/pdf.do?cid=GPS01_1028106&vid=PP_EUROPE_Europe_eCat&lid=EN&mpid=ZMP_58297 | OSRAM | NAV-T |  | BEKA V T 400W | [9 empty] | 39101600 | Lamps and lightbulbs | LAMP | NO MODIFIER | TYPE | SHUTTLE | WATTAGE | 400 W | VOLTAGE RATING | 100 V | SHAPE DESIGNATION |  | BASE TYPE | MOGUL E40 | LAMP LIFE |  | COLOUR |  | SIZE | DIA 47 X LG 285 MM | INTENSITY | 56500 LUMENS | COLOUR RENDERING INDEX | 25 CRI | COLOUR TEMPERATURE | 2000 K | FINISH | CLEAR | HAZARD CLASS |  | CERTIFICATION/STANDARD |  | ADDITIONAL FEATURES EN |  | ADDITIONAL FEATURES ES |  | ADDITIONAL FEATURES FR | [25 empty] | Production Completed
1200433 | Data Enrichment | STP_002 - 0002 | MKV | OK | 2022-07-13 | 2022-07-20 | [5 empty] | KELVDBC | #N/A | LINK,FUS;1 A,120 KA,500 VAC,DIA 10 X LG | LINK,FUSE;CURRENT RATING:1 A,INTERRUPT RATING:120 KA,VOLTAGE RATING:500 VAC,SIZE:DIA 10 X LG 38 MM,CERTIFICATION/STANDARD:CE,IEC 60269-1 AND -2,ADDITIONAL FEATURES EN:CLASS GG,CERAMIC BODY,FOR TRANSFORMER CONTROL AND WIRE PROTECTION,MNFR:MERSEN,PTNO:FR10GG50V1 | FR10GG50V1 | 1033311 | MERSEN | https://ep-us.mersen.com/products/product/b212061-fr10gg50v1 |  | MERSEN | FR10GG50V1 | [11 empty] | 39121617 | Fuse parts or accessories | LINK | FUSE | TYPE |  | CURRENT RATING | 1 A | INTERRUPT RATING | 120 KA | VOLTAGE RATING | 500 VAC | SIZE | DIA 10 X LG 38 MM | HAZARD CLASS |  | CERTIFICATION/STANDARD | CE,IEC 60269-1 AND -2 | ADDITIONAL FEATURES EN | CLASS GG,CERAMIC BODY,FOR TRANSFORMER CONTROL AND WIRE PROTECTION | ADDITIONAL FEATURES ES |  | ADDITIONAL FEATURES FR | [39 empty] | Production Completed
1202880 | Data Enrichment | STP_002 - 0002 | MKV | OK | 2022-07-13 | 2022-07-20 | [5 empty] | KELVDBC |  | LINK,FUS;25 A,120 KA,500 VAC,440 VDC,14 | LINK,FUSE;CURRENT RATING:25 A,INTERRUPT RATING:120 KA,VOLTAGE RATING:500 VAC,440 VDC,SIZE:14 X 51 MM,CERTIFICATION/STANDARD:IEC 60269-2,ADDITIONAL FEATURES EN:WITH STRICKER,CLASS GG,MNFR:DF ELECTRIC,PTNO:421225,MNFR 1:FEMONT | 421225 |  |  | https://www.tme.eu/en/details/b14x51sw-25a/fuses-14x51mm/df-electric/421225/ |  | DF ELECTRIC | 421225 | FEMONT | [10 empty] | 39121617 | Fuse parts or accessories | LINK | FUSE | TYPE |  | CURRENT RATING | 25 A | INTERRUPT RATING | 120 KA | VOLTAGE RATING | 500 VAC,440 VDC | SIZE | DIA 14 X LG 51 MM | HAZARD CLASS |  | CERTIFICATION/STANDARD | IEC 60269-2 | ADDITIONAL FEATURES EN | WITH STRICKER,CLASS GG | ADDITIONAL FEATURES ES |  | ADDITIONAL FEATURES FR | [39 empty] | Production Completed
1200245 | Data Enrichment | STP_002 - 0002 | MKV | OK | 2022-07-13 | 2022-07-20 | [5 empty] | KELVDBC |  | LINK,FUS;BLD,125 A,120 KA,500 V,STRIP | LINK,FUSE;TYPE:BLADE,CURRENT RATING:125 A,INTERRUPT RATING:120 KA,VOLTAGE RATING:500 V,ADDITIONAL FEATURES EN:STRIP,GL-GG NHO,PTNO:N0014605 | N0014605 |  |  | https://shop.jeanmueller.de/web/en_GB/1322637050548/NH%20fuse-link%20500V%20combi%20indicator%20M0GL%20125/PR/N0014605/additionalInfos/index.xhtml |  |  | N0014605 | [11 empty] | 39121617 | Fuse parts or accessories | LINK | FUSE | TYPE | BLADE | CURRENT RATING | 125 A | INTERRUPT RATING | 120 KA | VOLTAGE RATING | 500 VAC | SIZE |  | HAZARD CLASS |  | CERTIFICATION/STANDARD |  | ADDITIONAL FEATURES EN | STRIP,GL-GG NHO | ADDITIONAL FEATURES ES |  | ADDITIONAL FEATURES FR | [39 empty] | Production Completed
1189622 | Data Enrichment | STP_002 - 0002 | MKV | OK | 2022-07-13 | 2022-07-20 | [5 empty] | KELVDBC |  | LINK,FUS;CERMC,CYLDRCL,10 A,120 KA,500 V | LINK,FUSE;TYPE:CERAMIC,CYLINDRICAL,CURRENT RATING:10 A,INTERRUPT RATING:120 KA,VOLTAGE RATING:500 V,SIZE:10 X 38 MM,CERTIFICATION/STANDARD:IEC 60269-1,ADDITIONAL FEATURES EN:INDUSTRIAL,MNFR:DF ELECTRIC,PTNO:420010,MNFR 1:FEMONT | 420010 |  |  | https://www.tme.com/in/en/details/b10x38s-10a/fuses-10-3x38mm-time-lag/df-electric/420010/ |  | DF ELECTRIC | 420010 | FEMONT | [10 empty] | 39121617 | Fuse parts or accessories | LINK | FUSE | TYPE | CERAMIC,CYLINDRICAL | CURRENT RATING | 10 A | INTERRUPT RATING | 120 KA | VOLTAGE RATING | 500 VAC | SIZE | DIA 10 X LG 38 MM | HAZARD CLASS |  | CERTIFICATION/STANDARD | IEC 60269-1 | ADDITIONAL FEATURES EN | INDUSTRIAL | ADDITIONAL FEATURES ES |  | ADDITIONAL FEATURES FR | [39 empty] | Production Completed
1222190 | Data Enrichment | STP_002 - 0002 | MKV | OK | 2022-07-13 | 2022-07-20 | [5 empty] | KELVDBC |  | LINK,FUS;CERMC,CYLDRCL,32 A,200 KA,690 V | LINK,FUSE;TYPE:CERAMIC,CYLINDRICAL,CURRENT RATING:32 A,INTERRUPT RATING:200 KA,VOLTAGE RATING:690 V,SIZE:14 X 51 MM,CERTIFICATION/STANDARD:IEC 60269-1,ADDITIONAL FEATURES EN:INDUSTRIAL,SEMICON,MNFR:DF ELECTRIC,PTNO:491260,MNFR 1:FEMONT | 491260 |  |  | https://www.tme.eu/en/details/b14x51ar-32a/fuses-14x51mm/df-electric/491260/ |  | DF ELECTRIC | 491260 | FEMONT | [10 empty] | 39121617 | Fuse parts or accessories | LINK | FUSE | TYPE | CERAMIC,CYLINDRICAL | CURRENT RATING | 32 A | INTERRUPT RATING | 200 KA | VOLTAGE RATING | 690 VAC | SIZE | DIA 14 X LG 51 MM | HAZARD CLASS |  | CERTIFICATION/STANDARD | IEC 60269-1 | ADDITIONAL FEATURES EN | INDUSTRIAL,SEMICON | ADDITIONAL FEATURES ES |  | ADDITIONAL FEATURES FR | [39 empty] | Production Completed
1205515 | Data Enrichment | STP_002 - 0002 | MKV | OK | 2022-07-13 | 2022-07-20 | [5 empty] | KELVDBC |  | LINK,FUS;CERMC,CYLDRCL,32 A,80 KA,690 V | LINK,FUSE;TYPE:CERAMIC,CYLINDRICAL,CURRENT RATING:32 A,INTERRUPT RATING:80 KA,VOLTAGE RATING:690 V,SIZE:22 X 58 MM,CERTIFICATION/STANDARD:IEC 60269-2-1,ADDITIONAL FEATURES EN:INDUSTRIAL,FEMALE,MNFR:DF ELECTRIC,PTNO:442032,MNFR 1:FEMONT | 442032 |  |  | https://www.tme.com/in/en/details/b22x58t-32a/fuses-22x58mm/df-electric/442032/ |  | DF ELECTRIC | 442032 | FEMONT | [10 empty] | 39121617 | Fuse parts or accessories | LINK | FUSE | TYPE | CERAMIC,CYLINDRICAL | CURRENT RATING | 32 A | INTERRUPT RATING | 80 KA | VOLTAGE RATING | 690 VAC | SIZE | DIA 22 X LG 58 MM | HAZARD CLASS |  | CERTIFICATION/STANDARD | IEC 60269-2-1 | ADDITIONAL FEATURES EN | INDUSTRIAL,FEMALE | ADDITIONAL FEATURES ES |  | ADDITIONAL FEATURES FR | [39 empty] | Production Completed
1219809 | Data Enrichment | STP_002 - 0002 | MKV | OK | 2022-07-13 | 2022-07-20 | [5 empty] | KELVDBC |  | LINK,FUS;CERMC,CYLDRCL,6 A,200 KA,690 V | LINK,FUSE;TYPE:CERAMIC,CYLINDRICAL,CURRENT RATING:6 A,INTERRUPT RATING:200 KA,VOLTAGE RATING:690 V,SIZE:10 X 38 MM,CERTIFICATION/STANDARD:IEC 60269-1,ADDITIONAL FEATURES EN:INDUSTRIAL,SEMICON,MNFR:DF ELECTRIC,PTNO:491115,MNFR 1:FEMONT | 491115 |  |  | https://www.tme.com/in/en/details/491115/fuses-10-3x38mm-super-fast/df-electric/ |  | DF ELECTRIC | 491115 | FEMONT | [10 empty] | 39121617 | Fuse parts or accessories | LINK | FUSE | TYPE | CERAMIC,CYLINDRICAL | CURRENT RATING | 6 A | INTERRUPT RATING | 100 KA | VOLTAGE RATING | 690 VAC | SIZE | DIA 10 X LG 38 MM | HAZARD CLASS |  | CERTIFICATION/STANDARD | IEC 60269-1 | ADDITIONAL FEATURES EN | INDUSTRIAL,SEMICON | ADDITIONAL FEATURES ES |  | ADDITIONAL FEATURES FR | [39 empty] | Production Completed
1192880 | Data Enrichment | STP_002 - 0002 | MKV | OK | 2022-07-13 | 2022-07-20 | [5 empty] | KELVDBC |  | LINK,FUS;CERMC,CYLDRCL,80 A,120 KA,500 V | LINK,FUSE;TYPE:CERAMIC,CYLINDRICAL,CURRENT RATING:80 A,INTERRUPT RATING:120 KA,VOLTAGE RATING:500 V,SIZE:22 X 58 MM,CERTIFICATION/STANDARD:IEC 60269-1,ADDITIONAL FEATURES EN:INDUSTRIAL,CLASS GG,MNFR:DF ELECTRIC,PTNO:422080,MNFR 1:FEMONT | 422080 |  |  | https://www.tme.eu/en/details/b22x58s-80a/fuses-22x58mm/df-electric/422080/ |  | DF ELECTRIC | 422080 | FEMONT | [10 empty] | 39121617 | Fuse parts or accessories | LINK | FUSE | TYPE | CERAMIC,CYLINDRICAL | CURRENT RATING | 80 A | INTERRUPT RATING | 120 KA | VOLTAGE RATING | 500 VAC | SIZE | DIA 22 X LG 58 MM | HAZARD CLASS |  | CERTIFICATION/STANDARD | IEC 60269-1 | ADDITIONAL FEATURES EN | INDUSTRIAL,CLASS GG | ADDITIONAL FEATURES ES |  | ADDITIONAL FEATURES FR | [39 empty] | Production Completed
1215860 | Data Enrichment | STP_002 - 0002 | MKV | OK | 2022-07-13 | 2022-07-20 | [5 empty] | KELVDBC | MNFR | LINK,FUS;EATO,TIA20,20 A,80 KA,660 VAC | LINK,FUSE;MNFR:EATON CORPORATION,PTNO:TIA20,CURRENT RATING:20 A,INTERRUPT RATING:80 KA,VOLTAGE RATING:660 VAC,SIZE:22 X 86 MM, CERTIFICATION/STANDARD:BS88-2,IEC 60269 | TIA20 | 3000267 | EATON CORPORATION | https://www.eaton.com/au/en-gb/skuPage.TIA20.html |  | EATON CORPORATION | TIA20 | [11 empty] | 39121617 | Fuse parts or accessories | LINK | FUSE | TYPE |  | CURRENT RATING | 20 A | INTERRUPT RATING | 80 KA | VOLTAGE RATING | 690 VAC,460 VDC | SIZE | DIA 22 X LG 86 MM | HAZARD CLASS |  | CERTIFICATION/STANDARD | BS88-2,IEC 60269 | ADDITIONAL FEATURES EN |  | ADDITIONAL FEATURES ES |  | ADDITIONAL FEATURES FR | [39 empty] | Production Completed
1190646 | Data Enrichment | STP_002 - 0002 | MKV | OK | 2022-07-13 | 2022-07-20 | [5 empty] | KELVDBC | MNFR | LINK,FUS;EATO,TIS63M100,63 A,100 A MOTOR | LINK,FUSE;MNFR:EATON CORPORATION,PTNO:TIS63M100,CURRENT RATING:63 A,100 A MOTOR,INTERRUPT RATING:80 KA,VOLTAGE RATING:660 VAC, SIZE:22 X 86 MM,CERTIFICATION/STANDARD:BS88-2,IEC 60269,ADDITIONAL FEATURES EN:TCP 100 | TIS63M100 | 3000267 | EATON CORPORATION | https://www.eaton.com/us/en-us/skuPage.TIS63M100.html |  | EATON CORPORATION | TIS63M100 | [11 empty] | 39121617 | Fuse parts or accessories | LINK | FUSE | TYPE |  | CURRENT RATING | 63 A,100 A MOTOR | INTERRUPT RATING | 80 KA | VOLTAGE RATING | 660 VAC,460 VDC | SIZE | DIA 22 X LG 86 MM | HAZARD CLASS |  | CERTIFICATION/STANDARD | BS88-2,IEC 60269 | ADDITIONAL FEATURES EN | TCP 100 | ADDITIONAL FEATURES ES |  | ADDITIONAL FEATURES FR | [39 empty] | Production Completed
1219254 | Data Enrichment | STP_002 - 0002 | MKV | OK | 2022-07-13 | 2022-07-20 | [5 empty] | KELVDBC |  | LINK,FUS;HV,160 A,63 KA,17.5 KVAC,DIA 67 | LINK,FUSE;TYPE:HIGH VOLTAGE,CURRENT RATING:160 A,INTERRUPT RATING:63 KA,VOLTAGE RATING:17.5 KVAC,SIZE:DIA 67 X LG 397 MM,CERTIFICATION/STANDARD:DIN 43 625,IEC 60282-1,VDE 0670-4,ADDITIONAL FEATURES EN:INDOOR/OUTDOOR W63LU,292MM (W63LU),MNFR:SIBA,PTNO:3022213.160 | 3022213.160 |  |  | https://www.electrical.com/Products/Fuses-SIBA/3022213.160 |  | SIBA | 3022213.160 | [11 empty] | 39121617 | Fuse parts or accessories | LINK | FUSE | TYPE |  | CURRENT RATING | 160 A | INTERRUPT RATING | 63 KA | VOLTAGE RATING | 17.5 KVAC | SIZE | DIA 67 X LG 397 MM | HAZARD CLASS |  | CERTIFICATION/STANDARD | DIN 43 625,IEC 60282-1,VDE 0670-4 | ADDITIONAL FEATURES EN | INDOOR/OUTDOOR W63LU,292MM (W63LU) | ADDITIONAL FEATURES ES |  | ADDITIONAL FEATURES FR | [39 empty] | Production Completed
1188301 | Data Enrichment | STP_002 - 0002 | MKV | OK | 2022-07-13 | 2022-07-20 | [5 empty] | KELVDBC |  | LINK,FUS;HV,80 A,63 KA,17.5 KVAC,DIA 67 | LINK,FUSE;TYPE:HIGH VOLTAGE,CURRENT RATING:80 A,INTERRUPT RATING:63 KA,VOLTAGE RATING:17.5 KVAC,SIZE:DIA 67 X LG 397 MM,CERTIFICATION/STANDARD:DIN 43 625,IEC 60282-1,VDE 0670-4,ADDITIONAL FEATURES EN:INDOOR/OUTDOOR 292 MM W63LU,MNFR:SIBA,PTNO:3022213.80 | 3022213.80 |  |  | https://www.westburne.ca/cwr/Category/Fuses/General-Purpose-Fuses/Miscellaneous-General-Purpose-Fuses/3022213-80-SIBA-80A-17-5KV/p/FUS302221380-WB |  | SIBA | 30 222 13.80 | [11 empty] | 39121617 | Fuse parts or accessories | LINK | FUSE | TYPE |  | CURRENT RATING | 80 A | INTERRUPT RATING | 63 KA | VOLTAGE RATING | 17.5 KVAC | SIZE | DIA 67 X LG 397 MM | HAZARD CLASS |  | CERTIFICATION/STANDARD | DIN 43 625,IEC 60282-1,VDE 0670-4 | ADDITIONAL FEATURES EN | INDOOR/OUTDOOR 292 MM W63LU | ADDITIONAL FEATURES ES |  | ADDITIONAL FEATURES FR | [39 empty] | Production Completed
1200773 | Data Enrichment | STP_002 - 0002 | MKV | OK | 2022-07-13 | 2022-07-20 | [5 empty] | KELVDBC |  | LOAD CELL;HVY-DTY,UNIVSL LWPRFL,20 TON | LOAD CELL;TYPE:HEAVY-DUTY,UNIVERSAL LOW PROFILE,CAPACITY:20 TON,ACCURACY:0.03%,SIZE:WD 90 X LG 155 MM,DEGREE OF PROTECTION:IP68,TEMPERATURE RATING:-30 TO 80 DEG C,ADDITIONAL FEATURES EN:EPOXY COATED TOOL STEEL,6 WIRE,LG 5 M CABLE,MNFR:LOADTECH,PTNO:LT200 | LT200 |  |  | https://loadtech.co.za/docs/LT200-UniversalLowProfileLoadcell.pdf |  | LOADTECH | LT200 | [11 empty] | 41112108 | Loadcells | LOAD CELL | NO MODIFIER | TYPE | HEAVY-DUTY,UNIVERSAL LOW PROFILE | CAPACITY | 20 TON | OUTPUT RATING |  | ACCURACY | 0.03 PCT | POWER SUPPLY |  | SIZE | WD 90 X LG 155 MM | MATERIAL |  | MOUNTING TYPE |  | DEGREE OF PROTECTION | IP68 | TEMPERATURE RATING | -30 TO 80 DEG C | HAZARD CLASS |  | CERTIFICATION/STANDARD |  | ADDITIONAL FEATURES EN | EPOXY COATED TOOL STEEL,6 WIRE,LG 5 M CABLE | ADDITIONAL FEATURES ES |  | ADDITIONAL FEATURES FR | [29 empty] | Production Completed
1023875 | Data Enrichment | STP_002 - 0002 | MKV | OK | 2022-07-13 | 2022-07-20 | [5 empty] | KELVDBC | MNFR | LOCKOUT;BRAD,65387,SNAP ON CIRCUIT BREAK | LOCKOUT;MNFR:BRADY W H CO,PTNO:65387,TYPE:SNAP ON CIRCUIT BREAKER,SIZE:WD 13/16 X LG,2-1/8 X HT 5/16 IN,NUMBER OF LOCKS:1, MATERIAL:NYLON,STAINLESS STEEL,CERTIFICATION/STANDARD:OSHA 1910.147,ADDITIONAL FEATURES EN:COLOUR:RED | 65387 | 3000240 | BRADY W H CO | https://www.bradyid.com/lockout-tagout/circuit-breaker-lockouts/120v-snap-on-breaker-lockout-cps-2851707?part-number=65387 |  | BRADY W H CO | 65387 | [11 empty] | 46171511 | Lockout devices | LOCKOUT | NO MODIFIER | TYPE | SNAP ON CIRCUIT BREAKER | SIZE | WD 13/16 X LG,2-1/8 X HT 5/16 IN | NUMBER OF LOCKS | 1 | MATERIAL | NYLON,STAINLESS STEEL | HAZARD CLASS |  | CERTIFICATION/STANDARD | OSHA 1910.147 | ADDITIONAL FEATURES EN | COLOUR:RED | ADDITIONAL FEATURES ES |  | ADDITIONAL FEATURES FR | [41 empty] | Production Completed
1192929 | Data Enrichment | STP_002 - 0002 | MKV | OK | 2022-07-13 | 2022-07-20 | [5 empty] | KELVDBC | #N/A | METER,ELEC;ERTH/GND RES,0.01-200 KOHM,2% | METER,ELECTRICAL;TYPE:EARTH/GROUND RESISTANCE,MEASURING RANGE:0.01-200 KOHM,ACCURACY:2%,POWER SUPPLY:0-100 V,0.5 MA-19.9 A,SIZE:8 X 5-45/64 X 3-13/64 IN,ENCLOSURE:IP54,ADDITIONAL FEATURES EN:MERCURY W63LUI,MNFR:MEGGER,PTNO:DET4TC2 | DET4TC2 | 1033290 | MEGGER | https://megger.com/4-terminal-earth-resistance-and-soil-resistivity-testers-det4t2-series |  | MEGGER | DET4TC2 | [13 empty] | METER | ELECTRICAL | TYPE | EARTH/GROUND RESISTANCE | MEASURING RANGE | 0.01-200 KOHM | ACCURACY | 2 PCT | CONNECTION TYPE |  | DISPLAY TYPE |  | POWER SUPPLY | 0-100 V,0.5 MA-19.9 A | MOUNTING TYPE |  | SIZE | 8 X 5-45/64 X 3-13/64 IN | ENCLOSURE | IP54 | HAZARD CLASS |  | CERTIFICATION/STANDARD |  | ADDITIONAL FEATURES EN | MERCURY W63LUI | ADDITIONAL FEATURES ES |  | ADDITIONAL FEATURES FR | [31 empty] | Production Completed
1194723 | Data Enrichment | STP_002 - 0002 | MKV | OK | 2022-07-13 | 2022-07-20 | [5 empty] | KELVDBC | MNFR | METER,FLW;0.06-600 M3/HR,+-0.5%,4-20 MA | METER,FLOW;MEASURING RANGE:0.06-600 M3/HR,ACCURACY:+-0.5%,OUTPUT TYPE:4-20 MA,PROCESS CONNECTION:4 IN,ENCLOSURE:IP67,POWER SUPPLY: 20-260 VAC,20-64 VDC,TEMPERATURE RATING:-40 TO 60 DEG C,MATERIAL:ALUMINUM,PRESSURE RATING:PN40,CERTIFICATION/STANDARD:ATEX,C-TICK, CE,CSA,EAC,F,M,ADDITIONAL FEATURES EN:PROGMAG,DN,MNFR:ENDRESS & HAUSER,PTNO:55S1H-KCJB1A01AC1AAAA | 55S1H-KCJB1A01AC1AAAA | 3000269 | ENDRESS & HAUSER | https://www.endress.com/en/field-instruments-overview/flow-measurement-product-overview/electromagnetic-flowmeter-promag-55s?t.tabId=product-overview |  | ENDRESS & HAUSER | 55S1 | [11 empty] | 41112501 | Flowmeters | METER | FLOW | TYPE |  | MEASURING RANGE | 0.06-600 M3/HR | ACCURACY | +-0.5 PCT | OUTPUT TYPE | 4-20 MA | PROCESS CONNECTION | 4 IN | ENCLOSURE | IP67 | POWER SUPPLY | 20-260 VAC,20-64 VDC | TEMPERATURE RATING | -40 TO 60 DEG C | MATERIAL | ALUMINIUM | ELECTRICAL CONNECTION |  | PRESSURE RATING | PN40 | MOUNTING TYPE |  | HAZARD CLASS |  | CERTIFICATION/STANDARD | ATEX,C-TICK, CE,CSA,EAC,F,M | ADDITIONAL FEATURES EN | PROGMAG,DN | ADDITIONAL FEATURES ES |  | ADDITIONAL FEATURES FR | [25 empty] | Production Completed
1194319 | Data Enrichment | STP_002 - 0002 | MKV | OK | 2022-07-13 | 2022-07-20 | [5 empty] | KELVDBC |  | METER,FLW;DOPPLER,+-0.1-40 FT/SEC,+-2% | METER,FLOW;TYPE:DOPPLER,MEASURING RANGE:+-0.1-40 FT/SEC,ACCURACY:+-2%,OUTPUT TYPE:4-20 MA,PROCESS CONNECTION:1/2 -180 IN PIPE,ENCLOSURE:IP66,NEMA 4X,POWER SUPPLY:100/240 VAC,50-60 HZ,5 W,TEMPERATURE RATING:-23 TO 60 DEG C,MATERIAL:POLYESTER,POLYCARBONATE,ELECTRICAL CONNECTION:50 FT SENSOR CABLE,MNFR:GREYLINE INSTRUMENTS,PTNO:DFM 5.0 | DFM 5.0 |  |  | https://www.fieldenvironmental.com/equipment-sales/water-equipment-sales/water-measurement/flow-probes-and-meters/greyline-doppler-flow-meter-5.0-dfm-5.0-sale.html#:~:text=With%20the%20Greyline%20Doppler%20Flow,flow%20and%20no%20pressure%20drop. |  | GREYLINE INSTRUMENTS | DFM 5.0 | [11 empty] | 41112501 | Flowmeters | METER | FLOW | TYPE | DOPPLER | MEASURING RANGE | +-0.1-40 FT/SEC | ACCURACY | +-2 PCT | OUTPUT TYPE | 4-20 MA | PROCESS CONNECTION | 1/2 -180 IN PIPE | ENCLOSURE | IP66,NEMA 4X | POWER SUPPLY | 100/240 VAC,50-60 HZ,5 W | TEMPERATURE RATING | -23 TO 60 DEG C | MATERIAL | POLYESTER,POLYCARBONATE | ELECTRICAL CONNECTION | 50 FT SENSOR CABLE | PRESSURE RATING |  | MOUNTING TYPE |  | HAZARD CLASS |  | CERTIFICATION/STANDARD |  | ADDITIONAL FEATURES EN |  | ADDITIONAL FEATURES ES |  | ADDITIONAL FEATURES FR | [25 empty] | Production Completed
1207429 | Data Enrichment | STP_002 - 0002 | MKV | OK | 2022-07-13 | 2022-07-20 | [5 empty] | KELVDBC | MNFR | METER,FLW;ELECMAG,0.06 DM3/MIN-600 M3/HR | METER,FLOW;TYPE:ELECTROMAGNETIC,MEASURING RANGE:0.06 DM3/MIN-600 M3/HR,OUTPUT TYPE:4-20 MA HART,PROCESS CONNECTION:6 IN,ENCLOSURE: IP67,NEMA 4X,POWER SUPPLY:20-260 VAC,20-64 VDC,TEMPERATURE RATING:-40 TO 60 DEG C,MATERIAL:ALUMINUM,CERTIFICATION/STANDARD:ATEX,C- TICK,CE,CSA,EAC,F,M,ADDITIONAL FEATURES EN:PROMAG REMONTE DISPLAY,MNFR:ENDRESS & HAUSER,PTNO:55S1F-NCK91AC9AAAA/55S1F- NCKA1AC4AAAA | 55S1F-NCK91AC9AAAA/55S1F-NCKA1AC4AAAA | 3000269 | ENDRESS & HAUSER | https://www.endress.com/en/field-instruments-overview/flow-measurement-product-overview/electromagnetic-flowmeter-promag-55s?t.tabId=product-overview |  | ENDRESS & HAUSER | 55S1 | [11 empty] | 41112501 | Flowmeters | METER | FLOW | TYPE | ELECTROMAGNETIC | MEASURING RANGE | 0.06 DM3/MIN-600 M3/HR | ACCURACY |  | OUTPUT TYPE | 4-20 MA HART | PROCESS CONNECTION | 6 IN | ENCLOSURE | IP67,NEMA 4X | POWER SUPPLY | 20-260 VAC,20-64 VDC | TEMPERATURE RATING | -40 TO 60 DEG C | MATERIAL | ALUMINIUM | ELECTRICAL CONNECTION |  | PRESSURE RATING |  | MOUNTING TYPE |  | HAZARD CLASS |  | CERTIFICATION/STANDARD | ATEX,C- TICK,CE,CSA,EAC,F,M | ADDITIONAL FEATURES EN | PROMAG REMONTE DISPLAY | ADDITIONAL FEATURES ES |  | ADDITIONAL FEATURES FR | [25 empty] | Production Completed
1207779 | Data Enrichment | STP_002 - 0002 | MKV | OK | 2022-07-13 | 2022-07-20 | [5 empty] | KELVDBC | MNFR | METER,FLW;ELECMAG,0.06 DM3/MIN-600 M3/HR | METER,FLOW;TYPE:ELECTROMAGNETIC,MEASURING RANGE:0.06 DM3/MIN-600 M3/HR,OUTPUT TYPE:4-20 MA HART,PROCESS CONNECTION:DN150, ENCLOSURE:IP67,NEMA 4X,POWER SUPPLY:20-260 VAC,20-64 VDC,TEMPERATURE RATING:-40 TO 60 DEG C,MATERIAL:ALUMINUM,PRESSURE RATING: PN16,CERTIFICATION/STANDARD:ATEX,C-TICK,CE,CSA,EAC,F,M,ADDITIONAL FEATURES EN:ST37-2/FE410WB,PROMAG,MNFR:ENDRESS & HAUSER,PTNO: 55S1F-NCKA1AC2AAK4 | 55S1F-NCKA1AC2AAK4 | 3000269 | ENDRESS & HAUSER | https://www.endress.com/en/field-instruments-overview/flow-measurement-product-overview/electromagnetic-flowmeter-promag-55s?t.tabId=product-overview |  | ENDRESS & HAUSER | 55S1 | [11 empty] | 41112501 | Flowmeters | METER | FLOW | TYPE | ELECTROMAGNETIC | MEASURING RANGE | 0.06 DM3/MIN-600 M3/HR | ACCURACY |  | OUTPUT TYPE | 4-20 MA HART | PROCESS CONNECTION | DN150 | ENCLOSURE | IP67,NEMA 4X | POWER SUPPLY |  | TEMPERATURE RATING |  | MATERIAL |  | ELECTRICAL CONNECTION |  | PRESSURE RATING |  | MOUNTING TYPE |  | HAZARD CLASS |  | CERTIFICATION/STANDARD | ATEX,C- TICK,CE,CSA,EAC,F,M | ADDITIONAL FEATURES EN |  | ADDITIONAL FEATURES ES |  | ADDITIONAL FEATURES FR | [25 empty] | Production Completed
1208512 | Data Enrichment | STP_002 - 0002 | MKV | OK | 2022-07-13 | 2022-07-20 | [5 empty] | KELVDBC | MNFR | METER,FLW;ELECMAG,0.06 DM3/MIN-600 M3/HR | METER,FLOW;TYPE:ELECTROMAGNETIC,MEASURING RANGE:0.06 DM3/MIN-600 M3/HR,OUTPUT TYPE:4-20 MA HART,PROCESS CONNECTION:DN100, ENCLOSURE:IP67,NEMA 4X,POWER SUPPLY:20-260 VAC,20-64 VDC,TEMPERATURE RATING:-40 TO 60 DEG C,MATERIAL:ALUMINUM, CERTIFICATION/STANDARD:ATEX,C-TICK,CE,CSA,EAC,F,M,ADDITIONAL FEATURES EN:PROMAG REMOTE,DISPLAY W63LU,MNFR:ENDRESS & HAUSER,PTNO: 55S1H-NCKA1AC2AAKA | 55S1H-NCKA1AC2AAKA | 3000269 | ENDRESS & HAUSER | https://www.endress.com/en/field-instruments-overview/flow-measurement-product-overview/electromagnetic-flowmeter-promag-55s?t.tabId=product-overview |  | ENDRESS & HAUSER | 55S1 | [11 empty] | 41112501 | Flowmeters | METER | FLOW | TYPE | ELECTROMAGNETIC | MEASURING RANGE | 0.06 DM3/MIN-600 M3/HR | ACCURACY |  | OUTPUT TYPE | 4-20 MA HART | PROCESS CONNECTION |  | ENCLOSURE | IP67,NEMA 4X | POWER SUPPLY | 20-260 VAC,20-64 VDC | TEMPERATURE RATING | -40 TO 60 DEG C | MATERIAL | ALUMINUM | ELECTRICAL CONNECTION |  | PRESSURE RATING |  | MOUNTING TYPE |  | HAZARD CLASS |  | CERTIFICATION/STANDARD | ATEX,C- TICK,CE,CSA,EAC,F,M | ADDITIONAL FEATURES EN | PROMAG REMOTE,DISPLAY W63LU | ADDITIONAL FEATURES ES |  | ADDITIONAL FEATURES FR | [25 empty] | Production Completed
1210616 | Data Enrichment | STP_002 - 0002 | MKV | OK | 2022-07-13 | 2022-07-20 | [5 empty] | KELVDBC | MNFR | METER,FLW;ELECMAG,0.06 DM3/MIN-600 M3/HR | METER,FLOW;TYPE:ELECTROMAGNETIC,MEASURING RANGE:0.06 DM3/MIN-600 M3/HR,OUTPUT TYPE:4-20 MA HART,PROCESS CONNECTION:DN200, ENCLOSURE:IP67,NEMA 4X,POWER SUPPLY:20-260 VAC,20-64 VDC,TEMPERATURE RATING:-40 TO 60 DEG C,MATERIAL:ALUMINUM, CERTIFICATION/STANDARD:ATEX,C-TICK,CE,CSA,EAC,F,M,ADDITIONAL FEATURES EN:PROMAG,MNFR:ENDRESS & HAUSER,PTNO:55S2H-NCKA1AA0AAAA | 55S2H-NCKA1AA0AAAA | 3000269 | ENDRESS & HAUSER | https://www.endress.com/en/field-instruments-overview/flow-measurement-product-overview/electromagnetic-flowmeter-promag-55s?t.tabId=product-overview |  | ENDRESS & HAUSER | 55S2 | [11 empty] | 41112501 | Flowmeters | METER | FLOW | TYPE | ELECTROMAGNETIC | MEASURING RANGE | 0.06 DM3/MIN-600 M3/HR | ACCURACY |  | OUTPUT TYPE | 4-20 MA HART | PROCESS CONNECTION |  | ENCLOSURE | IP67,NEMA 4X | POWER SUPPLY | 20-260 VAC,20-64 VDC | TEMPERATURE RATING | -40 TO 60 DEG C | MATERIAL | ALUMINUM | ELECTRICAL CONNECTION |  | PRESSURE RATING |  | MOUNTING TYPE |  | HAZARD CLASS |  | CERTIFICATION/STANDARD | ATEX,C- TICK,CE,CSA,EAC,F,M | ADDITIONAL FEATURES EN | PROMAG | ADDITIONAL FEATURES ES |  | ADDITIONAL FEATURES FR | [25 empty] | Production Completed
1191106 | Data Enrichment | STP_002 - 0002 | MKV | OK | 2022-07-13 | 2022-07-20 | [5 empty] | KELVDBC | MNFR | METER,FLW;ELECMAG,0-9600 M3/HR,+-0.5% | METER,FLOW;TYPE:ELECTROMAGNETIC,MEASURING RANGE:0-9600 M3/HR,ACCURACY:+-0.5%,OUTPUT TYPE:4-20 MA,PROCESS CONNECTION:4 IN, ENCLOSURE:IP67,NEMA 4X,TEMPERATURE RATING:-20 TO 60 DEG C,CERTIFICATION/STANDARD:ATEX,C-TICK,CE,EAC,ADDITIONAL FEATURES EN:PROMAG, MNFR:ENDRESS & HAUSER,PTNO:51P | 51P | 3000269 | ENDRESS & HAUSER | https://www.endress.com/en/field-instruments-overview/flow-measurement-product-overview/electromagnetic-flowmeter-promag-51p?t.tabId=product-overview |  | ENDRESS & HAUSER | 51P | [11 empty] | 41112501 | Flowmeters | METER | FLOW | TYPE | ELECTROMAGNETIC | MEASURING RANGE | 0-9600 M3/HR | ACCURACY |  | OUTPUT TYPE | 4-20 MA | PROCESS CONNECTION | 4 IN | ENCLOSURE | IP67,NEMA 4X | POWER SUPPLY |  | TEMPERATURE RATING | -20 TO 60 DEG C | MATERIAL |  | ELECTRICAL CONNECTION |  | PRESSURE RATING |  | MOUNTING TYPE |  | HAZARD CLASS |  | CERTIFICATION/STANDARD | ATEX,C-TICK,CE,EAC | ADDITIONAL FEATURES EN | PROMAG | ADDITIONAL FEATURES ES |  | ADDITIONAL FEATURES FR | [25 empty] | Production Completed
1187210 | Data Enrichment | STP_002 - 0002 | MKV | OK | 2022-07-13 | 2022-07-20 | [5 empty] | KELVDBC | MNFR | METER,FLW;ELECMAG,0-9600 M3/HR,1 IN,ANSI | METER,FLOW;TYPE:ELECTROMAGNETIC,MEASURING RANGE:0-9600 M3/HR,OUTPUT TYPE:4-20 MA HART,PROCESS CONNECTION:1 IN,ENCLOSURE:IP67,NEMA 4X,POWER SUPPLY:20-55 VAC,16-62 VDC,TEMPERATURE RATING:-20 TO 60 DEG C,MATERIAL:PTFE,STAINLESS,STEEL 316L,CERTIFICATION/STANDARD: ANSI,B16.5,ATEX,C-TICK,CE,CSA,FM,ADDITIONAL FEATURES EN:JAGUAR,PROMAG,MNFR:ENDRESS & HAUSER,PTNO:53P25-EA0B1AA0ABAA | 53P25-EA0B1AA0ABAA | 3000269 | ENDRESS & HAUSER | https://www.endress.com/en/field-instruments-overview/flow-measurement-product-overview/electromagnetic-flowmeter-promag-53p?t.tabId=product-overview |  | ENDRESS & HAUSER | 53P | [11 empty] | 41112501 | Flowmeters | METER | FLOW | TYPE | ELECTROMAGNETIC | MEASURING RANGE | 0-9600 M3/HR | ACCURACY |  | OUTPUT TYPE | 4-20 MA HART | PROCESS CONNECTION | 1 IN | ENCLOSURE | IP67,NEMA 4X | POWER SUPPLY | 20-55 VAC,16-62 VDC | TEMPERATURE RATING | -20 TO 60 DEG C | MATERIAL | PTFE,STAINLESS,STEEL 316L | ELECTRICAL CONNECTION |  | PRESSURE RATING |  | MOUNTING TYPE |  | HAZARD CLASS |  | CERTIFICATION/STANDARD | ATEX,C- TICK,CE,CSA,EAC,F,M | ADDITIONAL FEATURES EN | JAGUAR,PRPMAG | ADDITIONAL FEATURES ES |  | ADDITIONAL FEATURES FR | [25 empty] | Production Completed
1207583 | Data Enrichment | STP_002 - 0002 | MKV | OK | 2022-07-13 | 2022-07-20 | [5 empty] | KELVDBC | MNFR | METER,FLW;ELECMAG,0-9600 M3/HR,150 LB | METER,FLOW;TYPE:ELECTROMAGNETIC,MEASURING RANGE:0-9600 M3/HR,OUTPUT TYPE:4-20 MA HART,PROCESS CONNECTION:DN450 FLANGE,ENCLOSURE: IP67,NEMA 4X,POWER SUPPLY:85-260 VAC,TEMPERATURE RATING:-20 TO 60 DEG C,MATERIAL:PTFE,ALLOY C22,PRESSURE RATING:150 LB, CERTIFICATION/STANDARD:ANSI,B16.5,ATEX,C-TICK,CE,CSA,EAC,FM,ADDITIONAL FEATURES EN:PROMAG,MNFR:ENDRESS & HAUSER,PTNO:53P4F EL2B1AA0AAAA | 53P4F EL2B1AA0AAAA | 3000269 | ENDRESS & HAUSER | https://www.endress.com/en/field-instruments-overview/flow-measurement-product-overview/electromagnetic-flowmeter-promag-53p?t.tabId=product-overview |  | ENDRESS & HAUSER | 53P | [11 empty] | 41112501 | Flowmeters | METER | FLOW | TYPE | ELECTROMAGNETIC | MEASURING RANGE | 0-9600 M3/HR | ACCURACY |  | OUTPUT TYPE | 4-20 MA HART | PROCESS CONNECTION | DN450 FLANGE | ENCLOSURE | IP67,NEMA 4X | POWER SUPPLY | 85-260 VAC | TEMPERATURE RATING | -20 TO 60 DEG C | MATERIAL | PTFE,ALLOY C22 | ELECTRICAL CONNECTION |  | PRESSURE RATING | 150 LB | MOUNTING TYPE |  | HAZARD CLASS |  | CERTIFICATION/STANDARD | ATEX,C- TICK,CE,CSA,EAC,F,M | ADDITIONAL FEATURES EN | PROMAG | ADDITIONAL FEATURES ES |  | ADDITIONAL FEATURES FR | [25 empty] | Production Completed
1196028 | Data Enrichment | STP_002 - 0002 | MKV | OK | 2022-07-13 | 2022-07-20 | [5 empty] | KELVDBC | MNFR | METER,FLW;ELECMAG,0-9600 M3/HR,4 IN,ANSI | METER,FLOW;TYPE:ELECTROMAGNETIC,MEASURING RANGE:0-9600 M3/HR,OUTPUT TYPE:4-20 MA HART,PROCESS CONNECTION:4 IN,ENCLOSURE:IP67,NEMA 4X,POWER SUPPLY:85-260 VAC,TEMPERATURE RATING:-20 TO 60 DEG C,MATERIAL:PTFE,ALLOY C22,ELECTRICAL CONNECTION:30 FT COIL AND,SIGNAL CABLE,CERTIFICATION/STANDARD:ANSI,B16.5,ATEX,C-TICK,CE,CSA,FM,ADDITIONAL FEATURES EN:REMONTE DISPLAY,PROMAG,MNFR:ENDRESS & HAUSER, PTNO:53P1H-EA2B1AC2AAAA | 53P1H-EA2B1AC2AAAA | 3000269 | ENDRESS & HAUSER | https://www.endress.com/en/field-instruments-overview/flow-measurement-product-overview/electromagnetic-flowmeter-promag-53p?t.tabId=product-overview |  | ENDRESS & HAUSER | 53P | [11 empty] | 41112501 | Flowmeters | METER | FLOW | TYPE | ELECTROMAGNETIC | MEASURING RANGE | 0-9600 M3/HR | ACCURACY |  | OUTPUT TYPE | 4-20 MA HART | PROCESS CONNECTION | 4 IN | ENCLOSURE | IP67,NEMA 4X | POWER SUPPLY | 85-260 VAC | TEMPERATURE RATING | -20 TO 60 DEG C | MATERIAL | PTFE,ALLOY C22 | ELECTRICAL CONNECTION | 30 FT COIL AND,SIGNAL CABLE | PRESSURE RATING |  | MOUNTING TYPE |  | HAZARD CLASS |  | CERTIFICATION/STANDARD | ATEX,C- TICK,CE,CSA,EAC,F,M | ADDITIONAL FEATURES EN | REMONTE DISPLAY,PROMAG | ADDITIONAL FEATURES ES |  | ADDITIONAL FEATURES FR | [25 empty] | Production Completed
1209094 | Data Enrichment | STP_002 - 0002 | MKV | OK | 2022-07-13 | 2022-07-20 | [5 empty] | KELVDBC | MNFR | METER,FLW;ELECMAG,0-9600 M3/HR,6 IN,ANSI | METER,FLOW;TYPE:ELECTROMAGNETIC,MEASURING RANGE:0-9600 M3/HR,OUTPUT TYPE:4-20 MA HART,PROCESS CONNECTION:6 IN,ENCLOSURE:IP67,NEMA 4X,POWER SUPPLY:85-260 VAC,TEMPERATURE RATING:-20 TO 60 DEG C,MATERIAL:PTFE,ALLOY C22,ELECTRICAL CONNECTION:30 FT COIL AND,SIGNAL CABLE,CERTIFICATION/STANDARD:ANSI,B16.5,ATEX,C-TICK,CE,CSA,FM,ADDITIONAL FEATURES EN:REMONTE DISPLAY,PROMAG,MNFR:ENDRESS & HAUSER, PTNO:53P1F-EA2B1AC2AAAA | 53P1F-EA2B1AC2AAAA | 3000269 | ENDRESS & HAUSER | https://www.endress.com/en/field-instruments-overview/flow-measurement-product-overview/electromagnetic-flowmeter-promag-53p?t.tabId=product-overview |  | ENDRESS & HAUSER | 53P | [11 empty] | 41112501 | Flowmeters | METER | FLOW | TYPE | ELECTROMAGNETIC | MEASURING RANGE | 0-9600 M3/HR | ACCURACY |  | OUTPUT TYPE | 4-20 MA HART | PROCESS CONNECTION |  | ENCLOSURE | IP67,NEMA 4X | POWER SUPPLY | 85-260 VAC | TEMPERATURE RATING | -20 TO 60 DEG C | MATERIAL | PTFE,ALLOY C22 | ELECTRICAL CONNECTION | 30 FT COIL AND,SIGNAL CABLE | PRESSURE RATING |  | MOUNTING TYPE |  | HAZARD CLASS |  | CERTIFICATION/STANDARD | ATEX,C- TICK,CE,CSA,EAC,F,M | ADDITIONAL FEATURES EN | REMONTE DISPLAY,PROMAG | ADDITIONAL FEATURES ES |  | ADDITIONAL FEATURES FR | [25 empty] | Production Completed
1184943 | Data Enrichment | STP_002 - 0002 | MKV | OK | 2022-07-13 | 2022-07-20 | [5 empty] | KELVDBC | MNFR | METER,FLW;ELECMAG,0-9600 M3/HR,DN600,FM | METER,FLOW;TYPE:ELECTROMAGNETIC,MEASURING RANGE:0-9600 M3/HR,OUTPUT TYPE:4-20 MA HART,PROCESS CONNECTION:DN600,ENCLOSURE:IP67, NEMA 4X,POWER SUPPLY:85-260 VAC,TEMPERATURE RATING:-20 TO 60 DEG C,MATERIAL:PTFE,ALLOY C22,ELECTRICAL CONNECTION:30 FT COIL AND, SIGNAL CABLE,CERTIFICATION/STANDARD:ANSI,B16.5,ATEX,C-TICK,CE,CSA,FM,ADDITIONAL FEATURES EN:REMONTE DISPLAY,PROMAG,MNFR:ENDRESS & HAUSER,PTNO:53P6H-ED2B1BG2AAAT | 53P6H-ED2B1BG2AAAT | 3000269 | ENDRESS & HAUSER | https://www.endress.com/en/field-instruments-overview/flow-measurement-product-overview/electromagnetic-flowmeter-promag-53p?t.tabId=product-overview |  | ENDRESS & HAUSER | 53P6 | [11 empty] | 41112501 | Flowmeters | METER | FLOW | TYPE | ELECTROMAGNETIC | MEASURING RANGE | 0-9600 M3/HR | ACCURACY |  | OUTPUT TYPE | 4-20 MA HART | PROCESS CONNECTION |  | ENCLOSURE | IP67,NEMA 4X | POWER SUPPLY | 85-260 VAC | TEMPERATURE RATING | -20 TO 60 DEG C | MATERIAL | PTFE,ALLOY C22 | ELECTRICAL CONNECTION | 30 FT COIL AND,SIGNAL CABLE | PRESSURE RATING |  | MOUNTING TYPE |  | HAZARD CLASS |  | CERTIFICATION/STANDARD | ATEX,C- TICK,CE,CSA,EAC,F,M | ADDITIONAL FEATURES EN | REMONTE DISPLAY,PROMAG | ADDITIONAL FEATURES ES |  | ADDITIONAL FEATURES FR | [25 empty] | Production Completed
1192234 | Data Enrichment | STP_002 - 0002 | MKV | OK | 2022-07-13 | 2022-07-20 | [5 empty] | KELVDBC |  | METER,FLW;ELECMAG,INDTVE,1-1250 M3/HR | METER,FLOW;TYPE:ELECTROMAGNETIC,INDUCTIVE,MEASURING RANGE:1-1250 M3/HR,ACCURACY:+-0.2%,OUTPUT TYPE:4-20 MA HART,PROCESS CONNECTION:DN200,TEMPERATURE RATING:-40 TO 65 DEG C,MATERIAL:SHEET STEEL,CERTIFICATION/STANDARD:ATEX,CSA,EAC,FM,IEC-EX,INMETRO,NEPSI,ADDITIONAL FEATURES EN:MQ150220EA,MNFR:KROHNE,PTNO:OPTIFLEX 4300F,PTNO 1:SN049E206D0B110000100000000 | OPTIFLEX 4300F |  |  | https://krohne.com/en/products/flow-measurement/flowmeters/electromagnetic-flowmeters/optiflux-4300 |  | OPTIFLEX | OPTIFLEX 4300F |  | SN049E206D0B110000100000000 | [9 empty] | 41112501 | Flowmeters | METER | FLOW | TYPE | ELECTROMAGNETIC,INDUCTIVE | MEASURING RANGE | 1-1250 M3/HR | ACCURACY | +-0.2 PCT | OUTPUT TYPE | 4-20 MA HART | PROCESS CONNECTION | DN200 | ENCLOSURE |  | POWER SUPPLY |  | TEMPERATURE RATING | -40 TO 65 DEG C | MATERIAL | SHEET,STEEL | ELECTRICAL CONNECTION |  | PRESSURE RATING |  | MOUNTING TYPE |  | HAZARD CLASS |  | CERTIFICATION/STANDARD | ATEX,CSA,EAC,FM,IEC-EX,INMETRO,NEPSI | ADDITIONAL FEATURES EN | MQ150220EA | ADDITIONAL FEATURES ES |  | ADDITIONAL FEATURES FR | [25 empty] | Production Completed
1205150 | Data Enrichment | STP_002 - 0002 | MKV | OK | 2022-07-13 | 2022-07-20 | [5 empty] | KELVDBC |  | METER,FLW;GAS MASS,0.75-600 SFPS,+-1% | METER,FLOW;TYPE:GAS MASS,MEASURING RANGE:0.75-600 SFPS,ACCURACY:+-1%,OUTPUT TYPE:4-20 MA,PROCESS CONNECTION:1 IN MNPT,POWER SUPPLY:85-265 VAC,TEMPERATURE RATING:-40 TO 350 DEG F,PRESSURE RATING:250 PSIG,CERTIFICATION/STANDARD:ATEX,CE,CPA,CRN,CSA,FM,GOST/RTN,IEC,NEPSI,PED,ADDITIONAL FEATURES EN:W63LUI,MNFR:FLUID COMPONENTS INTERNATIONAL,PTNO:ST98-23CT031C0BF | ST98-23CT031C0BF |  |  | https://www.fluidcomponents.com/assets/media/Manuals-Guides/Flow-Meters/ST98-Series/ST98-ST98L-Complete-Manual-06EN003291a.pdf |  | FLUID COMPONENTS INTERNATIONAL | ST98 | [11 empty] | 41112501 | Flowmeters | METER | FLOW | TYPE | GAS MASS | MEASURING RANGE | 0.75-600 SFPS | ACCURACY | +-1 PCT | OUTPUT TYPE | 4-20 MA | PROCESS CONNECTION | 1 IN MNPT | ENCLOSURE |  | POWER SUPPLY | 85-265 VAC | TEMPERATURE RATING | -40 TO 350 DEG F | MATERIAL |  | ELECTRICAL CONNECTION |  | PRESSURE RATING | 250 PSIG | MOUNTING TYPE |  | HAZARD CLASS |  | CERTIFICATION/STANDARD | ATEX,CE,CPA,CRN,CSA,FM,GOST/RTN,IEC,NEPSI,PED | ADDITIONAL FEATURES EN | W63LUI | ADDITIONAL FEATURES ES |  | ADDITIONAL FEATURES FR | [25 empty] | Production Completed
1203201 | Data Enrichment | STP_002 - 0002 | MKV | OK | 2022-07-13 | 2022-07-20 | [5 empty] | KELVDBC |  | METER,FLW;MGNTC,+-0.2%,4-20 MA,10 IN,180 | METER,FLOW;TYPE:MAGNETIC,ACCURACY:+-0.2%,OUTPUT TYPE:4-20 MA,PROCESS CONNECTION:10 IN,TEMPERATURE RATING:180 DEG C,PRESSURE RATING:10 BAR,CERTIFICATION/STANDARD:ATEX,CSA,EAC,FM,IEC-EX,INMETRO,NEPSI,ADDITIONAL FEATURES EN:W60KTC,FOR SLURRY,MNFR:KROHNE,PTNO:OPTIFLUX 4300C | OPTIFLUX 4300C |  |  | https://krohne.com/en/products/flow-measurement/flowmeters/electromagnetic-flowmeters/optiflux-4300 |  | KROHNE | OPTIFLUX 4300 | [11 empty] | 41112501 | Flowmeters | METER | FLOW | TYPE | MAGNETIC | MEASURING RANGE |  | ACCURACY | +-0.2 PCT | OUTPUT TYPE | 4-20 MA | PROCESS CONNECTION | 10 IN | ENCLOSURE |  | POWER SUPPLY |  | TEMPERATURE RATING | 180 DEG C | MATERIAL |  | ELECTRICAL CONNECTION |  | PRESSURE RATING | 10 BAR | MOUNTING TYPE |  | HAZARD CLASS |  | CERTIFICATION/STANDARD | ATEX,CSA,EAC,FM,IEC-EX,INMETRO,NEPSI | ADDITIONAL FEATURES EN | W60KTC,FOR SLURRY | ADDITIONAL FEATURES ES |  | ADDITIONAL FEATURES FR | [25 empty] | Production Completed
1207327 | Data Enrichment | STP_002 - 0002 | MKV | OK | 2022-07-13 | 2022-07-20 | [5 empty] | KELVDBC |  | METER,FLW;MGNTC,+-0.2%,4-20 MA,16 IN,180 | METER,FLOW;TYPE:MAGNETIC,ACCURACY:+-0.2%,OUTPUT TYPE:4-20 MA,PROCESS CONNECTION:16 IN,TEMPERATURE RATING:180 DEG C,PRESSURE RATING:16 BAR,CERTIFICATION/STANDARD:ATEX,CSA,EAC,FM,IEC-EX,INMETRO,NEPSI,ADDITIONAL FEATURES EN:W60KTC,FOR SLURRY,MNFR:KROHNE,PTNO:OPTIFLUX 4300C | OPTIFLUX 4300C |  |  | https://krohne.com/en/products/flow-measurement/flowmeters/electromagnetic-flowmeters/optiflux-4300 |  | KROHNE | OPTIFLUX 4300 | [11 empty] | 41112501 | Flowmeters | METER | FLOW | TYPE | MAGNETIC | MEASURING RANGE |  | ACCURACY | +-0.2 PCT | OUTPUT TYPE | 4-20 MA | PROCESS CONNECTION | 10 IN | ENCLOSURE |  | POWER SUPPLY |  | TEMPERATURE RATING | 180 DEG C | MATERIAL |  | ELECTRICAL CONNECTION |  | PRESSURE RATING | 16 BAR | MOUNTING TYPE |  | HAZARD CLASS |  | CERTIFICATION/STANDARD | ATEX,CSA,EAC,FM,IEC-EX,INMETRO,NEPSI | ADDITIONAL FEATURES EN | W60KTC,FOR SLURRY | ADDITIONAL FEATURES ES |  | ADDITIONAL FEATURES FR | [25 empty] | Production Completed
1289554 | Data Enrichment | STP_002 - 0002 | MKV | OK | 2022-07-13 | 2022-07-20 | [5 empty] | KDELBVQC |  | METER,FLW;MGNTC,0.5%,ANSI FLANGE 150LBS | METER,FLOW;TYPE:MAGNETIC,ACCURACY:0.5%,PROCESS CONNECTION:ANSI FLANGE 150LBS,ENCLOSURE:IP68 / NEMA 6P, POWER SUPPLY:24 VDC,110-230VAC,TEMPERATURE RATING:-5 TO 90 DEG C,MATERIAL:STAINLESS STEEL 316L,PRESSURE RATING:150 PSI, ADDITIONAL FEATURES:100NB,COMES WITH CONVERTER,PTNO:OPTIFLUX 2050 C |  |  |  | https://krohne.com/en/products/flow-measurement/flowmeters/electromagnetic-flowmeters/optiflux-2050 |  |  | OPTIFLUX 2050 | [11 empty] | 41112501 | Flowmeters | METER | FLOW | TYPE | MAGNETIC | MEASURING RANGE |  | ACCURACY | 0.5 PCT | OUTPUT TYPE |  | PROCESS CONNECTION | ANSI FLANGE 150LBS | ENCLOSURE | IP68 / NEMA 6P | POWER SUPPLY | 24 VDC,110-230VAC | TEMPERATURE RATING | -5 TO 90 DEG C | MATERIAL | STAINLESS STEEL 316L | ELECTRICAL CONNECTION |  | PRESSURE RATING | 150 PSI | MOUNTING TYPE |  | HAZARD CLASS |  | CERTIFICATION/STANDARD |  | ADDITIONAL FEATURES EN | 100NB,COMES WITH CONVERTER | ADDITIONAL FEATURES ES |  | ADDITIONAL FEATURES FR | [25 empty] | Production Completed
1289555 | Data Enrichment | STP_002 - 0002 | MKV | OK | 2022-07-13 | 2022-07-20 | [5 empty] | KDELBVQC |  | METER,FLW;MGNTC,0.5%,ANSI FLNG CL150,IP6 | METER,FLOW;TYPE:MAGNETIC,ACCURACY:0.5%,PROCESS CONNECTION:ANSI FLANGE CL150,ENCLOSURE:IP68 / NEMA 6P, POWER SUPPLY:24 VDC,110-230VAC,TEMPERATURE RATING:-5 TO 90 DEG C,MATERIAL:STAINLESS STEEL 316L,PRESSURE RATING:150 PSI, ADDITIONAL FEATURES:80NB,COMES WITH CONVERTER,PTNO:OPTIFLUX 2050 C |  |  |  | https://krohne.com/en/products/flow-measurement/flowmeters/electromagnetic-flowmeters/optiflux-2050 |  |  | OPTIFLUX 2050 | [11 empty] | 41112501 | Flowmeters | METER | FLOW | TYPE | MAGNETIC | MEASURING RANGE |  | ACCURACY | 0.5 PCT | OUTPUT TYPE |  | PROCESS CONNECTION | ANSI FLANGE CL150 | ENCLOSURE | IP68 / NEMA 6P | POWER SUPPLY | 24 VDC,110-230VAC | TEMPERATURE RATING | -5 TO 90 DEG C | MATERIAL | STAINLESS STEEL 316L | ELECTRICAL CONNECTION |  | PRESSURE RATING | 150 PSI | MOUNTING TYPE |  | HAZARD CLASS |  | CERTIFICATION/STANDARD |  | ADDITIONAL FEATURES EN | 80NB,COMES WITH CONVERTER | ADDITIONAL FEATURES ES |  | ADDITIONAL FEATURES FR | [25 empty] | Production Completed
1192827 | Data Enrichment | STP_002 - 0002 | MKV | OK | 2022-07-13 | 2022-07-20 | [5 empty] | KELVDBC |  | METER,FLW;OIL,6-40 LPM,4-20 MA,1/2 IN | METER,FLOW;TYPE:OIL,MEASURING RANGE:6-40 LPM,OUTPUT TYPE:4-20 MA,PROCESS CONNECTION:1/2 IN BSPP MALE X FNPT,ENCLOSURE:IP67,POWER SUPPLY:18-30 VDC,TEMPERATURE RATING:-20 TO 70 DEG C,MATERIAL:STAINLESS STEEL,ELECTRICAL CONNECTION:5-POLE M12 ROUND PLUG,ADDITIONAL FEATURES EN:HONSBERG POUR BALL MILL,MNFR:OMNI,PTNO:HD2K-015GK040E2KS | HD2K-015GK040E2KS |  |  | https://www.ghm-group.de/fileadmin/GhmProduct/PDF/Datenblatt/en/ghm_pi-ho_fki-omni-hd2k_e_datasheet.pdf |  | OMNI | HD2K | [11 empty] | 41112501 | Flowmeters | METER | FLOW | TYPE | OIL | MEASURING RANGE | 6-40 LPM | ACCURACY |  | OUTPUT TYPE | 4-20 MA | PROCESS CONNECTION | 1/2 IN BSPP MALE X FNPT | ENCLOSURE | IP67 | POWER SUPPLY | 18-30 VDC | TEMPERATURE RATING | -20 TO 70 DEG C | MATERIAL | STAINLESS STEEL | ELECTRICAL CONNECTION | 5-POLE M12 ROUND PLUG | PRESSURE RATING |  | MOUNTING TYPE |  | HAZARD CLASS |  | CERTIFICATION/STANDARD |  | ADDITIONAL FEATURES EN | HONSBERG POUR BALL MILL | ADDITIONAL FEATURES ES |  | ADDITIONAL FEATURES FR | [25 empty] | Production Completed
1190358 | Data Enrichment | STP_002 - 0002 | MKV | OK | 2022-07-13 | 2022-07-20 | [5 empty] | KELVDBC |  | METER,FLW;PORTABLE DOPPLER,+-0.1-40 | METER,FLOW;TYPE:PORTABLE DOPPLER,MEASURING RANGE:+-0.1-40 FT/SEC,ACCURACY:+-2%,OUTPUT TYPE:4-20 MA,PROCESS CONNECTION:1/2 -180 IN PIPE,ENCLOSURE:IP67,POWER SUPPLY:100/240 VAC,50/60 HZ,TEMPERATURE RATING:-23 TO 60 DEG C,MATERIAL:ABS,ELECTRICAL CONNECTION:50 FT SENSOR CABLE,CERTIFICATION/STANDARD:CE,UL,MNFR:GREYLINE INSTRUMENTS,PTNO:PDFM 5.1 | PDFM 5.1 |  |  | https://pulsarmeasurement.com/pdfm-5-1 |  | GREYLINE INSTRUMENTS | PDFM 5.1 | [11 empty] | 41112501 | Flowmeters | METER | FLOW | TYPE | PORTABLE DOPPLER | MEASURING RANGE | +-0.1-40 FT/SEC | ACCURACY | +-2 PCT | OUTPUT TYPE | 4-20 MA | PROCESS CONNECTION | 1/2 -180 IN PIPE | ENCLOSURE | IP67 | POWER SUPPLY | 100/240 VAC,50/60 HZ | TEMPERATURE RATING | -23 TO 60 DEG C | MATERIAL | ABS | ELECTRICAL CONNECTION | 50 FT SENSOR CABLE | PRESSURE RATING |  | MOUNTING TYPE |  | HAZARD CLASS |  | CERTIFICATION/STANDARD | CE,UL | ADDITIONAL FEATURES EN |  | ADDITIONAL FEATURES ES |  | ADDITIONAL FEATURES FR | [25 empty] | Production Completed
1197893 | Data Enrichment | STP_002 - 0002 | MKV | OK | 2022-07-13 | 2022-07-20 | [5 empty] | KELVDBC | MNFR | METER,FLW;ULTSNC,0.3-10 M/SEC,85-260 VAC | METER,FLOW;TYPE:ULTRASONIC,MEASURING RANGE:0.3-10 M/SEC,OUTPUT TYPE:4-20 MA HART,ENCLOSURE:IP66/67,NEMA 4X,POWER SUPPLY:85-260 VAC,TEMPERATURE RATING:-20 TO 60 DEG C,MATERIAL:DIE-CAST ALUMINIUM,CERTIFICATION/STANDARD:ATEX,CSA,FM,JPN,NEPSI,ADDITIONAL FEATURES EN:PROSONIC,W63LUI,CLAMP,ON 1 CHANNEL/1 SET,MNFR:ENDRESS & HAUSER,PTNO:93PA1-AB3B10ACAAAA | 93PA1-AB3B10ACAAAA | 3000269 | ENDRESS & HAUSER | https://www.endress.com/en/field-instruments-overview/flow-measurement-product-overview/ultrasonic-flowmeter-prosonic-flow-93p?t.tabId=product-overview |  | ENDRESS & HAUSER | 93P | [11 empty] | 41112501 | Flowmeters | METER | FLOW | TYPE | ULTRASONIC | MEASURING RANGE | 0.3-10 M/SEC | ACCURACY |  | OUTPUT TYPE | 4-20 MA HART | PROCESS CONNECTION |  | ENCLOSURE | IP66/67,NEMA 4X | POWER SUPPLY | 85-260 VAC | TEMPERATURE RATING | -20 TO 60 DEG C | MATERIAL | DIE-CAST ALUMINIUM | ELECTRICAL CONNECTION |  | PRESSURE RATING |  | MOUNTING TYPE |  | HAZARD CLASS |  | CERTIFICATION/STANDARD | ATEX,CSA,FM,JPN,NEPSI | ADDITIONAL FEATURES EN | PROSONIC,W63LUI,CLAMP,ON 1 CHANNEL/1 SET | ADDITIONAL FEATURES ES |  | ADDITIONAL FEATURES FR | [25 empty] | Production Completed
1286719 | Data Enrichment | STP_002 - 0002 | MKV | OK | 2022-07-13 | 2022-07-20 | [5 empty] | KDELBVC | #N/A | METER,PH;PROTABLE,-1500 TO 1500 MV,O.1 | METER,PH;TYPE:PROTABLE,MEASURING RANGE:-1500 TO 1500 MV,RESOLUTION:O.1 MV,INTERFACE TYPE:SOFT TOUCH KEYED,DISPLAY TYPE:DETAILED MODE/LARGE MODE,TEMPERATURE RATING:0 TO 60 DEG C,ADDITIONAL FEATURES EN:WITH PROBE,MNFR:HACH COMPANY,PTNO:HQ11 | HQ11 | 1031970 | HACH COMPANY | https://www.hach.com/hq11d-portable-ph-orp-mv-meter-for-water/product?id=7640489892 |  | HACH COMPANY | HQ11 | [11 empty] | 41115603 | pH meters | METER | PH | TYPE | PROTABLE | MEASURING RANGE | -1500 TO 1500 MV | ACCURACY |  | RESOLUTION | 0.1 MV | INTERFACE TYPE | SOFT TOUCH KEYED | CONNECTION TYPE |  | DISPLAY TYPE | DETAILED MODE/LARGE MODE | MOUNTING TYPE |  | TEMPERATURE RATING | 0 TO 60 DEG C | HAZARD CLASS |  | CERTIFICATION/STANDARD |  | ADDITIONAL FEATURES EN | WITH PROBE | ADDITIONAL FEATURES ES |  | ADDITIONAL FEATURES FR | [31 empty] | Production Completed
1201818 | Data Enrichment | STP_002 - 0002 | MKV | OK | 2022-07-13 | 2022-07-20 | [5 empty] | KELVDBC | OEM | MODULE,COMM;SIE,6GK1503-4CB00,OPTCL LNK | MODULE,COMMUNICATION;MNFR:SIEMENS,PTNO:6GK1503-4CB00,ADDITIONAL FEATURES EN:OPTICAL LINK PROFIBUS,OLM/G22 V4.0 | 6GK1503-4CB00 | 3000032 | SIEMENS | https://mall.industry.siemens.com/mall/en/uk/Catalog/Product/6GK1503-4CB00 | https://mall.industry.siemens.com/mall/en/uk/Catalog/DatasheetDownload?downloadUrl=teddatasheet%2F%3Fformat%3DPDF%26caller%3DMall%26mlfbs%3D6GK1503-4CB00%26language%3Den | SIEMENS | 6GK1503-4CB00 | [11 empty] | 39121552 | Electrical control modules | MODULE | COMMUNICATION | TYPE |  | INPUT RATING | 24 VDC | NUMBER OF PORTS |  | INTERFACE TYPE |  | DATA TRANSFER RATE |  | TRANSMISSION PROTOCOL |  | MOUNTING TYPE | DIN RAIL | TEMPERATURE RATING | (-40 TO 70) DEG C | CONNECTION TYPE |  | SIZE | WD 39.5 X HT 112 X DP 74.5 MM | HAZARD CLASS |  | CERTIFICATION/STANDARD | EN 61000-6-2, EN 61000-6-4 | ADDITIONAL FEATURES EN | OPTICAL LINK PROFIBUS | ADDITIONAL FEATURES ES |  | ADDITIONAL FEATURES FR | [29 empty] | Production Completed
1192099 | Data Enrichment | STP_002 - 0002 | MKV | OK | 2022-07-13 | 2022-07-20 | [5 empty] | KELVDBC |  | MODULE,ELECTR;INP/OUTPT,DSC TX10,CCS3000 | MODULE,ELECTRONIC;TYPE:INPUT/OUTPUT,ADDITIONAL FEATURES EN:DSC TX10,PTNO:CCS3000 | CCS3000 |  |  | https://manualzz.com/doc/4206824/ccs3000-user-manual---horizon-infrastructure |  |  | CCS3000 | [11 empty] | 39121552 | Electrical control modules | MODULE | ELECTRONIC | TYPE | INPUT/OUTPUT | INPUT RATING |  | OUTPUT RATING |  | CONNECTION TYPE |  | SIZE |  | MOUNTING TYPE |  | HAZARD CLASS |  | CERTIFICATION/STANDARD |  | ADDITIONAL FEATURES EN | DSC TX10 | ADDITIONAL FEATURES ES |  | ADDITIONAL FEATURES FR | [37 empty] | Production Completed
1200269 | Data Enrichment | STP_002 - 0002 | MKV | OK | 2022-07-13 | 2022-07-20 | [5 empty] | KELVDBC |  | MODULE,ELECTR;PLC RELY,24 VDC,9 MA,250 | MODULE,ELECTRONIC;TYPE:PLC RELAY,INPUT RATING:24 VDC,9 MA,OUTPUT RATING:250 VAC/DC,10 MA,SPDT,CONNECTION TYPE:SCREW,SIZE:WD 6.2 X HT 80 X DP 94 MM,MOUNTING TYPE:DIN RAIL,CERTIFICATION/STANDARD:EN 50178,IEC 60664,ROHS,MNFR:PHOENIX CONTACT,PTNO:2966171 | 2966171 |  |  | https://www.phoenixcontact.com/en-in/products/relay-module-plc-rsc-24dc21-2966171 | https://www.phoenixcontact.com/product/pdf/Mjk2NjE3MQ?_realm=in&_locale=en-IN&blocks=commercial-data%2Ctechnical-data%2Cdrawings%2Capprovals%2Cclassifications%2Cenvironmental-compliance-data%2Call-accessories | PHOENIX CONTACT | 2966171 | [11 empty] | 39121552 | Electrical control modules | MODULE | ELECTRONIC | TYPE | PLC RELAY | INPUT RATING | 24 VDC,9 MA | OUTPUT RATING | 250 VAC/DC,10 MA,SPDT | CONNECTION TYPE | SCREW | SIZE | WD 6.2 X HT 80 X DP 94 MM | MOUNTING TYPE | DIN RAIL | HAZARD CLASS |  | CERTIFICATION/STANDARD | EN 50178,IEC 60664,ROHS | ADDITIONAL FEATURES EN |  | ADDITIONAL FEATURES ES |  | ADDITIONAL FEATURES FR | [37 empty] | Production Completed
1210800 | Data Enrichment | STP_002 - 0002 | MKV | OK | 2022-07-13 | 2022-07-20 | [5 empty] | KELVDBC | #N/A | MODULE,ELECTR;PLC,2 MA-60 A,0.5 A,1 SL | MODULE,ELECTRONIC;TYPE:PLC,INPUT RATING:2 MA-60 A,OUTPUT RATING:0.5 A,CONNECTION TYPE:1 SERIAL LINK (TER/AUX) UNI-TELWAY 19.2 KBPS,1 MODBUS RTU 19.2 KBPS,SIZE:WD 341.4 X HT 151 X DP 152 MM,CERTIFICATION/STANDARD:ROHS,ADDITIONAL FEATURES EN:BASE POWER SUPPLY PERSONAL CONTROLLER,BURNER SYSTEM NEW ROASTER 3673 E1,CPU TCS,MNFR:SCHNEIDER ELECTRIC,PTNO:SD-TSX-3721-001,MNFR 1:NATIONAL ENGINEERING COMPANY | SD-TSX-3721-001 | 1034747 | SCHNEIDER ELECTRIC | https://www.se.com/in/en/product/TSX3721001/tsx-micro-37-21-22-plc-configurations/ | https://www.se.com/in/en/product/download-pdf/TSX3721001 | SCHNEIDER ELECTRIC | TSX3721001 | NATIONAL ENGINEERING COMPANY | [10 empty] | 39121552 | Electrical control modules | MODULE | ELECTRONIC | TYPE | PLC | INPUT RATING | 2 MA-60 A | OUTPUT RATING | 0.5 A | CONNECTION TYPE | 1 SERIAL LINK (TER/AUX) UNI-TELWAY 19.2 KBPS,1 MODBUS RTU 19.2 KBPS | SIZE | WD 341.4 X HT 151 X DP 152 MM | MOUNTING TYPE |  | HAZARD CLASS |  | CERTIFICATION/STANDARD | ROHS | ADDITIONAL FEATURES EN | BASE POWER SUPPLY PERSONAL CONTROLLER,BURNER SYSTEM NEW ROASTER 3673 E1,CPU TCS | ADDITIONAL FEATURES ES |  | ADDITIONAL FEATURES FR | [37 empty] | Production Completed
1296625 | Data Enrichment | STP_002 - 0002 | MKV | OK | 2022-07-13 | 2022-07-20 | [5 empty] | KDELBVC | OEM | MODULE,ELECTR;SIE,6ES7326-1BK02-0AB0 | MODULE,ELECTRONIC;MNFR:SIEMENS,PTNO:6ES7326-1BK02-0AB0,ADDITIONAL FEATURES EN:DIGITAL INPUT SIMATIC S7 SM326F | 6ES7326-1BK02-0AB0 | 3000032 | SIEMENS | https://mall.industry.siemens.com/mall/en/ww/Catalog/Product/6ES7326-1BK02-0AB0 |  | SIEMENS | 6ES7326-1BK02-0AB0 | [11 empty] | 39121552 | Electrical control modules | MODULE | ELECTRONIC | TYPE |  | INPUT RATING | 450 MA | OUTPUT RATING |  | CONNECTION TYPE |  | SIZE | WD 80 X HT 125 X DP 120 MM | MOUNTING TYPE |  | HAZARD CLASS |  | CERTIFICATION/STANDARD | ISO 13849-1 ,EN 954 | ADDITIONAL FEATURES EN | DIGITAL INPUT SIMATIC S7 SM326F | ADDITIONAL FEATURES ES |  | ADDITIONAL FEATURES FR | [37 empty] | Production Completed
1296677 | Data Enrichment | STP_002 - 0002 | MKV | OK | 2022-07-13 | 2022-07-20 | [5 empty] | KDELBVC | OEM | MODULE,ELECTR;SIE,6ES7326-2BF41-0AB0 | MODULE,ELECTRONIC;MNFR:SIEMENS,PTNO:6ES7326-2BF41-0AB0,ADDITIONAL FEATURES EN:DIGITAL OUTPUT SIMATIC S7 SM326F | 6ES7326-2BF41-0AB0 | 3000032 | SIEMENS | https://mall.industry.siemens.com/mall/en/ww/Catalog/Product/6ES7326-2BF41-0AB0 | https://mall.industry.siemens.com/mall/en/ww/Catalog/DatasheetDownload?downloadUrl=teddatasheet%2F%3Fformat%3DPDF%26caller%3DMall%26mlfbs%3D6ES7326-2BF41-0AB0%26language%3Den | SIEMENS | 6ES7326-2BF41-0AB0 | [11 empty] | 39121552 | Electrical control modules | MODULE | ELECTRONIC | TYPE |  | INPUT RATING | 75 MA | OUTPUT RATING |  | CONNECTION TYPE |  | SIZE | WD 80 X HT 125 X DP 120 MM | MOUNTING TYPE |  | HAZARD CLASS |  | CERTIFICATION/STANDARD | ISO13849,IEC61508,EN 954-1 | ADDITIONAL FEATURES EN | DIGITAL OUTPUT SIMATIC S7 SM326F | ADDITIONAL FEATURES ES |  | ADDITIONAL FEATURES FR | [37 empty] | Production Completed
1193257 | Data Enrichment | STP_002 - 0002 | MKV | OK | 2022-07-13 | 2022-07-20 | [5 empty] | KELVDBC | OEM | MODULE,ELECTR;SIE,6GK1503-3CC00,OPTCL | MODULE,ELECTRONIC;MNFR:SIEMENS,PTNO:6GK1503-3CC00,ADDITIONAL FEATURES EN:OPTICAL LINK PROFIBUS,UNIT OLM/G12-1300 V4.0 | 6GK1503-3CC00 | 3000032 | SIEMENS | https://mall.industry.siemens.com/mall/en/ww/Catalog/Product/6GK1503-3CC00 | https://mall.industry.siemens.com/mall/en/ww/Catalog/DatasheetDownload?downloadUrl=teddatasheet%2F%3Fformat%3DPDF%26caller%3DMall%26mlfbs%3D6GK1503-3CC00%26language%3Den | SIEMENS | 6GK1503-3CC00 | [11 empty] | 39121552 | Electrical control modules | MODULE | ELECTRONIC | TYPE | OPTICAL LINK | INPUT RATING | 24 VDC | OUTPUT RATING |  | CONNECTION TYPE |  | SIZE | WD 39.5 X HT 112 X DP 74.5 MM | MOUNTING TYPE | DIN RAIL | HAZARD CLASS |  | CERTIFICATION/STANDARD | EN 61000-6-2, EN 61000-6-4 | ADDITIONAL FEATURES EN | OPTICAL LINK PROFIBUS,UNIT OLM/G12-1300 V4.0 | ADDITIONAL FEATURES ES |  | ADDITIONAL FEATURES FR | [37 empty] | Production Completed
1212956 | Data Enrichment | STP_002 - 0002 | MKV | OK | 2022-07-13 | 2022-07-20 | [5 empty] | KELVDBC |  | MODULE,ELECTR;SYNCHRONIZING AND LD | MODULE,ELECTRONIC;TYPE:SYNCHRONIZING AND LOAD SHARING CONTROL,INPUT RATING:8-35 V,460 MA AT 12 V,245 MA AT 24 V,OUTPUT RATING:250 VAC,15 A,SIZE:WD 240 X HT 181 X DP 42 MM,ADDITIONAL FEATURES EN:REGULATOR,MNFR:DEEP SEA ELECTRONICS,PTNO:DSE8610-01,MNFR 1:PPE TECHNOLOGY | DSE8610-01 |  |  | https://www.deepseaelectronics.com/genset/load-sharing-synchronising-control-modules/dse8610 |  | DEEP SEA ELECTRONICS | DSE8610-01 | PPE TECHNOLOGY | [10 empty] | 39121552 | Electrical control modules | MODULE | ELECTRONIC | TYPE | SYNCHRONIZING AND LOAD SHARING CONTROL | INPUT RATING | 8-35 V,460 MA AT 12 V,245 MA AT 24 V | OUTPUT RATING | 250 VAC,15 A | CONNECTION TYPE |  | SIZE | WD 240 X HT 181 X DP 42 MM | MOUNTING TYPE |  | HAZARD CLASS |  | CERTIFICATION/STANDARD |  | ADDITIONAL FEATURES EN | REGULATOR | ADDITIONAL FEATURES ES |  | ADDITIONAL FEATURES FR | [37 empty] | Production Completed
1245393 | Data Enrichment | STP_002 - 0002 | MKV | OK | 2022-07-13 | 2022-07-20 | [5 empty] | KDELBVC | #N/A | MODULE,PWR;ANLG,10 V,4-20 MA,30 V,4 - 20 | MODULE,POWER;TYPE:ANALOG,INPUT RATING:10 V,4-20 MA,OUTPUT RATING:30 V,4 - 20 MA,TEMPERATURE RATING:-25 TO 70 DEG C,SIZE:WD 22 X LG 90.5 X HT 90.5 MM,ADDITIONAL FEATURES EN:INPUT/OUTPUT,PM8000,OPTION,SQUARE D,MNFR:SCHNEIDER ELECTRIC,PTNO:METSEPM89M0024 | METSEPM89M0024 | 1034747 | SCHNEIDER ELECTRIC | https://www.se.com/ww/en/product/METSEPM89M0024/powerlogic-pm8000-i-o-module-analogue-4-inputs-+-2-outputs/ | https://www.se.com/ww/en/product/download-pdf/METSEPM89M0024 | SCHNEIDER ELECTRIC | METSEPM89M0024 | [11 empty] | 39121552 | Electrical control modules | MODULE | POWER | TYPE | ANALOG | INPUT RATING | 10 V,4-20 MA | OUTPUT RATING | 30 V,4 - 20 MA | POWER RATING |  | SWITCH TYPE |  | CONNECTION TYPE |  | TEMPERATURE RATING | -25 TO 70 DEG C | SIZE | WD 22 X LG 90.5 X HT 90.5 MM | HAZARD CLASS |  | CERTIFICATION/STANDARD |  | ADDITIONAL FEATURES EN | INPUT/OUTPUT,PM8000,OPTION,SQUARE D | ADDITIONAL FEATURES ES |  | ADDITIONAL FEATURES FR | [33 empty] | Production Completed
1209892 | Data Enrichment | STP_002 - 0002 | MKV | OK | 2022-07-13 | 2022-07-20 | [5 empty] | KELVDBC | OEM | MODULE,PWR;SIE,6EP13321SH71,SINAMIC | MODULE,POWER;MNFR:SIEMENS,PTNO:6EP13321SH71,ADDITIONAL FEATURES EN:SINAMIC S7-1200 6EP1332-1SH71 120/230 VAC | 6EP13321SH71 | 3000032 | SIEMENS | https://mall.industry.siemens.com/mall/en/us/Catalog/Product/6EP13321SH71 | https://mall.industry.siemens.com/mall/en/us/Catalog/DatasheetDownload?downloadUrl=teddatasheet%2F%3Fformat%3DPDF%26caller%3DMall%26mlfbs%3D6EP13321SH71%26language%3Den | SIEMENS | 6EP13321SH71 | [11 empty] | 39121552 | Electrical control modules | MODULE | POWER | TYPE |  | INPUT RATING | 85-132 VAC | OUTPUT RATING | 24 V | POWER RATING |  | SWITCH TYPE |  | CONNECTION TYPE | SCREW | TEMPERATURE RATING | (-40 TO 85) DEG C | SIZE | WD 70 X HT 100 X DP 75 MM | HAZARD CLASS |  | CERTIFICATION/STANDARD | EN 60715,EN 61000-6-2 | ADDITIONAL FEATURES EN | SINAMIC S7-1200 6EP1332-1SH71 | ADDITIONAL FEATURES ES |  | ADDITIONAL FEATURES FR | [33 empty] | Production Completed
1320939 | Data Enrichment | STP_002 - 0002 | MKV | OK | 2022-07-13 | 2022-07-20 | [5 empty] | KELVDB |  | MODULE,PWR;SIE,6ES75325HF000AB0 | MODULE,POWER;SIMATIC S7-1500,ANALOG OUTPUT,8 CHANNEL,MNFR:SIEMENS,PTNO:6ES75325HF000AB0 | 6ES75325HF000AB0 |  |  | https://mall.industry.siemens.com/mall/en/us/Catalog/Product/6ES75325HF000AB0 | https://mall.industry.siemens.com/mall/en/us/Catalog/DatasheetDownload?downloadUrl=teddatasheet%2F%3Fformat%3DPDF%26caller%3DMall%26mlfbs%3D6ES75325HF000AB0%26language%3Den | SIEMENS | 6ES75325HF000AB0 | [11 empty] | 39121552 | Electrical control modules | MODULE | POWER | TYPE |  | INPUT RATING | 320 MA,19.2 V | OUTPUT RATING |  | POWER RATING |  | SWITCH TYPE |  | CONNECTION TYPE | SCREW | TEMPERATURE RATING |  | SIZE | WD 35 X HT 147 X DP129 MM | HAZARD CLASS |  | CERTIFICATION/STANDARD | IEC 62061 ,ISO 13849-1 | ADDITIONAL FEATURES EN | SIMATIC S7-1500,ANALOG OUTPUT,8 CHANNEL | ADDITIONAL FEATURES ES |  | ADDITIONAL FEATURES FR | [33 empty] | Production Completed
1295812 | Data Enrichment | STP_002 - 0002 | MKV | OK | 2022-07-13 | 2022-07-20 | [5 empty] | KDELBCV | OEM | MODULE,PWR;SIE,6SL3210-1PH214AL0 | MODULE,POWER;MNFR:SIEMENS,PTNO:6SL3210-1PH214AL0,ADDITIONAL FEATURES EN:SINAMICS G120 PM240-2 11KW WITH INCL. AA FILTER | 6SL3210-1PH214AL0 | 3000032 | SIEMENS | https://mall.industry.siemens.com/mall/en/us/Catalog/Product/6SL32101PH214AL0 | https://mall.industry.siemens.com/mall/Document/GetDocumentBasedOnCode?code=aHR0cHM6Ly9tYWxsLmluZHVzdHJ5LnNpZW1lbnMuY29tL3NwaWNlL2RvY3VzZXJ2aWNlL2RvY3VzZXJ2aWNlP2NvbmZpZ2lkPTE0JmRvY3UubWxmYj02U0wzMjEwMVBIMjE0QUwwJmRvY3UuaW5pdHR5cGU9TUxGQiZkb2N1LmdlbmVyYXRpb250eXBlPVZJRVcmZG9jdS52aWV3aWQ9UERGJnJlZ2lvbj1VUyZsYW5ndWFnZT1lbiZkb2N1Lmxhbmd1YWdlLmxvY2FsZTE9ZW4mZG9jdS5sYW5ndWFnZS5sb2NhbGUyPWVu | SIEMENS | 6SL3210-1PH214AL0 | [11 empty] | 39121552 | Electrical control modules | MODULE | POWER | TYPE |  | INPUT RATING | 690 V,14 A | OUTPUT RATING |  | POWER RATING | 11 KW | SWITCH TYPE |  | CONNECTION TYPE | SCREW | TEMPERATURE RATING | (-20 TO 40) DEG C | SIZE | WD 200 X HT 472 X DP 237 MM | HAZARD CLASS |  | CERTIFICATION/STANDARD | UL, cUL, CE, C-Tick (RCM), SEMI F47 | ADDITIONAL FEATURES EN | SINAMICS G120 PM240-2 11KW WITH INCL. AA FILTER | ADDITIONAL FEATURES ES |  | ADDITIONAL FEATURES FR | [33 empty] | Production Completed
1320935 | Data Enrichment | STP_002 - 0002 | MKV | OK | 2022-07-13 | 2022-07-20 | [5 empty] | KELVDB |  | MODULE,PWR;SIE,6SL32101PH220AL0 | MODULE,POWER;SINAMICS G120 PM240-2,MNFR:SIEMENS,PTNO:6SL32101PH220AL0 | 6SL32101PH220AL0 |  |  | https://mall.industry.siemens.com/mall/en/us/Catalog/Product/6SL32101PH220AL0 | https://mall.industry.siemens.com/mall/Document/GetDocumentBasedOnCode?code=aHR0cHM6Ly9tYWxsLmluZHVzdHJ5LnNpZW1lbnMuY29tL3NwaWNlL2RvY3VzZXJ2aWNlL2RvY3VzZXJ2aWNlP2NvbmZpZ2lkPTE0JmRvY3UubWxmYj02U0wzMjEwMVBIMjIwQUwwJmRvY3UuaW5pdHR5cGU9TUxGQiZkb2N1LmdlbmVyYXRpb250eXBlPVZJRVcmZG9jdS52aWV3aWQ9UERGJnJlZ2lvbj1VUyZsYW5ndWFnZT1lbiZkb2N1Lmxhbmd1YWdlLmxvY2FsZTE9ZW4mZG9jdS5sYW5ndWFnZS5sb2NhbGUyPWVu | SIEMENS | 6SL32101PH220AL0 | [11 empty] | 39121552 | Electrical control modules | MODULE | POWER | TYPE |  | INPUT RATING | 690 V,14 A | OUTPUT RATING |  | POWER RATING | 15 KW | SWITCH TYPE |  | CONNECTION TYPE | SCREW | TEMPERATURE RATING | (-20 TO 40) DEG C | SIZE | WD 200 X HT 472 X DP 237 MM | HAZARD CLASS |  | CERTIFICATION/STANDARD | UL, cUL, CE, C-Tick (RCM), SEMI F47 | ADDITIONAL FEATURES EN | SINAMICS G120 PM240-2 | ADDITIONAL FEATURES ES |  | ADDITIONAL FEATURES FR | [33 empty] | Production Completed
1074304 | Data Enrichment | STP_002 - 0002 | MKV | OK | 2022-07-13 | 2022-07-20 | [5 empty] | KDELBCV | OEM | MODULE,PWR;SIE,6SL3210-1PH28-0U0 | MODULE,POWER;MNFR:SIEMENS,PTNO:6SL3210-1PH28-0U0,ADDITIONAL FEATURES EN:SINAMICS G120 PM 240-2 WITHOUT FILTER WITH BUILT IN BRAKING CHOPPER 75 KW | 6SL3210-1PH28-0U0 | 3000032 | SIEMENS | https://mall.industry.siemens.com/mall/en/ww/Catalog/Product/?mlfb=6SL3210-1PH28-0UL0 | https://mall.industry.siemens.com/mall/Document/GetDocumentBasedOnCode?code=aHR0cHM6Ly9tYWxsLmluZHVzdHJ5LnNpZW1lbnMuY29tL3NwaWNlL2RvY3VzZXJ2aWNlL2RvY3VzZXJ2aWNlP2NvbmZpZ2lkPTE0JmRvY3UubWxmYj02U0wzMjEwLTFQSDI4LTBVTDAmZG9jdS5pbml0dHlwZT1NTEZCJmRvY3UuZ2VuZXJhdGlvbnR5cGU9VklFVyZkb2N1LnZpZXdpZD1QREYmcmVnaW9uPVdXJmxhbmd1YWdlPWVuJmRvY3UubGFuZ3VhZ2UubG9jYWxlMT1lbiZkb2N1Lmxhbmd1YWdlLmxvY2FsZTI9ZW4= | SIEMENS | 6SL3210-1PH28-0UL0 | [11 empty] | 39121552 | Electrical control modules | MODULE | POWER | TYPE |  | INPUT RATING | 690 V,66 A | OUTPUT RATING |  | POWER RATING | 55 KW | SWITCH TYPE |  | CONNECTION TYPE | SCREW | TEMPERATURE RATING | (-20 TO 40) DEG C | SIZE | WD 305 X HT 708 X DP 357 MM | HAZARD CLASS |  | CERTIFICATION/STANDARD | UL, cUL, CE, C-Tick (RCM), SEMI F47 | ADDITIONAL FEATURES EN | SINAMICS G120 PM 240-2 WITHOUT FILTER WITH BUILT IN BRAKING CHOPPER 75 KW | ADDITIONAL FEATURES ES |  | ADDITIONAL FEATURES FR | [33 empty] | Production Completed
1292312 | Data Enrichment | STP_002 - 0002 | MKV | OK | 2022-07-13 | 2022-07-20 | [5 empty] | KDELBVC |  | MODULE;REDUNDANCY,12-24 VDC UN,2 X 20 | MODULE;TYPE:REDUNDANCY,ADDITIONAL FEATURES EN:12-24 VDC UN,2 X 20 A/1 X 40 A IN,PTNO:QUINT-DIODE/12-24DC/2X20/1X40 | QUINT-DIODE/12-24DC/2X20/1X40 |  |  | https://www.phoenixcontact.com/en-in/products/redundancy-module-quint-diode12-24dc2x201x40-2320157 | https://www.phoenixcontact.com/product/pdf/MjMyMDE1Nw?_realm=in&_locale=en-IN&blocks=commercial-data%2Ctechnical-data%2Cdrawings%2Capprovals%2Cclassifications%2Cenvironmental-compliance-data%2Call-accessories | PHOENIX CONTACT | QUINT-DIODE/12-24DC/2X20/1X40 | [11 empty] | 39121552 | Electrical control modules | MODULE | POWER | TYPE |  | INPUT RATING | 12-24 VDC | OUTPUT RATING |  | POWER RATING |  | SWITCH TYPE |  | CONNECTION TYPE | SCREW | TEMPERATURE RATING | (-40 TO 70) DEG C | SIZE | WD 50 X HT 130 X DP 125 MM | HAZARD CLASS |  | CERTIFICATION/STANDARD | EN 50178/VDE 0160,EN 60950-1/VDE 0805 ,EN 50178,IEC 60950-1 ,DIN VDE 0100-410 | ADDITIONAL FEATURES EN |  | ADDITIONAL FEATURES ES |  | ADDITIONAL FEATURES FR | [33 empty] | Production Completed
1233122 | Data Enrichment | STP_002 - 0002 | MKV | OK | 2022-07-13 | 2022-07-21 | [5 empty] | KELVDBC | OEM | MODULE;SIE,3UG4625-1CW30,RCD | MODULE;MNFR:SIEMENS,PTNO:3UG4625-1CW30,ADDITIONAL FEATURES EN:RCD | 3UG4625-1CW30 | 3000032 | SIEMENS | https://mall.industry.siemens.com/mall/en/WW/Catalog/Product/3UG4625-1CW30 | https://mall.industry.siemens.com/mall/en/ww/Catalog/DatasheetDownload?downloadUrl=teddatasheet%2F%3Fformat%3DPDF%26caller%3DMall%26mlfbs%3D3UG4625-1CW30%26language%3Den | SIEMENS | 3UG4625-1CW30 | [11 empty] | 39121552 | Electrical control modules | MODULE | POWER | TYPE |  | INPUT RATING | 24-240 VAC | OUTPUT RATING |  | POWER RATING |  | SWITCH TYPE |  | CONNECTION TYPE | SCREW | TEMPERATURE RATING | (-25 TO 60) DEG C | SIZE | WD 22.5 X HT 102 X DP 91 MM | HAZARD CLASS |  | CERTIFICATION/STANDARD |  | ADDITIONAL FEATURES EN | RCD | ADDITIONAL FEATURES ES |  | ADDITIONAL FEATURES FR | [33 empty] | Production Completed
1219887 | Data Enrichment | STP_002 - 0002 | MKV | OK | 2022-07-13 | 2022-07-21 | [5 empty] | KELVDBC | OEM | MODULE;SIE,6AG1436-2B10-7AA0,SIPLUS PS | MODULE;MNFR:SIEMENS,PTNO:6AG1436-2B10-7AA0,ADDITIONAL FEATURES EN:SIPLUS PS PSU300S 20A FOR MEDIAL STRESS-25. 70 GRD C BASED-ON | 6AG1436-2B10-7AA0 | 3000032 | SIEMENS | https://mall.industry.siemens.com/mall/en/ww/Catalog/Product/6AG1436-2BA10-7AA0 | https://mall.industry.siemens.com/mall/en/ww/Catalog/DatasheetDownload?downloadUrl=teddatasheet%2F%3Fformat%3DPDF%26caller%3DMall%26mlfbs%3D6AG1436-2BA10-7AA0%26language%3Den | SIEMENS | 6AG1436-2BA10-7AA0 | [11 empty] | 39121552 | Electrical control modules | MODULE | POWER | TYPE |  | INPUT RATING | 400-500 VAC | OUTPUT RATING | 24 VDC,20 A | POWER RATING |  | SWITCH TYPE |  | CONNECTION TYPE | SCREW | TEMPERATURE RATING | (-40 TO 60) DEG C | SIZE | WD 90 X HT 145 X DP 150 MM | HAZARD CLASS |  | CERTIFICATION/STANDARD | EN 55022,EN 61000-3-2,EN 61000-6-2 | ADDITIONAL FEATURES EN | SIPLUS PS PSU300S 20A FOR MEDIAL STRESS-25. 70 GRD C BASED-ON | ADDITIONAL FEATURES ES |  | ADDITIONAL FEATURES FR | [33 empty] | Production Completed
1524209 | Data Enrichment | STP_002 - 0002 | MKV | OK | 2022-07-13 | 2022-07-21 | [5 empty] | KEDLBVC | OEM | MODULE;SIE,6AU1435-2AD00-0AA0,SOFTWARE N | MODULE;MNFR:SIEMENS,PTNO:6AU1435-2AD00-0AA0,ADDITIONAL FEATURES EN:SOFTWARE NEW AND ORIGINAL,RC-7G90-20535TG1-S59 | 6AU1435-2AD00-0AA0 | 3000032 | SIEMENS | https://mall.industry.siemens.com/mall/en/ww/Catalog/Product/6AU1435-2AD00-0AA0 |  | SIEMENS | 6AU1435-2AD00-0AA0 | [11 empty] | 39121552 | Electrical control modules | MODULE | POWER | TYPE |  | INPUT RATING |  | OUTPUT RATING |  | POWER RATING |  | SWITCH TYPE |  | CONNECTION TYPE |  | TEMPERATURE RATING |  | SIZE |  | HAZARD CLASS |  | CERTIFICATION/STANDARD |  | ADDITIONAL FEATURES EN | SOFTWARE NEW AND ORIGINAL,RC-7G90-20535TG1-S59 | ADDITIONAL FEATURES ES |  | ADDITIONAL FEATURES FR | [33 empty] | Production Completed
1187883 | Data Enrichment | STP_002 - 0002 | MKV | OK | 2022-07-13 | 2022-07-21 | [5 empty] | KELVDBC | OEM | MODULE;SIE,6ED10551MB000BA2,EXPNSN,PLC | MODULE;MNFR:SIEMENS,PTNO:6ED10551MB000BA2,ADDITIONAL FEATURES EN:EXPANSION,PLC LOGO DM8 12/24R PS/10 12,24V/12V/24V/RELAY,2MW,4DI/4 DO FOR LOGO 8 CW07 | 6ED10551MB000BA2 | 3000032 | SIEMENS | https://mall.industry.siemens.com/mall/en/us/Catalog/Product/6ED10551MB000BA2 | https://mall.industry.siemens.com/mall/en/us/Catalog/DatasheetDownload?downloadUrl=teddatasheet%2F%3Fformat%3DPDF%26caller%3DMall%26mlfbs%3D6ED10551MB000BA2%26language%3Den | SIEMENS | 6ED10551MB000BA2 | [11 empty] | 39121552 | Electrical control modules | MODULE | POWER | TYPE | EXPANSION | INPUT RATING | 12-24 VDC | OUTPUT RATING |  | POWER RATING |  | SWITCH TYPE |  | CONNECTION TYPE |  | TEMPERATURE RATING | (-20 TO 55) DEG C | SIZE | WD 35.5 X HT 90 X DP 58 MM | HAZARD CLASS |  | CERTIFICATION/STANDARD | EN 55011 | ADDITIONAL FEATURES EN | PLC LOGO DM8 12/24R PS/10 12,24V/12V/24V/RELAY,2MW,4DI/4 DO FOR LOGO 8 CW07 | ADDITIONAL FEATURES ES |  | ADDITIONAL FEATURES FR | [33 empty] | Production Completed
1203299 | Data Enrichment | STP_002 - 0002 | MKV | OK | 2022-07-13 | 2022-07-21 | [5 empty] | KELVDBC | OEM | MODULE;SIE,6EP33326SB000AY0,CONFIGURATIO | MODULE;MNFR:SIEMENS,PTNO:6EP33326SB000AY0,ADDITIONAL FEATURES EN:CONFIGURATION:ENCLOSED,INPUT VOLTAGE RANGE:110-300 VAC,MOUNTING:DIN RAIL,OUTPUT CURRENT:2.5 A,OUTPUT POWER:60 W,OUTPUT VOLTAGE:24 VDC | 6EP33326SB000AY0 | 3000032 | SIEMENS | https://mall.industry.siemens.com/mall/en/us/Catalog/Product/6EP33326SB000AY0 | https://mall.industry.siemens.com/mall/en/us/Catalog/DatasheetDownload?downloadUrl=teddatasheet%2F%3Fformat%3DPDF%26caller%3DMall%26mlfbs%3D6EP33326SB000AY0%26language%3Den | SIEMENS | 6EP33326SB000AY0 | [11 empty] | 39121552 | Electrical control modules | MODULE | POWER | TYPE |  | INPUT RATING | 110-300 VDC | OUTPUT RATING | 24 VDC,2.5 A | POWER RATING | 60 W | SWITCH TYPE |  | CONNECTION TYPE | SCREW | TEMPERATURE RATING | (-25 TO 70) DEG C | SIZE | WD 54 X HT 90 X DP 53 MM | HAZARD CLASS |  | CERTIFICATION/STANDARD |  | ADDITIONAL FEATURES EN | ENCLOSED,MOUNTING:DIN RAIL | ADDITIONAL FEATURES ES |  | ADDITIONAL FEATURES FR | [33 empty] | Production Completed
1190827 | Data Enrichment | STP_002 - 0002 | MKV | OK | 2022-07-13 | 2022-07-21 | [5 empty] | KELVDBC | OEM | MODULE;SIE,6ES7153-2BA02-0XB0,INTFC,IM | MODULE;MNFR:SIEMENS,PTNO:6ES7153-2BA02-0XB0,ADDITIONAL FEATURES EN:INTERFACE,IM 153-2,HIGH FEATURE,DP ET200M | 6ES7153-2BA02-0XB0 | 3000032 | SIEMENS | https://mall.industry.siemens.com/mall/en/ww/Catalog/Product/6ES7153-2BA02-0XB0 | https://mall.industry.siemens.com/mall/en/ww/Catalog/DatasheetDownload?downloadUrl=teddatasheet%2F%3Fformat%3DPDF%26caller%3DMall%26mlfbs%3D6ES7153-2BA02-0XB0%26language%3Den | SIEMENS | 6ES7153-2BA02-0XB0 | [11 empty] | 39121552 | Electrical control modules | MODULE | POWER | TYPE |  | INPUT RATING | 24 VDC | OUTPUT RATING | 5 VDC | POWER RATING |  | SWITCH TYPE |  | CONNECTION TYPE |  | TEMPERATURE RATING | 0 TO 60 DEG C | SIZE | WD 40 X HT 125 X DP 117 MM | HAZARD CLASS |  | CERTIFICATION/STANDARD |  | ADDITIONAL FEATURES EN | INTERFACE,IM 153-2,HIGH FEATURE,DP ET200M | ADDITIONAL FEATURES ES |  | ADDITIONAL FEATURES FR | [33 empty] | Production Completed
1207186 | Data Enrichment | STP_002 - 0002 | MKV | OK | 2022-07-13 | 2022-07-21 | [5 empty] | KELVDBC | OEM | MODULE;SIE,6ES71556AU000CN0,PROFINET | MODULE;MNFR:SIEMENS,PTNO:6ES71556AU000CN0,ADDITIONAL FEATURES EN:PROFINET SIMATIC ET 200SP IM 155 PN | 6ES71556AU000CN0 | 3000032 | SIEMENS | https://mall.industry.siemens.com/mall/en/us/Catalog/Product/6ES71556AU000CN0 | https://mall.industry.siemens.com/mall/en/us/Catalog/DatasheetDownload?downloadUrl=teddatasheet%2F%3Fformat%3DPDF%26caller%3DMall%26mlfbs%3D6ES71556AU000CN0%26language%3Den | SIEMENS | 6ES71556AU000CN0 | [11 empty] | 39121552 | Electrical control modules | MODULE | POWER | TYPE |  | INPUT RATING | 24 VDC | OUTPUT RATING |  | POWER RATING |  | SWITCH TYPE |  | CONNECTION TYPE |  | TEMPERATURE RATING |  | SIZE | WD 50 X HT 117 X DP 74 MM | HAZARD CLASS |  | CERTIFICATION/STANDARD |  | ADDITIONAL FEATURES EN | PROFINET SIMATIC ET 200SP IM 155 PN | ADDITIONAL FEATURES ES |  | ADDITIONAL FEATURES FR | [33 empty] | Production Completed
1288492 | Data Enrichment | STP_002 - 0002 | MKV | OK | 2022-07-13 | 2022-07-21 | [5 empty] | KDELBVC | OEM | MODULE;SIE,6ES7215-1HG40-0XB0,CPU,1215C | MODULE;MNFR:SIEMENS,PTNO:6ES7215-1HG40-0XB0,ADDITIONAL FEATURES EN:CPU,1215C | 6ES7215-1HG40-0XB0 | 3000032 | SIEMENS | https://mall.industry.siemens.com/mall/en/ww/Catalog/Product/?mlfb=6ES7215-1HG40-0XB0 | https://mall.industry.siemens.com/mall/en/ww/Catalog/DatasheetDownload?downloadUrl=teddatasheet%2F%3Fformat%3DPDF%26caller%3DMall%26mlfbs%3D6ES7215-1HG40-0XB0%26language%3Den | SIEMENS | 6ES7215-1HG40-0XB0 | [11 empty] | 39121552 | Electrical control modules | MODULE | POWER | TYPE |  | INPUT RATING | 24 VDC | OUTPUT RATING |  | POWER RATING |  | SWITCH TYPE |  | CONNECTION TYPE |  | TEMPERATURE RATING | (-20 TO 60) DEG C | SIZE | WD 130 X HT 100 X DP 75 MM | HAZARD CLASS |  | CERTIFICATION/STANDARD |  | ADDITIONAL FEATURES EN | CPU,1215C | ADDITIONAL FEATURES ES |  | ADDITIONAL FEATURES FR | [33 empty] | Production Completed
1206704 | Data Enrichment | STP_002 - 0002 | MKV | OK | 2022-07-13 | 2022-07-21 | [5 empty] | KELVDBC | OEM | MODULE;SIE,6ES7322-1BL00-OAAO,DGTL OUTPT | MODULE;MNFR:SIEMENS,PTNO:6ES7322-1BL00-OAAO,ADDITIONAL FEATURES EN:DIGITAL OUTPUT,SM322 | 6ES7322-1BL00-OAAO | 3000032 | SIEMENS | https://mall.industry.siemens.com/mall/en/ww/Catalog/Product/6ES7322-1BL00-0AA0 | https://mall.industry.siemens.com/mall/en/ww/Catalog/DatasheetDownload?downloadUrl=teddatasheet%2F%3Fformat%3DPDF%26caller%3DMall%26mlfbs%3D6ES7322-1BL00-0AA0%26language%3Den | SIEMENS | 6ES7322-1BL00-OAAO | [11 empty] | 39121552 | Electrical control modules | MODULE | POWER | TYPE |  | INPUT RATING | 24 VDC | OUTPUT RATING |  | POWER RATING |  | SWITCH TYPE |  | CONNECTION TYPE |  | TEMPERATURE RATING |  | SIZE | WD 40 X HT 125 X DP 120 MM | HAZARD CLASS |  | CERTIFICATION/STANDARD |  | ADDITIONAL FEATURES EN | DIGITAL OUTPUT,SM322 | ADDITIONAL FEATURES ES |  | ADDITIONAL FEATURES FR | [33 empty] | Production Completed
1221552 | Data Enrichment | STP_002 - 0002 | MKV | OK | 2022-07-13 | 2022-07-21 | [5 empty] | KELVDBC | OEM | MODULE;SIE,6ES7332-5HF00-0AB0,ANLG OUTPT | MODULE;MNFR:SIEMENS,PTNO:6ES7332-5HF00-0AB0,ADDITIONAL FEATURES EN:ANALOG OUTPUT,SM332 | 6ES7332-5HF00-0AB0 | 3000032 | SIEMENS | https://mall.industry.siemens.com/mall/en/ww/catalog/product/6es7332-5hf00-0ab0 | https://mall.industry.siemens.com/mall/en/ww/Catalog/DatasheetDownload?downloadUrl=teddatasheet%2F%3Fformat%3DPDF%26caller%3DMall%26mlfbs%3D6ES7332-5HF00-0AB0%26language%3Den | SIEMENS | 6ES7332-5HF00-0AB0 | [11 empty] | 39121552 | Electrical control modules | MODULE | POWER | TYPE |  | INPUT RATING | 24 VDC | OUTPUT RATING |  | POWER RATING |  | SWITCH TYPE |  | CONNECTION TYPE |  | TEMPERATURE RATING |  | SIZE | WD 40 X HT 125 X DP 117 MM | HAZARD CLASS |  | CERTIFICATION/STANDARD |  | ADDITIONAL FEATURES EN | ANALOG OUTPUT,SM332 | ADDITIONAL FEATURES ES |  | ADDITIONAL FEATURES FR | [33 empty] | Production Completed
1214832 | Data Enrichment | STP_002 - 0002 | MKV | OK | 2022-07-13 | 2022-07-21 | [5 empty] | KELVDBC | OEM | MODULE;SIE,6ES7511-1AK00-0AB0,SIMATIC | MODULE;MNFR:SIEMENS,PTNO:6ES7511-1AK00-0AB0,ADDITIONAL FEATURES EN:SIMATIC S7-1500 CPU1511-PROCESSING UNIT WITH WORKING MEMORY 15KB FOR PROGR | 6ES7511-1AK00-0AB0 | 3000032 | SIEMENS | https://mall.industry.siemens.com/mall/en/b1/Catalog/Product/6ES75111AK000AB0 | https://mall.industry.siemens.com/mall/en/b1/Catalog/DatasheetDownload?downloadUrl=teddatasheet%2F%3Fformat%3DPDF%26caller%3DMall%26mlfbs%3D6ES7511-1AK00-0AB0%26language%3Den | SIEMENS | 6ES7511-1AK00-0AB0 | [11 empty] | 39121552 | Electrical control modules | MODULE | POWER | TYPE |  | INPUT RATING | 24 VDC | OUTPUT RATING |  | POWER RATING |  | SWITCH TYPE |  | CONNECTION TYPE |  | TEMPERATURE RATING |  | SIZE | WD 35 X HT 147 X DP 129 MM | HAZARD CLASS |  | CERTIFICATION/STANDARD |  | ADDITIONAL FEATURES EN | SIMATIC S7-1500 CPU1511-PROCESSING UNIT WITH WORKING MEMORY 15KB FOR PROGR | ADDITIONAL FEATURES ES |  | ADDITIONAL FEATURES FR | [33 empty] | Production Completed
1254315 | Data Enrichment | STP_002 - 0002 | MKV | OK | 2022-07-13 | 2022-07-21 | [5 empty] | KELVDBCQ | OEM | MODULE;SIE,6GK1503-3CB00,ENLACE OPTICO | MODULE;MNFR:SIEMENS,PTNO:6GK1503-3CB00,ADDITIONAL FEATURES EN:ENLACE OPTICO TIPO:PROFIBUS,MODELO:OLM/G12 V4.0 INT ERFAZ:RS485/2 VIDRIO-FOC DISTANCIAS HAS TA 2850 M | 6GK1503-3CB00 | 3000032 | SIEMENS | https://mall.industry.siemens.com/mall/en/ww/Catalog/Product/6GK1503-3CB00 | https://mall.industry.siemens.com/mall/en/ww/Catalog/DatasheetDownload?downloadUrl=teddatasheet%2F%3Fformat%3DPDF%26caller%3DMall%26mlfbs%3D6GK1503-3CB00%26language%3Den | SIEMENS | 6GK1503-3CB00 | [11 empty] | 39121552 | Electrical control modules | MODULE | POWER | TYPE |  | INPUT RATING | 24 VDC | OUTPUT RATING |  | POWER RATING |  | SWITCH TYPE |  | CONNECTION TYPE |  | TEMPERATURE RATING |  | SIZE | WD 39.5 X HT 112 X DP 74.5 MM | HAZARD CLASS |  | CERTIFICATION/STANDARD | EN 61000-6-2, EN 61000-6-4 | ADDITIONAL FEATURES EN | OLM/G12 V4.0 INT ERFAZ:RS485/2 VIDRIO-FOC DISTANCIAS HAS TA 2850 M | ADDITIONAL FEATURES ES |  | ADDITIONAL FEATURES FR | [33 empty] | Production Completed
1233124 | Data Enrichment | STP_002 - 0002 | MKV | OK | 2022-07-13 | 2022-07-21 | [5 empty] | KELVDBC | OEM | MODULE;SIE,6SL32101PH214AL0,SINAMICS | MODULE;MNFR:SIEMENS,PTNO:6SL32101PH214AL0,ADDITIONAL FEATURES EN:SINAMICS G120 5.5KW | 6SL32101PH214AL0 | 3000032 | SIEMENS | https://mall.industry.siemens.com/mall/en/us/Catalog/Product/6SL32101PH214AL0 | https://mall.industry.siemens.com/mall/Document/GetDocumentBasedOnCode?code=aHR0cHM6Ly9tYWxsLmluZHVzdHJ5LnNpZW1lbnMuY29tL3NwaWNlL2RvY3VzZXJ2aWNlL2RvY3VzZXJ2aWNlP2NvbmZpZ2lkPTE0JmRvY3UubWxmYj02U0wzMjEwMVBIMjE0QUwwJmRvY3UuaW5pdHR5cGU9TUxGQiZkb2N1LmdlbmVyYXRpb250eXBlPVZJRVcmZG9jdS52aWV3aWQ9UERGJnJlZ2lvbj1VUyZsYW5ndWFnZT1lbiZkb2N1Lmxhbmd1YWdlLmxvY2FsZTE9ZW4mZG9jdS5sYW5ndWFnZS5sb2NhbGUyPWVu | SIEMENS | 6SL32101PH214AL0 | [11 empty] | 39121552 | Electrical control modules | MODULE | POWER | TYPE |  | INPUT RATING | 500-690 VAC | OUTPUT RATING |  | POWER RATING | 11 KW | SWITCH TYPE |  | CONNECTION TYPE | SCREW | TEMPERATURE RATING | (-20 TO 40) DEG C | SIZE | WD 200 X HT 472 X DP 237 MM | HAZARD CLASS |  | CERTIFICATION/STANDARD | UL, cUL, CE, C-Tick (RCM), SEMI F47 | ADDITIONAL FEATURES EN | SINAMICS G120 5.5KW | ADDITIONAL FEATURES ES |  | ADDITIONAL FEATURES FR | [33 empty] | Production Completed
1189762 | Data Enrichment | STP_002 - 0002 | MKV | OK | 2022-07-13 | 2022-07-21 | [5 empty] | KELVDBC | OEM | MODULE;SIE,6SL3210-1PH21-4UL0,SINAMICS | MODULE;MNFR:SIEMENS,PTNO:6SL3210-1PH21-4UL0,ADDITIONAL FEATURES EN:SINAMICS PM240-2 IP2 SINAMICS G120 POWER PM240-2 500-690 V SINAMICS G120 V | 6SL3210-1PH21-4UL0 | 3000032 | SIEMENS | https://mall.industry.siemens.com/mall/en/ww/Catalog/Product/?mlfb=6SL3210-1PH21-4UL0 | https://mall.industry.siemens.com/mall/Document/GetDocumentBasedOnCode?code=aHR0cHM6Ly9tYWxsLmluZHVzdHJ5LnNpZW1lbnMuY29tL3NwaWNlL2RvY3VzZXJ2aWNlL2RvY3VzZXJ2aWNlP2NvbmZpZ2lkPTE0JmRvY3UubWxmYj02U0wzMjEwLTFQSDIxLTRVTDAmZG9jdS5pbml0dHlwZT1NTEZCJmRvY3UuZ2VuZXJhdGlvbnR5cGU9VklFVyZkb2N1LnZpZXdpZD1QREYmcmVnaW9uPVdXJmxhbmd1YWdlPWVuJmRvY3UubGFuZ3VhZ2UubG9jYWxlMT1lbiZkb2N1Lmxhbmd1YWdlLmxvY2FsZTI9ZW4= | SIEMENS | 6SL3210-1PH21-4UL0 | [11 empty] | 39121552 | Electrical control modules | MODULE | POWER | TYPE |  | INPUT RATING | 500-690 VAC | OUTPUT RATING |  | POWER RATING | 11 KW | SWITCH TYPE |  | CONNECTION TYPE | SCREW | TEMPERATURE RATING | (-20 TO 40) DEG C | SIZE | WD 200 X HT 472 X DP 237 MM | HAZARD CLASS |  | CERTIFICATION/STANDARD | UL, cUL, CE, C-Tick (RCM), SEMI F47 | ADDITIONAL FEATURES EN | SINAMICS PM240-2 IP2 SINAMICS G120 POWER PM240-2 500-690 V SINAMICS G120 V | ADDITIONAL FEATURES ES |  | ADDITIONAL FEATURES FR | [33 empty] | Production Completed
1233276 | Data Enrichment | STP_002 - 0002 | MKV | OK | 2022-07-13 | 2022-07-21 | [5 empty] | KELVDBC | OEM | MODULE;SIE,6SL32101PH223UL0,SINAMICS | MODULE;MNFR:SIEMENS,PTNO:6SL32101PH223UL0,ADDITIONAL FEATURES EN:SINAMICS G120 POWER PM240-2 WITHOUT FILTER WITH BUILT IN BRAKING CHOPPER 3AC500-690 V 10/-20% | 6SL32101PH223UL0 | 3000032 | SIEMENS | https://mall.industry.siemens.com/mall/en/us/Catalog/Product/6SL32101PH223UL0 | https://mall.industry.siemens.com/mall/Document/GetDocumentBasedOnCode?code=aHR0cHM6Ly9tYWxsLmluZHVzdHJ5LnNpZW1lbnMuY29tL3NwaWNlL2RvY3VzZXJ2aWNlL2RvY3VzZXJ2aWNlP2NvbmZpZ2lkPTE0JmRvY3UubWxmYj02U0wzMjEwMVBIMjIzVUwwJmRvY3UuaW5pdHR5cGU9TUxGQiZkb2N1LmdlbmVyYXRpb250eXBlPVZJRVcmZG9jdS52aWV3aWQ9UERGJnJlZ2lvbj1VUyZsYW5ndWFnZT1lbiZkb2N1Lmxhbmd1YWdlLmxvY2FsZTE9ZW4mZG9jdS5sYW5ndWFnZS5sb2NhbGUyPWVu | SIEMENS | 6SL32101PH223UL0 | [11 empty] | 39121552 | Electrical control modules | MODULE | POWER | TYPE |  | INPUT RATING | 500-690 VAC | OUTPUT RATING |  | POWER RATING | 18.5 KW | SWITCH TYPE |  | CONNECTION TYPE | SCREW | TEMPERATURE RATING | (-20 TO 40) DEG C | SIZE | WD 200 X HT 472 X DP 237 MM | HAZARD CLASS |  | CERTIFICATION/STANDARD | UL, cUL, CE, C-Tick (RCM), SEMI F47 | ADDITIONAL FEATURES EN | SINAMICS G120 POWER PM240-2 WITHOUT FILTER WITH BUILT IN BRAKING CHOPPER 3AC500-690 V 10/-20% | ADDITIONAL FEATURES ES |  | ADDITIONAL FEATURES FR | [33 empty] | Production Completed
1233125 | Data Enrichment | STP_002 - 0002 | MKV | OK | 2022-07-13 | 2022-07-21 | [5 empty] | KELVDBC | OEM | MODULE;SIE,6SL32101PH235AL0,SINAMICS | MODULE;MNFR:SIEMENS,PTNO:6SL32101PH235AL0,ADDITIONAL FEATURES EN:SINAMICS G120 22 KW | 6SL32101PH235AL0 | 3000032 | SIEMENS | https://mall.industry.siemens.com/mall/en/us/Catalog/Product/6SL32101PH235AL0 | https://mall.industry.siemens.com/mall/Document/GetDocumentBasedOnCode?code=aHR0cHM6Ly9tYWxsLmluZHVzdHJ5LnNpZW1lbnMuY29tL3NwaWNlL2RvY3VzZXJ2aWNlL2RvY3VzZXJ2aWNlP2NvbmZpZ2lkPTE0JmRvY3UubWxmYj02U0wzMjEwMVBIMjM1QUwwJmRvY3UuaW5pdHR5cGU9TUxGQiZkb2N1LmdlbmVyYXRpb250eXBlPVZJRVcmZG9jdS52aWV3aWQ9UERGJnJlZ2lvbj1VUyZsYW5ndWFnZT1lbiZkb2N1Lmxhbmd1YWdlLmxvY2FsZTE9ZW4mZG9jdS5sYW5ndWFnZS5sb2NhbGUyPWVu | SIEMENS | 6SL32101PH235AL0 | [11 empty] | 39121552 | Electrical control modules | MODULE | POWER | TYPE |  | INPUT RATING | 500-690 VAC | OUTPUT RATING |  | POWER RATING | 22 KW | SWITCH TYPE |  | CONNECTION TYPE | SCREW | TEMPERATURE RATING | (-20 TO 40) DEG C | SIZE | WD 200 X HT 472 X DP 237 MM | HAZARD CLASS |  | CERTIFICATION/STANDARD | UL, cUL, CE, C-Tick (RCM), SEMI F47 | ADDITIONAL FEATURES EN | SINAMICS G120 | ADDITIONAL FEATURES ES |  | ADDITIONAL FEATURES FR | [33 empty] | Production Completed
1233087 | Data Enrichment | STP_002 - 0002 | MKV | OK | 2022-07-13 | 2022-07-21 | [5 empty] | KELVDBC | OEM | MODULE;SIE,6SL32101PH235UL0,SINAMICS | MODULE;MNFR:SIEMENS,PTNO:6SL32101PH235UL0,ADDITIONAL FEATURES EN:SINAMICS G120 POWER PM240-2 WITHOUT FILTER WITH BUILT IN BRAKING CHOPPER 3AC500-690 V 10/-20% | 6SL32101PH235UL0 | 3000032 | SIEMENS | https://mall.industry.siemens.com/mall/en/us/Catalog/Product/6SL32101PH235UL0 | https://mall.industry.siemens.com/mall/Document/GetDocumentBasedOnCode?code=aHR0cHM6Ly9tYWxsLmluZHVzdHJ5LnNpZW1lbnMuY29tL3NwaWNlL2RvY3VzZXJ2aWNlL2RvY3VzZXJ2aWNlP2NvbmZpZ2lkPTE0JmRvY3UubWxmYj02U0wzMjEwMVBIMjM1VUwwJmRvY3UuaW5pdHR5cGU9TUxGQiZkb2N1LmdlbmVyYXRpb250eXBlPVZJRVcmZG9jdS52aWV3aWQ9UERGJnJlZ2lvbj1VUyZsYW5ndWFnZT1lbiZkb2N1Lmxhbmd1YWdlLmxvY2FsZTE9ZW4mZG9jdS5sYW5ndWFnZS5sb2NhbGUyPWVu | SIEMENS | 6SL32101PH235UL0 | [11 empty] | 39121552 | Electrical control modules | MODULE | POWER | TYPE |  | INPUT RATING | 500-690 VAC | OUTPUT RATING |  | POWER RATING | 22 KW | SWITCH TYPE |  | CONNECTION TYPE | SCREW | TEMPERATURE RATING | (-20 TO 40) DEG C | SIZE | WD 200 X HT 472 X DP 237 MM | HAZARD CLASS |  | CERTIFICATION/STANDARD | UL, cUL, CE, C-Tick (RCM), SEMI F47 | ADDITIONAL FEATURES EN | SINAMICS G120 POWER PM240-2 WITHOUT FILTER WITH BUILT IN BRAKING CHOPPER | ADDITIONAL FEATURES ES |  | ADDITIONAL FEATURES FR | [33 empty] | Production Completed
1314160 | Data Enrichment | STP_002 - 0002 | MKV | OK | 2022-07-13 | 2022-07-21 | [5 empty] | KDELBVC | OEM | MODULE;SIE,6SL3210-1PH25-2UL0,POWER | MODULE;MNFR:SIEMENS,PTNO:6SL3210-1PH25-2UL0 | 6SL3210-1PH25-2UL0 | 3000032 | SIEMENS | https://mall.industry.siemens.com/mall/en/us/Catalog/Product/6SL32101PH252UL0 | https://mall.industry.siemens.com/mall/Document/GetDocumentBasedOnCode?code=aHR0cHM6Ly9tYWxsLmluZHVzdHJ5LnNpZW1lbnMuY29tL3NwaWNlL2RvY3VzZXJ2aWNlL2RvY3VzZXJ2aWNlP2NvbmZpZ2lkPTE0JmRvY3UubWxmYj02U0wzMjEwMVBIMjUyVUwwJmRvY3UuaW5pdHR5cGU9TUxGQiZkb2N1LmdlbmVyYXRpb250eXBlPVZJRVcmZG9jdS52aWV3aWQ9UERGJnJlZ2lvbj1VUyZsYW5ndWFnZT1lbiZkb2N1Lmxhbmd1YWdlLmxvY2FsZTE9ZW4mZG9jdS5sYW5ndWFnZS5sb2NhbGUyPWVu | SIEMENS | 6SL3210-1PH25-2UL0 | [11 empty] | 39121552 | Electrical control modules | MODULE | POWER | TYPE |  | INPUT RATING | 500-690 VAC | OUTPUT RATING |  | POWER RATING | 37 KW | SWITCH TYPE |  | CONNECTION TYPE | SCREW | TEMPERATURE RATING | (-20 TO 40) DEG C | SIZE | WD 275 X HT 551 X DP 237 MM | HAZARD CLASS |  | CERTIFICATION/STANDARD | UL, cUL, CE, C-Tick (RCM), SEMI F47 | ADDITIONAL FEATURES EN |  | ADDITIONAL FEATURES ES |  | ADDITIONAL FEATURES FR | [33 empty] | Production Completed
1233088 | Data Enrichment | STP_002 - 0002 | MKV | OK | 2022-07-13 | 2022-07-21 | [5 empty] | KELVDBC | OEM | MODULE;SIE,6SL32101PH312UL0,SINAMICS | MODULE;MNFR:SIEMENS,PTNO:6SL32101PH312UL0,ADDITIONAL FEATURES EN:SINAMICS G120 POWER PM240-2 WITHOUT FILTER WITH BUILT IN BRAKING CHOPPER 3AC500-690 V 10/-20% | 6SL32101PH312UL0 | 3000032 | SIEMENS | https://mall.industry.siemens.com/mall/en/us/Catalog/Product/6SL32101PH312UL0 | https://mall.industry.siemens.com/mall/Document/GetDocumentBasedOnCode?code=aHR0cHM6Ly9tYWxsLmluZHVzdHJ5LnNpZW1lbnMuY29tL3NwaWNlL2RvY3VzZXJ2aWNlL2RvY3VzZXJ2aWNlP2NvbmZpZ2lkPTE0JmRvY3UubWxmYj02U0wzMjEwMVBIMzEyVUwwJmRvY3UuaW5pdHR5cGU9TUxGQiZkb2N1LmdlbmVyYXRpb250eXBlPVZJRVcmZG9jdS52aWV3aWQ9UERGJnJlZ2lvbj1VUyZsYW5ndWFnZT1lbiZkb2N1Lmxhbmd1YWdlLmxvY2FsZTE9ZW4mZG9jdS5sYW5ndWFnZS5sb2NhbGUyPWVu | SIEMENS | 6SL32101PH312UL0 | [11 empty] | 39121552 | Electrical control modules | MODULE | POWER | TYPE |  | INPUT RATING | 500-690 VAC | OUTPUT RATING |  | POWER RATING | 90 KW | SWITCH TYPE |  | CONNECTION TYPE | SCREW | TEMPERATURE RATING | (-20 TO 40) DEG C | SIZE | WD 305 X HT 708 X DP 357 MM | HAZARD CLASS |  | CERTIFICATION/STANDARD | UL, cUL, CE, C-Tick (RCM), SEMI F47 | ADDITIONAL FEATURES EN | SINAMICS G120 POWER PM240-2 WITHOUT FILTER WITH BUILT IN BRAKING CHOPPER | ADDITIONAL FEATURES ES |  | ADDITIONAL FEATURES FR | [33 empty] | Production Completed
1232986 | Data Enrichment | STP_002 - 0002 | MKV | OK | 2022-07-13 | 2022-07-21 | [5 empty] | KELVDBC | OEM | MODULE;SIE,7KM9300-0AB01-0AA0,SIE | MODULE;MNFR:SIEMENS,PTNO:7KM9300-0AB01-0AA0,MNFR 1:SIEMENS,PTNO 1:ZA100001812,ADDITIONAL FEATURES EN:EXPANSION | 7KM9300-0AB01-0AA0 | 3000032 | SIEMENS | https://mall.industry.siemens.com/mall/en/WW/Catalog/Product/7KM9300-0AB01-0AA0 | https://mall.industry.siemens.com/mall/en/ww/Catalog/DatasheetDownload?downloadUrl=teddatasheet%2F%3Fformat%3DPDF%26caller%3DMall%26mlfbs%3D7KM9300-0AB01-0AA0%26language%3Den | SIEMENS | 7KM9300-0AB01-0AA0 | SIEMENS | ZA100001812 | [9 empty] | 39121552 | Electrical control modules | MODULE | NO MODIFIER | TYPE | EXPANSION | SIZE | WD 43 X HT 63 X DP 22 MM | MATERIAL |  | MOUNTING TYPE |  | TEMPERATURE RATING | (-5 TO 55) DEG C | HAZARD CLASS |  | CERTIFICATION/STANDARD | EN 61346-2 | ADDITIONAL FEATURES EN |  | ADDITIONAL FEATURES ES |  | ADDITIONAL FEATURES FR | [39 empty] | Production Completed
1221690 | Data Enrichment | STP_002 - 0002 | MKV | OK | 2022-07-13 | 2022-07-21 | [5 empty] | KELVDBC | OEM | MODULE;SIE,A5E36986284,SIE | MODULE;MNFR:SIEMENS,PTNO:A5E36986284,MNFR 1:SIEMENS,PTNO 1:6SL3210-1PH21-4ULO | A5E36986284 | 3000032 | SIEMENS | https://mall.industry.siemens.com/mall/en/ww/Catalog/Product/?mlfb=6SL3210-1PH21-4UL0 | https://mall.industry.siemens.com/mall/Document/GetDocumentBasedOnCode?code=aHR0cHM6Ly9tYWxsLmluZHVzdHJ5LnNpZW1lbnMuY29tL3NwaWNlL2RvY3VzZXJ2aWNlL2RvY3VzZXJ2aWNlP2NvbmZpZ2lkPTE0JmRvY3UubWxmYj02U0wzMjEwLTFQSDIxLTRVTDAmZG9jdS5pbml0dHlwZT1NTEZCJmRvY3UuZ2VuZXJhdGlvbnR5cGU9VklFVyZkb2N1LnZpZXdpZD1QREYmcmVnaW9uPVdXJmxhbmd1YWdlPWVuJmRvY3UubGFuZ3VhZ2UubG9jYWxlMT1lbiZkb2N1Lmxhbmd1YWdlLmxvY2FsZTI9ZW4= | SIEMENS | A5E36986284 | SIEMENS | 6SL3210-1PH21-4UL0 | [9 empty] | 39121552 | Electrical control modules | MODULE | POWER | TYPE |  | INPUT RATING | 500-690 VAC | OUTPUT RATING |  | POWER RATING | 7.50 KW | SWITCH TYPE |  | CONNECTION TYPE | SCREW | TEMPERATURE RATING | (-20 TO 40) DEG C | SIZE | WD 200 X HT 472 X DP 237 MM | HAZARD CLASS |  | CERTIFICATION/STANDARD | UL, cUL, CE, C-Tick (RCM), SEMI F47 | ADDITIONAL FEATURES EN |  | ADDITIONAL FEATURES ES |  | ADDITIONAL FEATURES FR | [33 empty] | Production Completed
1220937 | Data Enrichment | STP_002 - 0002 | MKV | OK | 2022-07-13 | 2022-07-21 | [5 empty] | KELVDBC | OEM | MODULE;SIE,A5E36986287,SIE | MODULE;MNFR:SIEMENS,PTNO:A5E36986287,MNFR 1:SIEMENS,PTNO 1:6SL3210-1PH22-3ULO | A5E36986287 | 3000032 | SIEMENS | https://mall.industry.siemens.com/mall/en/WW/Catalog/Product/6SL3210-1PH22-3UL0 | https://mall.industry.siemens.com/mall/Document/GetDocumentBasedOnCode?code=aHR0cHM6Ly9tYWxsLmluZHVzdHJ5LnNpZW1lbnMuY29tL3NwaWNlL2RvY3VzZXJ2aWNlL2RvY3VzZXJ2aWNlP2NvbmZpZ2lkPTE0JmRvY3UubWxmYj02U0wzMjEwLTFQSDIyLTNVTDAmZG9jdS5pbml0dHlwZT1NTEZCJmRvY3UuZ2VuZXJhdGlvbnR5cGU9VklFVyZkb2N1LnZpZXdpZD1QREYmcmVnaW9uPVdXJmxhbmd1YWdlPWVuJmRvY3UubGFuZ3VhZ2UubG9jYWxlMT1lbiZkb2N1Lmxhbmd1YWdlLmxvY2FsZTI9ZW4= | SIEMENS | A5E36986287 | SIEMENS | 6SL3210-1PH22-3UL0 | [9 empty] | 39121552 | Electrical control modules | MODULE | POWER | TYPE |  | INPUT RATING | 500-690 VAC | OUTPUT RATING |  | POWER RATING | 15 KW | SWITCH TYPE |  | CONNECTION TYPE | SCREW | TEMPERATURE RATING | (-20 TO 40) DEG C | SIZE | WD 200 X HT 472 X DP 237 MM | HAZARD CLASS |  | CERTIFICATION/STANDARD | UL, cUL, CE, C-Tick (RCM), SEMI F47 | ADDITIONAL FEATURES EN |  | ADDITIONAL FEATURES ES |  | ADDITIONAL FEATURES FR | [33 empty] | Production Completed
1185823 | Data Enrichment | STP_002 - 0002 | MKV | OK | 2022-07-13 | 2022-07-21 | [5 empty] | KELVDBC | OEM | MODULE;SIE,A5E36986348,SIE | MODULE;MNFR:SIEMENS,PTNO:A5E36986348,MNFR 1:SIEMENS,PTNO 1:6SL3210-1PH31-4ULO | A5E36986348 | 3000032 | SIEMENS | https://mall.industry.siemens.com/mall/en/us/Catalog/Product/6SL32101PH314UL0 | https://mall.industry.siemens.com/mall/Document/GetDocumentBasedOnCode?code=aHR0cHM6Ly9tYWxsLmluZHVzdHJ5LnNpZW1lbnMuY29tL3NwaWNlL2RvY3VzZXJ2aWNlL2RvY3VzZXJ2aWNlP2NvbmZpZ2lkPTE0JmRvY3UubWxmYj02U0wzMjEwMVBIMzE0VUwwJmRvY3UuaW5pdHR5cGU9TUxGQiZkb2N1LmdlbmVyYXRpb250eXBlPVZJRVcmZG9jdS52aWV3aWQ9UERGJnJlZ2lvbj1VUyZsYW5ndWFnZT1lbiZkb2N1Lmxhbmd1YWdlLmxvY2FsZTE9ZW4mZG9jdS5sYW5ndWFnZS5sb2NhbGUyPWVu | SIEMENS | A5E36986348 | SIEMENS | 6SL3210-1PH31-4UL0 | [9 empty] | 39121552 | Electrical control modules | MODULE | POWER | TYPE |  | INPUT RATING | 500-690 VAC | OUTPUT RATING |  | POWER RATING | 110 KW | SWITCH TYPE |  | CONNECTION TYPE | SCREW | TEMPERATURE RATING | (-20 TO 40) DEG C | SIZE | WD 305 X HT 708 X DP 357 MM | HAZARD CLASS |  | CERTIFICATION/STANDARD | UL, cUL, CE, C-Tick (RCM), SEMI F47 | ADDITIONAL FEATURES EN |  | ADDITIONAL FEATURES ES |  | ADDITIONAL FEATURES FR | [33 empty] | Production Completed
1197541 | Data Enrichment | STP_002 - 0002 | MKV | OK | 2022-07-13 | 2022-07-21 | [5 empty] | KELVDBC |  | MODULE;TMR,GEBE,86.30.0.024 | MODULE;TYPE:TIMER,ADDITIONAL FEATURES EN:GEBE,PTNO:86.30.0.024 | 86.30.0.024 |  |  | https://in.element14.com/finder/86-30-0-024-0000/timer-multifunction/dp/1329733 |  | FINDER | 86.30.0.024 | [11 empty] | 39121552 | Electrical control modules | MODULE | NO MODIFIER | TYPE | TIMER | SIZE |  | MATERIAL |  | MOUNTING TYPE |  | TEMPERATURE RATING |  | HAZARD CLASS |  | CERTIFICATION/STANDARD |  | ADDITIONAL FEATURES EN | GEBE | ADDITIONAL FEATURES ES |  | ADDITIONAL FEATURES FR | [39 empty] | Production Completed
1202297 | Data Enrichment | STP_002 - 0002 | MKV | OK | 2022-07-13 | 2022-07-21 | [5 empty] | KELVDBC |  | MODULE;TMR,LG 16.8 X HT 54 X DP 38 MM | MODULE;TYPE:TIMER,SIZE:LG 16.8 X HT 54 X DP 38 MM,MOUNTING TYPE:PLUG-IN,TEMPERATURE RATING:-20 TO 50 DEG C,CERTIFICATION/STANDARD:ROHS,ADDITIONAL FEATURES EN:RANGE 0.05 S-100H,GEBE,MNFR:FINDER,PTNO:86.00.0.240 | 86.00.0.240 |  |  | https://in.element14.com/finder/86-00-0-240-0000/timer-multifunction/dp/1169366 |  | FINDER | 86.00.0.240 | [11 empty] | 39121552 | Electrical control modules | MODULE | NO MODIFIER | TYPE | TIMER | SIZE | LG 16.8 X HT 54 X DP 38 MM | MATERIAL |  | MOUNTING TYPE | PLUG-IN | TEMPERATURE RATING | -20 TO 50 DEG C | HAZARD CLASS |  | CERTIFICATION/STANDARD | ROHS | ADDITIONAL FEATURES EN | RANGE 0.05 S-100H,GEBE | ADDITIONAL FEATURES ES |  | ADDITIONAL FEATURES FR | [39 empty] | Production Completed
1197769 | Data Enrichment | STP_002 - 0002 | MKV | OK | 2022-07-13 | 2022-07-21 | [5 empty] | KELVDBC | #N/A | NIPPLE,PIPE HEX;DBL,NOM G1/4 X G1/2,M | NIPPLE,PIPE HEX;TYPE:DOUBLE,NOMINAL SIZE:G1/4 X G1/2,END CONNECTION:MALE NPFC,LENGTH:23.5 MM,PRESSURE CLASS/RATING:-0.95 TO 50 BAR, MATERIAL:BRASS,COATING/FINISH:NICKEL PLATED,HEX SIZE:24 MM,TEMPERATURE RATING:-20 TO 150 DEG C, ADDITIONAL FEATURES EN:W60,MNFR:FESTO,PTNO:547805/NPFC-D-G14-G12-M | 547805/NPFC-D-G14-G12-M | 1031504 | FESTO | https://www.festo.com/us/en/a/8030274/?q=8030274~:festoSortOrderScored | https://www.festo.com/us/en/a/download-document/datasheet/8030274 | FESTO | 547805/NPFC-D-G14-G12-M | [11 empty] | 40173301 | Brass pipe nipple | NIPPLE | PIPE HEX | TYPE | DOUBLE | NOMINAL SIZE | G1/4 X G1/2 | END CONNECTION | MALE NPFC | LENGTH | 23.5 MM | SCHEDULE/WALL THICKNESS |  | PRESSURE CLASS/RATING | -0.95 TO 50 BAR | MATERIAL | BRASS | MATERIAL SPECIFICATION |  | COATING/FINISH | NICKEL PLATED | HEX SIZE | 24 MM | TEMPERATURE RATING | -20 TO 150 DEG C | HAZARD CLASS |  | CERTIFICATION/STANDARD |  | ADDITIONAL FEATURES EN | W60 | ADDITIONAL FEATURES ES |  | ADDITIONAL FEATURES FR | [27 empty] | Production Completed
1185354 | Data Enrichment | STP_002 - 0002 | MKV | OK | 2022-07-13 | 2022-07-21 | [5 empty] | KELVDBC | #N/A | NIPPLE,PIPE HEX;DBL,NOM G1/4 X G3/8,M | NIPPLE,PIPE HEX;TYPE:DOUBLE,NOMINAL SIZE:G1/4 X G3/8,END CONNECTION:MALE NPFC,LENGTH:22 MM,PRESSURE CLASS/RATING:-0.95 TO 50 BAR,MATERIAL:BRASS,COATING/FINISH:NICKEL PLATED,HEX SIZE:19 MM,TEMPERATURE RATING:-20 TO 150 DEG C,ADDITIONAL FEATURES EN:W60,MNFR:FESTO,PTNO:547804/NPFC-D-G14-G38-M | 547804/NPFC-D-G14-G38-M | 1031504 | FESTO | https://www.festo.com/gb/en/a/8030273/?q=8030273~:festoSortOrderScored | https://www.festo.com/gb/en/a/download-document/datasheet/8030273 | FESTO | 547804/NPFC-D-G14-G38-M | [11 empty] | 40173301 | Brass pipe nipple | NIPPLE | PIPE HEX | TYPE | DOUBLE | NOMINAL SIZE | G1/4 X G3/8 | END CONNECTION | MALE NPFC | LENGTH | 22 MM | SCHEDULE/WALL THICKNESS |  | PRESSURE CLASS/RATING | -0.95 TO 50 BAR | MATERIAL | BRASS | MATERIAL SPECIFICATION |  | COATING/FINISH | NICKEL PLATED | HEX SIZE | 19 MM | TEMPERATURE RATING | -20 TO 150 DEG C | HAZARD CLASS |  | CERTIFICATION/STANDARD |  | ADDITIONAL FEATURES EN | W60 | ADDITIONAL FEATURES ES |  | ADDITIONAL FEATURES FR | [27 empty] | Production Completed
1193235 | Data Enrichment | STP_002 - 0002 | MKV | OK | 2022-07-13 | 2022-07-21 | [5 empty] | KELVDBC | #N/A | NIPPLE,PIPE HEX;DBL,NOM G3/8 X G1/2,M | NIPPLE,PIPE HEX;TYPE:DOUBLE,NOMINAL SIZE:G3/8 X G1/2,END CONNECTION:MALE NPFC,LENGTH:24.5 MM,PRESSURE CLASS/RATING:-0.95 TO 50 BAR,MATERIAL:BRASS,COATING/FINISH:NICKEL PLATED,HEX SIZE:24 MM,TEMPERATURE RATING:-20 TO 150 DEG C,ADDITIONAL FEATURES EN:W60,MNFR:FESTO,PTNO:547807/NPFC-D-G38-G12-M | 547807/NPFC-D-G38-G12-M | 1031504 | FESTO | https://www.festo.com/us/en/a/8030276/ | https://www.festo.com/us/en/a/download-document/datasheet/8030276 | FESTO | 547807/NPFC-D-G38-G12-M | [11 empty] | 40173301 | Brass pipe nipple | NIPPLE | PIPE HEX | TYPE | DOUBLE | NOMINAL SIZE | G3/8 X G1/2 | END CONNECTION | MALE NPFC | LENGTH | 24.5 MM | SCHEDULE/WALL THICKNESS |  | PRESSURE CLASS/RATING | -0.95 TO 50 BAR | MATERIAL | BRASS | MATERIAL SPECIFICATION |  | COATING/FINISH | NICKEL PLATED | HEX SIZE | 24 MM | TEMPERATURE RATING | -20 TO 150 DEG C | HAZARD CLASS |  | CERTIFICATION/STANDARD |  | ADDITIONAL FEATURES EN | W60 | ADDITIONAL FEATURES ES |  | ADDITIONAL FEATURES FR | [27 empty] | Production Completed
1185272 | Data Enrichment | STP_002 - 0002 | MKV | OK | 2022-07-13 | 2022-07-21 | [5 empty] | KELVDBC | OEM | Nut Lock CAT 6K3632 | NUT;MNFR:CATERPILLAR,PTNO:6K3632 | 6K3632 | 3000003 | CATERPILLAR | https://parts.cat.com/en/catcorp/6K-3632 |  | CATERPILLAR | 6K-3632 | [11 empty] | 31161716 | Locknuts | NUT | LOCK | TYPE |  | LOCKING METHOD |  | THREAD SIZE | 1 IN - 8 TPI | THREAD TYPE | UNC | WIDTH ACROSS FLAT | 1-1/2 IN | MATERIAL | STEEL | MATERIAL SPECIFICATION | GR 8 | COATING/FINISH | ZINC PLATED | HEIGHT | 0.86 IN | HAZARD CLASS |  | CERTIFICATION/STANDARD | SAE J995 | ADDITIONAL FEATURES EN |  | ADDITIONAL FEATURES ES |  | ADDITIONAL FEATURES FR | [31 empty] | Production Completed
1202743 | Data Enrichment | STP_002 - 0002 | MKV | OK | 2022-07-13 | 2022-07-21 | [5 empty] | KELVDBCQ | OEM | NUT,HEX;CAT,1783336,10 PER PCKT | NUT,HEXAGON;MNFR:CATERPILLAR,PTNO:1783336,ADDITIONAL FEATURES EN:10 PER PACKET | 1783336 | 3000003 | CATERPILLAR | https://parts.cat.com/en/catcorp/178-3336 |  | CATERPILLAR | 178-3336 | [11 empty] | 31161727 | Hexagonal nuts | NUT | HEXAGON | TYPE | FLANGE | THREAD SIZE | M8 X 1.25 MM | THREAD TYPE |  | WIDTH ACROSS FLAT | 13 MM | MATERIAL |  | MATERIAL SPECIFICATION | GR 8 | COATING/FINISH | ELECTROPLATED ZINC | HEIGHT |  | HAZARD CLASS |  | CERTIFICATION/STANDARD | ISO,SAE | ADDITIONAL FEATURES EN |  | ADDITIONAL FEATURES ES |  | ADDITIONAL FEATURES FR | [33 empty] | Production Completed
1194216 | Data Enrichment | STP_002 - 0002 | MKV | OK | 2022-07-13 | 2022-07-21 | [5 empty] | KELVDBC | OEM | NUT,HEX;CAT,2993423,CAT,6V8190 | NUT,HEXAGON;MNFR:CATERPILLAR,PTNO:2993423,MNFR 1:CATERPILLAR,PTNO 1:6V8190 | 2993423 | 3000003 | CATERPILLAR | https://parts.cat.com/en/catcorp/299-3423 |  | CATERPILLAR | 299-3423 | CATERPILLAR | 6V-8190 | [9 empty] | 31161727 | Hexagonal nuts | NUT | HEXAGON | TYPE |  | THREAD SIZE | 1 IN-8 TPI | THREAD TYPE |  | WIDTH ACROSS FLAT | 1-1/2 IN | MATERIAL | STEEL | MATERIAL SPECIFICATION | GR 8 | COATING/FINISH | ZINC FLAKE | HEIGHT | 0.86 IN | HAZARD CLASS |  | CERTIFICATION/STANDARD | ISO,ASTM,ASME,SAE | ADDITIONAL FEATURES EN |  | ADDITIONAL FEATURES ES |  | ADDITIONAL FEATURES FR | [33 empty] | Production Completed
1220053 | Data Enrichment | STP_002 - 0002 | MKV | OK | 2022-07-13 | 2022-07-21 | [5 empty] | KELVDBC | OEM | NUT,HEX;CAT,2J3507,HEX FULL 1-8-THD | NUT,HEXAGON;MNFR:CATERPILLAR,PTNO:2J3507,ADDITIONAL FEATURES EN:HEX FULL 1-8-THD | 2J3507 | 3000003 | CATERPILLAR | https://parts.cat.com/en/catcorp/2J-3507 |  | CATERPILLAR | 2J-3507 | [11 empty] | 31161727 | Hexagonal nuts | NUT | HEXAGON | TYPE | TRACK | THREAD SIZE | 1 IN-8 TPI | THREAD TYPE |  | WIDTH ACROSS FLAT | 1-1/2 IN | MATERIAL | STEEL | MATERIAL SPECIFICATION | GR 8 | COATING/FINISH | ZINC PHOSPHATE & OIL | HEIGHT | 0.89 IN | HAZARD CLASS |  | CERTIFICATION/STANDARD | SAE J995 | ADDITIONAL FEATURES EN |  | ADDITIONAL FEATURES ES |  | ADDITIONAL FEATURES FR | [33 empty] | Production Completed
1150502 | Data Enrichment | STP_002 - 0002 | MKV | OK | 2022-07-13 | 2022-07-21 | [5 empty] | KELVDBCQ | OEM | NUT,HEX;CAT,3445674 | NUT,HEXAGON;MNFR:CATERPILLAR,PTNO:3445674 | 3445674 | 3000003 | CATERPILLAR | https://parts.cat.com/en/catcorp/344-5674 |  | CATERPILLAR | 344-5674 | [11 empty] | 31161727 | Hexagonal nuts | NUT | HEXAGON | TYPE |  | THREAD SIZE | M8 X 1.25 MM | THREAD TYPE | UNC | WIDTH ACROSS FLAT | 13 MM | MATERIAL | STEEL | MATERIAL SPECIFICATION | GR 12 | COATING/FINISH | ZINC FLAKE | HEIGHT | 7 MM | HAZARD CLASS |  | CERTIFICATION/STANDARD | ISO 898-2 | ADDITIONAL FEATURES EN |  | ADDITIONAL FEATURES ES |  | ADDITIONAL FEATURES FR | [33 empty] | Production Completed
1190575 | Data Enrichment | STP_002 - 0002 | MKV | OK | 2022-07-13 | 2022-07-21 | [5 empty] | KELVDBC | OEM | NUT,HEX;CAT,4512183,10 PER PCKT | NUT,HEXAGON;MNFR:CATERPILLAR,PTNO:4512183,ADDITIONAL FEATURES EN:10 PER PACKET | 4512183 | 3000003 | CATERPILLAR | https://parts.cat.com/en/catcorp/451-2183 |  | CATERPILLAR | 451-2183 | [11 empty] | 31161727 | Hexagonal nuts | NUT | HEXAGON | TYPE |  | THREAD SIZE | M16 X 2 MM | THREAD TYPE |  | WIDTH ACROSS FLAT | 24 MM | MATERIAL | STEEL | MATERIAL SPECIFICATION | GR 12 | COATING/FINISH | ZINC PLATED | HEIGHT | 15 MM | HAZARD CLASS |  | CERTIFICATION/STANDARD | ISO 898-2 | ADDITIONAL FEATURES EN |  | ADDITIONAL FEATURES ES |  | ADDITIONAL FEATURES FR | [33 empty] | Production Completed
1055364 | Data Enrichment | STP_002 - 0002 | MKV | OK | 2022-07-13 | 2022-07-21 | [5 empty] | KELVDBC | OEM | NUT,HEX;CAT,7H3608 | NUT,HEXAGON;MNFR:CATERPILLAR,PTNO:7H3608 | 7H3608 | 3000003 | CATERPILLAR | https://parts.cat.com/en/catcorp/7H-3608 |  | CATERPILLAR | 7H-3608 | [11 empty] | 31161727 | Hexagonal nuts | NUT | HEXAGON | TYPE |  | THREAD SIZE | 3/4 IN-16 TPI | THREAD TYPE |  | WIDTH ACROSS FLAT | 1-1/8 IN | MATERIAL | STEEL | MATERIAL SPECIFICATION | GR 8 | COATING/FINISH | PLAIN WITH CORROSION INHIBITOR | HEIGHT | 0.81 IN | HAZARD CLASS |  | CERTIFICATION/STANDARD | SAE J995 | ADDITIONAL FEATURES EN |  | ADDITIONAL FEATURES ES |  | ADDITIONAL FEATURES FR | [33 empty] | Production Completed
1215667 | Data Enrichment | STP_002 - 0002 | MKV | OK | 2022-07-13 | 2022-07-21 | [5 empty] | KELVDBC | OEM | NUT,HEX;CAT,8T1757 | NUT,HEXAGON;MNFR:CATERPILLAR,PTNO:0987230,MNFR 1:CATERPILLAR,PTNO 1:1521254 | 0987230 | 3000003 | CATERPILLAR | URL NOT FOUND |  | CATERPILLAR | 0987230 | CATERPILLAR | 1521254 | [9 empty] | 31161727 | Hexagonal nuts | NUT | HEXAGON | TYPE |  | THREAD SIZE |  | THREAD TYPE |  | WIDTH ACROSS FLAT |  | MATERIAL |  | MATERIAL SPECIFICATION |  | COATING/FINISH |  | HEIGHT |  | HAZARD CLASS |  | CERTIFICATION/STANDARD |  | ADDITIONAL FEATURES EN |  | ADDITIONAL FEATURES ES |  | ADDITIONAL FEATURES FR | [33 empty] | Production Completed
1208818 | Data Enrichment | STP_002 - 0002 | MKV | OK | 2022-07-13 | 2022-07-21 | N/M BASED ON WEBSOURCE |  |  |  |  | KELVDBC | OEM | NUT,JAM;CAT,1965070,9/16-18-THD 196 5070 | NUT,JAM;MNFR:CATERPILLAR,PTNO:1965070,ADDITIONAL FEATURES EN:9/16-18-THD 196 5070 | 1965070 | 3000003 | CATERPILLAR | https://parts.cat.com/en/catcorp/196-5070 |  | CATERPILLAR | 196-5070 | [11 empty] | 31161727 | Hexagonal nuts | NUT | HEXAGON | TYPE |  | THREAD SIZE | 9/16 IN-18 TPI | THREAD TYPE |  | WIDTH ACROSS FLAT | 7/8 IN | MATERIAL | STEEL | MATERIAL SPECIFICATION | GR 8 | COATING/FINISH |  | HEIGHT | 0.31 IN | HAZARD CLASS |  | CERTIFICATION/STANDARD | SAE J995 | ADDITIONAL FEATURES EN |  | ADDITIONAL FEATURES ES |  | ADDITIONAL FEATURES FR | [33 empty] | Production Completed
1188324 | Data Enrichment | STP_002 - 0002 | MKV | OK | 2022-07-13 | 2022-07-21 | N/M BASED ON WEBSOURCE |  |  |  |  | KELVDBC | OEM | NUT,JAM;CAT,2H3786 | NUT,JAM;MNFR:CATERPILLAR,PTNO:2H3786 | 2H3786 | 3000003 | CATERPILLAR | https://parts.cat.com/en/catcorp/2H-3786 |  | CATERPILLAR | 2H-3786 | [11 empty] | 31161727 | Hexagonal nuts | NUT | HEXAGON | TYPE |  | THREAD SIZE | 1 IN-14 TPI | THREAD TYPE | UNF | WIDTH ACROSS FLAT | 1-1/2 IN | MATERIAL | STEEL | MATERIAL SPECIFICATION | GR 5 | COATING/FINISH |  | HEIGHT | 0.55 IN | HAZARD CLASS |  | CERTIFICATION/STANDARD | SAE J995 | ADDITIONAL FEATURES EN |  | ADDITIONAL FEATURES ES |  | ADDITIONAL FEATURES FR | [33 empty] | Production Completed
1211013 | Data Enrichment | STP_002 - 0002 | MKV | OK | 2022-07-13 | 2022-07-21 | N/M BASED ON WEBSOURCE |  |  |  |  | KELVDBC | OEM | NUT,JAM;CAT,5B9079,3/8-24-THD | NUT,JAM;MNFR:CATERPILLAR,PTNO:5B9079,ADDITIONAL FEATURES EN:3/8-24-THD | 5B9079 | 3000003 | CATERPILLAR | https://parts.cat.com/en/catcorp/5B-9079 |  | CATERPILLAR | 5B-9079 | [11 empty] | 31161727 | Hexagonal nuts | NUT | HEXAGON | TYPE |  | THREAD SIZE | 3/8 IN-24 TPI | THREAD TYPE |  | WIDTH ACROSS FLAT | 9/16 IN | MATERIAL | STEEL | MATERIAL SPECIFICATION | GR 8 | COATING/FINISH | ZINC PLATED | HEIGHT | 0.22 IN | HAZARD CLASS |  | CERTIFICATION/STANDARD | SAE J995 | ADDITIONAL FEATURES EN |  | ADDITIONAL FEATURES ES |  | ADDITIONAL FEATURES FR | [33 empty] | Production Completed
1056850 | Data Enrichment | STP_002 - 0002 | MKV | OK | 2022-07-13 | 2022-07-21 | [5 empty] | KELVDBC | OEM | NUT,LCK;CAT,1293178 | NUT,LOCK;MNFR:CATERPILLAR,PTNO:1293178 | 1293178 | 3000003 | CATERPILLAR | https://parts.cat.com/en/catcorp/129-3178 |  | CATERPILLAR | 129-3178 | [11 empty] | 31161716 | Locknuts | NUT | LOCK | TYPE |  | LOCKING METHOD | NYLON INSERT | THREAD SIZE | M6 X 1 MM | THREAD TYPE |  | WIDTH ACROSS FLAT | 10 MM | MATERIAL | STEEL | MATERIAL SPECIFICATION | GR 10 | COATING/FINISH | ZINC PLATED | HEIGHT | 6 MM | HAZARD CLASS |  | CERTIFICATION/STANDARD | ISO 898-2 | ADDITIONAL FEATURES EN |  | ADDITIONAL FEATURES ES |  | ADDITIONAL FEATURES FR | [31 empty] | Production Completed
1207427 | Data Enrichment | STP_002 - 0002 | MKV | OK | 2022-07-13 | 2022-07-21 | [5 empty] | KELVDBC | OEM | NUT,LCK;CAT,1765311 | NUT,LOCK;MNFR:CATERPILLAR,PTNO:1765311 | 1765311 | 3000003 | CATERPILLAR | https://parts.cat.com/en/catcorp/176-5311 |  | CATERPILLAR | 176-5311 | [11 empty] | 31161716 | Locknuts | NUT | LOCK | TYPE |  | LOCKING METHOD | NYLON INSERT | THREAD SIZE | M16 X 2 MM | THREAD TYPE |  | WIDTH ACROSS FLAT | 24 MM | MATERIAL | STEEL | MATERIAL SPECIFICATION | GR 10 | COATING/FINISH | ZINC PLATED | HEIGHT | 19 MM | HAZARD CLASS |  | CERTIFICATION/STANDARD | ISO 898-2 | ADDITIONAL FEATURES EN |  | ADDITIONAL FEATURES ES |  | ADDITIONAL FEATURES FR | [31 empty] | Production Completed
1060225 | Data Enrichment | STP_002 - 0002 | MKV | OK | 2022-07-13 | 2022-07-21 | [5 empty] | KELVDBC | OEM | NUT,LCK;CAT,1K6870,3/4 IN-10 TPI | NUT,LOCK;MNFR:CATERPILLAR,PTNO:1K6870,ADDITIONAL FEATURES EN:3/4 IN-10 TPI | 1K6870 | 3000003 | CATERPILLAR | https://parts.cat.com/en/catcorp/1K-6870 |  | CATERPILLAR | 1K-6870 | [11 empty] | 31161716 | Locknuts | NUT | LOCK | TYPE |  | LOCKING METHOD |  | THREAD SIZE | 3/4 IN-10 TPI | THREAD TYPE | UNC | WIDTH ACROSS FLAT | 1-1/8 IN | MATERIAL | STEEL | MATERIAL SPECIFICATION | GR 8 | COATING/FINISH | ZINC PLATED | HEIGHT | 0.64 IN | HAZARD CLASS |  | CERTIFICATION/STANDARD | SAE J995 | ADDITIONAL FEATURES EN |  | ADDITIONAL FEATURES ES |  | ADDITIONAL FEATURES FR | [31 empty] | Production Completed
1199432 | Data Enrichment | STP_002 - 0002 | MKV | OK | 2022-07-13 | 2022-07-21 | [5 empty] | KELVDBC | OEM | NUT,LCK;CAT,2F8616,3/8-24TPI | NUT,LOCK;MNFR:CATERPILLAR,PTNO:2F8616,ADDITIONAL FEATURES EN:3/8-24TPI | 2F8616 | 3000003 | CATERPILLAR | https://parts.cat.com/en/catcorp/2F-8616 |  | CATERPILLAR | 2F-8616 | [11 empty] | 31161716 | Locknuts | NUT | LOCK | TYPE |  | LOCKING METHOD | NYLON INSERT | THREAD SIZE | 3/8 IN-24 TPI | THREAD TYPE | UNF | WIDTH ACROSS FLAT | 9/16 IN | MATERIAL | STEEL | MATERIAL SPECIFICATION | GR 5 | COATING/FINISH | ZINC PLATED | HEIGHT | 0.45 IN | HAZARD CLASS |  | CERTIFICATION/STANDARD | SAE J995 | ADDITIONAL FEATURES EN |  | ADDITIONAL FEATURES ES |  | ADDITIONAL FEATURES FR | [31 empty] | Production Completed
1055723 | Data Enrichment | STP_002 - 0002 | MKV | OK | 2022-07-13 | 2022-07-21 | [5 empty] | KELVDBCQ | OEM | NUT,LCK;CAT,2K4821 | NUT,LOCK;MNFR:CATERPILLAR,PTNO:2K4821 | 2K4821 | 3000003 | CATERPILLAR | https://parts.cat.com/en/catcorp/2K-4821 |  | CATERPILLAR | 2K-4821 | [11 empty] | 31161716 | Locknuts | NUT | LOCK | TYPE |  | LOCKING METHOD |  | THREAD SIZE | 5/8 IN-18 TPI | THREAD TYPE | UNF | WIDTH ACROSS FLAT | 15/16 IN | MATERIAL | STEEL | MATERIAL SPECIFICATION | GR 8 | COATING/FINISH | ZINC PLATED | HEIGHT | 0.55 IN | HAZARD CLASS |  | CERTIFICATION/STANDARD | SAE J995 | ADDITIONAL FEATURES EN |  | ADDITIONAL FEATURES ES |  | ADDITIONAL FEATURES FR | [31 empty] | Production Completed
1039379 | Data Enrichment | STP_002 - 0002 | MKV | OK | 2022-07-13 | 2022-07-21 | [5 empty] | KELVDBC | OEM | NUT,LCK;CAT,2K4973 | NUT,LOCK;MNFR:CATERPILLAR,PTNO:2K4973 | 2K4973 | 3000003 | CATERPILLAR | https://parts.cat.com/en/catcorp/2K-4973 |  | CATERPILLAR | 2K-4973 | [11 empty] | 31161716 | Locknuts | NUT | LOCK | TYPE | TRACK | LOCKING METHOD |  | THREAD SIZE | 3/8 IN-16 TPI | THREAD TYPE | UNC | WIDTH ACROSS FLAT | 9/16 IN | MATERIAL | STEEL | MATERIAL SPECIFICATION | GR 8 | COATING/FINISH | ZINC FLAKE | HEIGHT | 0.33 IN | HAZARD CLASS |  | CERTIFICATION/STANDARD | SAE J995 | ADDITIONAL FEATURES EN |  | ADDITIONAL FEATURES ES |  | ADDITIONAL FEATURES FR | [31 empty] | Production Completed
1221775 | Data Enrichment | STP_002 - 0002 | MKV | OK | 2022-07-13 | 2022-07-21 | N/M BASED ON WEBSOURCE |  |  |  |  | KELVDBC | OEM | NUT,LCK;CAT,2M5656,1 IN-14 THD | NUT,LOCK;MNFR:CATERPILLAR,PTNO:2M5656,ADDITIONAL FEATURES EN:1 IN-14 THD | 2M5656 | 3000003 | CATERPILLAR | https://parts.cat.com/en/catcorp/2M-5656 |  | CATERPILLAR | 2M-5656 | [11 empty] | 31161727 | Hexagonal nuts | NUT | HEXAGON | TYPE |  | THREAD SIZE | 1 IN-14 TPI | THREAD TYPE |  | WIDTH ACROSS FLAT | 1-1/2 IN | MATERIAL | STEEL | MATERIAL SPECIFICATION | GR 8 | COATING/FINISH | ZINC PHOSPHATE & OIL | HEIGHT | 1 IN | HAZARD CLASS |  | CERTIFICATION/STANDARD | SAE J995 | ADDITIONAL FEATURES EN |  | ADDITIONAL FEATURES ES |  | ADDITIONAL FEATURES FR | [33 empty] | Production Completed
1195725 | Data Enrichment | STP_002 - 0002 | MKV | OK | 2022-07-13 | 2022-07-21 | [5 empty] | KELVDBC | OEM | NUT,LCK;CAT,3E9863 | NUT,LOCK;MNFR:CATERPILLAR,PTNO:3E9863 | 3E9863 | 3000003 | CATERPILLAR | https://parts.cat.com/en/catcorp/3E-9863 |  | CATERPILLAR | 3E-9863 | [11 empty] | 31161716 | Locknuts | NUT | LOCK | TYPE |  | LOCKING METHOD | NYLON INSERT | THREAD SIZE | 7/8 IN-9 TPI | THREAD TYPE | UNC | WIDTH ACROSS FLAT | 1-1/4 IN | MATERIAL | STEEL | MATERIAL SPECIFICATION | GR 8 | COATING/FINISH | ZINC PLATED | HEIGHT | 0.98 IN | HAZARD CLASS |  | CERTIFICATION/STANDARD | SAE J995 | ADDITIONAL FEATURES EN |  | ADDITIONAL FEATURES ES |  | ADDITIONAL FEATURES FR | [31 empty] | Production Completed
1200484 | Data Enrichment | STP_002 - 0002 | MKV | OK | 2022-07-13 | 2022-07-21 | [5 empty] | KELVDBC | OEM | NUT,LCK;CAT,3E9865 | NUT,LOCK;MNFR:CATERPILLAR,PTNO:3E9865 | 3E9865 | 3000003 | CATERPILLAR | https://parts.cat.com/en/catcorp/3E-9865 |  | CATERPILLAR | 3E-9865 | [11 empty] | 31161716 | Locknuts | NUT | LOCK | TYPE |  | LOCKING METHOD | NYLON INSERT | THREAD SIZE | 1/4 IN-20 TPI | THREAD TYPE | UNC | WIDTH ACROSS FLAT | 7/16 IN | MATERIAL | STEEL | MATERIAL SPECIFICATION | GR 8 | COATING/FINISH | ZINC PLATED | HEIGHT | 0.31 IN | HAZARD CLASS |  | CERTIFICATION/STANDARD | SAE J995 | ADDITIONAL FEATURES EN |  | ADDITIONAL FEATURES ES |  | ADDITIONAL FEATURES FR | [31 empty] | Production Completed
1055331 | Data Enrichment | STP_002 - 0002 | MKV | OK | 2022-07-13 | 2022-07-21 | [5 empty] | KELVDBC | OEM | NUT,LCK;CAT,3K2889 | NUT,LOCK;MNFR:CATERPILLAR,PTNO:3K2889 | 3K2889 | 3000003 | CATERPILLAR | https://parts.cat.com/en/catcorp/3K-2889 |  | CATERPILLAR | 3K-2889 | [11 empty] | 31161716 | Locknuts | NUT | LOCK | TYPE |  | LOCKING METHOD |  | THREAD SIZE | 5/8 IN-11 TPI | THREAD TYPE | UNC | WIDTH ACROSS FLAT | 15/16 IN | MATERIAL | STEEL | MATERIAL SPECIFICATION | GR 8 | COATING/FINISH | ZINC PLATED | HEIGHT | 0.55 IN | HAZARD CLASS |  | CERTIFICATION/STANDARD | SAE J995 | ADDITIONAL FEATURES EN |  | ADDITIONAL FEATURES ES |  | ADDITIONAL FEATURES FR | [31 empty] | Production Completed
1056681 | Data Enrichment | STP_002 - 0002 | MKV | OK | 2022-07-13 | 2022-07-21 | [5 empty] | KELVDBCQ | OEM | NUT,LCK;CAT,3K6060,3/8 IN-16 TPI | NUT,LOCK;MNFR:CATERPILLAR,PTNO:3K6060,ADDITIONAL FEATURES EN:3/8 IN-16 TPI | 3K6060 | 3000003 | CATERPILLAR | https://parts.cat.com/en/catcorp/3K-6060 |  | CATERPILLAR | 3K-6060 | [11 empty] | 31161716 | Locknuts | NUT | LOCK | TYPE | TRACK | LOCKING METHOD | NYLON INSERT | THREAD SIZE | 3/8 IN-16 TPI | THREAD TYPE | UNC | WIDTH ACROSS FLAT | 9/16 IN | MATERIAL | STEEL | MATERIAL SPECIFICATION | GR 8 | COATING/FINISH | ZINC PLATED | HEIGHT | 0.45 IN | HAZARD CLASS |  | CERTIFICATION/STANDARD | SAE J995 | ADDITIONAL FEATURES EN |  | ADDITIONAL FEATURES ES |  | ADDITIONAL FEATURES FR | [31 empty] | Production Completed
1218840 | Data Enrichment | STP_002 - 0002 | MKV | OK | 2022-07-13 | 2022-07-21 | [5 empty] | KELVDBC | OEM | NUT,LCK;CAT,4500415,CAT,3E9861,5125 | NUT,LOCK;MNFR:CATERPILLAR,PTNO:4500415,MNFR 1:CATERPILLAR,PTNO 1:3E9861,ADDITIONAL FEATURES EN:5125 | 4500415 | 3000003 | CATERPILLAR | https://parts.cat.com/en/catcorp/3E-9861 |  | CATERPILLAR | 450-0415 | CATERPILLAR | 3E-9861 | [9 empty] | 31161716 | Locknuts | NUT | LOCK | TYPE |  | LOCKING METHOD | NYLON INSERT | THREAD SIZE | 5/8 IN-11 TPI | THREAD TYPE | UNC | WIDTH ACROSS FLAT | 15/16 IN | MATERIAL | STEEL | MATERIAL SPECIFICATION | GR 8 | COATING/FINISH | ZINC PLATED | HEIGHT | 0.75 IN | HAZARD CLASS |  | CERTIFICATION/STANDARD | SAE J995 | ADDITIONAL FEATURES EN |  | ADDITIONAL FEATURES ES |  | ADDITIONAL FEATURES FR | [31 empty] | Production Completed
1190747 | Data Enrichment | STP_002 - 0002 | MKV | OK | 2022-07-13 | 2022-07-21 | [5 empty] | KELVDBC | OEM | NUT,LCK;CAT,5M6667 | NUT,LOCK;MNFR:CATERPILLAR,PTNO:5M6667 | 5M6667 | 3000003 | CATERPILLAR | https://parts.cat.com/en/catcorp/5M-6667 |  | CATERPILLAR | 5M-6667 | [11 empty] | 31161716 | Locknuts | NUT | LOCK | TYPE |  | LOCKING METHOD |  | THREAD SIZE | 1-1/2 IN-12 TPI | THREAD TYPE | UNF | WIDTH ACROSS FLAT | 2-1/4 IN | MATERIAL | STEEL | MATERIAL SPECIFICATION | GR 8 | COATING/FINISH | PHOSPHATE | HEIGHT | 1.28 IN | HAZARD CLASS |  | CERTIFICATION/STANDARD | SAE J995 | ADDITIONAL FEATURES EN |  | ADDITIONAL FEATURES ES |  | ADDITIONAL FEATURES FR | [31 empty] | Production Completed
1190385 | Data Enrichment | STP_002 - 0002 | MKV | OK | 2022-07-13 | 2022-07-21 | [5 empty] | KELVDBC | OEM | NUT,LCK;CAT,6V7676 | NUT,LOCK;MNFR:CATERPILLAR,PTNO:6V7676 | 6V7676 | 3000003 | CATERPILLAR | https://parts.cat.com/en/catcorp/6V-7676 |  | CATERPILLAR | 6V-7676 | [11 empty] | 31161716 | Locknuts | NUT | LOCK | TYPE |  | LOCKING METHOD | NYLON INSERT | THREAD SIZE | M24 X 3 MM | THREAD TYPE | UNC | WIDTH ACROSS FLAT | 36 MM | MATERIAL | STEEL | MATERIAL SPECIFICATION | GR 10 | COATING/FINISH | ZINC PLATED | HEIGHT | 27 MM | HAZARD CLASS |  | CERTIFICATION/STANDARD |  | ADDITIONAL FEATURES EN |  | ADDITIONAL FEATURES ES |  | ADDITIONAL FEATURES FR | [31 empty] | Production Completed
1038410 | Data Enrichment | STP_002 - 0002 | MKV | OK | 2022-07-13 | 2022-07-21 | [5 empty] | KELVDBC | OEM | NUT,LCK;CAT,6V7687,M12 X 1.75 MM | NUT,LOCK;MNFR:CATERPILLAR,PTNO:6V7687,ADDITIONAL FEATURES EN:M12 X 1.75 MM | 6V7687 | 3000003 | CATERPILLAR | https://parts.cat.com/en/catcorp/6V-7687 |  | CATERPILLAR | 6V-7687 | [11 empty] | 31161716 | Locknuts | NUT | LOCK | TYPE |  | LOCKING METHOD |  | THREAD SIZE | M12 X 1.75 MM | THREAD TYPE | UNC | WIDTH ACROSS FLAT | 18 MM | MATERIAL | STEEL | MATERIAL SPECIFICATION | GR 10 | COATING/FINISH | ZINC FLAKE | HEIGHT | 12 MM | HAZARD CLASS |  | CERTIFICATION/STANDARD | ISO 898-2 | ADDITIONAL FEATURES EN |  | ADDITIONAL FEATURES ES |  | ADDITIONAL FEATURES FR | [31 empty] | Production Completed
1056566 | Data Enrichment | STP_002 - 0002 | MKV | OK | 2022-07-13 | 2022-07-21 | [5 empty] | KELVDBC | OEM | NUT,LCK;CAT,6V7688 | NUT,LOCK;MNFR:CATERPILLAR,PTNO:6V7688 | 6V7688 | 3000003 | CATERPILLAR | https://parts.cat.com/en/catcorp/6V-7688 |  | CATERPILLAR | 6V-7688 | [11 empty] | 31161716 | Locknuts | NUT | LOCK | TYPE |  | LOCKING METHOD | NYLON INSERT | THREAD SIZE | M20 X 2.5 MM | THREAD TYPE | UNC | WIDTH ACROSS FLAT | 30 MM | MATERIAL | STEEL | MATERIAL SPECIFICATION | GR 10 | COATING/FINISH | ZINC PLATED | HEIGHT | 23 MM | HAZARD CLASS |  | CERTIFICATION/STANDARD | ISO 898-2 | ADDITIONAL FEATURES EN |  | ADDITIONAL FEATURES ES |  | ADDITIONAL FEATURES FR | [31 empty] | Production Completed
1055914 | Data Enrichment | STP_002 - 0002 | MKV | OK | 2022-07-13 | 2022-07-21 | [5 empty] | KELVDBC | OEM | NUT,LCK;CAT,6V7743 | NUT,LOCK;MNFR:CATERPILLAR,PTNO:6V7743 | 6V7743 | 3000003 | CATERPILLAR | https://parts.cat.com/en/catcorp/6V-7743 |  | CATERPILLAR | 6V-7743 | [11 empty] | 31161716 | Locknuts | NUT | LOCK | TYPE |  | LOCKING METHOD |  | THREAD SIZE | M6 X 1 MM | THREAD TYPE | UNC | WIDTH ACROSS FLAT | 10 MM | MATERIAL | STEEL | MATERIAL SPECIFICATION | GR 10 | COATING/FINISH | ZINC PLATED | HEIGHT | 6 MM | HAZARD CLASS |  | CERTIFICATION/STANDARD | ISO 898-2 | ADDITIONAL FEATURES EN |  | ADDITIONAL FEATURES ES |  | ADDITIONAL FEATURES FR | [31 empty] | Production Completed
1047919 | Data Enrichment | STP_002 - 0002 | MKV | OK | 2022-07-13 | 2022-07-21 | [5 empty] | KELVDBC | OEM | NUT,LCK;CAT,6V7744 | NUT,LOCK;MNFR:CATERPILLAR,PTNO:6V7744 | 6V7744 | 3000003 | CATERPILLAR | https://parts.cat.com/en/catcorp/6V-7744 |  | CATERPILLAR | 6V-7744 | [11 empty] | 31161716 | Locknuts | NUT | LOCK | TYPE |  | LOCKING METHOD |  | THREAD SIZE | M10 X 1.5 MM | THREAD TYPE | UNC | WIDTH ACROSS FLAT | 16 MM | MATERIAL | STEEL | MATERIAL SPECIFICATION | GR 10 | COATING/FINISH | ZINC FLAKE | HEIGHT | 9 MM | HAZARD CLASS |  | CERTIFICATION/STANDARD | ISO 898-2 | ADDITIONAL FEATURES EN |  | ADDITIONAL FEATURES ES |  | ADDITIONAL FEATURES FR | [31 empty] | Production Completed
1054855 | Data Enrichment | STP_002 - 0002 | MKV | OK | 2022-07-13 | 2022-07-21 | [5 empty] | KELVDBC | OEM | NUT,LCK;CAT,6V7744,M10 X 1.5 MM | NUT,LOCK;MNFR:CATERPILLAR,PTNO:6V7744,ADDITIONAL FEATURES EN:M10 X 1.5 MM | 6V7744 | 3000003 | CATERPILLAR | https://parts.cat.com/en/catcorp/6V-7744 |  | CATERPILLAR | 6V-7744 | [11 empty] | 31161716 | Locknuts | NUT | LOCK | TYPE |  | LOCKING METHOD |  | THREAD SIZE | M10 X 1.5 MM | THREAD TYPE | UNC | WIDTH ACROSS FLAT | 16 MM | MATERIAL | STEEL | MATERIAL SPECIFICATION | GR 10 | COATING/FINISH | ZINC FLAKE | HEIGHT | 9 MM | HAZARD CLASS |  | CERTIFICATION/STANDARD | ISO 898-2 | ADDITIONAL FEATURES EN |  | ADDITIONAL FEATURES ES |  | ADDITIONAL FEATURES FR | [31 empty] | Production Completed
1055721 | Data Enrichment | STP_002 - 0002 | MKV | OK | 2022-07-13 | 2022-07-21 | [5 empty] | KELVDBC | OEM | NUT,LCK;CAT,6V9189 | NUT,LOCK;MNFR:CATERPILLAR,PTNO:6V9189 | 6V9189 | 3000003 | CATERPILLAR | https://parts.cat.com/en/catcorp/6V-9189 |  | CATERPILLAR | 6V-9189 | [11 empty] | 31161716 | Locknuts | NUT | LOCK | TYPE |  | LOCKING METHOD |  | THREAD SIZE | M8 X 1.25 MM | THREAD TYPE | UNC | WIDTH ACROSS FLAT | 13 MM | MATERIAL | STEEL | MATERIAL SPECIFICATION |  | COATING/FINISH | ZINC PLATED | HEIGHT | 7 MM | HAZARD CLASS |  | CERTIFICATION/STANDARD | ISO 898-2 | ADDITIONAL FEATURES EN |  | ADDITIONAL FEATURES ES |  | ADDITIONAL FEATURES FR | [31 empty] | Production Completed
1055207 | Data Enrichment | STP_002 - 0002 | MKV | OK | 2022-07-13 | 2022-07-21 | [5 empty] | KELVDBC | OEM | NUT,LCK;CAT,8T0389,M10 X 1.5 MM | NUT,LOCK;MNFR:CATERPILLAR,PTNO:8T0389,ADDITIONAL FEATURES EN:M10 X 1.5 MM | 8T0389 | 3000003 | CATERPILLAR | https://parts.cat.com/en/catcorp/8T-0389 |  | CATERPILLAR | 8T-0389 | [11 empty] | 31161716 | Locknuts | NUT | LOCK | TYPE |  | LOCKING METHOD | NYLON INSERT | THREAD SIZE | M10 X 1.5 MM | THREAD TYPE |  | WIDTH ACROSS FLAT | 16 MM | MATERIAL | STEEL | MATERIAL SPECIFICATION | GR 10 | COATING/FINISH | ZINC PLATED | HEIGHT | 12 MM | HAZARD CLASS |  | CERTIFICATION/STANDARD | ISO 898-2 | ADDITIONAL FEATURES EN |  | ADDITIONAL FEATURES ES |  | ADDITIONAL FEATURES FR | [31 empty] | Production Completed
1058028 | Data Enrichment | STP_002 - 0002 | MKV | OK | 2022-07-13 | 2022-07-21 | [5 empty] | KELVDBC | OEM | NUT,LCK;CAT,8T9496 | NUT,LOCK;MNFR:CATERPILLAR,PTNO:8T9496 | 8T9496 | 3000003 | CATERPILLAR | https://parts.cat.com/en/catcorp/8T-9496 |  | CATERPILLAR | 8T-9496 | [11 empty] | 31161716 | Locknuts | NUT | LOCK | TYPE |  | LOCKING METHOD |  | THREAD SIZE | 9/16 IN-18 TPI | THREAD TYPE |  | WIDTH ACROSS FLAT | 7/8 IN | MATERIAL | STEEL | MATERIAL SPECIFICATION | GR 8 | COATING/FINISH | ZINC FLAKE | HEIGHT | 0.48 IN | HAZARD CLASS |  | CERTIFICATION/STANDARD | SAE J995 | ADDITIONAL FEATURES EN |  | ADDITIONAL FEATURES ES |  | ADDITIONAL FEATURES FR | [31 empty] | Production Completed
1058886 | Data Enrichment | STP_002 - 0002 | MKV | OK | 2022-07-13 | 2022-07-21 | [5 empty] | KELVDBCQ | OEM | NUT,LCK;CAT,9X0941 | NUT,LOCK;MNFR:CATERPILLAR,PTNO:9X0941 | 9X0941 | 3000003 | CATERPILLAR | https://parts.cat.com/en/catcorp/9X-0941 |  | CATERPILLAR | 9X-0941 | [11 empty] | 31161716 | Locknuts | NUT | LOCK | TYPE | TRACK | LOCKING METHOD | NYLON INSERT | THREAD SIZE | 1/2 IN-13 TPI | THREAD TYPE | UNC | WIDTH ACROSS FLAT | 3/4 IN | MATERIAL | STEEL | MATERIAL SPECIFICATION | GR 8 | COATING/FINISH | ZINC PLATED | HEIGHT | 0.59 IN | HAZARD CLASS |  | CERTIFICATION/STANDARD | SAE J995 | ADDITIONAL FEATURES EN |  | ADDITIONAL FEATURES ES |  | ADDITIONAL FEATURES FR | [31 empty] | Production Completed
1218786 | Data Enrichment | STP_002 - 0002 | MKV | OK | 2022-07-13 | 2022-07-21 | [5 empty] | KELVDBC | OEM | NUT;CAT,0057126,CAT,1519520,CAT,5C7261 | NUT;MNFR:CATERPILLAR,PTNO:0057126,MNFR 1:CATERPILLAR,PTNO 1:1519520,MNFR 2:CATERPILLAR,PTNO 2:5C7261,ADDITIONAL FEATURES EN:5C-7261 735/740/994F/950H/992K/AD45B | 0057126 | 3000003 | CATERPILLAR | https://parts.cat.com/en/catcorp/5C-7261 |  | CATERPILLAR | 005-7126 | CATERPILLAR | 151-9520 | CATERPILLAR | 5C-7261 | [7 empty] | 31161727 | Hexagonal nuts | NUT | HEXAGON | TYPE |  | THREAD SIZE | M8 X 1.25 MM | THREAD TYPE | UNC | WIDTH ACROSS FLAT | 13 MM | MATERIAL | STEEL | MATERIAL SPECIFICATION | GR 12 | COATING/FINISH | ZINC PLATED | HEIGHT | 7 MM | HAZARD CLASS |  | CERTIFICATION/STANDARD | ISO 898-2 | ADDITIONAL FEATURES EN |  | ADDITIONAL FEATURES ES |  | ADDITIONAL FEATURES FR | [33 empty] | Production Completed
1200189 | Data Enrichment | STP_002 - 0002 | MKV | OK | 2022-07-13 | 2022-07-21 | [5 empty] | KELVDBC | OEM | NUT;CAT,0057127,CAT,1520317,CAT,8T4133 | NUT;MNFR:CATERPILLAR,PTNO:0057127,MNFR 1:CATERPILLAR,PTNO 1:1520317,MNFR 2:CATERPILLAR,PTNO 2:8T4133,ADDITIONAL FEATURES EN:152-0317/8T-4133 100 PER PACKET | 0057127 | 3000003 | CATERPILLAR | https://parts.cat.com/en/catcorp/8T-4133 |  | CATERPILLAR | 005-7127 | CATERPILLAR | 152-0317 | CATERPILLAR | 8T-4133 | [7 empty] | 31161727 | Hexagonal nuts | NUT | HEXAGON | TYPE | TRACK | THREAD SIZE | M10 X 1.5 MM | THREAD TYPE | UNC | WIDTH ACROSS FLAT | 16 MM | MATERIAL | STEEL | MATERIAL SPECIFICATION | GR 12 | COATING/FINISH | ZINC PLATED | HEIGHT | 8 MM | HAZARD CLASS |  | CERTIFICATION/STANDARD | ISO 898-2 | ADDITIONAL FEATURES EN |  | ADDITIONAL FEATURES ES |  | ADDITIONAL FEATURES FR | [33 empty] | Production Completed
1203883 | Data Enrichment | STP_002 - 0002 | MKV | OK | 2022-07-13 | 2022-07-21 | [5 empty] | KELVDBC | OEM | NUT;CAT,0057133,CAT,1519059,CAT,8T3980 | NUT;MNFR:CATERPILLAR,PTNO:0057133,MNFR 1:CATERPILLAR,PTNO 1:1519059,MNFR 2:CATERPILLAR,PTNO 2:8T3980,ADDITIONAL FEATURES EN:FULL,M16 X 2 X 15,CL 8.8 | 0057133 | 3000003 | CATERPILLAR | https://parts.cat.com/en/catcorp/8T-3980 |  | CATERPILLAR | 005-7133 | CATERPILLAR | 151-9059 | CATERPILLAR | 8T-3980 | [7 empty] | 31161727 | Hexagonal nuts | NUT | HEXAGON | TYPE |  | THREAD SIZE | M16 X 1.5 MM | THREAD TYPE |  | WIDTH ACROSS FLAT | 24 MM | MATERIAL | STEEL | MATERIAL SPECIFICATION | GR 12 | COATING/FINISH | ZINC PLATED | HEIGHT | 15 MM | HAZARD CLASS |  | CERTIFICATION/STANDARD | ISO 898-2 | ADDITIONAL FEATURES EN |  | ADDITIONAL FEATURES ES |  | ADDITIONAL FEATURES FR | [33 empty] | Production Completed
1198543 | Data Enrichment | STP_002 - 0002 | MKV | OK | 2022-07-13 | 2022-07-21 | [5 empty] | KELVDBC | OEM | NUT;CAT,1793038 | NUT;MNFR:CATERPILLAR,PTNO:1793038 | 1793038 | 3000003 | CATERPILLAR | https://parts.cat.com/en/catcorp/179-3038 |  | CATERPILLAR | 179-3038 | [11 empty] | 31161727 | Hexagonal nuts | NUT | HEXAGON | TYPE |  | THREAD SIZE | M56 X 5.5 MM | THREAD TYPE |  | WIDTH ACROSS FLAT | 85 MM | MATERIAL | STEEL | MATERIAL SPECIFICATION | GR 8 | COATING/FINISH | PLAIN WITH CORROSION INHIBITOR | HEIGHT | 45 MM | HAZARD CLASS |  | CERTIFICATION/STANDARD | ISO 898-2 | ADDITIONAL FEATURES EN |  | ADDITIONAL FEATURES ES |  | ADDITIONAL FEATURES FR | [33 empty] | Production Completed
1056720 | Data Enrichment | STP_002 - 0002 | MKV | OK | 2022-07-13 | 2022-07-21 | [5 empty] | KELVDBC | OEM | NUT;CAT,1A1415 | NUT;MNFR:CATERPILLAR,PTNO:1A1415 | 1A1415 | 3000003 | CATERPILLAR | https://parts.cat.com/en/catcorp/1A-1415 |  | CATERPILLAR | 1A-1415 | [11 empty] | 31161727 | Hexagonal nuts | NUT | HEXAGON | TYPE |  | THREAD SIZE | 1-7/8 IN-12 TPI | THREAD TYPE |  | WIDTH ACROSS FLAT | 2-3/4 IN | MATERIAL | STEEL | MATERIAL SPECIFICATION | GR 8 | COATING/FINISH | PLAIN WITH CORROSION INHIBITOR OR BLACK OXIDE | HEIGHT | 0.75 IN | HAZARD CLASS |  | CERTIFICATION/STANDARD | ISO 898-2 | ADDITIONAL FEATURES EN |  | ADDITIONAL FEATURES ES |  | ADDITIONAL FEATURES FR | [33 empty] | Production Completed
1193416 | Data Enrichment | STP_002 - 0002 | MKV | OK | 2022-07-13 | 2022-07-21 | [5 empty] | KELVDBC | OEM | NUT;CAT,1A1935,10 PER PCKT | NUT;MNFR:CATERPILLAR,PTNO:1A1935,ADDITIONAL FEATURES EN:10 PER PACKET | 1A1935 | 3000003 | CATERPILLAR | https://parts.cat.com/en/catcorp/1A-1935 |  | CATERPILLAR | 1A-1935 | [11 empty] | 31161727 | Hexagonal nuts | NUT | HEXAGON | TYPE |  | THREAD SIZE | 1 IN-14 TPI | THREAD TYPE | UNF | WIDTH ACROSS FLAT | 1-1/2 IN | MATERIAL | STEEL | MATERIAL SPECIFICATION | GR 8 | COATING/FINISH | ZINC PHOSPHATE & OIL | HEIGHT | 0.86 IN | HAZARD CLASS |  | CERTIFICATION/STANDARD | SAE J995 | ADDITIONAL FEATURES EN | 10 PER PACKET | ADDITIONAL FEATURES ES |  | ADDITIONAL FEATURES FR | [33 empty] | Production Completed
1190632 | Data Enrichment | STP_002 - 0002 | MKV | OK | 2022-07-13 | 2022-07-21 | [5 empty] | KELVDBC | OEM | NUT;CAT,1A5666,7/8 IN-14TPI | NUT;MNFR:CATERPILLAR,PTNO:1A5666,ADDITIONAL FEATURES EN:7/8 IN-14TPI | 1A5666 | 3000003 | CATERPILLAR | https://parts.cat.com/en/catcorp/1A-5666 |  | CATERPILLAR | 1A-5666 | [11 empty] | 31161727 | Hexagonal nuts | NUT | HEXAGON | TYPE |  | THREAD SIZE | 7/8 IN-14 TPI | THREAD TYPE | UNF | WIDTH ACROSS FLAT | 1-5/16 IN | MATERIAL | STEEL | MATERIAL SPECIFICATION | GR 8 | COATING/FINISH | ZINC PHOSPHATE & OIL | HEIGHT | 0.75 IN | HAZARD CLASS |  | CERTIFICATION/STANDARD | SAE J995 | ADDITIONAL FEATURES EN |  | ADDITIONAL FEATURES ES |  | ADDITIONAL FEATURES FR | [33 empty] | Production Completed
1061740 | Data Enrichment | STP_002 - 0002 | MKV | OK | 2022-07-13 | 2022-07-21 | [5 empty] | KELVDBC | OEM | NUT;CAT,1D6306,1 IN-8 TPI | NUT;MNFR:CATERPILLAR,PTNO:1D6306,ADDITIONAL FEATURES EN:1 IN-8 TPI | 1D6306 | 3000003 | CATERPILLAR | https://parts.cat.com/en/catcorp/1D-6306 |  | CATERPILLAR | 1D-6306 | [11 empty] | 31161727 | Hexagonal nuts | NUT | HEXAGON | TYPE |  | THREAD SIZE | 1 IN-8 TPI | THREAD TYPE | UNC | WIDTH ACROSS FLAT | 1-1/2 IN | MATERIAL | STEEL | MATERIAL SPECIFICATION | GR 5 | COATING/FINISH |  | HEIGHT | 0.55 IN | HAZARD CLASS |  | CERTIFICATION/STANDARD | SAE J995 | ADDITIONAL FEATURES EN |  | ADDITIONAL FEATURES ES |  | ADDITIONAL FEATURES FR | [33 empty] | Production Completed
1061601 | Data Enrichment | STP_002 - 0002 | MKV | OK | 2022-07-13 | 2022-07-21 | [5 empty] | KELVDBCQ | OEM | NUT;CAT,1F7958,FULL,1/2 IN-13 TPI,TYP 1 | NUT;MNFR:CATERPILLAR,PTNO:1F7958,ADDITIONAL FEATURES EN:FULL,1/2 IN-13 TPI,TYPE 1 | 1F7958 | 3000003 | CATERPILLAR | https://parts.cat.com/en/catcorp/1F-7958 |  | CATERPILLAR | 1F-7958 | [11 empty] | 31161727 | Hexagonal nuts | NUT | HEXAGON | TYPE | TRACK | THREAD SIZE | 1/2 IN-13 TPI | THREAD TYPE | UNC | WIDTH ACROSS FLAT | 3/4 IN | MATERIAL | STEEL | MATERIAL SPECIFICATION | GR 8 | COATING/FINISH | ZINC PHOSPHATE & OIL | HEIGHT | 0.45 IN | HAZARD CLASS |  | CERTIFICATION/STANDARD | SAE J995 | ADDITIONAL FEATURES EN |  | ADDITIONAL FEATURES ES |  | ADDITIONAL FEATURES FR | [33 empty] | Production Completed
1047803 | Data Enrichment | STP_002 - 0002 | MKV | OK | 2022-07-13 | 2022-07-21 | [5 empty] | KELVDBC | OEM | NUT;CAT,2J3505,7/8 IN | NUT;MNFR:CATERPILLAR,PTNO:2J3505,ADDITIONAL FEATURES EN:7/8 IN | 2J3505 | 3000003 | CATERPILLAR | https://parts.cat.com/en/catcorp/2J-3505 |  | CATERPILLAR | 2J-3505 | [11 empty] | 31161727 | Hexagonal nuts | NUT | HEXAGON | TYPE |  | THREAD SIZE | 7/8 IN-9 TPI | THREAD TYPE |  | WIDTH ACROSS FLAT | 1-5/16 IN | MATERIAL | STEEL | MATERIAL SPECIFICATION | GR 8 | COATING/FINISH | ZINC PHOSPHATE & OIL | HEIGHT | 0.78 IN | HAZARD CLASS |  | CERTIFICATION/STANDARD | SAE J995 | ADDITIONAL FEATURES EN |  | ADDITIONAL FEATURES ES |  | ADDITIONAL FEATURES FR | [33 empty] | Production Completed
1195066 | Data Enrichment | STP_002 - 0002 | MKV | OK | 2022-07-13 | 2022-07-21 | [5 empty] | KELVDBC | OEM | NUT;CAT,2S0680,969674 | NUT;MNFR:CATERPILLAR,PTNO:2S0680,PTNO 1:969674 | 2S0680 | 3000003 | CATERPILLAR | https://parts.cat.com/en/catcorp/2S-0680 |  | CATERPILLAR | 2S-0680 | [11 empty] | 31161727 | Hexagonal nuts | NUT | HEXAGON | TYPE |  | THREAD SIZE | 1-1/4 IN-12 TPI | THREAD TYPE |  | WIDTH ACROSS FLAT | 1-5/16 IN | MATERIAL | STEEL | MATERIAL SPECIFICATION | GR 8 | COATING/FINISH | ZINC PLATED | HEIGHT | 0.76 IN | HAZARD CLASS |  | CERTIFICATION/STANDARD | SAE J995 | ADDITIONAL FEATURES EN |  | ADDITIONAL FEATURES ES |  | ADDITIONAL FEATURES FR | [33 empty] | Production Completed
1194489 | Data Enrichment | STP_002 - 0002 | MKV | OK | 2022-07-13 | 2022-07-21 | [5 empty] | KELVDBC | OEM | NUT;CAT,2Y5829,100 PER PCKT | NUT;MNFR:CATERPILLAR,PTNO:2Y5829,ADDITIONAL FEATURES EN:100 PER PACKET | 2Y5829 | 3000003 | CATERPILLAR | https://parts.cat.com/en/catcorp/2Y-5829 |  | CATERPILLAR | 2Y-5829 | [11 empty] | 31161727 | Hexagonal nuts | NUT | HEXAGON | TYPE |  | THREAD SIZE | M10 X 1.5 MM | THREAD TYPE | UNC | WIDTH ACROSS FLAT | 16 MM | MATERIAL | STEEL | MATERIAL SPECIFICATION | GR 12 | COATING/FINISH | ZINC PHOSPHATE & OIL | HEIGHT | 8 MM | HAZARD CLASS |  | CERTIFICATION/STANDARD | ISO 898-2 | ADDITIONAL FEATURES EN |  | ADDITIONAL FEATURES ES |  | ADDITIONAL FEATURES FR | [33 empty] | Production Completed
1056774 | Data Enrichment | STP_002 - 0002 | MKV | OK | 2022-07-13 | 2022-07-21 | [5 empty] | KELVDBC | OEM | NUT;CAT,3293356,M12 X 1.75 MM | NUT;MNFR:CATERPILLAR,PTNO:3293356,ADDITIONAL FEATURES EN:M12 X 1.75 MM | 3293356 | 3000003 | CATERPILLAR | https://parts.cat.com/en/catcorp/329-3356 |  | CATERPILLAR | 329-3356 | [11 empty] | 31161727 | Hexagonal nuts | NUT | HEXAGON | TYPE |  | THREAD SIZE | M12 X 1.75 MM | THREAD TYPE | UNC | WIDTH ACROSS FLAT | 18 MM | MATERIAL | STEEL | MATERIAL SPECIFICATION | GR 12 | COATING/FINISH | ZINC FLAKE | HEIGHT | 11 MM | HAZARD CLASS |  | CERTIFICATION/STANDARD | ISO 898-2 | ADDITIONAL FEATURES EN |  | ADDITIONAL FEATURES ES |  | ADDITIONAL FEATURES FR | [33 empty] | Production Completed
1057415 | Data Enrichment | STP_002 - 0002 | MKV | OK | 2022-07-13 | 2022-07-21 | [5 empty] | KELVDBC | OEM | NUT;CAT,3293700,FULL | NUT;MNFR:CATERPILLAR,PTNO:3293700,ADDITIONAL FEATURES EN:FULL | 3293700 | 3000003 | CATERPILLAR | https://parts.cat.com/en/catcorp/329-3700 |  | CATERPILLAR | 329-3700 | [11 empty] | 31161727 | Hexagonal nuts | NUT | HEXAGON | TYPE |  | THREAD SIZE | 7/8 IN-14 TPI | THREAD TYPE |  | WIDTH ACROSS FLAT | 1-5/16 IN | MATERIAL | STEEL | MATERIAL SPECIFICATION | GR 8 | COATING/FINISH | ZINC FLAKE | HEIGHT | 0.75 IN | HAZARD CLASS |  | CERTIFICATION/STANDARD | SAE J995 | ADDITIONAL FEATURES EN |  | ADDITIONAL FEATURES ES |  | ADDITIONAL FEATURES FR | [33 empty] | Production Completed
1056329 | Data Enrichment | STP_002 - 0002 | MKV | OK | 2022-07-13 | 2022-07-21 | [5 empty] | KELVDBC | OEM | NUT;CAT,3445675 | NUT;MNFR:CATERPILLAR,PTNO:3445675 | 3445675 | 3000003 | CATERPILLAR | https://parts.cat.com/en/catcorp/344-5675 |  | CATERPILLAR | 344-5675 | [11 empty] | 31161727 | Hexagonal nuts | NUT | HEXAGON | TYPE |  | THREAD SIZE | M10 X 1.5 MM | THREAD TYPE | UNC | WIDTH ACROSS FLAT | 16 MM | MATERIAL | STEEL | MATERIAL SPECIFICATION | GR 12 | COATING/FINISH | ZINC FLAKE | HEIGHT | 8 MM | HAZARD CLASS |  | CERTIFICATION/STANDARD | ISO 898-2 | ADDITIONAL FEATURES EN |  | ADDITIONAL FEATURES ES |  | ADDITIONAL FEATURES FR | [33 empty] | Production Completed
1055369 | Data Enrichment | STP_002 - 0002 | MKV | OK | 2022-07-13 | 2022-07-21 | [5 empty] | KELVDBCQ | OEM | NUT;CAT,3S1356,FULL,1-1/8 IN-12 TPI | NUT;MNFR:CATERPILLAR,PTNO:3S1356,ADDITIONAL FEATURES EN:FULL,1-1/8 IN-12 TPI | 3S1356 | 3000003 | CATERPILLAR | https://parts.cat.com/en/catcorp/3S-1356 |  | CATERPILLAR | 3S-1356 | [11 empty] | 31161727 | Hexagonal nuts | NUT | HEXAGON | TYPE |  | THREAD SIZE | 1-1/8 IN-12 TPI | THREAD TYPE |  | WIDTH ACROSS FLAT | 1-11/16 IN | MATERIAL | STEEL | MATERIAL SPECIFICATION | GR 8 | COATING/FINISH | ZINC PHOSPHATE & OIL | HEIGHT | 0.97 IN | HAZARD CLASS |  | CERTIFICATION/STANDARD | SAE J995 | ADDITIONAL FEATURES EN |  | ADDITIONAL FEATURES ES |  | ADDITIONAL FEATURES FR | [33 empty] | Production Completed
1056451 | Data Enrichment | STP_002 - 0002 | MKV | OK | 2022-07-13 | 2022-07-21 | [5 empty] | KELVDBC | OEM | NUT;CAT,3T0851 | NUT;MNFR:CATERPILLAR,PTNO:3T0851 | 3T0851 | 3000003 | CATERPILLAR | https://parts.cat.com/en/catcorp/3T-0851 |  | CATERPILLAR | 3T-0851 | [11 empty] | 31161716 | Locknuts | NUT | LOCK | TYPE |  | LOCKING METHOD | NYLON INSERT | THREAD SIZE | M5 X 0.8 MM | THREAD TYPE |  | WIDTH ACROSS FLAT | 8 MM | MATERIAL | STEEL | MATERIAL SPECIFICATION | GR 10 | COATING/FINISH | ZINC PLATED | HEIGHT | 7 MM | HAZARD CLASS |  | CERTIFICATION/STANDARD | ISO 898-2 | ADDITIONAL FEATURES EN |  | ADDITIONAL FEATURES ES |  | ADDITIONAL FEATURES FR | [31 empty] | Production Completed
1038208 | Data Enrichment | STP_002 - 0002 | MKV | OK | 2022-07-13 | 2022-07-21 | [5 empty] | KELVDBC | OEM | NUT;CAT,4K0367,FULL | NUT;MNFR:CATERPILLAR,PTNO:4K0367,ADDITIONAL FEATURES EN:FULL | 4K0367 | 3000003 | CATERPILLAR | https://parts.cat.com/en/catcorp/4K-0367 |  | CATERPILLAR | 4K-0367 | [11 empty] | 31161727 | Hexagonal nuts | NUT | HEXAGON | TYPE |  | THREAD SIZE | 5/8 IN-11 TPI | THREAD TYPE |  | WIDTH ACROSS FLAT | 15/16 IN | MATERIAL | STEEL | MATERIAL SPECIFICATION | GR 8 | COATING/FINISH | ZINC PHOSPHATE & OIL | HEIGHT | 0.56 IN | HAZARD CLASS |  | CERTIFICATION/STANDARD | SAE J995 | ADDITIONAL FEATURES EN |  | ADDITIONAL FEATURES ES |  | ADDITIONAL FEATURES FR | [33 empty] | Production Completed
1056851 | Data Enrichment | STP_002 - 0002 | MKV | OK | 2022-07-13 | 2022-07-21 | [5 empty] | KELVDBCQ | OEM | NUT;CAT,5C2874 | NUT;MNFR:CATERPILLAR,PTNO:5C2874 | 5C2874 | 3000003 | CATERPILLAR | https://parts.cat.com/en/catcorp/5C-2874 |  | CATERPILLAR | 5C-2874 | [11 empty] | 31161727 | Hexagonal nuts | NUT | HEXAGON | TYPE |  | THREAD SIZE | M5 X 0.8 MM | THREAD TYPE |  | WIDTH ACROSS FLAT | 8 MM | MATERIAL | STEEL | MATERIAL SPECIFICATION | GR 12 | COATING/FINISH | ZINC PLATED | HEIGHT | 5 MM | HAZARD CLASS |  | CERTIFICATION/STANDARD | ISO 898-2 | ADDITIONAL FEATURES EN |  | ADDITIONAL FEATURES ES |  | ADDITIONAL FEATURES FR | [33 empty] | Production Completed
1038584 | Data Enrichment | STP_002 - 0002 | MKV | OK | 2022-07-13 | 2022-07-21 | [5 empty] | KELVDBC | OEM | NUT;CAT,5C2890,M6 X 1 MM,TYP 1 | NUT;MNFR:CATERPILLAR,PTNO:5C2890,ADDITIONAL FEATURES EN:M6 X 1 MM,TYPE 1 | 5C2890 | 3000003 | CATERPILLAR | https://parts.cat.com/en/catcorp/5C-2890 |  | CATERPILLAR | 5C-2890 | [11 empty] | 31161727 | Hexagonal nuts | NUT | HEXAGON | TYPE |  | THREAD SIZE | M6 X 1 MM | THREAD TYPE | UNC | WIDTH ACROSS FLAT | 10 MM | MATERIAL | STEEL | MATERIAL SPECIFICATION | GR 12 | COATING/FINISH | ZINC PLATED | HEIGHT | 5 MM | HAZARD CLASS |  | CERTIFICATION/STANDARD | ISO 898-2 | ADDITIONAL FEATURES EN |  | ADDITIONAL FEATURES ES |  | ADDITIONAL FEATURES FR | [33 empty] | Production Completed
1139941 | Data Enrichment | STP_002 - 0002 | MKV | OK | 2022-07-13 | 2022-07-21 | [5 empty] | KELVDBC | OEM | NUT;CAT,5C8312,M4 X 0.7 MM THD,TYP 1 | NUT;MNFR:CATERPILLAR,PTNO:5C8312,ADDITIONAL FEATURES EN:M4 X 0.7 MM THREAD,TYPE 1 | 5C8312 | 3000003 | CATERPILLAR | https://parts.cat.com/en/catcorp/5C-8312 |  | CATERPILLAR | 5C-8312 | [11 empty] | 31161727 | Hexagonal nuts | NUT | HEXAGON | TYPE |  | THREAD SIZE | M4 X 0.7 MM | THREAD TYPE |  | WIDTH ACROSS FLAT | 7 MM | MATERIAL | STEEL | MATERIAL SPECIFICATION | GR 12 | COATING/FINISH | ZINC PLATING WITH TOPCOAT SEALER | HEIGHT | 3 MM | HAZARD CLASS |  | CERTIFICATION/STANDARD | ISO 898-2 | ADDITIONAL FEATURES EN |  | ADDITIONAL FEATURES ES |  | ADDITIONAL FEATURES FR | [33 empty] | Production Completed
1220747 | Data Enrichment | STP_002 - 0002 | MKV | OK | 2022-07-13 | 2022-07-21 | [5 empty] | KELVDBC | OEM | NUT;CAT,5D0765,FULL 1-5/16-12-THD | NUT;MNFR:CATERPILLAR,PTNO:5D0765,ADDITIONAL FEATURES EN:FULL 1-5/16-12-THD | 5D0765 | 3000003 | CATERPILLAR | https://parts.cat.com/en/catcorp/5D-0765 |  | CATERPILLAR | 5D-0765 | [11 empty] | 31161727 | Hexagonal nuts | NUT | HEXAGON | TYPE |  | THREAD SIZE | 1-5/16 IN-12 TPI | THREAD TYPE |  | WIDTH ACROSS FLAT | 1-3/4 IN | MATERIAL | STEEL | MATERIAL SPECIFICATION | GR 8 | COATING/FINISH | ZINC PLATED | HEIGHT | 1.22 IN | HAZARD CLASS |  | CERTIFICATION/STANDARD | SAE J995 | ADDITIONAL FEATURES EN |  | ADDITIONAL FEATURES ES |  | ADDITIONAL FEATURES FR | [33 empty] | Production Completed
1198977 | Data Enrichment | STP_002 - 0002 | MKV | OK | 2022-07-13 | 2022-07-21 | [5 empty] | KELVDBC | OEM | NUT;CAT,5P7970,M8 X 1.25 MM | NUT;MNFR:CATERPILLAR,PTNO:5P7970,ADDITIONAL FEATURES EN:M8 X 1.25 MM | 5P7970 | 3000003 | CATERPILLAR | https://parts.cat.com/en/catcorp/5P-7970 |  | CATERPILLAR | 5P-7970 | [11 empty] | 31161727 | Hexagonal nuts | NUT | HEXAGON | TYPE |  | THREAD SIZE | M8 X 1.25 MM | THREAD TYPE | UNC | WIDTH ACROSS FLAT | 13 MM | MATERIAL | STEEL | MATERIAL SPECIFICATION | GR 12 | COATING/FINISH | ZINC PHOSPHATE & OIL | HEIGHT | 7 MM | HAZARD CLASS |  | CERTIFICATION/STANDARD | ISO 898-2 | ADDITIONAL FEATURES EN |  | ADDITIONAL FEATURES ES |  | ADDITIONAL FEATURES FR | [33 empty] | Production Completed
1054655 | Data Enrichment | STP_002 - 0002 | MKV | OK | 2022-07-13 | 2022-07-22 | [5 empty] | KELVDBCQ | OEM | NUT;CAT,6B6682,FULL,3/4 IN-16 TPI | NUT;MNFR:CATERPILLAR,PTNO:6B6682,ADDITIONAL FEATURES EN:FULL,3/4 IN-16 TPI | 6B6682 | 3000003 | CATERPILLAR | https://parts.cat.com/en/catcorp/6B-6682 |  | CATERPILLAR | 6B-6682 | [11 empty] | 31161727 | Hexagonal nuts | NUT | HEXAGON | TYPE | TRACK | THREAD SIZE | 3/4 IN-16 TPI | THREAD TYPE |  | WIDTH ACROSS FLAT | 1-1/8 IN | MATERIAL | STEEL | MATERIAL SPECIFICATION | GR 8 | COATING/FINISH | ZINC PHOSPHATE & OIL | HEIGHT | 0.64 IN | HAZARD CLASS |  | CERTIFICATION/STANDARD | SAE J995 | ADDITIONAL FEATURES EN |  | ADDITIONAL FEATURES ES |  | ADDITIONAL FEATURES FR | [33 empty] | Production Completed
1284337 | Data Enrichment | STP_002 - 0002 | MKV | OK | 2022-07-13 | 2022-07-22 | [5 empty] | KELVDBC | OEM | NUT;CAT,6D5801 | NUT;MNFR:CATERPILLAR,PTNO:6D5801 | 6D5801 | 3000003 | CATERPILLAR | https://parts.cat.com/en/catcorp/6D-5801 |  | CATERPILLAR | 6D-5801 | [11 empty] | 31161727 | Hexagonal nuts | NUT | HEXAGON | TYPE |  | THREAD SIZE | 8 IN-32 TPI | THREAD TYPE | UNC | WIDTH ACROSS FLAT | 11/32 IN | MATERIAL | STEEL | MATERIAL SPECIFICATION | GR 8 | COATING/FINISH | ELECTROPLATED ZINC | HEIGHT | 0.23 IN | HAZARD CLASS |  | CERTIFICATION/STANDARD | SAE | ADDITIONAL FEATURES EN |  | ADDITIONAL FEATURES ES |  | ADDITIONAL FEATURES FR | [33 empty] | Production Completed
1208766 | Data Enrichment | STP_002 - 0002 | MKV | OK | 2022-07-13 | 2022-07-22 | [5 empty] | KELVDBC | OEM | NUT;CAT,6V5516 | NUT;MNFR:CATERPILLAR,PTNO:6V5516 | 6V5516 | 3000003 | CATERPILLAR | https://parts.cat.com/en/catcorp/6V-5516 |  | CATERPILLAR | 6V-5516 | [11 empty] | 31161727 | Hexagonal nuts | NUT | HEXAGON | TYPE |  | THREAD SIZE | 1-1/8 IN-12 TPI | THREAD TYPE |  | WIDTH ACROSS FLAT | 1-11/16 IN | MATERIAL | STEEL | MATERIAL SPECIFICATION | GR 8 | COATING/FINISH | ZINC PHOSPHATE & OIL | HEIGHT | 1.16 IN | HAZARD CLASS |  | CERTIFICATION/STANDARD | SAE J995 | ADDITIONAL FEATURES EN |  | ADDITIONAL FEATURES ES |  | ADDITIONAL FEATURES FR | [33 empty] | Production Completed
1056510 | Data Enrichment | STP_002 - 0002 | MKV | OK | 2022-07-13 | 2022-07-22 | [5 empty] | KELVDBC | OEM | NUT;CAT,6V7742 | NUT;MNFR:CATERPILLAR,PTNO:6V7742 | 6V7742 | 3000003 | CATERPILLAR | https://parts.cat.com/en/catcorp/6V-7742 |  | CATERPILLAR | 6V-7742 | [11 empty] | 31161727 | Hexagonal nuts | NUT | HEXAGON | TYPE |  | THREAD SIZE | M20 X 2.5 MM | THREAD TYPE | UNC | WIDTH ACROSS FLAT | 30 MM | MATERIAL | STEEL | MATERIAL SPECIFICATION | GR 12 | COATING/FINISH | ZINC PHOSPHATE & OIL | HEIGHT | 18 MM | HAZARD CLASS |  | CERTIFICATION/STANDARD | ISO 898-2 | ADDITIONAL FEATURES EN |  | ADDITIONAL FEATURES ES |  | ADDITIONAL FEATURES FR | [33 empty] | Production Completed
1061696 | Data Enrichment | STP_002 - 0002 | MKV | OK | 2022-07-13 | 2022-07-22 | [5 empty] | KELVDBCQ | OEM | NUT;CAT,6V8149,M12 X 1.75 MM,TYP 1 | NUT;MNFR:CATERPILLAR,PTNO:6V8149,ADDITIONAL FEATURES EN:M12 X 1.75 MM,TYPE 1 | 6V8149 | 3000003 | CATERPILLAR | https://parts.cat.com/en/catcorp/6V-8149 |  | CATERPILLAR | 6V-8149 | [11 empty] | 31161727 | Hexagonal nuts | NUT | HEXAGON | TYPE | TRACK | THREAD SIZE | M12 X 1.75 MM | THREAD TYPE | UNC | WIDTH ACROSS FLAT | 18 MM | MATERIAL | STEEL | MATERIAL SPECIFICATION | GR 12 | COATING/FINISH | ZINC PHOSPHATE & OIL | HEIGHT | 11 MM | HAZARD CLASS |  | CERTIFICATION/STANDARD | ISO 898-2 | ADDITIONAL FEATURES EN |  | ADDITIONAL FEATURES ES |  | ADDITIONAL FEATURES FR | [33 empty] | Production Completed
1209217 | Data Enrichment | STP_002 - 0002 | MKV | OK | 2022-07-13 | 2022-07-22 | [5 empty] | KELVDBC | OEM | NUT;CAT,6V8181 | NUT;MNFR:CATERPILLAR,PTNO:6V8181 | 6V8181 | 3000003 | CATERPILLAR | https://parts.cat.com/en/catcorp/6V-8181 |  | CATERPILLAR | 6V-8181 | [11 empty] | 31161727 | Hexagonal nuts | NUT | HEXAGON | TYPE | TRACK | THREAD SIZE | 5/8 IN-18 TPI | THREAD TYPE |  | WIDTH ACROSS FLAT | 15/16 IN | MATERIAL | STEEL | MATERIAL SPECIFICATION | GR 8 | COATING/FINISH |  | HEIGHT | 0.55 IN | HAZARD CLASS |  | CERTIFICATION/STANDARD | SAE J995 | ADDITIONAL FEATURES EN |  | ADDITIONAL FEATURES ES |  | ADDITIONAL FEATURES FR | [33 empty] | Production Completed
1060219 | Data Enrichment | STP_002 - 0002 | MKV | OK | 2022-07-13 | 2022-07-22 | [5 empty] | KELVDBCQ | OEM | NUT;CAT,6V8182,3/4 IN-10 TPI | NUT;MNFR:CATERPILLAR,PTNO:6V8182,ADDITIONAL FEATURES EN:3/4 IN-10 TPI | 6V8182 | 3000003 | CATERPILLAR | https://parts.cat.com/en/catcorp/6V-8182 |  | CATERPILLAR | 6V-8182 | [11 empty] | 31161727 | Hexagonal nuts | NUT | HEXAGON | TYPE | TRACK | THREAD SIZE | 3/4 IN-10 TPI | THREAD TYPE | UNC | WIDTH ACROSS FLAT | 1-1/8 IN | MATERIAL | STEEL | MATERIAL SPECIFICATION | GR 8 | COATING/FINISH | ZINC PLATED | HEIGHT | 0.66 IN | HAZARD CLASS |  | CERTIFICATION/STANDARD | SAE J995 | ADDITIONAL FEATURES EN |  | ADDITIONAL FEATURES ES |  | ADDITIONAL FEATURES FR | [33 empty] | Production Completed
1059960 | Data Enrichment | STP_002 - 0002 | MKV | OK | 2022-07-13 | 2022-07-22 | [5 empty] | KELVDBC | OEM | NUT;CAT,6V8185 | NUT;MNFR:CATERPILLAR,PTNO:6V8185 | 6V8185 | 3000003 | CATERPILLAR | https://parts.cat.com/en/catcorp/6V-8185 |  | CATERPILLAR | 6V-8185 | [11 empty] | 31161727 | Hexagonal nuts | NUT | HEXAGON | TYPE |  | THREAD SIZE | 1/4 IN-20 TPI | THREAD TYPE | UNC | WIDTH ACROSS FLAT | 7/16 IN | MATERIAL | STEEL | MATERIAL SPECIFICATION | GR 8 | COATING/FINISH | ZINC PLATED | HEIGHT | 0.23 IN | HAZARD CLASS |  | CERTIFICATION/STANDARD | SAE J995 | ADDITIONAL FEATURES EN |  | ADDITIONAL FEATURES ES |  | ADDITIONAL FEATURES FR | [33 empty] | Production Completed
1055308 | Data Enrichment | STP_002 - 0002 | MKV | OK | 2022-07-13 | 2022-07-22 | [5 empty] | KELVDBCQ | OEM | NUT;CAT,6V8188,1/2 IN-13 TPI,TYP 1 | NUT;MNFR:CATERPILLAR,PTNO:6V8188,ADDITIONAL FEATURES EN:1/2 IN-13 TPI,TYPE 1 | 6V8188 | 3000003 | CATERPILLAR | https://parts.cat.com/en/catcorp/6V-8188 |  | CATERPILLAR | 6V-8188 | [11 empty] | 31161727 | Hexagonal nuts | NUT | HEXAGON | TYPE | TRACK | THREAD SIZE | 1/2 IN-13 TPI | THREAD TYPE | UNC | WIDTH ACROSS FLAT | 3/4 IN | MATERIAL | STEEL | MATERIAL SPECIFICATION | GR 8 | COATING/FINISH | ZINC PLATED | HEIGHT | 0.45 IN | HAZARD CLASS |  | CERTIFICATION/STANDARD | SAE J995 | ADDITIONAL FEATURES EN |  | ADDITIONAL FEATURES ES |  | ADDITIONAL FEATURES FR | [33 empty] | Production Completed
1056482 | Data Enrichment | STP_002 - 0002 | MKV | OK | 2022-07-13 | 2022-07-22 | [5 empty] | KELVDBCQ | OEM | NUT;CAT,6V8189,5/16 IN-18 TPI | NUT;MNFR:CATERPILLAR,PTNO:6V8189,ADDITIONAL FEATURES EN:5/16 IN-18 TPI | 6V8189 | 3000003 | CATERPILLAR | https://parts.cat.com/en/catcorp/6V-8189 |  | CATERPILLAR | 6V-8189 | [11 empty] | 31161727 | Hexagonal nuts | NUT | HEXAGON | TYPE |  | THREAD SIZE | 5/16 IN-18 TPI | THREAD TYPE | UNC | WIDTH ACROSS FLAT | 1/2 IN | MATERIAL | STEEL | MATERIAL SPECIFICATION | GR 8 | COATING/FINISH | ZINC PLATED | HEIGHT | 0.27 IN | HAZARD CLASS |  | CERTIFICATION/STANDARD | SAE J995 | ADDITIONAL FEATURES EN |  | ADDITIONAL FEATURES ES |  | ADDITIONAL FEATURES FR | [33 empty] | Production Completed
1054893 | Data Enrichment | STP_002 - 0002 | MKV | OK | 2022-07-13 | 2022-07-22 | [5 empty] | KELVDBC | OEM | NUT;CAT,6V8225,M6 X 1 MM,TYP 1 | NUT;MNFR:CATERPILLAR,PTNO:6V8225,ADDITIONAL FEATURES EN:M6 X 1 MM,TYPE 1 | 6V8225 | 3000003 | CATERPILLAR | https://parts.cat.com/en/catcorp/6V-8225 |  | CATERPILLAR | 6V-8225 | [11 empty] | 31161727 | Hexagonal nuts | NUT | HEXAGON | TYPE |  | THREAD SIZE | M6 X 1 MM | THREAD TYPE | UNC | WIDTH ACROSS FLAT | 10 MM | MATERIAL | STEEL | MATERIAL SPECIFICATION | GR 12 | COATING/FINISH | ZINC PHOSPHATE & OIL | HEIGHT | 5 MM | HAZARD CLASS |  | CERTIFICATION/STANDARD | ISO 898-2 | ADDITIONAL FEATURES EN |  | ADDITIONAL FEATURES ES |  | ADDITIONAL FEATURES FR | [33 empty] | Production Completed
1194474 | Data Enrichment | STP_002 - 0002 | MKV | OK | 2022-07-13 | 2022-07-22 | [5 empty] | KELVDBC | OEM | NUT;CAT,6V8231,10 PER PCKT | NUT;MNFR:CATERPILLAR,PTNO:6V8231,ADDITIONAL FEATURES EN:10 PER PACKET | 6V8231 | 3000003 | CATERPILLAR | https://parts.cat.com/en/catcorp/6V-8231 |  | CATERPILLAR | 6V-8231 | [11 empty] | 31161727 | Hexagonal nuts | NUT | HEXAGON | TYPE |  | THREAD SIZE | M10 X 1.25 MM | THREAD TYPE |  | WIDTH ACROSS FLAT | 16 MM | MATERIAL | STEEL | MATERIAL SPECIFICATION | GR 12 | COATING/FINISH | ZINC PHOSPHATE & OIL | HEIGHT | 9 MM | HAZARD CLASS |  | CERTIFICATION/STANDARD | ISO 898-2 | ADDITIONAL FEATURES EN | 10 PER PACKET | ADDITIONAL FEATURES ES |  | ADDITIONAL FEATURES FR | [33 empty] | Production Completed
1055104 | Data Enrichment | STP_002 - 0002 | MKV | OK | 2022-07-13 | 2022-07-22 | [5 empty] | KELVDBCQ | OEM | NUT;CAT,6V8801,3/8 IN-16 TPI,TYP 1 | NUT;MNFR:CATERPILLAR,PTNO:6V8801,ADDITIONAL FEATURES EN:3/8 IN-16 TPI,TYPE 1 | 6V8801 | 3000003 | CATERPILLAR | https://parts.cat.com/en/catcorp/6V-8801 |  | CATERPILLAR | 6V-8801 | [11 empty] | 31161727 | Hexagonal nuts | NUT | HEXAGON | TYPE |  | THREAD SIZE | 3/8 IN-16 TPI | THREAD TYPE | UNC | WIDTH ACROSS FLAT | 9/16 IN | MATERIAL | STEEL | MATERIAL SPECIFICATION | GR 8 | COATING/FINISH | ZINC PLATED | HEIGHT | 0.34 IN | HAZARD CLASS |  | CERTIFICATION/STANDARD | SAE J995 | ADDITIONAL FEATURES EN |  | ADDITIONAL FEATURES ES |  | ADDITIONAL FEATURES FR | [33 empty] | Production Completed
1061043 | Data Enrichment | STP_002 - 0002 | MKV | OK | 2022-07-13 | 2022-07-22 | [5 empty] | KELVDBC | OEM | NUT;CAT,7H7539 | NUT;MNFR:CATERPILLAR,PTNO:7H7539 | 7H7539 | 3000003 | CATERPILLAR | https://parts.cat.com/en/catcorp/7H-7539 |  | CATERPILLAR | 7H-7539 | [11 empty] | 31161727 | Hexagonal nuts | NUT | HEXAGON | TYPE |  | THREAD SIZE | 1 1/4 IN-12 TPI | THREAD TYPE | UNF | WIDTH ACROSS FLAT | 1-7/8 IN | MATERIAL | STEEL | MATERIAL SPECIFICATION | GR 8 | COATING/FINISH | ZINC PHOSPHATE & OIL | HEIGHT | 1.06 IN | HAZARD CLASS |  | CERTIFICATION/STANDARD | SAE J995 | ADDITIONAL FEATURES EN |  | ADDITIONAL FEATURES ES |  | ADDITIONAL FEATURES FR | [33 empty] | Production Completed
1216509 | Data Enrichment | STP_002 - 0002 | MKV | OK | 2022-07-13 | 2022-07-22 | [5 empty] | KELVDBCQ | OEM | NUT;CAT,7X0447,7X-0447 | NUT;MNFR:CATERPILLAR,PTNO:7X0447,ADDITIONAL FEATURES EN:7X-0447 | 7X0447 | 3000003 | CATERPILLAR | https://parts.cat.com/en/catcorp/7X-0447 |  | CATERPILLAR | 7X-0447 | [11 empty] | 31161727 | Hexagonal nuts | NUT | HEXAGON | TYPE |  | THREAD SIZE | 7/16 IN-14 TPI | THREAD TYPE | UNC | WIDTH ACROSS FLAT | 11/16 IN | MATERIAL | STEEL | MATERIAL SPECIFICATION | GR 8 | COATING/FINISH | ZINC PLATED | HEIGHT | 0.34 IN | HAZARD CLASS |  | CERTIFICATION/STANDARD | SAE J995 | ADDITIONAL FEATURES EN |  | ADDITIONAL FEATURES ES |  | ADDITIONAL FEATURES FR | [33 empty] | Production Completed
1055528 | Data Enrichment | STP_002 - 0002 | MKV | OK | 2022-07-13 | 2022-07-22 | [5 empty] | KELVDBC | OEM | NUT;CAT,7X0448,5/8 IN-11 TPI | NUT;MNFR:CATERPILLAR,PTNO:7X0448,ADDITIONAL FEATURES EN:5/8 IN-11 TPI | 7X0448 | 3000003 | CATERPILLAR | https://parts.cat.com/en/catcorp/7X-0448 |  | CATERPILLAR | 7X-0448 | [11 empty] | 31161727 | Hexagonal nuts | NUT | HEXAGON | TYPE | TRACK | THREAD SIZE | 5/8 IN-11 TPI | THREAD TYPE | UNC | WIDTH ACROSS FLAT | 15/16 IN | MATERIAL | STEEL | MATERIAL SPECIFICATION | GR 8 | COATING/FINISH | ZINC PLATED | HEIGHT | 0.56 IN | HAZARD CLASS |  | CERTIFICATION/STANDARD | SAE J995 | ADDITIONAL FEATURES EN |  | ADDITIONAL FEATURES ES |  | ADDITIONAL FEATURES FR | [33 empty] | Production Completed
1056555 | Data Enrichment | STP_002 - 0002 | MKV | OK | 2022-07-13 | 2022-07-22 | [5 empty] | KELVDBC | OEM | NUT;CAT,7X0449 | NUT;MNFR:CATERPILLAR,PTNO:7X0449 | 7X0449 | 3000003 | CATERPILLAR | https://parts.cat.com/en/catcorp/7X-0449 |  | CATERPILLAR | 7X-0449 | [11 empty] | 31161727 | Hexagonal nuts | NUT | HEXAGON | TYPE |  | THREAD SIZE | 7/8 IN-9 TPI | THREAD TYPE | UNC | WIDTH ACROSS FLAT | 1-5/16 IN | MATERIAL | STEEL | MATERIAL SPECIFICATION | GR 8 | COATING/FINISH | ZINC PLATED | HEIGHT | 0.78 IN | HAZARD CLASS |  | CERTIFICATION/STANDARD | SAE J995 | ADDITIONAL FEATURES EN |  | ADDITIONAL FEATURES ES |  | ADDITIONAL FEATURES FR | [33 empty] | Production Completed
1222427 | Data Enrichment | STP_002 - 0002 | MKV | OK | 2022-07-13 | 2022-07-22 | [5 empty] | KELVDBC | OEM | NUT;CAT,7X0452,FULL 7X-0452 | NUT;MNFR:CATERPILLAR,PTNO:7X0452,ADDITIONAL FEATURES EN:FULL 7X-0452 | 7X0452 | 3000003 | CATERPILLAR | https://parts.cat.com/en/catcorp/7X-0452 |  | CATERPILLAR | 7X-0452 | [11 empty] | 31161727 | Hexagonal nuts | NUT | HEXAGON | TYPE |  | THREAD SIZE | 1 1/2 IN-6 TPI | THREAD TYPE | UNC | WIDTH ACROSS FLAT | 2-1/4 IN | MATERIAL | STEEL | MATERIAL SPECIFICATION | GR 8 | COATING/FINISH | ZINC PLATED | HEIGHT | 1.32 IN | HAZARD CLASS |  | CERTIFICATION/STANDARD | SAE J995 | ADDITIONAL FEATURES EN |  | ADDITIONAL FEATURES ES |  | ADDITIONAL FEATURES FR | [33 empty] | Production Completed
1055231 | Data Enrichment | STP_002 - 0002 | MKV | OK | 2022-07-13 | 2022-07-22 | [5 empty] | KELVDBCQ | OEM | NUT;CAT,7X0851,M24 X 3 MM,TYP 2 | NUT;MNFR:CATERPILLAR,PTNO:7X0851,ADDITIONAL FEATURES EN:M24 X 3 MM,TYPE 2 | 7X0851 | 3000003 | CATERPILLAR | https://parts.cat.com/en/catcorp/7X-0851 |  | CATERPILLAR | 7X-0851 | [11 empty] | 31161727 | Hexagonal nuts | NUT | HEXAGON | TYPE |  | THREAD SIZE | M24 X 3 MM | THREAD TYPE | UNC | WIDTH ACROSS FLAT | 36 MM | MATERIAL | STEEL | MATERIAL SPECIFICATION | GR 12 | COATING/FINISH | ZINC PHOSPHATE & OIL | HEIGHT | 22 MM | HAZARD CLASS |  | CERTIFICATION/STANDARD | ISO 898-2 | ADDITIONAL FEATURES EN |  | ADDITIONAL FEATURES ES |  | ADDITIONAL FEATURES FR | [33 empty] | Production Completed
1061230 | Data Enrichment | STP_002 - 0002 | MKV | OK | 2022-07-13 | 2022-07-22 | [5 empty] | KELVDBC | OEM | NUT;CAT,7X3374,FULL,1/2 IN-20 TPI | NUT;MNFR:CATERPILLAR,PTNO:7X3374,ADDITIONAL FEATURES EN:FULL,1/2 IN-20 TPI | 7X3374 | 3000003 | CATERPILLAR | https://parts.cat.com/en/catcorp/7X-3374 |  | CATERPILLAR | 7X-3374 | [11 empty] | 31161727 | Hexagonal nuts | NUT | HEXAGON | TYPE |  | THREAD SIZE | 1/2 IN-20 TPI | THREAD TYPE |  | WIDTH ACROSS FLAT | 3/4 IN | MATERIAL | STEEL | MATERIAL SPECIFICATION | GR 8 | COATING/FINISH | ZINC PLATED | HEIGHT | 0.44 IN | HAZARD CLASS |  | CERTIFICATION/STANDARD | SAE J995 | ADDITIONAL FEATURES EN |  | ADDITIONAL FEATURES ES |  | ADDITIONAL FEATURES FR | [33 empty] | Production Completed
1222872 | Data Enrichment | STP_002 - 0002 | MKV | OK | 2022-07-13 | 2022-07-22 | [5 empty] | KELVDBC | OEM | NUT;CAT,8C4032,8C-4032 | NUT;MNFR:CATERPILLAR,PTNO:8C4032,ADDITIONAL FEATURES EN:8C-4032 | 8C4032 | 3000003 | CATERPILLAR | https://parts.cat.com/en/catcorp/8C-4032 |  | CATERPILLAR | 8C-4032 | [11 empty] | 31161727 | Hexagonal nuts | NUT | HEXAGON | TYPE |  | THREAD SIZE | M36 X 4 MM | THREAD TYPE | UNC | WIDTH ACROSS FLAT | 55 MM | MATERIAL | STEEL | MATERIAL SPECIFICATION | GR 12 | COATING/FINISH | ZINC PHOSPHATE & OIL | HEIGHT | 31 MM | HAZARD CLASS |  | CERTIFICATION/STANDARD | ISO 898-2 | ADDITIONAL FEATURES EN |  | ADDITIONAL FEATURES ES |  | ADDITIONAL FEATURES FR | [33 empty] | Production Completed
1057563 | Data Enrichment | STP_002 - 0002 | MKV | OK | 2022-07-13 | 2022-07-22 | [5 empty] | KELVDBC | OEM | NUT;CAT,8C8722,M30 X 3.5 MM | NUT;MNFR:CATERPILLAR,PTNO:8C8722,ADDITIONAL FEATURES EN:M30 X 3.5 MM | 8C8722 | 3000003 | CATERPILLAR | https://parts.cat.com/en/catcorp/8C-8722 |  | CATERPILLAR | 8C-8722 | [11 empty] | 31161727 | Hexagonal nuts | NUT | HEXAGON | TYPE |  | THREAD SIZE | M30 X 3.5 MM | THREAD TYPE | UNC | WIDTH ACROSS FLAT | 46 MM | MATERIAL | STEEL | MATERIAL SPECIFICATION | GR 12 | COATING/FINISH | ZINC FLAKE | HEIGHT | 26 MM | HAZARD CLASS |  | CERTIFICATION/STANDARD | ISO 898-2 | ADDITIONAL FEATURES EN |  | ADDITIONAL FEATURES ES |  | ADDITIONAL FEATURES FR | [33 empty] | Production Completed
1190921 | Data Enrichment | STP_002 - 0002 | MKV | OK | 2022-07-13 | 2022-07-22 | [5 empty] | KELVDBC | OEM | NUT;CAT,8H3390 | NUT;MNFR:CATERPILLAR,PTNO:8H3390 | 8H3390 | 3000003 | CATERPILLAR | https://parts.cat.com/en/catcorp/8H-3390 |  | CATERPILLAR | 8H-3390 | [11 empty] | 31161727 | Hexagonal nuts | NUT | HEXAGON | TYPE |  | THREAD SIZE | 1 1/2 IN-12 TPI | THREAD TYPE | UNF | WIDTH ACROSS FLAT | 2-1/4 IN | MATERIAL | STEEL | MATERIAL SPECIFICATION | GR 8 | COATING/FINISH | ZINC PHOSPHATE & OIL | HEIGHT | 1.28 IN | HAZARD CLASS |  | CERTIFICATION/STANDARD | SAE J995 | ADDITIONAL FEATURES EN |  | ADDITIONAL FEATURES ES |  | ADDITIONAL FEATURES FR | [33 empty] | Production Completed
1058724 | Data Enrichment | STP_002 - 0002 | MKV | OK | 2022-07-13 | 2022-07-22 | [5 empty] | KELVDBCQ | OEM | NUT;CAT,8T1583 | NUT;MNFR:CATERPILLAR,PTNO:8T1583 | 8T1583 | 3000003 | CATERPILLAR | https://parts.cat.com/en/catcorp/8T-1583 |  | CATERPILLAR | 8T-1583 | [11 empty] | 31161727 | Hexagonal nuts | NUT | HEXAGON | TYPE |  | THREAD SIZE | M30 X 3.5 MM | THREAD TYPE | UNC | WIDTH ACROSS FLAT | 46 MM | MATERIAL | STEEL | MATERIAL SPECIFICATION | GR 12 | COATING/FINISH | ZINC PHOSPHATE & OIL | HEIGHT | 26 MM | HAZARD CLASS |  | CERTIFICATION/STANDARD | ISO 898-2 | ADDITIONAL FEATURES EN |  | ADDITIONAL FEATURES ES |  | ADDITIONAL FEATURES FR | [33 empty] | Production Completed
1215442 | Data Enrichment | STP_002 - 0002 | MKV | OK | 2022-07-13 | 2022-07-22 | [5 empty] | KELVDBC | OEM | NUT;CAT,8T1757,8T-1757/098-7230/152-1254 | NUT;MNFR:CATERPILLAR,PTNO:8T1757,ADDITIONAL FEATURES EN:8T-1757/098-7230/152-1254 | 8T1757 | 3000003 | CATERPILLAR | https://parts.cat.com/en/catcorp/8T-1757 |  | CATERPILLAR | 8T-1757 | [11 empty] | 31161727 | Hexagonal nuts | NUT | HEXAGON | TYPE | TRACK | THREAD SIZE | M16 X 2 MM | THREAD TYPE | UNC | WIDTH ACROSS FLAT | 24 MM | MATERIAL | STEEL | MATERIAL SPECIFICATION | GR 12 | COATING/FINISH | ZINC PHOSPHATE & OIL | HEIGHT | 15 MM | HAZARD CLASS |  | CERTIFICATION/STANDARD | ISO 898-2 | ADDITIONAL FEATURES EN |  | ADDITIONAL FEATURES ES |  | ADDITIONAL FEATURES FR | [33 empty] | Production Completed
1055396 | Data Enrichment | STP_002 - 0002 | MKV | OK | 2022-07-13 | 2022-07-22 | [5 empty] | KELVDBC | OEM | NUT;CAT,8T4001,M24 X 3 MM | NUT;MNFR:CATERPILLAR,PTNO:8T4001,ADDITIONAL FEATURES EN:M24 X 3 MM | 8T4001 | 3000003 | CATERPILLAR | https://parts.cat.com/en/catcorp/8T-4001 |  | CATERPILLAR | 8T-4001 | [11 empty] | 31161727 | Hexagonal nuts | NUT | HEXAGON | TYPE | TRACK | THREAD SIZE | M24 X 3 MM | THREAD TYPE | UNC | WIDTH ACROSS FLAT | 55 MM | MATERIAL | STEEL | MATERIAL SPECIFICATION |  | COATING/FINISH | ZINC FLAKE | HEIGHT | 22 MM | HAZARD CLASS |  | CERTIFICATION/STANDARD | ISO 898-2 | ADDITIONAL FEATURES EN |  | ADDITIONAL FEATURES ES |  | ADDITIONAL FEATURES FR | [33 empty] | Production Completed
1047755 | Data Enrichment | STP_002 - 0002 | MKV | OK | 2022-07-13 | 2022-07-22 | [5 empty] | KELVDBCQ | OEM | NUT;CAT,8T4132,M16 X 2 MM,TYP 2 | NUT;MNFR:CATERPILLAR,PTNO:8T4132,ADDITIONAL FEATURES EN:M16 X 2 MM,TYPE 2 | 8T4132 | 3000003 | CATERPILLAR | https://parts.cat.com/en/catcorp/8T-4132 |  | CATERPILLAR | 8T-4132 | [11 empty] | 31161727 | Hexagonal nuts | NUT | HEXAGON | TYPE | TRACK | THREAD SIZE | M16 X 2 MM | THREAD TYPE | UNC | WIDTH ACROSS FLAT | 24 MM | MATERIAL | STEEL | MATERIAL SPECIFICATION | GR 12 | COATING/FINISH | ZINC FLAKE | HEIGHT | 15 MM | HAZARD CLASS |  | CERTIFICATION/STANDARD | ISO 898-2 | ADDITIONAL FEATURES EN |  | ADDITIONAL FEATURES ES |  | ADDITIONAL FEATURES FR | [33 empty] | Production Completed
1048485 | Data Enrichment | STP_002 - 0002 | MKV | OK | 2022-07-13 | 2022-07-22 | [5 empty] | KELVDBCQ | OEM | NUT;CAT,8T4244,TRK HD HEX THD DIA M12 | NUT;MNFR:CATERPILLAR,PTNO:8T4244,ADDITIONAL FEATURES EN:TRACK HEAD HEX THREAD DIAMETER M12 THREAD PITCH 1.75 MM ZINC PLATED | 8T4244 | 3000003 | CATERPILLAR | https://parts.cat.com/en/catcorp/8T-4244 |  | CATERPILLAR | 8T-4244 | [11 empty] | 31161727 | Hexagonal nuts | NUT | HEXAGON | TYPE | TRACK | THREAD SIZE | M12 X 1.75 MM | THREAD TYPE | UNC | WIDTH ACROSS FLAT | 18 MM | MATERIAL | STEEL | MATERIAL SPECIFICATION | GR 12 | COATING/FINISH | ZINC PLATED | HEIGHT | 11 MM | HAZARD CLASS |  | CERTIFICATION/STANDARD | ISO 898-2 | ADDITIONAL FEATURES EN |  | ADDITIONAL FEATURES ES |  | ADDITIONAL FEATURES FR | [33 empty] | Production Completed
1206071 | Data Enrichment | STP_002 - 0002 | MKV | OK | 2022-07-13 | 2022-07-22 | [5 empty] | KELVDBC | OEM | NUT;CAT,8T7781,8T-7781 | NUT;MNFR:CATERPILLAR,PTNO:8T7781,ADDITIONAL FEATURES EN:8T-7781 | 8T7781 | 3000003 | CATERPILLAR | https://parts.cat.com/en/catcorp/8T-7781 |  | CATERPILLAR | 8T-7781 | [11 empty] | 31161727 | Hexagonal nuts | NUT | HEXAGON | TYPE |  | THREAD SIZE | 2 IN-8 TPI | THREAD TYPE |  | WIDTH ACROSS FLAT | 3 MM | MATERIAL | STEEL | MATERIAL SPECIFICATION | GR 8 | COATING/FINISH | ZINC PHOSPHATE & OIL | HEIGHT | 1.5 IN | HAZARD CLASS |  | CERTIFICATION/STANDARD | SAE J995 | ADDITIONAL FEATURES EN |  | ADDITIONAL FEATURES ES |  | ADDITIONAL FEATURES FR | [33 empty] | Production Completed
1208515 | Data Enrichment | STP_002 - 0002 | MKV | OK | 2022-07-13 | 2022-07-22 | [5 empty] | KELVDBC | OEM | NUT;CAT,8T8549,8T-8549 | NUT;MNFR:CATERPILLAR,PTNO:8T8549,ADDITIONAL FEATURES EN:8T-8549 | 8T8549 | 3000003 | CATERPILLAR | https://parts.cat.com/en/catcorp/8T-8549 |  | CATERPILLAR | 8T-8549 | [11 empty] | 31161716 | Locknuts | LOCK | NUT_LOCK | TYPE |  | LOCKING METHOD | NYLON INSERT | THREAD SIZE | M12 X 1.75 MM | THREAD TYPE |  | WIDTH ACROSS FLAT | 18 MM | MATERIAL | STEEL | MATERIAL SPECIFICATION | GR 10 | COATING/FINISH | ZINC PLATED | HEIGHT | 15 MM | HAZARD CLASS |  | CERTIFICATION/STANDARD | ISO 898-2 | ADDITIONAL FEATURES EN |  | ADDITIONAL FEATURES ES |  | ADDITIONAL FEATURES FR | [31 empty] | Production Completed
1204192 | Data Enrichment | STP_002 - 0002 | MKV | OK | 2022-07-13 | 2022-07-22 | [5 empty] | KELVDBC | OEM | NUT;CAT,9S1354,10 PER PCKT | NUT;MNFR:CATERPILLAR,PTNO:9S1354,ADDITIONAL FEATURES EN:10 PER PACKET | 9S1354 | 3000003 | CATERPILLAR | https://parts.cat.com/en/catcorp/9S-1354 |  | CATERPILLAR | 9S-1354 | [11 empty] | 31161727 | Hexagonal nuts | NUT | HEXAGON | TYPE |  | THREAD SIZE | 5/8 IN-18 TPI | THREAD TYPE |  | WIDTH ACROSS FLAT | 15/16 IN | MATERIAL | STEEL | MATERIAL SPECIFICATION | GR 8 | COATING/FINISH | ZINC PLATED | HEIGHT | 0.37 IN | HAZARD CLASS |  | CERTIFICATION/STANDARD | SAE J995 | ADDITIONAL FEATURES EN |  | ADDITIONAL FEATURES ES | 10 PER PACKET | ADDITIONAL FEATURES FR | [33 empty] | Production Completed
1038600 | Data Enrichment | STP_002 - 0002 | MKV | OK | 2022-07-13 | 2022-07-22 | [5 empty] | KELVDBCQ | OEM | NUT;CAT,9S8752,FULL,3/8 IN-16 TPI,TYP 1 | NUT;MNFR:CATERPILLAR,PTNO:9S8752,ADDITIONAL FEATURES EN:FULL,3/8 IN-16 TPI,TYPE 1 | 9S8752 | 3000003 | CATERPILLAR | https://parts.cat.com/en/catcorp/9S-8752 |  | CATERPILLAR | 9S-8752 | [11 empty] | 31161727 | Hexagonal nuts | NUT | HEXAGON | TYPE |  | THREAD SIZE | 3/8 IN-16 TPI | THREAD TYPE | UNC | WIDTH ACROSS FLAT | 9/16 IN | MATERIAL | STEEL | MATERIAL SPECIFICATION | GR 8 | COATING/FINISH | ZINC PHOSPHATE & OIL | HEIGHT | 0.34 IN | HAZARD CLASS |  | CERTIFICATION/STANDARD | SAE J995 | ADDITIONAL FEATURES EN |  | ADDITIONAL FEATURES ES |  | ADDITIONAL FEATURES FR | [33 empty] | Production Completed
1189566 | Data Enrichment | STP_002 - 0002 | MKV | OK | 2022-07-13 | 2022-07-22 | N/M BASED ON WEBSOURCE |  |  |  |  | KELVDBCQ | OEM | PLUG;CAT,3739000,FOR CABLE REPAIR,CAT | PLUG;MNFR:CATERPILLAR,PTNO:3739000,ADDITIONAL FEATURES EN:FOR CABLE REPAIR,MNFR:01)CATERPILLAR,PTNO:01)4196348 | 3739000 | 3000003 | CATERPILLAR | https://parts.cat.com/en/catcorp/419-6348 |  | CATERPILLAR | 373-9000 | CATERPILLAR | 419-6348 | [9 empty] | 31171509 | Sleeve bearings | BEARING | SLEEVE | TYPE | STRAIGHT | INSIDE DIAMETER | 18.36 IN | OUTSIDE DIAMETER | 19.05 IN | LENGTH | 10.24 IN | MATERIAL | PLASTIC | HAZARD CLASS |  | CERTIFICATION/STANDARD |  | ADDITIONAL FEATURES EN |  | ADDITIONAL FEATURES ES |  | ADDITIONAL FEATURES FR | [39 empty] | Production Completed
1287078 | Data Enrichment | STP_002 - 0002 | MKV | OK | 2022-07-13 | 2022-07-22 | [5 empty] | KDELBCV | #N/A | PLUG;SCKT,6 TO 8 MM,CLMPNG SCRW,POLYMR | PLUG;TYPE:SOCKET,SIZE:6 TO 8 MM,END CONNECTION:CLAMPING SCREW,MATERIAL:POLYMER,MNFR:FESTO,PTNO:MSSD-EB | MSSD-EB | 1031504 | FESTO | https://www.festo.com/us/en/a/151687/ | https://www.festo.com/ca/en/a/download-document/datasheet/151687 | FESTO | MSSD-EB | [11 empty] | 40141616 | Valve parts or accessories | PLUG | VALVE | VALVE SIZE |  | PLUG MATERIAL | POLYMER,NBR | SIZE | 6 TO 8 MM | FLOW RATING |  | PRESSURE RANGE |  | HAZARD CLASS |  | CERTIFICATION/STANDARD | IEC 60529 | ADDITIONAL FEATURES EN |  | ADDITIONAL FEATURES ES |  | ADDITIONAL FEATURES FR | [39 empty] | Production Completed
1208147 | Data Enrichment | STP_002 - 0002 | MKV | OK | 2022-07-13 | 2022-07-22 | [5 empty] | KELVDBC |  | RELAY,ELCTROMAG;INDL CTRL,3 A,24 VDC | RELAY,ELECTROMAGNET;TYPE:INDUSTRIAL CONTROL,CURRENT RATING:3 A,VOLTAGE RATING:250 VAC,125 VDC,COIL VOLTAGE:24 VDC,CONTACT CONFIGURATION:4PDT,SIZE:WD 21.5 X LG 42.4 X HT 28 MM,TEMPERATURE RATING:-55 TO 70 DEG C,ADDITIONAL FEATURES EN:MNFR SAFTRONICS (PTY) LTD PTNO MY4-24DC,PTNO CRLY8703 |  |  |  | https://www.tme.com/in/en/details/my4-24dc/industrial-electromagnetic-relays/omron/my4-24vdc-s/ |  | SAFTRONICS (PTY) LTD | MY4-24DC | [11 empty] | 39122315 | Electromagnetic relay | RELAY | ELECTROMAGNET | TYPE | INDUSTRIAL CONTROL | CURRENT RATING | 3 A | VOLTAGE RATING | 250 VAC,125 VDC | COIL VOLTAGE | 24 VDC | CONTACT CONFIGURATION | 4PDT | MOUNTING TYPE | SOCKET | TERMINAL TYPE |  | CONTACT MATERIAL |  | SIZE | WD 21.5 X LG 42.4 X HT 28 MM | TEMPERATURE RATING | -55 TO 70 DEG C | HAZARD CLASS |  | CERTIFICATION/STANDARD |  | ADDITIONAL FEATURES EN |  | ADDITIONAL FEATURES ES |  | ADDITIONAL FEATURES FR | [29 empty] | Production Completed
1211528 | Data Enrichment | STP_002 - 0002 | MKV | OK | 2022-07-13 | 2022-07-22 | [5 empty] | KELVDBC |  | RELAY,ELCTROMAG;PWR,10 A,250 VAC,30 VDC | RELAY,ELECTROMAGNET;TYPE:POWER,CURRENT RATING:10 A,VOLTAGE RATING:250 VAC,30 VDC,COIL VOLTAGE:24 VAC,CONTACT CONFIGURATION:DPDT,MOUNTING TYPE:SOCKET,TERMINAL TYPE:QUICK CONNECT,CONTACT MATERIAL:SILVER NICKEL,TEMPERATURE RATING:-40 TO 85 DEG C,CERTIFICATION/STANDARD:ROHS,ADDITIONAL FEATURES EN:PROST 1 TON PROST WHEEL BRIDGE:,MNFR:FINDER,PTNO:55.32.8.024.004 | 55.32.8.024.004 |  |  | https://www.tme.com/in/en/details/55.32.8.024.004/industrial-electromagnetic-relays/finder/55-32-8-024-0040/ |  | FINDER | 55.32.8.024.004 | [11 empty] | 39122315 | Electromagnetic relay | RELAY | ELECTROMAGNET | TYPE | POWER | CURRENT RATING | 10 A | VOLTAGE RATING | 250 VAC,30 VDC | COIL VOLTAGE | 24 VAC | CONTACT CONFIGURATION | DPDT | MOUNTING TYPE | SOCKET | TERMINAL TYPE | QUICK CONNECT | CONTACT MATERIAL | SILVER NICKEL | SIZE |  | TEMPERATURE RATING | -40 TO 85 DEG C | HAZARD CLASS |  | CERTIFICATION/STANDARD | ROHS | ADDITIONAL FEATURES EN | PROST 1 TON PROST WHEEL BRIDGE | ADDITIONAL FEATURES ES |  | ADDITIONAL FEATURES FR | [29 empty] | Production Completed
1347951 | Data Enrichment | STP_002 - 0002 | MKV | OK | 2022-07-13 | 2022-07-22 | [5 empty] | KEDLBVC | MNFR | RELAY,PROTEC;SCHN,A9R11291,DIFFERENTIAL | RELAY,PROTECTIVE;MNFR:SCHNEIDER INC,PTNO:A9R11291,TYPE:DIFFERENTIAL,CONTACT RATING:240 VAC,CURRENT RATING:87.5-150 A,VOLTAGE RATING:24-240 V,TERMINAL TYPE:SCREW,FREQUENCY RATING:50/60 HZ,MOUNTING TYPE:DIN RAIL,SIZE:WD 36 X LG 91 X DP 73.5MM | A9R11291 | 3000344 | SCHNEIDER | https://www.se.com/ww/en/product/A9R11291/acti9-iid-rccb-2p-100a-30ma-type-ac/ | https://www.se.com/ww/en/product/download-pdf/A9R11291 | SCHNEIDER | A9R11291 | [11 empty] | 39122300 | Electrical relays and accessories | RELAY | PROTECTIVE | TYPE | DIFFERENTIAL | CONTACT RATING | 240 VAC | CURRENT RATING | 87.5-150 A | VOLTAGE RATING | 24-240 V | SETTING RANGE |  | TERMINAL TYPE | SCREW | CONTACT CONFIGURATION |  | NUMBER OF POLES | 2 | NUMBER OF PHASE |  | FREQUENCY RATING | 50/60 HZ | TRIP CLASS |  | DISPLAY TYPE |  | MOUNTING TYPE | DIN RAIL | CONTACT MATERIAL |  | SIZE | WD 36 X LG 91 X DP 73.5MM | HAZARD CLASS |  | CERTIFICATION/STANDARD | EN/IEC 61008-1 | ADDITIONAL FEATURES EN |  | ADDITIONAL FEATURES ES |  | ADDITIONAL FEATURES FR | [19 empty] | Production Completed
1199205 | Data Enrichment | STP_002 - 0002 | MKV | OK | 2022-07-13 | 2022-07-22 | [5 empty] | KELVDBC | #N/A | RELAY,PWR;AMT,24 VDC,3 P,3PDT,250 VAC,30 | RELAY,POWER;TYPE:ARMATURE,COIL VOLTAGE:24 VDC,NUMBER OF POLES:3,CONTACT CONFIGURATION:3PDT,CONTACT VOLTAGE RATING:250 VAC,30 VDC,CONTACT CURRENT RATING:10/5 A RESISTIVE,7 A INDUCTIVE,MAX SWITCHING VOLTAGE:250 VAC/DC,MAX SWITCHING CURRENT:10 A,MOUNTING TYPE:SOCKET,SIZE:WD 34.5 X HT 52.5 X DP 34.5 MM,TERMINAL TYPE:PLUG-IN,MATERIAL:SILVER TIN INDIUM,CERTIFICATION/STANDARD:IEC,ROHS,UL,ADDITIONAL FEATU | MKS3PI-5 | 1033878 | OMRON | https://industrial.omron.eu/en/products/MKS3PI-5-12VDC | https://industrial.omron.eu/en/products/MKS3PI-5-12VDC.pdf | OMRON | MKS3PI-5 | [11 empty] | 39122324 | Power relay | RELAY | POWER | TYPE | ARMATURE | COIL VOLTAGE | 24 VDC | NUMBER OF POLES | 3 | CONTACT CONFIGURATION | 3PDT | CONTACT VOLTAGE RATING | 250 VAC,30 VDC | CONTACT CURRENT RATING | 10/5 A RESISTIVE,7 A INDUCTIVE | MAX SWITCHING VOLTAGE | 250 VAC/DC | MAX SWITCHING CURRENT | 10 A | MOUNTING TYPE | SOCKET | FREQUENCY RATING |  | SIZE | WD 34.5 X HT 52.5 X DP 34.5 MM | TERMINAL TYPE | PLUG-IN | MATERIAL | SILVER TIN INDIUM | HAZARD CLASS |  | CERTIFICATION/STANDARD | IEC,ROHS,UL | ADDITIONAL FEATURES EN |  | ADDITIONAL FEATURES ES |  | ADDITIONAL FEATURES FR | [23 empty] | Production Completed
1215740 | Data Enrichment | STP_002 - 0002 | MKV | OK | 2022-07-13 | 2022-07-22 | [5 empty] | KELVDBC |  | RELAY,PWR;GENRLPRPS,24 VDC,2 P,DPDT,250 | RELAY,POWER;TYPE:GENERAL PURPOSE,COIL VOLTAGE:24 VDC,NUMBER OF POLES:2,CONTACT CONFIGURATION:DPDT,CONTACT VOLTAGE RATING:250 VAC,30 VDC,CONTACT CURRENT RATING:10 A,MAX SWITCHING VOLTAGE:250/400 VAC,MOUNTING TYPE:SOCKET,TERMINAL TYPE:QUICK CONNECT,MATERIAL:SILVER NICKEL,CERTIFICATION/STANDARD:CE,CSA,ROHS,UL,MNFR:FINDER,PTNO:55.32.9.024.0040 | 55.32.9.024.0040 |  |  | https://www.tme.com/in/en/details/55.32.9.024.004/industrial-electromagnetic-relays/finder/55-32-9-024-0040/ |  | FINDER | 55.32.9.024.0040 | [11 empty] | 39122324 | Power relay | RELAY | POWER | TYPE | GENERAL PURPOSE | COIL VOLTAGE | 24 VDC | NUMBER OF POLES | 2 | CONTACT CONFIGURATION | DPDT | CONTACT VOLTAGE RATING | 250 VAC,30 VDC | CONTACT CURRENT RATING | 10 A | MAX SWITCHING VOLTAGE | 250/400 VAC | MAX SWITCHING CURRENT |  | MOUNTING TYPE | SOCKET | FREQUENCY RATING |  | SIZE |  | TERMINAL TYPE | QUICK CONNECT | MATERIAL | SILVER NICKEL | HAZARD CLASS |  | CERTIFICATION/STANDARD | CE,CSA,ROHS,UL | ADDITIONAL FEATURES EN |  | ADDITIONAL FEATURES ES |  | ADDITIONAL FEATURES FR | [23 empty] | Production Completed
1218768 | Data Enrichment | STP_002 - 0002 | MKV | OK | 2022-07-13 | 2022-07-22 | [5 empty] | KELVDBC |  | RELAY,PWR;INDL,230 VAC,3 P,3PDT,250 VAC | RELAY,POWER;TYPE:INDUSTRIAL,COIL VOLTAGE:230 VAC,NUMBER OF POLES:3,CONTACT CONFIGURATION:3PDT,CONTACT VOLTAGE RATING:250 VAC,CONTACT CURRENT RATING:16 A,MAX SWITCHING VOLTAGE:250/400 VAC,MOUNTING TYPE:PLUG-IN,FREQUENCY RATING:50/60 HZ,TERMINAL TYPE:QUICK CONNECT,MATERIAL:SILVER CADMIUM OXIDE,CERTIFICATION/STANDARD:ROHS,UL,CSA,CE,VDE,ADDITIONAL FEATURES EN:GEBE,MNFR:FINDER,PTNO:62.33.8.230 | 62.33.8.230 |  |  | https://www.digikey.in/en/products/detail/finder-relays,-inc./62.33.8.230.0040/10055979?cur=INR&lang=en&utm_adgroup=General&utm_source=google&utm_medium=cpc&utm_campaign=Dynamic%20Search_EN_Product&utm_term=&productid=&gclid=Cj0KCQjwlemWBhDUARIsAFp1rLUg0mYHizyNkYmB35UrOjzlBZXfuC2q77oTbGBafS5vF4-iS0t0CzsaAjbUEALw_wcB |  | FINDER | 62.33.8.230 | [11 empty] | 39122324 | Power relay | RELAY | POWER | TYPE | INDUSTRIAL | COIL VOLTAGE | 230 VAC | NUMBER OF POLES | 3 | CONTACT CONFIGURATION | 3PDT | CONTACT VOLTAGE RATING | 250 VAC | CONTACT CURRENT RATING | 16 A | MAX SWITCHING VOLTAGE | 250/400 VAC | MAX SWITCHING CURRENT |  | MOUNTING TYPE | PLUG-IN | FREQUENCY RATING | 50/60 HZ | SIZE |  | TERMINAL TYPE | QUICK CONNECT | MATERIAL | SILVER CADMIUM OXIDE | HAZARD CLASS |  | CERTIFICATION/STANDARD | CE,CSA,ROHS,UL,VDE | ADDITIONAL FEATURES EN | GEBE | ADDITIONAL FEATURES ES |  | ADDITIONAL FEATURES FR | [23 empty] | Production Completed
1196958 | Data Enrichment | STP_002 - 0002 | MKV | OK | 2022-07-13 | 2022-07-22 | [5 empty] | KELVDBC |  | RELAY,PWR;INDL,24 VAC,3 P,3PDT,250 VAC | RELAY,POWER;TYPE:INDUSTRIAL,COIL VOLTAGE:24 VAC,NUMBER OF POLES:3,CONTACT CONFIGURATION:3PDT,CONTACT VOLTAGE RATING:250 VAC,CONTACT CURRENT RATING:16 A,MAX SWITCHING VOLTAGE:250/400 VAC,MOUNTING TYPE:PLUG-IN,FREQUENCY RATING:50/60 HZ,TERMINAL TYPE:QUICK CONNECT,MATERIAL:SILVER CADMIUM OXIDE,CERTIFICATION/STANDARD:ROHS,UL,CSA,CE,VDE,ADDITIONAL FEATURES EN:1 GEBE,MNFR:FINDER,PTNO:62.33.8.024 | 62.33.8.024 |  |  | https://www.digikey.com/en/products/detail/finder-relays-inc/62-33-8-024-0040/10055975 |  | FINDER | 62.33.8.024 | [11 empty] | 39122324 | Power relay | RELAY | POWER | TYPE | INDUSTRIAL | COIL VOLTAGE | 24 VAC | NUMBER OF POLES | 3 | CONTACT CONFIGURATION | 3PDT | CONTACT VOLTAGE RATING | 250 VAC | CONTACT CURRENT RATING | 16 A | MAX SWITCHING VOLTAGE | 250/400 VAC | MAX SWITCHING CURRENT |  | MOUNTING TYPE | PLUG-IN | FREQUENCY RATING | 50/60 HZ | SIZE |  | TERMINAL TYPE | QUICK CONNECT | MATERIAL | SILVER CADMIUM OXIDE | HAZARD CLASS |  | CERTIFICATION/STANDARD | CE,CSA,ROHS,UL,VDE | ADDITIONAL FEATURES EN |  | ADDITIONAL FEATURES ES |  | ADDITIONAL FEATURES FR | [23 empty] | Production Completed
1212790 | Data Enrichment | STP_002 - 0002 | MKV | OK | 2022-07-13 | 2022-07-22 | [5 empty] | KELVDBC | #N/A | RELAY;110 VAC,110-690 V,3 NO-2 NC,SCHN | RELAY;COIL RATING:110 VAC,CONTACT RATING:110-690 V,CONTACT CONFIGURATION:3 NO-2 NC,MNFR:SCHNEIDER ELECTRIC,PTNO:TESYS CAD32FT | TESYS CAD32FT | 1034747 | SCHNEIDER ELECTRIC | https://in.element14.com/schneider-electric/cad32f7/relay-3no-2nc-600vac-10a/dp/3621753 | https://media.distributordatasolutions.com/schneider2/2021q1/documents/f1bce4db7d95e47f77632fbf28c02f7c09f4e7f4.pdf | SCHNEIDER ELECTRIC | TESYS CAD32FT | [11 empty] | 39122300 | Electrical relays and accessories | RELAY | NO MODIFIER | TYPE |  | COIL RATING | 110 VAC | CONTACT RATING | 110-690 V | CONTACT CONFIGURATION | 3 NO-2 NC | NUMBER OF POLES |  | CONTACT MATERIAL |  | TERMINAL TYPE |  | MOUNTING TYPE |  | SIZE |  | ENCLOSURE |  | HAZARD CLASS |  | CERTIFICATION/STANDARD |  | ADDITIONAL FEATURES EN |  | ADDITIONAL FEATURES ES |  | ADDITIONAL FEATURES FR | [29 empty] | Production Completed
1205812 | Data Enrichment | STP_002 - 0002 | MKV | OK | 2022-07-13 | 2022-07-22 | [5 empty] | KELVDBC |  | RELAY;120 VAC,7 A,250 V,5 MA,0.12 W,4PDT | RELAY;COIL RATING:120 VAC,7 A,CONTACT RATING:250 V,5 MA,0.12 W,CONTACT CONFIGURATION:4PDT,NUMBER OF POLES:4,CONTACT MATERIAL:SILVER NICKEL,MOUNTING TYPE:PLUG-IN,SIZE:WD 20.7 X HT 42.8 MM,CERTIFICATION/STANDARD:CE,RINA,CRUS,NF,VDE,ADDITIONAL FEATURES EN:-40 TO 85 DEG C,THERMIX CAN,MNFR:FINDER,PTNO:55.34-120 | 55.34-120 |  |  | https://www.digikey.in/en/products/detail/finder-relays-inc/55-34-9-024-0040/10055920?utm_adgroup=Relays&utm_source=google&utm_medium=cpc&utm_campaign=Dynamic%20Search_EN_Product&utm_term=&productid=&gclid=Cj0KCQjwlemWBhDUARIsAFp1rLWRhNkjtU9EnYUGsOrRxsP7MSep93rtaJkBST34wQP2XqDyCIAV8eEaAivsEALw_wcB |  | FINDER | 55.34-120 | [11 empty] | 39122300 | Electrical relays and accessories | RELAY | NO MODIFIER | TYPE |  | COIL RATING | 120 VAC,7 A | CONTACT RATING | 250 V,5 MA,0.12 W | CONTACT CONFIGURATION | 4PDT | NUMBER OF POLES | 4 | CONTACT MATERIAL | SILVER NICKEL | TERMINAL TYPE |  | MOUNTING TYPE | PLUG-IN | SIZE | WD 20.7 X HT 42.8 MM | ENCLOSURE |  | HAZARD CLASS |  | CERTIFICATION/STANDARD | CE,RINA,CRUS,NF,VDE | ADDITIONAL FEATURES EN | -40 TO 85 DEG C,THERMIX CAN | ADDITIONAL FEATURES ES |  | ADDITIONAL FEATURES FR | [29 empty] | Production Completed
1185567 | Data Enrichment | STP_002 - 0002 | MKV | OK | 2022-07-13 | 2022-07-22 | [5 empty] | KELVDBC | #N/A | RELAY;3-PH MONITORING,208-480 VAC,8 A AT | RELAY;TYPE:3-PH MONITORING,COIL RATING:208-480 VAC,CONTACT RATING:8 A AT 250 VAC,5 A AT 24 VDC,CONTACT CONFIGURATION:SPDT,NUMBER OF POLES:1,TERMINAL TYPE:SCREW CLAMP,MOUNTING TYPE:DIN RAIL,SIZE:WD 22.5 X HT 80 X DP 99.5 MM,ENCLOSURE:IP20,CERTIFICATION/STANDARD:CE,CSA,UL,ADDITIONAL FEATURES EN:PHASE SEQUENCE 3 MONITORING,MNFR:CARLO GAVAZZI CANADA INC,PTNO:DPA01CM44 | DPA01CM44 | 1030265 | CARLO GAVAZZI CANADA INC | https://www.onlinecomponents.com/en/carlo-gavazzi/dpa01cm44-11052939.html?ref=searchads360feed&utm_term=DPA01CM44&gclid=Cj0KCQjwlemWBhDUARIsAFp1rLXPpH97OHR0UiEFcTCl_S7fpJb8mA1-H8KPBCuuNNwcPZKu3CVJPkgaAv-uEALw_wcB&gclsrc=aw.ds |  | CARLO GAVAZZI CANADA INC | DPA01CM44 | [11 empty] | 39122300 | Electrical relays and accessories | RELAY | NO MODIFIER | TYPE | 3-PH MONITORING | COIL RATING | 208-480 VAC | CONTACT RATING | 8 A AT 250 VAC,5 A AT 24 VDC | CONTACT CONFIGURATION | SPDT | NUMBER OF POLES | 1 | CONTACT MATERIAL |  | TERMINAL TYPE | SCREW CLAMP | MOUNTING TYPE | DIN RAIL | SIZE | WD 22.5 X HT 80 X DP 99.5 MM | ENCLOSURE | IP20 | HAZARD CLASS |  | CERTIFICATION/STANDARD | CE,CSA,UL | ADDITIONAL FEATURES EN | PHASE SEQUENCE 3 MONITORING | ADDITIONAL FEATURES ES |  | ADDITIONAL FEATURES FR | [29 empty] | Production Completed
1197014 | Data Enrichment | STP_002 - 0002 | MKV | OK | 2022-07-13 | 2022-07-22 | [5 empty] | KELVDBC | #N/A | RELAY;3-PH NETWRK CTRL,290-484 V,250 VAC | RELAY;TYPE:3-PH NETWORK CONTROL,COIL RATING:290-484 V,CONTACT RATING:250 VAC,3 A,CONTACT CONFIGURATION:1 NO-1 NC,NUMBER OF POLES:3,CONTACT MATERIAL:SILVER NICKEL,TERMINAL TYPE:SCREW CLAMP,MOUNTING TYPE:RAIL,SIZE:WD 22.5 X HT 78 X DP 80 MM,ENCLOSURE:IP20/50,CERTIFICATION/STANDARD:CSA,EN,GL,IEC 60255-6,UL,ADDITIONAL FEATURES EN:ZELIO,T RANGE 38,MNFR:SCHNEIDER ELECTRIC,PTNO:RM4TA02 | RM4TA02 | 1034747 | SCHNEIDER ELECTRIC | https://www.se.com/ww/en/product/RM4TA02/threephase-network-control-relay-rm4t-range-380-500-v/ | https://www.se.com/ww/en/product/download-pdf/RM4TA02 | SCHNEIDER ELECTRIC | RM4TA02 | [11 empty] | 39122300 | Electrical relays and accessories | RELAY | NO MODIFIER | TYPE | 3-PH NETWORK CONTROL | COIL RATING | 290-484 V | CONTACT RATING | 250 VAC,3 A | CONTACT CONFIGURATION | 1 NO-1 NC | NUMBER OF POLES | 3 | CONTACT MATERIAL | SILVER NICKEL | TERMINAL TYPE | SCREW CLAMP | MOUNTING TYPE | RAIL | SIZE | WD 22.5 X HT 78 X DP 80 MM | ENCLOSURE | IP20/50 | HAZARD CLASS |  | CERTIFICATION/STANDARD | UL,CSA,GL,EN/IEC 60255-6 | ADDITIONAL FEATURES EN | ZELIO,T RANGE 38 | ADDITIONAL FEATURES ES |  | ADDITIONAL FEATURES FR | [29 empty] | Production Completed
1186092 | Data Enrichment | STP_002 - 0002 | MKV | OK | 2022-07-13 | 2022-07-22 | [5 empty] | KELVDBC | OEM | RELAY;ABB,1SAM250000R1004,RELAIS | RELAY;MNFR:ABB,PTNO:1SAM250000R1004,ADDITIONAL FEATURES EN:RELAIS ACTUATEUR 10T MS116-0 63550 VAC | 1SAM250000R1004 | 3000014 | ABB | https://new.abb.com/products/1SAM250000R1004/ms116-0-63 |  | ABB | 1SAM250000R1004 | [11 empty] | 39122300 | Electrical relays and accessories | RELAY | NO MODIFIER | TYPE |  | COIL RATING | 230 VAC | CONTACT RATING |  | CONTACT CONFIGURATION |  | NUMBER OF POLES | 3 | CONTACT MATERIAL |  | TERMINAL TYPE | SCREW | MOUNTING TYPE | DIN RAIL | SIZE |  | ENCLOSURE | IP10,1P20 | HAZARD CLASS |  | CERTIFICATION/STANDARD | IEC/EN 60947-1,IEC/EN 60947-2,IEC/EN 60947-4-1,UL 60947-1,UL 60947-4-1 | ADDITIONAL FEATURES EN | RELAIS ACTUATEUR 10T MS116-0 63550 VAC | ADDITIONAL FEATURES ES |  | ADDITIONAL FEATURES FR | [29 empty] | Production Completed
1239039 | Data Enrichment | STP_002 - 0002 | MKV | OK | 2022-07-13 | 2022-07-22 | [5 empty] | KDELBVC | OEM | RELAY;ABB,1SBH136001R2122,ABB,NFZ22E-21 | RELAY;MNFR:ABB,PTNO:1SBH136001R2122,MNFR 1:ABB,PTNO 1:NFZ22E-21,ADDITIONAL FEATURES EN:CONTACTOR | 1SBH136001R2122 | 3000014 | ABB | https://new.abb.com/products/1SBH136001R2122/nfz22e-21 |  | ABB | 1SBH136001R2122 | ABB | NFZ22E-21 | [9 empty] | 39122300 | Electrical relays and accessories | RELAY | NO MODIFIER | TYPE | CONTACTOR | COIL RATING | 220 VAC | CONTACT RATING |  | CONTACT CONFIGURATION |  | NUMBER OF POLES | 4 | CONTACT MATERIAL |  | TERMINAL TYPE | SCREW | MOUNTING TYPE | DIN RAIL | SIZE | WD 45 X HT 86 X DP 77 MM | ENCLOSURE | IP20 | HAZARD CLASS |  | CERTIFICATION/STANDARD | IEC 60947-5-1 and EN 60947-5-1, UL 508, CSA C22.2 N°14 | ADDITIONAL FEATURES EN |  | ADDITIONAL FEATURES ES |  | ADDITIONAL FEATURES FR | [29 empty] | Production Completed
1239021 | Data Enrichment | STP_002 - 0002 | MKV | OK | 2022-07-13 | 2022-07-22 | [5 empty] | KDELBVC | OEM | RELAY;ABB,1SBH136001R2322,ABB,NFZ22E-23 | RELAY;MNFR:ABB,PTNO:1SBH136001R2322,MNFR 1:ABB,PTNO 1:NFZ22E-23,ADDITIONAL FEATURES EN:CONTACTOR | 1SBH136001R2322 | 3000014 | ABB | https://new.abb.com/products/1SBH136001R2322/nfz22e-23 |  | ABB | 1SBH136001R2322 | ABB | NFZ22E-23 | [9 empty] | 39122300 | Electrical relays and accessories | RELAY | NO MODIFIER | TYPE | CONTACTOR | COIL RATING | 24 VAC | CONTACT RATING |  | CONTACT CONFIGURATION |  | NUMBER OF POLES | 4 | CONTACT MATERIAL |  | TERMINAL TYPE | SCREW | MOUNTING TYPE | DIN RAIL | SIZE | WD 45 X HT 86 X DP 77 MM | ENCLOSURE | IP20 | HAZARD CLASS |  | CERTIFICATION/STANDARD | IEC 60947-5-1 and EN 60947-5-1, UL 508, CSA C22.2 N°14 | ADDITIONAL FEATURES EN |  | ADDITIONAL FEATURES ES |  | ADDITIONAL FEATURES FR | [29 empty] | Production Completed
1189914 | Data Enrichment | STP_002 - 0002 | MKV | OK | 2022-07-13 | 2022-07-22 | [5 empty] | KELVDBC | OEM | RELAY;ABB,1SVR405622R7100,110 V AC | RELAY;MNFR:ABB,PTNO:1SVR405622R7100,ADDITIONAL FEATURES EN:110 V AC CR-U110AC3L UNI 110 VAC 3C/O LED AA W63LU | 1SVR405622R7100 | 3000014 | ABB | https://new.abb.com/products/1SVR405622R7100/cr-u110ac3l |  | ABB | 1SVR405622R7100 | [11 empty] | 39122300 | Electrical relays and accessories | RELAY | NO MODIFIER | TYPE |  | COIL RATING | 250 V,10 A | CONTACT RATING |  | CONTACT CONFIGURATION |  | NUMBER OF POLES |  | CONTACT MATERIAL |  | TERMINAL TYPE |  | MOUNTING TYPE | DIN RAIL | SIZE |  | ENCLOSURE |  | HAZARD CLASS |  | CERTIFICATION/STANDARD |  | ADDITIONAL FEATURES EN |  | ADDITIONAL FEATURES ES |  | ADDITIONAL FEATURES FR | [29 empty] | Production Completed
1214708 | Data Enrichment | STP_002 - 0002 | MKV | OK | 2022-07-13 | 2022-07-22 | [5 empty] | KELVDBC | OEM | RELAY;ABB,CM-PVS,4.1 S,3 PHASE | RELAY;MNFR:ABB,PTNO:CM-PVS,ADDITIONAL FEATURES EN:4.1 S,3 PHASE MONITORING,2 C/O,0.1 TO 30 S,L1-L2-L3-3X300-500VAC | CM-PVS | 3000014 | ABB | https://new.abb.com/products/1SVR430794R3300/cm-pvs |  | ABB | CM-PVS | [11 empty] | 39122300 | Electrical relays and accessories | RELAY | NO MODIFIER | TYPE | PHASE MONITORING | COIL RATING | 300VAC | CONTACT RATING |  | CONTACT CONFIGURATION |  | NUMBER OF POLES |  | CONTACT MATERIAL |  | TERMINAL TYPE |  | MOUNTING TYPE |  | SIZE | WD 22.5 X HT 78 X DP 100 MM | ENCLOSURE |  | HAZARD CLASS |  | CERTIFICATION/STANDARD |  | ADDITIONAL FEATURES EN |  | ADDITIONAL FEATURES ES |  | ADDITIONAL FEATURES FR | [29 empty] | Production Completed
1192071 | Data Enrichment | STP_002 - 0002 | MKV | OK | 2022-07-13 | 2022-07-22 | [5 empty] | KELVDBC | OEM | RELAY;ABB,MY2N 100/120VAC(S),OMRON MY2N | RELAY;MNFR:ABB,PTNO:MY2N 100/120VAC(S),ADDITIONAL FEATURES EN:OMRON MY2N 100/120 VAC S T11-ATPA M -191 KTOELEC SHAFT 1 | MY2N 100/120VAC(S) | 3000014 | ABB | https://in.element14.com/omron/my2n-100-120acs/relay-dpdt-250vac-30vdc-10a/dp/186338 |  | ABB | MY2N 100/120VAC(S) | [11 empty] | 39122300 | Electrical relays and accessories | RELAY | NO MODIFIER | TYPE |  | COIL RATING |  | CONTACT RATING |  | CONTACT CONFIGURATION |  | NUMBER OF POLES |  | CONTACT MATERIAL |  | TERMINAL TYPE |  | MOUNTING TYPE |  | SIZE |  | ENCLOSURE |  | HAZARD CLASS |  | CERTIFICATION/STANDARD |  | ADDITIONAL FEATURES EN | OMRON MY2N 100/120 VAC S T11-ATPA M -191 KTOELEC SHAFT 1 | ADDITIONAL FEATURES ES |  | ADDITIONAL FEATURES FR | [29 empty] | Production Completed
1221946 | Data Enrichment | STP_002 - 0002 | MKV | OK | 2022-07-13 | 2022-07-22 | [5 empty] | KELVDBC | OEM | RELAY;ABB,MY4N 100/110VDC(S),OMRON MY4N | RELAY;MNFR:ABB,PTNO:MY4N 100/110VDC(S),ADDITIONAL FEATURES EN:OMRON MY4N 100/110 VDC S T11-ATPA M -191 KTOELEC SHAFT 1 | MY4N 100/110VDC(S) | 3000014 | ABB | https://www.onlinecomponents.com/en/omron-industrial/my4ndc100110s-42342499.html?ref=searchads360feed&utm_term=MY4NDC100110S&gclid=Cj0KCQjwlemWBhDUARIsAFp1rLWnozEzTghOZs7-svOCED1XMFTwwIb4ZYaGWHtQb0wm4qCDpFajfz8aAgmFEALw_wcB&gclsrc=aw.ds |  | ABB | MY4N 100/110VDC(S) | [11 empty] | 39122300 | Electrical relays and accessories | RELAY | NO MODIFIER | TYPE |  | COIL RATING | 100,110 V | CONTACT RATING |  | CONTACT CONFIGURATION |  | NUMBER OF POLES |  | CONTACT MATERIAL |  | TERMINAL TYPE |  | MOUNTING TYPE | SOCKET | SIZE |  | ENCLOSURE |  | HAZARD CLASS |  | CERTIFICATION/STANDARD |  | ADDITIONAL FEATURES EN | OMRON MY4N 100/110 VDC S T11-ATPA M -191 KTOELEC SHAFT 1 | ADDITIONAL FEATURES ES |  | ADDITIONAL FEATURES FR | [29 empty] | Production Completed
1233130 | Data Enrichment | STP_002 - 0002 | MKV | OK | 2022-07-13 | 2022-07-22 | [5 empty] | KELVDBC |  | RELAY;AUX,250 V,10 A,C/W BAS,FIND | RELAY;TYPE:AUXILIARY,CONTACT RATING:250 V,10 A,ADDITIONAL FEATURES EN:C/W BASE,MNFR:FINDER,PTNO:5532100040 | 5532100040 |  |  | URL NOT FOUND |  | FINDER | 5532100040 | [11 empty] | 39122300 | Electrical relays and accessories | RELAY | NO MODIFIER | TYPE | AUXILIARY | COIL RATING |  | CONTACT RATING | 250 V,10 A | CONTACT CONFIGURATION |  | NUMBER OF POLES |  | CONTACT MATERIAL |  | TERMINAL TYPE |  | MOUNTING TYPE |  | SIZE |  | ENCLOSURE |  | HAZARD CLASS |  | CERTIFICATION/STANDARD |  | ADDITIONAL FEATURES EN | C/W BASE | ADDITIONAL FEATURES ES |  | ADDITIONAL FEATURES FR | [29 empty] | Production Completed
1200223 | Data Enrichment | STP_002 - 0002 | MKV | OK | 2022-07-13 | 2022-07-22 | [5 empty] | KELVDBCQ | #N/A | RELAY;COMEWITH BAS PLC-RSC-120UC/21,PHOE | RELAY;ADDITIONAL FEATURES EN:COMEWITH BASE PLC-RSC-120UC/21,MNFR:PHOENIX PRODUCTS CO INC,PTNO:2966197 | 2966197 | 1034073 | PHOENIX PRODUCTS CO INC | https://www.onlinecomponents.com/en/phoenix-contact/2966197-12156186.html?ref=searchads360feed&utm_term=2966197&gclid=Cj0KCQjwlemWBhDUARIsAFp1rLUPCswpQGlsMAUxSe9X9Npk2UWY8oNStZebBABvy6I5IUHfG9OKDooaAroVEALw_wcB&gclsrc=aw.ds |  | PHOENIX PRODUCTS CO INC | 2966197 | [11 empty] | 39122300 | Electrical relays and accessories | RELAY | NO MODIFIER | TYPE |  | COIL RATING | 120 VAC,6 A | CONTACT RATING |  | CONTACT CONFIGURATION | SPDT | NUMBER OF POLES |  | CONTACT MATERIAL |  | TERMINAL TYPE | SCREW | MOUNTING TYPE | DIN RAIL | SIZE |  | ENCLOSURE |  | HAZARD CLASS |  | CERTIFICATION/STANDARD |  | ADDITIONAL FEATURES EN | COMEWITH BASE PLC-RSC-120UC/21 | ADDITIONAL FEATURES ES |  | ADDITIONAL FEATURES FR | [29 empty] | Production Completed
1212244 | Data Enrichment | STP_002 - 0002 | MKV | OK | 2022-07-13 | 2022-07-22 | [5 empty] | KELVDBC | #N/A | RELAY;CTRL,220/230 VAC,10 A,690 V,3 NO-1 | RELAY;TYPE:CONTROL,COIL RATING:220/230 VAC,10 A,CONTACT RATING:690 V,CONTACT CONFIGURATION:3 NO-1 NC,TERMINAL TYPE:SCREW CLAMP,MOUNTING TYPE:DIN RAIL,PANEL,SIZE:WD 1-49/64 X HT 2-9/32 X DP 2-15/64 IN,CERTIFICATION/STANDARD:CE,CSA,UL,MNFR:SCHNEIDER ELECTRIC,PTNO:CA2KN31M7 | CA2KN31M7 | 1034747 | SCHNEIDER ELECTRIC | https://www.se.com/ww/en/product/CA2KN31M7/tesys-k-control-relay---3-no-%2B-1-nc---%3C%3D-690-v---220...230-v-ac-coil/ | https://www.se.com/ww/en/product/download-pdf/CA2KN31M7 | SCHNEIDER ELECTRIC | CA2KN31M7 | [11 empty] | 39122300 | Electrical relays and accessories | RELAY | NO MODIFIER | TYPE | CONTROL | COIL RATING | 220/230 VAC,10 A | CONTACT RATING | 690 V | CONTACT CONFIGURATION | 3 NO-1 NC | NUMBER OF POLES |  | CONTACT MATERIAL |  | TERMINAL TYPE | SCREW CLAMP | MOUNTING TYPE | DIN RAIL | SIZE | WD 1-49/64 X HT 2-9/32 X DP 2-15/64 IN | ENCLOSURE |  | HAZARD CLASS |  | CERTIFICATION/STANDARD | CE,CSA,UL,BS 5424,IEC 60947,NF C 63-140,VDE 0660 | ADDITIONAL FEATURES EN |  | ADDITIONAL FEATURES ES |  | ADDITIONAL FEATURES FR | [29 empty] | Production Completed
1208340 | Data Enrichment | STP_002 - 0002 | MKV | OK | 2022-07-13 | 2022-07-22 | [5 empty] | KELVDBC | OEM | RELAY;DEM,35051160,RXM4AB 2F7 110 VAC | RELAY;MINITURE,110 VAC,RXM4AB 2F7,PK11,MNFR:DEMAG,PTNO:35051160 | 35051160 | 3000026 | DEMAG | URL NOT FOUND |  | DEMAG | 35051160 | [11 empty] | 39122300 | Electrical relays and accessories | RELAY | NO MODIFIER | TYPE |  | COIL RATING |  | CONTACT RATING |  | CONTACT CONFIGURATION |  | NUMBER OF POLES |  | CONTACT MATERIAL |  | TERMINAL TYPE |  | MOUNTING TYPE |  | SIZE |  | ENCLOSURE |  | HAZARD CLASS |  | CERTIFICATION/STANDARD |  | ADDITIONAL FEATURES EN | MINITURE,110 VAC,RXM4AB 2F7,PK11 | ADDITIONAL FEATURES ES |  | ADDITIONAL FEATURES FR | [29 empty] | Production Completed
1284536 | Data Enrichment | STP_002 - 0002 | MKV | OK | 2022-07-13 | 2022-07-22 | [5 empty] | KDELBVC |  | RELAY;ELCTRO MECH INTFC,24 VDC,SPDT,1 P | RELAY;TYPE:ELECTRO MECHANICAL INTERFACE,COIL RATING:24 VDC,CONTACT CONFIGURATION:SPDT,NUMBER OF POLES:1,CONTACT MATERIAL:AGNI+AU,TERMINAL TYPE:SCREW,MOUNTING TYPE:RAIL,SIZE:WD 6.2 MM,ENCLOSURE:IP20,CERTIFICATION/STANDARD:CSA,EAC,RINA,CE,UL,ADDITIONAL FEATURES EN:10 EA/BOX,MNFR:FINDER,PTNO:38.51.7.024.0050 | 38.51.7.024.0050 |  |  | https://www.tme.eu/en/details/38.51.7.024.005/electromagnetic-relays-sets/finder/38-51-7-024-0050/ |  | FINDER | 38.51.7.024.0050 | [11 empty] | 39122300 | Electrical relays and accessories | RELAY | NO MODIFIER | TYPE | ELECTRO MECHANICAL INTERFACE | COIL RATING | 24 VDC | CONTACT RATING |  | CONTACT CONFIGURATION | SPDT | NUMBER OF POLES | 1 | CONTACT MATERIAL | AGNI+AU | TERMINAL TYPE | SCREW | MOUNTING TYPE | RAIL | SIZE | WD 6.2 MM | ENCLOSURE | IP20 | HAZARD CLASS |  | CERTIFICATION/STANDARD | CSA,EAC,RINA,CE,UL | ADDITIONAL FEATURES EN | 10 EA/BOX | ADDITIONAL FEATURES ES |  | ADDITIONAL FEATURES FR | [29 empty] | Production Completed
1189243 | Data Enrichment | STP_002 - 0002 | MKV | OK | 2022-07-13 | 2022-07-22 | [5 empty] | KELVDBC | OEM | RELAY;SIE,35061060,MSTR 3RT1015-1AF01 | RELAY;MNFR:SIEMENS,PTNO:35061060,ADDITIONAL FEATURES EN:MASTER 3RT1015-1AF01,PK10 | 35061060 | 3000032 | SIEMENS | URL NOT FOUND |  | SIEMENS | 35061060 | [11 empty] | 39122300 | Electrical relays and accessories | RELAY | NO MODIFIER | TYPE |  | COIL RATING |  | CONTACT RATING |  | CONTACT CONFIGURATION |  | NUMBER OF POLES |  | CONTACT MATERIAL |  | TERMINAL TYPE |  | MOUNTING TYPE |  | SIZE |  | ENCLOSURE |  | HAZARD CLASS |  | CERTIFICATION/STANDARD |  | ADDITIONAL FEATURES EN |  | ADDITIONAL FEATURES ES |  | ADDITIONAL FEATURES FR | [29 empty] | Production Completed
1195494 | Data Enrichment | STP_002 - 0002 | MKV | OK | 2022-07-13 | 2022-07-22 | [5 empty] | KELVDBC | OEM | RELAY;SIE,3UG4615-1CR20,DGTL MON | RELAY;MNFR:SIEMENS,PTNO:3UG4615-1CR20,ADDITIONAL FEATURES EN:DIGITAL MONITOR | 3UG4615-1CR20 | 3000032 | SIEMENS | https://mall.industry.siemens.com/mall/en/ww/Catalog/Product/3UG4615-1CR20 | https://mall.industry.siemens.com/mall/en/ww/Catalog/DatasheetDownload?downloadUrl=teddatasheet%2F%3Fformat%3DPDF%26caller%3DMall%26mlfbs%3D3UG4615-1CR20%26language%3Den | SIEMENS | 3UG4615-1CR20 | [11 empty] | 39122300 | Electrical relays and accessories | RELAY | NO MODIFIER | TYPE | DIGITAL MONITOR | COIL RATING | 160-690 VAC | CONTACT RATING |  | CONTACT CONFIGURATION |  | NUMBER OF POLES | 3 | CONTACT MATERIAL |  | TERMINAL TYPE | SCREW | MOUNTING TYPE |  | SIZE | WD 22.5 X HT 92 X DP 91 MM | ENCLOSURE | IP20 | HAZARD CLASS |  | CERTIFICATION/STANDARD |  | ADDITIONAL FEATURES EN |  | ADDITIONAL FEATURES ES |  | ADDITIONAL FEATURES FR | [29 empty] | Production Completed
1204427 | Data Enrichment | STP_002 - 0002 | MKV | OK | 2022-07-13 | 2022-07-25 | [5 empty] | KELVDBC | OEM | RELAY;SIE,3UG4617-1CR20,MONITORING,TME | RELAY;MNFR:SIEMENS,PTNO:3UG4617-1CR20,ADDITIONAL FEATURES EN:MONITORING,TIME CLOCK-PULSE,3 PHASE SUPPLY VOLTAGE DIGITAL | 3UG4617-1CR20 | 3000032 | SIEMENS | https://mall.industry.siemens.com/mall/en/ww/Catalog/Product/3UG4617-1CR20 | https://mall.industry.siemens.com/mall/en/ww/Catalog/DatasheetDownload?downloadUrl=teddatasheet%2F%3Fformat%3DPDF%26caller%3DMall%26mlfbs%3D3UG4617-1CR20%26language%3Den | SIEMENS | 3UG4617-1CR20 | [11 empty] | 39122300 | Electrical relays and accessories | RELAY | NO MODIFIER | TYPE | DIGITAL MONITOR | COIL RATING | 160-690 VAC | CONTACT RATING |  | CONTACT CONFIGURATION |  | NUMBER OF POLES | 3 | CONTACT MATERIAL |  | TERMINAL TYPE | SCREW | MOUNTING TYPE |  | SIZE | WD 22.5 X HT 92 X DP 91 MM | ENCLOSURE | IP20 | HAZARD CLASS |  | CERTIFICATION/STANDARD | IEC 81346-2,IEC 61000-4-3 | ADDITIONAL FEATURES EN | TIME CLOCK-PULSE,3 PHASE SUPPLY VOLTAGE DIGITAL | ADDITIONAL FEATURES ES |  | ADDITIONAL FEATURES FR | [29 empty] | Production Completed
1524227 | Data Enrichment | STP_002 - 0002 | MKV | OK | 2022-07-13 | 2022-07-25 | [5 empty] | KEDLBVC | OEM | RELAY;SIE,55.34.9.110.0040,125 VDC 4 P,R | RELAY;MNFR:SIEMENS,PTNO:55.34.9.110.0040,ADDITIONAL FEATURES EN:125 VDC 4 P,RC-7G90-20535TG1-S53 | 55.34.9.110.0040 | 3000032 | SIEMENS | https://in.element14.com/finder/55-34-9-110-0040/relay-4pdt-250vac-7a/dp/1169228 | https://www.farnell.com/datasheets/2790230.pdf | FINDER | 55.34.9.110.0040 | [11 empty] | 39122315 | Electromagnetic relay | RELAY | ELECTROMAGNET | TYPE |  | CURRENT RATING | 7 A | VOLTAGE RATING | 220 VDC,250 VAC | COIL VOLTAGE | 110 VDC | CONTACT CONFIGURATION |  | MOUNTING TYPE | SOCKET | TERMINAL TYPE |  | CONTACT MATERIAL |  | SIZE | WD 27.7 X LG 20.7 X THK 35.8 MM | TEMPERATURE RATING |  | HAZARD CLASS |  | CERTIFICATION/STANDARD |  | ADDITIONAL FEATURES EN | RC-7G90-20535TG1-S53 | ADDITIONAL FEATURES ES |  | ADDITIONAL FEATURES FR | [29 empty] | Production Completed
1564794 | Data Enrichment | STP_002 - 0002 | MKV | OK | 2022-07-13 | 2022-07-25 | [5 empty] | KEDLBVC |  | RELAY;THREE PHASE MONITORING RELAY,SPDT | RELAY;TYPE:THREE PHASE MONITORING RELAY,COIL RATING:COIL FREE,CONTACT RATING:RESISTIVE LOADS AC1 5A@250 VAC, DC12 5A@24VDC,SMALL INDUCTIVE LOADS AC15 2.5A@250VAC, DC13 2.5A@24VDC,CONTACT CONFIGURATION:SPDT,NUMBER OF POLES:3,CONTACT MATERIAL:AGSNO2,TERMINAL TYPE:SCREWS,MOUNTING TYPE:DIN RAIL,SIZE:WD 67,2 X LG 81 X THK 17,5 MM,ADDITIONAL FEATURES EN:MNFR:CARLO GAVAZZI,PTNO:DPA51CM44, POWER SUPPLY RANGE:208 - 480VAC (+-15%), 45-65HZ |  |  |  | https://www.newark.com/carlo-gavazzi/dpa51cm44/relay-3-ph-spdt-177vac-550vac/dp/67C0900 | https://www.farnell.com/datasheets/1750305.pdf | CARLO GAVAZZI | DPA51CM44 | [11 empty] | 39122300 | Electrical relays and accessories | RELAY | NO MODIFIER | TYPE | THREE PHASE MONITORING RELAY | COIL RATING | COIL FREE | CONTACT RATING | RESISTIVE LOADS AC1 5A@250 VAC, DC12 5A@24VDC,SMALL INDUCTIVE LOADS AC15 2.5A@250VAC, DC13 2.5A@24VDC | CONTACT CONFIGURATION | SPDT | NUMBER OF POLES | 3 | CONTACT MATERIAL | AGSNO2 | TERMINAL TYPE | SCREW | MOUNTING TYPE | DIN RAIL | SIZE | WD 67.2 X LG 81 X THK 17.5 MM | ENCLOSURE | IP20 | HAZARD CLASS |  | CERTIFICATION/STANDARD | EN 60947-5-1,UL,CSA | ADDITIONAL FEATURES EN | POWER SUPPLY RANGE:208 - 480VAC (+-15%), 45-65HZ | ADDITIONAL FEATURES ES |  | ADDITIONAL FEATURES FR | [29 empty] | Production Completed
1290021 | Data Enrichment | STP_002 - 0002 | MKV | OK | 2022-07-13 | 2022-07-25 | [5 empty] | KDELBVQC |  | RELAY;WD 5 X DP 15 X HT 28 MM,TERMNL C | RELAY;SIZE:WD 5 X DP 15 X HT 28 MM,ADDITIONAL FEATURES EN:TERMINAL C AND I SYSTEM INTEGRATION,24V,MNFR:PHOENIX CONTACT,PTNO:2961105 | 2961105 |  |  | https://www.phoenixcontact.com/en-in/products/single-relay-rel-mr-24dc21-2961105 | https://www.phoenixcontact.com/product/pdf/Mjk2MTEwNQ?_realm=in&_locale=en-IN&blocks=commercial-data%2Ctechnical-data%2Cdrawings%2Capprovals%2Cclassifications%2Cenvironmental-compliance-data%2Call-accessories | PHOENIX CONTACT | 2961105 | [11 empty] | 39122324 | Power relay | RELAY | POWER | TYPE | PLUG-IN MINIATURE | COIL VOLTAGE | 24 VDC | NUMBER OF POLES |  | CONTACT CONFIGURATION |  | CONTACT VOLTAGE RATING |  | CONTACT CURRENT RATING | 6 A | MAX SWITCHING VOLTAGE | 250 VAC/DC | MAX SWITCHING CURRENT | 10 A | MOUNTING TYPE | DIN RAIL | FREQUENCY RATING |  | SIZE | WD 5 X DP 15 X HT 28 MM | TERMINAL TYPE |  | MATERIAL |  | HAZARD CLASS |  | CERTIFICATION/STANDARD | IEC 60664,EN 50178,EN 61810-1 | ADDITIONAL FEATURES EN | TERMINAL C AND I SYSTEM INTEGRATION | ADDITIONAL FEATURES ES |  | ADDITIONAL FEATURES FR | [23 empty] | Production Completed
1209953 | Data Enrichment | STP_002 - 0002 | MKV | OK | 2022-07-13 | 2022-07-25 | [5 empty] | KELVDBCQ | OEM | SCREW;CAT,1282135 | SCREW;MNFR:CATERPILLAR,PTNO:1282135 | 1282135 | 3000003 | CATERPILLAR | https://parts.cat.com/en/catcorp/128-2135 |  | CATERPILLAR | 128-2135 | [11 empty] | 31161501 | Cap screws | SCREW | CAP | TYPE | HEX SOCKET HEAD | THREAD DIAMETER | M6 | THREAD PITCH | 1 MM | THREAD TYPE |  | OVERALL LENGTH | 13 MM | THREAD LENGTH |  | MATERIAL | STEEL | MATERIAL SPECIFICATION |  | COATING/FINISH | ZINC FLAKE | DRIVE TYPE | TORX | HEAD SIZE |  | TENSILE STRENGTH | 1220 MPA | HAZARD CLASS |  | CERTIFICATION/STANDARD | ISO 898-1 | ADDITIONAL FEATURES EN |  | ADDITIONAL FEATURES ES |  | ADDITIONAL FEATURES FR | [25 empty] | Production Completed
1201315 | Data Enrichment | STP_002 - 0002 | MKV | OK | 2022-07-13 | 2022-07-25 | [5 empty] | KELVDBC | OEM | SCREW;CAT,1388454 | SCREW;MNFR:CATERPILLAR,PTNO:1388454 | 1388454 | 3000003 | CATERPILLAR | https://parts.cat.com/en/catcorp/138-8454 |  | CATERPILLAR | 138-8454 | [11 empty] | 31161504 | Machine screws | SCREW | MACHINE | TYPE | TRUSS HEAD | THREAD DIAMETER |  | THREAD TYPE |  | THREAD PITCH |  | OVERALL LENGTH | 0.39 IN | THREAD LENGTH |  | MATERIAL | STEEL | MATERIAL SPECIFICATION |  | COATING/FINISH | ZINC FLAKE | DRIVE TYPE | TORX | HEAD SIZE | 0.37 IN | TENSILE STRENGTH |  | HAZARD CLASS |  | CERTIFICATION/STANDARD | ISO 898-1 | ADDITIONAL FEATURES EN |  | ADDITIONAL FEATURES ES |  | ADDITIONAL FEATURES FR | [25 empty] | Production Completed
1210702 | Data Enrichment | STP_002 - 0002 | MKV | OK | 2022-07-13 | 2022-07-25 | [5 empty] | KELVDBC | OEM | SCREW;CAT,4L7124 | SCREW;MNFR:CATERPILLAR,PTNO:4L7124 | 4L7124 | 3000003 | CATERPILLAR | https://parts.cat.com/en/catcorp/4L-7124 |  | CATERPILLAR | 4L-7124 | [11 empty] | 31161504 | Machine screws | SCREW | MACHINE | TYPE |  | THREAD DIAMETER | 1/2 IN | THREAD TYPE |  | THREAD PITCH | 20 TPI | OVERALL LENGTH | 1-1/4 IN | THREAD LENGTH |  | MATERIAL | STEEL | MATERIAL SPECIFICATION | GR 9 | COATING/FINISH | ZINC PHOSPHATE+OIL | DRIVE TYPE | INTERNAL HEX | HEAD SIZE | 0.37 IN | TENSILE STRENGTH | 180 KSI | HAZARD CLASS |  | CERTIFICATION/STANDARD |  | ADDITIONAL FEATURES EN |  | ADDITIONAL FEATURES ES |  | ADDITIONAL FEATURES FR | [25 empty] | Production Completed
1212748 | Data Enrichment | STP_002 - 0002 | MKV | OK | 2022-07-13 | 2022-07-25 | [5 empty] | KELVDBC | OEM | SCREW;CAT,7Y7388,BTN HD,M5 X 0.8 X 12 MM | SCREW;MNFR:CATERPILLAR,PTNO:7Y7388,ADDITIONAL FEATURES EN:BUTTON HEAD,M5 X 0.8 X 12 MM | 7Y7388 | 3000003 | CATERPILLAR | https://parts.cat.com/en/catcorp/7Y-7388 |  | CATERPILLAR | 7Y-7388 | [11 empty] | 31161504 | Machine screws | SCREW | MACHINE | TYPE | BUTTON HEAD | THREAD DIAMETER | M5 | THREAD TYPE |  | THREAD PITCH |  | OVERALL LENGTH | 0.47 IN | THREAD LENGTH |  | MATERIAL | STEEL | MATERIAL SPECIFICATION |  | COATING/FINISH | ZINC FLAKE | DRIVE TYPE | INTERNAL HEX | HEAD SIZE | 0.37 IN | TENSILE STRENGTH |  | HAZARD CLASS |  | CERTIFICATION/STANDARD | ISO 898-1 | ADDITIONAL FEATURES EN |  | ADDITIONAL FEATURES ES |  | ADDITIONAL FEATURES FR | [25 empty] | Production Completed
1191438 | Data Enrichment | STP_002 - 0002 | MKV | OK | 2022-07-13 | 2022-07-25 | [5 empty] | KELVDBC | OEM | SCREW;CAT,7Y9099 | SCREW;MNFR:CATERPILLAR,PTNO:7Y9099 | 7Y9099 | 3000003 | CATERPILLAR | https://parts.cat.com/en/catcorp/7Y-9099 |  | CATERPILLAR | 7Y-9099 | [11 empty] | 31161504 | Machine screws | SCREW | MACHINE | TYPE |  | THREAD DIAMETER |  | THREAD TYPE |  | THREAD PITCH |  | OVERALL LENGTH |  | THREAD LENGTH |  | MATERIAL | STEEL | MATERIAL SPECIFICATION |  | COATING/FINISH | ZINC FLAKE | DRIVE TYPE |  | HEAD SIZE | 0.71 IN | TENSILE STRENGTH |  | HAZARD CLASS |  | CERTIFICATION/STANDARD | ISO 898-1 | ADDITIONAL FEATURES EN |  | ADDITIONAL FEATURES ES |  | ADDITIONAL FEATURES FR | [25 empty] | Production Completed
1186875 | Data Enrichment | STP_002 - 0002 | MKV | OK | 2022-07-13 | 2022-07-25 | [5 empty] | KELVDBC | #N/A | SENSOR,FLW;100 LPM,NO-NC,PNP/NPN,G1 IN | SENSOR,FLOW;MEASURING RANGE:100 LPM,OUTPUT TYPE:NO-NC,PNP/NPN,PROCESS CONNECTION:G1 IN FEMALE,POWER SUPPLY:1 - 5 V,100 MA,ENCLOSURE:IP65,TEMPERATURE RATING:0-90 DEG C,PRESSURE RATING:0-12 BAR,CERTIFICATION/STANDARD:CE,ROHS,UL,MNFR:FESTO,PTNO:SFAW-100T-TGI | SFAW-100T-TGI | 1031504 | FESTO | https://www.festo.com/tw/en/a/8036878/?q=~:sortByFacetValues-asc | https://www.festo.com/tw/en/a/download-document/datasheet/8036878 | FESTO | SFAW-100T-TG1 | [11 empty] | 41111931 | Flow sensors | SENSOR | FLOW | TYPE |  | MEASURING RANGE | 100 LPM | ACCURACY | +/- 2 PCT FS for flow rate <= 50 PCT FS ± 3 PCT of measured value for flow rate >= 50 PCT FS | OUTPUT TYPE | NO-NC,PNP/NPN | PROCESS CONNECTION | G1 IN FEMALE | POWER SUPPLY | 1 - 5 V,100 MA | ENCLOSURE | IP65 | TEMPERATURE RATING | 0-90 DEG C | MATERIAL |  | ELECTRICAL CONNECTION |  | PRESSURE RATING | 0-12 BAR | MOUNTING TYPE | SCREW | HAZARD CLASS |  | CERTIFICATION/STANDARD | CE,ROHS,UL | ADDITIONAL FEATURES EN |  | ADDITIONAL FEATURES ES |  | ADDITIONAL FEATURES FR | [25 empty] | Production Completed
1202964 | Data Enrichment | STP_002 - 0002 | MKV | OK | 2022-07-13 | 2022-07-25 | [5 empty] | KELVDBC | #N/A | SENSOR,FLW;3/4 IN,100 LPM,FEST | SENSOR,FLOW;PROCESS CONNECTION:3/4 IN,ADDITIONAL FEATURES EN:100 LPM,MNFR:FESTO,PTNO:SFAW-100T-TG34-E-PNLK-PNVBA-M12 | SFAW-100T-TG34-E-PNLK-PNVBA-M12 | 1031504 | FESTO | https://www.festo.com/gr/en/a/8036876/?q=~:sortByFacetValues-asc | https://www.festo.com/gr/en/a/download-document/datasheet/8036876 | FESTO | SFAW-100T-TG34-E-PNLK-PNVBA-M12 | [11 empty] | 41111931 | Flow sensors | SENSOR | FLOW | TYPE |  | MEASURING RANGE | 100 LPM | ACCURACY | +/- 2 PCT FS for flow rate <= 50 PCT FS ± 3 PCT of measured value for flow rate >= 50 PCT FS | OUTPUT TYPE | PNP/NPN | PROCESS CONNECTION | G3/4 IN FEMALE THREAD | POWER SUPPLY | 18 - 30 V,100 MA | ENCLOSURE | IP65 | TEMPERATURE RATING | 0-100 DEG C | MATERIAL |  | ELECTRICAL CONNECTION | PLUGS | PRESSURE RATING | 0-12 BAR | MOUNTING TYPE | SCREW | HAZARD CLASS |  | CERTIFICATION/STANDARD | ROHS,UL | ADDITIONAL FEATURES EN |  | ADDITIONAL FEATURES ES |  | ADDITIONAL FEATURES FR | [25 empty] | Production Completed
1290029 | Data Enrichment | STP_002 - 0002 | MKV | OK | 2022-07-13 | 2022-07-25 | [5 empty] | KDELBVQC | #N/A | SENSOR,FLW;5-300 CM/S LIQ/200-10000 CM/S | SENSOR,FLOW;MEASURING RANGE:5-300 CM/S LIQUID/200-10000 CM/S GAS,PROCESS CONNECTION:G1/2 PROGRESSIVE RING FITTING,POWER SUPPLY:18-30 VDC,TEMPERATURE RATING:-20 TO 100 DEG C,ELECTRICAL CONNECTION:M12 CONNECTOR,PRESSURE RATING:50 BAR,ADDITIONAL FEATURES EN:SWITCH,MNFR:IFM EFECTOR INC.,PTNO:SA4100 E40258 | SA4100 E40258 | 1009884 | IFM EFECTOR CANADA INC. | https://www.ifm.com/ifmweb/downcont.nsf/files/ifm-IO-Link-we-connect-you-industrial-communication-GB/$file/ifm-IO-Link-we-connect-you-industrial-communication-GB.pdf | https://www.ifm.com/in/en/product/SA4100 | IFM EFECTOR CANADA INC. | SA4100 E40258 | [11 empty] | 41111931 | Flow sensors | SENSOR | FLOW | TYPE |  | MEASURING RANGE | 5-300 CM/S LIQUID/200-10000 CM/S GAS | ACCURACY |  | OUTPUT TYPE |  | PROCESS CONNECTION | G1/2 PROGRESSIVE RING FITTING | POWER SUPPLY | 18-30 VDC | ENCLOSURE |  | TEMPERATURE RATING | -20 TO 100 DEG C | MATERIAL |  | ELECTRICAL CONNECTION | M12 CONNECTOR | PRESSURE RATING | 50 BAR | MOUNTING TYPE |  | HAZARD CLASS |  | CERTIFICATION/STANDARD | SWITCH | ADDITIONAL FEATURES EN |  | ADDITIONAL FEATURES ES |  | ADDITIONAL FEATURES FR | [25 empty] | Production Completed
1194277 | Data Enrichment | STP_002 - 0002 | MKV | OK | 2022-07-13 | 2022-07-25 | [5 empty] | KELVDBC | #N/A | SENSOR,FLW;ELECMAG FLUX,-12 TO 12 M/SEC | SENSOR,FLOW;TYPE:ELECTROMAGNETIC FLUX,MEASURING RANGE:-12 TO 12 M/SEC,PROCESS CONNECTION:DN350,TEMPERATURE RATING:-40 TO 65 DEG C,MOUNTING TYPE:FLANGE,CERTIFICATION/STANDARD:ATEX,CE,CSA,FM,IEC,MI-001 AND MI-005,NEPSI,OIML R49,R117,ADDITIONAL FEATURES EN:14 IN,MNFR:KHRONE,PTNO:OPTIFLUX 4000 | OPTIFLUX 4000 | 1032690 | KHRONE | https://krohne.com/en/products/flow-measurement/components-and-peripheral-equipment-for-flow-measurement/flow-sensors/optiflux-4000/ |  | KHRONE | OPTIFLUX 4000 | [11 empty] | 41111931 | Flow sensors | SENSOR | FLOW | TYPE | ELECTROMAGNETIC FLUX | MEASURING RANGE | -12 TO 12 M/SEC | ACCURACY | +/- 2 PCT | OUTPUT TYPE |  | PROCESS CONNECTION | DN350 | POWER SUPPLY | 85-252 VAC,24VDC | ENCLOSURE |  | TEMPERATURE RATING | -40 TO 65 DEG C | MATERIAL |  | ELECTRICAL CONNECTION |  | PRESSURE RATING |  | MOUNTING TYPE | FLANGE | HAZARD CLASS |  | CERTIFICATION/STANDARD | ATEX,CE,CSA,FM,IEC,MI-001 AND MI-005,NEPSI,OIML R49,R117 | ADDITIONAL FEATURES EN | 14 IN | ADDITIONAL FEATURES ES |  | ADDITIONAL FEATURES FR | [25 empty] | Production Completed
1188223 | Data Enrichment | STP_002 - 0002 | MKV | OK | 2022-07-13 | 2022-07-25 | [5 empty] | KELVDBC | #N/A | SENSOR,FLW;ELECMAG,+-0.2%,DN80,180 DEG C | SENSOR,FLOW;TYPE:ELECTROMAGNETIC,ACCURACY:+-0.2%,PROCESS CONNECTION:DN80,TEMPERATURE RATING:180 DEG C,PRESSURE RATING:1500 BAR,MOUNTING TYPE:FLANGE,CERTIFICATION/STANDARD:ATEX,CSA,EAC,FM,IEC-EX,INMETRO,NEPSI,OIML R49,R117/MI-001 AND MI-005,MNFR:KHRONE,PTNO:OPTIFLUX 4300 | OPTIFLUX 4300 | 1032690 | KHRONE | https://krohne.com/products/flow-measurement/flowmeters/electromagnetic-flowmeters/optiflux-4300 |  | KHRONE | OPTIFLUX 4300 | [11 empty] | 41111931 | Flow sensors | SENSOR | FLOW | TYPE | ELECTROMAGNETIC | MEASURING RANGE |  | ACCURACY | +/- 2 PCT | OUTPUT TYPE |  | PROCESS CONNECTION | DN80 | POWER SUPPLY |  | ENCLOSURE |  | TEMPERATURE RATING | 180 DEG C | MATERIAL |  | ELECTRICAL CONNECTION |  | PRESSURE RATING | 1500 BAR | MOUNTING TYPE | FLANGE | HAZARD CLASS |  | CERTIFICATION/STANDARD | ATEX,CSA,EAC,FM,IEC-EX,INMETRO,NEPSI,OIML R49,R117/MI-001 AND MI-005 | ADDITIONAL FEATURES EN |  | ADDITIONAL FEATURES ES |  | ADDITIONAL FEATURES FR | [25 empty] | Production Completed
1237353 | Data Enrichment | STP_002 - 0002 | MKV | OK | 2022-07-13 | 2022-07-25 | [5 empty] | KDELBCV | #N/A | SENSOR,FLW;ELEK,NAMA,EVS3100-2,HYDA | SENSOR,FLOW;TYPE:ELECTRONIC,MNFR:NAMAF CONSULTING,PTNO:EVS3100-2,MNFR 1:HYDAC,PTNO 1:3104-A-0600-000 | EVS3100-2 | 1014742 | Namaf Consulting | https://www.hydac.com/shop/en-gb/905883 | https://www.hydac.com/no-en/products/sensors/flow-rate-sensors/flow-rate-transmitters/evs-3100/show/Material/pdf.html?tx_hypdb_pi1%5BmatUid%5D=317269&cHash=32304d357db63ce5bd2bafc3922bc22e | NAMAF CONSULTING | EVS3100-2 | HYDAC | 3104-A-0600-000 | [9 empty] | 41111931 | Flow sensors | SENSOR | FLOW | TYPE | ELECTROMAGNETIC | MEASURING RANGE |  | ACCURACY |  | OUTPUT TYPE |  | PROCESS CONNECTION |  | POWER SUPPLY |  | ENCLOSURE |  | TEMPERATURE RATING |  | MATERIAL |  | ELECTRICAL CONNECTION |  | PRESSURE RATING |  | MOUNTING TYPE |  | HAZARD CLASS |  | CERTIFICATION/STANDARD |  | ADDITIONAL FEATURES EN |  | ADDITIONAL FEATURES ES |  | ADDITIONAL FEATURES FR | [25 empty] | Production Completed
1239785 | Data Enrichment | STP_002 - 0002 | MKV | OK | 2022-07-13 | 2022-07-25 | [5 empty] | KDELBCV |  | SENSOR,FLW;PADL WHL,1-20 FT PER SEC,+/- | SENSOR,FLOW;TYPE:PADDLE WHEEL,MEASURING RANGE:1-20 FT PER SEC,ACCURACY:+/- 0.5 TO 1%,TEMPERATURE RATING:-18 TO 100 DEG C,MATERIAL:PVDF,PRESSURE RATING:203 PSI AT 68 DEG F,20 PSI AT 212 DEG F,ADDITIONAL FEATURES EN:TYPE P1530,0.5 TO 4 IN PIPE SIZE,MNFR:GF PIPING SYSTEMS,PTNO:198801663 | 198801663 |  |  | https://store.gilsoneng.com/products/198801663 |  | GF PIPING SYSTEMS | 198801663 | [11 empty] | 41111931 | Flow sensors | SENSOR | FLOW | TYPE | PADDLE WHEEL | MEASURING RANGE | 1-20 FT PER SEC | ACCURACY | +/- 0.5 TO 1 PCT | OUTPUT TYPE |  | PROCESS CONNECTION |  | POWER SUPPLY |  | ENCLOSURE |  | TEMPERATURE RATING | -18 TO 100 DEG C | MATERIAL | PVDF | ELECTRICAL CONNECTION |  | PRESSURE RATING | 203 PSI AT 68 DEG F,20 PSI AT 212 DEG F | MOUNTING TYPE |  | HAZARD CLASS |  | CERTIFICATION/STANDARD |  | ADDITIONAL FEATURES EN | TYPE P1530,0.5 TO 4 IN PIPE SIZE | ADDITIONAL FEATURES ES |  | ADDITIONAL FEATURES FR | [25 empty] | Production Completed
1215654 | Data Enrichment | STP_002 - 0002 | MKV | OK | 2022-07-13 | 2022-07-25 | [5 empty] | KELVDBC |  | SENSOR,FLW;SOLID,1.5 M,24 VDC,IP65,-20 | SENSOR,FLOW;TYPE:SOLID,MEASURING RANGE:1.5 M,POWER SUPPLY:24 VDC,ENCLOSURE:IP65,TEMPERATURE RATING:-20 TO 55 DEG C,MATERIAL:DIE-CAST ALUMINUM,PRESSURE RATING:0.5 MPA,MOUNTING TYPE:FLUSH,MNFR:WADECO,PTNO:MWS-DP-24VDC | MWS-DP-24VDC |  |  | https://wadeco.co.jp/htdocs/en/home/products/solids_flow_sensor_dp3_24v/ |  | WADECO | MWS-DP-24VDC | [11 empty] | 41111931 | Flow sensors | SENSOR | FLOW | TYPE | SOLID | MEASURING RANGE | 1.5 M | ACCURACY |  | OUTPUT TYPE |  | PROCESS CONNECTION |  | POWER SUPPLY | 24 VDC | ENCLOSURE | IP 65 | TEMPERATURE RATING | -20 TO 55 DEG C | MATERIAL | DIE-CAST ALUMINUM | ELECTRICAL CONNECTION |  | PRESSURE RATING | 0.5 MPA | MOUNTING TYPE | FLUSH | HAZARD CLASS |  | CERTIFICATION/STANDARD |  | ADDITIONAL FEATURES EN |  | ADDITIONAL FEATURES ES |  | ADDITIONAL FEATURES FR | [25 empty] | Production Completed
1210104 | Data Enrichment | STP_002 - 0002 | MKV | OK | 2022-07-13 | 2022-07-25 | [5 empty] | KELVDBC | MNFR | SENSOR,LVL;FREE SPACE RADAR,WALL BRACKET | SENSOR,LEVEL;TYPE:FREE SPACE RADAR,SIZE:CABLE LG 20 M,MOUNTING TYPE:WALL BRACKET,CERTIFICATION/STANDARD:ATEX,CSA,FM,IECEX, ADDITIONAL FEATURES EN:MICROPILOT COMPLETE,WITH REMOTE DISPLAY,FHX50-1098/0-FHX50-AACDDA,AND M,TRANSMITTER END,MNFR:ENDRESS & HAUSER,PTNO:FMR56-13Q6/0 FMR56-AABLCABNUAE | FMR56-13Q6/0 FMR56-AABLCABNUAE | 3000269 | ENDRESS & HAUSER | https://www.in.endress.com/en/field-instruments-overview/level-measurement/Radar-Micropilot-FMR56?t.tabId=product-overview | https://pdf.cdn.endress.com/__pdf?url=https%3A%2F%2Fwww.in.endress.com%2Fen%2Fexternal%2Fproduct-html2pdf%2FRadar-Micropilot-FMR56&downloadName=Endress-Hauser_Micropilot_FMR56_EN.pdf | ENDRESS & HAUSER | FMR56-13Q6/0 FMR56-AABLCABNUAE | [11 empty] | 41111938 | Level sensors or transmitters | SENSOR | LEVEL | TYPE | FREE SPACE RADAR | MEASURING RANGE | 30 M | ACCURACY | +/-3 MM | OUTPUT TYPE |  | CONNECTION TYPE |  | POWER SUPPLY |  | TEMPERATURE RATING |  | MATERIAL | -40 TO 80 DEG C | PRESSURE RATING |  | SIZE | CABLE LG 20 M | MOUNTING TYPE | WALL BRACKET | ENCLOSURE |  | HAZARD CLASS |  | CERTIFICATION/STANDARD | ATEX,CSA,FM,IECEX | ADDITIONAL FEATURES EN | MICROPILOT COMPLETE,WITH REMOTE DISPLAY,FHX50-1098/0-FHX50-AACDDA,AND M,TRANSMITTER END | ADDITIONAL FEATURES ES |  | ADDITIONAL FEATURES FR | [25 empty] | Production Completed
1190265 | Data Enrichment | STP_002 - 0002 | MKV | OK | 2022-07-13 | 2022-07-25 | [5 empty] | KELVDBC |  | SENSOR,LVL;LIQ,CBL,253 VAC,48 VDC,4-20 | SENSOR,LEVEL;TYPE:LIQUID,CONNECTION TYPE:CABLE,POWER SUPPLY:253 VAC,48 VDC,4-20 MA,TEMPERATURE RATING:-40 TO 80 DEG C,MATERIAL:STAINLESS STEEL,PRESSURE RATING:40 BAR,ADDITIONAL FEATURES EN:VEGAFLEX 81,MNFR:VEGABAR,PTNO:FX81.ACETIFHXDMLX | FX81.ACETIFHXDMLX |  |  | https://www.vega.com/en-in/products/product-catalog/level/guided-wave-radar/vegaflex-81 |  | VEGABAR | FX81.ACETIFHXDMLX | [11 empty] | 41111938 | Level sensors or transmitters | SENSOR | LEVEL | TYPE | LIQUID | MEASURING RANGE |  | ACCURACY | +/-2 MM | OUTPUT TYPE |  | CONNECTION TYPE | CABLE | POWER SUPPLY | 253 VAC,48 VDC,4-20 MA | TEMPERATURE RATING | -40 TO 80 DEG C | MATERIAL | STAINLESS STEEL | PRESSURE RATING | 40 BAR | SIZE |  | MOUNTING TYPE |  | ENCLOSURE |  | HAZARD CLASS |  | CERTIFICATION/STANDARD | ATEX,CSA,FM,EAC,IEC,INMETRO,CCOE | ADDITIONAL FEATURES EN |  | ADDITIONAL FEATURES ES |  | ADDITIONAL FEATURES FR | [25 empty] | Production Completed
1284460 | Data Enrichment | STP_002 - 0002 | MKV | OK | 2022-07-13 | 2022-07-25 | [5 empty] | KDELBVC |  | SENSOR,LVL;OPTCL LVL,0.2 TO 10 M,18 TO | SENSOR,LEVEL;TYPE:OPTICAL LEVEL,MEASURING RANGE:0.2 TO 10 M,POWER SUPPLY:18 TO 30 VDC,TEMPERATURE RATING:-10 TO 60 DEG C,MATERIAL:DIE-CAST ZINC,SIZE:59 X 52 X 42 MM,PTNO:O1D300 | O1D300 |  |  | https://www.ifm.com/in/en/product/O1D300 |  |  | O1D300 | [11 empty] | 41111938 | Level sensors or transmitters | SENSOR | LEVEL | TYPE | OPTICAL LEVEL | MEASURING RANGE | 0.2 TO 10 M | ACCURACY |  | OUTPUT TYPE |  | CONNECTION TYPE |  | POWER SUPPLY | 18 TO 30 VDC | TEMPERATURE RATING | -10 TO 60 DEG C | MATERIAL | DIE-CAST ZINC | PRESSURE RATING |  | SIZE | 59 X 52 X 42 MM | MOUNTING TYPE |  | ENCLOSURE | IP67 | HAZARD CLASS |  | CERTIFICATION/STANDARD | IEC 61131-9 | ADDITIONAL FEATURES EN |  | ADDITIONAL FEATURES ES |  | ADDITIONAL FEATURES FR | [25 empty] | Production Completed
1209156 | Data Enrichment | STP_002 - 0002 | MKV | OK | 2022-07-13 | 2022-07-25 | [5 empty] | KELVDBC |  | SENSOR,LVL;RDR,35 M,+-2 MM,HART,G1-1/2 X | SENSOR,LEVEL;TYPE:RADAR,MEASURING RANGE:35 M,ACCURACY:+-2 MM,OUTPUT TYPE:HART,CONNECTION TYPE:G1-1/2 X 1-1/2 IN NPT,POWER SUPPLY:253 VAC,48 VDC,20 MA,TEMPERATURE RATING:-40 TO 80 DEG C,MATERIAL:POLYPROPYLENE,PRESSURE RATING:-1 TO 3 BAR,MOUNTING TYPE:PANEL,CERTIFICATION/STANDARD:ATEX,CSA,EAC,FM,IEC,KOSHA,NEPSI,ADDITIONAL FEATURES EN:METER MODULE,MNFR:VEGAPLUS,PTNO:VEGAPULS 61 | VEGAPULS 61 |  |  | https://www.vega.com/en-in/products/product-catalog/level/radar/vegapuls-61#:~:text=The%20VEGAPULS%2061%20is%20a,ensures%20a%20maintenance%2Dfree%20operation. |  | VEGAPLUS | VEGAPULS 61 | [11 empty] | 41111938 | Level sensors or transmitters | SENSOR | LEVEL | TYPE | RADAR | MEASURING RANGE | 35 M | ACCURACY | +/- 2 MM | OUTPUT TYPE | HART | CONNECTION TYPE | G1-1/2 X 1-1/2 IN NPT | POWER SUPPLY | 253 VAC,48 VDC,20 MA | TEMPERATURE RATING | -40 TO 80 DEG C | MATERIAL | POLYPROPYLENE | PRESSURE RATING | -1 TO 3 BAR | SIZE |  | MOUNTING TYPE | PANEL | ENCLOSURE |  | HAZARD CLASS |  | CERTIFICATION/STANDARD | ATEX,CSA,EAC,FM,IEC,KOSHA,NEPSI | ADDITIONAL FEATURES EN | METER MODULE | ADDITIONAL FEATURES ES |  | ADDITIONAL FEATURES FR | [25 empty] | Production Completed
1207908 | Data Enrichment | STP_002 - 0002 | MKV | OK | 2022-07-13 | 2022-07-25 | [5 empty] | KELVDBC |  | SENSOR,PHOTOELC;RECTRO-REFLCTV,7 M,3 | SENSOR,PHOTOELECTRIC;TYPE:RECTRO-REFLECTIVE,SENSING RANGE:7 M,CONNECTION TYPE:3 WIRE,DC,PNP,ADDITIONAL FEATURES EN:RECTANGULAR PLASTIC,PTNO:O5P202 | O5P202 |  |  | https://www.ifm.com/in/en/product/O5P202 |  |  | O5P202 | [11 empty] | 39121528 | Photoelectric sensors | SENSOR | PHOTOELECTRIC | TYPE | RECTRO-REFLECTIVE | SENSING RANGE | 3 M | ELECTRICAL RATING | 10-36 VDC | SENSING TARGET |  | RESPONSE TIME |  | CONNECTION TYPE | 3 WIRE,DC,PNP | LIGHT SOURCE |  | DEGREE OF PROTECTION |  | CABLE LENGTH |  | TEMPERATURE RATING | -25 TO 60 DEG C | MATERIAL | HOUSING-PA, BEZEL- STAINLESS STEEL,OPERATOR INTERFACE-TPE | MOUNTING TYPE |  | SIZE |  | HAZARD CLASS |  | CERTIFICATION/STANDARD |  | ADDITIONAL FEATURES EN | RECTANGULAR PLASTIC | ADDITIONAL FEATURES ES |  | ADDITIONAL FEATURES FR | [23 empty] | Production Completed
1214409 | Data Enrichment | STP_002 - 0002 | MKV | OK | 2022-07-13 | 2022-07-25 | [5 empty] | KELVDBC | #N/A | SENSOR,PRES;10 BAR,2-PNP,PLG,15-30 V,100 | SENSOR,PRESSURE;MEASURING RANGE:10 BAR,OUTPUT TYPE:2-PNP,CONNECTION TYPE:PLUG,POWER SUPPLY:15-30 V,100 MA,TEMPERATURE RATING:50 DEG C,ENCLOSURE:IP65,MNFR:FESTO,PTNO:SDE3-D10M | SDE3-D10M | 1031504 | FESTO | https://www.festo.com/tw/en/a/568665/?q=~:sortByFacetValues-asc | https://www.festo.com/tw/en/a/download-document/datasheet/568665 | FESTO | SDE3-D10M | [11 empty] | 41111927 | Pressure sensors | SENSOR | PRESSURE | TYPE |  | MEASURING RANGE | 10 BAR | ACCURACY |  | OUTPUT TYPE | 2-PNP | CONNECTION TYPE | PLUG | POWER SUPPLY | 15-30 V,100 MA | TEMPERATURE RATING | 50 DEG C | MATERIAL |  | SIZE |  | ENCLOSURE | IP65 | MOUNTING TYPE | H-RAIL | HAZARD CLASS |  | CERTIFICATION/STANDARD | EN 60947-5-2 | ADDITIONAL FEATURES EN |  | ADDITIONAL FEATURES ES |  | ADDITIONAL FEATURES FR | [27 empty] | Production Completed
1187081 | Data Enrichment | STP_002 - 0002 | MKV | OK | 2022-07-13 | 2022-07-25 | [5 empty] | KELVDBC | #N/A | SENSOR,PRES;10-160 BAR,1/4 IN BSP,120 V | SENSOR,PRESSURE;MEASURING RANGE:10-160 BAR,CONNECTION TYPE:1/4 IN BSP,POWER SUPPLY:120 V,3 A,TEMPERATURE RATING:-25 TO 70 DEG C,MATERIAL:ZINC ALLOY,SIZE:WD 35 X HT 113 X DP 75 MM,ENCLOSURE:IP65,MOUNTING TYPE:FLANGE,CERTIFICATION/STANDARD:CE,CSA,ROHS,UL,ADDITIONAL FEATURES EN:SWITCH COMMUTATE PRESSION,MNFR:SCHNEIDER ELECTRIC,PTNO:XMLB160D2S11 | XMLB160D2S11 | 1034747 | SCHNEIDER ELECTRIC | https://www.se.com/ww/en/product/XMLB160D2S11/pressure-switch-xmlb-160-bar-adjustable-scale-2-thresholds-1-c-o/ | https://www.se.com/ww/en/product/download-pdf/XMLB160D2S11 | SCHNEIDER ELECTRIC | XMLB160D2S11 | [11 empty] | 41111927 | Pressure sensors | SENSOR | PRESSURE | TYPE | SWITCH COMMUTATE PRESSION | MEASURING RANGE | 10-160 BAR | ACCURACY |  | OUTPUT TYPE |  | CONNECTION TYPE | 1/4 IN BSP | POWER SUPPLY | 120 V,3 A | TEMPERATURE RATING | -25 TO 70 DEG C | MATERIAL | ZINC ALLOY | SIZE | WD 35 X HT 113 X DP 75 MM | ENCLOSURE | IP65 | MOUNTING TYPE | FLANGE | HAZARD CLASS |  | CERTIFICATION/STANDARD | CE,CSA,ROHS,UL | ADDITIONAL FEATURES EN |  | ADDITIONAL FEATURES ES |  | ADDITIONAL FEATURES FR | [27 empty] | Production Completed
1202318 | Data Enrichment | STP_002 - 0002 | MKV | OK | 2022-07-13 | 2022-07-25 | [5 empty] | KELVDBC | #N/A | SENSOR,PRES;1-10 BAR,+-0.5%,G1/2 IN | SENSOR,PRESSURE;MEASURING RANGE:1-10 BAR,ACCURACY:+-0.5%,CONNECTION TYPE:G1/2 IN,POWER SUPPLY:18/32 VDC,4-20 MA,TEMPERATURE RATING:-20 TO 80 DEG C,MATERIAL:1.4404 STAINLESS STEEL 316L,SIZE:WD 100 X HT 169 MM,ENCLOSURE:IP67/69K,CERTIFICATION/STANDARD:CE,CRN,CUS,EAC,UL,MNFR:IFM EFECTOR INC.,PTNO:PG2454 | PG2454 | 1009884 | IFM EFECTOR CANADA INC. | https://www.ifm.com/in/en/product/PG2454 |  | IFM EFECTOR CANADA INC. | PG2454 | [11 empty] | 41111927 | Pressure sensors | SENSOR | PRESSURE | TYPE |  | MEASURING RANGE | 1-10 BAR | ACCURACY | +/- 0.5 PCT | OUTPUT TYPE |  | CONNECTION TYPE | G1/2 IN | POWER SUPPLY | 18/32 VDC,4-20 MA | TEMPERATURE RATING | -20 TO 80 DEG C | MATERIAL | 1.4404 STAINLESS STEEL 316L | SIZE | WD 100 X HT 169 MM | ENCLOSURE | IP67/69K | MOUNTING TYPE |  | HAZARD CLASS |  | CERTIFICATION/STANDARD | CE,CRN,CUS,EAC,UL | ADDITIONAL FEATURES EN |  | ADDITIONAL FEATURES ES |  | ADDITIONAL FEATURES FR | [27 empty] | Production Completed
1202356 | Data Enrichment | STP_002 - 0002 | MKV | OK | 2022-07-13 | 2022-07-25 | [5 empty] | KELVDBC | #N/A | SENSOR,PROXY;12 MM,PNP,10-30 V,0-200 MA | SENSOR,PROXIMITY;SENSING RANGE:12 MM,OUTPUT TYPE:PNP,ELECTRICAL RATING:10-30 V,0-200 MA,ENCLOSURE:IP67,MATERIAL:NICKEL PLATED BRASS CASE,SWITCHING FREQUENCY:0-1000 HZ,SIZE:DIA 18 X LG 65 MM,CERTIFICATION/STANDARD:CE,CSA,UL,ADDITIONAL FEATURES EN:FOR PNEUMATIC DIAPHRAGM VALVE,-25 TO 70 DEG C,LIMIT SWITCH,MNFR:PEPPERL AND FUCHS INC,PTNO:NBN12-18GM50-A2-V1 | NBN12-18GM50-A2-V1 | 1034029 | PEPPERL AND FUCHS INC | https://www.pepperl-fuchs.com/india/hi/classid_143.htm?view=productdetails&prodid=99266 |  | PEPPERL AND FUCHS INC | NBN12-18GM50-A2-V1 | [11 empty] | 41111926 | Proximity sensors | SENSOR | PROXIMITY | TYPE |  | SENSING RANGE | 12 MM | OUTPUT TYPE | PNP | CONNECTION TYPE |  | ELECTRICAL RATING | 10-30 V,0-200 MA | CABLE LENGTH |  | ENCLOSURE | IP67 | MATERIAL | NICKEL PLATED BRASS CASE | SWITCHING FREQUENCY | 0-1000 HZ | MOUNTING TYPE |  | SIZE | DIA 18 X LG 65 MM | HAZARD CLASS |  | CERTIFICATION/STANDARD | CE,CSA,UL,IEC 60947-5-2,EN 60947-5-2 | ADDITIONAL FEATURES EN | FOR PNEUMATIC DIAPHRAGM VALVE,-25 TO 70 DEG C,LIMIT SWITCH | ADDITIONAL FEATURES ES |  | ADDITIONAL FEATURES FR | [27 empty] | Production Completed
1201882 | Data Enrichment | STP_002 - 0002 | MKV | OK | 2022-07-13 | 2022-07-25 | [5 empty] | KELVDBC | #N/A | SENSOR,PROXY;5 MM,2 WIRE,5-60 V,2-100 MA | SENSOR,PROXIMITY;SENSING RANGE:5 MM,OUTPUT TYPE:2 WIRE,ELECTRICAL RATING:5-60 V,2-100 MA,CABLE LENGTH:2 M,ENCLOSURE:IP67,SWITCHING FREQUENCY:0-350 HZ,CERTIFICATION/STANDARD:CSA,IEC,UL,ADDITIONAL FEATURES EN:NORMALLY OPEN,BRAY P AND F METER,SWITCH,MNFR:PEPPERL AND FUCHS INC,PTNO:NCB5-18GM40-Z | NCB5-18GM40-Z | 1034029 | PEPPERL AND FUCHS INC | https://www.pepperl-fuchs.com/india/hi/classid_143.htm?view=productdetails&prodid=10738 |  | PEPPERL AND FUCHS INC | NCB5-18GM40-Z | [11 empty] | 41111926 | Proximity sensors | SENSOR | PROXIMITY | TYPE |  | SENSING RANGE | 5 MM | OUTPUT TYPE | 2 WIRE | CONNECTION TYPE |  | ELECTRICAL RATING | 5-60 V,2-100 MA | CABLE LENGTH | 2 M | ENCLOSURE | IP67 | MATERIAL | STAINLESS STEEL | SWITCHING FREQUENCY | 0-350 HZ | MOUNTING TYPE |  | SIZE |  | HAZARD CLASS |  | CERTIFICATION/STANDARD | CSA,IEC,UL | ADDITIONAL FEATURES EN | NORMALLY OPEN,BRAY P AND F METER,SWITCH | ADDITIONAL FEATURES ES |  | ADDITIONAL FEATURES FR | [27 empty] | Production Completed
1202452 | Data Enrichment | STP_002 - 0002 | MKV | OK | 2022-07-13 | 2022-07-25 | [5 empty] | KELVDBC | #N/A | SENSOR,PROXY;INDTVE,10 MM,1 NC,CBL | SENSOR,PROXIMITY;TYPE:INDUCTIVE,SENSING RANGE:10 MM,OUTPUT TYPE:1 NC,CONNECTION TYPE:CABLE,ELECTRICAL RATING:24-240 VAC/DC,24-210 VDC,350 MA AC,200 MA DC,CABLE LENGTH:2 M,ENCLOSURE:IP67,MATERIAL:PPS,SWITCHING FREQUENCY:800 HZ,MOUNTING TYPE:FLUSH,SIZE:M30 X 1.5 MM,LG 81 MM,ADDITIONAL FEATURES EN:120-3000C/MN,MNFR:SCHNEIDER ELECTRIC,PTNO:XSAV12801 | XSAV12801 | 1034747 | SCHNEIDER ELECTRIC | https://www.se.com/ww/en/product/XSAV12801/inductive-proximity-sensors-xs-rotation-monitoring-m30-sn10mm-120-3000c-mn-24-240vac-dc-cable-2-m/ | https://www.se.com/ww/en/product/download-pdf/XSAV12801 | SCHNEIDER ELECTRIC | XSAV12801 | [11 empty] | 41111926 | Proximity sensors | SENSOR | PROXIMITY | TYPE | INDUCTIVE | SENSING RANGE | 10 MM | OUTPUT TYPE | 1 NC | CONNECTION TYPE | CABLE | ELECTRICAL RATING | 24-240 VAC/DC,24-210 VDC,350 MA AC,200 MA DC | CABLE LENGTH |  | ENCLOSURE | IP67 | MATERIAL | PPS | SWITCHING FREQUENCY | 80 HZ | MOUNTING TYPE | FLUSH | SIZE | M30 X 1.5 MM X LG 81 MM | HAZARD CLASS |  | CERTIFICATION/STANDARD | CSA,UL,CCC | ADDITIONAL FEATURES EN | 120-3000C/MN | ADDITIONAL FEATURES ES |  | ADDITIONAL FEATURES FR | [27 empty] | Production Completed
1289707 | Data Enrichment | STP_002 - 0002 | MKV | OK | 2022-07-13 | 2022-07-25 | [5 empty] | KDELBVQC |  | SENSOR,PROXY;INDTVE,10 MM,NO,2-WIRE | SENSOR,PROXIMITY;TYPE:INDUCTIVE,SENSING RANGE:10 MM,OUTPUT TYPE:NO,2-WIRE,CONNECTION TYPE:4-PIN M12 X 1 MM CONNECTOR,ELECTRICAL RATING:6-30 VDC,2-200 MA,ENCLOSURE:IP67,MATERIAL:STAINLESS STEEL 1.4305/AISI 303,SWITCHING FREQUENCY:200 HZ,MOUNTING TYPE:FLUSH,CERTIFICATION/STANDARD:CCC,CSA,UL,ADDITIONAL FEATURES EN:F NMB10-18GM65-Z4-V1,MNFR:PEPPERL+FUCHS,PTNO:912736 | 912736 |  |  | https://plc-trade.com/mpn/pepperl-fuchs-912736/ |  | PEPPERL AND FUCHS INC | 912736 | [11 empty] | 41111926 | Proximity sensors | SENSOR | PROXIMITY | TYPE | INDUCTIVE | SENSING RANGE | 10 MM | OUTPUT TYPE | NO,2-WIRE | CONNECTION TYPE | 4-PIN M12 X 1 MM CONNECTOR | ELECTRICAL RATING | 6-30 VDC,2-200 MA | CABLE LENGTH |  | ENCLOSURE | IP67 | MATERIAL | STAINLESS STEEL 1.4305/AISI 303 | SWITCHING FREQUENCY | 200 HZ | MOUNTING TYPE | FLUSH | SIZE |  | HAZARD CLASS |  | CERTIFICATION/STANDARD | CSA,UL,CCC | ADDITIONAL FEATURES EN | F NMB10-18GM65-Z4-V1 | ADDITIONAL FEATURES ES |  | ADDITIONAL FEATURES FR | [27 empty] | Production Completed
1218687 | Data Enrichment | STP_002 - 0002 | MKV | OK | 2022-07-13 | 2022-07-25 | [5 empty] | KELVDBC | #N/A | SENSOR,PROXY;INDTVE,12 MM,1 NO,CBL | SENSOR,PROXIMITY;TYPE:INDUCTIVE,SENSING RANGE:12 MM,OUTPUT TYPE:1 NO,CONNECTION TYPE:CABLE,ELECTRICAL RATING:20-250 VAC/DC,2.5 MA,CABLE LENGTH:2 M,ENCLOSURE:IP67,MATERIAL:PBT,SWITCHING FREQUENCY:25 HZ AC,100 HZ DC,MOUNTING TYPE:NON-FLUSH,SIZE:M18 X 1 MM,ADDITIONAL FEATURES EN:FOR WOL PROJECT INSTALLATION,MNFR:IFM EFECTOR INC.,PTNO:IG0374 | IG0374 | 1009884 | IFM EFECTOR CANADA INC. | https://www.ifm.com/in/en/product/IG0374 |  | IFM EFECTOR CANADA INC. | IG0374 | [11 empty] | 41111926 | Proximity sensors | SENSOR | PROXIMITY | TYPE | INDUCTIVE | SENSING RANGE | 12 MM | OUTPUT TYPE | 1 NO | CONNECTION TYPE | CABLE | ELECTRICAL RATING | 20-250 VAC/DC,2.5 MA | CABLE LENGTH | 2 M | ENCLOSURE | IP67 | MATERIAL | PBT | SWITCHING FREQUENCY | 25 HZ AC,100 HZ DC | MOUNTING TYPE | NON-FLUSH | SIZE | M18 X 1 MM | HAZARD CLASS |  | CERTIFICATION/STANDARD | EN 60947-5-2,EN 55011 | ADDITIONAL FEATURES EN | FOR WOL PROJECT INSTALLATION | ADDITIONAL FEATURES ES |  | ADDITIONAL FEATURES FR | [27 empty] | Production Completed
1201142 | Data Enrichment | STP_002 - 0002 | MKV | OK | 2022-07-13 | 2022-07-25 | [5 empty] | KELVDBC | #N/A | SENSOR,PROXY;INDTVE,22 MM,NO,PNP/NPN,CBL | SENSOR,PROXIMITY;TYPE:INDUCTIVE,SENSING RANGE:22 MM,OUTPUT TYPE:NO,PNP/NPN,CONNECTION TYPE:CABLE,ELECTRICAL RATING:10/36 VDC,2 MA LOAD,100 MA SWITCHING,CABLE LENGTH:6 M,ENCLOSURE:IP67/69K,MATERIAL:STAINLESS STEEL THREADED SLEEVE,NATURAL LCP SENSING FACE,PEI LED WINDOW,BRASS LOCK NUTS,SWITCHING FREQUENCY:100 HZ DC,MOUNTING TYPE:NON-FLUSH,SIZE:M30 X 1.5 MM PITCH X LG 81 MM,CERTIFICATION/STANDARD:UL, | IIM203 | 1009884 | IFM EFECTOR CANADA INC. | https://www.ifm.com/in/en/product/IIM203 |  | IFM EFECTOR CANADA INC. | IIM203 | [11 empty] | 41111926 | Proximity sensors | SENSOR | PROXIMITY | TYPE | INDUCTIVE | SENSING RANGE | 20 MM | OUTPUT TYPE | NO,PNP/NPN | CONNECTION TYPE | CABLE | ELECTRICAL RATING | 10/36 VDC,2 MA LOAD,100 MA SWITCHING | CABLE LENGTH | 6 M | ENCLOSURE | IP67/69K | MATERIAL | STAINLESS STEEL THREADED SLEEVE,NATURAL LCP SENSING FACE,PEI LED WINDOW,BRASS LOCK NUTS | SWITCHING FREQUENCY | 100 HZ DC | MOUNTING TYPE | NON-FLUSH | SIZE | M30 X 1.5 TPI X LG 81 MM | HAZARD CLASS |  | CERTIFICATION/STANDARD | UL,EN 60068-2-14,EN 60068-2-27 | ADDITIONAL FEATURES EN |  | ADDITIONAL FEATURES ES |  | ADDITIONAL FEATURES FR | [27 empty] | Production Completed
1208801 | Data Enrichment | STP_002 - 0002 | MKV | OK | 2022-07-13 | 2022-07-25 | [5 empty] | KELVDBC | #N/A | SENSOR,PROXY;INDTVE,NO,CBL,20-250 VAC | SENSOR,PROXIMITY;TYPE:INDUCTIVE,OUTPUT TYPE:NO,CONNECTION TYPE:CABLE,ELECTRICAL RATING:20-250 VAC,10-300 VDC,100 MA,CABLE LENGTH:2.5 M,ENCLOSURE:IP65/67,MATERIAL:PVC,SWITCHING FREQUENCY:20 HZ AC,60 HZ DC,MOUNTING TYPE:FLUSH,SIZE:M12,MNFR:FESTO,PTNO:SIED-M12B-ZS-K-L | SIED-M12B-ZS-K-L | 1031504 | FESTO | https://www.festo.com/tw/en/a/538272/?q=~:orderCode-asc~:CC_Electrical_connection_FP06_C_FP_GLOBAL~:CC_Electrical_connection_FP06.LE~:CC_Display_C_FP_06-01-01~:CC_Display.L~:CC_Series_C_FP_06-01-01~:CC_Series.SIED | https://www.festo.com/tw/en/a/download-document/datasheet/538272 | FESTO | SIED-M12B-ZS-K-L | [11 empty] | 41111926 | Proximity sensors | SENSOR | PROXIMITY | TYPE | INDUCTIVE | SENSING RANGE |  | OUTPUT TYPE | NO | CONNECTION TYPE | CABLE | ELECTRICAL RATING | 20-265 VAC,20-320 VDC,200 MA | CABLE LENGTH | 2.5 M | ENCLOSURE | IP65/67 | MATERIAL | PVC | SWITCHING FREQUENCY | 25 HZ AC,1200 HZ DC | MOUNTING TYPE | LOCK NUT | SIZE | M12 | HAZARD CLASS |  | CERTIFICATION/STANDARD |  | ADDITIONAL FEATURES EN |  | ADDITIONAL FEATURES ES |  | ADDITIONAL FEATURES FR | [27 empty] | Production Completed
1194308 | Data Enrichment | STP_002 - 0002 | MKV | OK | 2022-07-13 | 2022-07-25 | [5 empty] | KELVDBC | MNFR | SENSOR,ULTSNC;10 M LIQUID,5 M,1 IN NPT | SENSOR,ULTRASONIC;SENSING RANGE:10 M LIQUID,5 M,BULK MATERIAL,POWER SUPPLY:100/240 VAC,24 VDC,CONNECTION TYPE:1 IN NPT, TEMPERATURE RATING:-40 TO 80 DEG C,PVDF,SWITCHING FREQUENCY:43 KHZ,SIZE:DIA 70 X HT 138 MM,CERTIFICATION/STANDARD:CE,EX,EN 60529, EN,61326,IP68,NEMA 6P,ADDITIONAL FEATURES EN:LEVEL PROSONICS,MNFR:ENDRESS & HAUSER,PTNO:FDU91 | FDU91 | 3000269 | ENDRESS & HAUSER | https://www.in.endress.com/en/field-instruments-overview/level-measurement/Ultrasonic-Prosonic-FDU91 |  | ENDRESS & HAUSER | FDU91 | [11 empty] | 41111960 | Ultrasonic sensor | SENSOR | ULTRASONIC | TYPE | LEVEL PROSONICS | SENSING RANGE | 10 M LIQUID,5 M,BULK MATERIAL | POWER SUPPLY | 100/240 VAC,24 VDC | OUTPUT TYPE |  | CONNECTION TYPE | 1 IN NPT | TEMPERATURE RATING | -40 TO 80 DEG C | MATERIAL |  | SWITCHING FREQUENCY | 43 KHZ | SIZE | DIA 70 X HT 138 MM | HAZARD CLASS |  | CERTIFICATION/STANDARD | CE,EX,EN 60529, EN,61326,IP68,NEMA 6P | ADDITIONAL FEATURES EN |  | ADDITIONAL FEATURES ES |  | ADDITIONAL FEATURES FR | [31 empty] | Production Completed
1199958 | Data Enrichment | STP_002 - 0002 | MKV | OK | 2022-07-13 | 2022-07-25 | [5 empty] | KELVDBC | MNFR | SENSOR,ULTSNC;10 M LIQUID,5 M,1 IN NPT | SENSOR,ULTRASONIC;SENSING RANGE:10 M LIQUID,5 M,BULK MATERIAL,POWER SUPPLY:100/240 VAC,24 VDC,CONNECTION TYPE:1 IN NPT, TEMPERATURE RATING:-40 TO 80 DEG C,PVDF,SWITCHING FREQUENCY:43 KHZ,SIZE:DIA 70 X HT 138 MM,CERTIFICATION/STANDARD:CE,EX,EN 60529, EN,61326,IP68,NEMA 6P,ADDITIONAL FEATURES EN:PROSONICS,MNFR:ENDRESS & HAUSER,PTNO:FDU91-RN6AA | FDU91-RN6AA | 3000269 | ENDRESS & HAUSER | https://portal.endress.com/wa001/dla/5000557/7554/000/11/TI00396FEN_1615.pdf |  | ENDRESS & HAUSER | FDU91-RN6AA | [11 empty] | 41111960 | Ultrasonic sensor | SENSOR | ULTRASONIC | TYPE | PROSONICS | SENSING RANGE | 10 M LIQUID,5 M,BULK MATERIAL | POWER SUPPLY | 100/240 VAC,24 VDC | OUTPUT TYPE |  | CONNECTION TYPE | 1 IN NPT | TEMPERATURE RATING | -40 TO 80 DEG C | MATERIAL |  | SWITCHING FREQUENCY | 43 KHZ | SIZE | DIA 70 X HT 138 MM | HAZARD CLASS |  | CERTIFICATION/STANDARD | CE,EX,EN 60529, EN,61326,IP68,NEMA 6P | ADDITIONAL FEATURES EN |  | ADDITIONAL FEATURES ES |  | ADDITIONAL FEATURES FR | [31 empty] | Production Completed
1189801 | Data Enrichment | STP_002 - 0002 | MKV | OK | 2022-07-13 | 2022-07-25 | [5 empty] | KELVDBC | MNFR | SENSOR,ULTSNC;20 M FLUID,10 M,1 IN NPT | SENSOR,ULTRASONIC;SENSING RANGE:20 M FLUID,10 M,BULK MATERIAL,POWER SUPPLY:100/240 VAC,24 VDC,CONNECTION TYPE:1 IN NPT, TEMPERATURE RATING:-40 TO 95 DEG C,PVDF,SWITCHING FREQUENCY:30 KHZ,SIZE:DIA 98 X HT 153? MM,CERTIFICATION/STANDARD:CE,EX,EN 60529, EN,61326,IP68,NEMA 6P,MNFR:ENDRESS & HAUSER,PTNO:FDU92-RG3A | FDU92-RG3A | 3000269 | ENDRESS & HAUSER | https://portal.endress.com/wa001/dla/5000557/7554/000/11/TI00396FEN_1615.pdf |  | ENDRESS & HAUSER | FDU92-RG3A | [11 empty] | 41111960 | Ultrasonic sensor | SENSOR | ULTRASONIC | TYPE |  | SENSING RANGE | 20 M FLUID,10 M,BULK MATERIAL | POWER SUPPLY | 100/240 VAC,24 VDC | OUTPUT TYPE |  | CONNECTION TYPE | 1 IN NPT | TEMPERATURE RATING | -40 TO 95 DEG C | MATERIAL |  | SWITCHING FREQUENCY | 30 KHZ | SIZE | DIA 98 X HT 153 MM | HAZARD CLASS |  | CERTIFICATION/STANDARD | CE,EX,EN 60529, EN,61326,IP68,NEMA 6P | ADDITIONAL FEATURES EN |  | ADDITIONAL FEATURES ES |  | ADDITIONAL FEATURES FR | [31 empty] | Production Completed
1244271 | Data Enrichment | STP_002 - 0002 | MKV | OK | 2022-07-13 | 2022-07-25 | [5 empty] | KDELBVC | MNFR | SENSOR,ULTSNC;ENDH,FMU40-1RB2A2,PROSONIC | SENSOR,ULTRASONIC;MNFR:ENDRESS <(>&<)> HAUSER,PTNO:FMU40-1RB2A2,TYPE:PROSONIC MEASUREMENT,POWER SUPPLY:10.5-32 VDC,OUTPUT TYPE:4-20 MA HART,CONNECTION TYPE:G/ NPT 1-1/2 IN,TEMPERATURE RATING:20 DEG C,SWITCHING FREQUENCY:70 KHZ | FMU40-1RB2A2 | 3000269 | ENDRESS & HAUSER | https://portal.endress.com/wa001/dla/5000243/5130/000/04/TI365FAE.pdf |  | ENDRESS & HAUSER | FMU40-1RB2A2 | [11 empty] | 41111960 | Ultrasonic sensor | SENSOR | ULTRASONIC | TYPE | PROSONIC MEASUREMENT | SENSING RANGE |  | POWER SUPPLY | 10.5-32 VDC | OUTPUT TYPE | 4-20 MA HART | CONNECTION TYPE | G/ NPT 1-1/2 IN | TEMPERATURE RATING | 20 DEG C | MATERIAL |  | SWITCHING FREQUENCY | 70 KHZ | SIZE |  | HAZARD CLASS |  | CERTIFICATION/STANDARD |  | ADDITIONAL FEATURES EN |  | ADDITIONAL FEATURES ES |  | ADDITIONAL FEATURES FR | [31 empty] | Production Completed
1567242 | Data Enrichment | STP_002 - 0002 | MKV | OK | 2022-07-13 | 2022-07-25 | [5 empty] | KEDLBVC |  | SENSOR; RADAR,4-20 MA,M12-1.75, 220VOLT | SENSOR;TYPE: RADAR,SENSING RANGE:4-20 MA,CONNECTION TYPE:M12-1.75,ELECTRICAL RATING: 220VOLT,ADDITIONAL FEATURES EN:FOR CONTINUOUS LEVEL MESUREMENT OF BULK SOLIDS,VEGAPULS 69,ZA140873933,MNFR:VEGA,PTNO:PS69.AXBASDHXKMKXX |  |  |  | https://www.vega.com/en-in/products/product-catalog/level/radar/vegapuls-69 |  | VEGA | PS69.AXBASDHXKMKXX | [11 empty] | 41111938 | Level sensors or transmitters | SENSOR | LEVEL | TYPE | RADAR | MEASURING RANGE | 120 M | ACCURACY | +/- 5 MM | OUTPUT TYPE | HART | CONNECTION TYPE | G1-1/2 , 1-1/2 NPT | POWER SUPPLY | 4 - 20 MA | TEMPERATURE RATING | - 40 TO 80 DEG C | MATERIAL | PLASTIC,ALUMINIUM,STAINLESS STEEL | PRESSURE RATING | -1 TO 20 BAR | SIZE |  | MOUNTING TYPE |  | ENCLOSURE | IP66/67 | HAZARD CLASS |  | CERTIFICATION/STANDARD |  | ADDITIONAL FEATURES EN |  | ADDITIONAL FEATURES ES |  | ADDITIONAL FEATURES FR | [25 empty] | Production Completed
1195383 | Data Enrichment | STP_002 - 0002 | MKV | OK | 2022-07-13 | 2022-07-25 | [5 empty] | KELVDBC | OEM | SENSOR;CAT,4704959,ASSY | SENSOR;MNFR:CATERPILLAR,PTNO:4704959,ADDITIONAL FEATURES EN:ASSEMBLY | 4704959 | 3000003 | CATERPILLAR | https://parts.cat.com/en/catcorp/470-4959 |  | CATERPILLAR | 470-4959 | [11 empty] | 41111900 | Indicating and recording instruments | SENSOR | NO MODIFIER | TYPE | ASSEMBLY | SENSING RANGE |  | CONNECTION TYPE | 5-PIN | ELECTRICAL RATING |  | ENCLOSURE |  | MATERIAL | ALUMINIUM | MOUNTING TYPE |  | SIZE | WD 2.65 X HT 1.74 X LG 5.41 IN | HAZARD CLASS |  | CERTIFICATION/STANDARD |  | ADDITIONAL FEATURES EN |  | ADDITIONAL FEATURES ES |  | ADDITIONAL FEATURES FR | [33 empty] | Production Completed
1289654 | Data Enrichment | STP_002 - 0002 | MKV | OK | 2022-07-13 | 2022-07-25 | [5 empty] | KDELBVQC |  | SENSOR;INDTVE,10 MM,PLG,6-30 VDC,2-200 | SENSOR;TYPE:INDUCTIVE,SENSING RANGE:10 MM,CONNECTION TYPE:PLUG,ELECTRICAL RATING:6-30 VDC,2-200 MA,ENCLOSURE:IP67,MATERIAL:STAINLESS STEEL 1.4305/AISI 303,MOUNTING TYPE:FLUSH,CERTIFICATION/STANDARD:CCC,CSA,UL,ADDITIONAL FEATURES EN:91273,MNFR:PEPPERL+FUCHS,PTNO:NMB10-18GM65-Z4-V1 | NMB10-18GM65-Z4-V1 |  |  | https://www.pepperl-fuchs.com/india/hi/classid_143.htm?view=productdetails&prodid=57516 |  | PEPPERL AND FUCHS INC | NMB10-18GM65-Z4-V1 | [11 empty] | 41111926 | Proximity sensors | SENSOR | PROXIMITY | TYPE | INDUCTIVE | SENSING RANGE | 10 MM | OUTPUT TYPE | 2 WIRE | CONNECTION TYPE | PLUG | ELECTRICAL RATING | 6-30 VDC,2-200 MA | CABLE LENGTH |  | ENCLOSURE | IP67 | MATERIAL | STAINLESS STEEL 1.4305/AISI 303 | SWITCHING FREQUENCY | 200 HZ | MOUNTING TYPE | FLUSH | SIZE |  | HAZARD CLASS |  | CERTIFICATION/STANDARD | CCC,CSA,UL,IEC 60947-5-2 | ADDITIONAL FEATURES EN | 91273 | ADDITIONAL FEATURES ES |  | ADDITIONAL FEATURES FR | [27 empty] | Production Completed
1187835 | Data Enrichment | STP_002 - 0002 | MKV | OK | 2022-07-13 | 2022-07-25 | [5 empty] | KELVDBC | MNFR | SENSOR;OXY,IP68,SS,1.4435 AISI 316L | SENSOR;TYPE:OXYGEN,ENCLOSURE:IP68,MATERIAL:STAINLESS STEEL,1.4435 AISI 316L,MNFR:ENDRESS & HAUSER,PTNO:COS22D-11V0/0 | COS22D-11V0/0 | 3000269 | ENDRESS & HAUSER | https://www.in.endress.com/en/field-instruments-overview/liquid-analysis-product-overview/oxygen-amperometric-sensor-cos22d?t.tabId=product-overview |  | ENDRESS & HAUSER | COS22D-11V0/0 | [11 empty] | 41111900 | Indicating and recording instruments | SENSOR | NO MODIFIER | TYPE | OXYGEN | SENSING RANGE | 0.001 to 20 MG/L | CONNECTION TYPE |  | ELECTRICAL RATING |  | ENCLOSURE | IP68 | MATERIAL | STAINLESS STEEL,1.4435 AISI 316L | MOUNTING TYPE |  | SIZE |  | HAZARD CLASS |  | CERTIFICATION/STANDARD |  | ADDITIONAL FEATURES EN |  | ADDITIONAL FEATURES ES |  | ADDITIONAL FEATURES FR | [33 empty] | Production Completed
1233217 | Data Enrichment | STP_002 - 0002 | MKV | OK | 2022-07-13 | 2022-07-25 | [5 empty] | KELVDBC |  | SENSOR;RADAR,15 M,M20 CBLE GLAND PA BLK | SENSOR;TYPE:RADAR,SENSING RANGE:15 M,CONNECTION TYPE:M20 CABLE GLAND PA BLACK DIA 5 TO 9 MM,ELECTRICAL RATING:4 TO 20 MA HART,MOUNTING TYPE:THREAD,SIZE:G1/2 IN,CERTIFICATION/STANDARD:ATEX,CSA,EAC,FM,IEC,ADDITIONAL FEATURES:-1 TO 3 BAR,IP66/IP67/IP68,TRANSMITTER TANK LEVEL,MNFR:VEGAPULS 31,PTNO:PS31.XXXXXGMHB | PS31.XXXXXGMHB |  |  | https://www.vega.com/en-in/products/product-catalog/level/radar/vegapuls-31 |  | VEGA | PS31.XXXXXGMHB | [11 empty] | 41111938 | Level sensors or transmitters | SENSOR | LEVEL | TYPE | RADAR | MEASURING RANGE | 15 M | ACCURACY | +/- 2 MM | OUTPUT TYPE | 4-20 MA HART | CONNECTION TYPE | G1-1/2 , 1-1/2 NPT,R1-1/2 | POWER SUPPLY | 4 - 20 MA | TEMPERATURE RATING | - 40 TO 70 DEG C | MATERIAL | PLASTIC | PRESSURE RATING | -1 TO 3 BAR | SIZE |  | MOUNTING TYPE |  | ENCLOSURE | IP66/67 | HAZARD CLASS |  | CERTIFICATION/STANDARD |  | ADDITIONAL FEATURES EN |  | ADDITIONAL FEATURES ES |  | ADDITIONAL FEATURES FR | [25 empty] | Production Completed
1217350 | Data Enrichment | STP_002 - 0002 | MKV | OK | 2022-07-13 | 2022-07-25 | [5 empty] | KELVDBC | #N/A | SENSOR;RETRO-REFLCTV,0.5-5 M,M12,10/50 | SENSOR;TYPE:RETRO-REFLECTIVE,SENSING RANGE:0.5-5 M,CONNECTION TYPE:M12,ELECTRICAL RATING:10/50 VDC,40 MA,ENCLOSURE:IP65,MATERIAL:PBT,CERTIFICATION/STANDARD:UL,CSA,EAC,CE,ADDITIONAL FEATURES EN:PLASTICS PRISMATIC REFLECTOR DIA 80 E20005,MNFR:IFM EFECTOR INC.,PTNO:OT5013 | OT5013 | 1009884 | IFM EFECTOR CANADA INC. | https://www.ifm.com/in/en/product/OT5013 |  | IFM EFECTOR CANADA INC. | OT5013 | [11 empty] | 41111900 | Indicating and recording instruments | SENSOR | NO MODIFIER | TYPE | RETRO-REFLECTIVE | SENSING RANGE | 0.5-5 M | CONNECTION TYPE | M12 | ELECTRICAL RATING | 10/50 VDC,40 MA | ENCLOSURE | IP65 | MATERIAL | PBT | MOUNTING TYPE |  | SIZE |  | HAZARD CLASS |  | CERTIFICATION/STANDARD | UL,CSA,EAC,CE,EN 60947-5-2 | ADDITIONAL FEATURES EN | PLASTICS PRISMATIC REFLECTOR DIA 80 E20005 | ADDITIONAL FEATURES ES |  | ADDITIONAL FEATURES FR | [33 empty] | Production Completed
1223077 | Data Enrichment | STP_002 - 0002 | MKV | OK | 2022-07-13 | 2022-07-25 | [5 empty] | KELVDBC |  | SET;NDX JOBBER DRILL,25,HSS | SET;TYPE:NDX JOBBER DRILL,NUMBER OF ITEMS:25,MATERIAL:HIGH SPEED STEEL,SIZE RANGE:1-13 X 0.5 MM,ADDITIONAL FEATURES EN:HEAVY DUTY SERIES,STRAIGHT SHANK,IN METAL CASE,MNFR:SOMTA,PTNO:1770025 |  |  |  | https://th.misumi-ec.com/en/vona2/detail/223300242716/?HissuCode=1770025-SO |  | SOMTA | 1770025 | [11 empty] | 27112845 | Drill bit set | SET | NO MODIFIER | TYPE | NDX JOBBER DRILL | CONTENTS |  | NUMBER OF ITEMS | 25 | MATERIAL | HIGH SPEED STEEL | SIZE RANGE | 1-13 X 0.5 MM | ADDITIONAL FEATURES EN | HEAVY DUTY SERIES,STRAIGHT SHANK,IN METAL CASE | ADDITIONAL FEATURES ES |  | ADDITIONAL FEATURES FR | [43 empty] | Production Completed
1194668 | Data Enrichment | STP_002 - 0002 | MKV | OK | 2022-07-13 | 2022-07-25 | [5 empty] | KELVDBC |  | SHACKLE;SCRW PIN AHR,1 IN,OD 2-3/8 X WD | SHACKLE;TYPE:SCREW PIN ANCHOR,SIZE:1 IN,OD 2-3/8 X WD 1-11/16 IN BETWEEN EYE,LOAD RATING:8-1/2 TON,MATERIAL:FORGED STEEL,INSIDE WIDTH:2-11/16 IN,INSIDE LENGTH:3-3/4 IN,PIN SIZE:DIA 1-1/8 IN,COATING/FINISH:HOT DIP GALVANIZED,CERTIFICATION/STANDARD:RR-C-271G,TYPE IVA,GRADE A,CLASS 2,ASME B30.26,ABS,CE,ADDITIONAL FEATURES EN:GENWINE,MNFR:CROSBY,PTNO:1018534 | 1018534 |  |  | https://www.vallen.ca/products/200-lifting-and-rigging/08-hooksshackles/08-shackles/p-Q1NCIDEwLTE4NTM0-crosby-1018534-anchor-shackle-1-in-85-t-working-load-limit-carbon-steel-hot-dipped-galvanized |  | CROSBY | 1018534 | [11 empty] | 24101641 | Shackle | SHACKLE | NO MODIFIER | TYPE | SCREW PIN ANCHOR | SIZE | 1 IN,OD 2-3/8 X WD 1-11/16 IN BETWEEN EYE | LOAD RATING | 8-1/2 TON | MATERIAL | FORGED STEEL | INSIDE WIDTH | 2-11/16 IN | INSIDE LENGTH | 3-3/4 IN | PIN SIZE | DIA 1-1/8 IN | COATING/FINISH | HOT DIP GALVANIZED | HAZARD CLASS |  | CERTIFICATION/STANDARD | RR-C-271G,TYPE IVA,GRADE A,CLASS 2,ASME B30.26,ABS,CE | ADDITIONAL FEATURES EN | GENWINE | ADDITIONAL FEATURES ES |  | ADDITIONAL FEATURES FR | [33 empty] | Production Completed
1205565 | Data Enrichment | STP_002 - 0002 | MKV | OK | 2022-07-13 | 2022-07-25 | [5 empty] | KELVDBC |  | SHACKLE;SCRW PIN AHR,3/4 IN,OD 1-13/16 X | SHACKLE;TYPE:SCREW PIN ANCHOR,SIZE:3/4 IN,OD 1-13/16 X WD 1-1/4 IN BETWEEN EYE,LOAD RATING:4-3/4 TON,MATERIAL:FORGED STEEL,INSIDE WIDTH:2 IN,INSIDE LENGTH:2-13/16 IN,PIN SIZE:DIA 7/8 IN,COATING/FINISH:HOT DIP GALVANIZED,CERTIFICATION/STANDARD:RR-C-271G,TYPE IVA,GRADE A,CLASS 2,ASME B30.26,ABS,CE,ADDITIONAL FEATURES EN:GENWINE,MNFR:CROSBY,PTNO:1018491 | 1018491 |  |  | https://www.grovesindustrial.com/product-details/CROSBY%201018491 |  | CROSBY | 1018491 | [11 empty] | 24101641 | Shackle | SHACKLE | NO MODIFIER | TYPE | SCREW PIN ANCHOR | SIZE | 3/4 IN,OD 1-13/16 X WD 1-1/4 IN BETWEEN EYE | LOAD RATING | 4-3/4 TON | MATERIAL | FORGED STEEL | INSIDE WIDTH | 2 IN | INSIDE LENGTH | 2-13/16 IN | PIN SIZE | DIA 7/8 IN | COATING/FINISH | HOT DIP GALVANIZED | HAZARD CLASS |  | CERTIFICATION/STANDARD | RR-C-271G,TYPE IVA,GRADE A,CLASS 2,ASME B30.26,ABS,CE | ADDITIONAL FEATURES EN | GENWINE | ADDITIONAL FEATURES ES |  | ADDITIONAL FEATURES FR | [33 empty] | Production Completed
1192749 | Data Enrichment | STP_002 - 0002 | MKV | OK | 2022-07-13 | 2022-07-25 | [5 empty] | KELVDBC | OEM | SLEEVE;CAT,6G9698,BRG,MUFF | SLEEVE;MNFR:CATERPILLAR,PTNO:6G9698,ADDITIONAL FEATURES EN:BEARING,MUFF | 6G9698 | 3000003 | CATERPILLAR | https://parts.cat.com/en/catcorp/6G-9698 |  | CATERPILLAR | 6G-9698 | [11 empty] | 31171509 | Sleeve bearings | BEARING | SLEEVE | TYPE | STRAIGHT SLEEVE | INSIDE DIAMETER | 5.1 IN | OUTSIDE DIAMETER | 5.91 IN | LENGTH | 3.35 IN | MATERIAL | STEEL | HAZARD CLASS |  | CERTIFICATION/STANDARD |  | ADDITIONAL FEATURES EN |  | ADDITIONAL FEATURES ES |  | ADDITIONAL FEATURES FR | [39 empty] | Production Completed
1197857 | Data Enrichment | STP_002 - 0002 | MKV | OK | 2022-07-13 | 2022-07-25 | [5 empty] | KELVDBC | OEM | STARTER;ABB,1SAM350000R1011,MOT MS132-16 | STARTER;MNFR:ABB,PTNO:1SAM350000R1011,ADDITIONAL FEATURES EN:MOTOR MS132-16 | 1SAM350000R1011 | 3000014 | ABB | https://www.electricautomationnetwork.com/en/abb/ms132-16-manual-motor-starter-abb-ms132-16-1sam350000r1011 |  | ABB | 1SAM350000R1011 | [11 empty] | 25173902 | Engine starter motor | STARTER | NO MODIFIER | TYPE | MOTOR | SIZE | WD 45 X HT 97.8 X DP 86.55 MM | MATERIAL |  | HAZARD CLASS |  | CERTIFICATION/STANDARD | IEC/EN 60947-1,IEC/EN 60947-2,IEC/EN 60947-4-1,UL 60947-1,UL 60947-4-1 | ADDITIONAL FEATURES EN | MOTOR MS132-16 | ADDITIONAL FEATURES ES |  | ADDITIONAL FEATURES FR | [43 empty] | Production Completed
1058353 | Data Enrichment | STP_002 - 0002 | MKV | OK | 2022-07-13 | 2022-07-25 | [5 empty] | KELVDBC | OEM | STUD,ASSY;CAT,2873049,W/ BOLT | STUD,ASSEMBLY;MNFR:CATERPILLAR,PTNO:2873049,ADDITIONAL FEATURES EN:WITH BOLT | 2873049 | 3000003 | CATERPILLAR | https://parts.cat.com/en/catcorp/287-3049 |  | CATERPILLAR | 287-3049 | [11 empty] | 31163300 | Studs | STUD | ASSEMBLY | TYPE | BOLT | LENGTH | 35.13 MM | NOMINAL SIZE |  | STUD MATERIAL | HEAT TREATED STEEL | STUD MATERIAL SPECIFICATION |  | THREAD TYPE |  | THREAD PITCH | 1.50 MM | THREAD LENGTH |  | NUT TYPE |  | NUT QUANTITY |  | NUT MATERIAL |  | NUT MATERIAL SPECIFICATION |  | WASHER TYPE |  | WASHER QUANTITY |  | WASHER MATERIAL |  | WASHER MATERIAL SPECIFICATION |  | HAZARD CLASS |  | CERTIFICATION/STANDARD | ISO 898-1 | ADDITIONAL FEATURES EN | WITH BOLT | ADDITIONAL FEATURES ES |  | ADDITIONAL FEATURES FR | [17 empty] | Production Completed
1038243 | Data Enrichment | STP_002 - 0002 | MKV | OK | 2022-07-13 | 2022-07-25 | [5 empty] | KELVDBC | OEM | STUD;CAT,1595772 | STUD;MNFR:CATERPILLAR,PTNO:1595772 | 1595772 | 3000003 | CATERPILLAR | https://parts.cat.com/en/catcorp/159-5772 |  | CATERPILLAR | 159-5772 | [11 empty] | 31163300 | Studs | STUD | ASSEMBLY | TYPE | BOLT | LENGTH | 1.63 IN | NOMINAL SIZE |  | STUD MATERIAL | STEEL | STUD MATERIAL SPECIFICATION |  | THREAD TYPE |  | THREAD PITCH | 18 | THREAD LENGTH |  | NUT TYPE |  | NUT QUANTITY |  | NUT MATERIAL |  | NUT MATERIAL SPECIFICATION |  | WASHER TYPE |  | WASHER QUANTITY |  | WASHER MATERIAL |  | WASHER MATERIAL SPECIFICATION |  | HAZARD CLASS |  | CERTIFICATION/STANDARD | ISO 898-1 | ADDITIONAL FEATURES EN |  | ADDITIONAL FEATURES ES |  | ADDITIONAL FEATURES FR | [17 empty] | Production Completed
1214902 | Data Enrichment | STP_002 - 0002 | MKV | OK | 2022-07-13 | 2022-07-25 | [5 empty] | KELVDBC | OEM | STUD;CAT,1623148 | STUD;MNFR:CATERPILLAR,PTNO:1623148 | 1623148 | 3000003 | CATERPILLAR | https://parts.cat.com/en/catcorp/162-3148 |  | CATERPILLAR | 162-3148 | [11 empty] | 31163300 | Studs | STUD | ASSEMBLY | TYPE | BOLT | LENGTH | 62.75 MM | NOMINAL SIZE |  | STUD MATERIAL | STEEL | STUD MATERIAL SPECIFICATION |  | THREAD TYPE |  | THREAD PITCH | 1.25 | THREAD LENGTH |  | NUT TYPE |  | NUT QUANTITY |  | NUT MATERIAL |  | NUT MATERIAL SPECIFICATION |  | WASHER TYPE |  | WASHER QUANTITY |  | WASHER MATERIAL |  | WASHER MATERIAL SPECIFICATION |  | HAZARD CLASS |  | CERTIFICATION/STANDARD |  | ADDITIONAL FEATURES EN |  | ADDITIONAL FEATURES ES |  | ADDITIONAL FEATURES FR | [17 empty] | Production Completed
1090955 | Data Enrichment | STP_002 - 0002 | MKV | OK | 2022-07-13 | 2022-07-25 | [5 empty] | KELVDBC | OEM | STUD;CAT,1906103 | STUD;MNFR:CATERPILLAR,PTNO:1906103 | 1906103 | 3000003 | CATERPILLAR | https://parts.cat.com/en/catcorp/190-6103 |  | CATERPILLAR | 190-6103 | [11 empty] | 31163300 | Studs | STUD | ASSEMBLY | TYPE | BOLT | LENGTH | 142.4 MM | NOMINAL SIZE |  | STUD MATERIAL | STEEL | STUD MATERIAL SPECIFICATION |  | THREAD TYPE |  | THREAD PITCH |  | THREAD LENGTH |  | NUT TYPE |  | NUT QUANTITY |  | NUT MATERIAL |  | NUT MATERIAL SPECIFICATION |  | WASHER TYPE |  | WASHER QUANTITY |  | WASHER MATERIAL |  | WASHER MATERIAL SPECIFICATION |  | HAZARD CLASS |  | CERTIFICATION/STANDARD |  | ADDITIONAL FEATURES EN |  | ADDITIONAL FEATURES ES |  | ADDITIONAL FEATURES FR | [17 empty] | Production Completed
1038541 | Data Enrichment | STP_002 - 0002 | MKV | OK | 2022-07-13 | 2022-07-25 | [5 empty] | KELVDBC | OEM | STUD;CAT,2000999 | STUD;MNFR:CATERPILLAR,PTNO:2000999 | 2000999 | 3000003 | CATERPILLAR | https://parts.cat.com/en/catcorp/200-0999 |  | CATERPILLAR | 200-0999 | [11 empty] | 31163300 | Studs | STUD | ASSEMBLY | TYPE | BOLT | LENGTH | 2 IN | NOMINAL SIZE |  | STUD MATERIAL | STEEL | STUD MATERIAL SPECIFICATION |  | THREAD TYPE |  | THREAD PITCH |  | THREAD LENGTH |  | NUT TYPE |  | NUT QUANTITY |  | NUT MATERIAL |  | NUT MATERIAL SPECIFICATION |  | WASHER TYPE |  | WASHER QUANTITY |  | WASHER MATERIAL |  | WASHER MATERIAL SPECIFICATION |  | HAZARD CLASS |  | CERTIFICATION/STANDARD |  | ADDITIONAL FEATURES EN |  | ADDITIONAL FEATURES ES |  | ADDITIONAL FEATURES FR | [17 empty] | Production Completed
1056975 | Data Enrichment | STP_002 - 0002 | MKV | OK | 2022-07-13 | 2022-07-25 | [5 empty] | KELVDBC | OEM | STUD;CAT,3217848,WHL | STUD;MNFR:CATERPILLAR,PTNO:3217848,ADDITIONAL FEATURES EN:WHEEL | 3217848 | 3000003 | CATERPILLAR | https://parts.cat.com/en/catcorp/321-7848 |  | CATERPILLAR | 321-7848 | [11 empty] | 31163300 | Studs | STUD | ASSEMBLY | TYPE | BOLT | LENGTH | 2.5 IN | NOMINAL SIZE |  | STUD MATERIAL | STEEL | STUD MATERIAL SPECIFICATION |  | THREAD TYPE |  | THREAD PITCH |  | THREAD LENGTH |  | NUT TYPE |  | NUT QUANTITY |  | NUT MATERIAL |  | NUT MATERIAL SPECIFICATION |  | WASHER TYPE |  | WASHER QUANTITY |  | WASHER MATERIAL |  | WASHER MATERIAL SPECIFICATION |  | HAZARD CLASS |  | CERTIFICATION/STANDARD |  | ADDITIONAL FEATURES EN |  | ADDITIONAL FEATURES ES |  | ADDITIONAL FEATURES FR | [17 empty] | Production Completed
1193823 | Data Enrichment | STP_002 - 0002 | MKV | OK | 2022-07-13 | 2022-07-25 | [5 empty] | KELVDBCQ | OEM | STUD;CAT,9K7807 | STUD;MNFR:CATERPILLAR,PTNO:9K7807 | 9K7807 | 3000003 | CATERPILLAR | https://parts.cat.com/en/catcorp/9K-7807 |  | CATERPILLAR | 9K-7807 | [11 empty] | 31163300 | Studs | STUD | ASSEMBLY | TYPE | BOLT | LENGTH | 3.9 IN | NOMINAL SIZE |  | STUD MATERIAL | STEEL | STUD MATERIAL SPECIFICATION |  | THREAD TYPE |  | THREAD PITCH |  | THREAD LENGTH |  | NUT TYPE |  | NUT QUANTITY |  | NUT MATERIAL |  | NUT MATERIAL SPECIFICATION |  | WASHER TYPE |  | WASHER QUANTITY |  | WASHER MATERIAL |  | WASHER MATERIAL SPECIFICATION |  | HAZARD CLASS |  | CERTIFICATION/STANDARD |  | ADDITIONAL FEATURES EN |  | ADDITIONAL FEATURES ES |  | ADDITIONAL FEATURES FR | [17 empty] | Production Completed
1220459 | Data Enrichment | STP_002 - 0002 | MKV | OK | 2022-07-13 | 2022-07-25 | [5 empty] | KELVDBC | OEM | SWITCH;SIE,3RV2011-1DA10,SGNLNG,SIRIUS | SWITCH;MNFR:SIEMENS,PTNO:3RV2011-1DA10,ADDITIONAL FEATURES EN:SIGNALING,SIRIUS | 3RV2011-1DA10 | 3000032 | SIEMENS | https://mall.industry.siemens.com/mall/en/ww/Catalog/Product/3RV2011-1DA10 | https://mall.industry.siemens.com/mall/en/ww/Catalog/DatasheetDownload?downloadUrl=teddatasheet%2F%3Fformat%3DPDF%26caller%3DMall%26mlfbs%3D3RV2011-1DA10%26language%3Den | SIEMENS | 3RV2011-1DA10 | [11 empty] | 39122200 | Electrical switches and accessories | SWITCH | NO MODIFIER | TYPE |  | VOLTAGE RATING | 20-690 V | CURRENT RATING | 3.2 A | CONTACT CONFIGURATION |  | NUMBER OF POSITIONS |  | ENCLOSURE | IP20 | MOUNTING TYPE | RAIL | TEMPERATURE RATING |  | ACTION |  | OPERATOR TYPE |  | POWER RATING |  | MATERIAL |  | SIZE | WD 45 X HT 97 X DP 97 MM | HAZARD CLASS |  | CERTIFICATION/STANDARD | EN 60715,IEC 60529 | ADDITIONAL FEATURES EN | SIGNALING,SIRIUS | ADDITIONAL FEATURES ES |  | ADDITIONAL FEATURES FR | [23 empty] | Production Completed
1193337 | Data Enrichment | STP_002 - 0002 | MKV | OK | 2022-07-13 | 2022-07-25 | [5 empty] | KELVDBC | MNFR | TIRE;GOOD,11R22.5,RADIAL,PNEUMATIC | TIRE;MNFR:GOODYEAR,PTNO:11R22.5,TYPE:RADIAL,PNEUMATIC,SIZE:DIA 41-1/2 X WD,11.1 X RIM 8-1/4 IN,ADDITIONAL FEATURES EN:WORKSHOP | 11R22.5 | 3000285 | GOODYEAR | https://www.heuver.com/product/b01100225gykmss00/11r22-5-goodyear-omnitrac-mss-148k-tl-m-s |  | GOODYEAR | 11R22.5 | [11 empty] | 25172504 | Automobile or light truck tires | TIRE | NO MODIFIER | TYPE | RADIAL,PNEUMATIC | SIZE | DIA 41-1/2 X WD,11.1 X RIM 8-1/4 IN | MATERIAL |  | LOAD CAPACITY |  | NUMBER OF PLYS |  | TREAD TYPE |  | HAZARD CLASS |  | CERTIFICATION/STANDARD |  | ADDITIONAL FEATURES EN | WORKSHOP | ADDITIONAL FEATURES ES |  | ADDITIONAL FEATURES FR | [37 empty] | Production Completed
1193941 | Data Enrichment | STP_002 - 0002 | MKV | OK | 2022-07-13 | 2022-07-25 | [5 empty] | KELVDBC | MNFR | TIRE;GOOD,35/65RR33 RL-5K 6S L5 20/20,RA | TIRE;MNFR:GOODYEAR,PTNO:35/65RR33 RL-5K 6S L5 20/20,TYPE:RADIAL,TUBELESS,PNEUMATIC,SIZE:DIA 81.9 X WD,35.6 X RIM 28 IN,ADDITIONAL FEATURES EN:65 ASPECT RATIO,257,REVS/MILE,W59 | 35/65RR33 RL-5K 6S L5 20/20 | 3000285 | GOODYEAR | https://otrtires.com/shop/875-65r33-goodyear-rl-5k-l5-6s |  | GOODYEAR | 875/65R33 RL-5K 6S L5 20/20 | [11 empty] | 25172504 | Automobile or light truck tires | TIRE | NO MODIFIER | TYPE | RADIAL,TUBELESS,PNEUMATIC | SIZE | DIA 81.9 X WD 35.6 X RIM 28 IN | MATERIAL |  | LOAD CAPACITY |  | NUMBER OF PLYS |  | TREAD TYPE |  | HAZARD CLASS |  | CERTIFICATION/STANDARD |  | ADDITIONAL FEATURES EN |  | ADDITIONAL FEATURES ES |  | ADDITIONAL FEATURES FR | [37 empty] | Production Completed
1213613 | Data Enrichment | STP_002 - 0002 | MKV | OK | 2022-07-13 | 2022-07-25 | [5 empty] | KELVDBC | MNFR | TIRE;GOOD,385/65R22.5,RADIAL,TUBELESS,PN | TIRE;MNFR:GOODYEAR,PTNO:385/65R22.5,TYPE:RADIAL,TUBELESS,PNEUMATIC,SIZE:DIA 42.5 X WD 14.9,X RIM 11-3/4 IN,LOAD CAPACITY:9370 LB, ADDITIONAL FEATURES EN:REGROUVABLE-UNISTEEL,G307,W,ORKSHOP,65,ASPECT RATIO,488 RPM | 385/65R22.5 | 3000285 | GOODYEAR | https://www.heuver.com/product/b38565225gykkmx06/385-65r22-5-goodyear-kmax-s-160k-158l-20pr-tl-3pmsf |  | GOODYEAR | 385/65R22.5 | [11 empty] | 25172504 | Automobile or light truck tires | TIRE | NO MODIFIER | TYPE | RADIAL,TUBELESS,PNEUMATIC | SIZE | DIA 42.5 X WD 14.9,X RIM 11-3/4 IN | MATERIAL |  | LOAD CAPACITY | 9370 LB | NUMBER OF PLYS |  | TREAD TYPE |  | HAZARD CLASS |  | CERTIFICATION/STANDARD |  | ADDITIONAL FEATURES EN | REGROUVABLE-UNISTEEL,G307,W,ORKSHOP,65,ASPECT RATIO,488 RPM | ADDITIONAL FEATURES ES |  | ADDITIONAL FEATURES FR | [37 empty] | Production Completed
1197728 | Data Enrichment | STP_002 - 0002 | MKV | OK | 2022-07-13 | 2022-07-25 | [5 empty] | KELVDBC |  | TIRE;RDL TUBE,DIA 40.11 X WD 10.19 X RIM | TIRE;TYPE:RADIAL TUBE,SIZE:DIA 40.11 X WD 10.19 X RIM 7 IN,CERTIFICATION/STANDARD:DOT,ECE,GCC,ISO,ISO 9001,PTNO:900R20 | 900R20 |  |  | https://www.okorder.com/p/truck-tire-900r20-all-steel-radial-first-class-quality-guaranteed_617401.html |  |  | 900R20 | [11 empty] | 25172504 | Automobile or light truck tires | TIRE | NO MODIFIER | TYPE | RADIAL TUBE | SIZE | DIA 40.11 X WD 10.19 X RIM 7 IN | MATERIAL |  | LOAD CAPACITY |  | NUMBER OF PLYS |  | TREAD TYPE |  | HAZARD CLASS |  | CERTIFICATION/STANDARD | DOT,ECE,GCC,ISO,ISO 9001 | ADDITIONAL FEATURES EN |  | ADDITIONAL FEATURES ES |  | ADDITIONAL FEATURES FR | [37 empty] | Production Completed
1218290 | Data Enrichment | STP_002 - 0002 | MKV | OK | 2022-07-13 | 2022-07-25 | [5 empty] | KELVDBC |  | TRANSFORMER;550/575/600 V PRIMARY | TRANSFORMER;VOLTAGE RATING:550/575/600 V PRIMARY,110/115/120/220/230/240 V SECONDARY,CURRENT RATING:8.33/4.17 A,FREQUENCY RATING:60 HZ,CERTIFICATION/STANDARD:UL,ADDITIONAL FEATURES EN:GENERAL PURPOSE,176 DEG F,WD 5-1/4 X HT 4.94 X DP 6-1/2 IN,PTNO:PH1000AJ | PH1000AJ |  |  | https://www.alliedelec.com/product/hammond-power-solutions/ph1000aj/70191921/ |  |  | PH1000AJ | [11 empty] | 39121000 | Power conditioning equipment | TRANSFORMER | NO MODIFIER | TYPE |  | VOLTAGE RATING | 550/575/600 V PRIMARY,110/115/120/220/230/240 V SECONDARY | NUMBER OF PHASE |  | CURRENT RATING | 8.33/4.17 A | FREQUENCY RATING | 60 HZ | ENCLOSURE |  | HAZARD CLASS |  | CERTIFICATION/STANDARD | UL | ADDITIONAL FEATURES EN | GENERAL PURPOSE,176 DEG F,WD 5-1/4 X HT 4.94 X DP 6-1/2 IN | ADDITIONAL FEATURES ES |  | ADDITIONAL FEATURES FR | [37 empty] | Production Completed
1204740 | Data Enrichment | STP_002 - 0002 | MKV | OK | 2022-07-13 | 2022-07-25 | [5 empty] | KELVDBC | OEM | TRANSMITTER;H307F201128, RTRCTBL WTH BAL | TRANSMITTER;TYPE:H307F201128, RETRACTABLE WITH BALL VALVE ,MEASURING RANGE:1BAR/100KPA/15PSI RELATIF, 10MH2O/33FTH2O/400INH2O,ACCURACY:STANDARD,OUTPUT TYPE:4-20MA HART,SUPPLY VOLTAGE:18 - 32 VDC,MOUNTING TYPE:TARAUDAGE G1/2, IP66/68 NEMA4X/6P,DISPLAY TYPE:LCD, BOUTON ON DISPLAY/ELECTRONIC,PRESSURE RATING:10BAR/1MPA/150PSI,MATERIAL:CELL CERAMIC CERAPHIRE,ENCLOSURE:F15 INOX HYGIENIQUE,FENETRE EN VERRE,SIZE:G1/2,HAZARD CLASS:IP66/68,MNFR:ENDRESS <(>&<)> HAUSER,PTNO:PMC51-AA21RC1HGBYYYA | PMC51-AA21RC1HGBYYYA | 3000030 | OUTOTEC | https://pdf.cdn.endress.com/__pdf?url=https%3A%2F%2Fwww.endress.com%2Fen%2Fexternal%2Fproduct-html2pdf%2FAbsolute-Gauge-Cerabar-PMC51&downloadName=Endress-Hauser_Cerabar_M_PMC51_EN.pdf |  | ENDRESS & HAUSER | PMC51-AA21RC1HGBYYYA | [11 empty] | 41111900 | Indicating and recording instruments | TRANSMITTER | NO MODIFIER | TYPE | H307F201128, RETRACTABLE WITH BALL VALVE | MEASURING RANGE | 1BAR/100KPA/15PSI RELATIF, 10MH2O/33FTH2O/400INH2O | ACCURACY | STANDARD | OUTPUT TYPE | 4-20MA HART | INPUT RATING |  | SUPPLY VOLTAGE | 18 - 32 VDC | MOUNTING TYPE | TARAUDAGE G1/2, IP66/68 NEMA4X/6P | DISPLAY TYPE | LCD, BOUTON ON DISPLAY/ELECTRONIC | PRESSURE RATING | 10BAR/1MPA/150PSI | TEMPERATURE RATING |  | MATERIAL |  | ENCLOSURE | F15 INOX HYGIENIQUE,FENETRE EN VERRE | SIZE | G1/2 | HAZARD CLASS |  | CERTIFICATION/STANDARD |  | ADDITIONAL FEATURES EN |  | ADDITIONAL FEATURES ES |  | ADDITIONAL FEATURES FR | [23 empty] | Production Completed
5004256 | Data Enrichment | STP_002 - 0002 | MKV | OK | 2022-07-13 | 2022-07-25 | [5 empty] | KDELCV | OEM | TRUCK;TOY,,LAND CRUISER V8 | TRUCK;MNFR:TOYOTA,PTNO:VDJ79L-DKMRYV |  | 3000012 | TOYOTA | https://www.toyota-gib.com/eng/models/heavy-duty-utility-type/land-cruiser-70/land-cruiser-79-double-cabin-v8-VDJ79L-DKMRYV.html |  | TOYOTA | VDJ79L-DKMRYV | [11 empty] | 25101600 | Product and material transport vehicles | TRUCK | NO MODIFIER | TYPE |  | CAPACITY |  | POWER RATING |  | LOWERED HEIGHT |  | RAISED HEIGHT |  | FRAME SIZE |  | WHEEL SIZE |  | NUMBER OF WHEELS | 4 | STANDARD BUCKET CAPACITY |  | RAISING TIME |  | GEARBOX SPEED |  | WHEEL TYPE | RADIAL | PLATFORM SIZE |  | FRAME MATERIAL |  | WHEEL MATERIAL |  | DRIVE TYPE |  | HAZARD CLASS |  | CERTIFICATION/STANDARD |  | ADDITIONAL FEATURES EN |  | ADDITIONAL FEATURES ES |  | ADDITIONAL FEATURES FR | [17 empty] | Production Completed
5004255 | Data Enrichment | STP_002 - 0002 | MKV | OK | 2022-07-13 | 2022-07-25 | [5 empty] | KDELCV | OEM | TRUCK;TOY,,LAND CRUISER V8, 4.5L TURBO | TRUCK;MNFR:TOYOTA,PTNO:VDJ78L-RJMRYV |  | 3000012 | TOYOTA | https://sts-global.com/toyota-land-cruiser-70-vdj78l |  | TOYOTA | VDJ78L-RJMRYV | [11 empty] | 25101600 | Product and material transport vehicles | TRUCK | NO MODIFIER | TYPE |  | CAPACITY |  | POWER RATING |  | LOWERED HEIGHT |  | RAISED HEIGHT |  | FRAME SIZE |  | WHEEL SIZE |  | NUMBER OF WHEELS | 4 | STANDARD BUCKET CAPACITY |  | RAISING TIME |  | GEARBOX SPEED |  | WHEEL TYPE |  | PLATFORM SIZE |  | FRAME MATERIAL |  | WHEEL MATERIAL |  | DRIVE TYPE |  | HAZARD CLASS |  | CERTIFICATION/STANDARD |  | ADDITIONAL FEATURES EN |  | ADDITIONAL FEATURES ES |  | ADDITIONAL FEATURES FR | [17 empty] | Production Completed
5004258 | Data Enrichment | STP_002 - 0002 | MKV | OK | 2022-07-13 | 2022-07-25 | [5 empty] | KDELCV | OEM | TRUCK;TOY,,LAND CRUISER VDJ76LX WAGON 4 | TRUCK;MNFR:TOYOTA,PTNO:VDJ76LX |  | 3000012 | TOYOTA | https://www.toyota-gib.com/eng/models/heavy-duty-utility-type/land-cruiser-70/land-cruiser-76-hardtop-5-seater-v8-VDJ76L-RKMNYV.html |  | TOYOTA | VDJ76L | [11 empty] | 25101600 | Product and material transport vehicles | TRUCK | NO MODIFIER | TYPE |  | CAPACITY |  | POWER RATING |  | LOWERED HEIGHT |  | RAISED HEIGHT |  | FRAME SIZE |  | WHEEL SIZE |  | NUMBER OF WHEELS |  | STANDARD BUCKET CAPACITY |  | RAISING TIME |  | GEARBOX SPEED |  | WHEEL TYPE |  | PLATFORM SIZE |  | FRAME MATERIAL |  | WHEEL MATERIAL |  | DRIVE TYPE |  | HAZARD CLASS |  | CERTIFICATION/STANDARD |  | ADDITIONAL FEATURES EN |  | ADDITIONAL FEATURES ES |  | ADDITIONAL FEATURES FR | [17 empty] | Production Completed
1210200 | Data Enrichment | STP_002 - 0002 | MKV | OK | 2022-07-13 | 2022-07-25 | [5 empty] | KELVDBC |  | VALVE,CHK;DOUBLE DISK,NOM 2 IN,FLNG,PN25 | VALVE,CHECK;TYPE:DOUBLE DISK,NOMINAL SIZE:2 IN,END CONNECTION:FLANGE,END TO END DISTANCE:54 MM,CONFIGURATION:DOUBLE DISK,BODY MATERIAL:STAINLESS STEEL 316L,PRESSURE CLASS/RATING:PN25,TEMPERATURE RATING:-25 TO 180 DEG C,SOFTGOODS:FKM SEAL/GASKET,ADDITIONAL FEATURES EN:MNFR BENE INOX PTNO 458772-50 |  |  |  | https://www.traceparts.com/en/product/bene-inox-double-disk-check-valve-for-pn25-flanges-fkm-gasket-stainless-steel-316?Product=10-14092020-068513 |  | BENE INOX | 458772-50 | [11 empty] | 40141600 | Valves | VALVE | CHECK | TYPE | DOUBLE DISK | NOMINAL SIZE | 2 IN | END CONNECTION | FLANGE | END TO END DISTANCE | 54 MM | CONFIGURATION | DOUBLE DISK,BODY | BODY MATERIAL | STAINLESS STEEL 316L | PRESSURE CLASS/RATING | PN2P | DESIGN PRESSURE |  | TEMPERATURE RATING | -25 TO 180 DEG C | TRIM |  | SOFTGOODS | FKM SEAL/GASKET | HAZARD CLASS |  | CERTIFICATION/STANDARD |  | ADDITIONAL FEATURES EN |  | ADDITIONAL FEATURES ES |  | ADDITIONAL FEATURES FR | [27 empty] | Production Completed
1195251 | Data Enrichment | STP_002 - 0002 | MKV | OK | 2022-07-13 | 2022-07-25 | [5 empty] | KELVDBC |  | VALVE,CHK;DOUBLE DISK,NOM 4 IN,FLNG,PN25 | VALVE,CHECK;TYPE:DOUBLE DISK,NOMINAL SIZE:4 IN,END CONNECTION:FLANGE,END TO END DISTANCE:64 MM,BODY MATERIAL:STAINLESS STEEL 316L, PRESSURE CLASS/RATING:PN25,TEMPERATURE RATING:-25 TO 180 DEG C,SOFTGOODS:FKM SEAL/GASKET,ADDITIONAL FEATURES EN:MNFR BENE INOX PTNO 458772-100 |  |  |  | https://www.bene-inox.com/gb/clapet-retenue-double-battant-entre-bride-inox-316-joint-fpm-58772/ |  | BENE INOX | 458772-100 | [11 empty] | 40141600 | Valves | VALVE | CHECK | TYPE | DOUBLE DISK | NOMINAL SIZE | 4 IN | END CONNECTION | FLANGE | END TO END DISTANCE | 64 MM | CONFIGURATION |  | BODY MATERIAL | STAINLESS STEEL 316L | PRESSURE CLASS/RATING | PN25 | DESIGN PRESSURE |  | TEMPERATURE RATING | 25 TO 180 DEG C | TRIM |  | SOFTGOODS |  | HAZARD CLASS |  | CERTIFICATION/STANDARD |  | ADDITIONAL FEATURES EN | FKM SEAL/GASKET | ADDITIONAL FEATURES ES |  | ADDITIONAL FEATURES FR | [27 empty] | Production Completed
1219994 | Data Enrichment | STP_002 - 0002 | MKV | OK | 2022-07-13 | 2022-07-25 | [5 empty] | KELVDBC |  | WRENCH,COMB;1B,RNG MTH,OPENEND,COMBINED | WRENCH,COMBINATION;TYPE:1B,RING MOUTH,OPEN END,COMBINED KEY,NOMINAL SIZE:60 MM,OVERALL LENGTH:660 MM,OFFSET ANGLE:10 DEG,NUMBER OF POINTS:12,MATERIAL:STEEL,COATING/FINISH:CHROME VANADIUM 31CRV3,CERTIFICATION/STANDARD:ISO 3318/7738,DIN 3113,ADDITIONAL FEATURES EN:W59,MNFR:GEDORE,PTNO:6004070 | 6004070 |  |  | https://www.gedoretools.co.uk/product/gedore-6004070-1b-60mm-combination-spanner-60-mm/ |  | GEDORE | 6004070 | [11 empty] | 27111713 | Combination wrenches | WRENCH | COMBINATION | TYPE | 1B,RING MOUTH,OPEN END,COMBINED KEY | NOMINAL SIZE | 60 MM | OVERALL LENGTH | 660 MM | OFFSET ANGLE | 10 DEG | NUMBER OF POINTS | 12 | MATERIAL | STEEL | MATERIAL SPECIFICATION |  | COATING/FINISH | CHROME VANADIUM 31CRV3 | HAZARD CLASS |  | CERTIFICATION/STANDARD | ISO 3318/7738,DIN 3113 | ADDITIONAL FEATURES EN | W59 | ADDITIONAL FEATURES ES |  | ADDITIONAL FEATURES FR | [33 empty] | Production Completed
1206678 | Data Enrichment | STP_002 - 0002 | MKV | OK | 2022-07-13 | 2022-07-22 | [5 empty] | KELVDBC | #N/A | XFORMER,CUR;720 V,200 A PRIMARY,5 A SEC | TRANSFORMER,CURRENT;VOLTAGE RATING:720 V,CURRENT RATING:200 A PRIMARY,5 A SECONDARY,BURDEN POWER:7 VA,FREQUENCY RATING:50/60 HZ,MOUNTING TYPE:SYMMETRICAL RAIL,ENCLOSURE:IP20,SIZE:ID 22 X WD 30 X HT 10 MM,CERTIFICATION/STANDARD:IEC 38-1,44-1,NEF 42502,VDE 0414,BS7626,ADDITIONAL FEATURES EN:-5 TO 55 DEG C,MERLIN GERIN,MNFR:SCHNEIDER ELECTRIC,PTNO:16460 | 16460 | 1034747 | SCHNEIDER ELECTRIC | https://www.se.com/au/en/product/16460/current-transformer-ti-200-5-a-for-insulated-flexible-bar-30-x-10-mm/ | https://www.se.com/au/en/product/download-pdf/16460 | SCHNEIDER ELECTRIC | 16460 | [11 empty] | 39121032 | Current transformer | TRANSFORMER | CURRENT | TYPE |  | RATIO |  | VOLTAGE RATING | 720 V | CURRENT RATING | 200 A PRIMARY,5 A SECONDARY | ACCURACY |  | BURDEN POWER | 7 VA | NUMBER OF PHASE |  | FREQUENCY RATING | 50/60 HZ | MOUNTING TYPE | SYMMETRICAL RAIL | ENCLOSURE | IP20 | SIZE | WD 56 X HT 88.5 X DP 60 MM | HAZARD CLASS |  | CERTIFICATION/STANDARD | VDE 0414,IEC 60044-1 | ADDITIONAL FEATURES EN | -5 TO 55 DEG C,MERLIN GERIN | ADDITIONAL FEATURES ES |  | ADDITIONAL FEATURES FR | [27 empty] | Production Completed
1320867 | Data Enrichment | STP_002 - 0002 | MKV | OK | 2022-07-13 | 2022-07-22 | N/M BASED ON WEBSOURCE |  |  |  |  | KELVDB |  | XMITTER,LVL;SS 316L,PMP55-AA2 1JA2HGKCXJ | TRANSMITTER,LEVEL;MATERIAL:STAINLESS STEEL 316L,PTNO:PMP55-AA2 1JA2HGKCXJA1A+JA | PMP55-AA2 1JA2HGKCXJA1A+JA |  |  | https://pdf.cdn.endress.com/__pdf?url=https%3A%2F%2Fwww.endress.com%2Fen%2Fexternal%2Fproduct-html2pdf%2FAbsolute-Gauge-Cerabar-PMP55&downloadName=Endress-Hauser_Cerabar_M_PMP55_EN.pdf |  | ENDRESS & HAUSER | PMP55-AA2 1JA2HGKCXJA1A+JA | [11 empty] | 41112410 | Pressure transmitters | TRANSMITTER | ABSOLUTE PRESSURE | TYPE |  | MEASURING RANGE | 1 TO 400 BAR | ACCURACY | 0.15 PCT | OUTPUT TYPE | 4-20 MA | SUPPLY VOLTAGE | 11.5 - 45 VDC | CONNECTION TYPE | G1/2 | MOUNTING TYPE |  | DISPLAY TYPE |  | COMMUNICATION PROTOCOL | HART | HOUSING MATERIAL | STAINLESS STEEL | ENCLOSURE |  | SIZE |  | HAZARD CLASS |  | CERTIFICATION/STANDARD | ATEX, FM, CSA, CSA C/US, IEC Ex, INMETRO, NEPSI,EN 10204-3.1 | ADDITIONAL FEATURES EN |  | ADDITIONAL FEATURES ES |  | ADDITIONAL FEATURES FR | [25 empty] | Production Completed
1216798 | Data Enrichment | STP_002 - 0002 | MKV | OK | 2022-07-13 | 2022-07-22 | [5 empty] | KELVDBC | MNFR | XMITTER,LVL;ULTRASONIC,10 M FLUID,5 M,AL | TRANSMITTER,LEVEL;TYPE:ULTRASONIC,MEASURING RANGE:10 M FLUID,5 M,BULK MATERIAL,OUTPUT TYPE:2 WIRE,4-20 MA HART,CONNECTION TYPE:3 IN UNIVERSAL FLANGE,ALUMINUM,TEMPERATURE RATING:-40 TO 80 DEG C,ENCLOSURE:IP68,NEMA 6P,SIZE:WD 6.4 X LG 4.3 IN, CERTIFICATION/STANDARD:CE,EN 60529,61326,NAMUR,ADDITIONAL FEATURES EN:PROSONIC M,MNFR:ENDRESS & HAUSER,PTNO:FMU42-APB2A22A | FMU42-APB2A22A | 3000269 | ENDRESS & HAUSER | https://pdf.cdn.endress.com/__pdf?url=https%3A%2F%2Fwww.in.endress.com%2Fen%2Fexternal%2Fproduct-html2pdf%2FUltrasonic-Prosonic-FMU42&downloadName=Endress-Hauser_Prosonic_M_FMU42_EN.pdf |  | ENDRESS & HAUSER | FMU42-APB2A22A | [11 empty] | 41111938 | Level sensors or transmitters | TRANSMITTER | LEVEL | TYPE | ULTRASONIC | MEASURING RANGE | 10 M FLUID,5 M BULK MATERIAL | ACCURACY | +/- 4 MM | OUTPUT TYPE | 2 WIRE,4-20 MA HART | SUPPLY VOLTAGE |  | CONNECTION TYPE | UNIVERSAL FLANGE | MOUNTING TYPE | BRACKET | MATERIAL |  | TEMPERATURE RATING | -40 TO 80 DEG C | ENCLOSURE | IP68,NEMA 6P | SIZE |  | HAZARD CLASS |  | CERTIFICATION/STANDARD | CE,EN 60529,61326,NAMUR,ATEX, FM, CSA, INMETRO, NEPSI | ADDITIONAL FEATURES EN | PROSONIC M | ADDITIONAL FEATURES ES |  | ADDITIONAL FEATURES FR | [27 empty] | Production Completed
1220621 | Data Enrichment | STP_002 - 0002 | MKV | OK | 2022-07-13 | 2022-07-22 | [5 empty] | KELVDBC | MNFR | XMITTER,LVL;ULTRASONIC,20 M FLUID,10 M | TRANSMITTER,LEVEL;TYPE:ULTRASONIC,MEASURING RANGE:20 M FLUID,10 M,BULK MATERIAL,OUTPUT TYPE:2 WIRE,4-20 MA HART,CONNECTION TYPE:6 IN UNIVERSAL FLANGE,ALUMINUM,TEMPERATURE RATING:-40 TO 80 DEG C,ENCLOSURE:IP68,NEMA 6P,SIZE:WD 6.4 X LG 4.3 IN, CERTIFICATION/STANDARD:CE,EN 60529,61326,NAMUR,ADDITIONAL FEATURES EN:PROSONIC M,MNFR:ENDRESS & HAUSER,PTNO:FMU44-AEB2A2 | FMU44-AEB2A2 | 3000269 | ENDRESS & HAUSER | https://pdf.cdn.endress.com/__pdf?url=https%3A%2F%2Fwww.endress.com%2Fen%2Fexternal%2Fproduct-html2pdf%2FUltrasonic-Prosonic-FMU44&downloadName=Endress-Hauser_Prosonic_M_FMU44_EN.pdf |  | ENDRESS & HAUSER | FMU44-AEB2A2 | [11 empty] | 41111938 | Level sensors or transmitters | TRANSMITTER | LEVEL | TYPE | ULTRASONIC | MEASURING RANGE | 20 M FLUID,10 M,BULK MATERIAL | ACCURACY | +/- 4 MM , +/-0.2 PCT | OUTPUT TYPE | 2 WIRE,4-20 MA HART | SUPPLY VOLTAGE |  | CONNECTION TYPE | 6 IN UNIVERSAL FLANGE,ALUMINUM | MOUNTING TYPE |  | MATERIAL |  | TEMPERATURE RATING | -40 TO 80 DEG C | ENCLOSURE | IP68,NEMA 6P | SIZE | WD 6.4 X LG 4.3 IN | HAZARD CLASS |  | CERTIFICATION/STANDARD | CE,EN 60529,61326 | ADDITIONAL FEATURES EN | PROSONIC M | ADDITIONAL FEATURES ES |  | ADDITIONAL FEATURES FR | [27 empty] | Production Completed
1204156 | Data Enrichment | STP_002 - 0002 | MKV | OK | 2022-07-13 | 2022-07-22 | [5 empty] | KELVDBC | MNFR | XMITTER,LVL;ULTRASONIC,UPTO 70 M,4-20 MA | TRANSMITTER,LEVEL;TYPE:ULTRASONIC,MEASURING RANGE:UPTO 70 M,ACCURACY:+-2 MM + 0.17%,OUTPUT TYPE:4-20 MA,SUPPLY VOLTAGE:90/253 VAC, MOUNTING TYPE:RAIL,MATERIAL:POLYCARBONATE,TEMPERATURE RATING:-40 TO 60 DEG C,ENCLOSURE:IP66,NEMA 4X,SIZE:WD 150 X LG 215 X HT 180 MM,CERTIFICATION/STANDARD:ATEX,ADDITIONAL FEATURES EN:PROSONIC,MNFR:ENDRESS & HAUSER,PTNO:FMU90-R11CA131AA1A | FMU90-R11CA131AA1A | 3000269 | ENDRESS & HAUSER | https://pdf.cdn.endress.com/__pdf?url=https%3A%2F%2Fwww.in.endress.com%2Fen%2Fexternal%2Fproduct-html2pdf%2FUltrasonic-Prosonic-FMU90&downloadName=Endress-Hauser_Prosonic_S_FMU90_EN.pdf |  | ENDRESS & HAUSER | FMU90-R11CA131AA1A | [11 empty] | 41111938 | Level sensors or transmitters | TRANSMITTER | LEVEL | TYPE | ULTRASONIC | MEASURING RANGE | UPTO 70 M | ACCURACY | +/- 2mm + 0.17 PCT | OUTPUT TYPE | 4-20 MA | SUPPLY VOLTAGE | 90-253 VAC,10.5-32 VDC | CONNECTION TYPE |  | MOUNTING TYPE | RAIL | MATERIAL | POLYCARBONATE | TEMPERATURE RATING | -40 TO 60 DEG C | ENCLOSURE | IP66,NEMA 4X | SIZE | WD 150 X LG 215 X HT 180 MM | HAZARD CLASS |  | CERTIFICATION/STANDARD | ATEX | ADDITIONAL FEATURES EN | PROSONIC | ADDITIONAL FEATURES ES |  | ADDITIONAL FEATURES FR | [27 empty] | Production Completed
1206429 | Data Enrichment | STP_002 - 0002 | MKV | OK | 2022-07-13 | 2022-07-22 | [5 empty] | KELVDBC |  | XMITTER,TEMP;RTD 2 WRE,-50 TO 100 DEG C | RANSMITTER,TEMPERATURE;TYPE:RTD 2 WIRE,MEASURING RANGE:-50 TO 100 DEG C,ACCURACY:<(><<)>0.2 K,INPUT TYPE:PT100,OUTPUT TYPE:4-20 MA,CONNECTION TYPE:(4) CAPTIVE SCREW,MATERIAL:PLASTIC,SUPPLY VOLTAGE:12-35 VDC,SIZE:WD 22 MM,HAZARD CLASS:NON-HAZARDOUS,CERTIFICATION/STANDARD:ATEX II3G EX NA IIC T6 FM+CSA IS,NI,CLASS I,DIV.1+2,CROUP ABCD,ADDITIONAL FEATURES:DIN RAIL,MNFR:ENDRESS <(>&<)> HAUSER,PTNO:TMT127-A21BAA | TMT127-A21BAA |  |  | https://pdf.cdn.endress.com/__pdf?url=https%3A%2F%2Fwww.in.endress.com%2Fen%2Fexternal%2Fproduct-html2pdf%2FDIN-rail-temperature-transmitter-TMT127&downloadName=Endress-Hauser_iTEMP_RTD_TMT127_EN.pdf |  | ENDRESS & HAUSER | TMT127-A21BAA | [11 empty] | 41112105 | Temperature transmitters | TRANSMITTER | TEMPERATURE | TYPE | RTD 2 WIRE | MEASURING RANGE | -50 TO 100 DEG C | ACCURACY | <= 0.2 K | INPUT TYPE | PT100 | OUTPUT TYPE | 4-20 MA | CONNECTION TYPE | (4) CAPTIVE SCREW | MATERIAL | PLASTIC | SUPPLY VOLTAGE | 12-35 VDC | SIZE | WD 22.5 MM | HAZARD CLASS | NON-HAZARDOUS | CERTIFICATION/STANDARD | ATEX II3G EX NA IIC T6 FM+CSA IS,NI,CLASS I,DIV.1+2,CROUP ABCD | ADDITIONAL FEATURES EN | DIN RAIL | ADDITIONAL FEATURES ES |  | ADDITIONAL FEATURES FR | [31 empty] | Production Completed
1191097 | Data Enrichment | STP_002 - 0002 | MKV | OK | 2022-07-13 | 2022-07-22 | [5 empty] | KELVDBC |  | XMTR,ABS PRES;0-250 BAR,0.2%,4-20 MA | TRANSMITTER,ABSOLUTE PRESSURE;MEASURING RANGE:0-250 BAR,ACCURACY:0.2%,OUTPUT TYPE:4-20 MA,CONNECTION TYPE:G1/2 IN,COMMUNICATION PROTOCOL:HART,HOUSING MATERIAL:PLASTIC,ENCLOSURE:IP66/67,NEMA 6P,SIZE:HT 73 MM,CERTIFICATION/STANDARD:CE,ADDITIONAL FEATURES EN:-40 TO 105D DEG C,COUPLE TORQUE TRANSDUCER,MNFR:VEGABAR,PTNO:B83.AXDUSGNSHXKIX | B83.AXDUSGNSHXKIX |  |  | https://www.vega.com/en-in/products/product-catalog/pressure/hydrostatic/vegabar-83 |  | VEGABAR | B83.AXDUSGNSHXKIX | [11 empty] | 41112410 | Pressure transmitters | TRANSMITTER | ABSOLUTE PRESSURE | TYPE |  | MEASURING RANGE | -1 TO 1000 BAR | ACCURACY | 0.075 PCT | OUTPUT TYPE | 4-20 MA | SUPPLY VOLTAGE |  | CONNECTION TYPE | G1/2 IN | MOUNTING TYPE |  | DISPLAY TYPE |  | COMMUNICATION PROTOCOL | HART | HOUSING MATERIAL | PLASTIC | ENCLOSURE | IP66/67,NEMA 6P | SIZE | HT 73 MM | HAZARD CLASS |  | CERTIFICATION/STANDARD | ATEX,CSA,FM,EAC,IEC,INMETRO,CCOE,CSA | ADDITIONAL FEATURES EN | -40 TO 105D DEG C,COUPLE TORQUE TRANSDUCER | ADDITIONAL FEATURES ES |  | ADDITIONAL FEATURES FR | [25 empty] | Production Completed
1213688 | Data Enrichment | STP_002 - 0002 | MKV | OK | 2022-07-13 | 2022-07-22 | [5 empty] | KELVDBC | #N/A | XMTR,ABS PRES;0-400 BAR,1%,4-20 MA,8-33 | TRANSMITTER,ABSOLUTE PRESSURE;MEASURING RANGE:0-400 BAR,ACCURACY:1%,OUTPUT TYPE:4-20 MA,SUPPLY VOLTAGE:8-33 VDC,CONNECTION TYPE:G1/4 IN X MNPT,MOUNTING TYPE:TOP RAIL,DISPLAY TYPE:LED,HOUSING MATERIAL:STAINLESS STEEL 1.4305,ENCLOSURE:IP65/67,ADDITIONAL FEATURES EN:-20 TO 70 DEG C,ELECTRONIC PRESSURE SENSOR,TRANSDUCER,MNFR:BUHLER LTD,PTNO:PT700-400 | PT700-400 | 1030069 | BUHLER LTD | https://www.buehler-technologies.com/uploads/tx_szdownloadcenter/DE130201_Pressotronik.pdf |  | BUHLER LTD | PT700-400 | [11 empty] | 41112410 | Pressure transmitters | TRANSMITTER | ABSOLUTE PRESSURE | TYPE |  | MEASURING RANGE | 0-400 BAR | ACCURACY | 1 PCT | OUTPUT TYPE | 4-20 MA | SUPPLY VOLTAGE | 8-33 VDC | CONNECTION TYPE | G1/4 IN X MNPT | MOUNTING TYPE | TOP RAIL | DISPLAY TYPE | LED | COMMUNICATION PROTOCOL |  | HOUSING MATERIAL | STAINLESS STEEL 1.4305 | ENCLOSURE | IP65/67 | SIZE |  | HAZARD CLASS |  | CERTIFICATION/STANDARD |  | ADDITIONAL FEATURES EN | -20 TO 70 DEG C,ELECTRONIC PRESSURE SENSOR,TRANSDUCER | ADDITIONAL FEATURES ES |  | ADDITIONAL FEATURES FR | [25 empty] | Production Completed
1210416 | Data Enrichment | STP_002 - 0002 | MKV | OK | 2022-07-13 | 2022-07-22 | [5 empty] | KELVDBC |  | XMTR,ABS PRES;0-6 BAR,4-20 MA,24 VDC | TRANSMITTER,ABSOLUTE PRESSURE;MEASURING RANGE:0-6 BAR,OUTPUT TYPE:4-20 MA,SUPPLY VOLTAGE:24 VDC,CONNECTION TYPE:G1/2 IN X MNPT,ENCLOSURE:IP67,SIZE:DIA 45 X LG 70 MM,CERTIFICATION/STANDARD:CE,ADDITIONAL FEATURES EN:-20 TO 70 DEG C,CONTAINS WITH DISPLAY,HONSBERG COMES WITH LUBETECH SERVICES,MNFR:OMNI,PTNO:OMNI-P | OMNI-P |  |  | https://www.practicalcontrol.com.au/pdf_files/pressure/omni_p_e.pdf |  | OMNI | OMNI-P | [11 empty] | 41112410 | Pressure transmitters | TRANSMITTER | ABSOLUTE PRESSURE | TYPE |  | MEASURING RANGE | 0-6 BAR | ACCURACY | 0.02 PCT | OUTPUT TYPE | 4-20 MA | SUPPLY VOLTAGE | 24 VDC | CONNECTION TYPE | G1/2 IN X MNPT | MOUNTING TYPE |  | DISPLAY TYPE |  | COMMUNICATION PROTOCOL |  | HOUSING MATERIAL |  | ENCLOSURE | IP67 | SIZE | DIA 45 X LG 70 MM | HAZARD CLASS |  | CERTIFICATION/STANDARD | CE | ADDITIONAL FEATURES EN | -20 TO 70 DEG C,CONTAINS WITH DISPLAY,HONSBERG COMES WITH LUBETECH SERVICES | ADDITIONAL FEATURES ES |  | ADDITIONAL FEATURES FR | [25 empty] | Production Completed
1233218 | Data Enrichment | STP_002 - 0002 | MKV | OK | 2022-07-13 | 2022-07-22 | [5 empty] | KELVDBC |  | XMTR,ABS PRES;-1 TO 100 BAR,4-20 MA | TRANSMITTER,ABSOLUTE PRESSURE;MEASURING RANGE:-1 TO 100 BAR,OUTPUT TYPE:4-20 MA,CONNECTION TYPE:G1/2 IN NPT FRONT FLUSH, COMMUNICATION PROTOCOL:HART,HOUSING MATERIAL:STAINLESS STEEL 316L,ENCLOSURE:IP66/67,SIZE:DIA 80 X LG 112 MM, CERTIFICATION/STANDARD:ATEX,CSA,EAC (GOST),FM,SIL,ADDITIONAL FEATURES:TANK,B82.AXC3S NEAR,MNFR:VEGA,PTNO:VEGABAR82B82AXC3S | VEGABAR82B82AXC3S |  |  | https://www.vega.com/en-in/products/product-catalog/pressure/hydrostatic/vegabar-82 |  | VEGA | VEGABAR 82 | [11 empty] | 41112410 | Pressure transmitters | TRANSMITTER | ABSOLUTE PRESSURE | TYPE |  | MEASURING RANGE | -1 TO 100 BAR | ACCURACY | 0.05 PCT | OUTPUT TYPE | 4-20 MA | SUPPLY VOLTAGE |  | CONNECTION TYPE | G1/2 IN NPT FRONT FLUSH | MOUNTING TYPE |  | DISPLAY TYPE |  | COMMUNICATION PROTOCOL | HART | HOUSING MATERIAL | STAINLESS STEEL 316L | ENCLOSURE | IP66/67 | SIZE | DIA 80 X LG 112 MM | HAZARD CLASS |  | CERTIFICATION/STANDARD | ATEX,CSA,EAC (GOST),FM,SIL | ADDITIONAL FEATURES EN | TANK,B82.AXC3S NEAR | ADDITIONAL FEATURES ES |  | ADDITIONAL FEATURES FR | [25 empty] | Production Completed
1244272 | Data Enrichment | STP_002 - 0002 | MKV | OK | 2022-07-13 | 2022-07-22 | [5 empty] | KDELBVC | MNFR | XMTR,ABS PRES;-1/0 TO 400 BAR,+-0.15%,SS | TRANSMITTER,ABSOLUTE PRESSURE;MEASURING RANGE:-1/0 TO 400 BAR,ACCURACY:+-0.15%,OUTPUT TYPE:4-20 MA HART,SUPPLY VOLTAGE:11.5-45 VDC,CONNECTION TYPE:DN25 FLANGE,DISPLAY TYPE:LCD,COMMUNICATION PROTOCOL:PROFIBUS PA/FIELDBUS,HOUSING MATERIAL:STAINLESS STEEL, 316L,FKM VITON,ENCLOSURE:IP66/68,NEMA 4X,6P,CERTIFICATION/STANDARD:ATEX,FM,CSA,NSF,ADDITIONAL FEATURES EN:CERABAR M,MNFR:ENDRESS & HAUSER,PTNO:PMP55-BA21RA1PGCCNJA1A+AA | PMP55-BA21RA1PGCCNJA1A+AA | 3000269 | ENDRESS & HAUSER | https://pdf.cdn.endress.com/__pdf?url=https%3A%2F%2Fwww.endress.com%2Fen%2Fexternal%2Fproduct-html2pdf%2FAbsolute-Gauge-Cerabar-PMP55&downloadName=Endress-Hauser_Cerabar_M_PMP55_EN.pdf |  | ENDRESS & HAUSER | PMP55-BA21RA1PGCCNJA1A+AA | [11 empty] | 41112410 | Pressure transmitters | TRANSMITTER | ABSOLUTE PRESSURE | TYPE |  | MEASURING RANGE | -1/0 TO 400 BAR | ACCURACY | 0.15 PCT | OUTPUT TYPE | 4-20 MA HART | SUPPLY VOLTAGE | 11.5-45 VDC | CONNECTION TYPE | DN25 FLANGE | MOUNTING TYPE |  | DISPLAY TYPE | LCD | COMMUNICATION PROTOCOL | PROFIBUS PA/FIELDBUS | HOUSING MATERIAL | STAINLESS STEEL, 316L,FKM VITON | ENCLOSURE | IP66/68,NEMA 4X,6P | SIZE |  | HAZARD CLASS |  | CERTIFICATION/STANDARD | ATEX,FM,CSA,NSF | ADDITIONAL FEATURES EN | CERABAR M | ADDITIONAL FEATURES ES |  | ADDITIONAL FEATURES FR | [25 empty] | Production Completed
1284494 | Data Enrichment | STP_002 - 0002 | MKV | OK | 2022-07-13 | 2022-07-22 | [5 empty] | KDELBVC | MNFR | XMTR,ABS PRES;-1/0 TO 400 BAR,+-0.15%,SS | TRANSMITTER,ABSOLUTE PRESSURE;MEASURING RANGE:-1/0 TO 400 BAR,ACCURACY:+-0.15%,OUTPUT TYPE:4-20 MA HART,SUPPLY VOLTAGE:11.5-45 VDC,CONNECTION TYPE:G1/2 IN,DISPLAY TYPE:LCD,COMMUNICATION PROTOCOL:PROFIBUS PA/FIELDBUS,HOUSING MATERIAL:STAINLESS STEEL,316L, FKM VITON,ENCLOSURE:IP66/68,NEMA 4X,6P,CERTIFICATION/STANDARD:ATEX,FM,CSA,NSF,ADDITIONAL FEATURES EN:CERABAR M,MNFR:ENDRESS & HAUSER,PTNO:PMP51-AA21RC1WGBGCJA |  | 3000269 | ENDRESS & HAUSER | https://pdf.cdn.endress.com/__pdf?url=https%3A%2F%2Fwww.endress.com%2Fen%2Fexternal%2Fproduct-html2pdf%2FAbsolute-Gauge-Cerabar-PMP51&downloadName=Endress-Hauser_Cerabar_M_PMP51_EN.pdf |  | ENDRESS & HAUSER | PMP51-AA21RC1WGBGCJA | [11 empty] | 41112410 | Pressure transmitters | TRANSMITTER | ABSOLUTE PRESSURE | TYPE |  | MEASURING RANGE | -1/0 TO 400 BAR | ACCURACY | 0.15 PCT | OUTPUT TYPE | 4-20 MA HART | SUPPLY VOLTAGE | 11.5-45 VDC | CONNECTION TYPE | G1/2 IN | MOUNTING TYPE |  | DISPLAY TYPE | LCD | COMMUNICATION PROTOCOL | PROFIBUS PA/FIELDBUS | HOUSING MATERIAL | STAINLESS STEEL,316L, FKM VITON | ENCLOSURE | IP66/68,NEMA 4X,6P | SIZE |  | HAZARD CLASS |  | CERTIFICATION/STANDARD | ATEX,FM,CSA,NSF | ADDITIONAL FEATURES EN | CERABAR M | ADDITIONAL FEATURES ES |  | ADDITIONAL FEATURES FR | [25 empty] | Production Completed
1222313 | Data Enrichment | STP_002 - 0002 | MKV | OK | 2022-07-13 | 2022-07-22 | [5 empty] | KELVDBC | MNFR | XMTR,ABS PRES;100 MBAR,4-20 MA,G1/2 IN | TRANSMITTER,ABSOLUTE PRESSURE;MEASURING RANGE:100 MBAR,OUTPUT TYPE:4-20 MA,SUPPLY VOLTAGE:11.5-45 VDC,CONNECTION TYPE:G1/2 IN, MOUNTING TYPE:PIPE/WALL BRACKET,DISPLAY TYPE:LCD,COMMUNICATION PROTOCOL:HART,HOUSING MATERIAL:STAINLESS STEEL F15,ENCLOSURE: IP66/68,NEMA 4X,6P,CERTIFICATION/STANDARD:ATEX,CSA,FM,IECEX,ADDITIONAL FEATURES EN:ALUMINUM OXIDE CERAMIC,DIAPHRAGM,-40 TO 130 DEG C,MNFR:ENDRESS & HAUSER,PTNO:PMC51-AA11RA1CGBGCJA+PA | PMC51-AA11RA1CGBGCJA+PA | 3000269 | ENDRESS & HAUSER | https://pdf.cdn.endress.com/__pdf?url=https%3A%2F%2Fwww.endress.com%2Fen%2Fexternal%2Fproduct-html2pdf%2FAbsolute-Gauge-Cerabar-PMC51&downloadName=Endress-Hauser_Cerabar_M_PMC51_EN.pdf |  | ENDRESS & HAUSER | PMC51-AA11RA1CGBGCJA+PA | [11 empty] | 41112410 | Pressure transmitters | TRANSMITTER | ABSOLUTE PRESSURE | TYPE |  | MEASURING RANGE | 100 BAR | ACCURACY | 0.075 PCT | OUTPUT TYPE | 4-20 MA | SUPPLY VOLTAGE | 11.5-45 VDC | CONNECTION TYPE | G1/2 IN | MOUNTING TYPE | PIPE/WALL BRACKET | DISPLAY TYPE | LCD | COMMUNICATION PROTOCOL | HART | HOUSING MATERIAL | STAINLESS STEEL F15 | ENCLOSURE | IP66/68,NEMA 4X,6P | SIZE |  | HAZARD CLASS |  | CERTIFICATION/STANDARD | IEC 61508,IEC 61511,ATEX,CSA,FM,IECEX | ADDITIONAL FEATURES EN | ALUMINUM OXIDE CERAMIC,DIAPHRAGM,-40 TO 130 DEG C | ADDITIONAL FEATURES ES |  | ADDITIONAL FEATURES FR | [25 empty] | Production Completed
1217596 | Data Enrichment | STP_002 - 0002 | MKV | OK | 2022-07-13 | 2022-07-22 | [5 empty] | KELVDBC | MNFR | XMTR,ABS PRES;400 BAR,+-0.075%,G1/2 IN | TRANSMITTER,ABSOLUTE PRESSURE;MEASURING RANGE:400 BAR,ACCURACY:+-0.075%,OUTPUT TYPE:4-20 MA HART,SUPPLY VOLTAGE:10.5-30 VDC, CONNECTION TYPE:G1/2 IN,HOUSING MATERIAL:ALUMINUM T14,ENCLOSURE:IP66/67,NEMA 4X,6P,ADDITIONAL FEATURES EN:HB00A32109C,MNFR: ENDRESS & HAUSER,PTNO:PMP71-ACA1U111AAA | PMP71-ACA1U111AAA | 3000269 | ENDRESS & HAUSER | https://pdf.cdn.endress.com/__pdf?url=https%3A%2F%2Fwww.endress.com%2Fen%2Fexternal%2Fproduct-html2pdf%2FAbsolute-Gauge-Cerabar-PMP71&downloadName=Endress-Hauser_Cerabar_S_PMP71_EN.pdf |  | ENDRESS & HAUSER | PMP71-ACA1U111AAA | [11 empty] | 41112410 | Pressure transmitters | TRANSMITTER | ABSOLUTE PRESSURE | TYPE |  | MEASURING RANGE | 100 TO 700 BAR | ACCURACY | 0.025 PCT | OUTPUT TYPE | 4-20 MA HART | SUPPLY VOLTAGE | 10.5-45 VDC | CONNECTION TYPE | G1/2 IN | MOUNTING TYPE |  | DISPLAY TYPE |  | COMMUNICATION PROTOCOL |  | HOUSING MATERIAL | ALUMINUM T14 | ENCLOSURE | IP66/67,NEMA 4X,6P | SIZE |  | HAZARD CLASS |  | CERTIFICATION/STANDARD | ATEX, FM, CSA, CSA C/US, IEC Ex, JPN Ex, INMETRO, NEPSI, EAC | ADDITIONAL FEATURES EN | HB00A32109C | ADDITIONAL FEATURES ES |  | ADDITIONAL FEATURES FR | [25 empty] | Production Completed
1193763 | Data Enrichment | STP_002 - 0002 | MKV | OK | 2022-07-13 | 2022-07-22 | [5 empty] | KELVDBC |  | XMTR,ABS PRES;PRCS,25 BAR,+-0.5%,4-20 MA | TRANSMITTER,ABSOLUTE PRESSURE;TYPE:PROCESS,MEASURING RANGE:25 BAR,ACCURACY:+-0.5%,OUTPUT TYPE:4-20 MA,SUPPLY VOLTAGE:10-30 VDC,CONNECTION TYPE:1/4 IN NPT,MOUNTING TYPE:FLUSH,HOUSING MATERIAL:1.4571 STAINLESS STEEL 316TI,ENCLOSURE:IP67/65,SIZE:WD 90 X LG 135 MM,CERTIFICATION/STANDARD:ATEX,EAC GL,GOST,ADDITIONAL FEATURES:MNFR:VEGA,PTNO:PMP21-AA1U1PBWTJ | PMP21-AA1U1PBWTJ |  |  | https://pdf.cdn.endress.com/__pdf?url=https%3A%2F%2Fwww.endress.com%2Fen%2Fexternal%2Fproduct-html2pdf%2FAbsolute-gauge-Cerabar-PMP21&downloadName=Endress-Hauser_Cerabar_PMP21_EN.pdf |  | ENDRESS & HAUSER | PMP21-AA1U1PBWTJ | [11 empty] | 41112410 | Pressure transmitters | TRANSMITTER | ABSOLUTE PRESSURE | TYPE | PROCESS | MEASURING RANGE | 400MBAR TO 400 BAR | ACCURACY | 0.3 PCT | OUTPUT TYPE | 4-20 MA | SUPPLY VOLTAGE | 10-30 VDC | CONNECTION TYPE | 1/4 IN NPT | MOUNTING TYPE | FLUSH,HOUSING | DISPLAY TYPE |  | COMMUNICATION PROTOCOL |  | HOUSING MATERIAL | STAINLESS STEEL 316TI | ENCLOSURE | IP68 | SIZE | WD 90 X LG 135 MM | HAZARD CLASS |  | CERTIFICATION/STANDARD | ATEX, FM, CSA, IEC Ex, NEPSI, EAC,EAC GL,GOST | ADDITIONAL FEATURES EN |  | ADDITIONAL FEATURES ES |  | ADDITIONAL FEATURES FR | [25 empty] | Production Completed
1187018 | Data Enrichment | STP_002 - 0002 | MKV | OK | 2022-07-13 | 2022-07-22 | [5 empty] | KELVDBC |  | XMTR,ABS PRES;PRCS,40 BAR,+-0.5%,4-20 MA | TRANSMITTER,ABSOLUTE PRESSURE;TYPE:PROCESS,MEASURING RANGE:40 BAR,ACCURACY:+-0.5%,OUTPUT TYPE:4-20 MA,SUPPLY VOLTAGE:10-30 VDC,CONNECTION TYPE:1/4 IN NPT,MOUNTING TYPE:FLUSH,HOUSING MATERIAL:1.4571 STAINLESS STEEL 316TI,ENCLOSURE:IP67/65,SIZE:WD 90 X LG 135 MM,CERTIFICATION/STANDARD:ATEX,EAC GL,GOST,ADDITIONAL FEATURES EN:W60KT,MNFR:VEGA,PTNO:BR17.ZNBXBBMA4ZZAZ | BR17.ZNBXBBMA4ZZAZ |  |  | https://www.kempstoncontrols.co.uk/BR17.Z86LBBIA4ZZAZ/VEGA/sku/842019#productImageContainer |  | VEGA | BR17.ZNBXBBMA4ZZAZ | [11 empty] | 41112410 | Pressure transmitters | TRANSMITTER | ABSOLUTE PRESSURE | TYPE | PROCESS | MEASURING RANGE | 40 BAR | ACCURACY | +/- 0.5 PCT | OUTPUT TYPE | 4-20 MA | SUPPLY VOLTAGE | 10-30 VDC | CONNECTION TYPE | 1/4 IN NPT | MOUNTING TYPE | FLUSH | DISPLAY TYPE |  | COMMUNICATION PROTOCOL |  | HOUSING MATERIAL | 1.4571 STAINLESS STEEL 316TI | ENCLOSURE | IP67/65 | SIZE | WD 90 X LG 135 MM | HAZARD CLASS |  | CERTIFICATION/STANDARD | ATEX,EAC GL,GOST | ADDITIONAL FEATURES EN | W60KT | ADDITIONAL FEATURES ES |  | ADDITIONAL FEATURES FR | [25 empty] | Production Completed
1211356 | Data Enrichment | STP_002 - 0002 | MKV | OK | 2022-07-13 | 2022-07-22 | [5 empty] | KELVDBC |  | XMTR,ABS PRES;PRCS,40 BAR,+-0.5%,4-20 MA | TRANSMITTER,ABSOLUTE PRESSURE;TYPE:PROCESS,MEASURING RANGE:40 BAR,ACCURACY:+-0.5%,OUTPUT TYPE:4-20 MA,SUPPLY VOLTAGE:10-30 VDC,CONNECTION TYPE:G1/2 IN,MOUNTING TYPE:FLUSH,HOUSING MATERIAL:1.4571 STAINLESS STEEL 316TI,ENCLOSURE:IP67/65,SIZE:WD 90 X LG 135 MM,CERTIFICATION/STANDARD:ATEX,EAC GL,GOST,ADDITIONAL FEATURES EN:W60KT,MNFR:VEGA,PTNO:BR17.Z86LBBMA4ZGCZ | BR17.Z86LBBMA4ZGCZ |  |  | https://www.kempstoncontrols.co.uk/BR17.Z86LBBIA4ZZAZ/VEGA/sku/842019#productImageContainer |  | VEGA | BR17.Z86LBBMA4ZGCZ | [11 empty] | 41112410 | Pressure transmitters | TRANSMITTER | ABSOLUTE PRESSURE | TYPE | PROCESS | MEASURING RANGE | 40 BAR | ACCURACY | +/- 0.5 PCT | OUTPUT TYPE | 4-20 MA | SUPPLY VOLTAGE | 10-30 VDC | CONNECTION TYPE | G1/2 IN | MOUNTING TYPE | FLUSH | DISPLAY TYPE |  | COMMUNICATION PROTOCOL |  | HOUSING MATERIAL | 1.4571 STAINLESS STEEL 316TI | ENCLOSURE | IP67/65 | SIZE | WD 90 X LG 135 MM | HAZARD CLASS |  | CERTIFICATION/STANDARD | ATEX,EAC GL,GOST | ADDITIONAL FEATURES EN | W60KT | ADDITIONAL FEATURES ES |  | ADDITIONAL FEATURES FR | [25 empty] | Production Completed
1213508 | Data Enrichment | STP_002 - 0002 | MKV | OK | 2022-07-13 | 2022-07-22 | [5 empty] | KELVDBC | MNFR | XMTR,ABS PRES;PROCESS,+-0.15%,4-20 MA | TRANSMITTER,ABSOLUTE PRESSURE;TYPE:PROCESS,MEASURING RANGE:- 100/0 TO 100 MBAR,ACCURACY:+-0.15%,OUTPUT TYPE:4-20 MA,SUPPLY VOLTAGE:11.5-45 VDC,MOUNTING TYPE:FLUSH,DISPLAY TYPE:LCD,COMMUNICATION PROTOCOL:HART,HOUSING MATERIAL:COPPER-ZINC ALLOY,ENCLOSURE: IP66/68,CERTIFICATION/STANDARD:ATEX,CSA,FM,IECEX,MNFR:ENDRESS & HAUSER,PTNO:PMC51-AA21JA1PGDGCJA | PMC51-AA21JA1PGDGCJA | 3000269 | ENDRESS & HAUSER | https://pdf.cdn.endress.com/__pdf?url=https%3A%2F%2Fwww.endress.com%2Fen%2Fexternal%2Fproduct-html2pdf%2FAbsolute-Gauge-Cerabar-PMC51&downloadName=Endress-Hauser_Cerabar_M_PMC51_EN.pdf |  | ENDRESS & HAUSER | PMC51-AA21JA1PGDGCJA | [11 empty] | 41112410 | Pressure transmitters | TRANSMITTER | ABSOLUTE PRESSURE | TYPE | PROCESS | MEASURING RANGE | 100 MBAR TO 40 BAR | ACCURACY | 0.075 PCT | OUTPUT TYPE | 4-20 MA HART | SUPPLY VOLTAGE | 11.5-45 VDC | CONNECTION TYPE |  | MOUNTING TYPE | FLUSH | DISPLAY TYPE | LCD | COMMUNICATION PROTOCOL | HART | HOUSING MATERIAL | COPPER-ZINC ALLOY | ENCLOSURE | IP66/68 | SIZE |  | HAZARD CLASS |  | CERTIFICATION/STANDARD | ATEX,CSA,FM,IECEX,INMETRO,NEPSI | ADDITIONAL FEATURES EN |  | ADDITIONAL FEATURES ES |  | ADDITIONAL FEATURES FR | [25 empty] | Production Completed
1205514 | Data Enrichment | STP_002 - 0002 | MKV | OK | 2022-07-13 | 2022-07-22 | [5 empty] | KELVDBC |  | XMTR,ABS PRES;PROCESS,10 BAR,+-0.5% | TRANSMITTER,ABSOLUTE PRESSURE;TYPE:PROCESS,MEASURING RANGE:10 BAR,ACCURACY:+-0.5%,OUTPUT TYPE:4-20 MA,SUPPLY VOLTAGE:10-30 VDC,CONNECTION TYPE:1/4 IN NPT,MOUNTING TYPE:FLUSH,HOUSING MATERIAL:1.4571 STAINLESS STEEL 316TI,ENCLOSURE:IP67/65,SIZE:WD 90 X LG 135 MM,CERTIFICATION/STANDARD:ATEX,EAC GL,GOST,ADDITIONAL FEATURES EN:W60KT,MNFR:VEGA,PTNO:BR17.ZNBXBBIA4ZZAZ |  |  |  | https://www.kempstoncontrols.co.uk/BR17.Z86LBBIA4ZZAZ/VEGA/sku/842019 |  | VEGA | BR17.ZNBXBBIA4ZZAZ | [11 empty] | 41112410 | Pressure transmitters | TRANSMITTER | ABSOLUTE PRESSURE | TYPE | PROCESS | MEASURING RANGE | 10 BAR | ACCURACY | +/- 0.5 PCT | OUTPUT TYPE | 4-20 MA | SUPPLY VOLTAGE | 10-30 VDC | CONNECTION TYPE | 1/4 IN NPT | MOUNTING TYPE | FLUSH | DISPLAY TYPE |  | COMMUNICATION PROTOCOL |  | HOUSING MATERIAL | 1.4571 STAINLESS STEEL 316TI | ENCLOSURE | IP67/65 | SIZE | WD 90 X LG 135 MM | HAZARD CLASS |  | CERTIFICATION/STANDARD | ATEX,EAC GL,GOST | ADDITIONAL FEATURES EN | W60KT | ADDITIONAL FEATURES ES |  | ADDITIONAL FEATURES FR | [25 empty] | Production Completed
1192856 | Data Enrichment | STP_002 - 0002 | MKV | OK | 2022-07-13 | 2022-07-22 | [5 empty] | KELVDBC |  | XMTR,ABS PRES;PROCESS,25 BAR,+-0.5% | TRANSMITTER,ABSOLUTE PRESSURE;TYPE:PROCESS,MEASURING RANGE:25 BAR,ACCURACY:+-0.5%,OUTPUT TYPE:4-20 MA,SUPPLY VOLTAGE:10-30 VDC,CONNECTION TYPE:1/4 IN NPT,MOUNTING TYPE:FLUSH,HOUSING MATERIAL:1.4571 STAINLESS STEEL 316TI,ENCLOSURE:IP67/65,SIZE:WD 90 X LG 135 MM,CERTIFICATION/STANDARD:ATEX,EAC GL,GOST,ADDITIONAL FEATURES EN:W60KT,MNFR:VEGA,PTNO:BR17.ZNBXBBLA4ZZAZ,PTNO 1:PMP131-A1401A1S/40 BAR/PMP11- |  |  |  | https://www.endress.com/en/field-instruments-overview/pressure/Absolute-gauge-Cerabar-PMP131?t.tabId=product-overview | https://pdf.cdn.endress.com/__pdf?url=https%3A%2F%2Fwww.endress.com%2Fen%2Fexternal%2Fproduct-html2pdf%2FAbsolute-gauge-Cerabar-PMP131&downloadName=Endress-Hauser_Cerabar_T_PMP131_EN.pdf | VEGA | BR17.ZNBXBBLA4ZZAZ |  | PMP131 | [9 empty] | 41112410 | Pressure transmitters | TRANSMITTER | ABSOLUTE PRESSURE | TYPE | PROCESS | MEASURING RANGE | 1 TO 400 BAR | ACCURACY | +/- 0.5 PCT | OUTPUT TYPE | 4-20 MA | SUPPLY VOLTAGE | 12-30 VDC | CONNECTION TYPE | 1/4 IN NPT | MOUNTING TYPE | FLUSH | DISPLAY TYPE |  | COMMUNICATION PROTOCOL |  | HOUSING MATERIAL | 1.4571 STAINLESS STEEL 316TI | ENCLOSURE | IP67/65 | SIZE | WD 90 X LG 135 MM | HAZARD CLASS |  | CERTIFICATION/STANDARD | ATEX,EAC GL,GOST | ADDITIONAL FEATURES EN | W60KT | ADDITIONAL FEATURES ES |  | ADDITIONAL FEATURES FR | [25 empty] | Production Completed
1201815 | Data Enrichment | STP_002 - 0002 | MKV | OK | 2022-07-13 | 2022-07-22 | [5 empty] | KELVDBC | MNFR | XMTR,ABS PRES;PROCESS,400 BAR,+-0.1%,LCD | TRANSMITTER,ABSOLUTE PRESSURE;TYPE:PROCESS,MEASURING RANGE:400 BAR,ACCURACY:+-0.1%,OUTPUT TYPE:4-20 MA,SUPPLY VOLTAGE:10.5-45 VDC, CONNECTION TYPE:1/4 IN-18 NPT,MOUNTING TYPE:FLUSH,DISPLAY TYPE:LCD,COMMUNICATION PROTOCOL:HART,HOUSING MATERIAL:ALUMINUM, ENCLOSURE:IP66/67,NEMA 4X,6P,CERTIFICATION/STANDARD:ATEX,FM,CSA,CSA C/US,IEC,EX,TIIS,INMETRO,NEPSI,NA,CE,SIL,EN10204-3.1,MNFR: ENDRESS & HAUSER,PTNO:PMP71-ABA1FB11DAAA | PMP71-ABA1FB11DAAA | 3000269 | ENDRESS & HAUSER | https://pdf.cdn.endress.com/__pdf?url=https%3A%2F%2Fwww.endress.com%2Fen%2Fexternal%2Fproduct-html2pdf%2FAbsolute-Gauge-Cerabar-PMP71&downloadName=Endress-Hauser_Cerabar_S_PMP71_EN.pdf |  | ENDRESS & HAUSER | PMP71-ABA1FB11DAAA | [11 empty] | 41112410 | Pressure transmitters | TRANSMITTER | ABSOLUTE PRESSURE | TYPE | PROCESS | MEASURING RANGE | 100 MBAR TO 700 BAR | ACCURACY | 0.025 PCT | OUTPUT TYPE | 4-20 MA HART | SUPPLY VOLTAGE | 10.5-45 VDC | CONNECTION TYPE | 1/4 IN-18 NPT | MOUNTING TYPE | FLUSH | DISPLAY TYPE | LCD | COMMUNICATION PROTOCOL | HART | HOUSING MATERIAL | ALUMINUM | ENCLOSURE | IP66/67,NEMA 4X,6P | SIZE |  | HAZARD CLASS |  | CERTIFICATION/STANDARD | ATEX, FM, CSA, CSA C/US, IEC Ex, JPN Ex, INMETRO, NEPSI, EAC | ADDITIONAL FEATURES EN |  | ADDITIONAL FEATURES ES |  | ADDITIONAL FEATURES FR | [25 empty] | Production Completed