## Sheet1
Project | Activities | Production User | Production Comments | Start Date | End Date | Remarks | material | MATNR | MEINS | MAKTX_EN | MAKTX_ES | MAKTX_FR | TEXT_EN | Class_Char_Catted | MFRPN | MFRNR | MFRNR DES | MNFR | PTNO | Verified MNFR from web | MNFR 1 | PTNO 1 | MNFR 2 | PTNO 2 | Reference URL | Reference URL1 | Item Number | Equipment Type | Equipment Manufacturer | Equipment Model | Equipment Serial | DWG | DRAWING VERSION | POS/TAG | Unused Text | Enriched/Cleansed | UNSPSC Ver.23.07 | NOUN | MODIFIER | Attribute Name 1 | Attribute Value 1 | Attribute Name 2 | Attribute Value 2 | Attribute Name 3 | Attribute Value 3 | Attribute Name 4 | Attribute Value 4 | Attribute Name 5 | Attribute Value 5 | Attribute Name 6 | Attribute Value 6 | Attribute Name 7 | Attribute Value 7 | Attribute Name 8 | Attribute Value 8 | Attribute Name 9 | Attribute Value 9 | Attribute Name 10 | Attribute Value 10 | Attribute Name 11 | Attribute Value 11 | Attribute Name 12 | Attribute Value 12 | Attribute Name 13 | Attribute Value 13 | Attribute Name 14 | Attribute Value 14 | Attribute Name 15 | Attribute Value 15 | Attribute Name 16 | Attribute Value 16 | Attribute Name 17 | Attribute Value 17 | Attribute Name 18 | Attribute Value 18 | Attribute Name 19 | Attribute Value 19 | Attribute Name 20 | Attribute Value 20 | Attribute Name 21 | Attribute Value 21 | Attribute Name 22 | Attribute Value 22 | Attribute Name 23 | Attribute Value 23 | Attribute Name 24 | Attribute Value 24 | Attribute Name 25 | Attribute Value 25 | Attribute Name 26 | Attribute Value 26 | Attribute Name 27 | Attribute Value 27 | Attribute Name 28 | Attribute Value 28 | Attribute Name 29 | Attribute Value 29 | Attribute Name 30 | Attribute Value 30 | Attribute Name 31 | Attribute Value 31 | Attribute Name 32 | Attribute Value 32 | Attribute Name 33 | Attribute Value 33 | Attribute Name 34 | Attribute Value 34 | Attribute Name 35 | Attribute Value 35 | Attribute Name 36 | Attribute Value 36 | Remaining_Information | Status
STP_009 - Lot4 | Data Enrichment | PEH | ok | 2023-08-11 | 2023-08-16 |  | Mat2 - 1287172 | 1287172 | M | CABLE,ELEC;CTRL, SWA, ECC,1.5 MM2 |  |  | CABLE,ELECTRICAL;TYPE:CONTROL, SWA, ECC,CONDUCTOR SIZE:1.5 MM2,NUMBER OF CONDUCTORS:6,MNFR:01)RUTHERFURD GROUP PTY LTD,PTNO:01) CBL1 | 01)RUTHERFURD GROUP PTY LTD,01)CBL1.56C&ESCO500,EN_01)CONTROL, SWA, ECC,1.5 MM2 |  |  | RUTHERFURD GROUP PTY LTD | RUTHERFURD GROUP PTY LTD | CBL1 | [5 empty] | URL NOT FOUND | [10 empty] | Cleansed | 26121600 ELECTICAL CABLE | CABLE | ELECTRICAL | TYPE | CONTROL, SWA, ECC | VOLTAGE RATING |  | CURRENT RATING |  | CONDUCTOR SIZE | 1.5 MM2 | NUMBER OF CONDUCTORS | 6 | CORE STRANDS |  | CONDUCTOR MATERIAL |  | JACKET MATERIAL |  | INSULATION MATERIAL |  | FILLER MATERIAL |  | ARMOR TYPE |  | TEMPERATURE RATING |  | LENGTH |  | JACKET COLOUR |  | HAZARD CLASS |  | CERTIFICATION/STANDARD |  | ADDITIONAL FEATURES | [40 empty] | Production Completed
STP_009 - Lot4 | Data Enrichment | PEH | ok | 2023-08-11 | 2023-08-16 |  | Mat2 - 1346051 | 1346051 | EA | CABLE,COMM;ASSY, ELECT, SPEC.PURPOSE, US |  |  | CABLE,COMMUNICATION;ADDITIONAL FEATURES EN:ASSY, ELECT, SPEC.PURPOSE, USB TO R,MNFR:01)CRANESAF,PTNO:01)USB1.8 | 01)ASSY, ELECT, SPEC.PURPOSE,01)CRANESAF,01)USB1.8 |  |  | CRANESAF | CRANESAF | USB1.8 | [5 empty] | https://www.keanscm.ie/products/cable-usb-3-1-usb-micro-usb-1-8-mt-mm | [10 empty] | Cleansed | 26121632 COMMUNICATION CABLE | CABLE | COMMUNICATION | TYPE |  | IMPEDANCE |  | DIAMETER |  | CONDUCTOR SIZE |  | CORE STRANDS |  | NUMBER OF CONDUCTORS |  | CONDUCTOR MATERIAL |  | JACKET MATERIAL |  | INSULATION MATERIAL |  | LENGTH |  | VOLTAGE RATING |  | TEMPERATURE RATING |  | HAZARD CLASS |  | CERTIFICATION/STANDARD |  | ADDITIONAL FEATURES | ASSY, ELECT, SPECIFIC PURPOSE, USB TO R | [43 empty] | Production Completed
STP_009 - Lot4 | Data Enrichment | PEH | ok | 2023-08-11 | 2023-08-16 |  | Mat2 - 1301004 | 1301004 | EA | CABLE,COMM;WYE,LG 1 FT,CEGELEC |  |  | CABLE,COMMUNICATION;TYPE:WYE,LENGTH:1 FT,ADDITIONAL FEATURES EN:ASSY, SPEC.PURPOSE,ELECT:ALSPA EX,MNFR:01)CEGELEC,PTNO:01) IC693CBL305 | WYE,1 FT,01)ASSY, SPEC.PURPOSE,ELECT:AL,01)CEGELEC,01)IC693CBL305 |  |  | CEGELEC | CEGELEC | IC693CBL305 | [5 empty] | https://www.dosupply.com/automation/ge-fanuc/series-90-30/IC693CBL305 | [10 empty] | Enriched | 26121632 COMMUNICATION CABLE | CABLE | COMMUNICATION | TYPE | WYE | IMPEDANCE |  | DIAMETER |  | CONDUCTOR SIZE | 28 AWG | CORE STRANDS |  | NUMBER OF CONDUCTORS |  | CONDUCTOR MATERIAL |  | JACKET MATERIAL |  | INSULATION MATERIAL |  | LENGTH | 1 FT | VOLTAGE RATING |  | TEMPERATURE RATING |  | HAZARD CLASS |  | CERTIFICATION/STANDARD |  | ADDITIONAL FEATURES | ASSY, SPECIFIC PURPOSE,ELECT:ALSPA EX | [43 empty] | Production Completed
STP_009 - Lot4 | Data Enrichment | PEH | ok | 2023-08-11 | 2023-08-16 |  | Mat2 - 1347266 | 1347266 | EA | CABLE,CTRL;ACTUATOR,ASSY,BAM |  |  | CABLE,CONTROL;TYPE:ACTUATOR,ADDITIONAL FEATURES EN:ASSEMBLY,MNFR:01)BAM,PTNO:01)02 LVSL CABLE | ACTUATOR,01)ASSEMBLY,01)BAM,01)02 LVSL CABLE |  |  | BAM | BAM | 02 LVSL CABLE | [5 empty] | URL NOT FOUND | [10 empty] | Cleansed | 26121603 CONTROL CABLE | CABLE | CONTROL | TYPE | ACTUATOR | DIAMETER |  | CONDUCTOR SIZE |  | NUMBER OF CONDUCTORS |  | CORE STRANDS |  | CONDUCTOR MATERIAL |  | JACKET MATERIAL |  | INSULATION MATERIAL |  | VOLTAGE RATING |  | TEMPERATURE RATING |  | LENGTH |  | JACKET COLOUR |  | HAZARD CLASS |  | CERTIFICATION/STANDARD |  | ADDITIONAL FEATURES | [44 empty] | Production Completed
STP_009 - Lot4 | Data Enrichment | PEH | ok | 2023-08-11 | 2023-08-16 |  | Mat2 - 1229282 | 1229282 | M | CABLE,CTRL;STAINLESS COATED, 2.4 MM, ASS |  |  | CABLE,CONTROL;ADDITIONAL FEATURES EN:STAINLESS COATED, 2.4 MM, ASSEMBLY,MNFR:01)BANLAW,PTNO:01)AUSSTL032 | 01)STAINLESS COATED, 2.4 MM, A,01)BANLAW,01)AUSSTL032 |  |  | BANLAW | BANLAW | AUSSTL032 | [5 empty] | URL NOT FOUND | [10 empty] | Cleansed | 26121603 CONTROL CABLE | CABLE | CONTROL | TYPE |  | DIAMETER |  | CONDUCTOR SIZE |  | NUMBER OF CONDUCTORS |  | CORE STRANDS |  | CONDUCTOR MATERIAL |  | JACKET MATERIAL |  | INSULATION MATERIAL |  | VOLTAGE RATING |  | TEMPERATURE RATING |  | LENGTH |  | JACKET COLOUR |  | HAZARD CLASS |  | CERTIFICATION/STANDARD |  | ADDITIONAL FEATURES | STAINLESS COATED, 2.4 MM | [43 empty] | Production Completed
STP_009 - Lot4 | Data Enrichment | PEH | ok | 2023-08-11 | 2023-08-16 |  | Mat2 - 1300644 | 1300644 | EA | CABLE,ELEC;INTFC,LG 2.5 M,ALENBRAD |  |  | CABLE,ELECTRICAL;TYPE:INTERFACE,LENGTH:2.5 M,ADDITIONAL FEATURES EN:ASSY, PLC, PREW, SPEC.PURPOSE,MNFR:01)ALENBRAD,PTNO:01)1492 ACABLE025A | 01)ALENBRAD,01)1492 ACABLE025A,EN_01)INTERFACE,2.5 M,01)ASSY, PLC, PREW, SPEC.PURPO |  |  | ALENBRAD | ALENBRAD | 1492 ACABLE025A | ROCKWELL AUTOMATION |  |  |  |  | https://literature.rockwellautomation.com/idc/groups/literature/documents/td/1492-td008_-en-p.pdf | [10 empty] | Cleansed | 26121600 ELECTICAL CABLE | CABLE | ELECTRICAL | TYPE | INTERFACE | VOLTAGE RATING |  | CURRENT RATING |  | CONDUCTOR SIZE |  | NUMBER OF CONDUCTORS |  | CORE STRANDS |  | CONDUCTOR MATERIAL |  | JACKET MATERIAL |  | INSULATION MATERIAL |  | FILLER MATERIAL |  | ARMOR TYPE |  | TEMPERATURE RATING |  | LENGTH | 2.5 M | JACKET COLOUR |  | HAZARD CLASS |  | CERTIFICATION/STANDARD |  | ADDITIONAL FEATURES | PLC, PREW, SPECIFIC PURPOSE | [39 empty] | Production Completed
STP_009 - Lot4 | Data Enrichment | PEH | ok | 2023-08-11 | 2023-08-16 |  | Mat2 - 1301037 | 1301037 | EA | CABLE,ELEC;STRGT,LG 2 M,SMC,PCA-1558810 |  |  | CABLE,ELECTRICAL;TYPE:STRAIGHT,LENGTH:2 M,ADDITIONAL FEATURES EN:ASSY, SPEC.PURPOSE, YE,MNFR:01)SMC,PTNO:01)PCA-1558810 | 01)SMC,01)PCA-1558810,EN_01)STRAIGHT,2 M,01)ASSY, SPEC.PURPOSE, YE |  |  | SMC CORPORATION (AUST) PTY LTD | SMC CORPORATION (AUST) PTY LTD | PCA-1558810 | [5 empty] | https://www.smcpneumatics.com/PCA-1558810.html | [10 empty] | Cleansed | 26121600 ELECTICAL CABLE | CABLE | ELECTRICAL | TYPE | STRAIGHT | VOLTAGE RATING |  | CURRENT RATING |  | CONDUCTOR SIZE |  | NUMBER OF CONDUCTORS |  | CORE STRANDS |  | CONDUCTOR MATERIAL |  | JACKET MATERIAL |  | INSULATION MATERIAL |  | FILLER MATERIAL |  | ARMOR TYPE |  | TEMPERATURE RATING |  | LENGTH | 2 M | JACKET COLOUR |  | HAZARD CLASS |  | CERTIFICATION/STANDARD |  | ADDITIONAL FEATURES | SPECIFIC PURPOSE, YE | [39 empty] | Production Completed
STP_009 - Lot4 | Data Enrichment | PEH | ok | 2023-08-11 | 2023-08-16 |  | Mat2 - 1344472 | 1344472 | EA | CABLE,PUSHPULL;BRAKE CATENARY,ASSY |  |  | CABLE,PUSH PULL;TYPE:BRAKE CATENARY,ADDITIONAL FEATURES EN:ASSEMBLY,MNFR:01)NQCSERV,PTNO:01)25.1111.03GAL | BRAKE CATENARY,01)ASSEMBLY,01)NQCSERV,01)25.1111.03GAL |  |  | NQCSERV | NQCSERV | 25.1111.03GAL | [5 empty] | URL NOT FOUND | [10 empty] | Cleansed | 26121600 PUSH PULL CABLE | CABLE | PUSH PULL | TYPE | BRAKE CATENARY | DIAMETER |  | MATERIAL |  | CORE DIAMETER |  | CORE MATERIAL |  | TENSILE STRENGTH |  | TEMPERATURE RATING |  | LENGTH |  | HAZARD CLASS |  | CERTIFICATION/STANDARD |  | ADDITIONAL FEATURES | ASSEMBLY | [51 empty] | Production Completed
STP_009 - Lot4 | Data Enrichment | PEH | ok | 2023-08-11 | 2023-08-16 |  | Mat2 - 1353043 | 1353043 | EA | CABLE,PUSHPULL;CONTROL, THROTTLE,HYS |  |  | CABLE,PUSH PULL;TYPE:CONTROL, THROTTLE,LENGTH:95-1/4 IN,ADDITIONAL FEATURES EN:ENGINE, ASSEMBLY,MNFR:01)HYSTER,PTNO:01)1337772 | CONTROL, THROTTLE,95-1/4 IN,01)ENGINE, ASSEMBLY,01)HYSTER,01)1337772 |  |  | HYSTER | HYSTER | 1337772 | [5 empty] | https://www.orangeparts.com/hyster-1337772-cable-accelerator/ | [10 empty] | Cleansed | 26121600 PUSH PULL CABLE | CABLE | PUSH PULL | TYPE | CONTROL, THROTTLE | DIAMETER |  | MATERIAL |  | CORE DIAMETER |  | CORE MATERIAL |  | TENSILE STRENGTH |  | TEMPERATURE RATING |  | LENGTH | 95-1/4 IN | HAZARD CLASS |  | CERTIFICATION/STANDARD |  | ADDITIONAL FEATURES | ENGINE, ASSEMBLY | [51 empty] | Production Completed
STP_009 - Lot4 | Data Enrichment | PEH | ok | 2023-08-11 | 2023-08-16 |  | Mat2 - 1297861 | 1297861 | EA | CABLE,PUSHPULL;CONTROL,ASSY,FLEXDRVE |  |  | CABLE,PUSH PULL;TYPE:CONTROL,ADDITIONAL FEATURES EN:ASSEMBLY,MNFR:01)FLEXDRVE,PTNO:01)IS10500BB7500 | CONTROL,01)ASSEMBLY,01)FLEXDRVE,01)IS10500BB7500 |  |  | FLEXDRVE | FLEXDRVE | IS10500BB7500 | [5 empty] | URL NOT FOUND | [10 empty] | Cleansed | 26121600 PUSH PULL CABLE | CABLE | PUSH PULL | TYPE | CONTROL | DIAMETER |  | MATERIAL |  | CORE DIAMETER |  | CORE MATERIAL |  | TENSILE STRENGTH |  | TEMPERATURE RATING |  | LENGTH |  | HAZARD CLASS |  | CERTIFICATION/STANDARD |  | ADDITIONAL FEATURES | ASSEMBLY | [51 empty] | Production Completed
STP_009 - Lot4 | Data Enrichment | PEH | ok | 2023-08-11 | 2023-08-16 |  | Mat2 - 1344473 | 1344473 | EA | CABLE,PUSHPULL;VEHICLE BRAKE CATENARY |  |  | CABLE,PUSH PULL;TYPE:VEHICLE BRAKE CATENARY,ADDITIONAL FEATURES EN:ASSEMBLY,MNFR:01)NQCSERV,PTNO:01)25.1111.02GAL | VEHICLE BRAKE CATENARY,01)ASSEMBLY,01)NQCSERV,01)25.1111.02GAL |  |  | NQCSERV | NQCSERV | 25.1111.02GAL | [5 empty] | URL NOT FOUND | [10 empty] | Cleansed | 26121600 PUSH PULL CABLE | CABLE | PUSH PULL | TYPE | VEHICLE BRAKE CATENARY | DIAMETER |  | MATERIAL |  | CORE DIAMETER |  | CORE MATERIAL |  | TENSILE STRENGTH |  | TEMPERATURE RATING |  | LENGTH |  | HAZARD CLASS |  | CERTIFICATION/STANDARD |  | ADDITIONAL FEATURES | ASSEMBLY | [51 empty] | Production Completed
STP_009 - Lot4 | Data Enrichment | PEH | ok | 2023-08-11 | 2023-08-16 |  | Mat2 - 1344474 | 1344474 | EA | CABLE,PUSHPULL;VEHICLE BRAKE CATENARY |  |  | CABLE,PUSH PULL;TYPE:VEHICLE BRAKE CATENARY,ADDITIONAL FEATURES EN:ASSEMBLY,MNFR:01)NQCSERV,PTNO:01)03.02000.91 | VEHICLE BRAKE CATENARY,01)ASSEMBLY,01)NQCSERV,01)03.02000.91 |  |  | NQCSERV | NQCSERV | 03.02000.91 | [5 empty] | URL NOT FOUND | [10 empty] | Cleansed | 26121600 PUSH PULL CABLE | CABLE | PUSH PULL | TYPE | VEHICLE BRAKE CATENARY | DIAMETER |  | MATERIAL |  | CORE DIAMETER |  | CORE MATERIAL |  | TENSILE STRENGTH |  | TEMPERATURE RATING |  | LENGTH |  | HAZARD CLASS |  | CERTIFICATION/STANDARD |  | ADDITIONAL FEATURES | ASSEMBLY | [51 empty] | Production Completed
STP_009 - Lot4 | Data Enrichment | PEH | ok | 2023-08-11 | 2023-08-16 |  | Mat2 - 1233280 | 1233280 | EA | CABLE,PUSHPULL;VEHICLE HANDBRAKE, FRONT |  |  | CABLE,PUSH PULL;TYPE:VEHICLE HANDBRAKE, FRONT,ADDITIONAL FEATURES EN:ASSEMBLY,MNFR:01)MODMOTOR,PTNO:01)0605BA0120N | VEHICLE HANDBRAKE, FRONT,01)ASSEMBLY,01)MODMOTOR,01)0605BA0120N |  |  | MODMOTOR | MODMOTOR | 0605BA0120N | [5 empty] | https://narmadamotors.in/product/0605ba0120n-assy-frt-cable-and-conduit-hs/ | [10 empty] | Cleansed | 26121600 PUSH PULL CABLE | CABLE | PUSH PULL | TYPE | VEHICLE HANDBRAKE, FRONT | DIAMETER |  | MATERIAL |  | CORE DIAMETER |  | CORE MATERIAL |  | TENSILE STRENGTH |  | TEMPERATURE RATING |  | LENGTH |  | HAZARD CLASS |  | CERTIFICATION/STANDARD |  | ADDITIONAL FEATURES | ASSEMBLY | [51 empty] | Production Completed
STP_009 - Lot4 | Data Enrichment | PEH | ok | 2023-08-11 | 2023-08-16 |  | Mat2 - 1233281 | 1233281 | EA | CABLE,PUSHPULL;VEHICLE HANDBRAKE, REAR |  |  | CABLE,PUSH PULL;TYPE:VEHICLE HANDBRAKE, REAR,ADDITIONAL FEATURES EN:ASSEMBLY,MNFR:01)MODMOTOR,PTNO:01)0605BA0610N | VEHICLE HANDBRAKE, REAR,01)ASSEMBLY,01)MODMOTOR,01)0605BA0610N |  |  | MODMOTOR | MODMOTOR | 0605BA0610N | [5 empty] | https://narmadamotors.in/product/0605ba0610n-parking-brake-cable-sco-sc-dc/ | [10 empty] | Cleansed | 26121600 PUSH PULL CABLE | CABLE | PUSH PULL | TYPE | VEHICLE HANDBRAKE | DIAMETER |  | MATERIAL |  | CORE DIAMETER |  | CORE MATERIAL |  | TENSILE STRENGTH |  | TEMPERATURE RATING |  | LENGTH |  | HAZARD CLASS |  | CERTIFICATION/STANDARD |  | ADDITIONAL FEATURES | ASSEMBLY | [51 empty] | Production Completed
STP_009 - Lot4 | Data Enrichment | PEH | ok | 2023-08-11 | 2023-08-16 |  | Mat2 - 1319706 | 1319706 | EA | CABLE,PUSHPULL;VEHICLE PARK BRAKE 79S |  |  | CABLE,PUSH PULL;TYPE:VEHICLE PARK BRAKE 79S,ADDITIONAL FEATURES EN:ASSEMBLY,MNFR:01)NQCRASH,PTNO:01)46410-6A030,MNFR:02)DRIVELIN, PTNO:02)46410-6A030 | VEHICLE PARK BRAKE 79S,01)ASSEMBLY,01)NQCRASH,02)DRIVELIN,01)46410-6A030,02)46410-6A030 |  |  | NQCRASH | NQCRASH | 46410-6A030 |  | DRIVELIN |  |  |  | https://www.4wdindustries.com.au/hand-brake-cable-to-suit-toyota-landcruiser-79-ser | https://www.tojo4wdcentre.com.au/part-shop/view/1076/145/parts-suitable-for-landcruiser/landcruiser-vdj79-1-07-/46410-6a030-cable-handbrake-suitable-for-landcruiser-79-series-ute | [9 empty] | Cleansed | 26121600 PUSH PULL CABLE | CABLE | PUSH PULL | TYPE | VEHICLE PARK BRAKE 79S | DIAMETER |  | MATERIAL |  | CORE DIAMETER |  | CORE MATERIAL |  | TENSILE STRENGTH |  | TEMPERATURE RATING |  | LENGTH |  | HAZARD CLASS |  | CERTIFICATION/STANDARD |  | ADDITIONAL FEATURES | ASSEMBLY | [51 empty] | Production Completed
STP_009 - Lot4 | Data Enrichment | PEH | ok | 2023-08-11 | 2023-08-16 |  | Mat2 - 1296037 | 1296037 | EA | CABLE,ELEC;FIGURE 8, AUTOMOTIVE,1.84 MM2 |  |  | CABLE,ELECTRICAL;TYPE:FIGURE 8, AUTOMOTIVE,CONDUCTOR SIZE:1.84 MM2,NUMBER OF CONDUCTORS:2,CORE STRANDS:(26) 0.32 MM,LENGTH:30 M/ROLL,JACKET COLOUR:BLACK/RED,ADDITIONAL FEATURES EN:O/A DIA 4 MM,MNFR:01)ASHDOWN INGRAM,PTNO:01)70-92041 | 01)ASHDOWN INGRAM,01)70-92041,EN_01)FIGURE 8, AUTOMOTIVE,1.84 MM2,(26) 0.32 MM,30 M/ROLL,BLACK/RED,01)O/A DIA 4 MM |  |  | ASHDOWN INGRAM | ASHDOWN INGRAM | 70-92041 | [5 empty] | URL NOT FOUND | [10 empty] | Cleansed | 26121600 ELECTICAL CABLE | CABLE | ELECTRICAL | TYPE | AUTOMOTIVE | VOLTAGE RATING |  | CURRENT RATING |  | CONDUCTOR SIZE | 1.84 MM2 | NUMBER OF CONDUCTORS | 2 | CORE STRANDS | (26) 0.32 MM | CONDUCTOR MATERIAL |  | JACKET MATERIAL |  | INSULATION MATERIAL |  | FILLER MATERIAL |  | ARMOR TYPE |  | TEMPERATURE RATING |  | LENGTH | 30 M/ROLL | JACKET COLOUR | BLACK/RED | HAZARD CLASS |  | CERTIFICATION/STANDARD |  | ADDITIONAL FEATURES | TYPE:FIGURE 8, O/A DIA 4 MM | [39 empty] | Production Completed
STP_009 - Lot4 | Data Enrichment | PEH | ok | 2023-08-11 | 2023-08-16 |  | Mat2 - 1286588 | 1286588 | EA | CABLE,COAXL;RADIO FREQUENCY,78 pF/M |  |  | CABLE,COAXIAL;TYPE:RADIO FREQUENCY,CAPACITANCE:78 pF/M,IMPEDANCE:50 OHM,OUTSIDE DIAMETER:10.29 MM,CONDUCTOR MATERIAL:ALUMINIUM COPPER CLAD,JACKET MATERIAL:PE NON HALOGENATED,INSULATION MATERIAL:ALUMINUM,TEMPERATURE RATING:-40 TO 85 DEG C, CERTIFICATION/STANDARD:ISO 9001-2015,ADDITIONAL FEATURES EN:10MM, BRAIDED CNT,MNFR:01)RFINDUS,PTNO:01)CNT-400 | RADIO FREQUENCY,78 PF/M,50 OHM,10.29 MM,ALUMINIUM COPPER CLAD,PE NON HALOGENATED,ALUMINUM,-40 TO 85 DEG C,EN_01)ISO 9001-2015,01)10MM, BRAIDED CNT,01)RFINDUS,01)CNT-400 |  |  | RFINDUS | RFINDUS | CNT-400 | [5 empty] | https://www.rfi.com.au/CNT-400-100M | [10 empty] | Enriched | 26121606 COAXIAL CABLE | CABLE | COAXIAL | TYPE | RADIO FREQUENCY | CAPACITANCE | 78 pF/M | IMPEDANCE | 50 OHM | OUTSIDE DIAMETER | 10.29 MM | CONDUCTOR SIZE |  | CORE STRANDS |  | CONDUCTOR MATERIAL | ALUMINIUM COPPER CLAD | JACKET MATERIAL | PE NON HALOGENATED | INSULATION MATERIAL | ALUMINUM | LENGTH | 100 M | TEMPERATURE RATING | -40 TO 85 DEG C | HAZARD CLASS |  | CERTIFICATION/STANDARD | ISO 9001-2015 | ADDITIONAL FEATURES | SIZE:10 MM,BRAIDED CNT | [45 empty] | Production Completed
STP_009 - Lot4 | Data Enrichment | PEH | ok | 2023-08-11 | 2023-08-16 |  | Mat2 - 1297322 | 1297322 | EA | CABLE,COAXL;RADIO FREQUENCY,LG 100 M |  |  | CABLE,COAXIAL;TYPE:RADIO FREQUENCY,LENGTH:100 M,ADDITIONAL FEATURES EN:PROXIMITY INNER ZONE ANTENNA,MNFR:01)MINESITE,PTNO:01)V- 8213-100 | RADIO FREQUENCY,100 M,01)PROXIMITY INNER ZONE ANTENN,01)MINESITE,01)V-8213-100 |  |  | MINESITE | MINESITE | V- 8213-100 | [5 empty] | URL NOT FOUND | [10 empty] | Cleansed | 26121606 COAXIAL CABLE | CABLE | COAXIAL | TYPE | RADIO FREQUENCY | CAPACITANCE |  | IMPEDANCE |  | OUTSIDE DIAMETER |  | CONDUCTOR SIZE |  | CORE STRANDS |  | CONDUCTOR MATERIAL |  | JACKET MATERIAL |  | INSULATION MATERIAL |  | LENGTH | 100 M | TEMPERATURE RATING |  | HAZARD CLASS |  | CERTIFICATION/STANDARD |  | ADDITIONAL FEATURES | PROXIMITY INNER ZONE ANTENNA | [45 empty] | Production Completed
STP_009 - Lot4 | Data Enrichment | PEH | ok | 2023-08-11 | 2023-08-16 |  | Mat2 - 1297329 | 1297329 | EA | CABLE,COAXL;RADIO FREQUENCY,LG 500 M |  |  | CABLE,COAXIAL;TYPE:RADIO FREQUENCY,LENGTH:500 M,ADDITIONAL FEATURES EN:PED ANTENNA,MNFR:01)MINESITE,PTNO:01)P-XLP1X10 | RADIO FREQUENCY,500 M,01)PED ANTENNA,01)MINESITE,01)P-XLP1X10 |  |  | MINESITE | MINESITE | P-XLP1X10 | [5 empty] | URL NOT FOUND | [10 empty] | Cleansed | 26121606 COAXIAL CABLE | CABLE | COAXIAL | TYPE | RADIO FREQUENCY | CAPACITANCE |  | IMPEDANCE |  | OUTSIDE DIAMETER |  | CONDUCTOR SIZE |  | CORE STRANDS |  | CONDUCTOR MATERIAL |  | JACKET MATERIAL |  | INSULATION MATERIAL |  | LENGTH | 500 M | TEMPERATURE RATING |  | HAZARD CLASS |  | CERTIFICATION/STANDARD |  | ADDITIONAL FEATURES | PED ANTENNA | [45 empty] | Production Completed
STP_009 - Lot4 | Data Enrichment | PEH | ok | 2023-08-11 | 2023-08-16 |  | Mat2 - 1347379 | 1347379 | EA | CABLE,COAXL;RADIO,LG 100 M,MINESITE |  |  | CABLE,COAXIAL;TYPE:RADIO,LENGTH:100 M,ADDITIONAL FEATURES EN:PROXIMITY OUTER ZONE ANTENNA,MNFR:01)MINESITE,PTNO:01)V-9006-100 | RADIO,100 M,01)PROXIMITY OUTER ZONE ANTENN,01)MINESITE,01)V-9006-100 |  |  | MINESITE | MINESITE | V-9006-100 | [5 empty] | URL NOT FOUND | [10 empty] | Cleansed | 26121606 COAXIAL CABLE | CABLE | COAXIAL | TYPE | RADIO | CAPACITANCE |  | IMPEDANCE |  | OUTSIDE DIAMETER |  | CONDUCTOR SIZE |  | CORE STRANDS |  | CONDUCTOR MATERIAL |  | JACKET MATERIAL |  | INSULATION MATERIAL |  | LENGTH | 100 M | TEMPERATURE RATING |  | HAZARD CLASS |  | CERTIFICATION/STANDARD |  | ADDITIONAL FEATURES | PROXIMITY OUTER ZONE ANTENNA | [45 empty] | Production Completed
STP_009 - Lot4 | Data Enrichment | PEH | ok | 2023-08-11 | 2023-08-16 |  | Mat2 - 1284894 | 1284894 | EA | CABLE,COAXL;SENSOR,11500MMM |  |  | CABLE,COAXIAL;TYPE:SENSOR,ADDITIONAL FEATURES EN:11500MMM,MNFR:01)MAINTENANCE TECHNIQUE PTY LTD,PTNO:01)MT2320 2320 115 | SENSOR,01)11500MMM,01)MAINTENANCE TECHNIQUE PTY L,01)MT2320 2320 115 |  |  | MAINTENANCE TECHNIQUE PTY LTD | MAINTENANCE TECHNIQUE PTY LTD | MT2320 2320 115 | [5 empty] | URL NOT FOUND | [10 empty] | Cleansed | 26121606 COAXIAL CABLE | CABLE | COAXIAL | TYPE | SENSOR | CAPACITANCE |  | IMPEDANCE |  | OUTSIDE DIAMETER |  | CONDUCTOR SIZE |  | CORE STRANDS |  | CONDUCTOR MATERIAL |  | JACKET MATERIAL |  | INSULATION MATERIAL |  | LENGTH |  | TEMPERATURE RATING |  | HAZARD CLASS |  | CERTIFICATION/STANDARD |  | ADDITIONAL FEATURES | 11500MMM | [45 empty] | Production Completed
STP_009 - Lot4 | Data Enrichment | PEH | ok | 2023-08-11 | 2023-08-16 |  | Mat2 - 1364942 | 1364942 | EA | CABLE,COAXL;VHF LEAKY FEEDER,(1) 2.31 MM |  |  | CABLE,COAXIAL;TYPE:VHF LEAKY FEEDER,CORE STRANDS:(1) 2.31 MM,LENGTH:350 M,ADDITIONAL FEATURES EN:RADIO FREQUENCY, YELLOW, LAP PACWB PE YW,MNFR:01)MINESITE,PTNO:01)20405 | VHF LEAKY FEEDER,(1) 2.31 MM,350 M,01)RADIO FREQUENCY, YELLOW, LA,01)MINESITE,01)20405 |  |  | MINESITE | MINESITE | 20405 | [5 empty] | URL NOT FOUND | [10 empty] | Cleansed | 26121606 COAXIAL CABLE | CABLE | COAXIAL | TYPE | VHF LEAKY FEEDER | CAPACITANCE |  | IMPEDANCE |  | OUTSIDE DIAMETER | 2.31 MM | CONDUCTOR SIZE |  | CORE STRANDS | 1 | CONDUCTOR MATERIAL |  | JACKET MATERIAL |  | INSULATION MATERIAL |  | LENGTH | 350 M | TEMPERATURE RATING |  | HAZARD CLASS |  | CERTIFICATION/STANDARD |  | ADDITIONAL FEATURES | RADIO FREQUENCY, YELLOW, LAP PACWB PE YW | [45 empty] | Production Completed
STP_009 - Lot4 | Data Enrichment | PEH | ok | 2023-08-11 | 2023-08-16 |  | Mat2 - 1236878 | 1236878 | EA | CABLE,COMM;CAT 5E,TINNED COPPER,TPE | CABLE COMUNIC;CAT5E,COBRE ESTANADO,TPE | CBLE COMM;CAT5E,CUIVRE ETAME,TPE | CABLE,COMMUNICATION;TYPE:CAT 5E,CONDUCTOR MATERIAL:TINNED COPPER,JACKET MATERIAL:TPE,LENGTH:305 M,ADDITIONAL FEATURES EN:OAF, BLACK,BRAND:DATATUFF,MNFR:BELDEN,PN:7938AB591001 | CAT 5E,TINNED COPPER,TPE,305 M,01)OAF,BLACK,BRAND:DATATUFF,02)MNFR:BELDEN,PN:7938AB591001,01)HAYMANS ELECTRICAL,01)BEL7938AB591001 |  |  | BELDEN | BELDEN | 7938AB591001 | [5 empty] | https://www.belden.com/products/Cable/Ethernet-Cable/Category-5e-Cable/7938A | [10 empty] | Cleansed | 26121632 COMMUNICATION CABLE | CABLE | COMMUNICATION | TYPE | CAT 5E | IMPEDANCE |  | DIAMETER |  | CONDUCTOR SIZE |  | CORE STRANDS |  | NUMBER OF CONDUCTORS |  | CONDUCTOR MATERIAL | TINNED COPPER | JACKET MATERIAL | TPE | INSULATION MATERIAL |  | LENGTH | 305 M | VOLTAGE RATING |  | TEMPERATURE RATING |  | HAZARD CLASS |  | CERTIFICATION/STANDARD |  | ADDITIONAL FEATURES | OAF, BLACK,BRAND:DATATUFF | [43 empty] | Production Completed
STP_009 - Lot4 | Data Enrichment | PEH | ok | 2023-08-11 | 2023-08-16 |  | Mat2 - 1346826 | 1346826 | EA | CABLE,COMM;ETHERNET PATCH ASSEMBLY,IP67 |  |  | CABLE,COMMUNICATION;TYPE:ETHERNET PATCH ASSEMBLY,LENGTH:100 M,HAZARD CLASS:IP67,CERTIFICATION/STANDARD:CAT6,ADDITIONAL FEATURES EN:BLACK, RJ45 TERMINATIONS,MNFR:01)NLTAUST,PTNO:01)AS58CAT6100 | 01)NLTAUST,01)AS58CAT6100 |  |  | NLTAUST | NLTAUST | AS58CAT6100 | [5 empty] | URL NOT FOUND | [10 empty] | Cleansed | 26121632 COMMUNICATION CABLE | CABLE | COMMUNICATION | TYPE | ETHERNET PATCH ASSEMBLY | IMPEDANCE |  | DIAMETER |  | CONDUCTOR SIZE |  | CORE STRANDS |  | NUMBER OF CONDUCTORS |  | CONDUCTOR MATERIAL |  | JACKET MATERIAL |  | INSULATION MATERIAL |  | LENGTH | 100 M | VOLTAGE RATING |  | TEMPERATURE RATING |  | HAZARD CLASS | IP67 | CERTIFICATION/STANDARD | CAT6 | ADDITIONAL FEATURES | BLACK, RJ45 TERMINATIONS | [43 empty] | Production Completed
STP_009 - Lot4 | Data Enrichment | PEH | ok | 2023-08-11 | 2023-08-16 |  | Mat2 - 1277635 | 1277635 | EA | CABLE,COMM;HDMI HIGH SPEED,LG 1 M |  |  | CABLE,COMMUNICATION;TYPE:HDMI HIGH SPEED,LENGTH:1 M,MNFR:01)LINDY AUSTRALIA PTY LTD,PTNO:01)36962 | HDMI HIGH SPEED,1 M,01)LINDY AUSTRALIA PTY LTD,01)36962 |  |  | LINDY AUSTRALIA PTY LTD | LINDY AUSTRALIA PTY LTD | 36962 | [5 empty] | https://www.lindy-international.com/1m-HDMI-High-Speed-HDMI-Cable-Anthra-Line.htm?websale8=ld0101.ld021102&pi=36962 | [10 empty] | Enriched | 26121632 COMMUNICATION CABLE | CABLE | COMMUNICATION | TYPE | HDMI HIGH SPEED | IMPEDANCE |  | DIAMETER | 6 MM | CONDUCTOR SIZE | 30 AWG | CORE STRANDS |  | NUMBER OF CONDUCTORS |  | CONDUCTOR MATERIAL | COPPER | JACKET MATERIAL | PVC | INSULATION MATERIAL |  | LENGTH | 1 M | VOLTAGE RATING |  | TEMPERATURE RATING |  | HAZARD CLASS |  | CERTIFICATION/STANDARD |  | ADDITIONAL FEATURES | [44 empty] | Production Completed
STP_009 - Lot4 | Data Enrichment | PEH | ok | 2023-08-11 | 2023-08-16 |  | Mat2 - 1292500 | 1292500 | EA | CABLE,COMM;LG 6 FT,ALENBRAD,1771-NC-6 |  |  | CABLE,COMMUNICATION;LENGTH:6 FT,ADDITIONAL FEATURES EN:ASSY, CSM, ELECT, SPEC.PURPOSE,MNFR:01)ALENBRAD,PTNO:01)1771-NC-6 | 6 FT,01)ASSY, CSM, ELECT, SPEC.PURP,01)ALENBRAD,01)1771-NC-6 |  |  | ALENBRAD | ALENBRAD | 1771-NC-6 | [5 empty] | https://www.rockwellautomation.com/en-us/products/details.1771-NC6.html | [10 empty] | Cleansed | 26121632 COMMUNICATION CABLE | CABLE | COMMUNICATION | TYPE |  | IMPEDANCE |  | DIAMETER |  | CONDUCTOR SIZE |  | CORE STRANDS |  | NUMBER OF CONDUCTORS |  | CONDUCTOR MATERIAL |  | JACKET MATERIAL |  | INSULATION MATERIAL |  | LENGTH | 6 FT | VOLTAGE RATING |  | TEMPERATURE RATING |  | HAZARD CLASS |  | CERTIFICATION/STANDARD |  | ADDITIONAL FEATURES | ASSY, CSM, ELECT, SPECIFIC PURPOSE | [43 empty] | Production Completed
STP_009 - Lot4 | Data Enrichment | PEH | ok | 2023-08-11 | 2023-08-16 |  | Mat2 - 1229563 | 1229563 | EA | CABLE,COMM;PHONE,2,LG 500 M,PRYSMIAN |  |  | CABLE,COMMUNICATION;TYPE:PHONE,NUMBER OF CONDUCTORS:2,LENGTH:500 M,ADDITIONAL FEATURES EN:64 PEILI PEIB,MNFR:01)PRYSMIAN,PTNO:01) 490/5741 | PHONE,500 M,01)64 PEILI PEIB,01)PRYSMIAN,01)490/5741 |  |  | PRYSMIAN | PRYSMIAN | 490/5741 | [5 empty] | https://static.voltimum.com/sites/www.voltimum.com.au/files/au/flipbooks/20120217-01_59_00/Prysmian_-_Technical_Cable_Guide.PDF | [10 empty] | Cleansed | 26121632 COMMUNICATION CABLE | CABLE | COMMUNICATION | TYPE | PHONE | IMPEDANCE |  | DIAMETER |  | CONDUCTOR SIZE |  | CORE STRANDS |  | NUMBER OF CONDUCTORS | 2 | CONDUCTOR MATERIAL |  | JACKET MATERIAL |  | INSULATION MATERIAL |  | LENGTH | 500 M | VOLTAGE RATING |  | TEMPERATURE RATING |  | HAZARD CLASS |  | CERTIFICATION/STANDARD |  | ADDITIONAL FEATURES | 64 PEILI PEIB | [43 empty] | Production Completed
STP_009 - Lot4 | Data Enrichment | PEH | ok | 2023-08-11 | 2023-08-16 |  | Mat2 - 1277803 | 1277803 | EA | CABLE,COMM;RIBBON,40,LG 1 M,MP200/1 |  |  | CABLE,COMMUNICATION;TYPE:RIBBON,NUMBER OF CONDUCTORS:40,LENGTH:1 M,ADDITIONAL FEATURES EN:MP200/1,MNFR:01)FARNELL,PTNO:01)297-379 | RIBBON,1 M,01)MP200/1,01)FARNELL,01)297-379 |  |  | FARNELL | FARNELL | 297-379 | [5 empty] | URL NOT FOUND | [10 empty] | Cleansed | 26121632 COMMUNICATION CABLE | CABLE | COMMUNICATION | TYPE | RIBBON | IMPEDANCE |  | DIAMETER |  | CONDUCTOR SIZE |  | CORE STRANDS |  | NUMBER OF CONDUCTORS | 40 | CONDUCTOR MATERIAL |  | JACKET MATERIAL |  | INSULATION MATERIAL |  | LENGTH | 1 M | VOLTAGE RATING |  | TEMPERATURE RATING |  | HAZARD CLASS |  | CERTIFICATION/STANDARD |  | ADDITIONAL FEATURES | MP200/1 | [43 empty] | Production Completed
STP_009 - Lot4 | Data Enrichment | PEH | ok | 2023-08-11 | 2023-08-16 |  | Mat2 - 1277585 | 1277585 | EA | CABLE,COMM;SET,LG 70 M |  |  | CABLE,COMMUNICATION;TYPE:SET,LENGTH:70 M,ADDITIONAL FEATURES EN:C/W N-TYPE MALE CONNECTORS, 1127,MNFR:01)REMOTE CONTROL TECHNOLOGIES P/L,PTNO:01)5945 | SET,70 M,01)C/W N-TYPE MALE CONNECTORS,01)REMOTE CONTROL TECHNOLOGIES,01)5945 |  |  | REMOTE CONTROL TECHNOLOGIES P/L | REMOTE CONTROL TECHNOLOGIES P/L | 5945 | [5 empty] | https://rct-global.com/part/cable-set-70m-includes-n-type-connectors/ | [10 empty] | Cleansed | 26121632 COMMUNICATION CABLE | CABLE | COMMUNICATION | TYPE | SET | IMPEDANCE |  | DIAMETER |  | CONDUCTOR SIZE |  | CORE STRANDS |  | NUMBER OF CONDUCTORS |  | CONDUCTOR MATERIAL |  | JACKET MATERIAL |  | INSULATION MATERIAL |  | LENGTH | 70 M | VOLTAGE RATING |  | TEMPERATURE RATING |  | HAZARD CLASS |  | CERTIFICATION/STANDARD |  | ADDITIONAL FEATURES | C/W N-TYPE MALE CONNECTORS | [43 empty] | Production Completed
STP_009 - Lot4 | Data Enrichment | PEH | ok | 2023-08-11 | 2023-08-16 |  | Mat2 - 1229432 | 1229432 | EA | CABLE,COMM;TELEPHONE,0.64 MM2,4,LG 500 M |  |  | CABLE,COMMUNICATION;TYPE:TELEPHONE,CONDUCTOR SIZE:0.64 MM2,NUMBER OF CONDUCTORS:4,LENGTH:500 M,ADDITIONAL FEATURES EN:NTEGRAL BEARER,MNFR:01)PRYSMIAN,PTNO:01)5414790_100 | TELEPHONE,0.64 MM2,500 M,01)NTEGRAL BEARER,01)PRYSMIAN,01)5414790_100 |  |  | PRYSMIAN | PRYSMIAN | 5414790_100 | [5 empty] | URL NOT FOUND | [10 empty] | Cleansed | 26121632 COMMUNICATION CABLE | CABLE | COMMUNICATION | TYPE | TELEPHONE | IMPEDANCE |  | DIAMETER |  | CONDUCTOR SIZE | 0.64 MM2 | CORE STRANDS |  | NUMBER OF CONDUCTORS | 4 | CONDUCTOR MATERIAL |  | JACKET MATERIAL |  | INSULATION MATERIAL |  | LENGTH | 500 M | VOLTAGE RATING |  | TEMPERATURE RATING |  | HAZARD CLASS |  | CERTIFICATION/STANDARD |  | ADDITIONAL FEATURES | NTEGRAL BEARER | [43 empty] | Production Completed
STP_009 - Lot4 | Data Enrichment | PEH | ok | 2023-08-11 | 2023-08-16 |  | Mat2 - 1353603 | 1353603 | EA | CABLE,COMM;TOUGH, BOX,24 AWG,COPPER |  |  | CABLE,COMMUNICATION;TYPE:TOUGH, BOX,CONDUCTOR SIZE:24 AWG,CONDUCTOR MATERIAL:COPPER,LENGTH:305 M,ADDITIONAL FEATURES EN:LEVEL 1, MNFR:01)BGW TECHNOLOGIES,PTNO:01)TC-PRO | TOUGH, BOX,24 AWG,COPPER,305 M,01)LEVEL 1,01)BGW TECHNOLOGIES,01)TC-PRO |  |  | BGW TECHNOLOGIES | BGW TECHNOLOGIES | TC-PRO | [5 empty] | https://www.netsurgewireless.com/store/p6/Cat5e_Ubiquiti_Networks_TOUGHCable_PRO_TC-PRO_Outdoor_Shielded_Ethernet_Cable.html | https://www.dreamsnw.com/toughcable-pro--tc-pro-ubiquiti | [9 empty] | Cleansed | 26121632 COMMUNICATION CABLE | CABLE | COMMUNICATION | TYPE | TOUGH, BOX | IMPEDANCE |  | DIAMETER |  | CONDUCTOR SIZE | 24 AWG | CORE STRANDS |  | NUMBER OF CONDUCTORS |  | CONDUCTOR MATERIAL | COPPER | JACKET MATERIAL |  | INSULATION MATERIAL |  | LENGTH | 305 M | VOLTAGE RATING |  | TEMPERATURE RATING |  | HAZARD CLASS |  | CERTIFICATION/STANDARD |  | ADDITIONAL FEATURES | LEVEL 1 | [43 empty] | Production Completed
STP_009 - Lot4 | Data Enrichment | PEH | ok | 2023-08-11 | 2023-08-16 |  | Mat2 - 1277026 | 1277026 | EA | INSULATOR,ELEC;LINE POST, VERTICAL TIE T |  |  | INSULATOR,ELECTRICAL;TYPE:LINE POST, VERTICAL TIE TOP,VOLTAGE RATING:22 (11 TRIDENT) 150 BIL KV,MATERIAL:PORCELAIN,ADDITIONAL FEATURES EN:C/W M20 STUD, ITEM 9, REFERENCE NO: ETS 10-01-0,MNFR:01)ENERGYQLD,PTNO:01)104197 | EN_01)LINE POST, VERTICAL TIE,22 (11 TRIDENT) 150 BIL KV,EN_01)PORCELAIN,01)C/W M20 STUD, ITEM 9, REFER,01)ENERGYQLD,01)104197 |  |  | ENERGYQLD | ENERGYQLD | 104197 | [5 empty] | URL NOT FOUND |  | 9 | [8 empty] | Cleansed | 39121721 ELECTRICAL INSULATOR | INSULATOR | ELECTRICAL | TYPE | LINE POST, VERTICAL TIE TOP | VOLTAGE RATING | 22 (11 TRIDENT) 150 BIL KV | IMPULSE WITHSTAND VOLTAGE |  | FLASH OVER VOLTAGE |  | CREEPAGE DISTANCE |  | ARCING DISTANCE |  | BIL RATING |  | TENSILE STRENGTH |  | NUMBER OF DISC |  | CONDUCTOR SIZE |  | MOUNTING TYPE |  | MATERIAL | PORCELAIN | SIZE |  | HAZARD CLASS |  | CERTIFICATION/STANDARD |  | ADDITIONAL FEATURES | C/W M20 STUD | [41 empty] | Production Completed
STP_009 - Lot4 | Data Enrichment | PEH | ok | 2023-08-11 | 2023-08-16 |  | Mat2 - 1285301 | 1285301 | EA | CABLE,CTRL;4,COPPER,PVC,PVC,450-750 V |  |  | CABLE,CONTROL;NUMBER OF CONDUCTORS:4,CONDUCTOR MATERIAL:COPPER,JACKET MATERIAL:PVC,INSULATION MATERIAL:PVC,VOLTAGE RATING:450-750 V,TEMPERATURE RATING:-15 TO 70 DEG C,MNFR:01)CNW (MOUNT ISA) ELECT WHOLESALER,PTNO:01)00420133 | COPPER,PVC,PVC,450-750 V,EN_01)-15 TO 70 DEG C,01)CNW (MOUNT ISA) ELECT WHOLE,01)00420133 |  |  | CNW (MOUNT ISA) ELECT WHOLESALER | CNW (MOUNT ISA) ELECT WHOLESALER | 00420133 | [5 empty] | https://us.rs-online.com/product/lapp-group/00420133/72160212/ | [10 empty] | Cleansed | 26121603 CONTROL CABLE | CABLE | CONTROL | TYPE |  | DIAMETER |  | CONDUCTOR SIZE |  | NUMBER OF CONDUCTORS | 4 | CORE STRANDS |  | CONDUCTOR MATERIAL | COPPER | JACKET MATERIAL | PVC | INSULATION MATERIAL | PVC | VOLTAGE RATING | 450-750 V | TEMPERATURE RATING | -15 TO 70 DEG C | LENGTH |  | JACKET COLOUR |  | HAZARD CLASS |  | CERTIFICATION/STANDARD |  | ADDITIONAL FEATURES | [44 empty] | Production Completed
STP_009 - Lot4 | Data Enrichment | PEH | ok | 2023-08-11 | 2023-08-16 |  | Mat2 - 1285395 | 1285395 | EA | CABLE,CTRL;FLEXIBLE,4,COPPER,PVC,PVC |  |  | CABLE,CONTROL;TYPE:FLEXIBLE,NUMBER OF CONDUCTORS:4,CONDUCTOR MATERIAL:COPPER,JACKET MATERIAL:PVC,INSULATION MATERIAL:PVC,VOLTAGE RATING:450-750 V,TEMPERATURE RATING:-15 TO 70 DEG C,MNFR:01)CNW (MOUNT ISA) ELECT WHOLESALER,PTNO:01)00420073 | FLEXIBLE,COPPER,PVC,PVC,450-750 V,EN_01)-15 TO 70 DEG C,01)CNW (MOUNT ISA) ELECT WHOLE,01)00420073 |  |  | CNW (MOUNT ISA) ELECT WHOLESALER | CNW (MOUNT ISA) ELECT WHOLESALER | 00420073 | [5 empty] | https://us.rs-online.com/product/lapp-group/00420073/72152842/ | https://complete-electronics.com/00420073-olflex-lift-f-4g2-5-450-750v-lapp-cables | [9 empty] | Cleansed | 26121603 CONTROL CABLE | CABLE | CONTROL | TYPE | FLEXIBLE | DIAMETER |  | CONDUCTOR SIZE |  | NUMBER OF CONDUCTORS | 4 | CORE STRANDS |  | CONDUCTOR MATERIAL |  | JACKET MATERIAL |  | INSULATION MATERIAL |  | VOLTAGE RATING |  | TEMPERATURE RATING |  | LENGTH |  | JACKET COLOUR |  | HAZARD CLASS |  | CERTIFICATION/STANDARD |  | ADDITIONAL FEATURES | [44 empty] | Production Completed
STP_009 - Lot4 | Data Enrichment | PEH | ok | 2023-08-11 | 2023-08-16 |  | Mat2 - 1285646 | 1285646 | EA | CABLE,CTRL;SWA,DIA 1.5 MM,15,BLACK |  |  | CABLE,CONTROL;TYPE:SWA,DIAMETER:1.5 MM,CORE STRANDS:15,JACKET COLOUR:BLACK,MNFR:01)HAYMANS,PTNO:01)CBL1.5/15CESWACONT | SWA,1.5 MM,15,BLACK,01)HAYMANS,01)CBL1.5/15CESWACONT |  |  | HAYMANS | HAYMANS | CBL1.5/15CESWACONT | [5 empty] | URL NOT FOUND | [10 empty] | Cleansed | 26121603 CONTROL CABLE | CABLE | CONTROL | TYPE | SWA | DIAMETER | 1.5 MM | CONDUCTOR SIZE |  | NUMBER OF CONDUCTORS |  | CORE STRANDS | 15 | CONDUCTOR MATERIAL |  | JACKET MATERIAL |  | INSULATION MATERIAL |  | VOLTAGE RATING |  | TEMPERATURE RATING |  | LENGTH |  | JACKET COLOUR | BLACK | HAZARD CLASS |  | CERTIFICATION/STANDARD |  | ADDITIONAL FEATURES | [44 empty] | Production Completed
STP_009 - Lot4 | Data Enrichment | PEH | ok | 2023-08-11 | 2023-08-16 |  | Mat2 - 1318898 | 1318898 | EA | CABLE,ELEC;0.6-1 KV,4 MM2,CONDCTS 2,BLUE |  |  | CABLE,ELECTRICAL;VOLTAGE RATING:0.6-1 KV,CONDUCTOR SIZE:4 MM2,NUMBER OF CONDUCTORS:2,CORE STRANDS:(7) 0.85 MM,LENGTH:100 M,JACKET COLOUR:BLUE,CERTIFICATION/STANDARD:AS 3147,ADDITIONAL FEATURES EN:SPECIAL PURPOSE,MNFR:01)AIM,PTNO:01)EMC270085L100 | 01)AIM,01)EMC270085L100,0.6-1 KV,4 MM2,(7) 0.85 MM,100 M,BLUE,EN_01)AS 3147,01)SPECIAL PURPOSE |  |  | AIM | AIM | EMC270085L100 | [5 empty] | URL NOT FOUND | [10 empty] | Cleansed | 26121600 ELECTICAL CABLE | CABLE | ELECTRICAL | TYPE |  | VOLTAGE RATING | 0.6-1 KV | CURRENT RATING |  | CONDUCTOR SIZE | 4 MM2 | NUMBER OF CONDUCTORS | 2 | CORE STRANDS | (7) 0.85 MM | CONDUCTOR MATERIAL |  | JACKET MATERIAL |  | INSULATION MATERIAL |  | FILLER MATERIAL |  | ARMOR TYPE |  | TEMPERATURE RATING |  | LENGTH | 100 M | JACKET COLOUR | BLUE | HAZARD CLASS |  | CERTIFICATION/STANDARD | AS 3147 | ADDITIONAL FEATURES | SPECIAL PURPOSE | [39 empty] | Production Completed
STP_009 - Lot4 | Data Enrichment | PEH | ok | 2023-08-11 | 2023-08-16 |  | Mat2 - 1319701 | 1319701 | EA | CABLE,ELEC;10 A,1.13 MM2,CONDCTS 1,CU |  |  | CABLE,ELECTRICAL;CURRENT RATING:10 A,CONDUCTOR SIZE:1.13 MM2,NUMBER OF CONDUCTORS:1,CONDUCTOR MATERIAL:COPPER,LENGTH:30 M/ROLL, JACKET COLOUR:BLUE,ADDITIONAL FEATURES EN:DIA: 3 MM,MNFR:01)ASHDOWN INGRAM,PTNO:01)ACX0704 | 01)ASHDOWN INGRAM,01)ACX0704,10 A,1.13 MM2,EN_01)COPPER,30 M/ROLL,BLUE,01)DIA: 3 MM |  |  | ASHDOWN INGRAM | ASHDOWN INGRAM | ACX0704 | [5 empty] | http://www.indotek-bpn.com/download/Cable_Connectors_&_Accessories.pdf | [10 empty] | Enriched | 26121600 ELECTICAL CABLE | CABLE | ELECTRICAL | TYPE |  | VOLTAGE RATING | 110 V | CURRENT RATING | 10 A | CONDUCTOR SIZE | 1.13 MM2 | NUMBER OF CONDUCTORS | 1 | CORE STRANDS | 16 | CONDUCTOR MATERIAL | COPPER | JACKET MATERIAL |  | INSULATION MATERIAL | PVC | FILLER MATERIAL |  | ARMOR TYPE |  | TEMPERATURE RATING | 90 DEG C | LENGTH | 30 M/ROLL | JACKET COLOUR | BLUE | HAZARD CLASS |  | CERTIFICATION/STANDARD |  | ADDITIONAL FEATURES | [40 empty] | Production Completed
STP_009 - Lot4 | Data Enrichment | PEH | ok | 2023-08-11 | 2023-08-16 |  | Mat2 - 1383749 | 1383749 | EA | CABLE,ELEC;10 MM2,CONDCTS 2,LG 30 M/ROLL |  |  | CABLE,ELECTRICAL;CONDUCTOR SIZE:10 MM2,NUMBER OF CONDUCTORS:2,LENGTH:30 M/ROLL,JACKET COLOUR:CLEAR,MNFR:01)ASHDOWN INGRAM,PTNO:01) ACX0823 | 01)ASHDOWN INGRAM,01)ACX0823,10 MM2,30 M/ROLL,CLEAR |  |  | ASHDOWN INGRAM | ASHDOWN INGRAM | ACX0823 | [5 empty] | http://www.indotek-bpn.com/download/Cable_Connectors_&_Accessories.pdf | https://www.repco.com.au/globes-batteries-electrical/electrical-accessories/automotive-electrical-cable/oex-10mm-twin-core-automotive-cable-red-black-with-clear-sheath-30m-roll-acx0823/p/A5352587?kwSearch=motors | [9 empty] | Enriched | 26121600 ELECTRICAL CABLE | CABLE | ELECTRICAL | TYPE | TWIN | VOLTAGE RATING | 110V | CURRENT RATING |  | CONDUCTOR SIZE | 10 MM2 | NUMBER OF CONDUCTORS | 2 | CORE STRANDS | 203 | CONDUCTOR MATERIAL |  | JACKET MATERIAL |  | INSULATION MATERIAL | PVC | FILLER MATERIAL |  | ARMOR TYPE |  | TEMPERATURE RATING | 90 DEG C | LENGTH | 30 M/ROLL | JACKET COLOUR | CLEAR | HAZARD CLASS |  | CERTIFICATION/STANDARD | AS3191 | ADDITIONAL FEATURES | [40 empty] | Production Completed
STP_009 - Lot4 | Data Enrichment | PEH | ok | 2023-08-11 | 2023-08-16 | PARTIALLY MATCHED | Mat2 - 1289316 | 1289316 | EA | CABLE,ELEC;2.5 MM2,LG 350 M |  |  | CABLE,ELECTRICAL;CONDUCTOR SIZE:2.5 MM2,LENGTH:350 M,MNFR:01)RENK,PTNO:01)500001 | 01)RENK,01)500001,2.5 MM2,350 M |  |  | RENK | RENK | 500001 | [5 empty] | https://www.arrow.com/en/products/500001-1/te-connectivity | [10 empty] | Cleansed | 26121600 ELECTRICAL CABLE | CABLE | ELECTRICAL | TYPE |  | VOLTAGE RATING |  | CURRENT RATING |  | CONDUCTOR SIZE | 2.5 MM2 | NUMBER OF CONDUCTORS |  | CORE STRANDS |  | CONDUCTOR MATERIAL |  | JACKET MATERIAL |  | INSULATION MATERIAL |  | FILLER MATERIAL |  | ARMOR TYPE |  | TEMPERATURE RATING |  | LENGTH | 350 M | JACKET COLOUR |  | HAZARD CLASS |  | CERTIFICATION/STANDARD |  | ADDITIONAL FEATURES | [40 empty] | Production Completed
STP_009 - Lot4 | Data Enrichment | PEH | ok | 2023-08-11 | 2023-08-16 |  | Mat2 - 1383860 | 1383860 | EA | CABLE,ELEC;25 MM,LG 30 M/ROLL,BLACK |  |  | CABLE,ELECTRICAL;CONDUCTOR SIZE:25 MM,LENGTH:30 M/ROLL,JACKET COLOUR:BLACK,ADDITIONAL FEATURES EN:ASHDOWN,MNFR:01)ASHDOWN INGRAM, PTNO:01)ACX0906 | 01)ASHDOWN INGRAM,01)ACX0906,25 MM,30 M/ROLL,BLACK,01)ASHDOWN |  |  | ASHDOWN INGRAM | ASHDOWN INGRAM | ACX0906 | [5 empty] | http://www.indotek-bpn.com/download/Cable_Connectors_&_Accessories.pdf | https://www.repco.com.au/globes-batteries-electrical/electrical-accessories/automotive-electrical-cable/oex-3-b-s-single-core-battery-cable-black-30m-roll-acx0906/p/A9715805 | [9 empty] | Enriched | 26121600 ELECTRICAL CABLE | CABLE | ELECTRICAL | TYPE | BATTERY AND STARTER | VOLTAGE RATING | 110V | CURRENT RATING |  | CONDUCTOR SIZE | 25 MM | NUMBER OF CONDUCTORS |  | CORE STRANDS | (364)SINGLE | CONDUCTOR MATERIAL | PLAIN COPPER | JACKET MATERIAL |  | INSULATION MATERIAL | PVC | FILLER MATERIAL |  | ARMOR TYPE |  | TEMPERATURE RATING | 90 DEG C | LENGTH | 30 M/ROLL | JACKET COLOUR | BLACK | HAZARD CLASS |  | CERTIFICATION/STANDARD | AS/NZ 3808;2000 | ADDITIONAL FEATURES | [40 empty] | Production Completed
STP_009 - Lot4 | Data Enrichment | PEH | ok | 2023-08-11 | 2023-08-16 |  | Mat2 - 1383898 | 1383898 | EA | CABLE,ELEC;26 MM,LG 30 M/ROLL,RED |  |  | CABLE,ELECTRICAL;CONDUCTOR SIZE:26 MM,LENGTH:30 M/ROLL,JACKET COLOUR:RED,MNFR:01)ASHDOWN INGRAM,PTNO:01)ACX0907 | 01)ASHDOWN INGRAM,01)ACX0907,26 MM,30 M/ROLL,RED |  |  | ASHDOWN INGRAM | ASHDOWN INGRAM | ACX0907 | [5 empty] | http://www.indotek-bpn.com/download/Cable_Connectors_&_Accessories.pdf | https://www.repco.co.nz/globes-batteries-electrical/electrical-accessories/automotive-electrical-cable/oex-3-b-s-single-core-battery-cable-red-30m-roll-acx0907/p/A1194743 | [9 empty] | Enriched | 26121600 ELECTRICAL CABLE | CABLE | ELECTRICAL | TYPE | BATTERY AND STARTER | VOLTAGE RATING | 110V | CURRENT RATING |  | CONDUCTOR SIZE | 26 MM | NUMBER OF CONDUCTORS |  | CORE STRANDS | (364)SINGLE | CONDUCTOR MATERIAL | PLAIN COPPER | JACKET MATERIAL |  | INSULATION MATERIAL | PVC | FILLER MATERIAL |  | ARMOR TYPE |  | TEMPERATURE RATING | 90 DEG C | LENGTH | 30 M/ROLL | JACKET COLOUR | RED | HAZARD CLASS |  | CERTIFICATION/STANDARD | AS/NZ 3808;2000 | ADDITIONAL FEATURES | [40 empty] | Production Completed
STP_009 - Lot4 | Data Enrichment | PEH | ok | 2023-08-11 | 2023-08-16 | CONDUCTOR SIZE PROCESSED BASED ON WEBSOURCE CONFLICT W.R.T INPUT | Mat2 - 1295665 | 1295665 | EA | CABLE,ELEC;3 MM2,CONDCTS 1,LG 30 M/ROLL |  |  | CABLE,ELECTRICAL;CONDUCTOR SIZE:3 MM2,NUMBER OF CONDUCTORS:1,LENGTH:30 M/ROLL,JACKET COLOUR:WHITE,MNFR:01)ASHDOWN INGRAM,PTNO:01) ACX0703 | 01)ASHDOWN INGRAM,01)ACX0703,3 MM2,30 M/ROLL,WHITE |  |  | ASHDOWN INGRAM | ASHDOWN INGRAM | ACX0703 | [5 empty] | http://www.indotek-bpn.com/download/Cable_Connectors_&_Accessories.pdf | https://www.repco.com.au/globes-batteries-electrical/electrical-accessories/automotive-electrical-cable/oex-3mm-single-core-automotive-cable-white-30m-roll-acx0703/p/A9710776 | [9 empty] | Enriched | 26121600 ELECTRICAL CABLE | CABLE | ELECTRICAL | TYPE | AUTOMATIVE | VOLTAGE RATING | 110V | CURRENT RATING |  | CONDUCTOR SIZE | 1.13 MM2 | NUMBER OF CONDUCTORS | 1 | CORE STRANDS | (16)SINGLE | CONDUCTOR MATERIAL |  | JACKET MATERIAL |  | INSULATION MATERIAL | PVC | FILLER MATERIAL |  | ARMOR TYPE |  | TEMPERATURE RATING | 90 DEG C | LENGTH | 30 M/ROLL | JACKET COLOUR | WHITE | HAZARD CLASS |  | CERTIFICATION/STANDARD | AS/NZ 3808;2000 | ADDITIONAL FEATURES | [40 empty] | Production Completed
STP_009 - Lot4 | Data Enrichment | PEH | ok | 2023-08-11 | 2023-08-16 | CONDUCTOR SIZE PROCESSED BASED ON WEBSOURCE CONFLICT W.R.T INPUT | Mat2 - 1294360 | 1294360 | M | CABLE,ELEC;3 MM2,CONDCTS 1,LG 30 M/ROLL |  |  | CABLE,ELECTRICAL;CONDUCTOR SIZE:3 MM2,NUMBER OF CONDUCTORS:1,LENGTH:30 M/ROLL,JACKET COLOUR:GREEN,MNFR:01)ASHDOWN INGRAM,PTNO:01) ACX0701 | 01)ASHDOWN INGRAM,01)ACX0701,3 MM2,30 M/ROLL,GREEN |  |  | ASHDOWN INGRAM | ASHDOWN INGRAM | ACX0701 | [5 empty] | http://www.indotek-bpn.com/download/Cable_Connectors_&_Accessories.pdf | https://www.repco.co.nz/globes-batteries-electrical/electrical-accessories/automotive-electrical-cable/oex-3mm-single-core-automotive-cable-green-30m-roll-nz-ref-150-acx0701/p/A1194526 | [9 empty] | Enriched | 26121600 ELECTRICAL CABLE | CABLE | ELECTRICAL | TYPE | AUTOMATIVE | VOLTAGE RATING | 110V | CURRENT RATING |  | CONDUCTOR SIZE | 1.13 MM2 | NUMBER OF CONDUCTORS | 1 | CORE STRANDS | (16)SINGLE | CONDUCTOR MATERIAL |  | JACKET MATERIAL |  | INSULATION MATERIAL | PVC | FILLER MATERIAL |  | ARMOR TYPE |  | TEMPERATURE RATING | 90 DEG C | LENGTH | 30 M/ROLL | JACKET COLOUR | GREEN | HAZARD CLASS |  | CERTIFICATION/STANDARD | AS/NZ 3808;2000 | ADDITIONAL FEATURES | [40 empty] | Production Completed
STP_009 - Lot4 | Data Enrichment | PEH | ok | 2023-08-11 | 2023-08-16 |  | Mat2 - 1296162 | 1296162 | EA | CABLE,ELEC;750 KV,2.5 MM2,CONDCTS 2, E |  |  | CABLE,ELECTRICAL;VOLTAGE RATING:750 KV,CONDUCTOR SIZE:2.5 MM2,NUMBER OF CONDUCTORS:2, E,CONDUCTOR MATERIAL:COPPER,LENGTH:200 M, JACKET COLOUR:RED,ADDITIONAL FEATURES EN:FIRE LINE, FIRE RATED,MNFR:01)HAYMANS,PTNO:01)FRSFR-2.50-2C | 01)HAYMANS,01)FRSFR-2.50-2C,750 KV,2.5 MM2,EN_01)COPPER,200 M,RED,01)FIRE LINE, FIRE RATED |  |  | HAYMANS | HAYMANS | FRSFR-2.50-2C | [5 empty] | URL NOT FOUND | [10 empty] | Cleansed | 26121600 ELECTICAL CABLE | CABLE | ELECTRICAL | TYPE |  | VOLTAGE RATING | 750 KV | CURRENT RATING |  | CONDUCTOR SIZE | 2.5 MM2 | NUMBER OF CONDUCTORS | 2 | CORE STRANDS |  | CONDUCTOR MATERIAL | COPPER | JACKET MATERIAL |  | INSULATION MATERIAL |  | FILLER MATERIAL |  | ARMOR TYPE |  | TEMPERATURE RATING |  | LENGTH | 200 M | JACKET COLOUR | RED | HAZARD CLASS |  | CERTIFICATION/STANDARD |  | ADDITIONAL FEATURES | FIRE LINE, FIRE RATED | [39 empty] | Production Completed
STP_009 - Lot4 | Data Enrichment | PEH | ok | 2023-08-11 | 2023-08-16 |  | Mat2 - 1383742 | 1383742 | EA | CABLE,ELEC;CIRCULAR ARMOURED,2.5 MM2,PVA |  |  | CABLE,ELECTRICAL;TYPE:CIRCULAR ARMOURED,CONDUCTOR SIZE:2.5 MM2,CORE STRANDS:4,INSULATION MATERIAL:PVA,ADDITIONAL FEATURES EN:E, XLPE/SWA,MNFR:01)HAYMANS ELECTRICAL PARTS,PTNO:01)APEMXS205E04 | 01)HAYMANS ELECTRICAL PARTS,01)APEMXS205E04,EN_01)CIRCULAR ARMOURED,2.5 MM2,4,EN_01)PVA,01)E, XLPE/SWA |  |  | HAYMANS ELECTRICAL PARTS | HAYMANS ELECTRICAL PARTS | APEMXS205E04 | [5 empty] | https://awm.mmem.com.au/apemxs205e04 | [10 empty] | Enriched | 26121600 ELECTICAL CABLE | CABLE | ELECTRICAL | TYPE | CIRCULAR ARMOURED | VOLTAGE RATING | 0.6-1 KV | CURRENT RATING |  | CONDUCTOR SIZE | 2.5 MM2 | NUMBER OF CONDUCTORS |  | CORE STRANDS | 4 | CONDUCTOR MATERIAL |  | JACKET MATERIAL |  | INSULATION MATERIAL | PVA | FILLER MATERIAL |  | ARMOR TYPE |  | TEMPERATURE RATING | 90 DEG C | LENGTH |  | JACKET COLOUR |  | HAZARD CLASS |  | CERTIFICATION/STANDARD | AS/NZS 5000.1 | ADDITIONAL FEATURES | E, XLPE/SWA | [39 empty] | Production Completed
STP_009 - Lot4 | Data Enrichment | PEH | ok | 2023-08-11 | 2023-08-16 |  | Mat2 - 1319339 | 1319339 | M | CABLE,ELEC;CONDCTS 4,INS RUBR,LG 100 M |  |  | CABLE,ELECTRICAL;NUMBER OF CONDUCTORS:4,CORE STRANDS:(40) 0.0076 IN,INSULATION MATERIAL:RUBBER,LENGTH:100 M,ADDITIONAL FEATURES EN:SPECIAL PURPOSE, RED, BLUE, GREY, GREEN, OVERALL SHIELDED,MNFR:01)CMA,PTNO:01)TEC04CBC | 01)CMA,01)TEC04CBC,(40) 0.0076 IN,EN_01)RUBBER,100 M,01)SPECIAL PURPOSE, RED, BLUE |  |  | CMA | CMA | TEC04CBC | [5 empty] | URL NOT FOUND | [10 empty] | Cleansed | 26121600 ELECTICAL CABLE | CABLE | ELECTRICAL | TYPE |  | VOLTAGE RATING |  | CURRENT RATING |  | CONDUCTOR SIZE |  | NUMBER OF CONDUCTORS | 4 | CORE STRANDS | (40) 0.0076 IN | CONDUCTOR MATERIAL |  | JACKET MATERIAL |  | INSULATION MATERIAL | RUBBER | FILLER MATERIAL |  | ARMOR TYPE |  | TEMPERATURE RATING |  | LENGTH | 100 M | JACKET COLOUR |  | HAZARD CLASS |  | CERTIFICATION/STANDARD |  | ADDITIONAL FEATURES | SPECIAL PURPOSE, RED, BLUE, GREY, GREEN, OVERALL SHIELDED | [39 empty] | Production Completed
STP_009 - Lot4 | Data Enrichment | PEH | ok | 2023-08-11 | 2023-08-16 |  | Mat2 - 1383871 | 1383871 | EA | CABLE,ELEC;CU,PVC,XLPE,4C+E, 95MM |  |  | CABLE,ELECTRICAL;CONDUCTOR MATERIAL:COPPER,JACKET MATERIAL:PVC,INSULATION MATERIAL:XLPE,ADDITIONAL FEATURES EN:4C+E, 95MM,MNFR:01) HAYMANS ELECTRICAL (PARTS),PTNO:01)MMCCEB04XNPLG37/1.78 | 01)HAYMANS ELECTRICAL (PARTS),01)MMCCEB04XNPLG37/1.78,EN_01)COPPER,EN_01)PVC,EN_01)XLPE,01)4C+E, 95MM |  |  | HAYMANS ELECTRICAL (PARTS) | HAYMANS ELECTRICAL (PARTS) | MMCCEB04XNPLG37/1.78 | [5 empty] | https://www.goelectrical.com.au/mmcceb04xnplg37-2f-1-2e-78 | [10 empty] | Enriched | 26121600 ELECTICAL CABLE | CABLE | ELECTRICAL | TYPE |  | VOLTAGE RATING |  | CURRENT RATING |  | CONDUCTOR SIZE |  | NUMBER OF CONDUCTORS |  | CORE STRANDS |  | CONDUCTOR MATERIAL | COPPER | JACKET MATERIAL | PVC | INSULATION MATERIAL | XLPE | FILLER MATERIAL |  | ARMOR TYPE |  | TEMPERATURE RATING | 90 DEG C | LENGTH |  | JACKET COLOUR |  | HAZARD CLASS |  | CERTIFICATION/STANDARD | AS/NZS 5000.1 | ADDITIONAL FEATURES | 4C+E, 95MM | [39 empty] | Production Completed
STP_009 - Lot4 | Data Enrichment | PEH | ok | 2023-08-11 | 2023-08-16 |  | Mat2 - 1289217 | 1289217 | EA | CABLE,ELEC;DEXTRON |  |  | CABLE,ELECTRICAL;ADDITIONAL FEATURES EN:DEXTRON,MNFR:01)JAQUES,PTNO:01)74319-IT43 | 01)JAQUES,01)74319-IT43,01)DEXTRON |  |  | JAQUES | JAQUES | 74319-IT43 | [5 empty] | URL NOT FOUND | [10 empty] | Cleansed | 26121600 ELECTRICAL CABLE | CABLE | ELECTRICAL | TYPE |  | VOLTAGE RATING |  | CURRENT RATING |  | CONDUCTOR SIZE |  | NUMBER OF CONDUCTORS |  | CORE STRANDS |  | CONDUCTOR MATERIAL |  | JACKET MATERIAL |  | INSULATION MATERIAL |  | FILLER MATERIAL |  | ARMOR TYPE |  | TEMPERATURE RATING |  | LENGTH |  | JACKET COLOUR |  | HAZARD CLASS |  | CERTIFICATION/STANDARD |  | ADDITIONAL FEATURES | DEXTRON | [39 empty] | Production Completed
STP_009 - Lot4 | Data Enrichment | PEH | ok | 2023-08-11 | 2023-08-16 |  | Mat2 - 1383771 | 1383771 | EA | CABLE,ELEC;FLAT FLEX,1 KV,0.6 MM,CU,PVC |  |  | CABLE,ELECTRICAL;TYPE:FLAT FLEX,VOLTAGE RATING:1 KV,CONDUCTOR SIZE:0.6 MM,NUMBER OF CONDUCTORS:13,CONDUCTOR MATERIAL:COPPER, JACKET MATERIAL:PVC,INSULATION MATERIAL:PVC,LENGTH:350 M,JACKET COLOUR:BLACK,ADDITIONAL FEATURES EN:2.5 MM, 20L CRUSH CONV STORE - ELECTRICIANSPHIL,MNFR:01)BTE,PTNO:01)12C+E 2.5 | 01)BTE,01)12C+E 2.5,EN_01)FLAT FLEX,1 KV,0.6 MM,EN_01)COPPER,EN_01)PVC,EN_01)PVC,350 M,BLACK,01)2.5 MM, 20L CRUSH CONV STOR |  |  | BTE | BTE | 12C+E 2.5 | [5 empty] | https://maser.com.au/cable/wp-content/uploads/sites/5/2021/01/2.5mm2-0.6-1kV-Control-Cable-Tech-Data-Sheet.pdf | [10 empty] | Enriched | 26121600 ELECTICAL CABLE | CABLE | ELECTRICAL | TYPE | FLAT FLEX | VOLTAGE RATING | 1 KV | CURRENT RATING |  | CONDUCTOR SIZE | 0.6 MM | NUMBER OF CONDUCTORS | 13 | CORE STRANDS |  | CONDUCTOR MATERIAL | COPPER | JACKET MATERIAL | PVC | INSULATION MATERIAL | PVC | FILLER MATERIAL |  | ARMOR TYPE |  | TEMPERATURE RATING | 90 DEG C | LENGTH | 350 M | JACKET COLOUR | BLACK | HAZARD CLASS |  | CERTIFICATION/STANDARD | IEC 60502, IEC 60228, IEC 60332 | ADDITIONAL FEATURES | 2.5 MM, 20L CRUSH CONV STORE - ELECTRICIANSPHIL | [39 empty] | Production Completed
STP_009 - Lot4 | Data Enrichment | PEH | ok | 2023-08-11 | 2023-08-16 |  | Mat2 - 1383822 | 1383822 | EA | CABLE,ELEC;FLEX,4 MM2,CONDCTS 3,PVC |  |  | CABLE,ELECTRICAL;TYPE:FLEXIBLE,CONDUCTOR SIZE:4 MM2,NUMBER OF CONDUCTORS:3,CORE STRANDS:(56) 0.3 MM,INSULATION MATERIAL:PVC,MNFR: 01)HAYMANS ELECTRICAL,PTNO:01)CBLF4/3CHDOR | 01)HAYMANS ELECTRICAL,01)CBLF4/3CHDOR,EN_01)FLEXIBLE,4 MM2,(56) 0.3 MM,EN_01)PVC |  |  | HAYMANS ELECTRICAL | HAYMANS ELECTRICAL | CBLF4/3CHDOR | [5 empty] | URL NOT FOUND | [10 empty] | Cleansed | 26121600 ELECTICAL CABLE | CABLE | ELECTRICAL | TYPE | FLEXIBLE | VOLTAGE RATING |  | CURRENT RATING |  | CONDUCTOR SIZE | 4 MM2 | NUMBER OF CONDUCTORS | 3 | CORE STRANDS | (56) 0.3 MM | CONDUCTOR MATERIAL |  | JACKET MATERIAL |  | INSULATION MATERIAL | PVC | FILLER MATERIAL |  | ARMOR TYPE |  | TEMPERATURE RATING |  | LENGTH |  | JACKET COLOUR |  | HAZARD CLASS |  | CERTIFICATION/STANDARD |  | ADDITIONAL FEATURES | [40 empty] | Production Completed
STP_009 - Lot4 | Data Enrichment | PEH | ok | 2023-08-11 | 2023-08-16 |  | Mat2 - 1229936 | 1229936 | EA | CABLE,ELEC;FLEX,CONDCTS 3, E,SBM |  |  | CABLE,ELECTRICAL;TYPE:FLEXIBLE,NUMBER OF CONDUCTORS:3, E,ADDITIONAL FEATURES EN:SUBMERSIBLE,MNFR:01)PUMPIRRI,PTNO:01)KK- PDXN/4C50B | 01)PUMPIRRI,01)KK-PDXN/4C50B,EN_01)FLEXIBLE,01)SUBMERSIBLE |  |  | PUMPIRRI | PUMPIRRI | KK- PDXN/4C50B | [5 empty] | URL NOT FOUND | [10 empty] | Cleansed | 26121600 ELECTICAL CABLE | CABLE | ELECTRICAL | TYPE | FLEXIBLE | VOLTAGE RATING |  | CURRENT RATING |  | CONDUCTOR SIZE |  | NUMBER OF CONDUCTORS | 3 | CORE STRANDS |  | CONDUCTOR MATERIAL |  | JACKET MATERIAL |  | INSULATION MATERIAL |  | FILLER MATERIAL |  | ARMOR TYPE |  | TEMPERATURE RATING |  | LENGTH |  | JACKET COLOUR |  | HAZARD CLASS |  | CERTIFICATION/STANDARD |  | ADDITIONAL FEATURES | SUBMERSIBLE | [39 empty] | Production Completed
STP_009 - Lot4 | Data Enrichment | PEH | ok | 2023-08-11 | 2023-08-16 |  | Mat2 - 1229745 | 1229745 | EA | CABLE,ELEC;GP THUNDERBOLT HAMMER |  |  | CABLE,ELECTRICAL;TYPE:GP THUNDERBOLT HAMMER,LENGTH:8.5 M,ADDITIONAL FEATURES EN:S2 750/1500,MNFR:01)RME,PTNO:01)10104878 | 01)RME,01)10104878,EN_01)GP THUNDERBOLT HAMMER,8.5 M,01)S2 750/1500 |  |  | RME | RME | 10104878 | [5 empty] | https://www.volza.com/p/cable-gps/import/hsn-code-85444299/ | [10 empty] | Cleansed | 26121600 ELECTICAL CABLE | CABLE | ELECTRICAL | TYPE | GP THUNDERBOLT HAMMER | VOLTAGE RATING |  | CURRENT RATING |  | CONDUCTOR SIZE |  | NUMBER OF CONDUCTORS |  | CORE STRANDS |  | CONDUCTOR MATERIAL |  | JACKET MATERIAL |  | INSULATION MATERIAL |  | FILLER MATERIAL |  | ARMOR TYPE |  | TEMPERATURE RATING |  | LENGTH | 8.5 M | JACKET COLOUR |  | HAZARD CLASS |  | CERTIFICATION/STANDARD |  | ADDITIONAL FEATURES | S2 750/1500 | [39 empty] | Production Completed
STP_009 - Lot4 | Data Enrichment | PEH | ok | 2023-08-11 | 2023-08-16 |  | Mat2 - 1366192 | 1366192 | EA | CABLE,ELEC;NON RADIATING,STRNDS 7 |  |  | CABLE,ELECTRICAL;TYPE:NON RADIATING,CORE STRANDS:7,CONDUCTOR MATERIAL:COPPER,JACKET MATERIAL:PVC,TEMPERATURE RATING:80 DEG C, LENGTH:300 M,ADDITIONAL FEATURES EN:SPECIAL PURPOSE, 10 MM,MNFR:01)REMCONT,PTNO:01)1127 | 01)REMCONT,01)1127,EN_01)NON RADIATING,7,EN_01)COPPER,EN_01)PVC,80 DEG C,300 M,01)SPECIAL PURPOSE, 10 MM |  |  | REMCONT | REMCONT | 1127 | VIDEK |  |  |  |  | https://in.element14.com/videk/1127/lead-rs232-25w-d-plg-skt-10m/dp/1525872 | [10 empty] | Cleansed | 26121600 ELECTICAL CABLE | CABLE | ELECTRICAL | TYPE | NON RADIATING | VOLTAGE RATING |  | CURRENT RATING |  | CONDUCTOR SIZE |  | NUMBER OF CONDUCTORS |  | CORE STRANDS | 7 | CONDUCTOR MATERIAL | COPPER | JACKET MATERIAL | PVC | INSULATION MATERIAL |  | FILLER MATERIAL |  | ARMOR TYPE |  | TEMPERATURE RATING | 80 DEG C | LENGTH | 300 M | JACKET COLOUR |  | HAZARD CLASS |  | CERTIFICATION/STANDARD |  | ADDITIONAL FEATURES | SPECIAL PURPOSE, 10 MM | [39 empty] | Production Completed
STP_009 - Lot4 | Data Enrichment | PEH | ok | 2023-08-11 | 2023-08-16 |  | Mat2 - 1296129 | 1296129 | EA | CABLE,ELEC;PNCH, SPECIAL PURPOSE,AUSLEC |  |  | CABLE,ELECTRICAL;ADDITIONAL FEATURES EN:PUNCH, SPECIAL PURPOSE,MNFR:01)AUSLEC,PTNO:01)4BAL21599 | 01)AUSLEC,01)4BAL21599,01)PUNCH, SPECIAL PURPOSE |  |  | AUSLEC | AUSLEC | 4BAL21599 | [5 empty] | URL NOT FOUND | [10 empty] | Cleansed | 26121600 ELECTRICAL CABLE | CABLE | ELECTRICAL | TYPE |  | VOLTAGE RATING |  | CURRENT RATING |  | CONDUCTOR SIZE |  | NUMBER OF CONDUCTORS |  | CORE STRANDS |  | CONDUCTOR MATERIAL |  | JACKET MATERIAL |  | INSULATION MATERIAL |  | FILLER MATERIAL |  | ARMOR TYPE |  | TEMPERATURE RATING |  | LENGTH |  | JACKET COLOUR |  | HAZARD CLASS |  | CERTIFICATION/STANDARD |  | ADDITIONAL FEATURES | PUNCH, SPECIAL PURPOSE | [39 empty] | Production Completed
STP_009 - Lot4 | Data Enrichment | PEH | ok | 2023-08-11 | 2023-08-16 |  | Mat2 - 1319051 | 1319051 | EA | CABLE,ELEC;POWER TRAILING,ALIMAHEK |  |  | CABLE,ELECTRICAL;TYPE:POWER TRAILING,MNFR:01)ALIMAHEK,PTNO:01)3002198-500 | 01)ALIMAHEK,01)3002198-500,EN_01)POWER TRAILING |  |  | ALIMAHEK | ALIMAHEK | 3002198-500 | [5 empty] | https://supplyapp.com/cable-trailing-f-trolley-p12ko43.html | [10 empty] | Cleansed | 26121600 ELECTICAL CABLE | CABLE | ELECTRICAL | TYPE | POWER TRAILING | VOLTAGE RATING |  | CURRENT RATING |  | CONDUCTOR SIZE |  | NUMBER OF CONDUCTORS |  | CORE STRANDS |  | CONDUCTOR MATERIAL |  | JACKET MATERIAL |  | INSULATION MATERIAL |  | FILLER MATERIAL |  | ARMOR TYPE |  | TEMPERATURE RATING |  | LENGTH |  | JACKET COLOUR |  | HAZARD CLASS |  | CERTIFICATION/STANDARD |  | ADDITIONAL FEATURES | [40 empty] | Production Completed
STP_009 - Lot4 | Data Enrichment | PEH | ok | 2023-08-11 | 2023-08-16 |  | Mat2 - 1296483 | 1296483 | M | CABLE,ELEC;PWR, CIRCULAR,0.6-1 KV,6 MM2 |  |  | CABLE,ELECTRICAL;POWER, CIRCULAR,VOLTAGE RATING:0.6-1 KV,CONDUCTOR SIZE:6 MM2,NUMBER OF CONDUCTORS:4,JACKET MATERIAL:PVC SWA, INSULATION MATERIAL:PVC,LENGTH:100 M,MNFR:01)OLEX,PTNO:01)FNMP11AA0030MAA | 01)OLEX,01)FNMP11AA0030MAA,EN_01)POWER, CIRCULAR,0.6-1 KV,6 MM2,EN_01)PVC SWA,EN_01)PVC,100 M |  |  | OLEX | OLEX | FNMP11AA0030MAA | [5 empty] | URL NOT FOUND | [10 empty] | Cleansed | 26121600 ELECTICAL CABLE | CABLE | ELECTRICAL | TYPE | POWER, CIRCULAR | VOLTAGE RATING | 0.6-1 KV | CURRENT RATING |  | CONDUCTOR SIZE | 6 MM2 | NUMBER OF CONDUCTORS | 4 | CORE STRANDS |  | CONDUCTOR MATERIAL |  | JACKET MATERIAL | PVC SWA | INSULATION MATERIAL | PVC | FILLER MATERIAL |  | ARMOR TYPE |  | TEMPERATURE RATING |  | LENGTH | 100 M | JACKET COLOUR |  | HAZARD CLASS |  | CERTIFICATION/STANDARD |  | ADDITIONAL FEATURES | [40 empty] | Production Completed
STP_009 - Lot4 | Data Enrichment | PEH | ok | 2023-08-11 | 2023-08-16 |  | Mat2 - 1296517 | 1296517 | M | CABLE,ELEC;PWR, CIRCULAR,0.6-1 KV,BEDDED |  |  | CABLE,ELECTRICAL;POWER, CIRCULAR,VOLTAGE RATING:0.6-1 KV,CONDUCTOR SIZE:2.5 MM2,NUMBER OF CONDUCTORS:4,JACKET MATERIAL:PVC SWA, INSULATION MATERIAL:PVC,LENGTH:100 M,ADDITIONAL FEATURES EN:BEDDED,MNFR:01)OLEX,PTNO:01)FNMP07AA0030MAA | 01)OLEX,01)FNMP07AA0030MAA,EN_01)POWER, CIRCULAR,0.6-1 KV,2.5 MM2,EN_01)PVC SWA,EN_01)PVC,100 M,01)BEDDED |  |  | OLEX | OLEX | FNMP07AA0030MAA | [5 empty] | URL NOT FOUND | [10 empty] | Cleansed | 26121600 ELECTICAL CABLE | CABLE | ELECTRICAL | TYPE | POWER, CIRCULAR | VOLTAGE RATING | 0.6-1 KV | CURRENT RATING |  | CONDUCTOR SIZE | 2.5 MM2 | NUMBER OF CONDUCTORS | 4 | CORE STRANDS |  | CONDUCTOR MATERIAL |  | JACKET MATERIAL | PVC SWA | INSULATION MATERIAL | PVC | FILLER MATERIAL |  | ARMOR TYPE |  | TEMPERATURE RATING |  | LENGTH | 100 M | JACKET COLOUR |  | HAZARD CLASS |  | CERTIFICATION/STANDARD |  | ADDITIONAL FEATURES | [40 empty] | Production Completed
STP_009 - Lot4 | Data Enrichment | PEH | ok | 2023-08-11 | 2023-08-16 | INSULATION MATERIAL,VOLTAGE PROCESSED BASED ON WEBSOURCE CONFLICT W.R.T INPUT | Mat2 - 1359807 | 1359807 | M | CABLE,ELEC;PWR, FLAT,0.6-1 KV,2.5 MM2 |  |  | CABLE,ELECTRICAL;POWER, FLAT,VOLTAGE RATING:0.6-1 KV,CONDUCTOR SIZE:2.5 MM2,NUMBER OF CONDUCTORS:3,CORE STRANDS:(7) 0.67 MM, JACKET MATERIAL:PVC V75,INSULATION MATERIAL:TPS,CERTIFICATION/STANDARD:AS 3147,MNFR:01)AUSLEC,PTNO:01)OLX7/067-2ERB | 01)AUSLEC,01)OLX7/067-2ERB,EN_01)POWER, FLAT,0.6-1 KV,2.5 MM2,(7) 0.67 MM,EN_01)PVC V75,EN_01)TPS,EN_01)AS 3147 |  |  | AUSLEC | AUSLEC | OLX7/067-2ERB | [5 empty] | https://awm.mmem.com.au/olx7-2f-067-2erba5 | [10 empty] | Enriched | 26121600 ELECTICAL CABLE | CABLE | ELECTRICAL | TYPE | POWER, FLAT | VOLTAGE RATING | 450-750 V | CURRENT RATING |  | CONDUCTOR SIZE | 2.5 MM2 | NUMBER OF CONDUCTORS | 3 | CORE STRANDS | (7) 0.67 MM | CONDUCTOR MATERIAL |  | JACKET MATERIAL | PVC V75 | INSULATION MATERIAL | V90-PVC | FILLER MATERIAL |  | ARMOR TYPE |  | TEMPERATURE RATING | 90 DEG C | LENGTH |  | JACKET COLOUR | RED/BLACK/GREEN/YELLOW | HAZARD CLASS |  | CERTIFICATION/STANDARD | AS 3147,AS/NZS 1125 AS/NZS 5000.2 | ADDITIONAL FEATURES | [40 empty] | Production Completed
STP_009 - Lot4 | Data Enrichment | PEH | ok | 2023-08-11 | 2023-08-16 |  | Mat2 - 1347034 | 1347034 | M | CABLE,ELEC;PWR, FLEXIBLE, HEAVY DUTY |  |  | CABLE,ELECTRICAL;POWER, FLEXIBLE, HEAVY DUTY,VOLTAGE RATING:0.6-1 KV,CONDUCTOR SIZE:70 MM2,NUMBER OF CONDUCTORS:4,JACKET MATERIAL: EPDM RUBBER,MNFR:01)HAYMANS,PTNO:01)ELNARFM4G70BM | 01)HAYMANS,01)ELNARFM4G70BM,EN_01)POWER, FLEXIBLE, HEAVY D,0.6-1 KV,70 MM2,EN_01)EPDM RUBBER |  |  | HAYMANS | HAYMANS | ELNARFM4G70BM | [5 empty] | URL NOT FOUND | [10 empty] | Cleansed | 26121600 ELECTICAL CABLE | CABLE | ELECTRICAL | TYPE | POWER, FLEXIBLE, HEAVY DUTY | VOLTAGE RATING | 0.6-1 KV | CURRENT RATING |  | CONDUCTOR SIZE | 70 MM2 | NUMBER OF CONDUCTORS | 4 | CORE STRANDS |  | CONDUCTOR MATERIAL |  | JACKET MATERIAL | EPDM RUBBER | INSULATION MATERIAL |  | FILLER MATERIAL |  | ARMOR TYPE |  | TEMPERATURE RATING |  | LENGTH |  | JACKET COLOUR |  | HAZARD CLASS |  | CERTIFICATION/STANDARD |  | ADDITIONAL FEATURES | [40 empty] | Production Completed
STP_009 - Lot4 | Data Enrichment | PEH | ok | 2023-08-11 | 2023-08-16 |  | Mat2 - 1319621 | 1319621 | EA | CABLE,ELEC;PWR, MARINE,22 A,1.84 MM2 |  |  | CABLE,ELECTRICAL;POWER, MARINE,CURRENT RATING:22 A,CONDUCTOR SIZE:1.84 MM2,NUMBER OF CONDUCTORS:2,CORE STRANDS:(23) 0.32 MM, LENGTH:50 M,JACKET COLOUR:WHITE,ADDITIONAL FEATURES EN:TINNED, SHEATHED,MNFR:01)ASHDOWN,PTNO:01)ACX0966 | 01)ASHDOWN,01)ACX0966,EN_01)POWER, MARINE,22 A,1.84 MM2,(23) 0.32 MM,50 M,WHITE,01)TINNED, SHEATHED |  |  | ASHDOWN | ASHDOWN | ACX0966 | [5 empty] | http://www.indotek-bpn.com/download/Cable_Connectors_&_Accessories.pdf | https://www.repco.co.nz/globes-batteries-electrical/electrical-accessories/automotive-electrical-cable/oex-4mm-twin-core-tinned-marine-cable-red-black-with-white-sheath-50m-roll-nz-ref-153m-acx0966/p/A1194799 | [9 empty] | Enriched | 26121600 ELECTICAL CABLE | CABLE | ELECTRICAL | TYPE | POWER, MARINE | VOLTAGE RATING | 120 V | CURRENT RATING | 22 A | CONDUCTOR SIZE | 1.84 MM2 | NUMBER OF CONDUCTORS | 2 | CORE STRANDS | (23) 0.32 MM | CONDUCTOR MATERIAL |  | JACKET MATERIAL |  | INSULATION MATERIAL |  | FILLER MATERIAL |  | ARMOR TYPE |  | TEMPERATURE RATING | 90 DEG C | LENGTH | 50 M | JACKET COLOUR | WHITE | HAZARD CLASS |  | CERTIFICATION/STANDARD |  | ADDITIONAL FEATURES | TINNED, SHEATHED | [39 empty] | Production Completed
STP_009 - Lot4 | Data Enrichment | PEH | ok | 2023-08-11 | 2023-08-16 |  | Mat2 - 1353453 | 1353453 | EA | CABLE,ELEC;SCREENED,1.5 MM2,CONDCTS 2 |  |  | CABLE,ELECTRICAL;TYPE:SCREENED,CONDUCTOR SIZE:1.5 MM2,NUMBER OF CONDUCTORS:2,CORE STRANDS:(7) 0.5 MM,JACKET MATERIAL:PVC SWA, INSULATION MATERIAL:PVC,LENGTH:100 M,ADDITIONAL FEATURES EN:SPECIAL PURPOSE,MNFR:01)OLEX,PTNO:01)OLXIEF184AA001CXAA | 01)OLEX,01)OLXIEF184AA001CXAA,EN_01)SCREENED,1.5 MM2,(7) 0.5 MM,EN_01)PVC SWA,EN_01)PVC,100 M,01)SPECIAL PURPOSE |  |  | OLEX | OLEX | OLXIEF184AA001CXAA | [5 empty] | https://www.idealelectrical.com/aie/category/Cable/Instrumentation-Cable/Instrumentation/CABLE-INSTRUMENT-OVERALL-SCREENED-SWA-7-0-50-1-PAIR-BLACK-SHEATH/OLXIEF184AA001CXAA/p/10181591#techSpecs | [10 empty] | Enriched | 26121600 ELECTICAL CABLE | CABLE | ELECTRICAL | TYPE | SCREENED | VOLTAGE RATING |  | CURRENT RATING |  | CONDUCTOR SIZE | 1.5 MM2 | NUMBER OF CONDUCTORS | 2 | CORE STRANDS | (7) 0.5 MM | CONDUCTOR MATERIAL | PLAIN ANNEALED COPPER | JACKET MATERIAL | PVC SWA | INSULATION MATERIAL | PVC | FILLER MATERIAL |  | ARMOR TYPE |  | TEMPERATURE RATING |  | LENGTH | 100 M | JACKET COLOUR |  | HAZARD CLASS |  | CERTIFICATION/STANDARD |  | ADDITIONAL FEATURES | SPECIAL PURPOSE | [39 empty] | Production Completed
STP_009 - Lot4 | Data Enrichment | PEH | ok | 2023-08-11 | 2023-08-16 |  | Mat2 - 1346285 | 1346285 | M | CABLE,ELEC;SHFT,QUOTE,109154528 |  |  | CABLE,ELECTRICAL;ADDITIONAL FEATURES EN:SHAFT,MNFR:01)QUOTE,PTNO:01)109154528 | 01)QUOTE,01)109154528,01)SHAFT |  |  | QUOTE | QUOTE | 109154528 | [5 empty] | URL NOT FOUND | [10 empty] | Cleansed | 26121600 ELECTRICAL CABLE | CABLE | ELECTRICAL | TYPE |  | VOLTAGE RATING |  | CURRENT RATING |  | CONDUCTOR SIZE |  | NUMBER OF CONDUCTORS |  | CORE STRANDS |  | CONDUCTOR MATERIAL |  | JACKET MATERIAL |  | INSULATION MATERIAL |  | FILLER MATERIAL |  | ARMOR TYPE |  | TEMPERATURE RATING |  | LENGTH |  | JACKET COLOUR |  | HAZARD CLASS |  | CERTIFICATION/STANDARD |  | ADDITIONAL FEATURES | SHAFT | [39 empty] | Production Completed
STP_009 - Lot4 | Data Enrichment | PEH | ok | 2023-08-11 | 2023-08-16 |  | Mat2 - 1363991 | 1363991 | M | CABLE,ELEC;STANDARD DUTY POWER,1 MM2 |  |  | CABLE,ELECTRICAL;TYPE:STANDARD DUTY POWER,CONDUCTOR SIZE:1 MM2,NUMBER OF CONDUCTORS:3,CORE STRANDS:(32) 0.2 MM,INSULATION MATERIAL:PVC,AS/NZS 3191, 60227,MNFR:01)AUSLEC,PTNO:01)OLX32/020-3GY | 01)AUSLEC,01)OLX32/020-3GY,EN_01)STANDARD DUTY POWER,1 MM2,(32) 0.2 MM,EN_01)PVC,EN_01)AS/NZS 3191, 60227 |  |  | AUSLEC | AUSLEC | OLX32/020-3GY | [5 empty] | URL NOT FOUND | [10 empty] | Cleansed | 26121600 ELECTICAL CABLE | CABLE | ELECTRICAL | TYPE | STANDARD DUTY POWER | VOLTAGE RATING |  | CURRENT RATING |  | CONDUCTOR SIZE | 1 MM2 | NUMBER OF CONDUCTORS | 3 | CORE STRANDS | (32) 0.2 MM | CONDUCTOR MATERIAL |  | JACKET MATERIAL |  | INSULATION MATERIAL | PVC | FILLER MATERIAL |  | ARMOR TYPE |  | TEMPERATURE RATING |  | LENGTH |  | JACKET COLOUR |  | HAZARD CLASS |  | CERTIFICATION/STANDARD | AS/NZS 3191, 60227 | ADDITIONAL FEATURES | [40 empty] | Production Completed
STP_009 - Lot4 | Data Enrichment | PEH | ok | 2023-08-11 | 2023-08-16 |  | Mat2 - 1353173 | 1353173 | EA | CABLE,ELEC;STRNDS (19) 0.1 MM,PTFE,GR E |  |  | CABLE,ELECTRICAL;CORE STRANDS:(19) 0.1 MM,CONDUCTOR MATERIAL:COPPER BLACK SILVERED,JACKET MATERIAL:PTFE,LENGTH:100 M/ROLL, CERTIFICATION/STANDARD:GR E,MNFR:01)CONNECTOR TECH ALS,PTNO:01)T190100AE01 | 01)CONNECTOR TECH ALS,01)T190100AE01,(19) 0.1 MM,EN_01)COPPER BLACK SILVERED,EN_01)PTFE,100 M/ROLL,EN_01)GR E |  |  | CONNECTOR TECH ALS | CONNECTOR TECH ALS | T190100AE01 | [5 empty] | URL NOT FOUND | [10 empty] | Cleansed | 26121600 ELECTRICAL CABLE | CABLE | ELECTRICAL | TYPE |  | VOLTAGE RATING |  | CURRENT RATING |  | CONDUCTOR SIZE |  | NUMBER OF CONDUCTORS |  | CORE STRANDS | (19) 0.1 MM | CONDUCTOR MATERIAL | COPPER BLACK SILVERED | JACKET MATERIAL | PTFE | INSULATION MATERIAL |  | FILLER MATERIAL |  | ARMOR TYPE |  | TEMPERATURE RATING |  | LENGTH | 100 M/ROLL | JACKET COLOUR |  | HAZARD CLASS |  | CERTIFICATION/STANDARD | GRE | ADDITIONAL FEATURES | [40 empty] | Production Completed
STP_009 - Lot4 | Data Enrichment | PEH | ok | 2023-08-11 | 2023-08-16 |  | Mat2 - 1353174 | 1353174 | EA | CABLE,ELEC;STRNDS (19) 0.1 MM,PTFE,GR E |  |  | CABLE,ELECTRICAL;CORE STRANDS:(19) 0.1 MM,CONDUCTOR MATERIAL:COPPER BROWN SILVERED,JACKET MATERIAL:PTFE,LENGTH:100 M/ROLL, CERTIFICATION/STANDARD:GR E,MNFR:01)CONNECTOR TECH ALS,PTNO:01)T190100AE02 | 01)CONNECTOR TECH ALS,01)T190100AE02,(19) 0.1 MM,EN_01)COPPER BROWN SILVERED,EN_01)PTFE,100 M/ROLL,EN_01)GR E |  |  | CONNECTOR TECH ALS | CONNECTOR TECH ALS | T190100AE02 | [5 empty] | URL NOT FOUND | [10 empty] | Cleansed | 26121600 ELECTRICAL CABLE | CABLE | ELECTRICAL | TYPE |  | VOLTAGE RATING |  | CURRENT RATING |  | CONDUCTOR SIZE |  | NUMBER OF CONDUCTORS |  | CORE STRANDS | (19) 0.1 MM | CONDUCTOR MATERIAL | COPPER BROWN SILVERED | JACKET MATERIAL | PTFE | INSULATION MATERIAL |  | FILLER MATERIAL |  | ARMOR TYPE |  | TEMPERATURE RATING |  | LENGTH | 100 M/ROLL | JACKET COLOUR |  | HAZARD CLASS |  | CERTIFICATION/STANDARD | GRE | ADDITIONAL FEATURES | [40 empty] | Production Completed
STP_009 - Lot4 | Data Enrichment | PEH | ok | 2023-08-11 | 2023-08-16 |  | Mat2 - 1353175 | 1353175 | EA | CABLE,ELEC;STRNDS (19) 0.1 MM,PTFE,GR E |  |  | CABLE,ELECTRICAL;CORE STRANDS:(19) 0.1 MM,CONDUCTOR MATERIAL:COPPER ORANGE SILVERED,JACKET MATERIAL:PTFE,LENGTH:100 M/ROLL, CERTIFICATION/STANDARD:GR E,MNFR:01)CONNECTOR TECH ALS,PTNO:01)T190100AE04 | 01)CONNECTOR TECH ALS,01)T190100AE04,(19) 0.1 MM,EN_01)COPPER ORANGE SILVERED,EN_01)PTFE,100 M/ROLL,EN_01)GR E |  |  | CONNECTOR TECH ALS | CONNECTOR TECH ALS | T190100AE04 | [5 empty] | URL NOT FOUND | [10 empty] | Cleansed | 26121600 ELECTRICAL CABLE | CABLE | ELECTRICAL | TYPE |  | VOLTAGE RATING |  | CURRENT RATING |  | CONDUCTOR SIZE |  | NUMBER OF CONDUCTORS |  | CORE STRANDS | (19) 0.1 MM | CONDUCTOR MATERIAL | COPPER ORANGE SILVERED | JACKET MATERIAL | PTFE | INSULATION MATERIAL |  | FILLER MATERIAL |  | ARMOR TYPE |  | TEMPERATURE RATING |  | LENGTH | 100 M/ROLL | JACKET COLOUR |  | HAZARD CLASS |  | CERTIFICATION/STANDARD | GRE | ADDITIONAL FEATURES | [40 empty] | Production Completed
STP_009 - Lot4 | Data Enrichment | PEH | ok | 2023-08-11 | 2023-08-16 |  | Mat2 - 1353176 | 1353176 | EA | CABLE,ELEC;STRNDS (19) 0.1 MM,PTFE,GR E |  |  | CABLE,ELECTRICAL;CORE STRANDS:(19) 0.1 MM,CONDUCTOR MATERIAL:COPPER YELLOW SILVERED,JACKET MATERIAL:PTFE,LENGTH:100 M/ROLL, CERTIFICATION/STANDARD:GR E,MNFR:01)CONNECTOR TECH ALS,PTNO:01)T190100AE05 | 01)CONNECTOR TECH ALS,01)T190100AE05,(19) 0.1 MM,EN_01)COPPER YELLOW SILVERED,EN_01)PTFE,100 M/ROLL,EN_01)GR E |  |  | CONNECTOR TECH ALS | CONNECTOR TECH ALS | T190100AE05 | [5 empty] | URL NOT FOUND | [10 empty] | Cleansed | 26121600 ELECTRICAL CABLE | CABLE | ELECTRICAL | TYPE |  | VOLTAGE RATING |  | CURRENT RATING |  | CONDUCTOR SIZE |  | NUMBER OF CONDUCTORS |  | CORE STRANDS | (19) 0.1 MM | CONDUCTOR MATERIAL | COPPER YELLOW SILVERED | JACKET MATERIAL | PTFE | INSULATION MATERIAL |  | FILLER MATERIAL |  | ARMOR TYPE |  | TEMPERATURE RATING |  | LENGTH | 100 M/ROLL | JACKET COLOUR |  | HAZARD CLASS |  | CERTIFICATION/STANDARD | GRE | ADDITIONAL FEATURES | [40 empty] | Production Completed
STP_009 - Lot4 | Data Enrichment | PEH | ok | 2023-08-11 | 2023-08-16 |  | Mat2 - 1353177 | 1353177 | EA | CABLE,ELEC;STRNDS (19) 0.1 MM,PTFE,GR E |  |  | CABLE,ELECTRICAL;CORE STRANDS:(19) 0.1 MM,CONDUCTOR MATERIAL:COPPER WHITE SILVERED,JACKET MATERIAL:PTFE,LENGTH:100 M/ROLL, CERTIFICATION/STANDARD:GR E,MNFR:01)CONNECTOR TECH ALS,PTNO:01)T190100AE10 | 01)CONNECTOR TECH ALS,01)T190100AE10,(19) 0.1 MM,EN_01)COPPER WHITE SILVERED,EN_01)PTFE,100 M/ROLL,EN_01)GR E |  |  | CONNECTOR TECH ALS | CONNECTOR TECH ALS | T190100AE10 | [5 empty] | URL NOT FOUND | [10 empty] | Cleansed | 26121600 ELECTRICAL CABLE | CABLE | ELECTRICAL | TYPE |  | VOLTAGE RATING |  | CURRENT RATING |  | CONDUCTOR SIZE |  | NUMBER OF CONDUCTORS |  | CORE STRANDS | (19) 0.1 MM | CONDUCTOR MATERIAL | COPPER WHITE SILVERED | JACKET MATERIAL | PTFE | INSULATION MATERIAL |  | FILLER MATERIAL |  | ARMOR TYPE |  | TEMPERATURE RATING |  | LENGTH | 100 M/ROLL | JACKET COLOUR |  | HAZARD CLASS |  | CERTIFICATION/STANDARD | GRE | ADDITIONAL FEATURES | [40 empty] | Production Completed
STP_009 - Lot4 | Data Enrichment | PEH | ok | 2023-08-11 | 2023-08-16 |  | Mat2 - 1320092 | 1320092 | EA | CABLE,ELEC;STRNDS (19) 0.1 MM,PTFE,GR E |  |  | CABLE,ELECTRICAL;CORE STRANDS:(19) 0.1 MM,CONDUCTOR MATERIAL:COPPER GREY SILVERED,JACKET MATERIAL:PTFE,LENGTH:100 M/ROLL, CERTIFICATION/STANDARD:GR E,MNFR:01)NO SUPPLIER/PRICE DETAILS,PTNO:01)T190100AE09 | 01)NO SUPPLIER/PRICE DETAILS,01)T190100AE09,(19) 0.1 MM,EN_01)COPPER GREY SILVERED,EN_01)PTFE,100 M/ROLL,EN_01)GR E |  |  | NO SUPPLIER/PRICE DETAILS | NO SUPPLIER/PRICE DETAILS | T190100AE09 | [5 empty] | URL NOT FOUND | [10 empty] | Cleansed | 26121600 ELECTRICAL CABLE | CABLE | ELECTRICAL | TYPE |  | VOLTAGE RATING |  | CURRENT RATING |  | CONDUCTOR SIZE |  | NUMBER OF CONDUCTORS |  | CORE STRANDS | (19) 0.1 MM | CONDUCTOR MATERIAL | COPPER GREY SILVERED | JACKET MATERIAL | PTFE | INSULATION MATERIAL |  | FILLER MATERIAL |  | ARMOR TYPE |  | TEMPERATURE RATING |  | LENGTH | 100 M/ROLL | JACKET COLOUR |  | HAZARD CLASS |  | CERTIFICATION/STANDARD | GRE | ADDITIONAL FEATURES | [40 empty] | Production Completed
STP_009 - Lot4 | Data Enrichment | PEH | ok | 2023-08-11 | 2023-08-16 |  | Mat2 - 1383886 | 1383886 | EA | CABLE,ELEC;STRNDS (4), 2 X 1.5 MM,STL |  |  | CABLE,ELECTRICAL;CORE STRANDS:(4), 2 X 1.5 MM,JACKET MATERIAL:STEEL,LENGTH:20 M,ADDITIONAL FEATURES EN:HS5100-211-MT431-13.5-B-1 00-A20-CI-EXW SUBCAB, FLS10 WITH AGITATOR,MNFR:01)XYLEM WATER SOLUTIONS AUS LTD,PTNO:01)51002110068 | 01)XYLEM WATER SOLUTIONS AUS L,01)51002110068,(4), 2 X 1.5 MM,EN_01)STEEL,20 M,01)HS5100-211-MT431-13.5-B-1 0,02) FLS10 WITH AGITATOR |  |  | XYLEM WATER SOLUTIONS AUS LTD | XYLEM WATER SOLUTIONS AUS LTD | 51002110068 | [5 empty] | URL NOT FOUND | [10 empty] | Cleansed | 26121600 ELECTRICAL CABLE | CABLE | ELECTRICAL | TYPE |  | VOLTAGE RATING |  | CURRENT RATING |  | CONDUCTOR SIZE |  | NUMBER OF CONDUCTORS |  | CORE STRANDS | (4), 2 X 1.5 MM | CONDUCTOR MATERIAL |  | JACKET MATERIAL | STEEL | INSULATION MATERIAL |  | FILLER MATERIAL |  | ARMOR TYPE |  | TEMPERATURE RATING |  | LENGTH | 20 M | JACKET COLOUR |  | HAZARD CLASS |  | CERTIFICATION/STANDARD |  | ADDITIONAL FEATURES | HS5100-211-MT431-13.5-B-1 00-A20-CI-EXW SUBCAB, FLS10 C/W AGITATOR | [39 empty] | Production Completed
STP_009 - Lot4 | Data Enrichment | PEH | ok | 2023-08-11 | 2023-08-16 |  | Mat2 - 1287161 | 1287161 | M | CABLE,ELEC;STRNDS (7) 0.3 MM,OLEX |  |  | CABLE,ELECTRICAL;CORE STRANDS:(7) 0.3 MM,ADDITIONAL FEATURES EN:SPECIAL PURPOSE,MNFR:01)OLEX,PTNO:01)12.IEC-183 | 01)OLEX,01)12.IEC-183,(7) 0.3 MM,01)SPECIAL PURPOSE |  |  | OLEX | OLEX | 12.IEC-183 | [5 empty] | URL NOT FOUND | [10 empty] | Cleansed | 26121600 ELECTRICAL CABLE | CABLE | ELECTRICAL | TYPE |  | VOLTAGE RATING |  | CURRENT RATING |  | CONDUCTOR SIZE |  | NUMBER OF CONDUCTORS |  | CORE STRANDS | (7) 0.3 MM | CONDUCTOR MATERIAL |  | JACKET MATERIAL |  | INSULATION MATERIAL |  | FILLER MATERIAL |  | ARMOR TYPE |  | TEMPERATURE RATING |  | LENGTH |  | JACKET COLOUR |  | HAZARD CLASS |  | CERTIFICATION/STANDARD |  | ADDITIONAL FEATURES | SPECIAL PURPOSE | [39 empty] | Production Completed
STP_009 - Lot4 | Data Enrichment | PEH | ok | 2023-08-11 | 2023-08-16 |  | Mat2 - 1352829 | 1352829 | EA | CABLE,ELEC;TPS,750 V,2.5 MM2,CONDCTS 3 |  |  | CABLE,ELECTRICAL;TYPE:TPS,VOLTAGE RATING:750 V,CONDUCTOR SIZE:2.5 MM2,NUMBER OF CONDUCTORS:3,CORE STRANDS:(7) 0.67 MM,CONDUCTOR MATERIAL:COPPER,JACKET MATERIAL:PVC,INSULATION MATERIAL:PVC,TEMPERATURE RATING:90 DEG C,LENGTH:100 M,JACKET COLOUR:WHITE, ADDITIONAL FEATURES EN:SPECIAL PURPOSE, RED/BLACK/EARTH,MNFR:01)REXELAUS,PTNO:01)CBT2.5TEWH | 01)REXELAUS,01)CBT2.5TEWH,EN_01)TPS,750 V,2.5 MM2,(7) 0.67 MM,EN_01)COPPER,EN_01)PVC,EN_01)PVC,90 DEG C,100 M,WHITE,01)SPECIAL PURPOSE, RED/BLACK/ |  |  | REXELAUS | REXELAUS | CBT2.5TEWH | [5 empty] | https://cdn2.rexel.com.au/medias/sys_Aurexel/sheets/sheets/h76/hd2/9049404211230/CBT2.5TEWH-PCS.pdf | [10 empty] | Cleansed | 26121600 ELECTICAL CABLE | CABLE | ELECTRICAL | TYPE | TPS | VOLTAGE RATING | 750 V | CURRENT RATING |  | CONDUCTOR SIZE | 2.5 MM2 | NUMBER OF CONDUCTORS | 3 | CORE STRANDS | (7) 0.67 MM | CONDUCTOR MATERIAL | COPPER | JACKET MATERIAL | PVC | INSULATION MATERIAL | PVC | FILLER MATERIAL |  | ARMOR TYPE |  | TEMPERATURE RATING | 90 DEG C | LENGTH | 100 M | JACKET COLOUR | WHITE | HAZARD CLASS |  | CERTIFICATION/STANDARD |  | ADDITIONAL FEATURES | SPECIAL PURPOSE, RED/BLACK/EARTH | [39 empty] | Production Completed
STP_009 - Lot4 | Data Enrichment | PEH | ok | 2023-08-11 | 2023-08-16 |  | Mat2 - 1352592 | 1352592 | EA | CABLE,ELEC;TWIN CORE, SHEATHED,110 VAC |  |  | CABLE,ELECTRICAL;TYPE:TWIN CORE, SHEATHED,VOLTAGE RATING:110 VAC,CURRENT RATING:10 A,CONDUCTOR SIZE:3 MM,NUMBER OF CONDUCTORS:2, CORE STRANDS:16,LENGTH:30 M,JACKET COLOUR:BLACK/RED,ADDITIONAL FEATURES EN:ROLL,MNFR:01)ASHDOWN INGRAM,PTNO:01)ACX0806 | 01)ASHDOWN INGRAM,01)ACX0806,EN_01)TWIN CORE, SHEATHED,110 VAC,10 A,3 MM,16,30 M,BLACK/RED,01)ROLL |  |  | ASHDOWN INGRAM | ASHDOWN INGRAM | ACX0806 | [5 empty] | http://www.indotek-bpn.com/download/Cable_Connectors_&_Accessories.pdf | https://www.repco.co.nz/globes-batteries-electrical/electrical-accessories/automotive-electrical-cable/oex-3mm-twin-core-automotive-cable-red-black-with-black-sheath-30m-roll-nz-ref-151-acx0806/p/A1194674 | [9 empty] | Enriched | 26121600 ELECTICAL CABLE | CABLE | ELECTRICAL | TYPE | TWIN CORE, SHEATHED | VOLTAGE RATING | 110 VAC | CURRENT RATING | 10 A | CONDUCTOR SIZE | 3 MM | NUMBER OF CONDUCTORS | 2 | CORE STRANDS | 16 | CONDUCTOR MATERIAL |  | JACKET MATERIAL |  | INSULATION MATERIAL |  | FILLER MATERIAL |  | ARMOR TYPE |  | TEMPERATURE RATING | 90 DEG C | LENGTH | 30 M | JACKET COLOUR | BLACK/RED | HAZARD CLASS |  | CERTIFICATION/STANDARD |  | ADDITIONAL FEATURES | ROLL | [39 empty] | Production Completed
STP_009 - Lot4 | Data Enrichment | PEH | ok | 2023-08-11 | 2023-08-16 |  | Mat2 - 1235477 | 1235477 | EA | CABLE,ELEC;TWIN CORE,110 V,6 MM2,LG 30 M |  |  | CABLE,ELECTRICAL;TYPE:TWIN CORE,VOLTAGE RATING:110 V,CONDUCTOR SIZE:6 MM2,NUMBER OF CONDUCTORS:2,TEMPERATURE RATING:90 DEG C, LENGTH:30 M,JACKET COLOUR:BLACK/RED,ADDITIONAL FEATURES EN:ROLL,MNFR:01)ASHDOWN INGRAM,PTNO:01)ACX0811 | 01)ASHDOWN INGRAM,01)ACX0811,EN_01)TWIN CORE,110 V,6 MM2,90 DEG C,30 M,BLACK/RED,01)ROLL |  |  | ASHDOWN INGRAM | ASHDOWN INGRAM | ACX0811 | [5 empty] | http://www.indotek-bpn.com/download/Cable_Connectors_&_Accessories.pdf | https://www.repco.co.nz/globes-batteries-electrical/electrical-accessories/automotive-electrical-cable/oex-6mm-twin-core-automotive-cable-red-black-with-black-sheath-30m-roll-nz-ref-157-acx0811/p/A1194685 | [9 empty] | Cleansed | 26121600 ELECTICAL CABLE | CABLE | ELECTRICAL | TYPE | TWIN CORE | VOLTAGE RATING | 110 V | CURRENT RATING |  | CONDUCTOR SIZE | 6 MM2 | NUMBER OF CONDUCTORS | 2 | CORE STRANDS |  | CONDUCTOR MATERIAL |  | JACKET MATERIAL |  | INSULATION MATERIAL |  | FILLER MATERIAL |  | ARMOR TYPE |  | TEMPERATURE RATING | 90 DEG C | LENGTH | 30 M | JACKET COLOUR | BLACK/RED | HAZARD CLASS |  | CERTIFICATION/STANDARD |  | ADDITIONAL FEATURES | ROLL | [39 empty] | Production Completed
STP_009 - Lot4 | Data Enrichment | PEH | ok | 2023-08-11 | 2023-08-16 |  | Mat2 - 1364063 | 1364063 | EA | CABLE,ELEC;TWSTD,250 VAC,0.5 MM2,INS PVC |  |  | CABLE,ELECTRICAL;TYPE:TWISTED,VOLTAGE RATING:250 VAC,CONDUCTOR SIZE:0.5 MM2,CORE STRANDS:0.2 MM,CONDUCTOR MATERIAL:COPPER TINNED, INSULATION MATERIAL:PVC,LENGTH:100 M,ADDITIONAL FEATURES EN:16 SPECIAL PURPOSE, BLACK AND WHITE CORES,MNFR:01)BAMBACH,PTNO:01) 34755BKWE | 01)BAMBACH,01)34755BKWE,EN_01)TWISTED,250 VAC,0.5 MM2,0.2 MM,EN_01)COPPER TINNED,EN_01)PVC,100 M,01)16 SPECIAL PURPOSE, BLACK A |  |  | BAMBACH | BAMBACH | 34755BKWE | [5 empty] | URL NOT FOUND | [10 empty] | Cleansed | 26121600 ELECTICAL CABLE | CABLE | ELECTRICAL | TYPE | TWISTED | VOLTAGE RATING | 250 VAC | CURRENT RATING |  | CONDUCTOR SIZE | 0.5 MM2 | NUMBER OF CONDUCTORS |  | CORE STRANDS | 0.2 MM | CONDUCTOR MATERIAL | COPPER TINNED | JACKET MATERIAL |  | INSULATION MATERIAL | PVC | FILLER MATERIAL |  | ARMOR TYPE |  | TEMPERATURE RATING |  | LENGTH | 100 M | JACKET COLOUR | BLACK/WHITE | HAZARD CLASS |  | CERTIFICATION/STANDARD |  | ADDITIONAL FEATURES | 16 SPECIAL PURPOSE | [39 empty] | Production Completed
STP_009 - Lot4 | Data Enrichment | PEH | ok | 2023-08-11 | 2023-08-16 |  | Mat2 - 1296413 | 1296413 | M | CABLE,ELEC;TWSTD,CONDCTS 12,JCKT SWA |  |  | CABLE,ELECTRICAL;TYPE:TWISTED,NUMBER OF CONDUCTORS:12,CORE STRANDS:(7) 0.32 MM,JACKET MATERIAL:SWA,JACKET COLOUR:BLACK/WHITE, ADDITIONAL FEATURES EN:SPECIAL PURPOSE, INDIVIDUAL AND OVERALL SCREENED, BEDDED, SERVED,MNFR:01)AUSLEC,PTNO:01)OLXIEH183-6 | 01)AUSLEC,01)OLXIEH183-6,EN_01)TWISTED,(7) 0.32 MM,EN_01)SWA,BLACK/WHITE,01)SPECIAL PURPOSE, INDIVIDUAL |  |  | AUSLEC | AUSLEC | OLXIEH183-6 | [5 empty] | URL NOT FOUND | [10 empty] | Cleansed | 26121600 ELECTICAL CABLE | CABLE | ELECTRICAL | TYPE | TWISTED | VOLTAGE RATING |  | CURRENT RATING |  | CONDUCTOR SIZE |  | NUMBER OF CONDUCTORS | 12 | CORE STRANDS | (7) 0.32 MM | CONDUCTOR MATERIAL |  | JACKET MATERIAL | SWA | INSULATION MATERIAL |  | FILLER MATERIAL |  | ARMOR TYPE |  | TEMPERATURE RATING |  | LENGTH |  | JACKET COLOUR | BLACK/WHITE | HAZARD CLASS |  | CERTIFICATION/STANDARD |  | ADDITIONAL FEATURES | SPECIAL PURPOSE, INDIVIDUAL AND OVERALL SCREENED, BEDDED, SERVED | [39 empty] | Production Completed
STP_009 - Lot4 | Data Enrichment | PEH | ok | 2023-08-11 | 2023-08-16 |  | Mat2 - 1296414 | 1296414 | M | CABLE,ELEC;TWSTD,CONDCTS 8,JCKT SWA,OLEX |  |  | CABLE,ELECTRICAL;TYPE:TWISTED,NUMBER OF CONDUCTORS:8,CORE STRANDS:(7) 0.32 MM,JACKET MATERIAL:SWA,JACKET COLOUR:BLACK/WHITE, ADDITIONAL FEATURES EN:BEDDED, SERVED, SCREENED,MNFR:01)OLEX,PTNO:01)4IEG183 | 01)OLEX,01)4IEG183,EN_01)TWISTED,(7) 0.32 MM,EN_01)SWA,BLACK/WHITE,01)BEDDED, SERVED, SCREENED |  |  | OLEX | OLEX | 4IEG183 | [5 empty] | URL NOT FOUND | [10 empty] | Cleansed | 26121600 ELECTICAL CABLE | CABLE | ELECTRICAL | TYPE | TWISTED | VOLTAGE RATING |  | CURRENT RATING |  | CONDUCTOR SIZE |  | NUMBER OF CONDUCTORS | 8 | CORE STRANDS | (7) 0.32 MM | CONDUCTOR MATERIAL |  | JACKET MATERIAL | SWA | INSULATION MATERIAL |  | FILLER MATERIAL |  | ARMOR TYPE |  | TEMPERATURE RATING |  | LENGTH |  | JACKET COLOUR | BLACK/WHITE | HAZARD CLASS |  | CERTIFICATION/STANDARD |  | ADDITIONAL FEATURES | BEDDED, SERVED, SCREENED | [39 empty] | Production Completed
STP_009 - Lot4 | Data Enrichment | PEH | ok | 2023-08-11 | 2023-08-16 |  | Mat2 - 1300444 | 1300444 | EA | CABLE,EXTSN;BRAIDED FLEXIBLE,LG 15 M |  |  | CABLE,EXTENSION;TYPE:BRAIDED FLEXIBLE,LENGTH:15 M,VOLTAGE RATING:240 V,END CONNECTION:PLUG X SOCKET,ADDITIONAL FEATURES EN:C/W CLEAR, NEON ON/OFF INDICATORS, 10 A,MNFR:01)HAYMANS,PTNO:01)EXT-EWA-15M10ANEON | BRAIDED FLEXIBLE,15 M,240 V,EN_01)PLUG X SOCKET,01)C/W CLEAR, NEON ON/OFF INDI,01)HAYMANS,01)EXT-EWA-15M10ANEON |  |  | HAYMANS | HAYMANS | EXT-EWA-15M10ANEON | [5 empty] | URL NOT FOUND | [10 empty] | Cleansed | 26121600 EXTENSION CABLE | CABLE | EXTENSION | TYPE | BRAIDED FLEXIBLE | CONDUCTOR SIZE |  | NUMBER OF CONDUCTORS |  | LENGTH | 15 M | CONDUCTOR MATERIAL |  | CORE STRANDS |  | VOLTAGE RATING | 240 V | DIAMETER |  | INSULATION MATERIAL |  | JACKET MATERIAL |  | END CONNECTION | PLUG X SOCKET | TEMPERATURE RATING |  | HAZARD CLASS |  | CERTIFICATION/STANDARD |  | ADDITIONAL FEATURES | C/W CLEAR, NEON ON/OFF INDICATORS, 10 A | [43 empty] | Production Completed
STP_009 - Lot4 | Data Enrichment | PEH | ok | 2023-08-11 | 2023-08-16 |  | Mat2 - 1353491 | 1353491 | EA | CABLE,EXTSN;BRAIDED FLEXIBLE,LG 20 M,CNW |  |  | CABLE,EXTENSION;TYPE:BRAIDED FLEXIBLE,LENGTH:20 M,VOLTAGE RATING:240 V,END CONNECTION:PLUG X SOCKET,ADDITIONAL FEATURES EN:C/W CLEAR WITH NEON ON/OFF INDICATORS, 15 A,MNFR:01)CNW,PTNO:01)ELEEXTEWA20M15ANEON,MNFR:02)ELCON,PTNO:02)EXTEWA20M15A-N | BRAIDED FLEXIBLE,20 M,240 V,EN_01)PLUG X SOCKET,01)C/W CLEAR WITH NEON ON/OFF,01)CNW,02)ELCON,01)ELEEXTEWA20M15ANEON,02)EXTEWA20M15A-N |  |  | ELCON | ELCON | EXTEWA20M15A-N | [5 empty] | URL NOT FOUND | [10 empty] | Cleansed | 26121600 EXTENSION CABLE | CABLE | EXTENSION | TYPE | BRAIDED FLEXIBLE | CONDUCTOR SIZE |  | NUMBER OF CONDUCTORS |  | LENGTH | 20 M | CONDUCTOR MATERIAL |  | CORE STRANDS |  | VOLTAGE RATING | 240 V | DIAMETER |  | INSULATION MATERIAL |  | JACKET MATERIAL |  | END CONNECTION | PLUG X SOCKET | TEMPERATURE RATING |  | HAZARD CLASS |  | CERTIFICATION/STANDARD |  | ADDITIONAL FEATURES | C/W CLEAR WITH NEON ON/OFF INDICATORS, 15 A | [43 empty] | Production Completed
STP_009 - Lot4 | Data Enrichment | PEH | ok | 2023-08-11 | 2023-08-16 |  | Mat2 - 1353361 | 1353361 | EA | CABLE,EXTSN;LEAD, HEAVY DUTY,1 MM2,250 V |  |  | CABLE,EXTENSION;TYPE:LEAD, HEAVY DUTY,CONDUCTOR SIZE:1 MM2,LENGTH:20 M,VOLTAGE RATING:250 V,END CONNECTION:PLUG X SOCKET, ADDITIONAL FEATURES EN:10 A,MNFR:01)CNW,PTNO:01)R2920,MNFR:02)KIMCLARK,PTNO:02)KIMELHD20Y | LEAD, HEAVY DUTY,1 MM2,20 M,250 V,EN_01)PLUG X SOCKET,01)10 A,01)CNW,02)KIMCLARK,01)R2920,02)KIMELHD20Y |  |  | KIMCLARK | KIMCLARK | KIMELHD20Y | [5 empty] | https://shop.cnw.com.au/cnw/en/AUD/All-Categories/Cable-and-Wire/Leads-and-Power-Boards/EXTENSION-LEAD-20MTR-10A-H-DUTY-YELLOW/p/KIMELHD20YA23 | [10 empty] | Cleansed | 26121600 EXTENSION CABLE | CABLE | EXTENSION | TYPE | LEAD, HEAVY DUTY | CONDUCTOR SIZE |  | NUMBER OF CONDUCTORS |  | LENGTH | 20 M | CONDUCTOR MATERIAL |  | CORE STRANDS |  | VOLTAGE RATING | 250 V | DIAMETER |  | INSULATION MATERIAL |  | JACKET MATERIAL |  | END CONNECTION | PLUG X SOCKET | TEMPERATURE RATING |  | HAZARD CLASS |  | CERTIFICATION/STANDARD |  | ADDITIONAL FEATURES | 10 A | [43 empty] | Production Completed