## Sheet1
Project | Activities | Production User | Production Comments | Start Date | End Date | Remarks | material | MATNR | MEINS | MAKTX_EN | MAKTX_ES | MAKTX_FR | TEXT_EN | Class_Char_Catted | MFRPN | MFRNR | MFRNR DES | MNFR | PTNO | Verified MNFR from web | MNFR 1 | PTNO 1 | MNFR 2 | PTNO 2 | Reference URL | Reference URL1 | Item Number | Equipment Type | Equipment Manufacturer | Equipment Model | Equipment Serial | DWG | DRAWING VERSION | POS/TAG | Unused Text | Enriched/Cleansed | UNSPSC Ver.23.07 | NOUN | MODIFIER | Attribute Name 1 | Attribute Value 1 | Attribute Name 2 | Attribute Value 2 | Attribute Name 3 | Attribute Value 3 | Attribute Name 4 | Attribute Value 4 | Attribute Name 5 | Attribute Value 5 | Attribute Name 6 | Attribute Value 6 | Attribute Name 7 | Attribute Value 7 | Attribute Name 8 | Attribute Value 8 | Attribute Name 9 | Attribute Value 9 | Attribute Name 10 | Attribute Value 10 | Attribute Name 11 | Attribute Value 11 | Attribute Name 12 | Attribute Value 12 | Attribute Name 13 | Attribute Value 13 | Attribute Name 14 | Attribute Value 14 | Attribute Name 15 | Attribute Value 15 | Attribute Name 16 | Attribute Value 16 | Attribute Name 17 | Attribute Value 17 | Attribute Name 18 | Attribute Value 18 | Attribute Name 19 | Attribute Value 19 | Attribute Name 20 | Attribute Value 20 | Attribute Name 21 | Attribute Value 21 | Attribute Name 22 | Attribute Value 22 | Attribute Name 23 | Attribute Value 23 | Attribute Name 24 | Attribute Value 24 | Attribute Name 25 | Attribute Value 25 | Attribute Name 26 | Attribute Value 26 | Attribute Name 27 | Attribute Value 27 | Attribute Name 28 | Attribute Value 28 | Attribute Name 29 | Attribute Value 29 | Attribute Name 30 | Attribute Value 30 | Attribute Name 31 | Attribute Value 31 | Attribute Name 32 | Attribute Value 32 | Attribute Name 33 | Attribute Value 33 | Attribute Name 34 | Attribute Value 34 | Attribute Name 35 | Attribute Value 35 | Attribute Name 36 | Attribute Value 36 | Remaining_Information | Status
STP_009 - Lot4 | Data Enrichment | PEH |  | 2023-08-11 | 2023-08-17 |  | Mat2 - 1387490 | 1387490 | EA | CABLE,COMM;SCHN,SR2CBL01 |  |  |  |  | SR2CBL01 | 3000344 | SCHNEIDER INC | SCHNEIDER INC | SR2CBL01 | [5 empty] | https://www.se.com/us/en/product/SR2CBL01/connecting-cable-zelio-logic-sr2-sr3-subd-9-pin-pc-for-smart-relay-3m/ | [10 empty] | Enriched | 26121600 COMMUNICATION CABLE | CABLE | COMMUNICATION | TYPE | CONNECTING | IMPEDANCE |  | DIAMETER |  | CONDUCTOR SIZE |  | CORE STRANDS |  | NUMBER OF CONDUCTORS |  | CONDUCTOR MATERIAL |  | JACKET MATERIAL |  | INSULATION MATERIAL |  | LENGTH | 3 M | VOLTAGE RATING |  | TEMPERATURE RATING |  | HAZARD CLASS |  | CERTIFICATION/STANDARD |  | ADDITIONAL FEATURES | [44 empty] | Production Completed
STP_009 - Lot4 | Data Enrichment | PEH |  | 2023-08-11 | 2023-08-17 |  | Mat2 - 1300445 | 1300445 | EA | CABLE,EXTSN;POWER, ELECTRICAL,LG 20 M |  |  | CABLE,EXTENSION;TYPE:POWER, ELECTRICAL,LENGTH:20 M,VOLTAGE RATING:240 V,END CONNECTION:PLUG X SOCKET,ADDITIONAL FEATURES EN:C/W 56 SERIES, BRAIDED FLEXIBLE, 10 A,MNFR:01)HAYMANS,PTNO:01)ELNBXIP5620MWA | POWER, ELECTRICAL,20 M,240 V,EN_01)PLUG X SOCKET,01)C/W 56 SERIES, BRAIDED FLEX,01)HAYMANS,01)ELNBXIP5620MWA |  |  | HAYMANS | HAYMANS | ELNBXIP5620MWA | [5 empty] | URL NOT FOUND | [10 empty] | Cleansed | 26121600 EXTENSION CABLE | CABLE | EXTENSION | TYPE | POWER, ELECTRICAL | CONDUCTOR SIZE |  | NUMBER OF CONDUCTORS |  | LENGTH | 20 M | CONDUCTOR MATERIAL |  | CORE STRANDS |  | VOLTAGE RATING | 240 V | DIAMETER |  | INSULATION MATERIAL |  | JACKET MATERIAL |  | END CONNECTION | PLUG X SOCKET | TEMPERATURE RATING |  | HAZARD CLASS |  | CERTIFICATION/STANDARD |  | ADDITIONAL FEATURES | C/W 56 SERIES, BRAIDED FLEXIBLE, 10 A | [43 empty] | Production Completed
STP_009 - Lot4 | Data Enrichment | PEH |  | 2023-08-11 | 2023-08-17 |  | Mat2 - 1285799 | 1285799 | EA | CABLE,EXTSN;REMOTE,LG 17 M |  |  | CABLE,EXTENSION;TYPE:REMOTE,LENGTH:17 M,ADDITIONAL FEATURES EN:PIE CART UG30 STORE RIG ELECTRICIANPH: 2361 RAY,MNFR:01) MAINTENANCE TECHNIQUE PTY LTD,PTNO:01)MT9106152757 | REMOTE,17 M,01)PIE CART UG30 STORE RIG ELE,01)MAINTENANCE TECHNIQUE PTY L,01)MT9106152757 |  |  | MAINTENANCE TECHNIQUE PTY LTD | MAINTENANCE TECHNIQUE PTY LTD | MT9106152757 | [5 empty] | URL NOT FOUND | [10 empty] | Cleansed | 26121600 EXTENSION CABLE | CABLE | EXTENSION | TYPE | REMOTE | CONDUCTOR SIZE |  | NUMBER OF CONDUCTORS |  | LENGTH | 17 M | CONDUCTOR MATERIAL |  | CORE STRANDS |  | VOLTAGE RATING |  | DIAMETER |  | INSULATION MATERIAL |  | JACKET MATERIAL |  | END CONNECTION |  | TEMPERATURE RATING |  | HAZARD CLASS |  | CERTIFICATION/STANDARD |  | ADDITIONAL FEATURES | PIE CART UG30 STORE RIG ELECTRICIANPH: 2361 RA | [43 empty] | Production Completed
STP_009 - Lot4 | Data Enrichment | PEH |  | 2023-08-11 | 2023-08-17 |  | Mat2 - 1359776 | 1359776 | M | CABLE,ELEC;INSTRMNT,1.5 MM2,CONDCTS 4 |  |  | CABLE,ELECTRICAL;TYPE:INSTRUMENT,CONDUCTOR SIZE:1.5 MM2,NUMBER OF CONDUCTORS:4,CORE STRANDS:(7) 0.5 MM,CONDUCTOR MATERIAL:COPPER, JACKET MATERIAL:PVC SWA,INSULATION MATERIAL:PVC,LENGTH:500 M,JACKET COLOUR:BLACK,ADDITIONAL FEATURES EN:SPECIAL PURPOSE, INDIVIDUAL/OVERALL SCREENED,MNFR:01)OLEX,PTNO:01)IEH184AA002CXAA | 01)OLEX,01)IEH184AA002CXAA,EN_01)INSTRUMENT,1.5 MM2,(7) 0.5 MM,EN_01)COPPER,EN_01)PVC SWA,EN_01)PVC,500 M,BLACK,01)SPECIAL PURPOSE, INDIVIDUAL |  |  | OLEX | OLEX | IEH184AA002CXAA | [5 empty] | URL NOT FOUND | [10 empty] | Cleansed | 26121600 ELECTICAL CABLE | CABLE | ELECTRICAL | TYPE | INSTRUMENT | VOLTAGE RATING |  | CURRENT RATING |  | CONDUCTOR SIZE | 1.5 MM2 | NUMBER OF CONDUCTORS | 4 | CORE STRANDS | (7) 0.5 MM | CONDUCTOR MATERIAL | COPPER | JACKET MATERIAL | PVC SWA | INSULATION MATERIAL | PVC | FILLER MATERIAL |  | ARMOR TYPE |  | TEMPERATURE RATING |  | LENGTH | 500 M | JACKET COLOUR | BLACK | HAZARD CLASS |  | CERTIFICATION/STANDARD |  | ADDITIONAL FEATURES | SPECIAL PURPOSE, INDIVIDUAL/OVERALL SCREENED | [39 empty] | Production Completed
STP_009 - Lot4 | Data Enrichment | PEH |  | 2023-08-11 | 2023-08-17 |  | Mat2 - 1296412 | 1296412 | M | CABLE,ELEC;STRNDS (7) 0.3 MM,JCKT SWA |  |  | CABLE,ELECTRICAL;CORE STRANDS:(7) 0.3 MM,JACKET MATERIAL:SWA,INSULATION MATERIAL:PVC,LENGTH:500 M,ADDITIONAL FEATURES EN:SPECIAL PURPOSE, 12 PAIR INSTRUMENTATION,MNFR:01)OLEX,PTNO:01)IEH183AA012CXAA | 01)OLEX,01)IEH183AA012CXAA,(7) 0.3 MM,EN_01)SWA,EN_01)PVC,500 M,01)SPECIAL PURPOSE, 12 PAIR IN |  |  | OLEX | OLEX | IEH183AA012CXAA | [5 empty] | https://www.nexans.co.nz/en/dam/jcr:88ec3d0e-04ac-4dbe-adce-00807c662102/handBook2014%20FINAL%20with%20covers.pdf | [10 empty] | Enriched | 26121600 ELECTRICAL CABLE | CABLE | ELECTRICAL | TYPE | INSTRUMENTATION | VOLTAGE RATING | 110 VAC,150 VDC | CURRENT RATING |  | CONDUCTOR SIZE | 0.5 MM2 | NUMBER OF CONDUCTORS |  | CORE STRANDS | (7) 0.3 MM | CONDUCTOR MATERIAL | ANNEALED COPPER | JACKET MATERIAL | SWA | INSULATION MATERIAL | PVC | FILLER MATERIAL |  | ARMOR TYPE |  | TEMPERATURE RATING |  | LENGTH | 500 M | JACKET COLOUR |  | HAZARD CLASS |  | CERTIFICATION/STANDARD |  | ADDITIONAL FEATURES | SPECIAL PURPOSE, 12 PAIR INSTRUMENTATION | [39 empty] | Production Completed
STP_009 - Lot4 | Data Enrichment | PEH |  | 2023-08-11 | 2023-08-17 |  | Mat2 - 1285685 | 1285685 | EA | CABLE,INSTR;ARMOURED,20 AWG |  |  | CABLE,INSTRUMENT;TYPE:ARMOURED,CONDUCTOR SIZE:20 AWG,ADDITIONAL FEATURES EN:6 PAIR I/O/SHIELD,MNFR:01)HAYMANS,PTNO:01)WWC5962 | ARMOURED,20 AWG,01)6 PAIR I/O/SHIELD,01)HAYMANS,01)WWC5962 |  |  | HAYMANS | HAYMANS | WWC5962 | [5 empty] | https://www.jrt.com.au/ajt/category/Cable/Instrumentation-Cable/Instrumentation/CABLE-INSTRUMENT-6PR-7-0-3-20AWG-I-O-SWA-0-5MM2/WWC5962/p/10779291?showBackLink=false | https://www.learsmith.com.au/als/category/Cable/Instrumentation-Cable/Instrumentation/CABLE-INSTRUMENT-6PR-7-0-3-20AWG-I-O-SWA-0-5MM2/WWC5962/p/10779291?showBackLink=false | [10 empty] | 26121600 INSTRUMENT CABLE | CABLE | INSTRUMENT | TYPE | ARMOURED | DIAMETER |  | CONDUCTOR SIZE | 20 AWG | NUMBER OF CONDUCTORS |  | CORE STRANDS |  | CONDUCTOR MATERIAL |  | JACKET MATERIAL |  | INSULATION MATERIAL |  | END CONNECTION |  | VOLTAGE RATING |  | TEMPERATURE RATING |  | LENGTH |  | JACKET COLOUR |  | HAZARD CLASS |  | CERTIFICATION/STANDARD |  | ADDITIONAL FEATURES | 6 PAIR I/O/SHIELD | [41 empty] | Production Completed
STP_009 - Lot4 | Data Enrichment | PEH |  | 2023-08-11 | 2023-08-17 |  | Mat2 - 1286029 | 1286029 | EA | CABLE,INSTR;ARMOURED,LG 1.5 M |  |  | CABLE,INSTRUMENT;TYPE:ARMOURED,LENGTH:1.5 M,ADDITIONAL FEATURES EN:1 PAIR O/SHIELD,MNFR:01)HAYMANS ELECTRICAL (PARTS),PTNO:01) WWC5501 | ARMOURED,1.5 M,01)1 PAIR O/SHIELD,01)HAYMANS ELECTRICAL (PARTS),01)WWC5501 |  |  | HAYMANS ELECTRICAL (PARTS) | HAYMANS ELECTRICAL (PARTS) | WWC5501 | [5 empty] | https://www.goelectrical.com.au/wwc5501 | https://www.rexel.com.au/are/category/Cable/Instrumentation-Cable/Instrumentation/CABLE-INSTRUMENT-1PR-7-0-5-16AWG-O-A-SWA-1-5MM2-BLACK/WWC5501/p/10779202 | [10 empty] | 26121600 INSTRUMENT CABLE | CABLE | INSTRUMENT | TYPE | ARMOURED | DIAMETER |  | CONDUCTOR SIZE |  | NUMBER OF CONDUCTORS |  | CORE STRANDS |  | CONDUCTOR MATERIAL |  | JACKET MATERIAL |  | INSULATION MATERIAL |  | END CONNECTION |  | VOLTAGE RATING |  | TEMPERATURE RATING |  | LENGTH | 1.5 M | JACKET COLOUR |  | HAZARD CLASS |  | CERTIFICATION/STANDARD |  | ADDITIONAL FEATURES | 1 PAIR O/SHIELD | [41 empty] | Production Completed
STP_009 - Lot4 | Data Enrichment | PEH |  | 2023-08-11 | 2023-08-17 |  | Mat2 - 1280947 | 1280947 | EA | CABLE,NETWRK;COMPOSITE, IMPACT,LG 50 M |  |  | CABLE,NETWORK;TYPE:COMPOSITE, IMPACT,LENGTH:50 M,MNFR:01)MINE SITE TECHNOLOGIES PTY LTD,PTNO:01)W-CFC-006-T50 | COMPOSITE, IMPACT,50 M,01)MINE SITE TECHNOLOGIES PTY,01)W-CFC-006-T50 |  |  | MINE SITE TECHNOLOGIES PTY LTD | MINE SITE TECHNOLOGIES PTY LTD | W-CFC-006-T50 | [5 empty] | URL NOT FOUND | [10 empty] | Cleansed | 26121609 NETWORK CABLE | CABLE | NETWORK | TYPE | COMPOSITE, IMPACT | DATA TRANSFER RATE |  | ATTENUATION |  | CAPACITANCE |  | CORE STRANDS |  | DIAMETER |  | SHEATH MATERIAL |  | SHEATH COLOUR |  | LENGTH | 50 M | TEMPERATURE RATING |  | HAZARD CLASS |  | CERTIFICATION/STANDARD |  | ADDITIONAL FEATURES | [48 empty] | Production Completed
STP_009 - Lot4 | Data Enrichment | PEH |  | 2023-08-11 | 2023-08-17 |  | Mat2 - 1281041 | 1281041 | EA | CABLE,NETWRK;COMPOSITE,50PE500PRICING |  |  | CABLE,NETWORK;TYPE:COMPOSITE,ADDITIONAL FEATURES EN:LARN, UNDERGROUND WIFI BACKBONE, 4 PAIR CAT5E U,50PE500PRICING,MNFR:01) HAYMANS ELECTRICAL (PARTS),PTNO:01)GARUTPL5EGNCOM50PE50 | COMPOSITE,01)LARN, UNDERGROUND WIFI BACK,02)50PE500PRICING,01)HAYMANS ELECTRICAL (PARTS),01)GARUTPL5EGNCOM50PE50 |  |  | HAYMANS ELECTRICAL (PARTS) | HAYMANS ELECTRICAL (PARTS) | GARUTPL5EGNCOM50PE50 | [5 empty] | URL NOT FOUND | [10 empty] | Cleansed | 26121609 NETWORK CABLE | CABLE | NETWORK | TYPE | COMPOSITE | DATA TRANSFER RATE |  | ATTENUATION |  | CAPACITANCE |  | CORE STRANDS |  | DIAMETER |  | SHEATH MATERIAL |  | SHEATH COLOUR |  | LENGTH |  | TEMPERATURE RATING |  | HAZARD CLASS |  | CERTIFICATION/STANDARD |  | ADDITIONAL FEATURES | LARN, UNDERGROUND WIFI BACKBONE, 4 PAIR CAT5E U,50PE500PRICING | [47 empty] | Production Completed
STP_009 - Lot4 | Data Enrichment | PEH |  | 2023-08-11 | 2023-08-17 | PARTIALLY MATCHED | Mat2 - 1280718 | 1280718 | EA | CABLE,NETWRK;CONTROLLER AREA NETWORK, OP |  |  | CABLE,NETWORK;TYPE:CONTROLLER AREA NETWORK, OPEN,LENGTH:1.5 M,MNFR:01)MAINTENANCE TECHNIQUE PTY LTD,PTNO:01)MT3176001735 | CONTROLLER AREA NETWORK, OPEN,1.5 M,01)MAINTENANCE TECHNIQUE PTY L,01)MT3176001735 |  |  | MAINTENANCE TECHNIQUE PTY LTD | MAINTENANCE TECHNIQUE PTY LTD | MT3176001735 | [5 empty] | https://www.mtunderground.com/wp-content/uploads/2019/10/200204-CATALOGUE-BOOM-_-FEED-ASSEMBLY-MTE7-RHS27-CA.pdf | [10 empty] | Cleansed | 26121609 NETWORK CABLE | CABLE | NETWORK | TYPE | CONTROLLER AREA, OPEN | DATA TRANSFER RATE |  | ATTENUATION |  | CAPACITANCE |  | CORE STRANDS |  | DIAMETER |  | SHEATH MATERIAL |  | SHEATH COLOUR |  | LENGTH | 1.5 M | TEMPERATURE RATING |  | HAZARD CLASS |  | CERTIFICATION/STANDARD |  | ADDITIONAL FEATURES | [48 empty] | Production Completed
STP_009 - Lot4 | Data Enrichment | PEH |  | 2023-08-11 | 2023-08-17 | PARTIALLY MATCHED | Mat2 - 1280764 | 1280764 | EA | CABLE,NETWRK;CONTROLLER AREA NETWORK, OP |  |  | CABLE,NETWORK;TYPE:CONTROLLER AREA NETWORK, OPEN,LENGTH:1.5 M,MNFR:01)MAINTENANCE TECHNIQUE PTY LTD,PTNO:01)MT3176193403 | CONTROLLER AREA NETWORK, OPEN,1.5 M,01)MAINTENANCE TECHNIQUE PTY L,01)MT3176193403 |  |  | MAINTENANCE TECHNIQUE PTY LTD | MAINTENANCE TECHNIQUE PTY LTD | MT3176193403 | [5 empty] | https://www.mtunderground.com/wp-content/uploads/2019/10/200204-CATALOGUE-BOOM-_-FEED-ASSEMBLY-MTE7-RHS27-CA.pdf | [10 empty] | Cleansed | 26121609 NETWORK CABLE | CABLE | NETWORK | TYPE | CONTROLLER AREA, OPEN | DATA TRANSFER RATE |  | ATTENUATION |  | CAPACITANCE |  | CORE STRANDS |  | DIAMETER |  | SHEATH MATERIAL |  | SHEATH COLOUR |  | LENGTH | 1.5 M | TEMPERATURE RATING |  | HAZARD CLASS |  | CERTIFICATION/STANDARD |  | ADDITIONAL FEATURES | [48 empty] | Production Completed
STP_009 - Lot4 | Data Enrichment | PEH |  | 2023-08-11 | 2023-08-17 | PARTIALLY MATCHED | Mat2 - 1281040 | 1281040 | EA | CABLE,NETWRK;CONTROLLER AREA NETWORK, OP |  |  | CABLE,NETWORK;TYPE:CONTROLLER AREA NETWORK, OPEN,LENGTH:9 M,ADDITIONAL FEATURES EN:21C RIG ELECTS . - UG30 STOREATTN: J.WOLLASTON, MNFR:01)MAINTENANCE TECHNIQUE PTY LTD,PTNO:01)MT3176 0017 86 | CONTROLLER AREA NETWORK, OPEN,9 M,01)21C RIG ELECTS . - UG30 STO,01)MAINTENANCE TECHNIQUE PTY L,01)MT3176 0017 86 |  |  | MAINTENANCE TECHNIQUE PTY LTD | MAINTENANCE TECHNIQUE PTY LTD | MT3176 0017 86 | [5 empty] | https://www.mtunderground.com/wp-content/uploads/2019/10/200204-CATALOGUE-BOOM-_-FEED-ASSEMBLY-MTE7-RHS27-CA.pdf | [10 empty] | Cleansed | 26121609 NETWORK CABLE | CABLE | NETWORK | TYPE | CONTROLLER AREA, OPEN | DATA TRANSFER RATE |  | ATTENUATION |  | CAPACITANCE |  | CORE STRANDS |  | DIAMETER |  | SHEATH MATERIAL |  | SHEATH COLOUR |  | LENGTH | 9 M | TEMPERATURE RATING |  | HAZARD CLASS |  | CERTIFICATION/STANDARD |  | ADDITIONAL FEATURES | 21C RIG ELECTS . - UG30 STOREATTN: J.WOLLASTON | [47 empty] | Production Completed
STP_009 - Lot4 | Data Enrichment | PEH |  | 2023-08-11 | 2023-08-17 | PARTIALLY MATCHED | Mat2 - 1281049 | 1281049 | EA | CABLE,NETWRK;CONTROLLER AREA NETWORK, OP |  |  | CABLE,NETWORK;TYPE:CONTROLLER AREA NETWORK, OPEN,LENGTH:4.5 M,ADDITIONAL FEATURES EN:PIECART - 21C RIG ELECTS. - UG30 STOREATTN: J.W,MNFR:01)MAINTENANCE TECHNIQUE PTY LTD,PTNO:01)MT3176 0017 77 | CONTROLLER AREA NETWORK, OPEN,4.5 M,01)PIECART - 21C RIG ELECTS. -,01)MAINTENANCE TECHNIQUE PTY L,01)MT3176 0017 77 |  |  | MAINTENANCE TECHNIQUE PTY LTD | MAINTENANCE TECHNIQUE PTY LTD | MT3176 0017 77 | [5 empty] | https://www.mtunderground.com/wp-content/uploads/2019/10/200204-CATALOGUE-BOOM-_-FEED-ASSEMBLY-MTE7-RHS27-CA.pdf | [10 empty] | Cleansed | 26121609 NETWORK CABLE | CABLE | NETWORK | TYPE | CONTROLLER AREA, OPEN | DATA TRANSFER RATE |  | ATTENUATION |  | CAPACITANCE |  | CORE STRANDS |  | DIAMETER |  | SHEATH MATERIAL |  | SHEATH COLOUR |  | LENGTH | 4.5 M | TEMPERATURE RATING |  | HAZARD CLASS |  | CERTIFICATION/STANDARD |  | ADDITIONAL FEATURES | PIECART - 21C RIG ELECTS. - UG30 STOREATTN: J.W | [47 empty] | Production Completed
STP_009 - Lot4 | Data Enrichment | PEH |  | 2023-08-11 | 2023-08-17 |  | Mat2 - 1281034 | 1281034 | EA | CABLE,NETWRK;CONTROLLER AREA,DIA 12 MM |  |  | CABLE,NETWORK;TYPE:CONTROLLER AREA,DIAMETER:12 MM,LENGTH:1 M,ADDITIONAL FEATURES EN:MOULDED, SHIELDED, FEMALE/MALE 5-PIN, FOR ALL S,104 MODULE,MNFR:01)MAINTENANCE TECHNIQUE PTY LTD,PTNO:01)MT3176 0019 35 | CONTROLLER AREA,12 MM,1 M,01)MOULDED, SHIELDED, FEMALE/M,02)104 MODULE,01)MAINTENANCE TECHNIQUE PTY L,01)MT3176 0019 35 |  |  | MAINTENANCE TECHNIQUE PTY LTD | MAINTENANCE TECHNIQUE PTY LTD | MT3176 0019 35 | [5 empty] | https://www.mtunderground.com/wp-content/uploads/2019/10/200204-CATALOGUE-BOOM-_-FEED-ASSEMBLY-MTE7-RHS27-CA.pdf | [10 empty] | Cleansed | 26121609 NETWORK CABLE | CABLE | NETWORK | TYPE | CONTROLLER AREA | DATA TRANSFER RATE |  | ATTENUATION |  | CAPACITANCE |  | CORE STRANDS |  | DIAMETER | 12 MM | SHEATH MATERIAL |  | SHEATH COLOUR |  | LENGTH | 1 M | TEMPERATURE RATING |  | HAZARD CLASS |  | CERTIFICATION/STANDARD |  | ADDITIONAL FEATURES | MOULDED, SHIELDED, FEMALE/MALE 5-PIN, FOR ALL S,104 MODULE | [47 empty] | Production Completed
STP_009 - Lot4 | Data Enrichment | PEH |  | 2023-08-11 | 2023-08-17 |  | Mat2 - 1280931 | 1280931 | EA | CABLE,NETWRK;DATA,DIA 1.5 MM,1 PR |  |  | CABLE,NETWORK;TYPE:DATA,DIAMETER:1.5 MM,ADDITIONAL FEATURES EN:1 PR,MNFR:01)CNW (MOUNT ISA) ELECT WHOLESALER,PTNO:01)CBL1. 5DEK1PRSWA | DATA,1.5 MM,01)1 PR,01)CNW (MOUNT ISA) ELECT WHOLE,01)CBL1.5DEK1PRSWA |  |  | CNW (MOUNT ISA) ELECT WHOLESALER | CNW (MOUNT ISA) ELECT WHOLESALER | CBL1. 5DEK1PRSWA | [5 empty] | https://shop.cnw.com.au/cnw/en/AUD/All-Categories/Cable/Instrumentation-Cable/CABLE-DATA-1-5MM-1PR-OVERALL-SCREEND-SWA/p/CBL1.5DEK1PRSWAA07 | [10 empty] | Enriched | 26121609 NETWORK CABLE | CABLE | NETWORK | TYPE | DATA | DATA TRANSFER RATE |  | ATTENUATION |  | CAPACITANCE |  | CORE STRANDS |  | DIAMETER | 1.5 MM | SHEATH MATERIAL | PVC | SHEATH COLOUR | BLACK | LENGTH |  | TEMPERATURE RATING |  | HAZARD CLASS |  | CERTIFICATION/STANDARD |  | ADDITIONAL FEATURES | 1 PR | [47 empty] | Production Completed
STP_009 - Lot4 | Data Enrichment | PEH |  | 2023-08-11 | 2023-08-17 |  | Mat2 - 1280726 | 1280726 | EA | CABLE,NETWRK;MAIN CAN |  |  | CABLE,NETWORK;TYPE:MAIN CAN,MNFR:01)MAINTENANCE TECHNIQUE PTY LTD,PTNO:01)MT9106221939 | MAIN CAN,01)MAINTENANCE TECHNIQUE PTY L,01)MT9106221939 |  |  | MAINTENANCE TECHNIQUE PTY LTD | MAINTENANCE TECHNIQUE PTY LTD | MT9106221939 | [5 empty] | https://www.mtunderground.com/wp-content/uploads/2019/10/200204-CATALOGUE-BOOM-_-FEED-ASSEMBLY-MTE7-RHS27-CA.pdf | [10 empty] | Cleansed | 26121609 NETWORK CABLE | CABLE | NETWORK | TYPE | MAIN CAN | DATA TRANSFER RATE |  | ATTENUATION |  | CAPACITANCE |  | CORE STRANDS |  | DIAMETER |  | SHEATH MATERIAL |  | SHEATH COLOUR |  | LENGTH |  | TEMPERATURE RATING |  | HAZARD CLASS |  | CERTIFICATION/STANDARD |  | ADDITIONAL FEATURES | [48 empty] | Production Completed
STP_009 - Lot4 | Data Enrichment | PEH |  | 2023-08-11 | 2023-08-17 |  | Mat2 - 1280863 | 1280863 | EA | CABLE,NETWRK;MODEM,LG 5 M,NULL, DB9 F-F |  |  | CABLE,NETWORK;TYPE:MODEM,LENGTH:5 M,ADDITIONAL FEATURES EN:NULL, DB9 F-F,MNFR:01)HAYMANS ELECTRICAL (PARTS),PTNO:01)4CA004.019. 0020 | MODEM,5 M,01)NULL, DB9 F-F,01)HAYMANS ELECTRICAL (PARTS),01)4CA004.019.0020 |  |  | HAYMANS ELECTRICAL (PARTS) | HAYMANS ELECTRICAL (PARTS) | 4CA004.019. 0020 | [5 empty] | URL NOT FOUND | [10 empty] | Cleansed | 26121609 NETWORK CABLE | CABLE | NETWORK | TYPE | MODEM | DATA TRANSFER RATE |  | ATTENUATION |  | CAPACITANCE |  | CORE STRANDS |  | DIAMETER |  | SHEATH MATERIAL |  | SHEATH COLOUR |  | LENGTH | 5 M | TEMPERATURE RATING |  | HAZARD CLASS |  | CERTIFICATION/STANDARD |  | ADDITIONAL FEATURES | NULL, DB9 F-F | [47 empty] | Production Completed
STP_009 - Lot4 | Data Enrichment | PEH |  | 2023-08-11 | 2023-08-17 |  | Mat2 - 1281005 | 1281005 | EA | CABLE,NETWRK;PORTABLE, PROGRAMMING,BLACK |  |  | CABLE,NETWORK;TYPE:PORTABLE, PROGRAMMING,SHEATH COLOUR:BLACK,ADDITIONAL FEATURES EN:MAIL VAN - R60 ELECT BUILDING - TENEILLE,MNFR: 01)MINE SITE TECHNOLOGIES PTY LTD,PTNO:01)V-PMKN4012B | PORTABLE, PROGRAMMING,BLACK,01)MAIL VAN - R60 ELECT BUILDI,01)MINE SITE TECHNOLOGIES PTY,01)V-PMKN4012B |  |  | MINE SITE TECHNOLOGIES PTY LTD | MINE SITE TECHNOLOGIES PTY LTD | V-PMKN4012B | [5 empty] | URL NOT FOUND | [10 empty] | Cleansed | 26121609 NETWORK CABLE | CABLE | NETWORK | TYPE | PORTABLE, PROGRAMMING | DATA TRANSFER RATE |  | ATTENUATION |  | CAPACITANCE |  | CORE STRANDS |  | DIAMETER |  | SHEATH MATERIAL |  | SHEATH COLOUR | BLACK | LENGTH |  | TEMPERATURE RATING |  | HAZARD CLASS |  | CERTIFICATION/STANDARD |  | ADDITIONAL FEATURES | MAIL VAN - R60 ELECT BUILDING - TENEILLE | [47 empty] | Production Completed
STP_009 - Lot4 | Data Enrichment | PEH |  | 2023-08-11 | 2023-08-17 |  | Mat2 - 1280670 | 1280670 | EA | CABLE,NETWRK;PROGRAMMING |  |  | CABLE,NETWORK;TYPE:PROGRAMMING,MNFR:01)MINE SITE TECHNOLOGIES PTY LTD,PTNO:01)V-HKN6184C | PROGRAMMING,01)MINE SITE TECHNOLOGIES PTY,01)V-HKN6184C |  |  | MINE SITE TECHNOLOGIES PTY LTD | MINE SITE TECHNOLOGIES PTY LTD | V-HKN6184C | [5 empty] | URL NOT FOUND | [10 empty] | Cleansed | 26121609 NETWORK CABLE | CABLE | NETWORK | TYPE | PROGRAMMING | DATA TRANSFER RATE |  | ATTENUATION |  | CAPACITANCE |  | CORE STRANDS |  | DIAMETER |  | SHEATH MATERIAL |  | SHEATH COLOUR |  | LENGTH |  | TEMPERATURE RATING |  | HAZARD CLASS |  | CERTIFICATION/STANDARD |  | ADDITIONAL FEATURES | [48 empty] | Production Completed
STP_009 - Lot4 | Data Enrichment | PEH |  | 2023-08-11 | 2023-08-17 |  | Mat2 - 1280834 | 1280834 | EA | CABLE,NETWRK;SENSOR SIGNAL,LG 5 M |  |  | CABLE,NETWORK;TYPE:SENSOR SIGNAL,LENGTH:5 M,ADDITIONAL FEATURES EN:STINGER FOR SIMBAS, PRODUCTION DRILL RIG,MNFR:01)MAINTENANCE TECHNIQUE PTY LTD,PTNO:01)MT3176 0019 89 | SENSOR SIGNAL,5 M,01)STINGER FOR SIMBAS, PRODUCT,01)MAINTENANCE TECHNIQUE PTY L,01)MT3176 0019 89 |  |  | MAINTENANCE TECHNIQUE PTY LTD | MAINTENANCE TECHNIQUE PTY LTD | MT3176 0019 89 | [5 empty] | https://www.mtunderground.com/wp-content/uploads/2019/10/200204-CATALOGUE-BOOM-_-FEED-ASSEMBLY-MTE7-RHS27-CA.pdf | [10 empty] | Cleansed | 26121609 NETWORK CABLE | CABLE | NETWORK | TYPE | SENSOR SIGNAL | DATA TRANSFER RATE |  | ATTENUATION |  | CAPACITANCE |  | CORE STRANDS |  | DIAMETER |  | SHEATH MATERIAL |  | SHEATH COLOUR |  | LENGTH | 5 M | TEMPERATURE RATING |  | HAZARD CLASS |  | CERTIFICATION/STANDARD |  | ADDITIONAL FEATURES | STINGER FOR SIMBAS, PRODUCTION DRILL RIG | [47 empty] | Production Completed
STP_009 - Lot4 | Data Enrichment | PEH |  | 2023-08-11 | 2023-08-17 |  | Mat2 - 1280771 | 1280771 | EA | CABLE,NETWRK;SIGNAL, Y PIECE,LG 4.5 M |  |  | CABLE,NETWORK;TYPE:SIGNAL, Y PIECE,LENGTH:4.5 M,MNFR:01)MAINTENANCE TECHNIQUE PTY LTD,PTNO:01)MT3176000985 | SIGNAL, Y PIECE,4.5 M,01)MAINTENANCE TECHNIQUE PTY L,01)MT3176000985 |  |  | MAINTENANCE TECHNIQUE PTY LTD | MAINTENANCE TECHNIQUE PTY LTD | MT3176000985 | [5 empty] | https://www.mtunderground.com/wp-content/uploads/2019/10/200204-CATALOGUE-BOOM-_-FEED-ASSEMBLY-MTE7-RHS27-CA.pdf | [10 empty] | Cleansed | 26121609 NETWORK CABLE | CABLE | NETWORK | TYPE | SIGNAL, Y PIECE | DATA TRANSFER RATE |  | ATTENUATION |  | CAPACITANCE |  | CORE STRANDS |  | DIAMETER |  | SHEATH MATERIAL |  | SHEATH COLOUR |  | LENGTH | 4.5 M | TEMPERATURE RATING |  | HAZARD CLASS |  | CERTIFICATION/STANDARD |  | ADDITIONAL FEATURES | [48 empty] | Production Completed
STP_009 - Lot4 | Data Enrichment | PEH |  | 2023-08-11 | 2023-08-17 |  | Mat2 - 1344120 | 1344120 | EA | CABLE,NETWRK;SIGNAL,LG 1.6 M,BURKERT |  |  | CABLE,NETWORK;TYPE:SIGNAL,LENGTH:1.6 M,ADDITIONAL FEATURES EN:BURKERT,MNFR:01)OUTOKUMP,PTNO:01)10341235 | SIGNAL,1.6 M,01)BURKERT,01)OUTOKUMP,01)10341235 |  |  | OUTOKUMP | OUTOKUMP | 10341235 | [5 empty] | URL NOT FOUND | [10 empty] | Cleansed | 26121609 NETWORK CABLE | CABLE | NETWORK | TYPE | SIGNAL | DATA TRANSFER RATE |  | ATTENUATION |  | CAPACITANCE |  | CORE STRANDS |  | DIAMETER |  | SHEATH MATERIAL |  | SHEATH COLOUR |  | LENGTH | 1.6 M | TEMPERATURE RATING |  | HAZARD CLASS |  | CERTIFICATION/STANDARD |  | ADDITIONAL FEATURES | BURKERT | [47 empty] | Production Completed
STP_009 - Lot4 | Data Enrichment | PEH |  | 2023-08-11 | 2023-08-17 |  | Mat2 - 1289626 | 1289626 | EA | CABLE,NETWRK;SIGNAL,LG 2.3 M |  |  | CABLE,NETWORK;TYPE:SIGNAL,LENGTH:2.3 M,ADDITIONAL FEATURES EN:K1, K2 - DLU 4710,MNFR:01)OUTOKUMP,PTNO:01)10341188 | SIGNAL,2.3 M,01)K1, K2 - DLU 4710,01)OUTOKUMP,01)10341188 |  |  | OUTOKUMP | OUTOKUMP | 10341188 | [5 empty] | URL NOT FOUND | [10 empty] | Cleansed | 26121609 NETWORK CABLE | CABLE | NETWORK | TYPE | SIGNAL | DATA TRANSFER RATE |  | ATTENUATION |  | CAPACITANCE |  | CORE STRANDS |  | DIAMETER |  | SHEATH MATERIAL |  | SHEATH COLOUR |  | LENGTH | 2.3 M | TEMPERATURE RATING |  | HAZARD CLASS |  | CERTIFICATION/STANDARD |  | ADDITIONAL FEATURES | K1, K2 - DLU 4710 | [47 empty] | Production Completed
STP_009 - Lot4 | Data Enrichment | PEH |  | 2023-08-11 | 2023-08-17 |  | Mat2 - 1280722 | 1280722 | EA | CABLE,NETWRK;SIGNAL,LG 3 M |  |  | CABLE,NETWORK;TYPE:SIGNAL,LENGTH:3 M,MNFR:01)MAINTENANCE TECHNIQUE PTY LTD,PTNO:01)MT3176001085 | SIGNAL,3 M,01)MAINTENANCE TECHNIQUE PTY L,01)MT3176001085 |  |  | MAINTENANCE TECHNIQUE PTY LTD | MAINTENANCE TECHNIQUE PTY LTD | MT3176001085 | [5 empty] | https://www.mtunderground.com/wp-content/uploads/2019/10/200204-CATALOGUE-BOOM-_-FEED-ASSEMBLY-MTE7-RHS27-CA.pdf | [10 empty] | Cleansed | 26121609 NETWORK CABLE | CABLE | NETWORK | TYPE | SIGNAL | DATA TRANSFER RATE |  | ATTENUATION |  | CAPACITANCE |  | CORE STRANDS |  | DIAMETER |  | SHEATH MATERIAL |  | SHEATH COLOUR |  | LENGTH | 3 M | TEMPERATURE RATING |  | HAZARD CLASS |  | CERTIFICATION/STANDARD |  | ADDITIONAL FEATURES | [48 empty] | Production Completed
STP_009 - Lot4 | Data Enrichment | PEH |  | 2023-08-11 | 2023-08-17 |  | Mat2 - 1280607 | 1280607 | EA | CABLE,NETWRK;SIGNAL,LG 3.5 M |  |  | CABLE,NETWORK;TYPE:SIGNAL,LENGTH:3.5 M,MNFR:01)MAINTENANCE TECHNIQUE PTY LTD,PTNO:01)3176001089 | SIGNAL,3.5 M,01)MAINTENANCE TECHNIQUE PTY L,01)3176001089 |  |  | MAINTENANCE TECHNIQUE PTY LTD | MAINTENANCE TECHNIQUE PTY LTD | 3176001089 | [5 empty] | https://www.mtunderground.com/wp-content/uploads/2019/10/200204-CATALOGUE-BOOM-_-FEED-ASSEMBLY-MTE7-RHS27-CA.pdf | [10 empty] | Cleansed | 26121609 NETWORK CABLE | CABLE | NETWORK | TYPE | SIGNAL | DATA TRANSFER RATE |  | ATTENUATION |  | CAPACITANCE |  | CORE STRANDS |  | DIAMETER |  | SHEATH MATERIAL |  | SHEATH COLOUR |  | LENGTH | 3.5 M | TEMPERATURE RATING |  | HAZARD CLASS |  | CERTIFICATION/STANDARD |  | ADDITIONAL FEATURES | [48 empty] | Production Completed
STP_009 - Lot4 | Data Enrichment | PEH |  | 2023-08-11 | 2023-08-17 |  | Mat2 - 1280701 | 1280701 | EA | CABLE,NETWRK;SIGNAL,LG 3.5 M |  |  | CABLE,NETWORK;TYPE:SIGNAL,LENGTH:3.5 M,MNFR:01)MAINTENANCE TECHNIQUE PTY LTD,PTNO:01)MT3176001089 | SIGNAL,3.5 M,01)MAINTENANCE TECHNIQUE PTY L,01)MT3176001089 |  |  | MAINTENANCE TECHNIQUE PTY LTD | MAINTENANCE TECHNIQUE PTY LTD | MT3176001089 | [5 empty] | https://www.mtunderground.com/wp-content/uploads/2019/10/200204-CATALOGUE-BOOM-_-FEED-ASSEMBLY-MTE7-RHS27-CA.pdf | [10 empty] | Cleansed | 26121609 NETWORK CABLE | CABLE | NETWORK | TYPE | SIGNAL | DATA TRANSFER RATE |  | ATTENUATION |  | CAPACITANCE |  | CORE STRANDS |  | DIAMETER |  | SHEATH MATERIAL |  | SHEATH COLOUR |  | LENGTH | 3.5 M | TEMPERATURE RATING |  | HAZARD CLASS |  | CERTIFICATION/STANDARD |  | ADDITIONAL FEATURES | [48 empty] | Production Completed
STP_009 - Lot4 | Data Enrichment | PEH |  | 2023-08-11 | 2023-08-17 | PARTIALLY MATCHED | Mat2 - 1280680 | 1280680 | EA | CABLE,NETWRK;SIGNAL,LG 5 M |  |  | CABLE,NETWORK;TYPE:SIGNAL,LENGTH:5 M,MNFR:01)MAINTENANCE TECHNIQUE PTY LTD,PTNO:01)MT3176001991 | SIGNAL,5 M,01)MAINTENANCE TECHNIQUE PTY L,01)MT3176001991 |  |  | MAINTENANCE TECHNIQUE PTY LTD | MAINTENANCE TECHNIQUE PTY LTD | MT3176001991 | [5 empty] | https://www.mtunderground.com/wp-content/uploads/2019/10/200204-CATALOGUE-BOOM-_-FEED-ASSEMBLY-MTE7-RHS27-CA.pdf | [10 empty] | Cleansed | 26121609 NETWORK CABLE | CABLE | NETWORK | TYPE | SIGNAL | DATA TRANSFER RATE |  | ATTENUATION |  | CAPACITANCE |  | CORE STRANDS |  | DIAMETER |  | SHEATH MATERIAL |  | SHEATH COLOUR |  | LENGTH | 5 M | TEMPERATURE RATING |  | HAZARD CLASS |  | CERTIFICATION/STANDARD |  | ADDITIONAL FEATURES | [48 empty] | Production Completed
STP_009 - Lot4 | Data Enrichment | PEH |  | 2023-08-11 | 2023-08-17 |  | Mat2 - 1280835 | 1280835 | EA | CABLE,NETWRK;SIGNAL,LG 5 M |  |  | CABLE,NETWORK;TYPE:SIGNAL,LENGTH:5 M,MNFR:01)MAINTENANCE TECHNIQUE PTY LTD,PTNO:01)MT3176001989 | SIGNAL,5 M,01)MAINTENANCE TECHNIQUE PTY L,01)MT3176001989 |  |  | MAINTENANCE TECHNIQUE PTY LTD | MAINTENANCE TECHNIQUE PTY LTD | MT3176001989 | [5 empty] | https://www.mtunderground.com/wp-content/uploads/2019/10/200204-CATALOGUE-BOOM-_-FEED-ASSEMBLY-MTE7-RHS27-CA.pdf | [10 empty] | Cleansed | 26121609 NETWORK CABLE | CABLE | NETWORK | TYPE | SIGNAL | DATA TRANSFER RATE |  | ATTENUATION |  | CAPACITANCE |  | CORE STRANDS |  | DIAMETER |  | SHEATH MATERIAL |  | SHEATH COLOUR |  | LENGTH | 5 M | TEMPERATURE RATING |  | HAZARD CLASS |  | CERTIFICATION/STANDARD |  | ADDITIONAL FEATURES | [48 empty] | Production Completed
STP_009 - Lot4 | Data Enrichment | PEH |  | 2023-08-11 | 2023-08-17 |  | Mat2 - 1280888 | 1280888 | EA | CABLE,NETWRK;SOLID,PVC/PE,GREY,LG 305 M |  |  | CABLE,NETWORK;CORE STRANDS:SOLID,SHEATH MATERIAL:PVC/PE,SHEATH COLOUR:GREY,LENGTH:305 M,ADDITIONAL FEATURES EN:REEL, UTP, UNSHIELDED TWISTED PAIR, 4PR, CAT 6,MNFR:01)CNW (MOUNT ISA) ELECT WHOLESALER,PTNO:01)KRO6499 1 030-01A | SOLID,PVC/PE,GREY,305 M,01)REEL, UTP, UNSHIELDED TWIST,01)CNW (MOUNT ISA) ELECT WHOLE,01)KRO6499 1 030-01A |  |  | CNW (MOUNT ISA) ELECT WHOLESALER | CNW (MOUNT ISA) ELECT WHOLESALER | KRO6499 1 030-01A | [5 empty] | https://shop.cnw.com.au/medias/KRO6499-1-030-01A.pdf?context=bWFzdGVyfHJvb3R8MzA5NjY0fGFwcGxpY2F0aW9uL3BkZnxoNTkvaDYxLzk0MzcxNTE1MjY5NDIvS1JPNjQ5OSAxIDAzMC0wMUEucGRmfGFkYmY3NGM3Y2YwZWJmNjIzNTU0NzdhNWMwOTczZGZkYWYzY2VlYTkwM2E5ZGQ0YmJmYjcwMTI2NmIwODQ5MGI | [10 empty] | Enriched | 26121609 NETWORK CABLE | CABLE | NETWORK | TYPE |  | DATA TRANSFER RATE |  | ATTENUATION |  | CAPACITANCE |  | CORE STRANDS | SOLID | DIAMETER | 6.4 MM | SHEATH MATERIAL | PVC/PE | SHEATH COLOUR | GREY | LENGTH | 305 M | TEMPERATURE RATING |  | HAZARD CLASS |  | CERTIFICATION/STANDARD |  | ADDITIONAL FEATURES | REEL, UTP, UNSHIELDED TWISTED PAIR, 4PR, CAT 6 | [47 empty] | Production Completed
STP_009 - Lot4 | Data Enrichment | PEH |  | 2023-08-11 | 2023-08-17 |  | Mat2 - 1344400 | 1344400 | EA | CABLE,NETWRK;SYSTEM CABLES MPS2232 |  |  | CABLE,NETWORK;ADDITIONAL FEATURES EN:SYSTEM CABLES MPS2232,MNFR:01)OUTOKUMP,PTNO:01)586039 | 01)SYSTEM CABLES MPS2232,01)OUTOKUMP,01)586039 |  |  | OUTOKUMP | OUTOKUMP | 586039 | [5 empty] | URL NOT FOUND | [10 empty] | Cleansed | 26121609 NETWORK CABLE | CABLE | NETWORK | TYPE |  | DATA TRANSFER RATE |  | ATTENUATION |  | CAPACITANCE |  | CORE STRANDS |  | DIAMETER |  | SHEATH MATERIAL |  | SHEATH COLOUR |  | LENGTH |  | TEMPERATURE RATING |  | HAZARD CLASS |  | CERTIFICATION/STANDARD |  | ADDITIONAL FEATURES | SYSTEM CABLES MPS2232 | [47 empty] | Production Completed
STP_009 - Lot4 | Data Enrichment | PEH |  | 2023-08-11 | 2023-08-17 |  | Mat2 - 1280858 | 1280858 | EA | CABLE,NETWRK;USB 2.0 A M MICRO B5 PIN |  |  | CABLE,NETWORK;TYPE:USB 2.0 A M MICRO B5 PIN,DIAMETER:4 MM,SHEATH MATERIAL:PVC,SHEATH COLOUR:BLACK,LENGTH:1 M, CERTIFICATION/STANDARD:CE, REACH, ROHS,ADDITIONAL FEATURES EN:MALE MIRS,MNFR:01)RS COMPONENTS PTY LTD,PTNO:01)182-8495 | USB 2.0 A M MICRO B5 PIN,4 MM,PVC,BLACK,1 M,EN_01)CE, REACH, ROHS,01)MALE MIRS,01)RS COMPONENTS PTY LTD,01)182-8495 |  |  | RS COMPONENTS PTY LTD | RS COMPONENTS PTY LTD | 182-8495 | [5 empty] | https://export.rsdelivers.com/product/rs-pro/rs-pro-usb-20-cable-male-usb-a-to-male-micro-usb-b/1828495 | [10 empty] | Cleansed | 26121609 NETWORK CABLE | CABLE | NETWORK | TYPE | USB 2.0 A M MICRO B5 PIN | DATA TRANSFER RATE |  | ATTENUATION |  | CAPACITANCE |  | CORE STRANDS |  | DIAMETER | 4 MM | SHEATH MATERIAL | PVC | SHEATH COLOUR | BLACK | LENGTH | 1 M | TEMPERATURE RATING |  | HAZARD CLASS |  | CERTIFICATION/STANDARD | CE, REACH, ROHS | ADDITIONAL FEATURES | MALE MIRS | [47 empty] | Production Completed
STP_009 - Lot4 | Data Enrichment | PEH |  | 2023-08-11 | 2023-08-17 |  | Mat2 - 1280854 | 1280854 | EA | CABLE,NETWRK;USB 3.0, ROLING,5 GB/S,PVC |  |  | CABLE,NETWORK;TYPE:USB 3.0, ROLING,DATA TRANSFER RATE:5 GB/S,DIAMETER:5.5 MM,SHEATH MATERIAL:PVC,SHEATH COLOUR:BLACK,LENGTH:1.8 M, CERTIFICATION/STANDARD:ROHS,MNFR:01)RS COMPONENTS PTY LTD,PTNO:01)7903710 | USB 3.0, ROLING,5 GB/S,5.5 MM,PVC,BLACK,1.8 M,EN_01)ROHS,01)RS COMPONENTS PTY LTD,01)7903710 |  |  | RS COMPONENTS PTY LTD | RS COMPONENTS PTY LTD | 7903710 | [5 empty] | https://www.rs-online.vn/p/roline-usb-3-0-cable-type-a-a-1-8m/7903710/ | [10 empty] | Cleansed | 26121609 NETWORK CABLE | CABLE | NETWORK | TYPE | USB 3.0, ROLING | DATA TRANSFER RATE | 5 GB/S | ATTENUATION |  | CAPACITANCE |  | CORE STRANDS |  | DIAMETER | 5.5 MM | SHEATH MATERIAL | PVC | SHEATH COLOUR | BLACK | LENGTH | 1.8 M | TEMPERATURE RATING |  | HAZARD CLASS |  | CERTIFICATION/STANDARD | ROHS | ADDITIONAL FEATURES | [48 empty] | Production Completed
STP_009 - Lot4 | Data Enrichment | PEH |  | 2023-08-11 | 2023-08-17 |  | Mat2 - 1280792 | 1280792 | EA | CABLE,NETWRK;USB TO RS-232 CONVERTER |  |  | CABLE,NETWORK;TYPE:USB TO RS-232 CONVERTER,DATA TRANSFER RATE:12 MB/S,SHEATH COLOUR:BLUE/WHITE,TEMPERATURE RATING:-20 TO 80 DEG C, MNFR:01)RS COMPONENTS PTY LTD,PTNO:01)6877806 | USB TO RS-232 CONVERTER,12 MB/S,BLUE/WHITE,-20 TO 80 DEG C,01)RS COMPONENTS PTY LTD,01)6877806 |  |  | RS COMPONENTS PTY LTD | RS COMPONENTS PTY LTD | 6877806 | [5 empty] | https://in.rsdelivers.com/product/ftdi-chip/us232r-100-bulk/ftdi-chip-rs232-usb-serial-cable-adapter/6877806 | [10 empty] | Cleansed | 26121609 NETWORK CABLE | CABLE | NETWORK | TYPE | USB TO RS-232 CONVERTER | DATA TRANSFER RATE | 12 MB/S | ATTENUATION |  | CAPACITANCE |  | CORE STRANDS |  | DIAMETER |  | SHEATH MATERIAL |  | SHEATH COLOUR | BLUE/WHITE | LENGTH |  | TEMPERATURE RATING | -20 TO 80 DEG C | HAZARD CLASS |  | CERTIFICATION/STANDARD |  | ADDITIONAL FEATURES | [48 empty] | Production Completed
STP_009 - Lot4 | Data Enrichment | PEH |  | 2023-08-11 | 2023-08-17 |  | Mat2 - 1229273 | 1229273 | M | CABLE;FAN,TOTEDEN,100401930 |  |  | CABLE;ADDITIONAL FEATURES EN:FAN,MNFR:01)TOTEDEN,PTNO:01)100401930 | 01)FAN,01)TOTEDEN,01)100401930 |  |  | TOTEDEN | TOTEDEN | 100401930 | [5 empty] | URL NOT FOUND | [10 empty] | Cleansed | 26121600 CABLE | CABLE | ELECTRICAL | TYPE | FAN | VOLTAGE RATING |  | CURRENT RATING |  | CONDUCTOR SIZE |  | NUMBER OF CONDUCTORS |  | CORE STRANDS |  | CONDUCTOR MATERIAL |  | JACKET MATERIAL |  | INSULATION MATERIAL |  | FILLER MATERIAL |  | ARMOR TYPE |  | TEMPERATURE RATING |  | LENGTH |  | JACKET COLOUR |  | HAZARD CLASS |  | CERTIFICATION/STANDARD |  | ADDITIONAL FEATURES | [40 empty] | Production Completed
STP_009 - Lot4 | Data Enrichment | PEH |  | 2023-08-11 | 2023-08-17 |  | Mat2 - 1229272 | 1229272 | M | CABLE;FAN,TOTEDEN,100401942 |  |  | CABLE;ADDITIONAL FEATURES EN:FAN,MNFR:01)TOTEDEN,PTNO:01)100401942 | 01)FAN,01)TOTEDEN,01)100401942 |  |  | TOTEDEN | TOTEDEN | 100401942 | [5 empty] | URL NOT FOUND | [10 empty] | Cleansed | 26121600 CABLE | CABLE | ELECTRICAL | TYPE | FAN | VOLTAGE RATING |  | CURRENT RATING |  | CONDUCTOR SIZE |  | NUMBER OF CONDUCTORS |  | CORE STRANDS |  | CONDUCTOR MATERIAL |  | JACKET MATERIAL |  | INSULATION MATERIAL |  | FILLER MATERIAL |  | ARMOR TYPE |  | TEMPERATURE RATING |  | LENGTH |  | JACKET COLOUR |  | HAZARD CLASS |  | CERTIFICATION/STANDARD |  | ADDITIONAL FEATURES | [40 empty] | Production Completed
STP_009 - Lot4 | Data Enrichment | PEH |  | 2023-08-11 | 2023-08-17 |  | Mat2 - 1383731 | 1383731 | EA | CABLE;SNSR,LG 4.3 M |  |  | CABLE;TYPE:SENSOR,LENGTH:4.3 M,ADDITIONAL FEATURES EN:GRIPPER ARM, FOR ALL SIMBAS PRODUCTION DRILL RI,MNFR:01)MAINTENANCE TECHNIQUE PTY LTD,PTNO:01)MT9106 1426 64 | EN_01)SENSOR,4.3 M,01)GRIPPER ARM, FOR ALL SIMBAS,01)MAINTENANCE TECHNIQUE PTY L,01)MT9106 1426 64 |  |  | MAINTENANCE TECHNIQUE PTY LTD | MAINTENANCE TECHNIQUE PTY LTD | MT9106 1426 64 | [5 empty] | https://www.mtunderground.com/wp-content/uploads/2019/10/200204-CATALOGUE-BOOM-_-FEED-ASSEMBLY-MTE7-RHS27-CA.pdf | [10 empty] | Cleansed | 26121600 CABLE | CABLE | NO MODIFIER | TYPE | SENSOR | NUMBER OF CONDUCTORS |  | CONDUCTOR SIZE |  | VOLTAGE RATING |  | CURRENT RATING |  | CONDUCTOR MATERIAL |  | JACKET MATERIAL |  | INSULATION MATERIAL |  | TEMPERATURE RATING |  | LENGTH | 4.3 M | HAZARD CLASS |  | CERTIFICATION/STANDARD |  | ADDITIONAL FEATURES | GRIPPER ARM, FOR ALL SIMBAS PRODUCTION DRILL RI | [47 empty] | Production Completed
STP_009 - Lot4 | Data Enrichment | PEH |  | 2023-08-11 | 2023-08-17 |  | Mat2 - 1347724 | 1347724 | EA | CABLE,ELEC;MAIN POWER,MAINTECH |  |  | CABLE,ELECTRICAL;TYPE:MAIN POWER,MNFR:01)MAINTECH,PTNO:01)MT9106162279 | 01)MAINTECH,01)MT9106162279,EN_01)MAIN POWER |  |  | MAINTECH | MAINTECH | MT9106162279 | [5 empty] | URL NOT FOUND | [10 empty] | Cleansed | 26121600 ELECTICAL CABLE | CABLE | ELECTRICAL | TYPE | MAIN POWER | VOLTAGE RATING |  | CURRENT RATING |  | CONDUCTOR SIZE |  | NUMBER OF CONDUCTORS |  | CORE STRANDS |  | CONDUCTOR MATERIAL |  | JACKET MATERIAL |  | INSULATION MATERIAL |  | FILLER MATERIAL |  | ARMOR TYPE |  | TEMPERATURE RATING |  | LENGTH |  | JACKET COLOUR |  | HAZARD CLASS |  | CERTIFICATION/STANDARD |  | ADDITIONAL FEATURES | [40 empty] | Production Completed
STP_009 - Lot4 | Data Enrichment | PEH |  | 2023-08-11 | 2023-08-17 |  | Mat2 - 1383623 | 1383623 | EA | CABLE,ELEC;PWR |  |  | CABLE,ELECTRICAL;TYPE:POWER,MNFR:01)MINE SITE TECHNOLOGIES PTY LTD,PTNO:01)POWER CABLE | 01)MINE SITE TECHNOLOGIES PTY,01)POWER CABLE,EN_01)POWER |  |  | MINE SITE TECHNOLOGIES PTY LTD | MINE SITE TECHNOLOGIES PTY LTD | POWER CABLE | [5 empty] | URL NOT FOUND | [10 empty] | Cleansed | 26121600 ELECTICAL CABLE | CABLE | ELECTRICAL | TYPE | POWER | VOLTAGE RATING |  | CURRENT RATING |  | CONDUCTOR SIZE |  | NUMBER OF CONDUCTORS |  | CORE STRANDS |  | CONDUCTOR MATERIAL |  | JACKET MATERIAL |  | INSULATION MATERIAL |  | FILLER MATERIAL |  | ARMOR TYPE |  | TEMPERATURE RATING |  | LENGTH |  | JACKET COLOUR |  | HAZARD CLASS |  | CERTIFICATION/STANDARD |  | ADDITIONAL FEATURES | [40 empty] | Production Completed
STP_009 - Lot4 | Data Enrichment | PEH |  | 2023-08-11 | 2023-08-17 |  | Mat2 - 1296516 | 1296516 | M | CABLE,ELEC;PWR, SWA,6.35-11 KV,240 MM2 |  |  | CABLE,ELECTRICAL;POWER, SWA,VOLTAGE RATING:6.35-11 KV,CONDUCTOR SIZE:240 MM2,NUMBER OF CONDUCTORS:3,CORE STRANDS:(61) 2.25 MM, JACKET MATERIAL:XLPE SWA,INSULATION MATERIAL:PVC,LENGTH:200 M,JACKET COLOUR:ORANGE,CERTIFICATION/STANDARD:AS 1026,ADDITIONAL FEATURES EN:METRE MARKED,MNFR:01)PRYSMIAN,PTNO:01)XJJP26QD003OMAA | 01)PRYSMIAN,01)XJJP26QD003OMAA,EN_01)POWER, SWA,6.35-11 KV,240 MM2,(61) 2.25 MM,EN_01)XLPE SWA,EN_01)PVC,200 M,ORANGE,EN_01)AS 1026,01)METRE MARKED |  |  | PRYSMIAN | PRYSMIAN | XJJP26QD003OMAA | [5 empty] | URL NOT FOUND | [10 empty] | Cleansed | 26121600 ELECTICAL CABLE | CABLE | ELECTRICAL | TYPE | POWER | VOLTAGE RATING | 6.35-11 KV | CURRENT RATING |  | CONDUCTOR SIZE | 240 MM2 | NUMBER OF CONDUCTORS | 3 | CORE STRANDS | (61) 2.25 MM | CONDUCTOR MATERIAL |  | JACKET MATERIAL | XLPE SW | INSULATION MATERIAL | PVC | FILLER MATERIAL |  | ARMOR TYPE |  | TEMPERATURE RATING |  | LENGTH | 200 M | JACKET COLOUR | ORANGE | HAZARD CLASS |  | CERTIFICATION/STANDARD | AS 1026 | ADDITIONAL FEATURES | METRE MARKED | [39 empty] | Production Completed
STP_009 - Lot4 | Data Enrichment | PEH |  | 2023-08-11 | 2023-08-17 |  | Mat2 - 1296410 | 1296410 | M | CABLE,ELEC;PWR,0.6-1 KV,1.5 MM2,INS PVC |  |  | CABLE,ELECTRICAL;TYPE:POWER,VOLTAGE RATING:0.6-1 KV,CONDUCTOR SIZE:1.5 MM2,NUMBER OF CONDUCTORS:31,CORE STRANDS:(7) 0.5 MM,JACKET MATERIAL:PVC SWA,INSULATION MATERIAL:PVC,LENGTH:250 M,JACKET COLOUR:ORANGE,CERTIFICATION/STANDARD:AS 3147,ADDITIONAL FEATURES EN: METRE MARKED,MNFR:01)AUSLEC,PTNO:01)4OLX7/050-30SWA | 01)AUSLEC,01)4OLX7/050-30SWA,EN_01)POWER,0.6-1 KV,1.5 MM2,(7) 0.5 MM,EN_01)PVC SWA,EN_01)PVC,250 M,ORANGE,EN_01)AS 3147,01)METRE MARKED |  |  | AUSLEC | AUSLEC | 4OLX7/050-30SWA | [5 empty] | URL NOT FOUND | [10 empty] | Cleansed | 26121600 ELECTICAL CABLE | CABLE | ELECTRICAL | TYPE | POWER | VOLTAGE RATING | 0.6-1 KV | CURRENT RATING |  | CONDUCTOR SIZE | 1.5 MM2 | NUMBER OF CONDUCTORS | 31 | CORE STRANDS | (7) 0.5 MM | CONDUCTOR MATERIAL |  | JACKET MATERIAL | PVC SWA | INSULATION MATERIAL | PVC | FILLER MATERIAL |  | ARMOR TYPE |  | TEMPERATURE RATING |  | LENGTH | 250 M | JACKET COLOUR | ORANGE | HAZARD CLASS |  | CERTIFICATION/STANDARD | AS 3147 | ADDITIONAL FEATURES | METRE MARKED | [39 empty] | Production Completed
STP_009 - Lot4 | Data Enrichment | PEH |  | 2023-08-11 | 2023-08-17 |  | Mat2 - 1296411 | 1296411 | M | CABLE,ELEC;PWR,0.6-1 KV,1.5 MM2,INS PVC |  |  | CABLE,ELECTRICAL;TYPE:POWER,VOLTAGE RATING:0.6-1 KV,CONDUCTOR SIZE:1.5 MM2,NUMBER OF CONDUCTORS:21,CORE STRANDS:(7) 0.5 MM,JACKET MATERIAL:PVC SWA,INSULATION MATERIAL:PVC,LENGTH:250 M,JACKET COLOUR:ORANGE,CERTIFICATION/STANDARD:AS 3147,ADDITIONAL FEATURES EN: METRE-MARKED,MNFR:01)OLEX,PTNO:01)BFCP05AA015OMAA | 01)OLEX,01)BFCP05AA015OMAA,EN_01)POWER,0.6-1 KV,1.5 MM2,(7) 0.5 MM,EN_01)PVC SWA,EN_01)PVC,250 M,ORANGE,EN_01)AS 3147,01)METRE-MARKED |  |  | OLEX | OLEX | BFCP05AA015OMAA | [5 empty] | URL NOT FOUND | [10 empty] | Cleansed | 26121600 ELECTICAL CABLE | CABLE | ELECTRICAL | TYPE | POWER | VOLTAGE RATING | 0.6-1 KV | CURRENT RATING |  | CONDUCTOR SIZE | 1.5 MM2 | NUMBER OF CONDUCTORS | 21 | CORE STRANDS | (7) 0.5 MM | CONDUCTOR MATERIAL |  | JACKET MATERIAL | PVC SWA | INSULATION MATERIAL | PVC | FILLER MATERIAL |  | ARMOR TYPE |  | TEMPERATURE RATING |  | LENGTH | 250 M | JACKET COLOUR | ORANGE | HAZARD CLASS |  | CERTIFICATION/STANDARD | AS 3147 | ADDITIONAL FEATURES | METRE-MARKED | [39 empty] | Production Completed
STP_009 - Lot4 | Data Enrichment | PEH |  | 2023-08-11 | 2023-08-17 |  | Mat2 - 1353709 | 1353709 | M | CABLE,ELEC;PWR,0.6-1 KV,1.5 MM2,INS PVC |  |  | CABLE,ELECTRICAL;TYPE:POWER,VOLTAGE RATING:0.6-1 KV,CONDUCTOR SIZE:1.5 MM2,NUMBER OF CONDUCTORS:16,CORE STRANDS:(7) 0.5 MM,JACKET MATERIAL:PVC SWA,INSULATION MATERIAL:PVC,LENGTH:250 M,JACKET COLOUR:ORANGE,CERTIFICATION/STANDARD:AS 3147,ADDITIONAL FEATURES EN: METRE MARKED,MNFR:01)OLEX,PTNO:01)BFCP05AA015OMAA | 01)OLEX,01)BFCP05AA015OMAA,EN_01)POWER,0.6-1 KV,1.5 MM2,(7) 0.5 MM,EN_01)PVC SWA,EN_01)PVC,250 M,ORANGE,EN_01)AS 3147,01)METRE MARKED |  |  | OLEX | OLEX | BFCP05AA015OMAA | [5 empty] | URL NOT FOUND | [10 empty] | Cleansed | 26121600 ELECTICAL CABLE | CABLE | ELECTRICAL | TYPE | POWER | VOLTAGE RATING | 0.6-1 KV | CURRENT RATING |  | CONDUCTOR SIZE | 1.5 MM2 | NUMBER OF CONDUCTORS | 16 | CORE STRANDS | (7) 0.5 MM | CONDUCTOR MATERIAL |  | JACKET MATERIAL | PVC SWA | INSULATION MATERIAL | PVC | FILLER MATERIAL |  | ARMOR TYPE |  | TEMPERATURE RATING |  | LENGTH | 250 M | JACKET COLOUR | ORANGE | HAZARD CLASS |  | CERTIFICATION/STANDARD | AS 3147 | ADDITIONAL FEATURES | METRE MARKED | [39 empty] | Production Completed
STP_009 - Lot4 | Data Enrichment | PEH |  | 2023-08-11 | 2023-08-17 |  | Mat2 - 1296407 | 1296407 | M | CABLE,ELEC;PWR,0.6-1 KV,16 MM2,CONDCTS 3 |  |  | CABLE,ELECTRICAL;TYPE:POWER,VOLTAGE RATING:0.6-1 KV,CONDUCTOR SIZE:16 MM2,NUMBER OF CONDUCTORS:3,CORE STRANDS:(7) 1.7 MM,JACKET MATERIAL:PVC SWA,INSULATION MATERIAL:PVC,JACKET COLOUR:ORANGE,CERTIFICATION/STANDARD:AS 3147,ADDITIONAL FEATURES EN:METRE MARKED, MNFR:01)OLEX,PTNO:01)7/170-2SWA | 01)OLEX,01)7/170-2SWA,EN_01)POWER,0.6-1 KV,16 MM2,(7) 1.7 MM,EN_01)PVC SWA,EN_01)PVC,ORANGE,EN_01)AS 3147,01)METRE MARKED |  |  | OLEX | OLEX | 7/170-2SWA | [5 empty] | URL NOT FOUND | [10 empty] | Cleansed | 26121600 ELECTICAL CABLE | CABLE | ELECTRICAL | TYPE | POWER | VOLTAGE RATING | 0.6-1 KV | CURRENT RATING |  | CONDUCTOR SIZE | 16 MM2 | NUMBER OF CONDUCTORS | 3 | CORE STRANDS | (7) 1.7 MM | CONDUCTOR MATERIAL |  | JACKET MATERIAL | PVC SWA | INSULATION MATERIAL | PVC | FILLER MATERIAL |  | ARMOR TYPE |  | TEMPERATURE RATING |  | LENGTH |  | JACKET COLOUR | ORANGE | HAZARD CLASS |  | CERTIFICATION/STANDARD | AS 3147 | ADDITIONAL FEATURES | METRE MARKED | [39 empty] | Production Completed
STP_009 - Lot4 | Data Enrichment | PEH |  | 2023-08-11 | 2023-08-17 |  | Mat2 - 1319350 | 1319350 | M | CABLE,ELEC;PWR,0.6-1 KV,2.5 MM2,INS PVC |  |  | CABLE,ELECTRICAL;TYPE:POWER,VOLTAGE RATING:0.6-1 KV,CONDUCTOR SIZE:2.5 MM2,NUMBER OF CONDUCTORS:6,CORE STRANDS:(7) 0.67 MM,JACKET MATERIAL:PVC SWA,INSULATION MATERIAL:PVC,LENGTH:500 M,JACKET COLOUR:ORANGE,CERTIFICATION/STANDARD:AS 3147,ADDITIONAL FEATURES EN: METRE MARKED,MNFR:01)CMA,PTNO:01)CEB05PNP 7/0.67MM | 01)CMA,01)CEB05PNP 7/0.67MM,EN_01)POWER,0.6-1 KV,2.5 MM2,(7) 0.67 MM,EN_01)PVC SWA,EN_01)PVC,500 M,ORANGE,EN_01)AS 3147,01)METRE MARKED |  |  | CMA | CMA | CEB05PNP 7/0.67MM | [5 empty] | URL NOT FOUND | [10 empty] | Cleansed | 26121600 ELECTICAL CABLE | CABLE | ELECTRICAL | TYPE | POWER | VOLTAGE RATING | 0.6-1 KV | CURRENT RATING |  | CONDUCTOR SIZE | 2.5 MM2 | NUMBER OF CONDUCTORS | 6 | CORE STRANDS | (7) 0.67 MM | CONDUCTOR MATERIAL |  | JACKET MATERIAL | PVC SWA | INSULATION MATERIAL | PVC | FILLER MATERIAL |  | ARMOR TYPE |  | TEMPERATURE RATING |  | LENGTH | 500 M | JACKET COLOUR | ORANGE | HAZARD CLASS |  | CERTIFICATION/STANDARD | AS 3147 | ADDITIONAL FEATURES | METRE MARKED | [39 empty] | Production Completed
STP_009 - Lot4 | Data Enrichment | PEH |  | 2023-08-11 | 2023-08-17 |  | Mat2 - 1317145 | 1317145 | EA | CABLE,ELEC;PWR,0.66/1.1 KV,10 MM2,ORANGE |  |  | CABLE,ELECTRICAL;TYPE:POWER,VOLTAGE RATING:0.66/1.1 KV,CONDUCTOR SIZE:10 MM2,NUMBER OF CONDUCTORS:4,CORE STRANDS:(77) 0.4 MM, LENGTH:500 M,JACKET COLOUR:ORANGE,ADDITIONAL FEATURES EN:TRAILING, TYPE 209, RED, WHITE, BLUE, BLACK,MNFR:01)CMA,PTNO:01)0017831 | 01)CMA,01)0017831,EN_01)POWER,0.66/1.1 KV,10 MM2,(77) 0.4 MM,500 M,ORANGE,01)TRAILING, TYPE 209, RED, WH |  |  | CMA | CMA | 0017831 | [5 empty] | URL NOT FOUND | [10 empty] | Cleansed | 26121600 ELECTICAL CABLE | CABLE | ELECTRICAL | TYPE | POWER | VOLTAGE RATING | 0.66/1.1 KV | CURRENT RATING |  | CONDUCTOR SIZE | 10 MM2 | NUMBER OF CONDUCTORS | 4 | CORE STRANDS | (77) 0.4 MM | CONDUCTOR MATERIAL |  | JACKET MATERIAL |  | INSULATION MATERIAL |  | FILLER MATERIAL |  | ARMOR TYPE |  | TEMPERATURE RATING |  | LENGTH | 500 M | JACKET COLOUR | ORANGE | HAZARD CLASS |  | CERTIFICATION/STANDARD |  | ADDITIONAL FEATURES | TRAILING, TYPE 209, RED, WHITE, BLUE, BLACK | [39 empty] | Production Completed
STP_009 - Lot4 | Data Enrichment | PEH |  | 2023-08-11 | 2023-08-17 |  | Mat2 - 1353551 | 1353551 | EA | CABLE,ELEC;PWR,110 V,1.13 MM2,CONDCTS 2 |  |  | CABLE,ELECTRICAL;TYPE:POWER,VOLTAGE RATING:110 V,CONDUCTOR SIZE:1.13 MM2,NUMBER OF CONDUCTORS:2,CORE STRANDS:(16) 0.3 MM, CONDUCTOR MATERIAL:COPPER,INSULATION MATERIAL:PVC,LENGTH:100 M,JACKET COLOUR:BLACK,CERTIFICATION/STANDARD:AS/NZ 3808-2000, ADDITIONAL FEATURES EN:3 MM, RED,MNFR:01)ASHDOWN,PTNO:01)ACX0806L | 01)ASHDOWN,01)ACX0806L,EN_01)POWER,110 V,1.13 MM2,(16) 0.3 MM,EN_01)COPPER,EN_01)PVC,100 M,BLACK,EN_01)AS/NZ 3808-2000,01)3 MM, RED |  |  | ASHDOWN | ASHDOWN | ACX0806L | [5 empty] | http://www.indotek-bpn.com/download/Cable_Connectors_&_Accessories.pdf | https://www.repco.com.au/globes-batteries-electrical/electrical-accessories/automotive-electrical-cable/oex-3mm-twin-core-automotive-cable-red-black-with-black-sheath-100m-roll-acx0806l/p/A5393391 | [9 empty] | Enriched | 26121600 ELECTICAL CABLE | CABLE | ELECTRICAL | TYPE | POWER | VOLTAGE RATING | 110 V | CURRENT RATING |  | CONDUCTOR SIZE | 1.13 MM2 | NUMBER OF CONDUCTORS | 2 | CORE STRANDS | (16) 0.3 MM | CONDUCTOR MATERIAL | COPPER | JACKET MATERIAL |  | INSULATION MATERIAL | PVC | FILLER MATERIAL |  | ARMOR TYPE |  | TEMPERATURE RATING | 90 DEG C | LENGTH | 100 M | JACKET COLOUR | BLACK | HAZARD CLASS |  | CERTIFICATION/STANDARD | AS/NZ 3808-2000 | ADDITIONAL FEATURES | 3 MM, RED | [39 empty] | Production Completed
STP_009 - Lot4 | Data Enrichment | PEH |  | 2023-08-11 | 2023-08-17 |  | Mat2 - 1353315 | 1353315 | EA | CABLE,ELEC;PWR,110 V,1.84 MM2,CONDCTS 2 |  |  | CABLE,ELECTRICAL;TYPE:POWER,VOLTAGE RATING:110 V,CONDUCTOR SIZE:1.84 MM2,NUMBER OF CONDUCTORS:2,CORE STRANDS:(23) 0.32 MM,LENGTH: 100 M,ADDITIONAL FEATURES EN:4 MM, RED/BLACK,MNFR:01)ASHDOWN,PTNO:01)ACX0808L | 01)ASHDOWN,01)ACX0808L,EN_01)POWER,110 V,1.84 MM2,(23) 0.32 MM,100 M,01)4 MM, RED/BLACK |  |  | ASHDOWN | ASHDOWN | ACX0808L | [5 empty] | http://www.indotek-bpn.com/download/Cable_Connectors_&_Accessories.pdf | https://www.repco.co.nz/globes-batteries-electrical/electrical-accessories/automotive-electrical-cable/oex-4mm-twin-core-automotive-cable-red-black-with-black-sheath-100m-roll-nz-ref-153-acx0808l/p/A1194680 | [9 empty] | Enriched | 26121600 ELECTICAL CABLE | CABLE | ELECTRICAL | TYPE | POWER | VOLTAGE RATING | 110 V | CURRENT RATING |  | CONDUCTOR SIZE | 1.84 MM2 | NUMBER OF CONDUCTORS | 2 | CORE STRANDS | (23) 0.32 MM | CONDUCTOR MATERIAL |  | JACKET MATERIAL |  | INSULATION MATERIAL |  | FILLER MATERIAL |  | ARMOR TYPE |  | TEMPERATURE RATING | 90 DEG C | LENGTH | 100 M | JACKET COLOUR | BLACK | HAZARD CLASS |  | CERTIFICATION/STANDARD |  | ADDITIONAL FEATURES | 4 MM | [39 empty] | Production Completed
STP_009 - Lot4 | Data Enrichment | PEH |  | 2023-08-11 | 2023-08-17 |  | Mat2 - 1229675 | 1229675 | EA | CABLE,ELEC;PWR,ACCRETIO, SUPPLY KIT |  |  | CABLE,ELECTRICAL;TYPE:POWER,ADDITIONAL FEATURES EN:ACCRETIO, SUPPLY KIT,MNFR:01)ISADRAUL,PTNO:01)2353893 | 01)ISADRAUL,01)2353893,EN_01)POWER,01)ACCRETIO, SUPPLY KIT |  |  | ISADRAUL | ISADRAUL | 2353893 | [5 empty] | URL NOT FOUND | [10 empty] | Cleansed | 26121600 ELECTICAL CABLE | CABLE | ELECTRICAL | TYPE | POWER | VOLTAGE RATING |  | CURRENT RATING |  | CONDUCTOR SIZE |  | NUMBER OF CONDUCTORS |  | CORE STRANDS |  | CONDUCTOR MATERIAL |  | JACKET MATERIAL |  | INSULATION MATERIAL |  | FILLER MATERIAL |  | ARMOR TYPE |  | TEMPERATURE RATING |  | LENGTH |  | JACKET COLOUR |  | HAZARD CLASS |  | CERTIFICATION/STANDARD |  | ADDITIONAL FEATURES | ACCRETIO, SUPPLY KIT | [39 empty] | Production Completed
STP_009 - Lot4 | Data Enrichment | PEH |  | 2023-08-11 | 2023-08-17 |  | Mat2 - 1295838 | 1295838 | EA | CABLE,ELEC;PWR,AUTOPED,P-AP-009 |  |  | CABLE,ELECTRICAL;TYPE:POWER,MNFR:01)AUTOPED,PTNO:01)P-AP-009 | 01)AUTOPED,01)P-AP-009,EN_01)POWER |  |  | AUTOPED | AUTOPED | P-AP-009 | [5 empty] | URL NOT FOUND | [10 empty] | Cleansed | 26121600 ELECTICAL CABLE | CABLE | ELECTRICAL | TYPE | POWER | VOLTAGE RATING |  | CURRENT RATING |  | CONDUCTOR SIZE |  | NUMBER OF CONDUCTORS |  | CORE STRANDS |  | CONDUCTOR MATERIAL |  | JACKET MATERIAL |  | INSULATION MATERIAL |  | FILLER MATERIAL |  | ARMOR TYPE |  | TEMPERATURE RATING |  | LENGTH |  | JACKET COLOUR |  | HAZARD CLASS |  | CERTIFICATION/STANDARD |  | ADDITIONAL FEATURES | [40 empty] | Production Completed
STP_009 - Lot4 | Data Enrichment | PEH |  | 2023-08-11 | 2023-08-17 |  | Mat2 - 1296157 | 1296157 | EA | CABLE,ELEC;PWR,CONDCTS 2,ORANGE,FIG.8 |  |  | CABLE,ELECTRICAL;TYPE:POWER,NUMBER OF CONDUCTORS:2,CORE STRANDS:(16) 0.2 MM,JACKET COLOUR:ORANGE,ADDITIONAL FEATURES EN:FIG.8, MNFR:01)OLEX,PTNO:01)JBDRO1KFOO2 AAOG | 01)OLEX,01)JBDRO1KFOO2 AAOG,EN_01)POWER,(16) 0.2 MM,ORANGE,01)FIG.8 |  |  | OLEX | OLEX | JBDRO1KFOO2 AAOG | [5 empty] | URL NOT FOUND | [10 empty] | Cleansed | 26121600 ELECTICAL CABLE | CABLE | ELECTRICAL | TYPE | POWER | VOLTAGE RATING |  | CURRENT RATING |  | CONDUCTOR SIZE |  | NUMBER OF CONDUCTORS | 2 | CORE STRANDS | (16) 0.2 MM | CONDUCTOR MATERIAL |  | JACKET MATERIAL |  | INSULATION MATERIAL |  | FILLER MATERIAL |  | ARMOR TYPE |  | TEMPERATURE RATING |  | LENGTH |  | JACKET COLOUR | ORANGE | HAZARD CLASS |  | CERTIFICATION/STANDARD |  | ADDITIONAL FEATURES | FIG.8 | [39 empty] | Production Completed
STP_009 - Lot4 | Data Enrichment | PEH |  | 2023-08-11 | 2023-08-17 |  | Mat2 - 1296156 | 1296156 | EA | CABLE,ELEC;PWR,CONDCTS 2,YELLOW,FIG.8 |  |  | CABLE,ELECTRICAL;TYPE:POWER,NUMBER OF CONDUCTORS:2,CORE STRANDS:(16) 0.2 MM,JACKET COLOUR:YELLOW,ADDITIONAL FEATURES EN:FIG.8, MNFR:01)ASC,PTNO:01)66TK2/501 YELLOW | 01)ASC,01)66TK2/501 YELLOW,EN_01)POWER,(16) 0.2 MM,YELLOW,01)FIG.8 |  |  | ASC | ASC | 66TK2/501 YELLOW | [5 empty] | URL NOT FOUND | [10 empty] | Cleansed | 26121600 ELECTICAL CABLE | CABLE | ELECTRICAL | TYPE | POWER | VOLTAGE RATING |  | CURRENT RATING |  | CONDUCTOR SIZE |  | NUMBER OF CONDUCTORS | 2 | CORE STRANDS | (16) 0.2 MM | CONDUCTOR MATERIAL |  | JACKET MATERIAL |  | INSULATION MATERIAL |  | FILLER MATERIAL |  | ARMOR TYPE |  | TEMPERATURE RATING |  | LENGTH |  | JACKET COLOUR | YELLOW | HAZARD CLASS |  | CERTIFICATION/STANDARD |  | ADDITIONAL FEATURES | FIG.8 | [39 empty] | Production Completed
STP_009 - Lot4 | Data Enrichment | PEH |  | 2023-08-11 | 2023-08-17 | TYPE PROCESSED BASED ON WEBSOURCE CONFLICT W.R.T INPUT | Mat2 - 1285735 | 1285735 | EA | CABLE,PUSHPULL;THROTTLE |  |  | CABLE,PUSH PULL;TYPE:THROTTLE,MNFR:01)FORKFORCE,PTNO:01)M30452I02000 | THROTTLE,01)FORKFORCE,01)M30452I02000 |  |  | FORK FORCE AUSTRALIA PTY LTD | FORK FORCE AUSTRALIA PTY LTD | M30452I02000 | [5 empty] | https://lippamhe.com/buy-parts-online/ols/products/m30452i02000-accelerator-cable-maximal-4wd-rough-terrain-forklift | https://www.folangsiforklift.com/Products/ChassisParts/Cables/show_6235.html | [9 empty] | Enriched | 26121600 PUSH PULL CABLE | CABLE | PUSH PULL | TYPE | ACCELATOR | DIAMETER |  | MATERIAL |  | CORE DIAMETER |  | CORE MATERIAL |  | TENSILE STRENGTH |  | TEMPERATURE RATING |  | LENGTH |  | HAZARD CLASS |  | CERTIFICATION/STANDARD |  | ADDITIONAL FEATURES | [52 empty] | Production Completed
STP_009 - Lot4 | Data Enrichment | PEH |  | 2023-08-11 | 2023-08-17 |  | Mat2 - 1285340 | 1285340 | EA | CABLE,SGNL;DISPLAY PORT 1.2,19,LG 3 M |  |  | CABLE,SIGNAL;TYPE:DISPLAY PORT 1.2,NUMBER OF CONDUCTORS:19,CONNECTION TYPE:MALE 20 PIN BOTH ENDS,LENGTH:3 M,JACKET MATERIAL:PVC, INSULATION MATERIAL:ALUMINUM MYLAR FOIL BRAID,HAZARD CLASS:CMG RATED,ADDITIONAL FEATURES EN:ANTHRA LINE,MNFR:01)LINDY AUSTRALIA PTY LTD,PTNO:01)36483 | DISPLAY PORT 1.2,MALE 20 PIN BOTH ENDS,3 M,PVC,ALUMINUM MYLAR FOIL BRAID,CMG RATED,01)ANTHRA LINE,01)LINDY AUSTRALIA PTY LTD,01)36483 |  |  | LINDY AUSTRALIA PTY LTD | LINDY AUSTRALIA PTY LTD | 36483 | [5 empty] | https://www.lindy-international.com/3m-DisplayPort-1-4-Cable-Anthra-Line.htm?websale8=ld0101.ld021102&pi=36483 | [10 empty] | Enriched | 26121604 SIGNAL CABLE | CABLE | SIGNAL | TYPE | DISPLAY PORT 1.2 | NUMBER OF CONDUCTORS | 19 | CONDUCTOR SIZE | 28 AWG | CONNECTION TYPE | MALE 20 PIN BOTH ENDS | CONDUCTOR MATERIAL | COPPER | LENGTH | 3 M | VOLTAGE RATING |  | JACKET MATERIAL | PVC | INSULATION MATERIAL | ALUMINUM MYLAR FOIL BRAID | TEMPERATURE RATING | -20 TO 80 DEG C | HAZARD CLASS | CMG RATED | CERTIFICATION/STANDARD |  | ADDITIONAL FEATURES | ANTHRA LINE | [47 empty] | Production Completed
STP_009 - Lot4 | Data Enrichment | PEH |  | 2023-08-11 | 2023-08-17 | JACKET MATERIAL PROCESSED BASED ON WEBSOURCE CONFLICT W.R.T INPUT | Mat2 - 1285184 | 1285184 | EA | CABLE,SGNL;HDMI 2.0,MALE A BOTH ENDS |  |  | CABLE,SIGNAL;TYPE:HDMI 2.0,CONNECTION TYPE:MALE A BOTH ENDS,LENGTH:3 M,JACKET MATERIAL:GOLD PLATED,ADDITIONAL FEATURES EN:HIGH SPEED, TRANFER RATE 18GB PER SEC, TRIPLE S,MNFR:01)LINDY AUSTRALIA PTY LTD,PTNO:01)36964 | HDMI 2.0,MALE A BOTH ENDS,3 M,GOLD PLATED,01)HIGH SPEED, TRANFER RATE 18,01)LINDY AUSTRALIA PTY LTD,01)36964 |  |  | LINDY AUSTRALIA PTY LTD | LINDY AUSTRALIA PTY LTD | 36964 | [5 empty] | https://www.lindy-international.com/3m-HDMI-High-Speed-HDMI-Cable-Anthra-Line.htm?websale8=ld0101.ld021102&pi=36964 | [10 empty] | Enriched | 26121604 SIGNAL CABLE | CABLE | SIGNAL | TYPE | HIGH SPEED,HDMI 2.0 | NUMBER OF CONDUCTORS |  | CONDUCTOR SIZE | 28 AWG | CONNECTION TYPE | MALE A BOTH ENDS | CONDUCTOR MATERIAL | COPPER | LENGTH | 3 M | VOLTAGE RATING |  | JACKET MATERIAL | PVC | INSULATION MATERIAL |  | TEMPERATURE RATING | -30 TO 80 DEG C | HAZARD CLASS |  | CERTIFICATION/STANDARD |  | ADDITIONAL FEATURES | TRANFER RATE 18GB PER SEC, TRIPLE S | [47 empty] | Production Completed
STP_009 - Lot4 | Data Enrichment | PEH |  | 2023-08-11 | 2023-08-17 |  | Mat2 - 1285380 | 1285380 | EA | CABLE,SGNL;HIGH SPEED,HDMI,LG 2 M |  |  | CABLE,SIGNAL;TYPE:HIGH SPEED,CONNECTION TYPE:HDMI,LENGTH:2 M,MNFR:01)LINDY AUSTRALIA PTY LTD,PTNO:01)36963 | HIGH SPEED,HDMI,2 M,01)LINDY AUSTRALIA PTY LTD,01)36963 |  |  | LINDY AUSTRALIA PTY LTD | LINDY AUSTRALIA PTY LTD | 36963 | [5 empty] | https://www.lindy-international.com/2m-HDMI-High-Speed-HDMI-Cable-Anthra-Line.htm?websale8=ld0101.ld021102&pi=36963 | [10 empty] | Enriched | 26121604 SIGNAL CABLE | CABLE | SIGNAL | TYPE | HIGH SPEED, HDMI | NUMBER OF CONDUCTORS |  | CONDUCTOR SIZE | 30 AWG | CONNECTION TYPE |  | CONDUCTOR MATERIAL | COPPER | LENGTH | 2 M | VOLTAGE RATING |  | JACKET MATERIAL | PVC | INSULATION MATERIAL |  | TEMPERATURE RATING | -30 TO 80 DEG C | HAZARD CLASS |  | CERTIFICATION/STANDARD |  | ADDITIONAL FEATURES | [48 empty] | Production Completed
STP_009 - Lot4 | Data Enrichment | PEH |  | 2023-08-11 | 2023-08-17 | PARTIALLY MATCHED | Mat2 - 1316981 | 1316981 | EA | CABLE,SGNL;LG 2.5 M |  |  | CABLE,SIGNAL;LENGTH:2.5 M,MNFR:01)MAINTECH,PTNO:01)MT3176998380 | 2.5 M,01)MAINTECH,01)MT3176998380 |  |  | MAINTECH | MAINTECH | MT3176998380 | [5 empty] | https://www.mtunderground.com/wp-content/uploads/2019/10/200204-CATALOGUE-BOOM-_-FEED-ASSEMBLY-MTE7-RHS27-CA.pdf | [10 empty] | Cleansed | 26121604 SIGNAL CABLE | CABLE | SIGNAL | TYPE |  | NUMBER OF CONDUCTORS |  | CONDUCTOR SIZE |  | CONNECTION TYPE |  | CONDUCTOR MATERIAL |  | LENGTH | 2.5 M | VOLTAGE RATING |  | JACKET MATERIAL |  | INSULATION MATERIAL |  | TEMPERATURE RATING |  | HAZARD CLASS |  | CERTIFICATION/STANDARD |  | ADDITIONAL FEATURES | [48 empty] | Production Completed
STP_009 - Lot4 | Data Enrichment | PEH |  | 2023-08-11 | 2023-08-17 |  | Mat2 - 1287106 | 1287106 | EA | CABLE,SGNL;LG 3.5 M |  |  | CABLE,SIGNAL;LENGTH:3.5 M,MNFR:01)MAINTECH,PTNO:01)MT3176001089 | 3.5 M,01)MAINTECH,01)MT3176001089 |  |  | MAINTECH | MAINTECH | MT3176001089 | [5 empty] | https://www.mtunderground.com/wp-content/uploads/2019/10/200204-CATALOGUE-BOOM-_-FEED-ASSEMBLY-MTE7-RHS27-CA.pdf | [10 empty] | Cleansed | 26121604 SIGNAL CABLE | CABLE | SIGNAL | TYPE |  | NUMBER OF CONDUCTORS |  | CONDUCTOR SIZE |  | CONNECTION TYPE |  | CONDUCTOR MATERIAL |  | LENGTH | 3.5 M | VOLTAGE RATING |  | JACKET MATERIAL |  | INSULATION MATERIAL |  | TEMPERATURE RATING |  | HAZARD CLASS |  | CERTIFICATION/STANDARD |  | ADDITIONAL FEATURES | [48 empty] | Production Completed
STP_009 - Lot4 | Data Enrichment | PEH |  | 2023-08-11 | 2023-08-17 | PARTIALLY MATCHED | Mat2 - 1293018 | 1293018 | EA | CABLE,SGNL;LG 4.5 M |  |  | CABLE,SIGNAL;LENGTH:4.5 M,MNFR:01)MAINTECH,PTNO:01)MT3176998387 | 4.5 M,01)MAINTECH,01)MT3176998387 |  |  | MAINTECH | MAINTECH | MT3176998387 | [5 empty] | https://www.mtunderground.com/wp-content/uploads/2019/10/200204-CATALOGUE-BOOM-_-FEED-ASSEMBLY-MTE7-RHS27-CA.pdf | [10 empty] | Cleansed | 26121604 SIGNAL CABLE | CABLE | SIGNAL | TYPE |  | NUMBER OF CONDUCTORS |  | CONDUCTOR SIZE |  | CONNECTION TYPE |  | CONDUCTOR MATERIAL |  | LENGTH | 4.5 M | VOLTAGE RATING |  | JACKET MATERIAL |  | INSULATION MATERIAL |  | TEMPERATURE RATING |  | HAZARD CLASS |  | CERTIFICATION/STANDARD |  | ADDITIONAL FEATURES | [48 empty] | Production Completed
STP_009 - Lot4 | Data Enrichment | PEH |  | 2023-08-11 | 2023-08-17 |  | Mat2 - 1215265 | 1215265 | EA | CABLE,WLDG;CU,50MM2,10M | SOLDADURA CABLE; | CBLE SOUDURE; | CABLE,WELDING;MATERIAL:COPPER,ADDITIONAL FEATURES EN:50MM2,10M,MNFR:BOC LIMITED,PTNO:BOC50/10 | EN_01)COPPER,01)50MM2,10M,01)BOC LIMITED,01)BOC50/10 | BOC50/10 | 1068135 | BOC LIMITED | BOC LIMITED | BOC50/10 | [5 empty] | https://www.boc.co.nz/shop/en/nz/boc5010-111 | [10 empty] | Enriched | 26121600 WELDING CABLE | CABLE | WELDING | TYPE |  | CABLE SIZE | 50 MM2 | VOLTAGE RATING | 0.6-1 KV | CURRENT RATING |  | LENGTH | 10 M | MATERIAL | COPPER | DUTY CYCLE |  | JACKET MATERIAL |  | TEMPERATURE RATING |  | HAZARD CLASS |  | CERTIFICATION/STANDARD | AS/NZS 5000.1 | ADDITIONAL FEATURES | [50 empty] | Production Completed
STP_009 - Lot4 | Data Enrichment | PEH |  | 2023-08-11 | 2023-08-17 |  | Mat2 - 1383937 | 1383937 | EA | CABLE,WLDG;FLEXIBLE,120 MM2,1702/0 |  |  | CABLE,WELDING;TYPE:FLEXIBLE,CABLE SIZE:120 MM2,ADDITIONAL FEATURES EN:1702/0,MNFR:01)CNW (MOUNT ISA) ELECT WHOLESALER,PTNO:01) ELEZW120-LOT | FLEXIBLE,120 MM2,01)1702/0,01)CNW (MOUNT ISA) ELECT WHOLE,01)ELEZW120-LOT |  |  | CNW (MOUNT ISA) ELECT WHOLESALER | CNW (MOUNT ISA) ELECT WHOLESALER | ELEZW120-LOT | [5 empty] | https://shop.cnw.com.au/cnw/en/AUD/All-Categories/Cable-%26-Wire/Flexible-%26-Industrial/CABLE-WELDING-FLEX-120MM-1702-0/p/ELEZW120A10 | [10 empty] | Cleansed | 26121600 WELDING CABLE | CABLE | WELDING | TYPE | FLEXIBLE | CABLE SIZE | 120 MM2 | VOLTAGE RATING |  | CURRENT RATING |  | LENGTH |  | MATERIAL |  | DUTY CYCLE |  | JACKET MATERIAL |  | TEMPERATURE RATING |  | HAZARD CLASS |  | CERTIFICATION/STANDARD |  | ADDITIONAL FEATURES | 1702/0 | [49 empty] | Production Completed
STP_009 - Lot4 | Data Enrichment | PEH |  | 2023-08-11 | 2023-08-17 |  | Mat2 - 1383719 | 1383719 | EA | CABLE,WLDG;FLEXIBLE,35 MM2 |  |  | CABLE,WELDING;TYPE:FLEXIBLE,CABLE SIZE:35 MM2,MNFR:01)CNW (MOUNT ISA) ELECT WHOLESALER,PTNO:01)ELEZW35-LOT | FLEXIBLE,35 MM2,01)CNW (MOUNT ISA) ELECT WHOLE,01)ELEZW35-LOT |  |  | CNW (MOUNT ISA) ELECT WHOLESALER | CNW (MOUNT ISA) ELECT WHOLESALER | ELEZW35-LOT | [5 empty] | https://shop.cnw.com.au/cnw/en/AUD/All-Categories/Cable-%26-Wire/Flexible-Cable/CABLE-WELDING-FLEX-35MM-1121-0-/p/ELEZW35A10 | [10 empty] | Enriched | 26121600 WELDING CABLE | CABLE | WELDING | TYPE | FLEXIBLE | CABLE SIZE | 35 MM2 | VOLTAGE RATING |  | CURRENT RATING |  | LENGTH |  | MATERIAL |  | DUTY CYCLE |  | JACKET MATERIAL |  | TEMPERATURE RATING |  | HAZARD CLASS |  | CERTIFICATION/STANDARD |  | ADDITIONAL FEATURES | [50 empty] | Production Completed
STP_009 - Lot4 | Data Enrichment | PEH |  | 2023-08-11 | 2023-08-17 |  | Mat2 - 1383913 | 1383913 | EA | CABLE,WLDG;FLEXIBLE,50 MM2 |  |  | CABLE,WELDING;TYPE:FLEXIBLE,CABLE SIZE:50 MM2,ADDITIONAL FEATURES EN:1596/0 ELECT - JUDI / MAIER,MNFR:01)CNW (MOUNT ISA) ELECT WHOLESALER,PTNO:01)ELEZW50-LOT | FLEXIBLE,50 MM2,01)1596/0 ELECT - JUDI / MAIER,01)CNW (MOUNT ISA) ELECT WHOLE,01)ELEZW50-LOT |  |  | CNW (MOUNT ISA) ELECT WHOLESALER | CNW (MOUNT ISA) ELECT WHOLESALER | ELEZW50-LOT | [5 empty] | URL NOT FOUND | [10 empty] | Cleansed | 26121600 WELDING CABLE | CABLE | WELDING | TYPE | FLEXIBLE | CABLE SIZE | 50 MM2 | VOLTAGE RATING |  | CURRENT RATING |  | LENGTH |  | MATERIAL |  | DUTY CYCLE |  | JACKET MATERIAL |  | TEMPERATURE RATING |  | HAZARD CLASS |  | CERTIFICATION/STANDARD |  | ADDITIONAL FEATURES | 1596/0 ELECT - JUDI / MAIER | [49 empty] | Production Completed
STP_009 - Lot4 | Data Enrichment | PEH |  | 2023-08-11 | 2023-08-17 |  | Mat2 - 1383671 | 1383671 | EA | CABLE,WLDG;FLEXIBLE,95 MM2 |  |  | CABLE,WELDING;TYPE:FLEXIBLE,CABLE SIZE:95 MM2,MNFR:01)CNW (MOUNT ISA) ELECT WHOLESALER,PTNO:01)ELEZW95-LOT | FLEXIBLE,95 MM2,01)CNW (MOUNT ISA) ELECT WHOLE,01)ELEZW95-LOT |  |  | CNW (MOUNT ISA) ELECT WHOLESALER | CNW (MOUNT ISA) ELECT WHOLESALER | ELEZW95-LOT | [5 empty] | https://shop.cnw.com.au/cnw/en/AUD/All-Categories/Cable-%26-Wire/Flexible-%26-Industrial/CABLE-WELDING-FLEX-95MM-2997-0-/p/ELEZW95@06LOTA10 | [10 empty] | Cleansed | 26121600 WELDING CABLE | CABLE | WELDING | TYPE | FLEXIBLE | CABLE SIZE | 95 MM2 | VOLTAGE RATING |  | CURRENT RATING |  | LENGTH |  | MATERIAL |  | DUTY CYCLE |  | JACKET MATERIAL |  | TEMPERATURE RATING |  | HAZARD CLASS |  | CERTIFICATION/STANDARD |  | ADDITIONAL FEATURES | [50 empty] | Production Completed
STP_009 - Lot4 | Data Enrichment | PEH |  | 2023-08-11 | 2023-08-17 |  | Mat2 - 1383693 | 1383693 | EA | CABLE,WLDG;LEAD ELECTRODE,35 MM,LG 5 M |  |  | CABLE,WELDING;TYPE:LEAD ELECTRODE,CABLE SIZE:35 MM,LENGTH:5 M,ADDITIONAL FEATURES EN:CX21 ITEM 3,MNFR:01)WELDERS PRO SHOP,PTNO:01) LK-EL-2B-5M | LEAD ELECTRODE,35 MM,5 M,01)CX21 ITEM 3,01)WELDERS PRO SHOP,01)LK-EL-2B-5M |  |  | WELDERS PRO SHOP | WELDERS PRO SHOP | LK-EL-2B-5M | [5 empty] | URL NOT FOUND |  | 3 | [8 empty] | Cleansed | 26121600 WELDING CABLE | CABLE | WELDING | TYPE | LEAD ELECTRODE | CABLE SIZE | 35 MM | VOLTAGE RATING |  | CURRENT RATING |  | LENGTH | 5 M | MATERIAL |  | DUTY CYCLE |  | JACKET MATERIAL |  | TEMPERATURE RATING |  | HAZARD CLASS |  | CERTIFICATION/STANDARD |  | ADDITIONAL FEATURES | CX21 | [49 empty] | Production Completed
STP_009 - Lot4 | Data Enrichment | PEH |  | 2023-08-11 | 2023-08-17 |  | Mat2 - 1281571 | 1281571 | EA | COMPOUND,SEAL;20 L |  |  | COMPOUND,SEALING;CONTAINER:20 L,ADDITIONAL FEATURES EN:REQUIRED TO REPLACE CLEAN ROOM STOCKS,MNFR:01)CAVA HYDRAULICS AND AUTO ELECTR | EN_01)20 L,01)REQUIRED TO REPLACE CLEAN R,01)CAVA HYDRAULICS & AUTO ELEC,01)1020004546 |  |  | CAVA HYDRAULICS AND AUTO ELECTR | CAVA HYDRAULICS AND AUTO ELECTR | 1020004546 | [5 empty] | URL NOT FOUND | [10 empty] | Cleansed | 31201705 SEALING COMPOUND | COMPOUND | SEALING | TYPE |  | CONTAINER | 20 L | COLOUR |  | SETTING TIME |  | TEMPERATURE RATING |  | HAZARD CLASS |  | CERTIFICATION/STANDARD |  | ADDITIONAL FEATURES | REQUIRED TO REPLACE CLEAN ROOM STOCKS | [57 empty] | Production Completed
STP_009 - Lot4 | Data Enrichment | PEH |  | 2023-08-11 | 2023-08-17 |  | Mat2 - 1281085 | 1281085 | EA | COMPOUND,SEAL;BATHROOM/KITCHEN ACETIC SI |  |  | COMPOUND,SEALING;TYPE:BATHROOM/KITCHEN ACETIC SILICONE,CONTAINER:CARTRIDGE 300 G,COLOUR:WHITE,MNFR:01)REECE,PTNO:01)1903582 | EN_01)BATHROOM/KITCHEN ACETIC,EN_01)CARTRIDGE 300 G,WHITE,01)REECE,01)1903582 |  |  | REECE | REECE | 1903582 | [5 empty] | https://www.reece.com.au/product/soudal-pureseal-kitchen-bathroom-acetic-silicone-1903582 | [10 empty] | Cleansed | 31201705 SEALING COMPOUND | COMPOUND | SEALING | TYPE | BATHROOM/KITCHEN ACETIC SILICONE | CONTAINER | CARTRIDGE 300 G | COLOUR | WHITE | SETTING TIME |  | TEMPERATURE RATING |  | HAZARD CLASS |  | CERTIFICATION/STANDARD |  | ADDITIONAL FEATURES | [58 empty] | Production Completed
STP_009 - Lot4 | Data Enrichment | PEH |  | 2023-08-11 | 2023-08-17 |  | Mat2 - 1281086 | 1281086 | EA | COMPOUND,SEAL;BATHROOM/KITCHEN ACETIC SI |  |  | COMPOUND,SEALING;TYPE:BATHROOM/KITCHEN ACETIC SILICONE,CONTAINER:CARTRIDGE 300 G,COLOUR:CLEAR,MNFR:01)REECE,PTNO:01)1903581 | EN_01)BATHROOM/KITCHEN ACETIC,EN_01)CARTRIDGE 300 G,CLEAR,01)REECE,01)1903581 |  |  | REECE | REECE | 1903581 | [5 empty] | https://www.reece.com.au/product/soudal-pureseal-kitchen-bathroom-acetic-silicone-1903581 | [10 empty] | Cleansed | 31201705 SEALING COMPOUND | COMPOUND | SEALING | TYPE | BATHROOM/KITCHEN ACETIC SILICONE | CONTAINER | CARTRIDGE 300 G | COLOUR | CLEAR | SETTING TIME |  | TEMPERATURE RATING |  | HAZARD CLASS |  | CERTIFICATION/STANDARD |  | ADDITIONAL FEATURES | [58 empty] | Production Completed
STP_009 - Lot4 | Data Enrichment | PEH |  | 2023-08-11 | 2023-08-17 |  | Mat2 - 1281285 | 1281285 | EA | COMPOUND,SEAL;CARTRIDGE 310 ML,BLACK |  |  | COMPOUND,SEALING;CONTAINER:CARTRIDGE 310 ML,COLOUR:BLACK,SETTING TIME:24 HR,MNFR:01)GLOBAL FASTENERS,PTNO:01)SIKA520330 | EN_01)CARTRIDGE 310 ML,BLACK,24 HR,01)GLOBAL FASTENERS,01)SIKA520330 |  |  | GLOBAL FASTENERS | GLOBAL FASTENERS | SIKA520330 | [5 empty] | URL NOT FOUND | [10 empty] | Cleansed | 31201705 SEALING COMPOUND | COMPOUND | SEALING | TYPE |  | CONTAINER | CARTRIDGE 310 ML | COLOUR | BLACK | SETTING TIME | 24 HR | TEMPERATURE RATING |  | HAZARD CLASS |  | CERTIFICATION/STANDARD |  | ADDITIONAL FEATURES | [58 empty] | Production Completed
STP_009 - Lot4 | Data Enrichment | PEH |  | 2023-08-11 | 2023-08-17 |  | Mat2 - 1319362 | 1319362 | BAG | COMPOUND,SEAL;CONCRETE GROUTING,MBTAUST |  |  | COMPOUND,SEALING;TYPE:CONCRETE GROUTING,CONTAINER:BAG 20 KG,MNFR:01)MBTAUST,PTNO:01)120062 | EN_01)CONCRETE GROUTING,EN_01)BAG 20 KG,01)MBTAUST,01)120062 |  |  | MBTAUST | MBTAUST | 120062 | [5 empty] | URL NOT FOUND | [10 empty] | Cleansed | 31201705 SEALING COMPOUND | COMPOUND | SEALING | TYPE | CONCRETE GROUTING | CONTAINER | BAG 20 KG | COLOUR |  | SETTING TIME |  | TEMPERATURE RATING |  | HAZARD CLASS |  | CERTIFICATION/STANDARD |  | ADDITIONAL FEATURES | [58 empty] | Production Completed
STP_009 - Lot4 | Data Enrichment | PEH |  | 2023-08-11 | 2023-08-17 |  | Mat2 - 1281426 | 1281426 | EA | COMPOUND,SEAL;CONCRETE JOINT,GREY,24 HR |  |  | COMPOUND,SEALING;TYPE:CONCRETE JOINT,CONTAINER:FOIL PACK 600 ML,COLOUR:GREY,SETTING TIME:24 HR,TEMPERATURE RATING:-40 TO 70 DEG C, CERTIFICATION/STANDARD:AS/NZS 4020-2018,ADDITIONAL FEATURES EN:POLYURETHANE, SSG,MNFR:01)GLOBAL FASTENERS,PTNO:01)SIKA519842 | EN_01)CONCRETE JOINT,EN_01)FOIL PACK 600 ML,GREY,24 HR,-40 TO 70 DEG C,EN_01)AS/NZS 4020-2018,01)POLYURETHANE, SSG,01)GLOBAL FASTENERS,01)SIKA519842 |  |  | GLOBAL FASTENERS | GLOBAL FASTENERS | SIKA519842 | [5 empty] | https://wafasteners.com.au/products/lubricants-sealants/adhesives-sealants/sikaflex-pro-600ml-sausage-grey-ctn-20 | https://sydneytools.com.au/product/sika-519842-600ml-sikaflex-pro-concrete-grey-polyurethane-joint-sealant | [9 empty] | Cleansed | 31201705 SEALING COMPOUND | COMPOUND | SEALING | TYPE | CONCRETE JOINT | CONTAINER | FOIL PACK 600 ML | COLOUR | GREY | SETTING TIME | 24 HR | TEMPERATURE RATING | -40 TO 70 DEG C | HAZARD CLASS |  | CERTIFICATION/STANDARD | AS/NZS 4020-2018 | ADDITIONAL FEATURES | MATERIAL: POLYURETHANE, SSG | [57 empty] | Production Completed
STP_009 - Lot4 | Data Enrichment | PEH |  | 2023-08-11 | 2023-08-17 |  | Mat2 - 1281581 | 1281581 | EA | COMPOUND,SEAL;FILLNG, SELF EXPANDING FOA |  |  | COMPOUND,SEALING;TYPE:FILLING, SELF EXPANDING FOAM,CONTAINER:CARTRIDGE 750 ML,ADDITIONAL FEATURES EN:POLYURATHANE, SUIT FOAM APPLICATION GUN (SCM),MNFR:01)ENERGYQLD,PTNO:01)2438489 | EN_01)FILLING, SELF EXPANDING,EN_01)CARTRIDGE 750 ML,01)POLYURATHANE, SUIT FOAM APP,01)ENERGYQLD,01)2438489 |  |  | ENERGYQLD | ENERGYQLD | 2438489 | [5 empty] | URL NOT FOUND | [10 empty] | Cleansed | 31201705 SEALING COMPOUND | COMPOUND | SEALING | TYPE | FILLING, SELF EXPANDING FOAM | CONTAINER | CARTRIDGE 750 ML | COLOUR |  | SETTING TIME |  | TEMPERATURE RATING |  | HAZARD CLASS |  | CERTIFICATION/STANDARD |  | ADDITIONAL FEATURES | POLYURATHANE, SUIT FOAM APPLICATION GUN (SCM) | [57 empty] | Production Completed
STP_009 - Lot4 | Data Enrichment | PEH |  | 2023-08-11 | 2023-08-17 |  | Mat2 - 1281485 | 1281485 | EA | COMPOUND,SEAL;FLOOR LEVELLER,PK,GREY |  |  | COMPOUND,SEALING;TYPE:FLOOR LEVELLER,CONTAINER:PACK,COLOUR:GREY,ADDITIONAL FEATURES EN:MATERIAL: CEMENT BASED, WEIGHT: 20KG,MNFR: 01)BUNNINGS WAREHOUSE MT ISA,PTNO:01)0966662 | EN_01)FLOOR LEVELLER,EN_01)PACK,GREY,01)MATERIAL: CEMENT BASED, WEI,01)BUNNINGS WAREHOUSE MT ISA,01)0966662 |  |  | BUNNINGS WAREHOUSE MT ISA | BUNNINGS WAREHOUSE MT ISA | 0966662 | [5 empty] | URL NOT FOUND | [10 empty] | Cleansed | 31201705 SEALING COMPOUND | COMPOUND | SEALING | TYPE | FLOOR LEVELLER | CONTAINER | PACK | COLOUR | GREY | SETTING TIME |  | TEMPERATURE RATING |  | HAZARD CLASS |  | CERTIFICATION/STANDARD |  | ADDITIONAL FEATURES | MATERIAL: CEMENT BASED, WEIGHT: 20KG | [57 empty] | Production Completed
STP_009 - Lot4 | Data Enrichment | PEH |  | 2023-08-11 | 2023-08-17 |  | Mat2 - 1316995 | 1316995 | EA | COMPOUND,SEAL;FOAM, EXPANDING,CAN,CREAM |  |  | COMPOUND,SEALING;TYPE:FOAM, EXPANDING,CONTAINER:CAN,COLOUR:CREAM,SETTING TIME:8-12 MIN,ADDITIONAL FEATURES EN:CONTAINER SIZE: 750ML,MNFR:01)CNW (MOUNT ISA) ELECT WHOLESALER,PTNO:01)MAC53MPF750 | EN_01)FOAM, EXPANDING,EN_01)CAN,CREAM,8-12 MIN,01)CONTAINER SIZE: 750ML,01)CNW (MOUNT ISA) ELECT WHOLE,01)MAC53MPF750 |  |  | CNW (MOUNT ISA) ELECT WHOLESALER | CNW (MOUNT ISA) ELECT WHOLESALER | MAC53MPF750 | [5 empty] | https://shop.cnw.com.au/cnw/en/AUD/All-Categories/Hardware-and-Consumables/Expanding-Foam/EXPANDING-FOAM-750ML-FILL%2CFIX-%26-BOND/p/MAC53MPF750M32 | [10 empty] | Cleansed | 31201705 SEALING COMPOUND | COMPOUND | SEALING | TYPE | FOAM, EXPANDING | CONTAINER | CAN 750ML | COLOUR | CREAM | SETTING TIME | 8-12 MIN | TEMPERATURE RATING |  | HAZARD CLASS |  | CERTIFICATION/STANDARD |  | ADDITIONAL FEATURES | [58 empty] | Production Completed
STP_009 - Lot4 | Data Enrichment | PEH |  | 2023-08-11 | 2023-08-17 |  | Mat2 - 1317907 | 1317907 | EA | COMPOUND,SEAL;GASKET FORMING,10-50 MIN |  |  | COMPOUND,SEALING;TYPE:GASKET FORMING,CONTAINER:CARTRIDGE 300 ML,COLOUR:BLUE METALLIC,SETTING TIME:10-50 MIN,ADDITIONAL FEATURES EN:ULTRA,MNFR:01)ATOMSUP,PTNO:01)90318035,MNFR:02)SKF,PTNO:02)587-370GM-LOC | EN_01)GASKET FORMING,EN_01)CARTRIDGE 300 ML,BLUE METALLIC,10-50 MIN,01)ULTRA,01)ATOMSUP,02)SKF,01)90318035,02)587-370GM-LOC |  |  | SKF | ATOMSUP | 90318035 |  | SKF | 587-370GM-LOC |  |  | URL NOT FOUND | [10 empty] | Cleansed | 31201705 SEALING COMPOUND | COMPOUND | SEALING | TYPE | GASKET FORMING | CONTAINER | CARTRIDGE 300 M | COLOUR | BLUE METALLIC | SETTING TIME | 10-50 MIN | TEMPERATURE RATING |  | HAZARD CLASS |  | CERTIFICATION/STANDARD |  | ADDITIONAL FEATURES | ULTRA | [57 empty] | Production Completed
STP_009 - Lot4 | Data Enrichment | PEH |  | 2023-08-11 | 2023-08-17 |  | Mat2 - 1281543 | 1281543 | EA | COMPOUND,SEAL;PLAS,DRUM 15 KG,ULTRA, CSR |  |  | COMPOUND,SEALING;TYPE:PLASTER,CONTAINER:DRUM 15 KG,ADDITIONAL FEATURES EN:ULTRA, CSR,MNFR:01)BUNNINGS,PTNO:01)0730682 | EN_01)PLASTER,EN_01)DRUM 15 KG,01)ULTRA, CSR,01)BUNNINGS,01)0730682 |  |  | BUNNINGS WAREHOUSE MT ISA | BUNNINGS WAREHOUSE MT ISA | 0730682 | [5 empty] | URL NOT FOUND | [10 empty] | Cleansed | 31201705 SEALING COMPOUND | COMPOUND | SEALING | TYPE | PLASTER | CONTAINER | DRUM 15 KG | COLOUR |  | SETTING TIME |  | TEMPERATURE RATING |  | HAZARD CLASS |  | CERTIFICATION/STANDARD |  | ADDITIONAL FEATURES | ULTRA, CSR | [57 empty] | Production Completed
STP_009 - Lot4 | Data Enrichment | PEH |  | 2023-08-11 | 2023-08-17 |  | Mat2 - 1281093 | 1281093 | EA | COMPOUND,SEAL;PU,SAUSAGE 600 ML,GREY |  |  | COMPOUND,SEALING;TYPE:PU,CONTAINER:SAUSAGE 600 ML,COLOUR:GREY,MNFR:01)BUNNINGS,PTNO:01)1210364 | EN_01)PU,EN_01)SAUSAGE 600 ML,GREY,01)BUNNINGS,01)1210364 |  |  | BUNNINGS WAREHOUSE MT ISA | BUNNINGS WAREHOUSE MT ISA | 1210364 | [5 empty] | URL NOT FOUND | [10 empty] | Cleansed | 31201705 SEALING COMPOUND | COMPOUND | SEALING | TYPE | PU | CONTAINER | SAUSAGE 600 ML | COLOUR | GREY | SETTING TIME |  | TEMPERATURE RATING |  | HAZARD CLASS |  | CERTIFICATION/STANDARD |  | ADDITIONAL FEATURES | [58 empty] | Production Completed
STP_009 - Lot4 | Data Enrichment | PEH |  | 2023-08-11 | 2023-08-17 |  | Mat2 - 1281092 | 1281092 | EA | COMPOUND,SEAL;PU,SAUSAGE 600 ML,WHITE |  |  | COMPOUND,SEALING;TYPE:PU,CONTAINER:SAUSAGE 600 ML,COLOUR:WHITE,MNFR:01)BUNNINGS,PTNO:01)1210365 | EN_01)PU,EN_01)SAUSAGE 600 ML,WHITE,01)BUNNINGS,01)1210365 |  |  | BUNNINGS WAREHOUSE MT ISA | BUNNINGS WAREHOUSE MT ISA | 1210365 | [5 empty] | URL NOT FOUND | [10 empty] | Cleansed | 31201705 SEALING COMPOUND | COMPOUND | SEALING | TYPE | PU | CONTAINER | SAUSAGE 600 ML | COLOUR | WHITE | SETTING TIME |  | TEMPERATURE RATING |  | HAZARD CLASS |  | CERTIFICATION/STANDARD |  | ADDITIONAL FEATURES | [58 empty] | Production Completed
STP_009 - Lot4 | Data Enrichment | PEH |  | 2023-08-11 | 2023-08-17 | COLOUR PROCESSED BASED ON WEBSOURCE CONFLICT W.R.T INPUT | Mat2 - 1281495 | 1281495 | EA | COMPOUND,SEAL;SI, ROOF AND GUTTER,CLEAR |  |  | COMPOUND,SEALING;TYPE:SILICONE, ROOF AND GUTTER,CONTAINER:CARTRIDGE 300 ML,COLOUR:CLEAR,SETTING TIME:24 HR,TEMPERATURE RATING:-60 TO 180 DEG C,ADDITIONAL FEATURES EN:NEUTRAL,MNFR:01)REECE,PTNO:01)1903578 | EN_01)SILICONE, ROOF AND GUTTE,EN_01)CARTRIDGE 300 ML,CLEAR,24 HR,-60 TO 180 DEG C,01)NEUTRAL,01)REECE,01)1903578 |  |  | REECE | REECE | 1903578 | [5 empty] | https://www.reece.com.au/product/soudal-pureseal-roof-gutter-neutral-silicone-1903578 | [10 empty] | Enriched | 31201705 SEALING COMPOUND | COMPOUND | SEALING | TYPE | SILICONE, ROOF AND GUTTER | CONTAINER | CARTRIDGE 300 ML | COLOUR | GREY | SETTING TIME | 24 HR | TEMPERATURE RATING | -60 TO 180 DEG C | HAZARD CLASS |  | CERTIFICATION/STANDARD |  | ADDITIONAL FEATURES | NEUTRAL | [57 empty] | Production Completed
STP_009 - Lot4 | Data Enrichment | PEH |  | 2023-08-11 | 2023-08-17 |  | Mat2 - 1281589 | 1281589 | EA | COMPOUND,SEAL;SI, ROOF AND GUTTER,CLEAR |  |  | COMPOUND,SEALING;TYPE:SILICONE, ROOF AND GUTTER,CONTAINER:CARTRIDGE 300 G,COLOUR:CLEAR,SETTING TIME:24 HR,TEMPERATURE RATING:-60 TO 180 DEG C,MNFR:01)REECE,PTNO:01)1903577 | EN_01)SILICONE, ROOF AND GUTTE,EN_01)CARTRIDGE 300 G,CLEAR,24 HR,-60 TO 180 DEG C,01)REECE,01)1903577 |  |  | REECE | REECE | 1903577 | [5 empty] | https://www.reece.com.au/product/soudal-pureseal-roof-gutter-neutral-silicone-1903577 | [10 empty] | Cleansed | 31201705 SEALING COMPOUND | COMPOUND | SEALING | TYPE | SILICONE, ROOF AND GUTTER | CONTAINER | CARTRIDGE 300 G | COLOUR | CLEAR | SETTING TIME | 24 HR | TEMPERATURE RATING | -60 TO 180 DEG C | HAZARD CLASS |  | CERTIFICATION/STANDARD |  | ADDITIONAL FEATURES | [58 empty] | Production Completed
STP_009 - Lot4 | Data Enrichment | PEH |  | 2023-08-11 | 2023-08-17 |  | Mat2 - 1281098 | 1281098 | EA | COMPOUND,SEAL;SI, WINDOW/GLASS,BLACK |  |  | COMPOUND,SEALING;TYPE:SILICONE, WINDOW/GLASS,CONTAINER:CARTRIDGE 300 G,COLOUR:BLACK,MNFR:01)BUNNINGS,PTNO:01)1230051 | EN_01)SILICONE, WINDOW/GLASS,EN_01)CARTRIDGE 300 G,BLACK,01)BUNNINGS,01)1230051 |  |  | BUNNINGS WAREHOUSE MT ISA | BUNNINGS WAREHOUSE MT ISA | 1230051 | [5 empty] | URL NPT FOUND | [10 empty] | Cleansed | 31201705 SEALING COMPOUND | COMPOUND | SEALING | TYPE | SILICONE, WINDOW/GLASS | CONTAINER | CARTRIDGE 300 G | COLOUR | BLACK | SETTING TIME |  | TEMPERATURE RATING |  | HAZARD CLASS |  | CERTIFICATION/STANDARD |  | ADDITIONAL FEATURES | [58 empty] | Production Completed