## Sheet1
MATERIAL | Project Code | Activities | Production User | CA Code | Production Comments | Start Date | End Date | Remarks | MATERIAL CODE | MATERIAL TYPE | MATERIAL TYPE DESCRIPTION | MATERIAL GROUP | MATERIAL GROUP DESCRIPTION | UOM | MANUFACTURER PROFILE | SHORT TEXT | LONG TEXT | MANUFACTURER PART NUMBER. | MANUFACTURER. | MANUFACTURER NAME. | Reference URL | Reference URL 1 | Manufacturer Name | Manufacturer Part Number | Model Number | Alternate Manufacturer | Alternate Manufacturer Part Number | Alternate Manufacturer 1 | Alternate Manufacturer Part Number 1 | Equipment Name | Equipment Model | Equipment Manufacturer | Drawing Number | Serial Number | Item Number | Enriched/Cleansed | Noun | Modifier | Attribute Name 1 | Attribute Value 1 | Attribute Name 2 | Attribute Value 2 | Attribute Name 3 | Attribute Value 3 | Attribute Name 4 | Attribute Value 4 | Attribute Name 5 | Attribute Value 5 | Attribute Name 6 | Attribute Value 6 | Attribute Name 7 | Attribute Value 7 | Attribute Name 8 | Attribute Value 8 | Attribute Name 9 | Attribute Value 9 | Attribute Name 10 | Attribute Value 10 | Attribute Name 11 | Attribute Value 11 | Attribute Name 12 | Attribute Value 12 | Attribute Name 13 | Attribute Value 13 | Attribute Name 14 | Attribute Value 14 | Attribute Name 15 | Attribute Value 15 | Attribute Name 16 | Attribute Value 16 | Attribute Name 17 | Attribute Value 17 | Attribute Name 18 | Attribute Value 18 | Attribute Name 19 | Attribute Value 19 | Attribute Name 20 | Attribute Value 20 | Attribute Name 21 | Attribute Value 21 | Attribute Name 22 | Attribute Value 22 | Attribute Name 23 | Attribute Value 23 | Attribute Name 24 | Attribute Value 24 | Attribute Name 25 | Attribute Value 25 | Attribute Name 26 | Attribute Value 26 | Attribute Name 27 | Attribute Value 27 | Attribute Name 28 | Attribute Value 28 | Attribute Name 29 | Attribute Value 29 | Attribute Name 30 | Attribute Value 30 | Status
000000000060255891 | STP-004 | DATA ENRICHMENT | SMX | SMX |  | 2022-09-28 |  |  | 000000000060255891 | BHP1 | BHP Spares & Supplies | P3040 | Stationery | EA | MAN2 | ABACUS, PLASTIC, FLAT | ABACUS, PLASTIC, FLAT
000000000060174210 | STP-004 | DATA ENRICHMENT | SMX | SMX |  | 2022-09-28 |  |  | 000000000060174210 | BHP1 | BHP Spares & Supplies | 221015 | Earth moving machinery | EA | MAN2 | ACCELARAT,DIAPH,CONTROL. SLP6 /7.4/ 4.4 | ACCELARATOR,DIAPHRAGM,CONTROL. GHH SLP6 /7.4/ 4.4 P/NR GH58588-000 | 58588000 | 0019011379 | GHH MINING MACHINES
000000000060163822 | STP-004 | DATA ENRICHMENT | SMX | SMX |  | 2022-09-28 |  |  | 000000000060163822 | BHP1 | BHP Spares & Supplies | 120000 | Chemicals (including Bio-Chemicals) and Gas Materials | BOT | MAN2 | ACID, ORTOPHOSPHORIC, 85%, AR, 2.5L | ACID, ORTOPHOSPHORIC, 85PERCENT, AR, 2.5L
000000000060256284 | STP-004 | DATA ENRICHMENT | SMX | SMX |  | 2022-09-28 |  |  | 000000000060256284 | BHP1 | BHP Spares & Supplies | 120000 | Chemicals (including Bio-Chemicals) and Gas Materials | KG | MAN2 | ACID,HYDROCHLORIC,33%,POOL,WASH | ACID,HYDROCHLORIC,33%,POOL,WASH
000000000060179820 | STP-004 | DATA ENRICHMENT | SMX | SMX |  | 2022-09-28 |  |  | 000000000060179820 | BHP1 | BHP Spares & Supplies | 811018 | Chemical engineering | EA | MAN2 | HYDROCHLORIC ACID, AR, 32%, 2.5L | HYDROCHLORIC ACID, AR, 32%, 2.5L
000000000060242444 | STP-004 | DATA ENRICHMENT | SMX | SMX |  | 2022-09-28 |  |  | 000000000060242444 | BHP1 | BHP Spares & Supplies | 120000 | Chemicals (including Bio-Chemicals) and Gas Materials | DR | MAN2 | TP HYDROCHLORIC ACID, 28.5KG DRUM | TP HYDROCHLORIC ACID, 28.5KG DRUM
000000000060226724 | STP-004 | DATA ENRICHMENT | SMX | SMX |  | 2022-09-28 |  |  | 000000000060226724 | BHP1 | BHP Spares & Supplies | 201211 | Cementing equipment | TON | MAN2 | AGGREGATE, 13MM P/N AGG13 | AGGREGATE, 13MM P/N AGG13
000000000060249905 | STP-004 | DATA ENRICHMENT | SMX | SMX |  | 2022-09-28 |  |  | 000000000060249905 | BHP1 | BHP Spares & Supplies | 411100 | Measuring, observing and testing instruments | EA | MAN2 | ANEMOMETER,THERMO,MT90,AIR,VELOCITY,TEMP | ANEMOMETER, THERMO, MT90, AIR, VELOCITY, TEMPERATURE, METER | MT90 | 0019011819 | Unknown
000000000060029605 | STP-004 | DATA ENRICHMENT | SMX | SMX |  | 2022-09-28 |  |  | 000000000060029605 | BHP1 | BHP Spares & Supplies | 461800 | Personal safety and protection | EA | MAN2 | APRON, WELDING, CHROME LEATHER | APRON, WELDING, CHROME LEATHER | 42980SM | 0019008819 | MSA AFRICA
000000000060251221 | STP-004 | DATA ENRICHMENT | SMX | SMX |  | 2022-09-28 |  |  | 000000000060251221 | BHP1 | BHP Spares & Supplies | 200000 | Mining Machinery and Accessories | EA | MAN2 | APRON,BIB,CREW | APRON,BIB,CREW | ALT-CRB | 0019011819 | Unknown
000000000060251235 | STP-004 | DATA ENRICHMENT | SMX | SMX |  | 2022-09-28 |  |  | 000000000060251235 | BHP1 | BHP Spares & Supplies | 200000 | Mining Machinery and Accessories | EA | MAN2 | APRON,BISTRO | APRON,BISTRO | A-BI | 0019011819 | Unknown
000000000060243077 | STP-004 | DATA ENRICHMENT | SMX | SMX |  | 2022-09-28 |  |  | 000000000060243077 | BHP1 | BHP Spares & Supplies | 461800 | Personal safety and protection | EA | MAN2 | APRON,PVC,GREEN | APRON,PVC,GREEN | AG110X70
000000000060114711 | STP-004 | DATA ENRICHMENT | SMX | SMX |  | 2022-09-28 |  |  | 000000000060114711 | BHP1 | BHP Spares & Supplies | 261018 | Motor components | EA | MAN2 | ARMATURE, MV200-50-2 VIBRATOR, AEG | ARMATURE, MV200-50-2 VIBRATOR, AEG | 5262817 | 0019008502 | A E G (PTY) LTD
000000000060250564 | STP-004 | DATA ENRICHMENT | SMX | SMX |  | 2022-09-28 |  |  | 000000000060250564 | BHP1 | BHP Spares & Supplies | 230000 | Industrial Manufacturing and Processing Machinery and Access | EA | MAN2 | ARMATURE,BABY GRINDER,MAKITA 619218-8,EA | ARMATURE,BABY GRINDER,MAKITA 619218-8,20R1116F,20AKY28,EA | 619218-8,20R1116F,20AKY28 | 0019011819 | Unknown
000000000060188383 | STP-004 | DATA ENRICHMENT | SMX | SMX |  | 2022-09-28 |  |  | 000000000060188383 | BHP1 | BHP Spares & Supplies | 391200 | Electrical equipment and components and supplies | EA | MAN2 | MINI SUB BOOT KIT,SILICONE, RCA | MINI SUB BOOT KIT,SILICONE, RCA
000000000060226154 | STP-004 | DATA ENRICHMENT | SMX | SMX |  | 2022-09-28 |  |  | 000000000060226154 | BHP1 | BHP Spares & Supplies | 461516 | Security and control equipment | EA | MAN2 | BOSAL 25MM | BOSAL 25MM
000000000060149715 | STP-004 | DATA ENRICHMENT | SMX | SMX |  | 2022-09-28 |  |  | 000000000060149715 | BHP1 | BHP Spares & Supplies | 312700 | Machine made parts | EA | MAN2 | BOTTOM, SETTLING, COMPLETE, 954 X 976 X | BOTTOM, SETTLING, COMPLETE, 954 X 976 X 3.15 X 3.15MM, JIG 2, DWG F02-573, MULTOTEC
000000000060242580 | STP-004 | DATA ENRICHMENT | SMX | SMX |  | 2022-09-28 |  |  | 000000000060242580 | BHP1 | BHP Spares & Supplies | 271119 | Rough and finishing tools | EA | MAN2 | BRADAWL,600X600MM | BRADAWL , 600X600MM
000000000060253995 | STP-004 | DATA ENRICHMENT | SMX | SMX |  | 2022-09-28 |  |  | 000000000060253995 | BHP1 | BHP Spares & Supplies | 200000 | Mining Machinery and Accessories | EA | MAN2 | BUDS,EAR,ALEX,VARGA,INSOMNIA,TWS | BUDS, EAR, ALEX, VARGA, INSOMNIA, TWS
000000000060241647 | STP-004 | DATA ENRICHMENT | SMX | SMX |  | 2022-09-28 |  |  | 000000000060241647 | BHP1 | BHP Spares & Supplies | 200000 | Mining Machinery and Accessories | EA | MAN2 | BUMP,STOP,VOLVO,1629744 | BUMPSTOP,VOLVO,1629744 | 1629744 - BUMP STOP
000000000060246581 | STP-004 | DATA ENRICHMENT | SMX | SMX |  | 2022-09-28 |  |  | 000000000060246581 | BHP1 | BHP Spares & Supplies | 200000 | Mining Machinery and Accessories | EA | MAN2 | BUMPER,RUBBER,REAR,AXLE,SPRING | BUMPER,RUBBER,REAR,AXLE,SPRING
000000000060228545 | STP-004 | DATA ENRICHMENT | SMX | SMX |  | 2022-09-28 |  |  | 000000000060228545 | BHP1 | BHP Spares & Supplies | 501817 | Baking supplies | EA | MAN2 | BAKERY BUNS 6'S | BAKERY BUNS 6'S
000000000060252150 | STP-004 | DATA ENRICHMENT | SMX | SMX |  | 2022-09-28 |  |  | 000000000060252150 | BHP1 | BHP Spares & Supplies | 200000 | Mining Machinery and Accessories | EA | MAN2 | BUOY,ROUND,150MM | BUOY, ROUND, 150MM
000000000060252142 | STP-004 | DATA ENRICHMENT | SMX | SMX |  | 2022-09-28 |  |  | 000000000060252142 | BHP1 | BHP Spares & Supplies | 200000 | Mining Machinery and Accessories | EA | MAN2 | BUOY,ROUND,250MM | BUOY, ROUND, 250MM
000000000060252051 | STP-004 | DATA ENRICHMENT | SMX | SMX |  | 2022-09-28 |  |  | 000000000060252051 | BHP1 | BHP Spares & Supplies | 270000 | Tools and General Machinery | EA | MAN2 | BURR,ROTARY,SOLID CARBIDE,BALL NOSE | BURR, ROTARY, SOLID CARBIDE, BALL NOSE, CYLINDER, ISO SHAPE D, HEAD DIA 10MM | C10X20X6 | 0019011819 | Unknown
000000000060252425 | STP-004 | DATA ENRICHMENT | SMX | SMX |  | 2022-09-28 |  |  | 000000000060252425 | BHP1 | BHP Spares & Supplies | 270000 | Tools and General Machinery | EA | MAN2 | BURR,ROTARY,SOLID CARBIDE,END CUTTING | BURR, ROTARY, SOLID CARBIDE, END CUTTING, CYLINDER,ISO SHAPE B, HEAD DIA 10MM | B10X20X6 | 0019011819 | Unknown
000000000060234546 | STP-004 | DATA ENRICHMENT | SMX | SMX |  | 2022-09-28 |  |  | 000000000060234546 | BHP1 | BHP Spares & Supplies | P1045 | Electrical equipment & parts, switches, switchboards, barrie | EA | MAN2 | BUZZER 110/240V AC C/H NO 54096 | BUZZER 110/240V AC C/H NO 5409617-970012/K876-R5
000000000060244064 | STP-004 | DATA ENRICHMENT | SMX | SMX |  | 2022-09-28 |  |  | 000000000060244064 | BHP1 | BHP Spares & Supplies | 200000 | Mining Machinery and Accessories | EA | MAN2 | CAB,ENCLOSURE,R/H,ASSY,UV-09100636 | CAB,ENCLOSURE,R/H,ASSY,UV-09100636 | UV-09100636 | 0019011370 | AARD MINING
000000000060233057 | STP-004 | DATA ENRICHMENT | SMX | SMX |  | 2022-09-28 |  |  | 000000000060233057 | BHP1 | BHP Spares & Supplies | 200000 | Mining Machinery and Accessories | EA | MAN2 | CAB,ENCLOSURE,UV-09100676,LHD,AM5.5 | CAB ENCLOSURE, LOW CANOPY, PN UV-09100676, LHD AARD MAJOR 5.5 | UV-09100676 | 0019011370 | AARD MINING
000000000060254984 | STP-004 | DATA ENRICHMENT | SMX | SMX |  | 2022-09-28 |  |  | 000000000060254984 | BHP1 | BHP Spares & Supplies | 441018 | Calculating machines | EA | MAN2 | CALCULATOR,NEXX,PALM,CH903 | CALCULATOR,NEXX,PALM,CH903
000000000060251836 | STP-004 | DATA ENRICHMENT | SMX | SMX |  | 2022-09-28 |  |  | 000000000060251836 | BHP1 | BHP Spares & Supplies | 271132 | Tool kits | EA | MAN2 | CALCULATOR,SCIENTIFIC,DFC240,EDI8250080K | CALCULATOR,SCIENTIFIC,DFC240,EDI8250080K
000000000060242699 | STP-004 | DATA ENRICHMENT | SMX | SMX |  | 2022-09-28 |  |  | 000000000060242699 | BHP1 | BHP Spares & Supplies | 441017 | Printer, photocopier and facsimile accessories | EA | MAN2 | CALCULATOR,SHARP,12 DIGIT,ELSIMATE EL-21 | CALCULATOR,TWIN POWER,SHARP,12 DIGIT,ELSIMATE EL-2128V | 200-SHEL2128
000000000060234171 | STP-004 | DATA ENRICHMENT | SMX | SMX |  | 2022-09-28 |  |  | 000000000060234171 | BHP1 | BHP Spares & Supplies | 441018 | Calculating machines | EA | MAN2 | CALCULATOR,SHARP,EL531WHB | SHARP,EL531WHB,CALCULATOR
000000000060256043 | STP-004 | DATA ENRICHMENT | SMX | SMX |  | 2022-09-28 |  |  | 000000000060256043 | BHP1 | BHP Spares & Supplies | 271123 | Marking tools | EA | MAN2 | CALENDAR,YEARLY,SIZE A2,EA | CALENDAR, YEARLY, SIZE A2, EA
000000000060256012 | STP-004 | DATA ENRICHMENT | SMX | SMX |  | 2022-09-28 |  |  | 000000000060256012 | BHP1 | BHP Spares & Supplies | 271123 | Marking tools | EA | MAN2 | CALENDAR,YEARLY,SIZE A2,EA | CALENDAR, YEARLY, SIZE A2, EA
000000000060220279 | STP-004 | DATA ENRICHMENT | SMX | SMX |  | 2022-09-28 |  |  | 000000000060220279 | BHP1 | BHP Spares & Supplies | 401015 | Ventilation | EA | MAN2 | CALBRATOR,AUTO SENTNEL SNGLE PONT | CALIBRATOR, AUTO SENTINEL SINGLE POINT | SEN33COM342 | 0019009093 | SCHAUENBURG FLEXADUX CORP
000000000060126107 | STP-004 | DATA ENRICHMENT | SMX | SMX |  | 2022-09-28 |  |  | 000000000060126107 | BHP1 | BHP Spares & Supplies | 241218 | Packaging cans | EA | MAN2 | CAN, OIL, 500ML, FIXED ANGLE, WESCO | CAN, OIL, 500ML, FIXED ANGLE, WESCO
000000000060255031 | STP-004 | DATA ENRICHMENT | SMX | SMX |  | 2022-09-28 |  |  | 000000000060255031 | BHP1 | BHP Spares & Supplies | P0212 | Hole openers 17-1/2" and over. Roller reamers and parts | EA | MAN2 | CAN,OPENER,STAINLESS,STEEL,MANUAL | CAN, OPENER, STAINLESS, STEEL, MANUAL
000000000060164039 | STP-004 | DATA ENRICHMENT | SMX | SMX |  | 2022-09-28 |  |  | 000000000060164039 | BHP1 | BHP Spares & Supplies | 501618 | Confectionary | PAK | MAN2 | CANDY,BEACON FRUIT SPARKLES,1KG | CANDY: BEACON FRUIT SPARKLES, 1KG
000000000060164038 | STP-004 | DATA ENRICHMENT | SMX | SMX |  | 2022-09-28 |  |  | 000000000060164038 | BHP1 | BHP Spares & Supplies | 501618 | Confectionary | PAK | MAN2 | CANDY,ENDEARMINTS 1KG | CANDY: ENDEARMINTS 1KG
000000000060013742 | STP-004 | DATA ENRICHMENT | SMX | SMX |  | 2022-09-28 |  |  | 000000000060013742 | BHP1 | BHP Spares & Supplies | 201211 | Cementing equipment | BAG | MAN2 | CAPCEM, CAPSULE, CEMENT SMALL, 25MMX320M | CAPCEM SMALL CEMENT CAPSULE, 25MM X 320MM, TWO TONS TENSILE STRENGTH IN, ONE HOUR
000000000060249740 | STP-004 | DATA ENRICHMENT | SMX | SMX |  | 2022-09-28 |  |  | 000000000060249740 | BHP1 | BHP Spares & Supplies | 200000 | Mining Machinery and Accessories | EA | MAN2 | CAPSULE,MSDS,50X330MM,CAPS,END | CAPSULE,MSDS,50X330MM,CAPS,END,1XGREEN,REFLECTIVE,STICKER
000000000060226417 | STP-004 | DATA ENRICHMENT | SMX | SMX |  | 2022-09-28 |  |  | 000000000060226417 | BHP1 | BHP Spares & Supplies | 131110 | Resins | EA | MAN2 | CAPSULES,RESN,30MM FOR A 1.5M AND 1.8M | RESIN CAPSULES 30MM FOR A 1.5MX20MM AND 1.8MX20MM BOLT, STOCK CODE:RC3050060.500510(DC)R1:2
000000000060221780 | STP-004 | DATA ENRICHMENT | SMX | SMX |  | 2022-09-28 |  |  | 000000000060221780 | BHP1 | BHP Spares & Supplies | 312824 | Explosive formed components | BAG | MAN2 | STEMMNG CAPSULE,28X150MM,4000 UNTS P | STEMMING CAPSULE, 28X150MM,(4000 UNITS P/BAG)
000000000060246851 | STP-004 | DATA ENRICHMENT | SMX | SMX |  | 2022-09-28 |  |  | 000000000060246851 | BHP1 | BHP Spares & Supplies | 111600 | Fabrics and leather materials | EA | MAN2 | CARPET,BEDSIDE | CARPET,BEDSIDE
000000000060214984 | STP-004 | DATA ENRICHMENT | SMX | SMX |  | 2022-09-28 |  |  | 000000000060214984 | BHP1 | BHP Spares & Supplies | 311700 | Bearings, bushings, wheels, and gears | EA | MAN2 | CASTER, NON-SWIVEL, GTF-6RTB, 150MM DIA | NON-SWIVEL CASTER, GTF-6RTB, 150MM DIA X 45MM, WHEEL WITH BRACKET, PELLETISING PLANT ROTATING CHUTE, SA LADDER
000000000060256143 | STP-004 | DATA ENRICHMENT | SMX | SMX |  | 2022-09-28 |  |  | 000000000060256143 | BHP1 | BHP Spares & Supplies | 200000 | Mining Machinery and Accessories | EA | MAN2 | CATCH,PIVOT,PLATE,ROPE,2PPP | CATCH, PIVOT, PLATE, ROPE, 2PPP
000000000060233586 | STP-004 | DATA ENRICHMENT | SMX | SMX |  | 2022-09-28 |  |  | 000000000060233586 | BHP1 | BHP Spares & Supplies | 502211 | Cereals | EA | MAN2 | CEREAL,KELLOGGS,ALL,BRAN,1KG | KELLOGGS , ALL , BRAN , 1KG
000000000060233589 | STP-004 | DATA ENRICHMENT | SMX | SMX |  | 2022-09-28 |  |  | 000000000060233589 | BHP1 | BHP Spares & Supplies | 502211 | Cereals | EA | MAN2 | CEREAL,KELLOGS,CORN,FLAKES,1KG | KELLOGGS , CORN , FLAKES , 1KG
000000000060233588 | STP-004 | DATA ENRICHMENT | SMX | SMX |  | 2022-09-28 |  |  | 000000000060233588 | BHP1 | BHP Spares & Supplies | 502211 | Cereals | EA | MAN2 | CEREAL,KELLOGS,RICE,KRISPIES,1KG | KELLOGGS , RICE , KRISPIES , 1KG
000000000060240743 | STP-004 | DATA ENRICHMENT | SMX | SMX |  | 2022-09-28 |  |  | 000000000060240743 | BHP1 | BHP Spares & Supplies | 200000 | Mining Machinery and Accessories | EA | MAN2 | CONDENSER,56E,07,21132,KOMATSU | CONDENSER,56E,07,21132,KOMATSU | 56E-07-21132 CONDENSER ASSEMBLY
000000000060242097 | STP-004 | DATA ENRICHMENT | SMX | SMX |  | 2022-09-28 |  |  | 000000000060242097 | BHP1 | BHP Spares & Supplies | 200000 | Mining Machinery and Accessories | EA | MAN2 | CONDENSER,ASSY,56E-07-21133,KOMATSU,WA50 | CONDENSER,ASSY,56E-07-21133,KOMATSU,WA500 | 56E-07-21133 CONDENSER ASSEMBLY
000000000060022805 | STP-004 | DATA ENRICHMENT | SMX | SMX |  | 2022-09-28 |  |  | 000000000060022805 | BHP1 | BHP Spares & Supplies | 401516 | Compressors | DR | MAN2 | COOLANT, TYPE SSR 2000 ROTARY COMPRESSOR | COOLANT, TYPE SSR 2000 ROTARY COMPRESSOR, INGERSOLL RAND, 25L DRUM | 92542992 | 0019001717 | INGERSOLL-RAND CORP
000000000060228588 | STP-004 | DATA ENRICHMENT | SMX | SMX |  | 2022-09-28 |  |  | 000000000060228588 | BHP1 | BHP Spares & Supplies | 221015 | Earth moving machinery | DR | MAN2 | COOLANT,ENGINE ADDITIVE P/N 01110016 | COOLANT,ENGINE ADDITIVE P/N 01110016 | 1110016 | 0019011379 | GHH MINING MACHINES
000000000060228021 | STP-004 | DATA ENRICHMENT | SMX | SMX |  | 2022-09-28 |  |  | 000000000060228021 | BHP1 | BHP Spares & Supplies | 251917 | Vehicle servicing equipment | DR | MAN2 | COOLANT,ENGINE,BELL,20 LITRE ,HLR | COOLANT, ENGINE, BELL, 20 LITRE , HLR, NEW STOCK AS PER ESSI : 908, MSDS: 0544 | DN005612 | 0019008535 | BELL EQUIPMENT CO SA (PTY) LTD
000000000060232922 | STP-004 | DATA ENRICHMENT | SMX | SMX |  | 2022-09-28 |  |  | 000000000060232922 | BHP1 | BHP Spares & Supplies | 200000 | Mining Machinery and Accessories | EA | MAN2 | COOLANT,PUMP,BF4M1012E,M29307455,DD210L | PUMP COOLANT BF4M1012E, PN M29307455, DD210L | M29307455 | 0019008613 | DEUTZ ENGINES
000000000060128561 | STP-004 | DATA ENRICHMENT | SMX | SMX |  | 2022-09-28 |  |  | 000000000060128561 | BHP1 | BHP Spares & Supplies | 461800 | Personal safety and protection | EA | MAN2 | COVERALL, DISPOSABLE, WHITE, 1 PCE, LARG | COVERALL, DISPOSABLE, WHITE, 1 PCE, LARGE, ZIP UP FRONT, C/W HOOD, POLYPROPYLENE
000000000060128560 | STP-004 | DATA ENRICHMENT | SMX | SMX |  | 2022-09-28 |  |  | 000000000060128560 | BHP1 | BHP Spares & Supplies | 461800 | Personal safety and protection | EA | MAN2 | COVERALL, DISPOSABLE, WHITE, 1 PCE, MEDI | COVERALL, DISPOSABLE, WHITE, 1 PCE, MEDIUM, ZIP UP FRONT, C/W HOOD, POLYPROPYLENE
000000000060128563 | STP-004 | DATA ENRICHMENT | SMX | SMX |  | 2022-09-28 |  |  | 000000000060128563 | BHP1 | BHP Spares & Supplies | 461800 | Personal safety and protection | EA | MAN2 | COVERALL, DISPOSABLE, WHITE, 1 PCE, XX L | COVERALL, DISPOSABLE, WHITE, 1 PCE, XX LARGE, ZIP UP FRONT, C/W HOOD, POLYPROPYLENE
000000000060231500 | STP-004 | DATA ENRICHMENT | SMX | SMX |  | 2022-09-28 |  |  | 000000000060231500 | BHP1 | BHP Spares & Supplies | 461800 | Personal safety and protection | EA | MAN2 | COVERALL,DISPOSABLE,GREY,SIZE 2XL,NI | COVERALL, GREY, DISPOSABLE, SIZE 2XL, NITRIC ACID SUIT, 1 PCE, TYCHEM,, 6000F, MODEL CHA5, HOODED PROTECTIVE COVERALLS, WITH OVER TAPED SEAMS, AND CUFFS, AND ANKLE, FACIAL AND WAIST ELICITATION | SIZE 2XL, TYCHEM, 6000F, MODEL CHA5 | 0019001013 | DUPONT INC
000000000060225757 | STP-004 | DATA ENRICHMENT | SMX | SMX |  | 2022-09-28 |  |  | 000000000060225757 | BHP1 | BHP Spares & Supplies | 391216 | Circuit protection devices and accessories | EA | MAN2 | ABC CUBICLE, SENTRON, 1600A, SIEMENS, | ABC CUBICLE, SENTRON, 1600A, SIEMENS, 630-2000A DESIGN, UP TO 85KA 3 POLE, REAR HORIZONTAL CONNECTION, C/W 4 AUX PLUG CONNECTORS, SI | 3WL9211-3AC41-0BA1 | 0019011590 | SIEMENS
000000000060225758 | STP-004 | DATA ENRICHMENT | SMX | SMX |  | 2022-09-28 |  |  | 000000000060225758 | BHP1 | BHP Spares & Supplies | 391216 | Circuit protection devices and accessories | EA | MAN2 | ABC CUBICLE, SENTRON, 2500A, SIEMENS, | ABC CUBICLE, SENTRON, 2500A, SIEMENS, FOR SWITCH 3WL, GUIDE FRAME SIZE 2, 3 POLE, REAR HORIZONTAL CONNECTION, C/W 4 AUX PLUG CONNECT | 3WL9212-4AC41-0BA1 | 0019011590 | SIEMENS
000000000060225759 | STP-004 | DATA ENRICHMENT | SMX | SMX |  | 2022-09-28 |  |  | 000000000060225759 | BHP1 | BHP Spares & Supplies | 391216 | Circuit protection devices and accessories | EA | MAN2 | ABC CUBICLE, SENTRON, 3200A, SIEMENS, | ABC CUBICLE, SENTRON, 3200A, SIEMENS, FOR SWITCH 3WL, GUIDE FRAME SIZE 2, 3 POLE, REAR HORIZONTAL CONNECTION, C/W 4 AUX PLUG CONNECT | 3WL9212-5AC41-0BA1 | 0019011590 | SIEMENS
000000000060225760 | STP-004 | DATA ENRICHMENT | SMX | SMX |  | 2022-09-28 |  |  | 000000000060225760 | BHP1 | BHP Spares & Supplies | 391216 | Circuit protection devices and accessories | EA | MAN2 | ABC CUBICLE, SENTRON, 4000A, SIEMENS, | ABC CUBICLE, SENTRON, 4000A, SIEMENS, FOR SWITCH 3WL, GUIDE FRAME SIZE 3, 3 POLE, REAR HORIZONTAL CONNECTION, C/W 4 AUX PLUG CONNECT | 3WL9213-6AC41-0BA1 | 0019011590 | SIEMENS
000000000060223953 | STP-004 | DATA ENRICHMENT | KIB | KIB |  | 2022-09-26 |  |  | 000000000060223953 | BHP1 | BHP Spares & Supplies | 401517 | Pump parts and accessories | EA | MAN2 | WARMAN,3/2C,EXPELLER,HI-CHROME | WARMAN,3/2C,EXPELLER,HI-CHROME | 3/2C28IRC27
000000000060226300 | STP-004 | DATA ENRICHMENT | SMX | SMX |  | 2022-09-28 |  |  | 000000000060226300 | BHP1 | BHP Spares & Supplies | 401515 | Pumps | EA | MAN2 | FLUSH,MANUAL | FLUSH, MANUAL | MF-01
000000000060247476 | STP-004 | DATA ENRICHMENT | SMX | SMX |  | 2022-09-28 |  |  | 000000000060247476 | BHP1 | BHP Spares & Supplies | 311600 | Hardware | EA | MAN2 | FLUSH,PIPE,URINAL, | URINAL,FLUSH,PIPE
000000000060238211 | STP-004 | DATA ENRICHMENT | SMX | SMX |  | 2022-09-28 |  |  | 000000000060238211 | BHP1 | BHP Spares & Supplies | 200000 | Mining Machinery and Accessories | EA | MAN2 | FLUSH,REAR,ENTRY,LTPMB/16/2 | FLUSH REAR ENTRY, PN LTPMB/16/2 | LTPMB/16/2
000000000060170474 | STP-004 | DATA ENRICHMENT | SMX | SMX |  | 2022-09-28 |  |  | 000000000060170474 | BHP1 | BHP Spares & Supplies | 391016 | Lamps | EA | MAN2 | FLUSH: 22MM, XB2-BA21 | FLUSH: 22MM, XB2-BA21, ELECTRO DIESEL
000000000060188593 | STP-004 | DATA ENRICHMENT | SMX | SMX |  | 2022-09-28 |  |  | 000000000060188593 | BHP1 | BHP Spares & Supplies | 201017 | Crushers, breakers and grinders | EA | MAN2 | FLYWHEEL NON DRVE,OSBORN 42 X 32 | FLYWHEEL NON DRIVE; OSBORN 42 X 32 | RB42/17 | 0019002485 | OSBORN
000000000060241326 | STP-004 | DATA ENRICHMENT | SMX | SMX |  | 2022-09-28 |  |  | 000000000060241326 | BHP1 | BHP Spares & Supplies | 311718 | Industrial wheels | EA | MAN2 | FLYWHEEL SHEAVE | FLYWHEEL SHEAVE,44H TELSMITH CRUSHER,OSBORN | 00-000000051
000000000060188157 | STP-004 | DATA ENRICHMENT | SMX | SMX |  | 2022-09-28 |  |  | 000000000060188157 | BHP1 | BHP Spares & Supplies | 201017 | Crushers, breakers and grinders | EA | MAN2 | FLYWHEEL,DRIVER,42X32 RB42/18,OSBORN | FLYWHEEL, DRIVER, 42X32, RB42/18, OSBORN | RB42/18 | 0019002485 | OSBORN
000000000060230570 | STP-004 | DATA ENRICHMENT | SMX | SMX |  | 2022-09-28 |  |  | 000000000060230570 | BHP1 | BHP Spares & Supplies | 200000 | Mining Machinery and Accessories | EA | MAN2 | FLYWHEEL,ENGINE M42504991 | FLYWHEEL,ENGINE M42504991 | M42504991
000000000060227801 | STP-004 | DATA ENRICHMENT | SMX | SMX |  | 2022-09-28 |  |  | 000000000060227801 | BHP1 | BHP Spares & Supplies | 231615 | Foundry machines and equipment | EA | MAN2 | FUNNEL AND EDUCTOR | EDUCTOR AND FUNNEL
000000000060248572 | STP-004 | DATA ENRICHMENT | SMX | SMX |  | 2022-09-28 |  |  | 000000000060248572 | BHP1 | BHP Spares & Supplies | 200000 | Mining Machinery and Accessories | EA | MAN2 | FUNNEL,PLASTIC,160MM,KENNEDY | FUNNEL,PLASTIC,160MM,KENNEDY KEN-540-291 | A0033609 | 0019011819 | Unknown
000000000060248037 | STP-004 | DATA ENRICHMENT | SMX | SMX |  | 2022-09-28 |  |  | 000000000060248037 | BHP1 | BHP Spares & Supplies | 271117 | Wrenches and drivers | EA | MAN2 | FUNNEL,PLASTIC,200MM,EA | FUNNEL, PLASTIC, EST, 200MM, TOP SIZE, EACH
000000000060248573 | STP-004 | DATA ENRICHMENT | SMX | SMX |  | 2022-09-28 |  |  | 000000000060248573 | BHP1 | BHP Spares & Supplies | 200000 | Mining Machinery and Accessories | EA | MAN2 | FUNNEL,PLASTIC,FLEXIBLE,SPOUT,160MM | FUNNEL,PLASTIC,FLEXIBLE,SPOUT,160MM KEN5 | A0040966 | 0019011819 | Unknown
000000000060029516 | STP-004 | DATA ENRICHMENT | SMX | SMX |  | 2022-09-28 |  |  | 000000000060029516 | BHP1 | BHP Spares & Supplies | 461800 | Personal safety and protection | PR | MAN2 | GOGGLE, WELDING, FLIP FRONT, WITH SHADE | GOGGLE, WELDING, FLIP FRONT, WITH SHADE 5 LENSES,TYPE 900H, CAMPBELL GARDWELL | 14301 | 0019008819 | MSA AFRICA
000000000060161128 | STP-004 | DATA ENRICHMENT | SMX | SMX |  | 2022-09-28 |  |  | 000000000060161128 | BHP1 | BHP Spares & Supplies | 461800 | Personal safety and protection | PAA | MAN2 | GOGGLES, FIREMAN | GOGGLES, FIREMAN
000000000060217233 | STP-004 | DATA ENRICHMENT | SMX | SMX |  | 2022-09-28 |  |  | 000000000060217233 | BHP1 | BHP Spares & Supplies | 270000 | Tools and General Machinery | EA | MAN2 | GOGGLES, WELDING | GOGGLES, WELDING | WG | 0019011481 | TOOLQUIP
000000000060029512 | STP-004 | DATA ENRICHMENT | SMX | SMX |  | 2022-09-28 |  |  | 000000000060029512 | BHP1 | BHP Spares & Supplies | 461800 | Personal safety and protection | EA | MAN2 | GOGGLES, WELDING, AFROX | GOGGLES, WELDING, AFROX | U9301A | 0019008889 | RHINO
000000000060170599 | STP-004 | DATA ENRICHMENT | SMX | SMX |  | 2022-09-28 |  |  | 000000000060170599 | BHP1 | BHP Spares & Supplies | 391016 | Lamps | EA | MAN2 | HOOTER, 24V P/N EHA0045 | HOOTER, 24V P/N EHA0045 | EHA0045 | 0019011367 | ELECTRO DIESEL
000000000060229919 | STP-004 | DATA ENRICHMENT | SMX | SMX |  | 2022-09-28 |  |  | 000000000060229919 | BHP1 | BHP Spares & Supplies | 200000 | Mining Machinery and Accessories | EA | MAN2 | HOOTER,HELLA 24 VOLT B2150 EHA0045 | HOOTER,HELLA 24 VOLT B2150 EHA0045 | EHA0045 | 0019011367 | ELECTRO DIESEL
000000000060220774 | STP-004 | DATA ENRICHMENT | SMX | SMX |  | 2022-09-28 |  |  | 000000000060220774 | BHP1 | BHP Spares & Supplies | 221015 | Earth moving machinery | EA | MAN2 | HOOTER,REVERSE P/N 15100003 | HOOTER, REVERSE P/N 15100003 | 15100003 | 0019011379 | GHH MINING MACHINES
000000000060240195 | STP-004 | DATA ENRICHMENT | SMX | SMX |  | 2022-09-28 |  |  | 000000000060240195 | BHP1 | BHP Spares & Supplies | 251739 | Electrical components | EA | MAN2 | HOOTER,REVERSE,12VDC | HOOTER, REVERSE, 12VDC, SAFETY REVERSING BACKUP ALARM
000000000060187970 | STP-004 | DATA ENRICHMENT | SMX | SMX |  | 2022-09-28 |  |  | 000000000060187970 | BHP1 | BHP Spares & Supplies | 411165 | Instrument parts and accessories | EA | MAN2 | KEYPAD - TOUCH SCREEN, TYPE AGP3500-T1-D | KEYPAD - TOUCH SCREEN, TYPE AGP3500-T1-D24 10, PROFACE, PN L14888, CC-45 CERAMIC FILTER -LAROX | L14888 | 0019001921 | LAROX INCORPORATED
000000000060222908 | STP-004 | DATA ENRICHMENT | SMX | SMX |  | 2022-09-28 |  |  | 000000000060222908 | BHP1 | BHP Spares & Supplies | 320000 | Electronic Components and Supplies | EA | MAN2 | KEYPAD, ABB, ACS800 DRIVE | KEYPAD, ABB, ACS800 DRIVE, CPD 312R, P/N: 68281059 | 68281059 | 0019011391 | ABB SOUTH AFRICA (PTY) LTD
000000000060215950 | STP-004 | DATA ENRICHMENT | SMX | SMX |  | 2022-09-28 |  |  | 000000000060215950 | BHP1 | BHP Spares & Supplies | 411165 | Instrument parts and accessories | EA | MAN2 | KEYPAD, OVERLAY (FIELD MOUNT WITH LTU), | KEYPAD, OVERLAY (FIELD MOUNT WITH LTU), PART NO: DECAL-UNIP4, UNIPRO 4 UNITS, PROCESS AUTOMATION | DECAL-UNIP4 | 0019008865 | PROCESS AUTOMATION
000000000060249892 | STP-004 | DATA ENRICHMENT | SMX | SMX |  | 2022-09-28 |  |  | 000000000060249892 | BHP1 | BHP Spares & Supplies | 200000 | Mining Machinery and Accessories | EA | MAN2 | KEYPAD,CFW11,SACFW11HMI-01 | KEYPAD,CFW11,SACFW11HMI-01 | SACFW11HMI-01 | 0019011819 | Unknown
000000000060029372 | STP-004 | DATA ENRICHMENT | SMX | SMX |  | 2022-09-28 |  |  | 000000000060029372 | BHP1 | BHP Spares & Supplies | 461800 | Personal safety and protection | PR | MAN2 | LACES, BOOT, COMBAT, NUTRIA BROWN (PAIR) | LACES, BOOT, COMBAT, NUTRIA BROWN (PAIR), FLAT, 1500MM LONG. FBLBRN120
000000000060128717 | STP-004 | DATA ENRICHMENT | SMX | SMX |  | 2022-09-28 |  |  | 000000000060128717 | BHP1 | BHP Spares & Supplies | 461800 | Personal safety and protection | PR | MAN2 | LACES, BOOT, LEATHER, 1M LONG | LACES, BOOT, LEATHER, 1M LONG, REDUNDANT AS PER ESSI: 372
000000000060029364 | STP-004 | DATA ENRICHMENT | SMX | SMX |  | 2022-09-28 |  |  | 000000000060029364 | BHP1 | BHP Spares & Supplies | 461800 | Personal safety and protection | PR | MAN2 | LACES, SHOE, NYLON/POLYESTER, BLACK, 600 | LACES, SHOE, NYLON/POLYESTER, BLACK, 600MM
000000000060029365 | STP-004 | DATA ENRICHMENT | SMX | SMX |  | 2022-09-28 |  |  | 000000000060029365 | BHP1 | BHP Spares & Supplies | 461800 | Personal safety and protection | PR | MAN2 | LACES, SHOE, NYLON/POLYESTER, BROWN, 600 | LACES, SHOE, NYLON/POLYESTER, BROWN, 600MM
000000000060145419 | STP-004 | DATA ENRICHMENT | SMX | SMX |  | 2022-09-28 |  |  | 000000000060145419 | BHP1 | BHP Spares & Supplies | 221015 | Earth moving machinery | EA | MAN2 | LOADER AIR COMPLETE; EIMCO 21B, BATEMAN | LOADER AIR COMPLETE; EIMCO 21B, BATEMAN
000000000060010156 | STP-004 | DATA ENRICHMENT | SMX | SMX |  | 2022-09-28 |  |  | 000000000060010156 | BHP1 | BHP Spares & Supplies | 121315 | Explosives | EA | MAN2 | LOADER, MK3, WITH 15KG BLUE BOWL & 1.8KG | LOADER, MK3, WITH 15KG BLUE BOWL & 1.8KG BLACK PIPE, L H LATEGAN | L031 | 0019008753 | L H LATEGAN
000000000060249729 | STP-004 | DATA ENRICHMENT | SMX | SMX |  | 2022-09-28 |  |  | 000000000060249729 | BHP1 | BHP Spares & Supplies | 200000 | Mining Machinery and Accessories | EA | MAN2 | LOADER,ANFO,MKIII,25KG,GREY,BOWL,,4.0KG, | LOADER,ANFO,MKIII,25KG,GREY,BOWL,,4.0KG,YELLOW,PIPE | L042
000000000060253491 | STP-004 | DATA ENRICHMENT | SMX | SMX |  | 2022-09-28 |  |  | 000000000060253491 | BHP1 | BHP Spares & Supplies | 200000 | Mining Machinery and Accessories | EA | MAN2 | LOADER,CRAWLER,MUCKING,LWLX-60 | LOADER, CRAWLER, MUCKING, LWLX-60, WITH, ELECTRICAL, MOTOR | LWLX-60 | 0019011819 | Unknown
000000000060231048 | STP-004 | DATA ENRICHMENT | ATS | ATS |  | 2022-09-28 |  |  | 000000000060231048 | BHP1 | BHP Spares & Supplies | 251917 | Vehicle servicing equipment | EA | MAN2 | ?MOTOR,STARTING,GP-ELECTRIC,207-1556 | #MOTOR, STARTING, GP-ELECTRIC, 207-1556, NEW STOCK AS PER ESSI : 1270, CHANGED AS PER QUOTE- 2020-06-04, PART NUMBER : 2071556 | 2071556 | 0019011537 | BARLOWORLD EQUIPMENT
000000000060254055 | STP-004 | DATA ENRICHMENT | ATS | ATS |  | 2022-09-28 |  |  | 000000000060254055 | BHP1 | BHP Spares & Supplies | 261016 | Motors | EA | MAN2 | 0OTOR,6INCH,13KW,400V | MOTOR,6INCH,13KW,400VELSUB,PREMIER,PVC
000000000060227080 | STP-004 | DATA ENRICHMENT | ATS | ATS |  | 2022-09-28 |  |  | 000000000060227080 | BHP1 | BHP Spares & Supplies | 261016 | Motors | EA | MAN2 | 75KW MOTOR, 1460RPM. 4POLE, B3 MOUNT, FR | 75KW MOTOR, 1460RPM. 4POLE, B3 MOUNT, FRAME SIZE 250S/M. 380V. SQUIRREL
000000000060253521 | STP-004 | DATA ENRICHMENT | ATS | ATS |  | 2022-09-28 |  |  | 000000000060253521 | BHP1 | BHP Spares & Supplies | P6010 | Training | EA | MAN2 | EXCITATIONMOTOR,COMPOUND,240VDC | EXCITATION MOTOR, DC COMPOUND, 240 V DC
000000000060214421 | STP-004 | DATA ENRICHMENT | ATS | ATS |  | 2022-09-28 |  |  | 000000000060214421 | BHP1 | BHP Spares & Supplies | 261016 | Motors | EA | MAN2 | GEARBOX, MOTORIZED, CNHXM 6135, 5.5KW, 3 | MOTORIZED GEARBOX CYCLO PART NO: CNHXM 6135, RATIO 43:1, MOTOR 5.5KW, 380V, 11.7A, RPM 1445 | CNHXM 6135
000000000060247568 | STP-004 | DATA ENRICHMENT | ATS | ATS |  | 2022-09-28 |  |  | 000000000060247568 | BHP1 | BHP Spares & Supplies | 311717 | Gears | EA | MAN2 | GEARMOTOR,BAUER,MOTOR,NR,FIN1001648-2,13 | GEARMOTOR,BAUER,MOTOR,NR,FIN1001648-2,13/08,TYPE BF70-73K/IEC132/C1-SP
000000000060228582 | STP-004 | DATA ENRICHMENT | ATS | ATS |  | 2022-09-28 |  |  | 000000000060228582 | BHP1 | BHP Spares & Supplies | 261016 | Motors | EA | MAN2 | GEARMOTOR,HELICA-BEVEL,K67 DRN80M4/BE1HF | HELICA-BEVEL GEARMOTOR,K67 DRN80M4/BE1HF
000000000060235849 | STP-004 | DATA ENRICHMENT | ATS | ATS |  | 2022-09-28 |  |  | 000000000060235849 | BHP1 | BHP Spares & Supplies | 811016 | Mechanical engineering | EA | MAN2 | GEARMOTOR,HELICAL - BEVEL KA 47/T DRN100 | HELICAL - BEVEL GEARMOTOR KA 47/T DRN100
000000000060250497 | STP-004 | DATA ENRICHMENT | ATS | ATS |  | 2022-09-28 |  |  | 000000000060250497 | BHP1 | BHP Spares & Supplies | 261118 | Drive belts | ST | MAN2 | GEARMOTOR,HELICAL-BEVEL,TYPE KA57/T, D | GEARMOTOR,HELICAL-BEVEL, TYPE KA57/T, DRN100L4, M4B, SEW, 3KW COMPLETE
000000000060224507 | STP-004 | DATA ENRICHMENT | ATS | ATS |  | 2022-09-28 |  |  | 000000000060224507 | BHP1 | BHP Spares & Supplies | 311717 | Gears | EA | MAN2 | GEARMOTOR,SEW,AERATOR,HELCAL-BEVEL | GEARMOTOR, SEW, AERATOR, HELICAL-BEVEL, K77 DRN132M4, 7.5KW MOTOR,, 1445rpm | K77DRN132M4 | 0019008928 | SEW
000000000060228491 | STP-004 | DATA ENRICHMENT | ATS | ATS |  | 2022-09-28 |  |  | 000000000060228491 | BHP1 | BHP Spares & Supplies | 261016 | Motors | EA | MAN2 | GEARMOTOR,SEW,LEFT HAND,BUCKET ELEVATOR | GEARMOTOR, HELICAL-BEVEL, KT107/T DRN132S4/RS, M1A, LEFT-HAND MOUNTING, OUTPUT COUNTER CLOCKWISE, 5.5 KW, SEW, BUCKET ELEVATOR FVD | KT107/T DRN132S4/RS, M1A | 0019003014 | SEW-EURODRIVE,PORTUGAL (MOTORS)
000000000060228492 | STP-004 | DATA ENRICHMENT | ATS | ATS |  | 2022-09-28 |  |  | 000000000060228492 | BHP1 | BHP Spares & Supplies | 261016 | Motors | EA | MAN2 | GEARMOTOR,SEW,RIGHT HAND,BUCKET ELEVATOR | GEARMOTOR, HELICAL-BEVEL, KT107/T DRN132S4/RS, M1B, RIGHT-HAND MOUNTING, OUTPUT CLOCKWISE, 5.5 KW, SEW, BUCKET ELEVATOR FVD | KT107/T DRN132S4/RS, M1B | 0019003014 | SEW-EURODRIVE,PORTUGAL (MOTORS)
000000000060217267 | STP-004 | DATA ENRICHMENT | ATS | ATS |  | 2022-09-28 |  |  | 000000000060217267 | BHP1 | BHP Spares & Supplies | 270000 | Tools and General Machinery | EA | MAN2 | GUILLOTINE, HAIAN QH11D, MOTORISED, 1250 | GUILLOTINE, HAIAN QH11D, MOTORISED, 1250X | PSM1250/380 | 0019011481 | TOOLQUIP
000000000060215765 | STP-004 | DATA ENRICHMENT | ATS | ATS |  | 2022-09-28 |  |  | 000000000060215765 | BHP1 | BHP Spares & Supplies | 311717 | Gears | EA | MAN2 | HELICAL GEARED MOTOR, R47 DRS90M4, INPUT | HELICAL GEARED MOTOR, R47 DRS90M4, INPUT/OUTPUT SPEED RPM 1395/52,, OUTPUT TORQUE 275 NM, MOUNTING POSITION/IM M1, SERVICE FACTOR FB 1.10,, RATIO 26.70, OUTPUT SHAFT END 30X60MM LG, ISO CODE/VISCOSITY, CLP220/0.700, PINION BORE 14MM, MOTOR POWER 1.5KW, MOTOR, VOLTAGE/FREQUENCY 380VOLT/50HZ, RATED CURRENT 5.90/3.40 A, ENCLOSURE, IP55
000000000060213569 | STP-004 | DATA ENRICHMENT | SMX | SMX |  | 2022-09-28 |  |  | 000000000060213569 | BHP1 | BHP Spares & Supplies | 201427 | Pumping units | EA | MAN2 | HYDRAULC MOTOR,CHAR-LYNN 104-103400,C | HYDRAULIC MOTOR, CHAR-LYNN 104-103400, CODE CL104-1034 | CL104-1034
000000000060181561 | STP-004 | DATA ENRICHMENT | ATS | ATS |  | 2022-09-28 |  |  | 000000000060181561 | BHP1 | BHP Spares & Supplies | 391200 | Electrical equipment and components and supplies | EA | MAN2 | MOTOR ,ELECTRICAL,37KW,4-POLE, 1475RPM, | MOTOR ,ELECTRICAL,37KW,4-POLE, 1475RPM, FRAME SIZE 225S, SHAFT DIAMETER, 60MM, 380V, 3 PHASE, FLANGE MOUNTED (B5), HIGH EFFICIENCY RATING | 1LG4 220-4 | 0019008044 | SIEMENS MILLTRONICS
000000000060234728 | STP-004 | DATA ENRICHMENT | MUF | MUF |  | 2022-09-28 |  |  | 000000000060234728 | BHP1 | BHP Spares & Supplies | P1047 | Electrical machinery, motors, generators | EA | MAN2 | MOTOR .55KW 1500RPM FLANGE MOU | MOTOR .55KW 1500RPM FLANGE MOU
000000000060234721 | STP-004 | DATA ENRICHMENT | ATS | ATS |  | 2022-09-28 |  |  | 000000000060234721 | BHP1 | BHP Spares & Supplies | P1047 | Electrical machinery, motors, generators | EA | MAN2 | MOTOR 0.75KW 1500RPM 80 400V | MOTOR 0.75KW 1500RPM 80 400V
000000000060234660 | STP-004 | DATA ENRICHMENT | MUF | MUF |  | 2022-09-28 |  |  | 000000000060234660 | BHP1 | BHP Spares & Supplies | P1047 | Electrical machinery, motors, generators | EA | MAN2 | MOTOR 0.75KW 2760RPM FOOT | MOTOR 0.75KW 2760RPM FOOT380V FRAME 80 WEG
000000000060238796 | STP-004 | DATA ENRICHMENT | MUF | MUF |  | 2022-09-28 |  |  | 000000000060238796 | BHP1 | BHP Spares & Supplies | 261016 | Motors | EA | MAN2 | MOTOR 1.1KW,1450RPM,380V,FLANGE MOUNT | MOTOR 1.1KW,1450RPM,380V,FLANGE MOUNT
000000000060237961 | STP-004 | DATA ENRICHMENT | ATS | ATS |  | 2022-09-28 |  |  | 000000000060237961 | BHP1 | BHP Spares & Supplies | 261016 | Motors | EA | MAN2 | MOTOR 1.52kw 380V,1500RPM,FC.LB6887 | MOTOR 1.52kw 380V,1500RPM,FC.LB6887
000000000060234672 | STP-004 | DATA ENRICHMENT | ATS | ATS |  | 2022-09-28 |  |  | 000000000060234672 | BHP1 | BHP Spares & Supplies | P1047 | Electrical machinery, motors, generators | EA | MAN2 | MOTOR 1.5KW 1500 RPM FOOT MOUN | MOTOR 1.5KW 1500 RPM FOOT MOUN
000000000060228864 | STP-004 | DATA ENRICHMENT | ATS | ATS |  | 2022-09-28 |  |  | 000000000060228864 | BHP1 | BHP Spares & Supplies | 410000 | Laboratory, Measuring, Observing and Testing Equipment | EA | MAN2 | MOTOR 1.5KW 380V 960 RPM 100L-MILMOT3801 | MOTOR1.5KW 380V 960 RPM 100L-MILMOT38015
000000000060234645 | STP-004 | DATA ENRICHMENT | ATS | ATS |  | 2022-09-28 |  |  | 000000000060234645 | BHP1 | BHP Spares & Supplies | P1047 | Electrical machinery, motors, generators | EA | MAN2 | MOTOR 110KW 1500RPM 280S/M 400 | MOTOR 110KW 1500RPM 280S/M 400
000000000060234616 | STP-004 | DATA ENRICHMENT | ATS | ATS |  | 2022-09-28 |  |  | 000000000060234616 | BHP1 | BHP Spares & Supplies | P1047 | Electrical machinery, motors, generators | EA | MAN2 | MOTOR 110KW 3000RPM FOOT | MOTOR 110KW 3000RPM FOOT
000000000060234690 | STP-004 | DATA ENRICHMENT | MUF | MUF |  | 2022-09-28 |  |  | 000000000060234690 | BHP1 | BHP Spares & Supplies | P1047 | Electrical machinery, motors, generators | EA | MAN2 | MOTOR 11KW 1460RPM FLANGE | MOTOR 11KW 1460RPM FLANGE380V FRAME DV160M4 SEW
000000000060234691 | STP-004 | DATA ENRICHMENT | MUF | MUF |  | 2022-09-28 |  |  | 000000000060234691 | BHP1 | BHP Spares & Supplies | P1047 | Electrical machinery, motors, generators | EA | MAN2 | MOTOR 11KW 1460RPM FOOT | MOTOR 11KW 1460RPM FOOT380V FRAME 160LTB TOP WEG
000000000060234664 | STP-004 | DATA ENRICHMENT | MUF | MUF |  | 2022-09-28 |  |  | 000000000060234664 | BHP1 | BHP Spares & Supplies | P1047 | Electrical machinery, motors, generators | EA | MAN2 | MOTOR 11KW 2930RPM FLANGE | MOTOR 11KW 2930RPM FLANGE380V FRAME 160M WEG
000000000060234665 | STP-004 | DATA ENRICHMENT | ATS | ATS |  | 2022-09-28 |  |  | 000000000060234665 | BHP1 | BHP Spares & Supplies | P1047 | Electrical machinery, motors, generators | EA | MAN2 | MOTOR 11KW 3000RPM FOOT | MOTOR 11KW 3000RPM FOOT
000000000060234708 | STP-004 | DATA ENRICHMENT | MUF | MUF |  | 2022-09-28 |  |  | 000000000060234708 | BHP1 | BHP Spares & Supplies | P1047 | Electrical machinery, motors, generators | EA | MAN2 | MOTOR 11KW 970RPM FOOT | MOTOR 11KW 970RPM FOOT380V FRAME 160L WEG
000000000060234646 | STP-004 | DATA ENRICHMENT | ATS | ATS |  | 2022-09-28 |  |  | 000000000060234646 | BHP1 | BHP Spares & Supplies | P1047 | Electrical machinery, motors, generators | EA | MAN2 | MOTOR 132KW 1500RPM 315S/M 400 | MOTOR 132KW 1500RPM 315S/M 400
000000000060234693 | STP-004 | DATA ENRICHMENT | ATS | ATS |  | 2022-09-28 |  |  | 000000000060234693 | BHP1 | BHP Spares & Supplies | P1047 | Electrical machinery, motors, generators | EA | MAN2 | MOTOR 15KW 1500RPM FOOT MOUNT | MOTOR 15KW 1500RPM FOOT MOUNT
000000000060234666 | STP-004 | DATA ENRICHMENT | MUF | MUF |  | 2022-09-28 |  |  | 000000000060234666 | BHP1 | BHP Spares & Supplies | P1047 | Electrical machinery, motors, generators | EA | MAN2 | MOTOR 15KW 2930RPM FLANGE | MOTOR 15KW 2930RPM FLANGE380V FRAME 160M WEG
000000000060234667 | STP-004 | DATA ENRICHMENT | MUF | MUF |  | 2022-09-28 |  |  | 000000000060234667 | BHP1 | BHP Spares & Supplies | P1047 | Electrical machinery, motors, generators | EA | MAN2 | MOTOR 15KW 2930RPM FOOT | MOTOR 15KW 2930RPM FOOT380V FRAME 160M WEG
000000000060234647 | STP-004 | DATA ENRICHMENT | ATS | ATS |  | 2022-09-28 |  |  | 000000000060234647 | BHP1 | BHP Spares & Supplies | P1047 | Electrical machinery, motors, generators | EA | MAN2 | MOTOR 160KW 1500RPM 315S/M 400 | MOTOR 160KW 1500RPM 315S/M 400
000000000060234640 | STP-004 | DATA ENRICHMENT | ATS | ATS |  | 2022-09-28 |  |  | 000000000060234640 | BHP1 | BHP Spares & Supplies | P1047 | Electrical machinery, motors, generators | EA | MAN2 | MOTOR 160KW 3000RPM 315S/M 400 | MOTOR 160KW 3000RPM 315S/M 400
000000000060234694 | STP-004 | DATA ENRICHMENT | ATS | ATS |  | 2022-09-28 |  |  | 000000000060234694 | BHP1 | BHP Spares & Supplies | P1047 | Electrical machinery, motors, generators | EA | MAN2 | MOTOR 18.5KW 1500RPM 180M 400V | MOTOR 18.5KW 1500RPM 180M 400V
000000000060234668 | STP-004 | DATA ENRICHMENT | ATS | ATS |  | 2022-09-28 |  |  | 000000000060234668 | BHP1 | BHP Spares & Supplies | P1047 | Electrical machinery, motors, generators | EA | MAN2 | MOTOR 18.5KW 3000RPM FOOT | MOTOR 18.5KW 3000RPM FOOT
000000000060234695 | STP-004 | DATA ENRICHMENT | MUF | MUF |  | 2022-09-28 |  |  | 000000000060234695 | BHP1 | BHP Spares & Supplies | P1047 | Electrical machinery, motors, generators | EA | MAN2 | MOTOR 18.5KW FOOT 1470RPM 400V WEG | MOTOR 18.5KW 1470RPM FOOT EVAPCO 1470RPM 400V WEG 34.8 AMP 180M-
000000000060234648 | STP-004 | DATA ENRICHMENT | ATS | ATS |  | 2022-09-28 |  |  | 000000000060234648 | BHP1 | BHP Spares & Supplies | P1047 | Electrical machinery, motors, generators | EA | MAN2 | MOTOR 184KW 1500RPM 400V | MOTOR 184KW 1500RPM 400V
000000000060234649 | STP-004 | DATA ENRICHMENT | ATS | ATS |  | 2022-09-28 |  |  | 000000000060234649 | BHP1 | BHP Spares & Supplies | P1047 | Electrical machinery, motors, generators | EA | MAN2 | MOTOR 185KW 1500RPM 315S/M 400 | MOTOR 185KW 1500RPM 315S/M 400
000000000060234675 | STP-004 | DATA ENRICHMENT | ATS | ATS |  | 2022-09-28 |  |  | 000000000060234675 | BHP1 | BHP Spares & Supplies | P1047 | Electrical machinery, motors, generators | EA | MAN2 | MOTOR 2.2KW 1500RPM 100L 400V | MOTOR 2.2KW 1500RPM 100L 400V
000000000060234662 | STP-004 | DATA ENRICHMENT | MUF | MUF |  | 2022-09-28 |  |  | 000000000060234662 | BHP1 | BHP Spares & Supplies | P1047 | Electrical machinery, motors, generators | EA | MAN2 | MOTOR 2.2KW 2850 RPM FOOT | MOTOR 2.2KW 2850 RPM FOOT380V FRAME 90L WEG
000000000060234661 | STP-004 | DATA ENRICHMENT | MUF | MUF |  | 2022-09-28 |  |  | 000000000060234661 | BHP1 | BHP Spares & Supplies | P1047 | Electrical machinery, motors, generators | EA | MAN2 | MOTOR 2.2KW 2850RPM FLANGE | MOTOR 2.2KW 2850RPM FLANGE380V FRAME 90L WEG
000000000060234650 | STP-004 | DATA ENRICHMENT | MUF | MUF |  | 2022-09-28 |  |  | 000000000060234650 | BHP1 | BHP Spares & Supplies | P1047 | Electrical machinery, motors, generators | EA | MAN2 | MOTOR 200KW 1490RPM FOOT | MOTOR 200KW 1490RPM FOOT380V FRAME 315S/M WEG
000000000060234651 | STP-004 | DATA ENRICHMENT | MUF | MUF |  | 2022-09-28 |  |  | 000000000060234651 | BHP1 | BHP Spares & Supplies | P1047 | Electrical machinery, motors, generators | EA | MAN2 | MOTOR 220KW 1490RPM FOOT | MOTOR 220KW 1490RPM FOOT380V FRAME 355M/L WEG
000000000060234652 | STP-004 | DATA ENRICHMENT | ATS | ATS |  | 2022-09-28 |  |  | 000000000060234652 | BHP1 | BHP Spares & Supplies | P1047 | Electrical machinery, motors, generators | EA | MAN2 | MOTOR 225KW 1500RPM FOOT MOUNT | MOTOR 225KW 1500RPM FOOT MOUNT
000000000060234669 | STP-004 | DATA ENRICHMENT | MUF | MUF |  | 2022-09-28 |  |  | 000000000060234669 | BHP1 | BHP Spares & Supplies | P1047 | Electrical machinery, motors, generators | EA | MAN2 | MOTOR 22KW 2945RPM FOOT | MOTOR 22KW 2945RPM FOOT380V FRAME 180M WEG
000000000060234653 | STP-004 | DATA ENRICHMENT | ATS | ATS |  | 2022-09-28 |  |  | 000000000060234653 | BHP1 | BHP Spares & Supplies | P1047 | Electrical machinery, motors, generators | EA | MAN2 | MOTOR 250KW 1500RPM 355M/L 400 | MOTOR 250KW 1500RPM 355M/L 400
000000000060234654 | STP-004 | DATA ENRICHMENT | MUF | MUF |  | 2022-09-28 |  |  | 000000000060234654 | BHP1 | BHP Spares & Supplies | P1047 | Electrical machinery, motors, generators | EA | MAN2 | MOTOR 260KW 1490RPM FOOT | MOTOR 260KW 1490RPM FOOT380V FRAME 355M/L WEG
000000000060234655 | STP-004 | DATA ENRICHMENT | ATS | ATS |  | 2022-09-28 |  |  | 000000000060234655 | BHP1 | BHP Spares & Supplies | P1047 | Electrical machinery, motors, generators | EA | MAN2 | MOTOR 300KW 1500RPM FOOT MOUNT | MOTOR 300KW 1500RPM FOOT MOUNT
000000000060234698 | STP-004 | DATA ENRICHMENT | MUF | MUF |  | 2022-09-28 |  |  | 000000000060234698 | BHP1 | BHP Spares & Supplies | P1047 | Electrical machinery, motors, generators | EA | MAN2 | MOTOR 30KW 1470RPM F MOUNT EVAPCO 400V | MOTOR 30KW 1470RPM FOOT MOUNT EVAPCO 400V WEG 58.1 AMP 200L FRAM
000000000060234670 | STP-004 | DATA ENRICHMENT | ATS | ATS |  | 2022-09-28 |  |  | 000000000060234670 | BHP1 | BHP Spares & Supplies | P1047 | Electrical machinery, motors, generators | EA | MAN2 | MOTOR 30KW 3000RPM 200L 400V | MOTOR 30KW 3000RPM 200L 400V
000000000060234620 | STP-004 | DATA ENRICHMENT | ATS | ATS |  | 2022-09-28 |  |  | 000000000060234620 | BHP1 | BHP Spares & Supplies | P1047 | Electrical machinery, motors, generators | EA | MAN2 | MOTOR 315KW 3000RPM 355S/M 400 | MOTOR 315KW 3000RPM 355S/M 400
000000000060234656 | STP-004 | DATA ENRICHMENT | ATS | ATS |  | 2022-09-28 |  |  | 000000000060234656 | BHP1 | BHP Spares & Supplies | P1047 | Electrical machinery, motors, generators | EA | MAN2 | MOTOR 375KW 1500RPM 400V | MOTOR 375KW 1500RPM 400V
000000000060234621 | STP-004 | DATA ENRICHMENT | MUF | MUF |  | 2022-09-28 |  |  | 000000000060234621 | BHP1 | BHP Spares & Supplies | P1047 | Electrical machinery, motors, generators | EA | MAN2 | MOTOR 375KW 3000RPM FOOT | MOTOR 375KW 3000RPM FOOT400V FRAME 355M/L WEG
000000000060234699 | STP-004 | DATA ENRICHMENT | ATS | ATS |  | 2022-09-28 |  |  | 000000000060234699 | BHP1 | BHP Spares & Supplies | P1047 | Electrical machinery, motors, generators | EA | MAN2 | MOTOR 37KW 1500RPM 225S/M 400V | MOTOR 37KW 1500RPM 225S/M 400V
000000000060234610 | STP-004 | DATA ENRICHMENT | MUF | MUF |  | 2022-09-28 |  |  | 000000000060234610 | BHP1 | BHP Spares & Supplies | P1047 | Electrical machinery, motors, generators | EA | MAN2 | MOTOR 37KW 2950RPM FLANGE | MOTOR 37KW 2950RPM FLANGE380V FRAME 200L WEG
000000000060234611 | STP-004 | DATA ENRICHMENT | ATS | ATS |  | 2022-09-28 |  |  | 000000000060234611 | BHP1 | BHP Spares & Supplies | P1047 | Electrical machinery, motors, generators | EA | MAN2 | MOTOR 37KW 3000RPM 200L 400V | MOTOR 37KW 3000RPM 200L 400V
000000000060234677 | STP-004 | DATA ENRICHMENT | ATS | ATS |  | 2022-09-28 |  |  | 000000000060234677 | BHP1 | BHP Spares & Supplies | P1047 | Electrical machinery, motors, generators | EA | MAN2 | MOTOR 3KW 1500RPM 100L 400V | MOTOR 3KW 1500RPM 100L 400V
000000000060234663 | STP-004 | DATA ENRICHMENT | ATS | ATS |  | 2022-09-28 |  |  | 000000000060234663 | BHP1 | BHP Spares & Supplies | P1047 | Electrical machinery, motors, generators | EA | MAN2 | MOTOR 3KW 3000RPM FOOT MOUNT | MOTOR 3KW 3000RPM FOOT MOUNT
000000000060237960 | STP-004 | DATA ENRICHMENT | ATS | ATS |  | 2022-09-28 |  |  | 000000000060237960 | BHP1 | BHP Spares & Supplies | 261016 | Motors | EA | MAN2 | MOTOR 4.1KW,1000RPM,380V,CF,K.N62.8 | MOTOR 4.1KW,1000RPM,380V,CF,K.N62.8
000000000060234657 | STP-004 | DATA ENRICHMENT | ATS | ATS |  | 2022-09-28 |  |  | 000000000060234657 | BHP1 | BHP Spares & Supplies | P1047 | Electrical machinery, motors, generators | EA | MAN2 | MOTOR 400KW 1500RPM 355M/L 400 | MOTOR 400KW 1500RPM 355M/L 400
000000000060234622 | STP-004 | DATA ENRICHMENT | MUF | MUF |  | 2022-09-28 |  |  | 000000000060234622 | BHP1 | BHP Spares & Supplies | P1047 | Electrical machinery, motors, generators | EA | MAN2 | MOTOR 450KW 2985RPM FOOT | MOTOR 450KW 2985RPM FOOT380V FRAME 355A/B WEG
000000000060234612 | STP-004 | DATA ENRICHMENT | ATS | ATS |  | 2022-09-28 |  |  | 000000000060234612 | BHP1 | BHP Spares & Supplies | P1047 | Electrical machinery, motors, generators | EA | MAN2 | MOTOR 45KW 3000RPM 225S/M 400V | MOTOR 45KW 3000RPM 225S/M 400V
000000000060234680 | STP-004 | DATA ENRICHMENT | MUF | MUF |  | 2022-09-28 |  |  | 000000000060234680 | BHP1 | BHP Spares & Supplies | P1047 | Electrical machinery, motors, generators | EA | MAN2 | MOTOR 4KW 1440RPM FOOT | MOTOR 4KW 1440RPM FOOT380V FRAME 112M WEG
000000000060234679 | STP-004 | DATA ENRICHMENT | ATS | ATS |  | 2022-09-28 |  |  | 000000000060234679 | BHP1 | BHP Spares & Supplies | P1047 | Electrical machinery, motors, generators | EA | MAN2 | MOTOR 4KW B3/B5 1500RPM | MOTOR 4KW B3/B5 1500RPM
000000000060234682 | STP-004 | DATA ENRICHMENT | MUF | MUF |  | 2022-09-28 |  |  | 000000000060234682 | BHP1 | BHP Spares & Supplies | P1047 | Electrical machinery, motors, generators | EA | MAN2 | MOTOR 5.5KW 1400RPM FLANGE | MOTOR 5.5KW 1400RPM FLANGE380V DVI3014/7F SEW
000000000060234683 | STP-004 | DATA ENRICHMENT | MUF | MUF |  | 2022-09-28 |  |  | 000000000060234683 | BHP1 | BHP Spares & Supplies | P1047 | Electrical machinery, motors, generators | EA | MAN2 | MOTOR 5.5KW 1430RPM FLANGE | MOTOR 5.5KW 1430RPM FLANGE380V DFV132S4 SEW
000000000060234684 | STP-004 | DATA ENRICHMENT | MUF | MUF |  | 2022-09-28 |  |  | 000000000060234684 | BHP1 | BHP Spares & Supplies | P1047 | Electrical machinery, motors, generators | EA | MAN2 | MOTOR 5.5KW 1465RPM FOOT | MOTOR 5.5KW 1465RPM FOOT380V FRAME 132S WEG
000000000060234681 | STP-004 | DATA ENRICHMENT | ATS | ATS |  | 2022-09-28 |  |  | 000000000060234681 | BHP1 | BHP Spares & Supplies | P1047 | Electrical machinery, motors, generators | EA | MAN2 | MOTOR 5.5KW 1500RPM 132S 400V | MOTOR 5.5KW 1500RPM 132S 400V
000000000060234470 | STP-004 | DATA ENRICHMENT | ATS | ATS |  | 2022-09-28 |  |  | 000000000060234470 | BHP1 | BHP Spares & Supplies | P1047 | Electrical machinery, motors, generators | EA | MAN2 | MOTOR 5.5KW 715RPM 400V 160M FRAME | MOTOR 5.5KW 715 RPM EVAPCO SPEC 400V 160M FRAME FOOTMOUNT WITH T
000000000060234705 | STP-004 | DATA ENRICHMENT | MUF | MUF |  | 2022-09-28 |  |  | 000000000060234705 | BHP1 | BHP Spares & Supplies | P1047 | Electrical machinery, motors, generators | EA | MAN2 | MOTOR 5.5KW 960RPM EVAPCO | MOTOR 5.5KW 960RPM EVAPCO5.5KW WEG EVAPCO MOTOR 960RPM 400V 12.3
000000000060234641 | STP-004 | DATA ENRICHMENT | ATS | ATS |  | 2022-09-28 |  |  | 000000000060234641 | BHP1 | BHP Spares & Supplies | P1047 | Electrical machinery, motors, generators | EA | MAN2 | MOTOR 55KW 1500RPM 250S/M 400V | MOTOR 55KW 1500RPM 250S/M 400V
000000000060234613 | STP-004 | DATA ENRICHMENT | ATS | ATS |  | 2022-09-28 |  |  | 000000000060234613 | BHP1 | BHP Spares & Supplies | P1047 | Electrical machinery, motors, generators | EA | MAN2 | MOTOR 55KW 3000RPM FOOT | MOTOR 55KW 3000RPM FOOT
000000000060234658 | STP-004 | DATA ENRICHMENT | ATS | ATS |  | 2022-09-28 |  |  | 000000000060234658 | BHP1 | BHP Spares & Supplies | P1047 | Electrical machinery, motors, generators | EA | MAN2 | MOTOR 570KW 1500RPM HGF400 400 | MOTOR 570KW 1500RPM HGF400 400
000000000060234701 | STP-004 | DATA ENRICHMENT | MUF | MUF |  | 2022-09-28 |  |  | 000000000060234701 | BHP1 | BHP Spares & Supplies | P1047 | Electrical machinery, motors, generators | EA | MAN2 | MOTOR 575KW 750RPM B3 HGF450 380V | MOTOR 575KW 750RPM B3 HGF450 380VWEG 8 POLE FOOT MOUNT
000000000060234712 | STP-004 | DATA ENRICHMENT | ATS | ATS |  | 2022-09-28 |  |  | 000000000060234712 | BHP1 | BHP Spares & Supplies | P1047 | Electrical machinery, motors, generators | EA | MAN2 | MOTOR 63KW 965RPM 315M/L 400V | MOTOR 63KW 965RPM 315M/L 400V
000000000060234715 | STP-004 | DATA ENRICHMENT | ATS | ATS |  | 2022-09-28 |  |  | 000000000060234715 | BHP1 | BHP Spares & Supplies | P1047 | Electrical machinery, motors, generators | EA | MAN2 | MOTOR 7.2KW 1000RPM VIB | MOTOR 7.2KW 1000RPM VIB
000000000060234685 | STP-004 | DATA ENRICHMENT | MUF | MUF |  | 2022-09-28 |  |  | 000000000060234685 | BHP1 | BHP Spares & Supplies | P1047 | Electrical machinery, motors, generators | EA | MAN2 | MOTOR 7.5KW 1455RPM FLANGE | MOTOR 7.5KW 1455RPM FLANGE380V FRAME 132M WEG
000000000060234686 | STP-004 | DATA ENRICHMENT | ATS | ATS |  | 2022-09-28 |  |  | 000000000060234686 | BHP1 | BHP Spares & Supplies | P1047 | Electrical machinery, motors, generators | EA | MAN2 | MOTOR 7.5KW 1500RPM 132M 400V | MOTOR 7.5KW 1500RPM 132M 400V
000000000060234471 | STP-004 | DATA ENRICHMENT | MUF | MUF |  | 2022-09-28 |  |  | 000000000060234471 | BHP1 | BHP Spares & Supplies | P1047 | Electrical machinery, motors, generators | EA | MAN2 | MOTOR 7.5KW 720RPM FOOT EVAPCO | MOTOR 7.5KW 720RPM FOOT EVAPCO7.5KW WEG EVAPCO MOTOR 720RPM 400V
000000000060234659 | STP-004 | DATA ENRICHMENT | ATS | ATS |  | 2022-09-28 |  |  | 000000000060234659 | BHP1 | BHP Spares & Supplies | P1047 | Electrical machinery, motors, generators | EA | MAN2 | MOTOR 750KW 1500RPM 400V | MOTOR 750KW 1500RPM 400VMGF 400
000000000060234614 | STP-004 | DATA ENRICHMENT | ATS | ATS |  | 2022-09-28 |  |  | 000000000060234614 | BHP1 | BHP Spares & Supplies | P1047 | Electrical machinery, motors, generators | EA | MAN2 | MOTOR 75KW 3000RPM FOOT | MOTOR 75KW 3000RPM FOOT
000000000060234687 | STP-004 | DATA ENRICHMENT | MUF | MUF |  | 2022-09-28 |  |  | 000000000060234687 | BHP1 | BHP Spares & Supplies | P1047 | Electrical machinery, motors, generators | EA | MAN2 | MOTOR 9.2KW 1455RPM FLANGE | MOTOR 9.2KW 1455RPM FLANGE380V FRAME 132M WEG
000000000060234644 | STP-004 | DATA ENRICHMENT | ATS | ATS |  | 2022-09-28 |  |  | 000000000060234644 | BHP1 | BHP Spares & Supplies | P1047 | Electrical machinery, motors, generators | EA | MAN2 | MOTOR 90KW 1500RPM 280S/M 400V | MOTOR 90KW 1500RPM 280S/M 400V
000000000060234615 | STP-004 | DATA ENRICHMENT | MUF | MUF |  | 2022-09-28 |  |  | 000000000060234615 | BHP1 | BHP Spares & Supplies | P1047 | Electrical machinery, motors, generators | EA | MAN2 | MOTOR 90KW 2975RPM FOOT | MOTOR 90KW 2975RPM FOOT380V FRAME 280S/M WEG
000000000060222311 | STP-004 | DATA ENRICHMENT | ATS | ATS |  | 2022-09-28 |  |  | 000000000060222311 | BHP1 | BHP Spares & Supplies | 251739 | Electrical components | EA | MAN2 | MOTOR ADAPTOR, BREVINI, FRAME 160M | MOTOR ADAPTOR, BREVINI, FRAME 160M, SSI-FMT00473
000000000060230205 | STP-004 | DATA ENRICHMENT | ATS | ATS |  | 2022-09-28 |  |  | 000000000060230205 | BHP1 | BHP Spares & Supplies | 200000 | Mining Machinery and Accessories | EA | MAN2 | MOTOR ASSY,FAN MOTOR,WA480-6 | MOTOR ASSY FAN MOTOR WA480-6 | 708-7S-00550
000000000060235131 | STP-004 | DATA ENRICHMENT | ATS | ATS |  | 2022-09-28 |  |  | 000000000060235131 | BHP1 | BHP Spares & Supplies | 261016 | Motors | EA | MAN2 | MOTOR BALL MILL 6600V 2350KW | MOTOR BALL MILL 6600V 2350KW993RPM CLASS F OSBORN
000000000060222312 | STP-004 | DATA ENRICHMENT | ATS | ATS |  | 2022-09-28 |  |  | 000000000060222312 | BHP1 | BHP Spares & Supplies | 251739 | Electrical components | EA | MAN2 | MOTOR COUPLING, BREVINI, SPLINED BUSH | MOTOR COUPLING, BREVINI, SPLINED BUSH, 4KW 160M MOTOR, SSI-FMT00473
000000000060186260 | STP-004 | DATA ENRICHMENT | ATS | ATS |  | 2022-09-28 |  |  | 000000000060186260 | BHP1 | BHP Spares & Supplies | 391200 | Electrical equipment and components and supplies | EA | MAN2 | MOTOR DRIVE,BERG,3201E3P121,525V AC,3 PH | MOTOR DRIVE,BERG,3201E3P121,525V AC,3 PHASE, AS PER SSI 3157. | 3201E3P121 | 0019000459 | BERG MANUFACTURING CO
000000000060227509 | STP-004 | DATA ENRICHMENT | ATS | ATS |  | 2022-09-28 |  |  | 000000000060227509 | BHP1 | BHP Spares & Supplies | 261016 | Motors | EA | MAN2 | MOTOR ELECTRC 22KW,380VOLT,4POLE | MOTOR ELECTRIC 22KW,380VOLT,4POLE
000000000060227506 | STP-004 | DATA ENRICHMENT | MUF | MUF |  | 2022-09-28 |  |  | 000000000060227506 | BHP1 | BHP Spares & Supplies | 261016 | Motors | EA | MAN2 | MOTOR ELECTRC 5.5KW,380V, FLANGE MOUNT | MOTOR ELECTRIC 5.5KW,380V, FLANGE MOUNT
000000000060227541 | STP-004 | DATA ENRICHMENT | ATS | ATS |  | 2022-09-28 |  |  | 000000000060227541 | BHP1 | BHP Spares & Supplies | 261016 | Motors | EA | MAN2 | MOTOR ELECTRC,15KW,525VOLT,4POLE | MOTOR ELECTRIC, 15KW, 525VOLT, 4POLE
000000000060227544 | STP-004 | DATA ENRICHMENT | ATS | ATS |  | 2022-09-28 |  |  | 000000000060227544 | BHP1 | BHP Spares & Supplies | 261016 | Motors | EA | MAN2 | MOTOR ELECTRC,22 KW ,525VOLT,4POLE | MOTOR ELECTRIC, 22 KW ,525VOLT, 4POLE
000000000060227513 | STP-004 | DATA ENRICHMENT | MUF | MUF |  | 2022-09-28 |  |  | 000000000060227513 | BHP1 | BHP Spares & Supplies | 261016 | Motors | EA | MAN2 | MOTOR ELECTRC,250KW,380 VOLT FLANGE M | MOTOR ELECTRIC, 250KW, 380 VOLT FLANGE MOUNT
000000000060227547 | STP-004 | DATA ENRICHMENT | ATS | ATS |  | 2022-09-28 |  |  | 000000000060227547 | BHP1 | BHP Spares & Supplies | 261016 | Motors | EA | MAN2 | MOTOR ELECTRC,75KW ,525VOLT,4POLE | MOTOR ELECTRIC, 75KW ,525VOLT, 4POLE
000000000060227500 | STP-004 | DATA ENRICHMENT | ATS | ATS |  | 2022-09-28 |  |  | 000000000060227500 | BHP1 | BHP Spares & Supplies | 261016 | Motors | EA | MAN2 | MOTOR ELECTRIC 0.75KKW,380VOLT,4POLE | MOTOR ELECTRIC 0.75KKW,380VOLT,4POLE
000000000060227501 | STP-004 | DATA ENRICHMENT | ATS | ATS |  | 2022-09-28 |  |  | 000000000060227501 | BHP1 | BHP Spares & Supplies | 261016 | Motors | EA | MAN2 | MOTOR ELECTRIC 1.5KW,380VOLT,4POLE | MOTOR ELECTRIC 1.5KW,380VOLT,4POLE
000000000060227508 | STP-004 | DATA ENRICHMENT | MUF | MUF |  | 2022-09-28 |  |  | 000000000060227508 | BHP1 | BHP Spares & Supplies | 261016 | Motors | EA | MAN2 | MOTOR ELECTRIC 15KW,380V, FLANGE MOUNT | MOTOR ELECTRIC 15KW,380V, FLANGE MOUNT
000000000060227502 | STP-004 | DATA ENRICHMENT | ATS | ATS |  | 2022-09-28 |  |  | 000000000060227502 | BHP1 | BHP Spares & Supplies | 261016 | Motors | EA | MAN2 | MOTOR ELECTRIC 2.2KW,380VOLT,4POLE | MOTOR ELECTRIC 2.2KW,380VOLT,4POLE
000000000060227510 | STP-004 | DATA ENRICHMENT | MUF | MUF |  | 2022-09-28 |  |  | 000000000060227510 | BHP1 | BHP Spares & Supplies | 261016 | Motors | EA | MAN2 | MOTOR ELECTRIC 22KW,380V, FLANGE MOUNT | MOTOR ELECTRIC 22KW,380V, FLANGE MOUNT
000000000060227511 | STP-004 | DATA ENRICHMENT | MUF | MUF |  | 2022-09-28 |  |  | 000000000060227511 | BHP1 | BHP Spares & Supplies | 261016 | Motors | EA | MAN2 | MOTOR ELECTRIC 30KW,380V, FLANGE MOUNT | MOTOR ELECTRIC 30KW,380V, FLANGE MOUNT
000000000060227503 | STP-004 | DATA ENRICHMENT | ATS | ATS |  | 2022-09-28 |  |  | 000000000060227503 | BHP1 | BHP Spares & Supplies | 261016 | Motors | EA | MAN2 | MOTOR ELECTRIC 3KW,380VOLT,4POLE | MOTOR ELECTRIC 3KW,380VOLT,4POLE
000000000060227504 | STP-004 | DATA ENRICHMENT | MUF | MUF |  | 2022-09-28 |  |  | 000000000060227504 | BHP1 | BHP Spares & Supplies | 261016 | Motors | EA | MAN2 | MOTOR ELECTRIC 4KW, 380V, FLANGE MOUNT | MOTOR ELECTRIC 4KW, 380V, FLANGE MOUNT
000000000060227505 | STP-004 | DATA ENRICHMENT | ATS | ATS |  | 2022-09-28 |  |  | 000000000060227505 | BHP1 | BHP Spares & Supplies | 261016 | Motors | EA | MAN2 | MOTOR ELECTRIC 5.5KW,380VOLT,4POLE | MOTOR ELECTRIC 5.5KW,380VOLT,4POLE
000000000060227507 | STP-004 | DATA ENRICHMENT | MUF | MUF |  | 2022-09-28 |  |  | 000000000060227507 | BHP1 | BHP Spares & Supplies | 261016 | Motors | EA | MAN2 | MOTOR ELECTRIC 7.5KW,380V, FLANGE MOUNT | MOTOR ELECTRIC 7.5KW,380V, FLANGE MOUNT
000000000060227540 | STP-004 | DATA ENRICHMENT | MUF | MUF |  | 2022-09-28 |  |  | 000000000060227540 | BHP1 | BHP Spares & Supplies | 261016 | Motors | EA | MAN2 | MOTOR ELECTRIC, 11KW, 525VOLT, 4POLE FLA | MOTOR ELECTRIC, 11KW, 525VOLT, 4POLE FLANGE MOUNT
000000000060227512 | STP-004 | DATA ENRICHMENT | ATS | ATS |  | 2022-09-28 |  |  | 000000000060227512 | BHP1 | BHP Spares & Supplies | 261016 | Motors | EA | MAN2 | MOTOR ELECTRIC, 160KW, 380 VOLT, 4 POLE | MOTOR ELECTRIC, 160KW, 380 VOLT, 4 POLE
000000000060227542 | STP-004 | DATA ENRICHMENT | ATS | ATS |  | 2022-09-28 |  |  | 000000000060227542 | BHP1 | BHP Spares & Supplies | 261016 | Motors | EA | MAN2 | MOTOR ELECTRIC, 18.5KW,525VOLT | MOTOR ELECTRIC, 18.5KW,525VOLT
000000000060228601 | STP-004 | DATA ENRICHMENT | ATS | ATS |  | 2022-09-28 |  |  | 000000000060228601 | BHP1 | BHP Spares & Supplies | 251739 | Electrical components | EA | MAN2 | MOTOR ELECTRIC, 185KW, 525VOLT | MOTOR ELECTRIC, 185KW, 525VOLT
000000000060227535 | STP-004 | DATA ENRICHMENT | ATS | ATS |  | 2022-09-28 |  |  | 000000000060227535 | BHP1 | BHP Spares & Supplies | 261016 | Motors | EA | MAN2 | MOTOR ELECTRIC, 2.2KW, 525VOLT, 4POLE | MOTOR ELECTRIC, 2.2KW, 525VOLT, 4POLE
000000000060227543 | STP-004 | DATA ENRICHMENT | MUF | MUF |  | 2022-09-28 |  |  | 000000000060227543 | BHP1 | BHP Spares & Supplies | 261016 | Motors | EA | MAN2 | MOTOR ELECTRIC, 22 KW ,525VOLT, 1460RPM | MOTOR ELECTRIC, 22 KW ,525VOLT, 1460RPM FLANGE MOUNT
000000000060227548 | STP-004 | DATA ENRICHMENT | ATS | ATS |  | 2022-09-28 |  |  | 000000000060227548 | BHP1 | BHP Spares & Supplies | 261016 | Motors | EA | MAN2 | MOTOR ELECTRIC, 225KW ,525VOLT, 4POLE | MOTOR ELECTRIC, 225KW ,525VOLT, 4POLE
000000000060227545 | STP-004 | DATA ENRICHMENT | MUF | MUF |  | 2022-09-28 |  |  | 000000000060227545 | BHP1 | BHP Spares & Supplies | 261016 | Motors | EA | MAN2 | MOTOR ELECTRIC, 30KW, 525VOLT, 4POLE FLA | MOTOR ELECTRIC, 30KW, 525VOLT, 4POLE FLANGE MOUNT
000000000060227546 | STP-004 | DATA ENRICHMENT | MUF | MUF |  | 2022-09-28 |  |  | 000000000060227546 | BHP1 | BHP Spares & Supplies | 261016 | Motors | EA | MAN2 | MOTOR ELECTRIC, 37KW, 525VOLT, 4POLE FLA | MOTOR ELECTRIC, 37KW, 525VOLT, 4POLE FLANGE MOUNT
000000000060227536 | STP-004 | DATA ENRICHMENT | ATS | ATS |  | 2022-09-28 |  |  | 000000000060227536 | BHP1 | BHP Spares & Supplies | 261016 | Motors | EA | MAN2 | MOTOR ELECTRIC, 4KW, 525VOLT, 4POLE | MOTOR ELECTRIC, 4KW, 525VOLT, 4POLE
000000000060227537 | STP-004 | DATA ENRICHMENT | ATS | ATS |  | 2022-09-28 |  |  | 000000000060227537 | BHP1 | BHP Spares & Supplies | 261016 | Motors | EA | MAN2 | MOTOR ELECTRIC, 5.5KW, 525VOLT, 4POLE | MOTOR ELECTRIC, 5.5KW, 525VOLT, 4POLE
000000000060227539 | STP-004 | DATA ENRICHMENT | ATS | ATS |  | 2022-09-28 |  |  | 000000000060227539 | BHP1 | BHP Spares & Supplies | 261016 | Motors | EA | MAN2 | MOTOR ELECTRIC, 9.2KW, 525VOLT, 4POLE | MOTOR ELECTRIC, 9.2KW, 525VOLT, 4POLE
000000000060227538 | STP-004 | DATA ENRICHMENT | MUF | MUF |  | 2022-09-28 |  |  | 000000000060227538 | BHP1 | BHP Spares & Supplies | 261016 | Motors | EA | MAN2 | MOTOR ELECTRIC, 9.2KW, 525VOLT, 4POLE FL | MOTOR ELECTRIC, 9.2KW, 525VOLT, 4POLE FLANGE MOUNT
000000000060228150 | STP-004 | DATA ENRICHMENT | MUF | MUF |  | 2022-09-28 |  |  | 000000000060228150 | BHP1 | BHP Spares & Supplies | 251739 | Electrical components | EA | MAN2 | MOTOR ELECTRIC,15KW,525VOLT,4POLE FLANGE | MOTOR,ELECTRIC,15KW,525VOLT,4POLE FLANGE MOUNT
000000000060230881 | STP-004 | DATA ENRICHMENT | MUF | MUF |  | 2022-09-28 |  |  | 000000000060230881 | BHP1 | BHP Spares & Supplies | 251739 | Electrical components | EA | MAN2 | MOTOR ELECTRIC,37KW, 380V | MOTOR ELECTRIC,37KW, 380V, FLANGE MOUNTED
000000000060228155 | STP-004 | DATA ENRICHMENT | MUF | MUF |  | 2022-09-28 |  |  | 000000000060228155 | BHP1 | BHP Spares & Supplies | 251739 | Electrical components | EA | MAN2 | MOTOR ELECTRIC,45KW ,525VOLT,4POLE FLANG | MOTOR,ELECTRIC,45KW ,525VOLT,4POLE FLANGE MOUNT
000000000060228148 | STP-004 | DATA ENRICHMENT | MUF | MUF |  | 2022-09-28 |  |  | 000000000060228148 | BHP1 | BHP Spares & Supplies | 251739 | Electrical components | EA | MAN2 | MOTOR ELECTRIC,5.5KW,525VOLT,4POLE FLANG | MOTOR,ELECTRIC,5.5KW,525VOLT,4POLE FLANGE MOUNT
000000000060228149 | STP-004 | DATA ENRICHMENT | MUF | MUF |  | 2022-09-28 |  |  | 000000000060228149 | BHP1 | BHP Spares & Supplies | 251739 | Electrical components | EA | MAN2 | MOTOR ELECTRIC,7.5KW,525VOLT,4POLE FLANG | MOTOR,ELECTRIC,7.5KW,525VOLT,4POLE FLANGE MOUNT
000000000060228156 | STP-004 | DATA ENRICHMENT | MUF | MUF |  | 2022-09-28 |  |  | 000000000060228156 | BHP1 | BHP Spares & Supplies | 251739 | Electrical components | EA | MAN2 | MOTOR ELECTRIC,75KW ,525VOLT,4POLE,FLANG | MOTOR,ELECTRIC,75KW ,525VOLT,4POLE,FLANGE MOUNT
000000000060228555 | STP-004 | DATA ENRICHMENT | MUF | MUF |  | 2022-09-28 |  |  | 000000000060228555 | BHP1 | BHP Spares & Supplies | 261016 | Motors | EA | MAN2 | MOTOR ELECTRICAL 22KW | MOTOR ELECTRICAL, 22KW, FRAME 180L, MOUNT B3, 4POLE, 400/690 VOLT, IE3, WEG W22, IP66 CI
000000000060228556 | STP-004 | DATA ENRICHMENT | MUF | MUF |  | 2022-09-28 |  |  | 000000000060228556 | BHP1 | BHP Spares & Supplies | 261016 | Motors | EA | MAN2 | MOTOR ELECTRICAL 75KW | MOTOR ELECTRICAL, 75KW, FRAME 250SM, MOUNT B3, 4POLE, 400/690 VOLT, IE3, WEG W22, IP66 CI
000000000060215819 | STP-004 | DATA ENRICHMENT | SMX | SMX |  | 2022-09-28 |  |  | 000000000060215819 | BHP1 | BHP Spares & Supplies | 261016 | Motors | EA | MAN2 | MOTOR ELECTRICAL, 1.5KW, 6 POLE, 380 VOL | MOTOR ELECTRICAL, 1.5KW, 6 POLE, 380 VOLT, FOOT MOUNT, P/N AAT-CTPV-SP12, CTPV
000000000060214685 | STP-004 | DATA ENRICHMENT | ATS | ATS |  | 2022-09-28 |  |  | 000000000060214685 | BHP1 | BHP Spares & Supplies | 261016 | Motors | EA | MAN2 | MOTOR ELECTRICAL, 132 KW, 380 VOLT, 3 PH | MOTOR ELECTRICAL, 132 KW, 380 VOLT, 3 PHASE 50 HZ, 4 POLE, B5, FRAME, SIZE 315S, S1 DUTY, CAST IRON, ITEM NO 1LG4313-4AA61, SIEMENS
000000000060172112 | STP-004 | DATA ENRICHMENT | ATS | ATS |  | 2022-09-28 |  |  | 000000000060172112 | BHP1 | BHP Spares & Supplies | 221015 | Earth moving machinery | EA | MAN2 | MOTOR HYDRAULIC ATLAS COPCO 3115101080 | MOTOR HYDRAULIC ATLAS COPCO 3115101080 | 3115101080 | 0019008517 | ATLAS COPCO SOUTH AFRICA (PTY)
000000000060235356 | STP-004 | DATA ENRICHMENT | ATS | ATS |  | 2022-09-28 |  |  | 000000000060235356 | BHP1 | BHP Spares & Supplies | 261016 | Motors | EA | MAN2 | MOTOR HYDRAULIC DANFOSS OMM 32 | MOTOR HYDRAULIC DANFOSS OMM 32151G0003
000000000060235354 | STP-004 | DATA ENRICHMENT | ATS | ATS |  | 2022-09-28 |  |  | 000000000060235354 | BHP1 | BHP Spares & Supplies | 261016 | Motors | EA | MAN2 | MOTOR HYDRAULIC OMR80 DANFOSS | MOTOR HYDRAULIC OMR80 DANFOSS151 - 0411
000000000060235349 | STP-004 | DATA ENRICHMENT | ATS | ATS |  | 2022-09-28 |  |  | 000000000060235349 | BHP1 | BHP Spares & Supplies | 261016 | Motors | EA | MAN2 | MOTOR HYDRAULIC OMV315 NO.151B3100 | MOTOR HYDRAULIC OMV315 NO.151B3100DANFOSS
000000000060234711 | STP-004 | DATA ENRICHMENT | ATS | ATS |  | 2022-09-28 |  |  | 000000000060234711 | BHP1 | BHP Spares & Supplies | P1047 | Electrical machinery, motors, generators | EA | MAN2 | MOTOR SLIPRING 1100KW 960RPM | MOTOR SLIPRING 1100KW 960RPM
000000000060234727 | STP-004 | DATA ENRICHMENT | ATS | ATS |  | 2022-09-28 |  |  | 000000000060234727 | BHP1 | BHP Spares & Supplies | P1047 | Electrical machinery, motors, generators | EA | MAN2 | MOTOR VIB 0.52KW 1500RPM 380V VV35B/4 | MOTOR VIB 0.52KW 1500RPM 380V VV35B/4
000000000060234702 | STP-004 | DATA ENRICHMENT | ATS | ATS |  | 2022-09-28 |  |  | 000000000060234702 | BHP1 | BHP Spares & Supplies | P1047 | Electrical machinery, motors, generators | EA | MAN2 | MOTOR VIB 0.9KW 960RPM 400V | MOTOR VIB 0.9KW 960RPM 400V
000000000060234729 | STP-004 | DATA ENRICHMENT | ATS | ATS |  | 2022-09-28 |  |  | 000000000060234729 | BHP1 | BHP Spares & Supplies | P1047 | Electrical machinery, motors, generators | EA | MAN2 | MOTOR VIB 1.15KW 1500RPM 400V | MOTOR VIB 1.15KW 1500RPM 400V
000000000060254697 | STP-004 | DATA ENRICHMENT | ATS | ATS |  | 2022-09-28 |  |  | 000000000060254697 | BHP1 | BHP Spares & Supplies | P1047 | Electrical machinery, motors, generators | EA | MAN2 | MOTOR VIB 1.76KW 1500RPM 380V VWE 2500/1 | MOTOR, VIB, 1.76KW, 500RPM, 380V, VWE, 2500/15 | VWE2500/15 | 0019011819 | Unknown
000000000060234713 | STP-004 | DATA ENRICHMENT | ATS | ATS |  | 2022-09-28 |  |  | 000000000060234713 | BHP1 | BHP Spares & Supplies | P1047 | Electrical machinery, motors, generators | EA | MAN2 | MOTOR VIB 2.4KW 1000RPM 400V | MOTOR VIB 2.4KW 1000RPM 400V
000000000060234719 | STP-004 | DATA ENRICHMENT | ATS | ATS |  | 2022-09-28 |  |  | 000000000060234719 | BHP1 | BHP Spares & Supplies | P1047 | Electrical machinery, motors, generators | EA | MAN2 | MOTOR VIB BM23000/10 18.7 | MOTOR VIB BM23000/10 18.7380/400V 1000RPM OMB MAKE
000000000060234723 | STP-004 | DATA ENRICHMENT | ATS | ATS |  | 2022-09-28 |  |  | 000000000060234723 | BHP1 | BHP Spares & Supplies | P1047 | Electrical machinery, motors, generators | EA | MAN2 | MOTOR VIB. .85KW 1500RPM 380V VV38B/4 | MOTOR VIB. .85KW 1500RPM 380V VV38B/4
000000000060234720 | STP-004 | DATA ENRICHMENT | ATS | ATS |  | 2022-09-28 |  |  | 000000000060234720 | BHP1 | BHP Spares & Supplies | P1047 | Electrical machinery, motors, generators | EA | MAN2 | MOTOR VIB. BM23000/10 17.5 | MOTOR VIB. BM23000/10 17.5COUPLED 380/400V MAKE OMB 1000RPM
000000000060234717 | STP-004 | DATA ENRICHMENT | ATS | ATS |  | 2022-09-28 |  |  | 000000000060234717 | BHP1 | BHP Spares & Supplies | P1047 | Electrical machinery, motors, generators | EA | MAN2 | MOTOR VIB.10kw | MOTOR VIB.10kw
000000000060234716 | STP-004 | DATA ENRICHMENT | ATS | ATS |  | 2022-09-28 |  |  | 000000000060234716 | BHP1 | BHP Spares & Supplies | P1047 | Electrical machinery, motors, generators | EA | MAN2 | MOTOR VIB.9.2kw VV110B/6 1000RPM 111KN | MOTOR VIB.9.2kw VV110B/6 1000RPM 111KN
000000000060234718 | STP-004 | DATA ENRICHMENT | ATS | ATS |  | 2022-09-28 |  |  | 000000000060234718 | BHP1 | BHP Spares & Supplies | P1047 | Electrical machinery, motors, generators | EA | MAN2 | MOTOR VIBRATOR 18.3KW 1000RPM VV22 1B/6 | MOTOR VIBRATOR 18.3KW 1000RPM VV22 1B/61000RPM/18,3KW/380V.
000000000060234714 | STP-004 | DATA ENRICHMENT | ATS | ATS |  | 2022-09-28 |  |  | 000000000060234714 | BHP1 | BHP Spares & Supplies | P1047 | Electrical machinery, motors, generators | EA | MAN2 | MOTOR VIBRATOR 2.6KW 1000RPMOMBTYPE BM | MOTOR VIBRATOR 2.6KW 1000RPM. OMB TYPE BM 5000/101000 RPM380 V2.
000000000060234676 | STP-004 | DATA ENRICHMENT | ATS | ATS |  | 2022-09-28 |  |  | 000000000060234676 | BHP1 | BHP Spares & Supplies | P1047 | Electrical machinery, motors, generators | EA | MAN2 | MOTOR VIBRATOR 3.4KW 1500RPM | MOTOR VIBRATOR 3.4KW 1500RPM3.4 KW/1500 RPM/380 V
000000000060222935 | STP-004 | DATA ENRICHMENT | ATS | ATS |  | 2022-09-28 |  |  | 000000000060222935 | BHP1 | BHP Spares & Supplies | 261016 | Motors | EA | MAN2 | MOTOR VIBRATOR, 1700/15 -1500RPM-525V | MOTOR VIBRATOR, 1700/15 -1500RPM-525V
000000000060255206 | STP-004 | DATA ENRICHMENT | MUF | MUF |  | 2022-09-28 |  |  | 000000000060255206 | BHP1 | BHP Spares & Supplies | 261016 | Motors | EA | MAN2 | MOTOR, 22KW, FRAME 180L, 380V AC, 3 PHA | MOTOR, 22KW, FRAME 180L, 380V AC, 3 PHASE, 2 POLE, 3000RPM, FOOT AND FLANGE MOUNTED,WEG
000000000060224247 | STP-004 | DATA ENRICHMENT | ATS | ATS |  | 2022-09-28 |  |  | 000000000060224247 | BHP1 | BHP Spares & Supplies | 391200 | Electrical equipment and components and supplies | EA | MAN2 | MOTOR, 132KW, 525V, 4 POLE, 315S, B3, IP | MOTOR, PROCESS COOLING AIR FAN 704, 132KW, 525V, 4 POLE (1475RPM), FRAME 315S, B3 (FOOT MOUNTED), IP66, MAKE: ALSTOM, TYPE: LS6310-4 | LS6310-4AB
000000000060224252 | STP-004 | DATA ENRICHMENT | MUF | MUF |  | 2022-09-28 |  |  | 000000000060224252 | BHP1 | BHP Spares & Supplies | 391200 | Electrical equipment and components and supplies | EA | MAN2 | MOTOR, 15KW, 525V, 4 POLE, 160l, B5 , IP | MOTOR, BENEFICIATION THICKENER UNDERFLOW PUMP, 15KW, 525V, 4 POLE (1475RPM), FRAME 160L, B5 (FLANGE MOUNTED), IP66, MAKE: WEG | TPW3205050
000000000060222086 | STP-004 | DATA ENRICHMENT | MUF | MUF |  | 2022-09-28 |  |  | 000000000060222086 | BHP1 | BHP Spares & Supplies | 200000 | Mining Machinery and Accessories | EA | MAN2 | MOTOR, 18.5KW, FLANGE MOUNT, PECKER | MOTOR, 18.5KW, FLANGE MOUNT, PECKER
000000000060149774 | STP-004 | DATA ENRICHMENT | ATS | ATS |  | 2022-09-28 |  |  | 000000000060149774 | BHP1 | BHP Spares & Supplies | 261016 | Motors | EA | MAN2 | MOTOR, 200KW, 525V AC, 1440RPM, FRAME 31 | MOTOR, 200KW, 525V AC, 1440RPM, FRAME 315L, SQUIRREL CAGE, FOOT MOUNTED, SIEMENS
000000000060113326 | STP-004 | DATA ENRICHMENT | ATS | ATS |  | 2022-09-28 |  |  | 000000000060113326 | BHP1 | BHP Spares & Supplies | 261016 | Motors | EA | MAN2 | MOTOR, 20-6.5KW, 380-168V DC, 40-37A, 14 | MOTOR, 20-6.5KW, 380-168V DC, 40-37A, 1467-472 RPM SPECIAL TYPE 9330, C/W ELECTRICAL BRAKE & PINION, 10 TON OVERHEAD CRANE, MORRIS
000000000060224254 | STP-004 | DATA ENRICHMENT | MUF | MUF |  | 2022-09-28 |  |  | 000000000060224254 | BHP1 | BHP Spares & Supplies | 391200 | Electrical equipment and components and supplies | EA | MAN2 | MOTOR, 220KW, 525V, 6 POLE, 355ML, B3 , | MOTOR, BAG HOUSE DUST FAN , 220KW, 525V, 6 POLE (1475RPM), FRAME 355ML, B3 (FOOT MOUNTED), IP66, MAKE: WEG | TPW7695030
000000000060224249 | STP-004 | DATA ENRICHMENT | MUF | MUF |  | 2022-09-28 |  |  | 000000000060224249 | BHP1 | BHP Spares & Supplies | 391200 | Electrical equipment and components and supplies | EA | MAN2 | MOTOR, 22KW, 525V, 4 POLE, 180L, B5, IP6 | MOTOR, MIXER PAN DRIVE, 22KW, 525V, 4 POLE (1475RPM), FRAME 180L, B5 (FLANGE MOUNTED), IP66, MAKE: WEG | TPW3605050
000000000060224248 | STP-004 | DATA ENRICHMENT | ATS | ATS |  | 2022-09-28 |  |  | 000000000060224248 | BHP1 | BHP Spares & Supplies | 391200 | Electrical equipment and components and supplies | EA | MAN2 | MOTOR, 330KW, 525V, 4 POLE, 355X, B3, IP | MOTOR, PROCESS COOLING AIR FAN 706, 330KW, 525V, 4 POLE (1475RPM), FRAME 355X, B3 (FOOT MOUNTED), IP66, MAKE: ALSTOM, TYPE: LS6353-4 | LS6353-4AB
000000000060174750 | STP-004 | DATA ENRICHMENT | ATS | ATS |  | 2022-09-28 |  |  | 000000000060174750 | BHP1 | BHP Spares & Supplies | 261016 | Motors | EA | MAN2 | MOTOR, 380VOLT, 250KW, 2-POLE, 2970RPM, | MOTOR, 380VOLT, 250KW, 2-POLE, 2970RPM, 315L FRAME, 70MM OUTPUT SHAFT,, B3 FOOTMOUNTED, COMPLETE WITH 3-WIRE RTD'S WIRESTO BE CLEARLY MARKED FOR, DRIVE END AND NON-DRIVE END BEARING TEMP PROTECTION AND RED + WHITE +, BLUE PHASE TEMP PROTECTION TO SUITE TRANSDUCER UNIT RTD-P100, 4-20MA,, 230VOLTS, COMPLETE WITH MOTOR OUTPUT SHAFT TO BE FITTED COMPLETE WITH, DRIVE COUPLING, ESCOGEAR, FENNER CODE FST95
000000000060224251 | STP-004 | DATA ENRICHMENT | MUF | MUF |  | 2022-09-28 |  |  | 000000000060224251 | BHP1 | BHP Spares & Supplies | 391200 | Electrical equipment and components and supplies | EA | MAN2 | MOTOR, 45KW, 525V, 4 POLE, 225SM, B5 , I | MOTOR, PELLETISING DRUM DRIVE, 45KW, 525V, 4 POLE (1475RPM), FRAME 225SM, B5 (FLANGE MOUNTED), IP66, MAKE: WEG, C/W FORCED COOLING F | TPW4205050
000000000060224255 | STP-004 | DATA ENRICHMENT | MUF | MUF |  | 2022-09-28 |  |  | 000000000060224255 | BHP1 | BHP Spares & Supplies | 391200 | Electrical equipment and components and supplies | EA | MAN2 | MOTOR, 55KW, 525V, 4 POLE, 250SM, B5, IP | MOTOR, SLURRY MIXING TANK AGITATOR, 55KW, 525V, 4 POLE (1475RPM), FRAME 250SM, B5 (FLANGE MOUNTED), IP66, MAKE: WEG | TPW4405050
000000000060224253 | STP-004 | DATA ENRICHMENT | MUF | MUF |  | 2022-09-28 |  |  | 000000000060224253 | BHP1 | BHP Spares & Supplies | 391200 | Electrical equipment and components and supplies | EA | MAN2 | MOTOR, 7.5KW, 525V, 6 POLE, 160M, B5 , I | MOTOR, STEEL BELT CONVEYOR, 7.5KW, 525V, 6 POLE (960RPM), FRAME 160M, B5 (FLANGE MOUNTED), IP66, MAKE: WEG, C/W FORCED COOLING FAN ( | TPW2515050
000000000060149026 | STP-004 | DATA ENRICHMENT | MUF | MUF |  | 2022-09-28 |  |  | 000000000060149026 | BHP1 | BHP Spares & Supplies | 261016 | Motors | EA | MAN2 | MOTOR, 75KW, FRAME 315, 380V AC, 3 PHASE | MOTOR, 75KW, FRAME 315, 380V AC, 3 PHASE, 6 POLE, SLIPRING, S4, 150, STARTS, ED 60%, WEG, 70/70 TON OVERHEAD CRANE, WOLFF, COMPLETE WITH, COUPLING, RED SPIDER, TYPE ST360, SURFLEX AND DRUM, BRAKE: 500 MM DIA,, BORE DIAMETER 70MM, H7 MOTOR SIDE, DEMAG DRAWING 65371260, DEMAG
000000000060156641 | STP-004 | DATA ENRICHMENT | ATS | ATS |  | 2022-09-28 |  |  | 000000000060156641 | BHP1 | BHP Spares & Supplies | 261016 | Motors | EA | MAN2 | MOTOR, 90KW, FRAME 280S, 525V AC, 4 POLE | MOTOR, 90KW, FRAME 280S, 525V AC, 4 POLE, SQUIRREL CAGE, FOOT MOUNTED
000000000060213929 | STP-004 | DATA ENRICHMENT | MUF | MUF |  | 2022-09-28 |  |  | 000000000060213929 | BHP1 | BHP Spares & Supplies | 391200 | Electrical equipment and components and supplies | EA | MAN2 | MOTOR, A.C. 7.5KW, 132 FRAME SIZE, 380V | MOTOR, A.C. 7.5KW, 132 FRAME SIZE, 380 VOLT, 3 PHASE, 8 POLE, NOTE:, STANDARD FRAME SIZE FOR A 8 POLE MOTOR IS NOT 132. THE FLANGE AND FRAME, SIZE MUST BE CHANGED TO THAT OF A 7.5KW, 4 POLE, 132 FLANGE SIZE MOTOR., THE SHAFT SIZE AND LENGTH MUST BE THE SAME AS THAT OF A 7.5KW, 4 POLE, FLANGE SIZE MOTOR. MOTOR IS HORIZONTAL MOUNTED
000000000060214361 | STP-004 | DATA ENRICHMENT | ATS | ATS |  | 2022-09-28 |  |  | 000000000060214361 | BHP1 | BHP Spares & Supplies | 261016 | Motors | EA | MAN2 | MOTOR, AC 380V,90KW,185A,315 FRM SLIPRIN | MOTOR, AC 90KW, 380V, 185A, 315 FRM SLIPRING 6 POLE, ROTOR 319V, ROTOR, 163A, TAPERED DRIVE SHAFT, COMPLETE WITH COUPLING HUB FITTED, TYPE, CANTERBURY WATERFALL, H236, E RION INNER HUB 90B/K AND BULLETS, BR236, C80 NT, BLACK BUFFER (12 SET)
000000000060214684 | STP-004 | DATA ENRICHMENT | ATS | ATS |  | 2022-09-28 |  |  | 000000000060214684 | BHP1 | BHP Spares & Supplies | 261016 | Motors | EA | MAN2 | MOTOR, AC, 11KW, 6 POLE, 160L FRAME SIZE | AC MOTOR 11KW, 6 POLE,FRAME SIZE 160L,PAD MOUNT,WEG - W22, SQUIRREL CAGE, CAST IRON,PREMIUM EFFICIENCY PLUS,TOTALLY ENCLOSED FAN COO | TAP30130 | 0019011455 | ZEST ELECTRICAL MOTORS CC
000000000060221575 | STP-004 | DATA ENRICHMENT | MUF | MUF |  | 2022-09-28 |  |  | 000000000060221575 | BHP1 | BHP Spares & Supplies | 251739 | Electrical components | EA | MAN2 | MOTOR, AC, 15KW, 160L FRAME, 380V, 960RP | MOTOR, ALTERNATING CURRENT, 15KW, 160L FRAME SIZE, 380 VOLT, 3 PHASE, 6 POLE, 960 RPM, FLANGE AND FOOT MOUNTED, SSI FMT00367
000000000060253958 | STP-004 | DATA ENRICHMENT | MUF | MUF |  | 2022-09-28 |  |  | 000000000060253958 | BHP1 | BHP Spares & Supplies | 261016 | Motors | EA | MAN2 | MOTOR, AC, 75KW, D250S/M WEG4, 380/400V, | MOTOR, AC, 75KW, D250S/M WEG4, 380/400V, 1475RPM, B3, SEW, GEARBOX RATIO 53.98, CV05/506
000000000060227101 | STP-004 | DATA ENRICHMENT | ATS | ATS |  | 2022-09-28 |  |  | 000000000060227101 | BHP1 | BHP Spares & Supplies | 261016 | Motors | EA | MAN2 | MOTOR, ALTERNATE CURRENT, 110KW,525V,148 | MOTOR, ALTERNATE CURRENT, 110KW,525V,1485RPM
000000000060144187 | STP-004 | DATA ENRICHMENT | MUF | MUF |  | 2022-09-28 |  |  | 000000000060144187 | BHP1 | BHP Spares & Supplies | 261016 | Motors | EA | MAN2 | MOTOR, ALTERNATING CURRENT, 12.5KW, 380 | MOTOR, ALTERNATING CURRENT, 12.5KW, 380V, 750RPM, 2 POLE, MVSI 075/22000, STROKE 11MM, MODEL H2-48-24, VIBRATOR
000000000060123647 | STP-004 | DATA ENRICHMENT | MUF | MUF |  | 2022-09-28 |  |  | 000000000060123647 | BHP1 | BHP Spares & Supplies | 261016 | Motors | EA | MAN2 | MOTOR, ALTERNATING CURRENT, 0.75KW, 804 | MOTOR, ALTERNATING CURRENT, 0.75KW, 804 FRAME SIZE, 380 VOLT, 3 PHASE, 4, POLE, 1450 RPM, FLANGE MOUNTED, C/W 19 TEETH MOTOR PINION TO SUIT R63
000000000060123650 | STP-004 | DATA ENRICHMENT | MUF | MUF |  | 2022-09-28 |  |  | 000000000060123650 | BHP1 | BHP Spares & Supplies | 261016 | Motors | EA | MAN2 | MOTOR, ALTERNATING CURRENT, 1.1KW, 90S4 | MOTOR, ALTERNATING CURRENT, 1.1KW, 90S4 FRAME SIZE, 380 VOLT, 3 PHASE, 4, POLE, 1450 RPM, FLANGE MOUNTED, C/W 19 TEETH MOTOR PINION TO SUIT R60
000000000060123584 | STP-004 | DATA ENRICHMENT | MUF | MUF |  | 2022-09-28 |  |  | 000000000060123584 | BHP1 | BHP Spares & Supplies | 261016 | Motors | EA | MAN2 | MOTOR, ALTERNATING CURRENT, 1.1KW, D90SD | MOTOR, ALTERNATING CURRENT, 1.1KW, D90SD FRAME SIZE, 380 VOLT, 3 PHASE,, 4 POLE, 1450 RPM, FLANGE MOUNTED
000000000060123651 | STP-004 | DATA ENRICHMENT | MUF | MUF |  | 2022-09-28 |  |  | 000000000060123651 | BHP1 | BHP Spares & Supplies | 261016 | Motors | EA | MAN2 | MOTOR, ALTERNATING CURRENT, 1.1KW, DT903 | MOTOR, ALTERNATING CURRENT, 1.1KW, DT9034 FRAME SIZE, 380 VOLT, 3 PHASE,, 4 POLE, 1420 RPM, FLANGE MOUNTED, C/W 19 TEETH MOTOR PINION TO SUIT TYPE, R
000000000060123653 | STP-004 | DATA ENRICHMENT | MUF | MUF |  | 2022-09-28 |  |  | 000000000060123653 | BHP1 | BHP Spares & Supplies | 261016 | Motors | EA | MAN2 | MOTOR, ALTERNATING CURRENT, 1.5KW, 90L | MOTOR, ALTERNATING CURRENT, 1.5KW, 90L FRAME SIZE, 380 VOLT, 3 PHASE, 4, POLE, 1450 RPM, FLANGE MOUNTED, C/W 18 TEETH MOTOR PINION TO SUIT R73
000000000060123635 | STP-004 | DATA ENRICHMENT | MUF | MUF |  | 2022-09-28 |  |  | 000000000060123635 | BHP1 | BHP Spares & Supplies | 261016 | Motors | EA | MAN2 | MOTOR, ALTERNATING CURRENT, 1.5KW, A90L4 | PHASE, 4 POLE, 1450 RPM, FLANGE MOUNTED, C/W BRAKE & REF 560642, MOTOR, ALTERNATING CURRENT, 1.5KW, A90L4-D15 FRAME SIZE, 380 VOLT, 3, PHASE, 4 POLE, 1450 RPM, FLANGE MOUNTED, C/W BRAKE <(>&<)> REF 560642
000000000060123587 | STP-004 | DATA ENRICHMENT | MUF | MUF |  | 2022-09-28 |  |  | 000000000060123587 | BHP1 | BHP Spares & Supplies | 261016 | Motors | EA | MAN2 | MOTOR, ALTERNATING CURRENT, 1.5KW, D90L | MOTOR, ALTERNATING CURRENT, 1.5KW, D90L FRAME SIZE, 380 VOLT, 3 PHASE, 4, POLE, 1450 RPM, FOOT MOUNTED
000000000060123586 | STP-004 | DATA ENRICHMENT | MUF | MUF |  | 2022-09-28 |  |  | 000000000060123586 | BHP1 | BHP Spares & Supplies | 261016 | Motors | EA | MAN2 | MOTOR, ALTERNATING CURRENT, 1.5KW, D90LD | MOTOR, ALTERNATING CURRENT, 1.5KW, D90LD FRAME SIZE, 380 VOLT, 3 PHASE,, 4 POLE, 1450 RPM, FOOT MOUNTED
000000000060135681 | STP-004 | DATA ENRICHMENT | MUF | MUF |  | 2022-09-28 |  |  | 000000000060135681 | BHP1 | BHP Spares & Supplies | 261016 | Motors | EA | MAN2 | MOTOR, ALTERNATING CURRENT, 110KW, 315 F | MOTOR, ALTERNATING CURRENT, 110KW, 315 FRAME SIZE, 525 VOLT, 3 PHASE, 6, POLE, 982 RPM, FOOT MOUNTED, SLIPRING, COMPLETE WITH ST260 SPIDER, COUPLING FITTED
000000000060123624 | STP-004 | DATA ENRICHMENT | MUF | MUF |  | 2022-09-28 |  |  | 000000000060123624 | BHP1 | BHP Spares & Supplies | 261016 | Motors | EA | MAN2 | MOTOR, ALTERNATING CURRENT, 110KW, D280M | MOTOR, ALTERNATING CURRENT, 110KW, D280M FRAME SIZE, 380 VOLT, 3 PHASE,, 4 POLE, 1450 RPM, FOOT MOUNTED
000000000060162111 | STP-004 | DATA ENRICHMENT | MUF | MUF |  | 2022-09-28 |  |  | 000000000060162111 | BHP1 | BHP Spares & Supplies | 261016 | Motors | EA | MAN2 | MOTOR, ALTERNATING CURRENT, 110KW, FAF35 | MOTOR, ALTERNATING CURRENT, 110KW, FAF355L FRAME SIZE, 525 VOLT, 3, PHASE, 6 POLE, 988 RPM, FOOT MOUNTED
000000000060148631 | STP-004 | DATA ENRICHMENT | MUF | MUF |  | 2022-09-28 |  |  | 000000000060148631 | BHP1 | BHP Spares & Supplies | 261016 | Motors | EA | MAN2 | MOTOR, ALTERNATING CURRENT, 11KW, 160L F | MOTOR, ALTERNATING CURRENT, 11KW, 160L FRAME SIZE, 380 VOLT, 3 PHASE, 6 POLE, 960 RPM, FOOT MOUNTED, IMB3 SIEMENS, IP55, 24.5 AMP, W
000000000060123217 | STP-004 | DATA ENRICHMENT | MUF | MUF |  | 2022-09-28 |  |  | 000000000060123217 | BHP1 | BHP Spares & Supplies | 261016 | Motors | EA | MAN2 | MOTOR, ALTERNATING CURRENT, 11KW, 160L F | MOTOR, ALTERNATING CURRENT, 11KW, 160L FRAME SIZE, 380 VOLT, 3 PHASE, 6, POLE, 960 RPM, FOOT MOUNTED
000000000060138951 | STP-004 | DATA ENRICHMENT | MUF | MUF |  | 2022-09-28 |  |  | 000000000060138951 | BHP1 | BHP Spares & Supplies | 261016 | Motors | EA | MAN2 | MOTOR, ALTERNATING CURRENT, 11KW, 160M F | MOTOR, ALTERNATING CURRENT, 11KW, 160M FRAME SIZE, 380 VOLT, 3 PHASE, 4, POLE,1440 RPM, FLANGE MOUNTED
000000000060149824 | STP-004 | DATA ENRICHMENT | MUF | MUF |  | 2022-09-28 |  |  | 000000000060149824 | BHP1 | BHP Spares & Supplies | 261016 | Motors | EA | MAN2 | MOTOR, ALTERNATING CURRENT, 11KW, 160M F | MOTOR, ALTERNATING CURRENT, 11KW, 160M FRAME SIZE, 380 VOLT, 3 PHASE, 4 POLE, 1455 RPM, FOOT MOUNTED, SHAFT DIA 42MM
000000000060148760 | STP-004 | DATA ENRICHMENT | MUF | MUF |  | 2022-09-28 |  |  | 000000000060148760 | BHP1 | BHP Spares & Supplies | 261016 | Motors | EA | MAN2 | MOTOR, ALTERNATING CURRENT, 11KW, 160M F | MOTOR, ALTERNATING CURRENT, 11KW, 160M FRAME SIZE, 525 VOLT, 3 PHASE, 6 POLE, 1440 RPM, FOOT MOUNTED, SLIPRING
000000000060024575 | STP-004 | DATA ENRICHMENT | MUF | MUF |  | 2022-09-28 |  |  | 000000000060024575 | BHP1 | BHP Spares & Supplies | 261016 | Motors | EA | MAN2 | MOTOR, ALTERNATING CURRENT, 11KW, D160M | MOTOR, ALTERNATING CURRENT, 11KW, D160M FRAME SIZE, 525 VOLT, 3 PHASE, 4 POLE,1450 RPM, FOOT MOUNTED
000000000060123608 | STP-004 | DATA ENRICHMENT | MUF | MUF |  | 2022-09-28 |  |  | 000000000060123608 | BHP1 | BHP Spares & Supplies | 261016 | Motors | EA | MAN2 | MOTOR, ALTERNATING CURRENT, 11KW, D160M | MOTOR, ALTERNATING CURRENT, 11KW, D160M FRAME SIZE, 380 VOLT, 3 PHASE, 4, POLE, 1450 RPM, FOOT MOUNTED
000000000060141739 | STP-004 | DATA ENRICHMENT | MUF | MUF |  | 2022-09-28 |  |  | 000000000060141739 | BHP1 | BHP Spares & Supplies | 261016 | Motors | EA | MAN2 | MOTOR, ALTERNATING CURRENT, 11KW, FRAME | MOTOR, ALTERNATING CURRENT, 11KW, FRAME D160M, 525 VOLT, 1455 RPM, 4 POLE, FOOT MOUNTED
000000000060227064 | STP-004 | DATA ENRICHMENT | MUF | MUF |  | 2022-09-28 |  |  | 000000000060227064 | BHP1 | BHP Spares & Supplies | 261016 | Motors | EA | MAN2 | MOTOR, ALTERNATING CURRENT, 11KW, FRAME | MOTOR, ALTERNATING CURRENT, 11KW, FRAME D160M, 525 VOLT, 1455 RPM, 4 POLE, FOOT MOUNTED
000000000060161113 | STP-004 | DATA ENRICHMENT | MUF | MUF |  | 2022-09-28 |  |  | 000000000060161113 | BHP1 | BHP Spares & Supplies | 261016 | Motors | EA | MAN2 | MOTOR, ALTERNATING CURRENT, 132KW, 315S | MOTOR, ALTERNATING CURRENT, 132KW, 315S FRAME SIZE, 380 VOLT, 3 PHASE, 4, POLE, 1400 RPM, FOOT MOUNTED
000000000060148634 | STP-004 | DATA ENRICHMENT | ATS | ATS |  | 2022-09-28 |  |  | 000000000060148634 | BHP1 | BHP Spares & Supplies | 261016 | Motors | EA | MAN2 | MOTOR, ALTERNATING CURRENT, 132KW, 315SL | MOTOR, ALTERNATING CURRENT, 132KW, 315SLIM FRAME SIZE, 380 VOLT, 3, PHASE, 4 POLE, 1480 RPM, FLANGE MOUNTED | BH34998 | 0019003592 | WEG MOTORS
000000000060141753 | STP-004 | DATA ENRICHMENT | MUF | MUF |  | 2022-09-28 |  |  | 000000000060141753 | BHP1 | BHP Spares & Supplies | 261016 | Motors | EA | MAN2 | MOTOR, ALTERNATING CURRENT, 132KW, FRAME | MOTOR, ALTERNATING CURRENT, 132KW, FRAME D355M, 525 VOLT, 1485 RPM, 4 POLE, SLIPRING, FOOT MOUNTED
000000000060146948 | STP-004 | DATA ENRICHMENT | MUF | MUF |  | 2022-09-28 |  |  | 000000000060146948 | BHP1 | BHP Spares & Supplies | 261016 | Motors | EA | MAN2 | MOTOR, ALTERNATING CURRENT, 15KW, 160L F | MOTOR, ALTERNATING CURRENT, 15KW, 160L FRAME SIZE, 380 VOLT, 3 PHASE, 4, POLE, 1450 RPM, FLANGE MOUNTED
000000000060162113 | STP-004 | DATA ENRICHMENT | MUF | MUF |  | 2022-09-28 |  |  | 000000000060162113 | BHP1 | BHP Spares & Supplies | 261016 | Motors | EA | MAN2 | MOTOR, ALTERNATING CURRENT, 15KW, 180L F | MOTOR, ALTERNATING CURRENT, 15KW, 180L FRAME SIZE, 525 VOLT, 3 PHASE, 4, POLE, 1450 RPM, FOOT MOUNTED, SLIPRING
000000000060123699 | STP-004 | DATA ENRICHMENT | MUF | MUF |  | 2022-09-28 |  |  | 000000000060123699 | BHP1 | BHP Spares & Supplies | 261016 | Motors | EA | MAN2 | MOTOR, ALTERNATING CURRENT, 15KW, DW200L | MOTOR, ALTERNATING CURRENT, 15KW, DW200L FRAME SIZE, 500 VOLT, 3 PHASE,, 6 POLE, 960 RPM, FOOT MOUNTED, SLIPRING
000000000060141741 | STP-004 | DATA ENRICHMENT | MUF | MUF |  | 2022-09-28 |  |  | 000000000060141741 | BHP1 | BHP Spares & Supplies | 261016 | Motors | EA | MAN2 | MOTOR, ALTERNATING CURRENT, 15KW, FRAME | MOTOR, ALTERNATING CURRENT, 15KW, FRAME 160L, 525 VOLT, 1440 RPM, 4 POLE, FOOT MOUNTED
000000000060138933 | STP-004 | DATA ENRICHMENT | MUF | MUF |  | 2022-09-28 |  |  | 000000000060138933 | BHP1 | BHP Spares & Supplies | 261016 | Motors | EA | MAN2 | MOTOR, ALTERNATING CURRENT, 160KW, 315 F | MOTOR, ALTERNATING CURRENT, 160KW, 315 FRAME SIZE, 380 VOLT, 3 PHASE, 4, POLE, 1445 RPM, FOOT MOUNTED
000000000060123679 | STP-004 | DATA ENRICHMENT | MUF | MUF |  | 2022-09-28 |  |  | 000000000060123679 | BHP1 | BHP Spares & Supplies | 261016 | Motors | EA | MAN2 | MOTOR, ALTERNATING CURRENT, 160KW, 315M | MOTOR, ALTERNATING CURRENT, 160KW, 315M FRAME SIZE, 380 VOLT, 3 PHASE, 4, POLE, 1450 RPM, FOOT MOUNTED, TYPE LA63114A, SIEMENS
000000000060114545 | STP-004 | DATA ENRICHMENT | MUF | MUF |  | 2022-09-28 |  |  | 000000000060114545 | BHP1 | BHP Spares & Supplies | 261016 | Motors | EA | MAN2 | MOTOR, ALTERNATING CURRENT, 160KW, D315M | MOTOR, ALTERNATING CURRENT, 160KW, D315M FRAME SIZE, 380 VOLT, 3 PHASE,, 4 POLE, 1480 RPM, FOOT MOUNTED, COMPLETE WITH CONNECTING FLANGE FOR, COUPLING TYPE 21CKDM TRANSFLUID, BALL MILL, FERROVELD
000000000060113578 | STP-004 | DATA ENRICHMENT | MUF | MUF |  | 2022-09-28 |  |  | 000000000060113578 | BHP1 | BHP Spares & Supplies | 261016 | Motors | EA | MAN2 | MOTOR, ALTERNATING CURRENT, 17KW, 200L F | MOTOR, ALTERNATING CURRENT, 17KW, 200L FRAME SIZE, 380 VOLT, 3 PHASE, 6, POLE,960 RPM, FOOT MOUNTED, SLIPRINGS4, 150 STARTS, ED40%, 70/70 TON, OVERHEAD CRANE, WOLFF
000000000060188065 | STP-004 | DATA ENRICHMENT | MUF | MUF |  | 2022-09-28 |  |  | 000000000060188065 | BHP1 | BHP Spares & Supplies | 261000 | Power sources | EA | MAN2 | MOTOR, ALTERNATING CURRENT, 18.5KW, 380 | MOTOR, ALTERNATING CURRENT, 18.5KW, 380 VOLT, 1465 RPM, B3/5 FRAME SIZE, 4 POLE, FOOT AND FLANGE MOUNTED
000000000060123700 | STP-004 | DATA ENRICHMENT | MUF | MUF |  | 2022-09-28 |  |  | 000000000060123700 | BHP1 | BHP Spares & Supplies | 261016 | Motors | EA | MAN2 | MOTOR, ALTERNATING CURRENT, 18.5KW, DW22 | MOTOR, ALTERNATING CURRENT, 18.5KW, DW225M FRAME SIZE, 500 VOLT, 3, PHASE, 8 POLE, 690 RPM, FOOT MOUNTED, SLIPRING
000000000060227063 | STP-004 | DATA ENRICHMENT | MUF | MUF |  | 2022-09-28 |  |  | 000000000060227063 | BHP1 | BHP Spares & Supplies | 261016 | Motors | EA | MAN2 | MOTOR, ALTERNATING CURRENT, 18.5KW, FRAM | MOTOR, ALTERNATING CURRENT, 18.5KW, FRAME D180M, 37.5 AMP, 525 VOLT, 1465 RPM, 4 POLE, FOOT MOUNTED
000000000060141738 | STP-004 | DATA ENRICHMENT | MUF | MUF |  | 2022-09-28 |  |  | 000000000060141738 | BHP1 | BHP Spares & Supplies | 261016 | Motors | EA | MAN2 | MOTOR, ALTERNATING CURRENT, 18.5KW, FRAM | MOTOR, ALTERNATING CURRENT, 18.5KW, FRAME D180M, 37.5 AMP, 525 VOLT, 1465 RPM, 4 POLE, FOOT MOUNTED
000000000060147267 | STP-004 | DATA ENRICHMENT | MUF | MUF |  | 2022-09-28 |  |  | 000000000060147267 | BHP1 | BHP Spares & Supplies | 261016 | Motors | EA | MAN2 | MOTOR, ALTERNATING CURRENT, 185KW, 315 F | MOTOR, ALTERNATING CURRENT, 185KW, 315 FRAME SIZE, 380 VOLT, 3 PHASE, 4, POLE, 1485 RPM, FOOT/FLANGE MOUNTED
000000000060138937 | STP-004 | DATA ENRICHMENT | MUF | MUF |  | 2022-09-28 |  |  | 000000000060138937 | BHP1 | BHP Spares & Supplies | 261016 | Motors | EA | MAN2 | MOTOR, ALTERNATING CURRENT, 2.2KW, 100FR | MOTOR, ALTERNATING CURRENT, 2.2KW, 100FR FRAME SIZE, 380 VOLT, 3 PHASE,, 2 POLE, 2860 RPM, FOOT MOUNTED, SSI FMT00404
000000000060138936 | STP-004 | DATA ENRICHMENT | MUF | MUF |  | 2022-09-28 |  |  | 000000000060138936 | BHP1 | BHP Spares & Supplies | 261016 | Motors | EA | MAN2 | MOTOR, ALTERNATING CURRENT, 2.2KW, 112FC | MOTOR, ALTERNATING CURRENT, 2.2KW, 112FC FRAME SIZE, 380 VOLT, 3 PHASE,, 4 POLE, 1460 RPM, FOOT MOUNTED
000000000060138941 | STP-004 | DATA ENRICHMENT | MUF | MUF |  | 2022-09-28 |  |  | 000000000060138941 | BHP1 | BHP Spares & Supplies | 261016 | Motors | EA | MAN2 | MOTOR, ALTERNATING CURRENT, 2.2KW, 112FR | MOTOR, ALTERNATING CURRENT, 2.2KW, 112FR FRAME SIZE, 380 VOLT, 3 PHASE,, 6 POLE, 960 RPM, FOOT MOUNTED
000000000060221850 | STP-004 | DATA ENRICHMENT | MUF | MUF |  | 2022-09-28 |  |  | 000000000060221850 | BHP1 | BHP Spares & Supplies | 261016 | Motors | EA | MAN2 | MOTOR, ALTERNATING CURRENT, 2.2KW, 112FR | MOTOR, ALTERNATING CURRENT, 2.2KW, 112FR FRAME SIZE, 380 VOLT, 3 PHASE, 6 POLE, 960 RPM, FOOT/FLANGE MOUNTED, SSI FMT00448
000000000060148645 | STP-004 | DATA ENRICHMENT | MUF | MUF |  | 2022-09-28 |  |  | 000000000060148645 | BHP1 | BHP Spares & Supplies | 261016 | Motors | EA | MAN2 | MOTOR, ALTERNATING CURRENT, 2.2KW, 112M | MOTOR, ALTERNATING CURRENT, 2.2KW, 112M FRAME SIZE, 380 VOLT, 3 PHASE, 6, POLE, 930 RPM, FOOT MOUNTED, WITH A FORCED VENTILATION FAN
000000000060144196 | STP-004 | DATA ENRICHMENT | MUF | MUF |  | 2022-09-28 |  |  | 000000000060144196 | BHP1 | BHP Spares & Supplies | 261016 | Motors | EA | MAN2 | MOTOR, ALTERNATING CURRENT, 2.2KW, 525V, | MOTOR, ALTERNATING CURRENT, 2.2KW, 525V, 1440RPM, 4 POLE, MVSI 15/3800, STROKE 3MM, MODEL H1-30-12, VIBRATOR
000000000060123590 | STP-004 | DATA ENRICHMENT | MUF | MUF |  | 2022-09-28 |  |  | 000000000060123590 | BHP1 | BHP Spares & Supplies | 261016 | Motors | EA | MAN2 | MOTOR, ALTERNATING CURRENT, 2.2KW, D112M | MOTOR, ALTERNATING CURRENT, 2.2KW, D112M FRAME SIZE, 380 VOLT, 3 PHASE,, 4 POLE, 1450 RPM, FOOT MOUNTED
000000000060138952 | STP-004 | DATA ENRICHMENT | MUF | MUF |  | 2022-09-28 |  |  | 000000000060138952 | BHP1 | BHP Spares & Supplies | 261016 | Motors | EA | MAN2 | MOTOR, ALTERNATING CURRENT, 2.2KW, DX100 | MOTOR, ALTERNATING CURRENT, 2.2KW, DX100L FRAME SIZE, 380 VOLT, 3 PHASE,, 4 POLE, 1430 RPM, FOOT MOUNTED
000000000060147261 | STP-004 | DATA ENRICHMENT | MUF | MUF |  | 2022-09-28 |  |  | 000000000060147261 | BHP1 | BHP Spares & Supplies | 261016 | Motors | EA | MAN2 | MOTOR, ALTERNATING CURRENT, 200KW, 315 F | MOTOR, ALTERNATING CURRENT, 200KW, 315 FRAME SIZE, 380 VOLT, 3 PHASE, 4, POLE, 1485 RPM, FOOT MOUNTED
000000000060123576 | STP-004 | DATA ENRICHMENT | MUF | MUF |  | 2022-09-28 |  |  | 000000000060123576 | BHP1 | BHP Spares & Supplies | 261016 | Motors | EA | MAN2 | MOTOR, ALTERNATING CURRENT, 200KW, D300 | MOTOR, ALTERNATING CURRENT, 200KW, D300 FRAME SIZE, 380 VOLT, 3 PHASE, 4, POLE, 1450 RPM, FOOT MOUNTED
000000000060113579 | STP-004 | DATA ENRICHMENT | MUF | MUF |  | 2022-09-28 |  |  | 000000000060113579 | BHP1 | BHP Spares & Supplies | 261016 | Motors | EA | MAN2 | MOTOR, ALTERNATING CURRENT, 21KW, 200L F | MOTOR, ALTERNATING CURRENT, 21KW, 200L FRAME SIZE, 380 VOLT, 3 PHASE, 6, POLE, 960 RPM, FOOT MOUNTED, SLIPRING S4, 150 STARTS, ED 40%, 70/70 TON, OVERHEAD CRANE, WOLFF
000000000060123578 | STP-004 | DATA ENRICHMENT | MUF | MUF |  | 2022-09-28 |  |  | 000000000060123578 | BHP1 | BHP Spares & Supplies | 261016 | Motors | EA | MAN2 | MOTOR, ALTERNATING CURRENT, 220KW, D315S | MOTOR, ALTERNATING CURRENT, 220KW, D315SM FRAME SIZE, 380 VOLT, 3 PHASE,, 4 POLE, 1450 RPM, FOOT MOUNTED
000000000060123577 | STP-004 | DATA ENRICHMENT | MUF | MUF |  | 2022-09-28 |  |  | 000000000060123577 | BHP1 | BHP Spares & Supplies | 261016 | Motors | EA | MAN2 | MOTOR, ALTERNATING CURRENT, 225KW, 315LX | MOTOR, ALTERNATING CURRENT, 225KW, 315LX FRAME SIZE, 380 VOLT, 3 PHASE,, 4 POLE, 1450 RPM, FOOT MOUNTED
000000000060227069 | STP-004 | DATA ENRICHMENT | MUF | MUF |  | 2022-09-28 |  |  | 000000000060227069 | BHP1 | BHP Spares & Supplies | 261016 | Motors | EA | MAN2 | MOTOR, ALTERNATING CURRENT, 22KW, FRAME | MOTOR, ALTERNATING CURRENT, 22KW, FRAME D180ML, 525 VOLT, 1460 RPM, 4 POLE, FOOT MOUNTED
000000000060227070 | STP-004 | DATA ENRICHMENT | MUF | MUF |  | 2022-09-28 |  |  | 000000000060227070 | BHP1 | BHP Spares & Supplies | 261016 | Motors | EA | MAN2 | MOTOR, ALTERNATING CURRENT, 22KW, FRAME | MOTOR, ALTERNATING CURRENT, 22KW, FRAME 180L, 525 VOLT, 1460 RPM, 4 POLE, FOOT MOUNTED
000000000060141748 | STP-004 | DATA ENRICHMENT | MUF | MUF |  | 2022-09-28 |  |  | 000000000060141748 | BHP1 | BHP Spares & Supplies | 261016 | Motors | EA | MAN2 | MOTOR, ALTERNATING CURRENT, 22KW, FRAME | MOTOR, ALTERNATING CURRENT, 22KW, FRAME 180L, 525 VOLT, 1460 RPM, 4 POLE, FOOT MOUNTED
000000000060141747 | STP-004 | DATA ENRICHMENT | MUF | MUF |  | 2022-09-28 |  |  | 000000000060141747 | BHP1 | BHP Spares & Supplies | 261016 | Motors | EA | MAN2 | MOTOR, ALTERNATING CURRENT, 22KW, FRAME | MOTOR, ALTERNATING CURRENT, 22KW, FRAME D180ML, 525 VOLT, 1460 RPM, 4 POLE, FOOT MOUNTED
000000000060227068 | STP-004 | DATA ENRICHMENT | MUF | MUF |  | 2022-09-28 |  |  | 000000000060227068 | BHP1 | BHP Spares & Supplies | 261016 | Motors | EA | MAN2 | MOTOR, ALTERNATING CURRENT, 22KW, FRAME | MOTOR, ALTERNATING CURRENT, 22KW, FRAME D180M, 525 VOLT, 1460 RPM, 4 POLE, FOOT MOUNTED
000000000060141746 | STP-004 | DATA ENRICHMENT | MUF | MUF |  | 2022-09-28 |  |  | 000000000060141746 | BHP1 | BHP Spares & Supplies | 261016 | Motors | EA | MAN2 | MOTOR, ALTERNATING CURRENT, 22KW, FRAME | MOTOR, ALTERNATING CURRENT, 22KW, FRAME D180M, 525 VOLT, 1460 RPM, 4 POLE, FOOT MOUNTED
000000000060123579 | STP-004 | DATA ENRICHMENT | MUF | MUF |  | 2022-09-28 |  |  | 000000000060123579 | BHP1 | BHP Spares & Supplies | 261016 | Motors | EA | MAN2 | MOTOR, ALTERNATING CURRENT, 300KW, 1LA1 | MOTOR, ALTERNATING CURRENT, 300KW, 1LA1 352 FRAME SIZE, 380 VOLT, 3, PHASE, 4 POLE, 1450 RPM, FOOT MOUNTED
000000000060123580 | STP-004 | DATA ENRICHMENT | MUF | MUF |  | 2022-09-28 |  |  | 000000000060123580 | BHP1 | BHP Spares & Supplies | 261016 | Motors | EA | MAN2 | MOTOR, ALTERNATING CURRENT, 300KW, D355L | MOTOR, ALTERNATING CURRENT, 300KW, D355L FRAME SIZE, 380 VOLT, 3 PHASE,, 4 POLE, 1450 RPM, FOOT MOUNTED
000000000060138930 | STP-004 | DATA ENRICHMENT | MUF | MUF |  | 2022-09-28 |  |  | 000000000060138930 | BHP1 | BHP Spares & Supplies | 261016 | Motors | EA | MAN2 | MOTOR, ALTERNATING CURRENT, 30KW, 200 FR | MOTOR, ALTERNATING CURRENT, 30KW, 200 FRAME SIZE, 380 VOLT, 3 PHASE, 4, POLE, 1485 RPM, FOOT MOUNTED
000000000060141506 | STP-004 | DATA ENRICHMENT | MUF | MUF |  | 2022-09-28 |  |  | 000000000060141506 | BHP1 | BHP Spares & Supplies | 261016 | Motors | EA | MAN2 | MOTOR, ALTERNATING CURRENT, 30KW, 200 FR | MOTOR, ALTERNATING CURRENT, 30KW, 200 FRAME SIZE, 380 VOLT, 3 PHASE, 4, POLE, 1440 RPM, FOOT MOUNTED, 60 AMP
000000000060123335 | STP-004 | DATA ENRICHMENT | MUF | MUF |  | 2022-09-28 |  |  | 000000000060123335 | BHP1 | BHP Spares & Supplies | 261016 | Motors | EA | MAN2 | MOTOR, ALTERNATING CURRENT, 30KW, 200L F | MOTOR, ALTERNATING CURRENT, 30KW, 200L FRAME SIZE, 380 VOLT, 3 PHASE, 4, POLE, 1450 RPM, FOOT MOUNTED
000000000060123325 | STP-004 | DATA ENRICHMENT | MUF | MUF |  | 2022-09-28 |  |  | 000000000060123325 | BHP1 | BHP Spares & Supplies | 261016 | Motors | EA | MAN2 | MOTOR, ALTERNATING CURRENT, 30KW, 200L F | MOTOR, ALTERNATING CURRENT, 30KW, 200L FRAME SIZE, 380 VOLT, 3 PHASE, 4, POLE, 1450 RPM, FLANGE MOUNTED
000000000060148635 | STP-004 | DATA ENRICHMENT | MUF | MUF |  | 2022-09-28 |  |  | 000000000060148635 | BHP1 | BHP Spares & Supplies | 261016 | Motors | EA | MAN2 | MOTOR, ALTERNATING CURRENT, 30KW, 312 FR | MOTOR, ALTERNATING CURRENT, 30KW, 312 FRAME SIZE, 380 VOLT, 3 PHASE, 4, POLE, 1450 RPM, FOOT MOUNTED
000000000060123615 | STP-004 | DATA ENRICHMENT | MUF | MUF |  | 2022-09-28 |  |  | 000000000060123615 | BHP1 | BHP Spares & Supplies | 261016 | Motors | EA | MAN2 | MOTOR, ALTERNATING CURRENT, 30KW, D200L | MOTOR, ALTERNATING CURRENT, 30KW, D200L FRAME SIZE, 380 VOLT, 3 PHASE, 4, POLE, 1450 RPM, FOOT MOUNTED
000000000060141730 | STP-004 | DATA ENRICHMENT | MUF | MUF |  | 2022-09-28 |  |  | 000000000060141730 | BHP1 | BHP Spares & Supplies | 261016 | Motors | EA | MAN2 | MOTOR, ALTERNATING CURRENT, 30KW, FRAME | MOTOR, ALTERNATING CURRENT, 30KW, FRAME 200L, 525 VOLT, 1465 RPM, 4 POLE, FOOT MOUNTED
000000000060144178 | STP-004 | DATA ENRICHMENT | MUF | MUF |  | 2022-09-28 |  |  | 000000000060144178 | BHP1 | BHP Spares & Supplies | 261016 | Motors | EA | MAN2 | MOTOR, ALTERNATING CURRENT, 30KW, FRAME | MOTOR, ALTERNATING CURRENT, 30KW, FRAME SIZE D200ML, 380V, 1440RPM, 4 POLE
000000000060138934 | STP-004 | DATA ENRICHMENT | MUF | MUF |  | 2022-09-28 |  |  | 000000000060138934 | BHP1 | BHP Spares & Supplies | 261016 | Motors | EA | MAN2 | MOTOR, ALTERNATING CURRENT, 37KW, 200L F | MOTOR, ALTERNATING CURRENT, 37KW, 200L FRAME SIZE, 380 VOLT, 3 PHASE, 2, POLE, 2940 RPM, FOOT MOUNTED
000000000060147093 | STP-004 | DATA ENRICHMENT | MUF | MUF |  | 2022-09-28 |  |  | 000000000060147093 | BHP1 | BHP Spares & Supplies | 261016 | Motors | EA | MAN2 | MOTOR, ALTERNATING CURRENT, 37KW, 200L F | MOTOR, ALTERNATING CURRENT, 37KW, 200L FRAME SIZE, 380 VOLT, 3 PHASE, 2, POLE, 2900 RPM, FOOT MOUNTED
000000000060145434 | STP-004 | DATA ENRICHMENT | MUF | MUF |  | 2022-09-28 |  |  | 000000000060145434 | BHP1 | BHP Spares & Supplies | 261016 | Motors | EA | MAN2 | MOTOR, ALTERNATING CURRENT, 37KW, 225S F | MOTOR, ALTERNATING CURRENT, 37KW, 225S FRAME SIZE, 380 VOLT, 3 PHASE, 4, POLE, 1475 RPM, FOOT MOUNTED
000000000060123351 | STP-004 | DATA ENRICHMENT | MUF | MUF |  | 2022-09-28 |  |  | 000000000060123351 | BHP1 | BHP Spares & Supplies | 261016 | Motors | EA | MAN2 | MOTOR, ALTERNATING CURRENT, 37KW, 225S F | MOTOR, ALTERNATING CURRENT, 37KW, 225S FRAME SIZE, 380 VOLT, 3 PHASE, 4, POLE, 1450 RPM, FOOT MOUNTED
000000000060123616 | STP-004 | DATA ENRICHMENT | MUF | MUF |  | 2022-09-28 |  |  | 000000000060123616 | BHP1 | BHP Spares & Supplies | 261016 | Motors | EA | MAN2 | MOTOR, ALTERNATING CURRENT, 37KW, D225S | MOTOR, ALTERNATING CURRENT, 37KW, D225S FRAME SIZE, 380 VOLT, 3 PHASE,4, POLE, 1450 RPM, FOOT MOUNTED
000000000060123737 | STP-004 | DATA ENRICHMENT | MUF | MUF |  | 2022-09-28 |  |  | 000000000060123737 | BHP1 | BHP Spares & Supplies | 261016 | Motors | EA | MAN2 | MOTOR, ALTERNATING CURRENT, 37KW, DW250M | MOTOR, ALTERNATING CURRENT, 37KW, DW250M FRAME SIZE, 525 VOLT, 3 PHASE,, 6 POLE, 960 RPM, FOOT MOUNTED, SLIPRING
000000000060141742 | STP-004 | DATA ENRICHMENT | MUF | MUF |  | 2022-09-28 |  |  | 000000000060141742 | BHP1 | BHP Spares & Supplies | 261016 | Motors | EA | MAN2 | MOTOR, ALTERNATING CURRENT, 37KW, FRAME | MOTOR, ALTERNATING CURRENT, 37KW, FRAME D225M, 525 VOLT, 1475 RPM, FOOT MOUNTED
000000000060123738 | STP-004 | DATA ENRICHMENT | MUF | MUF |  | 2022-09-28 |  |  | 000000000060123738 | BHP1 | BHP Spares & Supplies | 261016 | Motors | EA | MAN2 | MOTOR, ALTERNATING CURRENT, 38KW, 280 FR | MOTOR, ALTERNATING CURRENT, 38KW, 280 FRAME SIZE, 380 VOLT, 3 PHASE, 6, POLE, 960 RPM, FOOT MOUNTED
000000000060146945 | STP-004 | DATA ENRICHMENT | MUF | MUF |  | 2022-09-28 |  |  | 000000000060146945 | BHP1 | BHP Spares & Supplies | 261016 | Motors | EA | MAN2 | MOTOR, ALTERNATING CURRENT, 3KW, 100 FRA | MOTOR, ALTERNATING CURRENT, 3KW, 100 FRAME SIZE, 380 VOLT, 3 PHASE, 4, POLE, 1410 RPM, FOOT MOUNTED
000000000060146951 | STP-004 | DATA ENRICHMENT | MUF | MUF |  | 2022-09-28 |  |  | 000000000060146951 | BHP1 | BHP Spares & Supplies | 261016 | Motors | EA | MAN2 | MOTOR, ALTERNATING CURRENT, 3KW, 100L FR | MOTOR, ALTERNATING CURRENT, 3KW, 100L FRAME SIZE, 380 VOLT, 3 PHASE, 4, POLE, 1410 RPM, FLANGE MOUNTED
000000000060146946 | STP-004 | DATA ENRICHMENT | MUF | MUF |  | 2022-09-28 |  |  | 000000000060146946 | BHP1 | BHP Spares & Supplies | 261016 | Motors | EA | MAN2 | MOTOR, ALTERNATING CURRENT, 3KW, 132S FR | MOTOR, ALTERNATING CURRENT, 3KW, 132S FRAME SIZE, 380 VOLT, 3 PHASE, 6, POLE, 960 RPM, FOOT/FLANGE MOUNTED
000000000060115170 | STP-004 | DATA ENRICHMENT | MUF | MUF |  | 2022-09-28 |  |  | 000000000060115170 | BHP1 | BHP Spares & Supplies | 261016 | Motors | EA | MAN2 | MOTOR, ALTERNATING CURRENT, 3KW, D100L-B | MOTOR, ALTERNATING CURRENT, 3KW, D100L-BB FRAME SIZE, 380 VOLT, 3 PHASE,, 4 POLE, 1410 RPM, FLANGE MOUNTED, MODEL DZ 22 MIXER, EIRICH
000000000060123107 | STP-004 | DATA ENRICHMENT | MUF | MUF |  | 2022-09-28 |  |  | 000000000060123107 | BHP1 | BHP Spares & Supplies | 261016 | Motors | EA | MAN2 | MOTOR, ALTERNATING CURRENT, 3KW, DX100LQ | MOTOR, ALTERNATING CURRENT, 3KW, DX100LQ FRAME SIZE, 380 VOLT, 3 PHASE,, 4 POLE, 1450 RPM, FOOT MOUNTED
000000000060115874 | STP-004 | DATA ENRICHMENT | MUF | MUF |  | 2022-09-28 |  |  | 000000000060115874 | BHP1 | BHP Spares & Supplies | 261016 | Motors | EA | MAN2 | MOTOR, ALTERNATING CURRENT, 3KW, DX132S | MOTOR, ALTERNATING CURRENT, 3KW, DX132S FRAME SIZE, 380 VOLT, 3 PHASE, 6, POLE, 950 RPM, FOOT MOUNTED
000000000060138944 | STP-004 | DATA ENRICHMENT | MUF | MUF |  | 2022-09-28 |  |  | 000000000060138944 | BHP1 | BHP Spares & Supplies | 261016 | Motors | EA | MAN2 | MOTOR, ALTERNATING CURRENT, 45KW, 225FR | MOTOR, ALTERNATING CURRENT, 45KW, 225FR FRAME SIZE, 525 VOLT, 3 PHASE, 4, POLE, 1460 RPM, FOOT MOUNTED
000000000060123769 | STP-004 | DATA ENRICHMENT | MUF | MUF |  | 2022-09-28 |  |  | 000000000060123769 | BHP1 | BHP Spares & Supplies | 261016 | Motors | EA | MAN2 | MOTOR, ALTERNATING CURRENT, 45KW, 280S F | MOTOR, ALTERNATING CURRENT, 45KW, 280S FRAME SIZE, 380 VOLT, 3 PHASE, 6, POLE, 960 RPM, FOOT MOUNTED, SLIPRING, TYPE 1LT42806AA10 S3, SIEMENS
000000000060123619 | STP-004 | DATA ENRICHMENT | MUF | MUF |  | 2022-09-28 |  |  | 000000000060123619 | BHP1 | BHP Spares & Supplies | 261016 | Motors | EA | MAN2 | MOTOR, ALTERNATING CURRENT, 45KW, D225M | MOTOR, ALTERNATING CURRENT, 45KW, D225M FRAME SIZE, 380 VOLT, 3 PHASE, 4, POLE, 1450 RPM, FOOT MOUNTED
000000000060123741 | STP-004 | DATA ENRICHMENT | MUF | MUF |  | 2022-09-28 |  |  | 000000000060123741 | BHP1 | BHP Spares & Supplies | 261016 | Motors | EA | MAN2 | MOTOR, ALTERNATING CURRENT, 45KW, DW280M | MOTOR, ALTERNATING CURRENT, 45KW, DW280M FRAME SIZE, 525 VOLT, 3 PHASE,, 6 POLE, 960 RPM, FOOT MOUNTED, SLIPRING
000000000060227073 | STP-004 | DATA ENRICHMENT | MUF | MUF |  | 2022-09-28 |  |  | 000000000060227073 | BHP1 | BHP Spares & Supplies | 261016 | Motors | EA | MAN2 | MOTOR, ALTERNATING CURRENT, 45KW, FRAME | MOTOR, ALTERNATING CURRENT, 45KW, FRAME SIZE 225SM, 380V, 1460RPM, 4 POLE
000000000060144176 | STP-004 | DATA ENRICHMENT | MUF | MUF |  | 2022-09-28 |  |  | 000000000060144176 | BHP1 | BHP Spares & Supplies | 261016 | Motors | EA | MAN2 | MOTOR, ALTERNATING CURRENT, 45KW, FRAME | MOTOR, ALTERNATING CURRENT, 45KW, FRAME SIZE 225SM, 380V, 1460RPM, 4 POLE
000000000060123743 | STP-004 | DATA ENRICHMENT | MUF | MUF |  | 2022-09-28 |  |  | 000000000060123743 | BHP1 | BHP Spares & Supplies | 261016 | Motors | EA | MAN2 | MOTOR, ALTERNATING CURRENT, 47KW, 280 FR | MOTOR, ALTERNATING CURRENT, 47KW, 280 FRAME SIZE, 380 VOLT, 3 PHASE, 6, POLE, 960 RPM, FOOT MOUNTED, SLIPRING
000000000060145571 | STP-004 | DATA ENRICHMENT | MUF | MUF |  | 2022-09-28 |  |  | 000000000060145571 | BHP1 | BHP Spares & Supplies | 261016 | Motors | EA | MAN2 | MOTOR, ALTERNATING CURRENT, 4KW, 112 FRA | MOTOR, ALTERNATING CURRENT, 4KW, 112 FRAME SIZE, 380 VOLT, 3 PHASE, 4, POLE, 1450 RPM, FLANGE AND FOOT MOUNTED
000000000060152100 | STP-004 | DATA ENRICHMENT | MUF | MUF |  | 2022-09-28 |  |  | 000000000060152100 | BHP1 | BHP Spares & Supplies | 261016 | Motors | EA | MAN2 | MOTOR, ALTERNATING CURRENT, 4KW, 112M FR | MOTOR, ALTERNATING CURRENT, 4KW, 112M FRAME SIZE, 525 VOLT, 3 PHASE, 4, POLE, 1450 RPM, FOOT MOUNTED
000000000060227074 | STP-004 | DATA ENRICHMENT | MUF | MUF |  | 2022-09-28 |  |  | 000000000060227074 | BHP1 | BHP Spares & Supplies | 261016 | Motors | EA | MAN2 | MOTOR, ALTERNATING CURRENT, 4KW, 525V, | MOTOR, ALTERNATING CURRENT, 4KW, 525V, 980RPM, 2 POLE, KEV 60-6, STROKE 5.5MM, MODEL H1-48-12, VIBRATOR
000000000060144194 | STP-004 | DATA ENRICHMENT | MUF | MUF |  | 2022-09-28 |  |  | 000000000060144194 | BHP1 | BHP Spares & Supplies | 261016 | Motors | EA | MAN2 | MOTOR, ALTERNATING CURRENT, 4KW, 525V, 9 | MOTOR, ALTERNATING CURRENT, 4KW, 525V, 980RPM, 2 POLE, KEV 60-6, STROKE 5.5MM, MODEL H1-48-12, VIBRATOR
000000000060122766 | STP-004 | DATA ENRICHMENT | MUF | MUF |  | 2022-09-28 |  |  | 000000000060122766 | BHP1 | BHP Spares & Supplies | 261016 | Motors | EA | MAN2 | MOTOR, ALTERNATING CURRENT, 4KW, DX112M | MOTOR, ALTERNATING CURRENT, 4KW, DX112M FRAME SIZE, 380 VOLT, 3 PHASE, 4, POLE, 1450 RPM, FOOT MOUNTED
000000000060123598 | STP-004 | DATA ENRICHMENT | MUF | MUF |  | 2022-09-28 |  |  | 000000000060123598 | BHP1 | BHP Spares & Supplies | 261016 | Motors | EA | MAN2 | MOTOR, ALTERNATING CURRENT, 4KW, DZ112M | MOTOR, ALTERNATING CURRENT, 4KW, DZ112M FRAME SIZE, 380 VOLT, 3 PHASE, 4, POLE, 1450 RPM, FOOT MOUNTED
000000000060138947 | STP-004 | DATA ENRICHMENT | MUF | MUF |  | 2022-09-28 |  |  | 000000000060138947 | BHP1 | BHP Spares & Supplies | 261016 | Motors | EA | MAN2 | MOTOR, ALTERNATING CURRENT, 5.5KW, 132 F | MOTOR, ALTERNATING CURRENT, 5.5KW, 132 FRAME SIZE, 380 VOLT, 3 PHASE, 4, POLE, 1440 RPM, FOOT/FLANGE MOUNTED
000000000060138946 | STP-004 | DATA ENRICHMENT | MUF | MUF |  | 2022-09-28 |  |  | 000000000060138946 | BHP1 | BHP Spares & Supplies | 261016 | Motors | EA | MAN2 | MOTOR, ALTERNATING CURRENT, 5.5KW, 132 F | MOTOR, ALTERNATING CURRENT, 5.5KW, 132 FRAME SIZE, 380 VOLT, 3 PHASE, 4 POLE, 1440 RPM, FLANGE MOUNTED
000000000060138927 | STP-004 | DATA ENRICHMENT | MUF | MUF |  | 2022-09-28 |  |  | 000000000060138927 | BHP1 | BHP Spares & Supplies | 261016 | Motors | EA | MAN2 | MOTOR, ALTERNATING CURRENT, 5.5KW, 132FR | MOTOR, ALTERNATING CURRENT, 5.5KW, 132FR FRAME SIZE, 380 VOLT, 3 PHASE, 4 POLE, 1470 RPM, FOOT/FLANGE MOUNTED, 11 AMP, BRAKE
000000000060138942 | STP-004 | DATA ENRICHMENT | MUF | MUF |  | 2022-09-28 |  |  | 000000000060138942 | BHP1 | BHP Spares & Supplies | 261016 | Motors | EA | MAN2 | MOTOR, ALTERNATING CURRENT, 5.5KW, 132FR | MOTOR, ALTERNATING CURRENT, 5.5KW, 132FR FRAME SIZE, 380 VOLT, 3 PHASE, 4 POLE, 1400 RPM, FOOT/FLANGE MOUNTED, 12 AMP
000000000060138940 | STP-004 | DATA ENRICHMENT | MUF | MUF |  | 2022-09-28 |  |  | 000000000060138940 | BHP1 | BHP Spares & Supplies | 261016 | Motors | EA | MAN2 | MOTOR, ALTERNATING CURRENT, 5.5KW, 132FR | MOTOR, ALTERNATING CURRENT, 5.5KW, 132FR FRAME SIZE, 380 VOLT, 3 PHASE, 4 POLE, 1440 RPM, FOOT/FLANGE MOUNTED
000000000060138938 | STP-004 | DATA ENRICHMENT | MUF | MUF |  | 2022-09-28 |  |  | 000000000060138938 | BHP1 | BHP Spares & Supplies | 261016 | Motors | EA | MAN2 | MOTOR, ALTERNATING CURRENT, 5.5KW, 132FR | MOTOR, ALTERNATING CURRENT, 5.5KW, 132FR FRAME SIZE, 380 VOLT, 3 PHASE, 4 POLE, 1445 RPM, FOOT/FLANGE MOUNTED, 12 AMP
000000000060138939 | STP-004 | DATA ENRICHMENT | MUF | MUF |  | 2022-09-28 |  |  | 000000000060138939 | BHP1 | BHP Spares & Supplies | 261016 | Motors | EA | MAN2 | MOTOR, ALTERNATING CURRENT, 5.5KW, 132FR | MOTOR, ALTERNATING CURRENT, 5.5KW, 132FR FRAME SIZE, 380 VOLT, 3 PHASE, 4 POLE, 1445 RPM, FLANGE MOUNTED
000000000060138928 | STP-004 | DATA ENRICHMENT | MUF | MUF |  | 2022-09-28 |  |  | 000000000060138928 | BHP1 | BHP Spares & Supplies | 261016 | Motors | EA | MAN2 | MOTOR, ALTERNATING CURRENT, 5.5KW, 132FR | MOTOR, ALTERNATING CURRENT, 5.5KW, 132FR FRAME SIZE, 380 VOLT, 3 PHASE, 4 POLE, 1445 RPM, FOOT MOUNTED, 12 AMP
000000000060123161 | STP-004 | DATA ENRICHMENT | MUF | MUF |  | 2022-09-28 |  |  | 000000000060123161 | BHP1 | BHP Spares & Supplies | 261016 | Motors | EA | MAN2 | MOTOR, ALTERNATING CURRENT, 5.5KW, 132S | MOTOR, ALTERNATING CURRENT, 5.5KW, 132S FRAME SIZE, 380 VOLT, 3 PHASE, 4 POLE, 1450 RPM, FOOT MOUNTED
000000000060123149 | STP-004 | DATA ENRICHMENT | MUF | MUF |  | 2022-09-28 |  |  | 000000000060123149 | BHP1 | BHP Spares & Supplies | 261016 | Motors | EA | MAN2 | MOTOR, ALTERNATING CURRENT, 5.5KW, 132SD | MOTOR, ALTERNATING CURRENT, 5.5KW, 132SD FRAME SIZE, 380 VOLT, 3 PHASE, 4 POLE, 1450 RPM, FOOT MOUNTED
000000000060123600 | STP-004 | DATA ENRICHMENT | MUF | MUF |  | 2022-09-28 |  |  | 000000000060123600 | BHP1 | BHP Spares & Supplies | 261016 | Motors | EA | MAN2 | MOTOR, ALTERNATING CURRENT, 5.5KW, D132S | MOTOR, ALTERNATING CURRENT, 5.5KW, D132S FRAME SIZE, 380 VOLT, 3 PHASE, 4 POLE, 1450 RPM, FOOT MOUNTED
000000000060123601 | STP-004 | DATA ENRICHMENT | MUF | MUF |  | 2022-09-28 |  |  | 000000000060123601 | BHP1 | BHP Spares & Supplies | 261016 | Motors | EA | MAN2 | MOTOR, ALTERNATING CURRENT, 5.5KW, DZ100 | MOTOR, ALTERNATING CURRENT, 5.5KW, DZ100LD FRAME SIZE, 380 VOLT, 3 PHASE, 4 POLE, 1450 RPM, FLANGE MOUNTED
000000000060148537 | STP-004 | DATA ENRICHMENT | MUF | MUF |  | 2022-09-28 |  |  | 000000000060148537 | BHP1 | BHP Spares & Supplies | 261016 | Motors | EA | MAN2 | MOTOR, ALTERNATING CURRENT, 500KW, 1LA1 | MOTOR, ALTERNATING CURRENT, 500KW, 1LA1 402 FRAME SIZE, 380 VOLT, 3, PHASE, 2 POLE, 2900 RPM, FOOT MOUNTED
000000000060123620 | STP-004 | DATA ENRICHMENT | MUF | MUF |  | 2022-09-28 |  |  | 000000000060123620 | BHP1 | BHP Spares & Supplies | 261016 | Motors | EA | MAN2 | MOTOR, ALTERNATING CURRENT, 55KW, 250S F | MOTOR, ALTERNATING CURRENT, 55KW, 250S FRAME SIZE, 380 VOLT, 3 PHASE, 4, POLE, 1450 RPM, FOOT MOUNTED
000000000060123746 | STP-004 | DATA ENRICHMENT | MUF | MUF |  | 2022-09-28 |  |  | 000000000060123746 | BHP1 | BHP Spares & Supplies | 261016 | Motors | EA | MAN2 | MOTOR, ALTERNATING CURRENT, 55KW, 280S F | MOTOR, ALTERNATING CURRENT, 55KW, 280S FRAME SIZE, 525 VOLT, 3 PHASE, 6, POLE, 960 RPM, FOOT MOUNTED, SLIPRING
000000000060123621 | STP-004 | DATA ENRICHMENT | MUF | MUF |  | 2022-09-28 |  |  | 000000000060123621 | BHP1 | BHP Spares & Supplies | 261016 | Motors | EA | MAN2 | MOTOR, ALTERNATING CURRENT, 55KW, D250S | MOTOR, ALTERNATING CURRENT, 55KW, D250S FRAME SIZE, 380 VOLT, 3 PHASE, 2, POLE, 2900 RPM, FOOT MOUNTED
000000000060227072 | STP-004 | DATA ENRICHMENT | MUF | MUF |  | 2022-09-28 |  |  | 000000000060227072 | BHP1 | BHP Spares & Supplies | 261016 | Motors | EA | MAN2 | MOTOR, ALTERNATING CURRENT, 55KW, FRAME | MOTOR, ALTERNATING CURRENT, 55KW, FRAME SIZE 250SM, 380V, 1460RPM, 4 POLE
000000000060141745 | STP-004 | DATA ENRICHMENT | MUF | MUF |  | 2022-09-28 |  |  | 000000000060141745 | BHP1 | BHP Spares & Supplies | 261016 | Motors | EA | MAN2 | MOTOR, ALTERNATING CURRENT, 55KW, FRAME | MOTOR, ALTERNATING CURRENT, 55KW, FRAME 250SM, 525 VOLT, 1460 RPM, 4 POLE, FOOT MOUNTED
000000000060141744 | STP-004 | DATA ENRICHMENT | MUF | MUF |  | 2022-09-28 |  |  | 000000000060141744 | BHP1 | BHP Spares & Supplies | 261016 | Motors | EA | MAN2 | MOTOR, ALTERNATING CURRENT, 55KW, FRAME | MOTOR, ALTERNATING CURRENT, 55KW, FRAME 250ML, 525 VOLT, 1460 RPM, 4 POLE, FOOT MOUNTED
000000000060144175 | STP-004 | DATA ENRICHMENT | MUF | MUF |  | 2022-09-28 |  |  | 000000000060144175 | BHP1 | BHP Spares & Supplies | 261016 | Motors | EA | MAN2 | MOTOR, ALTERNATING CURRENT, 55KW, FRAME | MOTOR, ALTERNATING CURRENT, 55KW, FRAME SIZE 250SM, 380V, 1460RPM, 4 POLE
000000000060123641 | STP-004 | DATA ENRICHMENT | MUF | MUF |  | 2022-09-28 |  |  | 000000000060123641 | BHP1 | BHP Spares & Supplies | 261016 | Motors | EA | MAN2 | MOTOR, ALTERNATING CURRENT, 6.2KW, BK60- | MOTOR, ALTERNATING CURRENT, 6.2KW, BK60-105/6 FRAME SIZE, 380 VOLT, 3, PHASE, 6 POLE, 960 RPM, FOOT MOUNTED, 103000 NEWTON CENTRIFICAL FORCE, BRATOR TYPE, INVICTA
000000000060140057 | STP-004 | DATA ENRICHMENT | MUF | MUF |  | 2022-09-28 |  |  | 000000000060140057 | BHP1 | BHP Spares & Supplies | 261016 | Motors | EA | MAN2 | MOTOR, ALTERNATING CURRENT, 7.5KW, 132M | MOTOR, ELECTRICAL, 7.5KW, FRAME 132M, 380V AC, 3 PHASE, 4 POLE,, 1460PRM, IP55 ENCLOSURE, FLANGE MOUNTED, SQUIRREL CAGE, WEG, MOTOR, ALTERNATING CURRENT, 7.5KW, 132M FRAME SIZE, 380 VOLT, 3 PHASE, 4, POLE, 1460 RPM, FLANGE MOUNTED, IP55 ENCLOSURE
000000000060138926 | STP-004 | DATA ENRICHMENT | MUF | MUF |  | 2022-09-28 |  |  | 000000000060138926 | BHP1 | BHP Spares & Supplies | 261016 | Motors | EA | MAN2 | MOTOR, ALTERNATING CURRENT, 7.5KW, 132M | MOTOR, ALTERNATING CURRENT, 7.5KW, 132M FRAME SIZE, 380 VOLT, 3 PHASE, 4, POLE, 1460 RPM, FOOT MOUNTED
000000000060146944 | STP-004 | DATA ENRICHMENT | MUF | MUF |  | 2022-09-28 |  |  | 000000000060146944 | BHP1 | BHP Spares & Supplies | 261016 | Motors | EA | MAN2 | MOTOR, ALTERNATING CURRENT, 7.5KW, 132S | MOTOR, ALTERNATING CURRENT, 7.5KW, 132S FRAME SIZE, 380 VOLT, 3 PHASE, 2, POLE, 2910 RPM, FOOT MOUNTED
000000000060145486 | STP-004 | DATA ENRICHMENT | MUF | MUF |  | 2022-09-28 |  |  | 000000000060145486 | BHP1 | BHP Spares & Supplies | 261016 | Motors | EA | MAN2 | MOTOR, ALTERNATING CURRENT, 7.5KW, 160M | MOTOR, ALTERNATING CURRENT, 7.5KW, 160M FRAME SIZE, 380 VOLT, 3 PHASE, 6, POLE, 965 RPM, FOOT MOUNTED, 15.9 AMP
000000000060123646 | STP-004 | DATA ENRICHMENT | MUF | MUF |  | 2022-09-28 |  |  | 000000000060123646 | BHP1 | BHP Spares & Supplies | 261016 | Motors | EA | MAN2 | MOTOR, ALTERNATING CURRENT, 7.5KW, 300SD | MOTOR, ALTERNATING CURRENT, 7.5KW, 300SD24 FRAME SIZE, 380 VOLT, 3, PHASE, 4 POLE, 1450 RPM, FLANGE MOUNTED, C/W REF 50870000 MOTOR PINION
000000000060144188 | STP-004 | DATA ENRICHMENT | MUF | MUF |  | 2022-09-28 |  |  | 000000000060144188 | BHP1 | BHP Spares & Supplies | 261016 | Motors | EA | MAN2 | MOTOR, ALTERNATING CURRENT, 7.5KW, 380V, | MOTOR, ALTERNATING CURRENT, 7.5KW, 380V, 970RPM, 2 POLE, KEE 110-6, STROKE 7MM, MODEL H1-48-15, VIBRATOR
000000000060123603 | STP-004 | DATA ENRICHMENT | MUF | MUF |  | 2022-09-28 |  |  | 000000000060123603 | BHP1 | BHP Spares & Supplies | 261016 | Motors | EA | MAN2 | MOTOR, ALTERNATING CURRENT, 7.5KW, D132M | MOTOR, ALTERNATING CURRENT, 7.5KW, D132M FRAME SIZE, 380 VOLT, 3 PHASE,, 4 POLE, 1450 RPM, FOOT MOUNTED
000000000060123605 | STP-004 | DATA ENRICHMENT | MUF | MUF |  | 2022-09-28 |  |  | 000000000060123605 | BHP1 | BHP Spares & Supplies | 261016 | Motors | EA | MAN2 | MOTOR, ALTERNATING CURRENT, 7.5KW, D132M | MOTOR, ALTERNATING CURRENT, 7.5KW, D132M FRAME SIZE, 380 VOLT, 3 PHASE,, 4 POLE, 1450 RPM, FLANGE MOUNTED
000000000060123697 | STP-004 | DATA ENRICHMENT | MUF | MUF |  | 2022-09-28 |  |  | 000000000060123697 | BHP1 | BHP Spares & Supplies | 261016 | Motors | EA | MAN2 | MOTOR, ALTERNATING CURRENT, 7.5KW, DW132 | MOTOR, ALTERNATING CURRENT, 7.5KW, DW132M FRAME SIZE, 380 VOLT, 3 PHASE,, 6 POLE, 960 RPM, FOOT MOUNTED
000000000060123698 | STP-004 | DATA ENRICHMENT | MUF | MUF |  | 2022-09-28 |  |  | 000000000060123698 | BHP1 | BHP Spares & Supplies | 261016 | Motors | EA | MAN2 | MOTOR, ALTERNATING CURRENT, 7.5KW, DW160 | MOTOR, ALTERNATING CURRENT, 7.5KW, DW160L FRAME SIZE, 500 VOLT, 3 PHASE,, 6 POLE, 960 RPM, FOOT MOUNTED
000000000060123604 | STP-004 | DATA ENRICHMENT | MUF | MUF |  | 2022-09-28 |  |  | 000000000060123604 | BHP1 | BHP Spares & Supplies | 261016 | Motors | EA | MAN2 | MOTOR, ALTERNATING CURRENT, 7.5KW, DX132 | MOTOR, ALTERNATING CURRENT, 7.5KW, DX132M FRAME SIZE, 380 VOLT, 3 PHASE,, 4 POLE, 1450 RPM, FOOT MOUNTED
000000000060141731 | STP-004 | DATA ENRICHMENT | MUF | MUF |  | 2022-09-28 |  |  | 000000000060141731 | BHP1 | BHP Spares & Supplies | 261016 | Motors | EA | MAN2 | MOTOR, ALTERNATING CURRENT, 7.5KW, FRAME | MOTOR, ALTERNATING CURRENT, 7.5KW, FRAME D132M, 525 VOLT, 14.6 AMP, 1460 RPM, 4 POLE, FOOT MOUNTED
000000000060138931 | STP-004 | DATA ENRICHMENT | MUF | MUF |  | 2022-09-28 |  |  | 000000000060138931 | BHP1 | BHP Spares & Supplies | 261016 | Motors | EA | MAN2 | MOTOR, ALTERNATING CURRENT, 75KW, 280FR | MOTOR, ALTERNATING CURRENT, 75KW, 280FR FRAME SIZE, 380 VOLT, 3 PHASE, 6, POLE, 960 RPM, FOOT MOUNTED
000000000060123703 | STP-004 | DATA ENRICHMENT | MUF | MUF |  | 2022-09-28 |  |  | 000000000060123703 | BHP1 | BHP Spares & Supplies | 261016 | Motors | EA | MAN2 | MOTOR, ALTERNATING CURRENT, 75KW, 315 FR | MOTOR, ALTERNATING CURRENT, 75KW, 315 FRAME SIZE, 500 VOLT, 3 PHASE, 6, POLE, 960 RPM, FOOT MOUNTED, SLIPRING
000000000060123622 | STP-004 | DATA ENRICHMENT | MUF | MUF |  | 2022-09-28 |  |  | 000000000060123622 | BHP1 | BHP Spares & Supplies | 261016 | Motors | EA | MAN2 | MOTOR, ALTERNATING CURRENT, 75KW, D250M | MOTOR, ALTERNATING CURRENT, 75KW, D250M FRAME SIZE, 380 VOLT, 3 PHASE, 4, POLE, 1450 RPM, FOOT MOUNTED
000000000060123631 | STP-004 | DATA ENRICHMENT | MUF | MUF |  | 2022-09-28 |  |  | 000000000060123631 | BHP1 | BHP Spares & Supplies | 261016 | Motors | EA | MAN2 | MOTOR, ALTERNATING CURRENT, 75KW, D250M | MOTOR, ALTERNATING CURRENT, 75KW, D250M FRAME SIZE, 380 VOLT, 3 PHASE, 4, POLE, 1450 RPM, FLANGE MOUNTED, C/W V-PULLEY AND FLUID COUPLING
000000000060162112 | STP-004 | DATA ENRICHMENT | MUF | MUF |  | 2022-09-28 |  |  | 000000000060162112 | BHP1 | BHP Spares & Supplies | 261016 | Motors | EA | MAN2 | MOTOR, ALTERNATING CURRENT, 75KW, D280MM | 6 POLE, 960 RPM, FOOT MOUNTED, SLIPRING, ROTOR 260V, ROTOR 168A, C/W, COUPLING TYPE TSCHAN260, SCH., MOTOR, ALTERNATING CURRENT, 75KW, D280MM FRAME SIZE, 525 VOLT, 3 PHASE,, 6 POLE, 960 RPM, FOOT MOUNTED, SLIPRING, ROTOR 260V, ROTOR 168A
000000000060123704 | STP-004 | DATA ENRICHMENT | MUF | MUF |  | 2022-09-28 |  |  | 000000000060123704 | BHP1 | BHP Spares & Supplies | 261016 | Motors | EA | MAN2 | MOTOR, ALTERNATING CURRENT, 75KW, DW280M | MOTOR, ALTERNATING CURRENT, 75KW, DW280M FRAME SIZE, 380 VOLT, 3 PHASE,, 6 POLE, 960 RPM, FOOT MOUNTED, SLIPRING
000000000060227062 | STP-004 | DATA ENRICHMENT | MUF | MUF |  | 2022-09-28 |  |  | 000000000060227062 | BHP1 | BHP Spares & Supplies | 261016 | Motors | EA | MAN2 | MOTOR, ALTERNATING CURRENT, 75KW, FRAME | MOTOR, ALTERNATING CURRENT, 75KW, FRAME 250SM, 525 VOLT, 1475 RPM, 4 POLE, FOOT MOUNTED
000000000060141737 | STP-004 | DATA ENRICHMENT | MUF | MUF |  | 2022-09-28 |  |  | 000000000060141737 | BHP1 | BHP Spares & Supplies | 261016 | Motors | EA | MAN2 | MOTOR, ALTERNATING CURRENT, 75KW, FRAME | MOTOR, ALTERNATING CURRENT, 75KW, FRAME 250SM, 525 VOLT, 1475 RPM, 4 POLE, FOOT MOUNTED
000000000060123759 | STP-004 | DATA ENRICHMENT | MUF | MUF |  | 2022-09-28 |  |  | 000000000060123759 | BHP1 | BHP Spares & Supplies | 261016 | Motors | EA | MAN2 | MOTOR, ALTERNATING CURRENT, 8.5KW, 160L | MOTOR, ALTERNATING CURRENT, 8.5KW, 160L FRAME SIZE, 380 VOLT, 3 PHASE, 6, POLE, 960 RPM, FOOT MOUNTED, TYPE 1LT31666AA10 SE, SIEMENS
000000000060138923 | STP-004 | DATA ENRICHMENT | MUF | MUF |  | 2022-09-28 |  |  | 000000000060138923 | BHP1 | BHP Spares & Supplies | 261016 | Motors | EA | MAN2 | MOTOR, ALTERNATING CURRENT, 90KW, 280FR | MOTOR, ALTERNATING CURRENT, 90KW, 280FR FRAME SIZE, 380 VOLT, 3 PHASE, 4, POLE, 1480 RPM, FOOT MOUNTED
000000000060146949 | STP-004 | DATA ENRICHMENT | MUF | MUF |  | 2022-09-28 |  |  | 000000000060146949 | BHP1 | BHP Spares & Supplies | 261016 | Motors | EA | MAN2 | MOTOR, ALTERNATING CURRENT, 90KW, 280S F | MOTOR, ALTERNATING CURRENT, 90KW, 280S FRAME SIZE, 380 VOLT, 3 PHASE, 4, POLE, 1480 RPM, FOOT MOUNTED
000000000060168847 | STP-004 | DATA ENRICHMENT | MUF | MUF |  | 2022-09-28 |  |  | 000000000060168847 | BHP1 | BHP Spares & Supplies | 261016 | Motors | EA | MAN2 | MOTOR, ALTERNATING CURRENT, 90KW, 315 FR | MOTOR, ALTERNATING CURRENT, 90KW, 315 M, FRAME, SIEMENS, 525VOLT, 3 PHASE, 6 POLE, 960 RPM, FOOT MOUNTED, SLIPRING. FURNACE 6, CRANE
000000000060144189 | STP-004 | DATA ENRICHMENT | MUF | MUF |  | 2022-09-28 |  |  | 000000000060144189 | BHP1 | BHP Spares & Supplies | 261016 | Motors | EA | MAN2 | MOTOR, ALTERNATING CURRENT, 9KW, 380V, 1 | MOTOR, ALTERNATING CURRENT, 9KW, 380V, 1000RPM, 2 POLE, MVSI 10/12000, STROKE 9MM, MODEL H1-45-18, VIBRATOR
000000000060221851 | STP-004 | DATA ENRICHMENT | ATS | ATS |  | 2022-09-28 |  |  | 000000000060221851 | BHP1 | BHP Spares & Supplies | 261016 | Motors | EA | MAN2 | MOTOR, ALTERNATING CURRENT, WEG, 55KW | MOTOR, ALTERNATING CURRENT, WEG, 55KW, 280S FRAME SIZE, 525 VOLT, 3, PHASE, 6 POLE, 960 RPM, FOOT MOUNTED, SLIPRING,OUTPUT SHAFT STRAIGHT &, NOT TAPERED, SSI FMT-00447 |  | 0019003592 | WEG MOTORS
000000000060217472 | STP-004 | DATA ENRICHMENT | ATS | ATS |  | 2022-09-28 |  |  | 000000000060217472 | BHP1 | BHP Spares & Supplies | 411165 | Instrument parts and accessories | EA | MAN2 | MOTOR, AUMA, AD0071-4/80, 525VAC, 3PH, 1 | MOTOR, AUMA, AD0071-4/80, 525VAC, 3PH, 1400RPM | AD0071-4/80 | 0019000352 | AUMA
000000000060188214 | STP-004 | DATA ENRICHMENT | ATS | ATS |  | 2022-09-28 |  |  | 000000000060188214 | BHP1 | BHP Spares & Supplies | 811016 | Mechanical engineering | EA | MAN2 | MOTOR, BRAKE, SKBRAKE, 180V, 60NM | MOTOR, BRAKE, SKBRAKE, 180V, 60NM, SSI FMT00353 | SK9052 | 0019011394 | BEARING MAN LTD
000000000060223420 | STP-004 | DATA ENRICHMENT | MUF | MUF |  | 2022-09-28 |  |  | 000000000060223420 | BHP1 | BHP Spares & Supplies | 270000 | Tools and General Machinery | EA | MAN2 | MOTOR, COOLING AIR FAN COOLING FAN,1.5KW | MOTOR, COOLING AIR FAN COOLING FAN, 1.5KW,2.6A, 525V, 1400RPM, FRAME 90L, IP55, FOOT MOUNTED, MAKE: ALSTOM
000000000060161097 | STP-004 | DATA ENRICHMENT | ATS | ATS |  | 2022-09-28 |  |  | 000000000060161097 | BHP1 | BHP Spares & Supplies | 261016 | Motors | EA | MAN2 | MOTOR, DEMAG, TYPE 16/6 KF 8/2 IM B5, 38 | MOTOR, DEMAG, TYPE 16/6 KF 8/2 IM B5, 380V, 50 HZ | 16/6 KF 8/2 IM B5 | 0019000915 | DEMAG INDUSTRIAL EQUIPMENT PTY.
000000000060116585 | STP-004 | DATA ENRICHMENT | MUF | MUF |  | 2022-09-28 |  |  | 000000000060116585 | BHP1 | BHP Spares & Supplies | 261016 | Motors | EA | MAN2 | MOTOR, ELEC, 0.37KW, 0.86A, 525V AC, 3 P | MOTOR, ELEC, 0.37KW, 0.86A, 525V AC, 3 PHASE, 4 POLE, FLANGE MOUNTED, SQUIRREL CAGE, S/NO 11288, 89 TAG, FURNACE, MFC
000000000060116503 | STP-004 | DATA ENRICHMENT | MUF | MUF |  | 2022-09-28 |  |  | 000000000060116503 | BHP1 | BHP Spares & Supplies | 261016 | Motors | EA | MAN2 | MOTOR, ELEC, 0.75KW, 3.2A, 525V AC, 3 PH | MOTOR, ELECTRIC, 0.75KW, 3.2A, 525V AC, 3 PHASE, FLANGE MOUNTED,, SQUIRREL CAGE, C27 TAG, 52MVA ELECTRIC ARC FURNACE, MIDDELBURG, FERROCHROME, MOTOR, ELEC, 0.75KW, 3.2A, 525V AC, 3 PHASE, FLANGE MOUNTED, SQUIRREL, CAGE, C27 TAG, 52MVA ELEC ARC FURNACE, MFC
000000000060123649 | STP-004 | DATA ENRICHMENT | MUF | MUF |  | 2022-09-28 |  |  | 000000000060123649 | BHP1 | BHP Spares & Supplies | 261016 | Motors | EA | MAN2 | MOTOR, ELEC, 0.75KW, FRAME DFT 80N, 525V | MOTOR, ELEC, 0.75KW, FRAME DFT 80N, 525V AC, 3 PHASE, 4 POLE, 160MM DIA FLANGE, C/W REF 41327 MOTOR PINION, SEW
000000000060123681 | STP-004 | DATA ENRICHMENT | MUF | MUF |  | 2022-09-28 |  |  | 000000000060123681 | BHP1 | BHP Spares & Supplies | 261016 | Motors | EA | MAN2 | MOTOR, ELEC, 0.85KW, TYPE KEE-17-4 URAS, | MOTOR, ELECTRIC, 0.85KW, TYPE KEE-17-4 URAS, 380V AC, 3 PHASE, 4 POLE, SQUIRREL CAGE, VIBRATOR TYPE, MURAKAMI SEIKI YASKAWA
000000000060122701 | STP-004 | DATA ENRICHMENT | MUF | MUF |  | 2022-09-28 |  |  | 000000000060122701 | BHP1 | BHP Spares & Supplies | 261016 | Motors | EA | MAN2 | MOTOR, ELEC, 1.1KW, FRAME 90S-4, 525V AC | MOTOR, ELECTRIC, 1.1KW, FRAME 90S-4, 525V AC, 3 PHASE, 4 POLE, SQUIRREL CAGE, TEFC, FLANGE MOUNTED
000000000060122707 | STP-004 | DATA ENRICHMENT | MUF | MUF |  | 2022-09-28 |  |  | 000000000060122707 | BHP1 | BHP Spares & Supplies | 261016 | Motors | EA | MAN2 | MOTOR, ELEC, 1.1KW, FRAME D80, 525V AC, | MOTOR, ELEC, 1.1KW, FRAME D80, 525V AC, 3 PHASE, 2 POLE, SQUIRREL CAGE, TEFC, FOOT MOUNTED
000000000060122706 | STP-004 | DATA ENRICHMENT | MUF | MUF |  | 2022-09-28 |  |  | 000000000060122706 | BHP1 | BHP Spares & Supplies | 261016 | Motors | EA | MAN2 | MOTOR, ELEC, 1.1KW, FRAME DZ80, 525V AC, | MOTOR, ELECTRIC, 1.1KW, FRAME DZ80, 525V AC, 3 PHASE, 2 POLE, SQUIRREL CAGE, TEFC, FOOT MOUNTED
000000000060252014 | STP-004 | DATA ENRICHMENT | MUF | MUF |  | 2022-09-28 |  |  | 000000000060252014 | BHP1 | BHP Spares & Supplies | 251739 | Electrical components | EA | MAN2 | MOTOR, ELEC, 1.5KW, EXTENDED SHAFT C/W M | MOTOR, ELEC, 1.5KW, EXTENDED SHAFT C/W MOTOR BRAKES, FRAME D90L, 380V AC, 3 PHASE, 4 POLE, SQUIRREL CAGE, TEFC, B5/FLANGE MOUNTED,
000000000060122712 | STP-004 | DATA ENRICHMENT | MUF | MUF |  | 2022-09-28 |  |  | 000000000060122712 | BHP1 | BHP Spares & Supplies | 261016 | Motors | EA | MAN2 | MOTOR, ELEC, 1.5KW, FRAME 90L, 525V AC, | MOTOR, ELECTRIC, 1.5KW, FRAME 90L, 525V AC, 3 PHASE, 4 POLE, SQUIRREL CAGE, TEFC, FLANGE MOUNTED
000000000060122714 | STP-004 | DATA ENRICHMENT | MUF | MUF |  | 2022-09-28 |  |  | 000000000060122714 | BHP1 | BHP Spares & Supplies | 261016 | Motors | EA | MAN2 | MOTOR, ELEC, 1.5KW, FRAME D90L, 525V AC, | MOTOR, ELECTRIC, 1.5KW, FRAME D90L, 525V AC, 3 PHASE, 4 POLE, SQUIRREL CAGE, TEFC, FLANGE MOUNTED
000000000060122718 | STP-004 | DATA ENRICHMENT | MUF | MUF |  | 2022-09-28 |  |  | 000000000060122718 | BHP1 | BHP Spares & Supplies | 261016 | Motors | EA | MAN2 | MOTOR, ELEC, 1.5KW, FRAME DZ90S, 525V AC | MOTOR, ELECTRIC, 1.5KW, FRAME DZ90S, 525V AC, 3 PHASE, 2 POLE, SQUIRREL CAGE, TEFC, FOOT MOUNTED
000000000060123685 | STP-004 | DATA ENRICHMENT | MUF | MUF |  | 2022-09-28 |  |  | 000000000060123685 | BHP1 | BHP Spares & Supplies | 261016 | Motors | EA | MAN2 | MOTOR, ELEC, 1.5KW, TYPE KEE-34-4 URAS, | MOTOR, ELECTRIC, 1.5KW, TYPE KEE-34-4 URAS, 380V AC, 3 PHASE, 4 POLE, SQUIRREL CAGE, VIBRATOR TYPE, MURAKAMI SEIKI YASKAWA
000000000060116524 | STP-004 | DATA ENRICHMENT | MUF | MUF |  | 2022-09-28 |  |  | 000000000060116524 | BHP1 | BHP Spares & Supplies | 261016 | Motors | EA | MAN2 | MOTOR, ELEC, 115KW, 190A, 525V AC, 3 PHA | MOTOR, ELECTRIC, 115KW, 190A, 525V AC, 3 PHASE, 8 POLE, FOOT MOUNTED, SLIPRING, S/NO 54384, C86 TAG, 52MVA ELECTRIC ARC FURNACE, MID, DELBURG FERROCHROME
000000000060123661 | STP-004 | DATA ENRICHMENT | MUF | MUF |  | 2022-09-28 |  |  | 000000000060123661 | BHP1 | BHP Spares & Supplies | 261016 | Motors | EA | MAN2 | MOTOR, ELEC, 11KW, FRAME 160L, 525V AC, | MOTOR, ELEC, 11KW, FRAME 160L, 525V AC, 3 PHASE, 6 POLE, SQUIRREL CAGE, TEFC, FOOT MOUNTED, SIEMENS
000000000060122812 | STP-004 | DATA ENRICHMENT | MUF | MUF |  | 2022-09-28 |  |  | 000000000060122812 | BHP1 | BHP Spares & Supplies | 261016 | Motors | EA | MAN2 | MOTOR, ELEC, 11KW, FRAME 160M, 525V AC, | MOTOR, ELEC, 11KW, FRAME 160M, 525V AC, 3 PHASE, 2 POLE, SQUIRREL CAGE, TEFC, FOOT MOUNTED
000000000060122822 | STP-004 | DATA ENRICHMENT | MUF | MUF |  | 2022-09-28 |  |  | 000000000060122822 | BHP1 | BHP Spares & Supplies | 261016 | Motors | EA | MAN2 | MOTOR, ELEC, 11KW, FRAME D160M, 525V AC, | MOTOR, ELEC, 11KW, FRAME D160M, 525V AC, 3 PHASE, 2 POLE, SQUIRREL CAGE, TEFC, FOOT MOUNTED
000000000060123718 | STP-004 | DATA ENRICHMENT | MUF | MUF |  | 2022-09-28 |  |  | 000000000060123718 | BHP1 | BHP Spares & Supplies | 261016 | Motors | EA | MAN2 | MOTOR, ELEC, 12KW, FRAME 200L, 250V AC, | MOTOR, ELECTRIC, 12KW, FRAME 200L, 250V AC, 3 PHASE, 8 POLE, SLIPRING, FOOT MOUNTED
000000000060123754 | STP-004 | DATA ENRICHMENT | MUF | MUF |  | 2022-09-28 |  |  | 000000000060123754 | BHP1 | BHP Spares & Supplies | 261016 | Motors | EA | MAN2 | MOTOR, ELEC, 132KW, FRAME FBL335L, 525V | MOTOR, ELECTRIC, 132KW, FRAME FBL335L, 525V AC, 3 PHASE, 8 POLE, SLIPRING, FOOT MOUNTED
000000000060116607 | STP-004 | DATA ENRICHMENT | MUF | MUF |  | 2022-09-28 |  |  | 000000000060116607 | BHP1 | BHP Spares & Supplies | 261016 | Motors | EA | MAN2 | MOTOR, ELEC, 15KW, 22A, 525V AC, 3 PHASE | MOTOR, ELECTRIC, 15KW, 22A, 525V AC, 3 PHASE, 4 POLE, FLANGE MOUNTED, SQUIRREL CAGE,S/NO B10563, 79 TAG, FURNACE, MIDDELBURG FERROCH, ROME
000000000060122828 | STP-004 | DATA ENRICHMENT | MUF | MUF |  | 2022-09-28 |  |  | 000000000060122828 | BHP1 | BHP Spares & Supplies | 261016 | Motors | EA | MAN2 | MOTOR, ELEC, 15KW, FRAME DZ160L, 525V AC | MOTOR, ELECTRIC, 15KW, FRAME DZ160L, 525V AC, 3 PHASE, 4 POLE, SQUIRREL CAGE, TEFC, FLANGE MOUNTED
000000000060116610 | STP-004 | DATA ENRICHMENT | ATS | ATS |  | 2022-09-28 |  |  | 000000000060116610 | BHP1 | BHP Spares & Supplies | 261016 | Motors | EA | MAN2 | MOTOR, ELEC, 18.5KW, 29A, 525V AC, 3 PHA | MOTOR, ELECTRIC, 18.5KW, 29A, 525V AC, 3 PHASE, 2 POLE, FOOT MOUNTED, SQUIRREL CAGE, 37 TAG, FURNACE, MIDDELBURG FERROCHROME
000000000060122848 | STP-004 | DATA ENRICHMENT | ATS | ATS |  | 2022-09-28 |  |  | 000000000060122848 | BHP1 | BHP Spares & Supplies | 261016 | Motors | EA | MAN2 | MOTOR, ELEC, 18.5KW, FRAME 160, 525V AC, | MOTOR, ELECTRIC, 18.5KW, FRAME 160, 525V AC, 3 PHASE, 4 POLE, SQUIRREL CAGE, TEFC, FOOT MOUNTED
000000000060122851 | STP-004 | DATA ENRICHMENT | ATS | ATS |  | 2022-09-28 |  |  | 000000000060122851 | BHP1 | BHP Spares & Supplies | 261016 | Motors | EA | MAN2 | MOTOR, ELEC, 18.5KW, FRAME 160L, 525V AC | MOTOR, ELEC, 18.5KW, FRAME 160L, 525V AC, 3 PHASE, 2 POLE, SQUIRREL CAGE, TEFC, FOOT MOUNTED
000000000060122849 | STP-004 | DATA ENRICHMENT | ATS | ATS |  | 2022-09-28 |  |  | 000000000060122849 | BHP1 | BHP Spares & Supplies | 261016 | Motors | EA | MAN2 | MOTOR, ELEC, 18.5KW, FRAME 200L, 525V AC | MOTOR, ELECTRIC, 18.5KW, FRAME 200L, 525V AC, 3 PHASE, 6 POLE, SQUIRREL CAGE, TEFC, FOOT MOUNTED, REDUNDANT AS PER ESSI: 411
000000000060122850 | STP-004 | DATA ENRICHMENT | ATS | ATS |  | 2022-09-28 |  |  | 000000000060122850 | BHP1 | BHP Spares & Supplies | 261016 | Motors | EA | MAN2 | MOTOR, ELEC, 18.5KW, FRAME D284, 500V AC | MOTOR, ELEC, 18.5KW, FRAME D284, 500V AC, 3 PHASE, 4 POLE, SQUIRREL CAGE, TEFC, FOOT MOUNTED
000000000060122721 | STP-004 | DATA ENRICHMENT | MUF | MUF |  | 2022-09-28 |  |  | 000000000060122721 | BHP1 | BHP Spares & Supplies | 261016 | Motors | EA | MAN2 | MOTOR, ELEC, 2.2KW, FRAME 112M, 525V AC, | MOTOR, ELECTRIC, 2.2KW, FRAME 112M, 525V AC, 3 PHASE, 4 POLE, SQUIRREL CAGE, TEFC, FLANGE MOUNTED
000000000060123656 | STP-004 | DATA ENRICHMENT | MUF | MUF |  | 2022-09-28 |  |  | 000000000060123656 | BHP1 | BHP Spares & Supplies | 261016 | Motors | EA | MAN2 | MOTOR, ELEC, 2.2KW, FRAME DFT 100LS, 525 | MOTOR, ELEC, 2.2KW, FRAME DFT 100LS, 525V AC, 3 PHASE, 4 POLE, 250MM DIA FLANGE, C/W REF 41475 MOTOR PINION, SEW
000000000060123592 | STP-004 | DATA ENRICHMENT | MUF | MUF |  | 2022-09-28 |  |  | 000000000060123592 | BHP1 | BHP Spares & Supplies | 261016 | Motors | EA | MAN2 | MOTOR, ELEC, 2.2KW, FRAME DX100L, 525V A | MOTOR, ELECTRIC, 2.2KW, FRAME DX100L, 525V AC, 3 PHASE, 4 POLE, SQUIRREL CAGE, TEFC, FLANGE MOUNTED, GEC
000000000060123594 | STP-004 | DATA ENRICHMENT | ATS | ATS |  | 2022-09-28 |  |  | 000000000060123594 | BHP1 | BHP Spares & Supplies | 261016 | Motors | EA | MAN2 | MOTOR, ELEC, 2.2KW, FRAME DZ100L, 525V A | MOTOR, ELEC, 2.2KW, FRAME DZ100L, 525V AC, 3 PHASE, 4 POLE, SQUIRREL CAGE, TEFC, FOOT MOUNTED, GEC
000000000060122731 | STP-004 | DATA ENRICHMENT | MUF | MUF |  | 2022-09-28 |  |  | 000000000060122731 | BHP1 | BHP Spares & Supplies | 261016 | Motors | EA | MAN2 | MOTOR, ELEC, 2.2KW, FRAME DZ112, 525V AC | MOTOR, ELECTRIC, 2.2KW, FRAME DZ112, 525V AC, 3 PHASE, 4 POLE, SQUIRREL CAGE, TEFC, FLANGE MOUNTED
000000000060122863 | STP-004 | DATA ENRICHMENT | ATS | ATS |  | 2022-09-28 |  |  | 000000000060122863 | BHP1 | BHP Spares & Supplies | 261016 | Motors | EA | MAN2 | MOTOR, ELEC, 22KW, FRAME DX180L, 525V AC | MOTOR, ELEC, 22KW, FRAME DX180L, 525V AC, 3 PHASE, 2 POLE, SQUIRREL CAGE, TEFC, FOOT MOUNTED
000000000060219986 | STP-004 | DATA ENRICHMENT | ATS | ATS |  | 2022-09-28 |  |  | 000000000060219986 | BHP1 | BHP Spares & Supplies | 261016 | Motors | EA | MAN2 | MOTOR, ELEC, 25KW, FRAME DW200L, 525V AC | MOTOR, ELECTRIC, 25KW, FRAME DW200L, 525V AC, 3 PHASE, 6 POLE, SLIPRING,, FOOT MOUNTED, SSI FMT0085
000000000060024566 | STP-004 | DATA ENRICHMENT | ATS | ATS |  | 2022-09-28 |  |  | 000000000060024566 | BHP1 | BHP Spares & Supplies | 261016 | Motors | EA | MAN2 | MOTOR, ELEC, 30KW, FRAME D200L, 525V AC, | MOTOR, ELEC, 30KW, FRAME D200L, 525V AC, 3 PHASE, 2 POLE, SQUIRREL CAGE, TEFC, FOOT MOUNTED
000000000060122877 | STP-004 | DATA ENRICHMENT | MUF | MUF |  | 2022-09-28 |  |  | 000000000060122877 | BHP1 | BHP Spares & Supplies | 261016 | Motors | EA | MAN2 | MOTOR, ELEC, 37KW, FRAME D200L, 525V AC, | MOTOR, ELECTRIC, 37KW, FRAME D200L, 525V AC, 3 PHASE, 2 POLE, SQUIRREL CAGE, TEFC, FLANGE MOUNTED
000000000060123657 | STP-004 | DATA ENRICHMENT | MUF | MUF |  | 2022-09-28 |  |  | 000000000060123657 | BHP1 | BHP Spares & Supplies | 261016 | Motors | EA | MAN2 | MOTOR, ELEC, 3KW, FRAME DFT 100L, 525V A | MOTOR, ELEC, 3KW, FRAME DFT 100L, 525V AC, 3 PHASE, 4 POLE, 300MM DIA FLANGE, C/W REF 41548 MOTOR PINION, SEW
000000000060122738 | STP-004 | DATA ENRICHMENT | MUF | MUF |  | 2022-09-28 |  |  | 000000000060122738 | BHP1 | BHP Spares & Supplies | 261016 | Motors | EA | MAN2 | MOTOR, ELEC, 3KW, FRAME DX100LDB, 525V A | MOTOR, ELECTRIC, 3KW, FRAME DX100LDB, 525V AC, 3 PHASE, 4 POLE, SQUIRREL CAGE, TEFC, FLANGE MOUNTED
000000000060122884 | STP-004 | DATA ENRICHMENT | ATS | ATS |  | 2022-09-28 |  |  | 000000000060122884 | BHP1 | BHP Spares & Supplies | 261016 | Motors | EA | MAN2 | MOTOR, ELEC, 45KW, FRAME M225, 525V AC, | MOTOR, ELEC, 45KW, FRAME M225, 525V AC, 3 PHASE, 2 POLE, SQUIRREL CAGE, TEFC, FOOT MOUNTED
000000000060122755 | STP-004 | DATA ENRICHMENT | ATS | ATS |  | 2022-09-28 |  |  | 000000000060122755 | BHP1 | BHP Spares & Supplies | 261016 | Motors | EA | MAN2 | MOTOR, ELEC, 4KW, FRAME 112M, 525V AC, 3 | MOTOR, ELECTRIC, 4KW, FRAME 112M, 525V AC, 3 PHASE, 2 POLE, SQUIRREL CAGE, TEFC, FOOT MOUNTED
000000000060024565 | STP-004 | DATA ENRICHMENT | MUF | MUF |  | 2022-09-28 |  |  | 000000000060024565 | BHP1 | BHP Spares & Supplies | 261016 | Motors | EA | MAN2 | MOTOR, ELEC, 4KW, FRAME D112M, 525V AC, | MOTOR, ELEC, 4KW, FRAME D112M, 525V AC, 3 PHASE, 4 POLE, SQUIRREL CAGE, TEFC, FOOT MOUNTED
000000000060122757 | STP-004 | DATA ENRICHMENT | MUF | MUF |  | 2022-09-28 |  |  | 000000000060122757 | BHP1 | BHP Spares & Supplies | 261016 | Motors | EA | MAN2 | MOTOR, ELEC, 4KW, FRAME DX112, 525V AC, | MOTOR, ELECTRIC, 4KW, FRAME DX112, 525V AC, 3 PHASE, 4 POLE, SQUIRREL CAGE, TEFC, FOOT MOUNTED
000000000060122752 | STP-004 | DATA ENRICHMENT | MUF | MUF |  | 2022-09-28 |  |  | 000000000060122752 | BHP1 | BHP Spares & Supplies | 261016 | Motors | EA | MAN2 | MOTOR, ELEC, 4KW, FRAME DX132, 525V AC, | MOTOR, ELECTRIC, 4KW, FRAME DX132, 525V AC, 3 PHASE, 6 POLE, SQUIRREL CAGE, TEFC, FOOT MOUNTED
000000000060123627 | STP-004 | DATA ENRICHMENT | MUF | MUF |  | 2022-09-28 |  |  | 000000000060123627 | BHP1 | BHP Spares & Supplies | 261016 | Motors | EA | MAN2 | MOTOR, ELEC, 4KW, FRAME MBL-112M-2B-4, 3 | MOTOR, ELECTRIC, 4KW, FRAME MBL-112M-2B-4, 380V AC, 3 PHASE, 4 POLE, SQUIRREL CAGE, FOOT MOUNTED, ASEA BROWN BOVERI
000000000060122784 | STP-004 | DATA ENRICHMENT | MUF | MUF |  | 2022-09-28 |  |  | 000000000060122784 | BHP1 | BHP Spares & Supplies | 261016 | Motors | EA | MAN2 | MOTOR, ELEC, 5.5KW, FRAME 132S, 525V AC, | MOTOR, ELECTRIC, 5.5KW, FRAME 132S, 525V AC, 3 PHASE, 4 POLE, SQUIRREL CAGE, TEFC, FLANGE MOUNTED, INCORPORATING # 60122771.
000000000060122778 | STP-004 | DATA ENRICHMENT | MUF | MUF |  | 2022-09-28 |  |  | 000000000060122778 | BHP1 | BHP Spares & Supplies | 261016 | Motors | EA | MAN2 | MOTOR, ELEC, 5.5KW, FRAME D132, 525V AC, | MOTOR, ELEC, 5.5KW, FRAME D132, 525V AC, 3 PHASE, 4 POLE, SQUIRREL CAGE, TEFC, FLANGE MOUNTED
000000000060122773 | STP-004 | DATA ENRICHMENT | MUF | MUF |  | 2022-09-28 |  |  | 000000000060122773 | BHP1 | BHP Spares & Supplies | 261016 | Motors | EA | MAN2 | MOTOR, ELEC, 5.5KW, FRAME DX132, 525V AC | MOTOR, ELEC, 5.5KW, FRAME DX132, 525V AC, 3 PHASE, 6 POLE, SQUIRREL CAGE, TEFC, FOOT MOUNTED
000000000060123687 | STP-004 | DATA ENRICHMENT | MUF | MUF |  | 2022-09-28 |  |  | 000000000060123687 | BHP1 | BHP Spares & Supplies | 261016 | Motors | EA | MAN2 | MOTOR, ELEC, 5.5KW, TYPE KEE-80-6B URAS, | MOTOR, ELECTRIC, 5.5KW, TYPE KEE-80-6B URAS, 380V AC, 3 PHASE, 6 POLE,, SQUIRREL CAGE, VIBRATOR TYPE, MURAKAMI SEIKI YASKAWA
000000000060122891 | STP-004 | DATA ENRICHMENT | MUF | MUF |  | 2022-09-28 |  |  | 000000000060122891 | BHP1 | BHP Spares & Supplies | 261016 | Motors | EA | MAN2 | MOTOR, ELEC, 55KW, FRAME D250M, 525V AC, | MOTOR, ELECTRIC, 55KW, FRAME D250M, 525V AC, 3 PHASE, 2 POLE, SQUIRREL CAGE, TEFC, FOOT MOUNTED
000000000060122796 | STP-004 | DATA ENRICHMENT | MUF | MUF |  | 2022-09-28 |  |  | 000000000060122796 | BHP1 | BHP Spares & Supplies | 261016 | Motors | EA | MAN2 | MOTOR, ELEC, 7.5KW, FRAME 160M, 525V AC, | MOTOR, ELECTRIC, 7.5KW, FRAME 160M, 525V AC, 3 PHASE, 6 POLE, SQUIRREL CAGE, TEFC, FOOT MOUNTED
000000000060122792 | STP-004 | DATA ENRICHMENT | MUF | MUF |  | 2022-09-28 |  |  | 000000000060122792 | BHP1 | BHP Spares & Supplies | 261016 | Motors | EA | MAN2 | MOTOR, ELEC, 7.5KW, FRAME ADD5708/3, 550 | MOTOR, ELEC, 7.5KW, FRAME ADD5708/3, 550V AC, 3 PHASE, 4 POLE, SQUIRREL CAGE, TEFC, FLANGE MOUNTED
000000000060122795 | STP-004 | DATA ENRICHMENT | MUF | MUF |  | 2022-09-28 |  |  | 000000000060122795 | BHP1 | BHP Spares & Supplies | 261016 | Motors | EA | MAN2 | MOTOR, ELEC, 7.5KW, FRAME DX132, 525V AC | MOTOR, ELECTRIC, 7.5KW, FRAME DX132, 525V AC, 3 PHASE, 2 POLE, SQUIRREL CAGE, TEFC, FOOT MOUNTED
000000000060122791 | STP-004 | DATA ENRICHMENT | MUF | MUF |  | 2022-09-28 |  |  | 000000000060122791 | BHP1 | BHP Spares & Supplies | 261016 | Motors | EA | MAN2 | MOTOR, ELEC, 7.5KW, FRAME DZ132, 525V AC | MOTOR, ELECTRIC, 7.5KW, FRAME DZ132, 525V AC, 3 PHASE, 4 POLE, SQUIRREL CAGE, TEFC, FOOT MOUNTED
000000000060122906 | STP-004 | DATA ENRICHMENT | MUF | MUF |  | 2022-09-28 |  |  | 000000000060122906 | BHP1 | BHP Spares & Supplies | 261016 | Motors | EA | MAN2 | MOTOR, ELEC, 75KW, FRAME A280, 500V AC, | MOTOR, ELEC, 75KW, FRAME A280, 500V AC, 3 PHASE, 6 POLE, SQUIRREL CAGE, TEFC, FOOT MOUNTED
000000000060122900 | STP-004 | DATA ENRICHMENT | MUF | MUF |  | 2022-09-28 |  |  | 000000000060122900 | BHP1 | BHP Spares & Supplies | 261016 | Motors | EA | MAN2 | MOTOR, ELEC, 75KW, FRAME D250, 525V AC, | MOTOR, ELEC, 75KW, FRAME D250, 525V AC, 3 PHASE, 4 POLE, SQUIRREL CAGE, TEFC, FOOT MOUNTED
000000000060122902 | STP-004 | DATA ENRICHMENT | MUF | MUF |  | 2022-09-28 |  |  | 000000000060122902 | BHP1 | BHP Spares & Supplies | 261016 | Motors | EA | MAN2 | MOTOR, ELEC, 75KW, FRAME D315S, 525V AC, | MOTOR, ELECTRIC, 75KW, FRAME D315S, 525V AC, 3 PHASE, 8 POLE, SQUIRREL CAGE, TEFC, FOOT MOUNTED
000000000060115467 | STP-004 | DATA ENRICHMENT | ATS | ATS |  | 2022-09-28 |  |  | 000000000060115467 | BHP1 | BHP Spares & Supplies | 261016 | Motors | EA | MAN2 | MOTOR, ELEC, CROSS TRAVEL, 380V, 3 PHASE | MOTOR, ELECTRIC, CROSS TRAVEL, 380V, 3 PHASE, 50HZ, TYPE KDF63, C/W BREAK & GEARBOX, 1.6 TON PASTE HOIST MODEL D168 H19KV2-2/1 F4, D, EMAG, FURNACES NO 4 & 5, FERROMETALS
000000000060123682 | STP-004 | DATA ENRICHMENT | MUF | MUF |  | 2022-09-28 |  |  | 000000000060123682 | BHP1 | BHP Spares & Supplies | 261016 | Motors | EA | MAN2 | MOTOR, ELEC, RECON, 0.2KW, TYPE URAS, 38 | MOTOR, ELECTRIC, RECONDITIONED, 0.2KW, TYPE URAS, 380V AC, 3 PHASE, 4 POLE, SQUIRREL CAGE, VIBRATOR TYPE
000000000060122839 | STP-004 | DATA ENRICHMENT | MUF | MUF |  | 2022-09-28 |  |  | 000000000060122839 | BHP1 | BHP Spares & Supplies | 261016 | Motors | EA | MAN2 | MOTOR, ELEC, RECON, 37KW, 380V AC, 4 POL | MOTOR, ELECTRIC, RECONDITIONED, 37KW, 380V AC, 4 POLE, WINCH MOUNTED
000000000060122895 | STP-004 | DATA ENRICHMENT | MUF | MUF |  | 2022-09-28 |  |  | 000000000060122895 | BHP1 | BHP Spares & Supplies | 261016 | Motors | EA | MAN2 | MOTOR, ELEC, RECON, 55KW, 380V AC, 1640R | MOTOR, ELECTRIC, RECONDITIONED, 55KW, 380V AC, 1640RPM, WINCH MOUNTED
000000000060123630 | STP-004 | DATA ENRICHMENT | ATS | ATS |  | 2022-09-28 |  |  | 000000000060123630 | BHP1 | BHP Spares & Supplies | 261016 | Motors | EA | MAN2 | MOTOR, ELEC, RECON, 600W, 380V AC, 3 PHA | MOTOR, ELECTRIC, RECONDITIONED, 600W, 380V AC, 3 PHASE, SQUIRREL CAGE, VIBRATOR TYPE, BOSCH | 0618-106-001 RECON | 0019008549 | BOSCH
000000000060123213 | STP-004 | DATA ENRICHMENT | MUF | MUF |  | 2022-09-28 |  |  | 000000000060123213 | BHP1 | BHP Spares & Supplies | 261016 | Motors | EA | MAN2 | MOTOR, ELEC, RECON/REPLACE, 11KW, FRAME | MOTOR, ELECTRIC, RECON/REPLACE, 11KW, FRAME 160M, 380V AC, 3 PHASE, 4 POLE, SQUIRREL CAGE, TEFC, FLANGE MOUNTED
000000000060123220 | STP-004 | DATA ENRICHMENT | MUF | MUF |  | 2022-09-28 |  |  | 000000000060123220 | BHP1 | BHP Spares & Supplies | 261016 | Motors | EA | MAN2 | MOTOR, ELEC, RECON/REPLACE, 11KW, FRAME | MOTOR, ELECTRIC, RECON/REPLACE, 11KW, FRAME 160L, 380V AC, 3 PHASE, 6 POLE, SQUIRREL CAGE, TEFC, FOOT & FLANGE MOUNTED
000000000060123238 | STP-004 | DATA ENRICHMENT | MUF | MUF |  | 2022-09-28 |  |  | 000000000060123238 | BHP1 | BHP Spares & Supplies | 261016 | Motors | EA | MAN2 | MOTOR, ELEC, RECON/REPLACE, 15KW, FRAME | MOTOR, ELECTRIC, RECON/REPLACE, 15KW, FRAME 160M, 380V AC, 3 PHASE, 2 POLE, SQUIRREL CAGE, TEFC, FLANGE MOUNTED
000000000060123256 | STP-004 | DATA ENRICHMENT | MUF | MUF |  | 2022-09-28 |  |  | 000000000060123256 | BHP1 | BHP Spares & Supplies | 261016 | Motors | EA | MAN2 | MOTOR, ELEC, RECON/REPLACE, 15KW, FRAME | MOTOR, ELECTRIC, RECON/REPLACE, 15KW, FRAME 160L, 380V AC, 3 PHASE, 4 POLE, SQUIRREL CAGE, TEFC, FLANGE MOUNTED
000000000060123547 | STP-004 | DATA ENRICHMENT | MUF | MUF |  | 2022-09-28 |  |  | 000000000060123547 | BHP1 | BHP Spares & Supplies | 261016 | Motors | EA | MAN2 | MOTOR, ELEC, RECON/REPLACE, 185KW, FRAME | MOTOR, ELECTRIC, RECON/REPLACE, 185KW, FRAME 315L, 525V AC, 3 PHASE, 4 POLE, SQUIRREL CAGE, TEFC, FOOT MOUNTED
000000000060123353 | STP-004 | DATA ENRICHMENT | MUF | MUF |  | 2022-09-28 |  |  | 000000000060123353 | BHP1 | BHP Spares & Supplies | 261016 | Motors | EA | MAN2 | MOTOR, ELEC, RECON/REPLACE, 37KW, FRAME | MOTOR, ELECTRIC, RECON/REPLACE, 37KW, FRAME 225S, 380V AC, 3 PHASE, 4 POLE, SQUIRREL CAGE, TEFC, FLANGE MOUNTED
000000000060122832 | STP-004 | DATA ENRICHMENT | MUF | MUF |  | 2022-09-28 |  |  | 000000000060122832 | BHP1 | BHP Spares & Supplies | 261016 | Motors | EA | MAN2 | MOTOR, ELECRICAL, 15KW, FRAME 160L | MOTOR, ELECRICAL, 15KW, FRAME 160L, 525V, 3 PHASE, 6 POLE, FLANGE, MOUNT,COMES WITH FORCE COOLING FAN 525 VOLT, CHANGED AS PER NEW STOCK REQUEST ESSI-2828
000000000060241014 | STP-004 | DATA ENRICHMENT | ATS | ATS |  | 2022-09-28 |  |  | 000000000060241014 | BHP1 | BHP Spares & Supplies | 320000 | Electronic Components and Supplies | EA | MAN2 | MOTOR, ELECTICAL WEG 160KW 6P 525V | MOTOR, ELECTRICAL WEG 160KW 6P 525/550V B3 355ML IE IP66 P/N TPW7215030 | TPW7215030 | 0019011455 | ZEST ELECTRICAL MOTORS CC
000000000060181705 | STP-004 | DATA ENRICHMENT | MUF | MUF |  | 2022-09-28 |  |  | 000000000060181705 | BHP1 | BHP Spares & Supplies | 261016 | Motors | EA | MAN2 | MOTOR, ELECTRIC , 380 VOLT, 5.5 KW, FRAM | MOTOR, ELECTRIC , 380 VOLT, 5.5 KW, FRAME 132S, 1460 RPM, FLANGE MOUNTED, COMPLETE WITH PINION GEAR, WEG
000000000060123632 | STP-004 | DATA ENRICHMENT | MUF | MUF |  | 2022-09-28 |  |  | 000000000060123632 | BHP1 | BHP Spares & Supplies | 261016 | Motors | EA | MAN2 | MOTOR, ELECTRIC, 1.5KW, FRAME DZ905Q, 38 | MOTOR, ELECTRIC, 1.5KW, FRAME DZ905Q, 380V AC, 3 PHASE, 6 POLE, 3.6 AMP,, SQUIRREL CAGE, TEFC, FLANGE MOUNTED, FOR TS250 MILL, DICKIE & STOCKLER
000000000060227082 | STP-004 | DATA ENRICHMENT | MUF | MUF |  | 2022-09-28 |  |  | 000000000060227082 | BHP1 | BHP Spares & Supplies | 261016 | Motors | EA | MAN2 | MOTOR, ELECTRIC, 110KW,525V,4POLE,1460RP | MOTOR, ELECTRIC, 110KW,525V,4POLE,1460RPM,280S/M FRAME B3 FOOT MOUNTED
000000000060175096 | STP-004 | DATA ENRICHMENT | MUF | MUF |  | 2022-09-28 |  |  | 000000000060175096 | BHP1 | BHP Spares & Supplies | 261016 | Motors | EA | MAN2 | MOTOR, ELECTRIC, 110KW,525V,4POLE,1460RP | MOTOR, ELECTRIC, 110KW,525V,4POLE,1460RPM,280S/M FRAME B3 FOOT MOUNTED T/BOX RHS
000000000060175092 | STP-004 | DATA ENRICHMENT | MUF | MUF |  | 2022-09-28 |  |  | 000000000060175092 | BHP1 | BHP Spares & Supplies | 261016 | Motors | EA | MAN2 | MOTOR, ELECTRIC, 22KW 1460RPM 525V | MOTOR, ELECTRIC, 22KW 1460RPM 525V 4POLE 180L FRAME B3 FOOT MOUNTED T/BOX RHS
000000000060167895 | STP-004 | DATA ENRICHMENT | ATS | ATS |  | 2022-09-28 |  |  | 000000000060167895 | BHP1 | BHP Spares & Supplies | 251739 | Electrical components | EA | MAN2 | MOTOR, ELECTRIC, 22KW, 1465 RPM, 380 VOL | MOTOR, ELECTRIC, 22KW, 1465 RPM, 380 VOLT, TYPE DV180L4RS, SEW | DV180L4/RS | 0019008928 | SEW
000000000060149558 | STP-004 | DATA ENRICHMENT | MUF | MUF |  | 2022-09-28 |  |  | 000000000060149558 | BHP1 | BHP Spares & Supplies | 261016 | Motors | EA | MAN2 | MOTOR, ELECTRIC, 37KW, FRAME 200L, 380V, | MOTOR, ELECTRIC, 37KW, FRAME 200L, 380V, 2960 RPM, IP55, SQUIRREL CAGE,, C/IRON, TOTALLY ENCLOSED, FAN COOLED
000000000060167531 | STP-004 | DATA ENRICHMENT | MUF | MUF |  | 2022-09-28 |  |  | 000000000060167531 | BHP1 | BHP Spares & Supplies | 261016 | Motors | EA | MAN2 | MOTOR, ELECTRIC, 45KW 525VOLT 1475RPM FR | MOTOR, ELECTRIC, 45KW 525VOLT 1475RPM FRAME SIZE 225S/M
000000000060149557 | STP-004 | DATA ENRICHMENT | MUF | MUF |  | 2022-09-28 |  |  | 000000000060149557 | BHP1 | BHP Spares & Supplies | 261016 | Motors | EA | MAN2 | MOTOR, ELECTRIC, 45KW, FRAME 225S/M, 380 | MOTOR, ELECTRIC, 45KW, FRAME 225S/M, 380V, 2960 RPM, IP55, SQUIRREL CAGE, C/IRON, TOTALLY ENCLOSED, FAN COOLED, WEG
000000000060227459 | STP-004 | DATA ENRICHMENT | MUF | MUF |  | 2022-09-28 |  |  | 000000000060227459 | BHP1 | BHP Spares & Supplies | 391200 | Electrical equipment and components and supplies | EA | MAN2 | MOTOR, ELECTRIC, 45KW, FRAME M225 | MOTOR, ELECTRIC, 45KW, FRAME M225, 525V AC, 3 PHASE, 2 POLE, SQUIRREL CAGE, TEFC, FOOT MOUNTED
000000000060175103 | STP-004 | DATA ENRICHMENT | MUF | MUF |  | 2022-09-28 |  |  | 000000000060175103 | BHP1 | BHP Spares & Supplies | 261016 | Motors | EA | MAN2 | MOTOR, ELECTRIC, 5,5KW,525V,4POLE,1460RP | MOTOR, ELECTRIC, 5,5KW,525V,4POLE,1460RPM,132S FRAME B3 FOOT MOUNTED T/BOX RHS
000000000060149591 | STP-004 | DATA ENRICHMENT | MUF | MUF |  | 2022-09-28 |  |  | 000000000060149591 | BHP1 | BHP Spares & Supplies | 261016 | Motors | EA | MAN2 | MOTOR, ELECTRIC, 55KW, 380V, 1475 RPM, M | MOTOR, ELECTRIC, 55KW, 380V, 1475 RPM, M2AA 250 SMA4, IP55, ABB
000000000060149556 | STP-004 | DATA ENRICHMENT | MUF | MUF |  | 2022-09-28 |  |  | 000000000060149556 | BHP1 | BHP Spares & Supplies | 261016 | Motors | EA | MAN2 | MOTOR, ELECTRIC, 55KW, FRAME 250S/M, 380 | MOTOR, ELECTRIC, 55KW, FRAME 250S/M, 380V, 2950 RPM, IP55, SQUIRREL CAGE, C/IRON, TOTALLY ENCLOSED, FAN COOLED, WEG
000000000060187756 | STP-004 | DATA ENRICHMENT | ATS | ATS |  | 2022-09-28 |  |  | 000000000060187756 | BHP1 | BHP Spares & Supplies | 391200 | Electrical equipment and components and supplies | EA | MAN2 | MOTOR, ELECTRIC, 7,5 KW, 525 V, SC, 4 PO | MOTOR, ELECTRIC, 7,5 KW, 525 V, SC, 4 POLE, 1455 RPM, FLANGE MOUNTED C/W BRAKE, S2/S3 CROSS TRAVEL, AS PER SSI 4203. |  | 0019011590 | SIEMENS
000000000060123688 | STP-004 | DATA ENRICHMENT | MUF | MUF |  | 2022-09-28 |  |  | 000000000060123688 | BHP1 | BHP Spares & Supplies | 261016 | Motors | EA | MAN2 | MOTOR, ELECTRIC, 7.5KW, TYPE KEE-110-6 U | MOTOR, ELECTRIC, 7.5KW, TYPE KEE-110-6 URAS, 380 VOLT AC, 3 PHASE, 6, POLE, DELTA CONNECTION, SQUIRREL CAGE, VIBRATOR TYPE, MURAKAMI SEIKI, YASKAWA
000000000060176166 | STP-004 | DATA ENRICHMENT | ATS | ATS |  | 2022-09-28 |  |  | 000000000060176166 | BHP1 | BHP Spares & Supplies | 261016 | Motors | EA | MAN2 | MOTOR, ELECTRIC, AC, SQUIRREL CAGE, 15 K | MOTOR, ELECTRIC, AC, SQUIRREL CAGE, 15 KW, 380V, 1450 RPM, FLANGE MOUNTED, FRAME 160M, CLASS F INSULATION, WEG | TE3203035 | 0019003592 | WEG MOTORS
000000000060180550 | STP-004 | DATA ENRICHMENT | MUF | MUF |  | 2022-09-28 |  |  | 000000000060180550 | BHP1 | BHP Spares & Supplies | 261016 | Motors | EA | MAN2 | MOTOR, ELECTRIC, ALTERNATING CURRENT, 13 | MOTOR, ELECTRIC, ALTERNATING CURRENT, 132KW, 240 AMPS, 380 VOLTS, RPM: 2980, 2-POLE, FOOT MOUNTED, FRAME SIZE 315M / 315S
000000000060149534 | STP-004 | DATA ENRICHMENT | MUF | MUF |  | 2022-09-28 |  |  | 000000000060149534 | BHP1 | BHP Spares & Supplies | 261016 | Motors | EA | MAN2 | MOTOR, ELECTRIC, FRAME D180 L-4, 22KW, 3 | MOTOR, ELECTRIC, FRAME D180 L-4, 22KW, 380V, 1460RPM, AMP44/25, WEG
000000000060149533 | STP-004 | DATA ENRICHMENT | MUF | MUF |  | 2022-09-28 |  |  | 000000000060149533 | BHP1 | BHP Spares & Supplies | 261016 | Motors | EA | MAN2 | MOTOR, ELECTRIC, FRAME D280 M-4, 90KW, 3 | CAGE, FOOT <(>&<)> FLANGE MOUNT, TOP MOUNT TERMINAL BOX, MOTOR, ELECTRICAL, 90 KW, FRAME 280M, 400V, 3 PHASE, 4 POLE, SQUIRREL, CAGE, FOOT & FLANGE MOUNT, TOP MOUNT TERMINAL BOX
000000000060149532 | STP-004 | DATA ENRICHMENT | MUF | MUF |  | 2022-09-28 |  |  | 000000000060149532 | BHP1 | BHP Spares & Supplies | 261016 | Motors | EA | MAN2 | MOTOR, ELECTRIC, FRAME D315 S-6, 75KW, 3 | MOTOR, ELECTRIC, FRAME D315 S-6, 75KW, 380V, 990RPM, AMP140/86, IP65, WEG
000000000060123695 | STP-004 | DATA ENRICHMENT | MUF | MUF |  | 2022-09-28 |  |  | 000000000060123695 | BHP1 | BHP Spares & Supplies | 261016 | Motors | EA | MAN2 | MOTOR, ELECTRIC, SLIPRING, TAPERED DRIVE | MOTOR, ELECTRIC, SLIPRING, TAPERED DRIVE SHAFT, 120KW, 224 AMPS, 380, VOLT, 6 POLE, 315M FRAME, ROTOR - 310 DELTA VOLT, 239 AMP, TYPE VEM S11D, 315M 6 VL HW, COMPLETE WITH COUPLING HUB FITTED, TYPE CANTERBURY, WATERFALL, H236, E RION INNER HUB 90B/K AND BULLETS, BR236 C80 NT, BLACK, BUFFER (12 SET)
000000000060149531 | STP-004 | DATA ENRICHMENT | ATS | ATS |  | 2022-09-28 |  |  | 000000000060149531 | BHP1 | BHP Spares & Supplies | 261016 | Motors | EA | MAN2 | MOTOR, ELECTRIC, TYPE HGF400B, 750KW, 38 | MOTOR, ELECTRIC, TYPE HGF400B, 750KW, 380V, 3 PHASE, 1430RPM, IP55, WEG | HGF400B | 0019000000 | 1069
000000000060227979 | STP-004 | DATA ENRICHMENT | MUF | MUF |  | 2022-09-28 |  |  | 000000000060227979 | BHP1 | BHP Spares & Supplies | 251739 | Electrical components | EA | MAN2 | MOTOR, ELECTRIC, VIBRATOR, 13KW, 380VOLT | MOTOR, ELECTRIC, VIBRATOR, 13KW, 380VOLT, 1000RPM
000000000060227522 | STP-004 | DATA ENRICHMENT | MUF | MUF |  | 2022-09-28 |  |  | 000000000060227522 | BHP1 | BHP Spares & Supplies | 261016 | Motors | EA | MAN2 | MOTOR, ELECTRIC, VIBRATOR, 2.2KW, 380VOL | MOTOR, ELECTRIC, VIBRATOR, 2.2KW, 380VOLT, 1460 RPM
000000000060227514 | STP-004 | DATA ENRICHMENT | MUF | MUF |  | 2022-09-28 |  |  | 000000000060227514 | BHP1 | BHP Spares & Supplies | 261016 | Motors | EA | MAN2 | MOTOR, ELECTRIC, VIBRATOR,0.4KW, 380V, 1 | MOTOR, ELECTRIC, VIBRATOR,0.4KW, 380V, 1460 RPM
000000000060227515 | STP-004 | DATA ENRICHMENT | MUF | MUF |  | 2022-09-28 |  |  | 000000000060227515 | BHP1 | BHP Spares & Supplies | 261016 | Motors | EA | MAN2 | MOTOR, ELECTRIC, VIBRATOR,0.68KW, 380V, | MOTOR, ELECTRIC, VIBRATOR,0.68KW, 380V, 1460 RPM
000000000060227516 | STP-004 | DATA ENRICHMENT | MUF | MUF |  | 2022-09-28 |  |  | 000000000060227516 | BHP1 | BHP Spares & Supplies | 261016 | Motors | EA | MAN2 | MOTOR, ELECTRIC, VIBRATOR,0.75KW, 380V, | MOTOR, ELECTRIC, VIBRATOR,0.75KW, 380V, 1460 RPM
000000000060227517 | STP-004 | DATA ENRICHMENT | MUF | MUF |  | 2022-09-28 |  |  | 000000000060227517 | BHP1 | BHP Spares & Supplies | 261016 | Motors | EA | MAN2 | MOTOR, ELECTRIC, VIBRATOR,0.85KW, 380V, | MOTOR, ELECTRIC, VIBRATOR,0.85KW, 380V, 1460 RPM
000000000060227518 | STP-004 | DATA ENRICHMENT | MUF | MUF |  | 2022-09-28 |  |  | 000000000060227518 | BHP1 | BHP Spares & Supplies | 261016 | Motors | EA | MAN2 | MOTOR, ELECTRIC, VIBRATOR,0.9KW, 380V, 1 | MOTOR, ELECTRIC, VIBRATOR,0.9KW, 380V, 1460 RPM
000000000060227519 | STP-004 | DATA ENRICHMENT | MUF | MUF |  | 2022-09-28 |  |  | 000000000060227519 | BHP1 | BHP Spares & Supplies | 261016 | Motors | EA | MAN2 | MOTOR, ELECTRIC, VIBRATOR,1.1KW, 380VOLT | MOTOR, ELECTRIC, VIBRATOR,1.1KW, 380VOLT, 1460RPM
000000000060227520 | STP-004 | DATA ENRICHMENT | MUF | MUF |  | 2022-09-28 |  |  | 000000000060227520 | BHP1 | BHP Spares & Supplies | 261016 | Motors | EA | MAN2 | MOTOR, ELECTRIC, VIBRATOR,1.2KW, 380VOLT | MOTOR, ELECTRIC, VIBRATOR,1.2KW, 380VOLT, 1460RPM
000000000060227521 | STP-004 | DATA ENRICHMENT | MUF | MUF |  | 2022-09-28 |  |  | 000000000060227521 | BHP1 | BHP Spares & Supplies | 261016 | Motors | EA | MAN2 | MOTOR, ELECTRIC, VIBRATOR,1.5KW, 380VOLT | MOTOR, ELECTRIC, VIBRATOR,1.5KW, 380VOLT, 1460RPM
000000000060227534 | STP-004 | DATA ENRICHMENT | MUF | MUF |  | 2022-09-28 |  |  | 000000000060227534 | BHP1 | BHP Spares & Supplies | 261016 | Motors | EA | MAN2 | MOTOR, ELECTRIC, VIBRATOR,11KW, 380VOLT, | MOTOR, ELECTRIC, VIBRATOR,11KW, 380VOLT, 1460RPM
000000000060227523 | STP-004 | DATA ENRICHMENT | MUF | MUF |  | 2022-09-28 |  |  | 000000000060227523 | BHP1 | BHP Spares & Supplies | 261016 | Motors | EA | MAN2 | MOTOR, ELECTRIC, VIBRATOR,2.6KW, 380VOLT | MOTOR, ELECTRIC, VIBRATOR,2.6KW, 380VOLT, 1460RPM
000000000060227525 | STP-004 | DATA ENRICHMENT | MUF | MUF |  | 2022-09-28 |  |  | 000000000060227525 | BHP1 | BHP Spares & Supplies | 261016 | Motors | EA | MAN2 | MOTOR, ELECTRIC, VIBRATOR,3.3KW, 380VOLT | MOTOR, ELECTRIC, VIBRATOR,3.3KW, 380VOLT, 1460RPM
000000000060227526 | STP-004 | DATA ENRICHMENT | MUF | MUF |  | 2022-09-28 |  |  | 000000000060227526 | BHP1 | BHP Spares & Supplies | 261016 | Motors | EA | MAN2 | MOTOR, ELECTRIC, VIBRATOR,3.5KW, 380VOLT | MOTOR, ELECTRIC, VIBRATOR,3.5KW, 380VOLT, 1460RPM
000000000060227524 | STP-004 | DATA ENRICHMENT | MUF | MUF |  | 2022-09-28 |  |  | 000000000060227524 | BHP1 | BHP Spares & Supplies | 261016 | Motors | EA | MAN2 | MOTOR, ELECTRIC, VIBRATOR,3KW, 380VOLT, | MOTOR, ELECTRIC, VIBRATOR,3KW, 380VOLT, 1460RPM
000000000060227528 | STP-004 | DATA ENRICHMENT | MUF | MUF |  | 2022-09-28 |  |  | 000000000060227528 | BHP1 | BHP Spares & Supplies | 261016 | Motors | EA | MAN2 | MOTOR, ELECTRIC, VIBRATOR,4.8KW, 380VOLT | MOTOR, ELECTRIC, VIBRATOR,4.8KW, 380VOLT, 1460RPM
000000000060227527 | STP-004 | DATA ENRICHMENT | MUF | MUF |  | 2022-09-28 |  |  | 000000000060227527 | BHP1 | BHP Spares & Supplies | 261016 | Motors | EA | MAN2 | MOTOR, ELECTRIC, VIBRATOR,4KW, 380VOLT, | MOTOR, ELECTRIC, VIBRATOR,4KW, 380VOLT, 1460RPM
000000000060227529 | STP-004 | DATA ENRICHMENT | MUF | MUF |  | 2022-09-28 |  |  | 000000000060227529 | BHP1 | BHP Spares & Supplies | 261016 | Motors | EA | MAN2 | MOTOR, ELECTRIC, VIBRATOR,5.3KW, 380VOLT | MOTOR, ELECTRIC, VIBRATOR,5.3KW, 380VOLT, 1460RPM
000000000060227530 | STP-004 | DATA ENRICHMENT | MUF | MUF |  | 2022-09-28 |  |  | 000000000060227530 | BHP1 | BHP Spares & Supplies | 261016 | Motors | EA | MAN2 | MOTOR, ELECTRIC, VIBRATOR,6KW, 380VOLT, | MOTOR, ELECTRIC, VIBRATOR,6KW, 380VOLT, 1460RPM
000000000060227532 | STP-004 | DATA ENRICHMENT | MUF | MUF |  | 2022-09-28 |  |  | 000000000060227532 | BHP1 | BHP Spares & Supplies | 261016 | Motors | EA | MAN2 | MOTOR, ELECTRIC, VIBRATOR,7.6KW, 380VOLT | MOTOR, ELECTRIC, VIBRATOR,7.6KW, 380VOLT, 1460RPM
000000000060227533 | STP-004 | DATA ENRICHMENT | MUF | MUF |  | 2022-09-28 |  |  | 000000000060227533 | BHP1 | BHP Spares & Supplies | 261016 | Motors | EA | MAN2 | MOTOR, ELECTRIC, VIBRATOR,9KW, 380VOLT, | MOTOR, ELECTRIC, VIBRATOR,9KW, 380VOLT, 1460RPM
000000000060227085 | STP-004 | DATA ENRICHMENT | MUF | MUF |  | 2022-09-28 |  |  | 000000000060227085 | BHP1 | BHP Spares & Supplies | 261016 | Motors | EA | MAN2 | MOTOR, ELECTRIC,11KW,525V,4POLE,1460RPM, | MOTOR, ELECTRIC,11KW,525V,4POLE,1460RPM,160M FRAME B3 FOOT MOUNTED T/BOX
000000000060175101 | STP-004 | DATA ENRICHMENT | MUF | MUF |  | 2022-09-28 |  |  | 000000000060175101 | BHP1 | BHP Spares & Supplies | 261016 | Motors | EA | MAN2 | MOTOR, ELECTRIC,11KW,525V,4POLE,1460RPM, | MOTOR, ELECTRIC,11KW,525V,4POLE,1460RPM,160M FRAME B3 FOOT MOUNTED T/BOX RHS
000000000060175050 | STP-004 | DATA ENRICHMENT | ATS | ATS |  | 2022-09-28 |  |  | 000000000060175050 | BHP1 | BHP Spares & Supplies | 261016 | Motors | EA | MAN2 | MOTOR, ELECTRIC,30KW,525V,4POLE,1460RPM, | MOTOR, ELECTRIC,30KW,525V,4POLE,1460RPM,200L FRAME B3 FOOT MOUNTED T/BOX RHS | 200L-FENNER | 0019007987 | FENNER POWER TRANSMISSION
000000000060175097 | STP-004 | DATA ENRICHMENT | MUF | MUF |  | 2022-09-28 |  |  | 000000000060175097 | BHP1 | BHP Spares & Supplies | 261016 | Motors | EA | MAN2 | MOTOR, ELECTRIC,330KW,525V,4POLE,1460RPM | MOTOR, ELECTRIC,330KW,525V,4POLE,1460RPM,355M/L FRAME B3 FOOT MOUNTED, T/BOX RHS
000000000060175102 | STP-004 | DATA ENRICHMENT | MUF | MUF |  | 2022-09-28 |  |  | 000000000060175102 | BHP1 | BHP Spares & Supplies | 261016 | Motors | EA | MAN2 | MOTOR, ELECTRIC,45KW,525V,4POLE,1460RPM, | MOTOR, ELECTRIC, 45KW,525V,4POLE,1460RPM,225S/M FRAME B3 FOOT MOUNTED, T/BOX RHS
000000000060175029 | STP-004 | DATA ENRICHMENT | ATS | ATS |  | 2022-09-28 |  |  | 000000000060175029 | BHP1 | BHP Spares & Supplies | 261016 | Motors | EA | MAN2 | MOTOR, ELECTRIC,55KW,525V,2POLE,AC,2970R | MOTOR, ELECTRIC,55KW,525V,2POLE,AC,2970RPM,B3 MOUNT. | 250M-FENNER | 0019007987 | FENNER POWER TRANSMISSION
000000000060175095 | STP-004 | DATA ENRICHMENT | MUF | MUF |  | 2022-09-28 |  |  | 000000000060175095 | BHP1 | BHP Spares & Supplies | 261016 | Motors | EA | MAN2 | MOTOR, ELECTRIC,7.5KW,525V,4POLE,1460RPM | MOTOR, ELECTRIC,7.5KW,525V,4POLE,1460RPM,132M FRAME B3 FOOT MOUNTED T/BOX RHS
000000000060227084 | STP-004 | DATA ENRICHMENT | MUF | MUF |  | 2022-09-28 |  |  | 000000000060227084 | BHP1 | BHP Spares & Supplies | 261016 | Motors | EA | MAN2 | MOTOR, ELECTRIC,90KW,525V,4POLE,1460RPM, | MOTOR, ELECTRIC,90KW,525V,4POLE,1460RPM,280S/M FRAME B3 FOOT MOUNTED
000000000060143884 | STP-004 | DATA ENRICHMENT | MUF | MUF |  | 2022-09-28 |  |  | 000000000060143884 | BHP1 | BHP Spares & Supplies | 261016 | Motors | EA | MAN2 | MOTOR, ELECTRIC,SCRAPER WINCH,37KW,525V, | MOTOR, ELECTRIC,SCRAPER WINCH,37KW,525V,4OPOLE,FRAME D374D,FLANGE, MOUNTED
000000000060175087 | STP-004 | DATA ENRICHMENT | ATS | ATS |  | 2022-09-28 |  |  | 000000000060175087 | BHP1 | BHP Spares & Supplies | 261016 | Motors | EA | MAN2 | MOTOR, ELECTRIC,VIBRAT, 0.4KW, 525V, 144 | MOTOR, ELECTRIC,VIBRAT, 0.4KW, 525V, 1440RPM, 0.81AMP, FORCE 9KN, KEE-9-, 4BW | KEE-9-4BW | 0019009332 | URAS
000000000060175091 | STP-004 | DATA ENRICHMENT | ATS | ATS |  | 2022-09-28 |  |  | 000000000060175091 | BHP1 | BHP Spares & Supplies | 261016 | Motors | EA | MAN2 | MOTOR, ELECTRIC,VIBRAT, 1.6KW,AC,525V, | MOTOR, ELECTRIC,VIBRAT, 1.6KW,AC,525V,3PHASE,960R/MIN,3AMP | USO7703900 | 0019009332 | URAS
000000000060175090 | STP-004 | DATA ENRICHMENT | ATS | ATS |  | 2022-09-28 |  |  | 000000000060175090 | BHP1 | BHP Spares & Supplies | 261016 | Motors | EA | MAN2 | MOTOR, ELECTRIC,VIBRAT, 3KW,525V,3PHASE, | MOTOR, ELECTRIC,VIBRAT, 3KW,525V,3PHASE,940R/MIN,3AMP | USO72125001 | 0019009332 | URAS
000000000060175086 | STP-004 | DATA ENRICHMENT | ATS | ATS |  | 2022-09-28 |  |  | 000000000060175086 | BHP1 | BHP Spares & Supplies | 261016 | Motors | EA | MAN2 | MOTOR, ELECTRIC,VIBRAT,11KW,AC,525V,740R | MOTOR, ELECTRICAL, VIBRAT, 11KW, AC 525V,740RPM,3PHASE,22AMP, MOTOR, ELECTRIC, VIBRAT, 11KW, AC 525V,740RPM,3PHASE,22AMP | USO81034003 | 0019009332 | URAS
000000000060167497 | STP-004 | DATA ENRICHMENT | MUF | MUF |  | 2022-09-28 |  |  | 000000000060167497 | BHP1 | BHP Spares & Supplies | 261016 | Motors | EA | MAN2 | MOTOR, ELECTRIC: 110KW 525VOLT 2900RPM F | MOTOR, ELECTRIC: 110KW 525VOLT 2900RPM FRAME SIZE 280SM
000000000060220002 | STP-004 | DATA ENRICHMENT | MUF | MUF |  | 2022-09-28 |  |  | 000000000060220002 | BHP1 | BHP Spares & Supplies | 261016 | Motors | EA | MAN2 | MOTOR, ELECTRIC: 260 KW, FRAME 355 M/L, | MOTOR, ELECTRIC: 260 KW, FRAME 355 M/L, 4 POLE, 1485 RPM, 380 VOLT, FOOT MOUNTED, WEG MOTOR, SSI FMT00162, Previously 60168089
000000000060166870 | STP-004 | DATA ENRICHMENT | MUF | MUF |  | 2022-09-28 |  |  | 000000000060166870 | BHP1 | BHP Spares & Supplies | 261016 | Motors | EA | MAN2 | MOTOR, ELECTRIC: JV 206-850, 2.8KW, 380V | MOTOR, ELECTRIC: JV 206-850, 2.8KW, 380V, 1000 RPM, IP55, UNBALANCED, FOOT MOUNTED, JOEST
000000000060166871 | STP-004 | DATA ENRICHMENT | MUF | MUF |  | 2022-09-28 |  |  | 000000000060166871 | BHP1 | BHP Spares & Supplies | 261016 | Motors | EA | MAN2 | MOTOR, ELECTRIC: JV 246-1100, 3KW, 380V, | MOTOR, ELECTRIC: JV 246-1100, 3KW, 380V, 1000 RPM, IP55, UNBALANCED, FOOT MOUNTED, JOEST
000000000060167875 | STP-004 | DATA ENRICHMENT | MUF | MUF |  | 2022-09-28 |  |  | 000000000060167875 | BHP1 | BHP Spares & Supplies | 251739 | Electrical components | EA | MAN2 | MOTOR, ELECTRIC: VIBRATING, INVICTA TYPE | MOTOR, ELECTRIC: VIBRATING, INVICTA TYPE BL 25-14/4, 500W, 380V, 3 PHASE, 1440 RPM, LOCKERS, FLOSEP4-6 TUBULAR FEEDER, FVD
000000000060167419 | STP-004 | DATA ENRICHMENT | SMX | SMX |  | 2022-09-28 |  |  | 000000000060167419 | BHP1 | BHP Spares & Supplies | 391200 | Electrical equipment and components and supplies | EA | MAN2 | MOTOR, ELECTRIC: VIBRATOR 960RPM,525V, 3 | MOTOR, ELECTRIC: VIBRATOR 960RPM,525V, 3PH,METSO P/NO:M2520
000000000060167499 | STP-004 | DATA ENRICHMENT | MUF | MUF |  | 2022-09-28 |  |  | 000000000060167499 | BHP1 | BHP Spares & Supplies | 261016 | Motors | EA | MAN2 | MOTOR, ELECTRIC: 75KW 380VOLT 1000RPM F | MOTOR, ELECTRIC:? 75KW 380VOLT 1000RPM FRAME SIZE 315S
000000000060167533 | STP-004 | DATA ENRICHMENT | MUF | MUF |  | 2022-09-28 |  |  | 000000000060167533 | BHP1 | BHP Spares & Supplies | 261016 | Motors | EA | MAN2 | MOTOR, ELECTRICAL 160KW 1460RPM 525V | MOTOR, ELECTRICAL 160KW 1460RPM 525V 4POLE 315S/M FRAME B3 FOOT MOUNTED, T/BOX RHS
000000000060217516 | STP-004 | DATA ENRICHMENT | MUF | MUF |  | 2022-09-28 |  |  | 000000000060217516 | BHP1 | BHP Spares & Supplies | 391217 | Electrical hardware and supplies | EA | MAN2 | MOTOR, ELECTRICAL 160KW 525V MOTORELLI | 160KW 525V 1480-1485 4-POLE 3 PHASE 50 HZ FOOT/FLANGE MOUNTING D.O.L.
000000000060188294 | STP-004 | DATA ENRICHMENT | ATS | ATS |  | 2022-09-28 |  |  | 000000000060188294 | BHP1 | BHP Spares & Supplies | 261016 | Motors | EA | MAN2 | MOTOR, ELECTRICAL 220KW 1460RPM 525V | MOTOR, ELECTRICAL 220KW 1460RPM 525V 4POLE 355M/L FRAME B3 FOOT MOUNTED T/BOX RHS |  | 0019011455 | ZEST ELECTRICAL MOTORS CC
000000000060227087 | STP-004 | DATA ENRICHMENT | MUF | MUF |  | 2022-09-28 |  |  | 000000000060227087 | BHP1 | BHP Spares & Supplies | 261016 | Motors | EA | MAN2 | MOTOR, ELECTRICAL 220KW 1460RPM 525V | MOTOR, ELECTRICAL 220KW 1460RPM 525V 4POLE 355M/L FRAME B3 FOOT MOUNTED T/BOX RHS
000000000060227086 | STP-004 | DATA ENRICHMENT | MUF | MUF |  | 2022-09-28 |  |  | 000000000060227086 | BHP1 | BHP Spares & Supplies | 261016 | Motors | EA | MAN2 | MOTOR, ELECTRICAL 90KW 2900RPM 525V | MOTOR, ELECTRICAL 90KW 2900RPM 525V 2POLE 280S/M FRAME B3 FOOT MOUNTED T/BOX RHS
000000000060174431 | STP-004 | DATA ENRICHMENT | MUF | MUF |  | 2022-09-28 |  |  | 000000000060174431 | BHP1 | BHP Spares & Supplies | 261016 | Motors | EA | MAN2 | MOTOR, ELECTRICAL, 2.2 KW, FRAME 112M, | MOTOR, ELECTRICAL, 2.2 KW, FRAME 112M, 380V AC, 935RPM, B5 FLANGE MOUNTED.
000000000060220500 | STP-004 | DATA ENRICHMENT | MUF | MUF |  | 2022-09-28 |  |  | 000000000060220500 | BHP1 | BHP Spares & Supplies | 251739 | Electrical components | EA | MAN2 | MOTOR, ELECTRICAL, 0.18KW, POLE 4 , FRAM | MOTOR, ELECTRICAL, 0.18KW, POLE 4, FRAME SIZE 63, SHAFT SIZE 11MM, MOUNT, B3 FOOT MOUNT, 380 VOLT, IP 66, WEG SQUIRREL CAGE TOP PREMIUM EFFICIENCY, PLUS
000000000060215841 | STP-004 | DATA ENRICHMENT | SMX | SMX |  | 2022-09-28 |  |  | 000000000060215841 | BHP1 | BHP Spares & Supplies | 261016 | Motors | EA | MAN2 | MOTOR, ELECTRICAL, 0.37KW, 4 POLE, 380 V | MOTOR, ELECTRICAL, 0.37KW, 4 POLE, 380 VOLT, FLANGE MOUNT, P/N AAT-CTPV-SP37, CTPV FC1 SCREW CONVEYOR
000000000060174763 | STP-004 | DATA ENRICHMENT | ATS | ATS |  | 2022-09-28 |  |  | 000000000060174763 | BHP1 | BHP Spares & Supplies | 261016 | Motors | EA | MAN2 | MOTOR, ELECTRICAL, 0.45-0.6/0.11-0.15KW | MOTOR, ELECTRICAL, 0.45/0.11 KW, 1.6/1.2 AMP, 2710 RPM, 3.8NM BR, AKE, 380 VOLT, 50 HZ, FOR CROSS TRAVEL CRANE, FERROVELD, MORRIS, CRANES | G80M2/BR-075-1 | 0019002270 | MORRIS MATERIAL HANDLING INC,USA
000000000060215847 | STP-004 | DATA ENRICHMENT | SMX | SMX |  | 2022-09-28 |  |  | 000000000060215847 | BHP1 | BHP Spares & Supplies | 261016 | Motors | EA | MAN2 | MOTOR, ELECTRICAL, 0.75 KW, 4 POLE, 380 | MOTOR, ELECTRICAL, 0.75 KW, 4 POLE, 380 VOLT, FLANGE MOUNT, P/N AAT-CTPV-SP51, CTPV FC3 SCREW CONVEYOR
000000000060215834 | STP-004 | DATA ENRICHMENT | SMX | SMX |  | 2022-09-28 |  |  | 000000000060215834 | BHP1 | BHP Spares & Supplies | 261016 | Motors | EA | MAN2 | MOTOR, ELECTRICAL, 1.1KW, 4 POLE, 380 VO | MOTOR, ELECTRICAL, 1.1KW, 4 POLE, 380 VOLT FLANGE MOUNT, P/N AAT-CTPV-SP27, CTPV SC2 SCREW CONVEYOR
000000000060215838 | STP-004 | DATA ENRICHMENT | SMX | SMX |  | 2022-09-28 |  |  | 000000000060215838 | BHP1 | BHP Spares & Supplies | 261016 | Motors | EA | MAN2 | MOTOR, ELECTRICAL, 1.5KW, 4 POLE, 380 VO | MOTOR, ELECTRICAL, 1.5KW, 4 POLE, 380 VOLT, FLANGE MOUNT P/N AAT-CTPV-SP32, CTPV SC3 SCREW CONVEYOR
000000000060188603 | STP-004 | DATA ENRICHMENT | MUF | MUF |  | 2022-09-28 |  |  | 000000000060188603 | BHP1 | BHP Spares & Supplies | 391200 | Electrical equipment and components and supplies | EA | MAN2 | MOTOR, ELECTRICAL, 110KW, 380V AC, 3 PHA | MOTOR, ELECTRICAL, 110KW, 380V AC, 3 PHASE 50HZ, 6 POLE, IP66 EFF1, S1 DTY, FRAME 315S/M, MOUNT B3,SQUIRREL CAGE, CAST IRON, TEFC, W
000000000060215829 | STP-004 | DATA ENRICHMENT | SMX | SMX |  | 2022-09-28 |  |  | 000000000060215829 | BHP1 | BHP Spares & Supplies | 261016 | Motors | EA | MAN2 | MOTOR, ELECTRICAL, 2.2 KW, 4 POLE, 380 V | MOTOR, ELECTRICAL, 2.2 KW, 4 POLE, 380 VOLT, FLANGE MOUNT, P/N AAT-CTPV-SP22, CTPV SC1 SCREW CONVEYOR 230 DIA X 7684 LONG
000000000060214437 | STP-004 | DATA ENRICHMENT | ATS | ATS |  | 2022-09-28 |  |  | 000000000060214437 | BHP1 | BHP Spares & Supplies | 391200 | Electrical equipment and components and supplies | EA | MAN2 | MOTOR, ELECTRICAL, 2.2KW, FRAME SIZE 112 | MOTOR, ELECTRICAL, 2.2KW, FRAME SIZE 112M, 380V AC, 935RPM, B14 FACE MOUNTED |  | 0019011394 | BEARING MAN LTD
000000000060173211 | STP-004 | DATA ENRICHMENT | MUF | MUF |  | 2022-09-28 |  |  | 000000000060173211 | BHP1 | BHP Spares & Supplies | 261016 | Motors | EA | MAN2 | MOTOR, ELECTRICAL, 260KW, 380 VOLT, FRAM | MOTOR, ELECTRICAL, 260KW, 380 VOLT, FRAME 355ML, 4 POLE, 1485 RP, M, FOOT MOUNTED, SQUIRREL CAGE, CAST IRON, IP55, CLASS F INSULAT, ION, CLASS B TEMPRATURE RISE
000000000060215815 | STP-004 | DATA ENRICHMENT | SMX | SMX |  | 2022-09-28 |  |  | 000000000060215815 | BHP1 | BHP Spares & Supplies | 261016 | Motors | EA | MAN2 | MOTOR, ELECTRICAL, 3 KW, 4 POLE, 380 VOL | MOTOR, ELECTRICAL, 3 KW, 4 POLE, 380 VOLT, FLANGE MOUNT, FOR SCRAPER, P/N AAT-CTPV-SP08, CTPV
000000000060167495 | STP-004 | DATA ENRICHMENT | ATS | ATS |  | 2022-09-28 |  |  | 000000000060167495 | BHP1 | BHP Spares & Supplies | 261016 | Motors | EA | MAN2 | MOTOR, ELECTRICAL, 37KW,525V,4POLE, 1450 | MOTOR, ELECTRICAL, 37KW,525V,2POLE, 2900RPM,200L FRAME B3 FOOT MOUNTED, T/BOX RHS, MOTOR, ELECTRICAL, 37KW,525V,2POLE, 2900RPM,200L FRAME B3 FOOT MOUNTED T/BOX RHS |  | 0004012443 | ZEST WEG ELECTRIC (PTY) LTD
000000000060255229 | STP-004 | DATA ENRICHMENT | ATS | ATS |  | 2022-09-28 |  |  | 000000000060255229 | BHP1 | BHP Spares & Supplies | 261016 | Motors | EA | MAN2 | MOTOR, ELECTRICAL, 380V, 540A, 4 POLE, 3 | MOTOR, ELECTRICAL, 380V, 540A, 4 POLE, 3-PHASE, 50HZ, FRAME 315, 1LA8317-4PB80-Z | 1LA8317-4PB80-Z | 0019011819 | Unknown
000000000060220050 | STP-004 | DATA ENRICHMENT | ATS | ATS |  | 2022-09-28 |  |  | 000000000060220050 | BHP1 | BHP Spares & Supplies | 261016 | Motors | EA | MAN2 | MOTOR, ELECTRICAL, 3PH, CAGE, 9.2kW, 380 | MOTOR, ELECTRICAL, 3PH, CAGE, 9.2kW, 380Vac, 2-POLE, FRAME SIZE 132M, IP55, ACTOM, B3 & B5 MOUNTING. | TYPE: NV 135-2AH | 0019003716 | ALSTOM
000000000060188510 | STP-004 | DATA ENRICHMENT | ATS | ATS |  | 2022-09-28 |  |  | 000000000060188510 | BHP1 | BHP Spares & Supplies | 391200 | Electrical equipment and components and supplies | EA | MAN2 | MOTOR, ELECTRICAL, 4KW, 380 VOLT, 8.3 AM | MOTOR, ELECTRICAL, 4KW, 380 VOLT, 8.3 AMPS, 1420 RPM, GEAR 54, SQ FLANGE, PART NO BK 50-54 VU/D11MA4, BAUER | BK 50-54 V4/D11MA4 | 0019010260 | BAUER
000000000060188030 | STP-004 | DATA ENRICHMENT | ATS | ATS |  | 2022-09-28 |  |  | 000000000060188030 | BHP1 | BHP Spares & Supplies | 261016 | Motors | EA | MAN2 | MOTOR, ELECTRICAL, 500KW, 3 PHASE, 690V, | MOTOR, ELECTRICAL, 500KW, 3 PHASE, 690V, 4 POLE, FRAME HGF400, FOOT, MOUNTED, IP 65, INSULATION CLASS F, SQUIRREL CAGE, TEFC, WEG |  | 0019003592 | WEG MOTORS
000000000060217461 | STP-004 | DATA ENRICHMENT | ATS | ATS |  | 2022-09-28 |  |  | 000000000060217461 | BHP1 | BHP Spares & Supplies | 251739 | Electrical components | EA | MAN2 | MOTOR, ELECTRICAL, FLANGE MOUNT, KW: 7.1 | MOTOR, ELECTRICAL, FLANGE MOUNT, KW: 7.1 / 1.1, CURRENT: 16.5 A, RPM:, 2870 / 440, IP54, DEMAG - KBH 140 B 2/12, MOTOR NO: 3885478, PART NO:, 621360, TO SUIT DH 525 HOIST | 621360 | 0019010837 | DEMAG CRANES AND COMPONENTS
000000000060173529 | STP-004 | DATA ENRICHMENT | ATS | ATS |  | 2022-09-28 |  |  | 000000000060173529 | BHP1 | BHP Spares & Supplies | P1047 | Electrical machinery, motors, generators | EA | MAN2 | MOTOR, ELECTRICAL, FRAME D90L, 1.1 Kw, 3 | MOTOR, ELECTRICAL, FRAME D90L, 1.1 Kw, 380V, 6POLE, FOOT & FLANGE MOUNTED. | 04/02 FY54072 | 0019003592 | WEG MOTORS
000000000060182848 | STP-004 | DATA ENRICHMENT | MUF | MUF |  | 2022-09-28 |  |  | 000000000060182848 | BHP1 | BHP Spares & Supplies | 261016 | Motors | EA | MAN2 | MOTOR, ELECTRICAL, SLIPRING, 22KW, 400 V | MOTOR, ELECTRICAL, SLIPRING, 22KW, 400 VOLTS, 6 POLE, 975 RPM, B3 FOOT, MOUNTED, FRAME: SPED 200 M6 HW, DRIVE SHAFT 60MM X 140MM, NON-DRIVE, SHAFT 55MM X 110MM, COMPLETE WITH TERMINAL BOX ON TOP. VEM-GERMANY
000000000060183730 | STP-004 | DATA ENRICHMENT | MUF | MUF |  | 2022-09-28 |  |  | 000000000060183730 | BHP1 | BHP Spares & Supplies | 261016 | Motors | EA | MAN2 | MOTOR, ELECTRICAL, SQUIRREL CAGE, 75KW, | MOTOR, ELECTRICAL, SQUIRREL CAGE, 75KW, PREMIUM EFFICIENCY, FRAME SIZE, 250SM, B3 FOOT MOUNTED, CAST IRON FRAME, IP66 RATED, 380 V AC, 3 PHASE,, 4 POLE, 1475 RPM, SHAFT SIZE 70MM, WEG
000000000060249316 | STP-004 | DATA ENRICHMENT | MUF | MUF |  | 2022-09-28 |  |  | 000000000060249316 | BHP1 | BHP Spares & Supplies | 261016 | Motors | EA | MAN2 | MOTOR, ELECTRICAL, TYPE K107AM160/RS, 15 | MOTOR, ELECTRICAL, TYPE K107AM160/RS, 15KW, 400V, 1460RPM, SEW, CV21
000000000060249307 | STP-004 | DATA ENRICHMENT | MUF | MUF |  | 2022-09-28 |  |  | 000000000060249307 | BHP1 | BHP Spares & Supplies | 261016 | Motors | EA | MAN2 | MOTOR, ELECTRICAL, TYPE K97AM132S/M/RS, | MOTOR, ELECTRICAL, TYPE K97AM132S/M/RS, 7.5KW, 400V, 1460RPM, SEW, CV26
000000000060249308 | STP-004 | DATA ENRICHMENT | MUF | MUF |  | 2022-09-28 |  |  | 000000000060249308 | BHP1 | BHP Spares & Supplies | 261016 | Motors | EA | MAN2 | MOTOR, ELECTRICAL, TYPE K97AM160/RS, 11K | MOTOR, ELECTRICAL, TYPE K97AM160/RS, 11KW, 400V, 1475RPM, SEW, CV23
000000000060123336 | STP-004 | DATA ENRICHMENT | MUF | MUF |  | 2022-09-28 |  |  | 000000000060123336 | BHP1 | BHP Spares & Supplies | 261016 | Motors | EA | MAN2 | MOTOR, ELECTRICAL,30KW,525V,2Pole,2960rp | MOTOR, ELECTRICAL,30KW,525V,2Pole,2960rpm, FOOT MOUNTED<(>&<)> Flanch, Mounted
000000000060188285 | STP-004 | DATA ENRICHMENT | ATS | ATS |  | 2022-09-28 |  |  | 000000000060188285 | BHP1 | BHP Spares & Supplies | 261016 | Motors | EA | MAN2 | MOTOR, ELECTRICAL,37KW,525V,6POLE,960RPM | MOTOR, ELECTRICAL,37KW,525V,6POLE,960RPM,250S/M FRAME B3 FOOT MOUNTED, T/BOX RHS |  | 0019011455 | ZEST ELECTRICAL MOTORS CC
000000000060123658 | STP-004 | DATA ENRICHMENT | MUF | MUF |  | 2022-09-28 |  |  | 000000000060123658 | BHP1 | BHP Spares & Supplies | 261016 | Motors | EA | MAN2 | MOTOR, ELECTRICAL: 0.55KW, FRAME 80, 38 | MOTOR, ELECTRICAL: 0.55KW, FRAME 80, 380V AC, 3 PHASE, 4 POLE, SQUIRREL, CAGE, TEFC, FLANGE MOUNTED, SIEMENS
000000000060122974 | STP-004 | DATA ENRICHMENT | MUF | MUF |  | 2022-09-28 |  |  | 000000000060122974 | BHP1 | BHP Spares & Supplies | 261016 | Motors | EA | MAN2 | MOTOR, ELECTRICAL: 0.56KW, FRAME DY615, | MOTOR, ELECTRICAL: 0.56KW, FRAME DY615, 380V AC, 3 PHASE, 4 POLE,, SQUIRREL CAGE, TEFC, FLANGE MOUNTED
000000000060123628 | STP-004 | DATA ENRICHMENT | MUF | MUF |  | 2022-09-28 |  |  | 000000000060123628 | BHP1 | BHP Spares & Supplies | 261016 | Motors | EA | MAN2 | MOTOR, ELECTRICAL: 0.5KW, FRAME CVM925/ | MOTOR, ELECTRICAL: 0.5KW, FRAME CVM925/4, 380V AC, 3 PHASE, 4 POLE,, SQUIRREL CAGE, BOYD BROWN
000000000060122976 | STP-004 | DATA ENRICHMENT | MUF | MUF |  | 2022-09-28 |  |  | 000000000060122976 | BHP1 | BHP Spares & Supplies | 261016 | Motors | EA | MAN2 | MOTOR, ELECTRICAL: 0.75KW, FRAME DT90-5 | MOTOR, ELECTRICAL: 0.75KW, FRAME DT90-54, 380V AC, 3 PHASE, 4 POLE, SQUIRREL CAGE, TEFC, FLANGE MOUNTED
000000000060122977 | STP-004 | DATA ENRICHMENT | MUF | MUF |  | 2022-09-28 |  |  | 000000000060122977 | BHP1 | BHP Spares & Supplies | 261016 | Motors | EA | MAN2 | MOTOR, ELECTRICAL: 0.75KW, FRAME DY80D, | MOTOR, ELECTRICAL: 0.75KW, FRAME DY80D, 380V AC, 3 PHASE, 4 POLE, SQUIRREL CAGE, TEFC, FLANGE MOUNTED
000000000060123013 | STP-004 | DATA ENRICHMENT | MUF | MUF |  | 2022-09-28 |  |  | 000000000060123013 | BHP1 | BHP Spares & Supplies | 261016 | Motors | EA | MAN2 | MOTOR, ELECTRICAL: 1.1KW, FRAME DY80, 3 | MOTOR, ELECTRICAL: 1.1KW, FRAME DY80, 380V AC, 3 PHASE, 2 POLE,, SQUIRREL CAGE, TEFC, FOOT MOUNTED
000000000060123016 | STP-004 | DATA ENRICHMENT | MUF | MUF |  | 2022-09-28 |  |  | 000000000060123016 | BHP1 | BHP Spares & Supplies | 261016 | Motors | EA | MAN2 | MOTOR, ELECTRICAL: 1.1KW, FRAME DY90S, | MOTOR, ELECTRICAL: 1.1KW, FRAME DY90S, 380V AC, 3 PHASE, 4 POLE, SQUIRREL CAGE, TEFC, FOOT MOUNTED
000000000060123054 | STP-004 | DATA ENRICHMENT | MUF | MUF |  | 2022-09-28 |  |  | 000000000060123054 | BHP1 | BHP Spares & Supplies | 261016 | Motors | EA | MAN2 | MOTOR, ELECTRICAL: 1.5KW, FRAME D90L, 3 | MOTOR, ELECTRICAL: 1.5KW, FRAME D90L, 380V AC, 3 PHASE, 4 POLE,, SQUIRREL CAGE, TEFC, FOOT MOUNTED
000000000060123052 | STP-004 | DATA ENRICHMENT | MUF | MUF |  | 2022-09-28 |  |  | 000000000060123052 | BHP1 | BHP Spares & Supplies | 261016 | Motors | EA | MAN2 | MOTOR, ELECTRICAL: 1.5KW, FRAME DY90S, | MOTOR, ELECTRICAL: 1.5KW, FRAME DY90S, 380V AC, 3 PHASE, 2 POLE,, SQUIRREL CAGE, TEFC, FOOT MOUNTED
000000000060123490 | STP-004 | DATA ENRICHMENT | MUF | MUF |  | 2022-09-28 |  |  | 000000000060123490 | BHP1 | BHP Spares & Supplies | 261016 | Motors | EA | MAN2 | MOTOR, ELECTRICAL: 110KW, FRAME LS4354, | MOTOR, ELECTRICAL: 110KW, FRAME LS4354, 380V AC, 3 PHASE, 6 POLE,, SQUIRREL CAGE, TEFC, FOOT MOUNTED
000000000060123660 | STP-004 | DATA ENRICHMENT | MUF | MUF |  | 2022-09-28 |  |  | 000000000060123660 | BHP1 | BHP Spares & Supplies | 261016 | Motors | EA | MAN2 | MOTOR, ELECTRICAL: 11KW, FRAME 160L, 38 | MOTOR, ELECTRICAL: 11KW, FRAME 160L, 380V AC, 3 PHASE, 6 POLE, SQUIRREL, CAGE, TEFC, FOOT MOUNTED, SIEMENS
000000000060123231 | STP-004 | DATA ENRICHMENT | MUF | MUF |  | 2022-09-28 |  |  | 000000000060123231 | BHP1 | BHP Spares & Supplies | 261016 | Motors | EA | MAN2 | MOTOR, ELECTRICAL: 11KW, FRAME D160M, 3 | MOTOR, ELECTRICAL: 11KW, FRAME D160M, 380V AC, 3 PHASE, 4 POLE,, SQUIRREL CAGE, TEFC, FOOT MOUNTED
000000000060123230 | STP-004 | DATA ENRICHMENT | MUF | MUF |  | 2022-09-28 |  |  | 000000000060123230 | BHP1 | BHP Spares & Supplies | 261016 | Motors | EA | MAN2 | MOTOR, ELECTRICAL: 11KW, FRAME D160M, 3 | MOTOR, ELECTRICAL: 11KW, FRAME D160M, 380V AC, 3 PHASE, 2 POLE,, SQUIRREL CAGE, TEFC, FOOT MOUNTED
000000000060123677 | STP-004 | DATA ENRICHMENT | MUF | MUF |  | 2022-09-28 |  |  | 000000000060123677 | BHP1 | BHP Spares & Supplies | 261016 | Motors | EA | MAN2 | MOTOR, ELECTRICAL: 132KW, FRAME 315S, 3 | MOTOR, ELECTRICAL: 132KW, FRAME 315S, 380V AC, 3 PHASE, 4 POLE,, SQUIRREL CAGE, TEFC, FOOT MOUNTED, TYPE LA6310-4AA-AAAA, SIEMENS
000000000060123662 | STP-004 | DATA ENRICHMENT | MUF | MUF |  | 2022-09-28 |  |  | 000000000060123662 | BHP1 | BHP Spares & Supplies | 261016 | Motors | EA | MAN2 | MOTOR, ELECTRICAL: 15KW, FRAME 160C, 38 | MOTOR, ELECTRICAL: 15KW, FRAME 160C, 380V AC, 3 PHASE, 4 POLE, SQUIRREL, CAGE, TEFC, FOOT MOUNTED, SIEMENS
000000000060123663 | STP-004 | DATA ENRICHMENT | MUF | MUF |  | 2022-09-28 |  |  | 000000000060123663 | BHP1 | BHP Spares & Supplies | 261016 | Motors | EA | MAN2 | MOTOR, ELECTRICAL: 15KW, FRAME 160L, 38 | MOTOR, ELECTRICAL: 15KW, FRAME 160L, 380V AC, 3 PHASE, 4 POLE, SQUIRREL, CAGE, TEFC, FOOT MOUNTED, SIEMENS
000000000060097560 | STP-004 | DATA ENRICHMENT | MUF | MUF |  | 2022-09-28 |  |  | 000000000060097560 | BHP1 | BHP Spares & Supplies | 261016 | Motors | EA | MAN2 | MOTOR, ELECTRICAL: 15KW, FRAME DFT160L4 | MOTOR, ELECTRICAL: 15KW, FRAME DFT160L4, 380V AC, 1440 RPM, SEW
000000000060123530 | STP-004 | DATA ENRICHMENT | MUF | MUF |  | 2022-09-28 |  |  | 000000000060123530 | BHP1 | BHP Spares & Supplies | 261016 | Motors | EA | MAN2 | MOTOR, ELECTRICAL: 160KW, FRAME D315M, | MOTOR, ELECTRICAL: 160KW, FRAME D315M, 380V AC, 3 PHASE, 4 POLE, SQUIRREL CAGE, TEFC, FOOT MOUNTED
000000000060123274 | STP-004 | DATA ENRICHMENT | MUF | MUF |  | 2022-09-28 |  |  | 000000000060123274 | BHP1 | BHP Spares & Supplies | 261016 | Motors | EA | MAN2 | MOTOR, ELECTRICAL: 18.5KW, FRAME 286T, | MOTOR, ELECTRICAL: 18.5KW, FRAME 286T, 380V AC, 3 PHASE, 4 POLE,, SQUIRREL CAGE, TEFC, FOOT MOUNTED
000000000060123269 | STP-004 | DATA ENRICHMENT | MUF | MUF |  | 2022-09-28 |  |  | 000000000060123269 | BHP1 | BHP Spares & Supplies | 261016 | Motors | EA | MAN2 | MOTOR, ELECTRICAL: 18.5KW, FRAME D160L, | MOTOR, ELECTRICAL: 18.5KW, FRAME D160L, 380V AC, 3 PHASE, 2 POLE,, SQUIRREL CAGE, TEFC, FOOT MOUNTED
000000000060123061 | STP-004 | DATA ENRICHMENT | MUF | MUF |  | 2022-09-28 |  |  | 000000000060123061 | BHP1 | BHP Spares & Supplies | 261016 | Motors | EA | MAN2 | MOTOR, ELECTRICAL: 2.2KW, FRAME D100LD, | MOTOR, ELECTRICAL: 2.2KW, FRAME D100LD, 380V AC, 3 PHASE, 4 POLE,, SQUIRREL CAGE, TEFC, FOOT MOUNTED
000000000060123062 | STP-004 | DATA ENRICHMENT | MUF | MUF |  | 2022-09-28 |  |  | 000000000060123062 | BHP1 | BHP Spares & Supplies | 261016 | Motors | EA | MAN2 | MOTOR, ELECTRICAL: 2.2KW, FRAME D90L, 3 | MOTOR, ELECTRICAL: 2.2KW, FRAME D90L, 380V AC, 3 PHASE, 2 POLE,, SQUIRREL CAGE, TEFC, FOOT MOUNTED
000000000060123063 | STP-004 | DATA ENRICHMENT | MUF | MUF |  | 2022-09-28 |  |  | 000000000060123063 | BHP1 | BHP Spares & Supplies | 261016 | Motors | EA | MAN2 | MOTOR, ELECTRICAL: 2.2KW, FRAME DZ90L, | MOTOR, ELECTRICAL: 2.2KW, FRAME DZ90L, 380V AC, 3 PHASE, 2 POLE,, SQUIRREL CAGE, TEFC, FOOT MOUNTED
000000000060123667 | STP-004 | DATA ENRICHMENT | MUF | MUF |  | 2022-09-28 |  |  | 000000000060123667 | BHP1 | BHP Spares & Supplies | 261016 | Motors | EA | MAN2 | MOTOR, ELECTRICAL: 22KW, FRAME 180L, 38 | MOTOR, ELECTRICAL: 22KW, FRAME 180L, 380V AC, 3 PHASE, 4 POLE, SQUIRREL, CAGE, TEFC, FOOT MOUNTED, LH TERMINAL BOX, SIEMENS
000000000060123291 | STP-004 | DATA ENRICHMENT | MUF | MUF |  | 2022-09-28 |  |  | 000000000060123291 | BHP1 | BHP Spares & Supplies | 261016 | Motors | EA | MAN2 | MOTOR, ELECTRICAL: 22KW, FRAME D180M, 3 | MOTOR, ELECTRICAL: 22KW, FRAME D180M, 380V AC, 3 PHASE, 2 POLE,, SQUIRREL CAGE, TEFC, FOOT MOUNTED
000000000060123293 | STP-004 | DATA ENRICHMENT | MUF | MUF |  | 2022-09-28 |  |  | 000000000060123293 | BHP1 | BHP Spares & Supplies | 261016 | Motors | EA | MAN2 | MOTOR, ELECTRICAL: 22KW, FRAME D200L, 3 | MOTOR, ELECTRICAL: 22KW, FRAME D200L, 380V AC, 3 PHASE, 6 POLE,, SQUIRREL CAGE, TEFC, FOOT MOUNTED
000000000060123290 | STP-004 | DATA ENRICHMENT | MUF | MUF |  | 2022-09-28 |  |  | 000000000060123290 | BHP1 | BHP Spares & Supplies | 261016 | Motors | EA | MAN2 | MOTOR, ELECTRICAL: 22KW, FRAME DZ180L, | SQUIRREL CAGE, TEFC, FOOT MOUNTED, C/W FLANGE END PLATE & BELLHOUS, MOTOR, ELECTRICAL: 22KW, FRAME DZ180L, 380V AC, 3 PHASE, 4 POLE,, SQUIRREL CAGE, TEFC, FOOT MOUNTED, C/W FLANGE END PLATE <(>&<)> BELLHOUS
000000000060123629 | STP-004 | DATA ENRICHMENT | MUF | MUF |  | 2022-09-28 |  |  | 000000000060123629 | BHP1 | BHP Spares & Supplies | 261016 | Motors | EA | MAN2 | MOTOR, ELECTRICAL: 3.3KW, FRAME CVM950/ | MOTOR, ELECTRICAL: 3.3KW, FRAME CVM950/6, 380V AC, 3 PHASE, 6 POLE,, SQUIRREL CAGE, BOYD BROWN
000000000060169473 | STP-004 | DATA ENRICHMENT | MUF | MUF |  | 2022-09-28 |  |  | 000000000060169473 | BHP1 | BHP Spares & Supplies | 261016 | Motors | EA | MAN2 | MOTOR, ELECTRICAL: 3.7KW, KEE 54-8, 380 | MOTOR, ELECTRICAL: 3.7KW, KEE 54-8, 380V, 740RPM
000000000060123670 | STP-004 | DATA ENRICHMENT | MUF | MUF |  | 2022-09-28 |  |  | 000000000060123670 | BHP1 | BHP Spares & Supplies | 261016 | Motors | EA | MAN2 | MOTOR, ELECTRICAL: 30KW, FRAME 225M, 38 | MOTOR, ELECTRICAL: 30KW, FRAME 225M, 380V AC, 3 PHASE, 6 POLE, SQUIRREL, CAGE, FOOT MOUNTED, SIEMENS
000000000060123669 | STP-004 | DATA ENRICHMENT | MUF | MUF |  | 2022-09-28 |  |  | 000000000060123669 | BHP1 | BHP Spares & Supplies | 261016 | Motors | EA | MAN2 | MOTOR, ELECTRICAL: 30KW, FRAME B3200L, | MOTOR, ELECTRICAL: 30KW, FRAME B3200L, 380V AC, 3 PHASE, 4 POLE,, SQUIRREL CAGE, TEFC, FOOT MOUNTED, DOUBLE ENDED SHAFT, SIEMENS
000000000060123337 | STP-004 | DATA ENRICHMENT | MUF | MUF |  | 2022-09-28 |  |  | 000000000060123337 | BHP1 | BHP Spares & Supplies | 261016 | Motors | EA | MAN2 | MOTOR, ELECTRICAL: 30KW, FRAME D200L, 3 | MOTOR, ELECTRICAL: 30KW, FRAME D200L, 380V AC, 3 PHASE, 4 POLE, SQUIRREL CAGE, TEFC, FOOT MOUNTED
000000000060097561 | STP-004 | DATA ENRICHMENT | MUF | MUF |  | 2022-09-28 |  |  | 000000000060097561 | BHP1 | BHP Spares & Supplies | 261016 | Motors | EA | MAN2 | MOTOR, ELECTRICAL: 30KW, FRAME DFV200L4 | MOTOR, ELECTRICAL: 30KW, FRAME DFV200L4, 380V AC, 1440 RPM, SEW
000000000060123354 | STP-004 | DATA ENRICHMENT | MUF | MUF |  | 2022-09-28 |  |  | 000000000060123354 | BHP1 | BHP Spares & Supplies | 261016 | Motors | EA | MAN2 | MOTOR, ELECTRICAL: 37KW, FRAME D200L, 3 | MOTOR, ELECTRICAL: 37KW, FRAME D200L, 380V AC, 3 PHASE, 2 POLE,, SQUIRREL CAGE, TEFC, FOOT MOUNTED
000000000060123358 | STP-004 | DATA ENRICHMENT | MUF | MUF |  | 2022-09-28 |  |  | 000000000060123358 | BHP1 | BHP Spares & Supplies | 261016 | Motors | EA | MAN2 | MOTOR, ELECTRICAL: 37KW, FRAME D225S, 3 | MOTOR, ELECTRICAL: 37KW, FRAME D225S, 380V AC, 3 PHASE, 4 POLE, SQUIRREL CAGE, TEFC, FOOT MOUNTED
000000000060255758 | STP-004 | DATA ENRICHMENT | ATS | ATS |  | 2022-09-28 |  |  | 000000000060255758 | BHP1 | BHP Spares & Supplies | 261016 | Motors | EA | MAN2 | MOTOR, ELECTRICAL: 3KW, FG215D250, 380V | MOTOR, ELECTRICAL, 3KW, FG215D250, 380V AC,V 400, 6.40A 1440 RPM, SEW C/W PINION GEAR | 3KWFG215D250 | 0019011819 | Unknown
000000000060123634 | STP-004 | DATA ENRICHMENT | MUF | MUF |  | 2022-09-28 |  |  | 000000000060123634 | BHP1 | BHP Spares & Supplies | 261016 | Motors | EA | MAN2 | MOTOR, ELECTRICAL: 3KW, FRAME 100L-2B, | MMOTOR, ELECTRICAL: 3KW, FRAME 100L-2B, 380V AC, 3 PHASE, 4 POLE,, MOTOR, ELECTRICAL: 3KW, FRAME 100L-2B, 380V AC, 3 PHASE, 4 POLE,, SQUIRREL CAGE, FEMCO
000000000060123104 | STP-004 | DATA ENRICHMENT | MUF | MUF |  | 2022-09-28 |  |  | 000000000060123104 | BHP1 | BHP Spares & Supplies | 261016 | Motors | EA | MAN2 | MOTOR, ELECTRICAL: 3KW, FRAME DZ100L, 3 | MOTOR, ELECTRICAL: 3KW, FRAME DZ100L, 380V AC, 3 PHASE, 4 POLE,, SQUIRREL CAGE, TEFC, FOOT MOUNTED
000000000060123105 | STP-004 | DATA ENRICHMENT | MUF | MUF |  | 2022-09-28 |  |  | 000000000060123105 | BHP1 | BHP Spares & Supplies | 261016 | Motors | EA | MAN2 | MOTOR, ELECTRICAL: 3KW, FRAME DZ100L, 3 | MOTOR, ELECTRICAL: 3KW, FRAME DZ100L, 380V AC, 3 PHASE, 2 POLE,, SQUIRREL CAGE, TEFC, FOOT MOUNTED
000000000060132543 | STP-004 | DATA ENRICHMENT | MUF | MUF |  | 2022-09-28 |  |  | 000000000060132543 | BHP1 | BHP Spares & Supplies | 261016 | Motors | EA | MAN2 | MOTOR, ELECTRICAL: 400KW, FRAME HGF 355 | Blocked according to carel van staden no 380v 400kw motors at WP, MOTOR, ELECTRICAL: 400KW, FRAME HGF 355, 380V AC, 4 POLE, SQUIRREL, CAGE, TEFC, FOOT MOUNTED, SIEMENS
000000000060123377 | STP-004 | DATA ENRICHMENT | MUF | MUF |  | 2022-09-28 |  |  | 000000000060123377 | BHP1 | BHP Spares & Supplies | 261016 | Motors | EA | MAN2 | MOTOR, ELECTRICAL: 45KW, FRAME 225M, 38 | MOTOR, ELECTRICAL: 45KW, FRAME 225M, 380V AC, 3 PHASE, 4 POLE, SQUIRREL, CAGE, TEFC, FOOT MOUNTED
000000000060123139 | STP-004 | DATA ENRICHMENT | MUF | MUF |  | 2022-09-28 |  |  | 000000000060123139 | BHP1 | BHP Spares & Supplies | 261016 | Motors | EA | MAN2 | MOTOR, ELECTRICAL: 4KW, FRAME DZ112M, 3 | MOTOR, ELECTRICAL: 4KW, FRAME DZ112M, 380V AC, 3 PHASE, 4 POLE, SQUIRREL CAGE, TEFC, FOOT MOUNTED
000000000060097557 | STP-004 | DATA ENRICHMENT | ATS | ATS |  | 2022-09-28 |  |  | 000000000060097557 | BHP1 | BHP Spares & Supplies | 261016 | Motors | EA | MAN2 | MOTOR, ELECTRICAL: 5.5KW, FRAME DFV132S | MOTOR, ELECTRICAL: 5.5KW, FRAME DFV132S4, 380V AC, 1440 RPM, SEW | 65-31800-ES100-S2-220V | 0019001099 | ELOMATIC CORP.
000000000060167721 | STP-004 | DATA ENRICHMENT | MUF | MUF |  | 2022-09-28 |  |  | 000000000060167721 | BHP1 | BHP Spares & Supplies | 261016 | Motors | EA | MAN2 | MOTOR, ELECTRICAL: 5.5KW, KEE 80-6, 380 | MOTOR, ELECTRICAL: 5.5KW, KEE 80-6, 380V
000000000060123408 | STP-004 | DATA ENRICHMENT | MUF | MUF |  | 2022-09-28 |  |  | 000000000060123408 | BHP1 | BHP Spares & Supplies | 261016 | Motors | EA | MAN2 | MOTOR, ELECTRICAL: 55KW, FRAME D250S, 3 | MOTOR, ELECTRICAL: 55KW, FRAME D250S, 380V AC, 3 PHASE, 4 POLE, SQUIRREL CAGE, TEFC, FOOT MOUNTED
000000000060132542 | STP-004 | DATA ENRICHMENT | MUF | MUF |  | 2022-09-28 |  |  | 000000000060132542 | BHP1 | BHP Spares & Supplies | 261016 | Motors | EA | MAN2 | MOTOR, ELECTRICAL: 600KW, FRAME HGF 400 | MOTOR, ELECTRICAL: 600KW, FRAME HGF 400, 380V AC, 4 POLE, SQUIRREL, CAGE, TEFC, FOOT MOUNTED, SIEMENS
000000000060024573 | STP-004 | DATA ENRICHMENT | MUF | MUF |  | 2022-09-28 |  |  | 000000000060024573 | BHP1 | BHP Spares & Supplies | 261016 | Motors | EA | MAN2 | MOTOR, ELECTRICAL: 7.5KW, FRAME D132M, | MOTOR, ELECTRICAL: 7.5KW, FRAME D132M, 380V AC, 3 PHASE, 4 POLE, SQUIRREL CAGE, TEFC, FOOT MOUNTEDFC, FOOT MOUNTED
000000000060174432 | STP-004 | DATA ENRICHMENT | ATS | ATS |  | 2022-09-28 |  |  | 000000000060174432 | BHP1 | BHP Spares & Supplies | 261016 | Motors | EA | MAN2 | MOTOR, ELECTRICAL: 7.5KW, FRAME D132M, | MOTOR, ELECTRICAL: 7.5KW, FRAME D132M, 380V AC, 4 POLE, B5 FLANGE MOUNTED. | 13FEV07 CA42296 | 0019003592 | WEG MOTORS
000000000060123193 | STP-004 | DATA ENRICHMENT | MUF | MUF |  | 2022-09-28 |  |  | 000000000060123193 | BHP1 | BHP Spares & Supplies | 261016 | Motors | EA | MAN2 | MOTOR, ELECTRICAL: 7.5KW, FRAME D132S, | MOTOR, ELECTRICAL: 7.5KW, FRAME D132S, 380V AC, 3 PHASE, 2 POLE,, SQUIRREL CAGE, TEFC, FOOT MOUNTED
000000000060097558 | STP-004 | DATA ENRICHMENT | MUF | MUF |  | 2022-09-28 |  |  | 000000000060097558 | BHP1 | BHP Spares & Supplies | 261016 | Motors | EA | MAN2 | MOTOR, ELECTRICAL: 7.5KW, FRAME DFV132M | MOTOR, ELECTRICAL: 7.5KW, FRAME DFV132M4, 380V AC, 1440 RPM, SEW
000000000060123190 | STP-004 | DATA ENRICHMENT | MUF | MUF |  | 2022-09-28 |  |  | 000000000060123190 | BHP1 | BHP Spares & Supplies | 261016 | Motors | EA | MAN2 | MOTOR, ELECTRICAL: 7.5KW, FRAME DZ132M, | MOTOR, ELECTRICAL: 7.5KW, FRAME DZ132M, 380V AC, 3 PHASE, 4 POLE,, SQUIRREL CAGE, TEFC, FOOT MOUNTED
000000000060123191 | STP-004 | DATA ENRICHMENT | MUF | MUF |  | 2022-09-28 |  |  | 000000000060123191 | BHP1 | BHP Spares & Supplies | 261016 | Motors | EA | MAN2 | MOTOR, ELECTRICAL: 7.5KW, FRAME DZ132MD | MOTOR, ELECTRICAL: 7.5KW, FRAME DZ132MD, 380V AC, 3 PHASE, 4 POLE,, SQUIRREL CAGE, TEFC, FOOT MOUNTED
000000000060123676 | STP-004 | DATA ENRICHMENT | MUF | MUF |  | 2022-09-28 |  |  | 000000000060123676 | BHP1 | BHP Spares & Supplies | 261016 | Motors | EA | MAN2 | MOTOR, ELECTRICAL: 90KW, FRAME D280S, 3 | MOTOR, ELECTRICAL: 90KW, FRAME D280S, 380V AC, 3 PHASE, 4 POLE,, SQUIRREL CAGE, TEFC, FOOT MOUNTED, SIEMENS
000000000060123761 | STP-004 | DATA ENRICHMENT | ATS | ATS |  | 2022-09-28 |  |  | 000000000060123761 | BHP1 | BHP Spares & Supplies | 261016 | Motors | EA | MAN2 | MOTOR, ELECTRICAL: SLIPRING, 12.5KW, FR | MOTOR, ELECTRICAL: SLIPRING, 12.5KW, FRAME 180L, 380V AC, 6 POLE, TEFC,, FOOT MOUNTED, C/W HOLSET GEAR COUPLING, SIEMENS
000000000060123765 | STP-004 | DATA ENRICHMENT | ATS | ATS |  | 2022-09-28 |  |  | 000000000060123765 | BHP1 | BHP Spares & Supplies | 261016 | Motors | EA | MAN2 | MOTOR, ELECTRICAL: SLIPRING, 25KW, FRAM | MOTOR, ELECTRICAL: SLIPRING, 25KW, FRAME 225M, 380V AC, 3 PHASE, 6, POLE, TEFC, FOOT MOUNTED, C/W FALK GEAR COUPLING, SIEMENS
000000000060123766 | STP-004 | DATA ENRICHMENT | ATS | ATS |  | 2022-09-28 |  |  | 000000000060123766 | BHP1 | BHP Spares & Supplies | 261016 | Motors | EA | MAN2 | MOTOR, ELECTRICAL: SLIPRING, 25KW, FRAM | MOTOR, ELECTRICAL: SLIPRING, 25KW, FRAME 225M, 380V AC, 3 PHASE, 6, POLE, TEFC, FOOT MOUNTED, C/W HOLSET GEAR COUPLING, SIEMENS
000000000060123696 | STP-004 | DATA ENRICHMENT | MUF | MUF |  | 2022-09-28 |  |  | 000000000060123696 | BHP1 | BHP Spares & Supplies | 261016 | Motors | EA | MAN2 | MOTOR, ELECTRICAL: SLIPRING, 62KW, FRAM | MOTOR, ELECTRICAL: SLIPRING, 62KW, FRAME 315M, 380V AC, 3 PHASE, 6, POLE, FOOT MOUNTED, C/W BIBBY COUPLING
000000000060123773 | STP-004 | DATA ENRICHMENT | ATS | ATS |  | 2022-09-28 |  |  | 000000000060123773 | BHP1 | BHP Spares & Supplies | 261016 | Motors | EA | MAN2 | MOTOR, ELECTRICAL: SLIPRING, 64KW, FRAM | MOTOR, ELECTRICAL: SLIPRING, 64KW, FRAME 315S, 380V AC, 3 PHASE, 6, POLE, TEFC, FOOT MOUNTED, C/W HOLSET GEAR COUPLING, SIEMENS
000000000060123774 | STP-004 | DATA ENRICHMENT | ATS | ATS |  | 2022-09-28 |  |  | 000000000060123774 | BHP1 | BHP Spares & Supplies | 261016 | Motors | EA | MAN2 | MOTOR, ELECTRICAL: SLIPRING, 84KW, FRAM | MOTOR, ELECTRICAL: SLIPRING, 84KW, FRAME 315M, 380V AC, 3 PHASE, 6, POLE, TEFC, FOOT MOUNTED, C/W FALK GEAR COUPLING, SIEMENS
000000000060123762 | STP-004 | DATA ENRICHMENT | ATS | ATS |  | 2022-09-28 |  |  | 000000000060123762 | BHP1 | BHP Spares & Supplies | 261016 | Motors | EA | MAN2 | MOTOR, ELECTRICAL: SLIPRING,12.5KW, FRA | MOTOR, ELECTRICAL: SLIPRING,12.5KW, FRAME 180L, 380V AC, 3 PHASE, 6, POLE, TEFC, FOOT MOUNTED, C/W FALK GEAR COUPLING, SIEMENS
000000000060167558 | STP-004 | DATA ENRICHMENT | MUF | MUF |  | 2022-09-28 |  |  | 000000000060167558 | BHP1 | BHP Spares & Supplies | 251739 | Electrical components | EA | MAN2 | MOTOR, ELECTRICAL: VIBRATING, INVICTA T | MOTOR, ELECTRICAL: VIBRATING, INVICTA TYPE BLZ 30-25/4, 1.15KW, 380V, 3, PHASE, 1440 RPM, LOCKERS, C8 TUBULAR FEEDER, FVD
000000000060116136 | STP-004 | DATA ENRICHMENT | ATS | ATS |  | 2022-09-28 |  |  | 000000000060116136 | BHP1 | BHP Spares & Supplies | 261016 | Motors | EA | MAN2 | MOTOR, ELECTRICAL: VIBRATOR, 1.3KW, 380 | MOTOR, ELECTRICAL: VIBRATOR, 1.3KW, 380V, RECON, TYPE ROTO-VIBE,, VIMARC, FURNACE, TFC | R35/4/C RECON | 0019009002 | VIMARC
000000000060123643 | STP-004 | DATA ENRICHMENT | MUF | MUF |  | 2022-09-28 |  |  | 000000000060123643 | BHP1 | BHP Spares & Supplies | 261016 | Motors | EA | MAN2 | MOTOR, ELECTRICAL: VIBRATOR, 1.6KW, FRA | MOTOR, ELECTRICAL: VIBRATOR, 1.6KW, FRAME MVSI 15/2400-S90, 380V AC, 3, PHASE, 4 POLE, SQUIRREL CAGE, FOOT MOUNTED, TYPE, ITALVIBRAS
000000000060166529 | STP-004 | DATA ENRICHMENT | MUF | MUF |  | 2022-09-28 |  |  | 000000000060166529 | BHP1 | BHP Spares & Supplies | 261016 | Motors | EA | MAN2 | MOTOR, ELECTRICAL: VIBRATOR, 11KW, TYPE | MOTOR, ELECTRICAL: VIBRATOR, 11KW, TYPE KEE-165-6 URAS, 380V AC, 3, PHASE, 6 POLE, SQUIRREL CAGE, MURAKAMI SEIKI YASKAWA
000000000060117768 | STP-004 | DATA ENRICHMENT | MUF | MUF |  | 2022-09-28 |  |  | 000000000060117768 | BHP1 | BHP Spares & Supplies | 261016 | Motors | EA | MAN2 | MOTOR, ELECTRICAL: VIBRATOR, TYPE JV104 | MOTOR, ELECTRICAL: VIBRATOR, TYPE JV104-500, 0.15KW, 4 POLE, 380V,, VIBRATING FEEDER, JOEST
000000000060186527 | STP-004 | DATA ENRICHMENT | MUF | MUF |  | 2022-09-28 |  |  | 000000000060186527 | BHP1 | BHP Spares & Supplies | 261016 | Motors | EA | MAN2 | MOTOR, ELECTRICAL: 0.37KW, 380V AC, 4 PO | MOTOR, ELECTRICAL: 0.37KW, 380V AC, 4 POLE, 3 PHASE, B14 MOUNTIN, G, FRAME SIZE 71, TEFC, IP 66, INSULATION CLASS H, SQUIRREL CAGE, , WEG
000000000060123756 | STP-004 | DATA ENRICHMENT | MUF | MUF |  | 2022-09-28 |  |  | 000000000060123756 | BHP1 | BHP Spares & Supplies | 261016 | Motors | EA | MAN2 | MOTOR, ELECTRICAL: 1050KW, FRAME, 6.6KV | MOTOR, ELECTRICAL: 1050KW, FRAME, 6.6KV AC, 3 PHASE, 6 POLE, FOOT, MOUNTED, BI-DIRECTIONAL ROTATION, C/W BASEPLATE, CONNECTION BOX TO BE, CONFIRMED, 1RQ44546JE70-Z A40 A65 G50 K09 K99 M13 M52 | 1RQ44546JE70-Z A40A65G50K09K99M13M52
000000000060219640 | STP-004 | DATA ENRICHMENT | ATS | ATS |  | 2022-09-28 |  |  | 000000000060219640 | BHP1 | BHP Spares & Supplies | 261016 | Motors | EA | MAN2 | MOTOR, ELECTRICAL: 7.5KW, FRAME 132M, 38 | MOTOR, ELECTRICAL: 7.5KW, FRAME 132M, 380V AC, 3 PHASE, 4 POLE, B3&B5 MOUNTING, FLANGE AND FOOT MOUNT, CAST IRON |  | 0019003592 | WEG MOTORS
000000000060176182 | STP-004 | DATA ENRICHMENT | ATS | ATS |  | 2022-09-28 |  |  | 000000000060176182 | BHP1 | BHP Spares & Supplies | 261016 | Motors | EA | MAN2 | MOTOR, ELECTRICAL: COMPRESSOR, FLANGE AN | MOTOR, ELECTRICAL: COMPRESSOR, FLANGE AND FOOT MOUNTED, 75KW, 2 POLE, 380V AC, 3 PHASE, FRAME 250S/M, INSULATION CLASS F, WEG | TE4503035 | 0019003592 | WEG MOTORS
000000000060222839 | STP-004 | DATA ENRICHMENT | MUF | MUF |  | 2022-09-28 |  |  | 000000000060222839 | BHP1 | BHP Spares & Supplies | 261016 | Motors | EA | MAN2 | MOTOR, ELECTRICAL: VIBRATOR, 0.3KW | MOTOR, ELECTRICAL: VIBRATOR, 0.3KW, MVE 400/15, 380V AC, 3 PHASE, 1500 RPM, 4 POLE, SQUIRREL CAGE, FOOT MOUNTED,
000000000060215983 | STP-004 | DATA ENRICHMENT | MUF | MUF |  | 2022-09-28 |  |  | 000000000060215983 | BHP1 | BHP Spares & Supplies | 261016 | Motors | EA | MAN2 | MOTOR, ELECTRICAL: VIBRATOR, 0.525KW, FR | MOTOR, ELECTRICAL: VIBRATOR, 0.525KW, FRAME MVSI 15/700-S02, 230/400V, AC, 3 PHASE, 1500 RPM, SQUIRREL CAGE, FOOT MOUNTED, ITALVIBRAS, RRP
000000000060222835 | STP-004 | DATA ENRICHMENT | MUF | MUF |  | 2022-09-28 |  |  | 000000000060222835 | BHP1 | BHP Spares & Supplies | 261016 | Motors | EA | MAN2 | MOTOR, ELECTRICAL: VIBRATOR, 1.15KW | MOTOR, ELECTRICAL: VIBRATOR, 1.15KW, MVE 1700/15, 380V AC, 3 PHASE, 1000 RPM, 6 POLE, SQUIRREL CAGE, FOOT MOUNTED,
000000000060218439 | STP-004 | DATA ENRICHMENT | MUF | MUF |  | 2022-09-28 |  |  | 000000000060218439 | BHP1 | BHP Spares & Supplies | 261016 | Motors | EA | MAN2 | MOTOR, ELECTRICAL: VIBRATOR, 1.58KW, FRA | MOTOR, ELECTRICAL: VIBRATOR, 1.58KW, FRAME MVSI 10/2100-S08, 230/400V, AC, 3 PHASE, 1000 RPM, SQUIRREL CAGE, FOOT MOUNTED, ITALVIBRAS, RRP
000000000060222832 | STP-004 | DATA ENRICHMENT | MUF | MUF |  | 2022-09-28 |  |  | 000000000060222832 | BHP1 | BHP Spares & Supplies | 261016 | Motors | EA | MAN2 | MOTOR, ELECTRICAL: VIBRATOR, 2.2KW, | MOTOR, ELECTRICAL: VIBRATOR, 2.2KW, MVE 3000/1, 380V AC, 3 PHASE, 1000 RPM, 6 POLE, SQUIRREL CAGE, FOOT MOUNTED,
000000000060222834 | STP-004 | DATA ENRICHMENT | MUF | MUF |  | 2022-09-28 |  |  | 000000000060222834 | BHP1 | BHP Spares & Supplies | 261016 | Motors | EA | MAN2 | MOTOR, ELECTRICAL: VIBRATOR, 4.3KW | MOTOR, ELECTRICAL: VIBRATOR, 4.3KW, MVE 6500/1, 380V AC, 3 PHASE, 1000 RPM, 6 POLE, SQUIRREL CAGE, FOOT MOUNTED,
000000000060215982 | STP-004 | DATA ENRICHMENT | MUF | MUF |  | 2022-09-28 |  |  | 000000000060215982 | BHP1 | BHP Spares & Supplies | 261016 | Motors | EA | MAN2 | MOTOR, ELECTRICAL: VIBRATOR, 4.3KW, FRAM | MOTOR, ELECTRICAL: VIBRATOR, 4.3KW, FRAME MVSI 10/6500 -S02, 380V AC, 3, PHASE, 1000 RPM, 6 POLE, SQUIRREL CAGE, FOOT MOUNTED, ITALVIBRAS, RRP
000000000060222833 | STP-004 | DATA ENRICHMENT | MUF | MUF |  | 2022-09-28 |  |  | 000000000060222833 | BHP1 | BHP Spares & Supplies | 261016 | Motors | EA | MAN2 | MOTOR, ELECTRICAL: VIBRATOR, 7.1KW | MOTOR, ELECTRICAL: VIBRATOR, 7.1KW, MVE 8000/1, 380V AC, 3 PHASE, 1000 RPM, 6 POLE, SQUIRREL CAGE, FOOT MOUNTED,
000000000060225346 | STP-004 | DATA ENRICHMENT | ATS | ATS |  | 2022-09-28 |  |  | 000000000060225346 | BHP1 | BHP Spares & Supplies | 261016 | Motors | EA | MAN2 | MOTOR, ELECTRICAL: VIBRATOR, 7.5KW KEEH | MOTOR, ELECTRICAL: VIBRATOR, 7.5KW KEEH 110-6, 380v, 3 PHASE, 960RPM, CRP |  | 0019005929 | VIBRAMECH
000000000060215981 | STP-004 | DATA ENRICHMENT | MUF | MUF |  | 2022-09-28 |  |  | 000000000060215981 | BHP1 | BHP Spares & Supplies | 261016 | Motors | EA | MAN2 | MOTOR, ELECTRICAL: VIBRATOR, 7.5KW, FRAM | MOTOR, ELECTRICAL: VIBRATOR, 7.5KW, FRAME MVSI 10/9000 -S90, 380V AC, 3, PHASE, 1000 RPM, 6 POLE, SQUIRREL CAGE, FOOT MOUNTED, ITALVIBRAS, RRP
000000000060110893 | STP-004 | DATA ENRICHMENT | MUF | MUF |  | 2022-09-28 |  |  | 000000000060110893 | BHP1 | BHP Spares & Supplies | 261016 | Motors | EA | MAN2 | MOTOR, FEED, TYPE ZV80S, MODEL HM-755X-H | MOTOR, FEED, TYPE ZV80S, MODEL HM-755X-H FURNACE TAPPING DRILL, BOHLER
000000000060243886 | STP-004 | DATA ENRICHMENT | ATS | ATS |  | 2022-09-28 |  |  | 000000000060243886 | BHP1 | BHP Spares & Supplies | 200000 | Mining Machinery and Accessories | EA | MAN2 | MOTOR, GEAR,16CC,UV-90500046 | MOTOR, GEAR,16CC,UV-90500046 | UV-90500046 | 0019011370 | AARD MINING
000000000060167878 | STP-004 | DATA ENRICHMENT | ATS | ATS |  | 2022-09-28 |  |  | 000000000060167878 | BHP1 | BHP Spares & Supplies | 231912 | Mixer parts and accessories | EA | MAN2 | MOTOR, GEARED FOR AGITATOR,MIXTEC,11 KW | MOTOR, GEARED,FOR AGITATOR,MIXTEC,11 KW AS DETAILED ON DRAWING, MOTOR, GEARED FOR AGITATOR,MIXTEC,11 KW AS DETAILED ON DRAWING, C19190/02/00.MODEL 2128
000000000060167879 | STP-004 | DATA ENRICHMENT | ATS | ATS |  | 2022-09-28 |  |  | 000000000060167879 | BHP1 | BHP Spares & Supplies | 231912 | Mixer parts and accessories | EA | MAN2 | MOTOR, GEARED FOR AGITATOR,MIXTEC,3 KW | MOTOR, GEARED: FOR AGITATOR,MIXTEC,3 KW AS DETAILED ON DRAWING, MOTOR, GEARED FOR AGITATOR,MIXTEC,3 KW AS DETAILED ON DRAWING, C19190/01/00.MODEL 2106, AS PER SSI 680.
000000000060217208 | STP-004 | DATA ENRICHMENT | ATS | ATS |  | 2022-09-28 |  |  | 000000000060217208 | BHP1 | BHP Spares & Supplies | 391200 | Electrical equipment and components and supplies | EA | MAN2 | MOTOR, GEARED NORD HELICAL, 2.2KW 380V, | MOTOR, GEARED NORD HELICAL, 2.2KW 380V, 4 POLE, IP55 CLASS F, RPM1440,, SK2282AZG-21.9-100L/4, C14 SCREW CONV, SSI 10883
000000000060096926 | STP-004 | DATA ENRICHMENT | ATS | ATS |  | 2022-09-28 |  |  | 000000000060096926 | BHP1 | BHP Spares & Supplies | 261016 | Motors | EA | MAN2 | MOTOR, GEARED, 3KW, MODIFIED TO 27RPM, A | MOTOR, GEARED, 3KW, MODIFIED TO 27RPM, AGITATOR, MIXTEC | 1088F | 0019000000 | 1069
000000000060180614 | STP-004 | DATA ENRICHMENT | ATS | ATS |  | 2022-09-28 |  |  | 000000000060180614 | BHP1 | BHP Spares & Supplies | 261016 | Motors | EA | MAN2 | MOTOR, GEARED, 5.5kW, FRAME DFV132S4 BMG | MOTOR, GEARED, 5.5kW, FRAME DFV132S4 BMG/HR, 1475RPM, 380V, B5 (350MM FLANGE), IP55, C/W BRAKE AND HAND RELEASE, SEW. | DFV132S4 BMG/HR | 0019008928 | SEW
000000000060213747 | STP-004 | DATA ENRICHMENT | ATS | ATS |  | 2022-09-28 |  |  | 000000000060213747 | BHP1 | BHP Spares & Supplies | 251739 | Electrical components | EA | MAN2 | MOTOR, GEARED, 7.5KW, DRS132M4 BE11HF/FG | MOTOR, AC SQUIRREL CAGE, 7.5KW, DRS132M4 BE11HF/FG350, 1445 RPM,, MOUNTING POSITION:M1, FLANGE FG350 D400, 22MM PINION SPIGOT, COMPLETE, BRAKE RELEASE, SEW | DRS132M4 B11HF/FG | 0019003014 | SEW-EURODRIVE,PORTUGAL (MOTORS)
000000000060115813 | STP-004 | DATA ENRICHMENT | ATS | ATS |  | 2022-09-28 |  |  | 000000000060115813 | BHP1 | BHP Spares & Supplies | 261016 | Motors | EA | MAN2 | MOTOR, GEARED, CONVEYOR BELT, TYPE P03 R | MOTOR, GEARED, CONVEYOR BELT, TYPE P03 ROLLER SCREEN & FEEDER, OUTOKUMPU ENGINEERING, PELLETISING PLANT, FURNACE, FERROMETALS
000000000060115814 | STP-004 | DATA ENRICHMENT | ATS | ATS |  | 2022-09-28 |  |  | 000000000060115814 | BHP1 | BHP Spares & Supplies | 261016 | Motors | EA | MAN2 | MOTOR, GEARED, CRUSHER, TYPE P03 ROLLER | MOTOR, GEARED, CRUSHER, TYPE P03 ROLLER SCREEN & FEEDER, OUTOKUMPU ENGINEERING, PELLETISING PLANT, FURNACE, FERROMETALS | S.M.G.M.RC | 0019003467 | UNKNOWN
000000000060215985 | STP-004 | DATA ENRICHMENT | ATS | ATS |  | 2022-09-28 |  |  | 000000000060215985 | BHP1 | BHP Spares & Supplies | 251739 | Electrical components | EA | MAN2 | MOTOR, GEARED, FLANGE MOUNT, TYPE: AME 3 | MOTOR, GEARED, FLANGE MOUNT, TYPE: AME 30 DD-M0-45-0-36.1 ZBF 90 B 8/2 B020, 0.2/0.8KW, 690/2765 RPM, 400V, IP54, 3 PHASE, DEMAG | 612160 | 0019010837 | DEMAG CRANES AND COMPONENTS
000000000060149594 | STP-004 | DATA ENRICHMENT | ATS | ATS |  | 2022-09-28 |  |  | 000000000060149594 | BHP1 | BHP Spares & Supplies | 261016 | Motors | EA | MAN2 | MOTOR, GEARED, SHAFT MOUNTED, TYPE BF30- | MOTOR, GEARED, SHAFT MOUNTED, TYPE BF30-04/D09XA4, 2.2-S1KW, OUTPUT SHAFT SPEED 40 RPM, 400V, IP65, 3 PHASE, BAUER | BF30-04/D09XA4 | 0019000000 | 1069
000000000060115843 | STP-004 | DATA ENRICHMENT | ATS | ATS |  | 2022-09-28 |  |  | 000000000060115843 | BHP1 | BHP Spares & Supplies | 261016 | Motors | EA | MAN2 | MOTOR, GEARED, TYPE KG33-44/D1A4-283, TY | MOTOR, GEARED, TYPE KG33-44/D1A4-283, TYPE P11 SHUTTLE BELT CONVEYOR, OUTOKUMPU ENGINEERING, PELLETISING PLANT, FURNACE, FERROMETALS
000000000060186497 | STP-004 | DATA ENRICHMENT | MUF | MUF |  | 2022-09-28 |  |  | 000000000060186497 | BHP1 | BHP Spares & Supplies | 261016 | Motors | EA | MAN2 | MOTOR, HOIST, TYPE KBH 160H, 380 VOLT, F | MOTOR, HOIST, TYPE KBH 160H, 380 VOLT, FERROVELD CRANE NO 2, DEMAG
000000000060170400 | STP-004 | DATA ENRICHMENT | ATS | ATS |  | 2022-09-28 |  |  | 000000000060170400 | BHP1 | BHP Spares & Supplies | 221015 | Earth moving machinery | EA | MAN2 | MOTOR, HYDRAULIC AC RBS1L P/N 3217903420 | MOTOR, HYDRAULIC AC RBS1L P/N 3217903420 | 3217903420 | 0019008517 | ATLAS COPCO SOUTH AFRICA (PTY)
000000000060170401 | STP-004 | DATA ENRICHMENT | ATS | ATS |  | 2022-09-28 |  |  | 000000000060170401 | BHP1 | BHP Spares & Supplies | 221015 | Earth moving machinery | EA | MAN2 | MOTOR, HYDRAULIC AC RBS1L P/N 5112287742 | MOTOR, HYDRAULIC AC RBS1L P/N 5112287742 | 5112287742 | 0019008517 | ATLAS COPCO SOUTH AFRICA (PTY)
000000000060221982 | STP-004 | DATA ENRICHMENT | ATS | ATS |  | 2022-09-28 |  |  | 000000000060221982 | BHP1 | BHP Spares & Supplies | 261016 | Motors | EA | MAN2 | MOTOR, HYDRAULIC, TYPE: MMS 80 CC | MOTOR, HYDRAULIC, TYPE: MMS 80 CC, SHAFT: 25 MM, SIDE PORT 1/2", PART NUMBER: 02 421749 80 CC | 1510411 | 0019000883 | DANFOSS BAUER LTD,UK
000000000060169579 | STP-004 | DATA ENRICHMENT | ATS | ATS |  | 2022-09-28 |  |  | 000000000060169579 | BHP1 | BHP Spares & Supplies | 261016 | Motors | EA | MAN2 | MOTOR, HYDRAULIC: PRODUCT 1029, PLANETAR | MOTOR, HYDRAULIC: PRODUCT 1029, PLANETARY, IN LINE, GEAR REDUCER, 44H TELSMITH CRUSHER, OSBORN | ZP835-2000/1029 | 0019002485 | OSBORN
000000000060223915 | STP-004 | DATA ENRICHMENT | MUF | MUF |  | 2022-09-28 |  |  | 000000000060223915 | BHP1 | BHP Spares & Supplies | 261018 | Motor components | EA | MAN2 | MOTOR, MAKE WEG, 0.18KW, 525VAC, 4 POLE | MOTOR, MAKE WEG, 0.18KW, 525VAC, 4 POLE, 1370RPM, FLANGE MOUNT B3L(E), SHAFT SIZE 11MM, APPLICATION W22, LIQUID STARTER BALL MILL PS
000000000060223916 | STP-004 | DATA ENRICHMENT | MUF | MUF |  | 2022-09-28 |  |  | 000000000060223916 | BHP1 | BHP Spares & Supplies | 261018 | Motor components | EA | MAN2 | MOTOR, MAKE WEG, 0.37KW, 525VAC, 4 POLE | MOTOR, MAKE WEG, 0.37KW, 525VAC, 4 POLE, 1370RPM, FLANGE MOUNT, STIRRER MOTOR, LIQUID STARTER BALL MILL PSP4
000000000060250494 | STP-004 | DATA ENRICHMENT | MUF | MUF |  | 2022-09-28 |  |  | 000000000060250494 | BHP1 | BHP Spares & Supplies | 261016 | Motors | EA | MAN2 | MOTOR, MORRIS, 0.9KW, 2.40A, 2890RPM, IP | MOTOR, MORRIS, 0.9KW, 2.40A, 2890RPM, IP55, 380V, 50HZ, SERIAL NUMBER, ZF38-A90L12/8R-L16
000000000060223418 | STP-004 | DATA ENRICHMENT | MUF | MUF |  | 2022-09-28 |  |  | 000000000060223418 | BHP1 | BHP Spares & Supplies | 270000 | Tools and General Machinery | EA | MAN2 | MOTOR, OFF GAS COOLING FAN 1.5KW, 2.5A | MOTOR, OFF GAS COOLING FAN 1.5KW, 2.5A, 525V, 2800RPM, FRAME 400JM/COU, FOOT MOUNTED, MAKE: WOODS AIR MOVEMENT
000000000060223417 | STP-004 | DATA ENRICHMENT | MUF | MUF |  | 2022-09-28 |  |  | 000000000060223417 | BHP1 | BHP Spares & Supplies | 270000 | Tools and General Machinery | EA | MAN2 | MOTOR, OFF GAS FAN 1, 710KW, 525V, 4P | MOTOR, OFF GAS FAN 1, HGF450 710kW 525V 4 P, FOOT MOUNTED,C/W FORCED, COOLING, MAKE: ALSTOM, MOTOR, OFF GAS FAN 1, 675KW, 900A, 525V, 1483RPM, FRAME IM/001, FOOT MOUNTED, MAKE: ALSTOM
000000000060241886 | STP-004 | DATA ENRICHMENT | MUF | MUF |  | 2022-09-28 |  |  | 000000000060241886 | BHP1 | BHP Spares & Supplies | 261016 | Motors | EA | MAN2 | MOTOR, OLI VIBRATOR | MOTOR 2.5kw 380V,1500RPM,FC.LB6887
000000000060214404 | STP-004 | DATA ENRICHMENT | ATS | ATS |  | 2022-09-28 |  |  | 000000000060214404 | BHP1 | BHP Spares & Supplies | 251739 | Electrical components | EA | MAN2 | MOTOR, OPERATING, SIMOPRIME VCB, SIEMENS | MOTOR, OPERATING, SIMOPRIME VCB, SIEMENS | A7ESWB02504022 | 0019011590 | SIEMENS
000000000060115171 | STP-004 | DATA ENRICHMENT | MUF | MUF |  | 2022-09-28 |  |  | 000000000060115171 | BHP1 | BHP Spares & Supplies | 261016 | Motors | EA | MAN2 | MOTOR, PAN DRIVE, 15KW, 380 VOLT, 1470 R | MOTOR, PAN DRIVE, 15KW, 380 VOLT, 1470 RPM, FLANGE MOUNTED, TEFC, FRAME, D160M-4, SHAFT LOAD LANDING 60MM LONG, WITH 12MM HOLE DRILLED AND TAPPED, IN CENTRE OF DRIVE SHAFT, COMPLETE WITH 20 TEETH PINION PART NUMBER, 01-008065 FITTED, MODEL DZ 22 MIXER, EIRICH, SSI FMT00128
000000000060121786 | STP-004 | DATA ENRICHMENT | SMX | SMX |  | 2022-09-28 |  |  | 000000000060121786 | BHP1 | BHP Spares & Supplies | 261016 | Motors | EA | MAN2 | MOTOR, RECON, HYD STEERING, COMPLETE, DW | MOTOR, RECONDITIONED, HYDRAULIC STEERING, COMPLETE, DRG 1.43648.1, ITEM 9, TYPE 426/119-1029-001/5088, CHARLYNN, STOKER, DANGO
000000000060188215 | STP-004 | DATA ENRICHMENT | ATS | ATS |  | 2022-09-28 |  |  | 000000000060188215 | BHP1 | BHP Spares & Supplies | 811016 | Mechanical engineering | EA | MAN2 | MOTOR, RECTIFIER, SKRECTIFIER, 400V | MAKE ? NORD,OUTPUT CURRENT- 40DGREES CELSIUS 2.0AMPS, OUTPUT CURRENT ? 75DEGREES CELSIUS 1.0AMPS, TEMPERATURE 20 ? 75, VER5SION ? CA, TYPE ? GHE40L INPUT ? 200 - 10% 480+10, PART NO: - 19141010 OUTPUT -90---215VDC, ID- 190303536401, MOTOR, RECTIFIER, SKRECTIFIER, 400V, SSI FMT00354 | SK9052 | 0019011394 | BEARING MAN LTD
000000000060214423 | STP-004 | DATA ENRICHMENT | MUF | MUF |  | 2022-09-28 |  |  | 000000000060214423 | BHP1 | BHP Spares & Supplies | 261016 | Motors | EA | MAN2 | MOTOR, SCREEN, TYPE W71B/6, 400V, 6.6KW | MOTOR, SCREEN, TYPE W71B/6, 400V, MAX C.F KN 79, PROT IP 66
000000000060217391 | STP-004 | DATA ENRICHMENT | MUF | MUF |  | 2022-09-28 |  |  | 000000000060217391 | BHP1 | BHP Spares & Supplies | 721022 | Electrical services | EA | MAN2 | MOTOR, SERVO, SINOSTEEL | MOTOR, SERVO, SINOSTEEL
000000000060223419 | STP-004 | DATA ENRICHMENT | MUF | MUF |  | 2022-09-28 |  |  | 000000000060223419 | BHP1 | BHP Spares & Supplies | 270000 | Tools and General Machinery | EA | MAN2 | MOTOR, SINTERING OFF GAS COOLING FAN | MOTOR, SINTERING OFF GAS COOLING FAN 400KW, 520A, 525V, 1491RPM, FRAME 355LX, IP55, FOOT MOUNTED, MAKE: ALSTOM
000000000060115465 | STP-004 | DATA ENRICHMENT | ATS | ATS |  | 2022-09-28 |  |  | 000000000060115465 | BHP1 | BHP Spares & Supplies | 261016 | Motors | EA | MAN2 | MOTOR, SLEWING, C/W SLEW PINION, MUD GUN | MOTOR, SLEWING, C/W SLEW PINION, MUD GUN, DANGO DIENENTHAL, FURNACE, FMT | OMV315-151B3105 & 216/083 | 0019008605 | DANGO DIENENTHAL
000000000060148655 | STP-004 | DATA ENRICHMENT | MUF | MUF |  | 2022-09-28 |  |  | 000000000060148655 | BHP1 | BHP Spares & Supplies | 261016 | Motors | EA | MAN2 | MOTOR, SLIPRING INDUCTION, 3250KW, 8 POL | MOTOR, SLIPRING INDUCTION, 3250KW, 8 POLE, 6600V, IP 55 CACA, HORIZONTAL FOOT IM1001, ROLLING BEARINGS, CLASS F VACUUM PRESSURE IMPR, EGNATED, FRAME CSLRII 800/8, C/W SOLE PLATES
000000000060221300 | STP-004 | DATA ENRICHMENT | ATS | ATS |  | 2022-09-28 |  |  | 000000000060221300 | BHP1 | BHP Spares & Supplies | 391217 | Electrical hardware and supplies | EA | MAN2 | MOTOR, VIBRATING 2.31KW 6 POLE 525V BLZ4 | VIBRATING MOTOR 2.31KW 6 POLE 525V 960RPM BLZ45-50/6/03 FOOT PRINT 248 X 305 | BLZ45-50/6/03 | 0019011455 | ZEST ELECTRICAL MOTORS CC
000000000060115311 | STP-004 | DATA ENRICHMENT | MUF | MUF |  | 2022-09-28 |  |  | 000000000060115311 | BHP1 | BHP Spares & Supplies | 261016 | Motors | EA | MAN2 | MOTOR, VIBRATING, TYPE BLZ20-5/4, 350 WA | MOTOR, VIBRATING, TYPE BLZ20-5/4, 350 WATT, 380 VOLT, 3 PHASE, 1440 RPM,, INVICTA
000000000060227549 | STP-004 | DATA ENRICHMENT | MUF | MUF |  | 2022-09-28 |  |  | 000000000060227549 | BHP1 | BHP Spares & Supplies | 261016 | Motors | EA | MAN2 | MOTOR, VIBRATOR 1.5KW, 525VOLT, 1460RPM | MOTOR, VIBRATOR 1.5KW, 525VOLT, 1460RPM
000000000060227553 | STP-004 | DATA ENRICHMENT | MUF | MUF |  | 2022-09-28 |  |  | 000000000060227553 | BHP1 | BHP Spares & Supplies | 261016 | Motors | EA | MAN2 | MOTOR, VIBRATOR 1.75KW, 525VOLT, 2POLE | MOTOR, VIBRATOR 1.75KW, 525VOLT, 2POLE
000000000060227551 | STP-004 | DATA ENRICHMENT | MUF | MUF |  | 2022-09-28 |  |  | 000000000060227551 | BHP1 | BHP Spares & Supplies | 261016 | Motors | EA | MAN2 | MOTOR, VIBRATOR 1.75KW, 525VOLT, 2POLE | MOTOR, VIBRATOR 1.75KW, 525VOLT, 2POLE
000000000060227554 | STP-004 | DATA ENRICHMENT | MUF | MUF |  | 2022-09-28 |  |  | 000000000060227554 | BHP1 | BHP Spares & Supplies | 261016 | Motors | EA | MAN2 | MOTOR, VIBRATOR 1.75KW, 525VOLT, 2POLE | MOTOR, VIBRATOR 1.75KW, 525VOLT, 2POLE
000000000060227552 | STP-004 | DATA ENRICHMENT | MUF | MUF |  | 2022-09-28 |  |  | 000000000060227552 | BHP1 | BHP Spares & Supplies | 261016 | Motors | EA | MAN2 | MOTOR, VIBRATOR 1.75KW, 525VOLT, 2POLE | MOTOR, VIBRATOR 1.75KW, 525VOLT, 2POLE
000000000060148643 | STP-004 | DATA ENRICHMENT | MUF | MUF |  | 2022-09-28 |  |  | 000000000060148643 | BHP1 | BHP Spares & Supplies | 261016 | Motors | EA | MAN2 | MOTOR, VIBRATOR, 1.1KW, 1400 RPM, 2.5 AM | MOTOR, VIBRATOR, 1.1KW, 1400 RPM, 2.5 AMP, INVICTA
000000000060232883 | STP-004 | DATA ENRICHMENT | ATS | ATS |  | 2022-09-28 |  |  | 000000000060232883 | BHP1 | BHP Spares & Supplies | 261016 | Motors | EA | MAN2 | MOTOR, VIBRATOR, 1.3KW, JUD4/210-294 UO1 | MOTOR, VIBRATOR, 1.3KW, JUD4/210-294 UO1, 400V AC, VIBRATOR FORCE: 200KG, EQUIVALENT MOTOR FOR JV174/200, PSP FEEDER 2 | JUD4/210-294 UO1-400V | 0019008735 | JOEST
000000000060148633 | STP-004 | DATA ENRICHMENT | MUF | MUF |  | 2022-09-28 |  |  | 000000000060148633 | BHP1 | BHP Spares & Supplies | 261016 | Motors | EA | MAN2 | MOTOR, VIBRATOR, 3.1KW, VENANZETTI MODEL | MOTOR, VIBRATOR, 3.1KW, VENANZETTI MODEL VV62B/6, 380 VOLT, 3 PHASE, 6, POLE, 960 RPM, 6.3 AMP, 50HZT4 OPERATING TEMERATURE, CLASS F INSULATION,, 66/7 MECHANICAL PROTECTION, STAINLESS STEEL COVERS, FAG OR SKF BEARINGS, ONLY, CSA APPROVED
000000000060147452 | STP-004 | DATA ENRICHMENT | MUF | MUF |  | 2022-09-28 |  |  | 000000000060147452 | BHP1 | BHP Spares & Supplies | 261016 | Motors | EA | MAN2 | MOTOR, VIBRATOR, 380V, 0.9KW, 6 POLE, TY | MOTOR, VIBRATOR, 380V, 0.9KW, 6 POLE, TYPE BL 30-18/6, INVICTA, MILL FEEDER
000000000060148876 | STP-004 | DATA ENRICHMENT | MUF | MUF |  | 2022-09-28 |  |  | 000000000060148876 | BHP1 | BHP Spares & Supplies | 261016 | Motors | EA | MAN2 | MOTOR, VIBRATOR, 4KW, 960 RPM, 380V, 6 P | MOTOR, VIBRATOR, 4KW, 960 RPM, 380V, 6 POLE, FOOTMOUNTED, INVICTA
000000000060221625 | STP-004 | DATA ENRICHMENT | ATS | ATS |  | 2022-09-28 |  |  | 000000000060221625 | BHP1 | BHP Spares & Supplies | 201016 | Screens and feeding equipment | EA | MAN2 | MOTOR, VIBRATOR, BLZ-24 | MOTOR, VIBRATOR, BLZ-24-11/4 525V | BLZ-24-11/4 525V | 0019008735 | JOEST
000000000060174660 | STP-004 | DATA ENRICHMENT | ATS | ATS |  | 2022-09-28 |  |  | 000000000060174660 | BHP1 | BHP Spares & Supplies | 261016 | Motors | EA | MAN2 | MOTOR, VIBRATOR, ELECTRICAL, 9KW, FRAME | Item taken from stock as per SSI 244, MOTOR, VIBRATOR, ELECTRICAL, 9KW, FRAME MVSI 10/12000-S90, 380V, 1000RPM | MVSI 10/12000-S90 | 0019005929 | VIBRAMECH
000000000060187721 | STP-004 | DATA ENRICHMENT | MUF | MUF |  | 2022-09-28 |  |  | 000000000060187721 | BHP1 | BHP Spares & Supplies | 261016 | Motors | EA | MAN2 | MOTOR, VIBRATOR, ELECTRICAL, 9KW, TYPE K | MOTOR, VIBRATOR, ELECTRICAL, 9KW, TYPE KEEH-140-6, 960RPM, 380V, C/W 0.12 SB SYNCHRONIZATION COUPLING
000000000060223463 | STP-004 | DATA ENRICHMENT | ATS | ATS |  | 2022-09-28 |  |  | 000000000060223463 | BHP1 | BHP Spares & Supplies | 201016 | Screens and feeding equipment | EA | MAN2 | MOTOR, VIBRATOR, INVICTA, BLZ-25-14 | MOTOR, VIBRATOR, INVICTA, BLZ-25-14/4/03050, 0.5KW, 1440RPM, 525V |  | 0019011455 | ZEST ELECTRICAL MOTORS CC
000000000060161102 | STP-004 | DATA ENRICHMENT | ATS | ATS |  | 2022-09-28 |  |  | 000000000060161102 | BHP1 | BHP Spares & Supplies | 261016 | Motors | EA | MAN2 | MOTOR, VIBRATOR, VISAM, TYPE SPV 9.0 A-0 | MOTOR, VIBRATOR, VISAM, TYPE SPV 9.0 A-01, 3000 RPM, 220/380V, 3 PHASE, 1.8 AMP, 1.06KW | SPV 9.0 A-01 | 0019000000 | 1069
000000000060250506 | STP-004 | DATA ENRICHMENT | MUF | MUF |  | 2022-09-28 |  |  | 000000000060250506 | BHP1 | BHP Spares & Supplies | 391200 | Electrical equipment and components and supplies | EA | MAN2 | MOTOR, WEG, 110KW, 380V, 208A, 990 RPM, | MOTOR, WEG, 110KW, 380V, 208A, 990 RPM, FRAME SIZW 315 S/M FOOT MOUNT.
000000000060250507 | STP-004 | DATA ENRICHMENT | MUF | MUF |  | 2022-09-28 |  |  | 000000000060250507 | BHP1 | BHP Spares & Supplies | 391200 | Electrical equipment and components and supplies | EA | MAN2 | MOTOR, WEG, 132KW, 380V, 243A, 1500RPM, | MOTOR, WEG, 132KW, 380V, 243A, 1500RPM, FRAME SIZW 315 S/M FLANGE MOUNT.
000000000060252324 | STP-004 | DATA ENRICHMENT | MUF | MUF |  | 2022-09-28 |  |  | 000000000060252324 | BHP1 | BHP Spares & Supplies | 391200 | Electrical equipment and components and supplies | EA | MAN2 | MOTOR, WEG, 132KW, 380V, 243A, 1500RPM, | MOTOR, WEG, 132KW, 380V, 243A, 1500RPM, FRAME SIZW 315 S/M FLANGE MOUNT.
000000000060227566 | STP-004 | DATA ENRICHMENT | MUF | MUF |  | 2022-09-28 |  |  | 000000000060227566 | BHP1 | BHP Spares & Supplies | 261016 | Motors | EA | MAN2 | MOTOR, WINCH, 55KW, 380VOLT, 960RPM | MOTOR, WINCH, 55KW, 380VOLT, 960RPM, FLANGE MOUNTED
000000000060227568 | STP-004 | DATA ENRICHMENT | MUF | MUF |  | 2022-09-28 |  |  | 000000000060227568 | BHP1 | BHP Spares & Supplies | 261016 | Motors | EA | MAN2 | MOTOR, WINCH, 75KW, 525VOLT, 960RPM | MOTOR, WINCH, 75KW, 525VOLT, 960RPM, FLANGE MOUNTED
000000000060227564 | STP-004 | DATA ENRICHMENT | MUF | MUF |  | 2022-09-28 |  |  | 000000000060227564 | BHP1 | BHP Spares & Supplies | 261016 | Motors | EA | MAN2 | MOTOR, WINCH, 37KW, 380VOLT, 1460RPM | MOTOR, WINCH, 37KW, 380VOLT, 1460RPM, FLANGE MOUNTED
000000000060244323 | STP-004 | DATA ENRICHMENT | MUF | MUF |  | 2022-09-28 |  |  | 000000000060244323 | BHP1 | BHP Spares & Supplies | 401515 | Pumps | EA | MAN2 | MOTOR,0.75KW525V2P,F80B14S,CI | MOTOR, 0.75KW525V2P, F80B14S, CI
000000000060253710 | STP-004 | DATA ENRICHMENT | MUF | MUF |  | 2022-09-28 |  |  | 000000000060253710 | BHP1 | BHP Spares & Supplies | 261016 | Motors | EA | MAN2 | MOTOR,1.5KW,4P,230/400V,B3,90L,IE3,WEG,W | MOTOR, 1.5KW, 4P, 230/400V, B3, 90L, IE3, WEG, W22, IP66, CI
000000000060229121 | STP-004 | DATA ENRICHMENT | MUF | MUF |  | 2022-09-28 |  |  | 000000000060229121 | BHP1 | BHP Spares & Supplies | 401016 | Air circulation | EA | MAN2 | MOTOR,132KW,SQUIRREL CAGE INDUCTION | MOTOR, 132KW, SQUIRRELCAGE INDUCTION, FRAME SIZE: 315SM, 380 VOLT, 3, PHASE, 4 POLE, MOUNTING: B3, COOLING: TEFC-IC441, IP 66, W22, IE3, WEG
000000000060232884 | STP-004 | DATA ENRICHMENT | ATS | ATS |  | 2022-09-28 |  |  | 000000000060232884 | BHP1 | BHP Spares & Supplies | 261016 | Motors | EA | MAN2 | MOTOR,15KW,FLANGE MOUNT,4POLE,38MM | MOTOR, 15KW, FLANGE MOUNT, 4POLE, 38MM SHAFT, 1400RPM, 380V AC, PSP - BREDEL PUMP | 15.00KWC4P3B5 F | 0019011394 | BEARING MAN LTD
000000000060247761 | STP-004 | DATA ENRICHMENT | MUF | MUF |  | 2022-09-28 |  |  | 000000000060247761 | BHP1 | BHP Spares & Supplies | 261016 | Motors | EA | MAN2 | MOTOR,18V,MAKITA,AS-890-MS18-R | MOTOR SET,MAKITA,18V, FOR DUB182 BLOWER, PART NO.AS-890-MS18-R
000000000060229115 | STP-004 | DATA ENRICHMENT | MUF | MUF |  | 2022-09-28 |  |  | 000000000060229115 | BHP1 | BHP Spares & Supplies | 401016 | Air circulation | EA | MAN2 | MOTOR,250KW,SQUIRREL CAGE INDUCTION | MOTOR, 250KW, SQUIRREL CAGE INDUCTION, IE3, FRAME SIZE: 355M/L, 400, VOLT, 3 PHASE, 4 POLE, MOUNTING: B3, COOLING: TEFC-IC441, IP 66, VSD, SUITABLE, WEG
000000000060229427 | STP-004 | DATA ENRICHMENT | MUF | MUF |  | 2022-09-28 |  |  | 000000000060229427 | BHP1 | BHP Spares & Supplies | 261016 | Motors | EA | MAN2 | MOTOR,315KW,2-POLE,2980 RPM | MOTOR,315KW,2-POLE,2980 RPM,400 VOLT,MAKE:WEM,CAST IRON BODY,D355ML FRAME SIZE,S1 DUTY CYCLE,B3-FOOT MOUNTED | VENDOR IS EMAG
000000000060229122 | STP-004 | DATA ENRICHMENT | MUF | MUF |  | 2022-09-28 |  |  | 000000000060229122 | BHP1 | BHP Spares & Supplies | 401016 | Air circulation | EA | MAN2 | MOTOR,315KW,SQUIRREL CAGE INDUCTION | MOTOR, 315KW, SQUIRREL CAGE INDUCTION, FRAME SIZE: 355ML, 380 VOLT, 3, PHASE, 4POLE, MOUNTING: B3, COOLING: TEFC-IC441, IP 66, W22, IE3, WEG
000000000060229428 | STP-004 | DATA ENRICHMENT | ATS | ATS |  | 2022-09-28 |  |  | 000000000060229428 | BHP1 | BHP Spares & Supplies | 261016 | Motors | EA | MAN2 | MOTOR,355KW,2-POLE,2980 RPM | MOTOR,355KW,2-POLE,2980 RPM,400 VOLT,SQUIRREL CAGE INDUCTION,MAKE:WEG,CAST IRON BODY,D355ML FRAME SIZE,S1 DUTY CYCLE,B3-FOOT MOUNTED |  | 0019011455 | ZEST ELECTRICAL MOTORS CC
000000000060229119 | STP-004 | DATA ENRICHMENT | MUF | MUF |  | 2022-09-28 |  |  | 000000000060229119 | BHP1 | BHP Spares & Supplies | 401016 | Air circulation | EA | MAN2 | MOTOR,37KW,SQUIRREL CAGE INDUCTION | MOTOR, 37KW, SQUIRREL CAGE INDUCTION, FRAME SIZE: 250SM, 380 VOLT,, 3PHASE, 6 POLE, MOUNTING: B3, COOLING: TEFC-IC441, IP 66, W22, IE3,, WEG
000000000060180026 | STP-004 | DATA ENRICHMENT | ATS | ATS |  | 2022-09-28 |  |  | 000000000060180026 | BHP1 | BHP Spares & Supplies | 261016 | Motors | EA | MAN2 | MOTOR,380 VOLT,200KW,2-POLE,2970RPM, | MOTOR, 380 VOLT, 200KW, 2-POLE, 2970RPM, 315L FRAME, 70MM OUTPUT SHAFT,, B3 FOOTMOUNTED,COMPLETE WITH 3-WIRE RTD'S, WIRES TO BE CLEARLY MARKED, FOR DRIVE END AND NON DRIVE END BEARING TEMP PROTECTION AND, RED-WHITE-BLUE PHASE PROTECTOR, TO SUITE TRANSDUCER UNIT RTD-P100,, 4-20MA, 230VOLTS, ALSO MOTOR OUPUT SHAFT TO BE SHRINK FITTED COMPLETE, WITH ESCOGEAR, FENNER FST95 COUPLING HALF, FURNACES 4 AND 5, FERROMETALS
000000000060243898 | STP-004 | DATA ENRICHMENT | MUF | MUF |  | 2022-09-28 |  |  | 000000000060243898 | BHP1 | BHP Spares & Supplies | 261016 | Motors | EA | MAN2 | MOTOR,380V,1.1KW,90S,EA | MOTOR,380V,WEG, W22, IP55, 1.1KW,90S FRAME, HV125, MAB EXTRACTION FANS
000000000060228596 | STP-004 | DATA ENRICHMENT | MUF | MUF |  | 2022-09-28 |  |  | 000000000060228596 | BHP1 | BHP Spares & Supplies | 391200 | Electrical equipment and components and supplies | EA | MAN2 | MOTOR,3KW,525V,6 POLE,B3/5 FS132S | MOTOR, 3KW, 525V, 6 POLE, B3/5 FS132S, WEG STD EFFICIENCY
000000000060176200 | STP-004 | DATA ENRICHMENT | MUF | MUF |  | 2022-09-28 |  |  | 000000000060176200 | BHP1 | BHP Spares & Supplies | 401515 | Pumps | EA | MAN2 | MOTOR,45KW,4 POLE,FRAME SIZE 225M,KVM#31 | MOTOR,45KW,4 POLE,FRAME SIZE 225M,KVM # 31-5200-071,PADDLE MIXER
000000000060229118 | STP-004 | DATA ENRICHMENT | MUF | MUF |  | 2022-09-28 |  |  | 000000000060229118 | BHP1 | BHP Spares & Supplies | 401016 | Air circulation | EA | MAN2 | MOTOR,45KW,SQUIRREL CAGE INDUCTION | MOTOR, 45KW, SQUIRREL CAGE INDUCTION, FRAME SIZE: 225SM, 380 VOLT, 3, PHASE, 2 POLE, MOUNTING: B3, COOLING: TEFC-IC441, IP 66, W22, IE3, WEG
000000000060254578 | STP-004 | DATA ENRICHMENT | MUF | MUF |  | 2022-09-28 |  |  | 000000000060254578 | BHP1 | BHP Spares & Supplies | 391217 | Electrical hardware and supplies | EA | MAN2 | MOTOR,4KW,4P,112M,525V,B5,IE3,EA | MOTOR, 4KW, 4 POLE, 112M, 525V, B5, IE3, WEG, W22, IP66, H CLASS WINDING, FLANGE MOUNTED, SCREW FEEDER MOTOR, EACH
000000000060227145 | STP-004 | DATA ENRICHMENT | MUF | MUF |  | 2022-09-28 |  |  | 000000000060227145 | BHP1 | BHP Spares & Supplies | 251739 | Electrical components | EA | MAN2 | MOTOR,4KW,525V,4P B5 112M | MOTOR 4KW 525V 4P B5 112M WEG TOP PREMIUM EFFICIENCY W22
000000000060174035 | STP-004 | DATA ENRICHMENT | ATS | ATS |  | 2022-09-28 |  |  | 000000000060174035 | BHP1 | BHP Spares & Supplies | 261016 | Motors | EA | MAN2 | MOTOR,5,5 KW,6 POLE,FLANGE MOUNTED,525 V | MOTOR,5,5 KW,6 POLE,FLANGE MOUNTED,525 V,FRAME SIZE 132M,1LA6134-6AA91, AS PER SSI 2751 | 1LA6134-6AA91 | 0019003033 | SIEMENS GMBH,W.GERMANY
000000000060255365 | STP-004 | DATA ENRICHMENT | MUF | MUF |  | 2022-09-28 |  |  | 000000000060255365 | BHP1 | BHP Spares & Supplies | 261016 | Motors | EA | MAN2 | MOTOR,5.2KW, 380V AC, 3 PHASE, 4 POLE, F | MOTOR,5.2KW, 380V AC, 3 PHASE, 4 POLE, FOOT/FLANGE MOUNTED,ABB
000000000060256029 | STP-004 | DATA ENRICHMENT | ATS | ATS |  | 2022-09-28 |  |  | 000000000060256029 | BHP1 | BHP Spares & Supplies | 230000 | Industrial Manufacturing and Processing Machinery and Access | EA | MAN2 | MOTOR,5.5KW 6PL,225RJ60AD15R,EA | MOTOR, 5.5KW 6PL, 225RJ60AD15R, 380-415V, IP66 DOL R, BALTIMORE COOLERS, EA | 225RJ60AD15R | 0019011819 | Unknown
000000000060256060 | STP-004 | DATA ENRICHMENT | ATS | ATS |  | 2022-09-28 |  |  | 000000000060256060 | BHP1 | BHP Spares & Supplies | 230000 | Industrial Manufacturing and Processing Machinery and Access | EA | MAN2 | MOTOR,5.5KW 6PL,225RJ60AD15R,EA | MOTOR, 5.5KW 6PL, 225RJ60AD15R, 380-415V, IP66 DOL R, BALTIMORE COOLERS, EA | 225RJ60AD15R | 0019011819 | Unknown
000000000060244298 | STP-004 | DATA ENRICHMENT | MUF | MUF |  | 2022-09-28 |  |  | 000000000060244298 | BHP1 | BHP Spares & Supplies | 261016 | Motors | EA | MAN2 | MOTOR,55KW,525V,2P,B3,IE3 | MOTOR, 55KW 525V 2 POLE, B3 IE3 PREMIUM EFFICIENCY
000000000060254054 | STP-004 | DATA ENRICHMENT | MUF | MUF |  | 2022-09-28 |  |  | 000000000060254054 | BHP1 | BHP Spares & Supplies | 261016 | Motors | EA | MAN2 | MOTOR,6INCH,11KW,400V | MOTOR,6INCH,11KW,400VELSUB,PREMIER,PVC
000000000060254056 | STP-004 | DATA ENRICHMENT | MUF | MUF |  | 2022-09-28 |  |  | 000000000060254056 | BHP1 | BHP Spares & Supplies | 261016 | Motors | EA | MAN2 | MOTOR,6INCH,15KW,400V | MOTOR,6INCH,15KW,400VELSUB,PREMIER,PVC
000000000060254057 | STP-004 | DATA ENRICHMENT | MUF | MUF |  | 2022-09-28 |  |  | 000000000060254057 | BHP1 | BHP Spares & Supplies | 261016 | Motors | EA | MAN2 | MOTOR,6INCH,18.5KW,400V | MOTOR,6INCH,18.5KW,400VELSUB,PREMIER,PVC
000000000060254058 | STP-004 | DATA ENRICHMENT | MUF | MUF |  | 2022-09-28 |  |  | 000000000060254058 | BHP1 | BHP Spares & Supplies | 261016 | Motors | EA | MAN2 | MOTOR,6INCH,22KW,400V | MOTOR,6INCH,22KW,400VELSUB,PREMIER,PVC
000000000060254059 | STP-004 | DATA ENRICHMENT | MUF | MUF |  | 2022-09-28 |  |  | 000000000060254059 | BHP1 | BHP Spares & Supplies | 261016 | Motors | EA | MAN2 | MOTOR,6INCH,26KW,400V | MOTOR,6INCH,26KW,400VELSUB,PREMIER,PVC
000000000060254060 | STP-004 | DATA ENRICHMENT | MUF | MUF |  | 2022-09-28 |  |  | 000000000060254060 | BHP1 | BHP Spares & Supplies | 261016 | Motors | EA | MAN2 | MOTOR,6INCH,30KW,400V | MOTOR,6INCH,30KW,400VELSUB,PREMIER,PVC
000000000060254061 | STP-004 | DATA ENRICHMENT | MUF | MUF |  | 2022-09-28 |  |  | 000000000060254061 | BHP1 | BHP Spares & Supplies | 261016 | Motors | EA | MAN2 | MOTOR,6INCH,37.5KW,400V | MOTOR,6INCH,37.5KW,400VELSUB,PREMIER,PVC
000000000060254062 | STP-004 | DATA ENRICHMENT | MUF | MUF |  | 2022-09-28 |  |  | 000000000060254062 | BHP1 | BHP Spares & Supplies | 261016 | Motors | EA | MAN2 | MOTOR,6INCH,45KW,400V | MOTOR,6INCH,45KW,400VELSUB,PREMIER,PE2+PA
000000000060254052 | STP-004 | DATA ENRICHMENT | MUF | MUF |  | 2022-09-28 |  |  | 000000000060254052 | BHP1 | BHP Spares & Supplies | 261016 | Motors | EA | MAN2 | MOTOR,6INCH,7.5KW,400V | MOTOR,6INCH,7.5KW,400V,ELSUB,PREMIER PVC
000000000060254053 | STP-004 | DATA ENRICHMENT | MUF | MUF |  | 2022-09-28 |  |  | 000000000060254053 | BHP1 | BHP Spares & Supplies | 261016 | Motors | EA | MAN2 | MOTOR,6INCH,9.2KW,400V | MOTOR,6INCH,9.2KW,400V,ELSUB,PREMIER,PVC
000000000060246531 | STP-004 | DATA ENRICHMENT | MUF | MUF |  | 2022-09-28 |  |  | 000000000060246531 | BHP1 | BHP Spares & Supplies | 200000 | Mining Machinery and Accessories | EA | MAN2 | MOTOR,7.5KW,MOTORLINE,BMG,C4P5B5,F | MOTOR,7.5KW,MOTORLINE,BMG,C4P5B5,F
000000000060181454 | STP-004 | DATA ENRICHMENT | MUF | MUF |  | 2022-09-28 |  |  | 000000000060181454 | BHP1 | BHP Spares & Supplies | 261016 | Motors | EA | MAN2 | MOTOR,75 KW, 4P, 525V, PSP DRUM | (2 TERMINALS) TERMINAL BOX AT TOP B02 EQUALS ACCEPTANCE TEST CERTIFICATE, 3, ACCORDING TO EN 10204 F70 EQUALS MOUNTING OF EXTERNAL FAN L51 EQUALS, BEARING INSULATION NDE NDE, MOTOR,75 KW, 4P, 525V, F-S 280S, B5, IE3, SIEMENS MOTOR 137 657.11-, 1LE1583-2DB09-0FB4-Z B02-F70-L51-M1Y M1Y-525VD 50HZ 75KW, SIMOTICS SD MOTOR TYPE 1CV3280B LOW-VOLTAGE MOTOR, IEC SQUIRREL-CAGE, ROTOR, SELF-VENTILATED, IP55 TEMPERATURE CLASS 155 F ACCORDING TO 1 30B, CAST IRON FRAME BASIC LINE PREMIUM EFFICIENCY IE3, 4-POLE SIZE 280S 75, KW 50 HZ NON-STANDARD WINDING 3 AC50HZ,5, 25V,75KW IM B5, FLANGE FF500 (A550) 3 PTC THERMISTORS FOR DISCONNECTION, AS PER SSI 3118, VIEW FAN AND MOTOR VOLTAGE MUST BE 525 !
000000000060227061 | STP-004 | DATA ENRICHMENT | MUF | MUF |  | 2022-09-28 |  |  | 000000000060227061 | BHP1 | BHP Spares & Supplies | 261016 | Motors | EA | MAN2 | MOTOR,75KW 1460RPM. 4POLE,B3 MOUNT,FR | MOTOR, ALTERNATING CURRENT, 75KW, FRAME 250ML, 525 VOLT, 1475 RPM, 4 POLE, FOOT MOUNTED
000000000060228242 | STP-004 | DATA ENRICHMENT | ATS | ATS |  | 2022-09-28 |  |  | 000000000060228242 | BHP1 | BHP Spares & Supplies | 261016 | Motors | EA | MAN2 | MOTOR,75KW,525-550V, 4P,250SM,B3 | 75KW 4P 525-550V B3 250SM WEG MOTOR | TPW4605030 | 0019011455 | ZEST ELECTRICAL MOTORS CC
000000000060253719 | STP-004 | DATA ENRICHMENT | ATS | ATS |  | 2022-09-28 |  |  | 000000000060253719 | BHP1 | BHP Spares & Supplies | 200000 | Mining Machinery and Accessories | EA | MAN2 | MOTOR,75KW,6P,525/1000V,B3,280SM,IE3,MOT | MOTOR, 75KW, 6P, 525/1000V, B3, 280SM, IE3, MOTOR, WEG, W22, IPP66, CI | TPW4615030 | 0019011819 | Unknown
000000000060221224 | STP-004 | DATA ENRICHMENT | ATS | ATS |  | 2022-09-28 |  |  | 000000000060221224 | BHP1 | BHP Spares & Supplies | 261018 | Motor components | EA | MAN2 | MOTOR,AC,132KW,315S,TOP TERMNAL CON | MOTOR, ALTERNATING CURRENT, 132KW, 315S FRAME SIZE, 380 VOLT, 3 PHASE, 4 POLE, 1400 RPM, FOOT MOUNTED, TOP TERMINAL CONNECTION BOX., SSI FMT00295 |  | 0019011590 | SIEMENS
000000000060245103 | STP-004 | DATA ENRICHMENT | MUF | MUF |  | 2022-09-28 |  |  | 000000000060245103 | BHP1 | BHP Spares & Supplies | 261016 | Motors | EA | MAN2 | MOTOR,ACTOM,11KW,6 POLE, | MOTOR, ACTOM, 11KW, 6 POLE, 160L FRAME, 525 VOLT FLANGE MOUNT, IE3, NEW STOCK AS PER ESSI: 1674
000000000060227100 | STP-004 | DATA ENRICHMENT | MUF | MUF |  | 2022-09-28 |  |  | 000000000060227100 | BHP1 | BHP Spares & Supplies | 261016 | Motors | EA | MAN2 | MOTOR,ALTERNATE CURRENT,37KW,525V,1500 | MOTOR, ALTERNATE CURRENT, 37KW,525V,1500RPM
000000000060226816 | STP-004 | DATA ENRICHMENT | MUF | MUF |  | 2022-09-28 |  |  | 000000000060226816 | BHP1 | BHP Spares & Supplies | 261016 | Motors | EA | MAN2 | MOTOR,ALTERNATE CURRENT,37KW,525V,1500 | MOTOR, ALTERNATE CURRENT, 37KW,525V,1500RPM
000000000060145439 | STP-004 | DATA ENRICHMENT | MUF | MUF |  | 2022-09-28 |  |  | 000000000060145439 | BHP1 | BHP Spares & Supplies | 261016 | Motors | EA | MAN2 | MOTOR,ALTERNATING CURRENT, TYPE BL30-18/ | MOTOR:ALTERNATING CURRENT, TYPE BL30-18/4, 1440 RPM, 1150 WATT, 2.5 AMP, FORCE 17658N, INVICTA
000000000060165299 | STP-004 | DATA ENRICHMENT | MUF | MUF |  | 2022-09-28 |  |  | 000000000060165299 | BHP1 | BHP Spares & Supplies | 261016 | Motors | EA | MAN2 | MOTOR,ALTERNATING CURRENT,185KW,315L | MOTOR, ALTERNATING CURRENT, 185KW, 315L FRAME SIZE, 380 VOLT, 3 PHASE, 4, POLE, 1450 RPM, FOOT MOUNTED
000000000060165300 | STP-004 | DATA ENRICHMENT | MUF | MUF |  | 2022-09-28 |  |  | 000000000060165300 | BHP1 | BHP Spares & Supplies | 261016 | Motors | EA | MAN2 | MOTOR,ALTERNATING CURRENT,600KW,HGF40 | MOTOR, ALTERNATING CURRENT, 600KW, HGF400L FRAME SIZE, 690 VOLT, 3 PHASE, INDUCTION, 4 POLE, 1490 RPM, FOOT MOUNTED, COOLING TEFC-IC 411, B, 605, AMP
000000000060165301 | STP-004 | DATA ENRICHMENT | MUF | MUF |  | 2022-09-28 |  |  | 000000000060165301 | BHP1 | BHP Spares & Supplies | 261016 | Motors | EA | MAN2 | MOTOR,ALTERNATING CURRENT,800KW,MGF40 | MOTOR, ALTERNATING CURRENT, 800KW, MGF400D FRAME SIZE, 690 VOLT, 3 PHASE, INDUCTION, 4 POLE, 1492 RPM, FOOT MOUNTED, COOLING CACA-IC 611, B3, MOUNTING, 780 AMP
000000000060165302 | STP-004 | DATA ENRICHMENT | MUF | MUF |  | 2022-09-28 |  |  | 000000000060165302 | BHP1 | BHP Spares & Supplies | 261016 | Motors | EA | MAN2 | MOTOR,ALTERNATING CURRENT,900KW,MGF45 | MOTOR, ALTERNATING CURRENT, 900KW, MGF450C FRAME SIZE, 690 VOLT, 3 PHASE, INDUCTION, 4 POLE, 1492 RPM, FOOT MOUNTED, COOLING CACA-IC 611, B3, MOUNTING, 885,1 AMP
000000000060227071 | STP-004 | DATA ENRICHMENT | MUF | MUF |  | 2022-09-28 |  |  | 000000000060227071 | BHP1 | BHP Spares & Supplies | 261016 | Motors | EA | MAN2 | MOTOR,ALTERNATNG CURRENT,132KW,FRAME | MOTOR, ALTERNATING CURRENT, 132KW, FRAME D355M, 525 VOLT, 1485 RPM, 4 POLE, SLIPRING, FOOT MOUNTED
000000000060227065 | STP-004 | DATA ENRICHMENT | MUF | MUF |  | 2022-09-28 |  |  | 000000000060227065 | BHP1 | BHP Spares & Supplies | 261016 | Motors | EA | MAN2 | MOTOR,ALTERNATNG CURRENT,15KW,FRAME | MOTOR, ALTERNATING CURRENT, 15KW, FRAME 160L, 525 VOLT, 1440 RPM, 4 POLE, FOOT MOUNTED
000000000060227059 | STP-004 | DATA ENRICHMENT | MUF | MUF |  | 2022-09-28 |  |  | 000000000060227059 | BHP1 | BHP Spares & Supplies | 261016 | Motors | EA | MAN2 | MOTOR,ALTERNATNG CURRENT,30KW,FRAME | MOTOR, ALTERNATING CURRENT, 30KW, FRAME 200L, 525 VOLT, 1465 RPM, 4 POLE, FOOT MOUNTED
000000000060227066 | STP-004 | DATA ENRICHMENT | MUF | MUF |  | 2022-09-28 |  |  | 000000000060227066 | BHP1 | BHP Spares & Supplies | 261016 | Motors | EA | MAN2 | MOTOR,ALTERNATNG CURRENT,37KW,FR | MOTOR, ALTERNATING CURRENT, 37KW, FRAME D225M, 525 VOLT, 1475 RPM, FOOT MOUNTED
000000000060227067 | STP-004 | DATA ENRICHMENT | MUF | MUF |  | 2022-09-28 |  |  | 000000000060227067 | BHP1 | BHP Spares & Supplies | 261016 | Motors | EA | MAN2 | MOTOR,ALTERNATNG CURRENT,55KW,FRAME | MOTOR, ALTERNATING CURRENT, 55KW, FRAME 250ML, 525 VOLT, 1460 RPM, 4 POLE, FOOT MOUNTED
000000000060227060 | STP-004 | DATA ENRICHMENT | MUF | MUF |  | 2022-09-28 |  |  | 000000000060227060 | BHP1 | BHP Spares & Supplies | 261016 | Motors | EA | MAN2 | MOTOR,ALTERNATNG CURRENT,7.5KW,FRAME | MOTOR, ALTERNATING CURRENT, 7.5KW, FRAME D132M, 525 VOLT, 14.6 AMP, 1460 RPM, 4 POLE, FOOT MOUNTED
000000000060227076 | STP-004 | DATA ENRICHMENT | MUF | MUF |  | 2022-09-28 |  |  | 000000000060227076 | BHP1 | BHP Spares & Supplies | 261016 | Motors | EA | MAN2 | MOTOR,ALTERNATNG CURRENT,90KW,380 VOL | MOTOR:ALTERNATING CURRENT, 90KW, 380 VOLT, 1460RPM, FRAME SIZE 280SM, 4 POLE, FOOT MOUNTED
000000000060235718 | STP-004 | DATA ENRICHMENT | ATS | ATS |  | 2022-09-28 |  |  | 000000000060235718 | BHP1 | BHP Spares & Supplies | 200000 | Mining Machinery and Accessories | EA | MAN2 | MOTOR,ASSY,FAN,708-7S-00550,WA480-6 | MOTOR,ASSY,FAN,708-7S-00550,KOMATSU,WA480-6 | 708-7S-00550 MOTOR ASS'Y | 0019001867 | KOMATSU CORP
000000000060208517 | STP-004 | DATA ENRICHMENT | ATS | ATS |  | 2022-09-28 |  |  | 000000000060208517 | BHP1 | BHP Spares & Supplies | 221015 | Earth moving machinery | EA | MAN2 | MOTOR,ASSY,REAR,421-926-3613 | MOTOR,ASSY,REAR,WIPER,KOMATSU,421-926-3613 | 421-926-3612 .MOTOR ASSY,REAR | 0019001867 | KOMATSU CORP
000000000060253520 | STP-004 | DATA ENRICHMENT | MUF | MUF |  | 2022-09-28 |  |  | 000000000060253520 | BHP1 | BHP Spares & Supplies | P6010 | Training | EA | MAN2 | MOTOR,ASYNCHRONOUS,SLIPRING,THEEPHASE | MOTOR, ASYNCHRONOUS, SLIPRING, THEEPHASE
000000000060253165 | STP-004 | DATA ENRICHMENT | MUF | MUF |  | 2022-09-28 |  |  | 000000000060253165 | BHP1 | BHP Spares & Supplies | 261016 | Motors | EA | MAN2 | MOTOR,BENCO,7.5KW,160M,970RPM,EA | MOTOR,BENCO,7.5KW,TYPE IE2 160M 4,FLANGE MOUNT,FITTED WITH FORCE COOLING FAN,EA
000000000060242158 | STP-004 | DATA ENRICHMENT | MUF | MUF |  | 2022-09-28 |  |  | 000000000060242158 | BHP1 | BHP Spares & Supplies | 261016 | Motors | EA | MAN2 | MOTOR,BRAKE,7.5KW,525V,4P,MEG170 | MOTOR BRAKE, 7.5KW 525V 4P, FITTED WITH MEG170 525V 100NM BRAKE | TPW2505030
000000000060242135 | STP-004 | DATA ENRICHMENT | MUF | MUF |  | 2022-09-28 |  |  | 000000000060242135 | BHP1 | BHP Spares & Supplies | 261016 | Motors | ST | MAN2 | MOTOR,C/W FAN,TYPE B3,SIZE YY5624,220V,5 | MOTOR,C/W FAN,TYPE B3,SIZE YY5624,220V,50Hz,0.64A,0.09kW,EXCITER COOLING FAN
000000000060175536 | STP-004 | DATA ENRICHMENT | ATS | ATS |  | 2022-09-28 |  |  | 000000000060175536 | BHP1 | BHP Spares & Supplies | 261016 | Motors | EA | MAN2 | MOTOR,CHAINFEED DRIVE C/W SPROCKET,DANGO | MOTOR,CHAINFEED DRIVE C/W SPROCKET,DANGO DIENENTHAL, AS PER SSI 2829 | 263-001/136 | 0019008605 | DANGO DIENENTHAL
000000000060217851 | STP-004 | DATA ENRICHMENT | ATS | ATS |  | 2022-09-28 |  |  | 000000000060217851 | BHP1 | BHP Spares & Supplies | 251739 | Electrical components | EA | MAN2 | MOTOR,CHARGING,110V DC,ABB SAFEPLUS | MOTOR,CHARGING,110V DC,ABB SAFEPLUS, AS PER SSI 5008. | NHP201491R4 | 0019011391 | ABB SOUTH AFRICA (PTY) LTD
000000000060225529 | STP-004 | DATA ENRICHMENT | ATS | ATS |  | 2022-09-28 |  |  | 000000000060225529 | BHP1 | BHP Spares & Supplies | 401516 | Compressors | EA | MAN2 | MOTOR,COOLING,FAN,COMPRESSOR,MK165 | MOTOR, COOLING, FAN, COMPRESSOR, MK165-4DK.24N, 3.6Kw, 380v 50Hz 7A, MOTOR ZIEHL-ABEGG, PSP | ZIEHL-ABEGG | 0019003685 | ZIEHL-EBM
000000000060213624 | STP-004 | DATA ENRICHMENT | ATS | ATS |  | 2022-09-28 |  |  | 000000000060213624 | BHP1 | BHP Spares & Supplies | 261016 | Motors | EA | MAN2 | MOTOR,CROSS TRAVEL,TO SUIT VERLINDE 15 T | MOTOR,CROSS TRAVEL,TO SUIT VERLINDE 15 TON ELECTRODE CRANE, AS PER SSI 5110. | 1291842 | 0019003507 | VERLINDE
000000000060249550 | STP-004 | DATA ENRICHMENT | ATS | ATS |  | 2022-09-28 |  |  | 000000000060249550 | BHP1 | BHP Spares & Supplies | 261016 | Motors | EA | MAN2 | MOTOR,DANFOSS,MMF044DAFEABNNN | MOTOR, DANFOSS, HYDRAULIC, RABBLER WHEELS, 40-46CC FIXED DISPLACEMENT, M44 MF, SPLINE 15- TOOTH, 16-32 PITCH, 362NM MAX TORQUE,MMF04, NEW STOCK AS PER ESSI: 2465 | MMF044DAFEABNNN 15 SPLINES | 0019011679 | DANFOSS (PTY) LTD
000000000060223630 | STP-004 | DATA ENRICHMENT | MUF | MUF |  | 2022-09-28 |  |  | 000000000060223630 | BHP1 | BHP Spares & Supplies | 401017 | Cooling | EA | MAN2 | MOTOR,ELEC,0.75KW,FRAME 80,B5 FLANGED | MOTOR,ELEC,0.75KW,4 POLE, 1475 RPM, 525 VOLT,FRAME 80,B5 FLANGED
000000000060228081 | STP-004 | DATA ENRICHMENT | ATS | ATS |  | 2022-09-28 |  |  | 000000000060228081 | BHP1 | BHP Spares & Supplies | 251739 | Electrical components | EA | MAN2 | MOTOR,ELEC,1.5KW,EXTENDED SHAFT | MOTOR, ELEC, 1.5KW, EXTENDED SHAFT C/W MOTOR BRAKES, FRAME D90L, 525V AC, 3 PHASE, 4 POLE, SQUIRREL CAGE, TEFC, B5/FLANGE MOUNTED, W |  | 0019003592 | WEG MOTORS
000000000060219587 | STP-004 | DATA ENRICHMENT | MUF | MUF |  | 2022-09-28 |  |  | 000000000060219587 | BHP1 | BHP Spares & Supplies | 261016 | Motors | EA | MAN2 | MOTOR,ELEC,110KW,525V,6P,FS 315M,FOOT | MOTOR,ELEC,110KW,525V,6P,FS 315M,FOOT MOUNT, MIXER ROTOR 2, WOLFER, PSP 3, NEW STOCK AS PER "ESSI 10"., (TEST CERTIFICATE REQUIRED WHEN ORDERING NEW!)
000000000060255938 | STP-004 | DATA ENRICHMENT | ATS | ATS |  | 2022-09-28 |  |  | 000000000060255938 | BHP1 | BHP Spares & Supplies | 251739 | Electrical components | EA | MAN2 | MOTOR,ELEC,11KW,525VAC,3PHASE,6POLE,FLAN | MOTOR,ELEC,11KW,FRAME,160L,525VAC,3PHASE,6POLE,FLANGE,MOUNTED,C/W FORCED COOLING FAN, PSP4, DISC FEEDERS | 538720 | 0019011819 | Unknown
000000000060116523 | STP-004 | DATA ENRICHMENT | MUF | MUF |  | 2022-09-28 |  |  | 000000000060116523 | BHP1 | BHP Spares & Supplies | 261016 | Motors | EA | MAN2 | MOTOR,ELEC,132KW,200A,525V AC,3 PHA | MOTOR, ELECTRIC, 132KW, 200A, 525V AC, 3 PHASE, 8 POLE, FOOT MOUNTED, SLIPRING, S/NO 22591, C60 TAG, 52MVA ELECTRIC ARC FURNACE, MID, DELBURG FERROCHROME, MOTOR, ELECTRIC, 132KW, 200A, 525V AC, 3 PHASE, 8 POLE, FOOT MOUNTED,, SLIPRING, S/NO 22591, C60 TAG, 52MVA ELECTRIC ARC FURNACE, MIDDELBURG, FERROCHROME
000000000060214897 | STP-004 | DATA ENRICHMENT | ATS | ATS |  | 2022-09-28 |  |  | 000000000060214897 | BHP1 | BHP Spares & Supplies | 261016 | Motors | EA | MAN2 | MOTOR,ELEC,15 KW,FRAME;200L,525V AC,24,7 | MOTOR,ELEC,15 KW,FRAME;200L,525V AC,24,7 A,8 POLE (730 RPM) FOOT MOUNTED,SHAFT;55 MM, AS PER SSI 4221. | LS4207-8AB | 0019011590 | SIEMENS
000000000060214191 | STP-004 | DATA ENRICHMENT | ATS | ATS |  | 2022-09-28 |  |  | 000000000060214191 | BHP1 | BHP Spares & Supplies | 261016 | Motors | EA | MAN2 | MOTOR,ELEC,160 KW,FRAME 315M,525V AC,4 P | MOTOR,ELEC,160 KW,FRAME 315M,525V AC,4 POLE,SQUIRREL CAGE,FOOT MOUNTED, AS PER SSI 3904. | 1LG4316-4AA90 | 0019011590 | SIEMENS
000000000060175756 | STP-004 | DATA ENRICHMENT | ATS | ATS |  | 2022-09-28 |  |  | 000000000060175756 | BHP1 | BHP Spares & Supplies | 261016 | Motors | EA | MAN2 | MOTOR,ELEC,200KW,260A,525VAC,3 PHASE | MOTOR,ELECTRIC,200KW,260A,4 POLE,FRAME SIZE 400,FOOT MOUNT,525VAC,3, PHASE TEFC,SQUIRREL CAGE., AS PER SSI 3109 | 1LG4317-4AA90-Z | 0019011590 | SIEMENS
000000000060228079 | STP-004 | DATA ENRICHMENT | ATS | ATS |  | 2022-09-28 |  |  | 000000000060228079 | BHP1 | BHP Spares & Supplies | 251739 | Electrical components | EA | MAN2 | MOTOR,ELEC,22KW,FRAME D180L,525V AC | MOTOR, ELEC, 22KW, FRAME D180L, 525V AC, 3 PHASE, 4 POLE, SQUIRREL CAGE, TEFC, B5/FLANGE MOUNTED, WEG |  | 0019003592 | WEG MOTORS
000000000060243927 | STP-004 | DATA ENRICHMENT | MUF | MUF |  | 2022-09-28 |  |  | 000000000060243927 | BHP1 | BHP Spares & Supplies | 261016 | Motors | EA | MAN2 | MOTOR,ELEC,37KW,525V,2 POLE | MOTOR, ELEC, 37KW, 525V, 2 POLE, LS6207-2AB, ACTOM, FRAME 200L, FOOT, MOUNTED., NEW STOCK AS PER ESSI: 1876
000000000060228082 | STP-004 | DATA ENRICHMENT | ATS | ATS |  | 2022-09-28 |  |  | 000000000060228082 | BHP1 | BHP Spares & Supplies | 251739 | Electrical components | EA | MAN2 | MOTOR,ELEC,45KW,FRAME D225SM,525V AC | MOTOR, ELEC, 45KW, FRAME D225SM, 525V AC, 3 PHASE, 4 POLE, SQUIRREL CAGE, TEFC, B5/FLANGE MOUNTED, WEG |  | 0019003592 | WEG MOTORS
000000000060228080 | STP-004 | DATA ENRICHMENT | ATS | ATS |  | 2022-09-28 |  |  | 000000000060228080 | BHP1 | BHP Spares & Supplies | 251739 | Electrical components | EA | MAN2 | MOTOR,ELEC,5.5KW,EXTENDED SHAFT | MOTOR, ELEC, 5.5KW, EXTENDED SHAFT, FRAME D132S, 525V AC, 3 PHASE, 4 POLE, SQUIRREL CAGE, TEFC, B5/FLANGE MOUNTED, WEG |  | 0019003592 | WEG MOTORS
000000000060122782 | STP-004 | DATA ENRICHMENT | MUF | MUF |  | 2022-09-28 |  |  | 000000000060122782 | BHP1 | BHP Spares & Supplies | 261016 | Motors | EA | MAN2 | MOTOR,ELEC,5.5KW,FRAME 132S,525V AC,3 PH | MOTOR,ELECTRIC,5.5KW,FRAME 132S,525V AC,3 PHASE,4 POLE,SQUIRREL CAGE,TEFC,FOOT MOUNTED.
000000000060214896 | STP-004 | DATA ENRICHMENT | MUF | MUF |  | 2022-09-28 |  |  | 000000000060214896 | BHP1 | BHP Spares & Supplies | 261016 | Motors | EA | MAN2 | MOTOR,ELEC,7.5 KW,525V AC,3 PHASE,6 POLE | MOTOR,ELEC,7.5 KW,525V AC,3 PHASE,6 POLE C/W COOLING TOWER FAN AND GUARD, AS PER SSI 4220.
000000000060217633 | STP-004 | DATA ENRICHMENT | ATS | ATS |  | 2022-09-28 |  |  | 000000000060217633 | BHP1 | BHP Spares & Supplies | 261016 | Motors | EA | MAN2 | MOTOR,ELECT,0,75 KW,525V,4 POLE,FOOT MOU | MOTOR,ELECT;0,75 KW,525V,4 POLE,FOOT MOUNTED,SIEMENS., AS PER SSI 5118. | 1LA7083-4AA90 | 0019011590 | SIEMENS
000000000060222401 | STP-004 | DATA ENRICHMENT | MUF | MUF |  | 2022-09-28 |  |  | 000000000060222401 | BHP1 | BHP Spares & Supplies | 261016 | Motors | EA | MAN2 | MOTOR,ELECTRC,18.5KW,26A,4POLE,FRAME S | MOTOR,ELECTRIC, 18.5KW,26A,4POLE,FRAME SIZE 180M, FLANGE MOUNT, SQUIRREL CAGE,3PHASE,525 V., NEW STOCK AS PER ESSI 08.
000000000060214269 | STP-004 | DATA ENRICHMENT | ATS | ATS |  | 2022-09-28 |  |  | 000000000060214269 | BHP1 | BHP Spares & Supplies | 221015 | Earth moving machinery | EA | MAN2 | MOTOR,ELECTRC,37KW,525V,2POLE,2900RPM, | MOTOR, ELECTRIC, 37KW,525V,2POLE,2900RPM,200L FRAME B3 FOOT MOUNTED, T/BOX RHS, MOTOR, ELECTRIC,37KW,525V,2POLE,2900RPM,200L FRAME B3 FOOT MOUNTED T/BOX, RHS | MOTOR, ELECTRCAL, 37KW,525V,2POLE, 2900 | 0019011455 | ZEST ELECTRICAL MOTORS CC
000000000060227105 | STP-004 | DATA ENRICHMENT | MUF | MUF |  | 2022-09-28 |  |  | 000000000060227105 | BHP1 | BHP Spares & Supplies | 261016 | Motors | EA | MAN2 | MOTOR,ELECTRC,45KW 525VOLT 1475RPM FR | MOTOR,ELECTRIC,45KW 525VOLT 1475RPM FRAME SIZE 225S/M
000000000060227083 | STP-004 | DATA ENRICHMENT | MUF | MUF |  | 2022-09-28 |  |  | 000000000060227083 | BHP1 | BHP Spares & Supplies | 261016 | Motors | EA | MAN2 | MOTOR,ELECTRC,55KW,525V,4POLE,1460RPM, | MOTOR, ELECTRIC,55KW,525V,4POLE,1460RPM,250S/M FRAME B3 FOOT MOUNTED
000000000060227081 | STP-004 | DATA ENRICHMENT | MUF | MUF |  | 2022-09-28 |  |  | 000000000060227081 | BHP1 | BHP Spares & Supplies | 261016 | Motors | EA | MAN2 | MOTOR,ELECTRC,7.5KW,525V,4POLE,1460RPM | MOTOR,ELECTRIC,7.5KW,525V,4POLE,1460RPM,132M FRAME B3 FOOT MOUNTED T/BOX
000000000060227531 | STP-004 | DATA ENRICHMENT | MUF | MUF |  | 2022-09-28 |  |  | 000000000060227531 | BHP1 | BHP Spares & Supplies | 261016 | Motors | EA | MAN2 | MOTOR,ELECTRC,VBRATOR,7.5KW,380VOLT | MOTOR, ELECTRIC, VIBRATOR,7.5KW, 380VOLT, 1460RPM
000000000060221314 | STP-004 | DATA ENRICHMENT | ATS | ATS |  | 2022-09-28 |  |  | 000000000060221314 | BHP1 | BHP Spares & Supplies | 391217 | Electrical hardware and supplies | EA | MAN2 | MOTOR,ELECTRCAL 160KW 525V MEC GEARBOX | MOTOR, ELECTRICAL 160KW 1460RPM 525V 4POLE 315S/M FRAME B35 FOOT/FLANGE 50HZ SQUIRREL CAGE MOUNTED D.O.L FOR A 110KW MEC BEVEL HELIC |  | 0019011455 | ZEST ELECTRICAL MOTORS CC
000000000060223975 | STP-004 | DATA ENRICHMENT | ATS | ATS |  | 2022-09-28 |  |  | 000000000060223975 | BHP1 | BHP Spares & Supplies | 391200 | Electrical equipment and components and supplies | EA | MAN2 | MOTOR,ELECTRCAL 37KW 1460RPM 525V 4POLE | MOTOR,ELECTRICAL 37KW 1460RPM IP55 525V 4POLE 225S/M FRAME B3 FOOT, MOUNTED T/BOX RHS,IE1,TEFC,W22 |  | 0019011455 | ZEST ELECTRICAL MOTORS CC
000000000060188291 | STP-004 | DATA ENRICHMENT | ATS | ATS |  | 2022-09-28 |  |  | 000000000060188291 | BHP1 | BHP Spares & Supplies | 261016 | Motors | EA | MAN2 | MOTOR,ELECTRCAL 90KW 2900RPM 525V | MOTOR, ELECTRICAL 90KW 2900RPM 525V 2POLE 280S/M FRAME B3 FOOT MOUNTED T/BOX RHS |  | 0019011455 | ZEST ELECTRICAL MOTORS CC
000000000060218281 | STP-004 | DATA ENRICHMENT | MUF | MUF |  | 2022-09-28 |  |  | 000000000060218281 | BHP1 | BHP Spares & Supplies | 401515 | Pumps | EA | MAN2 | MOTOR,ELECTRCAL,90KW,FRAME SZE 280S | MOTOR, ELECTRICAL, 90KW, FRAME SIZE 280SM, VOLT 380, POLE 2, MOUNT B3, IP55, EFF IE1, MATERIAL CAST IRON, WEG
000000000060221495 | STP-004 | DATA ENRICHMENT | MUF | MUF |  | 2022-09-28 |  |  | 000000000060221495 | BHP1 | BHP Spares & Supplies | 261016 | Motors | EA | MAN2 | MOTOR,ELECTRCAL,SLPRNG,10.5KW,4 POLE | MOTOR,ELECTRICAL,SLIPRING,10.5KW,4 POLE,160L,1440RPM,525V,FOOT MOUNTED, NEW STOCK AS PER SSI 6605.
000000000060213993 | STP-004 | DATA ENRICHMENT | MUF | MUF |  | 2022-09-28 |  |  | 000000000060213993 | BHP1 | BHP Spares & Supplies | 261016 | Motors | EA | MAN2 | MOTOR,ELECTRCAL: VBRATOR,1.15KW,380 | MOTOR, ELECTRICAL: VIBRATOR, 1.15KW, 380V, 4 POLES, 3 PHASE, BASE, MOUNTED, IP 66, INSULATION CLASS F, FRAME BLZ30-18/4, SQUIRREL CAGE,, INVICTA
000000000060164139 | STP-004 | DATA ENRICHMENT | MUF | MUF |  | 2022-09-28 |  |  | 000000000060164139 | BHP1 | BHP Spares & Supplies | 261016 | Motors | EA | MAN2 | MOTOR,ELECTRIC, JV 174-200,1.6KW,380 | MOTOR, ELECTRIC, JV 174-200, 1.6KW, 380V, 1450 RPM, IP55, UNBALANCED,, FOOT MOUNTED, JOEST
000000000060232461 | STP-004 | DATA ENRICHMENT | MUF | MUF |  | 2022-09-28 |  |  | 000000000060232461 | BHP1 | BHP Spares & Supplies | P1047 | Electrical machinery, motors, generators | EA | MAN2 | MOTOR,ELECTRIC,0.55KW,525V,6P,B5 | MOTOR ELECTRIC, 0.55KW 525V 6POLE, FLANGE MOUNT
000000000060240157 | STP-004 | DATA ENRICHMENT | MUF | MUF |  | 2022-09-28 |  |  | 000000000060240157 | BHP1 | BHP Spares & Supplies | 251739 | Electrical components | EA | MAN2 | MOTOR,ELECTRIC,1.5KW,4POLE,400VOLT,3PHAS | MOTOR, ELECTRIC, 1.5KW, 4POLE, 400VOLT, 3PHASE, FLANGE,MOUNT, IE3, IP66, W22
000000000060227104 | STP-004 | DATA ENRICHMENT | MUF | MUF |  | 2022-09-28 |  |  | 000000000060227104 | BHP1 | BHP Spares & Supplies | 261016 | Motors | EA | MAN2 | MOTOR,ELECTRIC,110KW 380VOLT 2900RPM F | MOTOR,ELECTRIC,110KW 380VOLT 2900RPM FRAME SIZE 280SM
000000000060238560 | STP-004 | DATA ENRICHMENT | ATS | ATS |  | 2022-09-28 |  |  | 000000000060238560 | BHP1 | BHP Spares & Supplies | 261016 | Motors | EA | MAN2 | MOTOR,ELECTRIC,11KW,SEW,DRN160M4/FG | GEARBOX AC MOTOR,11 KW 525V,SEW,DRN160M4/FG | DRN160M4/FG | 0019003014 | SEW-EURODRIVE,PORTUGAL (MOTORS)
000000000060174255 | STP-004 | DATA ENRICHMENT | MUF | MUF |  | 2022-09-28 |  |  | 000000000060174255 | BHP1 | BHP Spares & Supplies | 261016 | Motors | EA | MAN2 | MOTOR,ELECTRIC,132KW,165A,4 POLE,FRAME S | MOTOR,ELECTRIC,132KW,165A,4 POLE,FRAME SIZE 315 S,B5 FLANGE, MOUNT,525VAC,3 PHASE,SQUIRREL CAGE, AS PER SSI 2255, CHANGED AS PER ESSI:21
000000000060227321 | STP-004 | DATA ENRICHMENT | MUF | MUF |  | 2022-09-28 |  |  | 000000000060227321 | BHP1 | BHP Spares & Supplies | 391200 | Electrical equipment and components and supplies | EA | MAN2 | MOTOR,ELECTRIC,15KW,1460RPM,525V 4POLE B | MOTOR ELECTRIC 15KW 525V 4POLE 1460RPM B5 FLANGE MOUNT IP66
000000000060122913 | STP-004 | DATA ENRICHMENT | ATS | ATS |  | 2022-09-28 |  |  | 000000000060122913 | BHP1 | BHP Spares & Supplies | 261016 | Motors | EA | MAN2 | MOTOR,ELECTRIC,250KW,FRAME 315LX | MOTOR,ELECTRIC,250KW, ACTOM,FRAME 315LX,525V AC, 3 PHASE,4 POLE,SQUIRREL, CAGE,TEFC,FOOT MOUNTED, FRAME SIZE CHANGED AS PER SSI 3058. | 1LG4318-4AA90-Z | 0019011590 | SIEMENS
000000000060175757 | STP-004 | DATA ENRICHMENT | ATS | ATS |  | 2022-09-28 |  |  | 000000000060175757 | BHP1 | BHP Spares & Supplies | 261016 | Motors | EA | MAN2 | MOTOR,ELECTRIC,290KW,375A,4 POLE, | MOTOR,ELECTRIC,290KW,375A,4 POLE,FRAME SIZE 315,FOOT MOUNT,525VAC,3, PHASE,SQUIRREL CAGE., AS PER SSI 3110 | 1LA8317-4PM90-Z | 0019003033 | SIEMENS GMBH,W.GERMANY
000000000060254976 | STP-004 | DATA ENRICHMENT | MUF | MUF |  | 2022-09-28 |  |  | 000000000060254976 | BHP1 | BHP Spares & Supplies | 200000 | Mining Machinery and Accessories | EA | MAN2 | MOTOR,ELECTRIC,355KW,525V,50HZ,4POLES | MOTOR,ELECTRIC,355KW,525V,50HZ,4POLES,IP-65,IE2,EFFICIENCY
000000000060122888 | STP-004 | DATA ENRICHMENT | MUF | MUF |  | 2022-09-28 |  |  | 000000000060122888 | BHP1 | BHP Spares & Supplies | 261016 | Motors | EA | MAN2 | MOTOR,ELECTRIC,50 KW,SLIPRING,FOOT MOUNT | MOTOR,ELECTRIC,50KW,FRAME 280S,525V AC,3 PHASE,6 POLE,SLIPRING,TEFC,FOOT, MOUNTED
000000000060116521 | STP-004 | DATA ENRICHMENT | MUF | MUF |  | 2022-09-28 |  |  | 000000000060116521 | BHP1 | BHP Spares & Supplies | 261016 | Motors | EA | MAN2 | MOTOR,ELECTRIC,55 KW,FRAME 250S,525V AC, | MOTOR,ELECTRIC,55 KW,FRAME 250S,525V AC,3 PHASE,4 POLE,SQUIRREL CAGE,FOOT MOUNTE
000000000060238582 | STP-004 | DATA ENRICHMENT | ATS | ATS |  | 2022-09-28 |  |  | 000000000060238582 | BHP1 | BHP Spares & Supplies | 200000 | Mining Machinery and Accessories | EA | MAN2 | MOTOR,ELECTRIC,55088384,DD210L | ELECTRIC MOTOR, PN 55088384, DD210L | 55088384 | 0019002924 | SANDVIK
000000000060217441 | STP-004 | DATA ENRICHMENT | ATS | ATS |  | 2022-09-28 |  |  | 000000000060217441 | BHP1 | BHP Spares & Supplies | 261016 | Motors | EA | MAN2 | MOTOR,ELECTRIC,BAUER,AC,0.18 KW,1350 RPM | MOTOR,ELECTRIC,BAUER,AC,0.18 KW,1350 RPM,550VAC,3 PHASE,D06LA4/BR-G,BINDER BRAKES AC7334107 A00,2 Nm, AS PER SSI 4239. | D06LA4/BG-G | 0019010260 | BAUER
000000000060183146 | STP-004 | DATA ENRICHMENT | ATS | ATS |  | 2022-09-28 |  |  | 000000000060183146 | BHP1 | BHP Spares & Supplies | 261016 | Motors | EA | MAN2 | MOTOR,ELECTRIC,CAST IRON FRAME,SQUIRREL | MOTOR,ELECTRIC,CAST IRON FRAME,SQUIRREL CAGE,1.5 KW,6 POLE,525V,B3,C/W B5 FLANGE (1LA6/7 FS100),PSP 3 PELLETISING PLANT-MFC, AS PER SSI 4152. | 1LA6106-6AA90/1LY7100-OFG | 0019011590 | SIEMENS
000000000060255543 | STP-004 | DATA ENRICHMENT | ATS | ATS |  | 2022-09-28 |  |  | 000000000060255543 | BHP1 | BHP Spares & Supplies | 251739 | Electrical components | EA | MAN2 | MOTOR,ELECTRIC,GEARED,0.55KW,1435RPM,525 | MOTOR,ELECTRIC,GEARED,0.55KW,1435RPM,525V,1.7A,SEW,DRN80MK4/FG/V,FLANGE | DRN80MK4/FG/V | 0019011819 | Unknown
000000000060255489 | STP-004 | DATA ENRICHMENT | SMX | SMX |  | 2022-09-28 |  |  | 000000000060255489 | BHP1 | BHP Spares & Supplies | 251739 | Electrical components | EA | MAN2 | MOTOR,ELECTRIC,GEARED,11KW,1473RPM,52 | MOTOR,ELECTRIC,GEARED,11KW,1473RPM,525V,16A,SEW,DRN160M4/FG/RS | DRN160M4/FG/RS | 0019011819 | Unknown
000000000060243496 | STP-004 | DATA ENRICHMENT | SMX | SMX |  | 2022-09-28 |  |  | 000000000060243496 | BHP1 | BHP Spares & Supplies | P1047 | Electrical machinery, motors, generators | EA | MAN2 | MOTOR,ELECTRIC,GEARED,11KW,1473RPM,525V | MOTOR,ELECTRIC,GEARED,11KW,1473RPM,525V,SEW,TYPEKA97/TDRN160M4/FG | DRN160M4/FG | 0019008928 | SEW
000000000060255493 | STP-004 | DATA ENRICHMENT | SMX | SMX |  | 2022-09-28 |  |  | 000000000060255493 | BHP1 | BHP Spares & Supplies | 251739 | Electrical components | EA | MAN2 | MOTOR,ELECTRIC,GEARED,2.2KW,1450RPM,SEW, | MOTOR,ELECTRIC,GEARED,2.2KW,1450RPM,SEW,6.30/3.65A,DRN100LS4/BE5HF/FG,FLANGE,525V | DRN100LS4/BE5HF/FG | 0019011819 | Unknown
000000000060255492 | STP-004 | DATA ENRICHMENT | SMX | SMX |  | 2022-09-28 |  |  | 000000000060255492 | BHP1 | BHP Spares & Supplies | 251739 | Electrical components | EA | MAN2 | MOTOR,ELECTRIC,GEARED,3KW,1456RPM,525V,4 | MOTOR,ELECTRIC,GEARED,3KW,1456RPM,525V,4.9A,SEW,DRN100M4,FLANGE | DRN100M4 | 0019011819 | Unknown
000000000060255488 | STP-004 | DATA ENRICHMENT | SMX | SMX |  | 2022-09-28 |  |  | 000000000060255488 | BHP1 | BHP Spares & Supplies | 251739 | Electrical components | EA | MAN2 | MOTOR,ELECTRIC,GEARED,4KW,1464RPM,525V,6 | MOTOR,ELECTRIC,GEARED,4KW,1464RPM,525V,6A,SEW112,DRN112M4/FG/RS,FLANGE | DRN112M4/FG/RS | 0019011819 | Unknown
000000000060255490 | STP-004 | DATA ENRICHMENT | SMX | SMX |  | 2022-09-28 |  |  | 000000000060255490 | BHP1 | BHP Spares & Supplies | 251739 | Electrical components | EA | MAN2 | MOTOR,ELECTRIC,GEARED,5.5KW,1461RPM,525V | MOTOR,ELECTRIC,GEARED,5.5KW,1461RPM,525V,8A,SEW,DRN132S4/FG,FLANGE | DRN132S4/FG | 0019011819 | Unknown
000000000060255491 | STP-004 | DATA ENRICHMENT | SMX | SMX |  | 2022-09-28 |  |  | 000000000060255491 | BHP1 | BHP Spares & Supplies | 251739 | Electrical components | EA | MAN2 | MOTOR,ELECTRIC,GEARED,7.5KW,1468RPM,525V | MOTOR,ELECTRIC,GEARED,7.5KW,1468RPM,525V,11.6A,SEW,DRN132M4/FG/RS | DRN132M4/FG/RS | 0019011819 | Unknown
000000000060183834 | STP-004 | DATA ENRICHMENT | SMX | SMX |  | 2022-09-28 |  |  | 000000000060183834 | BHP1 | BHP Spares & Supplies | 261016 | Motors | EA | MAN2 | MOTOR,ELECTRIC,SQUIRREL CAGE,CI FRAME,15 | MOTOR,ELECTRIC,SQUIRREL CAGE,CI FRAME,15 KW,2 POLE,525 VOLT,B3, AS PER SSI 2428 | 1LA6164-2AA90 | 0019011590 | SIEMENS
000000000060181655 | STP-004 | DATA ENRICHMENT | MUF | MUF |  | 2022-09-28 |  |  | 000000000060181655 | BHP1 | BHP Spares & Supplies | P1047 | Electrical machinery, motors, generators | EA | MAN2 | MOTOR,ELECTRIC,VIBRAT,2.5KW,525V,1500RP | MOTOR, ELECTRIC,VIBRAT,2.4KW,525V,1500RPM, MOTOR, ELECTRIC,VIBRAT,2.5KW,525V,1500RPM Orange VIS 15/3810-S02, ORANGE ITAVIBRAS VIS 15/3810-S02 | ORANGE ITAVIBRAS VIS 15/3810-S02
000000000060182420 | STP-004 | DATA ENRICHMENT | MUF | MUF |  | 2022-09-28 |  |  | 000000000060182420 | BHP1 | BHP Spares & Supplies | P1047 | Electrical machinery, motors, generators | EA | MAN2 | MOTOR,ELECTRIC,VIBRAT,5.5KW VV81B/6 VE | MOTOR, ELECTRIC,VIBRAT, 5.5KW VV81B/6 VENANZETTI 525V
000000000060228147 | STP-004 | DATA ENRICHMENT | MUF | MUF |  | 2022-09-28 |  |  | 000000000060228147 | BHP1 | BHP Spares & Supplies | 251739 | Electrical components | EA | MAN2 | MOTOR,ELECTRIC,VIBRATOR,6.6KW,380VOLT,75 | MOTOR,ELECTRIC,VIBRATOR,6.6KW,380VOLT,750RPM
000000000060240159 | STP-004 | DATA ENRICHMENT | MUF | MUF |  | 2022-09-28 |  |  | 000000000060240159 | BHP1 | BHP Spares & Supplies | 251739 | Electrical components | EA | MAN2 | MOTOR,ELECTRIC,WEG,2.2KW,4POLE,400VOLT,1 | MOTOR, ELECTRIC, WEG, 2.2KW, 4POLE, 400VOLT, 100L, FLANGE, MOUNT, IE3, IP66, W22
000000000060227106 | STP-004 | DATA ENRICHMENT | MUF | MUF |  | 2022-09-28 |  |  | 000000000060227106 | BHP1 | BHP Spares & Supplies | 261016 | Motors | EA | MAN2 | MOTOR,ELECTRICAL 160KW 1460RPM 525V | MOTOR,ELECTRICAL 160KW 1460RPM 525V 4POLE 315S/M FRAME B3 FOOT MOUNTED
000000000060188287 | STP-004 | DATA ENRICHMENT | SMX | SMX |  | 2022-09-28 |  |  | 000000000060188287 | BHP1 | BHP Spares & Supplies | 261016 | Motors | EA | MAN2 | MOTOR,ELECTRICAL 55KW 2900RPM 525V | MOTOR, ELECTRICAL 55KW 2900RPM 525V 2POLE 250S/M FRAME B3 FOOT MOUNTED T/BOX RHS |  | 0019011455 | ZEST ELECTRICAL MOTORS CC
000000000060188289 | STP-004 | DATA ENRICHMENT | SMX | SMX |  | 2022-09-28 |  |  | 000000000060188289 | BHP1 | BHP Spares & Supplies | 261016 | Motors | EA | MAN2 | MOTOR,ELECTRICAL 75KW 2900RPM 525V | MOTOR, ELECTRICAL 75KW 2900RPM 525V 2POLE 250S/M FRAME B3 FOOT MOUNTED T/BOX RHS |  | 0019011455 | ZEST ELECTRICAL MOTORS CC
000000000060164084 | STP-004 | DATA ENRICHMENT | MUF | MUF |  | 2022-09-28 |  |  | 000000000060164084 | BHP1 | BHP Spares & Supplies | 261016 | Motors | EA | MAN2 | MOTOR,ELECTRICAL, 500KW,FRAME HGF355, | MOTOR, ELECTRICAL, 500KW, FRAME HGF355, 380V, 1485 RPM, IP55, SQUIRREL, MOTOR, ELECTRICAL: 500KW, FRAME HGF355, 380V, 1485 RPM, IP55, SQUIRREL, CAGE, C/IRON, TEFC, FOOT MOUNTED, WEG
000000000060164107 | STP-004 | DATA ENRICHMENT | MUF | MUF |  | 2022-09-28 |  |  | 000000000060164107 | BHP1 | BHP Spares & Supplies | 261016 | Motors | EA | MAN2 | MOTOR,ELECTRICAL, 7.5KW,FRAME D160M, | MOTOR, ELECTRICAL: 7.5KW, FRAME D160M, 380V, 965 RPM, IP55, SQUIRREL, CAGE, C/IRON, TEFC, FOOT AND FLANGED MOUNTED
000000000060164189 | STP-004 | DATA ENRICHMENT | MUF | MUF |  | 2022-09-28 |  |  | 000000000060164189 | BHP1 | BHP Spares & Supplies | 261016 | Motors | EA | MAN2 | MOTOR,ELECTRICAL, VIBRATOR,11KW,TYPE | MOTOR, ELECTRICAL: VIBRATOR, 11KW, TYPE KEEH-170-8 URAS, 380V AC, 3, PHASE,8 POLE, SQUIRREL CAGE, MURAKAMI SEIKI YASKAWA
000000000060247776 | STP-004 | DATA ENRICHMENT | MUF | MUF |  | 2022-09-28 |  |  | 000000000060247776 | BHP1 | BHP Spares & Supplies | 200000 | Mining Machinery and Accessories | EA | MAN2 | MOTOR,ELECTRICAL,110KW,525V,2PHOLE,FOOTM | MOTOR,ELECTRICAL,110KW,525V,2PHOLE,FOOTMOUNT,REGAL
000000000060227108 | STP-004 | DATA ENRICHMENT | MUF | MUF |  | 2022-09-28 |  |  | 000000000060227108 | BHP1 | BHP Spares & Supplies | 261016 | Motors | EA | MAN2 | MOTOR,ELECTRICAL,3.7KW,KEE 54-8,380 | MOTOR,ELECTRICAL, 3.7KW,KEE 54-8,380V,740RPM
000000000060239195 | STP-004 | DATA ENRICHMENT | MUF | MUF |  | 2022-09-28 |  |  | 000000000060239195 | BHP1 | BHP Spares & Supplies | 261016 | Motors | EA | MAN2 | MOTOR,ELECTRICAL,30KW,222KG | MOTOR,ELECTRICAL 30KW,380V,50HZ,2955RPM,IP55,WEG,SN1044369264 OF 07/2018,222KG
000000000060227103 | STP-004 | DATA ENRICHMENT | MUF | MUF |  | 2022-09-28 |  |  | 000000000060227103 | BHP1 | BHP Spares & Supplies | 261016 | Motors | EA | MAN2 | MOTOR,ELECTRICAL,37KW,525V,4POLE,1450 | MOTOR,ELECTRICAL,37KW,525V 2POLE,2900RPM,200L FRAME B3 FOOT MOUNTED
000000000060228749 | STP-004 | DATA ENRICHMENT | MUF | MUF |  | 2022-09-28 |  |  | 000000000060228749 | BHP1 | BHP Spares & Supplies | 261016 | Motors | EA | MAN2 | MOTOR,ELECTRICAL,45KW | MOTOR ELECTRICAL , 45KW , FRAME 225SM, MOUNT B3 , 4POLE , 380 VOLT , IE1 , WEG W22 , IP55 CI
000000000060227107 | STP-004 | DATA ENRICHMENT | MUF | MUF |  | 2022-09-28 |  |  | 000000000060227107 | BHP1 | BHP Spares & Supplies | 261016 | Motors | EA | MAN2 | MOTOR,ELECTRICAL,5.5KW,KEE 80-6,380 | MOTOR,ELECTRICAL, 5.5KW,KEE 80-6,380V
000000000060227102 | STP-004 | DATA ENRICHMENT | MUF | MUF |  | 2022-09-28 |  |  | 000000000060227102 | BHP1 | BHP Spares & Supplies | 261016 | Motors | EA | MAN2 | MOTOR,ELECTRICAL,7.5KW,FRAME D160M, | MOTOR,ELECTRICAL, 7.5KW,FRAME D160M,380V,965 RPM,IP55,SQUIRREL CAGE
000000000060229431 | STP-004 | DATA ENRICHMENT | MUF | MUF |  | 2022-09-28 |  |  | 000000000060229431 | BHP1 | BHP Spares & Supplies | 261016 | Motors | EA | MAN2 | MOTOR,ELECTRICAL,VIBRATOR,0.65KW,4POLE | MOTOR, ELECTRICAL, VIBRATOR, 0.65KW, 4POLE, 380VOLT, 3 PHASE, 1500RPM, 50HZ, OLI TYPE: MVE 1100/15
000000000060177802 | STP-004 | DATA ENRICHMENT | MUF | MUF |  | 2022-09-28 |  |  | 000000000060177802 | BHP1 | BHP Spares & Supplies | P1047 | Electrical machinery, motors, generators | EA | MAN2 | MOTOR,ELECTRICAL: 400KW,FRAME DX400L,6 | MOTOR,ELECTRICAL: 400KW, FRAME DX400L, 6600V, 3-PHASE, 50HZ, 1490 RPM, IP55, SQUIRREL, CAGE, FOOT MOUNTED,SIEMENS
000000000060186519 | STP-004 | DATA ENRICHMENT | SMX | SMX |  | 2022-09-28 |  |  | 000000000060186519 | BHP1 | BHP Spares & Supplies | 261016 | Motors | EA | MAN2 | MOTOR,ELECTRICAL: 75KW,380V AC,4 POLE | MOTOR, ELECTRICAL: 75KW, 380V AC, 4 POLE, 3 PHASE, FOOT <(>&<)> FLANGE, MOUNTED, FRAME 250 S/M, IP 66, INSULATION CLASS H, SQUIRREL CAGE, WEG |  | 0019011455 | ZEST ELECTRICAL MOTORS CC
000000000060254047 | STP-004 | DATA ENRICHMENT | MUF | MUF |  | 2022-09-28 |  |  | 000000000060254047 | BHP1 | BHP Spares & Supplies | 261016 | Motors | EA | MAN2 | MOTOR,ELSUB,CAN-SUB,2.2KW,525V,S/S,304, | MOTOR,ELSUB.CAN-SUB,2.2KW,525V,S/S.304,CONST
000000000060254695 | STP-004 | DATA ENRICHMENT | MUF | MUF |  | 2022-09-28 |  |  | 000000000060254695 | BHP1 | BHP Spares & Supplies | 261016 | Motors | EA | MAN2 | MOTOR,ELSUB,ECO,COIL,4INCH,2.2KW,380,V | MOTOR, ELSUB, ECO, COIL, 4INCH, 2.2KW, 380,V
000000000060254044 | STP-004 | DATA ENRICHMENT | MUF | MUF |  | 2022-09-28 |  |  | 000000000060254044 | BHP1 | BHP Spares & Supplies | 261016 | Motors | EA | MAN2 | MOTOR,ELSUB,ECO,OIL,4INCH,2.2KW,380V | MOTOR,ELSUB,ECO,OIL,4INCH,2.2KW,380V
000000000060254045 | STP-004 | DATA ENRICHMENT | MUF | MUF |  | 2022-09-28 |  |  | 000000000060254045 | BHP1 | BHP Spares & Supplies | 261016 | Motors | EA | MAN2 | MOTOR,ELSUB,ECO,OIL,4INCH,3KW,380V | MOTOR,ELSUB,ECO,OIL,4INCH,3KW,380V
000000000060254046 | STP-004 | DATA ENRICHMENT | MUF | MUF |  | 2022-09-28 |  |  | 000000000060254046 | BHP1 | BHP Spares & Supplies | 261016 | Motors | EA | MAN2 | MOTOR,ELSUB,ECO,OIL,4INCH,3KW,380V | MOTOR,ELSUB,ECO,OIL,4INCH,3KW,380V
000000000060254050 | STP-004 | DATA ENRICHMENT | MUF | MUF |  | 2022-09-28 |  |  | 000000000060254050 | BHP1 | BHP Spares & Supplies | 261016 | Motors | EA | MAN2 | MOTOR,ELSUB.CAN-SUB,5.5KW,525V,S/S.304, | MOTOR,ELSUB,CAN-SUB,5.5KW,525V,S/S.304,CONST
000000000060254051 | STP-004 | DATA ENRICHMENT | MUF | MUF |  | 2022-09-28 |  |  | 000000000060254051 | BHP1 | BHP Spares & Supplies | 261016 | Motors | EA | MAN2 | MOTOR,ELSUB.CAN-SUB,7.5KW,525V,S/S.304, | MOTOR,ELSUB.CAN-SUB,7.5KW,525V,S/S.304,CONST
000000000060254049 | STP-004 | DATA ENRICHMENT | MUF | MUF |  | 2022-09-28 |  |  | 000000000060254049 | BHP1 | BHP Spares & Supplies | 261016 | Motors | EA | MAN2 | MOTOR,ELSUB.CAN-SUB4KW,525V,S/S.304, | MOTOR,ELSUB,CAN-SUB,4KW,525V,S/S.304,CONST
000000000060222190 | STP-004 | DATA ENRICHMENT | SMX | SMX |  | 2022-09-28 |  |  | 000000000060222190 | BHP1 | BHP Spares & Supplies | 811017 | Electrical and electronic engineering | EA | MAN2 | MOTOR,EVAPCO COOLER,22KW,4 POLE,380 VOLT | MOTOR, FOR FAN UNIT SERIAL: AT 12-618DZ, 22KW,4 POLE,380 VOLT, MAKE: TEAO, ETP EVAPCO COOLERS |  | 0019008661 | EVAPCO
000000000060253939 | STP-004 | DATA ENRICHMENT | MUF | MUF |  | 2022-09-28 |  |  | 000000000060253939 | BHP1 | BHP Spares & Supplies | 401017 | Cooling | EA | MAN2 | MOTOR,FAN,EVAPCO,TEAO,380V,15KW,PART,NO, | MOTOR FAN, EVAPCO TEAO 380V 15KW, PART NO 010-K3411, MODEL NO ATW 144-3K-2, SERIAL NO 16-8180
000000000060228411 | STP-004 | DATA ENRICHMENT | MUF | MUF |  | 2022-09-28 |  |  | 000000000060228411 | BHP1 | BHP Spares & Supplies | 261016 | Motors | EA | MAN2 | MOTOR,FLANGE MOUNTED,0.55KW,FRAME IP55 | MOTOR,FLANGE MOUNTED, 0.55KW,FRAME SIZE IP55,240 VOLT,3 PHASE,1390 RPM
000000000060228413 | STP-004 | DATA ENRICHMENT | MUF | MUF |  | 2022-09-28 |  |  | 000000000060228413 | BHP1 | BHP Spares & Supplies | 261016 | Motors | EA | MAN2 | MOTOR,FOOT FLANGE,30KW,1470 RPM 525V | MOTOR,FOOT FLANGE,30KW,1470 RPM 525V
000000000060228412 | STP-004 | DATA ENRICHMENT | MUF | MUF |  | 2022-09-28 |  |  | 000000000060228412 | BHP1 | BHP Spares & Supplies | 261016 | Motors | EA | MAN2 | MOTOR,FOOT MOUNTED,22KW,380 VOLT,2POLE | MOTOR,FOOT MOUNTED,22KW, 380 VOLT,2 POLE,2900 RPM
000000000060243092 | STP-004 | DATA ENRICHMENT | MUF | MUF |  | 2022-09-28 |  |  | 000000000060243092 | BHP1 | BHP Spares & Supplies | 261016 | Motors | EA | MAN2 | MOTOR,GATE,D10 | GATE MOTOR, D10 KIT
000000000060255739 | STP-004 | DATA ENRICHMENT | MUF | MUF |  | 2022-09-28 |  |  | 000000000060255739 | BHP1 | BHP Spares & Supplies | 251739 | Electrical components | EA | MAN2 | MOTOR,GEARED,AC,5.5KW,1440RPM,525V,FILTE | MOTOR,GEARED,AC,5.5KW,1440RPM,525V,FILTER,BF30-04/D09XA4,FLANGE | BF30-04/D09XA4
000000000060225467 | STP-004 | DATA ENRICHMENT | ATS | ATS |  | 2022-09-28 |  |  | 000000000060225467 | BHP1 | BHP Spares & Supplies | 261016 | Motors | EA | MAN2 | MOTOR,GEARED,HELCAL,PARALLEL SHAFT,SEW | MOTOR,GEARED,HELICAL,PARALLEL SHAFT,SEW;FH37/G DT9024/M1,PSP 3 PELLETISING PLANT-MFC., NEW STOCK AS PER "ESSI 112", CHANGE AS PER ESSI: 629 | FH37/GDT90S4/M1
000000000060181458 | STP-004 | DATA ENRICHMENT | ATS | ATS |  | 2022-09-28 |  |  | 000000000060181458 | BHP1 | BHP Spares & Supplies | 261016 | Motors | EA | MAN2 | MOTOR,GEARED,SHUTTLE,FEED CONV,DANFOSS-B | MOTOR,GEARED,SHUTTLE,FEED CONV,DANFOSS-BAUER FLINTA,BK 50-54VU/D11 MA4-TF-VF,P=4,0 KW,525 V,N2=54 L/MIN,PSP 3 PELLETISING PLANT-MFC, AS PER SSI 3124
000000000060225352 | STP-004 | DATA ENRICHMENT | SMX | SMX |  | 2022-09-28 |  |  | 000000000060225352 | BHP1 | BHP Spares & Supplies | 251728 | Hydraulic systems and components | EA | MAN2 | MOTOR,HYDRAULIC SLEW DRIVE | HYDRAULIC SLEW DRIVE MOTOR C/W PINION | 263-001-50/60 | 0019008605 | DANGO DIENENTHAL
000000000060254725 | STP-004 | DATA ENRICHMENT | MUF | MUF |  | 2022-09-28 |  |  | 000000000060254725 | BHP1 | BHP Spares & Supplies | 271200 | Hydraulic machinery and equipment | EA | MAN2 | MOTOR,HYDRAULIC,75CC,13T,SPLINE,SHAFT | MOTOR HYDRAULIC, BENT AXIS 75CC, 13T SPLINE SHAFT, SAE-D FOUR HOLE FLANGE, 6 INCH SPIGOT, 1 INCH SAE 6000 PORTS, RODDING CAR
000000000060234197 | STP-004 | DATA ENRICHMENT | SMX | SMX |  | 2022-09-28 |  |  | 000000000060234197 | BHP1 | BHP Spares & Supplies | 221015 | Earth moving machinery | EA | MAN2 | MOTOR,HYDRAULIC,COOLER,GM09130005 | MOTOR, HYDRAULIC, COOLER, GM0913 0005 | GM0193-0005 | 0019011379 | GHH MINING MACHINES
000000000060239755 | STP-004 | DATA ENRICHMENT | SMX | SMX |  | 2022-09-28 |  |  | 000000000060239755 | BHP1 | BHP Spares & Supplies | 401500 | Industrial pumps and compressors | EA | MAN2 | MOTOR,HYDRAULIC,DANFOSS OMS160 | MOTOR, HYDRAULIC, DANFOSS OMS160, 151F0503, W73269037
000000000060173820 | STP-004 | DATA ENRICHMENT | SMX | SMX |  | 2022-09-28 |  |  | 000000000060173820 | BHP1 | BHP Spares & Supplies | 261018 | Motor components | EA | MAN2 | MOTOR,HYDRAULIC,DANFOSS,DWG 060-P43-Q, | MOTOR,HYDRAULIC,DANFOSS,(OMM32 SIDE PORT 151G0006 W80811206)DWG 060-P43-, Q,ROLLER SCREEN <(>&<)> FEEDER CONVEYOR,PSP 3 PELLETISING PLANT, MFC, MUST BE "DANFOSS" ONLY !!! | OMM32/151G0006/W80811206 | 0019000884 | DANFOSS (AUSTRALIA) PTY LTD
000000000060228756 | STP-004 | DATA ENRICHMENT | SMX | SMX |  | 2022-09-28 |  |  | 000000000060228756 | BHP1 | BHP Spares & Supplies | 261016 | Motors | EA | MAN2 | MOTOR,HYDRAULIC,DRILL ROTATION,PNOMTS160 | MOTOR,HYDRAULIC,DRILL ROTATION,PNOMTS160
000000000060173770 | STP-004 | DATA ENRICHMENT | SMX | SMX |  | 2022-09-28 |  |  | 000000000060173770 | BHP1 | BHP Spares & Supplies | 251728 | Hydraulic systems and components | EA | MAN2 | MOTOR,HYDRAULIC,DRIVE,MIXER,PSP 3 PELLET | MOTOR,HYDRAULIC,DRIVE,MIXER,PSP 3 PELLETISING PLANT-MFC, MAIL SENT ON 2021-05-19 TO HENDRIK DAVIES. NOT ENOUGH INFO TO DO AN, AQUISITION, DANFOSS- OMV 315 | P41 POSITION 41660-591383 | 0019002490 | OUTOTEC
000000000060254195 | STP-004 | DATA ENRICHMENT | MUF | MUF |  | 2022-09-28 |  |  | 000000000060254195 | BHP1 | BHP Spares & Supplies | P1047 | Electrical machinery, motors, generators | EA | MAN2 | MOTOR,HYDRAULIC,REGULATING,11KW,380V,150 | MOTOR, HYDRAULIC, REGULATING, 11KW, 380V, 1500RPM, FOOT, FLANGE, MOUNT, 160M
000000000060228806 | STP-004 | DATA ENRICHMENT | SMX | SMX |  | 2022-09-28 |  |  | 000000000060228806 | BHP1 | BHP Spares & Supplies | 201016 | Screens and feeding equipment | EA | MAN2 | MOTOR,HYDRAYLIC,32CC | MOTOR HYDRAULIC, 32CC, RF, M&S, PART NO: RS-SPS-001
000000000060228805 | STP-004 | DATA ENRICHMENT | SMX | SMX |  | 2022-09-28 |  |  | 000000000060228805 | BHP1 | BHP Spares & Supplies | 201016 | Screens and feeding equipment | EA | MAN2 | MOTOR,HYDRAYLIC,80CC | MOTOR HYDRAULIC, 80CC, RF, M&S, PART NO: RF-SPS-001
000000000060223684 | STP-004 | DATA ENRICHMENT | MUF | MUF |  | 2022-09-28 |  |  | 000000000060223684 | BHP1 | BHP Spares & Supplies | 391217 | Electrical hardware and supplies | EA | MAN2 | MOTOR,MAKE WEG,525 V,5.5KW,965 RPM | MOTOR,MAKE WEG,525 V,5.5KW,965 RPM,9.83 AMP,FRAME 132M,IP66,FOOT MOUNT
000000000060223694 | STP-004 | DATA ENRICHMENT | MUF | MUF |  | 2022-09-28 |  |  | 000000000060223694 | BHP1 | BHP Spares & Supplies | 391217 | Electrical hardware and supplies | EA | MAN2 | MOTOR,MAKE WEG,7.5KW,525V,6P,B5 | MOTOR,MAKE WEG,7.5KW,525V,6P,B5 WITH FORCED COOLING UNIT
000000000060223695 | STP-004 | DATA ENRICHMENT | MUF | MUF |  | 2022-09-28 |  |  | 000000000060223695 | BHP1 | BHP Spares & Supplies | 391217 | Electrical hardware and supplies | EA | MAN2 | MOTOR,MAKE WEG,90KW,4P,525V,B3 IE3 | MOTOR,MAKE WEG,90KW,4P,525V,B3 IE3
000000000060223696 | STP-004 | DATA ENRICHMENT | MUF | MUF |  | 2022-09-28 |  |  | 000000000060223696 | BHP1 | BHP Spares & Supplies | 391217 | Electrical hardware and supplies | EA | MAN2 | MOTOR,MAKE WEG,90KW,6P,525V,B5 IE3 | MOTOR,MAKE WEG,90KW,6P,525V,B5 IE3
000000000060223686 | STP-004 | DATA ENRICHMENT | MUF | MUF |  | 2022-09-28 |  |  | 000000000060223686 | BHP1 | BHP Spares & Supplies | 391217 | Electrical hardware and supplies | EA | MAN2 | MOTOR,MAKE WOLFER,75KW,525V,990RPM | MOTOR,MAKE WOLFER,75KW,525V,990RPM,6 POLE,100 AMP,IP55,FRAME D315S-6,FOOT MOUNT. MIXER PAN DRIVE MOTOR,PSP
000000000060247906 | STP-004 | DATA ENRICHMENT | MUF | MUF |  | 2022-09-28 |  |  | 000000000060247906 | BHP1 | BHP Spares & Supplies | 261016 | Motors | EA | MAN2 | MOTOR,MARATHON,ELECTRIC,IE3,7.50KW,4P,52 | MOTOR,MARATHON,ELECTRIC,IE3,7.50KW,4P,525V,B5
000000000060228357 | STP-004 | DATA ENRICHMENT | MUF | MUF |  | 2022-09-28 |  |  | 000000000060228357 | BHP1 | BHP Spares & Supplies | 261016 | Motors | EA | MAN2 | MOTOR,NEW,132KW,525V,4P,FRAME B3,315SM,I | MOTOR, NEW 132KW, 525V, 4P, FRAME B3 315SM, IE3
000000000060253992 | STP-004 | DATA ENRICHMENT | ATS | ATS |  | 2022-09-28 |  |  | 000000000060253992 | BHP1 | BHP Spares & Supplies | 251700 | Transportation components and systems | EA | MAN2 | MOTOR,NORD,HELICAL,GEARED,3KW | MOTOR, NORD, HELICAL, GEARED, 3KW, 56RPM, SK43125VF, W, 2526.44/1
000000000060239323 | STP-004 | DATA ENRICHMENT | MUF | MUF |  | 2022-09-28 |  |  | 000000000060239323 | BHP1 | BHP Spares & Supplies | 261016 | Motors | EA | MAN2 | MOTOR,S/DK/SCRN P/N: SDS915/1830,380V | VIBRATOR MOTOR FOR SINGLE DECK SCREEN CV30 PART NO: SDS915/1830 TAS, CRUSHER PLANT FOOD MOUNTED MOTOR ALL EQUIPMENT IS 380V TAKES 2 MOTORS | VWE2100/1, 380V
000000000060220281 | STP-004 | DATA ENRICHMENT | SMX | SMX |  | 2022-09-28 |  |  | 000000000060220281 | BHP1 | BHP Spares & Supplies | 261016 | Motors | EA | MAN2 | MOTOR,SIEMENS,22KW,2 POLE,FOOT MOUNT | MOTOR,ELECTRICAL,SIEMENS,22KW,525V,2 POLE,FRAME 180M,FOOT MOUNT | 1LE0101-1EA24-1AB4 | 0019011590 | SIEMENS
000000000060220284 | STP-004 | DATA ENRICHMENT | SMX | SMX |  | 2022-09-28 |  |  | 000000000060220284 | BHP1 | BHP Spares & Supplies | 261016 | Motors | EA | MAN2 | MOTOR,SIEMENS,75KW,4 POLE,FOOT MOUNT | MOTOR,ELECTRICAL,SIEMENS,75KW,525V,4 POLE,FRAME 250M,FOOT MOUNT | 1LE0101-2DB04-1AB4 | 0019011590 | SIEMENS
000000000060222096 | STP-004 | DATA ENRICHMENT | MUF | MUF |  | 2022-09-28 |  |  | 000000000060222096 | BHP1 | BHP Spares & Supplies | 200000 | Mining Machinery and Accessories | EA | MAN2 | MOTOR,SLEW,PECKER | MOTOR, SLEW, PECKER
000000000060214146 | STP-004 | DATA ENRICHMENT | MUF | MUF |  | 2022-09-28 |  |  | 000000000060214146 | BHP1 | BHP Spares & Supplies | 261016 | Motors | EA | MAN2 | MOTOR,SLIPRING,AC,7OKW,142 AMPS,440V | MOTOR, SLIPRING, ALTERNATING CURRENT, 7O KW, 142 AMPS, S11D280 S 8VL HW, FRAME SIZE, 440 VOLT, 3 PHASE, 8 POLES 725 RPM, B3 FOOT MOUNT, ROTOR, VOLTAGE 200V AND ROTOR RUNNING CURRENT 216A
000000000060174032 | STP-004 | DATA ENRICHMENT | MUF | MUF |  | 2022-09-28 |  |  | 000000000060174032 | BHP1 | BHP Spares & Supplies | 261016 | Motors | EA | MAN2 | MOTOR,SLIPRING,BALL MILL,3,5 MW;6 POLE;6 | MOTOR,SLIPRING,BALL MILL,3,5 MW;6 POLE;6,6 KV;FRAME UDW 710/224 CACA,PSP 3 PELLETISING PLANT,MFC, AS PER SSI 2253, ALL REPAIRS AND NEW MOTORS MUST HAVE A QUALITY QCP SIGNED OF BY THE PSP, ENGINEER., INCLUDING A WITNESSED PERFORMACE TEST ETC., WHEN SUPPLIED IT MUST BE BE DONE SO WITH THE MAINTENANCE MANUAL AND, COMPLETE DATA BOOK.
000000000060175755 | STP-004 | DATA ENRICHMENT | SMX | SMX |  | 2022-09-28 |  |  | 000000000060175755 | BHP1 | BHP Spares & Supplies | 261016 | Motors | EA | MAN2 | MOTOR,SQUIRREL CAGE,SIEMENS,160 KW;4 POL | MOTOR,SQUIRREL CAGE,SIEMENS,160 KW;4 POLE;FOOT MOUNTED;525V;50HZ, ;IP55;TEFC;CAST IRON;CLASS F;TEMP CLASS B,PSP3 STEELBELT DISCHAR, GE & BOTTOM LAYER BIN DUST EXTRACTION (71-FA-701,702), AS PER SSI 3108 | 1LG4316-4AA90-Z | 0019003033 | SIEMENS GMBH,W.GERMANY
000000000060175758 | STP-004 | DATA ENRICHMENT | SMX | SMX |  | 2022-09-28 |  |  | 000000000060175758 | BHP1 | BHP Spares & Supplies | 261016 | Motors | EA | MAN2 | MOTOR,SQUIRREL CAGE,SIEMENS,545 KW;4 POL | MOTOR,SQUIRREL CAGE,SIEMENS,545 KW;4 POLE;FOOT MOUNTED;525V;50HZ, ;IP55;TEFC;CAST IRON;CLASS F;TEMP CLASS B,PSP3 SINTER PLANT (71-, FA-505,604,703), AS PER SSI 3111 | 1LA8403-4PM90-Z | 0019003033 | SIEMENS GMBH,W.GERMANY
000000000060175754 | STP-004 | DATA ENRICHMENT | SMX | SMX |  | 2022-09-28 |  |  | 000000000060175754 | BHP1 | BHP Spares & Supplies | 261016 | Motors | EA | MAN2 | MOTOR,SQUIRREL CAGE,SIEMENS,75 KW;2 POLE | MOTOR,SQUIRREL CAGE,SIEMENS,75 KW;2 POLE;FOOT MOUNTED;525V;50HZ;, IP55;TEFC;CAST IRON;CLASS F;TEMP CLASS B,PSP3 SINTER RAIL AND SI, DE COOLING FANS (FA-501,502), AS PER SSI 3107 | 1LG4258-2AA90-Z | 0019003033 | SIEMENS GMBH,W.GERMANY
000000000060175759 | STP-004 | DATA ENRICHMENT | SMX | SMX |  | 2022-09-28 |  |  | 000000000060175759 | BHP1 | BHP Spares & Supplies | 261016 | Motors | EA | MAN2 | MOTOR,SQUIRREL CAGE,SIEMENS,880 KW;4 POL | MOTOR,SQUIRREL CAGE,SIEMENS,880 KW;4 POLE;FOOT MOUNTED;525V;50HZ, ;IP55;TEFC;CAST IRON;CLASS F;TEMP CLASS B,PSP3 SINTER FURNACE SC, RUBBER FANS (71-AA-603,602,601), AS PER SSI 3112 | 1LA8455-4PM90-Z | 0019003033 | SIEMENS GMBH,W.GERMANY
000000000060255874 | STP-004 | DATA ENRICHMENT | MUF | MUF |  | 2022-09-28 |  |  | 000000000060255874 | BHP1 | BHP Spares & Supplies | 200000 | Mining Machinery and Accessories | EA | MAN2 | MOTOR,STATER,MANUAL,DZS12-M32_24-32A | MOTOR,STATER,MANUAL,DZS12-M32_24-32A
000000000060255878 | STP-004 | DATA ENRICHMENT | MUF | MUF |  | 2022-09-28 |  |  | 000000000060255878 | BHP1 | BHP Spares & Supplies | 200000 | Mining Machinery and Accessories | EA | MAN2 | MOTOR,STATER,MANUAL,DZS12-M40_25-40A | MOTOR,STATER,MANUAL,DZS12-M40_25-40A
000000000060255869 | STP-004 | DATA ENRICHMENT | MUF | MUF |  | 2022-09-28 |  |  | 000000000060255869 | BHP1 | BHP Spares & Supplies | 200000 | Mining Machinery and Accessories | EA | MAN2 | MOTOR,STATER,MANUAL,DZS12-M80_56-80A | MOTOR,STATER,MANUAL,DZS12-M80_56-80A
000000000060253671 | STP-004 | DATA ENRICHMENT | MUF | MUF |  | 2022-09-28 |  |  | 000000000060253671 | BHP1 | BHP Spares & Supplies | 200000 | Mining Machinery and Accessories | EA | MAN2 | MOTOR,SUBMERSIBLE,4INCH,5.5KW,380V,20B | MOTOR, SUBMERSIBLE, 4INCH, 5.5KW, 380V, 20B
000000000060239316 | STP-004 | DATA ENRICHMENT | MUF | MUF |  | 2022-09-28 |  |  | 000000000060239316 | BHP1 | BHP Spares & Supplies | 261016 | Motors | EA | MAN2 | MOTOR,T/DK/SCREEN P/N:SDS1220/2745,380V | VIBRATOR MOTOR FOR SINGLE DECK SCREEN CV26 PART NO SDS1220/2745 TAS, CRUSHER PLANT FOOT MOUNTED MOTOR ALL EQUIPMENT IS 380V TAKES 2 MOTORS | VWE4300/15, 380V
000000000060227550 | STP-004 | DATA ENRICHMENT | MUF | MUF |  | 2022-09-28 |  |  | 000000000060227550 | BHP1 | BHP Spares & Supplies | 261016 | Motors | EA | MAN2 | MOTOR,VBRATOR 1.75KW,525VOLT,2POLE | MOTOR, VIBRATOR 1.75KW, 525VOLT, 2POLE
000000000060218792 | STP-004 | DATA ENRICHMENT | MUF | MUF |  | 2022-09-28 |  |  | 000000000060218792 | BHP1 | BHP Spares & Supplies | 391200 | Electrical equipment and components and supplies | EA | MAN2 | MOTOR,VIBRATING SCREEN,URAS,MODEL 135-8 | URAS VIBRATING SCREEN MOTOR, MODEL KEE 135-8 MAX, VIBRATING FORCE, 13500KG, MAX POWER 9KW, FULL LOAD CURRENT AT 50HZ IS 39AMPS, IP RATING, IP 55, SSI 11838, F45 Osborn screen | KEE 135-8
000000000060186520 | STP-004 | DATA ENRICHMENT | SMX | SMX |  | 2022-09-28 |  |  | 000000000060186520 | BHP1 | BHP Spares & Supplies | 261016 | Motors | EA | MAN2 | MOTOR,VIBRATING,12.5KW,1000RPM,380 V | MOTOR, VIBRATING, 12.5KW, 1000RPM, 380 VOLT, 6 POLE, VENANZETTI | VV171B/6 | 0019011689 | VENANZETTI
000000000060229131 | STP-004 | DATA ENRICHMENT | MUF | MUF |  | 2022-09-28 |  |  | 000000000060229131 | BHP1 | BHP Spares & Supplies | 261016 | Motors | EA | MAN2 | MOTOR,VIBRATING,FEEDER,KVT10011- 400VOLT | MOTOR, VIBRATING, FEEDER, KVT10011- 400VOLT, K9080
000000000060241866 | STP-004 | DATA ENRICHMENT | MUF | MUF |  | 2022-09-28 |  |  | 000000000060241866 | BHP1 | BHP Spares & Supplies | 261016 | Motors | EA | MAN2 | MOTOR,VIBRATING,ITALVIBRAS, | MOTOR,VIBRATING,ITALVIBRAS,MVSI 15/3810-S02,525 V, ?2,2KW, 1500 RPM, VIBRATING MOTOR, 37,7KN, NEW STOCK AS PER ESSI: 1637, MVSI 15/3810-S02-ITALVIBRAS
000000000060244321 | STP-004 | DATA ENRICHMENT | MUF | MUF |  | 2022-09-28 |  |  | 000000000060244321 | BHP1 | BHP Spares & Supplies | 261016 | Motors | EA | MAN2 | MOTOR,VIBRATING,KEEH170-8,525V | MOTOR, VIBRATING, KEEH170-8, 525V | KEEH-170-8-525V
000000000060247935 | STP-004 | DATA ENRICHMENT | MUF | MUF |  | 2022-09-28 |  |  | 000000000060247935 | BHP1 | BHP Spares & Supplies | 261016 | Motors | EA | MAN2 | MOTOR,VIBRATING,NETTER,NEG50300 | MOTOR,VIBRATING,NETTER VIBRATION,NEG50300,525V,0.46A,0.26kW,3000RPM, NEW STOCK AS PER ESSI: 2362
000000000060177774 | STP-004 | DATA ENRICHMENT | MUF | MUF |  | 2022-09-28 |  |  | 000000000060177774 | BHP1 | BHP Spares & Supplies | 261016 | Motors | EA | MAN2 | MOTOR,VIBRATION,380 VOLT,MODEL VV60B/ | MOTOR, VIBRATION, 380 VOLT, MODEL VV60B/6, VENANZETTI
000000000060228157 | STP-004 | DATA ENRICHMENT | MUF | MUF |  | 2022-09-28 |  |  | 000000000060228157 | BHP1 | BHP Spares & Supplies | 251739 | Electrical components | EA | MAN2 | MOTOR,VIBRATOR 13KW,525VOLT,2POLE,1000RP | MOTOR,VIBRATOR,13KW,525VOLT,2POLE,1000RPM
000000000060228151 | STP-004 | DATA ENRICHMENT | MUF | MUF |  | 2022-09-28 |  |  | 000000000060228151 | BHP1 | BHP Spares & Supplies | 251739 | Electrical components | EA | MAN2 | MOTOR,VIBRATOR 3.3KW,525VOLT,994RPM | MOTOR,VIBRATOR,3.3KW,525VOLT,994RPM
000000000060228152 | STP-004 | DATA ENRICHMENT | MUF | MUF |  | 2022-09-28 |  |  | 000000000060228152 | BHP1 | BHP Spares & Supplies | 251739 | Electrical components | EA | MAN2 | MOTOR,VIBRATOR 4KW,525VOLT,2POLE,970RPM | MOTOR,VIBRATOR,4KW,525VOLT,2POLE,970RPM
000000000060228153 | STP-004 | DATA ENRICHMENT | MUF | MUF |  | 2022-09-28 |  |  | 000000000060228153 | BHP1 | BHP Spares & Supplies | 251739 | Electrical components | EA | MAN2 | MOTOR,VIBRATOR 5.3KW,525VOLT,2POLE,1000R | MOTOR,VIBRATOR,5.3KW,525VOLT,2POLE,1000RPM
000000000060228154 | STP-004 | DATA ENRICHMENT | MUF | MUF |  | 2022-09-28 |  |  | 000000000060228154 | BHP1 | BHP Spares & Supplies | 251739 | Electrical components | EA | MAN2 | MOTOR,VIBRATOR 7KW,525VOLT,2POLE,1000RPM | MOTOR,VIBRATOR,7KW,525VOLT,2POLE,1000RPM
000000000060238109 | STP-004 | DATA ENRICHMENT | MUF | MUF |  | 2022-09-28 |  |  | 000000000060238109 | BHP1 | BHP Spares & Supplies | 261016 | Motors | EA | MAN2 | MOTOR,VIBRATOR,10.1KW,960RPM,525V | MOTOR VIBRATOR, 10.1KW 6POLE 960RPM 525V
000000000060252875 | STP-004 | DATA ENRICHMENT | SMX | SMX |  | 2022-09-28 |  |  | 000000000060252875 | BHP1 | BHP Spares & Supplies | 200000 | Mining Machinery and Accessories | EA | MAN2 | MOTOR,VIBRATOR,1800W,525V,6POLE,BLZ40-35 | MOTOR, VIBRATOR, 1800W, 525V, 6POLE, BLZ40-35/6/03 | BLZ40-35/6/03 | 0019011819 | Unknown
000000000060254385 | STP-004 | DATA ENRICHMENT | SMX | SMX |  | 2022-09-28 |  |  | 000000000060254385 | BHP1 | BHP Spares & Supplies | 251739 | Electrical components | EA | MAN2 | MOTOR,VIBRATOR,2.4KW,380VOLT,6POLE,VV60B | MOTOR, VIBRATOR, 2.4KW, 380VOLT, 6POLE, VV60B6, VENANZETTI | VV60B/6 | 0019011819 | Unknown
000000000060233837 | STP-004 | DATA ENRICHMENT | SMX | SMX |  | 2022-09-28 |  |  | 000000000060233837 | BHP1 | BHP Spares & Supplies | 261016 | Motors | EA | MAN2 | MOTOR,VIBRATOR,380V,2.3KW,1500RPM | MOTOR,VIBRATOR,380V,2.3KW,1500RPM,TYPE VV 55 B/4,VIBRAMECH,VENANZETTI,REF NO. 200312, 3.80A,50HZ | VV 55 B/4 | 0019005929 | VIBRAMECH
000000000060253313 | STP-004 | DATA ENRICHMENT | SMX | SMX |  | 2022-09-28 |  |  | 000000000060253313 | BHP1 | BHP Spares & Supplies | 200000 | Mining Machinery and Accessories | EA | MAN2 | MOTOR,VIBRATOR,500W,525V,4 POLE,BLZ25-14 | MOTOR, VIBRATOR, 500W, 525V, 4 POLE, BLZ25-14/4/03 | BLZ25-14/4/03 | 0019011819 | Unknown
000000000060237952 | STP-004 | DATA ENRICHMENT | SMX | SMX |  | 2022-09-28 |  |  | 000000000060237952 | BHP1 | BHP Spares & Supplies | 261016 | Motors | EA | MAN2 | MOTOR,VIBRATOR,9.2KW,1000RPM,525V | MOTOR, VIBRATOR, 9.2KW 1000RPM 525V PN VV130B/6 525V | VV130B/6 525V | 0019011541 | VIPRO (PTY) LTD
000000000060248237 | STP-004 | DATA ENRICHMENT | MUF | MUF |  | 2022-09-28 |  |  | 000000000060248237 | BHP1 | BHP Spares & Supplies | 391200 | Electrical equipment and components and supplies | EA | MAN2 | MOTOR,VIBRATOR,9.8KW,6 POLE,525V,SP | MOTOR,VIBRATOR, 9.8KW, 6 POLE, 525V, SPV114.OC-01
000000000060242165 | STP-004 | DATA ENRICHMENT | MUF | MUF |  | 2022-09-28 |  |  | 000000000060242165 | BHP1 | BHP Spares & Supplies | 261016 | Motors | EA | MAN2 | MOTOR,VIBRATOR,9KW,525V,6P | MOTOR VIBRATOR URAS, 9KW 525V 6POLE, KEEH 165-6, PN KEEH165-525 | KEEH165-525
000000000060246641 | STP-004 | DATA ENRICHMENT | SMX | SMX |  | 2022-09-28 |  |  | 000000000060246641 | BHP1 | BHP Spares & Supplies | 200000 | Mining Machinery and Accessories | EA | MAN2 | MOTOR,VIBRATOR,BLZ,30-18/4/03 | MOTOR,VIBRATOR,BLZ,30-18/4/03 | BLZ30-18/4/03 | 0019011819 | Unknown
000000000060251431 | STP-004 | DATA ENRICHMENT | MUF | MUF |  | 2022-09-28 |  |  | 000000000060251431 | BHP1 | BHP Spares & Supplies | 261016 | Motors | EA | MAN2 | MOTOR,VIBRATOR,INVICTA,BLZ,4035403,525 | MOTOR,VIBRATOR,INVICTA,BLZ,4035403,525
000000000060251432 | STP-004 | DATA ENRICHMENT | MUF | MUF |  | 2022-09-28 |  |  | 000000000060251432 | BHP1 | BHP Spares & Supplies | 261016 | Motors | EA | MAN2 | MOTOR,VIBRATOR,ITALVIBRAS,VIS,15,3810,S0 | MOTOR,VIBRATOR,ITALVIBRAS,VIS,15,3810,S02,525V,2.2KW,1500RPM,CF,37.7KN
000000000060223685 | STP-004 | DATA ENRICHMENT | MUF | MUF |  | 2022-09-28 |  |  | 000000000060223685 | BHP1 | BHP Spares & Supplies | 391217 | Electrical hardware and supplies | EA | MAN2 | MOTOR,VIBRATOR,MAKE URAS,3KW,940RPM | MOTOR,VIBRATOR, MAKE URAS ,3 KW,940 RPM,525 VOLT,5.4 AMP,IP66,FOOT MOUNT
000000000060223681 | STP-004 | DATA ENRICHMENT | MUF | MUF |  | 2022-09-28 |  |  | 000000000060223681 | BHP1 | BHP Spares & Supplies | 391217 | Electrical hardware and supplies | EA | MAN2 | MOTOR,VIBRATOR,MAKE VISAM,TYPE SPX-50 | MOTOR,VIBRATOR,MAKE VISAM,TYPE SPX-50-20.0B,1.3KW,525V,DE-WATERING SCREEN | SPX-50-20.0B
000000000060218533 | STP-004 | DATA ENRICHMENT | MUF | MUF |  | 2022-09-28 |  |  | 000000000060218533 | BHP1 | BHP Spares & Supplies | 251739 | Electrical components | EA | MAN2 | MOTOR,VIBRATOR,OLI,MVE3000/1,2.2KW,525V | MOTOR, VIBRATOR, OLI,MVE3000/1, 2.2KW, 525V
000000000060239304 | STP-004 | DATA ENRICHMENT | MUF | MUF |  | 2022-09-28 |  |  | 000000000060239304 | BHP1 | BHP Spares & Supplies | 261016 | Motors | EA | MAN2 | MOTOR,VIBRATOR,PT/N:VWE3000/1,380V | VIBRATOR MOTOR PART NO VWE3000/1, 380V FOR SECONDARY FEEDER FOR, SECONDARY CRUSHER PAN FEEDER PART NO PF900/2300 TAS CRUSHER PLANT FOOT, MOUNTED MOTOR ALL EQUIPMENT IS 380V, TAKES 2 MOTORS | VWE3000/1, 380V
000000000060239298 | STP-004 | DATA ENRICHMENT | MUF | MUF |  | 2022-09-28 |  |  | 000000000060239298 | BHP1 | BHP Spares & Supplies | 261016 | Motors | EA | MAN2 | MOTOR,VIBRATOR,PT/NO:VWE5200/1,380V | VIBRATOR MOTOR PART NO VWE5200/1, 380V FOR PRIMARY CRUSHER GRIZZLY, FEEDER PART NO SGF950/2260 THE GRIZZLY FEEDER HAS GOT TWO MOTORS ALL, EQUIPMENT IS 380V TAS CRUSHER PLANT FOOT MOUNTED MOTOR | VWE5200/1, 380V
000000000060239309 | STP-004 | DATA ENRICHMENT | MUF | MUF |  | 2022-09-28 |  |  | 000000000060239309 | BHP1 | BHP Spares & Supplies | 261016 | Motors | EA | MAN2 | MOTOR,VIBRATOR,T DK SCRN PN:TDS1220/3355 | VIBRATOR MOTOR FOR TRIPLE DECK SCREEN PART NO TDS1220/3355 TAS CRUSHER PLANT FOOT MOUNTED MOTOR ALL EQUIPMENT IS 380V TAKES 2 MOTORS | VWE8000/1, 380V
000000000060227565 | STP-004 | DATA ENRICHMENT | MUF | MUF |  | 2022-09-28 |  |  | 000000000060227565 | BHP1 | BHP Spares & Supplies | 261016 | Motors | EA | MAN2 | MOTOR,WNCH, 37KW,525VOLT,1460RPM | MOTOR, WINCH, 37KW, 525VOLT, 1460RPM, FLANGE MOUNTED
000000000060227567 | STP-004 | DATA ENRICHMENT | MUF | MUF |  | 2022-09-28 |  |  | 000000000060227567 | BHP1 | BHP Spares & Supplies | 261016 | Motors | EA | MAN2 | MOTOR,WNCH, 55KW,525VOLT,960RPM | MOTOR, WINCH, 55KW, 525VOLT, 960RPM, FLANGE MOUNTED
000000000060254065 | STP-004 | DATA ENRICHMENT | MUF | MUF |  | 2022-09-28 |  |  | 000000000060254065 | BHP1 | BHP Spares & Supplies | 261016 | Motors | EA | MAN2 | MOTOR,WOUND-SUB-525V,11KW | MOTOR,WOUND-SUB-525V,11KW,ELSUB,6,PVC
000000000060254066 | STP-004 | DATA ENRICHMENT | MUF | MUF |  | 2022-09-28 |  |  | 000000000060254066 | BHP1 | BHP Spares & Supplies | 261016 | Motors | EA | MAN2 | MOTOR,WOUND-SUB-525V,15KW | MOTOR,WOUND-SUB-525V,15KW,ELSUB,6,PVC
000000000060254067 | STP-004 | DATA ENRICHMENT | MUF | MUF |  | 2022-09-28 |  |  | 000000000060254067 | BHP1 | BHP Spares & Supplies | 261016 | Motors | EA | MAN2 | MOTOR,WOUND-SUB-525V,18.5KW | MOTOR,WOUND-SUB-525V,18.5KW,ELSUB,6,PVC
000000000060254068 | STP-004 | DATA ENRICHMENT | MUF | MUF |  | 2022-09-28 |  |  | 000000000060254068 | BHP1 | BHP Spares & Supplies | 261016 | Motors | EA | MAN2 | MOTOR,WOUND-SUB-525V,22KW | MOTOR,WOUND-SUB-525V,22KW,ELSUB,6,PVC
000000000060254069 | STP-004 | DATA ENRICHMENT | MUF | MUF |  | 2022-09-28 |  |  | 000000000060254069 | BHP1 | BHP Spares & Supplies | 261016 | Motors | EA | MAN2 | MOTOR,WOUND-SUB-525V,30KW | MOTOR,WOUND-SUB-525V,30KW,ELSUB,6,PVC
000000000060254070 | STP-004 | DATA ENRICHMENT | MUF | MUF |  | 2022-09-28 |  |  | 000000000060254070 | BHP1 | BHP Spares & Supplies | 261016 | Motors | EA | MAN2 | MOTOR,WOUND-SUB-525V,37KW | MOTOR,WOUND-SUB-525V,37KW,ELSUB,6,PVC
000000000060254063 | STP-004 | DATA ENRICHMENT | MUF | MUF |  | 2022-09-28 |  |  | 000000000060254063 | BHP1 | BHP Spares & Supplies | 261016 | Motors | EA | MAN2 | MOTOR,WOUND-SUB-525V,7.5KW | MOTOR,WOUND-SUB-525V,7.5KW,ELSUB,6,PVC
000000000060254064 | STP-004 | DATA ENRICHMENT | MUF | MUF |  | 2022-09-28 |  |  | 000000000060254064 | BHP1 | BHP Spares & Supplies | 261016 | Motors | EA | MAN2 | MOTOR,WOUND-SUB-525V,9.2KW | MOTOR,WOUND-SUB-525V,9.2KW,ELSUB,6,PVC
000000000060227460 | STP-004 | DATA ENRICHMENT | MUF | MUF |  | 2022-09-28 |  |  | 000000000060227460 | BHP1 | BHP Spares & Supplies | 391200 | Electrical equipment and components and supplies | EA | MAN2 | MOTOR.ELECTRIC,132KW,174A,4 POLE | MOTOR.ELECTRIC,132KW,174A,4 POLE, FRAME SIZE 315S,FOOT MOUNTED,SQUIRREL CAGE,3 PHASE,525 V.
000000000060156252 | STP-004 | DATA ENRICHMENT | MUF | MUF |  | 2022-09-28 |  |  | 000000000060156252 | BHP1 | BHP Spares & Supplies | 261016 | Motors | EA | MAN2 | MOTOR.ELECTRIC,132KW,174A,4 POLE,315S | MOTOR.ELECTRIC,132KW,174A,4 POLE, FRAME SIZE 315S,FOOT MOUNTED,SQUIRREL CAGE,3 PHASE,525 V., NEW STOCK AS PER "ESSI 171"
000000000060254048 | STP-004 | DATA ENRICHMENT | MUF | MUF |  | 2022-09-28 |  |  | 000000000060254048 | BHP1 | BHP Spares & Supplies | 261016 | Motors | EA | MAN2 | MOTOR.ELSUB.CAN-SUB,3KW,525V,S/S.304, | MOTOR,ELSUB.CAN-SUB,3KW,525V,S/S.304,CONST
000000000060170201 | STP-004 | DATA ENRICHMENT | MUF | MUF |  | 2022-09-28 |  |  | 000000000060170201 | BHP1 | BHP Spares & Supplies | 261016 | Motors | EA | MAN2 | MOTOR: 132KW 380VOLT FRAME SIZE 315SM | MOTOR: 132KW 380VOLT FRAME SIZE 315SM
000000000060171608 | STP-004 | DATA ENRICHMENT | MUF | MUF |  | 2022-09-28 |  |  | 000000000060171608 | BHP1 | BHP Spares & Supplies | 261016 | Motors | EA | MAN2 | MOTOR: 15KW, 380V, 1400RPM, 4 POLE FLANG | MOTOR: 15KW, 380V, 1400RPM, 4 POLE FLANGE MOUNT
000000000060146913 | STP-004 | DATA ENRICHMENT | MUF | MUF |  | 2022-09-28 |  |  | 000000000060146913 | BHP1 | BHP Spares & Supplies | 261016 | Motors | EA | MAN2 | MOTOR: ALTERNATING CURRENT, 11KV, 50HZ, | MOTOR: ALTERNATING CURRENT, 11KV, 50HZ, 3 PHASE, 3300KW, 744RPM, FRAME, YRKK 900 - 8, C/W COUPLING HALF, HIGH SPEED, BORED WITH KEYWAY, GRINDING, MILL 148-0010
000000000060169991 | STP-004 | DATA ENRICHMENT | MUF | MUF |  | 2022-09-28 |  |  | 000000000060169991 | BHP1 | BHP Spares & Supplies | 261016 | Motors | EA | MAN2 | MOTOR: ALTERNATING CURRENT, 45KW, 400/69 | MOTOR, ALTERNATING CURRENT, 45KW, 400/690 VOLT-50HZ, SIEMENS MOD, EL S11D 280 S6 VL HW, FRAME 280S, 6 POLES, 987 RPM, ROTOR VOLTAG, E 190V, ROTOR RUNNING CURRENT 146A, VEM-GERMANY
000000000060170806 | STP-004 | DATA ENRICHMENT | MUF | MUF |  | 2022-09-28 |  |  | 000000000060170806 | BHP1 | BHP Spares & Supplies | 261016 | Motors | EA | MAN2 | MOTOR: ALTERNATING CURRENT, 55KW,FRAME S | MOTOR: ALTERNATING CURRENT, 55KW,FRAME SIZE 2801, 380 VOLT, 960 RPM, 102, AMPS, SHAFT SIZE 80MM, FOOT MOUNTED, SSI FMT00452
000000000060170716 | STP-004 | DATA ENRICHMENT | MUF | MUF |  | 2022-09-28 |  |  | 000000000060170716 | BHP1 | BHP Spares & Supplies | 261016 | Motors | EA | MAN2 | MOTOR: ELECTRICAL, 55KW, TYPE LA6 253-4A | MOTOR: ELECTRICAL, 55KW, TYPE LA6 253-4AA-AAAA, 250SM FRAME SIZE, , 380 VOLT AC, 3 PHASE, 4 POLE, 1475 RPM, FLANGE MOUNTED, SQUiRR, EL CAGE
000000000060148632 | STP-004 | DATA ENRICHMENT | SMX | SMX |  | 2022-09-28 |  |  | 000000000060148632 | BHP1 | BHP Spares & Supplies | 261016 | Motors | EA | MAN2 | MOTOR: ELECTRICAL, VIBRATOR, 1,0KW, 380 | MOTOR: ELECTRICAL, VIBRATOR, 1,0KW, 380 VOLT, 2.1 AMP, 3 PHASE, 6 POLE,, SQUIRREL CAGE, TYPE VV50B/6, VENANZETI | VV50B/6 | 0019000000 | 1069
000000000060148630 | STP-004 | DATA ENRICHMENT | SMX | SMX |  | 2022-09-28 |  |  | 000000000060148630 | BHP1 | BHP Spares & Supplies | 261016 | Motors | EA | MAN2 | MOTOR: ELECTRICAL, VIBRATOR, 1.1KW, 380 | MOTOR: ELECTRICAL, VIBRATOR, 1.1KW, 380 VOLT, 1.91 AMP, 3 PHASE, 4 POLE,, SQUIRREL CAGE, TYPE VV40B/4, VENANZETI | VV40B/4 | 0019000000 | 1069
000000000060167512 | STP-004 | DATA ENRICHMENT | MUF | MUF |  | 2022-09-28 |  |  | 000000000060167512 | BHP1 | BHP Spares & Supplies | 261016 | Motors | EA | MAN2 | MOTOR: ELECTRICAL, VIBRATOR, 1.8KW, 380 | MOTOR: ELECTRICAL, VIBRATOR, 1.8KW, 380 VOLT, 3 PHASE, 4 POLE, TYPE, W53B/4-380V, SSI-FMT00463
000000000060217891 | STP-004 | DATA ENRICHMENT | MUF | MUF |  | 2022-09-28 |  |  | 000000000060217891 | BHP1 | BHP Spares & Supplies | 261016 | Motors | EA | MAN2 | MOTOR: ELECTRICAL, VIBRATOR, JV 276-1750 | MOTOR: ELECTRICAL, VIBRATOR, JV 276-1750, 6KW, 6 POLE, 380V, 3 PHASE, FOOT MOUNTED, PN 77651, JOEST
000000000060169581 | STP-004 | DATA ENRICHMENT | MUF | MUF |  | 2022-09-28 |  |  | 000000000060169581 | BHP1 | BHP Spares & Supplies | 261016 | Motors | EA | MAN2 | MOTOR: GRUNDFOSS MS 4000 FOR 17-5 PUMP | MOTOR: GRUNDFOSS MS 4000 FOR 17-5 PUMP 5.5 KW 380V 3 PHASE PART NUMBER: 96437539
000000000060170061 | STP-004 | DATA ENRICHMENT | SMX | SMX |  | 2022-09-28 |  |  | 000000000060170061 | BHP1 | BHP Spares & Supplies | 311816 | Industrial seals | EA | MAN2 | MOTOR: HYDRAULIC # 3217 903 420 | MOTOR,HYDRAULIC ,3217 903 420, MOTOR,HYDRAULIC, 3217 903 420 |  | 0019008517 | ATLAS COPCO SOUTH AFRICA (PTY)
000000000060167130 | STP-004 | DATA ENRICHMENT | SMX | SMX |  | 2022-09-28 |  |  | 000000000060167130 | BHP1 | BHP Spares & Supplies | 261016 | Motors | EA | MAN2 | MOTOR: HYDRAULIC, 16MM CYLINDER SHAFT, S | MOTOR: HYDRAULIC, 16MM CYLINDER SHAFT, SIDE ENTRY, SAUER DANFOSS | 006-151G0006 | 0019008631 | DYSAN
000000000060170873 | STP-004 | DATA ENRICHMENT | SMX | SMX |  | 2022-09-28 |  |  | 000000000060170873 | BHP1 | BHP Spares & Supplies | 251728 | Hydraulic systems and components | EA | MAN2 | MOTOR: HYDRAULIC, OMS250, 11CC, SHAFT | MOTOR: HYDRAULIC, OMS250, 11CC, SHAFT 32MM, C/W KEYWAY, BARE SHAFT, OPERATING PRESSURE, 52BAR, MAX PRESSURE, 114 BAR, SAUER.
000000000060167131 | STP-004 | DATA ENRICHMENT | SMX | SMX |  | 2022-09-28 |  |  | 000000000060167131 | BHP1 | BHP Spares & Supplies | 261016 | Motors | EA | MAN2 | MOTOR: HYDRAULIC, TYPE OMR, SAUER DANFOS | MOTOR: HYDRAULIC, TYPE OMR, SAUER DANFOSS | 151-0411 | 0019008631 | DYSAN
000000000060169748 | STP-004 | DATA ENRICHMENT | SMX | SMX |  | 2022-09-28 |  |  | 000000000060169748 | BHP1 | BHP Spares & Supplies | 261016 | Motors | EA | MAN2 | MOTOR: SIEMENS, HIGH EFFICIENCY (EFF2)12 | MOTOR: SIEMENS, HIGH EFFICIENCY (EFF2)1250 KW,525 VOLT,6 POLE,TEFC CAGE MOTOR,TYPE 1LA45006CM00, AS PER STOCK REQUEST SS1 0703 | 1LA45006CM00 | 0019008044 | SIEMENS MILLTRONICS
000000000060171103 | STP-004 | DATA ENRICHMENT | MUF | MUF |  | 2022-09-28 |  |  | 000000000060171103 | BHP1 | BHP Spares & Supplies | 261018 | Motor components | EA | MAN2 | MOTOR: VIBRATOR, 1.1kW, 380VOLT, 1460RPM | MOTOR: VIBRATOR, 1.1kW, 380VOLT, 1460RPM
000000000060168864 | STP-004 | DATA ENRICHMENT | MUF | MUF |  | 2022-09-28 |  |  | 000000000060168864 | BHP1 | BHP Spares & Supplies | 201017 | Crushers, breakers and grinders | EA | MAN2 | MOTOR: VIBRATOR, 1.5KW, 1500 RPM, 23/400 | MOTOR: VIBRATOR, 1.5KW, 1500 RPM, 23/400 VOLT, 5.2/3.0 AMP, 3 PHASE, 50, HZ, TYPE VV50B/4, VIPRO
000000000060170942 | STP-004 | DATA ENRICHMENT | MUF | MUF |  | 2022-09-28 |  |  | 000000000060170942 | BHP1 | BHP Spares & Supplies | 261016 | Motors | EA | MAN2 | MOTOR: VIBRATOR, ELECTRICAL, 0.52KW, TYP | MOTOR: VIBRATOR, ELECTRICAL, 0.52KW, TYPE VV35B/4, 380 VOLT, 3 PHASE, 4 POLE, SQUIRREL CAGE, VENANZETTI
000000000060170229 | STP-004 | DATA ENRICHMENT | MUF | MUF |  | 2022-09-28 |  |  | 000000000060170229 | BHP1 | BHP Spares & Supplies | 261016 | Motors | EA | MAN2 | MOTOR: WINCH, 37KW, 525V, 1460RPM FLANGE | MOTOR: WINCH, 37KW, 525V, 1460RPM FLANGE MOUNTED
000000000060170240 | STP-004 | DATA ENRICHMENT | MUF | MUF |  | 2022-09-28 |  |  | 000000000060170240 | BHP1 | BHP Spares & Supplies | 261016 | Motors | EA | MAN2 | MOTOR: WINCH, 55KW, 525V, 960RPM FLANGE | MOTOR: WINCH, 55KW, 525V, 960RPM FLANGE MOUNTED
000000000060146961 | STP-004 | DATA ENRICHMENT | MUF | MUF |  | 2022-09-28 |  |  | 000000000060146961 | BHP1 | BHP Spares & Supplies | 261016 | Motors | EA | MAN2 | MOTOR:ALTERNATING CURRENT, 11KW, FRAME 1 | MOTOR:ALTERNATING CURRENT, 11KW, FRAME 160M, 525V, 3 PHASE, 4 POLE, SLIPRING, DOUBLE TAPER SHAFT, FOOT MOUNTED, SIEMENS
000000000060144754 | STP-004 | DATA ENRICHMENT | MUF | MUF |  | 2022-09-28 |  |  | 000000000060144754 | BHP1 | BHP Spares & Supplies | 261016 | Motors | EA | MAN2 | MOTOR:ALTERNATING CURRENT, 30KW, FRAME D | MOTOR:ALTERNATING CURRENT, 30KW, FRAME D200L, 525V, 3 PHASE, 4 POLE, SQUIRREL CAGE, FOOT & FLANGE MOUNTED
000000000060144758 | STP-004 | DATA ENRICHMENT | MUF | MUF |  | 2022-09-28 |  |  | 000000000060144758 | BHP1 | BHP Spares & Supplies | 261016 | Motors | EA | MAN2 | MOTOR:ALTERNATING CURRENT, 45KW, FRAME 2 | MOTOR:ALTERNATING CURRENT, 45KW, FRAME 225M, 525V, 3 PHASE, 4 POLE, SQUIRREL CAGE, FOOT & FLANGE MOUNTED
000000000060145405 | STP-004 | DATA ENRICHMENT | MUF | MUF |  | 2022-09-28 |  |  | 000000000060145405 | BHP1 | BHP Spares & Supplies | 261016 | Motors | EA | MAN2 | MOTOR:ALTERNATING CURRENT, 75KW, 380 VOL | MOTOR:ALTERNATING CURRENT, 75KW, 380 VOLT, 1460RPM, FRAME SIZE 250SM, 4 POLE, FOOT MOUNTED
000000000060145406 | STP-004 | DATA ENRICHMENT | MUF | MUF |  | 2022-09-28 |  |  | 000000000060145406 | BHP1 | BHP Spares & Supplies | 261016 | Motors | EA | MAN2 | MOTOR:ALTERNATING CURRENT, 90KW, 380 VOL | MOTOR:ALTERNATING CURRENT, 90KW, 380 VOLT, 1460RPM, FRAME SIZE 280SM, 4 POLE, FOOT MOUNTED
000000000060227075 | STP-004 | DATA ENRICHMENT | MUF | MUF |  | 2022-09-28 |  |  | 000000000060227075 | BHP1 | BHP Spares & Supplies | 261016 | Motors | EA | MAN2 | MOTOR:ALTERNATING CURRENT, 90KW, 380 VOL | MOTOR:ALTERNATING CURRENT, 75KW, 380 VOLT, 1460RPM, FRAME SIZE 250SM, 4 POLE, FOOT MOUNTED
000000000060145436 | STP-004 | DATA ENRICHMENT | MUF | MUF |  | 2022-09-28 |  |  | 000000000060145436 | BHP1 | BHP Spares & Supplies | 261016 | Motors | EA | MAN2 | MOTOR:ALTERNATING CURRENT, TYPE BL25-11/ | MOTOR:ALTERNATING CURRENT, TYPE BL25-11/4, 1440 RPM, 500 WATT, 1.32 AMP, FORCE 10790N, INVICTA
000000000060145437 | STP-004 | DATA ENRICHMENT | MUF | MUF |  | 2022-09-28 |  |  | 000000000060145437 | BHP1 | BHP Spares & Supplies | 261016 | Motors | EA | MAN2 | MOTOR:ALTERNATING CURRENT, TYPE BL30-18/ | MOTOR:ALTERNATING CURRENT, TYPE BL30-18/6, 1440 RPM, 900 WATT, 3.0 AMP, FORCE 17658N, INVICTA
000000000060145418 | STP-004 | DATA ENRICHMENT | MUF | MUF |  | 2022-09-28 |  |  | 000000000060145418 | BHP1 | BHP Spares & Supplies | 261016 | Motors | EA | MAN2 | MOTOR:DIRECT CURRENT, 18.5KW, 80 VOLTS, | MOTOR:DIRECT CURRENT, 18.5KW, 80 VOLTS, AMPS 180, BESSENGER LOCO MOTOR
000000000060176853 | STP-004 | DATA ENRICHMENT | MUF | MUF |  | 2022-09-28 |  |  | 000000000060176853 | BHP1 | BHP Spares & Supplies | 391200 | Electrical equipment and components and supplies | EA | MAN2 | MOTOR-ELEC, 9KW, TYPE KEEH-140-6 URAS, 3 | MOTOR-ELEC, 9KW, TYPE KEEH-140-6 URAS, 380V AC, 3PHASE, 6POLE, SQUIRREL CAGE, VIBRATOR TYPE, MURAKAMI SEIKI YASKAWA, MOTOR-ELEC, 9KW, TYPE KEEH-140-6 URAS, 380V AC, 3PHASE, 6POLE, SQUIRREL, CAGE, VIBRATOR TYPE, MURAKAMI SEIKI YASKAWA
000000000060144186 | STP-004 | DATA ENRICHMENT | MUF | MUF |  | 2022-09-28 |  |  | 000000000060144186 | BHP1 | BHP Spares & Supplies | 261016 | Motors | EA | MAN2 | MOTORS, ALTERNATING CURRENT, 9.2KW, 380V | MOTORS, ALTERNATING CURRENT, 9.2KW, 380V, 750RPM, 2 POLE, MVSI 075/14000, STROKE 12MM, MODEL, INC1-36-15,VIBRATOR
000000000060222098 | STP-004 | DATA ENRICHMENT | MUF | MUF |  | 2022-09-28 |  |  | 000000000060222098 | BHP1 | BHP Spares & Supplies | 200000 | Mining Machinery and Accessories | EA | MAN2 | PNON,MOTOR,SLEW | PINION, MOTOR, SLEW
000000000060226157 | STP-004 | DATA ENRICHMENT | MUF | MUF |  | 2022-09-28 |  |  | 000000000060226157 | BHP1 | BHP Spares & Supplies | 461516 | Security and control equipment | EA | MAN2 | SPARES TM BOOM TORQUE MOTOR 7.5RPM | TURNSTAR SPARES TM BOOM TORQUE MOTOR 7.5RPM
000000000060226158 | STP-004 | DATA ENRICHMENT | MUF | MUF |  | 2022-09-28 |  |  | 000000000060226158 | BHP1 | BHP Spares & Supplies | 461516 | Security and control equipment | EA | MAN2 | SPARES TM BOOM TORQUE MOTOR ALU LINK ARM | TURNSTAR SPARES TM BOOM TORQUE MOTOR ALU LINK ARM
000000000060219727 | STP-004 | DATA ENRICHMENT | MUF | MUF |  | 2022-09-28 |  |  | 000000000060219727 | BHP1 | BHP Spares & Supplies | 432116 | Computer accessories | EA | MAN2 | TORQUE MOTOR, TRAFFIC MASTER, EOH | TORQUE MOTOR, TRAFFIC MASTER, EOH
000000000060234227 | STP-004 | DATA ENRICHMENT | MUF | MUF |  | 2022-09-28 |  |  | 000000000060234227 | BHP1 | BHP Spares & Supplies | 251717 | Braking systems and components | EA | MAN2 | TRUSTER BRAKE MOTORTYPE ED80/6 | TRUSTER BRAKE MOTORTYPE ED80/6
000000000060227097 | STP-004 | DATA ENRICHMENT | MUF | MUF |  | 2022-09-28 |  |  | 000000000060227097 | BHP1 | BHP Spares & Supplies | 261016 | Motors | EA | MAN2 | VBRATOR MOTOR,525V,1.6KW,1460RPM | VIBRATOR MOTOR,525V,1.6KW,1460RPM
000000000060227094 | STP-004 | DATA ENRICHMENT | MUF | MUF |  | 2022-09-28 |  |  | 000000000060227094 | BHP1 | BHP Spares & Supplies | 261016 | Motors | EA | MAN2 | VIBRATOR MOTOR,525V,0.38KW, 1500RPM | VIBRATOR MOTOR,525V,0.38KW, 1500RPM
000000000060227093 | STP-004 | DATA ENRICHMENT | MUF | MUF |  | 2022-09-28 |  |  | 000000000060227093 | BHP1 | BHP Spares & Supplies | 261016 | Motors | EA | MAN2 | VIBRATOR MOTOR,525V,0.7KW, 2325RPM | VIBRATOR MOTOR,525V,0.7KW, 2325RPM
000000000060227091 | STP-004 | DATA ENRICHMENT | MUF | MUF |  | 2022-09-28 |  |  | 000000000060227091 | BHP1 | BHP Spares & Supplies | 261016 | Motors | EA | MAN2 | VIBRATOR MOTOR,525V,13KW, 960RPM | VIBRATOR MOTOR,525V,13KW, 960RPM
000000000060227096 | STP-004 | DATA ENRICHMENT | MUF | MUF |  | 2022-09-28 |  |  | 000000000060227096 | BHP1 | BHP Spares & Supplies | 261016 | Motors | EA | MAN2 | VIBRATOR MOTOR,525V,2.2KW, 960RPM | VIBRATOR MOTOR,525V,2.2KW, 960RPM
000000000060227092 | STP-004 | DATA ENRICHMENT | MUF | MUF |  | 2022-09-28 |  |  | 000000000060227092 | BHP1 | BHP Spares & Supplies | 261016 | Motors | EA | MAN2 | VIBRATOR MOTOR,525V,2.4KW, 960RPM | VIBRATOR MOTOR,525V,2.4KW, 960RPM
000000000060227098 | STP-004 | DATA ENRICHMENT | MUF | MUF |  | 2022-09-28 |  |  | 000000000060227098 | BHP1 | BHP Spares & Supplies | 261016 | Motors | EA | MAN2 | VIBRATOR MOTOR,525V,3.7KW,960RPM | VIBRATOR MOTOR,525V,3.7KW,960RPM
000000000060227095 | STP-004 | DATA ENRICHMENT | MUF | MUF |  | 2022-09-28 |  |  | 000000000060227095 | BHP1 | BHP Spares & Supplies | 261016 | Motors | EA | MAN2 | VIBRATOR MOTOR,525V,7.5KW, 1460RPM | VIBRATOR MOTOR,525V,7.5KW, 1460RPM
000000000060227109 | STP-004 | DATA ENRICHMENT | MUF | MUF |  | 2022-09-28 |  |  | 000000000060227109 | BHP1 | BHP Spares & Supplies | 261016 | Motors | EA | MAN2 | VIBRATOR,MOTOR,0.6KW 380VOLT 1400RPM | VIBRATOR,MOTOR,0.6KW 380VOLT 1400RPM
000000000060227110 | STP-004 | DATA ENRICHMENT | MUF | MUF |  | 2022-09-28 |  |  | 000000000060227110 | BHP1 | BHP Spares & Supplies | 261016 | Motors | EA | MAN2 | VIBRATOR,MOTOR,1.1KW 525V0LT 1460RPM | VIBRATOR,MOTOR,1.1KW 525V0LT 1460RPM
000000000060240625 | STP-004 | DATA ENRICHMENT | MUF | MUF |  | 2022-09-28 |  |  | 000000000060240625 | BHP1 | BHP Spares & Supplies | 261018 | Motor components | EA | MAN2 | VIBRATOR,MOTOR,1.5KW,RPM1500,180V | VIBRATOR,MOTOR,1.5KW,RPM1500,180V,C.F.KN43.2 | 090259527
000000000060227111 | STP-004 | DATA ENRICHMENT | MUF | MUF |  | 2022-09-28 |  |  | 000000000060227111 | BHP1 | BHP Spares & Supplies | 261016 | Motors | EA | MAN2 | VIBRATOR,MOTOR,2.2KW 525VOLT 1460RPM, | VIBRATOR,MOTOR,2.2KW 525VOLT 1460RPM
000000000060167503 | STP-004 | DATA ENRICHMENT | MUF | MUF |  | 2022-09-28 |  |  | 000000000060167503 | BHP1 | BHP Spares & Supplies | 261016 | Motors | EA | MAN2 | VIBRATOR: MOTOR, 0.4KW 380VOLT 1460RPM | VIBRATOR: MOTOR, 0.4KW 380VOLT 1460RPM
000000000060167504 | STP-004 | DATA ENRICHMENT | MUF | MUF |  | 2022-09-28 |  |  | 000000000060167504 | BHP1 | BHP Spares & Supplies | 261016 | Motors | EA | MAN2 | VIBRATOR: MOTOR, 0.6KW 380VOLT 1400RPM | VIBRATOR: MOTOR, 0.6KW 380VOLT 1400RPM
000000000060167505 | STP-004 | DATA ENRICHMENT | MUF | MUF |  | 2022-09-28 |  |  | 000000000060167505 | BHP1 | BHP Spares & Supplies | 261016 | Motors | EA | MAN2 | VIBRATOR: MOTOR, 0.75KW 380VOLT 1460RPM | VIBRATOR: MOTOR, 0.75KW 380VOLT 1460RPM
000000000060167506 | STP-004 | DATA ENRICHMENT | MUF | MUF |  | 2022-09-28 |  |  | 000000000060167506 | BHP1 | BHP Spares & Supplies | 261016 | Motors | EA | MAN2 | VIBRATOR: MOTOR, 0.9KW 380VOLT 1460RPM | VIBRATOR: MOTOR, 0.9KW 380VOLT 1460RPM
000000000060167508 | STP-004 | DATA ENRICHMENT | MUF | MUF |  | 2022-09-28 |  |  | 000000000060167508 | BHP1 | BHP Spares & Supplies | 261016 | Motors | EA | MAN2 | VIBRATOR: MOTOR, 1.1KW 380VOLT 1410RPM | VIBRATOR: MOTOR, 1.1KW 380VOLT 1410RPM
000000000060167509 | STP-004 | DATA ENRICHMENT | MUF | MUF |  | 2022-09-28 |  |  | 000000000060167509 | BHP1 | BHP Spares & Supplies | 261016 | Motors | EA | MAN2 | VIBRATOR: MOTOR, 1.1KW 380VOLT 960RPM | VIBRATOR: MOTOR, 1.1KW 380VOLT 960RPM
000000000060167513 | STP-004 | DATA ENRICHMENT | MUF | MUF |  | 2022-09-28 |  |  | 000000000060167513 | BHP1 | BHP Spares & Supplies | 261016 | Motors | EA | MAN2 | VIBRATOR: MOTOR, 2.2KW 525VOLT 1460RPM, | VIBRATOR: MOTOR, 2.2KW 525VOLT 1460RPM, URAS
000000000060167514 | STP-004 | DATA ENRICHMENT | MUF | MUF |  | 2022-09-28 |  |  | 000000000060167514 | BHP1 | BHP Spares & Supplies | 261016 | Motors | EA | MAN2 | VIBRATOR: MOTOR, 2.2KW 525VOLT 935RPM, U | VIBRATOR: MOTOR, 2.2KW 525VOLT 935RPM, URAS
000000000060167517 | STP-004 | DATA ENRICHMENT | MUF | MUF |  | 2022-09-28 |  |  | 000000000060167517 | BHP1 | BHP Spares & Supplies | 261016 | Motors | EA | MAN2 | VIBRATOR: MOTOR, 3KW 380VOLT 960RPM | VIBRATOR: MOTOR, 3KW 380VOLT 960RPM
000000000060167507 | STP-004 | DATA ENRICHMENT | MUF | MUF |  | 2022-09-28 |  |  | 000000000060167507 | BHP1 | BHP Spares & Supplies | 261016 | Motors | EA | MAN2 | VIBRATOR: MOTOR, 1.1KW 525V0LT 1460RPM | VIBRATOR: MOTOR,? 1.1KW 525V0LT 1460RPM
000000000060223642 | STP-004 | DATA ENRICHMENT | MUF | MUF |  | 2022-09-28 |  |  | 000000000060223642 | BHP1 | BHP Spares & Supplies | 261016 | Motors | EA | MAN2 | WEG 37kW 380V 4 Pole B3 IP69 | WEG 37KW 380V 1475RPM IP66 225S\M FRAME SIZE FOOT MOUNT MOTOR | .
000000000060240992 | STP-004 | DATA ENRICHMENT | SMX | SMX |  | 2022-09-28 |  |  | 000000000060240992 | BHP1 | BHP Spares & Supplies | 221015 | Earth moving machinery | EA | MAN2 | NECK,FILLER,PNGH909034248 | NECK, FILLER, P/N GH909034248 | GH909034248 | 0019011379 | GHH MINING MACHINES
000000000060241279 | STP-004 | DATA ENRICHMENT | KIB | KIB |  | 2022-09-26 |  |  | 000000000060241279 | BHP1 | BHP Spares & Supplies | 200000 | Mining Machinery and Accessories | EA | MAN2 | NUT,COUPLING,223-13032-4L-8MM | NUT, COUPLING, 223-13032-4L-8MMV, LINCOLN, GREASE | 223-13032-4L - 8MM COUPLING NUT
000000000060251721 | STP-004 | DATA ENRICHMENT | KIB | KIB |  | 2022-09-26 |  |  | 000000000060251721 | BHP1 | BHP Spares & Supplies | 270000 | Tools and General Machinery | EA | MAN2 | NUT,DIE,ISO COARSE,M39,HEX,RH,CARBON | NUT, DIE, ISO COARSE, M39, HEX, RH, CARBON STEEL CUT THREAD
000000000060231109 | STP-004 | DATA ENRICHMENT | KIB | KIB |  | 2022-09-26 |  |  | 000000000060231109 | BHP1 | BHP Spares & Supplies | 200000 | Mining Machinery and Accessories | EA | MAN2 | NUT,FLANGE UV-853216058 | NUT,FLANGE UV-853216058 | UV-853216058 | 0019011370 | AARD MINING
000000000060239410 | STP-004 | DATA ENRICHMENT | KIB | KIB |  | 2022-09-26 |  |  | 000000000060239410 | BHP1 | BHP Spares & Supplies | 781801 | Vehicle maintenance and repair services | EA | MAN2 | NUT,FOL,0159311813,KOMATSU | NUT, FOL, 0159311813, KOMATSU | 0159311813 | 0019001867 | KOMATSU CORP
000000000060247916 | STP-004 | DATA ENRICHMENT | KIB | KIB |  | 2022-09-26 |  |  | 000000000060247916 | BHP1 | BHP Spares & Supplies | 311617 | Nuts | EA | MAN2 | NUT,GALV,HEX,M16,GR 8.8,COARSE,THREAD | NUT,GALV,HEX,M16,GR 8.8,COARSE,THREAD | NGHM16GR8.8 | 0019011819 | Unknown
000000000060256122 | STP-004 | DATA ENRICHMENT | KIB | KIB |  | 2022-09-26 |  |  | 000000000060256122 | BHP1 | BHP Spares & Supplies | 200000 | Mining Machinery and Accessories | EA | MAN2 | NUT,GR8.8,GALVANIZED,M16 | NUT, GR8.8, GALVANIZED, M16
000000000060256103 | STP-004 | DATA ENRICHMENT | KIB | KIB |  | 2022-09-26 |  |  | 000000000060256103 | BHP1 | BHP Spares & Supplies | 200000 | Mining Machinery and Accessories | EA | MAN2 | NUT,GR8.8,GALVANIZED,M20 | NUT, GR8.8, GALVANIZED, M20
000000000060230051 | STP-004 | DATA ENRICHMENT | KIB | KIB |  | 2022-09-26 |  |  | 000000000060230051 | BHP1 | BHP Spares & Supplies | 200000 | Mining Machinery and Accessories | EA | MAN2 | NUT,HEX 1 INCH UROC BUCKET LIP 121-16U | NUT, HEX 1 INCH UROC BUCKET LIP 121-16U | 121-16U | 0019011370 | AARD MINING
000000000060225842 | STP-004 | DATA ENRICHMENT | KIB | KIB |  | 2022-09-26 |  |  | 000000000060225842 | BHP1 | BHP Spares & Supplies | 221015 | Earth moving machinery | EA | MAN2 | NUT,HEX FNE PTCH (130-M24-1.5) | NUT, HEX FINE PITCH (130-M24-1.5) | 130-M24-1.5 | 0019011370 | AARD MINING
000000000060174587 | STP-004 | DATA ENRICHMENT | KIB | KIB |  | 2022-09-26 |  |  | 000000000060174587 | BHP1 | BHP Spares & Supplies | 221015 | Earth moving machinery | EA | MAN2 | NUT,HEX GHH4.4 P/NR 24610000 | NUT,HEX GHH4.4 P/NR 24610000 | 24610000 | 0019011379 | GHH MINING MACHINES
000000000060242999 | STP-004 | DATA ENRICHMENT | KIB | KIB |  | 2022-09-26 |  |  | 000000000060242999 | BHP1 | BHP Spares & Supplies | 311616 | Bolts | EA | MAN2 | NUT,HEX HEAD,E1 UNC (SAE),GRADE 8 | NUT, HEX HEAD, E1" UNC (SAE), GRADE 8
000000000060242953 | STP-004 | DATA ENRICHMENT | KIB | KIB |  | 2022-09-26 |  |  | 000000000060242953 | BHP1 | BHP Spares & Supplies | 311616 | Bolts | EA | MAN2 | NUT,HEX HEAD,GRADE 8,1 UNC | NUT, HEX HEAD,GRADE 8, 1 UNC
000000000060242911 | STP-004 | DATA ENRICHMENT | KIB | KIB |  | 2022-09-26 |  |  | 000000000060242911 | BHP1 | BHP Spares & Supplies | 311616 | Bolts | EA | MAN2 | NUT,HEX HEAD,M12 HEX NUT GR 8 | NUT, HEX HEAD,M12 HEX NUT GR 8
000000000060242922 | STP-004 | DATA ENRICHMENT | KIB | KIB |  | 2022-09-26 |  |  | 000000000060242922 | BHP1 | BHP Spares & Supplies | 311616 | Bolts | EA | MAN2 | NUT,HEX HEAD,M12,GRADE 8,8 | NUT, HEX HEAD,M12, GRADE 8,8
000000000060243005 | STP-004 | DATA ENRICHMENT | KIB | KIB |  | 2022-09-26 |  |  | 000000000060243005 | BHP1 | BHP Spares & Supplies | 311616 | Bolts | EA | MAN2 | NUT,HEX HEAD,M12,GRADE 8,GALVANISED | NUT, HEX HEAD, M12, GRADE 8,GALVANISED
000000000060243003 | STP-004 | DATA ENRICHMENT | KIB | KIB |  | 2022-09-26 |  |  | 000000000060243003 | BHP1 | BHP Spares & Supplies | 311616 | Bolts | EA | MAN2 | NUT,HEX HEAD,M16,A4 STAINLESS STEEL | NUT, HEX HEAD,M16, A4 STAINLESS STEEL, GRADE 316
000000000060242899 | STP-004 | DATA ENRICHMENT | KIB | KIB |  | 2022-09-26 |  |  | 000000000060242899 | BHP1 | BHP Spares & Supplies | 311616 | Bolts | EA | MAN2 | NUT,HEX HEAD,M16,GRADE 8,8 | NUT, HEX HEAD,M16,GRADE 8,8
000000000060242981 | STP-004 | DATA ENRICHMENT | KIB | KIB |  | 2022-09-26 |  |  | 000000000060242981 | BHP1 | BHP Spares & Supplies | 311616 | Bolts | BAG | MAN2 | NUT,HEX HEAD,M16,GRADE 8,8 | NUT , HEX HEAD,M16, GRADE 8,8; BLACK, COARSE THREAD, 25KG BAG
000000000060242905 | STP-004 | DATA ENRICHMENT | KIB | KIB |  | 2022-09-26 |  |  | 000000000060242905 | BHP1 | BHP Spares & Supplies | 311616 | Bolts | EA | MAN2 | NUT,HEX HEAD,M16,GRADE 8,8 | NUT, HEX HEAD,M16, GRADE 8,8
000000000060243004 | STP-004 | DATA ENRICHMENT | KIB | KIB |  | 2022-09-26 |  |  | 000000000060243004 | BHP1 | BHP Spares & Supplies | 311616 | Bolts | EA | MAN2 | NUT,HEX HEAD,M16,GRADE 8,GALVANISED | NUT, HEX HEAD,M16,GRADE 8, GALVANISED
000000000060242914 | STP-004 | DATA ENRICHMENT | KIB | KIB |  | 2022-09-26 |  |  | 000000000060242914 | BHP1 | BHP Spares & Supplies | 311616 | Bolts | EA | MAN2 | NUT,HEX HEAD,M20,GRADE 10 | NUT, HEX HEAD, M20, GRADE 10
000000000060242977 | STP-004 | DATA ENRICHMENT | KIB | KIB |  | 2022-09-26 |  |  | 000000000060242977 | BHP1 | BHP Spares & Supplies | 311616 | Bolts | EA | MAN2 | NUT,HEX HEAD,M20,GRADE 8,GALVANISED | NUT, HEX HEAD, M20, GRADE 8, GALVANISED
000000000060242968 | STP-004 | DATA ENRICHMENT | KIB | KIB |  | 2022-09-26 |  |  | 000000000060242968 | BHP1 | BHP Spares & Supplies | 311616 | Bolts | EA | MAN2 | NUT,HEX HEAD,M24X2,METRIC FINE,GRADE | NUT, HEX HEAD,M24X2, METRIC FINE, GRADE.8
000000000060242951 | STP-004 | DATA ENRICHMENT | KIB | KIB |  | 2022-09-26 |  |  | 000000000060242951 | BHP1 | BHP Spares & Supplies | 311616 | Bolts | EA | MAN2 | NUT,HEX HEAD,M36,4MM PITCH,MILD STEEL | NUT, HEX HEAD,M36, 4MM PITCH, MILD STEEL
000000000060242927 | STP-004 | DATA ENRICHMENT | KIB | KIB |  | 2022-09-26 |  |  | 000000000060242927 | BHP1 | BHP Spares & Supplies | 311616 | Bolts | EA | MAN2 | NUT,HEX HEAD,M36,GRADE 8.8 | NUT, HEX HEAD, M36 , GRADE 8.8
000000000060242979 | STP-004 | DATA ENRICHMENT | KIB | KIB |  | 2022-09-26 |  |  | 000000000060242979 | BHP1 | BHP Spares & Supplies | 311616 | Bolts | EA | MAN2 | NUT,HEX HEAD,M39,GRADE 8 STEEL, | NUT, HEX HEAD, M39, GRADE 8 STEEL, COARSE THREAD
000000000060242952 | STP-004 | DATA ENRICHMENT | KIB | KIB |  | 2022-09-26 |  |  | 000000000060242952 | BHP1 | BHP Spares & Supplies | 311616 | Bolts | EA | MAN2 | NUT,HEX HEAD,M42,GRADE 8,8,COARSE | NUT, HEX HEAD, M42,GRADE 8,8, COARSE THREAD
000000000060242962 | STP-004 | DATA ENRICHMENT | KIB | KIB |  | 2022-09-26 |  |  | 000000000060242962 | BHP1 | BHP Spares & Supplies | 311616 | Bolts | EA | MAN2 | NUT,HEX HEAD,METRIC FINE,GRADE 8, | NUT , HEX HEAD, METRIC FINE, GRADE 8,8 M24X1.5
000000000060242898 | STP-004 | DATA ENRICHMENT | KIB | KIB |  | 2022-09-26 |  |  | 000000000060242898 | BHP1 | BHP Spares & Supplies | 311616 | Bolts | EA | MAN2 | NUT,HEX HEAD,METRIC FINE,GRADE 8,8 | NUT, HEX HEAD,METRIC FINE,GRADE 8,8
000000000060242956 | STP-004 | DATA ENRICHMENT | KIB | KIB |  | 2022-09-26 |  |  | 000000000060242956 | BHP1 | BHP Spares & Supplies | 311616 | Bolts | EA | MAN2 | NUT,HEX HEAD,METRIC FINE,GRADE 8,8 | NUT , HEX HEAD, METRIC FINE, GRADE 8,8 M30X1.5
000000000060243008 | STP-004 | DATA ENRICHMENT | KIB | KIB |  | 2022-09-26 |  |  | 000000000060243008 | BHP1 | BHP Spares & Supplies | 311616 | Bolts | EA | MAN2 | NUT,HEX HEAD,METRIC FINE,GRADE 9 | NUT, HEX HEAD,METRIC FINE, GRADE 9
000000000060228443 | STP-004 | DATA ENRICHMENT | KIB | KIB |  | 2022-09-26 |  |  | 000000000060228443 | BHP1 | BHP Spares & Supplies | 221015 | Earth moving machinery | EA | MAN2 | NUT,HEX METRIC FINE P/N MFN10242 | NUT,HEX METRIC FINE P/N MFN10242 | MFN10242 | 0019011379 | GHH MINING MACHINES
000000000060238904 | STP-004 | DATA ENRICHMENT | KIB | KIB |  | 2022-09-26 |  |  | 000000000060238904 | BHP1 | BHP Spares & Supplies | P1222 | Fasteners, bolts, studs pins, nails | EA | MAN2 | NUT,HEX,10X1.25,GR8,5747 | HEX NUT, METRIC FINE, 10 X 1.25, GR8, PN 5747 | 5747 | 0019011485 | BOLT & ENGINEERING DISTRIBUTORS
000000000060238901 | STP-004 | DATA ENRICHMENT | KIB | KIB |  | 2022-09-26 |  |  | 000000000060238901 | BHP1 | BHP Spares & Supplies | P1222 | Fasteners, bolts, studs pins, nails | EA | MAN2 | NUT,HEX,12X1.25,GR8,5750 | HEX NUT, METRIC FINE, 12 X 1.25, GR8, PN 5750 | 5750 | 0019011485 | BOLT & ENGINEERING DISTRIBUTORS
000000000060223010 | STP-004 | DATA ENRICHMENT | KIB | KIB |  | 2022-09-26 |  |  | 000000000060223010 | BHP1 | BHP Spares & Supplies | 221015 | Earth moving machinery | EA | MAN2 | NUT,HEX,1NCH (121-16U) | NUT,HEX,1" (121-16U) | 121-16U | 0019011370 | AARD MINING
000000000060238202 | STP-004 | DATA ENRICHMENT | KIB | KIB |  | 2022-09-26 |  |  | 000000000060238202 | BHP1 | BHP Spares & Supplies | P1222 | Fasteners, bolts, studs pins, nails | EA | MAN2 | NUT,HEX,30MM,GR10,72931 | HEX NUT, 30 MM, GR10, PN 72931 | 72931 | 0019011485 | BOLT & ENGINEERING DISTRIBUTORS
000000000060238200 | STP-004 | DATA ENRICHMENT | KIB | KIB |  | 2022-09-26 |  |  | 000000000060238200 | BHP1 | BHP Spares & Supplies | P1222 | Fasteners, bolts, studs pins, nails | EA | MAN2 | NUT,HEX,39MM,GR10,123513 | HEX NUT, 39 MM, GR10, PN 123513 | 123513 | 0019011485 | BOLT & ENGINEERING DISTRIBUTORS
000000000060243663 | STP-004 | DATA ENRICHMENT | KIB | KIB |  | 2022-09-26 |  |  | 000000000060243663 | BHP1 | BHP Spares & Supplies | P1222 | Fasteners, bolts, studs pins, nails | EA | MAN2 | NUT,HEX,4MM,GR8,107237 | HEX NUT 4MM, GR8, PN 107237 | 107237 | 0019011819 | Unknown
000000000060243678 | STP-004 | DATA ENRICHMENT | KIB | KIB |  | 2022-09-26 |  |  | 000000000060243678 | BHP1 | BHP Spares & Supplies | P1222 | Fasteners, bolts, studs pins, nails | EA | MAN2 | NUT,HEX,5MM,GR8,107238 | HEX NUT 5MM, GR8, PN 107238 | 107238 | 0019011819 | Unknown
000000000060249335 | STP-004 | DATA ENRICHMENT | KIB | KIB |  | 2022-09-26 |  |  | 000000000060249335 | BHP1 | BHP Spares & Supplies | 200000 | Mining Machinery and Accessories | EA | MAN2 | NUT,HEX,M12,A2,SS | NUT,HEX,M12,A2,SS | M12A2SSHEXNUTS | 0019011819 | Unknown
000000000060223034 | STP-004 | DATA ENRICHMENT | KIB | KIB |  | 2022-09-26 |  |  | 000000000060223034 | BHP1 | BHP Spares & Supplies | 221015 | Earth moving machinery | EA | MAN2 | NUT,HEX,M16,NYLOCK,GR 8.8 (128-M16) | NUT,HEX,M16,NYLOCK,GR 8.8 (128-M16) | 128-M128-8 | 0019011370 | AARD MINING
000000000060254201 | STP-004 | DATA ENRICHMENT | KIB | KIB |  | 2022-09-26 |  |  | 000000000060254201 | BHP1 | BHP Spares & Supplies | 310000 | Manufacturing Components and Supplies | EA | MAN2 | NUT,HEX,M30,3MM PITCH,304 S/STEEL,FULL C | NUT, HEX, M30, 3MM PITCH, 304 S/STEEL, FULL COARSE THREAD
000000000060223043 | STP-004 | DATA ENRICHMENT | KIB | KIB |  | 2022-09-26 |  |  | 000000000060223043 | BHP1 | BHP Spares & Supplies | 221015 | Earth moving machinery | EA | MAN2 | NUT,HEX,M30,GR 8.8,NYLOCK (128-M30) | NUT,HEX,M30,GR 8.8,NYLOCK (128-M30) | 128-M128-8 | 0019011370 | AARD MINING
000000000060253600 | STP-004 | DATA ENRICHMENT | KIB | KIB |  | 2022-09-26 |  |  | 000000000060253600 | BHP1 | BHP Spares & Supplies | 310000 | Manufacturing Components and Supplies | EA | MAN2 | NUT,HEX,M36,4MM PITCH,304 S/STEEL,FULL,C | NUT, HEX, M36, 4MM PITCH, 304 S/STEEL, FULL, COARSE THREAD
000000000060239751 | STP-004 | DATA ENRICHMENT | KIB | KIB |  | 2022-09-26 |  |  | 000000000060239751 | BHP1 | BHP Spares & Supplies | 311617 | Nuts | EA | MAN2 | NUT,HEX,M36,GRADE12.9,COARSE THREAD | NUT, HEX, M36, GRADE 12.9, COARSE THREAD
000000000060245433 | STP-004 | DATA ENRICHMENT | KIB | KIB |  | 2022-09-26 |  |  | 000000000060245433 | BHP1 | BHP Spares & Supplies | 200000 | Mining Machinery and Accessories | EA | MAN2 | NUT,HEX,NYLOCK, P/N 128-M6 | NUT,HEX,NYLOCK, P/N 128-M6 | 128-M6 | 0019011819 | Unknown
000000000060247810 | STP-004 | DATA ENRICHMENT | KIB | KIB |  | 2022-09-26 |  |  | 000000000060247810 | BHP1 | BHP Spares & Supplies | 200000 | Mining Machinery and Accessories | EA | MAN2 | NUT,HEX,NYLOCK,128-M8 | NUT,HEX,NYLOCK,128-M8 | 128-M8 | 0019011819 | Unknown
000000000060255678 | STP-004 | DATA ENRICHMENT | KIB | KIB |  | 2022-09-26 |  |  | 000000000060255678 | BHP1 | BHP Spares & Supplies | 200000 | Mining Machinery and Accessories | EA | MAN2 | NUT,HEX,STAINLESS,STEEL,A4,316,STD,20X2. | NUT,HEX,STAINLESS,STEEL,A4,316,STD,20X2.5MM,DIN934 | M20S-SHEXNA4
000000000060231127 | STP-004 | DATA ENRICHMENT | KIB | KIB |  | 2022-09-26 |  |  | 000000000060231127 | BHP1 | BHP Spares & Supplies | 200000 | Mining Machinery and Accessories | EA | MAN2 | NUT,HEXAGON UV-851985N24F28 | NUT, HEXAGON UV-851985N24F28 | UV-851985N24F28 | 0019011370 | AARD MINING
000000000060239970 | STP-004 | DATA ENRICHMENT | KIB | KIB |  | 2022-09-26 |  |  | 000000000060239970 | BHP1 | BHP Spares & Supplies | 200000 | Mining Machinery and Accessories | EA | MAN2 | NUT,HEXAGON,AF02000008,DD210L | HEXAGON NUT, PREVAILING TORQUE, PN AF02000008, DD210L | AF02000008
000000000060173726 | STP-004 | DATA ENRICHMENT | KIB | KIB |  | 2022-09-26 |  |  | 000000000060173726 | BHP1 | BHP Spares & Supplies | 311617 | Nuts | EA | MAN2 | NUT,HEXAGON,DISCHARGE GATE,MIXER,PSP 3 P | NUT,HEXAGON,DISCHARGE GATE,MIXER,PSP 3 PELLETISING PLANT-MFC | P41 POSITION 41090-591397 | 0019002490 | OUTOTEC
000000000060244950 | STP-004 | DATA ENRICHMENT | KIB | KIB |  | 2022-09-26 |  |  | 000000000060244950 | BHP1 | BHP Spares & Supplies | 200000 | Mining Machinery and Accessories | EA | MAN2 | NUT,HUB,9094201007 | NUT, HUB, 9094201007 | 9094201007 | 0019011819 | Unknown
000000000060242747 | STP-004 | DATA ENRICHMENT | KIB | KIB |  | 2022-09-26 |  |  | 000000000060242747 | BHP1 | BHP Spares & Supplies | 201017 | Crushers, breakers and grinders | EA | MAN2 | NUT,INNER,CRUSHER,442.7918-01 | INNER NUT FOR HEAD NUT,SANDVIK CONE CRUSHER,PART NUMBER 442.7918-01 | 442.7918-01
000000000060249874 | STP-004 | DATA ENRICHMENT | KIB | KIB |  | 2022-09-26 |  |  | 000000000060249874 | BHP1 | BHP Spares & Supplies | 311700 | Bearings, bushings, wheels, and gears | EA | MAN2 | NUT,LOCK,10X70X11MM | NUT, LOCK, 10X70X11MM, M10X1.5, THREAD HEAD BTC | KM10 | 0019011819 | Unknown
000000000060255430 | STP-004 | DATA ENRICHMENT | KIB | KIB |  | 2022-09-26 |  |  | 000000000060255430 | BHP1 | BHP Spares & Supplies | 200000 | Mining Machinery and Accessories | EA | MAN2 | NUT,LOCK,COVER,SHORT,HEAD,SYMONS,414SHLN | NUT,LOCK,COVER,SHORT,HEAD,SYMONS,414SHLNC | SYMONS414SHLNC | 0019011819 | Unknown
000000000060255429 | STP-004 | DATA ENRICHMENT | KIB | KIB |  | 2022-09-26 |  |  | 000000000060255429 | BHP1 | BHP Spares & Supplies | 200000 | Mining Machinery and Accessories | EA | MAN2 | NUT,LOCK,SHORT,HEAD,SYMONS,414SHLN | NUT,LOCK,SHORT,HEAD,SYMONS,414SHLN | SYMONS414SHLNC | 0019011819 | Unknown
000000000060255848 | STP-004 | DATA ENRICHMENT | KIB | KIB |  | 2022-09-26 |  |  | 000000000060255848 | BHP1 | BHP Spares & Supplies | 251739 | Electrical components | EA | MAN2 | NUT,M12,A2,S/STEEL | NUT,M12,A2,S/STEEL | FSSA2NUT12 | 0019011819 | Unknown
000000000060252281 | STP-004 | DATA ENRICHMENT | KIB | KIB |  | 2022-09-26 |  |  | 000000000060252281 | BHP1 | BHP Spares & Supplies | 311617 | Nuts | EA | MAN2 | NUT,M12,PASSIVATED,YELLOW,EA | NUT,M12,PASSIVATED,YELLOW,EA
000000000060240593 | STP-004 | DATA ENRICHMENT | KIB | KIB |  | 2022-09-26 |  |  | 000000000060240593 | BHP1 | BHP Spares & Supplies | 311617 | Nuts | EA | MAN2 | NUT,M12,STAINLESS STEEL,EA | NUT, M12, STAINLESS STEEL, EA
000000000060240760 | STP-004 | DATA ENRICHMENT | KIB | KIB |  | 2022-09-26 |  |  | 000000000060240760 | BHP1 | BHP Spares & Supplies | P1222 | Fasteners, bolts, studs pins, nails | EA | MAN2 | NUT,M20,HEX,316 STAINLESS STEEL | NUT,M20,HEX,316 STAINLESS STEEL, COARSE THREAD,PSP P40 | NUT,M20,HEX,316 STAINLESS STEEL, COARSE
000000000060240005 | STP-004 | DATA ENRICHMENT | KIB | KIB |  | 2022-09-26 |  |  | 000000000060240005 | BHP1 | BHP Spares & Supplies | 200000 | Mining Machinery and Accessories | EA | MAN2 | NUT,M33X2,PITCH,12.9,GRADE | NUT,M33X2,PITCH,12.9,GRADE | 33X2PITCH GRADE 12.9 NUTS
000000000060164195 | STP-004 | DATA ENRICHMENT | KIB | KIB |  | 2022-09-26 |  |  | 000000000060164195 | BHP1 | BHP Spares & Supplies | 311617 | Nuts | EA | MAN2 | NUT,M64,THRUST PIN,44H TELSMITH CRUSH | NUT, M64, THRUST PIN, 44H TELSMITH CRUSHER, OSBORN, P/N AF0038B631A | AF0038B631A | 0019002485 | OSBORN
000000000060232907 | STP-004 | DATA ENRICHMENT | KIB | KIB |  | 2022-09-26 |  |  | 000000000060232907 | BHP1 | BHP Spares & Supplies | P1222 | Fasteners, bolts, studs pins, nails | EA | MAN2 | NUT,M8 GRADE 8 | M8 GRADE 8 NUT
000000000060232909 | STP-004 | DATA ENRICHMENT | KIB | KIB |  | 2022-09-26 |  |  | 000000000060232909 | BHP1 | BHP Spares & Supplies | P1222 | Fasteners, bolts, studs pins, nails | EA | MAN2 | NUT,M8,HEXAGON,BRASS | M8 HEXAGON NUT BRASS
000000000060245492 | STP-004 | DATA ENRICHMENT | KIB | KIB |  | 2022-09-26 |  |  | 000000000060245492 | BHP1 | BHP Spares & Supplies | 200000 | Mining Machinery and Accessories | EA | MAN2 | NUT,MAIN,SHAFT,COMPOSITE,GYRA44 | NUT,MAIN,SHAFT,COMPOSITE,GYRA44
000000000060230582 | STP-004 | DATA ENRICHMENT | KIB | KIB |  | 2022-09-26 |  |  | 000000000060230582 | BHP1 | BHP Spares & Supplies | 200000 | Mining Machinery and Accessories | EA | MAN2 | NUT,MANIFOLD BRASS M24101054 | NUT,MANIFOLD BRASS M24101054 | M240101054
000000000060230288 | STP-004 | DATA ENRICHMENT | KIB | KIB |  | 2022-09-26 |  |  | 000000000060230288 | BHP1 | BHP Spares & Supplies | 311617 | Nuts | EA | MAN2 | NUT,METRIC FINE 16X1.5 GR 10.9 144005 | NUT,METRIC FINE 16X1.5 GR 10.9 144005 | 144005 | 0019011485 | BOLT & ENGINEERING DISTRIBUTORS
000000000060230287 | STP-004 | DATA ENRICHMENT | KIB | KIB |  | 2022-09-26 |  |  | 000000000060230287 | BHP1 | BHP Spares & Supplies | 311617 | Nuts | EA | MAN2 | NUT,METRIC FINE 20X1.5 GR 10.9 594565 | NUT,METRIC FINE 20X1.5 GR 10.9 594565 | 594565 | 0019011485 | BOLT & ENGINEERING DISTRIBUTORS
000000000060230289 | STP-004 | DATA ENRICHMENT | KIB | KIB |  | 2022-09-26 |  |  | 000000000060230289 | BHP1 | BHP Spares & Supplies | 311617 | Nuts | EA | MAN2 | NUT,METRIC FINE 24X1.5 GR 10.9 410510 | NUT,METRIC FINE 24X1.5 GR 10.9 410510 | 410510 | 0019011485 | BOLT & ENGINEERING DISTRIBUTORS
000000000060231258 | STP-004 | DATA ENRICHMENT | KIB | KIB |  | 2022-09-26 |  |  | 000000000060231258 | BHP1 | BHP Spares & Supplies | 221015 | Earth moving machinery | EA | MAN2 | NUT,METRIC,FINE NYLOC P/N NNMF10121.25 | METRIC, FINE NYLOC NUT P/N NNMF10121.25 | NNMF10121.25 | 0019011379 | GHH MINING MACHINES
000000000060231270 | STP-004 | DATA ENRICHMENT | KIB | KIB |  | 2022-09-26 |  |  | 000000000060231270 | BHP1 | BHP Spares & Supplies | 221015 | Earth moving machinery | EA | MAN2 | NUT,NORDLOCK,WHEEL STUD P/N GM23010043 | NUT,NORDLOCK,WHEEL STUD P/N GM23010043 | GM23010043 | 0019011379 | GHH MINING MACHINES
000000000060220456 | STP-004 | DATA ENRICHMENT | KIB | KIB |  | 2022-09-26 |  |  | 000000000060220456 | BHP1 | BHP Spares & Supplies | 221015 | Earth moving machinery | EA | MAN2 | NUT,NYLOC M30 P/N NN30 | NUT, NYLOC M30 P/N NN30 | NN30 | 0019011379 | GHH MINING MACHINES
000000000060219160 | STP-004 | DATA ENRICHMENT | KIB | KIB |  | 2022-09-26 |  |  | 000000000060219160 | BHP1 | BHP Spares & Supplies | 221015 | Earth moving machinery | EA | MAN2 | NUT,NYLOC P/N NN10 | NUT, NYLOC P/N NN10 | NN10 | 0019011379 | GHH MINING MACHINES
000000000060219161 | STP-004 | DATA ENRICHMENT | KIB | KIB |  | 2022-09-26 |  |  | 000000000060219161 | BHP1 | BHP Spares & Supplies | 221015 | Earth moving machinery | EA | MAN2 | NUT,NYLOC P/N NN12 | NUT, NYLOC P/N NN12 | NN12 | 0019011379 | GHH MINING MACHINES
000000000060219781 | STP-004 | DATA ENRICHMENT | KIB | KIB |  | 2022-09-26 |  |  | 000000000060219781 | BHP1 | BHP Spares & Supplies | 221015 | Earth moving machinery | EA | MAN2 | NUT,NYLOC P/N NNMF20-1.5 | NUT, NYLOC P/N NNMF20-1.5 | NNMF20-1.5 | 0019011379 | GHH MINING MACHINES
000000000060247876 | STP-004 | DATA ENRICHMENT | KIB | KIB |  | 2022-09-26 |  |  | 000000000060247876 | BHP1 | BHP Spares & Supplies | 781801 | Vehicle maintenance and repair services | EA | MAN2 | NUT,NYLOC,100312,BELL,EA | NUT, NYLOC, 100312, BELL, EACH | 100312
000000000060249788 | STP-004 | DATA ENRICHMENT | KIB | KIB |  | 2022-09-26 |  |  | 000000000060249788 | BHP1 | BHP Spares & Supplies | P1222 | Fasteners, bolts, studs pins, nails | EA | MAN2 | NUT,NYLOC,20MM,7235 | NYLOC NUT 20MM, PN 7235 | 7235 | 0019011819 | Unknown
000000000060219300 | STP-004 | DATA ENRICHMENT | KIB | KIB |  | 2022-09-26 |  |  | 000000000060219300 | BHP1 | BHP Spares & Supplies | 311600 | Hardware | EA | MAN2 | NUT,NYLOC,HEX,M12,304 STANLESS | NUT, NYLOC, HEX, M12, 304 STAINLESS STEEL, FULL, COARSE THREAD, ssi fmt0062
000000000060231261 | STP-004 | DATA ENRICHMENT | KIB | KIB |  | 2022-09-26 |  |  | 000000000060231261 | BHP1 | BHP Spares & Supplies | 221015 | Earth moving machinery | EA | MAN2 | NUT,NYLOC,M12 P/N STOVER12 | NYLOC, NUT M12 P/N STOVER12 | STOVER12 | 0019011379 | GHH MINING MACHINES
000000000060250759 | STP-004 | DATA ENRICHMENT | KIB | KIB |  | 2022-09-26 |  |  | 000000000060250759 | BHP1 | BHP Spares & Supplies | 781801 | Vehicle maintenance and repair services | EA | MAN2 | NUT,NYLOCK,100099,BELL,EA | NUT, NYLOCK, 100099, BELL, EACH | 100099
000000000060219811 | STP-004 | DATA ENRICHMENT | KIB | KIB |  | 2022-09-26 |  |  | 000000000060219811 | BHP1 | BHP Spares & Supplies | 221015 | Earth moving machinery | EA | MAN2 | NUT,P/N GH86650000 | NUT, P/N GH86650000 | GH86650000 | 0019011379 | GHH MINING MACHINES
000000000060247002 | STP-004 | DATA ENRICHMENT | KIB | KIB |  | 2022-09-26 |  |  | 000000000060247002 | BHP1 | BHP Spares & Supplies | 200000 | Mining Machinery and Accessories | EA | MAN2 | NUT,SELF,LOCKING,THIN,M12H12-Z | NUT,SELF,LOCKING,THIN,M12H12-Z | M12H12-Z | 0019011819 | Unknown
000000000060239620 | STP-004 | DATA ENRICHMENT | KIB | KIB |  | 2022-09-26 |  |  | 000000000060239620 | BHP1 | BHP Spares & Supplies | 311617 | Nuts | EA | MAN2 | NUT,SHAFT,44H,CONE CRUSHER | NUT, SHAFT, 44H, CONE CRUSHER, OSBORN, PART NO: SK0852 |  | 0019002485 | OSBORN
000000000060241328 | STP-004 | DATA ENRICHMENT | KIB | KIB |  | 2022-09-26 |  |  | 000000000060241328 | BHP1 | BHP Spares & Supplies | 311617 | Nuts | EA | MAN2 | NUT,SHAFT,CONE CRUSHER | CONE CRUSHER SHAFT NUT,44H TELSMITH CRUSHER,OSBORN | SK0852
000000000060251663 | STP-004 | DATA ENRICHMENT | KIB | KIB |  | 2022-09-26 |  |  | 000000000060251663 | BHP1 | BHP Spares & Supplies | 311617 | Nuts | EA | MAN2 | NUT,SHAFT,CONE CRUSHER,44GYRA,EA | NUT,SHAFT,CONE CRUSHER,44GYRA,00-000000052,EA | 00-000000052 | 0019011819 | Unknown
000000000060232682 | STP-004 | DATA ENRICHMENT | KIB | KIB |  | 2022-09-26 |  |  | 000000000060232682 | BHP1 | BHP Spares & Supplies | 200000 | Mining Machinery and Accessories | EA | MAN2 | NUT,SPECIAL,13151-1093,KAWASAKI | SPECIAL NUT, PN 13151-1093, KAWASAKI MULE | 13151-1093 | 0019011667 | WATER RITE MOTORCYCLES
000000000060255257 | STP-004 | DATA ENRICHMENT | KIB | KIB |  | 2022-09-26 |  |  | 000000000060255257 | BHP1 | BHP Spares & Supplies | 230000 | Industrial Manufacturing and Processing Machinery and Access | EA | MAN2 | NUT,SPRING P1000 UNISTRAT,EA | NUT,SPRING P1000 UNISTRAT, TRUNKING,EACH
000000000060213871 | STP-004 | DATA ENRICHMENT | KIB | KIB |  | 2022-09-26 |  |  | 000000000060213871 | BHP1 | BHP Spares & Supplies | 411165 | Instrument parts and accessories | EA | MAN2 | NUT,SPRNG,M10,FNSH: EG | NUT, SPRING, M10, FINISH: EG (EPOXY POWDER COATED)
000000000060213872 | STP-004 | DATA ENRICHMENT | KIB | KIB |  | 2022-09-26 |  |  | 000000000060213872 | BHP1 | BHP Spares & Supplies | 411165 | Instrument parts and accessories | EA | MAN2 | NUT,SPRNG,M12,FNSH: EG | NUT, SPRING, M12, FINISH: EG (EPOXY POWDER COATED)
000000000060213870 | STP-004 | DATA ENRICHMENT | KIB | KIB |  | 2022-09-26 |  |  | 000000000060213870 | BHP1 | BHP Spares & Supplies | 411165 | Instrument parts and accessories | EA | MAN2 | NUT,SPRNG,M6,FNSH: EG | NUT, SPRING, M6, FINISH:EG (EPOXY POWDER COATED)
000000000060230290 | STP-004 | DATA ENRICHMENT | KIB | KIB |  | 2022-09-26 |  |  | 000000000060230290 | BHP1 | BHP Spares & Supplies | 311617 | Nuts | EA | MAN2 | NUT,STOVER 24 GR10 106275 | NUT,STOVER 24 GR10 106275 | 106275 | 0019011485 | BOLT & ENGINEERING DISTRIBUTORS
000000000060230301 | STP-004 | DATA ENRICHMENT | KIB | KIB |  | 2022-09-26 |  |  | 000000000060230301 | BHP1 | BHP Spares & Supplies | 311617 | Nuts | EA | MAN2 | NUT,STOVER 24 X 1.5 METRIC FINE GR5.6 41 | NUT,STOVER 24 X 1.5 METRIC FINE GR5.6 410510 | 410510 | 0019011485 | BOLT & ENGINEERING DISTRIBUTORS
000000000060230284 | STP-004 | DATA ENRICHMENT | KIB | KIB |  | 2022-09-26 |  |  | 000000000060230284 | BHP1 | BHP Spares & Supplies | 311617 | Nuts | EA | MAN2 | NUT,STOVER M10 GR10 144681 | NUT,STOVER M10 GR10 144681 | 144681 | 0019011485 | BOLT & ENGINEERING DISTRIBUTORS
000000000060230285 | STP-004 | DATA ENRICHMENT | KIB | KIB |  | 2022-09-26 |  |  | 000000000060230285 | BHP1 | BHP Spares & Supplies | 311617 | Nuts | EA | MAN2 | NUT,STOVER M12 GR10 170373 | NUT,STOVER M12 GR10 170373 | 170373 | 0019011485 | BOLT & ENGINEERING DISTRIBUTORS
000000000060230286 | STP-004 | DATA ENRICHMENT | KIB | KIB |  | 2022-09-26 |  |  | 000000000060230286 | BHP1 | BHP Spares & Supplies | 311616 | Bolts | EA | MAN2 | NUT,STOVER M16 GR10 643029 | NUT,STOVER M16 GR10 643029 | 643029 | 0019011485 | BOLT & ENGINEERING DISTRIBUTORS
000000000060230282 | STP-004 | DATA ENRICHMENT | KIB | KIB |  | 2022-09-26 |  |  | 000000000060230282 | BHP1 | BHP Spares & Supplies | 311617 | Nuts | EA | MAN2 | NUT,STOVER M6 GR10 569538 | NUT,STOVER M6 GR10 56953 | 56953 | 0019011485 | BOLT & ENGINEERING DISTRIBUTORS
000000000060230283 | STP-004 | DATA ENRICHMENT | KIB | KIB |  | 2022-09-26 |  |  | 000000000060230283 | BHP1 | BHP Spares & Supplies | 311617 | Nuts | EA | MAN2 | NUT,STOVER M8 GR10 543781 | NUT,STOVER M8 GR10 543781 | 543781 | 0019011485 | BOLT & ENGINEERING DISTRIBUTORS
000000000060223080 | STP-004 | DATA ENRICHMENT | KIB | KIB |  | 2022-09-26 |  |  | 000000000060223080 | BHP1 | BHP Spares & Supplies | 221015 | Earth moving machinery | EA | MAN2 | NUT,STOVER,LOCKING (123-M10-1.25) | NUT,STOVER,LOCKING (123-M10-1.25) | 123-M10-1.25 | 0019011370 | AARD MINING
000000000060252563 | STP-004 | DATA ENRICHMENT | KIB | KIB |  | 2022-09-26 |  |  | 000000000060252563 | BHP1 | BHP Spares & Supplies | 200000 | Mining Machinery and Accessories | EA | MAN2 | NUT,UNION,01179539 | NUT, UNION, 01179539 | 01179539 | 0019011819 | Unknown
000000000060231132 | STP-004 | DATA ENRICHMENT | KIB | KIB |  | 2022-09-26 |  |  | 000000000060231132 | BHP1 | BHP Spares & Supplies | 200000 | Mining Machinery and Accessories | EA | MAN2 | NUT,UV-851507270113 | NUT,UV-851507270113 | UV-851507270113 | 0019011370 | AARD MINING
000000000060219073 | STP-004 | DATA ENRICHMENT | KIB | KIB |  | 2022-09-26 |  |  | 000000000060219073 | BHP1 | BHP Spares & Supplies | 221015 | Earth moving machinery | EA | MAN2 | NUT,WHEEL AXLE HUB P/N GH59015700 | NUT, WHEEL AXLE HUB P/N GH59015700 | GH59015700 | 0019011379 | GHH MINING MACHINES
000000000060219070 | STP-004 | DATA ENRICHMENT | KIB | KIB |  | 2022-09-26 |  |  | 000000000060219070 | BHP1 | BHP Spares & Supplies | 221015 | Earth moving machinery | EA | MAN2 | NUT,WHEEL STUD P/N GH59015698 | NUT, WHEEL STUD P/N GH59015698 | GH59015698 | 0019011379 | GHH MINING MACHINES
000000000060232910 | STP-004 | DATA ENRICHMENT | KIB | KIB |  | 2022-09-26 |  |  | 000000000060232910 | BHP1 | BHP Spares & Supplies | P1222 | Fasteners, bolts, studs pins, nails | EA | MAN2 | NUT,WING,M6,BRASS | M6 BRASS WING NUT
000000000060232911 | STP-004 | DATA ENRICHMENT | KIB | KIB |  | 2022-09-26 |  |  | 000000000060232911 | BHP1 | BHP Spares & Supplies | P1222 | Fasteners, bolts, studs pins, nails | EA | MAN2 | NUT,WING,M8,BRASS | M8 BRASS WING NUT
000000000060169209 | STP-004 | DATA ENRICHMENT | KIB | KIB |  | 2022-09-26 |  |  | 000000000060169209 | BHP1 | BHP Spares & Supplies | 311816 | Industrial seals | EA | MAN2 | NUT: GH24622-000 | NUT: GH24622-000 | GH24622-000 | 0019011379 | GHH MINING MACHINES
000000000060169214 | STP-004 | DATA ENRICHMENT | KIB | KIB |  | 2022-09-26 |  |  | 000000000060169214 | BHP1 | BHP Spares & Supplies | 311816 | Industrial seals | EA | MAN2 | NUT: GH86650-000 | NUT: GH86650-000 | GH86650-000 | 0019011379 | GHH MINING MACHINES
000000000060170406 | STP-004 | DATA ENRICHMENT | KIB | KIB |  | 2022-09-26 |  |  | 000000000060170406 | BHP1 | BHP Spares & Supplies | 221015 | Earth moving machinery | EA | MAN2 | NUT: LOCK ATLAS COPCO 0291112815 | NUT: LOCK ATLAS COPCO 0291112815 | 0291112815 | 0019000347 | ATLAS COPCO CORP
000000000060232782 | STP-004 | DATA ENRICHMENT | KIB | KIB |  | 2022-09-26 |  |  | 000000000060232782 | BHP1 | BHP Spares & Supplies | 271132 | Tool kits | EA | MAN2 | NUTDRIVER,GEDORE 9 PC(GED1746948 | NUTDRIVER GEDORE 9 PC(GED1746948
000000000060222036 | STP-004 | DATA ENRICHMENT | KIB | KIB |  | 2022-09-26 |  |  | 000000000060222036 | BHP1 | BHP Spares & Supplies | 311616 | Bolts | EA | MAN2 | NUTS, WHEEL, DANGO, M22 x 1.5 | NUTS, WHEEL, DANGO, M22 X 1,5 MM, FINE THREADS
000000000060228628 | STP-004 | DATA ENRICHMENT | KIB | KIB |  | 2022-09-26 |  |  | 000000000060228628 | BHP1 | BHP Spares & Supplies | 251917 | Vehicle servicing equipment | EA | MAN2 | NUTS,RIM,REAR,ROYAL SLAG | NUTS, RIM, REAR, ROYAL SLAG CARRIER., NEW STOCK AS PER ESSI : 1013, 2J-3507 | 2J-3507 | 0019011537 | BARLOWORLD EQUIPMENT
000000000060231272 | STP-004 | DATA ENRICHMENT | KIB | KIB |  | 2022-09-26 |  |  | 000000000060231272 | BHP1 | BHP Spares & Supplies | 221015 | Earth moving machinery | EA | MAN2 | WHEEL NUT,INDICATOR P/N GM15080001 | WHEEL NUT,INDICATOR P/N GM15080001 | GM15080001 | 0019011379 | GHH MINING MACHINES
000000000060230345 | STP-004 | DATA ENRICHMENT | KIB | KIB |  | 2022-09-26 |  |  | 000000000060230345 | BHP1 | BHP Spares & Supplies | 200000 | Mining Machinery and Accessories | EA | MAN2 | WHEEL NUTS,UV-851006082833 | WHEEL NUTS, UV-851006082833 | UV-851006082833 | 0019011370 | AARD MINING
000000000060254003 | STP-004 | DATA ENRICHMENT | SMX | SMX |  | 2022-09-28 |  |  | 000000000060254003 | BHP1 | BHP Spares & Supplies | 200000 | Mining Machinery and Accessories | EA | MAN2 | ORGANISER,COOLER,BACKSEAT,GREYSTON | ORGANISER, COOLER, BACKSEAT, GREYSTON
000000000060239659 | STP-004 | DATA ENRICHMENT | SMX | SMX |  | 2022-09-28 |  |  | 000000000060239659 | BHP1 | BHP Spares & Supplies | P2520 | Catering equipment | EA | MAN2 | ORGANISER,CUTLERY,TRAY,30CMX40CM | ORGANISER, CUTLERY, TRAY, 30CM X 40CM
000000000060256141 | STP-004 | DATA ENRICHMENT | SMX | SMX |  | 2022-09-28 |  |  | 000000000060256141 | BHP1 | BHP Spares & Supplies | 200000 | Mining Machinery and Accessories | EA | MAN2 | ORIFICE,VARIABLE,SPEED,1/4,VALVE | ORIFICE, VARIABLE, SPEED, 1/4, VALVE
000000000060246470 | STP-004 | DATA ENRICHMENT | SMX | SMX |  | 2022-09-28 |  |  | 000000000060246470 | BHP1 | BHP Spares & Supplies | 200000 | Mining Machinery and Accessories | EA | MAN2 | RUBBER,ORIFICE,223MMX60MMX12MM | RUBBER,ORIFICE,223MMX60MMX12MM
000000000060246477 | STP-004 | DATA ENRICHMENT | SMX | SMX |  | 2022-09-28 |  |  | 000000000060246477 | BHP1 | BHP Spares & Supplies | 200000 | Mining Machinery and Accessories | EA | MAN2 | RUBBER,ORIFICE,223MMX70MMX12MM | RUBBER,ORIFICE,223MMX70MMX12MM
000000000060246471 | STP-004 | DATA ENRICHMENT | SMX | SMX |  | 2022-09-28 |  |  | 000000000060246471 | BHP1 | BHP Spares & Supplies | 200000 | Mining Machinery and Accessories | EA | MAN2 | RUBBER,ORIFICE,223MMX80MMX12MM | RUBBER,ORIFICE,223MMX80MMX12MM
000000000060169229 | STP-004 | DATA ENRICHMENT | KIB | KIB |  | 2022-09-26 |  |  | 000000000060169229 | BHP1 | BHP Spares & Supplies | 311816 | Industrial seals | EA | MAN2 | O - RING,HYDRAILIC TANK GHH 4.4 P/NR GH8 | O - RING,HYDRAILIC TANK GHH 4.4 P/NR GH87010-008 | GH87010-008 | 0019011379 | GHH MINING MACHINES
000000000060235040 | STP-004 | DATA ENRICHMENT | KIB | KIB |  | 2022-09-26 |  |  | 000000000060235040 | BHP1 | BHP Spares & Supplies | 271126 | Sealing tools | EA | MAN2 | O RING 42 X 8 VITON 65 SHORE | O RING 42 X 8 VITON 65 SHORER13/6/42/8
000000000060256074 | STP-004 | DATA ENRICHMENT | KIB | KIB |  | 2022-09-26 |  |  | 000000000060256074 | BHP1 | BHP Spares & Supplies | 271126 | Sealing tools | M | MAN2 | O RING CORD,8MM RUBBER | O RING CORD, 8MM RUBBER | 8MM RUBBER | 0019011819 | Unknown
000000000060014645 | STP-004 | DATA ENRICHMENT | KIB | KIB |  | 2022-09-26 |  |  | 000000000060014645 | BHP1 | BHP Spares & Supplies | 311815 | Gaskets | EA | MAN2 | O RING, 1.85IN ID X 2.27IN OD, TYPE R618 | O RING, 1.85IN ID X 2.27IN OD, TYPE R6187, BUSTUBE, FURNACES NO 4, 5 & A, FMT
000000000060217816 | STP-004 | DATA ENRICHMENT | KIB | KIB |  | 2022-09-26 |  |  | 000000000060217816 | BHP1 | BHP Spares & Supplies | 411200 | Laboratory supplies and fixtures | EA | MAN2 | O RING, 326 1.625X2.000X.187A, XX-611-47 | O RING, 326 1.625X2.000X.187A, XX-611-476, LECO | XX-611-476 | 0019008760 | LECO CORP
000000000060118509 | STP-004 | DATA ENRICHMENT | KIB | KIB |  | 2022-09-26 |  |  | 000000000060118509 | BHP1 | BHP Spares & Supplies | 311815 | Gaskets | EA | MAN2 | O RING, 37.7MM X 3.53MM, NITRILE RUBBER, | O RING, 37.7MM X 3.53MM, NITRILE RUBBER, GAGO | 200-222-4470 | 0019008688 | GAGO
000000000060119570 | STP-004 | DATA ENRICHMENT | KIB | KIB |  | 2022-09-26 |  |  | 000000000060119570 | BHP1 | BHP Spares & Supplies | 311629 | Clamps | EA | MAN2 | O RING, 40MM QUICK COUPLING, WE-ER WEINH | O RING, 40MM QUICK COUPLING, WE-ER WEINHOLD
000000000060014646 | STP-004 | DATA ENRICHMENT | KIB | KIB |  | 2022-09-26 |  |  | 000000000060014646 | BHP1 | BHP Spares & Supplies | 311815 | Gaskets | EA | MAN2 | O RING, 8MM THICK X 36MM ID X 52MM OD, V | O RING, 8MM THICK X 36MM ID X 52MM OD, VITON SEAL, BUSTUBE, FURNACES NO 1, 2 & 3, fmt ssi 178, SSI-FMT00476
000000000060009866 | STP-004 | DATA ENRICHMENT | KIB | KIB |  | 2022-09-26 |  |  | 000000000060009866 | BHP1 | BHP Spares & Supplies | 311815 | Gaskets | EA | MAN2 | O RING, AIRLEG, SECO | O RING, AIRLEG, SECO | 164-3903 | 0019000514 | BOART LONGYEAR AUSTRALIA PTY LIMITE
000000000060022334 | STP-004 | DATA ENRICHMENT | KIB | KIB |  | 2022-09-26 |  |  | 000000000060022334 | BHP1 | BHP Spares & Supplies | 311815 | Gaskets | EA | MAN2 | O RING, IMPELLER SEALING, PUMP, WARMAN | O RING, IMPELLER SEALING, PUMP, WARMAN | E064X-T31 | 0019003565 | WARMAN INTERNATIONAL LTD
000000000060022268 | STP-004 | DATA ENRICHMENT | KIB | KIB |  | 2022-09-26 |  |  | 000000000060022268 | BHP1 | BHP Spares & Supplies | 311815 | Gaskets | EA | MAN2 | O RING, IMPELLER SEALING, PUMP, WARMAN | O RING, IMPELLER SEALING, PUMP, WARMAN | D064X-T31 | 0019003565 | WARMAN INTERNATIONAL LTD
000000000060121077 | STP-004 | DATA ENRICHMENT | KIB | KIB |  | 2022-09-26 |  |  | 000000000060121077 | BHP1 | BHP Spares & Supplies | 311815 | Gaskets | EA | MAN2 | O RING, IMPELLER, PUMP, WARMAN | O RING, IMPELLER, PUMP, WARMAN | C217-E62 | 0019001014 | DURACELL INTERNATIONAL INC
000000000060022169 | STP-004 | DATA ENRICHMENT | KIB | KIB |  | 2022-09-26 |  |  | 000000000060022169 | BHP1 | BHP Spares & Supplies | 311815 | Gaskets | EA | MAN2 | O RING, IMPELLER, PUMP, WARMAN | O RING, IMPELLER, PUMP, WARMAN | B217-S10 | 0019003565 | WARMAN INTERNATIONAL LTD
000000000060177185 | STP-004 | DATA ENRICHMENT | KIB | KIB |  | 2022-09-26 |  |  | 000000000060177185 | BHP1 | BHP Spares & Supplies | 401517 | Pump parts and accessories | EA | MAN2 | O RING, IMPELLER, PUMP, WARMAN | O RING, IMPELLER, PUMP, WARMAN, NEW STOCK AS PER "ESSI 163", CHANGE-EOQ-2020/07/29 | D064-S10 | 0019003565 | WARMAN INTERNATIONAL LTD
000000000060214216 | STP-004 | DATA ENRICHMENT | KIB | KIB |  | 2022-09-26 |  |  | 000000000060214216 | BHP1 | BHP Spares & Supplies | 401517 | Pump parts and accessories | EA | MAN2 | O RING, IMPELLER, VS50, BATTLEMAX DTV PU | O RING, IMPELLER, VS50, BATTLEMAX DTV PUMP | 3/2C64IRNR8 | 0019011730 | PUMP AND ABRASION TECHNOLOGIES CC
000000000060020607 | STP-004 | DATA ENRICHMENT | KIB | KIB |  | 2022-09-26 |  |  | 000000000060020607 | BHP1 | BHP Spares & Supplies | 311815 | Gaskets | EA | MAN2 | O RING, NITRILE RUBBER, HYDROSEAL AND CE | O RING, NITRILE RUBBER, HYDROSEAL & CENTRISEAL PUMP, DENVER | 790016844 | 0019008690 | GARDNER DENVER
000000000060121076 | STP-004 | DATA ENRICHMENT | KIB | KIB |  | 2022-09-26 |  |  | 000000000060121076 | BHP1 | BHP Spares & Supplies | 311815 | Gaskets | EA | MAN2 | O RING, SHAFT SLEEVE, PUMP, WARMAN | O RING, SHAFT SLEEVE, PUMP, WARMAN | C109-S10 | 0019001014 | DURACELL INTERNATIONAL INC
000000000060022176 | STP-004 | DATA ENRICHMENT | KIB | KIB |  | 2022-09-26 |  |  | 000000000060022176 | BHP1 | BHP Spares & Supplies | 311815 | Gaskets | EA | MAN2 | O RING, SHAFT, PUMP, WARMAN | O RING, SHAFT, PUMP, WARMAN | B109-S10 | 0019003565 | WARMAN INTERNATIONAL LTD
000000000060117111 | STP-004 | DATA ENRICHMENT | KIB | KIB |  | 2022-09-26 |  |  | 000000000060117111 | BHP1 | BHP Spares & Supplies | 311815 | Gaskets | EA | MAN2 | O RING, TYPE DM65 X 6, ELETRODE ARM ASSY | O RING, TYPE DM65 X 6, ELETRODE ARM ASSEMBLY, FUCHS, POSITION M310-2000, DC ARC FURNACE, CHROME DIRECT REDUCTION PLANT | 46.00.803 | 0019001360 | FUCHS ELECTRICAL INDUSTRIES PTY LTD
000000000060021535 | STP-004 | DATA ENRICHMENT | KIB | KIB |  | 2022-09-26 |  |  | 000000000060021535 | BHP1 | BHP Spares & Supplies | 311815 | Gaskets | ST | MAN2 | O RING, WKLN 50-4 PUMP, KSB, 3 PER SET | O RING, WKLN 50-4 PUMP, KSB, 3 PER SET | 90415 AND 90432 X 2 | 0019001884 | KSB AKTIENGESELLSCHAFT
000000000060250597 | STP-004 | DATA ENRICHMENT | KIB | KIB |  | 2022-09-26 |  |  | 000000000060250597 | BHP1 | BHP Spares & Supplies | 781801 | Vehicle maintenance and repair services | EA | MAN2 | O RING,140191,BELL,EA | O RING, 140191, BELL, EACH | 140191
000000000060233834 | STP-004 | DATA ENRICHMENT | KIB | KIB |  | 2022-09-26 |  |  | 000000000060233834 | BHP1 | BHP Spares & Supplies | 311624 | Miscellaneous fasteners | EA | MAN2 | O RING,4MM THICK,55MM,PSP HYDRAULICS | O RING,4MM THICK,55MM,PSP HYDRAULICS
000000000060233835 | STP-004 | DATA ENRICHMENT | KIB | KIB |  | 2022-09-26 |  |  | 000000000060233835 | BHP1 | BHP Spares & Supplies | 311624 | Miscellaneous fasteners | EA | MAN2 | O RING,8MM THICK,55MM,PSP CERAMIC FILTER | O RING,8MM THICK,55MM,PSP CERAMIC FILTERS
000000000060231107 | STP-004 | DATA ENRICHMENT | KIB | KIB |  | 2022-09-26 |  |  | 000000000060231107 | BHP1 | BHP Spares & Supplies | 200000 | Mining Machinery and Accessories | EA | MAN2 | O RING,FLANGE UV-85360K40112 | O RING,FLANGE UV-85360K40112 | UV-85360K40112 | 0019011370 | AARD MINING
000000000060238258 | STP-004 | DATA ENRICHMENT | KIB | KIB |  | 2022-09-26 |  |  | 000000000060238258 | BHP1 | BHP Spares & Supplies | 401517 | Pump parts and accessories | EA | MAN2 | O RING,IMPELLER,4/3D,BATTTLEMAX | 4/3D,IMPELLER,O RING,BATTTLEMAX | 4/3D64IRR | 0019011730 | PUMP AND ABRASION TECHNOLOGIES CC
000000000060238249 | STP-004 | DATA ENRICHMENT | KIB | KIB |  | 2022-09-26 |  |  | 000000000060238249 | BHP1 | BHP Spares & Supplies | 401517 | Pump parts and accessories | EA | MAN2 | O RING,SEAL,EXPELLER,4/3D,BATTLEMAX | 4/3D,EXPELLER,SEAL,O RING,BATTLEMAX | 4/3D22IRNR8 | 0019011730 | PUMP AND ABRASION TECHNOLOGIES CC
000000000060238243 | STP-004 | DATA ENRICHMENT | KIB | KIB |  | 2022-09-26 |  |  | 000000000060238243 | BHP1 | BHP Spares & Supplies | 401517 | Pump parts and accessories | EA | MAN2 | O RING,SHAFT,4/3D,BATTLEMAX | 4/3D,SHAFT,O RING,BATTLEMAX | 4/3D109IRR | 0019011730 | PUMP AND ABRASION TECHNOLOGIES CC
000000000060167805 | STP-004 | DATA ENRICHMENT | KIB | KIB |  | 2022-09-26 |  |  | 000000000060167805 | BHP1 | BHP Spares & Supplies | 271126 | Sealing tools | EA | MAN2 | O RING: IMPELLER PUMP 100RV-SP 1800 | O RING: IMPELLER PUMP 100RV-SP 1800 | RV064-S10 | 0019003565 | WARMAN INTERNATIONAL LTD
000000000060221942 | STP-004 | DATA ENRICHMENT | KIB | KIB |  | 2022-09-26 |  |  | 000000000060221942 | BHP1 | BHP Spares & Supplies | 271200 | Hydraulic machinery and equipment | EA | MAN2 | O RNG,CORD,NTRL 4MM | O RING, CORD, NITRIL 4MM | 30-OR-CORD4 | 0019011468 | KUTTING MPUMALANGA (PTY) LTD
000000000060223044 | STP-004 | DATA ENRICHMENT | KIB | KIB |  | 2022-09-26 |  |  | 000000000060223044 | BHP1 | BHP Spares & Supplies | 221015 | Earth moving machinery | EA | MAN2 | O,RNG (UV-94000073) | O,RING (UV-94000073) | UV-94000073 | 0019011370 | AARD MINING
000000000060228714 | STP-004 | DATA ENRICHMENT | KIB | KIB |  | 2022-09-26 |  |  | 000000000060228714 | BHP1 | BHP Spares & Supplies | 410000 | Laboratory, Measuring, Observing and Testing Equipment | EA | MAN2 | O-RIN,607-073,G,LECO | LECO, 607-073, O-RING
000000000060180988 | STP-004 | DATA ENRICHMENT | KIB | KIB |  | 2022-09-26 |  |  | 000000000060180988 | BHP1 | BHP Spares & Supplies | 411200 | Laboratory supplies and fixtures | EA | MAN2 | O-RING FLOW CONTROLLER 028-771-991 | O-RING FLOW CONTROLLER 028-771-991 | 771-991 | 0019008760 | LECO CORP
000000000060180986 | STP-004 | DATA ENRICHMENT | KIB | KIB |  | 2022-09-26 |  |  | 000000000060180986 | BHP1 | BHP Spares & Supplies | 411200 | Laboratory supplies and fixtures | EA | MAN2 | O-RING REAGENT TUBE AC100 765-976 | O-RING REAGENT TUBE AC100 765-976 | 765-976 | 0019008760 | LECO CORP
000000000060186946 | STP-004 | DATA ENRICHMENT | KIB | KIB |  | 2022-09-26 |  |  | 000000000060186946 | BHP1 | BHP Spares & Supplies | 401500 | Industrial pumps and compressors | EA | MAN2 | O-RING (SUCTION COVER) | O-RING (SUCTION COVER)
000000000060225714 | STP-004 | DATA ENRICHMENT | KIB | KIB |  | 2022-09-26 |  |  | 000000000060225714 | BHP1 | BHP Spares & Supplies | 401615 | Filters | EA | MAN2 | O-RING 379,3X5,7 SMS 1586 FOR SANDVICK | O-RING 379,3X5,7 SMS 1586 FOR SANDVICK CONE CRUSHER | 873.0833-00 | 0019002924 | SANDVIK
000000000060173768 | STP-004 | DATA ENRICHMENT | KIB | KIB |  | 2022-09-26 |  |  | 000000000060173768 | BHP1 | BHP Spares & Supplies | 781215 | Packing | EA | MAN2 | O-RING 8,76X1,8 ,DISCHARGE GATE,MIXER,PS | O-RING 8,76X1,8 ,DISCHARGE GATE,MIXER,PSP 3 PELLETISING PLANT-MFC | P41 POSITION 41640-603345 | 0019002490 | OUTOTEC
000000000060180987 | STP-004 | DATA ENRICHMENT | KIB | KIB |  | 2022-09-26 |  |  | 000000000060180987 | BHP1 | BHP Spares & Supplies | 411200 | Laboratory supplies and fixtures | EA | MAN2 | O-RING AUTO CLEANER 604-172 | O-RING AUTO CLEANER 604-172 | 604-172 | 0019008760 | LECO CORP
000000000060180979 | STP-004 | DATA ENRICHMENT | KIB | KIB |  | 2022-09-26 |  |  | 000000000060180979 | BHP1 | BHP Spares & Supplies | 411200 | Laboratory supplies and fixtures | EA | MAN2 | O-RING AUTO CLEANER 762-058 | O-RING AUTO CLEANER 762-058 | 762-058 | 0019008760 | LECO CORP
000000000060180982 | STP-004 | DATA ENRICHMENT | KIB | KIB |  | 2022-09-26 |  |  | 000000000060180982 | BHP1 | BHP Spares & Supplies | 411200 | Laboratory supplies and fixtures | EA | MAN2 | O-RING AUTO CLEANER 772-269 | O-RING AUTO CLEANER 772-269 | 772-269 | 0019008760 | LECO CORP
000000000060180985 | STP-004 | DATA ENRICHMENT | KIB | KIB |  | 2022-09-26 |  |  | 000000000060180985 | BHP1 | BHP Spares & Supplies | 411200 | Laboratory supplies and fixtures | EA | MAN2 | O-RING AUTO CLEANER 772-520R | O-RING AUTO CLEANER 772-520R | 772-520R | 0019008760 | LECO CORP
000000000060180983 | STP-004 | DATA ENRICHMENT | KIB | KIB |  | 2022-09-26 |  |  | 000000000060180983 | BHP1 | BHP Spares & Supplies | 411200 | Laboratory supplies and fixtures | EA | MAN2 | O-RING AUTO CLEANER 773-320 | O-RING AUTO CLEANER 773-320 | 773-320 | 0019008760 | LECO CORP
000000000060180978 | STP-004 | DATA ENRICHMENT | KIB | KIB |  | 2022-09-26 |  |  | 000000000060180978 | BHP1 | BHP Spares & Supplies | 411200 | Laboratory supplies and fixtures | EA | MAN2 | O-RING COMBUSTION TUBE 601-920 | O-RING COMBUSTION TUBE 601-920 | 601-920 | 0019008760 | LECO CORP
000000000060180991 | STP-004 | DATA ENRICHMENT | KIB | KIB |  | 2022-09-26 |  |  | 000000000060180991 | BHP1 | BHP Spares & Supplies | 411200 | Laboratory supplies and fixtures | EA | MAN2 | O-RING FLOW CONTROLLER 175-632 | O-RING FLOW CONTROLLER 175-632 | 175-632 | 0019008760 | LECO CORP
000000000060180992 | STP-004 | DATA ENRICHMENT | KIB | KIB |  | 2022-09-26 |  |  | 000000000060180992 | BHP1 | BHP Spares & Supplies | 411200 | Laboratory supplies and fixtures | EA | MAN2 | O-RING FLOW CONTROLLER 760-224 | O-RING FLOW CONTROLLER 760-224 | 760-224 | 0019008760 | LECO CORP
000000000060180990 | STP-004 | DATA ENRICHMENT | KIB | KIB |  | 2022-09-26 |  |  | 000000000060180990 | BHP1 | BHP Spares & Supplies | 411200 | Laboratory supplies and fixtures | EA | MAN2 | O-RING FLOW CONTROLLER 773-913 | O-RING FLOW CONTROLLER 773-913 | 773-913 | 0019008760 | LECO CORP
000000000060240675 | STP-004 | DATA ENRICHMENT | KIB | KIB |  | 2022-09-26 |  |  | 000000000060240675 | BHP1 | BHP Spares & Supplies | 401515 | Pumps | EA | MAN2 | O-RING P/N 35T330N279 | O-RING P/N 35T330N279 | 35T330N279 | 0019011561 | WEIR MINERALS AFRICA (PTY) LTD
000000000060228677 | STP-004 | DATA ENRICHMENT | KIB | KIB |  | 2022-09-26 |  |  | 000000000060228677 | BHP1 | BHP Spares & Supplies | 410000 | Laboratory, Measuring, Observing and Testing Equipment | EA | MAN2 | O-RING PACK,605-700-087,LECO | LECO, 605-700-087 O-RING PACK
000000000060180981 | STP-004 | DATA ENRICHMENT | KIB | KIB |  | 2022-09-26 |  |  | 000000000060180981 | BHP1 | BHP Spares & Supplies | 411200 | Laboratory supplies and fixtures | EA | MAN2 | O-RING REAGENT TUBE 578-672 | O-RING REAGENT TUBE 578-672 | 578-672 | 0019008760 | LECO CORP
000000000060180984 | STP-004 | DATA ENRICHMENT | KIB | KIB |  | 2022-09-26 |  |  | 000000000060180984 | BHP1 | BHP Spares & Supplies | 411200 | Laboratory supplies and fixtures | EA | MAN2 | O-RING REAGENT TUBE 762-058 | O-RING REAGENT TUBE 762-058 | 762-058 | 0019008760 | LECO CORP
000000000060246428 | STP-004 | DATA ENRICHMENT | KIB | KIB |  | 2022-09-26 |  |  | 000000000060246428 | BHP1 | BHP Spares & Supplies | 201017 | Crushers, breakers and grinders | EA | MAN2 | O-RING SEAL FOR LIDS OF 100cc DICKIE AND | O-RING SEAL FOR LIDS OF 100cc DICKIE AND STOCKLER GRINDING VESSELS | VESEAL10822-CC100 | 0019011819 | Unknown
000000000060200181 | STP-004 | DATA ENRICHMENT | KIB | KIB |  | 2022-09-26 |  |  | 000000000060200181 | BHP1 | BHP Spares & Supplies | 221015 | Earth moving machinery | EA | MAN2 | O-RING, 07000-12140, KOM | O-RING, WA500-0C, FEL, 07000-12140, KOMATSU | 07000-12140 | 0019001867 | KOMATSU CORP
000000000060197381 | STP-004 | DATA ENRICHMENT | KIB | KIB |  | 2022-09-26 |  |  | 000000000060197381 | BHP1 | BHP Spares & Supplies | 221015 | Earth moving machinery | EA | MAN2 | O-RING, 22U-27-21220, KOM | O-RING, PC220-7C, EXCAVATOR, 22U-27-21220, KOMATSU | 22U-27-21220 | 0019001867 | KOMATSU CORP
000000000060181834 | STP-004 | DATA ENRICHMENT | KIB | KIB |  | 2022-09-26 |  |  | 000000000060181834 | BHP1 | BHP Spares & Supplies | 401517 | Pump parts and accessories | EA | MAN2 | O-RING, 344 ID X 5.7 CORD, 10ME | O-RING, 344 ID X 5.7 CORD, 10ME
000000000060224574 | STP-004 | DATA ENRICHMENT | KIB | KIB |  | 2022-09-26 |  |  | 000000000060224574 | BHP1 | BHP Spares & Supplies | 251739 | Electrical components | EA | MAN2 | O-RING, BUSTUBE CONNECTOR | BS4518:DIA 3 O-RING REF 0453-57 NITRILE RUBBER
000000000060224576 | STP-004 | DATA ENRICHMENT | KIB | KIB |  | 2022-09-26 |  |  | 000000000060224576 | BHP1 | BHP Spares & Supplies | 251739 | Electrical components | EA | MAN2 | O-RING, BUSTUBE CONNECTOR | O-RING, BUSTUBE CONNECTOR, BS4518:DIA 3 O-RING REF 0453-57 NITRILE RUBBER
000000000060180989 | STP-004 | DATA ENRICHMENT | KIB | KIB |  | 2022-09-26 |  |  | 000000000060180989 | BHP1 | BHP Spares & Supplies | 411200 | Laboratory supplies and fixtures | EA | MAN2 | O-RING, FLOW CONTROLLER 772-7380, LECO | O-RING, FLOW CONTROLLER 772-7380, LECO | 772-7380 | 0019008760 | LECO CORP
000000000060220789 | STP-004 | DATA ENRICHMENT | KIB | KIB |  | 2022-09-26 |  |  | 000000000060220789 | BHP1 | BHP Spares & Supplies | 221015 | Earth moving machinery | EA | MAN2 | O-RING, FUEL TANK P/N GH64337009 | O-RING, FUEL TANK P/N GH64337009 | GH64337009 | 0019011379 | GHH MINING MACHINES
000000000060176348 | STP-004 | DATA ENRICHMENT | KIB | KIB |  | 2022-09-26 |  |  | 000000000060176348 | BHP1 | BHP Spares & Supplies | P1545 | Electric fittings, lamps fuses, batteries, | EA | MAN2 | O-RING, METRIC KIT P/NR ACCORINGKITMET | O-RING, METRIC KIT P/NR ACCORINGKITMET | ACCORINGKITMET | 0019011367 | ELECTRO DIESEL
000000000060181424 | STP-004 | DATA ENRICHMENT | KIB | KIB |  | 2022-09-26 |  |  | 000000000060181424 | BHP1 | BHP Spares & Supplies | 401517 | Pump parts and accessories | EA | MAN2 | O-RING, SHAFT SLEEVE, 8/6F WARMAN | O-RING, SHAFT SLEEVE, 8/6F WARMAN
000000000060236700 | STP-004 | DATA ENRICHMENT | KIB | KIB |  | 2022-09-26 |  |  | 000000000060236700 | BHP1 | BHP Spares & Supplies | 200000 | Mining Machinery and Accessories | EA | MAN2 | O-RING,02893-05037 | O-RING, KOMATSU, WA480-6, 02893-05037 | 02893-05037 O-RING | 0019001867 | KOMATSU CORP
000000000060235716 | STP-004 | DATA ENRICHMENT | KIB | KIB |  | 2022-09-26 |  |  | 000000000060235716 | BHP1 | BHP Spares & Supplies | 200000 | Mining Machinery and Accessories | EA | MAN2 | O-RING,07000-12110 | O-RING, 07000-12110 | 07000-12110 O-RING | 0019001867 | KOMATSU CORP
000000000060235715 | STP-004 | DATA ENRICHMENT | KIB | KIB |  | 2022-09-26 |  |  | 000000000060235715 | BHP1 | BHP Spares & Supplies | 200000 | Mining Machinery and Accessories | EA | MAN2 | O-RING,07000-12130 | O-RING, 07000-12130 | 07000-12130 O-RING | 0019001867 | KOMATSU CORP
000000000060235714 | STP-004 | DATA ENRICHMENT | KIB | KIB |  | 2022-09-26 |  |  | 000000000060235714 | BHP1 | BHP Spares & Supplies | 200000 | Mining Machinery and Accessories | EA | MAN2 | O-RING,07000-15160 | O-RING, 07000-15160 | 07000-15160 O-RING | 0019001867 | KOMATSU CORP
000000000060236479 | STP-004 | DATA ENRICHMENT | KIB | KIB |  | 2022-09-26 |  |  | 000000000060236479 | BHP1 | BHP Spares & Supplies | 200000 | Mining Machinery and Accessories | EA | MAN2 | O-RING,07000-15335 | O-RING, KOMATSU, HM300-2R, FINAL, DRIVE, 07000-15335 | 07000-15335 | 0019001867 | KOMATSU CORP
000000000060235722 | STP-004 | DATA ENRICHMENT | KIB | KIB |  | 2022-09-26 |  |  | 000000000060235722 | BHP1 | BHP Spares & Supplies | 200000 | Mining Machinery and Accessories | EA | MAN2 | O-RING,07000-72130 | O-RING, 07000-72130 | 07000-72130 O-RING | 0019001867 | KOMATSU CORP
000000000060223592 | STP-004 | DATA ENRICHMENT | KIB | KIB |  | 2022-09-26 |  |  | 000000000060223592 | BHP1 | BHP Spares & Supplies | 811016 | Mechanical engineering | EA | MAN2 | O-RING,3 X 30 RMT | O-RING 3 X 30 RMT
000000000060231620 | STP-004 | DATA ENRICHMENT | KIB | KIB |  | 2022-09-26 |  |  | 000000000060231620 | BHP1 | BHP Spares & Supplies | 401517 | Pump parts and accessories | EA | MAN2 | O-RING,40T235N | O-RING, 40T235N | 40T235N | 0019011561 | WEIR MINERALS AFRICA (PTY) LTD
000000000060243559 | STP-004 | DATA ENRICHMENT | KIB | KIB |  | 2022-09-26 |  |  | 000000000060243559 | BHP1 | BHP Spares & Supplies | 200000 | Mining Machinery and Accessories | EA | MAN2 | O-RING,426-03-31220,KOMATSU,WA500-6 | O-RING,426-03-31220,KOMATSU,WA500-6 | 426-03-31220 O-RING | 0019011819 | Unknown
000000000060223593 | STP-004 | DATA ENRICHMENT | KIB | KIB |  | 2022-09-26 |  |  | 000000000060223593 | BHP1 | BHP Spares & Supplies | 811016 | Mechanical engineering | EA | MAN2 | O-RING,5.34 X 59.7 R6237 | O-RING 5.34 X 59.7 R6237
000000000060241407 | STP-004 | DATA ENRICHMENT | KIB | KIB |  | 2022-09-26 |  |  | 000000000060241407 | BHP1 | BHP Spares & Supplies | 401517 | Pump parts and accessories | EA | MAN2 | ORING,50T416N | O-RING, 50T416N | 50T416N | 0019011561 | WEIR MINERALS AFRICA (PTY) LTD
000000000060232667 | STP-004 | DATA ENRICHMENT | KIB | KIB |  | 2022-09-26 |  |  | 000000000060232667 | BHP1 | BHP Spares & Supplies | 200000 | Mining Machinery and Accessories | EA | MAN2 | O-RING,55155216,DD210L | O-RING, PN 55155216, DD210L | 55155216 | 0019002924 | SANDVIK
000000000060244150 | STP-004 | DATA ENRICHMENT | KIB | KIB |  | 2022-09-26 |  |  | 000000000060244150 | BHP1 | BHP Spares & Supplies | P1060 | Equipment maintenance services | EA | MAN2 | O-RING,619-590-861,EA | O-RING, 619-590-861
000000000060228706 | STP-004 | DATA ENRICHMENT | KIB | KIB |  | 2022-09-26 |  |  | 000000000060228706 | BHP1 | BHP Spares & Supplies | 410000 | Laboratory, Measuring, Observing and Testing Equipment | EA | MAN2 | O-RING,619-591-385,LECO | LECO, 619-591-385 O-RING
000000000060228703 | STP-004 | DATA ENRICHMENT | KIB | KIB |  | 2022-09-26 |  |  | 000000000060228703 | BHP1 | BHP Spares & Supplies | 410000 | Laboratory, Measuring, Observing and Testing Equipment | EA | MAN2 | O-RING,619-592-926,LECO | LECO, 619-592-926 O-RING
000000000060228712 | STP-004 | DATA ENRICHMENT | KIB | KIB |  | 2022-09-26 |  |  | 000000000060228712 | BHP1 | BHP Spares & Supplies | 410000 | Laboratory, Measuring, Observing and Testing Equipment | EA | MAN2 | O-RING,760-359,LECO | LECO, 760-359 O-RING
000000000060244149 | STP-004 | DATA ENRICHMENT | KIB | KIB |  | 2022-09-26 |  |  | 000000000060244149 | BHP1 | BHP Spares & Supplies | P1060 | Equipment maintenance services | EA | MAN2 | O-RING,760-841,EA | O-RING, 760-841
000000000060228716 | STP-004 | DATA ENRICHMENT | KIB | KIB |  | 2022-09-26 |  |  | 000000000060228716 | BHP1 | BHP Spares & Supplies | 410000 | Laboratory, Measuring, Observing and Testing Equipment | EA | MAN2 | O-RING,765-976,LECO | LECO, 765-976, O-RING
000000000060228705 | STP-004 | DATA ENRICHMENT | KIB | KIB |  | 2022-09-26 |  |  | 000000000060228705 | BHP1 | BHP Spares & Supplies | 410000 | Laboratory, Measuring, Observing and Testing Equipment | EA | MAN2 | O-RING,774-489,LECO | LECO, 774-489 O-RING
000000000060168152 | STP-004 | DATA ENRICHMENT | KIB | KIB |  | 2022-09-26 |  |  | 000000000060168152 | BHP1 | BHP Spares & Supplies | 200000 | Mining Machinery and Accessories | EA | MAN2 | O-RING,81319869,DD210L,DD211L | O-RING, PN 81319869, DD210L. DD211L, O-RING, PN 81319869, DD210L .DD211L | 81319869 | 0019002924 | SANDVIK
000000000060247683 | STP-004 | DATA ENRICHMENT | KIB | KIB |  | 2022-09-26 |  |  | 000000000060247683 | BHP1 | BHP Spares & Supplies | 502210 | Pulses | EA | MAN2 | O-RING,BR777,HYDRAULIC,ROCK,BREAKER,MOIL | O-RING,BR777,HYDRAULIC,ROCK,BREAKER,MOIL
000000000060231240 | STP-004 | DATA ENRICHMENT | KIB | KIB |  | 2022-09-26 |  |  | 000000000060231240 | BHP1 | BHP Spares & Supplies | 271126 | Sealing tools | EA | MAN2 | O-RING,HOUSING LID,CERAMIC FILTER BAG | O-RING, HOUSING LID, CERAMIC FILTER BAG, NEW STOCK AS PER ESSI : 1087
000000000060229761 | STP-004 | DATA ENRICHMENT | KIB | KIB |  | 2022-09-26 |  |  | 000000000060229761 | BHP1 | BHP Spares & Supplies | 401517 | Pump parts and accessories | EA | MAN2 | O-RING,IMPELLER,WARMAN 4/3D | O-RING, IMPELLER, WARMAN 4/3D
000000000060251198 | STP-004 | DATA ENRICHMENT | KIB | KIB |  | 2022-09-26 |  |  | 000000000060251198 | BHP1 | BHP Spares & Supplies | 401515 | Pumps | EA | MAN2 | O-RING,MUSKETEER,35T330N279 | O-RING,MUSKETEER,35T330N279 | 35T330N279 | 0019011819 | Unknown
000000000060251199 | STP-004 | DATA ENRICHMENT | KIB | KIB |  | 2022-09-26 |  |  | 000000000060251199 | BHP1 | BHP Spares & Supplies | 401515 | Pumps | EA | MAN2 | O-RING,MUSKETEER,E109-S10 | O-RING,MUSKETEER,E109-S10 | E109-S10 | 0019011819 | Unknown
000000000060255553 | STP-004 | DATA ENRICHMENT | KIB | KIB |  | 2022-09-26 |  |  | 000000000060255553 | BHP1 | BHP Spares & Supplies | 271217 | Hydraulic hose and tube fittings | EA | MAN2 | O-RING,PART,NUMBER4131,SHORE90 | O-RING, PART NUMBER 4131, SHORE 90, DANGO CAR
000000000060234193 | STP-004 | DATA ENRICHMENT | KIB | KIB |  | 2022-09-26 |  |  | 000000000060234193 | BHP1 | BHP Spares & Supplies | 401517 | Pump parts and accessories | EA | MAN2 | O-RING,RMT,1.78X56.87 | O-RING, IMP, 2-035, 178X56.87 | RMT,1.78X56.87 | 0019011394 | BEARING MAN LTD
000000000060223354 | STP-004 | DATA ENRICHMENT | KIB | KIB |  | 2022-09-26 |  |  | 000000000060223354 | BHP1 | BHP Spares & Supplies | 411165 | Instrument parts and accessories | EA | MAN2 | O-RING,RUBBER,INSIDE,DIAMETER 67 MM | O-RING RUBBER INSIDE DIAMETER 67 MM
000000000060251195 | STP-004 | DATA ENRICHMENT | KIB | KIB |  | 2022-09-26 |  |  | 000000000060251195 | BHP1 | BHP Spares & Supplies | 401515 | Pumps | EA | MAN2 | O-RING,RUBBER,MUSKETEER,8/6,F109-S10 | O-RING RUBBER MUSKETEER 8/6 F109-S10 | F109-S10
000000000060227982 | STP-004 | DATA ENRICHMENT | KIB | KIB |  | 2022-09-26 |  |  | 000000000060227982 | BHP1 | BHP Spares & Supplies | 251917 | Vehicle servicing equipment | EA | MAN2 | O-RING,SEAL,TUBE TRANSMISSION, | O-RING, SEAL, TUBE TRANSMISSION, ROYAL SLAG CARRIER, NEW STOCK AS PER ESSI : 966 | 6H-3977 | 0019011537 | BARLOWORLD EQUIPMENT
000000000060227981 | STP-004 | DATA ENRICHMENT | KIB | KIB |  | 2022-09-26 |  |  | 000000000060227981 | BHP1 | BHP Spares & Supplies | 251917 | Vehicle servicing equipment | EA | MAN2 | O-RING,SEAL,TUBE TRANSMISSION, | O-RING, SEAL, TUBE TRANSMISSION, ROYAL SLAG CARRIER, NEW STOCK AS PER ESSI : 967 | 5F-3092 | 0019011537 | BARLOWORLD EQUIPMENT
000000000060233124 | STP-004 | DATA ENRICHMENT | KIB | KIB |  | 2022-09-26 |  |  | 000000000060233124 | BHP1 | BHP Spares & Supplies | 251917 | Vehicle servicing equipment | ST | MAN2 | O-RING,SET,TRANSMISSION INSTALLATION | O-RING, SET, TRANSMISSION INSTALLATION,ROYAL SLAG CAR 2 of 8M-4390 SEAL, 2 of 8M-4443 SEAL 1 of 9M-4849 SEAL 1 of 8D-5096 SEAL 1 of 6F-0711 SEAL, NEW STOCK AS PER ESSI: 1528, O-RING, SET, TRANSMISSION INSTALLATION,ROYAL SLAG CAR., 2 of 8M-4390 SEAL, 2 of 8M-4443 SEAL, 1 of 9M-4849 SEAL, 1 of 8D-5096 SEAL, 1 of 6F-0711 SEAL | 2 OF 8M-4390 SEAL 2 OF 8M-4443 SEAL 1 OF | 0019011537 | BARLOWORLD EQUIPMENT
000000000060255948 | STP-004 | DATA ENRICHMENT | KIB | KIB |  | 2022-09-26 |  |  | 000000000060255948 | BHP1 | BHP Spares & Supplies | 401515 | Pumps | EA | MAN2 | O-RING,SHAFT,ETD109-S10 | SHAFT O-RING,O-RING SEAL ON SHAFT X2 | ETD109-S10 | 0019011819 | Unknown
000000000060252054 | STP-004 | DATA ENRICHMENT | KIB | KIB |  | 2022-09-26 |  |  | 000000000060252054 | BHP1 | BHP Spares & Supplies | 251728 | Hydraulic systems and components | EA | MAN2 | O-RING,THK4MM,OD100MM,VITON,MUDGUN | O-RING, 4MM THICK X 100MM OD, VITON, MUDGUN ACCUMULATOR
000000000060243868 | STP-004 | DATA ENRICHMENT | KIB | KIB |  | 2022-09-26 |  |  | 000000000060243868 | BHP1 | BHP Spares & Supplies | 200000 | Mining Machinery and Accessories | EA | MAN2 | O-RING,WATERPUMP,BFM1013,M11800277 | ORING, WATERPUMP, BF4M1013, PN M11800277 | M11800277 | 0019011819 | Unknown
000000000060170944 | STP-004 | DATA ENRICHMENT | KIB | KIB |  | 2022-09-26 |  |  | 000000000060170944 | BHP1 | BHP Spares & Supplies | 311800 | Gaskets and seals | EA | MAN2 | O-RING: FILTER, INSERT ON SLIDE BEARING, | O-RING: FILTER, INSERT ON SLIDE BEARING, CC30/CC45, LAROX 151-12-10924 | 151-12-10924 | 0019001921 | LAROX INCORPORATED
000000000060170945 | STP-004 | DATA ENRICHMENT | KIB | KIB |  | 2022-09-26 |  |  | 000000000060170945 | BHP1 | BHP Spares & Supplies | 311800 | Gaskets and seals | EA | MAN2 | O-RING: FILTER, INSERT ON SLIDE BEARING, | O-RING: FILTER, INSERT ON SLIDE BEARING, CC30/CC45, LAROX 151-12-11754 | 151-12-11754 | 0019001921 | LAROX INCORPORATED
000000000060233171 | STP-004 | DATA ENRICHMENT | KIB | KIB |  | 2022-09-26 |  |  | 000000000060233171 | BHP1 | BHP Spares & Supplies | 411000 | Laboratory Equipment | EA | MAN2 | ORINGS,3MM,DIAMETER,SEALS,FOR,100CC,GRIN | ORINGS,3MM,DIAMETER,SEALS,FOR,100CC,GRINDING,VESSELS
000000000060189390 | STP-004 | DATA ENRICHMENT | KIB | KIB |  | 2022-09-26 |  |  | 000000000060189390 | BHP1 | BHP Spares & Supplies | 221015 | Earth moving machinery | EA | MAN2 | O-RNG,07000-15260,KOM | O-RING, HM300-1C, ADT, 07000-15260, KOMATSU | 07000-15260 | 0019001867 | KOMATSU CORP
000000000060216512 | STP-004 | DATA ENRICHMENT | KIB | KIB |  | 2022-09-26 |  |  | 000000000060216512 | BHP1 | BHP Spares & Supplies | 221015 | Earth moving machinery | EA | MAN2 | O-RNG,HOUSNG FLTER P/N GH77607-000 | O-RING, HOUSING FILTER HYDRAULIC GHH SLP6 P/N GH77607-000 | GH77607-000 | 0019011379 | GHH MINING MACHINES
000000000060224681 | STP-004 | DATA ENRICHMENT | KIB | KIB |  | 2022-09-26 |  |  | 000000000060224681 | BHP1 | BHP Spares & Supplies | 221015 | Earth moving machinery | EA | MAN2 | O-RNG,HYDRAULC TANK GM2901-0013 | O-RING, HYDRAULIC TANK GM2901-0013
000000000060219859 | STP-004 | DATA ENRICHMENT | KIB | KIB |  | 2022-09-26 |  |  | 000000000060219859 | BHP1 | BHP Spares & Supplies | 221015 | Earth moving machinery | EA | MAN2 | O-RNG,PSTON P/N GM16060001 | O-RING, PISTON P/N GM16060001 | GM16060001 | 0019011379 | GHH MINING MACHINES
000000000060223954 | STP-004 | DATA ENRICHMENT | KIB | KIB |  | 2022-09-26 |  |  | 000000000060223954 | BHP1 | BHP Spares & Supplies | 401517 | Pump parts and accessories | EA | MAN2 | WARMAN,3/2C O-RING,IMPELLER | WARMAN,3/2C O-RING,IMPELLER | 3/2C64IRR
000000000060223957 | STP-004 | DATA ENRICHMENT | KIB | KIB |  | 2022-09-26 |  |  | 000000000060223957 | BHP1 | BHP Spares & Supplies | 401517 | Pump parts and accessories | EA | MAN2 | WARMAN,3/2C O-RING,SHAFT,BATTLEMAX | WARMAN,3/2C O-RING,SHAFT,BATTLEMAX | 3/2C109IRR
000000000060224096 | STP-004 | DATA ENRICHMENT | KIB | KIB |  | 2022-09-26 |  |  | 000000000060224096 | BHP1 | BHP Spares & Supplies | 401517 | Pump parts and accessories | EA | MAN2 | WARMAN,6/4E O RING IMPELLER | WARMAN,6/4E O RING IMPELLER | 6/4E64IRR
000000000060224104 | STP-004 | DATA ENRICHMENT | KIB | KIB |  | 2022-09-26 |  |  | 000000000060224104 | BHP1 | BHP Spares & Supplies | 401517 | Pump parts and accessories | EA | MAN2 | WARMAN,6/4E SHAFT O RING,BATTLEMAX | WARMAN,6/4E SHAFT O RING,BATTLEMAX | 6/4E109IRR
000000000060246687 | STP-004 | DATA ENRICHMENT | SMX | SMX |  | 2022-09-28 |  |  | 000000000060246687 | BHP1 | BHP Spares & Supplies | 411000 | Laboratory Equipment | EA | MAN2 | OVEN,DRYING,DIGITAL,CONTROL | OVEN,DRYING,DIGITAL,CONTROL
000000000060236698 | STP-004 | DATA ENRICHMENT | SMX | SMX |  | 2022-09-28 |  |  | 000000000060236698 | BHP1 | BHP Spares & Supplies | 401018 | Heating | EA | MAN2 | OVEN,LABORATORY,240LITRE | OVEN,LABORATORY,240LITRE, OPERATING TEMPERATURE -7 TO 250 DEGREES, ,DIGITAL CONTROL ELECTRONIC,TECHNICAL DATA,VOLUME 240LITRE,DIGITAL, OVEN278,EXTERNAL DIMENSIONS,WIDTH 625,HEIGHT 820, DEPTH810, INTERNAL, DIMENSIONS, WIDTH625, HEIGHT 680 ,DEPTH 580, SHELVES 2, SHELF POSITIONS, 9
000000000060126102 | STP-004 | DATA ENRICHMENT | SMX | SMX |  | 2022-09-28 |  |  | 000000000060126102 | BHP1 | BHP Spares & Supplies | 241020 | Shelving and storage | EA | MAN2 | PALLETS, 2 WAY NON-REVERSIBLE, 1000 X 10 | PALLETS, 2 WAY NON-REVERSIBLE, YELLOW, 1000 X 1000MM, 140MM HIGH, PALLETS, 2 WAY NON-REVERSIBLE, 1000 X 1000MM, 140MM HIGH
000000000060255642 | STP-004 | DATA ENRICHMENT | SMX | SMX |  | 2022-09-28 |  |  | 000000000060255642 | BHP1 | BHP Spares & Supplies | 241400 | Packing supplies | EA | MAN2 | PLASTIC,PALLET,WRAP | PLASTIC PALLET WRAP, HEAVY DUTY, 450 X 400 X 15
000000000060178083 | STP-004 | DATA ENRICHMENT | SMX | SMX |  | 2022-09-28 |  |  | 000000000060178083 | BHP1 | BHP Spares & Supplies | 731100 | Wood and paper industries | EA | MAN2 | WOODEN PALLET, TOP& BOTT. SLATS=6 OF 900 | WOODEN PALLET, TOP& BOTT. SLATS=6 OF 900X100X22 & BEARERS = 3OF 900X102X102MM.
000000000060144165 | STP-004 | DATA ENRICHMENT | SMX | SMX |  | 2022-09-28 |  |  | 000000000060144165 | BHP1 | BHP Spares & Supplies | 441219 | Ink and lead refills | BX | MAN2 | PENCIL, COLOUR, RED, 12 PER BOX, STABILO | PENCIL, COLOUR, RED, 12 PER BOX, STABILO
000000000060138845 | STP-004 | DATA ENRICHMENT | SMX | SMX |  | 2022-09-28 |  |  | 000000000060138845 | BHP1 | BHP Spares & Supplies | 441200 | Office supplies | EA | MAN2 | WALTONS PRIMELINE PENCILS, HB, 12 PER BO | WALTONS PRIMELINE PENCILS, HB, 12 PER BOX | 793116 | 0019009008 | WALTONS
000000000060161123 | STP-004 | DATA ENRICHMENT | SMX | SMX |  | 2022-09-28 |  |  | 000000000060161123 | BHP1 | BHP Spares & Supplies | 241016 | Lifting equipment | EA | MAN2 | PENDANT, CRANE, TYPE RAVIOLI PKP8, 380V | PENDANT, CRANE, TYPE RAVIOLI PKP8, 380V MAX, 3A MAX IE, IP65 ENCLOSURE, C/W E-STOP, DEMAG CRANES | RAVIOLI PKP8 | 0019008935 | SITEECO
000000000060244124 | STP-004 | DATA ENRICHMENT | SMX | SMX |  | 2022-09-28 |  |  | 000000000060244124 | BHP1 | BHP Spares & Supplies | 911116 | Household assistance and care | EA | MAN2 | PENDANT,E27,1M,WIRE,GOLD,COPPER | PENDANT E27 1M WIRE GOLD COPPER | 0-LIGHT-PEND-GC | 0019011819 | Unknown
000000000060256115 | STP-004 | DATA ENRICHMENT | SMX | SMX |  | 2022-09-28 |  |  | 000000000060256115 | BHP1 | BHP Spares & Supplies | 200000 | Mining Machinery and Accessories | EA | MAN2 | PICNIC SET,TRAVEL,13PIECE | PICNIC SET, TRAVEL, 13PIECE
000000000060256108 | STP-004 | DATA ENRICHMENT | SMX | SMX |  | 2022-09-28 |  |  | 000000000060256108 | BHP1 | BHP Spares & Supplies | 200000 | Mining Machinery and Accessories | EA | MAN2 | PICNIC, SET,4,PERSON | PICNIC, SET, 4, PERSON
000000000060247266 | STP-004 | DATA ENRICHMENT | SMX | SMX |  | 2022-09-28 |  |  | 000000000060247266 | BHP1 | BHP Spares & Supplies | 271128 | Tool attachments | EA | MAN2 | PLANER,POTABLE,WOOD,MAKITA | PLANER,POTABLE,WOOD,MAKITA
000000000060253667 | STP-004 | DATA ENRICHMENT | SMX | SMX |  | 2022-09-28 |  |  | 000000000060253667 | BHP1 | BHP Spares & Supplies | 200000 | Mining Machinery and Accessories | EA | MAN2 | PLASTERS,PLASTIC,CASE,5,PLASTERS,4X10.1X | PLASTERS, PLASTIC, CASE, 5, PLASTERS, 4 X 10.1 X 0.9CM
000000000060241979 | STP-004 | DATA ENRICHMENT | NGB | NGB |  | 2022-09-28 |  |  | 000000000060241979 | BHP1 | BHP Spares & Supplies | 201016 | Screens and feeding equipment | EA | MAN2 | BACK PLATE,PART NR BPLT 200992 A,SCREEN | BACK PLATE, PART NR BPLT 200992 A, SCREEN, MODEL H1 27 09, REF J499B, VIBRAMECH | BPLT-200992-A
000000000060253853 | STP-004 | DATA ENRICHMENT | NGB | NGB |  | 2022-09-28 |  |  | 000000000060253853 | BHP1 | BHP Spares & Supplies | 201016 | Screens and feeding equipment | EA | MAN2 | BACK PLATE,SECTION,FEED BOX,SCR005 | BACK PLATE, SECTION, FEED BOX, SCR005, VIBRAMECH, REF 6B, JOB NO J3182, MODEL H2-61-24 | FBOX D61-24/LH112 B | 0019011819 | Unknown
000000000060247334 | STP-004 | DATA ENRICHMENT | NGB | NGB |  | 2022-09-28 |  |  | 000000000060247334 | BHP1 | BHP Spares & Supplies | 201016 | Screens and feeding equipment | EA | MAN2 | BACK PLATE,SECTION,LOWER,SCR005,VIBRAME | BACK PLATE, SECTION, LOWER, SCR005, VIBRAMECH, REF 6D, JOB NO J3182, MODEL H2-61-24 | BPLT D61-24/LH112 D | 0019011819 | Unknown
000000000060247339 | STP-004 | DATA ENRICHMENT | NGB | NGB |  | 2022-09-28 |  |  | 000000000060247339 | BHP1 | BHP Spares & Supplies | 201016 | Screens and feeding equipment | EA | MAN2 | BACK PLATE,SECTION,LOWER,SCR005,VIBRAME | BACK PLATE, SECTION, LOWER, SCR005, VIBRAMECH, REF 6C, JOB NO J3182, MODEL H2-61-24 | BPLT D61-24/LH112 C | 0019011819 | Unknown
000000000060214214 | STP-004 | DATA ENRICHMENT | NGB | NGB |  | 2022-09-28 |  |  | 000000000060214214 | BHP1 | BHP Spares & Supplies | 401517 | Pump parts and accessories | EA | MAN2 | BACKPLATE, C27, VS50, BATTLEMAX DTV PUMP | BACKPLATE, C27, VS50, BATTLEMAX DTV PUMP | VS5013C27 | 0019011730 | PUMP AND ABRASION TECHNOLOGIES CC
000000000060187973 | STP-004 | DATA ENRICHMENT | NGB | NGB |  | 2022-09-28 |  |  | 000000000060187973 | BHP1 | BHP Spares & Supplies | 201016 | Screens and feeding equipment | EA | MAN2 | BACKPLATE, PART NUMBER FBDL-J4499A, SCRE | BACKPLATE, PART NUMBER FBDL-J4499A, SCREEN MODEL H1-36-18, VIBRAMECH | FBDL-J3182 | 0019005929 | VIBRAMECH
000000000060181876 | STP-004 | DATA ENRICHMENT | NGB | NGB |  | 2022-09-28 |  |  | 000000000060181876 | BHP1 | BHP Spares & Supplies | 201017 | Crushers, breakers and grinders | EA | MAN2 | BODY TOGGLE PLATE | KEEGOR 127X 76MM(5"X 3" ) JAW CRUSHER DRAWING NO. 008-01-000-A WEARING PLATE | 008 - 01 - 074 | 0019011544 | KEEGOR
000000000060164264 | STP-004 | DATA ENRICHMENT | NGB | NGB |  | 2022-09-28 |  |  | 000000000060164264 | BHP1 | BHP Spares & Supplies | 111000 | Minerals, ores and metals | EA | MAN2 | CALCINE FURNACE DUST PLATES FOR DISCHARG | CALCINE FURNACE DUST PLATES FOR DISCHARGE AS PER DRW FV14C06000, LATEST REVISION
000000000060188766 | STP-004 | DATA ENRICHMENT | NGB | NGB |  | 2022-09-28 |  |  | 000000000060188766 | BHP1 | BHP Spares & Supplies | 320000 | Electronic Components and Supplies | EA | MAN2 | CHASSIS PLATE COMPLETE,MK2-525VAC, PRODU | CHASSIS PLATE COMPLETE,MK2-525VAC, PRODUCT CODE:NTE18414 | NTE18414
000000000060223667 | STP-004 | DATA ENRICHMENT | NGB | NGB |  | 2022-09-28 |  |  | 000000000060223667 | BHP1 | BHP Spares & Supplies | 201017 | Crushers, breakers and grinders | EA | MAN2 | CHEEK PLATE LEFT | CHEEK PLATE LEFT
000000000060223668 | STP-004 | DATA ENRICHMENT | NGB | NGB |  | 2022-09-28 |  |  | 000000000060223668 | BHP1 | BHP Spares & Supplies | 201017 | Crushers, breakers and grinders | EA | MAN2 | CHEEK PLATE RGHT | CHEEK PLATE RIGHT
000000000060147466 | STP-004 | DATA ENRICHMENT | NGB | NGB |  | 2022-09-28 |  |  | 000000000060147466 | BHP1 | BHP Spares & Supplies | 301022 | Plate | EA | MAN2 | CHEEK PLATE, LOWER, L/H, 48IN X 12IN, ST | CHEEK PLATE, LOWER, L/H, 48IN X 12IN, STRB CHRUSHER
000000000060222063 | STP-004 | DATA ENRICHMENT | NGB | NGB |  | 2022-09-28 |  |  | 000000000060222063 | BHP1 | BHP Spares & Supplies | 201017 | Crushers, breakers and grinders | ST | MAN2 | CHEEK PLATE, LOWER, LH & RH, PEX CRUSHER | CHEEK PLATE, LOWER, LH & RH, PEX 600X900 CRUSHER
000000000060147465 | STP-004 | DATA ENRICHMENT | NGB | NGB |  | 2022-09-28 |  |  | 000000000060147465 | BHP1 | BHP Spares & Supplies | 301022 | Plate | EA | MAN2 | CHEEK PLATE, LOWER, R/H, 48IN X 12IN, ST | CHEEK PLATE, LOWER, R/H, 48IN X 12IN, STRB CHRUSHER
000000000060147468 | STP-004 | DATA ENRICHMENT | NGB | NGB |  | 2022-09-28 |  |  | 000000000060147468 | BHP1 | BHP Spares & Supplies | 301022 | Plate | EA | MAN2 | CHEEK PLATE, UPPER, L/H, 48IN X 12IN, ST | CHEEK PLATE, UPPER, L/H, 48IN X 12IN, STRB CRUSHER
000000000060222065 | STP-004 | DATA ENRICHMENT | NGB | NGB |  | 2022-09-28 |  |  | 000000000060222065 | BHP1 | BHP Spares & Supplies | 201017 | Crushers, breakers and grinders | ST | MAN2 | CHEEK PLATE, UPPER, LH & RH, PEX CRUSHER | CHEEK PLATE, UPPER, LH & RH, PEX 600X900 CRUSHER
000000000060147467 | STP-004 | DATA ENRICHMENT | NGB | NGB |  | 2022-09-28 |  |  | 000000000060147467 | BHP1 | BHP Spares & Supplies | 301022 | Plate | EA | MAN2 | CHEEK PLATE, UPPER, R/H, 48IN X 12IN, ST | CHEEK PLATE, UPPER, R/H, 48IN X 12IN, STRB CRUSHER
000000000060238555 | STP-004 | DATA ENRICHMENT | NGB | NGB |  | 2022-09-28 |  |  | 000000000060238555 | BHP1 | BHP Spares & Supplies | 201017 | Crushers, breakers and grinders | EA | MAN2 | CHEEK,PLATE,CENTRE,LH,H3625,CRUSHER | CHEEK,PLATE,CENTRE,LH,H36X25,CRUSHER
000000000060238554 | STP-004 | DATA ENRICHMENT | NGB | NGB |  | 2022-09-28 |  |  | 000000000060238554 | BHP1 | BHP Spares & Supplies | 201017 | Crushers, breakers and grinders | EA | MAN2 | CHEEK,PLATE,CENTRE,RH,H3625,CRUSHER | CHEEK,PLATE,CENTRE,RH,H36X25,CRUSHER
000000000060238550 | STP-004 | DATA ENRICHMENT | NGB | NGB |  | 2022-09-28 |  |  | 000000000060238550 | BHP1 | BHP Spares & Supplies | 201017 | Crushers, breakers and grinders | EA | MAN2 | CHEEK,PLATE,ENTRY,LH,H3625,CRUSHER | CHEEK,PLATE,ENTRY,LH,H36X25,CRUSHER
000000000060238551 | STP-004 | DATA ENRICHMENT | NGB | NGB |  | 2022-09-28 |  |  | 000000000060238551 | BHP1 | BHP Spares & Supplies | 201017 | Crushers, breakers and grinders | EA | MAN2 | CHEEK,PLATE,ENTRY,RH,H3625,CRUSHER | CHEEK,PLATE,ENTRY,RH,H36X25,CRUSHER
000000000060238557 | STP-004 | DATA ENRICHMENT | NGB | NGB |  | 2022-09-28 |  |  | 000000000060238557 | BHP1 | BHP Spares & Supplies | 201017 | Crushers, breakers and grinders | EA | MAN2 | CHEEK,PLATE,LOWER,LH,H3625,CRUSHER | CHEEK,PLATE,LOWER,LH,H36X25,CRUSHER
000000000060238556 | STP-004 | DATA ENRICHMENT | NGB | NGB |  | 2022-09-28 |  |  | 000000000060238556 | BHP1 | BHP Spares & Supplies | 201017 | Crushers, breakers and grinders | EA | MAN2 | CHEEK,PLATE,LOWER,RH,H3625,CRUSHER | CHEEK,PLATE,LOWER,RH,H36X25,CRUSHER
000000000060238553 | STP-004 | DATA ENRICHMENT | NGB | NGB |  | 2022-09-28 |  |  | 000000000060238553 | BHP1 | BHP Spares & Supplies | 201017 | Crushers, breakers and grinders | EA | MAN2 | CHEEK,PLATE,UPPER,LH,H3625,CRUSHER | CHEEK,PLATE,UPPER,LH,H36X25,CRUSHER
000000000060238552 | STP-004 | DATA ENRICHMENT | NGB | NGB |  | 2022-09-28 |  |  | 000000000060238552 | BHP1 | BHP Spares & Supplies | 201017 | Crushers, breakers and grinders | EA | MAN2 | CHEEK,PLATE,UPPER,RH,H3625,CRUSHER | CHEEK,PLATE,UPPER,RH,H36X25,CRUSHER
000000000060253744 | STP-004 | DATA ENRICHMENT | NGB | NGB |  | 2022-09-28 |  |  | 000000000060253744 | BHP1 | BHP Spares & Supplies | 231531 | Industrial machinery components and accessories | EA | MAN2 | COMPACTOR, PLATE, 90KG, 5.5HP, COMPACTIO | COMPACTOR, PLATE, 90KG, 5.5HP, COMPACTION DEPTH 30CM, FREQUENCY 4200, CENTRIFUGAL FPRCE 15KN, DEISEL
000000000060181509 | STP-004 | DATA ENRICHMENT | NGB | NGB |  | 2022-09-28 |  |  | 000000000060181509 | BHP1 | BHP Spares & Supplies | 231912 | Mixer parts and accessories | EA | MAN2 | CORNER WEAR PLATE, BASIC TOOL MIXER | CORNER WEAR PLATE, HM WEAR PROTECTION, BASIC TOOL, EIRICH MIXER, TYPE: DW 29/4 CONTI, MACHINE NUMBER: 29368, H BIRKENMAYER | D291514221-99 | 0019011567 | H. BICKENMAYER (PTY) LTD
000000000060214011 | STP-004 | DATA ENRICHMENT | NGB | NGB |  | 2022-09-28 |  |  | 000000000060214011 | BHP1 | BHP Spares & Supplies | 251739 | Electrical components | EA | MAN2 | END PLATE, ASK1 FUSED TERMINAL, WEIDMULL | ENDPLATE FOR ASK1 FUSED TERMINAL WEIDMULLER | 1011000000 | 0019001849 | WEIDMULLER PTY LTD [KLIPPON DIV]
000000000060254657 | STP-004 | DATA ENRICHMENT | NGB | NGB |  | 2022-09-28 |  |  | 000000000060254657 | BHP1 | BHP Spares & Supplies | 151200 | Lubricants, oils, greases and anti-corrosives | EA | MAN2 | FOLLOWER PLATE,585MM DRUM DIAMETER, 540- | FOLLOWER PLATE,585MM DRUM DIAMETER, 540-580MM INTERNAL DIAMETER, PSP BALL MILL LUBE SYSTEM, 180KG GREASE DRUM, FUCHS PART CODE SY009 | SY0093 | 0019011819 | Unknown
000000000060217247 | STP-004 | DATA ENRICHMENT | NGB | NGB |  | 2022-09-28 |  |  | 000000000060217247 | BHP1 | BHP Spares & Supplies | 270000 | Tools and General Machinery | EA | MAN2 | GRANITE PLATE, GRADE 0, 630X400MM | GRANITE PLATE, GRADE 0, 630X400MM | GSP630X400 | 0019011481 | TOOLQUIP
000000000060224371 | STP-004 | DATA ENRICHMENT | NGB | NGB |  | 2022-09-28 |  |  | 000000000060224371 | BHP1 | BHP Spares & Supplies | 201017 | Crushers, breakers and grinders | EA | MAN2 | H42X32 TOGGLE PLATE 17INCH | H42X32 CASTED TOGGLE PLATE 17INCH (430MM)
000000000060224369 | STP-004 | DATA ENRICHMENT | NGB | NGB |  | 2022-09-28 |  |  | 000000000060224369 | BHP1 | BHP Spares & Supplies | 201017 | Crushers, breakers and grinders | EA | MAN2 | H42X32 TOGGLE PLATE 19INCH | H42X32 CASTED TOGGLE PLATE 19INCH (480MM)
000000000060224368 | STP-004 | DATA ENRICHMENT | NGB | NGB |  | 2022-09-28 |  |  | 000000000060224368 | BHP1 | BHP Spares & Supplies | 201017 | Crushers, breakers and grinders | EA | MAN2 | H42X32 TOGGLE PLATE 20INCH | H42X32 CASTED TOGGLE PLATE 20INCH (500MM)
000000000060249435 | STP-004 | DATA ENRICHMENT | NGB | NGB |  | 2022-09-28 |  |  | 000000000060249435 | BHP1 | BHP Spares & Supplies | 201017 | Crushers, breakers and grinders | EA | MAN2 | H42X32,TOGGLE,PLATE,24INCH | H42X32, TOGGLE PLATE ,24INCH (570MM)
000000000060243600 | STP-004 | DATA ENRICHMENT | NGB | NGB |  | 2022-09-28 |  |  | 000000000060243600 | BHP1 | BHP Spares & Supplies | 130000 | Plastic, Rubber and Elastomeric Materials | EA | MAN2 | HEAD PLATE RUBBER 531C x 65T x 1455L | HEAD PLATE RUBBER 531C x 65T x 1455L | 160558 | 0019011819 | Unknown
000000000060216305 | STP-004 | DATA ENRICHMENT | NGB | NGB |  | 2022-09-28 |  |  | 000000000060216305 | BHP1 | BHP Spares & Supplies | 401618 | Filter media | EA | MAN2 | HEAD PLATE,1500 X 1500 MM, M4 FILTER PRE | HEAD PLATE,1500 X 1500 MM, M4 FILTER PRESS, AS PER SSI 5226. | 315/084
000000000060223026 | STP-004 | DATA ENRICHMENT | NGB | NGB |  | 2022-09-28 |  |  | 000000000060223026 | BHP1 | BHP Spares & Supplies | 221015 | Earth moving machinery | EA | MAN2 | LOCKNG,PLATE (UV-09100361) | LOCKING,PLATE (UV-09100361) | UV-09100361 | 0019011370 | AARD MINING
000000000060227393 | STP-004 | DATA ENRICHMENT | NGB | NGB |  | 2022-09-28 |  |  | 000000000060227393 | BHP1 | BHP Spares & Supplies | 241016 | Lifting equipment | EA | MAN2 | NAME PLATE 1,5T C/BLOCK KITO | NAME PLATE 1,5T C/BLOCK KITO
000000000060227413 | STP-004 | DATA ENRICHMENT | NGB | NGB |  | 2022-09-28 |  |  | 000000000060227413 | BHP1 | BHP Spares & Supplies | 241016 | Lifting equipment | EA | MAN2 | NAME PLATE 1,6T LEVER HOIST KITO | NAME PLATE 1,6T LEVER HOIST KITO
000000000060227387 | STP-004 | DATA ENRICHMENT | NGB | NGB |  | 2022-09-28 |  |  | 000000000060227387 | BHP1 | BHP Spares & Supplies | 241016 | Lifting equipment | EA | MAN2 | NAME PLATE 1T C/BLOCK KITO | NAME PLATE 1T C/BLOCK KITO
000000000060227400 | STP-004 | DATA ENRICHMENT | NGB | NGB |  | 2022-09-28 |  |  | 000000000060227400 | BHP1 | BHP Spares & Supplies | 241016 | Lifting equipment | EA | MAN2 | NAME PLATE 2T C/BLOCK KITO | NAME PLATE 2T C/BLOCK KITO
000000000060216306 | STP-004 | DATA ENRICHMENT | NGB | NGB |  | 2022-09-28 |  |  | 000000000060216306 | BHP1 | BHP Spares & Supplies | 401618 | Filter media | EA | MAN2 | NTERMEDATE PLATE,1500 X 1500 MM,M4 FL | INTERMEDIATE PLATE,1500 X 1500 MM,M4 FILTER PRESS, AS PER SSI 5226. | 319/046
000000000060241557 | STP-004 | DATA ENRICHMENT | NGB | NGB |  | 2022-09-28 |  |  | 000000000060241557 | BHP1 | BHP Spares & Supplies | 200000 | Mining Machinery and Accessories | EA | MAN2 | NUMBERPLATE,PERSPECS,520MMX110MM,LDV | NUMBER PLATE, PERSPECS, 520MMX110MM, LDV
000000000060224367 | STP-004 | DATA ENRICHMENT | NGB | NGB |  | 2022-09-28 |  |  | 000000000060224367 | BHP1 | BHP Spares & Supplies | 201017 | Crushers, breakers and grinders | EA | MAN2 | PE600X900 TOGGLE PLATE 17INCH | PE600X900 CASTED TOGGLE PLATE 17INCH (430MM)
000000000060235455 | STP-004 | DATA ENRICHMENT | NGB | NGB |  | 2022-09-28 |  |  | 000000000060235455 | BHP1 | BHP Spares & Supplies | 200000 | Mining Machinery and Accessories | EA | MAN2 | PLATE | PLATE | 56D-22-27451 | 0019001867 | KOMATSU CORP
000000000060235009 | STP-004 | DATA ENRICHMENT | NGB | NGB |  | 2022-09-28 |  |  | 000000000060235009 | BHP1 | BHP Spares & Supplies | 201017 | Crushers, breakers and grinders | EA | MAN2 | PLATE CHEEK ENTRY RB38/4/4RH | PLATE CHEEK ENTRY RB38/4/4RH
000000000060234982 | STP-004 | DATA ENRICHMENT | NGB | NGB |  | 2022-09-28 |  |  | 000000000060234982 | BHP1 | BHP Spares & Supplies | 201017 | Crushers, breakers and grinders | EA | MAN2 | PLATE CHEEK TOP RB38/4/1 RH | PLATE CHEEK TOP RB38/4/1 RH
000000000060214349 | STP-004 | DATA ENRICHMENT | NGB | NGB |  | 2022-09-28 |  |  | 000000000060214349 | BHP1 | BHP Spares & Supplies | 200000 | Mining Machinery and Accessories | EA | MAN2 | PLATE FLEX,SET OF 5,P/N GH-999435 | PLATE FLEX, SET OF 5 PLATES, P/N GH-999435 | GH-999435 | 0019011370 | AARD MINING
000000000060217268 | STP-004 | DATA ENRICHMENT | NGB | NGB |  | 2022-09-28 |  |  | 000000000060217268 | BHP1 | BHP Spares & Supplies | 270000 | Tools and General Machinery | EA | MAN2 | PLATE ROLL, TA MOTORISED, 1200X2MM, 380V | PLATE ROLL, TA MOTORISED, 1200X2MM, 380V | PRM1200X2/380 | 0019011481 | TOOLQUIP
000000000060229658 | STP-004 | DATA ENRICHMENT | NGB | NGB |  | 2022-09-28 |  |  | 000000000060229658 | BHP1 | BHP Spares & Supplies | 301022 | Plate | ST | MAN2 | PLATE SET, SPIDER, OUTLET, M000605 | PLATE SET, SPIDER, OUTLET, (M000605 X 4 = 1 SET), NEW STOCK AS PER ESSI : 1050, M000605 X 4 = 1 SET | M000605 X 4 | 0019008886 | REMA TIP TOP
000000000060243919 | STP-004 | DATA ENRICHMENT | NGB | NGB |  | 2022-09-28 |  |  | 000000000060243919 | BHP1 | BHP Spares & Supplies | 811016 | Mechanical engineering | EA | MAN2 | PLATE SHIFTER SHUTTLE BOGIE | PLATE SHIFTER SHUTTLE BOGIE,ASSEMBLY, OVERHEAD, M4 F/PRESS, NEW STOCK AS PER ESSI: 1678, NO CERTIFICATES NEEDED-ATTACHED 2021-07-29 | BOGIE | 0019011674 | GKD-DELKOR
000000000060229754 | STP-004 | DATA ENRICHMENT | NGB | NGB |  | 2022-09-28 |  |  | 000000000060229754 | BHP1 | BHP Spares & Supplies | 201017 | Crushers, breakers and grinders | EA | MAN2 | PLATE TOGGLE,PE600X900 | PLATE TOGGLE, PE600X900, 22" FABRICATED
000000000060025267 | STP-004 | DATA ENRICHMENT | NGB | NGB |  | 2022-09-28 |  |  | 000000000060025267 | BHP1 | BHP Spares & Supplies | 391216 | Circuit protection devices and accessories | EA | MAN2 | PLATE, ADAPTOR, TYPE SA, HEINEMANN | PLATE, ADAPTOR, TYPE SA, HEINEMANN
000000000060151498 | STP-004 | DATA ENRICHMENT | NGB | NGB |  | 2022-09-28 |  |  | 000000000060151498 | BHP1 | BHP Spares & Supplies | 301022 | Plate | EA | MAN2 | PLATE, BACK, METAL GRANULATION, FERROMET | PLATE, BACK, METAL GRANULATION, FERROMETALS DRG FW84 P14091 | FW84 P14091 | 0019000000 | 1069
000000000060214132 | STP-004 | DATA ENRICHMENT | NGB | NGB |  | 2022-09-28 |  |  | 000000000060214132 | BHP1 | BHP Spares & Supplies | 311900 | Grinding, polishing or smoothing materials | ST | MAN2 | PLATE, BAFFLE, FOR SK100 MILL, P/N 418 | PLATE, BAFFLE, FOR SK100 MILL, P/N 418, HARDENED STEEL, (CHROME STEEL),, FVD LAB [1 SET, 3 PIECES] | 418
000000000060217364 | STP-004 | DATA ENRICHMENT | NGB | NGB |  | 2022-09-28 |  |  | 000000000060217364 | BHP1 | BHP Spares & Supplies | 241017 | Conveyors and accessories | EA | MAN2 | PLATE, BASE 160KW COMPLETE | PLATE, BASE TO MOUNT 160KW GEARBOX TO ELECTRICAL MOTOR
000000000060221440 | STP-004 | DATA ENRICHMENT | NGB | NGB |  | 2022-09-28 |  |  | 000000000060221440 | BHP1 | BHP Spares & Supplies | 241017 | Conveyors and accessories | EA | MAN2 | PLATE, BASE 250KW COMPLETE | PLATE, BASE TO MOUNT 250KW GEARBOX TO ELECTRICAL MOTOR
000000000060255296 | STP-004 | DATA ENRICHMENT | NGB | NGB |  | 2022-09-28 |  |  | 000000000060255296 | BHP1 | BHP Spares & Supplies | 310000 | Manufacturing Components and Supplies | EA | MAN2 | PLATE, BASE, ITEM 10, AS PER DRAWING TWP | PLATE, BASE, ITEM 10, AS PER DRAWING TWP-3415, SEAL ASSY
000000000060014998 | STP-004 | DATA ENRICHMENT | NGB | NGB |  | 2022-09-28 |  |  | 000000000060014998 | BHP1 | BHP Spares & Supplies | 241017 | Conveyors and accessories | EA | MAN2 | PLATE, BEND,CHAIN ELEVATOR,6/SET,REDLER | PLATE, BEND, CHAIN ELEVATOR, 6 PLATES PER SET, REDLER | 0/30/138 | 0019008882 | REDLER
000000000060001395 | STP-004 | DATA ENRICHMENT | NGB | NGB |  | 2022-09-28 |  |  | 000000000060001395 | BHP1 | BHP Spares & Supplies | 301022 | Plate | EA | MAN2 | PLATE, BENNOX SS 10/200, 16MM X 4000MM X | PLATE, BENNOX SS 10/200, 16MM X 4000MM X 2000MM
000000000060001401 | STP-004 | DATA ENRICHMENT | NGB | NGB |  | 2022-09-28 |  |  | 000000000060001401 | BHP1 | BHP Spares & Supplies | 301022 | Plate | EA | MAN2 | PLATE, BENNOX SS 10/200, 25MM X 2500MM X | PLATE, BENNOX SS 10/200, 25MM X 2500MM X 1200MM
000000000060001379 | STP-004 | DATA ENRICHMENT | NGB | NGB |  | 2022-09-28 |  |  | 000000000060001379 | BHP1 | BHP Spares & Supplies | 301022 | Plate | EA | MAN2 | PLATE, BENNOX SS 10/200, 6MM X 4000MM X | PLATE, BENNOX SS 10/200, 6MM X 4000MM X 2000MM
000000000060171989 | STP-004 | DATA ENRICHMENT | NGB | NGB |  | 2022-09-28 |  |  | 000000000060171989 | BHP1 | BHP Spares & Supplies | 201017 | Crushers, breakers and grinders | EA | MAN2 | PLATE, CHEEK LOWER LH, SA20X36 JAW CRUSH | PLATE, CHEEK LOWER LH, SA20X36 JAW CRUSHER, TELSMITH | AH2036A152A | 0019008965 | TELSMITH
000000000060172061 | STP-004 | DATA ENRICHMENT | NGB | NGB |  | 2022-09-28 |  |  | 000000000060172061 | BHP1 | BHP Spares & Supplies | 201017 | Crushers, breakers and grinders | EA | MAN2 | PLATE, CHEEK LOWER RH, SA20X36 JAW CRUSH | PLATE, CHEEK LOWER RH, SA20X36 JAW CRUSHER, TELSMITH | AH2036A153A | 0019008965 | TELSMITH
000000000060172060 | STP-004 | DATA ENRICHMENT | NGB | NGB |  | 2022-09-28 |  |  | 000000000060172060 | BHP1 | BHP Spares & Supplies | 201017 | Crushers, breakers and grinders | EA | MAN2 | PLATE, CHEEK UPPER RH, SA20X36 JAW CRUSH | PLATE, CHEEK UPPER RH, SA20X36 JAW CRUSHER, TELSMITH | AH2036A151A | 0019008965 | TELSMITH
000000000060114382 | STP-004 | DATA ENRICHMENT | NGB | NGB |  | 2022-09-28 |  |  | 000000000060114382 | BHP1 | BHP Spares & Supplies | 201017 | Crushers, breakers and grinders | EA | MAN2 | PLATE, CHEEK, BOTTOM, 36IN X 25IN DTRB C | PLATE, CHEEK, BOTTOM, 36IN X 25IN DTRB CRUSHER, HADFIELD, REDUNDANT AS PER SSI 6541. | H3625CPLDTSP | 0019008561 | C & E ENGINEERING
000000000060014104 | STP-004 | DATA ENRICHMENT | NGB | NGB |  | 2022-09-28 |  |  | 000000000060014104 | BHP1 | BHP Spares & Supplies | 201017 | Crushers, breakers and grinders | EA | MAN2 | PLATE, CHEEK, CENTRE, 42IN X 32IN DTRB C | PLATE, CHEEK, CENTRE, 42IN X 32IN DTRB CRUSHER, HADFIELD | H4232CPC | 0019008561 | C & E ENGINEERING
000000000060255633 | STP-004 | DATA ENRICHMENT | NGB | NGB |  | 2022-09-28 |  |  | 000000000060255633 | BHP1 | BHP Spares & Supplies | 201017 | Crushers, breakers and grinders | EA | MAN2 | PLATE, CHEEK, CENTRE, LEFT, 42 IN X 28 I | PLATE, CHEEK, CENTRE, LEFT, 42 IN X 28 IN, CRUSHER, ASTEC | 00-000022055 | 0019011819 | Unknown
000000000060255630 | STP-004 | DATA ENRICHMENT | NGB | NGB |  | 2022-09-28 |  |  | 000000000060255630 | BHP1 | BHP Spares & Supplies | 201017 | Crushers, breakers and grinders | EA | MAN2 | PLATE, CHEEK, LEFT, ENTRY, 42 IN X 28 IN | PLATE, CHEEK, LEFT, ENTRY, 42 IN X 28 IN, CRUSHER, ASTEC | 00-000022057 | 0019011819 | Unknown
000000000060114444 | STP-004 | DATA ENRICHMENT | NGB | NGB |  | 2022-09-28 |  |  | 000000000060114444 | BHP1 | BHP Spares & Supplies | 201017 | Crushers, breakers and grinders | EA | MAN2 | PLATE, CHEEK, LH, ONE PCE, STRB 18IN X 3 | PLATE, CHEEK, LEFT HAND, ONE PIECE, STRB 18IN X 32IN CRUSHER, TELSMITH | AG1832A150B | 0019008965 | TELSMITH
000000000060255628 | STP-004 | DATA ENRICHMENT | NGB | NGB |  | 2022-09-28 |  |  | 000000000060255628 | BHP1 | BHP Spares & Supplies | 201017 | Crushers, breakers and grinders | EA | MAN2 | PLATE, CHEEK, LOWER, LEFT, 42 IN X 28 IN | PLATE, CHEEK, LOWER, LEFT, 42 IN X 28 IN, ASTEC | 00-000022054 | 0019011819 | Unknown
000000000060255631 | STP-004 | DATA ENRICHMENT | NGB | NGB |  | 2022-09-28 |  |  | 000000000060255631 | BHP1 | BHP Spares & Supplies | 201017 | Crushers, breakers and grinders | EA | MAN2 | PLATE, CHEEK, LOWER, RIGHT, 42 IN X 28 I | PLATE, CHEEK, LOWER, RIGHT, 42 IN X 28 IN, CRUSHER, ASTEC | 00-000018767 | 0019011819 | Unknown
000000000060214203 | STP-004 | DATA ENRICHMENT | NGB | NGB |  | 2022-09-28 |  |  | 000000000060214203 | BHP1 | BHP Spares & Supplies | 201017 | Crushers, breakers and grinders | EA | MAN2 | PLATE, CHEEK, PEX GRANULATOR 150 X 750 | PLATE, CHEEK, PEX GRANULATOR 150 X 750 | CPC150750CP | 0019011729 | CRUSHING COMPONENTS (PTY) LTD
000000000060114445 | STP-004 | DATA ENRICHMENT | NGB | NGB |  | 2022-09-28 |  |  | 000000000060114445 | BHP1 | BHP Spares & Supplies | 201017 | Crushers, breakers and grinders | EA | MAN2 | PLATE, CHEEK, RH, ONE PCE, STRB 18IN X 3 | PLATE, CHEEK, RIGHT HAND, ONE PIECE, STRB 18IN X 32IN CRUSHER, TELSMITH | AG1832A151B | 0019008965 | TELSMITH
000000000060255636 | STP-004 | DATA ENRICHMENT | NGB | NGB |  | 2022-09-28 |  |  | 000000000060255636 | BHP1 | BHP Spares & Supplies | 201017 | Crushers, breakers and grinders | EA | MAN2 | PLATE, CHEEK, RIGHT, ENTRY, 42 IN X 28 I | PLATE, CHEEK, RIGHT, ENTRY, 42 IN X 28 IN, CRUSHER, ASTEC | 00-000018765 | 0019011819 | Unknown
000000000060255632 | STP-004 | DATA ENRICHMENT | NGB | NGB |  | 2022-09-28 |  |  | 000000000060255632 | BHP1 | BHP Spares & Supplies | 201017 | Crushers, breakers and grinders | EA | MAN2 | PLATE, CHEEK, UPPER, RIGHT, 42 IN X 28 I | PLATE, CHEEK, UPPER, RIGHT, 42 IN X 28 IN, CRUSHER, ASTEC | 00-000018764 | 0019011819 | Unknown
000000000060000519 | STP-004 | DATA ENRICHMENT | NGB | NGB |  | 2022-09-28 |  |  | 000000000060000519 | BHP1 | BHP Spares & Supplies | 301022 | Plate | EA | MAN2 | PLATE, CHEQUER, 2500MM X 1200MM X 4.5MM | PLATE, CHEQUER, 2500MM X 1200MM X 4.5MM X 6.1MM, MILD STEEL, COM QLTY
000000000060000522 | STP-004 | DATA ENRICHMENT | NGB | NGB |  | 2022-09-28 |  |  | 000000000060000522 | BHP1 | BHP Spares & Supplies | 301022 | Plate | EA | MAN2 | PLATE, CHEQUER, 2500MM X 1200MM X 8MM X | PLATE, CHEQUER, 2500MM X 1200MM X 8MM X 9.6MM, MILD STEEL, COM QLTY
000000000060000523 | STP-004 | DATA ENRICHMENT | NGB | NGB |  | 2022-09-28 |  |  | 000000000060000523 | BHP1 | BHP Spares & Supplies | 301022 | Plate | EA | MAN2 | PLATE, CHEQUER, 4000MM X 1200MM X 4.5MM | PLATE, CHEQUER, 4000MM X 1200MM X 4.5MM X 6.1MM, MILD STEEL, COM QLTY
000000000060166369 | STP-004 | DATA ENRICHMENT | NGB | NGB |  | 2022-09-28 |  |  | 000000000060166369 | BHP1 | BHP Spares & Supplies | 301022 | Plate | EA | MAN2 | PLATE, CHEQUER,ALUMINIUM,2400X1200X2MM | PLATE: CHEQUER, ALUMINIUM,2400X1200X2MM
000000000060171987 | STP-004 | DATA ENRICHMENT | NGB | NGB |  | 2022-09-28 |  |  | 000000000060171987 | BHP1 | BHP Spares & Supplies | 201017 | Crushers, breakers and grinders | EA | MAN2 | PLATE, CLAMPING FIXED JAW, SA20X36 JAW C | PLATE, CLAMPING FIXED JAW, SA20X36 JAW CRUSHER, TELSMITH | AH2036J008A | 0019008965 | TELSMITH
000000000060167056 | STP-004 | DATA ENRICHMENT | NGB | NGB |  | 2022-09-28 |  |  | 000000000060167056 | BHP1 | BHP Spares & Supplies | 401018 | Heating | EA | MAN2 | PLATE, CONNECTION, STEEL, PRESSURE RING, | PLATE, CONNECTION, STEEL, PRESSURE RING, FAI, DWG 400-7374 | E-93-020225 | 0019003467 | UNKNOWN
000000000060218976 | STP-004 | DATA ENRICHMENT | NGB | NGB |  | 2022-09-28 |  |  | 000000000060218976 | BHP1 | BHP Spares & Supplies | 221015 | Earth moving machinery | EA | MAN2 | PLATE, COVER STEER CYL PIN P/N GH9094055 | PLATE, COVER STEER CYL PIN P/N GH9094055070 | GH9094055070 | 0019011379 | GHH MINING MACHINES
000000000060024599 | STP-004 | DATA ENRICHMENT | NGB | NGB |  | 2022-09-28 |  |  | 000000000060024599 | BHP1 | BHP Spares & Supplies | 391215 | Switches and controls and relays and accessories | EA | MAN2 | PLATE, COVER, 2 LEVER FLUSH SWITCH, 50MM | PLATE, COVER, 2 LEVER FLUSH SWITCH, 50MM X 100MM WALL BOX, IVORY, CRABTREE
000000000060022495 | STP-004 | DATA ENRICHMENT | NGB | NGB |  | 2022-09-28 |  |  | 000000000060022495 | BHP1 | BHP Spares & Supplies | 401515 | Pumps | EA | MAN2 | PLATE, COVER, 27PERCENT CHROME, PUMP, WA | PLATE, COVER, 27% CHROME, PUMP, WARMAN | DTV3013-A05A | 0019003565 | WARMAN INTERNATIONAL LTD
000000000060123786 | STP-004 | DATA ENRICHMENT | NGB | NGB |  | 2022-09-28 |  |  | 000000000060123786 | BHP1 | BHP Spares & Supplies | 391215 | Switches and controls and relays and accessories | EA | MAN2 | PLATE, COVER, 3 LEVER FLUSH SWITCH, 50MM | PLATE, COVER, 3 LEVER FLUSH SWITCH, 50MM X 100MM WALL BOX, IVORY,, CRABTREE
000000000060026601 | STP-004 | DATA ENRICHMENT | NGB | NGB |  | 2022-09-28 |  |  | 000000000060026601 | BHP1 | BHP Spares & Supplies | 391215 | Switches and controls and relays and accessories | EA | MAN2 | PLATE, COVER, SINGLE FLUSH SWITCH SOCKET | PLATE, COVER, SINGLE FLUSH SWITCH SOCKET, 100MM X 100MM WALL BOX, IVORY,, CRABTREE
000000000060125432 | STP-004 | DATA ENRICHMENT | NGB | NGB |  | 2022-09-28 |  |  | 000000000060125432 | BHP1 | BHP Spares & Supplies | 391214 | Lugs connectors and terminals | EA | MAN2 | PLATE, END, TERMINAL BLOCK, TYPE SAK 2.5 | PLATE, END, TERMINAL BLOCK, TYPE SAK 2.5/35, WEIDMULLER
000000000060155326 | STP-004 | DATA ENRICHMENT | NGB | NGB |  | 2022-09-28 |  |  | 000000000060155326 | BHP1 | BHP Spares & Supplies | 301022 | Plate | EA | MAN2 | PLATE, FILTER PRESS, INTERMEDIATE RECESS | PLATE, FILTER PRESS, INTERMEDIATE RECESSED, 72 MM
000000000060115486 | STP-004 | DATA ENRICHMENT | NGB | NGB |  | 2022-09-28 |  |  | 000000000060115486 | BHP1 | BHP Spares & Supplies | 401018 | Heating | EA | MAN2 | PLATE, FLANGE, DWG FW84C14006 REV F, ITE | PLATE, FLANGE, DRG FW84C14006 REV F, ITEM C, GRANULATION, FURNACES NO 4 & 5, FERROMETALS
000000000060115484 | STP-004 | DATA ENRICHMENT | NGB | NGB |  | 2022-09-28 |  |  | 000000000060115484 | BHP1 | BHP Spares & Supplies | 401018 | Heating | EA | MAN2 | PLATE, FLANGE, DWG FW84C14006 REV H, ITE | PLATE, FLANGE, DRG FW84C14006 REV H, ITEMS D & E, GRANULATION, FURNACES NO 4 & 5, FERROMETALS
000000000060115485 | STP-004 | DATA ENRICHMENT | NGB | NGB |  | 2022-09-28 |  |  | 000000000060115485 | BHP1 | BHP Spares & Supplies | 401018 | Heating | EA | MAN2 | PLATE, FLANGE, DWG FW84C14006 REV H, ITE | PLATE, FLANGE, DRG FW84C14006 REV H, ITEMS A & B, GRANULATION, FURNACES NO 4 & 5, FERROMETALS
000000000060156277 | STP-004 | DATA ENRICHMENT | NGB | NGB |  | 2022-09-28 |  |  | 000000000060156277 | BHP1 | BHP Spares & Supplies | 301022 | Plate | EA | MAN2 | PLATE, FRAME, TYPE 8/6 F, PUMP, WARMAN | PLATE, FRAME, TYPE 8/6 F, PUMP, WARMAN | F6032-D20 | 0019003565 | WARMAN INTERNATIONAL LTD
000000000060222694 | STP-004 | DATA ENRICHMENT | NGB | NGB |  | 2022-09-28 |  |  | 000000000060222694 | BHP1 | BHP Spares & Supplies | 241016 | Lifting equipment | EA | MAN2 | PLATE, FRICTION, HOIST, CHAIN, KC70-3T-S | PLATE, FRICTION, HOIST, CHAIN, KC70-3T-SR
000000000060114841 | STP-004 | DATA ENRICHMENT | NGB | NGB |  | 2022-09-28 |  |  | 000000000060114841 | BHP1 | BHP Spares & Supplies | 201016 | Screens and feeding equipment | EA | MAN2 | PLATE, GUARD, LH, 5FT X 12FT VIBRO-KING | PLATE, GUARD, LEFT HAND, 5FT X 12FT VIBRO-KING VIBRATING SCREEN, TELSMITH | NVK-4MB | 0019008965 | TELSMITH
000000000060114842 | STP-004 | DATA ENRICHMENT | NGB | NGB |  | 2022-09-28 |  |  | 000000000060114842 | BHP1 | BHP Spares & Supplies | 201016 | Screens and feeding equipment | EA | MAN2 | PLATE, GUARD, RH, 5FT X 12FT VIBRO-KING | PLATE, GUARD, RIGHT HAND, 5FT X 12FT VIBRO-KING VIBRATING SCREEN, TELSMITH | GUARDPRH | 0019008561 | C & E ENGINEERING
000000000060217820 | STP-004 | DATA ENRICHMENT | NGB | NGB |  | 2022-09-28 |  |  | 000000000060217820 | BHP1 | BHP Spares & Supplies | 201017 | Crushers, breakers and grinders | EA | MAN2 | PLATE, H4232 TOGGLE PLATE 29", 730MM, FA | PLATE, H4232 TOGGLE PLATE 29", 730MM, FABRICATED, H4232TP730F | H4232TP730F | 0019008561 | C & E ENGINEERING
000000000060255290 | STP-004 | DATA ENRICHMENT | NGB | NGB |  | 2022-09-28 |  |  | 000000000060255290 | BHP1 | BHP Spares & Supplies | 310000 | Manufacturing Components and Supplies | EA | MAN2 | PLATE, HOLD DOWN, ITEM 9, AS PER DRAWING | PLATE, HOLD DOWN, ITEM 9, AS PER DRAWING TWP-3415, SEAL ASSY | 310000 | 0019011819 | Unknown
000000000060182566 | STP-004 | DATA ENRICHMENT | NGB | NGB |  | 2022-09-28 |  |  | 000000000060182566 | BHP1 | BHP Spares & Supplies | 301022 | Plate | EA | MAN2 | PLATE, IBR, .5MMX6M | PLATE, IBR, .5MMX6M
000000000060227697 | STP-004 | DATA ENRICHMENT | NGB | NGB |  | 2022-09-28 |  |  | 000000000060227697 | BHP1 | BHP Spares & Supplies | 301400 | Insulation | EA | MAN2 | PLATE, INSULATER FOR FEEDPIPES ,M3/M4 | PLATE, INSULATER FOR FEEDPIPES ,M3/M4 AS PER DRAWING F 7000-43-32-058,REV 02, ITEM NO 3, AS PER ESSI (NEW) : 716
000000000060117125 | STP-004 | DATA ENRICHMENT | NGB | NGB |  | 2022-09-28 |  |  | 000000000060117125 | BHP1 | BHP Spares & Supplies | 401018 | Heating | EA | MAN2 | PLATE, INSULATING, 30MM X 530MM X 2405MM | PLATE, INSULATING, 30MM X 530MM X 2405MM, ELECTRODE ARM ASSEMBLY, FUCHS, POSITION M310-2001, DC ARC FURNACE, CHROME DIRECT REDUCTION, PLANT | 10.03.340 | 0019001360 | FUCHS ELECTRICAL INDUSTRIES PTY LTD
000000000060187307 | STP-004 | DATA ENRICHMENT | NGB | NGB |  | 2022-09-28 |  |  | 000000000060187307 | BHP1 | BHP Spares & Supplies | 312700 | Machine made parts | EA | MAN2 | PLATE, INSULATION, DRAWING TWP-3034, THI | PLATE, INSULATION, DRAWING TWP-3034, THICKNESS 25MM, MATERIAL G7, FOR, FURNACE PRESSURE RING GUIDE
000000000060114691 | STP-004 | DATA ENRICHMENT | NGB | NGB |  | 2022-09-28 |  |  | 000000000060114691 | BHP1 | BHP Spares & Supplies | 201017 | Crushers, breakers and grinders | EA | MAN2 | PLATE, LIFTER, MILD STEEL, NOT PERFORATE | PLATE, LIFTER, MILD STEEL, NOT PERFORATED, WESTERN CHROME DRG MN010, ITEM 2, DRUM SEPARATOR, WEMCO
000000000060114692 | STP-004 | DATA ENRICHMENT | NGB | NGB |  | 2022-09-28 |  |  | 000000000060114692 | BHP1 | BHP Spares & Supplies | 201017 | Crushers, breakers and grinders | EA | MAN2 | PLATE, LIFTER, MILD STEEL, PERFORATED, 8 | PLATE, LIFTER, MILD STEEL, PERFORATED, 8MM HOLES, WESTERN CHROME DRG MN010, ITEM 1, DRUM SEPARATOR, WEMCO
000000000060222797 | STP-004 | DATA ENRICHMENT | NGB | NGB |  | 2022-09-28 |  |  | 000000000060222797 | BHP1 | BHP Spares & Supplies | 221015 | Earth moving machinery | EA | MAN2 | PLATE, LINK LOCK COVER P/N GM53102000 | PLATE, LINK LOCK COVER P/N GM53102000 | GM53102000 | 0019011379 | GHH MINING MACHINES
000000000060218994 | STP-004 | DATA ENRICHMENT | NGB | NGB |  | 2022-09-28 |  |  | 000000000060218994 | BHP1 | BHP Spares & Supplies | 221015 | Earth moving machinery | EA | MAN2 | PLATE, LOCK BOOM COVER P/N GH58531000 | PLATE, LOCK BOOM COVER P/N GH58531000 | GH58531000 | 0019011379 | GHH MINING MACHINES
000000000060218993 | STP-004 | DATA ENRICHMENT | NGB | NGB |  | 2022-09-28 |  |  | 000000000060218993 | BHP1 | BHP Spares & Supplies | 221015 | Earth moving machinery | EA | MAN2 | PLATE, LOCK BOOM COVER P/N GH58532000 | PLATE, LOCK BOOM COVER P/N GH58532000 | GH58532000 | 0019011379 | GHH MINING MACHINES
000000000060222813 | STP-004 | DATA ENRICHMENT | NGB | NGB |  | 2022-09-28 |  |  | 000000000060222813 | BHP1 | BHP Spares & Supplies | 221015 | Earth moving machinery | EA | MAN2 | PLATE, LOCK BOOM PIN P/N GM53102004 | PLATE, LOCK BOOM PIN P/N GM53102004 | GM53102004 | 0019011379 | GHH MINING MACHINES
000000000060112076 | STP-004 | DATA ENRICHMENT | NGB | NGB |  | 2022-09-28 |  |  | 000000000060112076 | BHP1 | BHP Spares & Supplies | 251021 | Truck tractors | EA | MAN2 | PLATE, LOCK, BELL MACHINES | PLATE, LOCK, BELL MACHINES | 160360 | 0019008535 | BELL EQUIPMENT CO SA (PTY) LTD
000000000060124940 | STP-004 | DATA ENRICHMENT | NGB | NGB |  | 2022-09-28 |  |  | 000000000060124940 | BHP1 | BHP Spares & Supplies | 391216 | Circuit protection devices and accessories | EA | MAN2 | PLATE, LOCKING, DWG 00992, DIVERTER SWIT | PLATE, LOCKING, DRG 00992, DIVERTER SWITCH, MASCHINENFABRIK REINHAUSEN | 070289 | 0019008794 | MASCHINENFABRIK REINHAUSEN
000000000060176669 | STP-004 | DATA ENRICHMENT | NGB | NGB |  | 2022-09-28 |  |  | 000000000060176669 | BHP1 | BHP Spares & Supplies | 111715 | Basic steels | EA | MAN2 | PLATE, MILD STEEL, 1.6MM X 2450MM X 1225 | PLATE, MILD STEEL, 1.6MM X 2450MM X 1225
000000000060000444 | STP-004 | DATA ENRICHMENT | NGB | NGB |  | 2022-09-28 |  |  | 000000000060000444 | BHP1 | BHP Spares & Supplies | 301022 | Plate | EA | MAN2 | PLATE, MILD STEEL, 10MM X 3000MM X 1500M | PLATE, MILD STEEL, 10MM X 3000MM X 1500MM, COM QLTY
000000000060106846 | STP-004 | DATA ENRICHMENT | NGB | NGB |  | 2022-09-28 |  |  | 000000000060106846 | BHP1 | BHP Spares & Supplies | 301022 | Plate | EA | MAN2 | PLATE, MILD STEEL, 10MM X 3000MM X 1500M | PLATE, MILD STEEL, 10MM X 3000MM X 1500MM
000000000060106847 | STP-004 | DATA ENRICHMENT | NGB | NGB |  | 2022-09-28 |  |  | 000000000060106847 | BHP1 | BHP Spares & Supplies | 301022 | Plate | EA | MAN2 | PLATE, MILD STEEL, 10MM X 4000MM X 2000M | PLATE, MILD STEEL, 10MM X 4000MM X 2000MM
000000000060106848 | STP-004 | DATA ENRICHMENT | NGB | NGB |  | 2022-09-28 |  |  | 000000000060106848 | BHP1 | BHP Spares & Supplies | 301022 | Plate | EA | MAN2 | PLATE, MILD STEEL, 10MM X 8000MM X 2000M | PLATE, MILD STEEL, 10MM X 8000MM X 2000MM
000000000060000452 | STP-004 | DATA ENRICHMENT | NGB | NGB |  | 2022-09-28 |  |  | 000000000060000452 | BHP1 | BHP Spares & Supplies | 301022 | Plate | EA | MAN2 | PLATE, MILD STEEL, 12MM X 3000MM X 1500M | PLATE, MILD STEEL, 12MM X 3000MM X 1500MM, COM QLTY
000000000060106857 | STP-004 | DATA ENRICHMENT | NGB | NGB |  | 2022-09-28 |  |  | 000000000060106857 | BHP1 | BHP Spares & Supplies | 301022 | Plate | EA | MAN2 | PLATE, MILD STEEL, 16MM X 2500MM X 1200M | PLATE, MILD STEEL, 16MM X 2500MM X 1200MM
000000000060000462 | STP-004 | DATA ENRICHMENT | NGB | NGB |  | 2022-09-28 |  |  | 000000000060000462 | BHP1 | BHP Spares & Supplies | 301022 | Plate | EA | MAN2 | PLATE, MILD STEEL, 16MM X 3000MM X 1500M | PLATE, MILD STEEL, 16MM X 3000MM X 1500MM, COMMERCIAL QUALITY
000000000060000470 | STP-004 | DATA ENRICHMENT | NGB | NGB |  | 2022-09-28 |  |  | 000000000060000470 | BHP1 | BHP Spares & Supplies | 301022 | Plate | EA | MAN2 | PLATE, MILD STEEL, 20MM X 3000MM X 1500M | PLATE, MILD STEEL, 20MM X 3000MM X 1500MM, COM QLTY
000000000060106867 | STP-004 | DATA ENRICHMENT | NGB | NGB |  | 2022-09-28 |  |  | 000000000060106867 | BHP1 | BHP Spares & Supplies | 301022 | Plate | EA | MAN2 | PLATE, MILD STEEL, 25MM X 10000MM X 2400 | PLATE, MILD STEEL, 25MM X 10000MM X 2400MM, TO SABS 1431 GRADE 300WA
000000000060000479 | STP-004 | DATA ENRICHMENT | NGB | NGB |  | 2022-09-28 |  |  | 000000000060000479 | BHP1 | BHP Spares & Supplies | 301022 | Plate | EA | MAN2 | PLATE, MILD STEEL, 25MM X 2500MM X 1200M | PLATE, MILD STEEL, 25MM X 2500MM X 1200MM, COM QLTY
000000000060106865 | STP-004 | DATA ENRICHMENT | NGB | NGB |  | 2022-09-28 |  |  | 000000000060106865 | BHP1 | BHP Spares & Supplies | 301022 | Plate | EA | MAN2 | PLATE, MILD STEEL, 25MM X 4000MM X 2000M | PLATE, MILD STEEL, 25MM X 4000MM X 2000MM, TO SABS 1431 GRADE 300WA
000000000060106868 | STP-004 | DATA ENRICHMENT | NGB | NGB |  | 2022-09-28 |  |  | 000000000060106868 | BHP1 | BHP Spares & Supplies | 301022 | Plate | EA | MAN2 | PLATE, MILD STEEL, 30MM X 2500MM X 1200M | PLATE, MILD STEEL, 30MM X 2500MM X 1200MM
000000000060106873 | STP-004 | DATA ENRICHMENT | NGB | NGB |  | 2022-09-28 |  |  | 000000000060106873 | BHP1 | BHP Spares & Supplies | 301022 | Plate | EA | MAN2 | PLATE, MILD STEEL, 38MM X 2500MM X 1200M | PLATE, MILD STEEL, 38MM X 2500MM X 1200MM, EXACT SIZE
000000000060176020 | STP-004 | DATA ENRICHMENT | NGB | NGB |  | 2022-09-28 |  |  | 000000000060176020 | BHP1 | BHP Spares & Supplies | 111915 | Metal solids | EA | MAN2 | PLATE, MILD STEEL, 3MM X 2500MM X 1200MM | PLATE, MILD STEEL, 3MM X 2500MM X 1200MM
000000000060000413 | STP-004 | DATA ENRICHMENT | NGB | NGB |  | 2022-09-28 |  |  | 000000000060000413 | BHP1 | BHP Spares & Supplies | 301022 | Plate | EA | MAN2 | PLATE, MILD STEEL, 4.5MM X 2500MM X 1200 | PLATE, MILD STEEL, 4.5MM X 2500MM X 1200MM, COM QLTY
000000000060000414 | STP-004 | DATA ENRICHMENT | NGB | NGB |  | 2022-09-28 |  |  | 000000000060000414 | BHP1 | BHP Spares & Supplies | 301022 | Plate | EA | MAN2 | PLATE, MILD STEEL, 5MM X 2000MM X 1000MM | PLATE, MILD STEEL, 5MM X 2000MM X 1000MM, COMMERCIAL QUALITY
000000000060106838 | STP-004 | DATA ENRICHMENT | NGB | NGB |  | 2022-09-28 |  |  | 000000000060106838 | BHP1 | BHP Spares & Supplies | 301022 | Plate | EA | MAN2 | PLATE, MILD STEEL, 6MM X 13000MM X 2400M | PLATE, MILD STEEL, 6MM X 13000MM X 2400MM, TO SABS 1431 GRADE 300WA
000000000060000426 | STP-004 | DATA ENRICHMENT | NGB | NGB |  | 2022-09-28 |  |  | 000000000060000426 | BHP1 | BHP Spares & Supplies | 301022 | Plate | EA | MAN2 | PLATE, MILD STEEL, 6MM X 3000MM X 1500MM | PLATE, MILD STEEL, 6MM X 3000MM X 1500MM, COM QLTY
000000000060000427 | STP-004 | DATA ENRICHMENT | NGB | NGB |  | 2022-09-28 |  |  | 000000000060000427 | BHP1 | BHP Spares & Supplies | 301022 | Plate | EA | MAN2 | PLATE, MILD STEEL, 6MM X 4000MM X 2000MM | PLATE, MILD STEEL, 6MM X 4000MM X 2000MM, COM QLTY
000000000060106835 | STP-004 | DATA ENRICHMENT | NGB | NGB |  | 2022-09-28 |  |  | 000000000060106835 | BHP1 | BHP Spares & Supplies | 301022 | Plate | EA | MAN2 | PLATE, MILD STEEL, 6MM X 8000MM X 2000MM | PLATE, MILD STEEL, 6MM X 8000MM X 2000MM, TO SABS 1431 GRADE 300WA
000000000060000433 | STP-004 | DATA ENRICHMENT | NGB | NGB |  | 2022-09-28 |  |  | 000000000060000433 | BHP1 | BHP Spares & Supplies | 301022 | Plate | EA | MAN2 | PLATE, MILD STEEL, 8MM X 3000MM X 1500MM | PLATE, MILD STEEL, 8MM X 3000MM X 1500MM, COM QLTY
000000000060223379 | STP-004 | DATA ENRICHMENT | NGB | NGB |  | 2022-09-28 |  |  | 000000000060223379 | BHP1 | BHP Spares & Supplies | 241016 | Lifting equipment | EA | MAN2 | PLATE, NAME, C/W RIVETS, LEVER HOIST, TU | PLATE, NAME, C/W RIVETS, LEVER HOIST, TUSKER, CB, 2 TON
000000000060222706 | STP-004 | DATA ENRICHMENT | NGB | NGB |  | 2022-09-28 |  |  | 000000000060222706 | BHP1 | BHP Spares & Supplies | 241016 | Lifting equipment | EA | MAN2 | PLATE, NAME, HOIST, CHAIN, KC70-3T-SR | PLATE, NAME, HOIST, CHAIN, KC70-3T-SR
000000000060222648 | STP-004 | DATA ENRICHMENT | NGB | NGB |  | 2022-09-28 |  |  | 000000000060222648 | BHP1 | BHP Spares & Supplies | 241016 | Lifting equipment | EA | MAN2 | PLATE, NAME, HOIST, LEVER, LB90-A, 0.75 | PLATE, NAME, HOIST, LEVER, LB90-A, 0.75 TON
000000000060222649 | STP-004 | DATA ENRICHMENT | NGB | NGB |  | 2022-09-28 |  |  | 000000000060222649 | BHP1 | BHP Spares & Supplies | 241016 | Lifting equipment | EA | MAN2 | PLATE, NAME, HOIST, LEVER, LB90-A, 1.5 T | PLATE, NAME, HOIST, LEVER, LB90-A, 1.5 TO 3 TON
000000000060114955 | STP-004 | DATA ENRICHMENT | NGB | NGB |  | 2022-09-28 |  |  | 000000000060114955 | BHP1 | BHP Spares & Supplies | 301022 | Plate | EA | MAN2 | PLATE, PEFORATED, 2122MM X 990MM X 1MM B | PLATE, PEFORATED, 2122MM X 990MM X 1MM BOTTOM DECK, 1.6MM DIA HOLE, 3.2MM PITCH, 304 S/STEEL, ROTEX 803A VIBRATING SCREEN, LOCKERS
000000000060222697 | STP-004 | DATA ENRICHMENT | NGB | NGB |  | 2022-09-28 |  |  | 000000000060222697 | BHP1 | BHP Spares & Supplies | 241016 | Lifting equipment | EA | MAN2 | PLATE, POSITIONING, HOIST, CHAIN, KC70-3 | PLATE, POSITIONING, HOIST, CHAIN, KC70-3T-SR
000000000060001356 | STP-004 | DATA ENRICHMENT | NGB | NGB |  | 2022-09-28 |  |  | 000000000060001356 | BHP1 | BHP Spares & Supplies | 301022 | Plate | EA | MAN2 | PLATE, ROQLAST AD360, 10MM X 2500MM X 12 | PLATE, ROQLAST AD360, 10MM X 2500MM X 1200MM
000000000060225091 | STP-004 | DATA ENRICHMENT | NGB | NGB |  | 2022-09-28 |  |  | 000000000060225091 | BHP1 | BHP Spares & Supplies | 401615 | Filters | EA | MAN2 | PLATE, SECTOR, S1-25, TYPE P013 | PLATE, SECTOR, S1-25, TYPE P013, CERAMIC FILTER, P/N N048278826, PELLETISING PLANT, SPS
000000000060222699 | STP-004 | DATA ENRICHMENT | NGB | NGB |  | 2022-09-28 |  |  | 000000000060222699 | BHP1 | BHP Spares & Supplies | 241016 | Lifting equipment | EA | MAN2 | PLATE, SIDE, BRAKE, HOIST, CHAIN, KC70-3 | PLATE, SIDE, BRAKE, HOIST, CHAIN, KC70-3T-SR
000000000060222701 | STP-004 | DATA ENRICHMENT | NGB | NGB |  | 2022-09-28 |  |  | 000000000060222701 | BHP1 | BHP Spares & Supplies | 241016 | Lifting equipment | EA | MAN2 | PLATE, SIDE, GEAR, HOIST, CHAIN, KC70-3T | PLATE, SIDE, GEAR, HOIST, CHAIN, KC70-3T-SR
000000000060222712 | STP-004 | DATA ENRICHMENT | NGB | NGB |  | 2022-09-28 |  |  | 000000000060222712 | BHP1 | BHP Spares & Supplies | 241016 | Lifting equipment | EA | MAN2 | PLATE, SIDE, LEFT/RIGHT, C/W ROLLER, GUI | PLATE, SIDE, LEFT/RIGHT, C/W ROLLER, GUIDE, HOIST, CHAIN, KC70-3T-SR
000000000060124943 | STP-004 | DATA ENRICHMENT | NGB | NGB |  | 2022-09-28 |  |  | 000000000060124943 | BHP1 | BHP Spares & Supplies | 391216 | Circuit protection devices and accessories | EA | MAN2 | PLATE, SPRING, DIVERTER SWITCH, MASCHINE | PLATE, SPRING, DIVERTER SWITCH, MASCHINENFABRIK REINHAUSEN | 452356 | 0019008794 | MASCHINENFABRIK REINHAUSEN
000000000060167057 | STP-004 | DATA ENRICHMENT | NGB | NGB |  | 2022-09-28 |  |  | 000000000060167057 | BHP1 | BHP Spares & Supplies | 401018 | Heating | EA | MAN2 | PLATE, SUSPENSION, STEEL, PRESSURE RING, | PLATE, SUSPENSION, STEEL, PRESSURE RING, FAI, DWG 400-3145 | E-94-020225 | 0019003467 | UNKNOWN
000000000060172073 | STP-004 | DATA ENRICHMENT | NGB | NGB |  | 2022-09-28 |  |  | 000000000060172073 | BHP1 | BHP Spares & Supplies | 201017 | Crushers, breakers and grinders | EA | MAN2 | PLATE, SWING JAW TOE, SA20X36 JAW CRUSHE | PLATE, SWING JAW TOE, SA20X36 JAW CRUSHER, TELSMITH | AH2036J055A | 0019008965 | TELSMITH
000000000060116045 | STP-004 | DATA ENRICHMENT | NGB | NGB |  | 2022-09-28 |  |  | 000000000060116045 | BHP1 | BHP Spares & Supplies | 401018 | Heating | EA | MAN2 | PLATE, TAPHOLE FORMER, DWG DRG 400-3345- | PLATE, TAPHOLE FORMER, DRG 400-3345-01 REV. 4, FURNACE NO 1, 2, 3 & 4,, TFC, PLATE, TAPHOLE FORMER, DRG 400-3345-01 REV. 4, FURNACE NO 1, 2, 3 & 4, ,TFC
000000000060188086 | STP-004 | DATA ENRICHMENT | NGB | NGB |  | 2022-09-28 |  |  | 000000000060188086 | BHP1 | BHP Spares & Supplies | 201017 | Crushers, breakers and grinders | EA | MAN2 | PLATE, TOGGLE PLATE 27" (680MM) | PLATE, TOGGLE PLATE 27" (680MM) | RB42C/14B/680 | 0019002485 | OSBORN
000000000060188087 | STP-004 | DATA ENRICHMENT | NGB | NGB |  | 2022-09-28 |  |  | 000000000060188087 | BHP1 | BHP Spares & Supplies | 201017 | Crushers, breakers and grinders | EA | MAN2 | PLATE, TOGGLE PLATE 29" (730MM) | PLATE, TOGGLE PLATE 29" (730MM) | RB42C/14B/730 | 0019002485 | OSBORN
000000000060114449 | STP-004 | DATA ENRICHMENT | NGB | NGB |  | 2022-09-28 |  |  | 000000000060114449 | BHP1 | BHP Spares & Supplies | 201017 | Crushers, breakers and grinders | EA | MAN2 | PLATE, TOGGLE, 16 1/8IN, STRB 18IN X 32I | PLATE, TOGGLE, 16 1/8IN, STRB 18IN X 32IN CRUSHER, TELMSITH | T1832TP1618 | 0019008561 | C & E ENGINEERING
000000000060114387 | STP-004 | DATA ENRICHMENT | NGB | NGB |  | 2022-09-28 |  |  | 000000000060114387 | BHP1 | BHP Spares & Supplies | 201017 | Crushers, breakers and grinders | EA | MAN2 | PLATE, TOGGLE, 36IN X 25IN DTRB & 36IN X | PLATE, TOGGLE, 36IN X 25IN DTRB & 36IN X 26IN STRB CRUSHER, HADFIELD | RB10/14/23RT | 0019008699 | HADFIELD
000000000060162088 | STP-004 | DATA ENRICHMENT | NGB | NGB |  | 2022-09-28 |  |  | 000000000060162088 | BHP1 | BHP Spares & Supplies | 201017 | Crushers, breakers and grinders | EA | MAN2 | PLATE, TOGGLE, 36IN X 25IN DTRB CRUSHER, | PLATE, TOGGLE, 36IN X 25IN DTRB CRUSHER, MILD STEEL, 520MM LONG, FABRICATE TO FMT DRG FW86 C30 003
000000000060162087 | STP-004 | DATA ENRICHMENT | NGB | NGB |  | 2022-09-28 |  |  | 000000000060162087 | BHP1 | BHP Spares & Supplies | 201017 | Crushers, breakers and grinders | EA | MAN2 | PLATE, TOGGLE, 36IN X 25IN DTRB CRUSHER, | PLATE, TOGGLE, 36IN X 25IN DTRB CRUSHER, MILD STEEL, 490MM LONG, FABRICATE TO FMT DRG FW86 C30 003
000000000060162086 | STP-004 | DATA ENRICHMENT | NGB | NGB |  | 2022-09-28 |  |  | 000000000060162086 | BHP1 | BHP Spares & Supplies | 201017 | Crushers, breakers and grinders | EA | MAN2 | PLATE, TOGGLE, 36IN X 25IN DTRB CRUSHER, | PLATE, TOGGLE, 36IN X 25IN DTRB CRUSHER, MILD STEEL, 460MM LONG, FABRICATE TO FMT DRG FW86 C30 003
000000000060114304 | STP-004 | DATA ENRICHMENT | NGB | NGB |  | 2022-09-28 |  |  | 000000000060114304 | BHP1 | BHP Spares & Supplies | 201017 | Crushers, breakers and grinders | EA | MAN2 | PLATE, TOGGLE, 42IN X 32IN DTRB CRUSHER, | PLATE, TOGGLE, 42IN X 32IN DTRB CRUSHER, HADFIELD | RB42C/14B/630 | 0019008699 | HADFIELD
000000000060114305 | STP-004 | DATA ENRICHMENT | NGB | NGB |  | 2022-09-28 |  |  | 000000000060114305 | BHP1 | BHP Spares & Supplies | 201017 | Crushers, breakers and grinders | EA | MAN2 | PLATE, TOGGLE, 42IN X 32IN DTRB CRUSHER, | PLATE, TOGGLE, 42IN X 32IN DTRB CRUSHER, HADFIELD | H4232TP680 | 0019008561 | C & E ENGINEERING
000000000060114386 | STP-004 | DATA ENRICHMENT | NGB | NGB |  | 2022-09-28 |  |  | 000000000060114386 | BHP1 | BHP Spares & Supplies | 201017 | Crushers, breakers and grinders | EA | MAN2 | PLATE, TOGGLE, DT 18 INCH(460), H36IN X | PLATE, TOGGLE, DT 18 INCH(460), H36IN X 25IN DTRB CRUSHER, HADFIELD | H3625TP18 | 0019008561 | C & E ENGINEERING
000000000060222077 | STP-004 | DATA ENRICHMENT | NGB | NGB |  | 2022-09-28 |  |  | 000000000060222077 | BHP1 | BHP Spares & Supplies | 201017 | Crushers, breakers and grinders | EA | MAN2 | PLATE, TOGGLE, PEX 600X900 CRUSHER | PLATE,TOGGLE,PEX 600X900 CRUSHER,500MM,FABRICATED
000000000060214200 | STP-004 | DATA ENRICHMENT | NGB | NGB |  | 2022-09-28 |  |  | 000000000060214200 | BHP1 | BHP Spares & Supplies | 201017 | Crushers, breakers and grinders | EA | MAN2 | PLATE, TOGGLE, PEX GRANULATOR 150 X 750 | PLATE, TOGGLE, PEX GRANULATOR 150 X 750 | CPC150750TP | 0019011729 | CRUSHING COMPONENTS (PTY) LTD
000000000060256390 | STP-004 | DATA ENRICHMENT | NGB | NGB |  | 2022-09-28 |  |  | 000000000060256390 | BHP1 | BHP Spares & Supplies | 201017 | Crushers, breakers and grinders | EA | MAN2 | PLATE, TOGGLE, RIBBED, MRB42, 590MM, 42X | PLATE, TOGGLE, RIBBED, MRB42, 590MM, 42X28, STEEL, CASTED
000000000060172066 | STP-004 | DATA ENRICHMENT | NGB | NGB |  | 2022-09-28 |  |  | 000000000060172066 | BHP1 | BHP Spares & Supplies | 201017 | Crushers, breakers and grinders | EA | MAN2 | PLATE, TOGGLE, SA20X36 JAW CRUSHER, TELS | PLATE, TOGGLE, SA20X36 JAW CRUSHER, TELSMITH | AH2036B370A | 0019008965 | TELSMITH
000000000060114844 | STP-004 | DATA ENRICHMENT | NGB | NGB |  | 2022-09-28 |  |  | 000000000060114844 | BHP1 | BHP Spares & Supplies | 201016 | Screens and feeding equipment | EA | MAN2 | PLATE, TOP DECK SCREEN, 1518MM X 1193MM, | PLATE, TOP DECK SCREEN, 1518MM X 1193MM, TUBATSE DRG 900-3568 SHEET 2, ITEM 2, 5FT X 12FT VIBRO-KING VIBRATING SCREEN, TELSMITH
000000000060114843 | STP-004 | DATA ENRICHMENT | NGB | NGB |  | 2022-09-28 |  |  | 000000000060114843 | BHP1 | BHP Spares & Supplies | 201016 | Screens and feeding equipment | EA | MAN2 | PLATE, TOP DECK SCREEN, 1518MM X 1454MM, | PLATE, TOP DECK SCREEN, 1518MM X 1454MM, TUBATSE DRG 900-3568 SHEET 3, ITEM 1, 5FT X 12FT VIBRO-KING VIBRATING SCREEN, TELSMITH
000000000060114322 | STP-004 | DATA ENRICHMENT | NGB | NGB |  | 2022-09-28 |  |  | 000000000060114322 | BHP1 | BHP Spares & Supplies | 201017 | Crushers, breakers and grinders | EA | MAN2 | PLATE, WEAR, SWINGSTOCK HEAD, 42IN X 32I | PLATE, WEAR, SWINGSTOCK HEAD, 42IN X 32IN DTRB CRUSHER, HADFIELD, REDUNDANT AS PER SSI 6541. | RB42C/6WP | 0019008699 | HADFIELD
000000000060215613 | STP-004 | DATA ENRICHMENT | NGB | NGB |  | 2022-09-28 |  |  | 000000000060215613 | BHP1 | BHP Spares & Supplies | 312700 | Machine made parts | EA | MAN2 | PLATE, WELDING, NI/CR, CODE 0383275001, | PLATE, WELDING, NI/CR, CODE 0383275001, WRAPPING MACHINE
000000000060235665 | STP-004 | DATA ENRICHMENT | NGB | NGB |  | 2022-09-28 |  |  | 000000000060235665 | BHP1 | BHP Spares & Supplies | 301515 | Roofing materials | EA | MAN2 | PLATE,220X220X10MM | PLATE 220X220X10MM
000000000060233986 | STP-004 | DATA ENRICHMENT | NGB | NGB |  | 2022-09-28 |  |  | 000000000060233986 | BHP1 | BHP Spares & Supplies | 811016 | Mechanical engineering | EA | MAN2 | PLATE,35MM X 2500MM X 1200MM,GRADE 5355, | PLATE, 35MM X 2500MM X 1200MM, GRADE 5355, ROLLED AS PER DRAWING
000000000060238946 | STP-004 | DATA ENRICHMENT | NGB | NGB |  | 2022-09-28 |  |  | 000000000060238946 | BHP1 | BHP Spares & Supplies | 781801 | Vehicle maintenance and repair services | EA | MAN2 | PLATE,3EC-24-37150,FOL, | PLATE, 3EC-24-37150, FOL, | 3EC-24-37150
000000000060202858 | STP-004 | DATA ENRICHMENT | NGB | NGB |  | 2022-09-28 |  |  | 000000000060202858 | BHP1 | BHP Spares & Supplies | 221015 | Earth moving machinery | EA | MAN2 | PLATE,425-46-32240,KOMATSU,WA500 | PLATE,425-46-32240,KOMATSU,WA500 | 425-46-12190 | 0019001867 | KOMATSU CORP
000000000060244194 | STP-004 | DATA ENRICHMENT | NGB | NGB |  | 2022-09-28 |  |  | 000000000060244194 | BHP1 | BHP Spares & Supplies | 200000 | Mining Machinery and Accessories | EA | MAN2 | PLATE,56D-50-12240,KOMATSU,HM300-2 | PLATE,56D-50-12240,KOMATSU,HM300-2 | 56D-50-12240 PLATE | 0019011819 | Unknown
000000000060168282 | STP-004 | DATA ENRICHMENT | NGB | NGB |  | 2022-09-28 |  |  | 000000000060168282 | BHP1 | BHP Spares & Supplies | 200000 | Mining Machinery and Accessories | EA | MAN2 | PLATE,70534233,DD210L | PLATE, PN 70534233, DD210L | 70534233 | 0019002924 | SANDVIK
000000000060246478 | STP-004 | DATA ENRICHMENT | NGB | NGB |  | 2022-09-28 |  |  | 000000000060246478 | BHP1 | BHP Spares & Supplies | 200000 | Mining Machinery and Accessories | EA | MAN2 | PLATE,BASE,789,ROLLER | PLATE,BASE,789,ROLLER | 19.22.0789 | 0019011819 | Unknown
000000000060254127 | STP-004 | DATA ENRICHMENT | NGB | NGB |  | 2022-09-28 |  |  | 000000000060254127 | BHP1 | BHP Spares & Supplies | 301022 | Plate | EA | MAN2 | PLATE,BASE,CAST,IRON,040MM | PLATE,BASE,CAST,IRON,040MM
000000000060254128 | STP-004 | DATA ENRICHMENT | NGB | NGB |  | 2022-09-28 |  |  | 000000000060254128 | BHP1 | BHP Spares & Supplies | 301022 | Plate | EA | MAN2 | PLATE,BASE,CAST,IRON,065MM | PLATE,BASE,CAST,IRON,065MM
000000000060254130 | STP-004 | DATA ENRICHMENT | NGB | NGB |  | 2022-09-28 |  |  | 000000000060254130 | BHP1 | BHP Spares & Supplies | 301022 | Plate | EA | MAN2 | PLATE,BASE,CAST,IRON,100MM | PLATE,BASE,CAST,IRON,100MM
000000000060254129 | STP-004 | DATA ENRICHMENT | NGB | NGB |  | 2022-09-28 |  |  | 000000000060254129 | BHP1 | BHP Spares & Supplies | 301022 | Plate | EA | MAN2 | PLATE,BASE,CAST,IRON,80MM | PLATE,BASE,CAST,IRON,80MM
000000000060254125 | STP-004 | DATA ENRICHMENT | NGB | NGB |  | 2022-09-28 |  |  | 000000000060254125 | BHP1 | BHP Spares & Supplies | 301022 | Plate | EA | MAN2 | PLATE,BASE,PRESSED,STEEL,040MM | PLATE,BASE,PRESSED,STEEL,040MM
000000000060254126 | STP-004 | DATA ENRICHMENT | NGB | NGB |  | 2022-09-28 |  |  | 000000000060254126 | BHP1 | BHP Spares & Supplies | 301022 | Plate | EA | MAN2 | PLATE,BASE,PRESSED,STEEL,050MM | PLATE,BASE,PRESSED,STEEL,050MM
000000000060220438 | STP-004 | DATA ENRICHMENT | NGB | NGB |  | 2022-09-28 |  |  | 000000000060220438 | BHP1 | BHP Spares & Supplies | 221015 | Earth moving machinery | EA | MAN2 | PLATE,BELLY TRANSMSSON P/N GM11050093 | PLATE, BELLY TRANSMISSION P/N GM11050093 | GM11050093 | 0019011379 | GHH MINING MACHINES
000000000060229320 | STP-004 | DATA ENRICHMENT | NGB | NGB |  | 2022-09-28 |  |  | 000000000060229320 | BHP1 | BHP Spares & Supplies | 221015 | Earth moving machinery | EA | MAN2 | PLATE,BOLSTER AXLE 01 P/N GH9094066397C | PLATE,BOLSTER AXLE 01 P/N GH9094066397C | GH9094066397C | 0019011379 | GHH MINING MACHINES
000000000060164488 | STP-004 | DATA ENRICHMENT | NGB | NGB |  | 2022-09-28 |  |  | 000000000060164488 | BHP1 | BHP Spares & Supplies | 111000 | Minerals, ores and metals | EA | MAN2 | PLATE,CALCINE FURNACE DISCHARGE DUST AS | PLATE: CALCINE FURNACE DISCHARGE DUST AS PER DRW FV14C06000, FERROVELD
000000000060243311 | STP-004 | DATA ENRICHMENT | NGB | NGB |  | 2022-09-28 |  |  | 000000000060243311 | BHP1 | BHP Spares & Supplies | 301022 | Plate | EA | MAN2 | PLATE,CERAMIC,S130 MEMBRANE,SINOSTEEL,EA | PLATE,CERAMIC,S1 30 MEMBRANE, SINOSTEEL TYPE, EACH | PLATE,CERAMIC,S1 30 MEMBRANE, SINOSTEEL
000000000060114208 | STP-004 | DATA ENRICHMENT | NGB | NGB |  | 2022-09-28 |  |  | 000000000060114208 | BHP1 | BHP Spares & Supplies | 201017 | Crushers, breakers and grinders | EA | MAN2 | PLATE,CHEEK,30IN X 10IN,LEFT HAND,STRB C | PLATE,CHEEK,30IN X 10IN,LEFT HAND,STRB CRUSHER,HADFIELD, NEW STOCK AS PER SSI 7407., REDUNDANT AS PER ESSI: 275 | RB32/10 L/H | 0019002485 | OSBORN
000000000060221341 | STP-004 | DATA ENRICHMENT | NGB | NGB |  | 2022-09-28 |  |  | 000000000060221341 | BHP1 | BHP Spares & Supplies | 201017 | Crushers, breakers and grinders | EA | MAN2 | PLATE,CHEEK,30N X 10N,RGHT HAND,STRB | PLATE,CHEEK,30IN X 10IN,RIGHT HAND,STRB CRUSHER, NEW STOCK AS PER SSI 7407., REDUNDANT AS PER ESSI: 275 | RB32/10R/H | 0019002485 | OSBORN
000000000060228872 | STP-004 | DATA ENRICHMENT | NGB | NGB |  | 2022-09-28 |  |  | 000000000060228872 | BHP1 | BHP Spares & Supplies | 201017 | Crushers, breakers and grinders | EA | MAN2 | PLATE,CHEEK,CHINESE,CENTER LH,36IN X 25 | PLATE,CHEEK,CHINESE,CENTER RH,36IN X 25:H36X25CPCLH-DIL | H3625CPCLH-DIL
000000000060228871 | STP-004 | DATA ENRICHMENT | NGB | NGB |  | 2022-09-28 |  |  | 000000000060228871 | BHP1 | BHP Spares & Supplies | 201017 | Crushers, breakers and grinders | EA | MAN2 | PLATE,CHEEK,CHINESE,CENTER RH,36IN X 25 | PLATE,CHEEK,CHINESE,CENTER RH,36IN X 25:H36X25CPCRH-DIL | H2635CPCRH-DIL
000000000060228870 | STP-004 | DATA ENRICHMENT | NGB | NGB |  | 2022-09-28 |  |  | 000000000060228870 | BHP1 | BHP Spares & Supplies | 201017 | Crushers, breakers and grinders | EA | MAN2 | PLATE,CHEEK,CHINESE,LOWER LH,36IN X 25 | PLATE,CHEEK,CHINESE,LOWER RH, 36IN X 25:H36X25CPLLH-DIL | H3625CPLLH-DIL
000000000060228869 | STP-004 | DATA ENRICHMENT | NGB | NGB |  | 2022-09-28 |  |  | 000000000060228869 | BHP1 | BHP Spares & Supplies | 201017 | Crushers, breakers and grinders | EA | MAN2 | PLATE,CHEEK,CHINESE,LOWER RH,36IN X 25 | PLATE,CHEEK,CHINESE,LOWER RH, 36IN X 25:H36X25CPLRH-DIL | H3625CPLRH-DIL
000000000060228868 | STP-004 | DATA ENRICHMENT | NGB | NGB |  | 2022-09-28 |  |  | 000000000060228868 | BHP1 | BHP Spares & Supplies | 201017 | Crushers, breakers and grinders | EA | MAN2 | PLATE,CHEEK,CHINESE,UPPER LH,36IN X 25 | LATE,CHEEK,CHINESE,UPPER RH, 36IN X 25 :H36X25CPURH-DIL | H3625CPURH-DIL
000000000060228867 | STP-004 | DATA ENRICHMENT | NGB | NGB |  | 2022-09-28 |  |  | 000000000060228867 | BHP1 | BHP Spares & Supplies | 201017 | Crushers, breakers and grinders | EA | MAN2 | PLATE,CHEEK,CHINESE,UPPER RH,36IN X 25 | PLATE,CHEEK,CHINESE,UPPER LH, 36IN X 25 :H36X25CPULH-DIL | H3625CPULH-DIL
000000000060252831 | STP-004 | DATA ENRICHMENT | NGB | NGB |  | 2022-09-28 |  |  | 000000000060252831 | BHP1 | BHP Spares & Supplies | 200000 | Mining Machinery and Accessories | EA | MAN2 | PLATE,CHEEK,LOWER,LH,TRIO,2436 | PLATE, CHEEK, LOWER, LH, TRIO, 2436
000000000060252826 | STP-004 | DATA ENRICHMENT | NGB | NGB |  | 2022-09-28 |  |  | 000000000060252826 | BHP1 | BHP Spares & Supplies | 200000 | Mining Machinery and Accessories | EA | MAN2 | PLATE,CHEEK,LOWER,RH,TRIO,2436 | PLATE, CHEEK, LOWER, RH, TRIO, 2436
000000000060254281 | STP-004 | DATA ENRICHMENT | NGB | NGB |  | 2022-09-28 |  |  | 000000000060254281 | BHP1 | BHP Spares & Supplies | 200000 | Mining Machinery and Accessories | EA | MAN2 | PLATE,CHEEK,LWR,RH,T6090-5R,ZGMN1,TR3012 | PLATE, CHEEK, LWR, RH, T6090-5R, ZGMN1, TR301250129, WEIR | TR301250129 | 0019011819 | Unknown
000000000060252835 | STP-004 | DATA ENRICHMENT | NGB | NGB |  | 2022-09-28 |  |  | 000000000060252835 | BHP1 | BHP Spares & Supplies | 200000 | Mining Machinery and Accessories | EA | MAN2 | PLATE,CHEEK,UPPER,LH,TRIO,2436 | PLATE, CHEEK, UPPER, LH, TRIO, 2436
000000000060252813 | STP-004 | DATA ENRICHMENT | NGB | NGB |  | 2022-09-28 |  |  | 000000000060252813 | BHP1 | BHP Spares & Supplies | 200000 | Mining Machinery and Accessories | EA | MAN2 | PLATE,CHEEK,UPPER,RH,TRIO,2436 | PLATE, CHEEK, UPPER, RH, TRIO, 2436
000000000060245721 | STP-004 | DATA ENRICHMENT | NGB | NGB |  | 2022-09-28 |  |  | 000000000060245721 | BHP1 | BHP Spares & Supplies | 311616 | Bolts | EA | MAN2 | PLATE,CHEEK,UPPER,RIGHT,HAND | PLATE,CHEEK,UPPER,RIGHT,HAND,MJ2436 | MJ-T6090-3RPC | 0019011819 | Unknown
000000000060240868 | STP-004 | DATA ENRICHMENT | NGB | NGB |  | 2022-09-28 |  |  | 000000000060240868 | BHP1 | BHP Spares & Supplies | 301022 | Plate | EA | MAN2 | PLATE,CHROMIUM,CARBIDE,500MMX600MM | PLATE CHROMIUM CARBIDE; 500MM X 600MM; 6MM BACKING WITH 4MM CHROMIUM CARBIDE OVERLAY
000000000060230061 | STP-004 | DATA ENRICHMENT | NGB | NGB |  | 2022-09-28 |  |  | 000000000060230061 | BHP1 | BHP Spares & Supplies | 200000 | Mining Machinery and Accessories | EA | MAN2 | PLATE,COVER UV-09100356 | PLATE, COVER UV-09100356 | UV-09100356 | 0019011370 | AARD MINING
000000000060238761 | STP-004 | DATA ENRICHMENT | NGB | NGB |  | 2022-09-28 |  |  | 000000000060238761 | BHP1 | BHP Spares & Supplies | 261216 | Electrical cable | EA | MAN2 | PLATE,COVER,1WAY,SWITCH,2X4,STEEL, | 1WAY , SWITCH , 2X4 , STEEL , COVER , PLATE
000000000060225793 | STP-004 | DATA ENRICHMENT | NGB | NGB |  | 2022-09-28 |  |  | 000000000060225793 | BHP1 | BHP Spares & Supplies | 401517 | Pump parts and accessories | EA | MAN2 | PLATE,COVER,4/3AH WARMAN PUMP,PART,D3013 | PLATE,COVER,4/3AH WARMAN PUMP,PART;D3013-D20, NEW STOCK AS PER "ESSI 167" | D3013-D20 | 0019003565 | WARMAN INTERNATIONAL LTD
000000000060238248 | STP-004 | DATA ENRICHMENT | NGB | NGB |  | 2022-09-28 |  |  | 000000000060238248 | BHP1 | BHP Spares & Supplies | 401517 | Pump parts and accessories | EA | MAN2 | PLATE,COVER,4/3D,IN,BATTLEMAX | 4/3D,IN,COVER,PLATE,BATTLEMAX | 4/3D13INT20 | 0019011730 | PUMP AND ABRASION TECHNOLOGIES CC
000000000060231023 | STP-004 | DATA ENRICHMENT | NGB | NGB |  | 2022-09-28 |  |  | 000000000060231023 | BHP1 | BHP Spares & Supplies | 221015 | Earth moving machinery | EA | MAN2 | PLATE,COVER,BELLY P/N GM56072019 | PLATE, COVER, BELLY P/N GM56072019 | GM56072019 | 0019011379 | GHH MINING MACHINES
000000000060233138 | STP-004 | DATA ENRICHMENT | NGB | NGB |  | 2022-09-28 |  |  | 000000000060233138 | BHP1 | BHP Spares & Supplies | 200000 | Mining Machinery and Accessories | EA | MAN2 | PLATE,DEFLECTOR,STEER,CYL,UV-09100091,LH | DEFLECTOR PLATE, STEERING CYLINDER, PN UV-09100091, LHD AARD MAJOR 5.5 | UV-09100091 | 0019011370 | AARD MINING
000000000060175553 | STP-004 | DATA ENRICHMENT | NGB | NGB |  | 2022-09-28 |  |  | 000000000060175553 | BHP1 | BHP Spares & Supplies | 312716 | Screw machine-made parts | EA | MAN2 | PLATE,DRIVE,SPIROTECH SCREW FEEDERS.(360 | PLATE,DRIVE,SPIROTECH SCREW FEEDERS.(360 MM SCREW)M3/M4, AS PER SSI 2742
000000000060237983 | STP-004 | DATA ENRICHMENT | NGB | NGB |  | 2022-09-28 |  |  | 000000000060237983 | BHP1 | BHP Spares & Supplies | 311715 | Bearings | EA | MAN2 | PLATE,END (SNU),PART NO,ASNU508 | PLATE,END (SNU), PART NO, ASNU508
000000000060237977 | STP-004 | DATA ENRICHMENT | NGB | NGB |  | 2022-09-28 |  |  | 000000000060237977 | BHP1 | BHP Spares & Supplies | 311715 | Bearings | EA | MAN2 | PLATE,END (SNU),PART NO,ASNU508 | PLATE,END (SNU), PART NO, ASNU508
000000000060240491 | STP-004 | DATA ENRICHMENT | NGB | NGB |  | 2022-09-28 |  |  | 000000000060240491 | BHP1 | BHP Spares & Supplies | 411165 | Instrument parts and accessories | EA | MAN2 | PLATE,END,VABE S6 1RZ G B1,EA | PLATE, END, FESTO, VABE S6 1RZ G B1, EA | 539238
000000000060218982 | STP-004 | DATA ENRICHMENT | NGB | NGB |  | 2022-09-28 |  |  | 000000000060218982 | BHP1 | BHP Spares & Supplies | 221015 | Earth moving machinery | EA | MAN2 | PLATE,ENGNE BELLY P/N GM11050092 | PLATE, ENGINE BELLY P/N GM11050092 | GM1105-0092 | 0019011379 | GHH MINING MACHINES
000000000060245544 | STP-004 | DATA ENRICHMENT | NGB | NGB |  | 2022-09-28 |  |  | 000000000060245544 | BHP1 | BHP Spares & Supplies | 200000 | Mining Machinery and Accessories | EA | MAN2 | PLATE,FLEX,DRIVE | PLATE,FLEX,DRIVE | GM3204-0037 | 0019011819 | Unknown
000000000060232641 | STP-004 | DATA ENRICHMENT | NGB | NGB |  | 2022-09-28 |  |  | 000000000060232641 | BHP1 | BHP Spares & Supplies | 200000 | Mining Machinery and Accessories | EA | MAN2 | PLATE,FRAME,32512498,DD210L | FRAME PLATE, PN 32512498, DD210L | 32512498 | 0019002924 | SANDVIK
000000000060177103 | STP-004 | DATA ENRICHMENT | NGB | NGB |  | 2022-09-28 |  |  | 000000000060177103 | BHP1 | BHP Spares & Supplies | 401517 | Pump parts and accessories | EA | MAN2 | PLATE,FRAME,PUMP,WARMAN,151-B-A-2-01 | PLATE,FRAME,PUMP,WARMAN,151-B-A-2-01 |  | 0019003565 | WARMAN INTERNATIONAL LTD
000000000060238390 | STP-004 | DATA ENRICHMENT | NGB | NGB |  | 2022-09-28 |  |  | 000000000060238390 | BHP1 | BHP Spares & Supplies | 201017 | Crushers, breakers and grinders | EA | MAN2 | PLATE,GUARD,LEFT | GAURD PLATE LEFT, DRAWING NR IG05 K31X10-3, PN 4100.0455.01
000000000060238391 | STP-004 | DATA ENRICHMENT | NGB | NGB |  | 2022-09-28 |  |  | 000000000060238391 | BHP1 | BHP Spares & Supplies | 201017 | Crushers, breakers and grinders | EA | MAN2 | PLATE,GUARD,RIGHT | GAURD PLATE RIGHT, DRAWING NR IG05 K31X10-3, PN 4100.0455.01
000000000060217822 | STP-004 | DATA ENRICHMENT | NGB | NGB |  | 2022-09-28 |  |  | 000000000060217822 | BHP1 | BHP Spares & Supplies | 201016 | Screens and feeding equipment | EA | MAN2 | PLATE,H4232 TOGGLE PLATE 26NCH,680MM,FA | PLATE, H4232 TOGGLE PLATE 26", 680MM, FABRICATED, H4232TP680F | H4232TP680F | 0019008561 | C & E ENGINEERING
000000000060239361 | STP-004 | DATA ENRICHMENT | NGB | NGB |  | 2022-09-28 |  |  | 000000000060239361 | BHP1 | BHP Spares & Supplies | 410000 | Laboratory, Measuring, Observing and Testing Equipment | EA | MAN2 | PLATE,HOT,LABORATORY | LABORATORY,HOT,PLATE
000000000060253933 | STP-004 | DATA ENRICHMENT | NGB | NGB |  | 2022-09-28 |  |  | 000000000060253933 | BHP1 | BHP Spares & Supplies | 310000 | Manufacturing Components and Supplies | EA | MAN2 | PLATE,ITEM 1 AND 2 ASSEMBLED,DRW 42333, | PLATE, ITEM 1 AND 2 ASSEMBLED, DRW 42333, MATERIAL AISI304L
000000000060253928 | STP-004 | DATA ENRICHMENT | NGB | NGB |  | 2022-09-28 |  |  | 000000000060253928 | BHP1 | BHP Spares & Supplies | 310000 | Manufacturing Components and Supplies | EA | MAN2 | PLATE,ITEM 10 AND 11 ASSEMBLED,DRW 42333 | PLATE, ITEM 10 AND 11 ASSEMBLED, DRW 42333, MATERIAL AISI304L
000000000060253932 | STP-004 | DATA ENRICHMENT | NGB | NGB |  | 2022-09-28 |  |  | 000000000060253932 | BHP1 | BHP Spares & Supplies | 310000 | Manufacturing Components and Supplies | EA | MAN2 | PLATE,ITEM 13,DRW 42333, MATERIAL C-THER | PLATE, ITEM 13, DRW 42333, MATERIAL C-THERM
000000000060253927 | STP-004 | DATA ENRICHMENT | NGB | NGB |  | 2022-09-28 |  |  | 000000000060253927 | BHP1 | BHP Spares & Supplies | 310000 | Manufacturing Components and Supplies | EA | MAN2 | PLATE,ITEM 3 AND 4 ASSEMBLED,DRW 42333, | PLATE, ITEM 3 AND 4 ASSEMBLED, DRW 42333, MATERIAL AISI304L
000000000060245344 | STP-004 | DATA ENRICHMENT | NGB | NGB |  | 2022-09-28 |  |  | 000000000060245344 | BHP1 | BHP Spares & Supplies | 301022 | Plate | EA | MAN2 | PLATE,LINER, 2400MM X 1200MM X 6MM | PLATE, LINER, VRN 400, 2400MM X 1200MM X 6MM, NEW STOCK AS PER ESSI: 2052
000000000060248711 | STP-004 | DATA ENRICHMENT | NGB | NGB |  | 2022-09-28 |  |  | 000000000060248711 | BHP1 | BHP Spares & Supplies | 301022 | Plate | EA | MAN2 | PLATE,LINER,VRN 400,2400MM X 1200MM | PLATE, LINER, VRN 400, 2400MM X 1200MM X 12MM, NEW STOCK AS PER ESSI: 2054
000000000060241811 | STP-004 | DATA ENRICHMENT | NGB | NGB |  | 2022-09-28 |  |  | 000000000060241811 | BHP1 | BHP Spares & Supplies | 301022 | Plate | SH | MAN2 | PLATE,LINER,VRN,400,1250X2450X16,SH | PLATE , LINER , VRN , 400 , 1250X2450X16 , SH
000000000060230798 | STP-004 | DATA ENRICHMENT | NGB | NGB |  | 2022-09-28 |  |  | 000000000060230798 | BHP1 | BHP Spares & Supplies | 221015 | Earth moving machinery | EA | MAN2 | PLATE,LIP,V-SHAPE P/N GM57012009 | PLATE,LIP,V-SHAPE P/N GM57012009 | GM57012009 | 0019011379 | GHH MINING MACHINES
000000000060230800 | STP-004 | DATA ENRICHMENT | NGB | NGB |  | 2022-09-28 |  |  | 000000000060230800 | BHP1 | BHP Spares & Supplies | 221015 | Earth moving machinery | EA | MAN2 | PLATE,LIP,WEAR,LH P/N GM57074002 | PLATE,LIP,WEAR,LH P/N GM57074002 | GM57074002 | 0019011379 | GHH MINING MACHINES
000000000060230799 | STP-004 | DATA ENRICHMENT | NGB | NGB |  | 2022-09-28 |  |  | 000000000060230799 | BHP1 | BHP Spares & Supplies | 221015 | Earth moving machinery | EA | MAN2 | PLATE,LIP,WEAR,RH P/N GM57074001 | PLATE,LIP,WEAR,RH P/N GM57074001 | GM57074001 | 0019011379 | GHH MINING MACHINES
000000000060222798 | STP-004 | DATA ENRICHMENT | NGB | NGB |  | 2022-09-28 |  |  | 000000000060222798 | BHP1 | BHP Spares & Supplies | 221015 | Earth moving machinery | EA | MAN2 | PLATE,LNK COVER P/N GM53102001 | PLATE, LINK COVER P/N GM53102001 | GM53102001 | 0019011379 | GHH MINING MACHINES
000000000060216495 | STP-004 | DATA ENRICHMENT | NGB | NGB |  | 2022-09-28 |  |  | 000000000060216495 | BHP1 | BHP Spares & Supplies | 221015 | Earth moving machinery | EA | MAN2 | PLATE,LOCK LNK PN P/N GM05010066 | PLATE, LOCK LINK PIN P/N GM05010066 | GM0501-0066 | 0019011379 | GHH MINING MACHINES
000000000060216531 | STP-004 | DATA ENRICHMENT | NGB | NGB |  | 2022-09-28 |  |  | 000000000060216531 | BHP1 | BHP Spares & Supplies | 221015 | Earth moving machinery | EA | MAN2 | PLATE,LOCK SWVEL AXLE FRONT P/N GH909- | PLATE, LOCK SWIVEL AXLE FRONT GHH SLP6 P/N GH909-4-035941 | GH909-4-035941 | 0019011379 | GHH MINING MACHINES
000000000060230635 | STP-004 | DATA ENRICHMENT | NGB | NGB |  | 2022-09-28 |  |  | 000000000060230635 | BHP1 | BHP Spares & Supplies | 200000 | Mining Machinery and Accessories | EA | MAN2 | PLATE,LOCKING UV-09100429 | PLATE, LOCKING UV-09100429 | UV-09100429 | 0019011370 | AARD MINING
000000000060229674 | STP-004 | DATA ENRICHMENT | NGB | NGB |  | 2022-09-28 |  |  | 000000000060229674 | BHP1 | BHP Spares & Supplies | 251917 | Vehicle servicing equipment | EA | MAN2 | PLATE,LOCK-OUT SWITCH | PLATE, LOCK-OUT SWITCH, NEW STOCK AS PER ESSI : 1095, 9G2758 | 9G2758 | 0019011537 | BARLOWORLD EQUIPMENT
000000000060240434 | STP-004 | DATA ENRICHMENT | NGB | NGB |  | 2022-09-28 |  |  | 000000000060240434 | BHP1 | BHP Spares & Supplies | 201017 | Crushers, breakers and grinders | EA | MAN2 | PLATE,MAGNANESE,SET,5X3INCH,JAW,CRUSHER | PLATE,MAGNANESE,SET,5X3INCH,JAW,CRUSHER P/N 008-01-027 A | PLATE,MAGNANESE,SET,5X3INCH,JAW,CRUSHER
000000000060239924 | STP-004 | DATA ENRICHMENT | NGB | NGB |  | 2022-09-28 |  |  | 000000000060239924 | BHP1 | BHP Spares & Supplies | 201017 | Crushers, breakers and grinders | EA | MAN2 | PLATE,MAGNANESE,SET,8X5INCH,JAW,CRUSHER | PLATE,MAGNANESE,SET,8X5INCH,JAW,CRUSHER P/N 008-02-014 A
000000000060246867 | STP-004 | DATA ENRICHMENT | NGB | NGB |  | 2022-09-28 |  |  | 000000000060246867 | BHP1 | BHP Spares & Supplies | 301022 | Plate | EA | MAN2 | PLATE,MILD STEEL,1.6MMX1200MMX2500MM,EA | PLATE,MILD STEEL,1.6MMX1200MMX2500MM,EA
000000000060241740 | STP-004 | DATA ENRICHMENT | NGB | NGB |  | 2022-09-28 |  |  | 000000000060241740 | BHP1 | BHP Spares & Supplies | 301022 | Plate | EA | MAN2 | PLATE,MILD,STEEL,ROLLED,SHELL,6000MM | PLATE MILD STEEL, ROLLED, SHELL, 6000MM LONG X 2500MM WIDE X35MM THICK, ROLLED RADIUS 6250MM, GRADE 300A
000000000060241741 | STP-004 | DATA ENRICHMENT | NGB | NGB |  | 2022-09-28 |  |  | 000000000060241741 | BHP1 | BHP Spares & Supplies | 301022 | Plate | EA | MAN2 | PLATE,MILD,STEEL,TAPHOLE,FLANGE | PLATE,MILD,STEEL,TAPHOLE,FLANGE, DRW 404-3253 SHEETS 1 TO 2 REV 2, GRADE 300A
000000000060243013 | STP-004 | DATA ENRICHMENT | NGB | NGB |  | 2022-09-28 |  |  | 000000000060243013 | BHP1 | BHP Spares & Supplies | 432016 | Chassis components | EA | MAN2 | PLATE,MOUNTING,FMU9X,HOUSING,PC,52025695 | PLATE,MOUNTING,FMU9X,HOUSING,PC,52025695 FOR Usage: FMU90/FMU95 | 52025695
000000000060232248 | STP-004 | DATA ENRICHMENT | NGB | NGB |  | 2022-09-28 |  |  | 000000000060232248 | BHP1 | BHP Spares & Supplies | 221015 | Earth moving machinery | EA | MAN2 | PLATE,MOUNTING,FUSE P/N GM5706-2013 | PLATE, MOUNTING, FUSE P/N GM5706-2013 | GM5706-2013 | 0019011379 | GHH MINING MACHINES
000000000060232246 | STP-004 | DATA ENRICHMENT | NGB | NGB |  | 2022-09-28 |  |  | 000000000060232246 | BHP1 | BHP Spares & Supplies | 221015 | Earth moving machinery | EA | MAN2 | PLATE,MOUNTING,PIPE P/N GM5706-2012 | PLATE, MOUNTING, PIPE P/N GM5706-2012 | GM5706-2012 | 0019011379 | GHH MINING MACHINES
000000000060223372 | STP-004 | DATA ENRICHMENT | NGB | NGB |  | 2022-09-28 |  |  | 000000000060223372 | BHP1 | BHP Spares & Supplies | 241016 | Lifting equipment | EA | MAN2 | PLATE,NAME,C/W RVETS,LEVER HOST,EL | PLATE, NAME, C/W RIVETS, LEVER HOIST, ELEPHANT, LH 31590, 1.6TON
000000000060252145 | STP-004 | DATA ENRICHMENT | NGB | NGB |  | 2022-09-28 |  |  | 000000000060252145 | BHP1 | BHP Spares & Supplies | 200000 | Mining Machinery and Accessories | EA | MAN2 | PLATE,NAME,CHAIN,BLOCKS,2T | PLATE, NAME, CHAIN, BLOCKS, 2T
000000000060216496 | STP-004 | DATA ENRICHMENT | NGB | NGB |  | 2022-09-28 |  |  | 000000000060216496 | BHP1 | BHP Spares & Supplies | 221015 | Earth moving machinery | EA | MAN2 | PLATE,PN LNK LOCK P/N GH909-4-067220 | PLATE, PIN LINK LOCK GHH SLP6 P/N GH909-4-067220 | GH909-4-067220 | 0019011379 | GHH MINING MACHINES
000000000060255757 | STP-004 | DATA ENRICHMENT | NGB | NGB |  | 2022-09-28 |  |  | 000000000060255757 | BHP1 | BHP Spares & Supplies | 432022 | Sub assemblies for electronic devices | EA | MAN2 | PLATE,PROCESSAUTOMATION,UNIPRO4,OPN-5418 | PLATE, PROCESS AUTOMATION, UNIPRO4, ADD-ON, BOARD MOUNTING, OPN-5419, CW RELATED MOUNTING HARDWARE | OPN-5418 | 0019011819 | Unknown
000000000060233714 | STP-004 | DATA ENRICHMENT | NGB | NGB |  | 2022-09-28 |  |  | 000000000060233714 | BHP1 | BHP Spares & Supplies | 200000 | Mining Machinery and Accessories | EA | MAN2 | PLATE,PROFILE,CUT,500X130X6,STEEL,MILD | PROFILE CUT IDENTIFICATION PLATE, 500 X 130 X 6, MILD STEEL, PN TABPP500-130-6 | TABPP500-130-6
000000000060232633 | STP-004 | DATA ENRICHMENT | NGB | NGB |  | 2022-09-28 |  |  | 000000000060232633 | BHP1 | BHP Spares & Supplies | 200000 | Mining Machinery and Accessories | EA | MAN2 | PLATE,RETAINER,20835308,DD210L | RETAINER PLATE, PN 20835308, DD210L | 20835308 | 0019002924 | SANDVIK
000000000060215469 | STP-004 | DATA ENRICHMENT | NGB | NGB |  | 2022-09-28 |  |  | 000000000060215469 | BHP1 | BHP Spares & Supplies | 301022 | Plate | EA | MAN2 | PLATE,RETAINER,ROYAL SLAG CARRIER | PLATE,RETAINER,ROYAL SLAG CARRIER,AS DETAILED ON DWG;103N31,ITEM 2., AS PER SSI 5515. |  | 0019011536 | F & K ENGINEERING
000000000060173740 | STP-004 | DATA ENRICHMENT | NGB | NGB |  | 2022-09-28 |  |  | 000000000060173740 | BHP1 | BHP Spares & Supplies | 313600 | Fabricated plate assemblies | EA | MAN2 | PLATE,ROTOR TOOL 1,MIXER,PSP3 PELLETISIN | PLATE,ROTOR TOOL 1,MIXER,PSP3 PELLETISING PLANT-MFC, PART : D291353528 | P41 POSITION 41250-603768 | 0019002490 | OUTOTEC
000000000060246164 | STP-004 | DATA ENRICHMENT | NGB | NGB |  | 2022-09-28 |  |  | 000000000060246164 | BHP1 | BHP Spares & Supplies | 301022 | Plate | EA | MAN2 | PLATE,S/S,C3R12,6MMX2.4MX1.2M,EA | PLATE, STAINLESS STEEL, C3R12, 6MM X 2.4M X 1.2M, EACH
000000000060247815 | STP-004 | DATA ENRICHMENT | NGB | NGB |  | 2022-09-28 |  |  | 000000000060247815 | BHP1 | BHP Spares & Supplies | 811016 | Mechanical engineering | EA | MAN2 | PLATE,SECONDARY,TETA,6MM,316 | PLATE,SECONDARY,TETA,6MM,316
000000000060218542 | STP-004 | DATA ENRICHMENT | NGB | NGB |  | 2022-09-28 |  |  | 000000000060218542 | BHP1 | BHP Spares & Supplies | 131000 | Rubber and plastics | ST | MAN2 | PLATE,SHELL,250X65X1100LG,QTY32 | SHELL PLATE 250X65X1100LG, QTY 32, SSI 11512, PSP Grinding Ball Mill |  | 0019005676 | MULTOTEC
000000000060218543 | STP-004 | DATA ENRICHMENT | NGB | NGB |  | 2022-09-28 |  |  | 000000000060218543 | BHP1 | BHP Spares & Supplies | 131000 | Rubber and plastics | ST | MAN2 | PLATE,SHELL,250X65X2000LG,QTY32 | SHELL PLATE 250X65X2000LG, QTY 32, SSI 11512, PSP Grinding Ball Media |  | 0019005676 | MULTOTEC
000000000060240435 | STP-004 | DATA ENRICHMENT | NGB | NGB |  | 2022-09-28 |  |  | 000000000060240435 | BHP1 | BHP Spares & Supplies | 201017 | Crushers, breakers and grinders | EA | MAN2 | PLATE,SIDE,SET,5X3INCH,JAW,CRUSHER | PLATE,SIDE,5 X 3 INCH,SET,JAW CRUSHER P/N:008-01-026 A
000000000060239925 | STP-004 | DATA ENRICHMENT | NGB | NGB |  | 2022-09-28 |  |  | 000000000060239925 | BHP1 | BHP Spares & Supplies | 201017 | Crushers, breakers and grinders | EA | MAN2 | PLATE,SIDE,SET,8X5INCH,JAW,CRUSHER | PLATE,SIDE,8 X 5 INCH,SET,JAW CRUSHER P/N:008-02-041 A
000000000060245782 | STP-004 | DATA ENRICHMENT | NGB | NGB |  | 2022-09-28 |  |  | 000000000060245782 | BHP1 | BHP Spares & Supplies | 241016 | Lifting equipment | EA | MAN2 | PLATE,SIDE,STIFFENER,ANGLE | PLATE,SIDE,STIFFENER,ANGLE,BOTTOM,ROF | STFA-113027-4982-ROF | 0019011819 | Unknown
000000000060245724 | STP-004 | DATA ENRICHMENT | NGB | NGB |  | 2022-09-28 |  |  | 000000000060245724 | BHP1 | BHP Spares & Supplies | 241016 | Lifting equipment | EA | MAN2 | PLATE,SIDE,STIFFENER,ANGLE,LOF | PLATE,SIDE,STIFFENER,ANGLE,BOTTOM,LOF | STFA-113027-4982-LOF | 0019011819 | Unknown
000000000060245495 | STP-004 | DATA ENRICHMENT | NGB | NGB |  | 2022-09-28 |  |  | 000000000060245495 | BHP1 | BHP Spares & Supplies | 200000 | Mining Machinery and Accessories | EA | MAN2 | PLATE,SLIDER,GYRA44 | PLATE,SLIDER,GYRA44
000000000060165234 | STP-004 | DATA ENRICHMENT | NGB | NGB |  | 2022-09-28 |  |  | 000000000060165234 | BHP1 | BHP Spares & Supplies | 111000 | Minerals, ores and metals | EA | MAN2 | PLATE,SLIPPING DEVICE LINK.A. F6 | PLATE: SLIPPING DEVICE LINK.A. F6
000000000060165235 | STP-004 | DATA ENRICHMENT | NGB | NGB |  | 2022-09-28 |  |  | 000000000060165235 | BHP1 | BHP Spares & Supplies | 111000 | Minerals, ores and metals | EA | MAN2 | PLATE,SLIPPING DEVICE LINK.B. F6. | PLATE: SLIPPING DEVICE LINK.B. F6.
000000000060165236 | STP-004 | DATA ENRICHMENT | NGB | NGB |  | 2022-09-28 |  |  | 000000000060165236 | BHP1 | BHP Spares & Supplies | 111000 | Minerals, ores and metals | EA | MAN2 | PLATE,SLIPPING DEVICE LINK.C. F6. | PLATE: SLIPPING DEVICE LINK.C. F6.
000000000060165237 | STP-004 | DATA ENRICHMENT | NGB | NGB |  | 2022-09-28 |  |  | 000000000060165237 | BHP1 | BHP Spares & Supplies | 111000 | Minerals, ores and metals | EA | MAN2 | PLATE,SLIPPING DEVICE LINK.D. F6. | PLATE: SLIPPING DEVICE LINK.D. F6.
000000000060246112 | STP-004 | DATA ENRICHMENT | NGB | NGB |  | 2022-09-28 |  |  | 000000000060246112 | BHP1 | BHP Spares & Supplies | 301022 | Plate | EA | MAN2 | PLATE,STAINLESS,STEEL,316,12MM,2500MM,12 | PLATE, STAINLESS STEEL 316,12MM X 2500MM X 1250MM
000000000060239697 | STP-004 | DATA ENRICHMENT | NGB | NGB |  | 2022-09-28 |  |  | 000000000060239697 | BHP1 | BHP Spares & Supplies | 221015 | Earth moving machinery | EA | MAN2 | PLATE,STOP,BUCKET,GM56022013 | PLATE, STOP, BUCKET, P/N GM5602-2013 | GM5602-2013 | 0019011379 | GHH MINING MACHINES
000000000060239698 | STP-004 | DATA ENRICHMENT | NGB | NGB |  | 2022-09-28 |  |  | 000000000060239698 | BHP1 | BHP Spares & Supplies | 221015 | Earth moving machinery | EA | MAN2 | PLATE,STOP,LOAD,FRAME,GM56022014 | PLATE, STOP, LOAD FRAME, P/N GM5602-2014 | GM5602-2014 | 0019011379 | GHH MINING MACHINES
000000000060240492 | STP-004 | DATA ENRICHMENT | NGB | NGB |  | 2022-09-28 |  |  | 000000000060240492 | BHP1 | BHP Spares & Supplies | 411165 | Instrument parts and accessories | EA | MAN2 | PLATE,SUPPLY,VABF S6 1 P1A7 G12,EA | PLATE, SUPPLY, FESTO, VABF S6 1 P1A7 G12, EA | 539231
000000000060247812 | STP-004 | DATA ENRICHMENT | NGB | NGB |  | 2022-09-28 |  |  | 000000000060247812 | BHP1 | BHP Spares & Supplies | 811016 | Mechanical engineering | EA | MAN2 | PLATE,TERTIARY,TETA,6MM,316 | PLATE,TERTIARY,TETA,6MM,316
000000000060238388 | STP-004 | DATA ENRICHMENT | NGB | NGB |  | 2022-09-28 |  |  | 000000000060238388 | BHP1 | BHP Spares & Supplies | 201017 | Crushers, breakers and grinders | EA | MAN2 | PLATE,TOGGLE | TOGGLE PLATE, DRAWING NR IG05 K31X10-9, PN 4100.1723.01
000000000060188084 | STP-004 | DATA ENRICHMENT | NGB | NGB |  | 2022-09-28 |  |  | 000000000060188084 | BHP1 | BHP Spares & Supplies | 201017 | Crushers, breakers and grinders | EA | MAN2 | PLATE,TOGGLE PLATE 23INCH (590MM) | PLATE, TOGGLE PLATE 23" (590MM) | RB42C/14B/590 | 0019002485 | OSBORN
000000000060188085 | STP-004 | DATA ENRICHMENT | NGB | NGB |  | 2022-09-28 |  |  | 000000000060188085 | BHP1 | BHP Spares & Supplies | 201017 | Crushers, breakers and grinders | EA | MAN2 | PLATE,TOGGLE PLATE 25INCH (630MM) | PLATE, TOGGLE PLATE 25" (630MM) | RB42C/14B/630 | 0019002485 | OSBORN
000000000060187380 | STP-004 | DATA ENRICHMENT | NGB | NGB |  | 2022-09-28 |  |  | 000000000060187380 | BHP1 | BHP Spares & Supplies | 201017 | Crushers, breakers and grinders | EA | MAN2 | PLATE,TOGGLE,20 INCH,36IN X 25IN DTRB | PLATE, TOGGLE, 20 INCH, 36IN X 25IN DTRB CRUSHER, HADFIELD | H3625TP20 | 0019008561 | C & E ENGINEERING
000000000060253373 | STP-004 | DATA ENRICHMENT | NGB | NGB |  | 2022-09-28 |  |  | 000000000060253373 | BHP1 | BHP Spares & Supplies | 201017 | Crushers, breakers and grinders | EA | MAN2 | PLATE,TOGGLE,405,LG,STD,00-000017772 | PLATE, TOGGLE, 405, LG, STD, 00-000017772 | 00-000071182 | 0019011819 | Unknown
000000000060248291 | STP-004 | DATA ENRICHMENT | NGB | NGB |  | 2022-09-28 |  |  | 000000000060248291 | BHP1 | BHP Spares & Supplies | 311616 | Bolts | EA | MAN2 | PLATE,TOGGLE,MJ2436,TYPEB-497MM | PLATE,TOGGLE,MJ2436,TYPEB-497MM | MJ-T6090-15JCPC | 0019011819 | Unknown
000000000060238389 | STP-004 | DATA ENRICHMENT | NGB | NGB |  | 2022-09-28 |  |  | 000000000060238389 | BHP1 | BHP Spares & Supplies | 201017 | Crushers, breakers and grinders | EA | MAN2 | PLATE,TOGGLE,PAD | TOGGLE PAD PLATE, DRAWING NR IG05 K31X10-10, PN 4100.1730.01
000000000060238387 | STP-004 | DATA ENRICHMENT | NGB | NGB |  | 2022-09-28 |  |  | 000000000060238387 | BHP1 | BHP Spares & Supplies | 201017 | Crushers, breakers and grinders | EA | MAN2 | PLATE,TOGGLE,PAD | TOGGLE PAD PLATE, DRAWING NR IG05 K31X10-8, PN 4100.1731.01
000000000060249341 | STP-004 | DATA ENRICHMENT | NGB | NGB |  | 2022-09-28 |  |  | 000000000060249341 | BHP1 | BHP Spares & Supplies | 201017 | Crushers, breakers and grinders | EA | MAN2 | PLATE,TOGGLE,RIBBED,MRB42,800MM | PLATE,TOGGLE,RIBBED,MRB42,800MM,42X28,STEEL,CASTED | TULPRO-004202877 | 0019011819 | Unknown
000000000060254973 | STP-004 | DATA ENRICHMENT | NGB | NGB |  | 2022-09-28 |  |  | 000000000060254973 | BHP1 | BHP Spares & Supplies | 311616 | Bolts | EA | MAN2 | PLATE,TOGGLE,T6090-15,TR101250072 | PLATE,TOGGLE,T6090-15,TR101250072 | TR101250072 | 0019011819 | Unknown
000000000060254280 | STP-004 | DATA ENRICHMENT | NGB | NGB |  | 2022-09-28 |  |  | 000000000060254280 | BHP1 | BHP Spares & Supplies | 200000 | Mining Machinery and Accessories | EA | MAN2 | PLATE,UPPER,CHEECK,RH,T6090-3-R ZGM,TR30 | PLATE, UPPER, CHEECK, RH, T6090-3-R ZGM, TR301250128, WEIR | TR301250128 | 0019011819 | Unknown
000000000060245552 | STP-004 | DATA ENRICHMENT | NGB | NGB |  | 2022-09-28 |  |  | 000000000060245552 | BHP1 | BHP Spares & Supplies | 311616 | Bolts | EA | MAN2 | PLATE,UPPER,CHEEK,LH,P/N MJ-T6090-3LPC | PLATE,UPPER,CHEEK,LH,P/N MJ-T6090-3LPC | MJ-T6090-3LPC | 0019011819 | Unknown
000000000060254289 | STP-004 | DATA ENRICHMENT | NGB | NGB |  | 2022-09-28 |  |  | 000000000060254289 | BHP1 | BHP Spares & Supplies | 200000 | Mining Machinery and Accessories | EA | MAN2 | PLATE,UPPER,CHEEK,LH,T6090-3-L ZGM,TR301 | PLATE, UPPER, CHEEK, LH, T6090-3-L ZGM, TR301250057, WEIR | TR301250057 | 0019011819 | Unknown
000000000060165916 | STP-004 | DATA ENRICHMENT | NGB | NGB |  | 2022-09-28 |  |  | 000000000060165916 | BHP1 | BHP Spares & Supplies | 111000 | Minerals, ores and metals | EA | MAN2 | PLATE,VASTRAP,ALUMINIUM,2500 X 1200 X | PLATE: VASTRAP, ALUMINIUM, 2500 X 1200 X 6MM
000000000060241742 | STP-004 | DATA ENRICHMENT | NGB | NGB |  | 2022-09-28 |  |  | 000000000060241742 | BHP1 | BHP Spares & Supplies | 200000 | Mining Machinery and Accessories | EA | MAN2 | PLATE,VOLVO,1629549 | PLATE,VOLVO,1629549 | 1629549 - PLATE
000000000060248404 | STP-004 | DATA ENRICHMENT | NGB | NGB |  | 2022-09-28 |  |  | 000000000060248404 | BHP1 | BHP Spares & Supplies | 301022 | Plate | EA | MAN2 | PLATE,VRN500,SHEET SIZE,20MMX 2400 | PLATE, VRN 500, SHEET SIZE, 20MM X 2400MM X 1200MM
000000000060252828 | STP-004 | DATA ENRICHMENT | NGB | NGB |  | 2022-09-28 |  |  | 000000000060252828 | BHP1 | BHP Spares & Supplies | 200000 | Mining Machinery and Accessories | EA | MAN2 | PLATE,WEAR,400,VRN,400,PLATE,PLASMA,STRA | PLATE, WEAR, 400, VRN, 400, PLATE, PLASMA, STRAIGHT, CUT, 2500X1200X16, ZP5322030022 | ZP5322030022 | 0019011819 | Unknown
000000000060240880 | STP-004 | DATA ENRICHMENT | NGB | NGB |  | 2022-09-28 |  |  | 000000000060240880 | BHP1 | BHP Spares & Supplies | 201017 | Crushers, breakers and grinders | ST | MAN2 | PLATE,WEAR,CELERON WITH OIL SEALS | PLATE,WEAR,CELERON WITH OIL SEALS,PART NO SSS 0189,SWINGSTOCK,36X25 INCH
000000000060239696 | STP-004 | DATA ENRICHMENT | NGB | NGB |  | 2022-09-28 |  |  | 000000000060239696 | BHP1 | BHP Spares & Supplies | 221015 | Earth moving machinery | EA | MAN2 | PLATE,WEAR,STOP,GM57012026 | PLATE, WEAR, STOP, P/N GM5701-2026 | GM5701-2026 | 0019011379 | GHH MINING MACHINES
000000000060228883 | STP-004 | DATA ENRICHMENT | NGB | NGB |  | 2022-09-28 |  |  | 000000000060228883 | BHP1 | BHP Spares & Supplies | 201017 | Crushers, breakers and grinders | EA | MAN2 | PLATE,WEAR,SWINGSTOCK,H3625WP | PLATE, WEAR,SWINGSTOCK,H3625WP | H3625WP
000000000060173758 | STP-004 | DATA ENRICHMENT | NGB | NGB |  | 2022-09-28 |  |  | 000000000060173758 | BHP1 | BHP Spares & Supplies | 301022 | Plate | EA | MAN2 | PLATE,WEAR,TOOL SET,MIXER,PSP 3 PELLETIS | PLATE,WEAR,TOOL SET,MIXER,PSP 3 PELLETISING PLANT-MFC, PART: D29151422599E001 | P41 POSITION 41530-603786 | 0019002490 | OUTOTEC
000000000060254916 | STP-004 | DATA ENRICHMENT | NGB | NGB |  | 2022-09-28 |  |  | 000000000060254916 | BHP1 | BHP Spares & Supplies | 201017 | Crushers, breakers and grinders | EA | MAN2 | PLATE,WEARING,ECCENTRIC,H3000,CRUSHER | PLATE, WEARING ECCENTRIC, H3000, CRUSHER, PART NO 442.7927-01 | 442.7927-01 | 0019011819 | Unknown
000000000060166643 | STP-004 | DATA ENRICHMENT | NGB | NGB |  | 2022-09-28 |  |  | 000000000060166643 | BHP1 | BHP Spares & Supplies | 241016 | Lifting equipment | EA | MAN2 | PLATE: GRAB, 16MM PLATE MAX, YALE, VERTI | PLATE: GRAB, 16MM PLATE MAX, YALE, VERTICAL LIFTING STEEL
000000000060114389 | STP-004 | DATA ENRICHMENT | NGB | NGB |  | 2022-09-28 |  |  | 000000000060114389 | BHP1 | BHP Spares & Supplies | 201017 | Crushers, breakers and grinders | EA | MAN2 | PLATE: TOGGLE, SHORT, 457MM, 36IN X 25 | PLATE: TOGGLE, SHORT, 457MM, 36IN X 25IN DTRB CRUSHER, HADFIELD | RB10/14/18RT | 0019008440 | OSBORNE CO INC
000000000060229660 | STP-004 | DATA ENRICHMENT | NGB | NGB |  | 2022-09-28 |  |  | 000000000060229660 | BHP1 | BHP Spares & Supplies | 301022 | Plate | EA | MAN2 | PLATES, COVER, CERAMIC, FILTER SCRAPPER | PLATES,COVER, CERAMIC, FILTER SCRAPPER, 316 STAINLESS STEEL, AS PER DRAWING NUMBER : 106-4479-03 REV.A, NEW STOCK AS PER ESSI: 1042
000000000060224383 | STP-004 | DATA ENRICHMENT | NGB | NGB |  | 2022-09-28 |  |  | 000000000060224383 | BHP1 | BHP Spares & Supplies | 301022 | Plate | EA | MAN2 | PLATES,CAST IRON,SLIDING BEAMS,20X186X20 | PLATES,CAST IRON,SLIDING BEAMS,20X186X200,AS DETAILED ON GA DRAWING 922/071-P45-Q4-180 REV 0PSP 3 PELLETISING PLANT-MFC, NEW STOCK AS PER "ESSI 107", REDUNDANT AS PER ESSI: 336 |  | 0019002490 | OUTOTEC
000000000060224387 | STP-004 | DATA ENRICHMENT | NGB | NGB |  | 2022-09-28 |  |  | 000000000060224387 | BHP1 | BHP Spares & Supplies | 301022 | Plate | EA | MAN2 | PLATES,CAST IRON,SLIDING BEAMS,30X1117X1 | PLATES,CAST IRON,SLIDING BEAMS,30X1117X1438,AS DETAILED ON GA DRAWING 922/071-P45-Q4-180 REV "0" PSP 3 PELLETISING PLANT-MFC, NEW STOCK AS PER "ESSI 107", REDUNDANT AS PER ESSI: 336 |  | 0019002490 | OUTOTEC
000000000060224386 | STP-004 | DATA ENRICHMENT | NGB | NGB |  | 2022-09-28 |  |  | 000000000060224386 | BHP1 | BHP Spares & Supplies | 301022 | Plate | EA | MAN2 | PLATES,CAST IRON,SLIDING BEAMS,30X1117X9 | PLATES,CAST IRON,SLIDING BEAMS,30X1117X984,AS DETAILED ON GA DRAWING 922/071-P45-Q4-180 REV "0" PSP 3 PELLETISING PLANT-MFC, NEW STOCK AS PER "ESSI 107", REDUNDANT AS PER ESSI: 336 |  | 0019002490 | OUTOTEC
000000000060224394 | STP-004 | DATA ENRICHMENT | NGB | NGB |  | 2022-09-28 |  |  | 000000000060224394 | BHP1 | BHP Spares & Supplies | 301022 | Plate | EA | MAN2 | PLATES,CAST IRON,SLIDING BEAMS,30X170X13 | PLATES,CAST IRON,SLIDING BEAMS,30X170X1367,AS DETAILED ON GA DRAWING 922/071-P45-Q4-180 REV "0" PSP 3 PELLETISING PLANT-MFC, NEW STOCK AS PER "ESSI 107", REDUNDANT AS PER ESSI: 336 |  | 0019002490 | OUTOTEC
000000000060224396 | STP-004 | DATA ENRICHMENT | NGB | NGB |  | 2022-09-28 |  |  | 000000000060224396 | BHP1 | BHP Spares & Supplies | 301022 | Plate | EA | MAN2 | PLATES,CAST IRON,SLIDING BEAMS,30X170X14 | PLATES,CAST IRON,SLIDING BEAMS,30X170X1452,AS DETAILED ON GA DRAWING 922/071-P45-Q4-180 REV "0" PSP 3 PELLETISING PLANT-MFC, NEW STOCK AS PER "ESSI 107", REDUNDANT AS PER ESSI: 336 |  | 0019002490 | OUTOTEC
000000000060224393 | STP-004 | DATA ENRICHMENT | NGB | NGB |  | 2022-09-28 |  |  | 000000000060224393 | BHP1 | BHP Spares & Supplies | 301022 | Plate | EA | MAN2 | PLATES,CAST IRON,SLIDING BEAMS,30X170X16 | PLATES,CAST IRON,SLIDING BEAMS,30X170X1682,AS DETAILED ON GA DRAWING 922/071-P45-Q4-180 REV "0" PSP 3 PELLETISING PLANT-MFC, NEW STOCK AS PER "ESSI 107", REDUNDANT AS PER ESSI: 336 |  | 0019002490 | OUTOTEC
000000000060224395 | STP-004 | DATA ENRICHMENT | NGB | NGB |  | 2022-09-28 |  |  | 000000000060224395 | BHP1 | BHP Spares & Supplies | 301022 | Plate | EA | MAN2 | PLATES,CAST IRON,SLIDING BEAMS,30X170X16 | PLATES,CAST IRON,SLIDING BEAMS,30X170X1642,AS DETAILED ON GA DRAWING 922/071-P45-Q4-180 REV "0" PSP 3 PELLETISING PLANT-MFC, NEW STOCK AS PER "ESSI 107", REDUNDANT AS PER ESSI: 336 |  | 0019002490 | OUTOTEC
000000000060224398 | STP-004 | DATA ENRICHMENT | NGB | NGB |  | 2022-09-28 |  |  | 000000000060224398 | BHP1 | BHP Spares & Supplies | 301022 | Plate | EA | MAN2 | PLATES,CAST IRON,SLIDING BEAMS,30X170X18 | PLATES,CAST IRON,SLIDING BEAMS,30X170X1842,AS DETAILED ON GA DRAWING 922/071-P45-Q4-180 REV "0" PSP 3 PELLETISING PLANT-MFC, NEW STOCK AS PER "ESSI 107", REDUNDANT AS PER ESSI: 336 |  | 0019002490 | OUTOTEC
000000000060224397 | STP-004 | DATA ENRICHMENT | NGB | NGB |  | 2022-09-28 |  |  | 000000000060224397 | BHP1 | BHP Spares & Supplies | 301022 | Plate | EA | MAN2 | PLATES,CAST IRON,SLIDING BEAMS,30X170X19 | PLATES,CAST IRON,SLIDING BEAMS,30X170X1992,AS DETAILED ON GA DRAWING 922/071-P45-Q4-180 REV "0" PSP 3 PELLETISING PLANT-MFC, NEW STOCK AS PER "ESSI 107", REDUNDANT AS PER ESSI: 336 |  | 0019002490 | OUTOTEC
000000000060224392 | STP-004 | DATA ENRICHMENT | NGB | NGB |  | 2022-09-28 |  |  | 000000000060224392 | BHP1 | BHP Spares & Supplies | 301022 | Plate | EA | MAN2 | PLATES,CAST IRON,SLIDING BEAMS,30X170X81 | PLATES,CAST IRON,SLIDING BEAMS,30X170X812,AS DETAILED ON GA DRAWING 922/071-P45-Q4-180 REV "0" PSP 3 PELLETISING PLANT-MFC, NEW STOCK AS PER "ESSI 107", REDUNDANT AS PER ESSI: 336 |  | 0019002490 | OUTOTEC
000000000060224384 | STP-004 | DATA ENRICHMENT | NGB | NGB |  | 2022-09-28 |  |  | 000000000060224384 | BHP1 | BHP Spares & Supplies | 301022 | Plate | EA | MAN2 | PLATES,CAST IRON,SLIDING BEAMS,30X186X20 | PLATES,CAST IRON,SLIDING BEAMS,30X186X200,AS DETAILED ON GA DRAWING 922/071-P45-Q4-180 REV 0PSP 3 PELLETISING PLANT-MFC, NEW STOCK AS PER "ESSI 107", REDUNDANT AS PER ESSI: 336 |  | 0019002490 | OUTOTEC
000000000060224385 | STP-004 | DATA ENRICHMENT | NGB | NGB |  | 2022-09-28 |  |  | 000000000060224385 | BHP1 | BHP Spares & Supplies | 301022 | Plate | EA | MAN2 | PLATES,CAST IRON,SLIDING BEAMS,30X186X25 | PLATES,CAST IRON,SLIDING BEAMS,30X186X250,AS DETAILED ON GA DRAWING 922/071-P45-Q4-180 REV "0" PSP 3 PELLETISING PLANT-MFC, NEW STOCK AS PER "ESSI 107", REDUNDANT AS PER ESSI: 336 |  | 0019002490 | OUTOTEC
000000000060224389 | STP-004 | DATA ENRICHMENT | NGB | NGB |  | 2022-09-28 |  |  | 000000000060224389 | BHP1 | BHP Spares & Supplies | 301022 | Plate | EA | MAN2 | PLATES,CAST IRON,SLIDING BEAMS,30X666X14 | PLATES,CAST IRON,SLIDING BEAMS,30X666X1438,AS DETAILED ON GA DRAWING 922/071-P45-Q4-180 REV "0"PSP 3 PELLETISING PLANT-MFC, NEW STOCK AS PER "ESSI 107", REDUNDANT AS PER ESSI: 336 |  | 0019002490 | OUTOTEC
000000000060224388 | STP-004 | DATA ENRICHMENT | NGB | NGB |  | 2022-09-28 |  |  | 000000000060224388 | BHP1 | BHP Spares & Supplies | 301022 | Plate | EA | MAN2 | PLATES,CAST IRON,SLIDING BEAMS,30X666X98 | PLATES,CAST IRON,SLIDING BEAMS,30X666X984,AS DETAILED ON GA DRAWING 922/071-P45-Q4-180 REV "0" PSP 3 PELLETISING PLANT-MFC, NEW STOCK AS PER "ESSI 107", REDUNDANT AS PER ESSI: 336 |  | 0019002490 | OUTOTEC
000000000060224391 | STP-004 | DATA ENRICHMENT | NGB | NGB |  | 2022-09-28 |  |  | 000000000060224391 | BHP1 | BHP Spares & Supplies | 301022 | Plate | EA | MAN2 | PLATES,CAST IRON,SLIDING BEAMS,30X920X14 | PLATES,CAST IRON,SLIDING BEAMS,30X920X1438,AS DETAILED ON GA DRAWING 922/071-P45-Q4-180 REV "0" PSP 3 PELLETISING PLANT-MFC, NEW STOCK AS PER "ESSI 107", REDUNDANT AS PER ESSI: 336 |  | 0019002490 | OUTOTEC
000000000060224390 | STP-004 | DATA ENRICHMENT | NGB | NGB |  | 2022-09-28 |  |  | 000000000060224390 | BHP1 | BHP Spares & Supplies | 301022 | Plate | EA | MAN2 | PLATES,CAST IRON,SLIDING BEAMS,30X920X98 | PLATES,CAST IRON,SLIDING BEAMS,30X920X984,AS DETAILED ON GA DRAWING 922/071-P45-Q4-180 REV "0" PSP 3 PELLETISING PLANT-MFC, NEW STOCK AS PER "ESSI 107", REDUNDANT AS PER ESSI: 336 |  | 0019002490 | OUTOTEC
000000000060231284 | STP-004 | DATA ENRICHMENT | NGB | NGB |  | 2022-09-28 |  |  | 000000000060231284 | BHP1 | BHP Spares & Supplies | 301022 | Plate | ST | MAN2 | PLATES,CAST IRON,ZONE 1.1 | ZONE 1.1 PLATES, CAST IRON, SLIDING BEAMS, ZONE 1.1 SET: ITEM 10:, 000/060-P45-Q4-202-(10)?GGG50-DIN 1693. 30 X 170 X 812: 14 EACHHEX, S.C.H. SCREW ? M12 X 30 -M8.8: 56 EACH AS PER DRAWING: GA DRAWING, 922/071-P45-Q4-201 REV 0, NEW STOCK AS PER ESSI : 1529 | 4J-5689
000000000060231285 | STP-004 | DATA ENRICHMENT | NGB | NGB |  | 2022-09-28 |  |  | 000000000060231285 | BHP1 | BHP Spares & Supplies | 301022 | Plate | ST | MAN2 | PLATES,CAST IRON,ZONE 1.2 | ZONE 1.2PLATES, CAST IRON, SLIDING BEAMS, ZONE 1.2 SET: ITEM 9: 000/060-, P45-Q4-202-(9)?GGG50-DIN 1693. 30 X 170 X 1682: 28 EACH ITEM 26:, 000/060-P45-Q4-207-(4)?GGG50-DIN 1693. 30 X 186 X 200: 13 EACH HEX, S.C.H. SCREW ? M12 X 30 -M8.8: 194 EACH AS PER DRAWING: GA DRAWING, 922/071-P45-Q4-201 REV 0, NEW STOCK AS PER ESSI : 1530
000000000060231296 | STP-004 | DATA ENRICHMENT | NGB | NGB |  | 2022-09-28 |  |  | 000000000060231296 | BHP1 | BHP Spares & Supplies | 301022 | Plate | ST | MAN2 | PLATES,CAST IRON,ZONE 10 | P45-Q4-203-(4)?GGG50-DIN 1693. 30 X 920 X 984: 1 EACH ITEM 26: 000/060-, P45-Q4-207-(4)?GGG50-DIN 1693. 30 X 186 X 200: 4 EACH HEX S.C.H. SCREW ?, M12 X 30 -M8.8: 72 EACH AS PER DRAWING: GA DRAWING 922/071-P45-Q4-201, REV 0, ZONE 10 PLATES, CAST IRON, SLIDING BEAMS, ZONE 10 SET: ITEM 1: 000/060-, P45-Q4-202-(1)?GGG50-DIN 1693. 30 X 170 X 1842: 4 EACH ITEM 11: 000/060-, P45-Q4-204-(1)?GGG50-DIN 1693. 30 X 920 X 1438: 1 EACH ITEM 12: 000/060-, P45-Q4-203-(1)?GGG50-DIN 1693. 30 X 920 X 984: 1 EACH ITEM 13: 000/060-, P45-Q4-203-(2)?GGG50-DIN 1693. 30 X 920 X 984: 1 EACH ITEM 14: 000/060-, P45-Q4-204-(2)?GGG50-DIN 1693. 30 X 920 X 1438: 1 EACH ITEM 15: 000/060-, P45-Q4-203-(3)?GGG50-DIN 1693. 30 X 920 X 984: 1 EACH ITEM 16: 000/060-, NEW STOCK AS PER ESSI : 1541
000000000060231286 | STP-004 | DATA ENRICHMENT | NGB | NGB |  | 2022-09-28 |  |  | 000000000060231286 | BHP1 | BHP Spares & Supplies | 301022 | Plate | ST | MAN2 | PLATES,CAST IRON,ZONE 2. | 000/060-P45-Q4-209-(2)?GGG50-DIN 1693. 30 X 1118 X 1438: 1 EACH HEX, S.C.H. SCREW ? M12 X 30 -M8.8: 124 EACH AS PER DRAWING: GA DRAWING, 922/071-P45-Q4-201 REV 0, ZONE 2 PLATES, CAST IRON, SLIDING BEAMS, ZONE 2 SET: ITEM 7: 000/060-, P45-Q4-202-(7)?GGG50-DIN 1693. 30 X 170 X 1642: 8 EACH ITEM 26: 000/060-, P45-Q4-207- (4)?GGG50-DIN 1693. 30 X 186 X 200: 8 EACH ITEM 28: 000/060-, P45-Q4-208-(1)?GGG50-DIN 1693. 30 X 1081 X 984: 2 EACH ITEM 29: 000/060-, P45-Q4-208-(2)?GGG50-DIN 1693. 30 X 1081 X 984: 2 EACH ITEM 30: 000/060-, P45-Q4-208-(3)?GGG50-DIN 1693. 30 X 1118 X 984: 2 EACH ITEM 31: 000/060-, P45-Q4-209-(1)?GGG50-DIN 1693. 30 X 1081 X 1438: 2 EACH ITEM 32:, NEW STOCK AS PER ESSI : 1531
000000000060231288 | STP-004 | DATA ENRICHMENT | NGB | NGB |  | 2022-09-28 |  |  | 000000000060231288 | BHP1 | BHP Spares & Supplies | 301022 | Plate | ST | MAN2 | PLATES,CAST IRON,ZONE 3.2 | ZONE 3.2 PLATES, CAST IRON, SLIDING BEAMS, ZONE 3.2 SET: ITEM 2:, 000/060-P45-Q4-202-(2)?GGG50-DIN 1693. 30 X 170 X 1367: 28 EACH ITEM 26:, 000/060-P45-Q4-207-(4)?GGG50-DIN 1693. 30 X 186 X 200: 8 EACH ITEM 27:, 000/060-P45-Q4-207-(5)?GGG50-DIN 1693. 20 X 186 X 200: 18 EACH HEX, S.C.H. SCREW ? M12 X 30 -M8.8: 220 EACH AS PER DRAWING: GA DRAWING, 922/071-P45-Q4-201 REV 0, NEW STOCK AS PER ESSI : 1533
000000000060231289 | STP-004 | DATA ENRICHMENT | NGB | NGB |  | 2022-09-28 |  |  | 000000000060231289 | BHP1 | BHP Spares & Supplies | 301022 | Plate | ST | MAN2 | PLATES,CAST IRON,ZONE 4 | ZONE 4 PLATES, CAST IRON, SLIDING BEAMS, ZONE 4 SET: ITEM 3: 000/060-, P45-Q4-202-(3)?GGG50-DIN 1693. 30 X 170 X 1992: 14 EACH ITEM 4: 000/060-, P45-Q4-202-(4)?GGG50-DIN 1693. 30 X 170 X 1992: 14 EACH ITEM 26:, 000/060-P45-Q4-207-(4)?GGG50-DIN 1693. 30 X 186 X 200: 8 EACH ITEM 27:, 000/060-P45-Q4-207-(5)?GGG50-DIN 1693. 20 X 186 X 200: 18 EACH HEX, S.C.H. SCREW ? M12 X 30 -M8.8: 220 EACH AS PER DRAWING: GA DRAWING, 922/071-P45-Q4-201 REV 0, NEW STOCK AS PER ESSI : 1534
000000000060231290 | STP-004 | DATA ENRICHMENT | NGB | NGB |  | 2022-09-28 |  |  | 000000000060231290 | BHP1 | BHP Spares & Supplies | 301022 | Plate | ST | MAN2 | PLATES,CAST IRON,ZONE 5 | ZONE 5 PLATES, CAST IRON, SLIDING BEAMS, ZONE 5 SET: ITEM 3: 000/060-, P45-Q4-202-(3)?GGG50-DIN 1693. 30 X 170 X 1992: 28 EACH ITEM 26:, 000/060-P45-Q4-207-(4)?GGG50-DIN 1693. 30 X 186 X 200: 8 EACH ITEM 27:, 000/060-P45-Q4-207-(5)?GGG50-DIN 1693. 20 X 186 X 200: 18 EACH HEX, S.C.H. SCREW ? M12 X 30 -M8.8: 220 EACH AS PER DRAWING: GA DRAWING, 922/071-P45-Q4-201 REV 0, NEW STOCK AS PER ESSI : 1535
000000000060231291 | STP-004 | DATA ENRICHMENT | NGB | NGB |  | 2022-09-28 |  |  | 000000000060231291 | BHP1 | BHP Spares & Supplies | 301022 | Plate | ST | MAN2 | PLATES,CAST IRON,ZONE 6 | 000/060-P45-Q4-207-(2)?GGG50-DIN 1693. 30 X 1117 X 984: 2 EACH ITEM 22:, 000/060-P45-Q4-206-(1)?GGG50-DIN 1693. 30 X 1117 X 1438: 1 EACH ITEM 23:, 000/060-P45-Q4-206-(2)?GGG50-DIN 1693. 30 X 1117 X 984: 1 EACH ITEM 24:, 000/060-P45-Q4-206-(3)?GGG50-DIN 1693. 30 X 1117 X 984: 1 EACH ITEM 26:, 000/060-P45-Q4-207-(4)?GGG50-DIN 1693. 30 X 186 X 200: 8 EACH HEX S.C.H., SCREW ? M12 X 30 -M8.8: 124 EACH AS PER DRAWING: GA DRAWING 922/071-P45-, Q4-201 REV 0, ZONE 6 PLATES, CAST IRON, SLIDING BEAMS, ZONE 6 SET: ITEM 5: 000/060-, P45-Q4-202-(5)?GGG50-DIN 1693. 30 X 170 X 1452: 4 EACH ITEM 6: 000/060-, P45-Q4-202-(6)?GGG50-DIN 1693. 30 X 170 X 1452: 4 EACH ITEM 17: 000/060-, P45-Q4-205-(1)?GGG50-DIN 1693. 30 X 666 X 1438: 1 EACH ITEM 18: 000/060-, P45-Q4-205-(2)?GGG50-DIN 1693. 30 X 666 X 984: 1 EACH ITEM 19: 000/060-, P45-Q4-205-(3)?GGG50-DIN 1693. 30 X 666 X 984: 1 EACH ITEM 20: 000/060-, P45-Q4-207-(1)?GGG50-DIN 1693. 30 X 1117 X 1438: 1 EACH ITEM 21:, NEW STOCK AS PER ESSI : 1536
000000000060231292 | STP-004 | DATA ENRICHMENT | NGB | NGB |  | 2022-09-28 |  |  | 000000000060231292 | BHP1 | BHP Spares & Supplies | 301022 | Plate | ST | MAN2 | PLATES,CAST IRON,ZONE 7 | ZONE 7 PLATES, CAST IRON, SLIDING BEAMS, ZONE 7 SET: ITEM 3: 000/060-, P45-Q4-202-(3)?GGG50-DIN 1693. 30 X 170 X 1992: 28 EACH ITEM 26:, ZONE 7 PLATES, CAST IRON, SLIDING BEAMS, ZONE 7 SET: ITEM 3:, 000/060-P45-Q4-202-(3)?GGG50-DIN 1693. 30 X 170 X 1992: 28 EACH ITEM 26:, 000/060-P45-Q4-207-(4)?GGG50-DIN 1693. 30 X 186 X 200: 8 EACH ITEM 27:, 000/060-P45-Q4-207-(5)?GGG50-DIN 1693. 20 X 186 X 200: 18 EACH HEX, S.C.H. SCREW ? M12 X 30 -M8.8: 220 EACH AS PER DRAWING: GA DRAWING, 922/071-P45-Q4-201 REV 0, NEW STOCK AS PER ESSI : 1537
000000000060231293 | STP-004 | DATA ENRICHMENT | NGB | NGB |  | 2022-09-28 |  |  | 000000000060231293 | BHP1 | BHP Spares & Supplies | 301022 | Plate | ST | MAN2 | PLATES,CAST IRON,ZONE 8 | ZONE 8 PLATES, CAST IRON, SLIDING BEAMS, ZONE 8 SET: ITEM 3: 000/060-, P45-Q4-202-(3)?GGG50-DIN 1693. 30 X 170 X 1992: 14 EACH ITEM 4: 000/060-, P45-Q4-202-(4)?GGG50-DIN 1693. 30 X 170 X 1992: 14 EACH ITEM 26:, 000/060-P45-Q4-207-(4)?GGG50-DIN 1693. 30 X 186 X 200: 8 EACH ITEM 27:, 000/060-P45-Q4-207-(5)?GGG50-DIN 1693. 20 X 186 X 200: 18 EACH HEX, S.C.H. SCREW ? M12 X 30 -M8.8: 220 EACH AS PER DRAWING: GA DRAWING, 922/071-P45-Q4-201 REV 0, NEW STOCK AS PER ESSI : 1538
000000000060231294 | STP-004 | DATA ENRICHMENT | NGB | NGB |  | 2022-09-28 |  |  | 000000000060231294 | BHP1 | BHP Spares & Supplies | 301022 | Plate | ST | MAN2 | PLATES,CAST IRON,ZONE 9.1 | ZONE 9.1 PLATES, CAST IRON, SLIDING BEAMS, ZONE 9.1 SET: ITEM 2:, 000/060-P45-Q4-202-(2)?GGG50-DIN 1693. 30 X 170 X 1367: 28 EACH ITEM 26:, 000/060-P45-Q4-207-(4)?GGG50-DIN 1693. 30 X 186 X 200: 8 EACH ITEM 27:, 000/060-P45-Q4-207-(5)?GGG50-DIN 1693. 20 X 186 X 200: 18 EACH HEX, S.C.H. SCREW ? M12 X 30 -M8.8: 220 EACH AS PER DRAWING: GA DRAWING, 922/071-P45-Q4-201 REV 0, NEW STOCK AS PER ESSI : 1539
000000000060231295 | STP-004 | DATA ENRICHMENT | NGB | NGB |  | 2022-09-28 |  |  | 000000000060231295 | BHP1 | BHP Spares & Supplies | 301022 | Plate | ST | MAN2 | PLATES,CAST IRON,ZONE 9.2 | ZONE 9.2 PLATES, CAST IRON, SLIDING BEAMS, ZONE 9.2 SET: ITEM 2:, 000/060-P45-Q4-202-(2)?GGG50-DIN 1693. 30 X 170 X 1367: 28 EACH ITEM 26:, 000/060-P45-Q4-207-(4)?GGG50-DIN 1693. 30 X 186 X 200: 8 EACH ITEM 27:, 000/060-P45-Q4-207-(5)?GGG50-DIN 1693. 20 X 186 X 200: 18 EACH HEX, S.C.H. SCREW ? M12 X 30 -M8.8: 220 EACH AS PER DRAWING: GA DRAWING, 922/071-P45-Q4-201 REV 0, NEW STOCK AS PER ESSI : 1540
000000000060231287 | STP-004 | DATA ENRICHMENT | NGB | NGB |  | 2022-09-28 |  |  | 000000000060231287 | BHP1 | BHP Spares & Supplies | 301022 | Plate | ST | MAN2 | PLATES,CAST IRON,ZONE3.1 | Q4-201 REV 0, ZONE 3.1 PLATES, CAST IRON, SLIDING BEAMS, ZONE 3.1 SET: ITEM 2:, 000/060-P45-Q4-202-(2)?GGG50-DIN 1693. 30 X 170 X 1367: 14 EACH ITEM 8:, 000/060-P45-Q4-202-(8)?GGG50-DIN 1693. 30 X 170 X 1367: 14 EACH ITEM 25:, 000/060-P45-Q4-207-(3)?GGG50-DIN 1693. 30 X 186 X 250: 9 EACH ITEM 26:, 000/060-P45-Q4-207-(4)?GGG50-DIN 1693. 30 X 186 X 200: 8 EACH ITEM 27:, 000/060-P45-Q4-207-(5)?GGG50-DIN 1693. 20 X 186 X 200: 9 EACH HEX S.C.H., SCREW ? M12 X 30 -M8.8: 220 EACH AS PER DRAWING: GA DRAWING 922/071-P45-, NEW STOCK AS PER ESSI : 1532
000000000060238675 | STP-004 | DATA ENRICHMENT | NGB | NGB |  | 2022-09-28 |  |  | 000000000060238675 | BHP1 | BHP Spares & Supplies | 111716 | Stainless steel alloys | LOT | MAN2 | PLATES,STAINLESS STEEL | PLATES,STAINLESS STEEL, 3MM
000000000060254621 | STP-004 | DATA ENRICHMENT | NGB | NGB |  | 2022-09-28 |  |  | 000000000060254621 | BHP1 | BHP Spares & Supplies | 401018 | Heating | EA | MAN2 | PRESSURE PLATE,CS,INSU | PRESSURE PLATE, CS, INSU, DIA300, THK2, DIA190, THK2
000000000060235381 | STP-004 | DATA ENRICHMENT | NGB | NGB |  | 2022-09-28 |  |  | 000000000060235381 | BHP1 | BHP Spares & Supplies | 201016 | Screens and feeding equipment | EA | MAN2 | SCREEN PLATE 100MM HOLES X 12 THICK | SCREEN PLATE 100MM HOLES X 12 THICK1190 X 1190 VRN 400 STEEL
000000000060235382 | STP-004 | DATA ENRICHMENT | NGB | NGB |  | 2022-09-28 |  |  | 000000000060235382 | BHP1 | BHP Spares & Supplies | 201016 | Screens and feeding equipment | EA | MAN2 | SCREEN PLATE 60MM 914 X 973 | SCREEN PLATE 60MM 914 X 973VERSENDING (VRN 400)
000000000060235383 | STP-004 | DATA ENRICHMENT | NGB | NGB |  | 2022-09-28 |  |  | 000000000060235383 | BHP1 | BHP Spares & Supplies | 201016 | Screens and feeding equipment | EA | MAN2 | SCREEN PLATE 80MM 914 X 973 | SCREEN PLATE 80MM 914 X 973VERSENDING (VRN 400)
000000000060215059 | STP-004 | DATA ENRICHMENT | NGB | NGB |  | 2022-09-28 |  |  | 000000000060215059 | BHP1 | BHP Spares & Supplies | 201016 | Screens and feeding equipment | EA | MAN2 | SCREEN PLATES,CREUSABRO 8000,67 MM APERT | SCREEN PLATES,CREUSABRO 8000,67 MM APERTURE X 12 MM THICK; S1300 SCREEN AS PER DWG,"ST67-TYPE 2A", AS PER SSI 5356.
000000000060215056 | STP-004 | DATA ENRICHMENT | NGB | NGB |  | 2022-09-28 |  |  | 000000000060215056 | BHP1 | BHP Spares & Supplies | 201016 | Screens and feeding equipment | EA | MAN2 | SCREEN PLATES,CREUSABRO 8000,97 MM APERT | SCREEN PLATES,CREUSABRO 8000,97 MM APERTURE X 12 MM THICK; SS2000 SCREEN AS PER DWG,"ST67-TYPE 1", AS PER SSI 5353.
000000000060215989 | STP-004 | DATA ENRICHMENT | NGB | NGB |  | 2022-09-28 |  |  | 000000000060215989 | BHP1 | BHP Spares & Supplies | 201016 | Screens and feeding equipment | EA | MAN2 | SCREEN PLATES,S1300 SCREEN,67 MM APERTUR | SCREEN PLATES,CREUSABRO 8000,67 MM APERTURE X 16 MM THICK; S1300 SCREEN AS PER DWG,ST67-TYPE-2A., AS PER SSI 5363.
000000000060166703 | STP-004 | DATA ENRICHMENT | NGB | NGB |  | 2022-09-28 |  |  | 000000000060166703 | BHP1 | BHP Spares & Supplies | 401618 | Filter media | EA | MAN2 | SHIFTER: PLATE, BOGIE, C/W 2 FLAPS FOR F | SHIFTER: PLATE, BOGIE, C/W 2 FLAPS FOR FILTER PRESS, PLANT TO INSPECT | DFP-FR-15-002-0 | 0019003467 | UNKNOWN
000000000060187808 | STP-004 | DATA ENRICHMENT | NGB | NGB |  | 2022-09-28 |  |  | 000000000060187808 | BHP1 | BHP Spares & Supplies | 201016 | Screens and feeding equipment | PR | MAN2 | SIDE PLATE PAIR,PART NUMBER SPLT-J3182 | SIDE PLATE PAIR, PART NUMBER SPLT-J3182, SCREEN MODEL H2-61-24 | SPLT-J3182 | 0019005929 | VIBRAMECH
000000000060135764 | STP-004 | DATA ENRICHMENT | NGB | NGB |  | 2022-09-28 |  |  | 000000000060135764 | BHP1 | BHP Spares & Supplies | 401018 | Heating | ST | MAN2 | SIDE PLATE, METAL GRANULATION, SET CONSI | SIDE PLATE, METAL GRANULATION, SET CONSISTING OF ONE L/H AND ONE R/H, PANEL, FERROMETALS DRAWING FW84P14091 REV.1, FERROMETALS FURNACES 4 AND, 5
000000000060241976 | STP-004 | DATA ENRICHMENT | NGB | NGB |  | 2022-09-28 |  |  | 000000000060241976 | BHP1 | BHP Spares & Supplies | 201016 | Screens and feeding equipment | EA | MAN2 | SIDE PLATE,PART NR SPLT 100068 L,SCREEN | SIDE PLATE, PART NR SPLT-100068 L, SCREEN MODEL H1 27 09, REF J499B, VIBRAMECH | SPLT-100068-L
000000000060241975 | STP-004 | DATA ENRICHMENT | NGB | NGB |  | 2022-09-28 |  |  | 000000000060241975 | BHP1 | BHP Spares & Supplies | 201016 | Screens and feeding equipment | EA | MAN2 | SIDE PLATE,PART NR SPLT 100068 R,SCREEN | SIDE PLATE, PART NR SPLT-100068-R, SCREEN MODEL H1 27 09, REF J499B, VIBRAMECH | SPLT-100068-R
000000000060243595 | STP-004 | DATA ENRICHMENT | NGB | NGB |  | 2022-09-28 |  |  | 000000000060243595 | BHP1 | BHP Spares & Supplies | 130000 | Plastic, Rubber and Elastomeric Materials | EA | MAN2 | SPIDER PLATE ASSEMBLY O 1180 x 46T | SPIDER PLATE ASSEMBLY O 1180 x 46T
000000000060216307 | STP-004 | DATA ENRICHMENT | NGB | NGB |  | 2022-09-28 |  |  | 000000000060216307 | BHP1 | BHP Spares & Supplies | 401618 | Filter media | EA | MAN2 | TAIL PLATE,1500 X 1500 MM,M4 FILTER PRES | TAIL PLATE,1500 X 1500 MM,M4 FILTER PRESS, AS PER SSI 5226. | 315/085
000000000060224930 | STP-004 | DATA ENRICHMENT | NGB | NGB |  | 2022-09-28 |  |  | 000000000060224930 | BHP1 | BHP Spares & Supplies | 201017 | Crushers, breakers and grinders | EA | MAN2 | TOGGLE PLATE, CASTED, 36IN X 25IN, 22INC | TOGGLE PLATE, CASTED, 36IN X 25IN, 22INCH
000000000060228354 | STP-004 | DATA ENRICHMENT | NGB | NGB |  | 2022-09-28 |  |  | 000000000060228354 | BHP1 | BHP Spares & Supplies | 201017 | Crushers, breakers and grinders | EA | MAN2 | TOGGLE PLATE,CASTED,36X25,21INCH | TOGGLE PLATE, CASTED, 36X25, 21INCH
000000000060186902 | STP-004 | DATA ENRICHMENT | NGB | NGB |  | 2022-09-28 |  |  | 000000000060186902 | BHP1 | BHP Spares & Supplies | 201017 | Crushers, breakers and grinders | EA | MAN2 | TOGGLE PLATE,CRU001,840X740X500X50MM M | TOGGLE PLATE, CRU001, 840X740X500X50MM MILD STEEL GR300W, AS PER DRAWING, 9000-3830 ITEM 3
000000000060186903 | STP-004 | DATA ENRICHMENT | NGB | NGB |  | 2022-09-28 |  |  | 000000000060186903 | BHP1 | BHP Spares & Supplies | 201017 | Crushers, breakers and grinders | EA | MAN2 | TOGGLE PLATE,CRU001,840X740X540X50MM M | TOGGLE PLATE, CRU001, 840X740X540X50MM MILD STEEL GR300W, AS PER DRAWING, 9000-3830 ITEM 4
000000000060230788 | STP-004 | DATA ENRICHMENT | NGB | NGB |  | 2022-09-28 |  |  | 000000000060230788 | BHP1 | BHP Spares & Supplies | 221015 | Earth moving machinery | EA | MAN2 | V-PLATE,COMPLETE P/N GM56043002 | V-PLATE,COMPLETE P/N GM56043002 | GM56043002 | 0019011379 | GHH MINING MACHINES
000000000060187684 | STP-004 | DATA ENRICHMENT | NGB | NGB |  | 2022-09-28 |  |  | 000000000060187684 | BHP1 | BHP Spares & Supplies | 411165 | Instrument parts and accessories | EA | MAN2 | WAGO INTERMEDIATE END PLATE (280-396) | WAGO INTERMEDIATE END PLATE (280-396) | 280-396 | 0019010148 | WAGO
000000000060187677 | STP-004 | DATA ENRICHMENT | NGB | NGB |  | 2022-09-28 |  |  | 000000000060187677 | BHP1 | BHP Spares & Supplies | 411165 | Instrument parts and accessories | EA | MAN2 | WAGO SEPERATOR END PLATES (280-310) | WAGO SEPERATOR END PLATES (280-310) | 280-310 | 0019010148 | WAGO
000000000060223955 | STP-004 | DATA ENRICHMENT | NGB | NGB |  | 2022-09-28 |  |  | 000000000060223955 | BHP1 | BHP Spares & Supplies | 401517 | Pump parts and accessories | EA | MAN2 | WARMAN,3/2C IN,FRAME PLATE | WARMAN,3/2C IMPELLER HI CHROME | 3/2C32INT20
000000000060223951 | STP-004 | DATA ENRICHMENT | NGB | NGB |  | 2022-09-28 |  |  | 000000000060223951 | BHP1 | BHP Spares & Supplies | 401517 | Pump parts and accessories | EA | MAN2 | WARMAN,3/2C IN,FRAME PLATE | WARMAN,3/2C IN,FRAME PLATE | 3/2C32INT20
000000000060224102 | STP-004 | DATA ENRICHMENT | NGB | NGB |  | 2022-09-28 |  |  | 000000000060224102 | BHP1 | BHP Spares & Supplies | 401517 | Pump parts and accessories | EA | MAN2 | WARMAN,6/4E IN,COVER PLATE | WARMAN,6/4E IN,COVER PLATE | 6/4E13INT20
000000000060224093 | STP-004 | DATA ENRICHMENT | NGB | NGB |  | 2022-09-28 |  |  | 000000000060224093 | BHP1 | BHP Spares & Supplies | 401517 | Pump parts and accessories | EA | MAN2 | WARMAN,6/4E IN,FRAME PLATE | WARMAN,6/4E IN,FRAME PLATE | 6/4E32INT20
000000000060222067 | STP-004 | DATA ENRICHMENT | NGB | NGB |  | 2022-09-28 |  |  | 000000000060222067 | BHP1 | BHP Spares & Supplies | 201017 | Crushers, breakers and grinders | EA | MAN2 | WEAR PLATE, SWING STOCK, PEX CRUSHER | WEAR PLATE, SWING STOCK, PEX 600X900 CRUSHER
000000000060173750 | STP-004 | DATA ENRICHMENT | NGB | NGB |  | 2022-09-28 |  |  | 000000000060173750 | BHP1 | BHP Spares & Supplies | 313600 | Fabricated plate assemblies | EA | MAN2 | WEAR PLATE,CORNER, HM EDGE, HM WEAR PRO, | WEAR PLATE,CORNER, HM EDGE, HM WEAR PRO,TOOL SET,MIXER,PSP 3 PELLETISING, PLANT-MFC, EIRICH PART NUMBER: D291514221-99 | P41 POSITION 41430-603778 | 0019002490 | OUTOTEC
000000000060116898 | STP-004 | DATA ENRICHMENT | NGB | NGB |  | 2022-09-28 |  |  | 000000000060116898 | BHP1 | BHP Spares & Supplies | 401018 | Heating | EA | MAN2 | WEDGE PLATE, NOZZLE, MUDGUN, DANGO DIENE | WEDGE PLATE, NOZZLE, MUDGUN, DANGO DIENETHAL, AS DETAILED ON DWG, F6000-22-10 REV "B", AS PER SSI 4752. | 251-040 | 0019008605 | DANGO DIENENTHAL
000000000060215813 | STP-004 | DATA ENRICHMENT | SMX | SMX |  | 2022-09-28 |  |  | 000000000060215813 | BHP1 | BHP Spares & Supplies | 312700 | Machine made parts | EA | MAN2 | PLUNGER, HEAD, P/N AAT-CTPV-SP06, CTPV | PLUNGER, HEAD, P/N AAT-CTPV-SP06, CTPV
000000000060009665 | STP-004 | DATA ENRICHMENT | SMX | SMX |  | 2022-09-28 |  |  | 000000000060009665 | BHP1 | BHP Spares & Supplies | 201116 | Drilling and operation machinery | EA | MAN2 | PLUNGER, RATCHET PAWL, ROCKDRILL, SECO | PLUNGER, RATCHET PAWL, ROCKDRILL, SECO | S21-34 | 0019008895 | ROCK TOOL SERVICES
000000000060009303 | STP-004 | DATA ENRICHMENT | SMX | SMX |  | 2022-09-28 |  |  | 000000000060009303 | BHP1 | BHP Spares & Supplies | 201116 | Drilling and operation machinery | EA | MAN2 | PLUNGER, THROTTLE VALVE, ROCKDRILL, SECO | PLUNGER, THROTTLE VALVE, ROCKDRILL, SECO | S21-29 | 0019008895 | ROCK TOOL SERVICES
000000000060238866 | STP-004 | DATA ENRICHMENT | SMX | SMX |  | 2022-09-28 |  |  | 000000000060238866 | BHP1 | BHP Spares & Supplies | 811016 | Mechanical engineering | EA | MAN2 | PLUNGERS,LUBRICATION,SBL,SB PLUNGER | PLUNGERS,LUBRICATION,SBL,SB PLUNGER,PSP STEEL BELT LUBRICATION | SBL,SB PLUNGER | 0019009967 | UNDEFINED
000000000060129628 | STP-004 | DATA ENRICHMENT | SMX | SMX |  | 2022-09-28 |  |  | 000000000060129628 | BHP1 | BHP Spares & Supplies | 101915 | Insecticides | BX | MAN2 | POISON, RAT, RATTEX, 100GM BOX | POISON, RAT, RATTEX, 100GM BOX
000000000060250879 | STP-004 | DATA ENRICHMENT | SMX | SMX |  | 2022-09-28 |  |  | 000000000060250879 | BHP1 | BHP Spares & Supplies | 101900 | Pest control products | EA | MAN2 | POISON,ROUNDUP,20L,DRUM | POISON, ROUNDUP, 20 LITER, DRUM
000000000060254000 | STP-004 | DATA ENRICHMENT | SMX | SMX |  | 2022-09-28 |  |  | 000000000060254000 | BHP1 | BHP Spares & Supplies | 200000 | Mining Machinery and Accessories | EA | MAN2 | POPPER,POPCORN,KOOSHTY,MOVIE,NIGHT | POPPER, POPCORN, KOOSHTY, MOVIE, NIGHT
000000000060251406 | STP-004 | DATA ENRICHMENT | SMX | SMX |  | 2022-09-28 |  |  | 000000000060251406 | BHP1 | BHP Spares & Supplies | 200000 | Mining Machinery and Accessories | EA | MAN2 | SPEEDPOT,ICON3,SWING,HANDLE,YELLOW-003 | SPEEDPOT,ICON3,SWING,HANDLE,YELLOW-003
000000000060252956 | STP-004 | DATA ENRICHMENT | SMX | SMX |  | 2022-09-28 |  |  | 000000000060252956 | BHP1 | BHP Spares & Supplies | 200000 | Mining Machinery and Accessories | EA | MAN2 | POUCH,APEX2,PUMP,WITH VELCRO,CYCLONE,HOL | CHEST, WORN, POUCH, WITH, VELCRO, CYCLONE, HOLDER,F OR, APEX2, PUMP | APEX2 CPCH | 0019011819 | Unknown
000000000060186289 | STP-004 | DATA ENRICHMENT | SMX | SMX |  | 2022-09-28 |  |  | 000000000060186289 | BHP1 | BHP Spares & Supplies | 312115 | Paints and primers | CN | MAN2 | PRIMER, RED OXIDE, COASTCOTE ETCH, 5L TI | PRIMER, RED OXIDE, COASTCOTE ETCH, 5L TIN
000000000060248746 | STP-004 | DATA ENRICHMENT | SMX | SMX |  | 2022-09-28 |  |  | 000000000060248746 | BHP1 | BHP Spares & Supplies | 200000 | Mining Machinery and Accessories | EA | MAN2 | PRINTHEAD,HP727,PLOTTER | PRINTHEAD,HP727,PLOTTER
000000000060255435 | STP-004 | DATA ENRICHMENT | SMX | SMX |  | 2022-09-28 |  |  | 000000000060255435 | BHP1 | BHP Spares & Supplies | 200000 | Mining Machinery and Accessories | EA | MAN2 | PROJECTOR,MINI,ULTRA,LINK,LED | PROJECTOR,MINI,ULTRA,LINK,LED
000000000060030502 | STP-004 | DATA ENRICHMENT | SMX | SMX |  | 2022-09-28 |  |  | 000000000060030502 | BHP1 | BHP Spares & Supplies | 471315 | Cleaning rags, cloths and wipes | BAG | MAN2 | RAGS, WASTE, COTTON, MIXED, 25KG BAG | RAGS, WASTE, COTTON, MIXED, 25KG BAG
000000000060001698 | STP-004 | DATA ENRICHMENT | SMX | SMX |  | 2022-09-28 |  |  | 000000000060001698 | BHP1 | BHP Spares & Supplies | 471315 | Cleaning rags, cloths and wipes | BAG | MAN2 | RAGS, WASTE, T SHIRT TYPE, COLOURED, STE | RAGS, WASTE, T SHIRT TYPE, COLOURED, STERILIZED, TYPE SPCLK, 25KG BAG
000000000060179828 | STP-004 | DATA ENRICHMENT | SMX | SMX |  | 2022-09-28 |  |  | 000000000060179828 | BHP1 | BHP Spares & Supplies | 391217 | Electrical hardware and supplies | EA | MAN2 | REACTOR,COMMUTATING,SIEMENS,ON MICROMAST | REACTOR,COMMUTATING,SIEMENS,ON MICROMASTER VSD (37 KW), AS PER SSI 2553 | 6SE64003CC083EDO | 0019003033 | SIEMENS GMBH,W.GERMANY
000000000060249413 | STP-004 | DATA ENRICHMENT | SMX | SMX |  | 2022-09-28 |  |  | 000000000060249413 | BHP1 | BHP Spares & Supplies | 200000 | Mining Machinery and Accessories | EA | MAN2 | REACTOR,LINE,LOAD,352A,525V,4.56,PRECENT | REACTOR,LINE,LOAD,352A,525V,4.56,PRECENT,0.125MH,LR525V352A0.125MH | LR525V352A0.125MH | 0019011819 | Unknown
000000000060255981 | STP-004 | DATA ENRICHMENT | SMX | SMX |  | 2022-09-28 |  |  | 000000000060255981 | BHP1 | BHP Spares & Supplies | 271100 | Hand tools | EA | MAN2 | REAMER,BRIDGE,25MM | REAMER, BRIDGE, 25MM
000000000060250952 | STP-004 | DATA ENRICHMENT | SMX | SMX |  | 2022-09-28 |  |  | 000000000060250952 | BHP1 | BHP Spares & Supplies | 271116 | Forming tools | EA | MAN2 | REAMER,HANDTAPER,19MM | REAMER, HAND TAPER,19MM | TCHR019 | 0019011819 | Unknown
000000000060252761 | STP-004 | DATA ENRICHMENT | SMX | SMX |  | 2022-09-28 |  |  | 000000000060252761 | BHP1 | BHP Spares & Supplies | 200000 | Mining Machinery and Accessories | EA | MAN2 | RECLOSURE,AUTO,22KV,TAVRIDA | RECLOSURE, AUTO, 22KV, TAVRIDA | LPNS018053 | 0019011819 | Unknown
000000000060229981 | STP-004 | DATA ENRICHMENT | SMX | SMX |  | 2022-09-28 |  |  | 000000000060229981 | BHP1 | BHP Spares & Supplies | 200000 | Mining Machinery and Accessories | EA | MAN2 | REPELLENT,MOISTURE Q20 163310014 PGE-190 | REPELLENT, MOISTURE Q20 163310014 PGE-190006 | PGE-190006
000000000060256087 | STP-004 | DATA ENRICHMENT | SMX | SMX |  | 2022-09-28 |  |  | 000000000060256087 | BHP1 | BHP Spares & Supplies | 200000 | Mining Machinery and Accessories | EA | MAN2 | RETROFIT,MAG44,70W,LED | RETROFIT, MAG44, 70W, LED
000000000060243896 | STP-004 | DATA ENRICHMENT | SMX | SMX |  | 2022-09-28 |  |  | 000000000060243896 | BHP1 | BHP Spares & Supplies | 451017 | Printing accessories | EA | MAN2 | RIBBON,INKING,PART NO- R5F008EAA | RIBBON, INKING, PART NO- R5F008EAA 5 PANEL COLOUR, RIBBON YMCKO, 300 PRINTS FOR EVOLIS PRINTER, NEW STOCK AS PER ESSI: 1993
000000000060253217 | STP-004 | DATA ENRICHMENT | SMX | SMX |  | 2022-09-28 |  |  | 000000000060253217 | BHP1 | BHP Spares & Supplies | 441031 | Printer, facsimile and photocopier supplies | EA | MAN2 | RIBBON,LABEL,BRADY,M71-R6000HF,BLK | RIBBON, LABEL, M71-R6000HF, BRADY RIBBON -50.8MM X 46M BLK | M71-6000HF BRADY RIBBON-50.8MMX46M BLK | 0019011819 | Unknown
000000000060244905 | STP-004 | DATA ENRICHMENT | SMX | SMX |  | 2022-09-28 |  |  | 000000000060244905 | BHP1 | BHP Spares & Supplies | 200000 | Mining Machinery and Accessories | EA | MAN2 | RIG,POWER,PORTABLE,220V | RIG,POWER,PORTABLE,220V,C/W 15M HOSE CORD,16MM AND OFF SET TOOL
000000000060183576 | STP-004 | DATA ENRICHMENT | SMX | SMX |  | 2022-09-28 |  |  | 000000000060183576 | BHP1 | BHP Spares & Supplies | 270000 | Tools and General Machinery | EA | MAN2 | RIVETER, LAZY TONG WITH 3.2/4.0/4.8 NOZZ | RIVETER, LAZY TONG WITH 3.2/4.0/4.8 NOZZELS
000000000060246119 | STP-004 | DATA ENRICHMENT | SMX | SMX |  | 2022-09-28 |  |  | 000000000060246119 | BHP1 | BHP Spares & Supplies | 251739 | Electrical components | EA | MAN2 | RIVETER,FTS,LAZY,LONG,RIVETER,HD | RIVETER,FTS,LAZY LONG RIVETER HD,BLADE MATERIAL STEEL,LENGTH 310MM,WIDTH 100MM,HEIGHT 330MM
000000000060127176 | STP-004 | DATA ENRICHMENT | SMX | SMX |  | 2022-09-28 |  |  | 000000000060127176 | BHP1 | BHP Spares & Supplies | 271118 | Measuring and layout tools | EA | MAN2 | RULE, 300MM, STAINLESS STEEL, SHINWA | RULE, 300MM, STAINLESS STEEL, SHINWA
000000000060253691 | STP-004 | DATA ENRICHMENT | SMX | SMX |  | 2022-09-28 |  |  | 000000000060253691 | BHP1 | BHP Spares & Supplies | 200000 | Mining Machinery and Accessories | EA | MAN2 | RULE,STEEL,LINE,OF,CORDS,600MM | RULE, STEEL, LINE, OF, CORDS, 600MM
000000000060247249 | STP-004 | DATA ENRICHMENT | SMX | SMX |  | 2022-09-28 |  |  | 000000000060247249 | BHP1 | BHP Spares & Supplies | 311630 | Couplings | EA | MAN2 | SANDER,MAKITA,BELD,DISC, | SANDER,MAKITA,BELD,DISC,
000000000060248782 | STP-004 | DATA ENRICHMENT | SMX | SMX |  | 2022-09-28 |  |  | 000000000060248782 | BHP1 | BHP Spares & Supplies | 270000 | Tools and General Machinery | EA | MAN2 | SCALER,CHICAGO,PHNEUMATIC,LONG,REACH,MOD | SCALER, CHICAGO PHNEUMATIC, LONG REACH, MODEL B20, PART NUMBER 6151740240, LENGTH 1400MM, COMPLETED WITH CHISEL RIVET SET SHANK 15.9
000000000060242805 | STP-004 | DATA ENRICHMENT | SMX | SMX |  | 2022-09-28 |  |  | 000000000060242805 | BHP1 | BHP Spares & Supplies | 271100 | Hand tools | EA | MAN2 | SCISSOR,LOCKOUT,S450,24 HOLES,ALUMINIUM | SCISSOR,LOCKOUT,S450,24 HOLES,ALUMINIUM,CODE MA500244,MASTER LOCK | MA500244,MASTER LOCK
000000000060248983 | STP-004 | DATA ENRICHMENT | SMX | SMX |  | 2022-09-28 |  |  | 000000000060248983 | BHP1 | BHP Spares & Supplies | 440000 | Office Equipment, Accessories and Supplies | EA | MAN2 | SCISSOR,TITANIUM,COATED,GERMAN,MADE,180M | SCISSOR,TITANIUM,COATED,GERMAN,MADE,180MM
000000000060129584 | STP-004 | DATA ENRICHMENT | SMX | SMX |  | 2022-09-28 |  |  | 000000000060129584 | BHP1 | BHP Spares & Supplies | 471318 | Cleaning and disinfecting solutions | EA | MAN2 | SHAMPOO, HAIR, TIMOTEI, ASSORTED | SHAMPOO, HAIR, TIMOTEI, ASSORTED
000000000060245997 | STP-004 | DATA ENRICHMENT | SMX | SMX |  | 2022-09-28 |  |  | 000000000060245997 | BHP1 | BHP Spares & Supplies | 391200 | Electrical equipment and components and supplies | EA | MAN2 | SHAMPOO,CAR WASH,TURTLE BIG,ORANGE,5L | SHAMPOO,CAR WASH,TURTLE BIG,ORANGE,5L
000000000060239447 | STP-004 | DATA ENRICHMENT | SMX | SMX |  | 2022-09-28 |  |  | 000000000060239447 | BHP1 | BHP Spares & Supplies | 811016 | Mechanical engineering | EA | MAN2 | SHANK FOR R32 DRILL | SHANK FOR R32 DRILL
000000000060247038 | STP-004 | DATA ENRICHMENT | SMX | SMX |  | 2022-09-28 |  |  | 000000000060247038 | BHP1 | BHP Spares & Supplies | 200000 | Mining Machinery and Accessories | EA | MAN2 | SHANK,ROD-C,SR22-H22,90003630 | SHANK ROD C, SR22-H22, PN 90003630 | 90003630 | 0019011819 | Unknown
000000000060248659 | STP-004 | DATA ENRICHMENT | SMX | SMX |  | 2022-09-28 |  |  | 000000000060248659 | BHP1 | BHP Spares & Supplies | 200000 | Mining Machinery and Accessories | EA | MAN2 | SHIFTER,KEN,ADJ,PHOSP,150MM | SHIFTER,KEN,ADJ,PHOSP,150MM | KEN5010060K | 0019011819 | Unknown
000000000060248675 | STP-004 | DATA ENRICHMENT | SMX | SMX |  | 2022-09-28 |  |  | 000000000060248675 | BHP1 | BHP Spares & Supplies | 200000 | Mining Machinery and Accessories | EA | MAN2 | SHIFTER,KEN,ADJ,PHOSP,300MM | SHIFTER,KEN,ADJ,PHOSP,300MM | KEN5010120K | 0019011819 | Unknown
000000000060224823 | STP-004 | DATA ENRICHMENT | KIB | KIB |  | 2022-09-26 |  |  | 000000000060224823 | BHP1 | BHP Spares & Supplies | 461800 | Personal safety and protection | EA | MAN2 | SHIRT, LONG SLEEVE, SURVIVE ARC, KHAKI, | SHIRT, LONG SLEEVE, SURVIVE ARC, KHAKI, 12.4CAL/CM2, SIZE 5XL(157CM), LIME AND SILVER REFLECTIVE TAPE. |  | 0019008503 | A J CHARNAUD
000000000060224821 | STP-004 | DATA ENRICHMENT | KIB | KIB |  | 2022-09-26 |  |  | 000000000060224821 | BHP1 | BHP Spares & Supplies | 461800 | Personal safety and protection | EA | MAN2 | SHIRT, LONG SLEEVE, SURVIVE ARC, KHAKI, | SHIRT, LONG SLEEVE, SURVIVE ARC, KHAKI, 12.4CAL/CM2, SIZE 3XL(137CM), LIME AND SILVER REFLECTIVE TAPE. |  | 0019008503 | A J CHARNAUD
000000000060224822 | STP-004 | DATA ENRICHMENT | KIB | KIB |  | 2022-09-26 |  |  | 000000000060224822 | BHP1 | BHP Spares & Supplies | 461800 | Personal safety and protection | EA | MAN2 | SHIRT, LONG SLEEVE, SURVIVE ARC, KHAKI, | SHIRT, LONG SLEEVE, SURVIVE ARC, KHAKI, 12.4CAL/CM2, SIZE 4XL(147CM), LIME AND SILVER REFLECTIVE TAPE. |  | 0019008503 | A J CHARNAUD
000000000060252134 | STP-004 | DATA ENRICHMENT | KIB | KIB |  | 2022-09-26 |  |  | 000000000060252134 | BHP1 | BHP Spares & Supplies | 200000 | Mining Machinery and Accessories | EA | MAN2 | SHIRT,GOLF,GALAXY,MEN,LARGE,NAVY/ATLANTI | SHIRT, GOLF, GALAXY, MEN, LARGE, NAVY/ATLANTIC, BLUE |  | 0019011819 | Unknown
000000000060252138 | STP-004 | DATA ENRICHMENT | KIB | KIB |  | 2022-09-26 |  |  | 000000000060252138 | BHP1 | BHP Spares & Supplies | 200000 | Mining Machinery and Accessories | EA | MAN2 | SHIRT,GOLF,GALAXY,MEN,MEDIUM,NAVY/ATLANT | SHIRT, GOLF, GALAXY, MEN, MEDIUM, NAVY/ATLANTIC, BLUE |  | 0019011819 | Unknown
000000000060252136 | STP-004 | DATA ENRICHMENT | KIB | KIB |  | 2022-09-26 |  |  | 000000000060252136 | BHP1 | BHP Spares & Supplies | 200000 | Mining Machinery and Accessories | EA | MAN2 | SHIRT,GOLF,GALAXY,MEN,SMALL,NAVY/ATLANTI | SHIRT, GOLF, GALAXY, MEN, SMALL, NAVY/ATLANTIC, BLUE |  | 0019011819 | Unknown
000000000060252135 | STP-004 | DATA ENRICHMENT | KIB | KIB |  | 2022-09-26 |  |  | 000000000060252135 | BHP1 | BHP Spares & Supplies | 200000 | Mining Machinery and Accessories | EA | MAN2 | SHIRT,GOLF,GALAXY,MEN,XLARGE,NAVY/ATLANT | SHIRT, GOLF, GALAXY, MEN, XLARGE, NAVY/ATLANTIC, BLUE |  | 0019011819 | Unknown
000000000060252139 | STP-004 | DATA ENRICHMENT | KIB | KIB |  | 2022-09-26 |  |  | 000000000060252139 | BHP1 | BHP Spares & Supplies | 200000 | Mining Machinery and Accessories | EA | MAN2 | SHIRT,GOLF,GALAXY,MEN,XXLARGE,NAVY/ATLAN | SHIRT, GOLF, GALAXY, MEN, XXLARGE, NAVY/ATLANTIC, BLUE |  | 0019011819 | Unknown
000000000060252137 | STP-004 | DATA ENRICHMENT | KIB | KIB |  | 2022-09-26 |  |  | 000000000060252137 | BHP1 | BHP Spares & Supplies | 200000 | Mining Machinery and Accessories | EA | MAN2 | SHIRT,GOLF,GALAXY,MEN,XXXLARGE,NAVY/ATLA | SHIRT, GOLF, GALAXY, MEN, XXXLARGE, NAVY/ATLANTIC, BLUE |  | 0019011819 | Unknown
000000000060252140 | STP-004 | DATA ENRICHMENT | KIB | KIB |  | 2022-09-26 |  |  | 000000000060252140 | BHP1 | BHP Spares & Supplies | 200000 | Mining Machinery and Accessories | EA | MAN2 | SHIRT,GOLF,GALAXY,MEN,XXXXXLARGE,NAVY/AT | SHIRT, GOLF, GALAXY, MEN, XXXXXLARGE, NAVY/ATLANTIC, BLUE | MG-GAL | 0019011819 | Unknown
000000000060251237 | STP-004 | DATA ENRICHMENT | KIB | KIB |  | 2022-09-26 |  |  | 000000000060251237 | BHP1 | BHP Spares & Supplies | 200000 | Mining Machinery and Accessories | EA | MAN2 | SHIRT,GOLF,LADIES,PIQUE | SHIRT,GOLF,LADIES,PIQUE | ALT-BBL | 0019011819 | Unknown
000000000060241893 | STP-004 | DATA ENRICHMENT | KIB | KIB |  | 2022-09-26 |  |  | 000000000060241893 | BHP1 | BHP Spares & Supplies | 531000 | Clothing | EA | MAN2 | SHIRT,GOLF,MEN | SHIRT, GOLF, MEN, NAVYBLUE
000000000060255704 | STP-004 | DATA ENRICHMENT | KIB | KIB |  | 2022-09-26 |  |  | 000000000060255704 | BHP1 | BHP Spares & Supplies | 200000 | Mining Machinery and Accessories | EA | MAN2 | SHIRT,GOLF,VOLITION,MENS,LARGE | SHIRT,GOLF,VOLITION,MENS,LARGE
000000000060256109 | STP-004 | DATA ENRICHMENT | KIB | KIB |  | 2022-09-26 |  |  | 000000000060256109 | BHP1 | BHP Spares & Supplies | 200000 | Mining Machinery and Accessories | EA | MAN2 | SHIRT,GOLF,VOLITION,MENS,XLARGE | SHIRT, GOLF, VOLITION, MENS, XLARGE
000000000060255705 | STP-004 | DATA ENRICHMENT | KIB | KIB |  | 2022-09-26 |  |  | 000000000060255705 | BHP1 | BHP Spares & Supplies | 200000 | Mining Machinery and Accessories | EA | MAN2 | SHIRT,GOLF,VOLITION,MENS,XXLARGE | SHIRT,GOLF,VOLITION,MENS,XXLARGE
000000000060250645 | STP-004 | DATA ENRICHMENT | KIB | KIB |  | 2022-09-26 |  |  | 000000000060250645 | BHP1 | BHP Spares & Supplies | 531000 | Clothing | EA | MAN2 | SHIRT,GOLFER,MENS,VORTEX | SHIRT,GOLFER,MENS,VORTEX
000000000060254092 | STP-004 | DATA ENRICHMENT | KIB | KIB |  | 2022-09-26 |  |  | 000000000060254092 | BHP1 | BHP Spares & Supplies | 200000 | Mining Machinery and Accessories | EA | MAN2 | SHIRT,GOLFER,TEBELLO,LADIES,SMALL | SHIRT, GOLFER, TEBELLO, LADIES, SMALL
000000000060254096 | STP-004 | DATA ENRICHMENT | KIB | KIB |  | 2022-09-26 |  |  | 000000000060254096 | BHP1 | BHP Spares & Supplies | 200000 | Mining Machinery and Accessories | EA | MAN2 | SHIRT,GOLFER,TEBELLO,MENS,LARGE | SHIRT, GOLFER, TEBELLO, MENS, LARGE
000000000060254084 | STP-004 | DATA ENRICHMENT | KIB | KIB |  | 2022-09-26 |  |  | 000000000060254084 | BHP1 | BHP Spares & Supplies | 200000 | Mining Machinery and Accessories | EA | MAN2 | SHIRT,GOLFER,TEBELLO,MENS,LARGE | SHIRT, GOLFER, TEBELLO, MENS, LARGE
000000000060254086 | STP-004 | DATA ENRICHMENT | KIB | KIB |  | 2022-09-26 |  |  | 000000000060254086 | BHP1 | BHP Spares & Supplies | 200000 | Mining Machinery and Accessories | EA | MAN2 | SHIRT,GOLFER,TEBELLO,MENS,MEDIUM | SHIRT, GOLFER, TEBELLO, MENS, MEDIUM
000000000060254077 | STP-004 | DATA ENRICHMENT | KIB | KIB |  | 2022-09-26 |  |  | 000000000060254077 | BHP1 | BHP Spares & Supplies | 200000 | Mining Machinery and Accessories | EA | MAN2 | SHIRT,GOLFER,TEBELLO,MENS,SMALL | SHIRT, GOLFER, TEBELLO, MENS, SMALL
000000000060254071 | STP-004 | DATA ENRICHMENT | KIB | KIB |  | 2022-09-26 |  |  | 000000000060254071 | BHP1 | BHP Spares & Supplies | 200000 | Mining Machinery and Accessories | EA | MAN2 | SHIRT,GOLFER,TEBELLO,MENS,XLARGE | SHIRT, GOLFER, TEBELLO, MENS, XLARGE
000000000060254104 | STP-004 | DATA ENRICHMENT | KIB | KIB |  | 2022-09-26 |  |  | 000000000060254104 | BHP1 | BHP Spares & Supplies | 200000 | Mining Machinery and Accessories | EA | MAN2 | SHIRT,GOLFER,TEBELLO,MENS,XXLARGE | SHIRT, GOLFER, TEBELLO, MENS, XXLARGE
000000000060242043 | STP-004 | DATA ENRICHMENT | KIB | KIB |  | 2022-09-26 |  |  | 000000000060242043 | BHP1 | BHP Spares & Supplies | 531000 | Clothing | EA | MAN2 | SHIRT,LADIES,APRON,UTILITY | LADIES,APRON,UTILITY
000000000060242049 | STP-004 | DATA ENRICHMENT | KIB | KIB |  | 2022-09-26 |  |  | 000000000060242049 | BHP1 | BHP Spares & Supplies | 531000 | Clothing | EA | MAN2 | SHIRT,LADIES,BAXTER,GOLFER | LADIES, SHIRT,BAXTER,GOLFER
000000000060248774 | STP-004 | DATA ENRICHMENT | KIB | KIB |  | 2022-09-26 |  |  | 000000000060248774 | BHP1 | BHP Spares & Supplies | 531000 | Clothing | EA | MAN2 | SHIRT,LADIES,LARGE,PLAIN | SHIRT,LADIES,LARGE,PLAIN BUSH,LL-BUSH-302183,COLOUR: AIRFORCE BLUE, SHIRT,LADIES,MEDIUM,PLAIN BUSH,LL-BUSH-302183,COLOUR: AIRFORCE BLUE | LL-BUSH-302183 | 0019011819 | Unknown
000000000060242047 | STP-004 | DATA ENRICHMENT | KIB | KIB |  | 2022-09-26 |  |  | 000000000060242047 | BHP1 | BHP Spares & Supplies | 531000 | Clothing | EA | MAN2 | SHIRT,LADIES,PINTO,GOLFER | LADIES,SHIRT,PINTO,GOLFER
000000000060248790 | STP-004 | DATA ENRICHMENT | KIB | KIB |  | 2022-09-26 |  |  | 000000000060248790 | BHP1 | BHP Spares & Supplies | 531000 | Clothing | EA | MAN2 | SHIRT,LADIES,SMALL,LL-BUSH-302181,PLAIN | SHIRT,LADIES,SMALL,PLAIN BUSH,LL-BUSH-302181,COLOUR: AIRFORCE BLUE | LL-BUSH-302181 | 0019011819 | Unknown
000000000060242045 | STP-004 | DATA ENRICHMENT | KIB | KIB |  | 2022-09-26 |  |  | 000000000060242045 | BHP1 | BHP Spares & Supplies | 531000 | Clothing | EA | MAN2 | SHIRT,LADIES,SYNERGY,POLO | LADIES,SHIRT, SYNERGY,POLO
000000000060248785 | STP-004 | DATA ENRICHMENT | KIB | KIB |  | 2022-09-26 |  |  | 000000000060248785 | BHP1 | BHP Spares & Supplies | 531000 | Clothing | EA | MAN2 | SHIRT,LADIES,XL,LL-BUSH-302184,PLAIN | SHIRT,LADIES,XL,PLAIN BUSH,LL-BUSH-302184,COLOUR: AIRFORCE BLUE | LL-BUSH-302184 | 0019011819 | Unknown
000000000060234042 | STP-004 | DATA ENRICHMENT | KIB | KIB |  | 2022-09-26 |  |  | 000000000060234042 | BHP1 | BHP Spares & Supplies | 531000 | Clothing | EA | MAN2 | SHIRT,LONG SLEEVE KENSINGTON,MENS,M | MENS LONG SLEEVE KENSINGTON SHIRT,M
000000000060254091 | STP-004 | DATA ENRICHMENT | KIB | KIB |  | 2022-09-26 |  |  | 000000000060254091 | BHP1 | BHP Spares & Supplies | 200000 | Mining Machinery and Accessories | EA | MAN2 | SHIRT,LOUNGE,TSHEPISO,LADIES,LARGE | SHIRT, LOUNGE, TSHEPISO, LADIES, LARGE
000000000060254372 | STP-004 | DATA ENRICHMENT | KIB | KIB |  | 2022-09-26 |  |  | 000000000060254372 | BHP1 | BHP Spares & Supplies | 200000 | Mining Machinery and Accessories | EA | MAN2 | SHIRT,LOUNGE,TSHEPISO,LADIES,MEDIUM | SHIRT, LOUNGE, TSHEPISO, LADIES, MEDIUM
000000000060254101 | STP-004 | DATA ENRICHMENT | KIB | KIB |  | 2022-09-26 |  |  | 000000000060254101 | BHP1 | BHP Spares & Supplies | 200000 | Mining Machinery and Accessories | EA | MAN2 | SHIRT,LOUNGE,TSHEPISO,LADIES,XLARGE | SHIRT, LOUNGE, TSHEPISO, LADIES, XLARGE
000000000060254090 | STP-004 | DATA ENRICHMENT | KIB | KIB |  | 2022-09-26 |  |  | 000000000060254090 | BHP1 | BHP Spares & Supplies | 200000 | Mining Machinery and Accessories | EA | MAN2 | SHIRT,LOUNGE,TSHEPISO,LADIES,XXXLARGE | SHIRT, LOUNGE, TSHEPISO, LADIES, XXXLARGE
000000000060254100 | STP-004 | DATA ENRICHMENT | KIB | KIB |  | 2022-09-26 |  |  | 000000000060254100 | BHP1 | BHP Spares & Supplies | 200000 | Mining Machinery and Accessories | EA | MAN2 | SHIRT,LOUNGE,TSHEPISO,LADIES,XXXXLARGE | SHIRT, LOUNGE, TSHEPISO, LADIES, XXXXLARGE
000000000060254072 | STP-004 | DATA ENRICHMENT | KIB | KIB |  | 2022-09-26 |  |  | 000000000060254072 | BHP1 | BHP Spares & Supplies | 200000 | Mining Machinery and Accessories | EA | MAN2 | SHIRT,LOUNGE,TSHEPISO,MENS,LARGE | SHIRT, LOUNGE, TSHEPISO, MENS, LARGE
000000000060254082 | STP-004 | DATA ENRICHMENT | KIB | KIB |  | 2022-09-26 |  |  | 000000000060254082 | BHP1 | BHP Spares & Supplies | 200000 | Mining Machinery and Accessories | EA | MAN2 | SHIRT,LOUNGE,TSHEPISO,MENS,MEDIUM | SHIRT, LOUNGE, TSHEPISO, MENS, MEDIUM
000000000060254085 | STP-004 | DATA ENRICHMENT | KIB | KIB |  | 2022-09-26 |  |  | 000000000060254085 | BHP1 | BHP Spares & Supplies | 200000 | Mining Machinery and Accessories | EA | MAN2 | SHIRT,LOUNGE,TSHEPISO,MENS,XLARGE | SHIRT, LOUNGE, TSHEPISO, MENS, XLARGE
000000000060248773 | STP-004 | DATA ENRICHMENT | KIB | KIB |  | 2022-09-26 |  |  | 000000000060248773 | BHP1 | BHP Spares & Supplies | 531000 | Clothing | EA | MAN2 | SHIRT,MENS,2XL,LO-BUSH-10394,PLAIN | SHIRT,MENS,2XL,PLAIN BUSH,LO-BUSH-10394,COLOUR: AIRFORCE BLUE | LO-BUSH-10394 | 0019011819 | Unknown
000000000060248778 | STP-004 | DATA ENRICHMENT | KIB | KIB |  | 2022-09-26 |  |  | 000000000060248778 | BHP1 | BHP Spares & Supplies | 531000 | Clothing | EA | MAN2 | SHIRT,MENS,3XL,LO-BUSH-10395,PLAIN | SHIRT,MENS,3XL,PLAIN BUSH,LO-BUSH-10395,COLOUR: AIRFORCE BLUE | LO-BUSH-10395 | 0019011819 | Unknown
000000000060248776 | STP-004 | DATA ENRICHMENT | KIB | KIB |  | 2022-09-26 |  |  | 000000000060248776 | BHP1 | BHP Spares & Supplies | 531000 | Clothing | EA | MAN2 | SHIRT,MENS,4XL,LO-BUSH-10396,PLAIN | SHIRT,MENS,4XL,PLAIN BUSH,LO-BUSH-10396,COLOUR: AIRFORCE BLUE | LO-BUSH-10396 | 0019011819 | Unknown
000000000060242048 | STP-004 | DATA ENRICHMENT | KIB | KIB |  | 2022-09-26 |  |  | 000000000060242048 | BHP1 | BHP Spares & Supplies | 531000 | Clothing | EA | MAN2 | SHIRT,MENS,BAXTER,GOLFER | MENS,SHIRT,BAXTER,GOLFER
000000000060248775 | STP-004 | DATA ENRICHMENT | KIB | KIB |  | 2022-09-26 |  |  | 000000000060248775 | BHP1 | BHP Spares & Supplies | 531000 | Clothing | EA | MAN2 | SHIRT,MENS,LARGE,LO-BUSH-10397,PLAIN | SHIRT,MENS,LARGE,PLAIN BUSH,LO-BUSH-10397,COLOUR: AIRFORCE BLUE | LO-BUSH-10397 | 0019011819 | Unknown
000000000060248777 | STP-004 | DATA ENRICHMENT | KIB | KIB |  | 2022-09-26 |  |  | 000000000060248777 | BHP1 | BHP Spares & Supplies | 531000 | Clothing | EA | MAN2 | SHIRT,MENS,MEDIUM,LO-BUSH-10398,PLAIN | SHIRT,MENS,MEDIUM,PLAIN BUSH,LO-BUSH-10398,COLOUR: AIRFORCE BLUE | LO-BUSH-10398 | 0019011819 | Unknown
000000000060242046 | STP-004 | DATA ENRICHMENT | KIB | KIB |  | 2022-09-26 |  |  | 000000000060242046 | BHP1 | BHP Spares & Supplies | 531000 | Clothing | EA | MAN2 | SHIRT,MENS,PINTO,GOLFER | MENS,SHIRT,PINTO,GOLFER
000000000060253566 | STP-004 | DATA ENRICHMENT | KIB | KIB |  | 2022-09-26 |  |  | 000000000060253566 | BHP1 | BHP Spares & Supplies | 200000 | Mining Machinery and Accessories | EA | MAN2 | SHIRT,MENS,RAPTOR,LARGE,GRANITE/BLACK/WH | SHIRT, MENS, RAPTOR, LARGE, GRANITE/BLACK/WHITE
000000000060253559 | STP-004 | DATA ENRICHMENT | KIB | KIB |  | 2022-09-26 |  |  | 000000000060253559 | BHP1 | BHP Spares & Supplies | 200000 | Mining Machinery and Accessories | EA | MAN2 | SHIRT,MENS,RAPTOR,MEDIUM,GRANITE/BLACK/W | SHIRT, MENS, RAPTOR, MEDIUM, GRANITE/BLACK/WHITE
000000000060253561 | STP-004 | DATA ENRICHMENT | KIB | KIB |  | 2022-09-26 |  |  | 000000000060253561 | BHP1 | BHP Spares & Supplies | 200000 | Mining Machinery and Accessories | EA | MAN2 | SHIRT,MENS,RAPTOR,SMALL,GRANITE/BLACK/WH | SHIRT, MENS, RAPTOR, SMALL, GRANITE/BLACK/WHITE
000000000060253564 | STP-004 | DATA ENRICHMENT | KIB | KIB |  | 2022-09-26 |  |  | 000000000060253564 | BHP1 | BHP Spares & Supplies | 200000 | Mining Machinery and Accessories | EA | MAN2 | SHIRT,MENS,RAPTOR,XLARGE,GRANITE/BLACK/W | SHIRT, MENS, RAPTOR, XLARGE, GRANITE/BLACK/WHITE
000000000060253562 | STP-004 | DATA ENRICHMENT | KIB | KIB |  | 2022-09-26 |  |  | 000000000060253562 | BHP1 | BHP Spares & Supplies | 200000 | Mining Machinery and Accessories | EA | MAN2 | SHIRT,MENS,RAPTOR,XXLARGE,GRANITE/BLACK/ | SHIRT, MENS, RAPTOR, XXLARGE, GRANITE/BLACK/WHITE
000000000060253565 | STP-004 | DATA ENRICHMENT | KIB | KIB |  | 2022-09-26 |  |  | 000000000060253565 | BHP1 | BHP Spares & Supplies | 200000 | Mining Machinery and Accessories | EA | MAN2 | SHIRT,MENS,RAPTOR,XXXLARGE,GRANITE/BLACK | SHIRT, MENS, RAPTOR, XXXLARGE, GRANITE/BLACK/WHITE
000000000060253568 | STP-004 | DATA ENRICHMENT | KIB | KIB |  | 2022-09-26 |  |  | 000000000060253568 | BHP1 | BHP Spares & Supplies | 200000 | Mining Machinery and Accessories | EA | MAN2 | SHIRT,MENS,RAPTOR,XXXXLARGE,GRANITE/BLAC | SHIRT, MENS, RAPTOR, XXXXLARGE, GRANITE/BLACK/WHITE
000000000060248786 | STP-004 | DATA ENRICHMENT | KIB | KIB |  | 2022-09-26 |  |  | 000000000060248786 | BHP1 | BHP Spares & Supplies | 531000 | Clothing | EA | MAN2 | SHIRT,MENS,SMALL,LO-BUSH-10399,PLAIN | SHIRT,MENS,SMALL,PLAIN BUSH,LO-BUSH-10399,COLOUR: AIRFORCE BLUE | LO-BUSH-10399 | 0019011819 | Unknown
000000000060253571 | STP-004 | DATA ENRICHMENT | KIB | KIB |  | 2022-09-26 |  |  | 000000000060253571 | BHP1 | BHP Spares & Supplies | 200000 | Mining Machinery and Accessories | EA | MAN2 | SHIRT,MENS,TRACKER,LARGE,CHARCOAL | SHIRT, MENS, TRACKER, LARGE, CHARCOAL
000000000060253567 | STP-004 | DATA ENRICHMENT | KIB | KIB |  | 2022-09-26 |  |  | 000000000060253567 | BHP1 | BHP Spares & Supplies | 200000 | Mining Machinery and Accessories | EA | MAN2 | SHIRT,MENS,TRACKER,MEDIUM,CHARCOAL | SHIRT, MENS, TRACKER, MEDIUM, CHARCOAL
000000000060253569 | STP-004 | DATA ENRICHMENT | KIB | KIB |  | 2022-09-26 |  |  | 000000000060253569 | BHP1 | BHP Spares & Supplies | 200000 | Mining Machinery and Accessories | EA | MAN2 | SHIRT,MENS,TRACKER,SMALL,CHARCOAL | SHIRT, MENS, TRACKER, SMALL, CHARCOAL
000000000060253570 | STP-004 | DATA ENRICHMENT | KIB | KIB |  | 2022-09-26 |  |  | 000000000060253570 | BHP1 | BHP Spares & Supplies | 200000 | Mining Machinery and Accessories | EA | MAN2 | SHIRT,MENS,TRACKER,XLARGE,CHARCOAL | SHIRT, MENS, TRACKER, XLARGE, CHARCOAL
000000000060253572 | STP-004 | DATA ENRICHMENT | KIB | KIB |  | 2022-09-26 |  |  | 000000000060253572 | BHP1 | BHP Spares & Supplies | 200000 | Mining Machinery and Accessories | EA | MAN2 | SHIRT,MENS,TRACKER,XXLARGE,CHARCOAL | SHIRT, MENS, TRACKER, XXLARGE, CHARCOAL
000000000060253574 | STP-004 | DATA ENRICHMENT | KIB | KIB |  | 2022-09-26 |  |  | 000000000060253574 | BHP1 | BHP Spares & Supplies | 200000 | Mining Machinery and Accessories | EA | MAN2 | SHIRT,MENS,TRACKER,XXXLARGE,CHARCOAL | SHIRT, MENS, TRACKER, XXXLARGE, CHARCOAL
000000000060253573 | STP-004 | DATA ENRICHMENT | KIB | KIB |  | 2022-09-26 |  |  | 000000000060253573 | BHP1 | BHP Spares & Supplies | 200000 | Mining Machinery and Accessories | EA | MAN2 | SHIRT,MENS,TRACKER,XXXXLARGE,CHARCOAL | SHIRT, MENS, TRACKER, XXXXLARGE, CHARCOAL
000000000060249075 | STP-004 | DATA ENRICHMENT | KIB | KIB |  | 2022-09-26 |  |  | 000000000060249075 | BHP1 | BHP Spares & Supplies | 531000 | Clothing | EA | MAN2 | SHIRT,MENS,XL,LO-BUSH-10400,PLAIN | SHIRT,MENS,XL,PLAIN BUSH,LO-BUSH-10400,COLOUR: AIRFORCE BLUE | LO-BUSH-10400 | 0019011819 | Unknown
000000000060234038 | STP-004 | DATA ENRICHMENT | KIB | KIB |  | 2022-09-26 |  |  | 000000000060234038 | BHP1 | BHP Spares & Supplies | 531000 | Clothing | EA | MAN2 | SHIRT,SHORT SLEEVE KENSINGTON,MENS,L | MENS SHORT SLEEVE KENSINGTON SHIRT,L
000000000060234037 | STP-004 | DATA ENRICHMENT | KIB | KIB |  | 2022-09-26 |  |  | 000000000060234037 | BHP1 | BHP Spares & Supplies | 531000 | Clothing | EA | MAN2 | SHIRT,SHORT SLEEVE KENSINGTON,MENS,M | MENS SHORT SLEEVE KENSINGTON SHIRT,M
000000000060234036 | STP-004 | DATA ENRICHMENT | KIB | KIB |  | 2022-09-26 |  |  | 000000000060234036 | BHP1 | BHP Spares & Supplies | 531000 | Clothing | EA | MAN2 | SHIRT,SHORT SLEEVE KENSINGTON,MENS,S | MENS SHORT SLEEVE KENSINGTON SHIRT,S
000000000060234041 | STP-004 | DATA ENRICHMENT | KIB | KIB |  | 2022-09-26 |  |  | 000000000060234041 | BHP1 | BHP Spares & Supplies | 531000 | Clothing | EA | MAN2 | SHIRT,SHORT SLEEVE KENSINGTON,MENS,XXXL | MENS SHORT SLEEVE KENSINGTON SHIRT,XXXL
000000000060234043 | STP-004 | DATA ENRICHMENT | KIB | KIB |  | 2022-09-26 |  |  | 000000000060234043 | BHP1 | BHP Spares & Supplies | 531000 | Clothing | EA | MAN2 | SHIRT,SHORT, SLEEVE KENSINGTON,LADIES,S | LADIES SHORT SLEEVE KENSINGTON SHIRT,S
000000000060234047 | STP-004 | DATA ENRICHMENT | KIB | KIB |  | 2022-09-26 |  |  | 000000000060234047 | BHP1 | BHP Spares & Supplies | 531000 | Clothing | EA | MAN2 | SHIRT,SHORT, SLEEVE KENSINGTON,LADIES,XX | LADIES SHORT SLEEVE KENSINGTON SHIRT,XXL
000000000060113480 | STP-004 | DATA ENRICHMENT | KIB | KIB |  | 2022-09-26 |  |  | 000000000060113480 | BHP1 | BHP Spares & Supplies | 251717 | Braking systems and components | EA | MAN2 | SHOE, 315MM DIA SIBRE BRAKE, C/W LINING, | SHOE, 315MM DIA SIBRE BRAKE, C/W LINING, CRANE, WOLFF
000000000060113481 | STP-004 | DATA ENRICHMENT | KIB | KIB |  | 2022-09-26 |  |  | 000000000060113481 | BHP1 | BHP Spares & Supplies | 251717 | Braking systems and components | EA | MAN2 | SHOE, 400MM DIA SIBRE BRAKE, C/W LINING, | SHOE, 400MM DIA SIBRE BRAKE, C/W LINING, CRANE, WOLFF
000000000060113550 | STP-004 | DATA ENRICHMENT | KIB | KIB |  | 2022-09-26 |  |  | 000000000060113550 | BHP1 | BHP Spares & Supplies | 251717 | Braking systems and components | EA | MAN2 | SHOE, BRAKE, 200MM DIA DRUM, DWG 220149, | SHOE, BRAKE, 200MM DIA DRUM, DRG 220149, 80/40 TON OVERHEAD CRANE, SERIAL 8529, WOLFF
000000000060113551 | STP-004 | DATA ENRICHMENT | KIB | KIB |  | 2022-09-26 |  |  | 000000000060113551 | BHP1 | BHP Spares & Supplies | 251717 | Braking systems and components | EA | MAN2 | SHOE, BRAKE, 250MM DIA DRUM, DWG 200154, | SHOE, BRAKE, 250MM DIA DRUM, DRG 200154, 80/40 TON OVERHEAD CRANE, SERIAL 8529, WOLFF
000000000060118383 | STP-004 | DATA ENRICHMENT | KIB | KIB |  | 2022-09-26 |  |  | 000000000060118383 | BHP1 | BHP Spares & Supplies | 251717 | Braking systems and components | EA | MAN2 | SHOE, BRAKE, BATTERY LOCOMOTIVE, GOODMAN | SHOE, BRAKE, BATTERY LOCOMOTIVE, GOODMAN | GL10080 | 0019008697 | GOODMAN POWER
000000000060113170 | STP-004 | DATA ENRICHMENT | KIB | KIB |  | 2022-09-26 |  |  | 000000000060113170 | BHP1 | BHP Spares & Supplies | 251717 | Braking systems and components | EA | MAN2 | SHOE, BRAKE, RECON, LONG TRAVEL, 50/25 T | SHOE, BRAKE, RECONDITIONED, LONG TRAVEL, 50/25 TON OVERHEAD CRANE, DEMAG
000000000060113169 | STP-004 | DATA ENRICHMENT | KIB | KIB |  | 2022-09-26 |  |  | 000000000060113169 | BHP1 | BHP Spares & Supplies | 251717 | Braking systems and components | EA | MAN2 | SHOE, BRAKE, RECON, MAIN HOIST, 50/25 TO | SHOE, BRAKE, RECONDITIONED, MAIN HOIST, 50/25 TON OVERHEAD CRANE, DEMAG
000000000060141826 | STP-004 | DATA ENRICHMENT | KIB | KIB |  | 2022-09-26 |  |  | 000000000060141826 | BHP1 | BHP Spares & Supplies | 391217 | Electrical hardware and supplies | EA | MAN2 | SHOE, CONTACT, COPPER, FORGED, WITH ACCE | SHOE, CONTACT, COPPER, FORGED, WITH ACCESSORIES, FURNCOR DRAWING, FCFM-001-1/4, FERROMETALS FURNACES 1, 2 & 3
000000000060116544 | STP-004 | DATA ENRICHMENT | KIB | KIB |  | 2022-09-26 |  |  | 000000000060116544 | BHP1 | BHP Spares & Supplies | 401018 | Heating | EA | MAN2 | SHOE, CONTACT, MFC DWG F2600-8-2, 52MVA | SHOE, CONTACT, MFC DRG F2600-8-2, 52MVA ELECTRIC ARC FURNACE, MIDDELBURG FERROCHROME, PLEASE REQUEST THE FOLLOWING DRAWING :, F2600-8-2A - THE NEWEST REF AT TIME OF RFQ. REV.C
000000000060141476 | STP-004 | DATA ENRICHMENT | KIB | KIB |  | 2022-09-26 |  |  | 000000000060141476 | BHP1 | BHP Spares & Supplies | 401515 | Pumps | EA | MAN2 | SHOE, PRESSING, BREDEL PUMP | SHOE, PRESSING, BREDEL PUMP | SPX080109 | 0019000554 | BREDEL PUMPS
000000000060169444 | STP-004 | DATA ENRICHMENT | KIB | KIB |  | 2022-09-26 |  |  | 000000000060169444 | BHP1 | BHP Spares & Supplies | 461800 | Personal safety and protection | PAA | MAN2 | SHOE, SAFETY: SIZE 8, STEEL TOE CAP, REB | SHOES, SAFETY: SIZE 8, STEEL TOE CAP, REBEL HIKER LO RE303
000000000060256101 | STP-004 | DATA ENRICHMENT | KIB | KIB |  | 2022-09-26 |  |  | 000000000060256101 | BHP1 | BHP Spares & Supplies | 200000 | Mining Machinery and Accessories | EA | MAN2 | SHOE,BARRON,CANVAS,LACE,UP,SIZE,11 | SHOE, BARRON, CANVAS, LACE, UP, SIZE 11
000000000060254093 | STP-004 | DATA ENRICHMENT | KIB | KIB |  | 2022-09-26 |  |  | 000000000060254093 | BHP1 | BHP Spares & Supplies | 200000 | Mining Machinery and Accessories | EA | MAN2 | SHOE,BARRON,CANVAS,LACE,UP,SIZE,4 | SHOE, BARRON, CANVAS, LACE, UP, SIZE, 4
000000000060254365 | STP-004 | DATA ENRICHMENT | KIB | KIB |  | 2022-09-26 |  |  | 000000000060254365 | BHP1 | BHP Spares & Supplies | 200000 | Mining Machinery and Accessories | EA | MAN2 | SHOE,BARRON,CANVAS,LACE,UP,SIZE,5 | SHOE, BARRON, CANVAS, LACE, UP, SIZE, 5
000000000060254108 | STP-004 | DATA ENRICHMENT | KIB | KIB |  | 2022-09-26 |  |  | 000000000060254108 | BHP1 | BHP Spares & Supplies | 200000 | Mining Machinery and Accessories | EA | MAN2 | SHOE,BARRON,CANVAS,LACE,UP,SIZE,7 | SHOE, BARRON, CANVAS, LACE, UP, SIZE, 7
000000000060254102 | STP-004 | DATA ENRICHMENT | KIB | KIB |  | 2022-09-26 |  |  | 000000000060254102 | BHP1 | BHP Spares & Supplies | 200000 | Mining Machinery and Accessories | EA | MAN2 | SHOE,BARRON,CANVAS,LACE,UP,SIZE,8 | SHOE, BARRON, CANVAS, LACE, UP, SIZE, 8
000000000060254088 | STP-004 | DATA ENRICHMENT | KIB | KIB |  | 2022-09-26 |  |  | 000000000060254088 | BHP1 | BHP Spares & Supplies | 200000 | Mining Machinery and Accessories | EA | MAN2 | SHOE,BARRON,CANVAS,LACE,UP,SIZE,9 | SHOE, BARRON, CANVAS, LACE, UP, SIZE, 9
000000000060172974 | STP-004 | DATA ENRICHMENT | KIB | KIB |  | 2022-09-26 |  |  | 000000000060172974 | BHP1 | BHP Spares & Supplies | 311715 | Bearings | ST | MAN2 | SHOE,BEARING,450X680,R=2560 TM 5,0 AS PE | SHOE,BEARING,450X680,R=2560 TM 5,0 AS PER DRG TM.BEA-20010048 C,BALL MILL, LINKED TO SHARED SPARE THUBATSE - 60146914 | DRG TM BEA-20010048 C | 0019003467 | UNKNOWN
000000000060228629 | STP-004 | DATA ENRICHMENT | KIB | KIB |  | 2022-09-26 |  |  | 000000000060228629 | BHP1 | BHP Spares & Supplies | 251917 | Vehicle servicing equipment | EA | MAN2 | SHOE,BRAKE,FRONT SMALL | SHOE, BRAKE, FRONT SMALL, ROYAL SLAG CARRIER., NEW STOCK AS PER ESSI : 1004, INCORPORATING 60229724 AS PER CHANGE ESSI ; 302, We carry these two items in one material code (60228629) as a SET., 1 SET = 1 x (187-6327) <(>&<)> 1 x (8D-4004) | 187-6327 & 8D-4004 | 0019011537 | BARLOWORLD EQUIPMENT
000000000060229724 | STP-004 | DATA ENRICHMENT | KIB | KIB |  | 2022-09-26 |  |  | 000000000060229724 | BHP1 | BHP Spares & Supplies | 251917 | Vehicle servicing equipment | ST | MAN2 | SHOE,BRAKE,FRONT SMALL,ROYAL SLAG | SHOE, BRAKE, FRONT SMALL, (1 SET = 1 X 187-6327 & 1 X 8D-4004) ROYAL SLAG CARRIER., NEW STOCK AS PER CHANGE ESSI ; 302, INCORPORATING 60228629, We carry these two items in one material code as a SET., 1 SET =, 1 x (187-6327), 1 x (8D-4004) | 187-6327 & 8D-4004 | 0019011537 | BARLOWORLD EQUIPMENT
000000000060216331 | STP-004 | DATA ENRICHMENT | KIB | KIB |  | 2022-09-26 |  |  | 000000000060216331 | BHP1 | BHP Spares & Supplies | 251717 | Braking systems and components | EA | MAN2 | SHOE,BRAKE,FRONT,SLAG CARRER | SHOE,BRAKE,FRONT,SLAG CARRIER, AS PER SSI 5560. | 2734997 | 0019011537 | BARLOWORLD EQUIPMENT
000000000060220097 | STP-004 | DATA ENRICHMENT | KIB | KIB |  | 2022-09-26 |  |  | 000000000060220097 | BHP1 | BHP Spares & Supplies | 391217 | Electrical hardware and supplies | EA | MAN2 | SHOE,CONTACT,DWG FW42D03003,CONVERSON | SHOE, CONTACT, DWG FW42D03003,CONVERSION, TO SAMANCOR SPECS, FURNACES NO 1, 2 & 3, FMT, SSI FMT00181
000000000060219583 | STP-004 | DATA ENRICHMENT | KIB | KIB |  | 2022-09-26 |  |  | 000000000060219583 | BHP1 | BHP Spares & Supplies | 401018 | Heating | EA | MAN2 | SHOE,CONTACT,REFURBSHED,FORGED COPPE | SHOE, CONTACT, REFURBISHED, FORGED COPPER, TO FAI FRANCE DESIGN | E-104-020225
000000000060227179 | STP-004 | DATA ENRICHMENT | KIB | KIB |  | 2022-09-26 |  |  | 000000000060227179 | BHP1 | BHP Spares & Supplies | 310000 | Manufacturing Components and Supplies | EA | MAN2 | SHOE,CONTACT,SUSPENSION LINK PIN 140MM | SHOE,CONTACT,SUSPENSION LINK PIN 140MM,AS PER DRAWING FW42C03033 REV. G,ITEM: 4
000000000060215483 | STP-004 | DATA ENRICHMENT | KIB | KIB |  | 2022-09-26 |  |  | 000000000060215483 | BHP1 | BHP Spares & Supplies | 251717 | Braking systems and components | EA | MAN2 | SHOE,PARK BRAKE,LEFT HAND,CAT 966 FEL. | SHOE,PARK BRAKE,LEFT HAND,CAT 966 FEL., AS PER SSI 5527., REDUNDANT AS PER ESSI: 377 | 283-9982 | 0019011537 | BARLOWORLD EQUIPMENT
000000000060215484 | STP-004 | DATA ENRICHMENT | KIB | KIB |  | 2022-09-26 |  |  | 000000000060215484 | BHP1 | BHP Spares & Supplies | 251717 | Braking systems and components | EA | MAN2 | SHOE,PARK BRAKE,RGHT HAND,CAT 966 FEL. | SHOE,PARK BRAKE,RIGHT HAND,CAT 966 FEL., AS PER SSI 5528., REDUNDANT AS PER ESSI: 378 | 283-9983 | 0019011537 | BARLOWORLD EQUIPMENT
000000000060244809 | STP-004 | DATA ENRICHMENT | KIB | KIB |  | 2022-09-26 |  |  | 000000000060244809 | BHP1 | BHP Spares & Supplies | 461816 | Safety footwear | EA | MAN2 | SHOE,SAFETY, BOVA SIERRA, SIZE 13 | SHOE, SAFETY, BOVA SIERRA, TAN, DOUBEL DENSITY PU\VIBRAM RUBBER (HEAT-RESISTANT UP TO 300 C) SOLE, SIZE 13 | 41604 | 0019011819 | Unknown
000000000060186887 | STP-004 | DATA ENRICHMENT | KIB | KIB |  | 2022-09-26 |  |  | 000000000060186887 | BHP1 | BHP Spares & Supplies | 401517 | Pump parts and accessories | EA | MAN2 | SHOE: FOR ALH100 HOSE PUMP,PN ALH10005, | SHOE: FOR ALH100 HOSE PUMP, PN ALH10005, BRUBIN | ALH10005 | 0019011691 | BRUBIN PUMPS
000000000060144683 | STP-004 | DATA ENRICHMENT | KIB | KIB |  | 2022-09-26 |  |  | 000000000060144683 | BHP1 | BHP Spares & Supplies | 391215 | Switches and controls and relays and accessories | EA | MAN2 | SHOE:CONTACT,FORGED,COMP. WITH ACCESSORI | SHOE:CONTACT,FORGED,COMP. WITH ACCESSORIES,PURE COPPER,FFCCI DRAWING, C-SAW-00001016-1/1,INDICE B,FURNACE ELECTRODE DIAMETER 1550MM,FURNACES, 4, 5 AND 6, FERROMETALS (FMT DRAWING NO: FW46C03018, only as reference, for measurements), FLOW TEST: 5 m3/H UNDER 4 BAR UTILIZATION, PRESSURE, TEST: 10 BAR, Inspection to be done by plant., To be inspected by maintenance superintendent F45 and F6
000000000060169446 | STP-004 | DATA ENRICHMENT | KIB | KIB |  | 2022-09-26 |  |  | 000000000060169446 | BHP1 | BHP Spares & Supplies | 461800 | Personal safety and protection | PAA | MAN2 | SHOES, SAFETY: SIZE 10, STEEL TOE CAP, R | SHOES, SAFETY: SIZE 10, STEEL TOE CAP, REBEL HIKER LO RE303
000000000060229744 | STP-004 | DATA ENRICHMENT | KIB | KIB |  | 2022-09-26 |  |  | 000000000060229744 | BHP1 | BHP Spares & Supplies | 401517 | Pump parts and accessories | ST | MAN2 | SHOES,ALUMINIUM,BREDEL,SPX100 | SHOES, PRESSING , ALUMINIUM, BREDEL PUMP, SPX 100, ( ONE SET = 2 X SHOES )
000000000060228568 | STP-004 | DATA ENRICHMENT | KIB | KIB |  | 2022-09-26 |  |  | 000000000060228568 | BHP1 | BHP Spares & Supplies | 241019 | Drum handling equipment | ST | MAN2 | SHOES,ALUMINIUM,BREDEL,SPX32 | SHOES, PRESSING , ALUMINIUM, BREDEL PUMP, SPX 32, CODE : 232110.( ONE SET = 2 X SHOES )
000000000060228569 | STP-004 | DATA ENRICHMENT | KIB | KIB |  | 2022-09-26 |  |  | 000000000060228569 | BHP1 | BHP Spares & Supplies | 241019 | Drum handling equipment | ST | MAN2 | SHOES,ALUMINIUM,BREDEL,SPX80 | SHOES, PRESSING , ALUMINIUM, BREDEL PUMP, SPX 80, CODE : 280110, ( ONE SET = 2 X SHOES )
000000000060029362 | STP-004 | DATA ENRICHMENT | SMX | SMX |  | 2022-09-28 |  |  | 000000000060029362 | BHP1 | BHP Spares & Supplies | 461800 | Personal safety and protection | PR | MAN2 | SOCKS, KHAKI, CALF LENGTH | SOCKS, KHAKI, CALF LENGTH
000000000060130535 | STP-004 | DATA ENRICHMENT | SMX | SMX |  | 2022-09-28 |  |  | 000000000060130535 | BHP1 | BHP Spares & Supplies | 461716 | Surveillance and detection equipment | EA | MAN2 | SOUNDER, ELECTRONIC, 12V-24V DC, 2 POLE, | #N/A
000000000060226683 | STP-004 | DATA ENRICHMENT | SMX | SMX |  | 2022-09-28 |  |  | 000000000060226683 | BHP1 | BHP Spares & Supplies | 411131 | Gas analyzers | EA | MAN2 | SOUNDER/BEACON,DRAGER,TO SUIT POLYTRON | SOUNDER/BEACON, DRAGER, TO SUIT POLYTRON, EC8100 | SA60003 | 0019010382 | DRAGER
000000000060215611 | STP-004 | DATA ENRICHMENT | SMX | SMX |  | 2022-09-28 |  |  | 000000000060215611 | BHP1 | BHP Spares & Supplies | 311628 | Miscellaneous hardware | EA | MAN2 | SPONGE, CODE 038218002, WRAPPING MACHINE | SPONGE, CODE 038218002, WRAPPING MACHINE
000000000060030045 | STP-004 | DATA ENRICHMENT | SMX | SMX |  | 2022-09-28 |  |  | 000000000060030045 | BHP1 | BHP Spares & Supplies | 471218 | Cleaning equipment | EA | MAN2 | SQUEEGEE, METAL, 610MM, WITH RUBBER BLAD | SQUEEGEE, METAL, 610MM, WITH RUBBER BLADES, SPRINGBOK | 9237 | 0019008943 | SPRINGBOK
000000000060133867 | STP-004 | DATA ENRICHMENT | SMX | SMX |  | 2022-09-28 |  |  | 000000000060133867 | BHP1 | BHP Spares & Supplies | 471316 | Brooms, mops, brushes and accessories | EA | MAN2 | SQUEEGEE,RUBBER HANDLE 1,8M SCRAPER 0,6M | SQUEEGEE,RUBBER HANDLE 1,8M SCRAPER 0,6M, 1.2M, ACADAMY
000000000060247449 | STP-004 | DATA ENRICHMENT | SMX | SMX |  | 2022-09-28 |  |  | 000000000060247449 | BHP1 | BHP Spares & Supplies | 781801 | Vehicle maintenance and repair services | EA | MAN2 | STEP,4547800,CAT,EA | STEP, 4547800, CAT, EACH | 4547800
000000000060244859 | STP-004 | DATA ENRICHMENT | SMX | SMX |  | 2022-09-28 |  |  | 000000000060244859 | BHP1 | BHP Spares & Supplies | 411000 | Laboratory Equipment | EA | MAN2 | STIRRER,MAGNETIC,140MMX140MM,EA | STIRRER, MAGNETIC, 140MM X 140MM, EACH
000000000060255371 | STP-004 | DATA ENRICHMENT | SMX | SMX |  | 2022-09-28 |  |  | 000000000060255371 | BHP1 | BHP Spares & Supplies | 200000 | Mining Machinery and Accessories | EA | MAN2 | STOVE,ISOLATOR,4X4 | STOVE, ISOLATOR, 4X4
000000000060254567 | STP-004 | DATA ENRICHMENT | SMX | SMX |  | 2022-09-28 |  |  | 000000000060254567 | BHP1 | BHP Spares & Supplies | 130000 | Plastic, Rubber and Elastomeric Materials | PAK | MAN2 | STRAW,COLDRINK,PLASTIC,5MM,WRAPPED,1000, | STRAW, COLDRINK, PLASTIC, 5MM, WRAPPED, 1000, P/PACK
000000000060220617 | STP-004 | DATA ENRICHMENT | SMX | SMX |  | 2022-09-28 |  |  | 000000000060220617 | BHP1 | BHP Spares & Supplies | 411040 | Sampling equipment | BX | MAN2 | STRAWS, LONG,29823-00,350PCS, MICROL OIL | STRAWS, LONG,29823-00,350PCS, MICROL OIL ANALYZER
000000000060185901 | STP-004 | DATA ENRICHMENT | SMX | SMX |  | 2022-09-28 |  |  | 000000000060185901 | BHP1 | BHP Spares & Supplies | 411131 | Gas analyzers | EA | MAN2 | SOUNDER STROBE, SOLEX 24 VOLT DC, FIRE | SOUNDER STROBE, SOLEX 24 VOLT DC, FIRE CONTROL SYSTEM, ZITON
000000000060217168 | STP-004 | DATA ENRICHMENT | SMX | SMX |  | 2022-09-28 |  |  | 000000000060217168 | BHP1 | BHP Spares & Supplies | 391200 | Electrical equipment and components and supplies | EA | MAN2 | SUBSTATION: MINI, MODULAR&MOTORISED,630K | ONAN, VECTOR GROUP - DYN11, L.T. COMPARTMENT: THIS COMPARTMENT WILL, CONTAIN THE FOLLOWING MAIN COMPONENTS: 1 X 800 AMP MAIN CIRCUIT BREAKER,, 3 X 250 AMP 3 POLE CIRCUIT BREAKERS C/W E.L.U.?S, 1 X 100 AMP 3 POLE, CIRCUIT BREAKER C/W E.L.U, 5 X AMMETERS AND CURRENT TRANSFORMERS. 1 X, VOLTMETER AND FUSES, 1 X DIAL THERMOMETER. 1 X 110V SIREN, 1 X, AUXILLIARY TRANSFORMER. 1 X ADIT RELAY, 1 X NEUTRAL C.T, 1 X PYROGEN,, THE UNIT IS MODULAR AND EACH MODULE WILL BE FITTED WITH SKIDS AND WILL, BE FINISHED IN B26 ORANGE., 630 KVA MINISUB TO THE SAMANCOR SPECIFICATION AND AS FOLLOWS:H.T., COMPARTMENT: THIS CUBICLE WILL BE FITTED WITH A RM6 SF6 RING MAIN UNIT, WITH VIP35 RELAY AND CIRCUIT BREAKER T-OFF FITTED WITH ARC VENTING CABLE, BOXES, A MOTORISED CIRCUIT BREAKER CLOSING / OPENING MECHANISM AND, REMOTE PENDANT CONTROL POWERED BY A 24 VOLT DC BATTERY TRIPPING UNIT. NO, VT NECESSARY, TRANSFORMER : RATING - 630 KVA, H.T. VOLTAGE - 11,000, +-2.5 & 5%, L.T. VOLTAGE - 550VOLTS & NEUTRAL, PHASES - 3. COOLING -
000000000060243214 | STP-004 | DATA ENRICHMENT | SMX | SMX |  | 2022-09-28 |  |  | 000000000060243214 | BHP1 | BHP Spares & Supplies | 311600 | Hardware | EA | MAN2 | SUGAR,ICING,HULETTS,1KG | ICING, SUGAR, HULETTS, 1KG
000000000060246398 | STP-004 | DATA ENRICHMENT | SMX | SMX |  | 2022-09-28 |  |  | 000000000060246398 | BHP1 | BHP Spares & Supplies | 501615 | Sugars | EA | MAN2 | SUGAR,SELATI,250G | SUGAR,SELATI,250G
000000000060255328 | STP-004 | DATA ENRICHMENT | SMX | SMX |  | 2022-09-28 |  |  | 000000000060255328 | BHP1 | BHP Spares & Supplies | 200000 | Mining Machinery and Accessories | EA | MAN2 | SWITCHGEAR,MV,1250A,UP95KV,30DC,TRIP,COI | SWITCHGEAR,MV,1250A,UP95KV,30DC,TRIP,COIL,110V,AC,SPRING,RELEASE,COIL,110V,RATED,MOTOR,VOLTAGE
000000000060253168 | STP-004 | DATA ENRICHMENT | SMX | SMX |  | 2022-09-28 |  |  | 000000000060253168 | BHP1 | BHP Spares & Supplies | 411000 | Laboratory Equipment | EA | MAN2 | SYRINGES,DISPOSABLE,20ML,EA | SYRINGES, DISPOSABLE, PREMIUM, NON-PYROGENIC, 20 MILLILITER, INDIVIDUAL,, PACKAGED, EACH, SYRINGES, DISPOSABLE, ,PREMIUM, NON-PYROGENIC, 20 MILLILITER, INDIVIDUAL, PACKAGED, EACH
000000000060255984 | STP-004 | DATA ENRICHMENT | SMX | SMX |  | 2022-09-28 |  |  | 000000000060255984 | BHP1 | BHP Spares & Supplies | 271215 | Hydraulic presses | EA | MAN2 | PRESS,10TON,LOAD,TEST | PRESS 10 TON, LOAD TEST
000000000060255985 | STP-004 | DATA ENRICHMENT | SMX | SMX |  | 2022-09-28 |  |  | 000000000060255985 | BHP1 | BHP Spares & Supplies | 271215 | Hydraulic presses | EA | MAN2 | PRESS,20TON,LOAD,TEST | PRESS 20 TON, LOAD TEST
000000000060176153 | STP-004 | DATA ENRICHMENT | SMX | SMX |  | 2022-09-28 |  |  | 000000000060176153 | BHP1 | BHP Spares & Supplies | 401517 | Pump parts and accessories | EA | MAN2 | THROWER, 72M PUMP, NITRILE, ECO-B70TWR, | THROWER, 72M PUMP, NITRILE, ECO-B70TWR, ECO PUMPS | ECO-B40TWR | 0019011420 | ECOCHEM PUMPS (PTY) LTD
000000000060246837 | STP-004 | DATA ENRICHMENT | SMX | SMX |  | 2022-09-28 |  |  | 000000000060246837 | BHP1 | BHP Spares & Supplies | 231516 | Cement, ceramics and glass industry machinery, equipment and | EA | MAN2 | TILE,BOXES | TILE,BOXES
000000000060232920 | STP-004 | DATA ENRICHMENT | SMX | SMX |  | 2022-09-28 |  |  | 000000000060232920 | BHP1 | BHP Spares & Supplies | 200000 | Mining Machinery and Accessories | EA | MAN2 | SUMP,TIN,BF,TCD4,EC,M41908187,DD210L | SUMP TIN BF, TCD4, L, M,1012, 2012,E ,EC, PN M41908187, DD210L | M41908187 | 0019008613 | DEUTZ ENGINES
000000000060233129 | STP-004 | DATA ENRICHMENT | SMX | SMX |  | 2022-09-28 |  |  | 000000000060233129 | BHP1 | BHP Spares & Supplies | 200000 | Mining Machinery and Accessories | EA | MAN2 | TIRE,ROLLER,WEMCO.DRUM | TIRE ROLLER, FOR WEMCO DRUM P/N 28/0005/01/001
000000000060149536 | STP-004 | DATA ENRICHMENT | SMX | SMX |  | 2022-09-28 |  |  | 000000000060149536 | BHP1 | BHP Spares & Supplies | 461800 | Personal safety and protection | PK | MAN2 | TISSUE, CLEANING, LENS, 20 PER PACK, MSA | TISSUE, CLEANING, LENS, 20 PER PACK, MSA | 12472 | 0019008819 | MSA AFRICA
000000000060251788 | STP-004 | DATA ENRICHMENT | SMX | SMX |  | 2022-09-28 |  |  | 000000000060251788 | BHP1 | BHP Spares & Supplies | 231815 | Food preparation machinery | EA | MAN2 | TOASTER,FLAT PRESS,9 SLICE,EA | TOASTER, FLAT PRESS, 9 SLICE, MAKE: ANVIL, EACH | TSA1009 | 0019011819 | Unknown
000000000060249245 | STP-004 | DATA ENRICHMENT | SMX | SMX |  | 2022-09-28 |  |  | 000000000060249245 | BHP1 | BHP Spares & Supplies | 230000 | Industrial Manufacturing and Processing Machinery and Access | EA | MAN2 | TOASTER,SANDWICH,750W 220V,EA | TOASTER,SANDWICH,750W 220V,JA-ZM202W,EA
000000000060248531 | STP-004 | DATA ENRICHMENT | SMX | SMX |  | 2022-09-28 |  |  | 000000000060248531 | BHP1 | BHP Spares & Supplies | 200000 | Mining Machinery and Accessories | EA | MAN2 | TRIMMER,A3,REXEL,420PG,PROFESSIONAL | TRIMMER,A3,REXEL,420PG,PROFESSIONAL, AA091308 | AA091308 | 0019011819 | Unknown
000000000060223285 | STP-004 | DATA ENRICHMENT | SMX | SMX |  | 2022-09-28 |  |  | 000000000060223285 | BHP1 | BHP Spares & Supplies | 111917 | Turnings | EA | MAN2 | TRUNNION, LOCATION TYPE MT301081100P01, | TRUNNION, LOCATION TYPE MT301081100P01, PSP | MT301081100P01
000000000060240173 | STP-004 | DATA ENRICHMENT | SMX | SMX |  | 2022-09-28 |  |  | 000000000060240173 | BHP1 | BHP Spares & Supplies | 781801 | Vehicle maintenance and repair services | EA | MAN2 | TRUNNION,4347982,CAT,EA | TRUNNION, 4347982, CAT, EA | 4347982
000000000060231587 | STP-004 | DATA ENRICHMENT | SMX | SMX |  | 2022-09-28 |  |  | 000000000060231587 | BHP1 | BHP Spares & Supplies | 241016 | Lifting equipment | EA | MAN2 | TURNBUCKLE,M10 | TURNBUCKLE, STRAINING SCREW, HOOK & EYE, M10 SCREW DIAMETER, MILD STEEL, GALVANIZED
000000000060231588 | STP-004 | DATA ENRICHMENT | SMX | SMX |  | 2022-09-28 |  |  | 000000000060231588 | BHP1 | BHP Spares & Supplies | 241016 | Lifting equipment | EA | MAN2 | TURNBUCKLE,M12 | TURNBUCKLE, STRAINING SCREW, HOOK & EYE, M12 SCREW DIAMETER, MILD STEEL, GALVANIZED
000000000060254894 | STP-004 | DATA ENRICHMENT | SMX | SMX |  | 2022-09-28 |  |  | 000000000060254894 | BHP1 | BHP Spares & Supplies | 311620 | Nails | EA | MAN2 | TWEEZER,PINK,PLANET,NAILS | TWEEZER, PINK, PLANET, NAILS
000000000060253599 | STP-004 | DATA ENRICHMENT | SMX | SMX |  | 2022-09-28 |  |  | 000000000060253599 | BHP1 | BHP Spares & Supplies | 470000 | Cleaning Equipment and Supplies | EA | MAN2 | VACUUM,CLEANER,2400W,SS TANK,80L | VACUUM, CLEANER, 2400W, 2 MOTORS, SS TANK, 80L, CONE FILTER
000000000060256175 | STP-004 | DATA ENRICHMENT | SMX | SMX |  | 2022-09-28 |  |  | 000000000060256175 | BHP1 | BHP Spares & Supplies | 470000 | Cleaning Equipment and Supplies | EA | MAN2 | VACUUMCLEANER | VACUUMCLEANER
000000000060010193 | STP-004 | DATA ENRICHMENT | SMX | SMX |  | 2022-09-28 |  |  | 000000000060010193 | BHP1 | BHP Spares & Supplies | 121315 | Explosives | EA | MAN2 | VENTURI, 5MM ORIFICE, MK3 LOADER, L H LA | VENTURI, 5MM ORIFICE, MK3 LOADER, L H LATEGAN | L113 | 0019008753 | L H LATEGAN
000000000060229020 | STP-004 | DATA ENRICHMENT | SMX | SMX |  | 2022-09-28 |  |  | 000000000060229020 | BHP1 | BHP Spares & Supplies | 401015 | Ventilation | EA | MAN2 | VENTURIS,VENTURI 570MM | VENTURIS, VENTURI 570MM
000000000060244800 | STP-004 | DATA ENRICHMENT | SMX | SMX |  | 2022-09-28 |  |  | 000000000060244800 | BHP1 | BHP Spares & Supplies | 411165 | Instrument parts and accessories | EA | MAN2 | MILLING VESSEL,CARBON,100CC,EA | MILLING VESSEL, CARBON, STEEL GRINDING, 100CC, EACH
000000000060029621 | STP-004 | DATA ENRICHMENT | SMX | SMX |  | 2022-09-28 |  |  | 000000000060029621 | BHP1 | BHP Spares & Supplies | 461800 | Personal safety and protection | EA | MAN2 | REFLECTIVE SAFETY VEST, FISHNET, WITH 20 | REFLECTIVE SAFETY VEST, FISHNET, WITH 20 X 200MM REFLECTIVE CROSS ON FRONT & BACK
000000000060218772 | STP-004 | DATA ENRICHMENT | SMX | SMX |  | 2022-09-28 |  |  | 000000000060218772 | BHP1 | BHP Spares & Supplies | 461800 | Personal safety and protection | EA | MAN2 | VEST, LADIES, THERMAL, PINK, XXXXL | LADIES, VEST, THERMAL, PINK, XXXX LARGE, NEW STOCK AS PER ESSI: 2380
000000000060253848 | STP-004 | DATA ENRICHMENT | SMX | SMX |  | 2022-09-28 |  |  | 000000000060253848 | BHP1 | BHP Spares & Supplies | 200000 | Mining Machinery and Accessories | EA | MAN2 | VOUCHER,JEWELRY,LONG,SERVICE,AWARD | VOUCHER, JEWELRY, LONG, SERVICE, AWARD
000000000060128988 | STP-004 | DATA ENRICHMENT | SMX | SMX |  | 2022-09-28 |  |  | 000000000060128988 | BHP1 | BHP Spares & Supplies | 441200 | Office supplies | EA | MAN2 | WALLET, DOCUMENT, FOOLSCAP, REF W218, WA | WALLET, DOCUMENT, FOOLSCAP, REF W218, WALTONS | W218 | 0019009008 | WALTONS
000000000060233279 | STP-004 | DATA ENRICHMENT | SMX | SMX |  | 2022-09-28 |  |  | 000000000060233279 | BHP1 | BHP Spares & Supplies | 411000 | Laboratory Equipment | EA | MAN2 | WATCH,WALL | WALL,WATCH
000000000060251013 | STP-004 | DATA ENRICHMENT | SMX | SMX |  | 2022-09-28 |  |  | 000000000060251013 | BHP1 | BHP Spares & Supplies | 200000 | Mining Machinery and Accessories | EA | MAN2 | WATCH,WRIST,CASIO,STANDARD,COLLECTION,ME | WATCH,WRIST,CASIO,STANDARD,COLLECTION,MENS,100M,ANALOG,STAINLESS,STEEL,10
000000000060231562 | STP-004 | DATA ENRICHMENT | SMX | SMX |  | 2022-09-28 |  |  | 000000000060231562 | BHP1 | BHP Spares & Supplies | 141117 | Personal paper products | CT | MAN2 | WIPE,STERI | WIPE, STERI
000000000060233593 | STP-004 | DATA ENRICHMENT | SMX | SMX |  | 2022-09-28 |  |  | 000000000060233593 | BHP1 | BHP Spares & Supplies | 501300 | Dairy products and eggs | PAK | MAN2 | YOGHURT,CLOVER,FRUIT,FOREST,DAIRY,SNACK, | CLOVER , FRUIT , FOREST , DAIRY , SNACK , 100KG