## Sheet1
MATERIAL | Project Code | Activities | Production User | CA Code | Production Comments | Start Date | End Date | Remarks | MATERIAL CODE | MATERIAL TYPE | MATERIAL TYPE DESCRIPTION | MATERIAL GROUP | MATERIAL GROUP DESCRIPTION | UOM | MANUFACTURER PROFILE | SHORT TEXT | LONG TEXT | MANUFACTURER PART NUMBER. | MANUFACTURER. | MANUFACTURER NAME. | Reference URL | Reference URL 1 | Manufacturer Name | Manufacturer Part Number | Model Number | Alternate Manufacturer | Alternate Manufacturer Part Number | Alternate Manufacturer 1 | Alternate Manufacturer Part Number 1 | Equipment Name | Equipment Model | Equipment Manufacturer | Drawing Number | Serial Number | Item Number | Enriched/Cleansed | Noun | Modifier | Attribute Name 1 | Attribute Value 1 | Attribute Name 2 | Attribute Value 2 | Attribute Name 3 | Attribute Value 3 | Attribute Name 4 | Attribute Value 4 | Attribute Name 5 | Attribute Value 5 | Attribute Name 6 | Attribute Value 6 | Attribute Name 7 | Attribute Value 7 | Attribute Name 8 | Attribute Value 8 | Attribute Name 9 | Attribute Value 9 | Attribute Name 10 | Attribute Value 10 | Attribute Name 11 | Attribute Value 11 | Attribute Name 12 | Attribute Value 12 | Attribute Name 13 | Attribute Value 13 | Attribute Name 14 | Attribute Value 14 | Attribute Name 15 | Attribute Value 15 | Attribute Name 16 | Attribute Value 16 | Attribute Name 17 | Attribute Value 17 | Attribute Name 18 | Attribute Value 18 | Attribute Name 19 | Attribute Value 19 | Attribute Name 20 | Attribute Value 20 | Attribute Name 21 | Attribute Value 21 | Attribute Name 22 | Attribute Value 22 | Attribute Name 23 | Attribute Value 23 | Attribute Name 24 | Attribute Value 24 | Attribute Name 25 | Attribute Value 25 | Attribute Name 26 | Attribute Value 26 | Attribute Name 27 | Attribute Value 27 | Attribute Name 28 | Attribute Value 28 | Attribute Name 29 | Attribute Value 29 | Attribute Name 30 | Attribute Value 30 | Status
000000000060183724 | STP-004 | DATA ENRICHMENT | SPC | SPC |  | 2022-09-28 |  |  | 000000000060183724 | BHP1 | BHP Spares & Supplies | 301022 | Plate | EA | MAN2 | BEAM, SLIDING, PRE-DRYING, ZONE 2 | B: 8 OFF, ITEM C: 8 OFF, DRAWING FW47 C57 069: ITEM 5: 6 OFF, ITEM 12: 3, OFF, DRAWING FW47 C57 070: ITEM 13: 3 OFF, ITEM 14: 1 OFF, ITEM 15: 1, OFF, ITEM 16: 1 OFF, ITEM 17: 3 OFF, ITEM 18: 2 OFF, ITEM 19: 1 OFF,, ITEM 20: 1 OFF, BEAM, SLIDING, PRE-DRYING, MATERIAL: SPHEROIDAL GRAPHITE CAST IRON, TO, DIN 1693, MATERIAL CODE: GGG-50, HARDNESS 140-190 BRINELL, FABRICATED TO, FERROMETALS DRAWINGS: FW47 C57 041 REV B, FW47 C57 069 AND FW47 C57 070., LINERS MUST BE SLGHTLY OILED BEFORE PACKED FOR STORAGE. COMPLETE SET TO, BE PACKED AND SEALED IN A WOODEN CRATE WITH A COMPLETE ITEM LIST, DISPLAYED ON OUTSIDE OF CRATE. ITEM LIST TO BE WRAPPED IN PLASTIC FOR, WEATHER PROOFING. ITEMS TO BE SUPPLIED: DRAWING FW47 C57 041 REV B: ITEM, SSI FMT272
000000000060214378 | STP-004 | DATA ENRICHMENT | SPC | SPC |  | 2022-09-28 |  |  | 000000000060214378 | BHP1 | BHP Spares & Supplies | 301017 | Beams | ST | MAN2 | BEAM, SLIDING, ZONE 1, SINTER FURNACE, C | BEAM, SLIDING, ZONE 1, SINTER FURNACE, COMPLETE SET, ITEMS 3,20, C/W FASTENERS, MATERIAL FERROUS STEELBELT S45 |  | 0019002490 | OUTOTEC
000000000060214387 | STP-004 | DATA ENRICHMENT | SPC | SPC |  | 2022-09-28 |  |  | 000000000060214387 | BHP1 | BHP Spares & Supplies | 301017 | Beams | ST | MAN2 | BEAM, SLIDING, ZONE 10, SINTER FURNACE, | BEAM, SLIDING, ZONE 10, SINTER FURNACE, COMPLETE SET, ITEMS 1,6,7,8,9,10,11,20,22, C/W FASTENERS, MATERIAL FERROUS STEELBELT S45 |  | 0019002490 | OUTOTEC
000000000060214381 | STP-004 | DATA ENRICHMENT | SPC | SPC |  | 2022-09-28 |  |  | 000000000060214381 | BHP1 | BHP Spares & Supplies | 301017 | Beams | ST | MAN2 | BEAM, SLIDING, ZONE 4, SINTER FURNACE, C | BEAM, SLIDING, ZONE 4, SINTER FURNACE, COMPLETE SET, ITEMS, 2,21,22,30, C/W FASTENERS, MATERIAL FERROUS STEELBELT S45 |  | 0019002490 | OUTOTEC
000000000060152106 | STP-004 | DATA ENRICHMENT | SPC | SPC |  | 2022-09-28 |  |  | 000000000060152106 | BHP1 | BHP Spares & Supplies | 301017 | Beams | EA | MAN2 | BEAM, TUNDISH SUPPORT, FERROMETALS DRAWI | BEAM, TUNDISH SUPPORT, FERROMETALS DRAWING FW40T14002, IC3 GRANULATION,, FERROMETALS
000000000060106542 | STP-004 | DATA ENRICHMENT | SPC | SPC |  | 2022-09-28 |  |  | 000000000060106542 | BHP1 | BHP Spares & Supplies | 301017 | Beams | EA | MAN2 | BEAM, UNIVERSAL, 203MM X 133MM, 13M LONG | BEAM, UNIVERSAL, 203MM X 133MM, 13M LONG, 29.8KG/M
000000000060106536 | STP-004 | DATA ENRICHMENT | SPC | SPC |  | 2022-09-28 |  |  | 000000000060106536 | BHP1 | BHP Spares & Supplies | 301017 | Beams | EA | MAN2 | BEAM, UNIVERSAL, 203MM X 133MM, 9M LONG, | BEAM, UNIVERSAL, 203MM X 133MM, 9M LONG, 25.3KG/M
000000000060106546 | STP-004 | DATA ENRICHMENT | SPC | SPC |  | 2022-09-28 |  |  | 000000000060106546 | BHP1 | BHP Spares & Supplies | 301017 | Beams | EA | MAN2 | BEAM, UNIVERSAL, 254MM X 146MM, 11M LONG | BEAM, UNIVERSAL, 254MM X 146MM, 11 METRE LONG, 31.3KG/M, TO SABS 1431 GRADE 300WA
000000000060106547 | STP-004 | DATA ENRICHMENT | SPC | SPC |  | 2022-09-28 |  |  | 000000000060106547 | BHP1 | BHP Spares & Supplies | 301017 | Beams | EA | MAN2 | BEAM, UNIVERSAL, 254MM X 146MM, 13M LONG | BEAM, UNIVERSAL, 254MM X 146MM, 13M LONG, 31.3KG/M
000000000060106545 | STP-004 | DATA ENRICHMENT | SPC | SPC |  | 2022-09-28 |  |  | 000000000060106545 | BHP1 | BHP Spares & Supplies | 301017 | Beams | EA | MAN2 | BEAM, UNIVERSAL, 254MM X 146MM, 9M LONG, | BEAM, UNIVERSAL, 254MM X 146MM, 9 METRE LONG, 31.3KG/M, TO SABS 1431 GRADE 300WA
000000000060106550 | STP-004 | DATA ENRICHMENT | SPC | SPC |  | 2022-09-28 |  |  | 000000000060106550 | BHP1 | BHP Spares & Supplies | 301017 | Beams | EA | MAN2 | BEAM, UNIVERSAL, 254MM X 146MM, 9M LONG, | BEAM, UNIVERSAL, 254MM X 146MM, 9M LONG, 37.2KG/M
000000000060106555 | STP-004 | DATA ENRICHMENT | SPC | SPC |  | 2022-09-28 |  |  | 000000000060106555 | BHP1 | BHP Spares & Supplies | 301017 | Beams | EA | MAN2 | BEAM, UNIVERSAL, 254MM X 146MM, 9M LONG, | BEAM, UNIVERSAL, 254MM X 146MM, 9M LONG, 43.2KG/M
000000000060106576 | STP-004 | DATA ENRICHMENT | SPC | SPC |  | 2022-09-28 |  |  | 000000000060106576 | BHP1 | BHP Spares & Supplies | 301017 | Beams | EA | MAN2 | BEAM, UNIVERSAL, 305MM X 165MM, 11 EMTRE | BEAM, UNIVERSAL, 305MM X 165MM, 11 EMTRE LONG, 40.5KG/M
000000000060106575 | STP-004 | DATA ENRICHMENT | SPC | SPC |  | 2022-09-28 |  |  | 000000000060106575 | BHP1 | BHP Spares & Supplies | 301017 | Beams | EA | MAN2 | BEAM, UNIVERSAL, 305MM X 165MM, 9M LONG, | BEAM, UNIVERSAL, 305MM X 165MM, 9M LONG, 40.5KG/M
000000000060106585 | STP-004 | DATA ENRICHMENT | SPC | SPC |  | 2022-09-28 |  |  | 000000000060106585 | BHP1 | BHP Spares & Supplies | 301017 | Beams | EA | MAN2 | BEAM, UNIVERSAL, 305MM X 165MM, 9M LONG, | BEAM, UNIVERSAL, 305MM X 165MM, 9M LONG, 53.6KG/M
000000000060106580 | STP-004 | DATA ENRICHMENT | SPC | SPC |  | 2022-09-28 |  |  | 000000000060106580 | BHP1 | BHP Spares & Supplies | 301017 | Beams | EA | MAN2 | BEAM, UNIVERSAL, 305MM X 165MM, 9M LONG, | BEAM, UNIVERSAL, 305MM X 165MM, 9M LONG, 46.13KG/M
000000000060106590 | STP-004 | DATA ENRICHMENT | SPC | SPC |  | 2022-09-28 |  |  | 000000000060106590 | BHP1 | BHP Spares & Supplies | 301017 | Beams | EA | MAN2 | BEAM, UNIVERSAL, 356MM X 171MM, 9M LONG, | BEAM, UNIVERSAL, 356MM X 171MM, 9 METRE LONG, 44.8KG/M, TO SABS 1431 GRADE 300WA
000000000060106615 | STP-004 | DATA ENRICHMENT | SPC | SPC |  | 2022-09-28 |  |  | 000000000060106615 | BHP1 | BHP Spares & Supplies | 301017 | Beams | EA | MAN2 | BEAM, UNIVERSAL, 406MM X 140MM, 9M LONG, | BEAM, UNIVERSAL, 406MM X 140MM, 9 METRE LONG, 46.3KG/M, TO SABS 1431 GRADE 300WA
000000000060106625 | STP-004 | DATA ENRICHMENT | SPC | SPC |  | 2022-09-28 |  |  | 000000000060106625 | BHP1 | BHP Spares & Supplies | 301017 | Beams | EA | MAN2 | BEAM, UNIVERSAL, 406MM X 178MM, 9M LONG, | BEAM, UNIVERSAL, 406MM X 178MM, 9M LONG, 60.1KG
000000000060106660 | STP-004 | DATA ENRICHMENT | SPC | SPC |  | 2022-09-28 |  |  | 000000000060106660 | BHP1 | BHP Spares & Supplies | 301017 | Beams | EA | MAN2 | BEAM, UNIVERSAL, 457MM X 191MM, 9M LONG, | BEAM, UNIVERSAL, 457MM X 191MM, 9 METRE LONG, 98.3KG/M, TO SABS 1431 GRADE 300WA
000000000060106685 | STP-004 | DATA ENRICHMENT | SPC | SPC |  | 2022-09-28 |  |  | 000000000060106685 | BHP1 | BHP Spares & Supplies | 301017 | Beams | EA | MAN2 | BEAM, UNIVERSAL, 533MM X 210MM, 9M LONG, | BEAM, UNIVERSAL, 533MM X 210MM, 9 METRE LONG, 122KG/M, TO SABS 1431 GRADE 300WA
000000000060241605 | STP-004 | DATA ENRICHMENT | SPC | SPC |  | 2022-09-28 |  |  | 000000000060241605 | BHP1 | BHP Spares & Supplies | 200000 | Mining Machinery and Accessories | EA | MAN2 | BEAM,CENTRAL,77010222,DD210L | CENTRAL BEAM, DD210L, PN 77010222 | 77010222
000000000060241612 | STP-004 | DATA ENRICHMENT | SPC | SPC |  | 2022-09-28 |  |  | 000000000060241612 | BHP1 | BHP Spares & Supplies | 200000 | Mining Machinery and Accessories | EA | MAN2 | BEAM,FRONT,77010224,DD210L | FRONT BEAM, DD210L, PN 77010224 | 77010224
000000000060241606 | STP-004 | DATA ENRICHMENT | SPC | SPC |  | 2022-09-28 |  |  | 000000000060241606 | BHP1 | BHP Spares & Supplies | 200000 | Mining Machinery and Accessories | EA | MAN2 | BEAM,LEFT,77010225,DD210L | LEFT SIDE BEAM, DD210L, PN 77010225 | 77010225
000000000060249514 | STP-004 | DATA ENRICHMENT | SPC | SPC |  | 2022-09-28 |  |  | 000000000060249514 | BHP1 | BHP Spares & Supplies | 310000 | Manufacturing Components and Supplies | EA | MAN2 | BEAM,LOAD CELL MK1,DRAWING TWP-6224,WPL | BEAM,LOAD CELL MK1,DRAWING TWP-6224,WPL RAW MATERIAL HANDLING
000000000060249513 | STP-004 | DATA ENRICHMENT | SPC | SPC |  | 2022-09-28 |  |  | 000000000060249513 | BHP1 | BHP Spares & Supplies | 310000 | Manufacturing Components and Supplies | EA | MAN2 | BEAM,LOAD CELL MK2,DRAWING TWP-6224,WPL | BEAM,LOAD CELL MK2,DRAWING TWP-6224,WPL RAW MATERIAL HANDLING
000000000060241614 | STP-004 | DATA ENRICHMENT | SPC | SPC |  | 2022-09-28 |  |  | 000000000060241614 | BHP1 | BHP Spares & Supplies | 200000 | Mining Machinery and Accessories | EA | MAN2 | BEAM,REAR,77010223,DD210L | REAR BEAM, DD210L, PN 77010223 | 77010223
000000000060241610 | STP-004 | DATA ENRICHMENT | SPC | SPC |  | 2022-09-28 |  |  | 000000000060241610 | BHP1 | BHP Spares & Supplies | 200000 | Mining Machinery and Accessories | EA | MAN2 | BEAM,REAR,RIGHT,VERTICAL,77010227,DD210L | REAR RIGHT VERTICAL BEAM, DD210L, PN 77010227 | 77010227
000000000060241609 | STP-004 | DATA ENRICHMENT | SPC | SPC |  | 2022-09-28 |  |  | 000000000060241609 | BHP1 | BHP Spares & Supplies | 200000 | Mining Machinery and Accessories | EA | MAN2 | BEAM,RIGHT,77010226,DD210L | RIGHT SIDE BEAM, DD210L, PN 77010226 | 77010226
000000000060164709 | STP-004 | DATA ENRICHMENT | SPC | SPC |  | 2022-09-28 |  |  | 000000000060164709 | BHP1 | BHP Spares & Supplies | 301017 | Beams | ST | MAN2 | BEAM,SLIDING,DISCHARGE,ZONE 10 | BEAM, SLIDING, DISCHARGE, MATERIAL: SPHEROIDAL GRAPHITE CAST IRON, TO, DIN 1693, ZONE 10, DRW 544/PS-SF-180-1 REV1, SSI FMT272
000000000060164708 | STP-004 | DATA ENRICHMENT | SPC | SPC |  | 2022-09-28 |  |  | 000000000060164708 | BHP1 | BHP Spares & Supplies | 301017 | Beams | ST | MAN2 | BEAM,SLIDING,FEEDING,ZONE 1A | BEAM, SLIDING, FEEDING, MATERIAL: SPHEROIDAL GRAPHITE CAST IRON, TO DIN, 1693, ZONE 1A, DRW 544/PS-SF-180-1 REV1
000000000060214377 | STP-004 | DATA ENRICHMENT | SPC | SPC |  | 2022-09-28 |  |  | 000000000060214377 | BHP1 | BHP Spares & Supplies | 301017 | Beams | ST | MAN2 | BEAM,SLIDING,ZONE 1.1,SINTER FURNACE, | BEAM, SLIDING, ZONE 1.1, SINTER FURNACE, COMPLETE SET, ITEMS 5,20, C/W FASTENERS, MATERIAL FERROUS STEELBELT S45 |  | 0019002490 | OUTOTEC
000000000060214380 | STP-004 | DATA ENRICHMENT | SPC | SPC |  | 2022-09-28 |  |  | 000000000060214380 | BHP1 | BHP Spares & Supplies | 301017 | Beams | ST | MAN2 | BEAM,SLIDING,ZONE 3,SINTER FURNACE,C | BEAM, SLIDING, ZONE 3, SINTER FURNACE, COMPLETE SET, ITEMS 21,22,29, C/W FASTENERS, MATERIAL FERROUS STEELBELT S45 |  | 0019002490 | OUTOTEC
000000000060214383 | STP-004 | DATA ENRICHMENT | SPC | SPC |  | 2022-09-28 |  |  | 000000000060214383 | BHP1 | BHP Spares & Supplies | 301017 | Beams | ST | MAN2 | BEAM,SLIDING,ZONE 6,SINTER FURNACE,C | BEAM, SLIDING, ZONE 6, SINTER FURNACE, COMPLETE SET, ITEMS 15,16,17,18,19,20,22,23,25,26,27,28, C/W FASTENERS, MATERIAL FERROUS STE |  | 0019002490 | OUTOTEC
000000000060214384 | STP-004 | DATA ENRICHMENT | SPC | SPC |  | 2022-09-28 |  |  | 000000000060214384 | BHP1 | BHP Spares & Supplies | 301017 | Beams | ST | MAN2 | BEAM,SLIDING,ZONE 7,SINTER FURNACE,C | BEAM, SLIDING, ZONE 7, SINTER FURNACE, COMPLETE SET, ITEMS 2,20,22, C/W FASTENERS, MATERIAL FERROUS STEELBELT S45 |  | 0019002490 | OUTOTEC
000000000060214385 | STP-004 | DATA ENRICHMENT | SPC | SPC |  | 2022-09-28 |  |  | 000000000060214385 | BHP1 | BHP Spares & Supplies | 301017 | Beams | ST | MAN2 | BEAM,SLIDING,ZONE 8,SINTER FURNACE,C | BEAM, SLIDING, ZONE 8, SINTER FURNACE, COMPLETE SET, ITEMS 2,20,22,30, C/W FASTENERS, MATERIAL FERROUS STEELBELT S45 |  | 0019002490 | OUTOTEC
000000000060214386 | STP-004 | DATA ENRICHMENT | SPC | SPC |  | 2022-09-28 |  |  | 000000000060214386 | BHP1 | BHP Spares & Supplies | 301017 | Beams | ST | MAN2 | BEAM,SLIDING,ZONE 9,SINTER FURNACE,C | BEAM, SLIDING, ZONE 9, SINTER FURNACE, COMPLETE SET, ITEMS 2,20,22, C/W FASTENERS, MATERIAL FERROUS STEELBELT S45 |  | 0019002490 | OUTOTEC
000000000060164710 | STP-004 | DATA ENRICHMENT | SPC | SPC |  | 2022-09-28 |  |  | 000000000060164710 | BHP1 | BHP Spares & Supplies | 301017 | Beams | ST | MAN2 | BEAM,SLIDING,ZONES 3,4,5,7,8 AND 9 | OFF, BEAM, SLIDING, ZONES 3, 4, 5, 7, 8 & 9, MATERIAL: SPHEROIDAL GRAPHITE, CAST IRON, TO DIN 1693, MATERIAL CODE: GGG-50, HARDNESS 140-190 BRINELL,, FABRICATED TO FERROMETALS DRAWINGS: FW47 C57 041 REV B, LINERS MUST BE, SLGHTLY OILED BEFORE PACKED FOR STORAGE. COMPLETE SET TO BE PACKED AND, SEALED IN A WOODEN CRATE WITH A COMPLETE ITEM LIST DISPLAYED ON OUTSIDE, OF CRATE. ITEM LIST TO BE WRAPPED IN PLASTIC FOR WEATHER PROOFING. ITEMS, TO BE SUPPLIED: DRAWING FW47 C57 041 REV B: ITEM B: 28 OFF, ITEM C: 26, SSI FMT00466 | FER.M.F.SB.SB.5 | 0019003467 | UNKNOWN
000000000060248970 | STP-004 | DATA ENRICHMENT | SPC | SPC |  | 2022-09-28 |  |  | 000000000060248970 | BHP1 | BHP Spares & Supplies | 200000 | Mining Machinery and Accessories | EA | MAN2 | BEAM,SUPPORT,TWIN,GRIZZLY,1ST,FROM,FEED, | BEAM,SUPPORT,TWIN,GRIZZLY,1ST,FROM,FEED,END | DXMC-205181-A | 0019011819 | Unknown
000000000060249001 | STP-004 | DATA ENRICHMENT | SPC | SPC |  | 2022-09-28 |  |  | 000000000060249001 | BHP1 | BHP Spares & Supplies | 200000 | Mining Machinery and Accessories | EA | MAN2 | BEAM,SUPPORT,TWIN,GRIZZLY,2ND,FROM,FEED, | BEAM,SUPPORT,TWIN,GRIZZLY,2ND,FROM,FEED,END | DXMC-205181-B | 0019011819 | Unknown
000000000060247723 | STP-004 | DATA ENRICHMENT | SPC | SPC |  | 2022-09-28 |  |  | 000000000060247723 | BHP1 | BHP Spares & Supplies | 230000 | Industrial Manufacturing and Processing Machinery and Access | EA | MAN2 | BEAM,UNIVERSAL,152 X 152 X 30,6M,EA | BEAM,UNIVERSAL,152MM X 152MM X 30MM,6M,EA
000000000060227953 | STP-004 | DATA ENRICHMENT | SPC | SPC |  | 2022-09-28 |  |  | 000000000060227953 | BHP1 | BHP Spares & Supplies | 301017 | Beams | EA | MAN2 | BEAM,UNIVERSAL,254 X 146 X 37KG x 13M | 254 X 146 X 37KGx13M UNIVERSAL BEAMS
000000000060235130 | STP-004 | DATA ENRICHMENT | SPC | SPC |  | 2022-09-28 |  |  | 000000000060235130 | BHP1 | BHP Spares & Supplies | 811016 | Mechanical engineering | ST | MAN2 | SLIDING BEAMS AS PER DRW. | SLIDING BEAMS AS PER DRW.558/P45-Q8-180-9
000000000060225164 | STP-004 | DATA ENRICHMENT | SPC | SPC |  | 2022-09-28 |  |  | 000000000060225164 | BHP1 | BHP Spares & Supplies | 401018 | Heating | ST | MAN2 | SLIDING BEAMS, PSP, ZONE 1, | SLIDING BEAMS, PSP, ZONE 1, COMPLETE SET
000000000060225173 | STP-004 | DATA ENRICHMENT | SPC | SPC |  | 2022-09-28 |  |  | 000000000060225173 | BHP1 | BHP Spares & Supplies | 401018 | Heating | ST | MAN2 | SLIDING BEAMS, PSP, ZONE 10, | SLIDING BEAMS, PSP, ZONE 10, COMPLETE SET
000000000060225165 | STP-004 | DATA ENRICHMENT | SPC | SPC |  | 2022-09-28 |  |  | 000000000060225165 | BHP1 | BHP Spares & Supplies | 401018 | Heating | ST | MAN2 | SLIDING BEAMS, PSP, ZONE 2, | SLIDING BEAMS, PSP, ZONE 2, COMPLETE SET
000000000060225168 | STP-004 | DATA ENRICHMENT | SPC | SPC |  | 2022-09-28 |  |  | 000000000060225168 | BHP1 | BHP Spares & Supplies | 401018 | Heating | ST | MAN2 | SLIDING BEAMS, PSP, ZONE 5, | SLIDING BEAMS, PSP, ZONE 5, COMPLETE SET
000000000060225169 | STP-004 | DATA ENRICHMENT | SPC | SPC |  | 2022-09-28 |  |  | 000000000060225169 | BHP1 | BHP Spares & Supplies | 401018 | Heating | ST | MAN2 | SLIDING BEAMS, PSP, ZONE 6, | SLIDING BEAMS, PSP, ZONE 6, COMPLETE SET
000000000060225171 | STP-004 | DATA ENRICHMENT | SPC | SPC |  | 2022-09-28 |  |  | 000000000060225171 | BHP1 | BHP Spares & Supplies | 401018 | Heating | ST | MAN2 | SLIDING BEAMS, PSP, ZONE 8, | SLIDING BEAMS, PSP, ZONE 8, COMPLETE SET
000000000060225172 | STP-004 | DATA ENRICHMENT | SPC | SPC |  | 2022-09-28 |  |  | 000000000060225172 | BHP1 | BHP Spares & Supplies | 401018 | Heating | ST | MAN2 | SLIDING BEAMS, PSP, ZONE 9, | SLIDING BEAMS, PSP, ZONE 9, COMPLETE SET
000000000060245107 | STP-004 | DATA ENRICHMENT | SPC | SPC |  | 2022-09-28 |  |  | 000000000060245107 | BHP1 | BHP Spares & Supplies | 301017 | Beams | ST | MAN2 | SLIDING BEAMS,ZONE 5 | SLIDING BEAMS, ZONE 5, SINTERING FURNACE 71-FN-501, NEW STOCK AS PER ESSI: 1745 | 890/071-P45-Q4 | 0019002490 | OUTOTEC
000000000060253431 | STP-004 | DATA ENRICHMENT | SPC | SPC |  | 2022-09-28 |  |  | 000000000060253431 | BHP1 | BHP Spares & Supplies | 271128 | Tool attachments | EA | MAN2 | BID,HAMMER DRILL,HILTI,10MM,409190 | BID, HAMMER DRILL, HILTI, 10MM, 409190, TE-CX 10/27, LENGTH 270MM | 409190,TE-CX 10/27 | 0019011819 | Unknown
000000000060253427 | STP-004 | DATA ENRICHMENT | SPC | SPC |  | 2022-09-28 |  |  | 000000000060253427 | BHP1 | BHP Spares & Supplies | 271128 | Tool attachments | EA | MAN2 | BID,HAMMER DRILL,HILTI,12MM,409199 | BID, HAMMER DRILL, HILTI, 12MM, 409199, TE-CX 12/27, LENGTH, 270MM | ,409199,TE-CX 12/27 | 0019011819 | Unknown
000000000060253433 | STP-004 | DATA ENRICHMENT | SPC | SPC |  | 2022-09-28 |  |  | 000000000060253433 | BHP1 | BHP Spares & Supplies | 271128 | Tool attachments | EA | MAN2 | BID,HAMMER DRILL,HILTI,14MM,409206 | BID, HAMMER DRILL, HILTI, 14MM, 409206, TE-CX 14/27, LENGTH 270MM | 409206,TE-CX 14/27 | 0019011819 | Unknown
000000000060253432 | STP-004 | DATA ENRICHMENT | SPC | SPC |  | 2022-09-28 |  |  | 000000000060253432 | BHP1 | BHP Spares & Supplies | 271128 | Tool attachments | EA | MAN2 | BID,HAMMER DRILL,HILTI,16MM,409216 | BID, HAMMER DRILL, HILTI, 16MM, 409216, TE-CX 16/27, LENGTH 270MM | 409216,TE-CX 16/27 | 0019011819 | Unknown
000000000060253429 | STP-004 | DATA ENRICHMENT | SPC | SPC |  | 2022-09-28 |  |  | 000000000060253429 | BHP1 | BHP Spares & Supplies | 271128 | Tool attachments | EA | MAN2 | BID,HAMMER DRILL,HILTI,18MM,2206746 | BID, HAMMER DRILL, HILTI, 18MM, 2206746, TE-CX 18/27, LENGTH 320MM | 2206746,TE-CX 18/27 | 0019011819 | Unknown
000000000060253434 | STP-004 | DATA ENRICHMENT | SPC | SPC |  | 2022-09-28 |  |  | 000000000060253434 | BHP1 | BHP Spares & Supplies | 271128 | Tool attachments | EA | MAN2 | BID,HAMMER DRILL,HILTI,20MM,2206617 | BID, HAMMER DRILL, HILTI, 20MM, 2206617, TE-CX 20/32, LENGTH 320MM | 2206617,TE-CX 20/32 | 0019011819 | Unknown
000000000060253430 | STP-004 | DATA ENRICHMENT | SPC | SPC |  | 2022-09-28 |  |  | 000000000060253430 | BHP1 | BHP Spares & Supplies | 271128 | Tool attachments | EA | MAN2 | BID,HAMMER DRILL,HILTI,24MM,2206731 | BID, HAMMER DRILL, HILTI, 24MM, 2206731, TE-CX 24/27, LENGTH 270MM | 2206731,TE-CX 24/27 | 0019011819 | Unknown
000000000060235676 | STP-004 | DATA ENRICHMENT | SPC | SPC |  | 2022-09-28 |  |  | 000000000060235676 | BHP1 | BHP Spares & Supplies | 201216 | Drilling bits | EA | MAN2 | BIT,DRILL,8MMX230MM,SDS,PLUS | BIT,DRILL,8MMX230MM,SDS,PLUS
000000000060235675 | STP-004 | DATA ENRICHMENT | SPC | SPC |  | 2022-09-28 |  |  | 000000000060235675 | BHP1 | BHP Spares & Supplies | 201216 | Drilling bits | EA | MAN2 | BIT,DRILL,8MMX460MM,SDS,PLUS | BIT,DRILL,8MM X 460MM,SDS PLUS
000000000060245218 | STP-004 | DATA ENRICHMENT | SPC | SPC |  | 2022-09-28 |  |  | 000000000060245218 | BHP1 | BHP Spares & Supplies | 200000 | Mining Machinery and Accessories | EA | MAN2 | BIT,DRILL,CONCRETE,18X160MM | BIT,DRILL,CONCRETE,18X160MM
000000000060133717 | STP-004 | DATA ENRICHMENT | SPC | SPC |  | 2022-09-28 |  |  | 000000000060133717 | BHP1 | BHP Spares & Supplies | 271100 | Hand tools | EA | MAN2 | DRILL, HSS SS - 1160650, 6,5MMX150MM, SO | DRILL, HSS SS # 1160650, 6,5MMX150MM, SOMTA
000000000060133722 | STP-004 | DATA ENRICHMENT | SPC | SPC |  | 2022-09-28 |  |  | 000000000060133722 | BHP1 | BHP Spares & Supplies | 271100 | Hand tools | EA | MAN2 | DRILL, JOBBER HSS COBALT - 1770250, 2,5M | DRILL, JOBBER HSS COBALT # 1770250, 2,5MM, SOMTA
000000000060133723 | STP-004 | DATA ENRICHMENT | SPC | SPC |  | 2022-09-28 |  |  | 000000000060133723 | BHP1 | BHP Spares & Supplies | 271100 | Hand tools | EA | MAN2 | DRILL, JOBBER HSS COBALT - 1770300, 3MM, | DRILL, JOBBER HSS COBALT # 1770300, 3MM, SOMTA
000000000060133724 | STP-004 | DATA ENRICHMENT | SPC | SPC |  | 2022-09-28 |  |  | 000000000060133724 | BHP1 | BHP Spares & Supplies | 271100 | Hand tools | EA | MAN2 | DRILL, JOBBER HSS COBALT - 1770350, 3,5M | DRILL, JOBBER HSS COBALT # 1770350, 3,5MM, SOMTA
000000000060133725 | STP-004 | DATA ENRICHMENT | SPC | SPC |  | 2022-09-28 |  |  | 000000000060133725 | BHP1 | BHP Spares & Supplies | 271100 | Hand tools | EA | MAN2 | DRILL, JOBBER HSS COBALT - 1770400, 4MM, | DRILL, JOBBER HSS COBALT # 1770400, 4MM, SOMTA
000000000060133726 | STP-004 | DATA ENRICHMENT | SPC | SPC |  | 2022-09-28 |  |  | 000000000060133726 | BHP1 | BHP Spares & Supplies | 271100 | Hand tools | EA | MAN2 | DRILL, JOBBER HSS COBALT - 1770450, 4,5M | DRILL, JOBBER HSS COBALT # 1770450, 4,5MM, SOMTA
000000000060133727 | STP-004 | DATA ENRICHMENT | SPC | SPC |  | 2022-09-28 |  |  | 000000000060133727 | BHP1 | BHP Spares & Supplies | 271100 | Hand tools | EA | MAN2 | DRILL, JOBBER HSS COBALT - 1770500, 5MM, | DRILL, JOBBER HSS COBALT # 1770500, 5MM, SOMTA
000000000060133728 | STP-004 | DATA ENRICHMENT | SPC | SPC |  | 2022-09-28 |  |  | 000000000060133728 | BHP1 | BHP Spares & Supplies | 271100 | Hand tools | EA | MAN2 | DRILL, JOBBER HSS COBALT - 1770600, 6MM, | DRILL, JOBBER HSS COBALT # 1770600, 6MM, SOMTA
000000000060133729 | STP-004 | DATA ENRICHMENT | SPC | SPC |  | 2022-09-28 |  |  | 000000000060133729 | BHP1 | BHP Spares & Supplies | 271100 | Hand tools | EA | MAN2 | DRILL, JOBBER HSS COBALT - 1770650, 6,5M | DRILL, JOBBER HSS COBALT # 1770650, 6,5MM, SOMTA
000000000060133730 | STP-004 | DATA ENRICHMENT | SPC | SPC |  | 2022-09-28 |  |  | 000000000060133730 | BHP1 | BHP Spares & Supplies | 271100 | Hand tools | EA | MAN2 | DRILL, JOBBER HSS COBALT - 1770700, 7MM, | DRILL, JOBBER HSS COBALT # 1770700, 7MM, SOMTA
000000000060133731 | STP-004 | DATA ENRICHMENT | SPC | SPC |  | 2022-09-28 |  |  | 000000000060133731 | BHP1 | BHP Spares & Supplies | 271100 | Hand tools | EA | MAN2 | DRILL, JOBBER HSS COBALT - 1770750, 7,5M | DRILL, JOBBER HSS COBALT # 1770750, 7,5MM, SOMTA
000000000060133732 | STP-004 | DATA ENRICHMENT | SPC | SPC |  | 2022-09-28 |  |  | 000000000060133732 | BHP1 | BHP Spares & Supplies | 271100 | Hand tools | EA | MAN2 | DRILL, JOBBER HSS COBALT - 1770800, 8MM, | DRILL, JOBBER HSS COBALT # 1770800, 8MM, SOMTA
000000000060133733 | STP-004 | DATA ENRICHMENT | SPC | SPC |  | 2022-09-28 |  |  | 000000000060133733 | BHP1 | BHP Spares & Supplies | 271100 | Hand tools | EA | MAN2 | DRILL, JOBBER HSS COBALT - 1770850, 8,5M | DRILL, JOBBER HSS COBALT # 1770850, 8,5MM, SOMTA
000000000060133734 | STP-004 | DATA ENRICHMENT | SPC | SPC |  | 2022-09-28 |  |  | 000000000060133734 | BHP1 | BHP Spares & Supplies | 271100 | Hand tools | EA | MAN2 | DRILL, JOBBER HSS COBALT - 1770900, 9MM, | DRILL, JOBBER HSS COBALT # 1770900, 9MM, SOMTA
000000000060133735 | STP-004 | DATA ENRICHMENT | SPC | SPC |  | 2022-09-28 |  |  | 000000000060133735 | BHP1 | BHP Spares & Supplies | 271100 | Hand tools | EA | MAN2 | DRILL, JOBBER HSS COBALT - 1770950, 9,5M | DRILL, JOBBER HSS COBALT # 1770950, 9,5MM, SOMTA
000000000060133736 | STP-004 | DATA ENRICHMENT | SPC | SPC |  | 2022-09-28 |  |  | 000000000060133736 | BHP1 | BHP Spares & Supplies | 271100 | Hand tools | EA | MAN2 | DRILL, JOBBER HSS COBALT - 1771050, 10,5 | DRILL, JOBBER HSS COBALT # 1771050, 10,5MM, SOMTA
000000000060133737 | STP-004 | DATA ENRICHMENT | SPC | SPC |  | 2022-09-28 |  |  | 000000000060133737 | BHP1 | BHP Spares & Supplies | 271100 | Hand tools | EA | MAN2 | DRILL, JOBBER HSS COBALT - 1771100, 10MM | DRILL, JOBBER HSS COBALT # 1771100, 10MM, SOMTA
000000000060133738 | STP-004 | DATA ENRICHMENT | SPC | SPC |  | 2022-09-28 |  |  | 000000000060133738 | BHP1 | BHP Spares & Supplies | 271100 | Hand tools | EA | MAN2 | DRILL, JOBBER HSS COBALT - 1771100, 11MM | DRILL, JOBBER HSS COBALT # 1771100, 11MM, SOMTA
000000000060133741 | STP-004 | DATA ENRICHMENT | SPC | SPC |  | 2022-09-28 |  |  | 000000000060133741 | BHP1 | BHP Spares & Supplies | 271100 | Hand tools | EA | MAN2 | DRILL, JOBBER HSS COBALT - 1771250, 12.5 | DRILL, JOBBER HSS COBALT # 1771250, 12.5MM, SOMTA
000000000060027330 | STP-004 | DATA ENRICHMENT | SPC | SPC |  | 2022-09-28 |  |  | 000000000060027330 | BHP1 | BHP Spares & Supplies | 271128 | Tool attachments | EA | MAN2 | DRILL, MASONARY, 1/4IN DIA, PARALLEL SHA | DRILL, MASONARY, 1/4IN DIA, PARALLEL SHANK, STD
000000000060125885 | STP-004 | DATA ENRICHMENT | SPC | SPC |  | 2022-09-28 |  |  | 000000000060125885 | BHP1 | BHP Spares & Supplies | 271128 | Tool attachments | EA | MAN2 | DRILL, MASONARY, 19MM DIA, PARALLEL SHAN | DRILL, MASONARY, 19MM DIA, PARALLEL SHANK, STD, CHANGE-HAVE TWO AT ALL TIMES-2020-11-02
000000000060133747 | STP-004 | DATA ENRICHMENT | SPC | SPC |  | 2022-09-28 |  |  | 000000000060133747 | BHP1 | BHP Spares & Supplies | 271100 | Hand tools | EA | MAN2 | DRILL, MASONRY (HICUT) - 8400600, 6 MM, | DRILL, MASONRY (HICUT) # 8400600, 6 MM, SOMTA
000000000060133748 | STP-004 | DATA ENRICHMENT | SPC | SPC |  | 2022-09-28 |  |  | 000000000060133748 | BHP1 | BHP Spares & Supplies | 271100 | Hand tools | EA | MAN2 | DRILL, MASONRY (HICUT) - 8401400, 14 MM, | DRILL, MASONRY (HICUT) # 8401400, 14 MM, SOMTA
000000000060133749 | STP-004 | DATA ENRICHMENT | SPC | SPC |  | 2022-09-28 |  |  | 000000000060133749 | BHP1 | BHP Spares & Supplies | 271100 | Hand tools | EA | MAN2 | DRILL, MASONRY (HICUT) - 8402000, 10MM, | DRILL, MASONRY (HICUT) # 8402000, 10MM, SOMTA
000000000060133752 | STP-004 | DATA ENRICHMENT | SPC | SPC |  | 2022-09-28 |  |  | 000000000060133752 | BHP1 | BHP Spares & Supplies | 271100 | Hand tools | EA | MAN2 | DRILL, MASONRY , (HICUT) - 8402500, 25MM | DRILL, MASONRY , (HICUT) # 8402500, 25MM, SOMTA
000000000060133753 | STP-004 | DATA ENRICHMENT | SPC | SPC |  | 2022-09-28 |  |  | 000000000060133753 | BHP1 | BHP Spares & Supplies | 271100 | Hand tools | EA | MAN2 | DRILL, MASONRY(HICUT) - 8401200, 12 MM, | DRILL, MASONRY(HICUT) # 8401200, 12 MM, SOMTA
000000000060133757 | STP-004 | DATA ENRICHMENT | SPC | SPC |  | 2022-09-28 |  |  | 000000000060133757 | BHP1 | BHP Spares & Supplies | 271100 | Hand tools | EA | MAN2 | DRILL, MTS HSS - 2021600, 16MM, SOMTA | DRILL, MTS HSS # 2021600, 16MM, SOMTA
000000000060133758 | STP-004 | DATA ENRICHMENT | SPC | SPC |  | 2022-09-28 |  |  | 000000000060133758 | BHP1 | BHP Spares & Supplies | 271100 | Hand tools | EA | MAN2 | DRILL, MTS HSS - 2021800, 18MM, SOMTA | DRILL, MTS HSS # 2021800, 18MM, SOMTA
000000000060133759 | STP-004 | DATA ENRICHMENT | SPC | SPC |  | 2022-09-28 |  |  | 000000000060133759 | BHP1 | BHP Spares & Supplies | 271100 | Hand tools | EA | MAN2 | DRILL, MTS HSS - 2022200, 22MM, SOMTA | DRILL, MTS HSS # 2022200, 22MM, SOMTA
000000000060133761 | STP-004 | DATA ENRICHMENT | SPC | SPC |  | 2022-09-28 |  |  | 000000000060133761 | BHP1 | BHP Spares & Supplies | 271100 | Hand tools | EA | MAN2 | DRILL, MTS HSS - 2032400, 24MM, SOMTA | DRILL, MTS HSS # 2032400, 24MM, SOMTA
000000000060133764 | STP-004 | DATA ENRICHMENT | SPC | SPC |  | 2022-09-28 |  |  | 000000000060133764 | BHP1 | BHP Spares & Supplies | 271100 | Hand tools | EA | MAN2 | DRILL, MTS HSS - 2033000, 30MM, SOMTA | DRILL, MTS HSS # 2033000, 30MM, SOMTA
000000000060179712 | STP-004 | DATA ENRICHMENT | SPC | SPC |  | 2022-09-28 |  |  | 000000000060179712 | BHP1 | BHP Spares & Supplies | 271100 | Hand tools | EA | MAN2 | DRILL, STEP, STRAIGHT SHANK, 5-35MM | DRILL, STEP, STRAIGHT SHANK, 5-35MM
000000000060133793 | STP-004 | DATA ENRICHMENT | SPC | SPC |  | 2022-09-28 |  |  | 000000000060133793 | BHP1 | BHP Spares & Supplies | 271100 | Hand tools | EA | MAN2 | DRILL, STRAIGHT SHANK JOBBER HSS - 10101 | DRILL, STRAIGHT SHANK JOBBER HSS # 1010150, 1,5MM,SOMTA
000000000060133794 | STP-004 | DATA ENRICHMENT | SPC | SPC |  | 2022-09-28 |  |  | 000000000060133794 | BHP1 | BHP Spares & Supplies | 271100 | Hand tools | EA | MAN2 | DRILL, STRAIGHT SHANK JOBBER HSS - 10102 | DRILL, STRAIGHT SHANK JOBBER HSS # 1010200, 2MM, SOMTA
000000000060133795 | STP-004 | DATA ENRICHMENT | SPC | SPC |  | 2022-09-28 |  |  | 000000000060133795 | BHP1 | BHP Spares & Supplies | 271100 | Hand tools | EA | MAN2 | DRILL, STRAIGHT SHANK JOBBER HSS - 10102 | DRILL, STRAIGHT SHANK JOBBER HSS # 1010250, 2,5MM,SOMTA
000000000060133797 | STP-004 | DATA ENRICHMENT | SPC | SPC |  | 2022-09-28 |  |  | 000000000060133797 | BHP1 | BHP Spares & Supplies | 271100 | Hand tools | EA | MAN2 | DRILL, STRAIGHT SHANK JOBBER HSS - 10103 | DRILL, STRAIGHT SHANK JOBBER HSS # 1010350, 3,5MM,SOMTA
000000000060133796 | STP-004 | DATA ENRICHMENT | SPC | SPC |  | 2022-09-28 |  |  | 000000000060133796 | BHP1 | BHP Spares & Supplies | 271100 | Hand tools | EA | MAN2 | DRILL, STRAIGHT SHANK JOBBER HSS - 10103 | DRILL, STRAIGHT SHANK JOBBER HSS # 1010300, 3MM, SOMTA
000000000060133799 | STP-004 | DATA ENRICHMENT | SPC | SPC |  | 2022-09-28 |  |  | 000000000060133799 | BHP1 | BHP Spares & Supplies | 271100 | Hand tools | EA | MAN2 | DRILL, STRAIGHT SHANK JOBBER HSS - 10104 | DRILL, STRAIGHT SHANK JOBBER HSS # 1010450, 4,5MM,SOMTA
000000000060133798 | STP-004 | DATA ENRICHMENT | SPC | SPC |  | 2022-09-28 |  |  | 000000000060133798 | BHP1 | BHP Spares & Supplies | 271100 | Hand tools | EA | MAN2 | DRILL, STRAIGHT SHANK JOBBER HSS - 10104 | DRILL, STRAIGHT SHANK JOBBER HSS # 1010400, 4MM, SOMTA
000000000060133800 | STP-004 | DATA ENRICHMENT | SPC | SPC |  | 2022-09-28 |  |  | 000000000060133800 | BHP1 | BHP Spares & Supplies | 271100 | Hand tools | EA | MAN2 | DRILL, STRAIGHT SHANK JOBBER HSS - 10105 | DRILL, STRAIGHT SHANK JOBBER HSS # 1010500, 5MM, SOMTA
000000000060133801 | STP-004 | DATA ENRICHMENT | SPC | SPC |  | 2022-09-28 |  |  | 000000000060133801 | BHP1 | BHP Spares & Supplies | 271100 | Hand tools | EA | MAN2 | DRILL, STRAIGHT SHANK JOBBER HSS - 10105 | DRILL, STRAIGHT SHANK JOBBER HSS # 1010550, 5,5MM,SOMTA
000000000060133802 | STP-004 | DATA ENRICHMENT | SPC | SPC |  | 2022-09-28 |  |  | 000000000060133802 | BHP1 | BHP Spares & Supplies | 271100 | Hand tools | EA | MAN2 | DRILL, STRAIGHT SHANK JOBBER HSS - 10106 | DRILL, STRAIGHT SHANK JOBBER HSS # 1010600, 6MM, SOMTA
000000000060133803 | STP-004 | DATA ENRICHMENT | SPC | SPC |  | 2022-09-28 |  |  | 000000000060133803 | BHP1 | BHP Spares & Supplies | 271100 | Hand tools | EA | MAN2 | DRILL, STRAIGHT SHANK JOBBER HSS - 10106 | DRILL, STRAIGHT SHANK JOBBER HSS # 1010650, 6,5MM,SOMTA
000000000060133804 | STP-004 | DATA ENRICHMENT | SPC | SPC |  | 2022-09-28 |  |  | 000000000060133804 | BHP1 | BHP Spares & Supplies | 271100 | Hand tools | EA | MAN2 | DRILL, STRAIGHT SHANK JOBBER HSS - 10107 | DRILL, STRAIGHT SHANK JOBBER HSS # 1010700, 7MM, SOMTA
000000000060133805 | STP-004 | DATA ENRICHMENT | SPC | SPC |  | 2022-09-28 |  |  | 000000000060133805 | BHP1 | BHP Spares & Supplies | 271100 | Hand tools | EA | MAN2 | DRILL, STRAIGHT SHANK JOBBER HSS - 10107 | DRILL, STRAIGHT SHANK JOBBER HSS # 1010750, 7,5MM,SOMTA
000000000060133806 | STP-004 | DATA ENRICHMENT | SPC | SPC |  | 2022-09-28 |  |  | 000000000060133806 | BHP1 | BHP Spares & Supplies | 271100 | Hand tools | EA | MAN2 | DRILL, STRAIGHT SHANK JOBBER HSS - 10108 | DRILL, STRAIGHT SHANK JOBBER HSS # 1010800, 8MM, SOMTA
000000000060133807 | STP-004 | DATA ENRICHMENT | SPC | SPC |  | 2022-09-28 |  |  | 000000000060133807 | BHP1 | BHP Spares & Supplies | 271100 | Hand tools | EA | MAN2 | DRILL, STRAIGHT SHANK JOBBER HSS - 10108 | DRILL, STRAIGHT SHANK JOBBER HSS # 1010850, 8.5MM,SOMTA
000000000060133808 | STP-004 | DATA ENRICHMENT | SPC | SPC |  | 2022-09-28 |  |  | 000000000060133808 | BHP1 | BHP Spares & Supplies | 271100 | Hand tools | EA | MAN2 | DRILL, STRAIGHT SHANK JOBBER HSS - 10109 | DRILL, STRAIGHT SHANK JOBBER HSS # 1010900, 9MM, SOMTA
000000000060133810 | STP-004 | DATA ENRICHMENT | SPC | SPC |  | 2022-09-28 |  |  | 000000000060133810 | BHP1 | BHP Spares & Supplies | 271100 | Hand tools | EA | MAN2 | DRILL, STRAIGHT SHANK JOBBER HSS - 10110 | DRILL, STRAIGHT SHANK JOBBER HSS # 1011050, 10, 5MM, SOMTA
000000000060133809 | STP-004 | DATA ENRICHMENT | SPC | SPC |  | 2022-09-28 |  |  | 000000000060133809 | BHP1 | BHP Spares & Supplies | 271100 | Hand tools | EA | MAN2 | DRILL, STRAIGHT SHANK JOBBER HSS - 10110 | DRILL, STRAIGHT SHANK JOBBER HSS # 1011000, 10MM, SOMTA
000000000060133812 | STP-004 | DATA ENRICHMENT | SPC | SPC |  | 2022-09-28 |  |  | 000000000060133812 | BHP1 | BHP Spares & Supplies | 271100 | Hand tools | EA | MAN2 | DRILL, STRAIGHT SHANK JOBBER HSS - 10111 | DRILL, STRAIGHT SHANK JOBBER HSS # 1011150, 11, 5MM, SOMTA
000000000060133811 | STP-004 | DATA ENRICHMENT | SPC | SPC |  | 2022-09-28 |  |  | 000000000060133811 | BHP1 | BHP Spares & Supplies | 271100 | Hand tools | EA | MAN2 | DRILL, STRAIGHT SHANK JOBBER HSS - 10111 | DRILL, STRAIGHT SHANK JOBBER HSS # 1011100, 11MM, SOMTA
000000000060027288 | STP-004 | DATA ENRICHMENT | SPC | SPC |  | 2022-09-28 |  |  | 000000000060027288 | BHP1 | BHP Spares & Supplies | 271128 | Tool attachments | EA | MAN2 | DRILL, TWIST, 1.6MM DIA, PARALLEL SHANK, | DRILL, TWIST, 1.6MM DIA, PARALLEL SHANK, RH, JOBBERS SERIES HSS
000000000060125886 | STP-004 | DATA ENRICHMENT | SPC | SPC |  | 2022-09-28 |  |  | 000000000060125886 | BHP1 | BHP Spares & Supplies | 271128 | Tool attachments | EA | MAN2 | DRILL, TWIST, 10.5MM DIA, MORSE TAPER SH | DRILL, TWIST, 10.5MM DIA, MORSE TAPER SHANK, STD HSS SERIES
000000000060125882 | STP-004 | DATA ENRICHMENT | SPC | SPC |  | 2022-09-28 |  |  | 000000000060125882 | BHP1 | BHP Spares & Supplies | 271128 | Tool attachments | EA | MAN2 | DRILL, TWIST, 10.7MM DIA, PARALLEL SHANK | DRILL, TWIST, 10.7MM DIA, PARALLEL SHANK, RH, JOBBERS SERIES HSS
000000000060027320 | STP-004 | DATA ENRICHMENT | SPC | SPC |  | 2022-09-28 |  |  | 000000000060027320 | BHP1 | BHP Spares & Supplies | 271128 | Tool attachments | EA | MAN2 | DRILL, TWIST, 11.1MM DIA, PARALLEL SHANK | DRILL, TWIST, 11.1MM DIA, PARALLEL SHANK, RH, JOBBERS SERIES HSS
000000000060027321 | STP-004 | DATA ENRICHMENT | SPC | SPC |  | 2022-09-28 |  |  | 000000000060027321 | BHP1 | BHP Spares & Supplies | 271128 | Tool attachments | EA | MAN2 | DRILL, TWIST, 11.5MM DIA, PARALLEL SHANK | DRILL, TWIST, 11.5MM DIA, PARALLEL SHANK, RH, JOBBERS SERIES HSS, CHANGE-EOQ-2020-12-04
000000000060027325 | STP-004 | DATA ENRICHMENT | SPC | SPC |  | 2022-09-28 |  |  | 000000000060027325 | BHP1 | BHP Spares & Supplies | 271128 | Tool attachments | EA | MAN2 | DRILL, TWIST, 12.5MM DIA, PARALLEL SHANK | DRILL, TWIST, 12.5MM DIA, PARALLEL SHANK, RH, JOBBERS SERIES HSS
000000000060027358 | STP-004 | DATA ENRICHMENT | SPC | SPC |  | 2022-09-28 |  |  | 000000000060027358 | BHP1 | BHP Spares & Supplies | 271128 | Tool attachments | EA | MAN2 | DRILL, TWIST, 12MM DIA, MORSE TAPER SHAN | DRILL, TWIST, 12MM DIA, MORSE TAPER SHANK, STD HSS SERIES
000000000060027361 | STP-004 | DATA ENRICHMENT | SPC | SPC |  | 2022-09-28 |  |  | 000000000060027361 | BHP1 | BHP Spares & Supplies | 271128 | Tool attachments | EA | MAN2 | DRILL, TWIST, 13MM DIA, MORSE TAPER SHAN | DRILL, TWIST, 13MM DIA, MORSE TAPER SHANK, STD HSS SERIES
000000000060027364 | STP-004 | DATA ENRICHMENT | SPC | SPC |  | 2022-09-28 |  |  | 000000000060027364 | BHP1 | BHP Spares & Supplies | 271128 | Tool attachments | EA | MAN2 | DRILL, TWIST, 14.25MM DIA, MORSE TAPER S | DRILL, TWIST, 14.25MM DIA, MORSE TAPER SHANK, STD HSS SERIES
000000000060027363 | STP-004 | DATA ENRICHMENT | SPC | SPC |  | 2022-09-28 |  |  | 000000000060027363 | BHP1 | BHP Spares & Supplies | 271128 | Tool attachments | EA | MAN2 | DRILL, TWIST, 14MM DIA, MORSE TAPER SHAN | DRILL, TWIST, 14MM DIA, MORSE TAPER SHANK, STD HSS SERIES
000000000060027366 | STP-004 | DATA ENRICHMENT | SPC | SPC |  | 2022-09-28 |  |  | 000000000060027366 | BHP1 | BHP Spares & Supplies | 271128 | Tool attachments | EA | MAN2 | DRILL, TWIST, 15MM DIA, MORSE TAPER SHAN | DRILL, TWIST, 15MM DIA, MORSE TAPER SHANK, STD HSS SERIES
000000000060027367 | STP-004 | DATA ENRICHMENT | SPC | SPC |  | 2022-09-28 |  |  | 000000000060027367 | BHP1 | BHP Spares & Supplies | 271128 | Tool attachments | EA | MAN2 | DRILL, TWIST, 16MM DIA, MORSE TAPER SHAN | DRILL, TWIST, 16MM DIA, MORSE TAPER SHANK, STD HSS SERIES
000000000060027370 | STP-004 | DATA ENRICHMENT | SPC | SPC |  | 2022-09-28 |  |  | 000000000060027370 | BHP1 | BHP Spares & Supplies | 271128 | Tool attachments | EA | MAN2 | DRILL, TWIST, 17.5MM DIA, MORSE TAPER SH | DRILL, TWIST, 17.5MM DIA, MORSE TAPER SHANK, STD HSS SERIES
000000000060027327 | STP-004 | DATA ENRICHMENT | SPC | SPC |  | 2022-09-28 |  |  | 000000000060027327 | BHP1 | BHP Spares & Supplies | 271128 | Tool attachments | EA | MAN2 | DRILL, TWIST, 17.5MM DIA, PARALLEL SHANK | DRILL, TWIST, 17.5MM DIA, PARALLEL SHANK, RH, JOBBERS SERIES HSS
000000000060027372 | STP-004 | DATA ENRICHMENT | SPC | SPC |  | 2022-09-28 |  |  | 000000000060027372 | BHP1 | BHP Spares & Supplies | 271128 | Tool attachments | EA | MAN2 | DRILL, TWIST, 18.25MM DIA, MORSE TAPER S | DRILL, TWIST, 18.25MM DIA, MORSE TAPER SHANK, STD HSS SERIES
000000000060027371 | STP-004 | DATA ENRICHMENT | SPC | SPC |  | 2022-09-28 |  |  | 000000000060027371 | BHP1 | BHP Spares & Supplies | 271128 | Tool attachments | EA | MAN2 | DRILL, TWIST, 18MM DIA, MORSE TAPER SHAN | DRILL, TWIST, 18MM DIA, MORSE TAPER SHANK, STD HSS SERIES
000000000060027375 | STP-004 | DATA ENRICHMENT | SPC | SPC |  | 2022-09-28 |  |  | 000000000060027375 | BHP1 | BHP Spares & Supplies | 271128 | Tool attachments | EA | MAN2 | DRILL, TWIST, 19.5MM DIA, MORSE TAPER SH | DRILL, TWIST, 19.5MM DIA, MORSE TAPER SHANK, STD HSS SERIES
000000000060027374 | STP-004 | DATA ENRICHMENT | SPC | SPC |  | 2022-09-28 |  |  | 000000000060027374 | BHP1 | BHP Spares & Supplies | 271128 | Tool attachments | EA | MAN2 | DRILL, TWIST, 19MM DIA, MORSE TAPER SHAN | DRILL, TWIST, 19MM DIA, MORSE TAPER SHANK, STD HSS SERIES
000000000060027290 | STP-004 | DATA ENRICHMENT | SPC | SPC |  | 2022-09-28 |  |  | 000000000060027290 | BHP1 | BHP Spares & Supplies | 271128 | Tool attachments | EA | MAN2 | DRILL, TWIST, 2.4MM DIA, PARALLEL SHANK, | DRILL, TWIST, 2.4MM DIA, PARALLEL SHANK, RH, JOBBERS SERIES HSS
000000000060027292 | STP-004 | DATA ENRICHMENT | SPC | SPC |  | 2022-09-28 |  |  | 000000000060027292 | BHP1 | BHP Spares & Supplies | 271128 | Tool attachments | EA | MAN2 | DRILL, TWIST, 2.75MM DIA, PARALLEL SHANK | DRILL, TWIST, 2.75MM DIA, PARALLEL SHANK, RH, JOBBERS SERIES HSS
000000000060027378 | STP-004 | DATA ENRICHMENT | SPC | SPC |  | 2022-09-28 |  |  | 000000000060027378 | BHP1 | BHP Spares & Supplies | 271128 | Tool attachments | EA | MAN2 | DRILL, TWIST, 20.5MM DIA, MORSE TAPER SH | DRILL, TWIST, 20.5MM DIA, MORSE TAPER SHANK, STD HSS SERIES
000000000060027377 | STP-004 | DATA ENRICHMENT | SPC | SPC |  | 2022-09-28 |  |  | 000000000060027377 | BHP1 | BHP Spares & Supplies | 271128 | Tool attachments | EA | MAN2 | DRILL, TWIST, 20MM DIA, MORSE TAPER SHAN | DRILL, TWIST, 20MM DIA, MORSE TAPER SHANK, STD HSS SERIES
000000000060027382 | STP-004 | DATA ENRICHMENT | SPC | SPC |  | 2022-09-28 |  |  | 000000000060027382 | BHP1 | BHP Spares & Supplies | 271128 | Tool attachments | EA | MAN2 | DRILL, TWIST, 22.25MM DIA, MORSE TAPER S | DRILL, TWIST, 22.25MM DIA, MORSE TAPER SHANK, STD HSS SERIES
000000000060027381 | STP-004 | DATA ENRICHMENT | SPC | SPC |  | 2022-09-28 |  |  | 000000000060027381 | BHP1 | BHP Spares & Supplies | 271128 | Tool attachments | EA | MAN2 | DRILL, TWIST, 22MM DIA, MORSE TAPER SHAN | DRILL, TWIST, 22MM DIA, MORSE TAPER SHANK, STD HSS SERIES
000000000060027383 | STP-004 | DATA ENRICHMENT | SPC | SPC |  | 2022-09-28 |  |  | 000000000060027383 | BHP1 | BHP Spares & Supplies | 271128 | Tool attachments | EA | MAN2 | DRILL, TWIST, 23.75MM DIA, MORSE TAPER S | DRILL, TWIST, 23.75MM DIA, MORSE TAPER SHANK, STD HSS SERIES
000000000060027386 | STP-004 | DATA ENRICHMENT | SPC | SPC |  | 2022-09-28 |  |  | 000000000060027386 | BHP1 | BHP Spares & Supplies | 271128 | Tool attachments | EA | MAN2 | DRILL, TWIST, 27MM DIA, MORSE TAPER SHAN | DRILL, TWIST, 27MM DIA, MORSE TAPER SHANK, STD HSS SERIES
000000000060027390 | STP-004 | DATA ENRICHMENT | SPC | SPC |  | 2022-09-28 |  |  | 000000000060027390 | BHP1 | BHP Spares & Supplies | 271128 | Tool attachments | EA | MAN2 | DRILL, TWIST, 33.5MM DIA, MORSE TAPER SH | DRILL, TWIST, 33.5MM DIA, MORSE TAPER SHANK, STD HSS SERIES
000000000060027298 | STP-004 | DATA ENRICHMENT | SPC | SPC |  | 2022-09-28 |  |  | 000000000060027298 | BHP1 | BHP Spares & Supplies | 271128 | Tool attachments | EA | MAN2 | DRILL, TWIST, 4.75MM DIA, PARALLEL SHANK | DRILL, TWIST, 4.75MM DIA, PARALLEL SHANK, RIGHT HAND, JOBBERS SERIES, HSS, TO BS 328 PART 1 TABLE 3
000000000060027308 | STP-004 | DATA ENRICHMENT | SPC | SPC |  | 2022-09-28 |  |  | 000000000060027308 | BHP1 | BHP Spares & Supplies | 271128 | Tool attachments | EA | MAN2 | DRILL, TWIST, 7.1MM DIA, PARALLEL SHANK, | DRILL, TWIST, 7.1MM DIA, PARALLEL SHANK, RH, JOBBERS SERIES HSS
000000000060246009 | STP-004 | DATA ENRICHMENT | SPC | SPC |  | 2022-09-28 |  |  | 000000000060246009 | BHP1 | BHP Spares & Supplies | 200000 | Mining Machinery and Accessories | EA | MAN2 | DRILL,BIT,SET,12PCE | DRILL, BIT, SET, 12PCE
000000000060255943 | STP-004 | DATA ENRICHMENT | SPC | SPC |  | 2022-09-28 |  |  | 000000000060255943 | BHP1 | BHP Spares & Supplies | 251739 | Electrical components | EA | MAN2 | DRILL,BITS,SDS,STD,10X450MM | DRILL,BITS,SDS,STD,10X450MM
000000000060255942 | STP-004 | DATA ENRICHMENT | SPC | SPC |  | 2022-09-28 |  |  | 000000000060255942 | BHP1 | BHP Spares & Supplies | 251739 | Electrical components | EA | MAN2 | DRILL,BITS,SDS,STD,20X450MM | DRILL,BITS,SDS,STD,20X450MM
000000000060253426 | STP-004 | DATA ENRICHMENT | SPC | SPC |  | 2022-09-28 |  |  | 000000000060253426 | BHP1 | BHP Spares & Supplies | 251739 | Electrical components | EA | MAN2 | DRILL,BITS,SDS,STD,8X450MM | DRILL, BITS, SDS, STD, 8 X 450MM
000000000060246011 | STP-004 | DATA ENRICHMENT | SPC | SPC |  | 2022-09-28 |  |  | 000000000060246011 | BHP1 | BHP Spares & Supplies | 200000 | Mining Machinery and Accessories | EA | MAN2 | DRILL,STANLEY,CORDLESS | DRILL, STANLEY, CORDLESS
000000000060227195 | STP-004 | DATA ENRICHMENT | SPC | SPC |  | 2022-09-28 |  |  | 000000000060227195 | BHP1 | BHP Spares & Supplies | 271100 | Hand tools | EA | MAN2 | DRILL,STEP,6-18MM | STEP, DRILL , 6-18MM
000000000060256161 | STP-004 | DATA ENRICHMENT | SPC | SPC |  | 2022-09-28 |  |  | 000000000060256161 | BHP1 | BHP Spares & Supplies | 271128 | Tool attachments | EA | MAN2 | DRILLBIT,PCB,0.4MM | DRILL BIT, PCB, 0.4MM
000000000060256162 | STP-004 | DATA ENRICHMENT | SPC | SPC |  | 2022-09-28 |  |  | 000000000060256162 | BHP1 | BHP Spares & Supplies | 271128 | Tool attachments | EA | MAN2 | DRILLBIT,PCB,0.6MM | DRILL BIT, PCB, 0.6MM
000000000060256163 | STP-004 | DATA ENRICHMENT | SPC | SPC |  | 2022-09-28 |  |  | 000000000060256163 | BHP1 | BHP Spares & Supplies | 271128 | Tool attachments | EA | MAN2 | DRILLBIT,PCB,0.7MM | DRILL BIT, PCB, 0.7MM
000000000060256164 | STP-004 | DATA ENRICHMENT | SPC | SPC |  | 2022-09-28 |  |  | 000000000060256164 | BHP1 | BHP Spares & Supplies | 271128 | Tool attachments | EA | MAN2 | DRILLBIT,PCB,0.9MM | DRILL BIT, PCB, 0.4MM
000000000060227206 | STP-004 | DATA ENRICHMENT | SPC | SPC |  | 2022-09-28 |  |  | 000000000060227206 | BHP1 | BHP Spares & Supplies | 271100 | Hand tools | EA | MAN2 | STEP,DRILL ,20-34MM | STEP, DRILL , 20-34MM
000000000060228470 | STP-004 | DATA ENRICHMENT | SPC | SPC |  | 2022-09-28 |  |  | 000000000060228470 | BHP1 | BHP Spares & Supplies | 140000 | Paper Materials and Products | EA | MAN2 | BOOK , SITE INSTRUCTION , A4, 50 SETS | BOOK , SITE INSTRUCTION , A4, 50 SETS IN TRIPLICATE, PRINTED SINGLE SIDE, WITH BLACK INK. COPY 1 ? WHITE CB, COPY 2 ? PINK CFB & COPY 3 ? WHITE, CF | ORBAN | 0019008837 | ORBAN PRINTERS
000000000060234371 | STP-004 | DATA ENRICHMENT | SPC | SPC |  | 2022-09-28 |  |  | 000000000060234371 | BHP1 | BHP Spares & Supplies | 821219 | Bookbinding | EA | MAN2 | BOOK BUSSES INSPECTION | BOOK BUSSES INSPECTIONREV. 2 DATED 9/9/2017
000000000060234357 | STP-004 | DATA ENRICHMENT | SPC | SPC |  | 2022-09-28 |  |  | 000000000060234357 | BHP1 | BHP Spares & Supplies | 821219 | Bookbinding | EA | MAN2 | BOOK CANTEEN FOOD REQUISITION | BOOK CANTEEN FOOD REQUISITIONREV 1 DATED 30/7/2015
000000000060234375 | STP-004 | DATA ENRICHMENT | SPC | SPC |  | 2022-09-28 |  |  | 000000000060234375 | BHP1 | BHP Spares & Supplies | 821219 | Bookbinding | EA | MAN2 | BOOK CONFINED SPACE PERMIT 3 PART | BOOK CONFINED SPACE PERMIT 3 PARTREV. 1 DATED 15/5/2017
000000000060234353 | STP-004 | DATA ENRICHMENT | SPC | SPC |  | 2022-09-28 |  |  | 000000000060234353 | BHP1 | BHP Spares & Supplies | 821219 | Bookbinding | EA | MAN2 | BOOK DAGPERMITTE REV. 1 DATED 3/8/2015 | BOOK DAGPERMITTE REV. 1 DATED 3/8/2015
000000000060234378 | STP-004 | DATA ENRICHMENT | SPC | SPC |  | 2022-09-28 |  |  | 000000000060234378 | BHP1 | BHP Spares & Supplies | 821219 | Bookbinding | EA | MAN2 | BOOK INCIDENT LOG | BOOK INCIDENT LOGIncident Log Book (20 pages)
000000000060234367 | STP-004 | DATA ENRICHMENT | SPC | SPC |  | 2022-09-28 |  |  | 000000000060234367 | BHP1 | BHP Spares & Supplies | 821219 | Bookbinding | EA | MAN2 | BOOK MECH ISOLATION PERMIT | BOOK MECH ISOLATION PERMITCHANICAL ISOLATION PERMIT A4
000000000060234362 | STP-004 | DATA ENRICHMENT | SPC | SPC |  | 2022-09-28 |  |  | 000000000060234362 | BHP1 | BHP Spares & Supplies | 821219 | Bookbinding | EA | MAN2 | BOOK OPERATORS DAILY PRE- | BOOK OPERATORS DAILY PRE-START CHECK LIST FORKLIFT REV 3 DATED 1
000000000060234377 | STP-004 | DATA ENRICHMENT | SPC | SPC |  | 2022-09-28 |  |  | 000000000060234377 | BHP1 | BHP Spares & Supplies | 821219 | Bookbinding | EA | MAN2 | BOOK PEA PRE-USE INSPECTION | BOOK PEA PRE-USE INSPECTIONPEA PRE-USE INSPECTION BOOK (C-H-ALL-
000000000060234351 | STP-004 | DATA ENRICHMENT | SPC | SPC |  | 2022-09-28 |  |  | 000000000060234351 | BHP1 | BHP Spares & Supplies | 821219 | Bookbinding | EA | MAN2 | BOOK PERMISSION TO LEAVE THE | BOOK PERMISSION TO LEAVE THEPLANT
000000000060234356 | STP-004 | DATA ENRICHMENT | SPC | SPC |  | 2022-09-28 |  |  | 000000000060234356 | BHP1 | BHP Spares & Supplies | 821219 | Bookbinding | EA | MAN2 | BOOK RETURN TO STORES REQUISITION | BOOK RETURN TO STORES REQUISITIONREV. 1 DATED 1/3/2014
000000000060234366 | STP-004 | DATA ENRICHMENT | SPC | SPC |  | 2022-09-28 |  |  | 000000000060234366 | BHP1 | BHP Spares & Supplies | 821219 | Bookbinding | EA | MAN2 | BOOK SECTION 23 NOTIFICATION | BOOK SECTION 23 NOTIFICATION
000000000060234363 | STP-004 | DATA ENRICHMENT | SPC | SPC |  | 2022-09-28 |  |  | 000000000060234363 | BHP1 | BHP Spares & Supplies | 821219 | Bookbinding | EA | MAN2 | BOOK SECURITY DIESEL ISSUE | BOOK SECURITY DIESEL ISSUE
000000000060234376 | STP-004 | DATA ENRICHMENT | SPC | SPC |  | 2022-09-28 |  |  | 000000000060234376 | BHP1 | BHP Spares & Supplies | 821219 | Bookbinding | EA | MAN2 | BOOK STOP AND FIX REV. 1 DATED 17/8/2017 | BOOK STOP AND FIX REV. 1 DATED 17/8/20173 PART (YELLOW, PINK and
000000000060170853 | STP-004 | DATA ENRICHMENT | SPC | SPC |  | 2022-09-28 |  |  | 000000000060170853 | BHP1 | BHP Spares & Supplies | 551000 | Printed media | EA | MAN2 | BOOK, 2 PART DANGO INSPECTION BOOK, A4, | BOOK, 2 PART DANGO INSPECTION BOOK, A4, 50 SETS PER BOOK IN DUPLICATE, TOP COPY
000000000060252050 | STP-004 | DATA ENRICHMENT | SPC | SPC |  | 2022-09-28 |  |  | 000000000060252050 | BHP1 | BHP Spares & Supplies | P3040 | Stationery | BK | MAN2 | BOOK, A3, HARD COVER, ACCESS CONTROL, 1 | BOOK, A3, HARD COVER, ACCESS CONTROL, 1 PAGE, DCR-C-OPS-PSP-TEM- 001
000000000060129192 | STP-004 | DATA ENRICHMENT | SPC | SPC |  | 2022-09-28 |  |  | 000000000060129192 | BHP1 | BHP Spares & Supplies | 551000 | Printed media | EA | MAN2 | BOOK, AUTHORIZATION TO WORK OVERTIME, OR | BOOK, AUTHORIZATION TO WORK OVERTIME, ORBAN | 19799 | 0019008837 | ORBAN PRINTERS
000000000060217747 | STP-004 | DATA ENRICHMENT | SPC | SPC |  | 2022-09-28 |  |  | 000000000060217747 | BHP1 | BHP Spares & Supplies | 401421 | Pipe | EA | MAN2 | BOOK, CHECKLIST NO PDS LDV U/G 100 A4 | BOOK, CHECKLIST NO PDS LDV U/GROUND 100 A4 DUPLICATE |  | 0019008562 | C & F PRINTERS
000000000060217745 | STP-004 | DATA ENRICHMENT | SPC | SPC |  | 2022-09-28 |  |  | 000000000060217745 | BHP1 | BHP Spares & Supplies | 551000 | Printed media | EA | MAN2 | BOOK, CHECKLIST NO PDS UV 100 A4 | BOOK, CHECKLIST NO PDS UV 100 A4 DUPLICATE |  | 0019008562 | C & F PRINTERS
000000000060219435 | STP-004 | DATA ENRICHMENT | SPC | SPC |  | 2022-09-28 |  |  | 000000000060219435 | BHP1 | BHP Spares & Supplies | 821219 | Bookbinding | EA | MAN2 | BOOK, CHECKLIST PDS BOBCAT 100A4 | BOOK, CHECKLIST PDS BOBCAT 100A4 DUPLICATE
000000000060219432 | STP-004 | DATA ENRICHMENT | SPC | SPC |  | 2022-09-28 |  |  | 000000000060219432 | BHP1 | BHP Spares & Supplies | 821219 | Bookbinding | EA | MAN2 | BOOK, CHECKLIST PDS DRILL RIG SURF A4 | BOOK, CHECKLIST PDS DRILL RIG SURFACE 100A4
000000000060219436 | STP-004 | DATA ENRICHMENT | SPC | SPC |  | 2022-09-28 |  |  | 000000000060219436 | BHP1 | BHP Spares & Supplies | 821219 | Bookbinding | EA | MAN2 | BOOK, CHECKLIST PDS DRILL RIG U/G 100 A4 | BOOK, CHECKLIST PDS DRILL RIG U/GROUND 100A4
000000000060219439 | STP-004 | DATA ENRICHMENT | SPC | SPC |  | 2022-09-28 |  |  | 000000000060219439 | BHP1 | BHP Spares & Supplies | 821219 | Bookbinding | EA | MAN2 | BOOK, CHECKLIST PDS MANITOU 100A4 | BOOK, CHECKLIST PDS MANITOU 100A4 DUPLICATE
000000000060225094 | STP-004 | DATA ENRICHMENT | SPC | SPC |  | 2022-09-28 |  |  | 000000000060225094 | BHP1 | BHP Spares & Supplies | 821219 | Bookbinding | EA | MAN2 | BOOK, CHECKLIST, CASTING BAY, TRIPLICATE | BOOK, CHECKLIST, CASTING BAY, TRIPLICATE, A5, LANDSCAPE, 50 SETS PER BOOK, SEQUENCED, RUSTENBURG PRINTERS
000000000060129203 | STP-004 | DATA ENRICHMENT | SPC | SPC |  | 2022-09-28 |  |  | 000000000060129203 | BHP1 | BHP Spares & Supplies | 551000 | Printed media | EA | MAN2 | BOOK, DELIVERY NOTE, 297MM X 240MM, 4 PA | BOOK, DELIVERY NOTE, 297MM X 240MM, 4 PART, PRINTED IN 2 COLOURS, BLACK & BLUE INK, ORBAN | 44566 | 0019008837 | ORBAN PRINTERS
000000000060219363 | STP-004 | DATA ENRICHMENT | SPC | SPC |  | 2022-09-28 |  |  | 000000000060219363 | BHP1 | BHP Spares & Supplies | 821219 | Bookbinding | EA | MAN2 | BOOK, EXCAVATION INSPECTION, A4, DUPLICA | BOOK, EXCAVATION INSPECTION, A4, DUPLICATE, PRE-NUMBERED, 50 SETS PER BOOK, REV00, ORBAN |  | 0019008837 | ORBAN PRINTERS
000000000060188457 | STP-004 | DATA ENRICHMENT | SPC | SPC |  | 2022-09-28 |  |  | 000000000060188457 | BHP1 | BHP Spares & Supplies | 821219 | Bookbinding | EA | MAN2 | BOOK, EXPLOSIVES CONTROL, ECM | BOOK, EXPLOSIVES CONTROL, ECM |  | 0019008562 | C & F PRINTERS
000000000060232948 | STP-004 | DATA ENRICHMENT | SPC | SPC |  | 2022-09-28 |  |  | 000000000060232948 | BHP1 | BHP Spares & Supplies | 821219 | Bookbinding | EA | MAN2 | BOOK, EXPLOSIVES PACKAGING | BOOK, EXPLOSIVES PACKAGING DESTRUCTION REGISTER
000000000060232947 | STP-004 | DATA ENRICHMENT | SPC | SPC |  | 2022-09-28 |  |  | 000000000060232947 | BHP1 | BHP Spares & Supplies | 821219 | Bookbinding | EA | MAN2 | BOOK, EXPLOSIVES RECOVERY & DESTRUCTION | BOOK, EXPLOSIVES RECOVERY & DESTRUCTION REGISTER
000000000060129285 | STP-004 | DATA ENRICHMENT | SPC | SPC |  | 2022-09-28 |  |  | 000000000060129285 | BHP1 | BHP Spares & Supplies | 551000 | Printed media | EA | MAN2 | BOOK, FUSES ISSUED, A4, TRIPLICATE, WHIT | BOOK, FUSES ISSUED, A4, TRIPLICATE, WHITE NCR PAPER, 50 SETS PER BOOK, WESTERN CHROME, PROTEA PRINT | SAM11 | 0019008870 | PROTEA PRINT
000000000060225093 | STP-004 | DATA ENRICHMENT | SPC | SPC |  | 2022-09-28 |  |  | 000000000060225093 | BHP1 | BHP Spares & Supplies | 821219 | Bookbinding | EA | MAN2 | BOOK, INCIDENT QUESTIONAIRE, CO ALARM | BOOK, INCIDENT QUESTIONAIRE, CO ALARM, DUPLICATE, A4, 50 SETS PER BOOK, SEQUENCED, RUSTENBURG PRINTERS
000000000060140110 | STP-004 | DATA ENRICHMENT | SPC | SPC |  | 2022-09-28 |  |  | 000000000060140110 | BHP1 | BHP Spares & Supplies | 441200 | Office supplies | EA | MAN2 | BOOK, INDEX, A5, FEINT RULED, HARD COVER | BOOK, INDEX, A5, FEINT RULED, HARD COVER, 144 PAGE
000000000060129048 | STP-004 | DATA ENRICHMENT | SPC | SPC |  | 2022-09-28 |  |  | 000000000060129048 | BHP1 | BHP Spares & Supplies | 441200 | Office supplies | EA | MAN2 | BOOK, INDEX, ALPHABETICAL, HARD COVER, A | BOOK, INDEX, ALPHABETICAL, HARD COVER, A5, 2 QUIRE, 192 PAGE, REF W425, WALTONS | W425 | 0019009008 | WALTONS
000000000060225339 | STP-004 | DATA ENRICHMENT | SPC | SPC |  | 2022-09-28 |  |  | 000000000060225339 | BHP1 | BHP Spares & Supplies | 821219 | Bookbinding | EA | MAN2 | BOOK, INSPECTION, CONVEYOR BELT, ELECT | BOOK, INSPECTION, CONVEYOR BELT, ELECTRICIAN, A4, DUPLICATE, PRE-NUMBERED, 50 SETS PER BOOK
000000000060226563 | STP-004 | DATA ENRICHMENT | SPC | SPC |  | 2022-09-28 |  |  | 000000000060226563 | BHP1 | BHP Spares & Supplies | 461815 | Safety apparel | EA | MAN2 | BOOK, JOB CARD TAS | BOOK, JOB CARD TAS
000000000060147136 | STP-004 | DATA ENRICHMENT | SPC | SPC |  | 2022-09-28 |  |  | 000000000060147136 | BHP1 | BHP Spares & Supplies | 551000 | Printed media | EA | MAN2 | BOOK, JOB CARD, NCR PAPER, 50 PAGES PER | BOOK, JOB CARD, NCR PAPER, 50 PAGES PER BOOK, A4, 3 PART, TOP-WHITE, MIDDLE-PINK | 53949 | 0019008837 | ORBAN PRINTERS
000000000060226545 | STP-004 | DATA ENRICHMENT | SPC | SPC |  | 2022-09-28 |  |  | 000000000060226545 | BHP1 | BHP Spares & Supplies | 461815 | Safety apparel | EA | MAN2 | BOOK, LDV PRE-USE CHECKLIST TAS | BOOK, LDV PRE-USE CHECKLIST TAS
000000000060218317 | STP-004 | DATA ENRICHMENT | SPC | SPC |  | 2022-09-28 |  |  | 000000000060218317 | BHP1 | BHP Spares & Supplies | 821215 | Printing | EA | MAN2 | BOOK, LOG GRAB PLATE JACKS DRUM LIFTER | BOOK, LOG GRAB PLATE JACKS DRUM LIFTER
000000000060222257 | STP-004 | DATA ENRICHMENT | SPC | SPC |  | 2022-09-28 |  |  | 000000000060222257 | BHP1 | BHP Spares & Supplies | 821215 | Printing | EA | MAN2 | BOOK, LOG, COMPRESSORS | BOOK, LOG, COMPRESSORS, SPECTRUM MARKETING
000000000060222259 | STP-004 | DATA ENRICHMENT | SPC | SPC |  | 2022-09-28 |  |  | 000000000060222259 | BHP1 | BHP Spares & Supplies | 821215 | Printing | EA | MAN2 | BOOK, LOG, FLAME CUTTING AND WELDING | BOOK, LOG, FLAME CUTTING AND WELDING MACHINES, SPECTRUM MARKETING
000000000060222271 | STP-004 | DATA ENRICHMENT | SPC | SPC |  | 2022-09-28 |  |  | 000000000060222271 | BHP1 | BHP Spares & Supplies | 821215 | Printing | EA | MAN2 | BOOK, LOG, LIFTING EQUIPMENT | BOOK, LOG, LIFTING EQUIPMENT, SPECTRUM MARKETING
000000000060216208 | STP-004 | DATA ENRICHMENT | SPC | SPC |  | 2022-09-28 |  |  | 000000000060216208 | BHP1 | BHP Spares & Supplies | 821215 | Printing | EA | MAN2 | BOOK, LOG, MAIN SUB-STATION | BOOK, LOG, MAIN SUB-STATION
000000000060222265 | STP-004 | DATA ENRICHMENT | SPC | SPC |  | 2022-09-28 |  |  | 000000000060222265 | BHP1 | BHP Spares & Supplies | 821215 | Printing | EA | MAN2 | BOOK, LOG, PORTABLE ELECTRICAL EQUIPMENT | BOOK, LOG, PORTABLE ELECTRICAL EQUIPMENT, SPECTRUM MARKETING
000000000060247213 | STP-004 | DATA ENRICHMENT | SPC | SPC |  | 2022-09-28 |  |  | 000000000060247213 | BHP1 | BHP Spares & Supplies | 451018 | Book binding and sewing machinery | EA | MAN2 | BOOK, MANUAL RESERVATION, A4, | BOOK, MANUAL RESERVATION, A4, LANDSCAPE PRINTED, PRE-NUMBERED, DUPLICATE, 50 PAGES/BOOK | 43591 | 0019011819 | Unknown
000000000060153030 | STP-004 | DATA ENRICHMENT | SPC | SPC |  | 2022-09-28 |  |  | 000000000060153030 | BHP1 | BHP Spares & Supplies | 141115 | Printing and writing paper | EA | MAN2 | BOOK, MINI RISK ASSESSMENT, CARBONI | BOOK, MINI RISK ASSESSMENT, CARBONISED, DUPLICATED, MASTER COPY WHITE-, FIXED, CARBON COPY YELLOW- PERFORATED. A6 SIZE, PORTAIT LAYOUT, UNIQUELY, NUMBERED - UNIQUE NUMBERS PER EACH NEW ORIGINAL WHITE PAGE, 50 PER, BOOK.TEMPLATE AS PER SHEQ 20 APP 2 ON CHROMEDOC, AS PER SSI 3210., REDUNDANT AS PER ESSI: 572 | TUGELA 212-962 | 0019008831 | O H FREWIN
000000000060226538 | STP-004 | DATA ENRICHMENT | SPC | SPC |  | 2022-09-28 |  |  | 000000000060226538 | BHP1 | BHP Spares & Supplies | 461815 | Safety apparel | EA | MAN2 | BOOK, MONTHLY ELECTRICAL EQUIPMENT TAS | BOOK, MONTHLY ELECTRICAL EQUIPMENT TAS
000000000060129060 | STP-004 | DATA ENRICHMENT | SPC | SPC |  | 2022-09-28 |  |  | 000000000060129060 | BHP1 | BHP Spares & Supplies | 441200 | Office supplies | PAK | MAN2 | BOOK, NOTE, SOFT COVER, WIRE BOUND SIDE, | BOOK, NOTE, SOFT COVER, WIRE BOUND SIDE, 102MM X 76MM, REF W473, WALTONS, 10 PER PACK | W473 | 0019009008 | WALTONS
000000000060129059 | STP-004 | DATA ENRICHMENT | SPC | SPC |  | 2022-09-28 |  |  | 000000000060129059 | BHP1 | BHP Spares & Supplies | 441200 | Office supplies | PAK | MAN2 | BOOK, NOTE, SOFT COVER, WIRE BOUND TOP, | BOOK, NOTE, SOFT COVER, WIRE BOUND TOP, 76MM X 114MM, 70 PAGES, REF W494, WALTONS, 10 PER PACK | W494 | 0019009008 | WALTONS
000000000060232944 | STP-004 | DATA ENRICHMENT | SPC | SPC |  | 2022-09-28 |  |  | 000000000060232944 | BHP1 | BHP Spares & Supplies | 821219 | Bookbinding | EA | MAN2 | BOOK, OIL & DIESEL DISPENSE | BOOK, OIL & DIESEL DISPENSE SHEET DUPLICATE
000000000060170943 | STP-004 | DATA ENRICHMENT | SPC | SPC |  | 2022-09-28 |  |  | 000000000060170943 | BHP1 | BHP Spares & Supplies | 551000 | Printed media | EA | MAN2 | BOOK, PASTE REQUIREMENT, 3 PART, SELF CA | BOOK, PASTE REQUIREMENT, 3 PART, SELF CARBON, NUMBERED, ORBAN REFERENCE 61522
000000000060129072 | STP-004 | DATA ENRICHMENT | SPC | SPC |  | 2022-09-28 |  |  | 000000000060129072 | BHP1 | BHP Spares & Supplies | 441200 | Office supplies | EA | MAN2 | BOOK, PEN CARBON, SOFT COVER, DUPLICATE, | BOOK, PEN CARBON, SOFT COVER, DUPLICATE, A5, 100 PAGE, REF W12, WALTONS | W12 | 0019009008 | WALTONS
000000000060129071 | STP-004 | DATA ENRICHMENT | SPC | SPC |  | 2022-09-28 |  |  | 000000000060129071 | BHP1 | BHP Spares & Supplies | 441200 | Office supplies | EA | MAN2 | BOOK, PEN CARBON, SOFT COVER, DUPLICATE, | BOOK, PEN CARBON, SOFT COVER, DUPLICATE, A6, 100 PAGE, REF W11, WALTONS | W11 | 0019009008 | WALTONS
000000000060129184 | STP-004 | DATA ENRICHMENT | SPC | SPC |  | 2022-09-28 |  |  | 000000000060129184 | BHP1 | BHP Spares & Supplies | 551000 | Printed media | EA | MAN2 | BOOK, PERMIT TO DO HOT & COLD WORK, 3 PA | BOOK, PERMIT TO DO HOT & COLD WORK, 3 PART, SELF CARBONIZED, 50 SETS PER BOOK, ORBAN | 31330 | 0019008837 | ORBAN PRINTERS
000000000060221785 | STP-004 | DATA ENRICHMENT | SPC | SPC |  | 2022-09-28 |  |  | 000000000060221785 | BHP1 | BHP Spares & Supplies | 821215 | Printing | EA | MAN2 | BOOK, PERMIT TO PERFORM EXCAVATION | BOOK, PERMIT TO PERFORM EXCAVATION, DUPLICATE, PRE-NUMBERED, 50 SETS PER BOOK, RUSTENBURG PRINTERS
000000000060129180 | STP-004 | DATA ENRICHMENT | SPC | SPC |  | 2022-09-28 |  |  | 000000000060129180 | BHP1 | BHP Spares & Supplies | 551000 | Printed media | EA | MAN2 | BOOK, PERMIT TO WORK ON ELEC AL/MECH APP | BOOK, PERMIT TO WORK ON ELEC AL/MECH APPARATUS, ORBAN | 18837 | 0019008837 | ORBAN PRINTERS
000000000060221787 | STP-004 | DATA ENRICHMENT | SPC | SPC |  | 2022-09-28 |  |  | 000000000060221787 | BHP1 | BHP Spares & Supplies | 821215 | Printing | EA | MAN2 | BOOK, PERMIT TO WORK WITH HAZARDOUS SUBS | BOOK, PERMIT TO WORK WITH HAZARDOUS SUBSTANCES, DUPLICATE, PRE-NUMBERED, 50 SETS PER BOOK, RUSTENBURG PRINTERS
000000000060222264 | STP-004 | DATA ENRICHMENT | SPC | SPC |  | 2022-09-28 |  |  | 000000000060222264 | BHP1 | BHP Spares & Supplies | 821215 | Printing | EA | MAN2 | BOOK, PERMIT TO WORK, MEDUIM VOLTAGE | BOOK, PERMIT TO WORK, MEDUIM VOLTAGE, DUPLICATE, PRE-NUMBERED, 150 SETS PER BOOK, SPECTRUM MARKETING
000000000060222249 | STP-004 | DATA ENRICHMENT | SPC | SPC |  | 2022-09-28 |  |  | 000000000060222249 | BHP1 | BHP Spares & Supplies | 821215 | Printing | EA | MAN2 | BOOK, PRE-OPERATING CHECKLIST, MOBILE CR | BOOK, PRE-OPERATING CHECKLIST, MOBILE CRANE, PRE-NUMBERED, DUPLICATE, NCR PAPER, 50 SETS PER BOOK, SPECTRUM MARKETING
000000000060167813 | STP-004 | DATA ENRICHMENT | SPC | SPC |  | 2022-09-28 |  |  | 000000000060167813 | BHP1 | BHP Spares & Supplies | 551000 | Printed media | EA | MAN2 | BOOK, PREPRINTED: DAMAGE REPORT, A4 HARD | BOOK, PREPRINTED: DAMAGE REPORT, A4 HARD COVER, ORBAN REF. 59214, 2 PART NCR PAPER, 50 SETS PER BOOK PRE-NUMBERED
000000000060226537 | STP-004 | DATA ENRICHMENT | SPC | SPC |  | 2022-09-28 |  |  | 000000000060226537 | BHP1 | BHP Spares & Supplies | 461815 | Safety apparel | EA | MAN2 | BOOK, PRE-USE PORTABLE ELECTRICAL TAS | BOOK, PRE-USE PORTABLE ELECTRICAL TAS
000000000060103375 | STP-004 | DATA ENRICHMENT | SPC | SPC |  | 2022-09-28 |  |  | 000000000060103375 | BHP1 | BHP Spares & Supplies | 141115 | Printing and writing paper | EA | MAN2 | BOOK, PRINTED, PERSONAL PROTECTIVE EQUIP | BOOK, PRINTED, PERSONAL PROTECTIVE EQUIPMENT TOOLS CHECKLIST, SELF CARBONISED, DUPLICATE, WHITE & YELLOW, A4, 100 SETS PER BOOK, TUG, ELA PRESS | 152466 | 0019008983 | TUGELA PRESS
000000000060230664 | STP-004 | DATA ENRICHMENT | SPC | SPC |  | 2022-09-28 |  |  | 000000000060230664 | BHP1 | BHP Spares & Supplies | 821219 | Bookbinding | EA | MAN2 | BOOK, PROCUREMENT BREAKDOWN ORDER | ROLL) 200G/SQUARE METER CLEAR (NOT PRINTED). FINISHING: COLLATED,, NUMBERED, PERFORATED, PERFECT BOUND, TRIMMED TO SIZE, BOOK BINDING CLOTH, 72MM, PLASTIC VINYL APPLICATION, BOOK, PROCUREMENT BREAKDOWN ORDER A4 DUPLICATE 50 PAGES. PRINTING &, PAPER ( TOP COPY (X50) PRINTED B/W FRONT ONLY ON CFB 60GSM PINK. BOTTOM, COPY (X50): PRINTED B/W FRONT ONLY ON CF 60GSM BLUE. COVER (X2): GREY, CHIPBOARD (1200MIC) 750G/SQUARE METER GREY (NOT PRINTED). WRITING, SHIELD: EMTINI/MONDI LINER 170G/SQUARE METER KRAFT (NOT PRINTED. COVER, STICKER: PRINTED CMYK FRONT ONLY ON VINYL (NON-REFLECTIVE) 200G/SQUARE, METER WHITE. PLASTIC VINYL COVER(X2): POLIPRINT 810 PCL PERM (LAMINATING
000000000060185365 | STP-004 | DATA ENRICHMENT | SPC | SPC |  | 2022-09-28 |  |  | 000000000060185365 | BHP1 | BHP Spares & Supplies | 441200 | Office supplies | EA | MAN2 | BOOK, RECEIPT VIEW 2 P/PAGE DUPLICATE | BOOK, RECEIPT VIEW 2 P/PAGE DUPLICATE X 200
000000000060222261 | STP-004 | DATA ENRICHMENT | SPC | SPC |  | 2022-09-28 |  |  | 000000000060222261 | BHP1 | BHP Spares & Supplies | 821215 | Printing | EA | MAN2 | BOOK, RECORD, ALCOHOL TEST, COMPULSARY | BOOK, RECORD, ALCOHOL TEST, COMPULSARY, PRE-NUMBERED, DUPLICATE, NCR PAPER, 50 SETS PER BOOK, RUSTENBURG PRINTERS
000000000060222260 | STP-004 | DATA ENRICHMENT | SPC | SPC |  | 2022-09-28 |  |  | 000000000060222260 | BHP1 | BHP Spares & Supplies | 821215 | Printing | EA | MAN2 | BOOK, RECORD, ALCOHOL TEST, VOLUNTARY | BOOK, RECORD, ALCOHOL TEST, VOLUNTARY, PRE-NUMBERED, DUPLICATE, NCR PAPER, 50 SETS PER BOOK, RUSTENBURG PRINTERS
000000000060140124 | STP-004 | DATA ENRICHMENT | SPC | SPC |  | 2022-09-28 |  |  | 000000000060140124 | BHP1 | BHP Spares & Supplies | 441200 | Office supplies | EA | MAN2 | BOOK, RECORD, MANUSCRIPT, A5, FEINT MARG | BOOK, RECORD, MANUSCRIPT, A5, FEINT MARGIN, HARD COVER, 192 PAGE
000000000060222269 | STP-004 | DATA ENRICHMENT | SPC | SPC |  | 2022-09-28 |  |  | 000000000060222269 | BHP1 | BHP Spares & Supplies | 821215 | Printing | EA | MAN2 | BOOK, REGISTER, KEY ISSUE | BOOK, REGISTER, KEY ISSUE, SPECTRUM MARKETING
000000000060172569 | STP-004 | DATA ENRICHMENT | SPC | SPC |  | 2022-09-28 |  |  | 000000000060172569 | BHP1 | BHP Spares & Supplies | 551000 | Printed media | EA | MAN2 | BOOK, REGISTER, PORTABLE ELECTRICAL EQUI | BOOK, REGISTER, PORTABLE ELECTRICAL EQUIPMENT INCORPORATING EARTH LEAKAGE TESTIN
000000000060225336 | STP-004 | DATA ENRICHMENT | SPC | SPC |  | 2022-09-28 |  |  | 000000000060225336 | BHP1 | BHP Spares & Supplies | 821219 | Bookbinding | EA | MAN2 | BOOK, REGISTER, PPS ISSUING, A3, | BOOK, REGISTER, PPS ISSUING, A3, DUPLICATE
000000000060162462 | STP-004 | DATA ENRICHMENT | SPC | SPC |  | 2022-09-28 |  |  | 000000000060162462 | BHP1 | BHP Spares & Supplies | 141115 | Printing and writing paper | EA | MAN2 | BOOK, REPORT, NEAR MISS/INCIDENT, SHEQ, | BOOK, REPORT, NEAR MISS/INCIDENT, SHEQ, PRE-NUMBERED, TRIPLICATE, NCR PAPER, 1ST | 52002 | 0019008837 | ORBAN PRINTERS
000000000060139603 | STP-004 | DATA ENRICHMENT | SPC | SPC |  | 2022-09-28 |  |  | 000000000060139603 | BHP1 | BHP Spares & Supplies | 141115 | Printing and writing paper | EA | MAN2 | BOOK, REQUEST, CORRECTIVE ACTION, REF439 | BOOK, REQUEST, CORRECTIVE ACTION, REF43977, ORBAN PRINTERS
000000000060255863 | STP-004 | DATA ENRICHMENT | SPC | SPC |  | 2022-09-28 |  |  | 000000000060255863 | BHP1 | BHP Spares & Supplies | 411000 | Laboratory Equipment | EA | MAN2 | BOOK, SCALE, BALANCE, BLS 506 | BOOK, SCALE, BALANCE, BLS 506
000000000060129179 | STP-004 | DATA ENRICHMENT | SPC | SPC |  | 2022-09-28 |  |  | 000000000060129179 | BHP1 | BHP Spares & Supplies | 551000 | Printed media | EA | MAN2 | BOOK, SHEQ NEAR MISS REPORT, TRIPLICATE, | BOOK, SHEQ NEAR MISS REPORT, TRIPLICATE, PRE- NUMBERED, SELF CARBONIZED, 50 SETS PER BOOK, ORBAN | 47797 | 0019008837 | ORBAN PRINTERS
000000000060214238 | STP-004 | DATA ENRICHMENT | SPC | SPC |  | 2022-09-28 |  |  | 000000000060214238 | BHP1 | BHP Spares & Supplies | 561217 | Book and general storage units for classrooms | EA | MAN2 | BOOK, SHIFT CLEARANCE B0155B | BOOK, SHIFT CLEARANCE/BLASTING REGISTER AND DECLARATION A4, B0155B | B0155B
000000000060225218 | STP-004 | DATA ENRICHMENT | SPC | SPC |  | 2022-09-28 |  |  | 000000000060225218 | BHP1 | BHP Spares & Supplies | 821215 | Printing | EA | MAN2 | BOOK, SHORT MEDICAL QUESTIONARE | BOOK, SHORT MEDICAL QUESTIONAIRE, DUPLICATE, PRE-NUMBERED, 50 SETS PER BOOK, RUSTENBURG PRINTERS
000000000060129193 | STP-004 | DATA ENRICHMENT | SPC | SPC |  | 2022-09-28 |  |  | 000000000060129193 | BHP1 | BHP Spares & Supplies | 551000 | Printed media | EA | MAN2 | BOOK, STORES RETURN ADVICE, ORBAN | BOOK, STORES RETURN ADVICE, ORBAN | 19940 | 0019008837 | ORBAN PRINTERS
000000000060232951 | STP-004 | DATA ENRICHMENT | SPC | SPC |  | 2022-09-28 |  |  | 000000000060232951 | BHP1 | BHP Spares & Supplies | 821219 | Bookbinding | EA | MAN2 | BOOK, SUMMARY OF EXPLOSIVES | BOOK, SUMMARY OF EXPLOSIVES ISSUED
000000000060215115 | STP-004 | DATA ENRICHMENT | SPC | SPC |  | 2022-09-28 |  |  | 000000000060215115 | BHP1 | BHP Spares & Supplies | 821219 | Bookbinding | EA | MAN2 | BOOK, SUPERVISORY VEHICLE OPERATOR`S DAI | BOOK, SUPERVISORY VEHICLE OPERATOR`S DAILY REPORT&CHECKLIST SPECIFICATIONS
000000000060222262 | STP-004 | DATA ENRICHMENT | SPC | SPC |  | 2022-09-28 |  |  | 000000000060222262 | BHP1 | BHP Spares & Supplies | 821215 | Printing | EA | MAN2 | BOOK, TRANSPORT REQUEST | BOOK, TRANSPORT REQUEST, PRE-NUMBERED, DUPLICATE, NCR PAPER, 50 SETS PER BOOK, RUSTENBURG PRINTERS
000000000060129195 | STP-004 | DATA ENRICHMENT | SPC | SPC |  | 2022-09-28 |  |  | 000000000060129195 | BHP1 | BHP Spares & Supplies | 551000 | Printed media | EA | MAN2 | BOOK, TRANSPORT REQUEST, 3 PART, PRE NUM | BOOK, TRANSPORT REQUEST, 3 PART, PRE NUMBERED, NCR PAPER, ORBAN | 19303 | 0019008837 | ORBAN PRINTERS
000000000060225220 | STP-004 | DATA ENRICHMENT | SPC | SPC |  | 2022-09-28 |  |  | 000000000060225220 | BHP1 | BHP Spares & Supplies | 821215 | Printing | EA | MAN2 | BOOK, TRUCK CONTROLL, EXPORT | BOOK, TRUCK CONTROLL, EXPORT, DUPLICATE, PRE-NUMBERED, 50 SETS PER BOOK, RUSTENBURG PRINTERS
000000000060225219 | STP-004 | DATA ENRICHMENT | SPC | SPC |  | 2022-09-28 |  |  | 000000000060225219 | BHP1 | BHP Spares & Supplies | 821215 | Printing | EA | MAN2 | BOOK, TRUCK CONTROLL, RAW MATERIALS | BOOK, TRUCK CONTROLL, RAW MATERIALS RECEIVED, DUPLICATE, PRE-NUMBERED, 50 SETS PER BOOK, RUSTENBURG PRINTERS
000000000060232943 | STP-004 | DATA ENRICHMENT | SPC | SPC |  | 2022-09-28 |  |  | 000000000060232943 | BHP1 | BHP Spares & Supplies | 821219 | Bookbinding | EA | MAN2 | BOOK, U/G LOG BOOK | BOOK,U/G LDV DAILY RECORD LOG
000000000060129178 | STP-004 | DATA ENRICHMENT | SPC | SPC |  | 2022-09-28 |  |  | 000000000060129178 | BHP1 | BHP Spares & Supplies | 551000 | Printed media | EA | MAN2 | BOOK, WAYBILL, 3 PART, SELF CARBONIZED, | BOOK, WAYBILL, 3 PART, SELF CARBONIZED, WHITE, PINK & YELLOW COPIES, A4, 50 SETS PER BOOK, ORBAN | 44836 | 0019008837 | ORBAN PRINTERS
000000000060225045 | STP-004 | DATA ENRICHMENT | SPC | SPC |  | 2022-09-28 |  |  | 000000000060225045 | BHP1 | BHP Spares & Supplies | 411200 | Laboratory supplies and fixtures | EA | MAN2 | BOOK,20MM WASHNG OF SEVES,A4 BOND PAP | BOOK, 20MM WASHING OF SIEVES, A4 BOND PAPER,DOUBLE SIDED,NON DUPLICATING
000000000060225046 | STP-004 | DATA ENRICHMENT | SPC | SPC |  | 2022-09-28 |  |  | 000000000060225046 | BHP1 | BHP Spares & Supplies | 411200 | Laboratory supplies and fixtures | EA | MAN2 | BOOK,450 MM WASHNG OF SEVES,A4 BOND P | BOOK,450MM WASHING OF SIEVES,A4 BOND PAPER,DOUBLE SIDED,NON DUPLICATING
000000000060225229 | STP-004 | DATA ENRICHMENT | SPC | SPC |  | 2022-09-28 |  |  | 000000000060225229 | BHP1 | BHP Spares & Supplies | 821219 | Bookbinding | EA | MAN2 | BOOK,-6 AFS RR,100PAGES,A4,DOUBLE SDED | BOOK,+6 AFS RR,100PAGES,A4,DOUBLE SIDED
000000000060233016 | STP-004 | DATA ENRICHMENT | SPC | SPC |  | 2022-09-28 |  |  | 000000000060233016 | BHP1 | BHP Spares & Supplies | 821219 | Bookbinding | EA | MAN2 | BOOK,75 MICRON CHECK | BOOK, 75 MICRON CHECK LAB
000000000060233047 | STP-004 | DATA ENRICHMENT | SPC | SPC |  | 2022-09-28 |  |  | 000000000060233047 | BHP1 | BHP Spares & Supplies | P3040 | Stationery | EA | MAN2 | BOOK,A3,DAILY,CHAIRLIFT,ATTENDANT | DAILY,CHAIRLIFT,ATTENDANT,A3,BOOK | DAILY,CHAIRLIFT,ATTENDANT,A3,BOOK | 0019011784 | PAW SIGNS CC T/A KING COPY & SIGNS
000000000060242473 | STP-004 | DATA ENRICHMENT | SPC | SPC |  | 2022-09-28 |  |  | 000000000060242473 | BHP1 | BHP Spares & Supplies | P3040 | Stationery | EA | MAN2 | BOOK,A4 CASE CONTROL | BOOK, A4 N/P D/S, CASE CONTROL
000000000060242472 | STP-004 | DATA ENRICHMENT | SPC | SPC |  | 2022-09-28 |  |  | 000000000060242472 | BHP1 | BHP Spares & Supplies | P3040 | Stationery | EA | MAN2 | BOOK,A4 DUP IRREGULARITY REPORT | BOOK, A4 DUP IRREGULARITY REPORT SECURITY DEPARTMENT
000000000060242474 | STP-004 | DATA ENRICHMENT | SPC | SPC |  | 2022-09-28 |  |  | 000000000060242474 | BHP1 | BHP Spares & Supplies | P3040 | Stationery | EA | MAN2 | BOOK,A4 FOUND PROPERTY | BOOK, A4 N/P D/S, FOUND PROPERTY
000000000060234433 | STP-004 | DATA ENRICHMENT | SPC | SPC |  | 2022-09-28 |  |  | 000000000060234433 | BHP1 | BHP Spares & Supplies | 821215 | Printing | EA | MAN2 | BOOK,A4,BOOKS,RMU,LOG | MAIN RMU LOGBOOK,17PG DIGITAL BLACK INK PRINTED A4 FRONT ONLY,MAIN RMU, LOGBOOK 19PG DIGITAL BLACK INK PRINTED BOTH SIDES A4 FRONT AND BACK, ,MONTHLY RMU LOGBOOK 15x2 PRINTED ONE SIDE A4 FRONT ONLY,YEARLY RMU, LOGBOOK 2x2 PRINTED ONE SIDE A4 FRONT ONLY
000000000060186905 | STP-004 | DATA ENRICHMENT | SPC | SPC |  | 2022-09-28 |  |  | 000000000060186905 | BHP1 | BHP Spares & Supplies | 140000 | Paper Materials and Products | EA | MAN2 | BOOK,ACCESS CONTROL REGISTER,FERROMETA | BOOK, ACCESS CONTROL REGISTER, FERROMETALS FURNACE 3, ORBAN | 68256 | 0019008837 | ORBAN PRINTERS
000000000060227175 | STP-004 | DATA ENRICHMENT | SPC | SPC |  | 2022-09-28 |  |  | 000000000060227175 | BHP1 | BHP Spares & Supplies | 821219 | Bookbinding | EA | MAN2 | BOOK,ACCESS CONTROL REGISTER,FERROMETA | BOOK,ACCESS CONTROL REGISTER,FERROMETALS FURNACE 1,ORBAN |  | 0019008837 | ORBAN PRINTERS
000000000060255638 | STP-004 | DATA ENRICHMENT | SPC | SPC |  | 2022-09-28 |  |  | 000000000060255638 | BHP1 | BHP Spares & Supplies | 821219 | Bookbinding | EA | MAN2 | BOOK,ACCESS CONTROL,M1M2,A4,EA | BOOK, ACCESS CONTROL, REVISION 1 ATTACHED, PRODUCTION, M1M2, A4, EACH
000000000060232972 | STP-004 | DATA ENRICHMENT | SPC | SPC |  | 2022-09-28 |  |  | 000000000060232972 | BHP1 | BHP Spares & Supplies | 821219 | Bookbinding | EA | MAN2 | BOOK,ACID DISPENSOR | BOOK, ACID DISPENSOR LAB
000000000060233015 | STP-004 | DATA ENRICHMENT | SPC | SPC |  | 2022-09-28 |  |  | 000000000060233015 | BHP1 | BHP Spares & Supplies | 821219 | Bookbinding | EA | MAN2 | BOOK,ACID MIXTURE | BOOK, ACID MIXTURE LAB
000000000060225226 | STP-004 | DATA ENRICHMENT | SPC | SPC |  | 2022-09-28 |  |  | 000000000060225226 | BHP1 | BHP Spares & Supplies | 821219 | Bookbinding | EA | MAN2 | BOOK,AFS CONTROL,100 PAGES,A4,DOUBLE SD | BOOK,AFS CONTROL,100 PAGES,A4,DOUBLE SIDED
000000000060254686 | STP-004 | DATA ENRICHMENT | SPC | SPC |  | 2022-09-28 |  |  | 000000000060254686 | BHP1 | BHP Spares & Supplies | 200000 | Mining Machinery and Accessories | EA | MAN2 | BOOK,ALCOHOL,TEST,A4,DOUBLE,PRINTED,NUMB | BOOK, ALCOHOL, TEST, A4, DOUBLE, PRINTED, NUMBERED | NPSAM223 | 0019011819 | Unknown
000000000060233018 | STP-004 | DATA ENRICHMENT | SPC | SPC |  | 2022-09-28 |  |  | 000000000060233018 | BHP1 | BHP Spares & Supplies | 821219 | Bookbinding | EA | MAN2 | BOOK,ANALYTICAL BALANCE 502 | BOOK, ANALYTICAL BALANCE 502 LAB
000000000060233019 | STP-004 | DATA ENRICHMENT | SPC | SPC |  | 2022-09-28 |  |  | 000000000060233019 | BHP1 | BHP Spares & Supplies | 821219 | Bookbinding | EA | MAN2 | BOOK,ANALYTICAL BALANCE 507 | BOOK, ANALYTICAL BALANCE 507 LAB
000000000060233020 | STP-004 | DATA ENRICHMENT | SPC | SPC |  | 2022-09-28 |  |  | 000000000060233020 | BHP1 | BHP Spares & Supplies | 821219 | Bookbinding | EA | MAN2 | BOOK,ANALYTICAL BALANCE 508 | BOOK,ANALYTICAL BALANCE 508 LAB
000000000060232089 | STP-004 | DATA ENRICHMENT | SPC | SPC |  | 2022-09-28 |  |  | 000000000060232089 | BHP1 | BHP Spares & Supplies | P3040 | Stationery | EA | MAN2 | BOOK,ATTENDANCE,REGISTER,HORTOR'S, | HORTOR'S ATTENDANCE REGISTER
000000000060255859 | STP-004 | DATA ENRICHMENT | SPC | SPC |  | 2022-09-28 |  |  | 000000000060255859 | BHP1 | BHP Spares & Supplies | 411000 | Laboratory Equipment | EA | MAN2 | BOOK,BALANCE,MAZ,502,100,PAGES,A4,DOUBLE | BOOK,BALANCE,MAZ,502,100,PAGES,A4,PRINTED,DOUBLE,SIDED
000000000060255898 | STP-004 | DATA ENRICHMENT | SPC | SPC |  | 2022-09-28 |  |  | 000000000060255898 | BHP1 | BHP Spares & Supplies | 411000 | Laboratory Equipment | EA | MAN2 | BOOK,BALANCE,MAZ503,100,PAGES,A4,DOUBLE | BOOK,BALANCE,MAZ503,100,PAGES,A4,PRINTED,DOUBLE,SIDED
000000000060232958 | STP-004 | DATA ENRICHMENT | SPC | SPC |  | 2022-09-28 |  |  | 000000000060232958 | BHP1 | BHP Spares & Supplies | 821219 | Bookbinding | EA | MAN2 | BOOK,BELT CONTROL | BOOK, KEY CONTROL BELT
000000000060240624 | STP-004 | DATA ENRICHMENT | SPC | SPC |  | 2022-09-28 |  |  | 000000000060240624 | BHP1 | BHP Spares & Supplies | P3040 | Stationery | EA | MAN2 | BOOK,BLACK,YEAR PLANNER,DIARY,A5 | BOOK,BLACK,YEAR PLANNER,DIARY,A5
000000000060217762 | STP-004 | DATA ENRICHMENT | SPC | SPC |  | 2022-09-28 |  |  | 000000000060217762 | BHP1 | BHP Spares & Supplies | 551000 | Printed media | EA | MAN2 | BOOK,BUFFELS,LHD,DALY SHFT REPORT AND | BOOK, BUFFELS OPERATOR,S DAILY SHIFT REPORT & CHECKLIST, LHD.
000000000060217761 | STP-004 | DATA ENRICHMENT | SPC | SPC |  | 2022-09-28 |  |  | 000000000060217761 | BHP1 | BHP Spares & Supplies | 551000 | Printed media | EA | MAN2 | BOOK,BUFFELS,UTLTY,DALY SHFT REPO | BOOK, BUFFELS OPERATOR,S DAILY SHIFT REPORT & CHECKLIST, UTILITY VEHICLE.
000000000060229176 | STP-004 | DATA ENRICHMENT | SPC | SPC |  | 2022-09-28 |  |  | 000000000060229176 | BHP1 | BHP Spares & Supplies | 821219 | Bookbinding | EA | MAN2 | BOOK,BURNING / HOT WORK PERMIT PLANT | BOOK: BURNING / HOT WORK PERMIT PLANT BOOKS - 50 IN DUPL (WHITE/WHITE)
000000000060241847 | STP-004 | DATA ENRICHMENT | SPC | SPC |  | 2022-09-28 |  |  | 000000000060241847 | BHP1 | BHP Spares & Supplies | 821219 | Bookbinding | EA | MAN2 | BOOK,CASING CHECHLIST,EA | BOOK, CASING INSPECTION CHECHLIST BOOK, AS PER DRAWING, EA
000000000060232286 | STP-004 | DATA ENRICHMENT | SPC | SPC |  | 2022-09-28 |  |  | 000000000060232286 | BHP1 | BHP Spares & Supplies | 821219 | Bookbinding | EA | MAN2 | BOOK,CHAIRLIFT,OPERATOR,CHECKLIST | BOOK, CHAIRLIFT, OPERATOR CHECKLIST, A3 30 IN DUPL
000000000060226531 | STP-004 | DATA ENRICHMENT | SPC | SPC |  | 2022-09-28 |  |  | 000000000060226531 | BHP1 | BHP Spares & Supplies | 461815 | Safety apparel | EA | MAN2 | BOOK,CHANGE HOUSE COMPLANT TAS | BOOK, CHANGE HOUSE COMPLAINT TAS
000000000060232964 | STP-004 | DATA ENRICHMENT | SPC | SPC |  | 2022-09-28 |  |  | 000000000060232964 | BHP1 | BHP Spares & Supplies | 821219 | Bookbinding | EA | MAN2 | BOOK,CHECKLIST ROCKBREAKER | BOOK, CHECKLIST ROCK BREAKER
000000000060228597 | STP-004 | DATA ENRICHMENT | SPC | SPC |  | 2022-09-28 |  |  | 000000000060228597 | BHP1 | BHP Spares & Supplies | 821219 | Bookbinding | EA | MAN2 | BOOK,CHECKLIST,CHERRY PICKER | BOOK, CHECKLIST, CHERRY PICKER, A4, NCR DUPLICATE, (WHITE, WHITE), 100 SETS P/BOOK, TOP COPY COLOUR, BOTTOM COPY BLACK
000000000060188467 | STP-004 | DATA ENRICHMENT | SPC | SPC |  | 2022-09-28 |  |  | 000000000060188467 | BHP1 | BHP Spares & Supplies | 821219 | Bookbinding | EA | MAN2 | BOOK,CHECKLST CUTTNG TORCH | BOOK, CHECKLIST CUTTING TORCH |  | 0019008562 | C & F PRINTERS
000000000060217760 | STP-004 | DATA ENRICHMENT | SPC | SPC |  | 2022-09-28 |  |  | 000000000060217760 | BHP1 | BHP Spares & Supplies | 551000 | Printed media | EA | MAN2 | BOOK,CHECKLST DESEL BOWSER 100A4 DUPL | BOOK CHECKLIST DIESEL BOWSER 100A4 DUPLICATE |  | 0019008562 | C & F PRINTERS
000000000060217757 | STP-004 | DATA ENRICHMENT | SPC | SPC |  | 2022-09-28 |  |  | 000000000060217757 | BHP1 | BHP Spares & Supplies | 551000 | Printed media | EA | MAN2 | BOOK,CHECKLST NO PDS BOBCAT 100 A4 | BOOK, CHECKLIST NO PDS BOBCAT 100 A4 DUPLICATE |  | 0019008562 | C & F PRINTERS
000000000060217751 | STP-004 | DATA ENRICHMENT | SPC | SPC |  | 2022-09-28 |  |  | 000000000060217751 | BHP1 | BHP Spares & Supplies | 551000 | Printed media | EA | MAN2 | BOOK,CHECKLST NO PDS DOZER 100 A4 | BOOK, CHECKLIST NO PDS DOZER 100 A4 DUPLICATE |  | 0019008562 | C & F PRINTERS
000000000060217758 | STP-004 | DATA ENRICHMENT | SPC | SPC |  | 2022-09-28 |  |  | 000000000060217758 | BHP1 | BHP Spares & Supplies | 551000 | Printed media | EA | MAN2 | BOOK,CHECKLST NO PDS DUMP TRUCK 70 A4 | BOOK, CHECKLIST NO PDS DUMP TRUCK 70 A4 DUPLICATE | 70A4 | 0019008562 | C & F PRINTERS
000000000060217752 | STP-004 | DATA ENRICHMENT | SPC | SPC |  | 2022-09-28 |  |  | 000000000060217752 | BHP1 | BHP Spares & Supplies | 551000 | Printed media | EA | MAN2 | BOOK,CHECKLST NO PDS EXCAVATOR 100 A4 | BOOK, CHECKLIST NO PDS EXCAVATOR 100 A4 DUPLICATE |  | 0019008562 | C & F PRINTERS
000000000060217756 | STP-004 | DATA ENRICHMENT | SPC | SPC |  | 2022-09-28 |  |  | 000000000060217756 | BHP1 | BHP Spares & Supplies | 551000 | Printed media | EA | MAN2 | BOOK,CHECKLST NO PDS GRADER 100 A4 | BOOK, CHECKLIST NO PDS GRADER 100 A4 DUPLICATE |  | 0019008562 | C & F PRINTERS
000000000060217750 | STP-004 | DATA ENRICHMENT | SPC | SPC |  | 2022-09-28 |  |  | 000000000060217750 | BHP1 | BHP Spares & Supplies | 551000 | Printed media | EA | MAN2 | BOOK,CHECKLST NO PDS MANTOU 100 A4 | BOOK, CHECKLIST NO PDS MANITOU 100 A4 DUPLICATE |  | 0019008562 | C & F PRINTERS
000000000060217753 | STP-004 | DATA ENRICHMENT | SPC | SPC |  | 2022-09-28 |  |  | 000000000060217753 | BHP1 | BHP Spares & Supplies | 551000 | Printed media | EA | MAN2 | BOOK,CHECKLST NO PDS SERV TRUCK 100 A4 | BOOK, CHECKLIST NO PDS SERVICE TRUCK 100 A4 DUPLICATE |  | 0019008562 | C & F PRINTERS
000000000060217759 | STP-004 | DATA ENRICHMENT | SPC | SPC |  | 2022-09-28 |  |  | 000000000060217759 | BHP1 | BHP Spares & Supplies | 551000 | Printed media | EA | MAN2 | BOOK,CHECKLST NO PDS TLB 100 A4 | BOOK, CHECKLIST NO PDS TLB 100 A4 DUPLICATE |  | 0019008562 | C & F PRINTERS
000000000060219431 | STP-004 | DATA ENRICHMENT | SPC | SPC |  | 2022-09-28 |  |  | 000000000060219431 | BHP1 | BHP Spares & Supplies | 821219 | Bookbinding | EA | MAN2 | BOOK,CHECKLST PDS GRADER 100 A4 | BOOK, CHECKLIST PDS GRADER 100 A4 DUPLICATE
000000000060219434 | STP-004 | DATA ENRICHMENT | SPC | SPC |  | 2022-09-28 |  |  | 000000000060219434 | BHP1 | BHP Spares & Supplies | 821219 | Bookbinding | EA | MAN2 | BOOK,CHECKLST PDS SERVCE TRUCK 100A4 | BOOK, CHECKLIST PDS SERVICE TRUCK 100A4 DUPL
000000000060219445 | STP-004 | DATA ENRICHMENT | SPC | SPC |  | 2022-09-28 |  |  | 000000000060219445 | BHP1 | BHP Spares & Supplies | 821219 | Bookbinding | EA | MAN2 | BOOK,CHECKLST PDS UV 100 A4 | BOOK, CHECKLIST PDS UV 100 A4 DUPLICATE
000000000060173321 | STP-004 | DATA ENRICHMENT | SPC | SPC |  | 2022-09-28 |  |  | 000000000060173321 | BHP1 | BHP Spares & Supplies | 821215 | Printing | EA | MAN2 | BOOK,CHERRY PICKER,PRE-START CHECKLIST,C | BOOK,CHERRY PICKER,PRE-START CHECKLIST,A4, PORTRAIT, CARBONISED, ,DUPLICATE,ORIGINAL WHITE COPY - FIXED,CARBON COPY YELLOW-PERFORATED, ,UNIQUELY NUMBERED - UNIQUE NUMBERS PER EACH NEW ORIGINAL WHITE PAGE,50, PER BOOK.TEMPLATE AS PER SHEQ 67 APP 1 ON CHROMEDOC, AS PER SSI 1944., DESCRIPTION CHANGED AS PER SSI 3270.
000000000060231717 | STP-004 | DATA ENRICHMENT | SPC | SPC |  | 2022-09-28 |  |  | 000000000060231717 | BHP1 | BHP Spares & Supplies | 821219 | Bookbinding | EA | MAN2 | BOOK,CHIPS PLANT LOG BOOK | CHIPS PLANT LOG BOOK, HARD COVER FRONT AND BACK, 100 PAGES
000000000060225043 | STP-004 | DATA ENRICHMENT | SPC | SPC |  | 2022-09-28 |  |  | 000000000060225043 | BHP1 | BHP Spares & Supplies | 411200 | Laboratory supplies and fixtures | EA | MAN2 | BOOK,CHPS GRADNG,A4 BOND PAPER DOUBLE | BOOK, CHIPS GRADING A4BOND PAPER,DOUBLE SIDED,NON DUPLICATING
000000000060232083 | STP-004 | DATA ENRICHMENT | SPC | SPC |  | 2022-09-28 |  |  | 000000000060232083 | BHP1 | BHP Spares & Supplies | P3040 | Stationery | EA | MAN2 | BOOK,COMBINED,COMPANY,REGISTER,HORTOR'S, | HORTOR'S COMBINED COMPANY REGISTER
000000000060219450 | STP-004 | DATA ENRICHMENT | SPC | SPC |  | 2022-09-28 |  |  | 000000000060219450 | BHP1 | BHP Spares & Supplies | 141115 | Printing and writing paper | EA | MAN2 | BOOK,COMMUNCATON,DAY/AFTERNOON/NGHT | BOOK, COMMUNICATION, DAY/AFTERNOON/NIGHT SHIFT, A4, 4 FOLD, NCR PAPER, 3 COPIES PERFORATED, PRE NUMBERED, 50 SETS P/BOOK
000000000060232952 | STP-004 | DATA ENRICHMENT | SPC | SPC |  | 2022-09-28 |  |  | 000000000060232952 | BHP1 | BHP Spares & Supplies | 821219 | Bookbinding | EA | MAN2 | BOOK,CONSOLIDATION EXPLOSIVES | BOOK, CONSOLIDATION EXPLOSIVES ACCESSORIES ORDERING SHEET
000000000060227771 | STP-004 | DATA ENRICHMENT | SPC | SPC |  | 2022-09-28 |  |  | 000000000060227771 | BHP1 | BHP Spares & Supplies | 821219 | Bookbinding | EA | MAN2 | BOOK,CONTRACTOR DELVERY CHECKLST | CONTRACTORS DELIVERY CHECKLIST BOOKS
000000000060225020 | STP-004 | DATA ENRICHMENT | SPC | SPC |  | 2022-09-28 |  |  | 000000000060225020 | BHP1 | BHP Spares & Supplies | 821219 | Bookbinding | EA | MAN2 | BOOK,CONTRACTOR TOOL AND EQUPMENT LST | BOOK, CONTRACTOR TOOL AND EQUIPMENT LIST, DUPLICATE, SELF CARBONATING,, 75 SETS PER BOOK, FRONT COPY WHITE BACK COPY YELLOW, PORTRAIT PRINTEDE,, PERFORATED FOR EASY REMOVAL PER PERMIT, SEQUENTIALLY NUMBER EACH PERMIT,, ADD FIRST THREE LETTERS FROM COMPANY NAME IN FRONT OF SERIAL NUMBER
000000000060228912 | STP-004 | DATA ENRICHMENT | SPC | SPC |  | 2022-09-28 |  |  | 000000000060228912 | BHP1 | BHP Spares & Supplies | 821219 | Bookbinding | EA | MAN2 | BOOK,CONTRACTOR VEHICLE CHECKLIST | CONTRACTOR VEHICLE CHECKLIST BOOK
000000000060188462 | STP-004 | DATA ENRICHMENT | SPC | SPC |  | 2022-09-28 |  |  | 000000000060188462 | BHP1 | BHP Spares & Supplies | 821219 | Bookbinding | EA | MAN2 | BOOK,CONTRACTORS TOOL AND EQUPMENT,ECM | BOOK, CONTRACTORS TOOL & EQUIPMENT, ECM |  | 0019008562 | C & F PRINTERS
000000000060232956 | STP-004 | DATA ENRICHMENT | SPC | SPC |  | 2022-09-28 |  |  | 000000000060232956 | BHP1 | BHP Spares & Supplies | 821219 | Bookbinding | EA | MAN2 | BOOK,DAILY ORDERING REGISTER | BOOK, DAILY ORDERING REGISTER ACCESSORIES
000000000060232721 | STP-004 | DATA ENRICHMENT | SPC | SPC |  | 2022-09-28 |  |  | 000000000060232721 | BHP1 | BHP Spares & Supplies | 821219 | Bookbinding | EA | MAN2 | BOOK,DELIVERY,CHECKLIST,A4 | BOOK, DELIVERY VECHILE CHECKLIST, A4, 50 IN DUPLICATE, NCR WHITE/WHITE
000000000060248761 | STP-004 | DATA ENRICHMENT | SPC | SPC |  | 2022-09-28 |  |  | 000000000060248761 | BHP1 | BHP Spares & Supplies | 821219 | Bookbinding | EA | MAN2 | BOOK,DETERMINATION,OF,SG,RESULTS,100,PG, | BOOK,DETERMINATION,OF,SG,RESULTS,100,PG,BOND
000000000060225234 | STP-004 | DATA ENRICHMENT | SPC | SPC |  | 2022-09-28 |  |  | 000000000060225234 | BHP1 | BHP Spares & Supplies | 821219 | Bookbinding | EA | MAN2 | BOOK,DSPATCH WEGHNG,100 PAGES,A4,DOUB | BOOK,DISPATCH WEIGHING,100 PAGES,A4,DOUBLE SIDED
000000000060228655 | STP-004 | DATA ENRICHMENT | SPC | SPC |  | 2022-09-28 |  |  | 000000000060228655 | BHP1 | BHP Spares & Supplies | 321200 | Printed components | EA | MAN2 | BOOK,EVENT REGISTER,A3,LANDSCAPE | BOOK, EVENT REGISTER, A3, LANDSCAPE LAYOUT, CARBONISED, DUPLICATE,, MASTER COPY WHITE - FIXED, COPY YELLOW - PERFORATED, UNIQUELY NUMBERED -, UNIQUE NUMBERS PER EACH NEW ORIGINAL WHITE PAGE, 50 PER BOOK. PAGES, NUMBERS PER BOOK MUST BE REFERENCED ON OUTSIDE OF BOOK TO TRACK., TEMPLATE AS PER MFCENG 11 APPENDIX 1, NEW STOCK AS PER ESSI : 1021
000000000060232963 | STP-004 | DATA ENRICHMENT | SPC | SPC |  | 2022-09-28 |  |  | 000000000060232963 | BHP1 | BHP Spares & Supplies | 821219 | Bookbinding | EA | MAN2 | BOOK,EXAMINATION & MAKING SAFE | BOOK, EXAMINATION & MAKING SAFE CHAIRLIFT
000000000060173322 | STP-004 | DATA ENRICHMENT | SPC | SPC |  | 2022-09-28 |  |  | 000000000060173322 | BHP1 | BHP Spares & Supplies | 821215 | Printing | EA | MAN2 | BOOK,EXCAVATOR,PRE-START CHECKLIST,CARBO | BOOK,EXCAVATOR,PRE-START CHECKLIST,A4, PORTRAIT, CARBONISED,DUPLICATE, ,ORIGINAL WHITE COPY - FIXED,CARBON COPY YELLOW-PERFORATED,UNIQUELY, NUMBERED - UNIQUE NUMBERS PER EACH NEW ORIGINAL WHITE PAGE,50 PER, BOOK.TEMPLATE AS PER SHEQ 31 APP 3 ON CHROMEDOC, AS PER SSI 1943., DESCRIPTION CHANGED AS PER SSI 3273.
000000000060219451 | STP-004 | DATA ENRICHMENT | SPC | SPC |  | 2022-09-28 |  |  | 000000000060219451 | BHP1 | BHP Spares & Supplies | 141115 | Printing and writing paper | EA | MAN2 | BOOK,EXPLOSVE CONTROL,A5 | BOOK, EXPLOSIVE CONTROL, A5 PORTRAIT, NCR PAPER, DUPLICATE, BOTTOM COPY PERFORATED, PRE NUMBERED, 24 SETS P/BOOK
000000000060188456 | STP-004 | DATA ENRICHMENT | SPC | SPC |  | 2022-09-28 |  |  | 000000000060188456 | BHP1 | BHP Spares & Supplies | 821219 | Bookbinding | EA | MAN2 | BOOK,EXPLOSVES SEARCHES,ECM | BOOK, EXPLOSIVES SEARCHES, ECM |  | 0019008562 | C & F PRINTERS
000000000060251918 | STP-004 | DATA ENRICHMENT | SPC | SPC |  | 2022-09-28 |  |  | 000000000060251918 | BHP1 | BHP Spares & Supplies | P3040 | Stationery | EA | MAN2 | BOOK,FURNACE,OVERHEAD,CRANE,PRE- AND P | BOOK, FURNACE, OVERHEAD, CRANE, PRE- AND POST, USE INSPECTION, CHECKLIST
000000000060225236 | STP-004 | DATA ENRICHMENT | SPC | SPC |  | 2022-09-28 |  |  | 000000000060225236 | BHP1 | BHP Spares & Supplies | 821219 | Bookbinding | EA | MAN2 | BOOK,GEOLOGY WEGHNG,100 PAGES,A4,DOUBL | BOOK,GEOLOGY WEIGHING,100 PAGES,A4,DOUBLE SIDED
000000000060227319 | STP-004 | DATA ENRICHMENT | SPC | SPC |  | 2022-09-28 |  |  | 000000000060227319 | BHP1 | BHP Spares & Supplies | 821219 | Bookbinding | EA | MAN2 | BOOK,HMS,LOG BOOK | HMS LOG BOOK, HARD COVER FRONT AND BACK, 100 PAGES
000000000060233010 | STP-004 | DATA ENRICHMENT | SPC | SPC |  | 2022-09-28 |  |  | 000000000060233010 | BHP1 | BHP Spares & Supplies | 821219 | Bookbinding | EA | MAN2 | BOOK,ICP CALIBRATION | BOOK, ICP CALIBRATION STANDARDS
000000000060187385 | STP-004 | DATA ENRICHMENT | SPC | SPC |  | 2022-09-28 |  |  | 000000000060187385 | BHP1 | BHP Spares & Supplies | 451000 | Printing and publishing equipment | EA | MAN2 | BOOK,INJURY ON DUTY AND RAND MUTUAL FORM | BOOK, INJURY ON DUTY & RAND MUTUAL FORM, SPECTRUM CODE: SMCM-0, PRE NUMBERED
000000000060229322 | STP-004 | DATA ENRICHMENT | SPC | SPC |  | 2022-09-28 |  |  | 000000000060229322 | BHP1 | BHP Spares & Supplies | 441217 | Writing instruments | EA | MAN2 | BOOK,JOURNAL | JOURNAL/ NOTEBOOK A5 ASS COLOURS
000000000060232968 | STP-004 | DATA ENRICHMENT | SPC | SPC |  | 2022-09-28 |  |  | 000000000060232968 | BHP1 | BHP Spares & Supplies | 821219 | Bookbinding | EA | MAN2 | BOOK,KEY CONTROL CONVEYOR | BOOK, KEY CONTROL CONVEYOR
000000000060240796 | STP-004 | DATA ENRICHMENT | SPC | SPC |  | 2022-09-28 |  |  | 000000000060240796 | BHP1 | BHP Spares & Supplies | 821219 | Bookbinding | EA | MAN2 | BOOK,LAMPROOM,COMPLAINT | LAMPROOM,COMPLAINT,REGISTER,SMSMIL,028 |  | 0019011480 | SPECTRUM MARKETING CC
000000000060232719 | STP-004 | DATA ENRICHMENT | SPC | SPC |  | 2022-09-28 |  |  | 000000000060232719 | BHP1 | BHP Spares & Supplies | 821219 | Bookbinding | EA | MAN2 | BOOK,LDV,DAILY,CHECKLIST,LOW,RISK,AREA | BOOK, LDV DAILY CHECKLIST, LOW RISK AREA, A4, 50 IN DUPLICATE, NCR WHITE/WHITE
000000000060233131 | STP-004 | DATA ENRICHMENT | SPC | SPC |  | 2022-09-28 |  |  | 000000000060233131 | BHP1 | BHP Spares & Supplies | 821219 | Bookbinding | EA | MAN2 | BOOK,LIFELINE,INSPECTION | BOOK, LIFELINRS INSPECTION, A3, 10 PAGES PER MONTH,NO COVER
000000000060238815 | STP-004 | DATA ENRICHMENT | SPC | SPC |  | 2022-09-28 |  |  | 000000000060238815 | BHP1 | BHP Spares & Supplies | 821219 | Bookbinding | EA | MAN2 | BOOK,LIFTING,EQUIMENT,ISSUING | BOOK, LIFTING EQUIPMENT ISSUING SMSMIL-0013, A3 ON 80GRAM WHITE BOND, PAPER, 100 PAGES PRINTED SINGLE SIDED, COVER GREEN LEATHER-LOOK AND, SILK PRINTED IN SILVER
000000000060239495 | STP-004 | DATA ENRICHMENT | SPC | SPC |  | 2022-09-28 |  |  | 000000000060239495 | BHP1 | BHP Spares & Supplies | 821219 | Bookbinding | EA | MAN2 | BOOK,LIFTING,EQUIPMENT,MONTHLY,BOOK1 | BOOK,LIFTING,EQUIPMENT,MONTHLY,BOOK1,618PAGES
000000000060239496 | STP-004 | DATA ENRICHMENT | SPC | SPC |  | 2022-09-28 |  |  | 000000000060239496 | BHP1 | BHP Spares & Supplies | 821219 | Bookbinding | EA | MAN2 | BOOK,LIFTING,EQUIPMENT,MONTHLY,BOOK2 | BOOK,LIFTING,EQUIPMENT,MONTHLY,BOOK1,330PAGES
000000000060216216 | STP-004 | DATA ENRICHMENT | SPC | SPC |  | 2022-09-28 |  |  | 000000000060216216 | BHP1 | BHP Spares & Supplies | 821215 | Printing | EA | MAN2 | BOOK,LOCK OUT REGSTER,LOCKS | BOOK, LOCK OUT REGISTER, LOCKS
000000000060219452 | STP-004 | DATA ENRICHMENT | SPC | SPC |  | 2022-09-28 |  |  | 000000000060219452 | BHP1 | BHP Spares & Supplies | 141115 | Printing and writing paper | EA | MAN2 | BOOK,LOCO CHECKLST,A4 | BOOK, LOCO CHECKLIST, A4, NCR PAPER, DUPLICATE, 30 SETS P/BOOK, 297X210MM
000000000060232720 | STP-004 | DATA ENRICHMENT | SPC | SPC |  | 2022-09-28 |  |  | 000000000060232720 | BHP1 | BHP Spares & Supplies | 821219 | Bookbinding | EA | MAN2 | BOOK,LOCOMOTIVE,CHECKLIST,A4 | BOOK, LOCOMOTIVE INSPECTION CHECKLIST, A4, 50 IN DUPLICATE, NCR, WHITE/WHITE, TOP COPY PRINTED IN COLOUR, 2ND COPY PRINTED IN BLACK INK
000000000060221799 | STP-004 | DATA ENRICHMENT | SPC | SPC |  | 2022-09-28 |  |  | 000000000060221799 | BHP1 | BHP Spares & Supplies | 821219 | Bookbinding | EA | MAN2 | BOOK,LOG SHFT SUPERVSOR REPORT | BOOK, LOG SHIFT SUPERVISOR REPORT
000000000060218316 | STP-004 | DATA ENRICHMENT | SPC | SPC |  | 2022-09-28 |  |  | 000000000060218316 | BHP1 | BHP Spares & Supplies | 821215 | Printing | EA | MAN2 | BOOK,LOG TRESSELS AND WEB SLNGS | BOOK, LOG TRESSELS & WEB SLINGS
000000000060239136 | STP-004 | DATA ENRICHMENT | SPC | SPC |  | 2022-09-28 |  |  | 000000000060239136 | BHP1 | BHP Spares & Supplies | 821219 | Bookbinding | EA | MAN2 | BOOK,LOG,A,ELECTRICAL,APPLIANCE,SPECIFIC | BOOK, LOG, A, ELECTRICAL APPLIANCE, SPECIFICATIONS
000000000060239137 | STP-004 | DATA ENRICHMENT | SPC | SPC |  | 2022-09-28 |  |  | 000000000060239137 | BHP1 | BHP Spares & Supplies | 821219 | Bookbinding | EA | MAN2 | BOOK,LOG,B,ELECTRICAL,APPLIANCE,SPECIFIC | BOOK, LOG, B ,ELECTRICAL APPLIANCE, SPECIFICATIONS
000000000060239138 | STP-004 | DATA ENRICHMENT | SPC | SPC |  | 2022-09-28 |  |  | 000000000060239138 | BHP1 | BHP Spares & Supplies | 821219 | Bookbinding | EA | MAN2 | BOOK,LOG,C,ELECTRICAL,APPLIANCE,SPECIFIC | BOOK, LOG, C, ELECTRICAL APPLIANCE, SPECIFICATIONS
000000000060164210 | STP-004 | DATA ENRICHMENT | SPC | SPC |  | 2022-09-28 |  |  | 000000000060164210 | BHP1 | BHP Spares & Supplies | 551000 | Printed media | EA | MAN2 | BOOK,LOG,CHAIRLIFT WEEKLY EXAMINATION, | BOOK, LOG, CHAIRLIFT WEEKLY EXAMINATION, A4, LANDSCAPE, BOND | SCL 0012 | 0019003467 | UNKNOWN
000000000060239140 | STP-004 | DATA ENRICHMENT | SPC | SPC |  | 2022-09-28 |  |  | 000000000060239140 | BHP1 | BHP Spares & Supplies | 821219 | Bookbinding | EA | MAN2 | BOOK,LOG,ELECTRICALADAPTOR,SPECIFICATION | BOOK, LOG, ELECTRICAL ADAPTOR, SPECIFICATIONS
000000000060239139 | STP-004 | DATA ENRICHMENT | SPC | SPC |  | 2022-09-28 |  |  | 000000000060239139 | BHP1 | BHP Spares & Supplies | 821219 | Bookbinding | EA | MAN2 | BOOK,LOG,EXTENSION,CORD,SPECIFICATIONS | BOOK, LOG ,EXTENSION CORD, SPECIFICATIONS
000000000060243271 | STP-004 | DATA ENRICHMENT | SPC | SPC |  | 2022-09-28 |  |  | 000000000060243271 | BHP1 | BHP Spares & Supplies | 441200 | Office supplies | EA | MAN2 | BOOK,LOG,IMPI ISSUE REGISTER | LOGBOOK,IMPI ISSUE REGISTER
000000000060227320 | STP-004 | DATA ENRICHMENT | SPC | SPC |  | 2022-09-28 |  |  | 000000000060227320 | BHP1 | BHP Spares & Supplies | 821219 | Bookbinding | EA | MAN2 | BOOK,LOG,MOONOO COMMNUTON PLANT | BOOK: LOG BOOK, MOOINOOI COMMINUTION PLANT, 30 SETS OF 3 PAGES, BINDING CLOTH
000000000060227318 | STP-004 | DATA ENRICHMENT | SPC | SPC |  | 2022-09-28 |  |  | 000000000060227318 | BHP1 | BHP Spares & Supplies | 821219 | Bookbinding | EA | MAN2 | BOOK,LOG,MOONOO CYCLONE PLANT | BOOK:LOG BOOK, MOOINOOI CYCLONE PLANT 30 SET OF 3 PAGES, BINDING CLOTH
000000000060227317 | STP-004 | DATA ENRICHMENT | SPC | SPC |  | 2022-09-28 |  |  | 000000000060227317 | BHP1 | BHP Spares & Supplies | 821219 | Bookbinding | EA | MAN2 | BOOK,LOG,MOONOO WASH PLANT | BOOK:LOG BOOK, MOOINOOI WASH PLANT 30 SET OF 3 PAGES, BINDING CLOTH
000000000060226540 | STP-004 | DATA ENRICHMENT | SPC | SPC |  | 2022-09-28 |  |  | 000000000060226540 | BHP1 | BHP Spares & Supplies | 461815 | Safety apparel | EA | MAN2 | BOOK,LOG,PRE-USE LADDER TAS | BOOK, LOG,PRE-USE LADDER TAS
000000000060255827 | STP-004 | DATA ENRICHMENT | SPC | SPC |  | 2022-09-28 |  |  | 000000000060255827 | BHP1 | BHP Spares & Supplies | 251739 | Electrical components | EA | MAN2 | BOOK,LOG,SCALE,CALIBRATION,ORBAN,PRINTER | BOOK,LOG,SCALE,CALIBRATION,ORBAN,PRINTERS
000000000060216209 | STP-004 | DATA ENRICHMENT | SPC | SPC |  | 2022-09-28 |  |  | 000000000060216209 | BHP1 | BHP Spares & Supplies | 821215 | Printing | EA | MAN2 | BOOK,LOG,SURFACE FAN | BOOK, LOG, SURFACE FAN
000000000060240619 | STP-004 | DATA ENRICHMENT | SPC | SPC |  | 2022-09-28 |  |  | 000000000060240619 | BHP1 | BHP Spares & Supplies | 601057 | Memory books and supplies | EA | MAN2 | BOOK,LOG,WATER,QUALITY,PGP | BOOK,LOG,WATER,QUALITY,PGP
000000000060232084 | STP-004 | DATA ENRICHMENT | SPC | SPC |  | 2022-09-28 |  |  | 000000000060232084 | BHP1 | BHP Spares & Supplies | P3040 | Stationery | EA | MAN2 | BOOK,MINUTE,HORTOR'S, | HORTOR'S MINUTE BOOK
000000000060217764 | STP-004 | DATA ENRICHMENT | SPC | SPC |  | 2022-09-28 |  |  | 000000000060217764 | BHP1 | BHP Spares & Supplies | 551000 | Printed media | EA | MAN2 | BOOK,MLLSELL,LHD,DALY SHFT REPORT | BOOK, MILLSELL OPERATOR,S DAILY SHIFT REPORT & CHECKLIST,LHD.
000000000060217763 | STP-004 | DATA ENRICHMENT | SPC | SPC |  | 2022-09-28 |  |  | 000000000060217763 | BHP1 | BHP Spares & Supplies | 551000 | Printed media | EA | MAN2 | BOOK,MLLSELL,UTLTY,DALY SHFT REP | BOOK, MILLSELL OPERATOR,S DAILY SHIFT REPORT & CHECKLIST, UTILITY VEHICLE.
000000000060252429 | STP-004 | DATA ENRICHMENT | SPC | SPC |  | 2022-09-28 |  |  | 000000000060252429 | BHP1 | BHP Spares & Supplies | P3040 | Stationery | EA | MAN2 | BOOK,MONTHLY INSPECTION ON TRIPPING,BATT | BOOK, MONTHLY INSPECTION ON TRIPPING, BATTERY, UNIT, LOG, BOOK
000000000060233001 | STP-004 | DATA ENRICHMENT | SPC | SPC |  | 2022-09-28 |  |  | 000000000060233001 | BHP1 | BHP Spares & Supplies | 821219 | Bookbinding | EA | MAN2 | BOOK,MONTHLY MEETINGS | BOOK, MONTHLY MEETING MINUTES
000000000060217766 | STP-004 | DATA ENRICHMENT | SPC | SPC |  | 2022-09-28 |  |  | 000000000060217766 | BHP1 | BHP Spares & Supplies | 551000 | Printed media | EA | MAN2 | BOOK,MOONOO,LHD,DALY SHFT REPORT | BOOK, MOOINOOI OPERATOR,S DAILY SHIFT REPORT & CHECKLIST,LHD.
000000000060217765 | STP-004 | DATA ENRICHMENT | SPC | SPC |  | 2022-09-28 |  |  | 000000000060217765 | BHP1 | BHP Spares & Supplies | 551000 | Printed media | EA | MAN2 | BOOK,MOONOO,UTLTY,DALY SHFT REP | BOOK, MOOINOOI OPERATOR,S DAILY SHIFT REPORT & CHECKLIST, UTILITY VEHICLE.
000000000060252883 | STP-004 | DATA ENRICHMENT | SPC | SPC |  | 2022-09-28 |  |  | 000000000060252883 | BHP1 | BHP Spares & Supplies | 200000 | Mining Machinery and Accessories | EA | MAN2 | BOOK,NOTE,A4,FOURTH,ESTATE,9334 | BOOK, NOTE, A4, FOURTH, ESTATE, 9334
000000000060220557 | STP-004 | DATA ENRICHMENT | SPC | SPC |  | 2022-09-28 |  |  | 000000000060220557 | BHP1 | BHP Spares & Supplies | 821219 | Bookbinding | EA | MAN2 | BOOK,OL AND DESEL LEVEL 100PG DUPLCATE | BOOK, OIL & DIESEL LEVEL, 100PG, DUPLICATE
000000000060234173 | STP-004 | DATA ENRICHMENT | SPC | SPC |  | 2022-09-28 |  |  | 000000000060234173 | BHP1 | BHP Spares & Supplies | P3040 | Stationery | EA | MAN2 | BOOK,ORANGE,SERIES,A6,KTTMOS240 | ORANGE,SERIES,BOOK,A6,KTTMOS240
000000000060234169 | STP-004 | DATA ENRICHMENT | SPC | SPC |  | 2022-09-28 |  |  | 000000000060234169 | BHP1 | BHP Spares & Supplies | P3040 | Stationery | EA | MAN2 | BOOK,ORANGE,SERIES,A6,KTTMOS249 | ORANGE,SERIES,BOOK,A6,KTTMOS249
000000000060244597 | STP-004 | DATA ENRICHMENT | SPC | SPC |  | 2022-09-28 |  |  | 000000000060244597 | BHP1 | BHP Spares & Supplies | 821219 | Bookbinding | KG | MAN2 | BOOK,OVERHEAD CRANE PRE USE INSPECTION, | BOOK, OVERHEAD CRANE PRE USE INSPECTION, A3, DUPLICATE, PRE NUMBERED, 50 SETS PER BOOK, FIRST PAGE PERFORATED, HARD COVER FRONT AND
000000000060250586 | STP-004 | DATA ENRICHMENT | SPC | SPC |  | 2022-09-28 |  |  | 000000000060250586 | BHP1 | BHP Spares & Supplies | 561217 | Book and general storage units for classrooms | BK | MAN2 | BOOK,PERMIT,HOT,WORK,DUPLICATE,EA | BOOK,PERMIT,HOT,WORK,A4,DUPLICATE,2 COL PRINT,NUMBERED,EA
000000000060225343 | STP-004 | DATA ENRICHMENT | SPC | SPC |  | 2022-09-28 |  |  | 000000000060225343 | BHP1 | BHP Spares & Supplies | 821219 | Bookbinding | EA | MAN2 | BOOK,PERMT TO ENTER,SHARED SERVCES | BOOK, PERMIT TO ENTER&PERMIT TO WORK FOR SHARED SERVICES, &VISITORS
000000000060213547 | STP-004 | DATA ENRICHMENT | SPC | SPC |  | 2022-09-28 |  |  | 000000000060213547 | BHP1 | BHP Spares & Supplies | 440000 | Office Equipment, Accessories and Supplies | EA | MAN2 | BOOK,PERMT TO WORK-RWP,A6,80 GR. WH | BOOK, PERMIT TO WORK-RWP, A6, 80 GR. WHITE BOND PAPER, PRINTED DOUBLE, SIDED WITH SCREENS ADDED, 25 SETS P/BOOK, PRE-NUMBERED IN RED,, REF:SPECTRUM SMCM-0038 | SMCM-0038 | 0019011480 | SPECTRUM MARKETING CC
000000000060252390 | STP-004 | DATA ENRICHMENT | SPC | SPC |  | 2022-09-28 |  |  | 000000000060252390 | BHP1 | BHP Spares & Supplies | P3040 | Stationery | EA | MAN2 | BOOK,PORTABLE, ELECTRIC EQUIPMENT,LOG,BO | BOOK, PORTABLE, ELECTRIC EQUIPMENT, LOG, A3
000000000060256330 | STP-004 | DATA ENRICHMENT | SPC | SPC |  | 2022-09-28 |  |  | 000000000060256330 | BHP1 | BHP Spares & Supplies | 821219 | Bookbinding | EA | MAN2 | BOOK,POST TAP HOLE CHECKLIST,A4,EA | BOOK, POST TAP HOLE CHECKLIST, CARBON COPY, A4, EACH | N/A | 0019011819 | Unknown
000000000060164183 | STP-004 | DATA ENRICHMENT | SPC | SPC |  | 2022-09-28 |  |  | 000000000060164183 | BHP1 | BHP Spares & Supplies | 551000 | Printed media | EA | MAN2 | BOOK,PREPRINTED,EXCAVATION PERMIT,2-P | BOOK, PREPRINTED: EXCAVATION PERMIT, 2-PART, FIRST PAGE PRINTED BOTH, SIDES, SECOND PAGE PRINTED ONESIDE ONLY, SELF CARBON, ORBAN REFERENCE, 53709 | 1/17/2047 | 0019008837 | ORBAN PRINTERS
000000000060226543 | STP-004 | DATA ENRICHMENT | SPC | SPC |  | 2022-09-28 |  |  | 000000000060226543 | BHP1 | BHP Spares & Supplies | 461815 | Safety apparel | EA | MAN2 | BOOK,PRE-USE CONVEYOR TAS | BOOK, PRE-USE CONVEYOR TAS
000000000060216215 | STP-004 | DATA ENRICHMENT | SPC | SPC |  | 2022-09-28 |  |  | 000000000060216215 | BHP1 | BHP Spares & Supplies | 821215 | Printing | EA | MAN2 | BOOK,PRE-USE NSPECTON | BOOK, PRE-USE INSPECTION
000000000060226547 | STP-004 | DATA ENRICHMENT | SPC | SPC |  | 2022-09-28 |  |  | 000000000060226547 | BHP1 | BHP Spares & Supplies | 461815 | Safety apparel | EA | MAN2 | BOOK,PRE-USE SAFETY HARNESS TAS | BOOK, PRE-USE SAFETY HARNESS TAS
000000000060240611 | STP-004 | DATA ENRICHMENT | SPC | SPC |  | 2022-09-28 |  |  | 000000000060240611 | BHP1 | BHP Spares & Supplies | 561217 | Book and general storage units for classrooms | EA | MAN2 | BOOK,RECORD,DISINFECTION,SAMPLE | BOOK, RECORD, DISINFECTION, SAMPLE
000000000060166413 | STP-004 | DATA ENRICHMENT | SPC | SPC |  | 2022-09-28 |  |  | 000000000060166413 | BHP1 | BHP Spares & Supplies | 551000 | Printed media | EA | MAN2 | BOOK,RECORD,HT SWITCHING PERMIT | BOOK, RECORD: HT SWITCHING PERMIT
000000000060164209 | STP-004 | DATA ENRICHMENT | SPC | SPC |  | 2022-09-28 |  |  | 000000000060164209 | BHP1 | BHP Spares & Supplies | 401417 | Plumbing hardware and fittings | EA | MAN2 | BOOK,RECORD,LOG,BATTERY CHARGE BAY,6 | BOOK, RECORD: LOG, BATTERY CHARGE BAY, 60 PAGES | SCL 0011 | 0019003467 | UNKNOWN
000000000060164211 | STP-004 | DATA ENRICHMENT | SPC | SPC |  | 2022-09-28 |  |  | 000000000060164211 | BHP1 | BHP Spares & Supplies | 551000 | Printed media | EA | MAN2 | BOOK,RECORD,LOG,FIRE EXTINGUISHER,61 | BOOK, RECORD: LOG, FIRE EXTINGUISHER, 61 PAGES | SCL 0013 | 0019003467 | UNKNOWN
000000000060164200 | STP-004 | DATA ENRICHMENT | SPC | SPC |  | 2022-09-28 |  |  | 000000000060164200 | BHP1 | BHP Spares & Supplies | 551000 | Printed media | EA | MAN2 | BOOK,RECORD,LOG,FLAME CUTTING AND WEL | BOOK, RECORD: LOG, FLAME CUTTING AND WELDING | SCL 0002 | 0019003467 | UNKNOWN
000000000060164199 | STP-004 | DATA ENRICHMENT | SPC | SPC |  | 2022-09-28 |  |  | 000000000060164199 | BHP1 | BHP Spares & Supplies | 551000 | Printed media | EA | MAN2 | BOOK,RECORD,LOG,MAIN FANS,60 PAGES | BOOK, RECORD: LOG, MAIN FANS, 60 PAGES | SCL 0001 | 0019003467 | UNKNOWN
000000000060177715 | STP-004 | DATA ENRICHMENT | SPC | SPC |  | 2022-09-28 |  |  | 000000000060177715 | BHP1 | BHP Spares & Supplies | 441200 | Office supplies | EA | MAN2 | BOOK,RECORD: LOG,WEEKLY BRAKE TEST | BOOK, RECORD: LOG, WEEKLY BRAKE TEST | SCL 0019 | 0019011480 | SPECTRUM MARKETING CC
000000000060254202 | STP-004 | DATA ENRICHMENT | SPC | SPC |  | 2022-09-28 |  |  | 000000000060254202 | BHP1 | BHP Spares & Supplies | 821219 | Bookbinding | EA | MAN2 | BOOK,REQUEST FOR PERMISSION TO REMOVE | BOOK, REQUEST FOR PERMISSION, TO REMOVE OR BRIDGE OUT THE SAFETY DEVICE
000000000060233013 | STP-004 | DATA ENRICHMENT | SPC | SPC |  | 2022-09-28 |  |  | 000000000060233013 | BHP1 | BHP Spares & Supplies | 821219 | Bookbinding | EA | MAN2 | BOOK,ROTARY SPLITTER | BOOK, ROTARY SPLITTER CHECK
000000000060217028 | STP-004 | DATA ENRICHMENT | SPC | SPC |  | 2022-09-28 |  |  | 000000000060217028 | BHP1 | BHP Spares & Supplies | 561217 | Book and general storage units for classrooms | EA | MAN2 | BOOK,SAFE DECLARATON CLEANNG AND SUPPOR | BOOK, SAFE DECLARATION FOR CLEANING AND SUPPORT SHIFT |  | 0019011480 | SPECTRUM MARKETING CC
000000000060188458 | STP-004 | DATA ENRICHMENT | SPC | SPC |  | 2022-09-28 |  |  | 000000000060188458 | BHP1 | BHP Spares & Supplies | 561217 | Book and general storage units for classrooms | EA | MAN2 | BOOK,SAFE DECLARATON FOR BLASTNG SHFT | BOOK, SAFE DECLARATION FOR BLASTING SHIFT,ECM | NPSAM016
000000000060221283 | STP-004 | DATA ENRICHMENT | SPC | SPC |  | 2022-09-28 |  |  | 000000000060221283 | BHP1 | BHP Spares & Supplies | 141219 | Printing and writing papers | EA | MAN2 | BOOK,SAFE DECLARATON FOR CLEANNG SHF | BOOK, SAFE DECLARATION FOR CLEANING SHIFTS, A4, NCR, DUPLICATE, WHITE, YELLOW, 50 SETS, FULL COLOUR.
000000000060232954 | STP-004 | DATA ENRICHMENT | SPC | SPC |  | 2022-09-28 |  |  | 000000000060232954 | BHP1 | BHP Spares & Supplies | 821219 | Bookbinding | EA | MAN2 | BOOK,SHAFT DELIVERING | BOOK, SHAFT DELIVERING REGISTER EXPLOSIVES ACCESSORIES
000000000060219453 | STP-004 | DATA ENRICHMENT | SPC | SPC |  | 2022-09-28 |  |  | 000000000060219453 | BHP1 | BHP Spares & Supplies | 141115 | Printing and writing paper | EA | MAN2 | BOOK,SHAFT FOREMAN LOG BOOK,A4 | BOOK, SHAFT FOREMAN LOG BOOK, A4, PRINTED DOUBLE SIDED
000000000060225393 | STP-004 | DATA ENRICHMENT | SPC | SPC |  | 2022-09-28 |  |  | 000000000060225393 | BHP1 | BHP Spares & Supplies | 821219 | Bookbinding | EA | MAN2 | BOOK,SHFT CLEARANCE AND BLASTNG REGS | BOOK, SHIFT CLEARANCE AND BLASTING REGISTER,DOUBLE SIDED,A4,50 SHEETS
000000000060232961 | STP-004 | DATA ENRICHMENT | SPC | SPC |  | 2022-09-28 |  |  | 000000000060232961 | BHP1 | BHP Spares & Supplies | 821219 | Bookbinding | EA | MAN2 | BOOK,SHIFT REPORT | BOOK,SHIFT REPORT ARTISAN
000000000060220256 | STP-004 | DATA ENRICHMENT | SPC | SPC |  | 2022-09-28 |  |  | 000000000060220256 | BHP1 | BHP Spares & Supplies | 821215 | Printing | EA | MAN2 | BOOK,SHORT SHFT WTH PERMSSON | BOOK, SHORT SHIFT WITH PERMISSION,50 SETS P/BOOK, DUPLICATE,NCR WITH FOLDBACK,PRE NUMBERED
000000000060173319 | STP-004 | DATA ENRICHMENT | SPC | SPC |  | 2022-09-28 |  |  | 000000000060173319 | BHP1 | BHP Spares & Supplies | 821215 | Printing | EA | MAN2 | BOOK,SLAG CARRIER,PRE-START CHECKLIST,CA | BOOK,SLAG CARRIER,PRE-START CHECKLIST,A4, PORTRAIT, CARBONISED,DUPLICATE, ,ORIGINAL WHITE COPY - FIXED,CARBON COPY YELLOW-PERFORATED,UNIQUELY, NUMBERED - UNIQUE NUMBERS PER EACH NEW ORIGINAL WHITE PAGE,50 PER, BOOK.TEMPLATE AS PER SHEQ 31 APP 7 ON CHROMEDOC, AS PER SSI 1946., DESCRIPTION CHANGED AS PER SSI 3272., CHANGE-EOQ-2020-10-12
000000000060226541 | STP-004 | DATA ENRICHMENT | SPC | SPC |  | 2022-09-28 |  |  | 000000000060226541 | BHP1 | BHP Spares & Supplies | 461815 | Safety apparel | EA | MAN2 | BOOK,SME ENTRANCE AND EXT TAS | BOOK, SME ENTRANCE AND EXIT TAS
000000000060231716 | STP-004 | DATA ENRICHMENT | SPC | SPC |  | 2022-09-28 |  |  | 000000000060231716 | BHP1 | BHP Spares & Supplies | 821219 | Bookbinding | EA | MAN2 | BOOK,SPIRAL PLANT LOG BOOK | SPIRAL PLANT LOG BOOK, HARD COVER FRONT AND BACK, 100 PAGES
000000000060233248 | STP-004 | DATA ENRICHMENT | SPC | SPC |  | 2022-09-28 |  |  | 000000000060233248 | BHP1 | BHP Spares & Supplies | 441200 | Office supplies | EA | MAN2 | BOOK,STORES,DISCREPANCY NOTE (DUPLICAT | BOOK, STORES, DISCREPANCY NOTE (DUPLICATE)
000000000060233247 | STP-004 | DATA ENRICHMENT | SPC | SPC |  | 2022-09-28 |  |  | 000000000060233247 | BHP1 | BHP Spares & Supplies | 441200 | Office supplies | EA | MAN2 | BOOK,STORES,RECEIVING,REGISTER (DUPLI | BOOK, STORES, RECEIVING, REGISTER (DUPLICATE)
000000000060173318 | STP-004 | DATA ENRICHMENT | SPC | SPC |  | 2022-09-28 |  |  | 000000000060173318 | BHP1 | BHP Spares & Supplies | 821215 | Printing | EA | MAN2 | BOOK,SWEEPER,PRE-START CHECKLIST,CARBONI | BOOK,SWEEPER,PRE-START CHECKLIST,A4, PORTRAIT, CARBONISED,DUPLICATE, ,ORIGINAL WHITE COPY - FIXED,CARBON COPY YELLOW-PERFORATED,UNIQUELY, NUMBERED - UNIQUE NUMBERS PER EACH NEW ORIGINAL WHITE PAGE,50 PER, BOOK.TEMPLATE AS PER SHEQ 31 APP 8 ON CHROMEDOC, SSI AS PER SSI 1947., DESCRIPTION CHANGED AS PER SSI 3268.
000000000060247506 | STP-004 | DATA ENRICHMENT | SPC | SPC |  | 2022-09-28 |  |  | 000000000060247506 | BHP1 | BHP Spares & Supplies | 821219 | Bookbinding | EA | MAN2 | BOOK,TEST,SIEVE,CHECKLIST,100,PG,BOND | BOOK,TEST,SIEVE,CHECKLIST,100,PG,BOND
000000000060238938 | STP-004 | DATA ENRICHMENT | SPC | SPC |  | 2022-09-28 |  |  | 000000000060238938 | BHP1 | BHP Spares & Supplies | 561217 | Book and general storage units for classrooms | EA | MAN2 | BOOK,TIME | MONTHLY TIMEBOOK JD132 |  | 0019009008 | WALTONS
000000000060255877 | STP-004 | DATA ENRICHMENT | SPC | SPC |  | 2022-09-28 |  |  | 000000000060255877 | BHP1 | BHP Spares & Supplies | 411000 | Laboratory Equipment | EA | MAN2 | BOOK,TOP,PAN,BALANCE,BLS503 | BOOK,TOP,PAN,BALANCE,BLS503
000000000060255868 | STP-004 | DATA ENRICHMENT | SPC | SPC |  | 2022-09-28 |  |  | 000000000060255868 | BHP1 | BHP Spares & Supplies | 411000 | Laboratory Equipment | EA | MAN2 | BOOK,TOP,PAN,BALANCE,BLS505 | BOOK,TOP,PAN,BALANCE,BLS505
000000000060255871 | STP-004 | DATA ENRICHMENT | SPC | SPC |  | 2022-09-28 |  |  | 000000000060255871 | BHP1 | BHP Spares & Supplies | 411000 | Laboratory Equipment | EA | MAN2 | BOOK,TOP,PAN,BALANCE,BLS509 | BOOK,TOP,PAN,BALANCE,BLS509
000000000060255873 | STP-004 | DATA ENRICHMENT | SPC | SPC |  | 2022-09-28 |  |  | 000000000060255873 | BHP1 | BHP Spares & Supplies | 411000 | Laboratory Equipment | EA | MAN2 | BOOK,TOP,PAN,BALANCE,BLS510 | BOOK,TOP,PAN,BALANCE,BLS510
000000000060220260 | STP-004 | DATA ENRICHMENT | SPC | SPC |  | 2022-09-28 |  |  | 000000000060220260 | BHP1 | BHP Spares & Supplies | 821215 | Printing | EA | MAN2 | BOOK,TP PRE-USE CHECKLST | BOOK, TIP PRE-USE CHECKLIST, A4, NCR-DUPLICATE,WHIT&BLUE, 50 X SETS PER, BOOK, TOP COPY-COLOUR, BOTTOM COPY-BLACK, 2X80GSM WHITE APPOINTMENT IN, FRONT OF BOOK.
000000000060254702 | STP-004 | DATA ENRICHMENT | SPC | SPC |  | 2022-09-28 |  |  | 000000000060254702 | BHP1 | BHP Spares & Supplies | 551000 | Printed media | EA | MAN2 | BOOK,VISITOR, ACCESS,PERMIT | BOOK, VISITOR, ACCESS, PERMIT, A4, DUPLICATE, NCR PAPER, WITH BACK SLAM, PRE NUMBERED, 3 PERMITS PER PAGE, 50 SETS PER BOOK
000000000060188460 | STP-004 | DATA ENRICHMENT | SPC | SPC |  | 2022-09-28 |  |  | 000000000060188460 | BHP1 | BHP Spares & Supplies | 821219 | Bookbinding | EA | MAN2 | BOOK,VSTORS ACCESS CONTROL,ECM | BOOK, VISITORS ACCESS CONTROL, ECM |  | 0019008562 | C & F PRINTERS
000000000060162948 | STP-004 | DATA ENRICHMENT | SPC | SPC |  | 2022-09-28 |  |  | 000000000060162948 | BHP1 | BHP Spares & Supplies | 551000 | Printed media | EA | MAN2 | BOOK,WAYBILL,ECM CENTRAL EXTERNAL,4 P | BOOK, WAYBILL, ECM CENTRAL EXTERNAL, 4 PART, NCR PAPER, 50 PAGES PER, BOOK | 56479 | 0019008837 | ORBAN PRINTERS
000000000060162952 | STP-004 | DATA ENRICHMENT | SPC | SPC |  | 2022-09-28 |  |  | 000000000060162952 | BHP1 | BHP Spares & Supplies | 551000 | Printed media | EA | MAN2 | BOOK,WAYBILL,ECM DOORNBOSCH,4 PART,N | BOOK, WAYBILL, ECM DOORNBOSCH, 4 PART, NCR PAPER, 50 PAGES PER BOOK | 56465 | 0019008837 | ORBAN PRINTERS
000000000060162949 | STP-004 | DATA ENRICHMENT | SPC | SPC |  | 2022-09-28 |  |  | 000000000060162949 | BHP1 | BHP Spares & Supplies | 551000 | Printed media | EA | MAN2 | BOOK,WAYBILL,ECM LANNEX,4 PART,NCR P | BOOK, WAYBILL, ECM LANNEX, 4 PART, NCR PAPER, 50 PAGES PER BOOK | 56466 | 0000000001 | ZZDELETEONE TIME VENDOR #2
000000000060162951 | STP-004 | DATA ENRICHMENT | SPC | SPC |  | 2022-09-28 |  |  | 000000000060162951 | BHP1 | BHP Spares & Supplies | 551000 | Printed media | EA | MAN2 | BOOK,WAYBILL,ECM STEELPOORT,4 PART,N | BOOK, WAYBILL, ECM STEELPOORT, 4 PART, NCR PAPER, 50 PAGES PER BOOK | 56467 | 0019008837 | ORBAN PRINTERS
000000000060256341 | STP-004 | DATA ENRICHMENT | SPC | SPC |  | 2022-09-28 |  |  | 000000000060256341 | BHP1 | BHP Spares & Supplies | 200000 | Mining Machinery and Accessories | EA | MAN2 | BOOK,WAYBILL,ECM,CHROME,SECTION,4 PART, | BOOK, WAYBILL, ECM, CHROME, SECTION, 4 PART, NCR, PAPER, 50, PAGES, PER, BOOK
000000000060219454 | STP-004 | DATA ENRICHMENT | SPC | SPC |  | 2022-09-28 |  |  | 000000000060219454 | BHP1 | BHP Spares & Supplies | 141115 | Printing and writing paper | EA | MAN2 | BOOK,WNCH CHECKLST,A4 | BOOK, WINCH CHECKLIST, A4, NCR PAPER, DUPLICATE, 30 SETS P/BOOK, 297X210MM
000000000060168967 | STP-004 | DATA ENRICHMENT | SPC | SPC |  | 2022-09-28 |  |  | 000000000060168967 | BHP1 | BHP Spares & Supplies | 551000 | Printed media | EA | MAN2 | BOOK: VEHICLE PRE-START CHECKLIST, DUPLI | BOOK: VEHICLE PRE-START CHECKLIST, DUPLICATE, 50 SETS P/BOOK, NCR PAPER WITH BACK SLAM | 30704 | 0019003467 | UNKNOWN
000000000060234361 | STP-004 | DATA ENRICHMENT | SPC | SPC |  | 2022-09-28 |  |  | 000000000060234361 | BHP1 | BHP Spares & Supplies | 821219 | Bookbinding | EA | MAN2 | BOOKS TELESCOPIC INSPECTION | BOOK TELESCOPIC INSPECTIONREV 8 DATED 15/8/2017
000000000060129253 | STP-004 | DATA ENRICHMENT | SPC | SPC |  | 2022-09-28 |  |  | 000000000060129253 | BHP1 | BHP Spares & Supplies | 551000 | Printed media | EA | MAN2 | BOOKS, DAILY PLANNING, C&F PRINTERS | BOOKS, DAILY PLANNING, C&F PRINTERS
000000000060129231 | STP-004 | DATA ENRICHMENT | SPC | SPC |  | 2022-09-28 |  |  | 000000000060129231 | BHP1 | BHP Spares & Supplies | 551000 | Printed media | EA | MAN2 | BOOKS, REGISTER, CHAINS, CHAIN SLINGS, H | BOOKS, REGISTER, CHAINS, CHAIN SLINGS, HOOKS AND SHACKLE, NOSA
000000000060129237 | STP-004 | DATA ENRICHMENT | SPC | SPC |  | 2022-09-28 |  |  | 000000000060129237 | BHP1 | BHP Spares & Supplies | 551000 | Printed media | EA | MAN2 | BOOKS, REGISTER, FIBRE ROPES, STEEL WIRE | BOOKS, REGISTER, FIBRE ROPES, STEEL WIRE ROPES, SLINGS AND SHACKLES, NOSA
000000000060129232 | STP-004 | DATA ENRICHMENT | SPC | SPC |  | 2022-09-28 |  |  | 000000000060129232 | BHP1 | BHP Spares & Supplies | 551000 | Printed media | EA | MAN2 | BOOKS, REGISTER, GAS WELDING AND CUTTING | BOOKS, REGISTER, GAS WELDING AND CUTTING EQUIPMENT NOSA
000000000060129234 | STP-004 | DATA ENRICHMENT | SPC | SPC |  | 2022-09-28 |  |  | 000000000060129234 | BHP1 | BHP Spares & Supplies | 551000 | Printed media | EA | MAN2 | BOOKS, REGISTER, LIFTING MACHINERY, NOSA | BOOKS, REGISTER, LIFTING MACHINERY, NOSA
000000000060129235 | STP-004 | DATA ENRICHMENT | SPC | SPC |  | 2022-09-28 |  |  | 000000000060129235 | BHP1 | BHP Spares & Supplies | 551000 | Printed media | EA | MAN2 | BOOKS, REGISTER, PORTABLE ELEC AL EQUIPM | BOOKS, REGISTER, PORTABLE ELECTRICAL EQUIPMENT, NOSA
000000000060129236 | STP-004 | DATA ENRICHMENT | SPC | SPC |  | 2022-09-28 |  |  | 000000000060129236 | BHP1 | BHP Spares & Supplies | 551000 | Printed media | EA | MAN2 | BOOKS, REGISTER, PRESSURE VESSELS, NOSA | BOOKS, REGISTER, PRESSURE VESSELS, NOSA
000000000060226223 | STP-004 | DATA ENRICHMENT | SPC | SPC |  | 2022-09-28 |  |  | 000000000060226223 | BHP1 | BHP Spares & Supplies | 821215 | Printing | EA | MAN2 | LOGBOOK, A4, MINI-SUBSTATION | LOGBOOK, A4, MINI-SUBSTATION,
000000000060247298 | STP-004 | DATA ENRICHMENT | SPC | SPC |  | 2022-09-28 |  |  | 000000000060247298 | BHP1 | BHP Spares & Supplies | P2060 | Vehicle spares | EA | MAN2 | ??BOOSTER,BRAKE,RIGHT,BN041094,BELL | ??BOOSTER, BRAKE, RIGHT, BN041094, BELL, EA, NEW STOCK AS PER ESSI: 2148 | BN041094 | 0019008535 | BELL EQUIPMENT CO SA (PTY) LTD
000000000060247927 | STP-004 | DATA ENRICHMENT | SPC | SPC |  | 2022-09-28 |  |  | 000000000060247927 | BHP1 | BHP Spares & Supplies | P2060 | Vehicle spares | EA | MAN2 | BOOSTER, BRAKE, LEFT, BN041093, BELL | ?BOOSTER, BRAKE, LEFT, BN041093, BELL, EA, NEW STOCK AS PER ESSI: 2147 | BN041093 | 0019008535 | BELL EQUIPMENT CO SA (PTY) LTD
000000000060251777 | STP-004 | DATA ENRICHMENT | SPC | SPC |  | 2022-09-28 |  |  | 000000000060251777 | BHP1 | BHP Spares & Supplies | 781801 | Vehicle maintenance and repair services | EA | MAN2 | BOOSTER,BRAKE,3EC3631710,KOMATSU,EA | BOOSTER, BRAKE, 3EC3631710, KOMATSU, EACH | 3EC3631710
000000000060252483 | STP-004 | DATA ENRICHMENT | SPC | SPC |  | 2022-09-28 |  |  | 000000000060252483 | BHP1 | BHP Spares & Supplies | 781801 | Vehicle maintenance and repair services | EA | MAN2 | BRAKE HUB,1684569,HYSTER,EA | BRAKE HUB, 1684569, HYSTER, EACH | 1684569
000000000060227281 | STP-004 | DATA ENRICHMENT | SPC | SPC |  | 2022-09-28 |  |  | 000000000060227281 | BHP1 | BHP Spares & Supplies | 251717 | Braking systems and components | EA | MAN2 | BRAKE HUB,MERITOR | BRAKE HUB,MERITOR,LIQUID SLAG CAR TRAILER, NEW STOCK AS PER "ESSI 679"
000000000060239800 | STP-004 | DATA ENRICHMENT | SPC | SPC |  | 2022-09-28 |  |  | 000000000060239800 | BHP1 | BHP Spares & Supplies | 201224 | Production systems equipment | EA | MAN2 | BRAKE PADS,VCS TWIFLEX | BRAKE PADS, TWIFLEX VCS MK4 | SA100204/07
000000000060178007 | STP-004 | DATA ENRICHMENT | SPC | SPC |  | 2022-09-28 |  |  | 000000000060178007 | BHP1 | BHP Spares & Supplies | 221015 | Earth moving machinery | EA | MAN2 | BRAKE POSI-STOP ASSEMBLY GHH 4.4 D81 AXL | BRAKE POSI-STOP ASSEMBLY GHH 4.4 D81AXLP/N GH 59017-066/2, BRAKE POSI-STOP ASSEMBLY GHH 4.4 D81 AXL P/N GH 59017-066/2, BRAKE POSI-STOP ASSEMBLY GHH 4.4 D81 AXL | GH59017-066/2 | 0019011379 | GHH MINING MACHINES
000000000060145002 | STP-004 | DATA ENRICHMENT | SPC | SPC |  | 2022-09-28 |  |  | 000000000060145002 | BHP1 | BHP Spares & Supplies | 251717 | Braking systems and components | EA | MAN2 | BRAKE SHOE, 200 MM DIA DRUM, OVERHEAD CR | BRAKE SHOE, 200 MM DIA DRUM, OVERHEAD CRANE
000000000060145003 | STP-004 | DATA ENRICHMENT | SPC | SPC |  | 2022-09-28 |  |  | 000000000060145003 | BHP1 | BHP Spares & Supplies | 251717 | Braking systems and components | EA | MAN2 | BRAKE SHOE, 250 MM DIA DRUM, OVERHEAD CR | BRAKE SHOE, 250 MM DIA DRUM, OVERHEAD CRANE, REDUNDANT AS PER ESSI: 411
000000000060145006 | STP-004 | DATA ENRICHMENT | SPC | SPC |  | 2022-09-28 |  |  | 000000000060145006 | BHP1 | BHP Spares & Supplies | 251717 | Braking systems and components | EA | MAN2 | BRAKE SHOE, 315 MM DIA DRUM, OVERHEAD CR | BRAKE SHOE, 315 MM DIA DRUM, OVERHEAD CRANE
000000000060145004 | STP-004 | DATA ENRICHMENT | SPC | SPC |  | 2022-09-28 |  |  | 000000000060145004 | BHP1 | BHP Spares & Supplies | 251717 | Braking systems and components | EA | MAN2 | BRAKE SHOE, 400 MM DIA DRUM, OVERHEAD CR | BRAKE SHOE, 400 MM DIA DRUM, OVERHEAD CRANE
000000000060147000 | STP-004 | DATA ENRICHMENT | SPC | SPC |  | 2022-09-28 |  |  | 000000000060147000 | BHP1 | BHP Spares & Supplies | 251717 | Braking systems and components | EA | MAN2 | BRAKE SHOE, 400MM DIAMETER DRUM, DRAWING | BRAKE SHOE, 400MM DIAMETER DRUM, DRAWING 220149, 80/40 TON OVERHEAD CRANE, SERIAL 8529, WOLFF
000000000060146085 | STP-004 | DATA ENRICHMENT | SPC | SPC |  | 2022-09-28 |  |  | 000000000060146085 | BHP1 | BHP Spares & Supplies | 251717 | Braking systems and components | EA | MAN2 | BRAKE SHOE, 500MM DIA DRUM, OVERHEAD CRA | BRAKE SHOE, 500MM DIA DRUM, OVERHEAD CRANE
000000000060145007 | STP-004 | DATA ENRICHMENT | SPC | SPC |  | 2022-09-28 |  |  | 000000000060145007 | BHP1 | BHP Spares & Supplies | 251717 | Braking systems and components | EA | MAN2 | BRAKE SHOE, 630 MM DIA DRUM, OVERHEAD CR | BRAKE SHOE, 630 MM DIA DRUM, OVERHEAD CRANE, REDUNDANT AS PER ESSI: 411 | SIBRE GT2204330D
000000000060145552 | STP-004 | DATA ENRICHMENT | SPC | SPC |  | 2022-09-28 |  |  | 000000000060145552 | BHP1 | BHP Spares & Supplies | 251717 | Braking systems and components | EA | MAN2 | BRAKE SHOE, IC3 CONVERTOR, ETIS | BRAKE SHOE, IC3 CONVERTOR, ETIS
000000000060113514 | STP-004 | DATA ENRICHMENT | SPC | SPC |  | 2022-09-28 |  |  | 000000000060113514 | BHP1 | BHP Spares & Supplies | 251717 | Braking systems and components | EA | MAN2 | BRAKE SHOES, C/W LINING, 200MM DRUM, CRO | BRAKE SHOES, C/W LINING, 200MM DRUM, CROSS TRAVEL, 50/25 TON STATIC CRANE, WOLFF
000000000060113515 | STP-004 | DATA ENRICHMENT | SPC | SPC |  | 2022-09-28 |  |  | 000000000060113515 | BHP1 | BHP Spares & Supplies | 251717 | Braking systems and components | EA | MAN2 | BRAKE SHOES, C/W LINING, 250MM DIA DRUM, | BRAKE SHOES, C/W LINING, 250MM DIA DRUM, LONG TRAVEL, 50/25 TON STATIC CRANE, WOLFF
000000000060113517 | STP-004 | DATA ENRICHMENT | SPC | SPC |  | 2022-09-28 |  |  | 000000000060113517 | BHP1 | BHP Spares & Supplies | 251717 | Braking systems and components | EA | MAN2 | BRAKE SHOES, C/W LINING, 500MM DIA DRUM, | BRAKE SHOES, C/W LINING, 500MM DIA DRUM, MAIN HOIST, 50/25 TON STATIC CRANE, WOLFF
000000000060113516 | STP-004 | DATA ENRICHMENT | SPC | SPC |  | 2022-09-28 |  |  | 000000000060113516 | BHP1 | BHP Spares & Supplies | 251717 | Braking systems and components | EA | MAN2 | BRAKE SHOES, C/W LINING, 500MM DIA DRUM, | BRAKE SHOES, C/W LINING, 500MM DIA DRUM, AUXILIARY HOIST, 50/25 TON STATIC CRANE, WOLFF
000000000060229349 | STP-004 | DATA ENRICHMENT | SPC | SPC |  | 2022-09-28 |  |  | 000000000060229349 | BHP1 | BHP Spares & Supplies | 731810 | Machining services | EA | MAN2 | BRAKE TEST - SCAS II MULTI-PURPOSE UNIT | BRAKE TEST UNIT - SCAS II MULTI-PURPOSE UNIT
000000000060253818 | STP-004 | DATA ENRICHMENT | SPC | SPC |  | 2022-09-28 |  |  | 000000000060253818 | BHP1 | BHP Spares & Supplies | 270000 | Tools and General Machinery | EA | MAN2 | BRAKE TESTER,SIMRET,3000Q,EA | BRAKE TESTER, SIMRET, 3000Q, EACH | SIMRET 3000Q
000000000060225070 | STP-004 | DATA ENRICHMENT | SPC | SPC |  | 2022-09-28 |  |  | 000000000060225070 | BHP1 | BHP Spares & Supplies | 251717 | Braking systems and components | EA | MAN2 | BRAKE UNIT;CDBR-5037D.600V-37KW | BRAKE UNIT;CDBR-5037D.600V-37KW, NEW STOCK AS PER "ESSI 80" | CDBR-5037D
000000000060224195 | STP-004 | DATA ENRICHMENT | SPC | SPC |  | 2022-09-28 |  |  | 000000000060224195 | BHP1 | BHP Spares & Supplies | 251739 | Electrical components | EA | MAN2 | BRAKE, AUX HOIST,15N.M, | BRAKE, AUX HOIST,15N.M, 525V AC, BINDER | 7324111
000000000060222728 | STP-004 | DATA ENRICHMENT | SPC | SPC |  | 2022-09-28 |  |  | 000000000060222728 | BHP1 | BHP Spares & Supplies | 241016 | Lifting equipment | EA | MAN2 | BRAKE, C/W BEARING, PLATE, HOIST, CHAIN, | BRAKE, C/W BEARING, PLATE, HOIST, CHAIN, KC70-3T-SR
000000000060147479 | STP-004 | DATA ENRICHMENT | SPC | SPC |  | 2022-09-28 |  |  | 000000000060147479 | BHP1 | BHP Spares & Supplies | 251717 | Braking systems and components | EA | MAN2 | BRAKE, ELECTRO MAGNETIC, GRINDING MILL 1 | BRAKE, ELECTRO MAGNETIC, GRINDING MILL 148-0010 | 148-0010 | 0019005387 | FFE MINERALS USA INC
000000000060117593 | STP-004 | DATA ENRICHMENT | SPC | SPC |  | 2022-09-28 |  |  | 000000000060117593 | BHP1 | BHP Spares & Supplies | 251717 | Braking systems and components | EA | MAN2 | BRAKE, HOLD BACK ROLLER, 130MM BORE DIA, | BRAKE, HOLD BACK ROLLER, 130MM BORE DIA, 270 DEG TORQUE ARM, COUNTER CLOCKWISE ROTATION, TYPE NRT 1085 LOW SPEED BACK STOP, FALK
000000000060214268 | STP-004 | DATA ENRICHMENT | SPC | SPC |  | 2022-09-28 |  |  | 000000000060214268 | BHP1 | BHP Spares & Supplies | 221015 | Earth moving machinery | EA | MAN2 | BRAKE, POSI,STOP,ASS EJC115 P/NR 0469771 | BRAKE, POSI-STOP,ASS EJC115 P/NR 04697711 | P/N 04697711 | 0019002924 | SANDVIK
000000000060222922 | STP-004 | DATA ENRICHMENT | SPC | SPC |  | 2022-09-28 |  |  | 000000000060222922 | BHP1 | BHP Spares & Supplies | 221015 | Earth moving machinery | EA | MAN2 | BRAKE, POSSI MULTI DISC D81 P/N GH590191 | BRAKE, POSSI MULTI DISC D81 P/N GH59019164/1 | GH59019164/1 | 0019011379 | GHH MINING MACHINES
000000000060216040 | STP-004 | DATA ENRICHMENT | SPC | SPC |  | 2022-09-28 |  |  | 000000000060216040 | BHP1 | BHP Spares & Supplies | 251717 | Braking systems and components | EA | MAN2 | BRAKE,20 TON VERLINDE ROOF CRANE,FOR VT4 | BRAKE,20 TON VERLINDE ROOF CRANE,FOR VT4 04114 FRP8 MOTOR;6,3/1,1 M/MIN 23/3,5 KW., AS PER SSI 5117. | NM38753NR3 | 0019003507 | VERLINDE
000000000060252494 | STP-004 | DATA ENRICHMENT | SPC | SPC |  | 2022-09-28 |  |  | 000000000060252494 | BHP1 | BHP Spares & Supplies | 781801 | Vehicle maintenance and repair services | EA | MAN2 | BRAKE,ASS,LH,1628848,HYSTER,EA | BRAKE, ASSEMBLY ,LEFT HAND,1628848, HYSTER, EACH | 1628848
000000000060252493 | STP-004 | DATA ENRICHMENT | SPC | SPC |  | 2022-09-28 |  |  | 000000000060252493 | BHP1 | BHP Spares & Supplies | 781801 | Vehicle maintenance and repair services | EA | MAN2 | BRAKE,ASS,RH,1628851,HYSTER,EA | BRAKE, ASSEMBLY, RIGHT HAND, 1628851, HYSTER, EACH | 1628851
000000000060252947 | STP-004 | DATA ENRICHMENT | SPC | SPC |  | 2022-09-28 |  |  | 000000000060252947 | BHP1 | BHP Spares & Supplies | 781801 | Vehicle maintenance and repair services | EA | MAN2 | BRAKE,ASS.,LH,3EC3031104,KOMATSU,EA | BRAKE, ASSEMBLY, LEFT HAND, 3EC3031104, KOMATSU, EACH
000000000060252941 | STP-004 | DATA ENRICHMENT | SPC | SPC |  | 2022-09-28 |  |  | 000000000060252941 | BHP1 | BHP Spares & Supplies | 781801 | Vehicle maintenance and repair services | EA | MAN2 | BRAKE,ASS.,RH,3EC3031504,KOMATSU,EA | BRAKE, ASSEMBLY, RIGHT HAND, 3EC3031504, KOMATSU, EACH | 3EC3031504
000000000060255979 | STP-004 | DATA ENRICHMENT | SPC | SPC |  | 2022-09-28 |  |  | 000000000060255979 | BHP1 | BHP Spares & Supplies | 261121 | Industrial braking systems | EA | MAN2 | BRAKE,ASSEMBLY,ADJUSTING,ROD | BRAKE ASSEMBLY ADJUSTING ROD
000000000060249773 | STP-004 | DATA ENRICHMENT | SPC | SPC |  | 2022-09-28 |  |  | 000000000060249773 | BHP1 | BHP Spares & Supplies | 221015 | Earth moving machinery | EA | MAN2 | BRAKE,POSI-STOP,ASS,S/EXC GHH,SLP6 | BRAKE,POSI-STOP,ASSEMBLY,SERVICE,EXCANGE,GHH,SLP6 | GH-59021-020/1 | 0019011819 | Unknown
000000000060227985 | STP-004 | DATA ENRICHMENT | SPC | SPC |  | 2022-09-28 |  |  | 000000000060227985 | BHP1 | BHP Spares & Supplies | 251917 | Vehicle servicing equipment | EA | MAN2 | BRAKE,ROLLER,ROYAL SLAG CARRIER | BRAKE, ROLLER, ROYAL SLAG CARRIER, NEW STOCK AS PER ESSI : 963 | 236-7769 | 0019011537 | BARLOWORLD EQUIPMENT
000000000060223124 | STP-004 | DATA ENRICHMENT | SPC | SPC |  | 2022-09-28 |  |  | 000000000060223124 | BHP1 | BHP Spares & Supplies | 221015 | Earth moving machinery | EA | MAN2 | PARK,BRAKE,MUSHROON,VALVE (UV-90900020) | PARK BRAKE MUSHROON VALVE (P/N UV-90900020), PARK,BRAKE,MUSHROON,VALVE (UV-90900020) | UV-90900020 | 0019011370 | AARD MINING
000000000060222506 | STP-004 | DATA ENRICHMENT | SPC | SPC |  | 2022-09-28 |  |  | 000000000060222506 | BHP1 | BHP Spares & Supplies | 241016 | Lifting equipment | EA | MAN2 | SIDE, BRAKE, ASSEMBLY, PLATE, BLOCK, CHA | SIDE, BRAKE, ASSEMBLY, PLATE, BLOCK, CHAIN, KC70, 0.5 TON
000000000060222509 | STP-004 | DATA ENRICHMENT | SPC | SPC |  | 2022-09-28 |  |  | 000000000060222509 | BHP1 | BHP Spares & Supplies | 241016 | Lifting equipment | EA | MAN2 | SIDE, BRAKE, ASSEMBLY, PLATE, BLOCK, CHA | SIDE, BRAKE, ASSEMBLY, PLATE, BLOCK, CHAIN, KC70, 2 TON
000000000060222510 | STP-004 | DATA ENRICHMENT | SPC | SPC |  | 2022-09-28 |  |  | 000000000060222510 | BHP1 | BHP Spares & Supplies | 241016 | Lifting equipment | EA | MAN2 | SIDE, BRAKE, ASSEMBLY, PLATE, BLOCK, CHA | SIDE, BRAKE, ASSEMBLY, PLATE, BLOCK, CHAIN, KC70, 5 TO 20 TON
000000000060222507 | STP-004 | DATA ENRICHMENT | SPC | SPC |  | 2022-09-28 |  |  | 000000000060222507 | BHP1 | BHP Spares & Supplies | 241016 | Lifting equipment | EA | MAN2 | SIDE, BRAKE, ASSEMBLY, PLATE, BLOCK, CHA | SIDE, BRAKE, ASSEMBLY, PLATE, BLOCK, CHAIN, KC70, 1 TON
000000000060222508 | STP-004 | DATA ENRICHMENT | SPC | SPC |  | 2022-09-28 |  |  | 000000000060222508 | BHP1 | BHP Spares & Supplies | 241016 | Lifting equipment | EA | MAN2 | SIDE, BRAKE, ASSEMBLY, PLATE, BLOCK, CHA | SIDE, BRAKE, ASSEMBLY, PLATE, BLOCK, CHAIN, KC70, 1.5 TON
000000000060229092 | STP-004 | DATA ENRICHMENT | SYC | SYC |  | 2022-09-28 |  |  | 000000000060229092 | BHP1 | BHP Spares & Supplies | 201216 | Drilling bits | EA | MAN2 | CUTTER CORE 12X25,SHORT REACH | CUTTER CORE 12 X 25 SHORT REACH, HTCEUR12S, P/N 105806, EUROBOOR
000000000060229093 | STP-004 | DATA ENRICHMENT | SYC | SYC |  | 2022-09-28 |  |  | 000000000060229093 | BHP1 | BHP Spares & Supplies | 201216 | Drilling bits | EA | MAN2 | CUTTER CORE 16X25,SHORT REACH | CUTTER CORE 16 X 25 SHORT REACH, HTCEUR16S, P/N 34609, EUROBOOR
000000000060229094 | STP-004 | DATA ENRICHMENT | SYC | SYC |  | 2022-09-28 |  |  | 000000000060229094 | BHP1 | BHP Spares & Supplies | 201216 | Drilling bits | EA | MAN2 | CUTTER CORE 18X25,SHORT REACH | CUTTER CORE 18 X 25 SHORT REACH, HTCEUR18S, P/N 34613, EUROBOOR
000000000060229095 | STP-004 | DATA ENRICHMENT | SYC | SYC |  | 2022-09-28 |  |  | 000000000060229095 | BHP1 | BHP Spares & Supplies | 201216 | Drilling bits | EA | MAN2 | CUTTER CORE 20X25,SHORT REACH | CUTTER CORE 20 X 25 SHORT REACH, HTCEUR20S, P/N 34617, EUROBOOR
000000000060186546 | STP-004 | DATA ENRICHMENT | SYC | SYC |  | 2022-09-28 |  |  | 000000000060186546 | BHP1 | BHP Spares & Supplies | P1040 | Valves, actuators & accessories, service kits | EA | MAN2 | CUTTER, 180MM, HELLERMAN, SIDE | CUTTER, 180MM, HELLERMAN, SIDE
000000000060182751 | STP-004 | DATA ENRICHMENT | SYC | SYC |  | 2022-09-28 |  |  | 000000000060182751 | BHP1 | BHP Spares & Supplies | 271115 | Cutting and punching tools | EA | MAN2 | CUTTER, BELT FOR 900MM BELT FLEXCO 84083 | CUTTER, BELT FOR 900MM BELT FLEXCO 840836
000000000060027135 | STP-004 | DATA ENRICHMENT | SYC | SYC |  | 2022-09-28 |  |  | 000000000060027135 | BHP1 | BHP Spares & Supplies | 271115 | Cutting and punching tools | EA | MAN2 | CUTTER, BOLT, 350MM, JOHN-LEO | CUTTER, BOLT, 350MM, JOHN-LEO | JLBC350M | 0019008737 | JOHN-LEO
000000000060027136 | STP-004 | DATA ENRICHMENT | SYC | SYC |  | 2022-09-28 |  |  | 000000000060027136 | BHP1 | BHP Spares & Supplies | 271115 | Cutting and punching tools | EA | MAN2 | CUTTER, BOLT, 450MM, JOHN-LEO | CUTTER, BOLT, 450MM, JOHN-LEO | JLBC450M | 0019008737 | JOHN-LEO
000000000060179886 | STP-004 | DATA ENRICHMENT | SYC | SYC |  | 2022-09-28 |  |  | 000000000060179886 | BHP1 | BHP Spares & Supplies | 231533 | Cutting tools | EA | MAN2 | CUTTER, CORE, 50SQMM | CUTTER, CORE, 50SQMM
000000000060027140 | STP-004 | DATA ENRICHMENT | SYC | SYC |  | 2022-09-28 |  |  | 000000000060027140 | BHP1 | BHP Spares & Supplies | 271115 | Cutting and punching tools | EA | MAN2 | CUTTER, GLASS, DIAMOND POINT | CUTTER, GLASS, DIAMOND POINT
000000000060185544 | STP-004 | DATA ENRICHMENT | SYC | SYC |  | 2022-09-28 |  |  | 000000000060185544 | BHP1 | BHP Spares & Supplies | 311915 | Abrasives | EA | MAN2 | CUTTER, HAND CABLE 400 | CUTTER, HAND CABLE 400 | CC400 | 0019011481 | TOOLQUIP
000000000060245246 | STP-004 | DATA ENRICHMENT | SYC | SYC |  | 2022-09-28 |  |  | 000000000060245246 | BHP1 | BHP Spares & Supplies | 200000 | Mining Machinery and Accessories | EA | MAN2 | CUTTER, MULTITTOOTH,KEN2882220K,22MM,LON | CUTTER, MULTITTOOTH,KEN2882220K,22MM,LONG | 19812 | 0019011819 | Unknown
000000000060217273 | STP-004 | DATA ENRICHMENT | SYC | SYC |  | 2022-09-28 |  |  | 000000000060217273 | BHP1 | BHP Spares & Supplies | 270000 | Tools and General Machinery | EA | MAN2 | CUTTER, PLASMA, 40A, 220V, 6MM M/S | CUTTER, PLASMA, 40A, 220V, 6MM M/S | PLASMA40LGK/220Q | 0019011481 | TOOLQUIP
000000000060247702 | STP-004 | DATA ENRICHMENT | SYC | SYC |  | 2022-09-28 |  |  | 000000000060247702 | BHP1 | BHP Spares & Supplies | 311715 | Bearings | EA | MAN2 | CUTTER,BAG,LRC170120,TELESCOPIC | CUTTER,BAG,LRC170120,TELESCOPIC LONG REACH,CWT-LRC170120, WITH REPLACEABLE BLADES | LRC170120 | 0019011819 | Unknown
000000000060255667 | STP-004 | DATA ENRICHMENT | SYC | SYC |  | 2022-09-28 |  |  | 000000000060255667 | BHP1 | BHP Spares & Supplies | 200000 | Mining Machinery and Accessories | EA | MAN2 | CUTTER,BROACH,14-50MM,HSS,SB269-092 | CUTTER,BROACH,14-50MM,HSS,SB269-092
000000000060255666 | STP-004 | DATA ENRICHMENT | SYC | SYC |  | 2022-09-28 |  |  | 000000000060255666 | BHP1 | BHP Spares & Supplies | 200000 | Mining Machinery and Accessories | EA | MAN2 | CUTTER,BROACH,18-25MM,HSS,SB269-007 | CUTTER,BROACH,18-25MM,HSS,SB269-007
000000000060255665 | STP-004 | DATA ENRICHMENT | SYC | SYC |  | 2022-09-28 |  |  | 000000000060255665 | BHP1 | BHP Spares & Supplies | 200000 | Mining Machinery and Accessories | EA | MAN2 | CUTTER,BROACH,22-25MM,HSS,SB269-011 | CUTTER,BROACH,22-25MM,HSS,SB269-011
000000000060255670 | STP-004 | DATA ENRICHMENT | SYC | SYC |  | 2022-09-28 |  |  | 000000000060255670 | BHP1 | BHP Spares & Supplies | 200000 | Mining Machinery and Accessories | EA | MAN2 | CUTTER,BROACH,23-25MM,HSS,SB269-012 | CUTTER,BROACH,23-25MM,HSS,SB269-012
000000000060239542 | STP-004 | DATA ENRICHMENT | SYC | SYC |  | 2022-09-28 |  |  | 000000000060239542 | BHP1 | BHP Spares & Supplies | 201015 | Cutting equipment | EA | MAN2 | CUTTER,BROACH,COBALT,12 X 55MM | CUTTER,BROACH,COBALT,12 X 55MM,STOCK CODE,PB0030 | 20BBM12 | 0019011470 | MAN-DIRK (PTY) LTD
000000000060239543 | STP-004 | DATA ENRICHMENT | SYC | SYC |  | 2022-09-28 |  |  | 000000000060239543 | BHP1 | BHP Spares & Supplies | 201015 | Cutting equipment | EA | MAN2 | CUTTER,BROACH,COBALT,14 X 55MM | CUTTER,BROACH,COBALT,14 X 55MM,STOCK CODE,PB0032 | 20BBM14 | 0019011470 | MAN-DIRK (PTY) LTD
000000000060239544 | STP-004 | DATA ENRICHMENT | SYC | SYC |  | 2022-09-28 |  |  | 000000000060239544 | BHP1 | BHP Spares & Supplies | 201015 | Cutting equipment | EA | MAN2 | CUTTER,BROACH,COBALT,18 X 55MM | CUTTER,BROACH,COBALT,18 X 55MM,STOCK CODE,PB0036 | 20BBM18 | 0019011470 | MAN-DIRK (PTY) LTD
000000000060239545 | STP-004 | DATA ENRICHMENT | SYC | SYC |  | 2022-09-28 |  |  | 000000000060239545 | BHP1 | BHP Spares & Supplies | 201015 | Cutting equipment | EA | MAN2 | CUTTER,BROACH,COBALT,22 X 55MM | CUTTER,BROACH,COBALT,22 X 55MM,STOCK CODE,PB0040 | 20BBM22 | 0019011470 | MAN-DIRK (PTY) LTD
000000000060239548 | STP-004 | DATA ENRICHMENT | SYC | SYC |  | 2022-09-28 |  |  | 000000000060239548 | BHP1 | BHP Spares & Supplies | 201015 | Cutting equipment | EA | MAN2 | CUTTER,BROACH,COBALT,26 X 55MM | CUTTER,BROACH,COBALT26 X 55MM,STOCK CODE,PB0044 | 20BBM26 | 0019011470 | MAN-DIRK (PTY) LTD
000000000060249984 | STP-004 | DATA ENRICHMENT | SYC | SYC |  | 2022-09-28 |  |  | 000000000060249984 | BHP1 | BHP Spares & Supplies | 270000 | Tools and General Machinery | EA | MAN2 | CUTTER,BROACH,COBALT,38 X 55MM,STOCK COD | CUTTER, BROACH, COBALT, 38 X 55MM, STOCK CODE PB0055 | 20BBM38 | 0019011819 | Unknown
000000000060247820 | STP-004 | DATA ENRICHMENT | SYC | SYC |  | 2022-09-28 |  |  | 000000000060247820 | BHP1 | BHP Spares & Supplies | 200000 | Mining Machinery and Accessories | DR | MAN2 | CUTTER,CABLE,HTJ6,TYTON | CUTTER,CABLE,HTJ6,TYTON
000000000060246695 | STP-004 | DATA ENRICHMENT | SYC | SYC |  | 2022-09-28 |  |  | 000000000060246695 | BHP1 | BHP Spares & Supplies | 311715 | Bearings | EA | MAN2 | CUTTER,CABLE,HTJ76,70MM,HELLERMANN TYTON | CUTTER,CABLE,HTJ76,70MM,HELLERMANN TYTON,SHORT AND EXTENDABLE TELESCOPIC HANDLES,COPPER AND ARMOURED CABLE CUTTER |  | 0019011819 | Unknown
000000000060245982 | STP-004 | DATA ENRICHMENT | SYC | SYC |  | 2022-09-28 |  |  | 000000000060245982 | BHP1 | BHP Spares & Supplies | 391215 | Switches and controls and relays and accessories | EA | MAN2 | CUTTER,CABLE,RATCHET,XPLE,70MM | CUTTER,CABLE,RATCHET,XPLE,70MM | HTJ76 | 0019011819 | Unknown
000000000060245979 | STP-004 | DATA ENRICHMENT | SYC | SYC |  | 2022-09-28 |  |  | 000000000060245979 | BHP1 | BHP Spares & Supplies | 391215 | Switches and controls and relays and accessories | EA | MAN2 | CUTTER,COPPER,AND,ALUMINIUM,38MM | CUTTER,COPPER,AND,ALUMINIUM,38MM | CC38 | 0019011819 | Unknown
000000000060244453 | STP-004 | DATA ENRICHMENT | SYC | SYC |  | 2022-09-28 |  |  | 000000000060244453 | BHP1 | BHP Spares & Supplies | 270000 | Tools and General Machinery | EA | MAN2 | CUTTER,CORE DRILL,12MM,S ECOLINE,EA | CUTTER, CORE DRILL, 12MM, S ECOLINE, EACH | NO
000000000060244459 | STP-004 | DATA ENRICHMENT | SYC | SYC |  | 2022-09-28 |  |  | 000000000060244459 | BHP1 | BHP Spares & Supplies | 270000 | Tools and General Machinery | EA | MAN2 | CUTTER,CORE DRILL,13MM,S ECOLINE,EA | CUTTER, CORE DRILL, 13MM, S ECOLINE, EACH
000000000060244458 | STP-004 | DATA ENRICHMENT | SYC | SYC |  | 2022-09-28 |  |  | 000000000060244458 | BHP1 | BHP Spares & Supplies | 270000 | Tools and General Machinery | EA | MAN2 | CUTTER,CORE DRILL,14MM,S ECOLINE,EA | CUTTER, CORE DRILL, 14MM, S ECOLINE, EACH
000000000060244455 | STP-004 | DATA ENRICHMENT | SYC | SYC |  | 2022-09-28 |  |  | 000000000060244455 | BHP1 | BHP Spares & Supplies | 270000 | Tools and General Machinery | EA | MAN2 | CUTTER,CORE DRILL,17MM,S ECOLINE,EA | CUTTER, CORE DRILL, 17MM, S ECOLINE, EACH
000000000060244456 | STP-004 | DATA ENRICHMENT | SYC | SYC |  | 2022-09-28 |  |  | 000000000060244456 | BHP1 | BHP Spares & Supplies | 270000 | Tools and General Machinery | EA | MAN2 | CUTTER,CORE DRILL,18MM,S ECOLINE,EA | CUTTER, CORE DRILL, 18MM, S ECOLINE, EACH
000000000060244461 | STP-004 | DATA ENRICHMENT | SYC | SYC |  | 2022-09-28 |  |  | 000000000060244461 | BHP1 | BHP Spares & Supplies | 270000 | Tools and General Machinery | EA | MAN2 | CUTTER,CORE DRILL,21MM,S ECOLINE,EA | CUTTER, CORE DRILL, 21MM, S, ECOLINE, EACH
000000000060244457 | STP-004 | DATA ENRICHMENT | SYC | SYC |  | 2022-09-28 |  |  | 000000000060244457 | BHP1 | BHP Spares & Supplies | 270000 | Tools and General Machinery | EA | MAN2 | CUTTER,CORE DRILL,22MM,S ECOLINE,EA | CUTTER, CORE DRILL, 22MM, S, ECOLINE, EACH
000000000060244454 | STP-004 | DATA ENRICHMENT | SYC | SYC |  | 2022-09-28 |  |  | 000000000060244454 | BHP1 | BHP Spares & Supplies | 270000 | Tools and General Machinery | EA | MAN2 | CUTTER,CORE DRILL,25MM,S ECOLINE,EA | CUTTER, CORE DRILL, 25MM, S, ECOLINE, EACH | WELGRO
000000000060244746 | STP-004 | DATA ENRICHMENT | SYC | SYC |  | 2022-09-28 |  |  | 000000000060244746 | BHP1 | BHP Spares & Supplies | 270000 | Tools and General Machinery | EA | MAN2 | CUTTER,CORE DRILL,30MM,S ECOLINE,EA | CUTTER, CORE DRILL, 30MM, S ECOLINE, EACH
000000000060244745 | STP-004 | DATA ENRICHMENT | SYC | SYC |  | 2022-09-28 |  |  | 000000000060244745 | BHP1 | BHP Spares & Supplies | 270000 | Tools and General Machinery | EA | MAN2 | CUTTER,CORE DRILL,31MM,S ECOLINE,EA | CUTTER, CORE DRILL, 31MM, S ECOLINE, EACH
000000000060244462 | STP-004 | DATA ENRICHMENT | SYC | SYC |  | 2022-09-28 |  |  | 000000000060244462 | BHP1 | BHP Spares & Supplies | 270000 | Tools and General Machinery | EA | MAN2 | CUTTER,CORE DRILL,32MM,S ECOLINE,EA | CUTTER, CORE DRILL, 32MM, S, ECOLINE, EACH
000000000060248476 | STP-004 | DATA ENRICHMENT | SYC | SYC |  | 2022-09-28 |  |  | 000000000060248476 | BHP1 | BHP Spares & Supplies | 200000 | Mining Machinery and Accessories | EA | MAN2 | CUTTER,CORE,COPPER,AND,ALUMINUIM,250MM | CUTTER,CORE,COPPER,AND,ALUMINUIM,250MM
000000000060247427 | STP-004 | DATA ENRICHMENT | SYC | SYC |  | 2022-09-28 |  |  | 000000000060247427 | BHP1 | BHP Spares & Supplies | 271115 | Cutting and punching tools | ST | MAN2 | CUTTER,CORE,HSS 10 PIECE SET,DOC 55MM | CUTTER, CORE, HSS 10 PIECE SET, DOC 55MM, EUROBOOR, HSS.KIT/10L-M2
000000000060246492 | STP-004 | DATA ENRICHMENT | SYC | SYC |  | 2022-09-28 |  |  | 000000000060246492 | BHP1 | BHP Spares & Supplies | 200000 | Mining Machinery and Accessories | EA | MAN2 | CUTTER,FULL,FLUSH,115MM | CUTTER,FULL,FLUSH,115MM | KPX7702115 | 0019011819 | Unknown
000000000060254514 | STP-004 | DATA ENRICHMENT | SYC | SYC |  | 2022-09-28 |  |  | 000000000060254514 | BHP1 | BHP Spares & Supplies | 200000 | Mining Machinery and Accessories | EA | MAN2 | CUTTER,MULTI,TOOTH,12MM,PILOT,PIN,SHORT | CUTTER, MULTI, TOOTH, 12MM, PILOT, PIN, SHORT
000000000060254521 | STP-004 | DATA ENRICHMENT | SYC | SYC |  | 2022-09-28 |  |  | 000000000060254521 | BHP1 | BHP Spares & Supplies | 200000 | Mining Machinery and Accessories | EA | MAN2 | CUTTER,MULTI,TOOTH,12MM,SHORT | CUTTER, MULTI, TOOTH, 12MM, SHORT
000000000060254520 | STP-004 | DATA ENRICHMENT | SYC | SYC |  | 2022-09-28 |  |  | 000000000060254520 | BHP1 | BHP Spares & Supplies | 200000 | Mining Machinery and Accessories | EA | MAN2 | CUTTER,MULTI,TOOTH,14MM,SHORT | CUTTER, MULTI, TOOTH, 14MM, SHORT
000000000060254516 | STP-004 | DATA ENRICHMENT | SYC | SYC |  | 2022-09-28 |  |  | 000000000060254516 | BHP1 | BHP Spares & Supplies | 200000 | Mining Machinery and Accessories | EA | MAN2 | CUTTER,MULTI,TOOTH,18MM,SHORT | CUTTER, MULTI, TOOTH, 18MM, SHORT
000000000060254512 | STP-004 | DATA ENRICHMENT | SYC | SYC |  | 2022-09-28 |  |  | 000000000060254512 | BHP1 | BHP Spares & Supplies | 200000 | Mining Machinery and Accessories | EA | MAN2 | CUTTER,MULTI,TOOTH,22MM,SHORT | CUTTER, MULTI, TOOTH, 22MM, SHORT
000000000060254519 | STP-004 | DATA ENRICHMENT | SYC | SYC |  | 2022-09-28 |  |  | 000000000060254519 | BHP1 | BHP Spares & Supplies | 200000 | Mining Machinery and Accessories | EA | MAN2 | CUTTER,MULTI,TOOTH,26MM,SHORT | CUTTER, MULTI, TOOTH, 26MM, SHORT
000000000060254517 | STP-004 | DATA ENRICHMENT | SYC | SYC |  | 2022-09-28 |  |  | 000000000060254517 | BHP1 | BHP Spares & Supplies | 200000 | Mining Machinery and Accessories | EA | MAN2 | CUTTER,MULTI,TOOTH,32MM,SHORT | CUTTER, MULTI, TOOTH, 32MM, SHORT
000000000060254510 | STP-004 | DATA ENRICHMENT | SYC | SYC |  | 2022-09-28 |  |  | 000000000060254510 | BHP1 | BHP Spares & Supplies | 200000 | Mining Machinery and Accessories | EA | MAN2 | CUTTER,MULTI,TOOTH,38MM,SHORT | CUTTER, MULTI, TOOTH, 38MM, SHORT
000000000060254518 | STP-004 | DATA ENRICHMENT | SYC | SYC |  | 2022-09-28 |  |  | 000000000060254518 | BHP1 | BHP Spares & Supplies | 200000 | Mining Machinery and Accessories | EA | MAN2 | CUTTER,MULTI,TOOTH,42MM,SHORT | CUTTER, MULTI, TOOTH, 42MM, SHORT
000000000060245250 | STP-004 | DATA ENRICHMENT | SYC | SYC |  | 2022-09-28 |  |  | 000000000060245250 | BHP1 | BHP Spares & Supplies | 200000 | Mining Machinery and Accessories | EA | MAN2 | CUTTER,MULTITOOTH,KEN2882130K,13MM,LONG | CUTTER,MULTITOOTH,KEN2882130K,13MM,LONG | 396122 | 0019011819 | Unknown
000000000060245249 | STP-004 | DATA ENRICHMENT | SYC | SYC |  | 2022-09-28 |  |  | 000000000060245249 | BHP1 | BHP Spares & Supplies | 200000 | Mining Machinery and Accessories | EA | MAN2 | CUTTER,MULTITOOTH,KEN28821400K,14MM,LONG | CUTTER,MULTITOOTH,KEN28821400K,14MM,LONG | 19804 | 0019011819 | Unknown
000000000060245248 | STP-004 | DATA ENRICHMENT | SYC | SYC |  | 2022-09-28 |  |  | 000000000060245248 | BHP1 | BHP Spares & Supplies | 200000 | Mining Machinery and Accessories | EA | MAN2 | CUTTER,MULTITOOTH,KEN28821600K,16MM,LONG | CUTTER,MULTITOOTH,KEN28821600K,16MM,LONG | 19806 | 0019011819 | Unknown
000000000060245247 | STP-004 | DATA ENRICHMENT | SYC | SYC |  | 2022-09-28 |  |  | 000000000060245247 | BHP1 | BHP Spares & Supplies | 200000 | Mining Machinery and Accessories | EA | MAN2 | CUTTER,MULTITOOTH,KEN2882200K,20MM,LONG | CUTTER,MULTITOOTH,KEN2882200K,20MM,LONG | 19810 | 0019011819 | Unknown
000000000060245245 | STP-004 | DATA ENRICHMENT | SYC | SYC |  | 2022-09-28 |  |  | 000000000060245245 | BHP1 | BHP Spares & Supplies | 200000 | Mining Machinery and Accessories | EA | MAN2 | CUTTER,MULTITOOTH,KEN2882240K,24MM,LONG | CUTTER,MULTITOOTH,KEN2882240K,24MM,LONG | 19814 | 0019011819 | Unknown
000000000060245244 | STP-004 | DATA ENRICHMENT | SYC | SYC |  | 2022-09-28 |  |  | 000000000060245244 | BHP1 | BHP Spares & Supplies | 200000 | Mining Machinery and Accessories | EA | MAN2 | CUTTER,MULTITOOTH,KEN2882280K,28MM,LONG | CUTTER,MULTITOOTH,KEN2882280K,28MM,LONG | 19818 | 0019011819 | Unknown
000000000060245243 | STP-004 | DATA ENRICHMENT | SYC | SYC |  | 2022-09-28 |  |  | 000000000060245243 | BHP1 | BHP Spares & Supplies | 200000 | Mining Machinery and Accessories | EA | MAN2 | CUTTER,MULTITOOTH,KEN2882300K,30MM,LONG | CUTTER,MULTITOOTH,KEN2882300K,30MM,LONG | 19820 | 0019011819 | Unknown
000000000060181337 | STP-004 | DATA ENRICHMENT | SYC | SYC |  | 2022-09-28 |  |  | 000000000060181337 | BHP1 | BHP Spares & Supplies | 270000 | Tools and General Machinery | EA | MAN2 | CUTTER,PIPE HEAVY DUTY,3 WHEEL,3282510-6 | CUTTER,PIPE HEAVY DUTY,3 WHEEL,3282510-60MM | RG0352 | 0019011470 | MAN-DIRK (PTY) LTD
000000000060247511 | STP-004 | DATA ENRICHMENT | SYC | SYC |  | 2022-09-28 |  |  | 000000000060247511 | BHP1 | BHP Spares & Supplies | 201015 | Cutting equipment | ST | MAN2 | CUTTER,PLASMA,PIONEER,100AMP,380V,3PHASE | CUTTER,PLASMA,PIONEER,100AMP,380V,3 PHASE,C/W,P80,PLASMA,TORCH,AIR,REGULATOR,EARTH,CLAMP/CABLE | SKU 7-PIOCUT100 | 0019011819 | Unknown
000000000060256166 | STP-004 | DATA ENRICHMENT | SYC | SYC |  | 2022-09-28 |  |  | 000000000060256166 | BHP1 | BHP Spares & Supplies | 271100 | Hand tools | EA | MAN2 | CUTTER,SIDE,ELECTRONICS | CUTTER SIDE, ELECTRONICS
000000000060240853 | STP-004 | DATA ENRICHMENT | SYC | SYC |  | 2022-09-28 |  |  | 000000000060240853 | BHP1 | BHP Spares & Supplies | 201016 | Screens and feeding equipment | ST | MAN2 | CUTTER,SPIRAL,BOX,SET,PART NO M4022 | CUTTER, SPIRAL, BOX, SET, 2 CUTTERS AND CUTTERPOST | M4022
000000000060241672 | STP-004 | DATA ENRICHMENT | SYC | SYC |  | 2022-09-28 |  |  | 000000000060241672 | BHP1 | BHP Spares & Supplies | 270000 | Tools and General Machinery | EA | MAN2 | CUTTER,TUBE,3-30MM,STANLEY | CUTTER,TUBE,3-30MM,STANLEY | 93-020
000000000060253772 | STP-004 | DATA ENRICHMENT | SYC | SYC |  | 2022-09-28 |  |  | 000000000060253772 | BHP1 | BHP Spares & Supplies | 310000 | Manufacturing Components and Supplies | EA | MAN2 | PLASMA CUTTER,LINCOLN,220V,TOMAHAWK 625, | PLASMA CUTTER, LINCOLN, 220V, TOMAHAWK 625, COMPLETE WITH ACCESSORIES | TOMAHAWK 625 | 0019011819 | Unknown
000000000060177598 | STP-004 | DATA ENRICHMENT | SYC | SYC |  | 2022-09-28 |  |  | 000000000060177598 | BHP1 | BHP Spares & Supplies | 401517 | Pump parts and accessories | EA | MAN2 | GREASE NIPPLE 1/4 INCH | GREASE NIPPLE 1/4 | UF4L73-Z | 0019003565 | WARMAN INTERNATIONAL LTD
000000000060177601 | STP-004 | DATA ENRICHMENT | SYC | SYC |  | 2022-09-28 |  |  | 000000000060177601 | BHP1 | BHP Spares & Supplies | 401517 | Pump parts and accessories | EA | MAN2 | GREASE NIPPLE 1/4 INCH BSP | GREASE NIPPLE 1/4 BSP | WP4L71-Z | 0019003565 | WARMAN INTERNATIONAL LTD
000000000060177599 | STP-004 | DATA ENRICHMENT | SYC | SYC |  | 2022-09-28 |  |  | 000000000060177599 | BHP1 | BHP Spares & Supplies | 401517 | Pump parts and accessories | EA | MAN2 | GREASE NIPPLE 1/8 INCH BSP | GREASE NIPPLE 1/8 BSP | WP2L73-Z | 0019003565 | WARMAN INTERNATIONAL LTD
000000000060220155 | STP-004 | DATA ENRICHMENT | SYC | SYC |  | 2022-09-28 |  |  | 000000000060220155 | BHP1 | BHP Spares & Supplies | 801417 | Distribution | EA | MAN2 | GREASE VALVE,3/2 VALVE,HAWE, | GREASE VALVE,3/2 VALVE,HAWE, VP1-Z-1/4-WG230, SSI FMT00198 | VP1-Z-1/4-WG230
000000000060235848 | STP-004 | DATA ENRICHMENT | SYC | SYC |  | 2022-09-28 |  |  | 000000000060235848 | BHP1 | BHP Spares & Supplies | 811016 | Mechanical engineering | EA | MAN2 | GREASE, NIPPLES 3/8 BSP, 90 DEGREE | GREASE, NIPPLES 3/8 BSP, 90 DEGREE
000000000060241693 | STP-004 | DATA ENRICHMENT | SYC | SYC |  | 2022-09-28 |  |  | 000000000060241693 | BHP1 | BHP Spares & Supplies | 200000 | Mining Machinery and Accessories | EA | MAN2 | GREASE,CONTROL,FLEXABLE,VALVE,RM66860 | GREASE,CONTROL,FLEXABLE,VALVE,RM66860 | RM66860 GREASE CONTROL FLEXABLE
000000000060220913 | STP-004 | DATA ENRICHMENT | SYC | SYC |  | 2022-09-28 |  |  | 000000000060220913 | BHP1 | BHP Spares & Supplies | 221015 | Earth moving machinery | EA | MAN2 | LOCKTTE,272 HGH TEMP P/N 01060012 | LOCKTITE, 272 HIGH TEMP P/N 01060012 | 1060012 | 0019011379 | GHH MINING MACHINES
000000000060252167 | STP-004 | DATA ENRICHMENT | SYC | SYC |  | 2022-09-28 |  |  | 000000000060252167 | BHP1 | BHP Spares & Supplies | 391200 | Electrical equipment and components and supplies | EA | MAN2 | ADRESS KEY,SET,MODULAR,DUO | ADRESS KEY,SET,MODULAR,DUO
000000000060254713 | STP-004 | DATA ENRICHMENT | SYC | SYC |  | 2022-09-28 |  |  | 000000000060254713 | BHP1 | BHP Spares & Supplies | 781801 | Vehicle maintenance and repair services | EA | MAN2 | CAT KEY,5P8500,EA | CAT KEY, 5P8500, EACH | 5P8500
000000000060242543 | STP-004 | DATA ENRICHMENT | SYC | SYC |  | 2022-09-28 |  |  | 000000000060242543 | BHP1 | BHP Spares & Supplies | 391213 | Electrical boxes and enclosures and fittings | EA | MAN2 | KEY 46567 | KEY 46567
000000000060242542 | STP-004 | DATA ENRICHMENT | SYC | SYC |  | 2022-09-28 |  |  | 000000000060242542 | BHP1 | BHP Spares & Supplies | 391213 | Electrical boxes and enclosures and fittings | EA | MAN2 | KEY 57737 | KEY 57737
000000000060226141 | STP-004 | DATA ENRICHMENT | SYC | SYC |  | 2022-09-28 |  |  | 000000000060226141 | BHP1 | BHP Spares & Supplies | 461516 | Security and control equipment | EA | MAN2 | KEY CABINET ECOS 120 KEYS | ECOS KEY CABINET 120 KEYS
000000000060226138 | STP-004 | DATA ENRICHMENT | SYC | SYC |  | 2022-09-28 |  |  | 000000000060226138 | BHP1 | BHP Spares & Supplies | 461516 | Security and control equipment | EA | MAN2 | KEY CABINET ECOS 20 KEYS | ECOS KEY CABINET 20 KEYS
000000000060226139 | STP-004 | DATA ENRICHMENT | SYC | SYC |  | 2022-09-28 |  |  | 000000000060226139 | BHP1 | BHP Spares & Supplies | 461516 | Security and control equipment | EA | MAN2 | KEY CABINET ECOS 40 KEYS | ECOS KEY CABINET 40 KEYS
000000000060226140 | STP-004 | DATA ENRICHMENT | SYC | SYC |  | 2022-09-28 |  |  | 000000000060226140 | BHP1 | BHP Spares & Supplies | 461516 | Security and control equipment | EA | MAN2 | KEY CABINET ECOS 80 KEYS | ECOS KEY CABINET 80 KEYS
000000000060240131 | STP-004 | DATA ENRICHMENT | SYC | SYC |  | 2022-09-28 |  |  | 000000000060240131 | BHP1 | BHP Spares & Supplies | 201017 | Crushers, breakers and grinders | EA | MAN2 | KEY MATL,SLEEVE,INNERHEAVYDUTY,EA | KEY MATL,SLEEVE,INNER HEAVY DUTY,44H TELSMITH CRUSHER,OSBORN | 00-000073703 | 0019002485 | OSBORN
000000000060239469 | STP-004 | DATA ENRICHMENT | SYC | SYC |  | 2022-09-28 |  |  | 000000000060239469 | BHP1 | BHP Spares & Supplies | 401517 | Pump parts and accessories | EA | MAN2 | KEY P/N 14112 FOR C72M HOWDEN | KEY P/N 14112 FOR C72M HOWDEN
000000000060220524 | STP-004 | DATA ENRICHMENT | SYC | SYC |  | 2022-09-28 |  |  | 000000000060220524 | BHP1 | BHP Spares & Supplies | 811016 | Mechanical engineering | EA | MAN2 | KEY STEEL, RECTANGULAR, 070M20, 11MMX18M | KEY STEEL, RECTANGULAR, 070M20, 11MM X 18MM X 3M LONG, FOR 59 UPTO 65MM SHAFT
000000000060001151 | STP-004 | DATA ENRICHMENT | SYC | SYC |  | 2022-09-28 |  |  | 000000000060001151 | BHP1 | BHP Spares & Supplies | 301016 | Bar | M | MAN2 | KEY STEEL, RECTANGULAR, 070M20, 12MM X 2 | KEY STEEL, RECTANGULAR, 070M20, 12MM X 20MM X 3M LONG, TO BS 970, KEY STEEL, RECTANGULAR, 070M20, 12MM X 20MM X 3M LONG
000000000060220525 | STP-004 | DATA ENRICHMENT | SYC | SYC |  | 2022-09-28 |  |  | 000000000060220525 | BHP1 | BHP Spares & Supplies | 811016 | Mechanical engineering | EA | MAN2 | KEY STEEL, RECTANGULAR, 070M20, 14MMX25M | KEY STEEL, RECTANGULAR, 070M20, 14MM X 25MM X 3M LONG, FOR 86 UPTO 96MM SHAFT
000000000060220523 | STP-004 | DATA ENRICHMENT | SYC | SYC |  | 2022-09-28 |  |  | 000000000060220523 | BHP1 | BHP Spares & Supplies | 811016 | Mechanical engineering | EA | MAN2 | KEY STEEL, RECTANGULAR, 070M20, 9MMX14MM | KEY STEEL, RECTANGULAR, 070M20, 9MM X 14MM X 3M LONG, FOR 45 UPTO 50MM SHAFT
000000000060106907 | STP-004 | DATA ENRICHMENT | SYC | SYC |  | 2022-09-28 |  |  | 000000000060106907 | BHP1 | BHP Spares & Supplies | 301016 | Bar | EA | MAN2 | KEY STEEL, SQ, 22MM, 3M LONG, 070M55 | KEY STEEL, SQUARE, 22MM, 3 METRE LONG, 070M55, TO BS 970
000000000060106908 | STP-004 | DATA ENRICHMENT | SYC | SYC |  | 2022-09-28 |  |  | 000000000060106908 | BHP1 | BHP Spares & Supplies | 301016 | Bar | EA | MAN2 | KEY STEEL, SQ, 25MM, 3M LONG, 070M55 | KEY STEEL, SQUARE, 25MM, 3 METRE LONG, 070M55, TO BS 970
000000000060106906 | STP-004 | DATA ENRICHMENT | SYC | SYC |  | 2022-09-28 |  |  | 000000000060106906 | BHP1 | BHP Spares & Supplies | 301016 | Bar | EA | MAN2 | KEY STEEL, SQ, 6MM, 3M LONG, 070M55 | KEY STEEL, SQUARE, 6MM, 3 METRE LONG, 070M55, TO BS 970
000000000060001155 | STP-004 | DATA ENRICHMENT | SYC | SYC |  | 2022-09-28 |  |  | 000000000060001155 | BHP1 | BHP Spares & Supplies | 301016 | Bar | EA | MAN2 | KEY STEEL, SQUARE, 070M20, 10MM X 3M LON | KEY STEEL, SQUARE, 070M20, 10MM X 3M LONG
000000000060001157 | STP-004 | DATA ENRICHMENT | SYC | SYC |  | 2022-09-28 |  |  | 000000000060001157 | BHP1 | BHP Spares & Supplies | 301016 | Bar | EA | MAN2 | KEY STEEL, SQUARE, 070M20, 12MM X 3M LON | KEY STEEL, SQUARE, 070M20, 12MM X 3M LONG, TO BS 970, KEY STEEL, SQUARE, 070M20, 12MM X 3M LONG
000000000060001162 | STP-004 | DATA ENRICHMENT | SYC | SYC |  | 2022-09-28 |  |  | 000000000060001162 | BHP1 | BHP Spares & Supplies | 301016 | Bar | EA | MAN2 | KEY STEEL, SQUARE, 070M20, 20MM X 3M LON | KEY STEEL, SQUARE, 070M20, 20MM X 3M LONG, TO BS 970, KEY STEEL, SQUARE, 070M20, 20MM X 3M LONG
000000000060001139 | STP-004 | DATA ENRICHMENT | SYC | SYC |  | 2022-09-28 |  |  | 000000000060001139 | BHP1 | BHP Spares & Supplies | 301016 | Bar | M | MAN2 | KEY STEEL, SQUARE, 070M20, 6MM X 3M LONG | KEY STEEL, SQUARE, 070M20, 6MM X 3M LONG, TO BS 970, KEY STEEL, SQUARE, 070M20, 6MM X 3M LONG, REDUNDANT AS PER SSI 6541.
000000000060001153 | STP-004 | DATA ENRICHMENT | SYC | SYC |  | 2022-09-28 |  |  | 000000000060001153 | BHP1 | BHP Spares & Supplies | 301016 | Bar | EA | MAN2 | KEY STEEL, SQUARE, 070M20, 8MM X 3M LONG | KEY STEEL, SQUARE, 070M20, 8MM X 3M LONG
000000000060020776 | STP-004 | DATA ENRICHMENT | SYC | SYC |  | 2022-09-28 |  |  | 000000000060020776 | BHP1 | BHP Spares & Supplies | 401515 | Pumps | EA | MAN2 | KEY, 28MM X 16MM X 125MM, KEY STEEL, HYD | KEY, 28MM X 16MM X 125MM, KEY STEEL, HYDROSEAL & CENTRISEAL PUMP, DENVER | 790052450 | 0019008690 | GARDNER DENVER
000000000060149842 | STP-004 | DATA ENRICHMENT | SYC | SYC |  | 2022-09-28 |  |  | 000000000060149842 | BHP1 | BHP Spares & Supplies | 461715 | Locks and security hardware | EA | MAN2 | KEY, FOR UNI LOCK UNI3122RKA51HT | KEY, FOR UNI LOCK UNI3122RKA51HT | UNIKEYHT | 0019000000 | 1069
000000000060012172 | STP-004 | DATA ENRICHMENT | SYC | SYC |  | 2022-09-28 |  |  | 000000000060012172 | BHP1 | BHP Spares & Supplies | 221015 | Earth moving machinery | EA | MAN2 | KEY, IGNITION, CATERPILLAR | KEY, IGNITION, CATERPILLAR | 5P8500 | 0019009026 | CATERPILLAR SA
000000000060013497 | STP-004 | DATA ENRICHMENT | SYC | SYC |  | 2022-09-28 |  |  | 000000000060013497 | BHP1 | BHP Spares & Supplies | 251021 | Truck tractors | EA | MAN2 | KEY, KINGPIN, BELL MACHINES | KEY, KINGPIN, BELL MACHINES | 160186 | 0019008535 | BELL EQUIPMENT CO SA (PTY) LTD
000000000060140026 | STP-004 | DATA ENRICHMENT | SYC | SYC |  | 2022-09-28 |  |  | 000000000060140026 | BHP1 | BHP Spares & Supplies | 461715 | Locks and security hardware | EA | MAN2 | KEY, PADLOCK, TYPE 12B147, AUSTEN LOCK | KEY, PADLOCK, TYPE 12B147, AUSTEN LOCK,
000000000060177921 | STP-004 | DATA ENRICHMENT | SYC | SYC |  | 2022-09-28 |  |  | 000000000060177921 | BHP1 | BHP Spares & Supplies | 221015 | Earth moving machinery | EA | MAN2 | KEY, SPARE | KEY, SPARE
000000000060239091 | STP-004 | DATA ENRICHMENT | SYC | SYC |  | 2022-09-28 |  |  | 000000000060239091 | BHP1 | BHP Spares & Supplies | 271100 | Hand tools | EA | MAN2 | KEY,CHUCK,DRILL,HEAVY,DUTY,INDUSTRIAL | KEY, CHUCK, DRILL, HEAVY, DUTY, INDUSTRIAL, EA
000000000060255708 | STP-004 | DATA ENRICHMENT | SYC | SYC |  | 2022-09-28 |  |  | 000000000060255708 | BHP1 | BHP Spares & Supplies | 411165 | Instrument parts and accessories | EA | MAN2 | KEY,CONTROL CABINET,5-WAY,439-3019,EA | KEY, CONTROL CABINET, 5-WAY, DIECAST ZINC, RS PRO, 439-3019, EACH | 439-3025 | 0019011819 | Unknown
000000000060238912 | STP-004 | DATA ENRICHMENT | SYC | SYC |  | 2022-09-28 |  |  | 000000000060238912 | BHP1 | BHP Spares & Supplies | 461715 | Locks and security hardware | EA | MAN2 | KEY,CUT,BRASS,REF52656 | KEY, BRASS CUT STANDARD PTKB1, REF:52656
000000000060233764 | STP-004 | DATA ENRICHMENT | SYC | SYC |  | 2022-09-28 |  |  | 000000000060233764 | BHP1 | BHP Spares & Supplies | 461715 | Locks and security hardware | EA | MAN2 | KEY,CUT,BRASS,REF53227 | KEY, BRASS CUT STANDARD PTKB1, REF:53227
000000000060233762 | STP-004 | DATA ENRICHMENT | SYC | SYC |  | 2022-09-28 |  |  | 000000000060233762 | BHP1 | BHP Spares & Supplies | 461715 | Locks and security hardware | EA | MAN2 | KEY,CUT,BRASS,REF53854 | KEY, BRASS CUT STANDARD PTKB1, REF:53854
000000000060233766 | STP-004 | DATA ENRICHMENT | SYC | SYC |  | 2022-09-28 |  |  | 000000000060233766 | BHP1 | BHP Spares & Supplies | 461715 | Locks and security hardware | EA | MAN2 | KEY,CUT,BRASS,REF55654 | KEY, BRASS CUT STANDARD PTKB1, REF:55654
000000000060233768 | STP-004 | DATA ENRICHMENT | SYC | SYC |  | 2022-09-28 |  |  | 000000000060233768 | BHP1 | BHP Spares & Supplies | 461715 | Locks and security hardware | EA | MAN2 | KEY,CUT,BRASS,REF55885 | KEY, BRASS CUT STANDARD PTKB1, REF:55885
000000000060244007 | STP-004 | DATA ENRICHMENT | SYC | SYC |  | 2022-09-28 |  |  | 000000000060244007 | BHP1 | BHP Spares & Supplies | 461715 | Locks and security hardware | EA | MAN2 | KEY,CUT,FOR,50MM,PADLOCK,UNION,UN0155 | KEY,CUT,FOR,50MM,PADLOCK,UNION,UN0155 | UN0155 | 0019011819 | Unknown
000000000060245917 | STP-004 | DATA ENRICHMENT | SYC | SYC |  | 2022-09-28 |  |  | 000000000060245917 | BHP1 | BHP Spares & Supplies | 441015 | Duplicating machines | EA | MAN2 | KEY,FOR CORSA,PROGRAMED,EA | KEY FOR CORSA PROGRAMED TO MATCH VIN ADMXF80JA84520284 | VIN ADMXF80JA84520284 | 0019011819 | Unknown
000000000060239663 | STP-004 | DATA ENRICHMENT | SYC | SYC |  | 2022-09-28 |  |  | 000000000060239663 | BHP1 | BHP Spares & Supplies | 461715 | Locks and security hardware | EA | MAN2 | KEY,FORTRESS,CL91 | STANDARD CL91 FORTRESS KEY | 3600 | 0019010125 | FORTRESS
000000000060176386 | STP-004 | DATA ENRICHMENT | SYC | SYC |  | 2022-09-28 |  |  | 000000000060176386 | BHP1 | BHP Spares & Supplies | P1545 | Electric fittings, lamps fuses, batteries, | EA | MAN2 | KEY,ISOLATOR DOUBLE P/N 520020 | KEY, ISOLATOR DOUBLE P/N 520020 | 520020 | 0019011367 | ELECTRO DIESEL
000000000060255153 | STP-004 | DATA ENRICHMENT | SYC | SYC |  | 2022-09-28 |  |  | 000000000060255153 | BHP1 | BHP Spares & Supplies | 301030 | Shafting | EA | MAN2 | KEY,LOCATING,15MM,15MM,90MM | KEY LOCATING,15MM X 15MM X 90MM, REMOVE ALL SHARP EDGES, SQUARE KEY, PRESSURE RING LOCATING KEY
000000000060248984 | STP-004 | DATA ENRICHMENT | SYC | SYC |  | 2022-09-28 |  |  | 000000000060248984 | BHP1 | BHP Spares & Supplies | 440000 | Office Equipment, Accessories and Supplies | EA | MAN2 | KEY,RING,PLASTIC,WITH,NAME,PLATE | KEY,RING,PLASTIC,WITH,NAME,PLATE
000000000060250359 | STP-004 | DATA ENRICHMENT | SYC | SYC |  | 2022-09-28 |  |  | 000000000060250359 | BHP1 | BHP Spares & Supplies | 251739 | Electrical components | EA | MAN2 | KEY,SELECTOR,SWITCH,HEAD,ONLY,STANDARD,H | KEY,SELECTOR,SWITCH,HEAD,ONLY,STANDARD,HANDLE,2POSITION,STAY,PUT,SCHNEIDER,ZB4BG4 | ZB4BG4 | 0019011819 | Unknown
000000000060247265 | STP-004 | DATA ENRICHMENT | SYC | SYC |  | 2022-09-28 |  |  | 000000000060247265 | BHP1 | BHP Spares & Supplies | 271128 | Tool attachments | EA | MAN2 | KEY,SET,L,N,IMPERIAL | KEY,SET,L,N,IMPERIAL
000000000060247267 | STP-004 | DATA ENRICHMENT | SYC | SYC |  | 2022-09-28 |  |  | 000000000060247267 | BHP1 | BHP Spares & Supplies | 271128 | Tool attachments | EA | MAN2 | KEY,SET,L,N,MATRIC | KEY,SET,L,N,MATRIC
000000000060237680 | STP-004 | DATA ENRICHMENT | SYC | SYC |  | 2022-09-28 |  |  | 000000000060237680 | BHP1 | BHP Spares & Supplies | 401515 | Pumps | EA | MAN2 | KEY,SHAFT,TYPE 3/2 CAH | KEY, SHAFT, TYPE 3/2 CAH
000000000060240129 | STP-004 | DATA ENRICHMENT | SYC | SYC |  | 2022-09-28 |  |  | 000000000060240129 | BHP1 | BHP Spares & Supplies | 201017 | Crushers, breakers and grinders | EA | MAN2 | KEY,SLEEVE,OUTER BRONZE MK,EA | KEY,SLEEVE,OUTER BRONZE MK,44H TELSMITH CRUSHER,OSBORN | 02-00033836MK | 0019002485 | OSBORN
000000000060240128 | STP-004 | DATA ENRICHMENT | SYC | SYC |  | 2022-09-28 |  |  | 000000000060240128 | BHP1 | BHP Spares & Supplies | 201017 | Crushers, breakers and grinders | EA | MAN2 | KEY,SLEEVE,OUTER BRONZE,EA | KEY,SLEEVE,OUTER BRONZE,44H TELSMITH CRUSHER,OSBORN | 02-000033836 | 0019002485 | OSBORN
000000000060218332 | STP-004 | DATA ENRICHMENT | SYC | SYC |  | 2022-09-28 |  |  | 000000000060218332 | BHP1 | BHP Spares & Supplies | 251739 | Electrical components | EA | MAN2 | KEY,SOLATOR,BATTERY,24V,COLE HERSEE | KEY,ISOLATOR,BATTERY,24V,COLE HERSEE | 24505-BX | 0019000773 | COLE HERSEE CO,USA
000000000060174037 | STP-004 | DATA ENRICHMENT | SYC | SYC |  | 2022-09-28 |  |  | 000000000060174037 | BHP1 | BHP Spares & Supplies | 301030 | Shafting | EA | MAN2 | KEY,STEEL,3/850 X 3 LG,BALTIMORE AIRCOIL | KEY,STEEL,3/850 X 3 LG,BALTIMORE AIRCOIL,MODEL VXMI 27-3,PART 55093700PA, AS PER SSI 2754 | 55093700PA | 0019006997 | BALTIMORE AIRCOIL AUST PTY LTD
000000000060249284 | STP-004 | DATA ENRICHMENT | SYC | SYC |  | 2022-09-28 |  |  | 000000000060249284 | BHP1 | BHP Spares & Supplies | 111716 | Stainless steel alloys | EA | MAN2 | KEY,STEEL,6MMX10MMX2M,EA | KEY, STEEL, 6MM X 10MM X 2M, EACH
000000000060250340 | STP-004 | DATA ENRICHMENT | SYC | SYC |  | 2022-09-28 |  |  | 000000000060250340 | BHP1 | BHP Spares & Supplies | 251739 | Electrical components | EA | MAN2 | KEY,SWITCH,2POSITION,STAY,PUT,SCHNEIDER, | KEY,SWITCH,2POSITION,STAY,PUT,SCHNEIDER,XB4BG41,C/W,1NO,CONTACT,INCLUDING,FIXING,COLLAR | XB4BG41 | 0019011819 | Unknown
000000000060165677 | STP-004 | DATA ENRICHMENT | SYC | SYC |  | 2022-09-28 |  |  | 000000000060165677 | BHP1 | BHP Spares & Supplies | 461715 | Locks and security hardware | EA | MAN2 | KEY,UNION,FERROMETALS SFME | KEY: UNION, FERROMETALS SFME | UN0018
000000000060165676 | STP-004 | DATA ENRICHMENT | SYC | SYC |  | 2022-09-28 |  |  | 000000000060165676 | BHP1 | BHP Spares & Supplies | 461715 | Locks and security hardware | EA | MAN2 | KEY,UNION,FERROMETALS SFMM | KEY: UNION, FERROMETALS SFMM
000000000060246434 | STP-004 | DATA ENRICHMENT | SYC | SYC |  | 2022-09-28 |  |  | 000000000060246434 | BHP1 | BHP Spares & Supplies | 200000 | Mining Machinery and Accessories | EA | MAN2 | KEY,UNIVERSAL,UKEY01 | KEY,UNIVERSAL,UKEY01 | UKEY01 | 0019011819 | Unknown
000000000060167111 | STP-004 | DATA ENRICHMENT | SYC | SYC |  | 2022-09-28 |  |  | 000000000060167111 | BHP1 | BHP Spares & Supplies | 461715 | Locks and security hardware | EA | MAN2 | KEY: ONLY FOR PADLOCK OF EXPLOSIVE BOX M | KEY: ONLY FOR PADLOCK OF EXPLOSIVE BOX MS2
000000000060238096 | STP-004 | DATA ENRICHMENT | SYC | SYC |  | 2022-09-28 |  |  | 000000000060238096 | BHP1 | BHP Spares & Supplies | 441200 | Office supplies | EA | MAN2 | KEYS,OFFICES | KEYS, OFFICES
000000000060238631 | STP-004 | DATA ENRICHMENT | SYC | SYC |  | 2022-09-28 |  |  | 000000000060238631 | BHP1 | BHP Spares & Supplies | 601046 | Mechanical physics materials | EA | MAN2 | LOCKS,KEY,ALIKE | LOCKS, KEY, ALIKE, EA
000000000060247162 | STP-004 | DATA ENRICHMENT | SYC | SYC |  | 2022-09-28 |  |  | 000000000060247162 | BHP1 | BHP Spares & Supplies | 270000 | Tools and General Machinery | EA | MAN2 | PANNEL KEY,FOUR WAY,MODEL C.K445,EA | PANNEL KEY, FOUR WAY, MODEL C.K445, MAKE KEW TECHNIK
000000000060018239 | STP-004 | DATA ENRICHMENT | SYC | SYC |  | 2022-09-28 |  |  | 000000000060018239 | BHP1 | BHP Spares & Supplies | 401417 | Plumbing hardware and fittings | EA | MAN2 | NIPPLE, 15MM, SWAGED, STEEL, GALV, SCREW | NIPPLE, 15MM, SWAGED, STEEL, GALV, SCREWED BSP
000000000060018242 | STP-004 | DATA ENRICHMENT | SYC | SYC |  | 2022-09-28 |  |  | 000000000060018242 | BHP1 | BHP Spares & Supplies | 401417 | Plumbing hardware and fittings | EA | MAN2 | NIPPLE, 32MM, SWAGED, STEEL, GALV, SCREW | NIPPLE, 32MM, SWAGED, STEEL, GALV, SCREWED BSP
000000000060018246 | STP-004 | DATA ENRICHMENT | SYC | SYC |  | 2022-09-28 |  |  | 000000000060018246 | BHP1 | BHP Spares & Supplies | 401417 | Plumbing hardware and fittings | EA | MAN2 | NIPPLE, 80MM, SWAGED, STEEL, GALV, SCREW | NIPPLE, 80MM, SWAGED, STEEL, GALV, SCREWED BSP
000000000060016090 | STP-004 | DATA ENRICHMENT | SYC | SYC |  | 2022-09-28 |  |  | 000000000060016090 | BHP1 | BHP Spares & Supplies | 401417 | Plumbing hardware and fittings | EA | MAN2 | NIPPLE, BARREL, 10MM NB, STEEL, GALV, SC | NIPPLE, BARREL, 10MM NB, STEEL, GALV, SCREWED BSP
000000000060015927 | STP-004 | DATA ENRICHMENT | SYC | SYC |  | 2022-09-28 |  |  | 000000000060015927 | BHP1 | BHP Spares & Supplies | 401417 | Plumbing hardware and fittings | EA | MAN2 | NIPPLE, BARREL, 10MM NB, STEEL, RED, SCR | NIPPLE, BARREL, 10MM NB, STEEL, RED, SCREWED BSP
000000000060221534 | STP-004 | DATA ENRICHMENT | SYC | SYC |  | 2022-09-28 |  |  | 000000000060221534 | BHP1 | BHP Spares & Supplies | 401417 | Plumbing hardware and fittings | EA | MAN2 | NIPPLE, BARREL, 15MM NBx60MM, 316L S/S | NIPPLE, BARREL, 15MM NBX60MM, 316L STAINLESS STEEL, SCREWED BSP
000000000060221535 | STP-004 | DATA ENRICHMENT | SYC | SYC |  | 2022-09-28 |  |  | 000000000060221535 | BHP1 | BHP Spares & Supplies | 401417 | Plumbing hardware and fittings | EA | MAN2 | NIPPLE, BARREL, 20MM NBx60MM, 316L S/S | NIPPLE, BARREL, 20MM NBX60MM, 316L STAINLESS STEEL, SCREWED BSP
000000000060175730 | STP-004 | DATA ENRICHMENT | SYC | SYC |  | 2022-09-28 |  |  | 000000000060175730 | BHP1 | BHP Spares & Supplies | 401423 | Pipe fittings | EA | MAN2 | NIPPLE, BARREL, 25MM NB, 316 S/S | NIPPLE, BARREL, 25MM NB, 316 STAINLESS STEEL, SCREWED BSP, PRESSURE RATING, 10 BAR
000000000060249595 | STP-004 | DATA ENRICHMENT | SYC | SYC |  | 2022-09-28 |  |  | 000000000060249595 | BHP1 | BHP Spares & Supplies | 401423 | Pipe fittings | EA | MAN2 | NIPPLE, BARREL, 32MM NB, 316L S\S | NIPPLE, BARREL, 32MM NB, 316L STAINLESS STEEL, SCREWED BSP
000000000060221536 | STP-004 | DATA ENRICHMENT | SYC | SYC |  | 2022-09-28 |  |  | 000000000060221536 | BHP1 | BHP Spares & Supplies | 401417 | Plumbing hardware and fittings | EA | MAN2 | NIPPLE, BARREL, 32MM NBx80MM, 316L S/S | NIPPLE, BARREL, 32MM NBX80MM, 316L STAINLESS STEEL, SCREWED BSP
000000000060016386 | STP-004 | DATA ENRICHMENT | SYC | SYC |  | 2022-09-28 |  |  | 000000000060016386 | BHP1 | BHP Spares & Supplies | 401417 | Plumbing hardware and fittings | EA | MAN2 | NIPPLE, BARREL, 40MM NB, S/STEEL, SCREWE | NIPPLE, BARREL, 40MM NB, S/STEEL, SCREWED BSP, TO AISI 316L SCHEDULE 40
000000000060221538 | STP-004 | DATA ENRICHMENT | SYC | SYC |  | 2022-09-28 |  |  | 000000000060221538 | BHP1 | BHP Spares & Supplies | 401417 | Plumbing hardware and fittings | EA | MAN2 | NIPPLE, BARREL, 50MM NBx100MM, 316L S/S | NIPPLE, BARREL, 50MM NBX100MM, 316L STAINLESS STEEL, SCREWED BSP
000000000060015920 | STP-004 | DATA ENRICHMENT | SYC | SYC |  | 2022-09-28 |  |  | 000000000060015920 | BHP1 | BHP Spares & Supplies | 401417 | Plumbing hardware and fittings | EA | MAN2 | NIPPLE, BARREL, 65MM NB, STEEL, BLACK, S | NIPPLE, BARREL, 65MM NB, STEEL, BLACK, SCREWED BSP
000000000060015911 | STP-004 | DATA ENRICHMENT | SYC | SYC |  | 2022-09-28 |  |  | 000000000060015911 | BHP1 | BHP Spares & Supplies | 401417 | Plumbing hardware and fittings | EA | MAN2 | NIPPLE, BARREL, 6MM NB, STEEL, BLACK, SC | NIPPLE, BARREL, 6MM NB, STEEL, BLACK, SCREWED BSP
000000000060016088 | STP-004 | DATA ENRICHMENT | SYC | SYC |  | 2022-09-28 |  |  | 000000000060016088 | BHP1 | BHP Spares & Supplies | 401417 | Plumbing hardware and fittings | EA | MAN2 | NIPPLE, BARREL, 6MM NB, STEEL, GALV, SCR | NIPPLE, BARREL, 6MM NB, STEEL, GALV, SCREWED BSP
000000000060016098 | STP-004 | DATA ENRICHMENT | SYC | SYC |  | 2022-09-28 |  |  | 000000000060016098 | BHP1 | BHP Spares & Supplies | 401417 | Plumbing hardware and fittings | EA | MAN2 | NIPPLE, BARREL, 80MM NB, STEEL, GALV, SC | NIPPLE, BARREL, 80MM NB, STEEL, GALV, SCREWED BSP
000000000060016089 | STP-004 | DATA ENRICHMENT | SYC | SYC |  | 2022-09-28 |  |  | 000000000060016089 | BHP1 | BHP Spares & Supplies | 401417 | Plumbing hardware and fittings | EA | MAN2 | NIPPLE, BARREL, 8MM NB, STEEL, GALV, SCR | NIPPLE, BARREL, 8MM NB, STEEL, GALV, SCREWED BSP
000000000060015926 | STP-004 | DATA ENRICHMENT | SYC | SYC |  | 2022-09-28 |  |  | 000000000060015926 | BHP1 | BHP Spares & Supplies | 401417 | Plumbing hardware and fittings | EA | MAN2 | NIPPLE, BARREL, 8MM NB, STEEL, RED, SCRE | NIPPLE, BARREL, 8MM NB, STEEL, RED, SCREWED BSP
000000000060219038 | STP-004 | DATA ENRICHMENT | SYC | SYC |  | 2022-09-28 |  |  | 000000000060219038 | BHP1 | BHP Spares & Supplies | 221015 | Earth moving machinery | EA | MAN2 | NIPPLE, GREASE P/N 20120005 | NIPPLE, GREASE P/N 20120005 | 20120005 | 0019011379 | GHH MINING MACHINES
000000000060017810 | STP-004 | DATA ENRICHMENT | SYC | SYC |  | 2022-09-28 |  |  | 000000000060017810 | BHP1 | BHP Spares & Supplies | 401417 | Plumbing hardware and fittings | EA | MAN2 | NIPPLE, GREASE, BUTTON HEAD TYPE, 1/4IN | NIPPLE, GREASE, BUTTON HEAD TYPE, 1/4IN BSP, INDUSTRIAL TYPE
000000000060017806 | STP-004 | DATA ENRICHMENT | SYC | SYC |  | 2022-09-28 |  |  | 000000000060017806 | BHP1 | BHP Spares & Supplies | 401417 | Plumbing hardware and fittings | EA | MAN2 | NIPPLE, GREASE, BUTTON HEAD TYPE, 1/8IN | NIPPLE, GREASE, BUTTON HEAD TYPE, 1/8IN BSP, INDUSTRIAL TYPE
000000000060017807 | STP-004 | DATA ENRICHMENT | SYC | SYC |  | 2022-09-28 |  |  | 000000000060017807 | BHP1 | BHP Spares & Supplies | 401417 | Plumbing hardware and fittings | EA | MAN2 | NIPPLE, GREASE, BUTTON HEAD TYPE, 1/8IN | NIPPLE, GREASE, BUTTON HEAD TYPE, 1/8IN BSP
000000000060017811 | STP-004 | DATA ENRICHMENT | SYC | SYC |  | 2022-09-28 |  |  | 000000000060017811 | BHP1 | BHP Spares & Supplies | 401417 | Plumbing hardware and fittings | EA | MAN2 | NIPPLE, GREASE, BUTTON HEAD TYPE, 3/8IN | NIPPLE, GREASE, BUTTON HEAD TYPE, 3/8IN BSP
000000000060017799 | STP-004 | DATA ENRICHMENT | SYC | SYC |  | 2022-09-28 |  |  | 000000000060017799 | BHP1 | BHP Spares & Supplies | 401417 | Plumbing hardware and fittings | EA | MAN2 | NIPPLE, GREASE, PUSH ON TYPE, ANGLED 67. | NIPPLE, GREASE, PUSH ON TYPE, ANGLED 67.5 DEG, 1/8IN BSP
000000000060017800 | STP-004 | DATA ENRICHMENT | SYC | SYC |  | 2022-09-28 |  |  | 000000000060017800 | BHP1 | BHP Spares & Supplies | 401417 | Plumbing hardware and fittings | EA | MAN2 | NIPPLE, GREASE, PUSH ON TYPE, ANGLED 90 | NIPPLE, GREASE, PUSH ON TYPE, ANGLED 90 DEG, 1/8IN BSP
000000000060017793 | STP-004 | DATA ENRICHMENT | SYC | SYC |  | 2022-09-28 |  |  | 000000000060017793 | BHP1 | BHP Spares & Supplies | 401417 | Plumbing hardware and fittings | EA | MAN2 | NIPPLE, GREASE, PUSH ON TYPE, STRAIGHT, | NIPPLE, GREASE, PUSH ON TYPE, STRAIGHT, 3/8IN BSP
000000000060017794 | STP-004 | DATA ENRICHMENT | SYC | SYC |  | 2022-09-28 |  |  | 000000000060017794 | BHP1 | BHP Spares & Supplies | 401417 | Plumbing hardware and fittings | EA | MAN2 | NIPPLE, GREASE, PUSH ON TYPE, STRAIGHT, | NIPPLE, GREASE, PUSH ON TYPE, STRAIGHT, 3/8IN BSF
000000000060119300 | STP-004 | DATA ENRICHMENT | SYC | SYC |  | 2022-09-28 |  |  | 000000000060119300 | BHP1 | BHP Spares & Supplies | 401417 | Plumbing hardware and fittings | EA | MAN2 | NIPPLE, GREASE, PUSH ON TYPE, STRAIGHT, | NIPPLE, GREASE, PUSH ON TYPE, STRAIGHT, 5/16IN BSF
000000000060017790 | STP-004 | DATA ENRICHMENT | SYC | SYC |  | 2022-09-28 |  |  | 000000000060017790 | BHP1 | BHP Spares & Supplies | 401417 | Plumbing hardware and fittings | EA | MAN2 | NIPPLE, GREASE, PUSH ON TYPE, STRAIGHT, | NIPPLE, GREASE, PUSH ON TYPE, STRAIGHT, 1/4IN UNF, LONG NECK
000000000060018227 | STP-004 | DATA ENRICHMENT | SYC | SYC |  | 2022-09-28 |  |  | 000000000060018227 | BHP1 | BHP Spares & Supplies | 401417 | Plumbing hardware and fittings | EA | MAN2 | NIPPLE, HEX, 10MM, WRE | NIPPLE, HEX, 10MM, WRE | 5292 | 0019009014 | WEST RAND ENGINEERING WORKS (PTY) L
000000000060018229 | STP-004 | DATA ENRICHMENT | SYC | SYC |  | 2022-09-28 |  |  | 000000000060018229 | BHP1 | BHP Spares & Supplies | 401417 | Plumbing hardware and fittings | EA | MAN2 | NIPPLE, HEX, 20MM, WRE | NIPPLE, HEX, 20MM, WRE | 757 | 0019009014 | WEST RAND ENGINEERING WORKS (PTY) L
000000000060018228 | STP-004 | DATA ENRICHMENT | SYC | SYC |  | 2022-09-28 |  |  | 000000000060018228 | BHP1 | BHP Spares & Supplies | 401417 | Plumbing hardware and fittings | EA | MAN2 | NIPPLE, MALE, HEX, 12.5MM X 15MM BSP, WR | NIPPLE, MALE, HEX, 12.5MM X 15MM BSP, WRE | 101 | 0019009014 | WEST RAND ENGINEERING WORKS (PTY) L
000000000060155675 | STP-004 | DATA ENRICHMENT | SYC | SYC |  | 2022-09-28 |  |  | 000000000060155675 | BHP1 | BHP Spares & Supplies | 401417 | Plumbing hardware and fittings | EA | MAN2 | NIPPLE, SWAGE, 40MM, 316 S/STEEL | NIPPLE, SWAGE, 40MM, 316 S/STEEL
000000000060248356 | STP-004 | DATA ENRICHMENT | SYC | SYC |  | 2022-09-28 |  |  | 000000000060248356 | BHP1 | BHP Spares & Supplies | 311600 | Hardware | EA | MAN2 | NIPPLE,1/2 INCH,S/STEEL,EA | NIPPLE, 1/2 INCH, STAINLESS STEEL, EACH
000000000060248361 | STP-004 | DATA ENRICHMENT | SYC | SYC |  | 2022-09-28 |  |  | 000000000060248361 | BHP1 | BHP Spares & Supplies | 311600 | Hardware | EA | MAN2 | NIPPLE,2 INCH,S/STEEL,EA | NIPPLE, 2 INCH, STAINLESS STEEL, EACH
000000000060243140 | STP-004 | DATA ENRICHMENT | SYC | SYC |  | 2022-09-28 |  |  | 000000000060243140 | BHP1 | BHP Spares & Supplies | 401417 | Plumbing hardware and fittings | EA | MAN2 | NIPPLE,25MM S/S | NIPPLE, 25MM S/S
000000000060248357 | STP-004 | DATA ENRICHMENT | SYC | SYC |  | 2022-09-28 |  |  | 000000000060248357 | BHP1 | BHP Spares & Supplies | 311600 | Hardware | EA | MAN2 | NIPPLE,3/4 INCH,S/STEEL,EA | NIPPLE, 3/4 INCH, STAINLESS STEEL, EACH
000000000060243141 | STP-004 | DATA ENRICHMENT | SYC | SYC |  | 2022-09-28 |  |  | 000000000060243141 | BHP1 | BHP Spares & Supplies | 401417 | Plumbing hardware and fittings | EA | MAN2 | NIPPLE,32MM S/S | NIPPLE, 32MM S/S
000000000060243142 | STP-004 | DATA ENRICHMENT | SYC | SYC |  | 2022-09-28 |  |  | 000000000060243142 | BHP1 | BHP Spares & Supplies | 401417 | Plumbing hardware and fittings | EA | MAN2 | NIPPLE,50MM S/S | NIPPLE, 50MM S/S
000000000060246589 | STP-004 | DATA ENRICHMENT | SYC | SYC |  | 2022-09-28 |  |  | 000000000060246589 | BHP1 | BHP Spares & Supplies | 200000 | Mining Machinery and Accessories | EA | MAN2 | NIPPLE,991075,VOLVO | NIPPLE,991075,VOLVO | 991075 NIPPLE | 0019011819 | Unknown
000000000060246586 | STP-004 | DATA ENRICHMENT | SYC | SYC |  | 2022-09-28 |  |  | 000000000060246586 | BHP1 | BHP Spares & Supplies | 200000 | Mining Machinery and Accessories | EA | MAN2 | NIPPLE,991080,VOLVO | NIPPLE,991080,VOLVO | 991080 NIPPLE | 0019011819 | Unknown
000000000060246593 | STP-004 | DATA ENRICHMENT | SYC | SYC |  | 2022-09-28 |  |  | 000000000060246593 | BHP1 | BHP Spares & Supplies | 200000 | Mining Machinery and Accessories | EA | MAN2 | NIPPLE,994005,VOLVO | NIPPLE,994005,VOLVO | 994005 NIPPLE | 0019011819 | Unknown
000000000060172124 | STP-004 | DATA ENRICHMENT | SYC | SYC |  | 2022-09-28 |  |  | 000000000060172124 | BHP1 | BHP Spares & Supplies | 201116 | Drilling and operation machinery | EA | MAN2 | NIPPLE,ATLAS COPCO RBS1L P/N 3222310440 | NIPPLE,ATLAS COPCO RBS1L P/N 3222310440 | 3222310440 | 0019008517 | ATLAS COPCO SOUTH AFRICA (PTY)
000000000060241724 | STP-004 | DATA ENRICHMENT | SYC | SYC |  | 2022-09-28 |  |  | 000000000060241724 | BHP1 | BHP Spares & Supplies | 401515 | Pumps | EA | MAN2 | NIPPLE,BARBED,PTFE,PUMP,BREDEL,MODEL SPX | NIPPLE, BARBED, PTFE, PUMP, BREDEL,MODEL SPX15, PERISTALTIC, POS 3, 21688015 | 21688015
000000000060246592 | STP-004 | DATA ENRICHMENT | SYC | SYC |  | 2022-09-28 |  |  | 000000000060246592 | BHP1 | BHP Spares & Supplies | 200000 | Mining Machinery and Accessories | EA | MAN2 | NIPPLE,ELBOW,20544196,VOLVO | NIPPLE,ELBOW,20544196,VOLVO | 20544196 ELBOW NIPPLE | 0019011819 | Unknown
000000000060246588 | STP-004 | DATA ENRICHMENT | SYC | SYC |  | 2022-09-28 |  |  | 000000000060246588 | BHP1 | BHP Spares & Supplies | 200000 | Mining Machinery and Accessories | EA | MAN2 | NIPPLE,ELBOW,993859,VOLVO | NIPPLE,ELBOW,993859,VOLVO | 993859 ELBOW NIPPLE | 0019011819 | Unknown
000000000060239411 | STP-004 | DATA ENRICHMENT | SYC | SYC |  | 2022-09-28 |  |  | 000000000060239411 | BHP1 | BHP Spares & Supplies | 781801 | Vehicle maintenance and repair services | EA | MAN2 | NIPPLE,FOL,34C6611160,KOMATSU | NIPPLE, FOL, 34C6611160, KOMATSU | 34C6611160 | 0019001867 | KOMATSU CORP
000000000060168589 | STP-004 | DATA ENRICHMENT | SYC | SYC |  | 2022-09-28 |  |  | 000000000060168589 | BHP1 | BHP Spares & Supplies | 221015 | Earth moving machinery | EA | MAN2 | NIPPLE,GREASE AR1/8 AXERA126 P/NR 572102 | NIPPLE: GREASE P/N 57210240 | 57210240 | 0019002924 | SANDVIK
000000000060174200 | STP-004 | DATA ENRICHMENT | SYC | SYC |  | 2022-09-28 |  |  | 000000000060174200 | BHP1 | BHP Spares & Supplies | 221015 | Earth moving machinery | EA | MAN2 | NIPPLE,GREASE BUCKET 7.4 GHH 34141000 | NIPPLE,GREASE BUCKET 7.4 GHH 34141000 | 34141000 | 0019011379 | GHH MINING MACHINES
000000000060248421 | STP-004 | DATA ENRICHMENT | SYC | SYC |  | 2022-09-28 |  |  | 000000000060248421 | BHP1 | BHP Spares & Supplies | 271200 | Hydraulic machinery and equipment | EA | MAN2 | NIPPLE,GREASE,1/2INCH,STRAIGHT,30-GRN-08 | 1/2INCH STRAIGHT GREASE NIPPLE, PN 30-GRN-08 | 30-GRN-08
000000000060239115 | STP-004 | DATA ENRICHMENT | SYC | SYC |  | 2022-09-28 |  |  | 000000000060239115 | BHP1 | BHP Spares & Supplies | 401417 | Plumbing hardware and fittings | ST | MAN2 | NIPPLE,GREASE,METRIC,SET | NIPPLE,GREASE,METRIC,SET,VARIOUS,SIZES | PBM-1CA-01A
000000000060239117 | STP-004 | DATA ENRICHMENT | SYC | SYC |  | 2022-09-28 |  |  | 000000000060239117 | BHP1 | BHP Spares & Supplies | 401417 | Plumbing hardware and fittings | ST | MAN2 | NIPPLE,GREASE,METRIC,SET,MIXED,IMPERIAL | NIPPLE,GREASE,METRIC,SET,MIXED,IMPERIAL | PBM-1GC-31A
000000000060253424 | STP-004 | DATA ENRICHMENT | SYC | SYC |  | 2022-09-28 |  |  | 000000000060253424 | BHP1 | BHP Spares & Supplies | 311715 | Bearings | EA | MAN2 | NIPPLE,GREASE,STR 1/88SP,3/8 | NIPPLE, GREASE, STR 1/88SP, 3/8 | STR 1/88SP,3/8 | 0019011819 | Unknown
000000000060253428 | STP-004 | DATA ENRICHMENT | SYC | SYC |  | 2022-09-28 |  |  | 000000000060253428 | BHP1 | BHP Spares & Supplies | 311715 | Bearings | EA | MAN2 | NIPPLE,GREASE,STR 6X1.0MM | NIPPLE, ,STR 6 X 1.0MM | STR 6X1.0MM | 0019011819 | Unknown
000000000060253480 | STP-004 | DATA ENRICHMENT | SYC | SYC |  | 2022-09-28 |  |  | 000000000060253480 | BHP1 | BHP Spares & Supplies | 311715 | Bearings | EA | MAN2 | NIPPLE,GREASE,STR 8X1.0MM | NIPPLE, GREASE, STR 8X1.0MM | STR 8X1.0MM | 0019011819 | Unknown
000000000060244493 | STP-004 | DATA ENRICHMENT | SYC | SYC |  | 2022-09-28 |  |  | 000000000060244493 | BHP1 | BHP Spares & Supplies | 401423 | Pipe fittings | EA | MAN2 | NIPPLE,NPT,MALE,HEX,1/8INCH,EA | NIPPLE, NATIONAL PIPE THREAD, MALE, HEXAGON, 1/8 INCH, EACH | 3-5404-02-02 | 0019011819 | Unknown
000000000060241436 | STP-004 | DATA ENRICHMENT | SYC | SYC |  | 2022-09-28 |  |  | 000000000060241436 | BHP1 | BHP Spares & Supplies | 401423 | Pipe fittings | EA | MAN2 | NIPPLE,PIPE,BARREL,65MM,GALVANISED,EACH | NIPPLE, PIPE, BARREL, 65MM, GALVANISED, BSP STANDARD THREAD, SCREWED, EACH
000000000060243539 | STP-004 | DATA ENRICHMENT | SYC | SYC |  | 2022-09-28 |  |  | 000000000060243539 | BHP1 | BHP Spares & Supplies | 401423 | Pipe fittings | EA | MAN2 | NIPPLE,PIPE,WELD,ON,50MM,304L | NIPPLE PIPE, WELD ON, 50MM, 304L STAINLESS STEEL
000000000060241899 | STP-004 | DATA ENRICHMENT | SYC | SYC |  | 2022-09-28 |  |  | 000000000060241899 | BHP1 | BHP Spares & Supplies | 401423 | Pipe fittings | EA | MAN2 | NIPPLE,SWAGED,65MM,GALVANISED | NIPPLE,SWAGED,65MM,GALVANISED,SCREWED BSP ADAPTOR
000000000060251821 | STP-004 | DATA ENRICHMENT | SYC | SYC |  | 2022-09-28 |  |  | 000000000060251821 | BHP1 | BHP Spares & Supplies | 401417 | Plumbing hardware and fittings | EA | MAN2 | NIPPLE,SWAGED,75MM,RIGHT,STEEL,LONG | NIPPLE, SWAGED 75 MM, RIGHT STEEL, LONG SHANKED
000000000060170408 | STP-004 | DATA ENRICHMENT | SYC | SYC |  | 2022-09-28 |  |  | 000000000060170408 | BHP1 | BHP Spares & Supplies | 221015 | Earth moving machinery | EA | MAN2 | NIPPLE: ATLAS COPCO 0544216200 | NIPPLE: ATLAS COPCO 0544216200 | 0544216200 | 0019008517 | ATLAS COPCO SOUTH AFRICA (PTY)
000000000060027988 | STP-004 | DATA ENRICHMENT | SYC | SYC |  | 2022-09-28 |  |  | 000000000060027988 | BHP1 | BHP Spares & Supplies | 401417 | Plumbing hardware and fittings | EA | MAN2 | NIPPLES, GREASE, 1/8 INCH BSP, BUTTON TY | NIPPLES, GREASE, 1/8 INCH BSP, BUTTON TYPE 19
000000000060017792 | STP-004 | DATA ENRICHMENT | SYC | SYC |  | 2022-09-28 |  |  | 000000000060017792 | BHP1 | BHP Spares & Supplies | 401417 | Plumbing hardware and fittings | EA | MAN2 | NIPPLES, GREASE, PUSH-ON TYPE, STRAIGHT, | NIPPLES, GREASE, PUSH-ON TYPE, STRAIGHT, 1/4 BSPF
000000000060227736 | STP-004 | DATA ENRICHMENT | SYC | SYC |  | 2022-09-28 |  |  | 000000000060227736 | BHP1 | BHP Spares & Supplies | 200000 | Mining Machinery and Accessories | EA | MAN2 | NPPLE,2/2,ROCKER ARM/BUSHES/GREASE | ROCKER ARM/BUSHES/GREASE NIPPLE 2/2 (SARECO CHAIRLIFT)
000000000060220722 | STP-004 | DATA ENRICHMENT | SYC | SYC |  | 2022-09-28 |  |  | 000000000060220722 | BHP1 | BHP Spares & Supplies | 401423 | Pipe fittings | EA | MAN2 | NPPLE,HEX,20MM,GALVENSED STEEL, SCR | NIPPLE, HEX, 20MM, GALVENISED STEEL; SCREWED NPT THREAD, SSI FMT00291, SSI-FMT00476
000000000060246595 | STP-004 | DATA ENRICHMENT | SYC | SYC |  | 2022-09-28 |  |  | 000000000060246595 | BHP1 | BHP Spares & Supplies | 200000 | Mining Machinery and Accessories | EA | MAN2 | T-NIPPLE,991980,VOLVO | T-NIPPLE,991980,VOLVO | 991980 T-NIPPLE | 0019011819 | Unknown
000000000060241220 | STP-004 | DATA ENRICHMENT | SYC | SYC |  | 2022-09-28 |  |  | 000000000060241220 | BHP1 | BHP Spares & Supplies | 251728 | Hydraulic systems and components | EA | MAN2 | WELD NIPPLE,COMPLETE WITH ORING AND M16S | WELD NIPPLE,COMPLETE WITH ORING AND M16S NUT,SKA 16X3-M16S | SKA 16X3-M16S
000000000060180423 | STP-004 | DATA ENRICHMENT | SYC | SYC |  | 2022-09-28 |  |  | 000000000060180423 | BHP1 | BHP Spares & Supplies | 301019 | Coil | EA | MAN2 | COILS,SPRING,VIBRATING FEEDER,VPR -12-10 | COILS,SPRING,VIBRATING FEEDER,VPR -12-104-225,FINAL PRODUCT EXPORT BIN,PSP 3 PELLETISING PLANT-MFC, AS PER SSI 3470 | VPR 12-104-225 | 0019011541 | VIPRO (PTY) LTD
000000000060180429 | STP-004 | DATA ENRICHMENT | SYC | SYC |  | 2022-09-28 |  |  | 000000000060180429 | BHP1 | BHP Spares & Supplies | 301019 | Coil | EA | MAN2 | COILS,SPRING,VIBRATING SCREEN,VPR 22-126 | COILS,SPRING,VIBRATING SCREEN,VPR 22-126-320,FINAL PRODUCT PELLETS,PSP 3 PELLETISING PLANT-MFC, AS PER SSI 3465 | VPR 22-126-320 | 0019011541 | VIPRO (PTY) LTD
000000000060185473 | STP-004 | DATA ENRICHMENT | SYC | SYC |  | 2022-09-28 |  |  | 000000000060185473 | BHP1 | BHP Spares & Supplies | 201017 | Crushers, breakers and grinders | EA | MAN2 | DRAWBACK, SPRING CRUSHER | DRAWBACK, SPRING CRUSHER | MCS/1 | 0019002485 | OSBORN
000000000060242367 | STP-004 | DATA ENRICHMENT | SYC | SYC |  | 2022-09-28 |  |  | 000000000060242367 | BHP1 | BHP Spares & Supplies | 811016 | Mechanical engineering | EA | MAN2 | SPRING ASSEMBLY | SPRING ASSEMBLY,P/N: 295517-2450A-246-250-3000 | P/N: 295517-2450A-246-250-3000
000000000060234339 | STP-004 | DATA ENRICHMENT | SYC | SYC |  | 2022-09-28 |  |  | 000000000060234339 | BHP1 | BHP Spares & Supplies | P1224 | Gaskets, seals, rings, sheets | EA | MAN2 | SPRING ASSEMBLY 1782MM | SPRING ASSEMBLY 1782MMHATCH H352979-1782-246-250-3000F1 and F2 S
000000000060230395 | STP-004 | DATA ENRICHMENT | SYC | SYC |  | 2022-09-28 |  |  | 000000000060230395 | BHP1 | BHP Spares & Supplies | 311619 | Springs | EA | MAN2 | SPRING ASSEMBLY,EP,DRAWBAR,7.6INCH | 7.6INCH SPRING ASSEMBLY & DRAWBAR | 10846778
000000000060239443 | STP-004 | DATA ENRICHMENT | SYC | SYC |  | 2022-09-28 |  |  | 000000000060239443 | BHP1 | BHP Spares & Supplies | P1045 | Electrical equipment & parts, switches, switchboards, barrie | EA | MAN2 | SPRING COIL LT5029 | SPRING COIL LT5029
000000000060255453 | STP-004 | DATA ENRICHMENT | SYC | SYC |  | 2022-09-28 |  |  | 000000000060255453 | BHP1 | BHP Spares & Supplies | 311619 | Springs | EA | MAN2 | SPRING COIL, 150MM X 200MM, 25MM THICKN | SPRING COIL, 150MM ID, 200MM OD, 25MM THICHNESS, 260MM HEIGHT, 5 COILS
000000000060167644 | STP-004 | DATA ENRICHMENT | SYC | SYC |  | 2022-09-28 |  |  | 000000000060167644 | BHP1 | BHP Spares & Supplies | 221015 | Earth moving machinery | EA | MAN2 | SPRING, AC RBS1L P/N 3128078435 | SPRING, AC RBS1L P/N 3128078435 | 3128078435 | 0019008517 | ATLAS COPCO SOUTH AFRICA (PTY)
000000000060167643 | STP-004 | DATA ENRICHMENT | SYC | SYC |  | 2022-09-28 |  |  | 000000000060167643 | BHP1 | BHP Spares & Supplies | 221015 | Earth moving machinery | EA | MAN2 | SPRING, AC RBS1L P/N 3128230103 | SPRING, AC RBS1L P/N 3128230103 | 3128230103 | 0019008517 | ATLAS COPCO SOUTH AFRICA (PTY)
000000000060112070 | STP-004 | DATA ENRICHMENT | SYC | SYC |  | 2022-09-28 |  |  | 000000000060112070 | BHP1 | BHP Spares & Supplies | 251021 | Truck tractors | EA | MAN2 | SPRING, BELL MACHINES | SPRING, BELL MACHINES | 200335 | 0019008535 | BELL EQUIPMENT CO SA (PTY) LTD
000000000060215605 | STP-004 | DATA ENRICHMENT | SYC | SYC |  | 2022-09-28 |  |  | 000000000060215605 | BHP1 | BHP Spares & Supplies | 311619 | Springs | EA | MAN2 | SPRING, CODE 5120310046, WRAPPING MACHIN | SPRING, CODE 5120310046, WRAPPING MACHINE
000000000060186815 | STP-004 | DATA ENRICHMENT | SYC | SYC |  | 2022-09-28 |  |  | 000000000060186815 | BHP1 | BHP Spares & Supplies | 311619 | Springs | EA | MAN2 | SPRING, COIL, 130MM DIA., 320MM HEIGHT, | SPRING, COIL, 130MM DIA., 320MM HEIGHT, 26MM THICKNESS, PN 77651, JOEST | 77651 | 0019008735 | JOEST
000000000060176258 | STP-004 | DATA ENRICHMENT | SYC | SYC |  | 2022-09-28 |  |  | 000000000060176258 | BHP1 | BHP Spares & Supplies | 311619 | Springs | EA | MAN2 | SPRING, COIL, 19MM THICK, 123MM DIAMETER | SPRING, COIL, 19MM THICK, 123MM DIAMETER, 250MM LONG | 56352 | 0019008735 | JOEST
000000000060114940 | STP-004 | DATA ENRICHMENT | SYC | SYC |  | 2022-09-28 |  |  | 000000000060114940 | BHP1 | BHP Spares & Supplies | 201016 | Screens and feeding equipment | ST | MAN2 | SPRING, COIL, 22MM DIA, DF SCREEN, SCHEN | SPRING, COIL, 22MM DIA, DF SCREEN, SCHENK, 8 PER SET | 8/111-8 | 0019008916 | SCHENK
000000000060171577 | STP-004 | DATA ENRICHMENT | SYC | SYC |  | 2022-09-28 |  |  | 000000000060171577 | BHP1 | BHP Spares & Supplies | 311619 | Springs | EA | MAN2 | SPRING, COIL, COMPRESSION, ENDS SQUARE A | SPRING, COIL, COMPRESSION, ENDS SQUARE AND GROUNDED, 89MM ID, 12, 3.5MM OD, 225MM FREE LENGTH, 107.5MM MEAN DIA, 15.5MM WIRE DIAME, TER, VIPRO | VPR15-107-225B | 0019003467 | UNKNOWN
000000000060117847 | STP-004 | DATA ENRICHMENT | SYC | SYC |  | 2022-09-28 |  |  | 000000000060117847 | BHP1 | BHP Spares & Supplies | 201015 | Cutting equipment | EA | MAN2 | SPRING, COMPRESSION, INNER, 42IN X 12FT | SPRING, COMPRESSION, INNER, 42IN X 12FT FEEDER, TELSMITH | VK204/5X8 | 0019008965 | TELSMITH
000000000060114727 | STP-004 | DATA ENRICHMENT | SYC | SYC |  | 2022-09-28 |  |  | 000000000060114727 | BHP1 | BHP Spares & Supplies | 201017 | Crushers, breakers and grinders | EA | MAN2 | SPRING, COMPRESSION, MVG50-2 VIBRATOR, A | SPRING, COMPRESSION, MVG50-2 VIBRATOR, AEG | 52668159 | 0019008502 | A E G (PTY) LTD
000000000060114340 | STP-004 | DATA ENRICHMENT | SYC | SYC |  | 2022-09-28 |  |  | 000000000060114340 | BHP1 | BHP Spares & Supplies | 201017 | Crushers, breakers and grinders | EA | MAN2 | SPRING, DRAW BACK, 42IN X 32IN DTRB CRUS | SPRING, DRAW BACK, 42IN X 32IN DTRB CRUSHER, HADFIELD | AC0000J086A | 0019008699 | HADFIELD
000000000060114258 | STP-004 | DATA ENRICHMENT | SYC | SYC |  | 2022-09-28 |  |  | 000000000060114258 | BHP1 | BHP Spares & Supplies | 201017 | Crushers, breakers and grinders | EA | MAN2 | SPRING, DRAWBACK, 30IN X 20IN STRB CRUSH | SPRING, DRAWBACK, 30IN X 20IN STRB CRUSHER, HADFIELD | MCS/1 | 0019008699 | HADFIELD
000000000060114281 | STP-004 | DATA ENRICHMENT | SYC | SYC |  | 2022-09-28 |  |  | 000000000060114281 | BHP1 | BHP Spares & Supplies | 201017 | Crushers, breakers and grinders | EA | MAN2 | SPRING, DRAWBACK, 48IN X 12IN STRB CRUSH | SPRING, DRAWBACK, 48IN X 12IN STRB CRUSHER, HADFIELD | MCS/1 | 0019008699 | HADFIELD
000000000060114417 | STP-004 | DATA ENRICHMENT | SYC | SYC |  | 2022-09-28 |  |  | 000000000060114417 | BHP1 | BHP Spares & Supplies | 201017 | Crushers, breakers and grinders | EA | MAN2 | SPRING, DRAWBACK, 8IN X 4IN CRUSHER, HAD | SPRING, DRAWBACK, 8IN X 4IN CRUSHER, HADFIELD | MCS/15 | 0019008699 | HADFIELD
000000000060114392 | STP-004 | DATA ENRICHMENT | SYC | SYC |  | 2022-09-28 |  |  | 000000000060114392 | BHP1 | BHP Spares & Supplies | 201017 | Crushers, breakers and grinders | EA | MAN2 | SPRING, DRAWBACK, H30 X 42, CRUSHER, HAD | SPRING, DRAWBACK, H30 X 42, CRUSHER, HADFIELD | H3042TENS | 0019008561 | C & E ENGINEERING
000000000060172065 | STP-004 | DATA ENRICHMENT | SYC | SYC |  | 2022-09-28 |  |  | 000000000060172065 | BHP1 | BHP Spares & Supplies | 201017 | Crushers, breakers and grinders | EA | MAN2 | SPRING, DRAWBACK, SA20X36 JAW CRUSHER, T | SPRING, DRAWBACK, SA20X36 JAW CRUSHER, TELSMITH | AG0000J070B | 0019008965 | TELSMITH
000000000060149595 | STP-004 | DATA ENRICHMENT | SYC | SYC |  | 2022-09-28 |  |  | 000000000060149595 | BHP1 | BHP Spares & Supplies | 311619 | Springs | EA | MAN2 | SPRING, HIGH TENSILE STEEL, 11 COILS, 17 | SPRING, HIGH TENSILE STEEL, 11 COILS, 175MM LONG, 10MM THICK, 40MM ID, 50MM OD
000000000060222551 | STP-004 | DATA ENRICHMENT | SYC | SYC |  | 2022-09-28 |  |  | 000000000060222551 | BHP1 | BHP Spares & Supplies | 241016 | Lifting equipment | EA | MAN2 | SPRING, PAWL, BLOCK, CHAIN, KC70, 0.5 TO | SPRING, PAWL, BLOCK, CHAIN, KC70, 0.5 TO 1 TON
000000000060222552 | STP-004 | DATA ENRICHMENT | SYC | SYC |  | 2022-09-28 |  |  | 000000000060222552 | BHP1 | BHP Spares & Supplies | 241016 | Lifting equipment | EA | MAN2 | SPRING, PAWL, BLOCK, CHAIN, KC70, 1.5 TO | SPRING, PAWL, BLOCK, CHAIN, KC70, 1.5 TO 20 TON
000000000060222710 | STP-004 | DATA ENRICHMENT | SYC | SYC |  | 2022-09-28 |  |  | 000000000060222710 | BHP1 | BHP Spares & Supplies | 241016 | Lifting equipment | EA | MAN2 | SPRING, PAWL, HOIST, CHAIN, KC70-3T-SR | SPRING, PAWL, HOIST, CHAIN, KC70-3T-SR
000000000060222616 | STP-004 | DATA ENRICHMENT | SYC | SYC |  | 2022-09-28 |  |  | 000000000060222616 | BHP1 | BHP Spares & Supplies | 241016 | Lifting equipment | EA | MAN2 | SPRING, PAWL, HOIST, LEVER, LB90-A, 0.75 | SPRING, PAWL, HOIST, LEVER, LB90-A, 0.75 TON
000000000060222617 | STP-004 | DATA ENRICHMENT | SYC | SYC |  | 2022-09-28 |  |  | 000000000060222617 | BHP1 | BHP Spares & Supplies | 241016 | Lifting equipment | EA | MAN2 | SPRING, PAWL, HOIST, LEVER, LB90-A, 1.5 | SPRING, PAWL, HOIST, LEVER, LB90-A, 1.5 TON
000000000060222618 | STP-004 | DATA ENRICHMENT | SYC | SYC |  | 2022-09-28 |  |  | 000000000060222618 | BHP1 | BHP Spares & Supplies | 241016 | Lifting equipment | EA | MAN2 | SPRING, PAWL, HOIST, LEVER, LB90-A, 3 TO | SPRING, PAWL, HOIST, LEVER, LB90-A, 3 TON
000000000060009666 | STP-004 | DATA ENRICHMENT | SYC | SYC |  | 2022-09-28 |  |  | 000000000060009666 | BHP1 | BHP Spares & Supplies | 201116 | Drilling and operation machinery | EA | MAN2 | SPRING, RATCHET PAWL PLUNGER, ROCKDRILL, | SPRING, RATCHET PAWL PLUNGER, ROCKDRILL, SECO | D1611 | 0019008895 | ROCK TOOL SERVICES
000000000060241942 | STP-004 | DATA ENRICHMENT | SYC | SYC |  | 2022-09-28 |  |  | 000000000060241942 | BHP1 | BHP Spares & Supplies | 301022 | Plate | EA | MAN2 | SPRING,COIL, | SPRING COIL, 146ODX92IDX260LG, OSBORN CRUSHER, PN MCS-1 | MCS-1
000000000060244429 | STP-004 | DATA ENRICHMENT | SYC | SYC |  | 2022-09-28 |  |  | 000000000060244429 | BHP1 | BHP Spares & Supplies | 241000 | Material handling machinery and equipment | EA | MAN2 | SPRING,COIL,17 109 250,STOCK CODE 70640S | SPRING,COIL,17 109 250,STOCK CODE 70640SA | 70640SA | 0019011819 | Unknown
000000000060236431 | STP-004 | DATA ENRICHMENT | SYC | SYC |  | 2022-09-28 |  |  | 000000000060236431 | BHP1 | BHP Spares & Supplies | 111715 | Basic steels | EA | MAN2 | SPRING,COIL,COMPRESSOR | COIL, SPRING, COMPRESSOR, MAC, AFRICA, MANUAL TYPE, HEAVY, DUTY, M24X400MM, TENSION, RODS
000000000060229234 | STP-004 | DATA ENRICHMENT | SYC | SYC |  | 2022-09-28 |  |  | 000000000060229234 | BHP1 | BHP Spares & Supplies | 201016 | Screens and feeding equipment | EA | MAN2 | SPRING,COIL,VPR 20-102-220 | SPRING, COIL, VPR 20-102-220 | VPR 20-102-220
000000000060242742 | STP-004 | DATA ENRICHMENT | SYC | SYC |  | 2022-09-28 |  |  | 000000000060242742 | BHP1 | BHP Spares & Supplies | 201016 | Screens and feeding equipment | PAK | MAN2 | SPRING,COIL,VPR15-107-225 | COIL SPRINGS, VPR 15-107-225 | VPR 15-107-225
000000000060242744 | STP-004 | DATA ENRICHMENT | SYC | SYC |  | 2022-09-28 |  |  | 000000000060242744 | BHP1 | BHP Spares & Supplies | 201016 | Screens and feeding equipment | EA | MAN2 | SPRING,COIL,VPR23-127-320 | COIL SPRING,VPR 23-127-320 | VPR 23-127-320
000000000060240349 | STP-004 | DATA ENRICHMENT | SYC | SYC |  | 2022-09-28 |  |  | 000000000060240349 | BHP1 | BHP Spares & Supplies | 200000 | Mining Machinery and Accessories | EA | MAN2 | SPRING,COMPRESSION,VOLVO,FMX400,1527934 | SPRING,COMPRESSION,VOLVO,FMX400,1527934 | 1527934 SPRING COMPRESSION
000000000060114214 | STP-004 | DATA ENRICHMENT | SYC | SYC |  | 2022-09-28 |  |  | 000000000060114214 | BHP1 | BHP Spares & Supplies | 201017 | Crushers, breakers and grinders | EA | MAN2 | SPRING,DRAWBACK,30IN X 20IN STRB CRUSHER | SPRING,DRAWBACK,30IN X 20IN STRB CRUSHER,HADFIELD, NEW STOCK AS PER SSI 7402.EDITED AS PER "ESSI 132" | MCS/1 | 0019008699 | HADFIELD
000000000060249361 | STP-004 | DATA ENRICHMENT | SYC | SYC |  | 2022-09-28 |  |  | 000000000060249361 | BHP1 | BHP Spares & Supplies | 200000 | Mining Machinery and Accessories | EA | MAN2 | SPRING,LIMIT,SINGLE,FALL | SPRING,LIMIT,SINGLE,FALL | 2EH-SLK 03 01S91 | 0019011819 | Unknown
000000000060238392 | STP-004 | DATA ENRICHMENT | SYC | SYC |  | 2022-09-28 |  |  | 000000000060238392 | BHP1 | BHP Spares & Supplies | 201017 | Crushers, breakers and grinders | EA | MAN2 | SPRING,PN 4100.0252.01 | SPRING, DRAWING NR IG18 K3124-16, PN 4100.0252.01
000000000060238400 | STP-004 | DATA ENRICHMENT | SYC | SYC |  | 2022-09-28 |  |  | 000000000060238400 | BHP1 | BHP Spares & Supplies | 201017 | Crushers, breakers and grinders | EA | MAN2 | SPRING,PN 4100.2124.01 | SPRING, DRAWING IG018 K1308.8-5, PN 4100.2124.01
000000000060241773 | STP-004 | DATA ENRICHMENT | SYC | SYC |  | 2022-09-28 |  |  | 000000000060241773 | BHP1 | BHP Spares & Supplies | 270000 | Tools and General Machinery | EA | MAN2 | SPRING,PULL,2.5MM THK,TOTAL LENGTH 158MM | SPRING,PULL,2.5MM THK,TOTAL LENGTH 158MM,COIL OD 20MM,COIL LENGTH 55MM,TOTAL COILS 22
000000000060238394 | STP-004 | DATA ENRICHMENT | SYC | SYC |  | 2022-09-28 |  |  | 000000000060238394 | BHP1 | BHP Spares & Supplies | 201017 | Crushers, breakers and grinders | EA | MAN2 | SPRING,ROD | SPRING ROD, DRAWING NR IG17 K31X10-12, PN 4100.1242.01
000000000060187926 | STP-004 | DATA ENRICHMENT | SYC | SYC |  | 2022-09-28 |  |  | 000000000060187926 | BHP1 | BHP Spares & Supplies | 311619 | Springs | EA | MAN2 | SPRING: COIL,17MM THICKNESS,109MM DIA, | SPRING: COIL, 17MM THICKNESS, 109MM DIA, 225MM HEIGHT, 100N/MM, PN 70640, JOEST | 70640 | 0019008735 | JOEST
000000000060145009 | STP-004 | DATA ENRICHMENT | SYC | SYC |  | 2022-09-28 |  |  | 000000000060145009 | BHP1 | BHP Spares & Supplies | 311619 | Springs | EA | MAN2 | SPRING:HELICAL; DRAWBACK, 24IN X 18IN C | SPRING:HELICAL; DRAWBACK, 24IN X 18IN CRUSHER, 200MM OD, 130MM ID, 350MM LONG, REDUNDANT AS PER ESSI: 391
000000000060145542 | STP-004 | DATA ENRICHMENT | SYC | SYC |  | 2022-09-28 |  |  | 000000000060145542 | BHP1 | BHP Spares & Supplies | 311619 | Springs | EA | MAN2 | SPRING:HELICAL;COMPRESSION, DOUBLE ROLLS | SPRING:HELICAL;COMPRESSION, DOUBLE ROLLS CRUSHER, DRG HSR1818-MD4-005-00 ITEM 4, FER-MIN-ORE
000000000060217846 | STP-004 | DATA ENRICHMENT | SYC | SYC |  | 2022-09-28 |  |  | 000000000060217846 | BHP1 | BHP Spares & Supplies | 311619 | Springs | EA | MAN2 | SPRNG,COL,18MM THCKNESS,100MM DA, | SPRING, COIL, 18MM THICKNESS, 100MM DIA, 220MM HEIGHT, PN 70637, JOEST
000000000060217847 | STP-004 | DATA ENRICHMENT | SYC | SYC |  | 2022-09-28 |  |  | 000000000060217847 | BHP1 | BHP Spares & Supplies | 311619 | Springs | EA | MAN2 | SPRNG,COL,26MM THCKNESS,130MM DA, | SPRING, COIL, 26MM THICKNESS, 130MM DIA, 320MM HEIGHT, PN 76651, JOEST
000000000060226236 | STP-004 | DATA ENRICHMENT | SYC | SYC |  | 2022-09-28 |  |  | 000000000060226236 | BHP1 | BHP Spares & Supplies | 320000 | Electronic Components and Supplies | EA | MAN2 | SPRNG,FM,ROPE SWTCH,STANLESS STLEEL | SPRING, IFM ROPE SWITCH, STAINLESS STLEEL | ZB0061 | 0019001663 | IFM ELECTRONIC GMBH
000000000060217554 | STP-004 | DATA ENRICHMENT | SYC | SYC |  | 2022-09-28 |  |  | 000000000060217554 | BHP1 | BHP Spares & Supplies | 311619 | Springs | EA | MAN2 | SPRNG,SUSPENSON,KOMATSU HP200,600922 | SPRING, SUSPENSION, FOR KOMATSU HP200 VIBRATOR DECK, P/N 600922, SSI 11816, F45 | P/N 600922 | 0019001867 | KOMATSU CORP
000000000060217555 | STP-004 | DATA ENRICHMENT | SYC | SYC |  | 2022-09-28 |  |  | 000000000060217555 | BHP1 | BHP Spares & Supplies | 311619 | Springs | EA | MAN2 | SPRNG,SUSPENSON,KOMATSU HP200,601048 | SPRING, SUSPENSION, FOR KOMATSU HP200 VIBRATOR POWER UNIT AND HP300, HP400 VIBRATOR DECK, P/N 601048, SSI 11817, F45 | P/N 601048 | 0019001867 | KOMATSU CORP
000000000060217556 | STP-004 | DATA ENRICHMENT | SYC | SYC |  | 2022-09-28 |  |  | 000000000060217556 | BHP1 | BHP Spares & Supplies | 311619 | Springs | EA | MAN2 | SPRNG,SUSPENSON,KOMATSU HP300,601046 | SPRING, SUSPENSION, FOR KOMATSU HP300 HP400 VIBRATOR POWER UNIT AND, HP500 VIBRATOR DECK, P/N 601046, SSI 11818, F45 | P/N 601046 | 0019001867 | KOMATSU CORP
000000000060251156 | STP-004 | DATA ENRICHMENT | SYC | SYC |  | 2022-09-28 |  |  | 000000000060251156 | BHP1 | BHP Spares & Supplies | 411165 | Instrument parts and accessories | EA | MAN2 | PIPE TEE PIECE, INSTRUMENTATION, PVC, 11 | PIPE TEE PIECE, INSTRUMENTATION, PVC, 110MM TO 90MM, PR-C17-110-090, PROMAX 110MM PVC PIPE TO 90MM TEE PIECE, PIPE MOUNT | PR-C17-110-090 | 0019011819 | Unknown
000000000060016047 | STP-004 | DATA ENRICHMENT | SYC | SYC |  | 2022-09-28 |  |  | 000000000060016047 | BHP1 | BHP Spares & Supplies | 401417 | Plumbing hardware and fittings | EA | MAN2 | TEE, 40MM NB, FORGED STEEL, SCREWED BSP | TEE, 40MM NB, FORGED STEEL, SCREWED BSP, TO BS 1740
000000000060214027 | STP-004 | DATA ENRICHMENT | SYC | SYC |  | 2022-09-28 |  |  | 000000000060214027 | BHP1 | BHP Spares & Supplies | 441221 | Fastening supplies | EA | MAN2 | TEE, ALL TUBE, BRASS 5/16", GYROLOK | TEE, ALL TUBE, BRASS 5/16", GYROLOK | 5TTT
000000000060118912 | STP-004 | DATA ENRICHMENT | SYC | SYC |  | 2022-09-28 |  |  | 000000000060118912 | BHP1 | BHP Spares & Supplies | 401417 | Plumbing hardware and fittings | EA | MAN2 | TEE, ALL TUBE, BRASS, 1/2", GYROLOK | TEE, ALL TUBE, BRASS, 1/2", GYROLOK | 8TTT/MM | 0019001851 | KLOCKNER MOELLER GMBH
000000000060118911 | STP-004 | DATA ENRICHMENT | SYC | SYC |  | 2022-09-28 |  |  | 000000000060118911 | BHP1 | BHP Spares & Supplies | 401417 | Plumbing hardware and fittings | EA | MAN2 | TEE, ALL TUBE, BRASS, 1/4", GYROLOK | TEE, ALL TUBE, BRASS, 1/4", GYROLOK | 4TTT | 0019001851 | KLOCKNER MOELLER GMBH
000000000060118913 | STP-004 | DATA ENRICHMENT | SYC | SYC |  | 2022-09-28 |  |  | 000000000060118913 | BHP1 | BHP Spares & Supplies | 401417 | Plumbing hardware and fittings | EA | MAN2 | TEE, ALL TUBE, BRASS, 3/8", GYROLOK | TEE, ALL TUBE, BRASS, 3/8", GYROLOK | 6TTT | 0019001851 | KLOCKNER MOELLER GMBH
000000000060187991 | STP-004 | DATA ENRICHMENT | SYC | SYC |  | 2022-09-28 |  |  | 000000000060187991 | BHP1 | BHP Spares & Supplies | 401426 | Tube fittings | EA | MAN2 | TEE, CONNECTOR, 16M PUSH IN ALL SIDES, P | TEE, CONNECTOR, 16M PUSH IN ALL SIDES, PNEUMATIC, FESTO | FESTO QST-B-16-10 | 0019001272 | FESTO MASCHINENFABRIK PTY LTD
000000000060017476 | STP-004 | DATA ENRICHMENT | SYC | SYC |  | 2022-09-28 |  |  | 000000000060017476 | BHP1 | BHP Spares & Supplies | 401417 | Plumbing hardware and fittings | EA | MAN2 | TEE, EQUAL, 100MM NB, FABRICATED, 140MM | TEE, EQUAL, 100MM NB, FABRICATED, 140MM CENTRE TO FACE, STEEL, BLACK,, PIPE TO SABS 62 MEDIUM CLASS, FLANGED TO BS 10 TABLE D
000000000060118863 | STP-004 | DATA ENRICHMENT | SYC | SYC |  | 2022-09-28 |  |  | 000000000060118863 | BHP1 | BHP Spares & Supplies | 401417 | Plumbing hardware and fittings | EA | MAN2 | TEE, EQUAL, 100MM, GALV, FLANGED TO TABL | TEE, EQUAL, 100MM, GALVANIZED, FLANGED TO TABLE D
000000000060016444 | STP-004 | DATA ENRICHMENT | SYC | SYC |  | 2022-09-28 |  |  | 000000000060016444 | BHP1 | BHP Spares & Supplies | 401417 | Plumbing hardware and fittings | EA | MAN2 | TEE, EQUAL, 150MM NB, CARBON STEEL WPB, | TEE, EQUAL, 150MM NB, CARBON STEEL WPB, BUTT WELD
000000000060119052 | STP-004 | DATA ENRICHMENT | SYC | SYC |  | 2022-09-28 |  |  | 000000000060119052 | BHP1 | BHP Spares & Supplies | 401417 | Plumbing hardware and fittings | EA | MAN2 | TEE, EQUAL, 200MM NB, CARBON STEEL WPB, | TEE, EQUAL, 200MM NB, CARBON STEEL WPB, BUTT WELD
000000000060016441 | STP-004 | DATA ENRICHMENT | SYC | SYC |  | 2022-09-28 |  |  | 000000000060016441 | BHP1 | BHP Spares & Supplies | 401417 | Plumbing hardware and fittings | EA | MAN2 | TEE, EQUAL, 50MM NB, CARBON STEEL WPB, B | TEE, EQUAL, 50MM NB, CARBON STEEL WPB, BUTT WELD
000000000060016973 | STP-004 | DATA ENRICHMENT | SYC | SYC |  | 2022-09-28 |  |  | 000000000060016973 | BHP1 | BHP Spares & Supplies | 401417 | Plumbing hardware and fittings | EA | MAN2 | TEE, EQUAL, COMPRESSION, 32MM OD, TYPE . | TEE, EQUAL, COMPRESSION, 32MM OD, TYPE 7040, PLASSON
000000000060221546 | STP-004 | DATA ENRICHMENT | SYC | SYC |  | 2022-09-28 |  |  | 000000000060221546 | BHP1 | BHP Spares & Supplies | 401417 | Plumbing hardware and fittings | EA | MAN2 | TEE, EQUAL, FEMALE, 20MM, 316L S/S | TEE, EQUAL, FEMALE, 20MM, 316L STAINLESS STEEL, SCREWED BSP
000000000060118727 | STP-004 | DATA ENRICHMENT | SYC | SYC |  | 2022-09-28 |  |  | 000000000060118727 | BHP1 | BHP Spares & Supplies | 401417 | Plumbing hardware and fittings | EA | MAN2 | TEE, EQUAL, FEMALE, 20MM, MALLEABLE CAST | TEE, EQUAL, FEMALE, 20MM, MALLEABLE CAST, BLACK, SCREWED BSP
000000000060088047 | STP-004 | DATA ENRICHMENT | SYC | SYC |  | 2022-09-28 |  |  | 000000000060088047 | BHP1 | BHP Spares & Supplies | 401417 | Plumbing hardware and fittings | EA | MAN2 | TEE, EQUAL, FEMALE, 25MM, MALLEABLE CAST | TEE, EQUAL, FEMALE, 25MM, MALLEABLE CAST, SCREWED BSP
000000000060118728 | STP-004 | DATA ENRICHMENT | SYC | SYC |  | 2022-09-28 |  |  | 000000000060118728 | BHP1 | BHP Spares & Supplies | 401417 | Plumbing hardware and fittings | EA | MAN2 | TEE, EQUAL, FEMALE, 25MM, MALLEABLE CAST | TEE, EQUAL, FEMALE, 25MM, MALLEABLE CAST, BLACK, SCREWED, BSP
000000000060221548 | STP-004 | DATA ENRICHMENT | SYC | SYC |  | 2022-09-28 |  |  | 000000000060221548 | BHP1 | BHP Spares & Supplies | 401417 | Plumbing hardware and fittings | EA | MAN2 | TEE, EQUAL, FEMALE, 32MM, 316L S/S | TEE, EQUAL, FEMALE, 32MM, 316L STAINLESS STEEL, SCREWED BSP
000000000060016264 | STP-004 | DATA ENRICHMENT | SYC | SYC |  | 2022-09-28 |  |  | 000000000060016264 | BHP1 | BHP Spares & Supplies | 401417 | Plumbing hardware and fittings | EA | MAN2 | TEE, EQUAL, FEMALE, 32MM, MALLEABLE CAST | TEE, EQUAL, FEMALE, 32MM, MALLEABLE CAST, GALVANIZED, SCREWED BSP, TO
000000000060221549 | STP-004 | DATA ENRICHMENT | SYC | SYC |  | 2022-09-28 |  |  | 000000000060221549 | BHP1 | BHP Spares & Supplies | 401417 | Plumbing hardware and fittings | EA | MAN2 | TEE, EQUAL, FEMALE, 40MM, 316L S/S | TEE, EQUAL, FEMALE, 40MM, 316L STAINLESS STEEL, SCREWED BSP
000000000060118730 | STP-004 | DATA ENRICHMENT | SYC | SYC |  | 2022-09-28 |  |  | 000000000060118730 | BHP1 | BHP Spares & Supplies | 401417 | Plumbing hardware and fittings | EA | MAN2 | TEE, EQUAL, FEMALE, 40MM, MALLEABLE CAST | TEE, EQUAL, FEMALE, 40MM, MALLEABLE CAST, BLACK, SCREWED BSP
000000000060221550 | STP-004 | DATA ENRICHMENT | SYC | SYC |  | 2022-09-28 |  |  | 000000000060221550 | BHP1 | BHP Spares & Supplies | 401417 | Plumbing hardware and fittings | EA | MAN2 | TEE, EQUAL, FEMALE, 50MM, 316L S/S | TEE, EQUAL, FEMALE, 50MM, 316L STAINLESS STEEL, SCREWED BSP
000000000060118724 | STP-004 | DATA ENRICHMENT | SYC | SYC |  | 2022-09-28 |  |  | 000000000060118724 | BHP1 | BHP Spares & Supplies | 401417 | Plumbing hardware and fittings | EA | MAN2 | TEE, EQUAL, FEMALE, 8MM, MALLEABLE CAST, | TEE, EQUAL, FEMALE, 8MM, MALLEABLE CAST, BLACK, SCREWED BSP
000000000060017478 | STP-004 | DATA ENRICHMENT | SYC | SYC |  | 2022-09-28 |  |  | 000000000060017478 | BHP1 | BHP Spares & Supplies | 401417 | Plumbing hardware and fittings | EA | MAN2 | TEE, REDUCING, 100MM X 100MM X 50MM, FAB | TEE, REDUCING, 100MM X 100MM X 50MM, FABRICATED, 140MM CENTRE TO FACE, STEEL, BLACK, PIPE TO SABS 62 MEDIUM CLASS, FLANGED TO BS 10
000000000060217905 | STP-004 | DATA ENRICHMENT | SYC | SYC |  | 2022-09-28 |  |  | 000000000060217905 | BHP1 | BHP Spares & Supplies | 401015 | Ventilation | EA | MAN2 | TEE, ZIPPER VENTILATION 760MM | TEE, ZIPPER VENTILATION 760MM |  | 0019011175 | ABCS
000000000060252676 | STP-004 | DATA ENRICHMENT | SYC | SYC |  | 2022-09-28 |  |  | 000000000060252676 | BHP1 | BHP Spares & Supplies | 401417 | Plumbing hardware and fittings | EA | MAN2 | TEE,15MM,CONEX | TEE, 15MM, CONEX
000000000060182280 | STP-004 | DATA ENRICHMENT | SYC | SYC |  | 2022-09-28 |  |  | 000000000060182280 | BHP1 | BHP Spares & Supplies | 401423 | Pipe fittings | EA | MAN2 | TEE,COMPRESSION 50MM | TEE, COMPRESSION 50MM
000000000060252666 | STP-004 | DATA ENRICHMENT | SYC | SYC |  | 2022-09-28 |  |  | 000000000060252666 | BHP1 | BHP Spares & Supplies | 401417 | Plumbing hardware and fittings | EA | MAN2 | TEE,CONEX,22MM | TEE, CONEX, 22MM
000000000060250617 | STP-004 | DATA ENRICHMENT | SYC | SYC |  | 2022-09-28 |  |  | 000000000060250617 | BHP1 | BHP Spares & Supplies | P1034 | Pipe fittings under 2", flanges, bends adapters, connectors | EA | MAN2 | TEE,EQUAL,FEMALE,S/S316,SCR,BSP,10MM,EA | TEE, EQUAL, FEMALE, STAINLESS STEEL 316, SCREWED, BSP, 10MM, EACH
000000000060250614 | STP-004 | DATA ENRICHMENT | SYC | SYC |  | 2022-09-28 |  |  | 000000000060250614 | BHP1 | BHP Spares & Supplies | P1034 | Pipe fittings under 2", flanges, bends adapters, connectors | EA | MAN2 | TEE,EQUAL,FEMALE,S/S316,SCR,BSP,20MM,EA | TEE, EQUAL, FEMALE, STAINLESS STEEL 316, SCREWED, BSP, 20MM, EACH
000000000060250595 | STP-004 | DATA ENRICHMENT | SYC | SYC |  | 2022-09-28 |  |  | 000000000060250595 | BHP1 | BHP Spares & Supplies | P1034 | Pipe fittings under 2", flanges, bends adapters, connectors | EA | MAN2 | TEE,EQUAL,FEMALE,S/S316,SCR,BSP,25MM,EA | TEE, EQUAL, FEMALE, STAINLESS STEEL 316, SCREWED, BSP, 25MM, EACH
000000000060250594 | STP-004 | DATA ENRICHMENT | SYC | SYC |  | 2022-09-28 |  |  | 000000000060250594 | BHP1 | BHP Spares & Supplies | P1034 | Pipe fittings under 2", flanges, bends adapters, connectors | EA | MAN2 | TEE,EQUAL,FEMALE,S/S316,SCR,BSP,40MM,EA | TEE, EQUAL, FEMALE, STAINLESS STEEL 316, SCREWED, BSP, 40MM, EACH
000000000060250612 | STP-004 | DATA ENRICHMENT | SYC | SYC |  | 2022-09-28 |  |  | 000000000060250612 | BHP1 | BHP Spares & Supplies | P1034 | Pipe fittings under 2", flanges, bends adapters, connectors | EA | MAN2 | TEE,EQUAL,FEMALE,SS/S316,SCR,BSP,50MM,EA | TEE, EQUAL, FEMALE, STAINLESS STEEL 316, SCREWED, BSP, 50MM, EACH
000000000060250615 | STP-004 | DATA ENRICHMENT | SYC | SYC |  | 2022-09-28 |  |  | 000000000060250615 | BHP1 | BHP Spares & Supplies | P1034 | Pipe fittings under 2", flanges, bends adapters, connectors | EA | MAN2 | TEE,EQUAL,FEMALE,SS316,SCR,BSP,15MM,EA | TEE, EQUAL, FEMALE, STAINLESS STEEL 316, SCREWED, BSP, 15MM, EACH
000000000060167469 | STP-004 | DATA ENRICHMENT | SYC | SYC |  | 2022-09-28 |  |  | 000000000060167469 | BHP1 | BHP Spares & Supplies | 401423 | Pipe fittings | EA | MAN2 | TEE: EQUAL SHOULDERED, GALVANISED, 150MM | TEE: EQUAL SHOULDERED, GALVANISED, 150MM (ISO 9001:2000 AND SANS 815-, 1:2005), TEE: EQUAL SHOULDERED, GALVANISED, 150MM? (ISO 9001:2000 AND SANS 815-1:2005)
000000000060167545 | STP-004 | DATA ENRICHMENT | SYC | SYC |  | 2022-09-28 |  |  | 000000000060167545 | BHP1 | BHP Spares & Supplies | 401423 | Pipe fittings | EA | MAN2 | TEE: GALVANISED, SHOULDERED EQUAL, 50MM( | TEE: GALVANISED, SHOULDERED EQUAL, 50MM(ISO9001:2000 AND SANS 815-1:2005
000000000060167468 | STP-004 | DATA ENRICHMENT | SYC | SYC |  | 2022-09-28 |  |  | 000000000060167468 | BHP1 | BHP Spares & Supplies | 401423 | Pipe fittings | EA | MAN2 | TEE: REDUCING SHOULDERED BSP, GALVANISED | TEE: REDUCING SHOULDERED BSP, GALVANISED,150MMX50MM (ISO 9001:2000 AND SANS 815-1:2005)
000000000060167460 | STP-004 | DATA ENRICHMENT | SYC | SYC |  | 2022-09-28 |  |  | 000000000060167460 | BHP1 | BHP Spares & Supplies | 401423 | Pipe fittings | EA | MAN2 | TEE: REDUCING SHOULDERED BSP, GALVANISED | TEE: REDUCING SHOULDERED BSP, GALVANISED,100MMX50MM (ISO 9001:2000 AND, SANS 815-1:2005), TEE: REDUCING SHOULDERED BSP, GALVANISED,100MMX50MM (ISO 9001:2000 AND SANS 815-1:2005)
000000000060167467 | STP-004 | DATA ENRICHMENT | SYC | SYC |  | 2022-09-28 |  |  | 000000000060167467 | BHP1 | BHP Spares & Supplies | 401423 | Pipe fittings | EA | MAN2 | TEE: REDUCING SHOULDERED, GALVANISED,150 | TEE: REDUCING SHOULDERED, GALVANISED,150MMX50MM (ISO 9001:2000 AND SANS, 815-1:2005), TEE: REDUCING SHOULDERED, GALVANISED,150MMX50MM (ISO 9001:2000 AND SANS 815-1:2005)
000000000060183747 | STP-004 | DATA ENRICHMENT | SYC | SYC |  | 2022-09-28 |  |  | 000000000060183747 | BHP1 | BHP Spares & Supplies | 401423 | Pipe fittings | EA | MAN2 | TEE-PIECE, 110MM HDPE SFAE | TEE-PIECE, 110MM, HDPE, SFAE
000000000060247919 | STP-004 | DATA ENRICHMENT | SYC | SYC |  | 2022-09-28 |  |  | 000000000060247919 | BHP1 | BHP Spares & Supplies | 401423 | Pipe fittings | EA | MAN2 | TEE-PIECE,REDUCING,TEE,110MMX50MMX110MM, | TEE-PIECE,REDUCING,TEE,110MMX50MMX110MM,HDPE,PE100,SDR11,PN16,SFBE,1000/3 | TP100-50-100 | 0019011819 | Unknown
000000000060238023 | STP-004 | DATA ENRICHMENT | SYC | SYC |  | 2022-09-28 |  |  | 000000000060238023 | BHP1 | BHP Spares & Supplies | 271300 | Pneumatic machinery and equipment | EA | MAN2 | T-PIECE,8MM,(P64M8) | T-PIECE 8MM (P64M8) PNEUMATIC TRAINING PANEL
000000000060254616 | STP-004 | DATA ENRICHMENT | SYC | SYC |  | 2022-09-28 |  |  | 000000000060254616 | BHP1 | BHP Spares & Supplies | 401421 | Pipe | EA | MAN2 | T-PIECE,HDPE,200MM,200-110MM,REDUCER,S/F | T-PIECE, HDPE, 200MM, 200-110MM, REDUCER, S/F
000000000060254610 | STP-004 | DATA ENRICHMENT | SYC | SYC |  | 2022-09-28 |  |  | 000000000060254610 | BHP1 | BHP Spares & Supplies | 401421 | Pipe | EA | MAN2 | T-PIECE,HDPE,200MM,200-110MM,REDUCER,S/F | T-PIECE, HDPE, 200MM, 200-110MM, REDUCER, S/F
000000000060252244 | STP-004 | DATA ENRICHMENT | SYC | SYC |  | 2022-09-28 |  |  | 000000000060252244 | BHP1 | BHP Spares & Supplies | 401421 | Pipe | EA | MAN2 | T-PIECE,HDPE,PE100,125MM | T-PIECE, HDPE, PE100, 125MM
000000000060252245 | STP-004 | DATA ENRICHMENT | SYC | SYC |  | 2022-09-28 |  |  | 000000000060252245 | BHP1 | BHP Spares & Supplies | 401421 | Pipe | EA | MAN2 | T-PIECE,HDPE,PE100,140MM | T-PIECE, HDPE ,PE100, 140MM
000000000060252246 | STP-004 | DATA ENRICHMENT | SYC | SYC |  | 2022-09-28 |  |  | 000000000060252246 | BHP1 | BHP Spares & Supplies | 401421 | Pipe | EA | MAN2 | T-PIECE,HDPE,PE100,160MM | T-PIECE, HDPE, PE100, 160MM
000000000060252247 | STP-004 | DATA ENRICHMENT | SYC | SYC |  | 2022-09-28 |  |  | 000000000060252247 | BHP1 | BHP Spares & Supplies | 401421 | Pipe | EA | MAN2 | T-PIECE,HDPE,PE100,180MM | T-PIECE, HDPE, PE100, 180MM
000000000060252248 | STP-004 | DATA ENRICHMENT | SYC | SYC |  | 2022-09-28 |  |  | 000000000060252248 | BHP1 | BHP Spares & Supplies | 401421 | Pipe | EA | MAN2 | T-PIECE,HDPE,PE100,200MM | T-PIECE, HDPE, PE100, 200MM
000000000060252249 | STP-004 | DATA ENRICHMENT | SYC | SYC |  | 2022-09-28 |  |  | 000000000060252249 | BHP1 | BHP Spares & Supplies | 401421 | Pipe | EA | MAN2 | T-PIECE,HDPE,PE100,225MM | T-PIECE, HDPE, PE100, 225MM
000000000060252250 | STP-004 | DATA ENRICHMENT | SYC | SYC |  | 2022-09-28 |  |  | 000000000060252250 | BHP1 | BHP Spares & Supplies | 401421 | Pipe | EA | MAN2 | T-PIECE,HDPE,PE100,250MM | T-PIECE, HDPE, PE100, 250MM
000000000060252251 | STP-004 | DATA ENRICHMENT | SYC | SYC |  | 2022-09-28 |  |  | 000000000060252251 | BHP1 | BHP Spares & Supplies | 401421 | Pipe | EA | MAN2 | T-PIECE,HDPE,PE100,280MM | T-PIECE, HDPE, PE100, 280MM
000000000060252252 | STP-004 | DATA ENRICHMENT | SYC | SYC |  | 2022-09-28 |  |  | 000000000060252252 | BHP1 | BHP Spares & Supplies | 401421 | Pipe | EA | MAN2 | T-PIECE,HDPE,PE100,315MM | T-PIECE, HDPE, PE100, 315MM
000000000060252253 | STP-004 | DATA ENRICHMENT | SYC | SYC |  | 2022-09-28 |  |  | 000000000060252253 | BHP1 | BHP Spares & Supplies | 401421 | Pipe | EA | MAN2 | T-PIECE,HDPE,PE100,355MM | T-PIECE, HDPE, PE100, 355MM
000000000060252242 | STP-004 | DATA ENRICHMENT | SYC | SYC |  | 2022-09-28 |  |  | 000000000060252242 | BHP1 | BHP Spares & Supplies | 401421 | Pipe | EA | MAN2 | T-PIECE,HDPE,PE100,90MM | T-PIECE, HDPE, PE100, 90MM