## Sheet1
MATERIAL | Project Code | Activities | Production User | CA Code | Production Comments | Start Date | End Date | Remarks | MATERIAL CODE | MATERIAL TYPE | MATERIAL TYPE DESCRIPTION | MATERIAL GROUP | MATERIAL GROUP DESCRIPTION | UOM | MANUFACTURER PROFILE | SHORT TEXT | LONG TEXT | MANUFACTURER PART NUMBER. | MANUFACTURER. | MANUFACTURER NAME. | Reference URL | Reference URL 1 | Manufacturer Name | Manufacturer Part Number | Model Number | Alternate Manufacturer | Alternate Manufacturer Part Number | Alternate Manufacturer 1 | Alternate Manufacturer Part Number 1 | Equipment Name | Equipment Model | Equipment Manufacturer | Drawing Number | Serial Number | Item Number | Enriched/Cleansed | Noun | Modifier | Attribute Name 1 | Attribute Value 1 | Attribute Name 2 | Attribute Value 2 | Attribute Name 3 | Attribute Value 3 | Attribute Name 4 | Attribute Value 4 | Attribute Name 5 | Attribute Value 5 | Attribute Name 6 | Attribute Value 6 | Attribute Name 7 | Attribute Value 7 | Attribute Name 8 | Attribute Value 8 | Attribute Name 9 | Attribute Value 9 | Attribute Name 10 | Attribute Value 10 | Attribute Name 11 | Attribute Value 11 | Attribute Name 12 | Attribute Value 12 | Attribute Name 13 | Attribute Value 13 | Attribute Name 14 | Attribute Value 14 | Attribute Name 15 | Attribute Value 15 | Attribute Name 16 | Attribute Value 16 | Attribute Name 17 | Attribute Value 17 | Attribute Name 18 | Attribute Value 18 | Attribute Name 19 | Attribute Value 19 | Attribute Name 20 | Attribute Value 20 | Attribute Name 21 | Attribute Value 21 | Attribute Name 22 | Attribute Value 22 | Attribute Name 23 | Attribute Value 23 | Attribute Name 24 | Attribute Value 24 | Attribute Name 25 | Attribute Value 25 | Attribute Name 26 | Attribute Value 26 | Attribute Name 27 | Attribute Value 27 | Attribute Name 28 | Attribute Value 28 | Attribute Name 29 | Attribute Value 29 | Attribute Name 30 | Attribute Value 30 | Status
000000000060002233 | STP-004 | DATA ENRICHMENT | SCV | SCV |  | 2022-09-28 |  |  | 000000000060002233 | BHP1 | BHP Spares & Supplies | 231715 | Soldering, brazing or welding machinery and supplies | KG | MAN2 | ELECTRODE, ALUMINIUM, 2.5MM, TRANSARC AL | ELECTRODE, ALUMINIUM, 2.5MM, TRANSARC ALUMOID, AFROX | W076112 | 0019008506 | AFROX LIMITED
000000000060002234 | STP-004 | DATA ENRICHMENT | SCV | SCV |  | 2022-09-28 |  |  | 000000000060002234 | BHP1 | BHP Spares & Supplies | 231715 | Soldering, brazing or welding machinery and supplies | KG | MAN2 | ELECTRODE, ALUMINIUM, 3.15MM, TRANSARC A | ELECTRODE, ALUMINIUM, 3.15MM, TRANSARC ALUMOID, AFROX | 076113 | 0019008506 | AFROX LIMITED
000000000060002130 | STP-004 | DATA ENRICHMENT | SCV | SCV |  | 2022-09-28 |  |  | 000000000060002130 | BHP1 | BHP Spares & Supplies | 231715 | Soldering, brazing or welding machinery and supplies | KG | MAN2 | ELECTRODE, CAST IRON, 3.15MM, FERROLOID | ELECTRODE, CAST IRON, 3.15MM, FERROLOID NO 3, AFROX | W075823 | 0019008506 | AFROX LIMITED
000000000060002128 | STP-004 | DATA ENRICHMENT | SCV | SCV |  | 2022-09-28 |  |  | 000000000060002128 | BHP1 | BHP Spares & Supplies | 231715 | Soldering, brazing or welding machinery and supplies | KG | MAN2 | ELECTRODE, CAST IRON, 3.15MM, FERROLOID | ELECTRODE, CAST IRON, 3.15MM, FERROLOID NO 1, AFROX | W075803 | 0019008506 | AFROX LIMITED
000000000060002131 | STP-004 | DATA ENRICHMENT | SCV | SCV |  | 2022-09-28 |  |  | 000000000060002131 | BHP1 | BHP Spares & Supplies | 231715 | Soldering, brazing or welding machinery and supplies | KG | MAN2 | ELECTRODE, CAST IRON, 3.15MM, FERROLOID | ELECTRODE, CAST IRON, 3.15MM, FERROLOID NO 4, AFROX | W075833 | 0019008506 | AFROX LIMITED
000000000060108658 | STP-004 | DATA ENRICHMENT | SCV | SCV |  | 2022-09-28 |  |  | 000000000060108658 | BHP1 | BHP Spares & Supplies | 231715 | Soldering, brazing or welding machinery and supplies | KG | MAN2 | ELECTRODE, CAST IRON, 3.15MM, FOX GNI FE | ELECTRODE, CAST IRON, 3.15MM, FOX GNI FERROLOID 4 | 075-833 | 0019003467 | UNKNOWN
000000000060002136 | STP-004 | DATA ENRICHMENT | SCV | SCV |  | 2022-09-28 |  |  | 000000000060002136 | BHP1 | BHP Spares & Supplies | 231715 | Soldering, brazing or welding machinery and supplies | KG | MAN2 | ELECTRODE, CAST IRON, 4MM, FERROLOID NO | ELECTRODE, CAST IRON, 4MM, FERROLOID NO 4, AFROX | 075834 | 0019008506 | AFROX LIMITED
000000000060002257 | STP-004 | DATA ENRICHMENT | SCV | SCV |  | 2022-09-28 |  |  | 000000000060002257 | BHP1 | BHP Spares & Supplies | 231715 | Soldering, brazing or welding machinery and supplies | KG | MAN2 | ELECTRODE, GOUGING, 3.15MM, TRANSARC GOU | ELECTRODE, GOUGING, 3.15MM, TRANSARC GOUGE, AFROX | W075903 | 0019008506 | AFROX LIMITED
000000000060002258 | STP-004 | DATA ENRICHMENT | SCV | SCV |  | 2022-09-28 |  |  | 000000000060002258 | BHP1 | BHP Spares & Supplies | 231715 | Soldering, brazing or welding machinery and supplies | KG | MAN2 | ELECTRODE, GOUGING, 4MM, TRANSARC GOUGE, | ELECTRODE, GOUGING, 4MM, TRANSARC GOUGE, AFROX | W075904 | 0019008506 | AFROX LIMITED
000000000060002239 | STP-004 | DATA ENRICHMENT | SCV | SCV |  | 2022-09-28 |  |  | 000000000060002239 | BHP1 | BHP Spares & Supplies | 231715 | Soldering, brazing or welding machinery and supplies | KG | MAN2 | ELECTRODE, HARDFACING, 3.15MM, COBALARC | ELECTRODE, HARDFACING, 3.15MM, COBALARC 9, AFROX | 075593 | 0019008506 | AFROX LIMITED
000000000060002244 | STP-004 | DATA ENRICHMENT | SCV | SCV |  | 2022-09-28 |  |  | 000000000060002244 | BHP1 | BHP Spares & Supplies | 231715 | Soldering, brazing or welding machinery and supplies | KG | MAN2 | ELECTRODE, HARDFACING, 4MM, COBALARC 1, | ELECTRODE, HARDFACING, 4MM, COBALARC 1, AFROX | W075684 | 0019008506 | AFROX LIMITED
000000000060002256 | STP-004 | DATA ENRICHMENT | SCV | SCV |  | 2022-09-28 |  |  | 000000000060002256 | BHP1 | BHP Spares & Supplies | 231715 | Soldering, brazing or welding machinery and supplies | KG | MAN2 | ELECTRODE, HARDFACING, 5MM, TRANSARC 600 | ELECTRODE, HARDFACING, 5MM, TRANSARC 600, AFROX | 075615 | 0019008506 | AFROX LIMITED
000000000060002198 | STP-004 | DATA ENRICHMENT | SCV | SCV |  | 2022-09-28 |  |  | 000000000060002198 | BHP1 | BHP Spares & Supplies | 231715 | Soldering, brazing or welding machinery and supplies | KG | MAN2 | ELECTRODE, LOW ALLOY STEEL, 3.15MM, TRAN | ELECTRODE, LOW ALLOY STEEL, 3.15MM, TRANSARC KV2, AFROX | 075513 | 0019008506 | AFROX LIMITED
000000000060002199 | STP-004 | DATA ENRICHMENT | SCV | SCV |  | 2022-09-28 |  |  | 000000000060002199 | BHP1 | BHP Spares & Supplies | 231715 | Soldering, brazing or welding machinery and supplies | KG | MAN2 | ELECTRODE, LOW ALLOY STEEL, 3.15MM, TRAN | ELECTRODE, LOW ALLOY STEEL, 3.15MM, TRANSARC KV3, AFROX | 075523 | 0019008506 | AFROX LIMITED
000000000060002200 | STP-004 | DATA ENRICHMENT | SCV | SCV |  | 2022-09-28 |  |  | 000000000060002200 | BHP1 | BHP Spares & Supplies | 231715 | Soldering, brazing or welding machinery and supplies | KG | MAN2 | ELECTRODE, LOW ALLOY STEEL, 3.15MM, TRAN | ELECTRODE, LOW ALLOY STEEL, 3.15MM, TRANSARC KV5, AFROX | 075543 | 0019008506 | AFROX LIMITED
000000000060002203 | STP-004 | DATA ENRICHMENT | SCV | SCV |  | 2022-09-28 |  |  | 000000000060002203 | BHP1 | BHP Spares & Supplies | 231715 | Soldering, brazing or welding machinery and supplies | KG | MAN2 | ELECTRODE, LOW ALLOY STEEL, 4MM, TRANSAR | ELECTRODE, LOW ALLOY STEEL, 4MM, TRANSARC KV2, AFROX | 075514 | 0019008506 | AFROX LIMITED
000000000060002207 | STP-004 | DATA ENRICHMENT | SCV | SCV |  | 2022-09-28 |  |  | 000000000060002207 | BHP1 | BHP Spares & Supplies | 231715 | Soldering, brazing or welding machinery and supplies | KG | MAN2 | ELECTRODE, LOW ALLOY STEEL, 5MM, TRANSAR | ELECTRODE, LOW ALLOY STEEL, 5MM, TRANSARC KV2, AFROX | 075515 | 0019008506 | AFROX LIMITED
000000000060002189 | STP-004 | DATA ENRICHMENT | SCV | SCV |  | 2022-09-28 |  |  | 000000000060002189 | BHP1 | BHP Spares & Supplies | 231715 | Soldering, brazing or welding machinery and supplies | KG | MAN2 | ELECTRODE, MEDIUM HIGH TENSILE STEEL, 4M | ELECTRODE, MEDIUM HIGH TENSILE STEEL, 4MM, TRANSARC 312, AFROX | W075694 | 0019008506 | AFROX LIMITED
000000000060002188 | STP-004 | DATA ENRICHMENT | SCV | SCV |  | 2022-09-28 |  |  | 000000000060002188 | BHP1 | BHP Spares & Supplies | 231715 | Soldering, brazing or welding machinery and supplies | KG | MAN2 | ELECTRODE, MEDIUM HIGH TENSILE STEEL, 4M | ELECTRODE, MEDIUM HIGH TENSILE STEEL, 4MM, TRANSARC 118, AFROX | W075444 | 0019008506 | AFROX LIMITED
000000000060002192 | STP-004 | DATA ENRICHMENT | SCV | SCV |  | 2022-09-28 |  |  | 000000000060002192 | BHP1 | BHP Spares & Supplies | 231715 | Soldering, brazing or welding machinery and supplies | KG | MAN2 | ELECTRODE, MEDIUM HIGH TENSILE STEEL, 5M | ELECTRODE, MEDIUM HIGH TENSILE STEEL, 5MM, TRANSARC 118, AFROX | 075445 | 0019008506 | AFROX LIMITED
000000000060002146 | STP-004 | DATA ENRICHMENT | SCV | SCV |  | 2022-09-28 |  |  | 000000000060002146 | BHP1 | BHP Spares & Supplies | 231715 | Soldering, brazing or welding machinery and supplies | KG | MAN2 | ELECTRODE, MILD STEEL, 2.5MM, TRANSARC 7 | ELECTRODE, MILD STEEL, 2.5MM, TRANSARC 7018-1, AFROX | W075282 | 0019008506 | AFROX LIMITED
000000000060002138 | STP-004 | DATA ENRICHMENT | SCV | SCV |  | 2022-09-28 |  |  | 000000000060002138 | BHP1 | BHP Spares & Supplies | 231715 | Soldering, brazing or welding machinery and supplies | KG | MAN2 | ELECTRODE, MILD STEEL, 2MM, TRANSARC VIT | ELECTRODE, MILD STEEL, 2MM, TRANSARC VITEMAX, AFROX | W075001 | 0019008506 | AFROX LIMITED
000000000060002152 | STP-004 | DATA ENRICHMENT | SCV | SCV |  | 2022-09-28 |  |  | 000000000060002152 | BHP1 | BHP Spares & Supplies | 231715 | Soldering, brazing or welding machinery and supplies | KG | MAN2 | ELECTRODE, MILD STEEL, 3.15MM, TRANSARC | ELECTRODE, MILD STEEL, 3.15MM, TRANSARC 78MR, AFROX | 075273 | 0019008506 | AFROX LIMITED
000000000060002173 | STP-004 | DATA ENRICHMENT | SCV | SCV |  | 2022-09-28 |  |  | 000000000060002173 | BHP1 | BHP Spares & Supplies | 231715 | Soldering, brazing or welding machinery and supplies | KG | MAN2 | ELECTRODE, MILD STEEL, 5MM, TRANSARC 701 | ELECTRODE, MILD STEEL, 5MM, TRANSARC 7018-1, AFROX, 5 x 6kg Packet = 30kg Box | W075285 | 0019008506 | AFROX LIMITED
000000000060002167 | STP-004 | DATA ENRICHMENT | SCV | SCV |  | 2022-09-28 |  |  | 000000000060002167 | BHP1 | BHP Spares & Supplies | 231715 | Soldering, brazing or welding machinery and supplies | KG | MAN2 | ELECTRODE, MILD STEEL, 5MM, TRANSARC AFR | ELECTRODE, MILD STEEL, 5MM, TRANSARC AFROLUX, AFROX | W075205 | 0019008506 | AFROX LIMITED
000000000060002170 | STP-004 | DATA ENRICHMENT | SCV | SCV |  | 2022-09-28 |  |  | 000000000060002170 | BHP1 | BHP Spares & Supplies | 231715 | Soldering, brazing or welding machinery and supplies | KG | MAN2 | ELECTRODE, MILD STEEL, 5MM, TRANSARC VIT | ELECTRODE, MILD STEEL, 5MM, TRANSARC VITEMAX, AFROX, 5 x 6kg Packet = 30kg Box | W075005 | 0019008506 | AFROX LIMITED
000000000060002213 | STP-004 | DATA ENRICHMENT | SCV | SCV |  | 2022-09-28 |  |  | 000000000060002213 | BHP1 | BHP Spares & Supplies | 231715 | Soldering, brazing or welding machinery and supplies | KG | MAN2 | ELECTRODE, S/STEEL, 2.5MM, TRANSARC 308L | ELECTRODE, S/STEEL, 2.5MM, TRANSARC 308L, AFROX | W075702 | 0019008506 | AFROX LIMITED
000000000060002210 | STP-004 | DATA ENRICHMENT | SCV | SCV |  | 2022-09-28 |  |  | 000000000060002210 | BHP1 | BHP Spares & Supplies | 231715 | Soldering, brazing or welding machinery and supplies | KG | MAN2 | ELECTRODE, S/STEEL, 2MM, TRANSARC 316L, | ELECTRODE, S/STEEL, 2MM, TRANSARC 316L, AFROX | 075751 | 0019008506 | AFROX LIMITED
000000000060002220 | STP-004 | DATA ENRICHMENT | SCV | SCV |  | 2022-09-28 |  |  | 000000000060002220 | BHP1 | BHP Spares & Supplies | 231715 | Soldering, brazing or welding machinery and supplies | KG | MAN2 | ELECTRODE, S/STEEL, 3.25MM, TRANSARC 309 | ELECTRODE, S/STEEL, 3.25MM, TRANSARC 309L, AFROX | W075773 | 0019008506 | AFROX LIMITED
000000000060002223 | STP-004 | DATA ENRICHMENT | SCV | SCV |  | 2022-09-28 |  |  | 000000000060002223 | BHP1 | BHP Spares & Supplies | 231715 | Soldering, brazing or welding machinery and supplies | KG | MAN2 | ELECTRODE, S/STEEL, 4MM, TRANSARC E3CR12 | ELECTRODE, S/STEEL, 4MM, TRANSARC E3CR12, AFROX | 075844 | 0019008506 | AFROX LIMITED
000000000060243087 | STP-004 | DATA ENRICHMENT | SCV | SCV |  | 2022-09-28 |  |  | 000000000060243087 | BHP1 | BHP Spares & Supplies | 411000 | Laboratory Equipment | EA | MAN2 | ELECTRODE,CONDUCTIVITY,ANALYSIS | ELECTRODE,CONDUCTIVITY,ANALYSIS
000000000060251650 | STP-004 | DATA ENRICHMENT | SCV | SCV |  | 2022-09-28 |  |  | 000000000060251650 | BHP1 | BHP Spares & Supplies | 312817 | Welded components | BX | MAN2 | ELECTRODE,S/STEEL,2.5MM,MANGANESE,5KG BX | ELECTRODE, S/STEEL, 309L, 2.5MM, MANGANESE, 5 KG BOX
000000000060254364 | STP-004 | DATA ENRICHMENT | SCV | SCV |  | 2022-09-28 |  |  | 000000000060254364 | BHP1 | BHP Spares & Supplies | 200000 | Mining Machinery and Accessories | EA | MAN2 | ELECTRODE,TIG,TUNGSTEN,2,PRECENT,THORRED | ELECTRODE, TIG, TUNGSTEN, 2, PRECENT, THORRED, TIP, 1.6MM
000000000060183650 | STP-004 | DATA ENRICHMENT | SCV | SCV |  | 2022-09-28 |  |  | 000000000060183650 | BHP1 | BHP Spares & Supplies | 401018 | Heating | TO | MAN2 | GRAPHITE INDIA ELECTRODE WITH NIPPLE, UH | GRAPHITE INDIA ELECTRODE WITH NIPPLE, UHP GRADE, DIA 613MM
000000000060247540 | STP-004 | DATA ENRICHMENT | SCV | SCV |  | 2022-09-28 |  |  | 000000000060247540 | BHP1 | BHP Spares & Supplies | 411165 | Instrument parts and accessories | EA | MAN2 | METROHM ELECTRODE,PLATINUM WOC,EA | METROHM ELECTRODE, PLATINUM WOC, EACH
000000000060168964 | STP-004 | DATA ENRICHMENT | SCV | SCV |  | 2022-09-28 |  |  | 000000000060168964 | BHP1 | BHP Spares & Supplies | 313600 | Fabricated plate assemblies | EA | MAN2 | SUB-ARC ELECTRODES FALSE WATER COOLED MA | SUB-ARC ELECTRODES FALSE WATER COOLED MANTLES AS DETAILED ON DRAWING R2105-11-51 REV "C".(4 PER SET), AS PER SSI 1614., 4 PER SET.
000000000060252112 | STP-004 | DATA ENRICHMENT | SCV | SCV |  | 2022-09-28 |  |  | 000000000060252112 | BHP1 | BHP Spares & Supplies | 401017 | Cooling | EA | MAN2 | ?FAN, BALTIMORE,AS PER LONG TEXT | #FAN,CYLINDER, GALVANISED, BALTIMORE, FCI 50-2, INCLUDING 3 KW MOTOR, 525V AND PPG FAN ASSEMBLY, PART-225RI46AD10R-FIK5N4APA30-ZA951098M5SA#,, EACH, NEW STOCK AS PER ESSI: 2677, 225RI46AD10R/FIK5N4APA30/ZA951098M5SA-Baltimore Aircoil Company | 225RI46AD10R-FIK5N4APA30-ZA951098M5SA | 0019006997 | BALTIMORE AIRCOIL AUST PTY LTD
000000000060249533 | STP-004 | DATA ENRICHMENT | SCV | SCV |  | 2022-09-28 |  |  | 000000000060249533 | BHP1 | BHP Spares & Supplies | 811016 | Mechanical engineering | EA | MAN2 | ?FAN,COMBUSTIONDRYER1,1.5M3-S | FAN,COMBUSTION DRYER 1, 1.5M3-S, 84.5KPA,DRYTECH,800HDBC-6SISW,FAN IMPELLER, SHAFT AND BEARINGS. DYNAMICALLY BALANCED, NEW STOCK AS PER ESSI: 2265, MUST BE SUPPLIED WITH A TEST CERTIFICATE | 800HDBC-6SISW | 0019011448 | DRYTECH
000000000060216816 | STP-004 | DATA ENRICHMENT | SCV | SCV |  | 2022-09-28 |  |  | 000000000060216816 | BHP1 | BHP Spares & Supplies | 401018 | Heating | EA | MAN2 | AIR FAN, SIZE 6.4/4/A, CLASS 4, MOTOR 7. | AIR FAN FOR SASOL AND CO BURNER, FAN SIZE 6.4/4/A, CLASS 4, MOTOR 7.5KW, 2930 RPM, FRAME 132, SSI 11452, LADLE HEATERS F6
000000000060230874 | STP-004 | DATA ENRICHMENT | SCV | SCV |  | 2022-09-28 |  |  | 000000000060230874 | BHP1 | BHP Spares & Supplies | 200000 | Mining Machinery and Accessories | EA | MAN2 | COOLING FAN,04231047 | COOLING FAN,04231047 | 04231047 | 0019008613 | DEUTZ ENGINES
000000000060239192 | STP-004 | DATA ENRICHMENT | SCV | SCV |  | 2022-09-28 |  |  | 000000000060239192 | BHP1 | BHP Spares & Supplies | 401015 | Ventilation | EA | MAN2 | COOLING FAN,VSD,220VAC,IP54,25W | COOLING FAN,VSD,220VAC,IP54,25W 300X300MM,FLOW RATE WITH FILTER 260M3H AND 300M3 WITHOUT
000000000060225735 | STP-004 | DATA ENRICHMENT | SCV | SCV |  | 2022-09-28 |  |  | 000000000060225735 | BHP1 | BHP Spares & Supplies | 401516 | Compressors | EA | MAN2 | COOLNG FAN,COMPRESSOR,GA160,ATLAS COPCO | COOLING FAN,COMPRESSOR,ATLAS COPCO,GA160,PART 1623086383, NEW STOCK AS PER "ESSI 148" | 1623086383 | 0019008517 | ATLAS COPCO SOUTH AFRICA (PTY)
000000000060220844 | STP-004 | DATA ENRICHMENT | SCV | SCV |  | 2022-09-28 |  |  | 000000000060220844 | BHP1 | BHP Spares & Supplies | 391217 | Electrical hardware and supplies | EA | MAN2 | DOOR FAN, IP21/54 DC 120X38, DANFOSS | DOOR FAN IP21/54 DC 120X38, DANFOSS, PART NUMBER 176F3169, SSI FMT00274 | 176F3169 | 0019000884 | DANFOSS (AUSTRALIA) PTY LTD
000000000060227694 | STP-004 | DATA ENRICHMENT | SCV | SCV |  | 2022-09-28 |  |  | 000000000060227694 | BHP1 | BHP Spares & Supplies | 321310 | Electronic component parts and raw materials and accessories | EA | MAN2 | FAN 63JM/20/4/6, 3 PHASE, 525V, | FAN 63JM/20/4/6, 3 PHASE, 525V, M3/M4 COMPENSATION RECTIFIER.ABB, AS PER ESSI (NEW) : 729, 63JM/20/4/6-525V,3 PHASE | 63JM/20/4/6-525V,3 PHASE | 0019011391 | ABB SOUTH AFRICA (PTY) LTD
000000000060096945 | STP-004 | DATA ENRICHMENT | SCV | SCV |  | 2022-09-28 |  |  | 000000000060096945 | BHP1 | BHP Spares & Supplies | 401018 | Heating | EA | MAN2 | FAN ASSEMBLY COMPLETE,IE BLADES/BOLTS/HU | FAN ASSEMBLY COMPLETE,IE BLADES/BOLTS/HUB AND COUPLING FOR THE M3/M4, COOLING TOWERS, AS PER SSI 5016., (MUST BE DELIVERED WITH "STATIC BALANCE CERTIFICATE"), BLADES MUST BE SUPPLIED LOOSE FROM THE HUB, NOT ASSEMBLED !!!!!!!!
000000000060187314 | STP-004 | DATA ENRICHMENT | SCV | SCV |  | 2022-09-28 |  |  | 000000000060187314 | BHP1 | BHP Spares & Supplies | 401000 | Heating, ventilation and air circulation | EA | MAN2 | FAN ASSEMBLY, CENTRIFICAL, A RB 11/0.6 S | FAN ASSEMBLY, CENTRIFICAL, A RB 11/0.6 SISW, ARRANGEMENT 6A, CLASS 2,, T40, FAN SPEED 2860 RPM, IMPELLER MOUNTED DIRECTLY ONTO THE MOTOR SHAFT,, PAINTED WITH PRIMER AND ENAMEL COATING TO DONKIN HD04/03A SPECIFICATION,, COMPLETE WITH ELECTRICAL MOTOR, 3 KW, ACTOM LS4, TEFC, RATED 380/50/3, SUPPLY, HOWDEN DRAWING NO.4-4162-119 REV.00
000000000060220855 | STP-004 | DATA ENRICHMENT | SCV | SCV |  | 2022-09-28 |  |  | 000000000060220855 | BHP1 | BHP Spares & Supplies | 391217 | Electrical hardware and supplies | EA | MAN2 | FAN ASSY, HEATSINK, DANFOSS | FAN ASSY HEATSINK, DANFOSS, PART NUMBER 176F8579, SSI FMT00275 | 176F8579 | 0019000884 | DANFOSS (AUSTRALIA) PTY LTD
000000000060235071 | STP-004 | DATA ENRICHMENT | SCV | SCV |  | 2022-09-28 |  |  | 000000000060235071 | BHP1 | BHP Spares & Supplies | 251739 | Electrical components | EA | MAN2 | FAN COOLING FOR DIODE SUPPLY | FAN COOLING FOR DIODE SUPPLYMOTOR ACS800 D2D146-AA02-22
000000000060235297 | STP-004 | DATA ENRICHMENT | SCV | SCV |  | 2022-09-28 |  |  | 000000000060235297 | BHP1 | BHP Spares & Supplies | 201419 | Gas treating equipment | EA | MAN2 | FAN COOLING NO. 9 FURNACE PS2 | FAN COOLING NO. 9 FURNACE PS2SUPPLY 74 FAN 9 COMPLETE IMPELLER -
000000000060235289 | STP-004 | DATA ENRICHMENT | SCV | SCV |  | 2022-09-28 |  |  | 000000000060235289 | BHP1 | BHP Spares & Supplies | 201419 | Gas treating equipment | EA | MAN2 | FAN COOLING NO.5 RAIL PS2 | FAN COOLING NO.5 RAIL PS274 PS2 RAIL COOLING FAN 5 IMPELLER COMP
000000000060235291 | STP-004 | DATA ENRICHMENT | SCV | SCV |  | 2022-09-28 |  |  | 000000000060235291 | BHP1 | BHP Spares & Supplies | 201419 | Gas treating equipment | EA | MAN2 | FAN COOLING NO.6 RAIL PS2 | FAN COOLING NO.6 RAIL PS274 PS2 RAIL COOLING FAN 6 IMPELLER COMP
000000000060235293 | STP-004 | DATA ENRICHMENT | SCV | SCV |  | 2022-09-28 |  |  | 000000000060235293 | BHP1 | BHP Spares & Supplies | 201419 | Gas treating equipment | EA | MAN2 | FAN COOLING NO.7 FURNACE PS2 | FAN COOLING NO.7 FURNACE PS274 - PS2 IMPELLER COMPLETE WITH SHAF
000000000060235296 | STP-004 | DATA ENRICHMENT | SCV | SCV |  | 2022-09-28 |  |  | 000000000060235296 | BHP1 | BHP Spares & Supplies | 201419 | Gas treating equipment | EA | MAN2 | FAN COOLING NO.8 FURNACE PS2 | FAN COOLING NO.8 FURNACE PS274 - PS2 IMPELLER COMPLETE WITH SHAF
000000000060222937 | STP-004 | DATA ENRICHMENT | SCV | SCV |  | 2022-09-28 |  |  | 000000000060222937 | BHP1 | BHP Spares & Supplies | 241017 | Conveyors and accessories | EA | MAN2 | FAN DUST EXTRAC.,TYPE HDBC-3, SIZE 1850 | FAN DUST EXTRACTION, TYPE HDBC-3, SIZE 1850, FANS UNIVERSAL BACKWARD BLADED IMPELLER DESIGN, HAVING AN IMPELLER DIAMETER OVER THE BL
000000000060235282 | STP-004 | DATA ENRICHMENT | SCV | SCV |  | 2022-09-28 |  |  | 000000000060235282 | BHP1 | BHP Spares & Supplies | 201419 | Gas treating equipment | EA | MAN2 | FAN DUST NO.14 PS1 (73) | FAN DUST NO.14 PS1 (73)73 - PS1 DUST FAN 14 IMPELLER - UNIVERSAL
000000000060235174 | STP-004 | DATA ENRICHMENT | SCV | SCV |  | 2022-09-28 |  |  | 000000000060235174 | BHP1 | BHP Spares & Supplies | 811016 | Mechanical engineering | EA | MAN2 | FAN EXHAUST COMPLETE S4SA5 | FAN EXHAUST COMPLETE S4SA5PREHEATER DRW 34-FA-05
000000000060220849 | STP-004 | DATA ENRICHMENT | SCV | SCV |  | 2022-09-28 |  |  | 000000000060220849 | BHP1 | BHP Spares & Supplies | 391217 | Electrical hardware and supplies | EA | MAN2 | FAN FILTER, FRAME D, DANFOSS | FAN FILTER, FRAME D, 10 PACK, DANFOSS, PART NUMBER 176F8332, SSI FMT00274 | 176F8332 | 0019000884 | DANFOSS (AUSTRALIA) PTY LTD
000000000060235069 | STP-004 | DATA ENRICHMENT | SCV | SCV |  | 2022-09-28 |  |  | 000000000060235069 | BHP1 | BHP Spares & Supplies | 251739 | Electrical components | EA | MAN2 | FAN FOR VSD D4E225-CC1-39 | FAN FOR VSD D4E225-CC1-39230VAC PLUS MINUS 10 PERCENT ABB P/N 10
000000000060235294 | STP-004 | DATA ENRICHMENT | SCV | SCV |  | 2022-09-28 |  |  | 000000000060235294 | BHP1 | BHP Spares & Supplies | 201419 | Gas treating equipment | EA | MAN2 | FAN FURNACE COOLING NO.7 PS1 | FAN FURNACE COOLING NO.7 PS173 - PS1 IMPELLER COMPLETE WITH BEAR
000000000060235295 | STP-004 | DATA ENRICHMENT | SCV | SCV |  | 2022-09-28 |  |  | 000000000060235295 | BHP1 | BHP Spares & Supplies | 201419 | Gas treating equipment | EA | MAN2 | FAN FURNACE COOLING NO.8 PS1 | FAN FURNACE COOLING NO.8 PS173 - PS1 IMPELLER COMPLETE WITH BEAR
000000000060235298 | STP-004 | DATA ENRICHMENT | SCV | SCV |  | 2022-09-28 |  |  | 000000000060235298 | BHP1 | BHP Spares & Supplies | 201419 | Gas treating equipment | EA | MAN2 | FAN FURNACE COOLING NO.9 PS1 | FAN FURNACE COOLING NO.9 PS173 - PS1 IMPELLER COMPLETE WITH BEAR
000000000060234262 | STP-004 | DATA ENRICHMENT | SCV | SCV |  | 2022-09-28 |  |  | 000000000060234262 | BHP1 | BHP Spares & Supplies | 320000 | Electronic Components and Supplies | EA | MAN2 | FAN INVERTER AFIN 01C | FAN INVERTER AFIN 01C
000000000060235070 | STP-004 | DATA ENRICHMENT | SCV | SCV |  | 2022-09-28 |  |  | 000000000060235070 | BHP1 | BHP Spares & Supplies | 251739 | Electrical components | EA | MAN2 | FAN MANTLE C/W MOTOR 2.2KW 2900RPM | FAN MANTLE C/W MOTOR 2.2KW 2900RPMMOUNTED ON SHAFT WITH TAPERLOC
000000000060235285 | STP-004 | DATA ENRICHMENT | SCV | SCV |  | 2022-09-28 |  |  | 000000000060235285 | BHP1 | BHP Spares & Supplies | 201419 | Gas treating equipment | EA | MAN2 | FAN OFF GAS 74-FA-13 S/S 316 | FAN OFF GAS 74-FA-13 S/S 316COMPLETE IMPELLER INCL. SHAFT. MAT
000000000060174041 | STP-004 | DATA ENRICHMENT | SCV | SCV |  | 2022-09-28 |  |  | 000000000060174041 | BHP1 | BHP Spares & Supplies | 121318 | Propellants | EA | MAN2 | FAN PROP,ALUMINIUM,44 BOD,BALTIMORE AIRC | FAN PROP,ALUMINIUM,44 BOD,BALTIMORE AIRCOIL,MODEL VXMI 27-3.PART 25013900P, AS PER SSI 2759 | 25013900P | 0019006997 | BALTIMORE AIRCOIL AUST PTY LTD
000000000060174040 | STP-004 | DATA ENRICHMENT | SCV | SCV |  | 2022-09-28 |  |  | 000000000060174040 | BHP1 | BHP Spares & Supplies | 121318 | Propellants | EA | MAN2 | FAN PROP,ALUMINIUM,44 BOS,BALTIMORE AIRC | FAN PROP,ALUMINIUM,44 BOS,BALTIMORE AIRCOIL,MODEL VXMI 27-3.PART 25013800P, AS PER SSI 2758 | 25013800P | 0019006997 | BALTIMORE AIRCOIL AUST PTY LTD
000000000060235290 | STP-004 | DATA ENRICHMENT | SCV | SCV |  | 2022-09-28 |  |  | 000000000060235290 | BHP1 | BHP Spares & Supplies | 201419 | Gas treating equipment | EA | MAN2 | FAN RAIL COOLING NO.5 PS1 | FAN RAIL COOLING NO.5 PS173 - PS1 RAIL COOLING FAN 5 - DONKIN F
000000000060235292 | STP-004 | DATA ENRICHMENT | SCV | SCV |  | 2022-09-28 |  |  | 000000000060235292 | BHP1 | BHP Spares & Supplies | 201419 | Gas treating equipment | EA | MAN2 | FAN RAIL COOLING NO.6 PS1 | FAN RAIL COOLING NO.6 PS173 - PS1 RAIL COOLING FAN 6 - DONKIN FA
000000000060223994 | STP-004 | DATA ENRICHMENT | SCV | SCV |  | 2022-09-28 |  |  | 000000000060223994 | BHP1 | BHP Spares & Supplies | 391200 | Electrical equipment and components and supplies | EA | MAN2 | FAN RH35M-4EK.2F.1R,ABB | FAN RH35M-4EK.2F.1R,ABB | 64391658
000000000060235288 | STP-004 | DATA ENRICHMENT | SCV | SCV |  | 2022-09-28 |  |  | 000000000060235288 | BHP1 | BHP Spares & Supplies | 201419 | Gas treating equipment | EA | MAN2 | FAN SINTERING OFF GAS NO.13 S/S | FAN SINTERING OFF GAS NO.13 S/SCOMPLETE IMPELLER INCL. SHAFT. MA
000000000060216803 | STP-004 | DATA ENRICHMENT | SCV | SCV |  | 2022-09-28 |  |  | 000000000060216803 | BHP1 | BHP Spares & Supplies | 391213 | Electrical boxes and enclosures and fittings | EA | MAN2 | FAN STARTER,GULLY BOX,18.5KW,525V | FAN STARTER, GULLY BOX, 18.5KW, 525V
000000000060216796 | STP-004 | DATA ENRICHMENT | SCV | SCV |  | 2022-09-28 |  |  | 000000000060216796 | BHP1 | BHP Spares & Supplies | 391200 | Electrical equipment and components and supplies | EA | MAN2 | FAN, 11KW, 380V, 2900RPM, LEFT INTAKE, 2 | FAN, 11KW, 380 V, 2900 RPM, 2 POLE, SIZE 7.7/5/A, CLASS 5 ARR 4, TEFC ENCLOSURE, LEFT INTAKE - FVD, CTPV SYSTEM
000000000060216797 | STP-004 | DATA ENRICHMENT | SCV | SCV |  | 2022-09-28 |  |  | 000000000060216797 | BHP1 | BHP Spares & Supplies | 391200 | Electrical equipment and components and supplies | EA | MAN2 | FAN, 11KW, 380V, 2900RPM, RIGHT INTAKE, | FAN, 11KW, 380 V, 2900 RPM, 2 POLE, SIZE 7.7/5/A, CLASS 5 ARR 4, TEFC ENCLOSURE, RIGHT INTAKE - FVD, CTPV SYSTEM
000000000060115854 | STP-004 | DATA ENRICHMENT | SCV | SCV |  | 2022-09-28 |  |  | 000000000060115854 | BHP1 | BHP Spares & Supplies | 401016 | Air circulation | EA | MAN2 | FAN, 230V AC, TYPE 2900M3/H 370 PA, FREQ | FAN, 230V AC, TYPE 2900M3/H 370 PA, FREQUENCY CONVERTOR, RECYCLING GAS BLOWERS, TYPE P21 & P22 INSTRUMENTATION, OUTOKUMPU ENGINEERIN, G, PELLETISING PLANT, FURNACE, FERROMETALS
000000000060224200 | STP-004 | DATA ENRICHMENT | SCV | SCV |  | 2022-09-28 |  |  | 000000000060224200 | BHP1 | BHP Spares & Supplies | 251739 | Electrical components | EA | MAN2 | FAN, 230V AC, VSD, ABB, RB2C-225/088 | FAN, 230V AC, VSD, ABB, RB2C-225/088 K093 C/W CAPASITOR | 68249325 | 0019011391 | ABB SOUTH AFRICA (PTY) LTD
000000000060117235 | STP-004 | DATA ENRICHMENT | SCV | SCV |  | 2022-09-28 |  |  | 000000000060117235 | BHP1 | BHP Spares & Supplies | 401016 | Air circulation | EA | MAN2 | FAN, 4KW, 525V, 2880 RPM, TYPE KF01/KF02 | FAN, 4KW, 525V, 2880 RPM, TYPE KF01/KF02, CLOSE AIR CIRCULATION, DONKIN, ABB RECTIFIER CUBICLE, POSITION M310-8300, DC ARC FURNACE,, CHROME DIRECT REDUCTION PLANT | 500/20-C-8 | 0019000105 | ASEA BROWN BOVERI
000000000060176069 | STP-004 | DATA ENRICHMENT | SCV | SCV |  | 2022-09-28 |  |  | 000000000060176069 | BHP1 | BHP Spares & Supplies | 401016 | Air circulation | EA | MAN2 | FAN, AIR JET, LADLE COOLING, 4.0KW, 4 PO | FAN, AIR JET, LADLE COOLING, 4.0KW, 4 POLE, 380 VOLT MOTOR, 2800 RPM, MOUNTED ON A STAND, FERROMETALS
000000000060148658 | STP-004 | DATA ENRICHMENT | SCV | SCV |  | 2022-09-28 |  |  | 000000000060148658 | BHP1 | BHP Spares & Supplies | 401000 | Heating, ventilation and air circulation | EA | MAN2 | FAN, BOOSTER, CO GAS, C/W GAS TIGHT CONS | FAN, BOOSTER, CO GAS, C/W GAS TIGHT CONSTRUCTION MOTOR, 30KW, 2 POLE, 380/400V, FLAMEPROOF WITH FORCED VENTILATION UNIT SUITABLE FOR, VARIABLE SPEED DRIVE | SI RBP1NW-1006-F | 0019000000 | 1069
000000000060145522 | STP-004 | DATA ENRICHMENT | SCV | SCV |  | 2022-09-28 |  |  | 000000000060145522 | BHP1 | BHP Spares & Supplies | 401016 | Air circulation | EA | MAN2 | FAN, CIRCULATING, COOLING, 4KW, 380 VOLT | FAN, CIRCULATING, COOLING, 4KW, 380 VOLT, 4 POLE, 1450 RPM MOTOR, FOOT MOUNTED, FRAME SIZE W112, RIGHT MOUNT
000000000060184012 | STP-004 | DATA ENRICHMENT | SCV | SCV |  | 2022-09-28 |  |  | 000000000060184012 | BHP1 | BHP Spares & Supplies | 401016 | Air circulation | EA | MAN2 | FAN, CO GAS BLOWER, TYPE: T2 1182-00, OR | SIROCCO DRG. NO: 97581/02 AND 3944-201., FAN, CO GAS BLOWER, TYPE: T2 1182-00, ORDER REFRENCE: 97 SC 192,, IMPELLER DIAMETER: 1182MM, NUMBER OF INLET: 2, BEARING TYPE: HFO 217, AL/HFO 217 BF, BEARING DIAMETER: 85/85, COUPLING TYPE: FLEXACIER, DESIGN, TEMPERATURE: 120 DEGREE CELCIUS, BAROMETER PRESSURE: 85 KPA, AIR, SPECIFIC WEIGHT: 0,980 KG/MCUBIC, FLOW 4153 CUBIC METERS/HOUR, INLET, PRESSURE 7 KPA, INLET TEMPERATURE: 40 DEGREES CELCIUS, PRESSURE RISE: 40, KPA, ABSORBED POWER OF FAN: 78KW, SYNCHRONISM: 2980RPM, AS PER HOWDEN | T2 1182-00 | 0019003934 | HOWDEN FAN CO.PTY.LTD
000000000060223416 | STP-004 | DATA ENRICHMENT | SCV | SCV |  | 2022-09-28 |  |  | 000000000060223416 | BHP1 | BHP Spares & Supplies | 270000 | Tools and General Machinery | EA | MAN2 | FAN, COOLING, AIR TYPE, HDBC-4,SIZE 1245 | FAN, COOLING, AIR TYPE, ROTOR ASSEMBLY FOR HDBC-4,SIZE 1245, ITEM NO. 70-FA-704, IMPELLER WITH SHAFT | HDBC-4,SIZE 1245
000000000060248823 | STP-004 | DATA ENRICHMENT | SCV | SCV |  | 2022-09-28 |  |  | 000000000060248823 | BHP1 | BHP Spares & Supplies | 391200 | Electrical equipment and components and supplies | EA | MAN2 | FAN, COOLING, MODEL CHW-V20 (FS-50M), 20 | FAN, COOLING, MODEL CHW-V20 (FS-50M), 20 INCH (500MM) 220V, 115W, MOTOR SIZE 88 X 28, WALL MOUNTED FAN
000000000060181054 | STP-004 | DATA ENRICHMENT | SCV | SCV |  | 2022-09-28 |  |  | 000000000060181054 | BHP1 | BHP Spares & Supplies | 391200 | Electrical equipment and components and supplies | EA | MAN2 | FAN, COOLING, PANEL, PART NO: AA12A2NAT, | FAN, COOLING, PANEL, PART NO: AA12A2NAT, 220 VOLT, BALL BEARING TYPE, SIZE 120 MM X 120 MM X 38 MM.
000000000060174729 | STP-004 | DATA ENRICHMENT | SCV | SCV |  | 2022-09-28 |  |  | 000000000060174729 | BHP1 | BHP Spares & Supplies | 401017 | Cooling | EA | MAN2 | FAN, COOLING, SHAFT FITTED, 90MM ID X 30 | FAN, COOLING, SHAFT FITTED, 90MM ID X 300MM OD X 35MM WIDE, TWO HALVES BOLTED TOGETHER ONTO IMPELLER, ALLUMINUM.
000000000060145463 | STP-004 | DATA ENRICHMENT | SCV | SCV |  | 2022-09-28 |  |  | 000000000060145463 | BHP1 | BHP Spares & Supplies | 401016 | Air circulation | EA | MAN2 | FAN, COOLING, SIZE 500MM, REFERENCE 9623 | FAN, COOLING, SIZE 500MM, REFERENCE 96234, INDUSTRIAL AIR
000000000060145462 | STP-004 | DATA ENRICHMENT | SCV | SCV |  | 2022-09-28 |  |  | 000000000060145462 | BHP1 | BHP Spares & Supplies | 401016 | Air circulation | EA | MAN2 | FAN, COOLING, SIZE 710MM, REFERENCE 9619 | FAN, COOLING, SIZE 710MM, REFERENCE 96192, INDUSTRIAL AIR
000000000060220850 | STP-004 | DATA ENRICHMENT | SCV | SCV |  | 2022-09-28 |  |  | 000000000060220850 | BHP1 | BHP Spares & Supplies | 391217 | Electrical hardware and supplies | EA | MAN2 | FAN, DOOR TOP, FRAME D, DANFOSS | FAN, DOOR TOP, FRAME D, DANFOSS, PART NUMBER 176F8333, SSI FMT00274 | 176F8333 | 0019000884 | DANFOSS (AUSTRALIA) PTY LTD
000000000060164067 | STP-004 | DATA ENRICHMENT | SCV | SCV |  | 2022-09-28 |  |  | 000000000060164067 | BHP1 | BHP Spares & Supplies | 401016 | Air circulation | EA | MAN2 | FAN, ELECTRIC: CENTRIFUGAL, COMPLETE, S | FAN, ELECTRIC: CENTRIFUGAL, COMPLETE, SERIES HRB-S 500(F)/0.67 SI, SIZE, FAN, ELECTRIC: CENTRIFUGAL, COMPLETE, SERIES HRB-S 500(F)/0.67 SI, SIZE, 500(F), DIRECT DRIVE, IMPELLER TYPE, RADIAL BLADED, SINGLE INLET,, DISCHARGE DESIGNATION L180 DEGREE, C/W MOTOR, 5.5KW, 380V, 2900RPM, 3, PHASE, 2 POLE, 50HZ, CLASS 4, FEMCO FOOT MOUNTED, HOWDEN DONKIN
000000000060167486 | STP-004 | DATA ENRICHMENT | SCV | SCV |  | 2022-09-28 |  |  | 000000000060167486 | BHP1 | BHP Spares & Supplies | 401515 | Pumps | EA | MAN2 | FAN, ELECTRIC: 45KW 525VOLT 2960RPM FRAM | FAN, ELECTRIC: 45KW 525VOLT 2960RPM FRAME?SIZE 406
000000000060167951 | STP-004 | DATA ENRICHMENT | SCV | SCV |  | 2022-09-28 |  |  | 000000000060167951 | BHP1 | BHP Spares & Supplies | 401016 | Air circulation | EA | MAN2 | FAN, ELECTRIC: AIRJET, TYPE 12-4-036, 52 | FAN, ELECTRIC: AIRJET, TYPE 12-4-036, 525V, C/W 0,55KW 2 POLE MOTOR, 2850RPM, 12A, 300MM DIA,FULLY ASSEMBLED WITH SCREENS, AS PER STOCK REQUEST SSI 1288
000000000060164066 | STP-004 | DATA ENRICHMENT | SCV | SCV |  | 2022-09-28 |  |  | 000000000060164066 | BHP1 | BHP Spares & Supplies | 401016 | Air circulation | EA | MAN2 | FAN, ELECTRIC: CENTRIFUGAL, COMPLETE, SE | FAN, ELECTRIC: CENTRIFUGAL, COMPLETE, SERIES HRB-S 500(F)/0.67 SI, SIZE, 500(F), DIRECT DRIVE, IMPELLER TYPE, RADIAL BLADED, SINGLE INLET,, DISCHARGE DESIGNATION R90 DEGREE, C/W MOTOR, 5.5KW, 380V, 2900RPM, 3, PHASE, 2 POLE, 50HZ, CLASS 4, FEMCO FOOT MOUNTED, HOWDEN DONKIN
000000000060167417 | STP-004 | DATA ENRICHMENT | SCV | SCV |  | 2022-09-28 |  |  | 000000000060167417 | BHP1 | BHP Spares & Supplies | 201224 | Production systems equipment | EA | MAN2 | FAN, ELECTRIC: COOLER/DRYER FLUIDIZING F | FAN, ELECTRIC: COOLER/DRYER FLUIDIZING FAN, BC15 1000B/0.75-SI-CI6,, BACKWARD CURVED BLADED, 2960RPM, DIRECT DRIVE,MOTOR:75KW,2POLE, 525VOLT,, 3PH WEG, FRAME SIZE 250 S/M, TEFC, 525V/3PH/50HZ, FAN, ELECTRIC: COOLER/DRYER FLUIDIZING FAN, BC15 1000B/0.75-SI-C, I6, BACKWARD CURVED BLADED, 2960RPM, DIRECT DRIVE,MOTOR:75KW,2PO, LE, 525VOLT, 3PH WEG, FRAME SIZE 250 S/M, TEFC, 525V/3PH/50HZ
000000000060167490 | STP-004 | DATA ENRICHMENT | SCV | SCV |  | 2022-09-28 |  |  | 000000000060167490 | BHP1 | BHP Spares & Supplies | 401515 | Pumps | EA | MAN2 | FAN, ELECTRIC: JET, 4KW 525VOLT 2960RPM | FAN, ELECTRIC: JET, 4KW 525VOLT 2960RPM FRAME SIZE 406MM
000000000060167487 | STP-004 | DATA ENRICHMENT | SCV | SCV |  | 2022-09-28 |  |  | 000000000060167487 | BHP1 | BHP Spares & Supplies | 401515 | Pumps | EA | MAN2 | FAN, ELECTRIC: PEDESTAL 45KW 525VOLT 146 | FAN, ELECTRIC: PEDESTAL 45KW 525VOLT 1460RPM FRAME?SIZE 1015MM
000000000060121894 | STP-004 | DATA ENRICHMENT | SCV | SCV |  | 2022-09-28 |  |  | 000000000060121894 | BHP1 | BHP Spares & Supplies | 401016 | Air circulation | EA | MAN2 | FAN, ELECTRIC: VENTILATION, 11KW, 570MM, | FAN, ELECTRIC: VENTILATION, 11KW, 570MM, 525V
000000000060167416 | STP-004 | DATA ENRICHMENT | SCV | SCV |  | 2022-09-28 |  |  | 000000000060167416 | BHP1 | BHP Spares & Supplies | 201224 | Production systems equipment | EA | MAN2 | FAN, ELECTRIC: AIR DRYER COMBUSTION, BC1 | FAN, ELECTRIC: AIR DRYER COMBUSTION, BC10 800D/0.9-SI-C16, BACKWARD, FAN, ELECTRIC:?AIR DRYER COMBUSTION, BC10 800D/0.9-SI-C16, BACKWARD, CURVED BLADED, 2960 RPM, DIRECT DRIVE, MOTOR:18.5KW, 2POLE, 525V, 3PH, WEG FRAME SIZE 160L, TEFC, 525V/3PH/50HZ
000000000060167088 | STP-004 | DATA ENRICHMENT | SCV | SCV |  | 2022-09-28 |  |  | 000000000060167088 | BHP1 | BHP Spares & Supplies | 401016 | Air circulation | EA | MAN2 | FAN, ELECTRICAL, SERIES BCC, SIZE 12/1.0 | FAN, ELECTRICAL, SERIES BCC, SIZE 12/1.00, CLASS OF PITCH - 1, C/W MOTOR, 1.5KW, 380V, 3100 RPM, HOWDEN DONKIN
000000000060221695 | STP-004 | DATA ENRICHMENT | SCV | SCV |  | 2022-09-28 |  |  | 000000000060221695 | BHP1 | BHP Spares & Supplies | 401016 | Air circulation | EA | MAN2 | FAN, HEATING OFF GAS, TYPE SRP-4 | FAN, HEATING OFF GAS, TYPE SRP-4, SIZE 125, ITEM NUMBER 70-FA-702, CONSTRUCTION MATERIAL SAF2205, CARBON STEEL HUB & SHAFT, CORROTHA | 70-FA-702 | 0019011611 | UNIVERSAL FANS CC
000000000060220842 | STP-004 | DATA ENRICHMENT | SCV | SCV |  | 2022-09-28 |  |  | 000000000060220842 | BHP1 | BHP Spares & Supplies | 391217 | Electrical hardware and supplies | EA | MAN2 | FAN, HEATSINK, DC 172X51, DANFOSS | HEATSINK FAN DC 172X51, DANFOSS, PART NUMBER 176F3164 | 176F3164 | 0019000884 | DANFOSS (AUSTRALIA) PTY LTD
000000000060222356 | STP-004 | DATA ENRICHMENT | SCV | SCV |  | 2022-09-28 |  |  | 000000000060222356 | BHP1 | BHP Spares & Supplies | 401017 | Cooling | EA | MAN2 | FAN, MANTLE, SERIES: RC30, SIZE: 450 D/1 | FAN, MANTLE, SERIES: RC30, SIZE: 450 D/1.0, SINGLE INLET ARR 4,IMPELLER, TYPE:STRAIGHT RADIAL BLADE, CLASS: 4, DRIVE ARRNGEMENT: DI, FAN, MANTLE, SERIES: RC30, SIZE: 450 D/1.0, SINGLE INLET ARR 4,IMPELLER TYPE:STRAIGHT RADIAL BLADE, CLASS: 4, DRIVE ARRNGEMENT: DIRE, SSI FMT00492
000000000060156356 | STP-004 | DATA ENRICHMENT | SCV | SCV |  | 2022-09-28 |  |  | 000000000060156356 | BHP1 | BHP Spares & Supplies | 401016 | Air circulation | EA | MAN2 | FAN, MANTLE, SIZE 35, TYPE MW, C/W MOTOR | FAN, MANTLE, SIZE 35, TYPE MW, C/W MOTOR, 7.5KW, 2 POLE, UNIVERSAL AIRBRAND
000000000060115397 | STP-004 | DATA ENRICHMENT | SCV | SCV |  | 2022-09-28 |  |  | 000000000060115397 | BHP1 | BHP Spares & Supplies | 401016 | Air circulation | EA | MAN2 | FAN, MANTLE, TYPE BCC, SIZE 15/0.96, CLA | FAN, MANTLE, TYPE BCC, SIZE 15/0.96, CLA 401016, 4 KW, CLASS 2, 380VOLT, AC, 3 PHASE, 2800 RPM, OPERATIONAL SPEED AT 40 DEG C, 3117 RPM MAXIMUM, SPEED,SERIAL NO J81106/2, HOWDEN DONKIN, ELECTRODE COOLING SYSTEM,, FURNACES NO 4 AND 5, FERROMETALS
000000000060181916 | STP-004 | DATA ENRICHMENT | SCV | SCV |  | 2022-09-28 |  |  | 000000000060181916 | BHP1 | BHP Spares & Supplies | 401016 | Air circulation | EA | MAN2 | FAN, NEW IMPELLER 1500MM DIA, CFW, 3 X B | FAN, NEW IMPELLER 1500MM DIA, CFW, 3 X BLADE, 965 RPM, COMPLETE WITH, STAINLESS STEEL FAN GAURD, COMPLETE WITH NEW 11 KW, 380 VOLT AC, 6 POLE,, CAST IRON, PAD MOUNTED MOTOR, IP55 ENCLOSURE, NEW SET 3CR12 MOTOR, BRACKETS TO SUIT, WATER HYDRAULIC SYSTEMS, FURNACES, FERROMETALS, SSI FMT00380
000000000060146974 | STP-004 | DATA ENRICHMENT | SCV | SCV |  | 2022-09-28 |  |  | 000000000060146974 | BHP1 | BHP Spares & Supplies | 401016 | Air circulation | EA | MAN2 | FAN, PORTABLE, SPOT COOLING, 457MM DIA, | FAN, PORTABLE, SPOT COOLING, 457MM DIA, C/W COWL AND 1.1KW, 2 P0LE MOTOR, 525V, AIRJET
000000000060222920 | STP-004 | DATA ENRICHMENT | SCV | SCV |  | 2022-09-28 |  |  | 000000000060222920 | BHP1 | BHP Spares & Supplies | 320000 | Electronic Components and Supplies | EA | MAN2 | FAN, R8, ABB, ACS800 DRIVE | FAN, R8, ABB, ACS800 DRIVE, C/W CAPASITOR AND PLATES, P/N: 3AUA0000141875 | 3AUA0000141875 | 0019011391 | ABB SOUTH AFRICA (PTY) LTD
000000000060147345 | STP-004 | DATA ENRICHMENT | SCV | SCV |  | 2022-09-28 |  |  | 000000000060147345 | BHP1 | BHP Spares & Supplies | 401016 | Air circulation | EA | MAN2 | FAN, SDDS, COMPLETE UNIT, CENTRIFUGAL BC | FAN, SDDS, COMPLETE UNIT, CENTRIFUGAL BC60, C/W 37KW 4 POLE MOTOR
000000000060121884 | STP-004 | DATA ENRICHMENT | SCV | SCV |  | 2022-09-28 |  |  | 000000000060121884 | BHP1 | BHP Spares & Supplies | 401016 | Air circulation | EA | MAN2 | FAN, SPOT COOLING, PORTABLE, 18IN DIA, C | FAN, SPOT COOLING, PORTABLE, 18IN DIA, C/W STAND, TYPE 7500CFM, AIRJET
000000000060167623 | STP-004 | DATA ENRICHMENT | SCV | SCV |  | 2022-09-28 |  |  | 000000000060167623 | BHP1 | BHP Spares & Supplies | 261016 | Motors | EA | MAN2 | FAN, VENTILATION 11KW 525V | FAN, VENTILATION 11KW 525V SOUND ATTENUATED AUXILIARY C/W SINGLE PHASE, PROTECTION UNIT
000000000060227558 | STP-004 | DATA ENRICHMENT | SCV | SCV |  | 2022-09-28 |  |  | 000000000060227558 | BHP1 | BHP Spares & Supplies | 401015 | Ventilation | EA | MAN2 | FAN, VENTILATION 15KW 525V | FAN, VENTILATION 15KW 525V
000000000060227555 | STP-004 | DATA ENRICHMENT | SCV | SCV |  | 2022-09-28 |  |  | 000000000060227555 | BHP1 | BHP Spares & Supplies | 401015 | Ventilation | EA | MAN2 | FAN, VENTILATION 4KW 525V | FAN, VENTILATION 4KW 525V
000000000060167620 | STP-004 | DATA ENRICHMENT | SCV | SCV |  | 2022-09-28 |  |  | 000000000060167620 | BHP1 | BHP Spares & Supplies | 261016 | Motors | EA | MAN2 | FAN, VENTILATION 4KW 525V | FAN, VENTILATION 4KW 525V SOUND ATTENUATED AUXILIARY C/W SINGLE PHASE, PROTECTION UNIT
000000000060227556 | STP-004 | DATA ENRICHMENT | SCV | SCV |  | 2022-09-28 |  |  | 000000000060227556 | BHP1 | BHP Spares & Supplies | 401015 | Ventilation | EA | MAN2 | FAN, VENTILATION 7.5KW 525V | FAN, VENTILATION 7.5KW 525V
000000000060167991 | STP-004 | DATA ENRICHMENT | SCV | SCV |  | 2022-09-28 |  |  | 000000000060167991 | BHP1 | BHP Spares & Supplies | 261016 | Motors | EA | MAN2 | FAN, VENTILATION 75KW 525V | FAN, VENTILATION 75KW 525V SOUND ATTENUATED AUXILIARY C/W SINGLE PHASE, PROTECTION UNIT
000000000060121861 | STP-004 | DATA ENRICHMENT | SCV | SCV |  | 2022-09-28 |  |  | 000000000060121861 | BHP1 | BHP Spares & Supplies | 401016 | Air circulation | EA | MAN2 | FAN, VENTILATION, 800MM DIA, SERIES MAJA | FAN, VENTILATION, 800MM DIA, SERIES MAJAX 2, 28MM PITCH, SIZE 800-32E8,, C/W 5.5KW 380V 4 POLE MOTOR AND GUARD, DRG400-3390-01-01, DONKIN
000000000060121893 | STP-004 | DATA ENRICHMENT | SCV | SCV |  | 2022-09-28 |  |  | 000000000060121893 | BHP1 | BHP Spares & Supplies | 401016 | Air circulation | EA | MAN2 | FAN, VENTILATION, RECON, 406MM, 380V, 4. | FAN, VENTILATION, RECONDITIONED, 406MM, 380V, 4.1KW, HOWDEN SAFANCO
000000000060121895 | STP-004 | DATA ENRICHMENT | SCV | SCV |  | 2022-09-28 |  |  | 000000000060121895 | BHP1 | BHP Spares & Supplies | 401016 | Air circulation | EA | MAN2 | FAN, VENTILATION, RECON, 570MM, 380V, 11 | FAN, VENTILATION, RECONDITIONED, 570MM, 380V, 11KW, HOWDEN SAFANCO
000000000060182794 | STP-004 | DATA ENRICHMENT | SCV | SCV |  | 2022-09-28 |  |  | 000000000060182794 | BHP1 | BHP Spares & Supplies | 261016 | Motors | EA | MAN2 | FAN, VENTILATION, SERIES MAJAX-2, SIZE 4 | FAN, VENTILATION, SERIES MAJAX-2, SIZE 400.15.B.8, CLASS PITCH FLP/22,, OPERATING SPEED 1440 RPM, COMPLETE WITH MOTOR, 0.37KW, MAXIMUM SPEED, 1440 RPM, 380 VOLT, 3 PHASE, FLA 1,2, 50 HZ FREQUENCY, STAR CONNECTION,, FLAMEPROOF, HOWDEN DONKIN
000000000060245128 | STP-004 | DATA ENRICHMENT | SCV | SCV |  | 2022-09-28 |  |  | 000000000060245128 | BHP1 | BHP Spares & Supplies | 781801 | Vehicle maintenance and repair services | EA | MAN2 | FAN,1361817,HYSTER,EA | FAN, 1361817, HYSTER, EA | 1361817
000000000060227823 | STP-004 | DATA ENRICHMENT | SCV | SCV |  | 2022-09-28 |  |  | 000000000060227823 | BHP1 | BHP Spares & Supplies | 401015 | Ventilation | EA | MAN2 | FAN,4.0KW,106MM,525V,2POLE,SOUND ATTENUA | 4.0KW 106MM 525V 2POLES SOUND ATTENUATED FAN (AUXS1) IMPELLER; SPECIAL, RE-ENFORCED IMPELLER PATH; GUIDE VANES; SCREEN ON INTAKE SIDE OF FAN;, SINGLE PIECE OUTER CASING; INNER SOUND CASING; SOUND ATTENUATING, MATERIAL; MILD STEEL CONSTRUCTION; FANS TO BE NUMBERED ON TWO SIDES
000000000060248716 | STP-004 | DATA ENRICHMENT | SCV | SCV |  | 2022-09-28 |  |  | 000000000060248716 | BHP1 | BHP Spares & Supplies | 811016 | Mechanical engineering | EA | MAN2 | FAN,980 LLHE-6 SISW | FAN,FLUIDIZING,84.5KPA,5.3M3/S,DRYTECH, 980 LLHE-6 SISW,FAN IMPELLER, SHAFT AND BEARINGS, NO CASING, DYNAMICALLY BALANCED, NEW STOCK AS PER ESSI: 2264, TEST CERTIFICATE TO BE SUPPLIED WITH THE ITEM WHEN DELIVERED. | 980LLHE-6SISW | 0019011448 | DRYTECH
000000000060244217 | STP-004 | DATA ENRICHMENT | SCV | SCV |  | 2022-09-28 |  |  | 000000000060244217 | BHP1 | BHP Spares & Supplies | 200000 | Mining Machinery and Accessories | EA | MAN2 | FAN,AC AXIAL | FAN, AC AXIAL | SPRP-205170
000000000060252703 | STP-004 | DATA ENRICHMENT | SCV | SCV |  | 2022-09-28 |  |  | 000000000060252703 | BHP1 | BHP Spares & Supplies | 200000 | Mining Machinery and Accessories | EA | MAN2 | FAN,AC,AXIAL,VSD,WSE200HH8601 | FAN, AC, AXIAL, VSD, WSE200HH8601
000000000060217447 | STP-004 | DATA ENRICHMENT | SCV | SCV |  | 2022-09-28 |  |  | 000000000060217447 | BHP1 | BHP Spares & Supplies | 130000 | Plastic, Rubber and Elastomeric Materials | EA | MAN2 | FAN,AIR BLOWER TYPE T3 1000-10 | FAN,AIR BLOWER,TYPE 1000-10,ORDER REF 97 SC 193,IMPELLER 1100MM,NUMBER, OF INLETS,2,BEARING TYPE HFO 217 BF,HFO 217 AL,BEARING DIA 85MM/85MM, ,COUPLING TYPE-FLEXACIER,DESIGN TEMP:50DEGREES CELSUIS,BAROMETER, PRESSURE 85 KPA,FLOW 7873 CUBES PER HOUR,INLET TEMP 20 DEGREES, CELCUIS;INLET PRESSURE 0 KPA;PRESSURE RISE 40KPA,ABSORBED POWER OF FAN, 106KW,SYNCHRONISH 2980 RPM,AS PER HOWDEN SIROCCO GENERAL ARANGEMENT, GRAWING 3944-021, F4/F5 KILN, SSI 11814
000000000060220742 | STP-004 | DATA ENRICHMENT | SCV | SCV |  | 2022-09-28 |  |  | 000000000060220742 | BHP1 | BHP Spares & Supplies | 401015 | Ventilation | EA | MAN2 | FAN,AIR COOLING;ITEM 71-FA-504,ROTOR ASS | FAN,AIR COOLING;ITEM 71-FA-504,ROTOR ASSEMBLY COMPLETE WITH BEARINGS AND, COUPLING,PELLETISING PLANT, NEW STOCK AS PER SSI 6957. |  | 0019011611 | UNIVERSAL FANS CC
000000000060176068 | STP-004 | DATA ENRICHMENT | SCV | SCV |  | 2022-09-28 |  |  | 000000000060176068 | BHP1 | BHP Spares & Supplies | 401016 | Air circulation | EA | MAN2 | FAN,AIR JET,LADLE COOLING,7.5KW,4 PO | FAN, AIR JET, LADLE COOLING, 7.5KW, 4 POLE, 380 VOLT MOTOR, 2800 RPM, MOUNTED ON A STAND, FERROMETALS
000000000060214426 | STP-004 | DATA ENRICHMENT | SCV | SCV |  | 2022-09-28 |  |  | 000000000060214426 | BHP1 | BHP Spares & Supplies | 401016 | Air circulation | EA | MAN2 | FAN,AR COMBUSTON,HEATNG/SNTERNG, | FAN, AIR COMBUSTION, HEATING/SINTERING, FAN DESIGN - CENTRIFUGAL, FAN, TYPE - SI BBC4A-600, DIAMETER 600MM, SPEED 2950 RPM, POWER ABSORBED, 11.5KW, C/W 18.5 KW MOTOR, WEG, 2 POLE, 380VOLT, IP55, 50HZ
000000000060220741 | STP-004 | DATA ENRICHMENT | SCV | SCV |  | 2022-09-28 |  |  | 000000000060220741 | BHP1 | BHP Spares & Supplies | 401015 | Ventilation | EA | MAN2 | FAN,AR COOLNG,TEM 71-FA-503,ROTOR ASS | FAN,AIR COOLING; 71-FA-503,ROTOR ASSEMBLY C/W WRB 95 ARC SPEC ELONG, UNITARY BEARING BOX AND A COUPLING HALF, NEW STOCK AS PER SSI 6956., CHANGE AS PER ESSI: 499 |  | 0019011611 | UNIVERSAL FANS CC
000000000060253915 | STP-004 | DATA ENRICHMENT | SCV | SCV |  | 2022-09-28 |  |  | 000000000060253915 | BHP1 | BHP Spares & Supplies | 401017 | Cooling | EA | MAN2 | FAN,ASSEMBLY,EVAPCO,108INCH,5B,PART,NO,0 | FAN ASSEMBLY, EVAPCO 108 INCH 5B, PART NO 014-1627, MODEL ATW 144-3K-2, SERIAL NO 16-8180
000000000060227176 | STP-004 | DATA ENRICHMENT | SCV | SCV |  | 2022-09-28 |  |  | 000000000060227176 | BHP1 | BHP Spares & Supplies | 401017 | Cooling | EA | MAN2 | FAN,AXAL FLOW,TYPE, HOWDEN/DONKN 48G | FINISH: GALVANIZED, EX-CONTRACT NO: J86353/1,, FAN, AXIAL FLOW,PURCHASING DESCRIPTION: MAJAX-1, 48''G-12, 16? FROM B,, 30KW, 175RPM,380V, MAKE:DONKIN, SERIES: MAJAX-1, SIZE/CODE: 48-G-12,, IMPELLER CODE: G, SOLIDITY /NUMBER OF BLADES: FULL/12, FAN TYPE: AXIAL,, IMPELLER TYPEAEROFOIL, IMPELLER DIAMETER(INCH): 48, FORM OF, RUNNING/CASE: B/LONG, PITCH ANGLE: 16?, OPERATING SPEED (RPM): 1140,, DRIVE METHOD:DIRECT DRIVE, MOTOR-KW/POLE: 30/4, ELECTRICAL SUPPLY, (V/PH/HZ): 380/3/50, ENCLOSURE PROTECTION: IP55, INSULATION CLASS; F, |  | 0019003934 | HOWDEN FAN CO.PTY.LTD
000000000060216252 | STP-004 | DATA ENRICHMENT | SCV | SCV |  | 2022-09-28 |  |  | 000000000060216252 | BHP1 | BHP Spares & Supplies | 401015 | Ventilation | EA | MAN2 | FAN,AXAL NLNE DUCT,MAX FLOW,SZE 1 | FAN, AXIAL INLINE DUCT, MAX FLOW, SIZE 1000-250-14, CLASS 30; MOTOR, 1440RPM, 11KW, 4POLE, ENCLOSURE - T E, 380/3/50 CARBON STEEL; T4, GRILLAGE COOLING FAN
000000000060186379 | STP-004 | DATA ENRICHMENT | SCV | SCV |  | 2022-09-28 |  |  | 000000000060186379 | BHP1 | BHP Spares & Supplies | 711017 | Extraction | EA | MAN2 | FAN,AXIAL FLOW,SERIES: MAJAX 1,FAN SI | INLET TEMPERATURE: 100 DEGREES CELCIUS, INLET PRESSURE: PA.G = 0, D, ISCHARGE PRESSURE: KPA.G = 0.40, CASING MATERIAL CARBON STEEL, HUB:, CARBON STEEL, WHEEL: ALUMINIUM, BLADE: ALUMINIUM, INLET: 1000MM, OUTLET:, 1000MM, FAN, AXIAL FLOW, SERIES: MAJAX 1, FAN SIZE: 1000MM, IMPELLER CODE: D, 1/1, IMPELLER SOLIDITY: FULL, IMPELLER BLADE ANGLE: 33 DEGREES, FORM OF, RUNNING,: B, DRIVE: DIRECT, FAN SPEED: 1475 RPM, DRAWING NO: HOWDEN, DONKIN 4-0011-072, MOTOR: J99335 - SIEMENS, KW: 22 X 4 POLE X 380 VOLT, 3PH 50HZ X CLASS "H" INSULATION WITH C3 CLEARANCE BEARINGS X 180L, FRAME, HOUSING TYPE: 1, MASS FLOW: 20 KG/S, CAPACITY: AM3/H = 70000,, INLET TEMPERATURE: 100 DEGREES CELCIUS, INLET PRESSURE: PA.G = 0,, DISCHARGE PRESSURE: KPA.G = 0.40, CASING MATERIAL CARBON STEEL, HUB:
000000000060247180 | STP-004 | DATA ENRICHMENT | SCV | SCV |  | 2022-09-28 |  |  | 000000000060247180 | BHP1 | BHP Spares & Supplies | 432100 | Computer Equipment and Accessories | EA | MAN2 | FAN,AXIAL,230VAC,120X120X38MM,C/W FILTER | AA1282MB-AT 230VAC AXIAL FAN 120X120X38MM WITH BALL BEARING; APF12L FILTER KIT; PFG1207 PLASTIC GUARD | AA/12/82/MB-AT | 0019011819 | Unknown
000000000060245851 | STP-004 | DATA ENRICHMENT | SCV | SCV |  | 2022-09-28 |  |  | 000000000060245851 | BHP1 | BHP Spares & Supplies | 200000 | Mining Machinery and Accessories | EA | MAN2 | FAN,AXIAL,48VDC, P/N 12295732 | FAN,AXIAL,48VDC, P/N 12295732 | 12295732 | 0019011819 | Unknown
000000000060226912 | STP-004 | DATA ENRICHMENT | SCV | SCV |  | 2022-09-28 |  |  | 000000000060226912 | BHP1 | BHP Spares & Supplies | 251739 | Electrical components | EA | MAN2 | FAN,AXIAL,HOWDEN DONKIN,MAJAX 2, | FAN, AXIAL, HOWDEN DONKIN, MAJAX 2, SIZE 1250.50.H12, DIRECT DRIVE, 25 DEG PITCH ANGLE, FORM/CASE: B/LONG, C/W 55KW/4P 525V MOTOR
000000000060251029 | STP-004 | DATA ENRICHMENT | SCV | SCV |  | 2022-09-28 |  |  | 000000000060251029 | BHP1 | BHP Spares & Supplies | 251739 | Electrical components | EA | MAN2 | FAN,AXIAL,VSD,WEG,CFW11,CFV1D,400V | FAN,AXIAL,VSD,WEG,CFW11,CFV1D,400V,48VDC,AXIAL FAN,FRAME F | 12295732 | 0019011455 | ZEST ELECTRICAL MOTORS CC
000000000060251031 | STP-004 | DATA ENRICHMENT | SCV | SCV |  | 2022-09-28 |  |  | 000000000060251031 | BHP1 | BHP Spares & Supplies | 251739 | Electrical components | EA | MAN2 | FAN,AXIAL,VSD,WEG,CFW11,CFV2,400V | FAN,AXIAL,VSD,WEG,CFW11,CFV2,400V,48VDC,AXIAL FAN,FRAME G AND H | 12895534 | 0019011455 | ZEST ELECTRICAL MOTORS CC
000000000060216355 | STP-004 | DATA ENRICHMENT | SCV | SCV |  | 2022-09-28 |  |  | 000000000060216355 | BHP1 | BHP Spares & Supplies | 302000 | Prefabricated structures | EA | MAN2 | FAN,BC90,SZE 500 C/10,C/W 15KW 2 POL | EXTRACTION FAN, BC90, SIZE 500 C/10, C/W 15KW 2 POLE 4M3/SEC MOTOR FOR CTPV SYSTEM
000000000060225782 | STP-004 | DATA ENRICHMENT | SCV | SCV |  | 2022-09-28 |  |  | 000000000060225782 | BHP1 | BHP Spares & Supplies | 401016 | Air circulation | EA | MAN2 | FAN,BELT SIDE COOLING,TYPE HDBC-3,SIZE 6 | FAN,BELT SIDE COOLING,TYPE HDBC-3,SIZE 685,SERIAL NO G-29213,ITEM 71-FA-502. (COMPLETE ROTOR ASSEMBLY AND BEARING BLOCK), NEW STOCK AS PER "ESSI 332" | HDBC-3,SIZE 685,SERIAL G-29213,71-FA-502 | 0019011611 | UNIVERSAL FANS CC
000000000060255407 | STP-004 | DATA ENRICHMENT | SCV | SCV |  | 2022-09-28 |  |  | 000000000060255407 | BHP1 | BHP Spares & Supplies | 391200 | Electrical equipment and components and supplies | EA | MAN2 | FAN,BLOWER,MAKITA,KW00000100,EA | FAN, BLOWER, CORDLESS, MAKITA, BUB182, FA NAP-10302, PART NO KW00000100, EACH | KW00000100 | 0019011819 | Unknown
000000000060164838 | STP-004 | DATA ENRICHMENT | SCV | SCV |  | 2022-09-28 |  |  | 000000000060164838 | BHP1 | BHP Spares & Supplies | 401016 | Air circulation | EA | MAN2 | FAN,CENTRIFUCAL,IMPELLER SIZE 1000MM,T | FAN: CENTRIFUCAL,IMPELLER SIZE 1000MM, TYPE AC 1 C CLASS, 4 ARRANGEMENTS, MILD STEEL, C/W HUB PLATE, KEEP PLATE, BALANCING AND, BEARING BOX, HOWDWEN SAFANCO | PSAF01 | 0019003934 | HOWDEN FAN CO.PTY.LTD
000000000060164837 | STP-004 | DATA ENRICHMENT | SCV | SCV |  | 2022-09-28 |  |  | 000000000060164837 | BHP1 | BHP Spares & Supplies | 401016 | Air circulation | EA | MAN2 | FAN,CENTRIFUCAL,IMPELLER SIZE 900MM,T | FAN: CENTRIFUCAL, IMPELLER SIZE 900MM, TYPE AC 2 C CLASS, 3 ARRANGEMENTS, MILD STEEL, C/W BELT DRIVE, BEARINGS, BASE FRAME,, ANIT VIBRATION MOUNTS, INLET BOX AND GAURDS, EXCLUDING MOTOR, HOWDWEN SAFANCO | PSAF02 | 0019003934 | HOWDEN FAN CO.PTY.LTD
000000000060183776 | STP-004 | DATA ENRICHMENT | SCV | SCV |  | 2022-09-28 |  |  | 000000000060183776 | BHP1 | BHP Spares & Supplies | 401015 | Ventilation | EA | MAN2 | FAN,COMBUSTION,M4 CHROMITE DRIER,FAN-085 | FAN,COMBUSTION,M4 CHROMITE DRIER,FAN-085200,TYPE RBCA;516 MM DIA;2,1, M3/S VOLUME;4.271 KPA STATIC PRESSURE;1508 M ALTITUDE;25 DEGR "C", OPERATING TEMP;FAN SIZE 516 MM;RADIAL BLADED CENTRIFUGAL;CLASS 2;2945, RPM;DIRECT DRIVE,EXCLUDING MOTOR., AS PER SSI 3304. | FAN-085200 | 0019011448 | DRYTECH
000000000060239972 | STP-004 | DATA ENRICHMENT | SCV | SCV |  | 2022-09-28 |  |  | 000000000060239972 | BHP1 | BHP Spares & Supplies | 200000 | Mining Machinery and Accessories | EA | MAN2 | FAN,COMPRESSOR,CT10,89726009,DD210L | CT10 COMPRESSOR FAN, PN 89726009, DD210L | 89726009
000000000060232822 | STP-004 | DATA ENRICHMENT | SCV | SCV |  | 2022-09-28 |  |  | 000000000060232822 | BHP1 | BHP Spares & Supplies | 200000 | Mining Machinery and Accessories | EA | MAN2 | FAN,COOLER,77014052,DD211L | COOLER FAN, PN 77014052, DD211L | 77014052 | 0019002924 | SANDVIK
000000000060182912 | STP-004 | DATA ENRICHMENT | SCV | SCV |  | 2022-09-28 |  |  | 000000000060182912 | BHP1 | BHP Spares & Supplies | 401016 | Air circulation | EA | MAN2 | FAN,COOLING AIR,ITEM 71-FA-505,ROTOR ASS | #FAN,AIR COOLING; 71-FA-505,ROTOR ASSEMBLY C/W WRB 95 ARC SPEC ELONG, UNITARY BEARING BOX AND A COUPLING HALF, AS PER SSI 4155., CHANGE AS PER ESSI: 500 | ITEM 71-FA-505 | 0019011611 | UNIVERSAL FANS CC
000000000060250360 | STP-004 | DATA ENRICHMENT | SCV | SCV |  | 2022-09-28 |  |  | 000000000060250360 | BHP1 | BHP Spares & Supplies | 411165 | Instrument parts and accessories | EA | MAN2 | FAN,COOLING,PANEL,PN AA1282MB AT,EA | FAN, COOLING, PANEL ,PART NUMBER AA1282MB AT, 220 VOLT, BALL BEARING TYPE, SIZE 120 MM X 120 MM X 38 MM COMPLET WITH CHROMED STEEL | AA1282MB AT | 0019011819 | Unknown
000000000060240332 | STP-004 | DATA ENRICHMENT | SCV | SCV |  | 2022-09-28 |  |  | 000000000060240332 | BHP1 | BHP Spares & Supplies | 251739 | Electrical components | EA | MAN2 | FAN,COOLING,SIEMENS,6SL3362-0AG00-0AA1 | FAN,COOLING,SIEMENS,6SL3362-0AG00-0AA1,230V,50HZ,3.1 TO 4.28 A,690 TO 980 W,1340 TO 1410 RMIN,18.5 UF CAPACITOR,INSULATION CLASS F | 6SL3362-0AG00-0AA1
000000000060248469 | STP-004 | DATA ENRICHMENT | SCV | SCV |  | 2022-09-28 |  |  | 000000000060248469 | BHP1 | BHP Spares & Supplies | 251739 | Electrical components | EA | MAN2 | FAN,COOLING,TYPE FVTL.280.2.555.265,SPEE | FAN,VENTILATION,TYPE FVTL.280.2.555.265,SPEED 2940RPM,BRAND NAME INDUSTRIAL GEARBOX SERVICES,PART NO. FC09640,380 V,1.88A,1.1KW
000000000060249233 | STP-004 | DATA ENRICHMENT | SCV | SCV |  | 2022-09-28 |  |  | 000000000060249233 | BHP1 | BHP Spares & Supplies | 401016 | Air circulation | EA | MAN2 | FAN,CYLINDER,FCI 50-2,EA | FAN,CYLINDER, GALVANISED, BALTIMORE, FCI 50-2, INCLUDING 3 KW MOTOR 525V AND PPG FAN ASSEMBLY, EACH | FCI 50-2 FAN | 0019011819 | Unknown
000000000060175352 | STP-004 | DATA ENRICHMENT | SCV | SCV |  | 2022-09-28 |  |  | 000000000060175352 | BHP1 | BHP Spares & Supplies | 401016 | Air circulation | EA | MAN2 | FAN,DIRECT DRIVE ASSEMBLY C/W 15 KW 2P 5 | FAN,DIRECT DRIVE ASSEMBLY C/W 15 KW 2P 525V MOTOR; MPR 7.1/5/A. SERIAL NUMBER 08674., AS PER SSI 2273
000000000060164909 | STP-004 | DATA ENRICHMENT | SCV | SCV |  | 2022-09-28 |  |  | 000000000060164909 | BHP1 | BHP Spares & Supplies | 401016 | Air circulation | EA | MAN2 | FAN,ELECTRIC,AXIAL,MODEL AA9252MB-AT, | FAN, ELECTRIC: AXIAL, MODEL AA9252MB-AT, 230VAC, SIZE 92 X 92 X 25MM, MCC2 PANEL DOOR, FERROVELD
000000000060247933 | STP-004 | DATA ENRICHMENT | SCV | SCV |  | 2022-09-28 |  |  | 000000000060247933 | BHP1 | BHP Spares & Supplies | 811016 | Mechanical engineering | EA | MAN2 | FAN,EXHAUST DRYER 1,9M3/S,84.5KPA,1130 | FAN,EXHAUST DRYER 1,9M3/S,84.5KPA,1130 LLHE - 4 SISW,HB FAN SOLUTIONS,#, FAN IMPELLER SHAFT AND BEARINGS, NO CASING. FAN TO BE DYNAMICALLY, BALANCED, NEW STOCK AS PER ESSI: 2263 | 1130 LLHE - 4 SISW EXHAUST FAN | 0019011448 | DRYTECH
000000000060233865 | STP-004 | DATA ENRICHMENT | SCV | SCV |  | 2022-09-28 |  |  | 000000000060233865 | BHP1 | BHP Spares & Supplies | 711017 | Extraction | EA | MAN2 | FAN,EXTRACTION,160,0.25KW,3PHASE,380V | FAN, EXTRACTION, 160, 0.25KW, 3PHASE, 380V
000000000060233866 | STP-004 | DATA ENRICHMENT | SCV | SCV |  | 2022-09-28 |  |  | 000000000060233866 | BHP1 | BHP Spares & Supplies | 711017 | Extraction | EA | MAN2 | FAN,EXTRACTION,250,0.75KW,3PHASE,380V | FAN, EXTRACTION, 250, 0.75KW, 3PHASE, 380V
000000000060218622 | STP-004 | DATA ENRICHMENT | SCV | SCV |  | 2022-09-28 |  |  | 000000000060218622 | BHP1 | BHP Spares & Supplies | 251727 | Environmental control systems | EA | MAN2 | FAN,EXTRACTON,CPS90,SNGLE NLET,C/ | FAN, EXTRACTION, CPS90, SINGLE INLET, C/W 37KW, 2 POLE WEG MOTOR, PDDS, SSI 11715, B Spies, Trojan Fan |  | 0019003398 | TROJAN PTY LTD
000000000060239294 | STP-004 | DATA ENRICHMENT | SCV | SCV |  | 2022-09-28 |  |  | 000000000060239294 | BHP1 | BHP Spares & Supplies | 401015 | Ventilation | EA | MAN2 | FAN,EXTRACTOR,CX10 XPELAIR 300MM,GEN917 | FAN,EXTRACTOR,CX10 XPELAIR 300MM,GEN917
000000000060239293 | STP-004 | DATA ENRICHMENT | SCV | SCV |  | 2022-09-28 |  |  | 000000000060239293 | BHP1 | BHP Spares & Supplies | 401015 | Ventilation | EA | MAN2 | FAN,EXTRACTOR,VX150 XPELAIR,GEN1230 | FAN,EXTRACTOR,VX150 XPELAIR,GEN1230
000000000060226586 | STP-004 | DATA ENRICHMENT | SCV | SCV |  | 2022-09-28 |  |  | 000000000060226586 | BHP1 | BHP Spares & Supplies | 391200 | Electrical equipment and components and supplies | EA | MAN2 | FAN,FORCED DRAFT,1000MM DIA,MAXFLO,11KW, | FAN, FORCED DRAFT, MAXFLO, 1000MM DIA, SIZE 1000/250/14, CLASS F, PITCH 30 DEG, 11KW, 1440RPM, 380V, 3PH, 50HZ, DELTA, INCL GUARD | MAXFLO 1000/250/14 INCL GUARD | 0019008621 | DONKIN
000000000060226588 | STP-004 | DATA ENRICHMENT | SCV | SCV |  | 2022-09-28 |  |  | 000000000060226588 | BHP1 | BHP Spares & Supplies | 391200 | Electrical equipment and components and supplies | EA | MAN2 | FAN,FORCED DRAFT,500MM DIA,MAXFLO,4KW,28 | FAN, FORCED DRAFT, MAXFLO, 500MM DIA, SIZE 500/150/10, CLASS F, PITCH 30 DEG, 4KW, 2880RPM, 380V, 3PH, 50HZ, DELTA, INCL GUARD | MAXFLO 500/150/10 INCL GUARD | 0019008621 | DONKIN
000000000060254800 | STP-004 | DATA ENRICHMENT | SCV | SCV |  | 2022-09-28 |  |  | 000000000060254800 | BHP1 | BHP Spares & Supplies | P1020 | Gas turbines and accessories | EA | MAN2 | FAN,GAS BURNER,MPR,WITH,11KW MOTOR,EA | FAN,GAS BURNER,MPR7,1,2,A,2950RPM,IMPELLER 710MM,WITH WEG W20 IEI,11KW 380V, 2930RPM, FRAME 160M,IP55 MOTOR,EA | MPR7,1/1/2/A | 0019003398 | TROJAN PTY LTD
000000000060220275 | STP-004 | DATA ENRICHMENT | SCV | SCV |  | 2022-09-28 |  |  | 000000000060220275 | BHP1 | BHP Spares & Supplies | 401015 | Ventilation | EA | MAN2 | FAN,GAS EXTRACTON,TYPE BC_MPG,DA 630(1 | FAN,GAS EXTRACTION,TYPE CFW BC_MPG,DIA 630(100%;SPEED 1959 RPM;FAN, VOLUME 3.5M3/S;FAN STATIC PRESSURE AT STP 2381 PA;FAN STATIC PRESSURE AT, SITE 2000 PA;FAN OPERATING TEMP 20 DEGR 'C';WIDTH OF FAN AS %100;FAN, CLASS 2;POWER DRAWN 8.75KW;POWER DRAIN AT STP 10.42KW;FAN EFFICIENCY, STATIC 80;FAN EFFIENCY TOTAL 86.1;FAN DISCHARGE VELOCITY 17.49M/S, NEW STOCK AS PER SSI 5027.(INCORPORATING 60149071) | JB17.01/1688
000000000060215892 | STP-004 | DATA ENRICHMENT | SCV | SCV |  | 2022-09-28 |  |  | 000000000060215892 | BHP1 | BHP Spares & Supplies | 771215 | Air pollution | EA | MAN2 | FAN,IMPELLAR,10 FOOT,7 BLADE,C/W HUB,BLA | FAN,IMPELLAR,10 FOOT,7 BLADE,C/W HUB,BLADE CLAMPS,FLANGE COUPLING
000000000060236433 | STP-004 | DATA ENRICHMENT | SCV | SCV |  | 2022-09-28 |  |  | 000000000060236433 | BHP1 | BHP Spares & Supplies | 811016 | Mechanical engineering | EA | MAN2 | FAN,IMPELLER,ID,2STAGE,SRP3,SIZE,115,SIS | BALL, 100MM, CAST IRON, FULL BORE, CHROME BALL, TEFLON SEATS, 10 BAR, SCREWED BSP FEMALE, BOSSINI | UNIVERSAL FANS CC - 19011611 | 0019011611 | UNIVERSAL FANS CC
000000000060242118 | STP-004 | DATA ENRICHMENT | SCV | SCV |  | 2022-09-28 |  |  | 000000000060242118 | BHP1 | BHP Spares & Supplies | 251739 | Electrical components | EA | MAN2 | FAN,INDUSTRIAL,3SPEED,CHWV20,EA | FAN , INDUSTRIAL , 3 SPEED , CHW V20 , EA | CHW-V20
000000000060223629 | STP-004 | DATA ENRICHMENT | SCV | SCV |  | 2022-09-28 |  |  | 000000000060223629 | BHP1 | BHP Spares & Supplies | 401017 | Cooling | EA | MAN2 | FAN,MANTLE,SIZE 35S,C/W 0.75KW MOTOR | FAN,MANTLE,SIZE 35S,C/W 0.75KW MOTOR, 4 POLE, 1475 RPM, 525 VOLT, TROJAN
000000000060214274 | STP-004 | DATA ENRICHMENT | SCV | SCV |  | 2022-09-28 |  |  | 000000000060214274 | BHP1 | BHP Spares & Supplies | 401516 | Compressors | EA | MAN2 | FAN,MOTOR,ELTA 1000L/15KW-380V/B.4POLE | FAN, MOTOR, ELTA 1000L/15KW-380V/B.4POLE | ELTA 1000L/15KW-380V/B.4POLE | 0019008671 | FILVENT
000000000060181459 | STP-004 | DATA ENRICHMENT | SCV | SCV |  | 2022-09-28 |  |  | 000000000060181459 | BHP1 | BHP Spares & Supplies | 401016 | Air circulation | EA | MAN2 | FAN,MULTI WING,PART NR FIJH5APA22,PSP 3 | FAN,MULTI WING,PART NR FIJH5APA22,PSP 3 PELLETISING PLANT -MFC, AS PER SSI 3125 | FIJH5APA22 | 0019006997 | BALTIMORE AIRCOIL AUST PTY LTD
000000000060213924 | STP-004 | DATA ENRICHMENT | SCV | SCV |  | 2022-09-28 |  |  | 000000000060213924 | BHP1 | BHP Spares & Supplies | 401000 | Heating, ventilation and air circulation | EA | MAN2 | FAN,OIL COOLING,FVD,CALCINE TRNSFRMR 1-6 | FAN,OIL COOLING,FVD,CALCINE TRANSFORMERS 1-6,TRANSFORMER OIL 600LPM,FAN MOTOR 2.2KW/4P/380V/IP55/ALU,DRAWING C3595 | DRW: C3595
000000000060256028 | STP-004 | DATA ENRICHMENT | SCV | SCV |  | 2022-09-28 |  |  | 000000000060256028 | BHP1 | BHP Spares & Supplies | 230000 | Industrial Manufacturing and Processing Machinery and Access | EA | MAN2 | FAN,PPG MWING,FIJFB5APA22,EA | FAN, PPG MWING, FIJFB5APA22, A1371/4-8/9WR 22P, 38B, BALTIMORE COOLER, EA | FIJFB5APA22 | 0019011819 | Unknown
000000000060256059 | STP-004 | DATA ENRICHMENT | SCV | SCV |  | 2022-09-28 |  |  | 000000000060256059 | BHP1 | BHP Spares & Supplies | 230000 | Industrial Manufacturing and Processing Machinery and Access | EA | MAN2 | FAN,PPG MWING,FIJFB5APA22,EA | FAN, PPG MWING, FIJFB5APA22, A1371/4-8/9WR 22P, 38B, BALTIMORE COOLER, EA | FIJFB5APA22 | 0019011819 | Unknown
000000000060220740 | STP-004 | DATA ENRICHMENT | SCV | SCV |  | 2022-09-28 |  |  | 000000000060220740 | BHP1 | BHP Spares & Supplies | 401015 | Ventilation | EA | MAN2 | FAN,PRMARY BURNER,TEM 71-FA-506/507 | FAN,PRIMARY BURNER;ITEM 71-FA-506/507,PELLETISING PLANT, NEW STOCK AS PER SSI 6955. |  | 0019011611 | UNIVERSAL FANS CC
000000000060240893 | STP-004 | DATA ENRICHMENT | SCV | SCV |  | 2022-09-28 |  |  | 000000000060240893 | BHP1 | BHP Spares & Supplies | 411000 | Laboratory Equipment | EA | MAN2 | FAN,RADIAL,24V,DC,32L/S,4460L | FAN RADIAL 24V DC 32L/S 4460 L | A033977T
000000000060253422 | STP-004 | DATA ENRICHMENT | SCV | SCV |  | 2022-09-28 |  |  | 000000000060253422 | BHP1 | BHP Spares & Supplies | 261016 | Motors | EA | MAN2 | FAN,RADIAL,CENTRIFUGAL, MRB 315/1.5, SIS | FAN, RADIAL, CENTRIFUGAL, MRB 315/1.5, SISW, ARRANGEMENT-1A, CLASS-3, L90, WITH 5.5KW/4POLE MOTOR, COMPLETE WITH ACCESSORIES, S/N J7 | MRB 315/1.5 | 0019011819 | Unknown
000000000060225783 | STP-004 | DATA ENRICHMENT | SCV | SCV |  | 2022-09-28 |  |  | 000000000060225783 | BHP1 | BHP Spares & Supplies | 401016 | Air circulation | EA | MAN2 | FAN,RAIL COOLING,TYPE HDBC-6,SIZE 925 | FAN,RAIL COOLING,TYPE HDBC-6,SIZE 925,SERIAL NO G-29213,ITEM 71-FA-501 (COMPLETE ROTOR ASSEMBLY AND BEARING BLOCK), NEW STOCK AS PER "ESSI 333" | HDBC-6,SIZE 925,SERIAL G-29213,71-FA-501 | 0019011611 | UNIVERSAL FANS CC
000000000060255259 | STP-004 | DATA ENRICHMENT | SCV | SCV |  | 2022-09-28 |  |  | 000000000060255259 | BHP1 | BHP Spares & Supplies | 230000 | Industrial Manufacturing and Processing Machinery and Access | EA | MAN2 | FAN,ROUND,300MM,CEILING,FLUSH,EA | FAN,ROUND,300MM,CEILING,FLUSH MOUNT EXT,EACH
000000000060231780 | STP-004 | DATA ENRICHMENT | SCV | SCV |  | 2022-09-28 |  |  | 000000000060231780 | BHP1 | BHP Spares & Supplies | 781801 | Vehicle maintenance and repair services | EA | MAN2 | FAN,SPIDER,FOR 3406E ENGINE | FAN, SPIDER, FOR 3406E ENGINE, NEW STOCK AS PER ESSI 1366 | 185-7978 | 0019011537 | BARLOWORLD EQUIPMENT
000000000060231040 | STP-004 | DATA ENRICHMENT | SCV | SCV |  | 2022-09-28 |  |  | 000000000060231040 | BHP1 | BHP Spares & Supplies | 251917 | Vehicle servicing equipment | EA | MAN2 | FAN,SPIDER,FOR C15 ENGINE | FAN, SPIDER, FOR C15 ENGINE, NEW STOCK AS PER ESSI : 1367, 244-5400 | 244-5400 | 0019011537 | BARLOWORLD EQUIPMENT
000000000060180158 | STP-004 | DATA ENRICHMENT | SCV | SCV |  | 2022-09-28 |  |  | 000000000060180158 | BHP1 | BHP Spares & Supplies | 401016 | Air circulation | EA | MAN2 | FAN,VENTILATION,1000MM DIA,SERIES MAJ | FAN, VENTILATION, 1000MM DIA, SERIES MAJAX 2, 28MM PITCH, SIZE 1000.32.F.8, C/W 15KW 380V 4 POLE MOTOR, DONKIN
000000000060227557 | STP-004 | DATA ENRICHMENT | SCV | SCV |  | 2022-09-28 |  |  | 000000000060227557 | BHP1 | BHP Spares & Supplies | 401015 | Ventilation | EA | MAN2 | FAN,VENTLATON 11KW 525V | FAN, VENTILATION 11KW 525V
000000000060227559 | STP-004 | DATA ENRICHMENT | SCV | SCV |  | 2022-09-28 |  |  | 000000000060227559 | BHP1 | BHP Spares & Supplies | 401015 | Ventilation | EA | MAN2 | FAN,VENTLATON 18.6KW 525V | FAN, VENTILATION 18.6KW 525V
000000000060227563 | STP-004 | DATA ENRICHMENT | SCV | SCV |  | 2022-09-28 |  |  | 000000000060227563 | BHP1 | BHP Spares & Supplies | 401015 | Ventilation | EA | MAN2 | FAN,VENTLATON 200KW 525V | FAN, VENTILATION 200KW 525V
000000000060227560 | STP-004 | DATA ENRICHMENT | SCV | SCV |  | 2022-09-28 |  |  | 000000000060227560 | BHP1 | BHP Spares & Supplies | 401015 | Ventilation | EA | MAN2 | FAN,VENTLATON 22KW 525V | FAN, VENTILATION 22KW 525V
000000000060227561 | STP-004 | DATA ENRICHMENT | SCV | SCV |  | 2022-09-28 |  |  | 000000000060227561 | BHP1 | BHP Spares & Supplies | 401015 | Ventilation | EA | MAN2 | FAN,VENTLATON 45KW 525V | FAN, VENTILATION 45KW 525V
000000000060227562 | STP-004 | DATA ENRICHMENT | SCV | SCV |  | 2022-09-28 |  |  | 000000000060227562 | BHP1 | BHP Spares & Supplies | 401015 | Ventilation | EA | MAN2 | FAN,VENTLATON 75KW 525V | FAN, VENTILATION 75KW 525V
000000000060252458 | STP-004 | DATA ENRICHMENT | SCV | SCV |  | 2022-09-28 |  |  | 000000000060252458 | BHP1 | BHP Spares & Supplies | 230000 | Industrial Manufacturing and Processing Machinery and Access | EA | MAN2 | FAN,WALL MOUNTED 350MM,INDUSTRIAL,EA | FAN, WALL, MOUNTED 350MM, INDUSTRIAL, EA
000000000060239487 | STP-004 | DATA ENRICHMENT | SCV | SCV |  | 2022-09-28 |  |  | 000000000060239487 | BHP1 | BHP Spares & Supplies | P1045 | Electrical equipment & parts, switches, switchboards, barrie | EA | MAN2 | FAN,WALL,220V,WIZZAIR,OSCILLATING, | FAN, WALL, 220V, WIZZAIR, OSCILLATING, WALL MOUNT, EA
000000000060170204 | STP-004 | DATA ENRICHMENT | SCV | SCV |  | 2022-09-28 |  |  | 000000000060170204 | BHP1 | BHP Spares & Supplies | 401015 | Ventilation | EA | MAN2 | FAN: 45KW 380VOLT 2960RPM FRAME SIZE 760 | FAN: 45KW 380VOLT 2960RPM FRAME SIZE 760 MM
000000000060170203 | STP-004 | DATA ENRICHMENT | SCV | SCV |  | 2022-09-28 |  |  | 000000000060170203 | BHP1 | BHP Spares & Supplies | 401015 | Ventilation | EA | MAN2 | FAN: 4KW 525VOLT 2960RPM FRAME SIZE 406 | FAN: 4KW 525VOLT 2960RPM FRAME SIZE 406 MM
000000000060174728 | STP-004 | DATA ENRICHMENT | SCV | SCV |  | 2022-09-28 |  |  | 000000000060174728 | BHP1 | BHP Spares & Supplies | 401017 | Cooling | EA | MAN2 | FAN: COOLING, SHAFT FITTED, 228,6 MM ID | FAN: COOLING, SHAFT FITTED, 228,6 MM ID X 750MM OD X 100MM WIDE, TWO, HALVES BOLTED TOGETHER ONTO IMPELLER SHAFT, ALLUMINUM., FAN: COOLING, SHAFT FITTED, 228,6 MM ID X 750MM OD X 100MM WIDE, TWO HALVES BOLTED TOGETHER ONTO IMPELLER SHAFT, ALLUMINUM.
000000000060145432 | STP-004 | DATA ENRICHMENT | SCV | SCV |  | 2022-09-28 |  |  | 000000000060145432 | BHP1 | BHP Spares & Supplies | 401016 | Air circulation | EA | MAN2 | FAN:CIRCULATING, COOLING, 4KW, 380 VOLT, | FAN:CIRCULATING, COOLING, 4KW, 380 VOLT, 4 POLE, 1450RPM MOTOR, FOOT, MOUNTED, FRAME SIZE W112, LEFT MOUNT
000000000060247843 | STP-004 | DATA ENRICHMENT | SCV | SCV |  | 2022-09-28 |  |  | 000000000060247843 | BHP1 | BHP Spares & Supplies | 411000 | Laboratory Equipment | EA | MAN2 | ICP,FAN,RADIAL,230V/400W | ICP,FAN,RADIAL,230V/400W
000000000060220843 | STP-004 | DATA ENRICHMENT | SCV | SCV |  | 2022-09-28 |  |  | 000000000060220843 | BHP1 | BHP Spares & Supplies | 391217 | Electrical hardware and supplies | EA | MAN2 | MIXING FAN, DC40X28, DANFOSS | MIXING FAN DC40X28, DANFOSS, PART NUMBER 176F3165, SSI FMT00274 | 176F3165 | 0019000884 | DANFOSS (AUSTRALIA) PTY LTD
000000000060230665 | STP-004 | DATA ENRICHMENT | SCV | SCV |  | 2022-09-28 |  |  | 000000000060230665 | BHP1 | BHP Spares & Supplies | 251739 | Electrical components | EA | MAN2 | FUSE 10X38MM,1 AMP,PORCELAIN BARREL | FUSE, 10X38MM, 1 AMP, PORCELAIN BARREL, BUSSMANN, CALCINER DISCHARGE MOTOR COOLING FAN |  | 0019003787 | BUSSMANN MFG.DIV.- MCGRAW EDISON CO
000000000060235326 | STP-004 | DATA ENRICHMENT | SCV | SCV |  | 2022-09-28 |  |  | 000000000060235326 | BHP1 | BHP Spares & Supplies | 391200 | Electrical equipment and components and supplies | EA | MAN2 | FUSE BUSMANN 700A 170M4467 | FUSE BUSMANN 700A 170M4467
000000000060235269 | STP-004 | DATA ENRICHMENT | SCV | SCV |  | 2022-09-28 |  |  | 000000000060235269 | BHP1 | BHP Spares & Supplies | 251739 | Electrical components | EA | MAN2 | FUSE BUSSMANN 1000A 660V 170M6814 | FUSE BUSSMANN 1000A 660V 170M6814
000000000060235323 | STP-004 | DATA ENRICHMENT | SCV | SCV |  | 2022-09-28 |  |  | 000000000060235323 | BHP1 | BHP Spares & Supplies | 391200 | Electrical equipment and components and supplies | EA | MAN2 | FUSE BUSSMANN 125A 170M1568 | FUSE BUSSMANN 125A 170M1568
000000000060235270 | STP-004 | DATA ENRICHMENT | SCV | SCV |  | 2022-09-28 |  |  | 000000000060235270 | BHP1 | BHP Spares & Supplies | 251739 | Electrical components | EA | MAN2 | FUSE BUSSMANN 1500A 170M 6168 | FUSE BUSSMANN 1500A 170M 6168660V
000000000060235271 | STP-004 | DATA ENRICHMENT | SCV | SCV |  | 2022-09-28 |  |  | 000000000060235271 | BHP1 | BHP Spares & Supplies | 251739 | Electrical components | EA | MAN2 | FUSE BUSSMANN 1600A 170M8550 | FUSE BUSSMANN 1600A 170M8550
000000000060235317 | STP-004 | DATA ENRICHMENT | SCV | SCV |  | 2022-09-28 |  |  | 000000000060235317 | BHP1 | BHP Spares & Supplies | 391200 | Electrical equipment and components and supplies | EA | MAN2 | FUSE BUSSMANN 16A 170M1559 | FUSE BUSSMANN 16A 170M1559
000000000060235318 | STP-004 | DATA ENRICHMENT | SCV | SCV |  | 2022-09-28 |  |  | 000000000060235318 | BHP1 | BHP Spares & Supplies | 391200 | Electrical equipment and components and supplies | EA | MAN2 | FUSE BUSSMANN 32A 170M1562 | FUSE BUSSMANN 32A 170M1562
000000000060235319 | STP-004 | DATA ENRICHMENT | SCV | SCV |  | 2022-09-28 |  |  | 000000000060235319 | BHP1 | BHP Spares & Supplies | 391200 | Electrical equipment and components and supplies | EA | MAN2 | FUSE BUSSMANN 40A170M1563 | FUSE BUSSMANN 40A170M1563
000000000060235320 | STP-004 | DATA ENRICHMENT | SCV | SCV |  | 2022-09-28 |  |  | 000000000060235320 | BHP1 | BHP Spares & Supplies | 391200 | Electrical equipment and components and supplies | EA | MAN2 | FUSE BUSSMANN 50A 660V 170M1564 | FUSE BUSSMANN 50A 660V 170M1564
000000000060235325 | STP-004 | DATA ENRICHMENT | SCV | SCV |  | 2022-09-28 |  |  | 000000000060235325 | BHP1 | BHP Spares & Supplies | 391200 | Electrical equipment and components and supplies | EA | MAN2 | FUSE BUSSMANN 630A 660V 170M6810 | FUSE BUSSMANN 630A 660V 170M6810
000000000060235321 | STP-004 | DATA ENRICHMENT | SCV | SCV |  | 2022-09-28 |  |  | 000000000060235321 | BHP1 | BHP Spares & Supplies | 391200 | Electrical equipment and components and supplies | EA | MAN2 | FUSE BUSSMANN 63A170M1565 | FUSE BUSSMANN 63A170M1565
000000000060235328 | STP-004 | DATA ENRICHMENT | SCV | SCV |  | 2022-09-28 |  |  | 000000000060235328 | BHP1 | BHP Spares & Supplies | 391200 | Electrical equipment and components and supplies | EA | MAN2 | FUSE BUSSMANN 900 A 170M6813 | FUSE BUSSMANN 900 A 170M6813
000000000060135677 | STP-004 | DATA ENRICHMENT | SCV | SCV |  | 2022-09-28 |  |  | 000000000060135677 | BHP1 | BHP Spares & Supplies | 391216 | Circuit protection devices and accessories | EA | MAN2 | FUSE LINK, HRC, 3NA3836, SIZE 00, 160 AM | FUSE LINK, HRC, 3NA3836, SIZE 00, 160 AMP, 500 VOLT, SIEMENS
000000000060234627 | STP-004 | DATA ENRICHMENT | SCV | SCV |  | 2022-09-28 |  |  | 000000000060234627 | BHP1 | BHP Spares & Supplies | P1545 | Electric fittings, lamps fuses, batteries, | EA | MAN2 | FUSE LINKS TYPE K 1 AMP CAT NO | FUSE LINKS TYPE K 1 AMP CAT NOFL16K1
000000000060252745 | STP-004 | DATA ENRICHMENT | SCV | SCV |  | 2022-09-28 |  |  | 000000000060252745 | BHP1 | BHP Spares & Supplies | 251739 | Electrical components | EA | MAN2 | FUSE LINKS, 125A, 120KA, 500V, SIZE NHG0 | FUSE LINKS, 125A, 120KA, 500V, SIZE NHG00B, BUSSMANN, NH00GG/GL | NHG00B | 0019011819 | Unknown
000000000060224151 | STP-004 | DATA ENRICHMENT | SCV | SCV |  | 2022-09-28 |  |  | 000000000060224151 | BHP1 | BHP Spares & Supplies | 251739 | Electrical components | EA | MAN2 | FUSE LINKS, 32A, 690V AC | FUSE LINKS, 32A, 690V AC, HIGH SPEED, DUAL INDICATOR, FUSE LINK SIZE 000, BUSSMANN | 170M1562D | 0019003787 | BUSSMANN MFG.DIV.- MCGRAW EDISON CO
000000000060224160 | STP-004 | DATA ENRICHMENT | SCV | SCV |  | 2022-09-28 |  |  | 000000000060224160 | BHP1 | BHP Spares & Supplies | 251739 | Electrical components | EA | MAN2 | FUSE LINKS, 400A 690V AC | FUSE LINKS, 400A 690V AC, HIGH SPEED, DUAL INDICATOR, FUSE LINK SIZE 2, BUSSMANN | 170M5808D | 0019003787 | BUSSMANN MFG.DIV.- MCGRAW EDISON CO
000000000060224161 | STP-004 | DATA ENRICHMENT | SCV | SCV |  | 2022-09-28 |  |  | 000000000060224161 | BHP1 | BHP Spares & Supplies | 251739 | Electrical components | EA | MAN2 | FUSE LINKS, 630A 690V AC | FUSE LINKS, 630A 690V AC, HIGH SPEED, DUAL INDICATOR, FUSE LINK SIZE 3, BUSSMANN | 170M6810D | 0019003787 | BUSSMANN MFG.DIV.- MCGRAW EDISON CO
000000000060252015 | STP-004 | DATA ENRICHMENT | SCV | SCV |  | 2022-09-28 |  |  | 000000000060252015 | BHP1 | BHP Spares & Supplies | 251739 | Electrical components | EA | MAN2 | FUSE LINKS, 900A 690V AC, HIGH SPEED, DU | FUSE LINKS, 900A 690V AC, HIGH SPEED, DUAL INDICATOR, FUSE LINK SIZE 2, BUSSMANN
000000000060234623 | STP-004 | DATA ENRICHMENT | SCV | SCV |  | 2022-09-28 |  |  | 000000000060234623 | BHP1 | BHP Spares & Supplies | P1545 | Electric fittings, lamps fuses, batteries, | EA | MAN2 | FUSE SIBA 100AMP 12KV | FUSE SIBA 100AMP 12KV63.5 X 254MM
000000000060234624 | STP-004 | DATA ENRICHMENT | SCV | SCV |  | 2022-09-28 |  |  | 000000000060234624 | BHP1 | BHP Spares & Supplies | P1545 | Electric fittings, lamps fuses, batteries, | EA | MAN2 | FUSE SIBA STRIKER PIN 150A | FUSE SIBA STRIKER PIN 150A7.2KV
000000000060234625 | STP-004 | DATA ENRICHMENT | SCV | SCV |  | 2022-09-28 |  |  | 000000000060234625 | BHP1 | BHP Spares & Supplies | P1545 | Electric fittings, lamps fuses, batteries, | EA | MAN2 | FUSE STRIKER PIN 200A 6/12KV | FUSE STRIKER PIN 200A 6/12KV
000000000060234626 | STP-004 | DATA ENRICHMENT | SCV | SCV |  | 2022-09-28 |  |  | 000000000060234626 | BHP1 | BHP Spares & Supplies | P1545 | Electric fittings, lamps fuses, batteries, | EA | MAN2 | FUSE STRIKER PIN 250A 6/12KV | FUSE STRIKER PIN 250A 6/12KV
000000000060136339 | STP-004 | DATA ENRICHMENT | SCV | SCV |  | 2022-09-28 |  |  | 000000000060136339 | BHP1 | BHP Spares & Supplies | 391216 | Circuit protection devices and accessories | EA | MAN2 | FUSE, 14X51MM, 32 AMP, PORCELAIN BARREL, | FUSE, 14X51MM, 32 AMP, PORCELAIN BARREL, BUSSMANN,
000000000060252744 | STP-004 | DATA ENRICHMENT | SCV | SCV |  | 2022-09-28 |  |  | 000000000060252744 | BHP1 | BHP Spares & Supplies | 391216 | Circuit protection devices and accessories | EA | MAN2 | FUSE, 200A, 690V, CERAMIC, 3NE1 225-0, S | FUSE, 200A, 690V, CERAMIC, 3NE1 225-0, SITOR | 3NE1 225-0 | 0019011819 | Unknown
000000000060145476 | STP-004 | DATA ENRICHMENT | SCV | SCV |  | 2022-09-28 |  |  | 000000000060145476 | BHP1 | BHP Spares & Supplies | 391216 | Circuit protection devices and accessories | EA | MAN2 | FUSE, 415 VOLT, 315 AMP, SIEMENS | FUSE, 415 VOLT, 315 AMP, SIEMENS | 3NWTKF315 | 0019003033 | SIEMENS GMBH,W.GERMANY
000000000060125079 | STP-004 | DATA ENRICHMENT | SCV | SCV |  | 2022-09-28 |  |  | 000000000060125079 | BHP1 | BHP Spares & Supplies | 391216 | Circuit protection devices and accessories | EA | MAN2 | FUSE, 500V, 100A, TYPE 2000313, CRADY | FUSE, 500V, 100A, TYPE 2000313, CRADY
000000000060125080 | STP-004 | DATA ENRICHMENT | SCV | SCV |  | 2022-09-28 |  |  | 000000000060125080 | BHP1 | BHP Spares & Supplies | 391216 | Circuit protection devices and accessories | EA | MAN2 | FUSE, 500V, 200A, TYPE 200NHIB, CRADY | FUSE, 500V, 200A, TYPE 200NHIB, CRADY
000000000060136342 | STP-004 | DATA ENRICHMENT | SCV | SCV |  | 2022-09-28 |  |  | 000000000060136342 | BHP1 | BHP Spares & Supplies | 391216 | Circuit protection devices and accessories | EA | MAN2 | FUSE, 5X20MM, 2 AMP, GLASS BARREL | FUSE, 5X20MM, 2 AMP, GLASS BARREL,
000000000060115272 | STP-004 | DATA ENRICHMENT | SCV | SCV |  | 2022-09-28 |  |  | 000000000060115272 | BHP1 | BHP Spares & Supplies | 391216 | Circuit protection devices and accessories | EA | MAN2 | FUSE, 6.6KV, 315A, 442MM X 70.5MM, FRITZ | FUSE, 6.6KV, 315A, 442MM X 70.5MM, FRITZ DRIESCHER, CALCINE FURNACE, ELKEM | 3011014-315 | 0019008649 | ELKEM
000000000060125196 | STP-004 | DATA ENRICHMENT | SCV | SCV |  | 2022-09-28 |  |  | 000000000060125196 | BHP1 | BHP Spares & Supplies | 391216 | Circuit protection devices and accessories | EA | MAN2 | FUSE, CARTRIDGE, 11KV, 40A, CULLINAN | FUSE, CARTRIDGE, 11KV, 40A, CULLINAN | MK23 | 0019008598 | CULLINAN
000000000060025694 | STP-004 | DATA ENRICHMENT | SCV | SCV |  | 2022-09-28 |  |  | 000000000060025694 | BHP1 | BHP Spares & Supplies | 391216 | Circuit protection devices and accessories | EA | MAN2 | FUSE, CARTRIDGE, 600V AC, 30A, 10MM DIA, | FUSE, CARTRIDGE, 600V AC, 30A, 10MM DIA, 38MM LONG, ULTRA RAPID, REF, 6003305, SIBA
000000000060125197 | STP-004 | DATA ENRICHMENT | SCV | SCV |  | 2022-09-28 |  |  | 000000000060125197 | BHP1 | BHP Spares & Supplies | 391216 | Circuit protection devices and accessories | EA | MAN2 | FUSE, CARTRIDGE, 660V, 200A, TO DIN 4365 | FUSE, CARTRIDGE, 660V, 200A, TO DIN 43653, BUSSMANN DENMARK | 170M3815 | 0019001164 | EVEREADY BATTERY CO,INC
000000000060125188 | STP-004 | DATA ENRICHMENT | SCV | SCV |  | 2022-09-28 |  |  | 000000000060125188 | BHP1 | BHP Spares & Supplies | 391216 | Circuit protection devices and accessories | EA | MAN2 | FUSE, CARTRIDGE, 660V, 20A, TO DIN 43653 | FUSE, CARTRIDGE, 660V, 20A, TO DIN 43653, BUSSMANN DENMARK | 170M1560 | 0019001164 | EVEREADY BATTERY CO,INC
000000000060125189 | STP-004 | DATA ENRICHMENT | SCV | SCV |  | 2022-09-28 |  |  | 000000000060125189 | BHP1 | BHP Spares & Supplies | 391216 | Circuit protection devices and accessories | EA | MAN2 | FUSE, CARTRIDGE, 660V, 25A, TO DIN 43653 | FUSE, CARTRIDGE, 660V, 25A, TO DIN 43653, BUSSMANN DENMARK | 170M1561 | 0019001164 | EVEREADY BATTERY CO,INC
000000000060125190 | STP-004 | DATA ENRICHMENT | SCV | SCV |  | 2022-09-28 |  |  | 000000000060125190 | BHP1 | BHP Spares & Supplies | 391216 | Circuit protection devices and accessories | EA | MAN2 | FUSE, CARTRIDGE, 660V, 32A, TO DIN 43653 | FUSE, CARTRIDGE, 660V, 32A, TO DIN 43653, BUSSMANN DENMARK | 170M1562 | 0019001164 | EVEREADY BATTERY CO,INC
000000000060125191 | STP-004 | DATA ENRICHMENT | SCV | SCV |  | 2022-09-28 |  |  | 000000000060125191 | BHP1 | BHP Spares & Supplies | 391216 | Circuit protection devices and accessories | EA | MAN2 | FUSE, CARTRIDGE, 660V, 40A, TO DIN 43653 | FUSE, CARTRIDGE, 660V, 40A, TO DIN 43653, BUSSMANN DENMARK | 170M1563 | 0019001164 | EVEREADY BATTERY CO,INC
000000000060125192 | STP-004 | DATA ENRICHMENT | SCV | SCV |  | 2022-09-28 |  |  | 000000000060125192 | BHP1 | BHP Spares & Supplies | 391216 | Circuit protection devices and accessories | EA | MAN2 | FUSE, CARTRIDGE, 660V, 50A, TO DIN 43653 | FUSE, CARTRIDGE, 660V, 50A, TO DIN 43653, BUSSMANN DENMARK | 170M1564 | 0019001164 | EVEREADY BATTERY CO,INC
000000000060125157 | STP-004 | DATA ENRICHMENT | SCV | SCV |  | 2022-09-28 |  |  | 000000000060125157 | BHP1 | BHP Spares & Supplies | 391216 | Circuit protection devices and accessories | EA | MAN2 | FUSE, CERAMIC, 660V AC, 2A, 14MM DIA, 51 | FUSE, CERAMIC, 660V AC, 2A, 14MM DIA, 51MM LONG, FERRAZ | AM14-2A | 0019001270 | FERRAZ SHAWMUT
000000000060125294 | STP-004 | DATA ENRICHMENT | SCV | SCV |  | 2022-09-28 |  |  | 000000000060125294 | BHP1 | BHP Spares & Supplies | 391216 | Circuit protection devices and accessories | EA | MAN2 | FUSE, DIAZED, 500V, 10A, QUICK BLOW, TYP | FUSE, DIAZED, 500V, 10A, QUICK BLOW, TYPE DZ, TO DIN 49515, SIEMENS | 5SB151 | 0019000502 | BLACK & DECKER A'ASIA PTY. LTD.
000000000060125285 | STP-004 | DATA ENRICHMENT | SCV | SCV |  | 2022-09-28 |  |  | 000000000060125285 | BHP1 | BHP Spares & Supplies | 391216 | Circuit protection devices and accessories | EA | MAN2 | FUSE, DIAZED, 500V, 10A, TYPE TDZ, TO DI | FUSE, DIAZED, 500V, 10A, TYPE TDZ, TO DIN 49515, SIEMENS | 5SB251 | 0019000502 | BLACK & DECKER A'ASIA PTY. LTD.
000000000060125295 | STP-004 | DATA ENRICHMENT | SCV | SCV |  | 2022-09-28 |  |  | 000000000060125295 | BHP1 | BHP Spares & Supplies | 391216 | Circuit protection devices and accessories | EA | MAN2 | FUSE, DIAZED, 500V, 16A, QUICK BLOW, TYP | FUSE, DIAZED, 500V, 16A, QUICK BLOW, TYPE DZ, TO DIN 49515, SIEMENS | 5SB161 | 0019000502 | BLACK & DECKER A'ASIA PTY. LTD.
000000000060125287 | STP-004 | DATA ENRICHMENT | SCV | SCV |  | 2022-09-28 |  |  | 000000000060125287 | BHP1 | BHP Spares & Supplies | 391216 | Circuit protection devices and accessories | EA | MAN2 | FUSE, DIAZED, 500V, 20A, TYPE TDZ, TO DI | FUSE, DIAZED, 500V, 20A, TYPE TDZ, TO DIN 49515, SIEMENS | 5SB271 | 0019000502 | BLACK & DECKER A'ASIA PTY. LTD.
000000000060125293 | STP-004 | DATA ENRICHMENT | SCV | SCV |  | 2022-09-28 |  |  | 000000000060125293 | BHP1 | BHP Spares & Supplies | 391216 | Circuit protection devices and accessories | EA | MAN2 | FUSE, DIAZED, 500V, 6A, QUICK BLOW, TYPE | FUSE, DIAZED, 500V, 6A, QUICK BLOW, TYPE DZ, TO DIN 49515, SIEMENS | 5SB131 | 0019011590 | SIEMENS
000000000060220865 | STP-004 | DATA ENRICHMENT | SCV | SCV |  | 2022-09-28 |  |  | 000000000060220865 | BHP1 | BHP Spares & Supplies | 391217 | Electrical hardware and supplies | EA | MAN2 | FUSE, FAST ACTING, 6AMP, DANFOSS | FUSE FAST ACTING 6AMP, DANFOSS, PART NUMBER 176F8797, SSI FMT00275 | 176F8797 | 0019000884 | DANFOSS (AUSTRALIA) PTY LTD
000000000060025566 | STP-004 | DATA ENRICHMENT | SCV | SCV |  | 2022-09-28 |  |  | 000000000060025566 | BHP1 | BHP Spares & Supplies | 391216 | Circuit protection devices and accessories | EA | MAN2 | FUSE, GLASS, 250V AC, 0.5A, 32MM LONG, 6 | FUSE, GLASS, 250V AC, 0.5A, 32MM LONG, 6MM DIA
000000000060025575 | STP-004 | DATA ENRICHMENT | SCV | SCV |  | 2022-09-28 |  |  | 000000000060025575 | BHP1 | BHP Spares & Supplies | 391216 | Circuit protection devices and accessories | EA | MAN2 | FUSE, GLASS, 250V AC, 10A, 32MM LONG, 6M | FUSE, GLASS, 250V AC, 10A, 32MM LONG, 6MM DIA
000000000060025563 | STP-004 | DATA ENRICHMENT | SCV | SCV |  | 2022-09-28 |  |  | 000000000060025563 | BHP1 | BHP Spares & Supplies | 391216 | Circuit protection devices and accessories | EA | MAN2 | FUSE, GLASS, 250V AC, 15A, 20MM LONG, 6M | FUSE, GLASS, 250V AC, 15A, 20MM LONG, 6MM DIA
000000000060025577 | STP-004 | DATA ENRICHMENT | SCV | SCV |  | 2022-09-28 |  |  | 000000000060025577 | BHP1 | BHP Spares & Supplies | 391216 | Circuit protection devices and accessories | EA | MAN2 | FUSE, GLASS, 250V AC, 16A, 32MM LONG, 6M | FUSE, GLASS, 250V AC, 16A, 32MM LONG, 6MM DIA
000000000060025567 | STP-004 | DATA ENRICHMENT | SCV | SCV |  | 2022-09-28 |  |  | 000000000060025567 | BHP1 | BHP Spares & Supplies | 391216 | Circuit protection devices and accessories | EA | MAN2 | FUSE, GLASS, 250V AC, 1A, 32MM LONG, 6MM | FUSE, GLASS, 250V AC, 1A, 32MM LONG, 6MM DIA
000000000060025565 | STP-004 | DATA ENRICHMENT | SCV | SCV |  | 2022-09-28 |  |  | 000000000060025565 | BHP1 | BHP Spares & Supplies | 391216 | Circuit protection devices and accessories | EA | MAN2 | FUSE, GLASS, 250V AC, 250MA, 32MM LONG, | FUSE, GLASS, 250V AC, 250MA, 32MM LONG, 6MM DIA
000000000060025568 | STP-004 | DATA ENRICHMENT | SCV | SCV |  | 2022-09-28 |  |  | 000000000060025568 | BHP1 | BHP Spares & Supplies | 391216 | Circuit protection devices and accessories | EA | MAN2 | FUSE, GLASS, 250V AC, 2A, 32MM LONG, 6MM | FUSE, GLASS, 250V AC, 2A, 32MM LONG, 6MM DIA
000000000060025559 | STP-004 | DATA ENRICHMENT | SCV | SCV |  | 2022-09-28 |  |  | 000000000060025559 | BHP1 | BHP Spares & Supplies | 391216 | Circuit protection devices and accessories | EA | MAN2 | FUSE, GLASS, 250V AC, 3.15A, 20MM LONG, | FUSE, GLASS, 250V AC, 3.15A, 20MM LONG, 5MM DIA
000000000060025569 | STP-004 | DATA ENRICHMENT | SCV | SCV |  | 2022-09-28 |  |  | 000000000060025569 | BHP1 | BHP Spares & Supplies | 391216 | Circuit protection devices and accessories | EA | MAN2 | FUSE, GLASS, 250V AC, 3A, 32MM LONG, 6MM | FUSE, GLASS, 250V AC, 3A, 32MM LONG, 6MM DIA
000000000060025558 | STP-004 | DATA ENRICHMENT | SCV | SCV |  | 2022-09-28 |  |  | 000000000060025558 | BHP1 | BHP Spares & Supplies | 391216 | Circuit protection devices and accessories | EA | MAN2 | FUSE, GLASS, 250V AC, 4A, 20MM LONG, 5MM | FUSE, GLASS, 250V AC, 4A, 20MM LONG, 5MM DIA
000000000060025571 | STP-004 | DATA ENRICHMENT | SCV | SCV |  | 2022-09-28 |  |  | 000000000060025571 | BHP1 | BHP Spares & Supplies | 391216 | Circuit protection devices and accessories | EA | MAN2 | FUSE, GLASS, 250V AC, 4A, 32MM LONG, 6MM | FUSE, GLASS, 250V AC, 4A, 32MM LONG, 6MM DIA
000000000060025572 | STP-004 | DATA ENRICHMENT | SCV | SCV |  | 2022-09-28 |  |  | 000000000060025572 | BHP1 | BHP Spares & Supplies | 391216 | Circuit protection devices and accessories | EA | MAN2 | FUSE, GLASS, 250V AC, 5A, 32MM LONG, 6MM | FUSE, GLASS, 250V AC, 5A, 32MM LONG, 6MM DIA
000000000060025573 | STP-004 | DATA ENRICHMENT | SCV | SCV |  | 2022-09-28 |  |  | 000000000060025573 | BHP1 | BHP Spares & Supplies | 391216 | Circuit protection devices and accessories | EA | MAN2 | FUSE, GLASS, 250V AC, 6.3A, 32MM LONG, 6 | FUSE, GLASS, 250V AC, 6.3A, 32MM LONG, 6MM DIA
000000000060125110 | STP-004 | DATA ENRICHMENT | SCV | SCV |  | 2022-09-28 |  |  | 000000000060125110 | BHP1 | BHP Spares & Supplies | 391216 | Circuit protection devices and accessories | EA | MAN2 | FUSE, GLASS, 250V AC, 750MA, 32MM LONG, | FUSE, GLASS, 250V AC, 750MA, 32MM LONG, 6MM DIA
000000000060249430 | STP-004 | DATA ENRICHMENT | SCV | SCV |  | 2022-09-28 |  |  | 000000000060249430 | BHP1 | BHP Spares & Supplies | 391216 | Circuit protection devices and accessories | BX | MAN2 | FUSE, GLASS, 250VAC, 0.25A,20MM LONG, 5M | FUSE, GLASS, 250VAC, 0.25A,20MM LONG, 5MM DIAMETER, 100 PCS PER BOX | N/A | 0019011819 | Unknown
000000000060249431 | STP-004 | DATA ENRICHMENT | SCV | SCV |  | 2022-09-28 |  |  | 000000000060249431 | BHP1 | BHP Spares & Supplies | 391216 | Circuit protection devices and accessories | BX | MAN2 | FUSE, GLASS, 250VAC, 0.5A,20MM LONG, 5MM | FUSE, GLASS, 250VAC, 0.5A,20MM LONG, 5MM DIAMETER, 100 PCS PER BOX | N/A | 0019011819 | Unknown
000000000060249429 | STP-004 | DATA ENRICHMENT | SCV | SCV |  | 2022-09-28 |  |  | 000000000060249429 | BHP1 | BHP Spares & Supplies | 391216 | Circuit protection devices and accessories | BX | MAN2 | FUSE, GLASS, 250VAC, 50MA,20MM LONG, 5MM | FUSE, GLASS, 250VAC, 50MA,20MM LONG, 5MM DIAMETER, 100 PCS PER BOX | N/A | 0019011819 | Unknown
000000000060185904 | STP-004 | DATA ENRICHMENT | SCV | SCV |  | 2022-09-28 |  |  | 000000000060185904 | BHP1 | BHP Spares & Supplies | 411131 | Gas analyzers | EA | MAN2 | FUSE, GLASS, 2A, 20MM, FIRE CONTROL SYST | FUSE, GLASS, 2A, 20MM, FIRE CONTROL SYSTEM, ZITON
000000000060025540 | STP-004 | DATA ENRICHMENT | SCV | SCV |  | 2022-09-28 |  |  | 000000000060025540 | BHP1 | BHP Spares & Supplies | 391216 | Circuit protection devices and accessories | EA | MAN2 | FUSE, HRC, 240V AC, 10A, GEC | FUSE, HRC, 240V AC, 10A, TO BS 88, GEC | SS10 | 0019002487 | GEC OSRAM LAMPS AND LIGHTING
000000000060025542 | STP-004 | DATA ENRICHMENT | SCV | SCV |  | 2022-09-28 |  |  | 000000000060025542 | BHP1 | BHP Spares & Supplies | 391216 | Circuit protection devices and accessories | EA | MAN2 | FUSE, HRC, 240V AC, 20A, GEC | FUSE, HRC, 240V AC, 20A, GEC | SS20 | 0019002487 | GEC OSRAM LAMPS AND LIGHTING
000000000060025537 | STP-004 | DATA ENRICHMENT | SCV | SCV |  | 2022-09-28 |  |  | 000000000060025537 | BHP1 | BHP Spares & Supplies | 391216 | Circuit protection devices and accessories | EA | MAN2 | FUSE, HRC, 240V AC, 2A, GEC | FUSE, HRC, 240V AC, 2A, GEC | SS2 | 0019002487 | GEC OSRAM LAMPS AND LIGHTING
000000000060025538 | STP-004 | DATA ENRICHMENT | SCV | SCV |  | 2022-09-28 |  |  | 000000000060025538 | BHP1 | BHP Spares & Supplies | 391216 | Circuit protection devices and accessories | EA | MAN2 | FUSE, HRC, 240V AC, 4A, GEC | FUSE, HRC, 240V AC, 4A, GEC | SS4 | 0019002487 | GEC OSRAM LAMPS AND LIGHTING
000000000060025539 | STP-004 | DATA ENRICHMENT | SCV | SCV |  | 2022-09-28 |  |  | 000000000060025539 | BHP1 | BHP Spares & Supplies | 391216 | Circuit protection devices and accessories | EA | MAN2 | FUSE, HRC, 240V AC, 6A, GEC | FUSE, HRC, 240V AC, 6A, GEC | SS6 | 0019002487 | GEC OSRAM LAMPS AND LIGHTING
000000000060249424 | STP-004 | DATA ENRICHMENT | SCV | SCV |  | 2022-09-28 |  |  | 000000000060249424 | BHP1 | BHP Spares & Supplies | 251739 | Electrical components | EA | MAN2 | FUSE, HRC, 380V, 16A, SIEMENS, 3NA3-805 | FUSE, HRC, 380V, 16A, SIEMENS, 3NA3-805, 120KA | 3NA3-805
000000000060025585 | STP-004 | DATA ENRICHMENT | SCV | SCV |  | 2022-09-28 |  |  | 000000000060025585 | BHP1 | BHP Spares & Supplies | 391216 | Circuit protection devices and accessories | EA | MAN2 | FUSE, HRC, 415V AC, 10A, GEC | FUSE, HRC, 415V AC, 10A, GEC, REDUNDANT AS PER ESSI: 411 | NS10 | 0019002487 | GEC OSRAM LAMPS AND LIGHTING
000000000060025586 | STP-004 | DATA ENRICHMENT | SCV | SCV |  | 2022-09-28 |  |  | 000000000060025586 | BHP1 | BHP Spares & Supplies | 391216 | Circuit protection devices and accessories | EA | MAN2 | FUSE, HRC, 415V AC, 15A, GEC | FUSE, HRC, 415V AC, 15A, TO BS 88, GEC | NS15 | 0019002487 | GEC OSRAM LAMPS AND LIGHTING
000000000060025587 | STP-004 | DATA ENRICHMENT | SCV | SCV |  | 2022-09-28 |  |  | 000000000060025587 | BHP1 | BHP Spares & Supplies | 391216 | Circuit protection devices and accessories | EA | MAN2 | FUSE, HRC, 415V AC, 16A, GEC | FUSE, HRC, 415V AC, 16A, GEC | NS16 | 0019002487 | GEC OSRAM LAMPS AND LIGHTING
000000000060025588 | STP-004 | DATA ENRICHMENT | SCV | SCV |  | 2022-09-28 |  |  | 000000000060025588 | BHP1 | BHP Spares & Supplies | 391216 | Circuit protection devices and accessories | EA | MAN2 | FUSE, HRC, 415V AC, 20A, GEC | FUSE, HRC, 415V AC, 20A, GEC | NS20 | 0019002487 | GEC OSRAM LAMPS AND LIGHTING
000000000060025582 | STP-004 | DATA ENRICHMENT | SCV | SCV |  | 2022-09-28 |  |  | 000000000060025582 | BHP1 | BHP Spares & Supplies | 391216 | Circuit protection devices and accessories | EA | MAN2 | FUSE, HRC, 415V AC, 2A, GEC | FUSE, HRC, 415V AC, 2A, GEC | NS2 | 0019002487 | GEC OSRAM LAMPS AND LIGHTING
000000000060025583 | STP-004 | DATA ENRICHMENT | SCV | SCV |  | 2022-09-28 |  |  | 000000000060025583 | BHP1 | BHP Spares & Supplies | 391216 | Circuit protection devices and accessories | EA | MAN2 | FUSE, HRC, 415V AC, 4A, GEC | FUSE, HRC, 415V AC, 4A, GEC, REDUNDANT AS PER ESSI: 411 | NS4 | 0019002487 | GEC OSRAM LAMPS AND LIGHTING
000000000060025584 | STP-004 | DATA ENRICHMENT | SCV | SCV |  | 2022-09-28 |  |  | 000000000060025584 | BHP1 | BHP Spares & Supplies | 391216 | Circuit protection devices and accessories | EA | MAN2 | FUSE, HRC, 415V AC, 6A, GEC | FUSE, HRC, 415V AC, 6A, GEC, REDUNDANT AS PER ESSI: 411 | NS6 | 0019002487 | GEC OSRAM LAMPS AND LIGHTING
000000000060125233 | STP-004 | DATA ENRICHMENT | SCV | SCV |  | 2022-09-28 |  |  | 000000000060125233 | BHP1 | BHP Spares & Supplies | 391216 | Circuit protection devices and accessories | EA | MAN2 | FUSE, HRC, 500V, 100A, TO DIN 43620, SIE | FUSE, HRC, 500V, 100A, TO DIN 43620, SIEMENS | 3NA3130 | 0019000502 | BLACK & DECKER A'ASIA PTY. LTD.
000000000060125234 | STP-004 | DATA ENRICHMENT | SCV | SCV |  | 2022-09-28 |  |  | 000000000060125234 | BHP1 | BHP Spares & Supplies | 391216 | Circuit protection devices and accessories | EA | MAN2 | FUSE, HRC, 500V, 100A, TO DIN 43620, SIE | FUSE, HRC, 500V, 100A, TO DIN 43620, SIEMENS | 3NA3830 | 0019000502 | BLACK & DECKER A'ASIA PTY. LTD.
000000000060125236 | STP-004 | DATA ENRICHMENT | SCV | SCV |  | 2022-09-28 |  |  | 000000000060125236 | BHP1 | BHP Spares & Supplies | 391216 | Circuit protection devices and accessories | EA | MAN2 | FUSE, HRC, 500V, 125A, TO DIN 43620, SIE | FUSE, HRC, 500V, 125A, TO DIN 43620, SIEMENS | 3NA3132 | 0019000502 | BLACK & DECKER A'ASIA PTY. LTD.
000000000060125225 | STP-004 | DATA ENRICHMENT | SCV | SCV |  | 2022-09-28 |  |  | 000000000060125225 | BHP1 | BHP Spares & Supplies | 391216 | Circuit protection devices and accessories | EA | MAN2 | FUSE, HRC, 500V, 40A, TO DIN 43620, SIEM | FUSE, HRC, 500V, 40A, TO DIN 43620, SIEMENS | 3NA3817 | 0019000502 | BLACK & DECKER A'ASIA PTY. LTD.
000000000060125250 | STP-004 | DATA ENRICHMENT | SCV | SCV |  | 2022-09-28 |  |  | 000000000060125250 | BHP1 | BHP Spares & Supplies | 391216 | Circuit protection devices and accessories | EA | MAN2 | FUSE, HRC, 500V, 630A, TO DIN 43620, SIE | FUSE, HRC, 500V, 630A, TO DIN 43620, SIEMENS | 3NA3372 | 0019000502 | BLACK & DECKER A'ASIA PTY. LTD.
000000000060125229 | STP-004 | DATA ENRICHMENT | SCV | SCV |  | 2022-09-28 |  |  | 000000000060125229 | BHP1 | BHP Spares & Supplies | 391216 | Circuit protection devices and accessories | EA | MAN2 | FUSE, HRC, 500V, 63A, TO DIN 43620, SIEM | FUSE, HRC, 500V, 63A, TO DIN 43620, SIEMENS | 3NA3122 | 0019000502 | BLACK & DECKER A'ASIA PTY. LTD.
000000000060025643 | STP-004 | DATA ENRICHMENT | SCV | SCV |  | 2022-09-28 |  |  | 000000000060025643 | BHP1 | BHP Spares & Supplies | 391216 | Circuit protection devices and accessories | EA | MAN2 | FUSE, HRC, 550V AC, 100A, GEC | FUSE, HRC, 550V AC, 100A, TO BS 88, GEC | TC100 | 0019002487 | GEC OSRAM LAMPS AND LIGHTING
000000000060025625 | STP-004 | DATA ENRICHMENT | SCV | SCV |  | 2022-09-28 |  |  | 000000000060025625 | BHP1 | BHP Spares & Supplies | 391216 | Circuit protection devices and accessories | EA | MAN2 | FUSE, HRC, 550V AC, 100A, GEC | FUSE, HRC, 550V AC, 100A, GEC | TCP100 | 0019002487 | GEC OSRAM LAMPS AND LIGHTING
000000000060025599 | STP-004 | DATA ENRICHMENT | SCV | SCV |  | 2022-09-28 |  |  | 000000000060025599 | BHP1 | BHP Spares & Supplies | 391216 | Circuit protection devices and accessories | EA | MAN2 | FUSE, HRC, 550V AC, 10A, GEC | FUSE, HRC, 550V AC, 10A, GEC | NIT10 | 0019002487 | GEC OSRAM LAMPS AND LIGHTING
000000000060025614 | STP-004 | DATA ENRICHMENT | SCV | SCV |  | 2022-09-28 |  |  | 000000000060025614 | BHP1 | BHP Spares & Supplies | 391216 | Circuit protection devices and accessories | EA | MAN2 | FUSE, HRC, 550V AC, 10A, GEC | FUSE, HRC, 550V AC, 10A, TO BS 88, GEC | TIA10 | 0019002487 | GEC OSRAM LAMPS AND LIGHTING
000000000060025644 | STP-004 | DATA ENRICHMENT | SCV | SCV |  | 2022-09-28 |  |  | 000000000060025644 | BHP1 | BHP Spares & Supplies | 391216 | Circuit protection devices and accessories | EA | MAN2 | FUSE, HRC, 550V AC, 125A, GEC | FUSE, HRC, 550V AC, 125A, TO BS 88, GEC | TF125 | 0019002487 | GEC OSRAM LAMPS AND LIGHTING
000000000060025629 | STP-004 | DATA ENRICHMENT | SCV | SCV |  | 2022-09-28 |  |  | 000000000060025629 | BHP1 | BHP Spares & Supplies | 391216 | Circuit protection devices and accessories | EA | MAN2 | FUSE, HRC, 550V AC, 160A, GEC | FUSE, HRC, 550V AC, 160A, TO BS 88, GEC | TFP160 | 0019002487 | GEC OSRAM LAMPS AND LIGHTING
000000000060025616 | STP-004 | DATA ENRICHMENT | SCV | SCV |  | 2022-09-28 |  |  | 000000000060025616 | BHP1 | BHP Spares & Supplies | 391216 | Circuit protection devices and accessories | EA | MAN2 | FUSE, HRC, 550V AC, 16A, GEC | FUSE, HRC, 550V AC, 16A, GEC | TIA16 | 0019002487 | GEC OSRAM LAMPS AND LIGHTING
000000000060025636 | STP-004 | DATA ENRICHMENT | SCV | SCV |  | 2022-09-28 |  |  | 000000000060025636 | BHP1 | BHP Spares & Supplies | 391216 | Circuit protection devices and accessories | EA | MAN2 | FUSE, HRC, 550V AC, 16A, GEC | FUSE, HRC, 550V AC, 16A, GEC | TBC16 | 0019002487 | GEC OSRAM LAMPS AND LIGHTING
000000000060025601 | STP-004 | DATA ENRICHMENT | SCV | SCV |  | 2022-09-28 |  |  | 000000000060025601 | BHP1 | BHP Spares & Supplies | 391216 | Circuit protection devices and accessories | EA | MAN2 | FUSE, HRC, 550V AC, 20A, GEC | FUSE, HRC, 550V AC, 20A, GEC, REDUNDANT AS PER SSI 7307. | NIT20 | 0019002487 | GEC OSRAM LAMPS AND LIGHTING
000000000060025617 | STP-004 | DATA ENRICHMENT | SCV | SCV |  | 2022-09-28 |  |  | 000000000060025617 | BHP1 | BHP Spares & Supplies | 391216 | Circuit protection devices and accessories | EA | MAN2 | FUSE, HRC, 550V AC, 20A, GEC | FUSE, HRC, 550V AC, 20A, TO BS 88, GEC, REDUNDANT AS PER SSI 6541. | TIA20 | 0019002487 | GEC OSRAM LAMPS AND LIGHTING
000000000060125126 | STP-004 | DATA ENRICHMENT | SCV | SCV |  | 2022-09-28 |  |  | 000000000060125126 | BHP1 | BHP Spares & Supplies | 391216 | Circuit protection devices and accessories | EA | MAN2 | FUSE, HRC, 550V AC, 20A, GEC | FUSE, HRC, 550V AC, 20A, TO BS 88, GEC | TBC20 | 0019002487 | GEC OSRAM LAMPS AND LIGHTING
000000000060025648 | STP-004 | DATA ENRICHMENT | SCV | SCV |  | 2022-09-28 |  |  | 000000000060025648 | BHP1 | BHP Spares & Supplies | 391216 | Circuit protection devices and accessories | EA | MAN2 | FUSE, HRC, 550V AC, 250A, GEC | FUSE, HRC, 550V AC, 250A, TO BS 88, GEC | TKF250 | 0019002487 | GEC OSRAM LAMPS AND LIGHTING
000000000060025596 | STP-004 | DATA ENRICHMENT | SCV | SCV |  | 2022-09-28 |  |  | 000000000060025596 | BHP1 | BHP Spares & Supplies | 391216 | Circuit protection devices and accessories | EA | MAN2 | FUSE, HRC, 550V AC, 2A, GEC | FUSE, HRC, 550V AC, 2A, TO BS 88, GEC | NIT2 | 0019002487 | GEC OSRAM LAMPS AND LIGHTING
000000000060025619 | STP-004 | DATA ENRICHMENT | SCV | SCV |  | 2022-09-28 |  |  | 000000000060025619 | BHP1 | BHP Spares & Supplies | 391216 | Circuit protection devices and accessories | EA | MAN2 | FUSE, HRC, 550V AC, 30A, GEC P/N TIA30 | FUSE, HRC, 550V AC, 30A, GEC P/N TIA30 | TIA30 | 0019002487 | GEC OSRAM LAMPS AND LIGHTING
000000000060025650 | STP-004 | DATA ENRICHMENT | SCV | SCV |  | 2022-09-28 |  |  | 000000000060025650 | BHP1 | BHP Spares & Supplies | 391216 | Circuit protection devices and accessories | EA | MAN2 | FUSE, HRC, 550V AC, 315A, GEC | FUSE, HRC, 550V AC, 315A, TO BS 88, GEC | TKF315 | 0019002487 | GEC OSRAM LAMPS AND LIGHTING
000000000060025622 | STP-004 | DATA ENRICHMENT | SCV | SCV |  | 2022-09-28 |  |  | 000000000060025622 | BHP1 | BHP Spares & Supplies | 391216 | Circuit protection devices and accessories | EA | MAN2 | FUSE, HRC, 550V AC, 32-63A, GEC | FUSE, HRC, 550V AC, 32-63A, TO BS 88, GEC | TIA32M63 | 0019002487 | GEC OSRAM LAMPS AND LIGHTING
000000000060025602 | STP-004 | DATA ENRICHMENT | SCV | SCV |  | 2022-09-28 |  |  | 000000000060025602 | BHP1 | BHP Spares & Supplies | 391216 | Circuit protection devices and accessories | EA | MAN2 | FUSE, HRC, 550V AC, 32A, GEC | FUSE, HRC, 550V AC, 32A, GEC | NIT32 | 0019002487 | GEC OSRAM LAMPS AND LIGHTING
000000000060025620 | STP-004 | DATA ENRICHMENT | SCV | SCV |  | 2022-09-28 |  |  | 000000000060025620 | BHP1 | BHP Spares & Supplies | 391216 | Circuit protection devices and accessories | EA | MAN2 | FUSE, HRC, 550V AC, 32A, GEC | FUSE, HRC, 550V AC, 32A, GEC | TIA32 | 0019002487 | GEC OSRAM LAMPS AND LIGHTING
000000000060025638 | STP-004 | DATA ENRICHMENT | SCV | SCV |  | 2022-09-28 |  |  | 000000000060025638 | BHP1 | BHP Spares & Supplies | 391216 | Circuit protection devices and accessories | EA | MAN2 | FUSE, HRC, 550V AC, 32A, GEC | FUSE, HRC, 550V AC, 32A, GEC | TBC32 | 0019002487 | GEC OSRAM LAMPS AND LIGHTING
000000000060025652 | STP-004 | DATA ENRICHMENT | SCV | SCV |  | 2022-09-28 |  |  | 000000000060025652 | BHP1 | BHP Spares & Supplies | 391216 | Circuit protection devices and accessories | EA | MAN2 | FUSE, HRC, 550V AC, 355A, GEC | FUSE, HRC, 550V AC, 355A, TO BS 88, GEC | TMF355 | 0019002487 | GEC OSRAM LAMPS AND LIGHTING
000000000060025633 | STP-004 | DATA ENRICHMENT | SCV | SCV |  | 2022-09-28 |  |  | 000000000060025633 | BHP1 | BHP Spares & Supplies | 391216 | Circuit protection devices and accessories | EA | MAN2 | FUSE, HRC, 550V AC, 400A, GEC | FUSE, HRC, 550V AC, 400A, TO BS 88, GEC | TM400 | 0019002487 | GEC OSRAM LAMPS AND LIGHTING
000000000060025605 | STP-004 | DATA ENRICHMENT | SCV | SCV |  | 2022-09-28 |  |  | 000000000060025605 | BHP1 | BHP Spares & Supplies | 391216 | Circuit protection devices and accessories | EA | MAN2 | FUSE, HRC, 550V AC, 40A, GEC | FUSE, HRC, 550V AC, 40A, TO BS 88, GEC | TIS40 | 0019002487 | GEC OSRAM LAMPS AND LIGHTING
000000000060025597 | STP-004 | DATA ENRICHMENT | SCV | SCV |  | 2022-09-28 |  |  | 000000000060025597 | BHP1 | BHP Spares & Supplies | 391216 | Circuit protection devices and accessories | EA | MAN2 | FUSE, HRC, 550V AC, 4A, GEC | FUSE, HRC, 550V AC, 4A, GEC | NIT4 | 0019002487 | GEC OSRAM LAMPS AND LIGHTING
000000000060025641 | STP-004 | DATA ENRICHMENT | SCV | SCV |  | 2022-09-28 |  |  | 000000000060025641 | BHP1 | BHP Spares & Supplies | 391216 | Circuit protection devices and accessories | EA | MAN2 | FUSE, HRC, 550V AC, 63A, GEC | FUSE, HRC, 550V AC, 63A, TO BS 88, GEC | TBC63 | 0019002487 | GEC OSRAM LAMPS AND LIGHTING
000000000060025598 | STP-004 | DATA ENRICHMENT | SCV | SCV |  | 2022-09-28 |  |  | 000000000060025598 | BHP1 | BHP Spares & Supplies | 391216 | Circuit protection devices and accessories | EA | MAN2 | FUSE, HRC, 550V AC, 6A, GEC | FUSE, HRC, 550V AC, 6A, GEC | NIT6 | 0019002487 | GEC OSRAM LAMPS AND LIGHTING
000000000060025642 | STP-004 | DATA ENRICHMENT | SCV | SCV |  | 2022-09-28 |  |  | 000000000060025642 | BHP1 | BHP Spares & Supplies | 391216 | Circuit protection devices and accessories | EA | MAN2 | FUSE, HRC, 550V AC, 80A, GEC | FUSE, HRC, 550V AC, 80A, GEC | TC80 | 0019002487 | GEC OSRAM LAMPS AND LIGHTING
000000000060125148 | STP-004 | DATA ENRICHMENT | SCV | SCV |  | 2022-09-28 |  |  | 000000000060125148 | BHP1 | BHP Spares & Supplies | 391216 | Circuit protection devices and accessories | EA | MAN2 | FUSE, HRC, 600V AC, 6A, FERRAZ | FUSE, HRC, 600V AC, 6A, TO BS 88, FERRAZ | AM14-6A | 0019001270 | FERRAZ SHAWMUT
000000000060125149 | STP-004 | DATA ENRICHMENT | SCV | SCV |  | 2022-09-28 |  |  | 000000000060125149 | BHP1 | BHP Spares & Supplies | 391216 | Circuit protection devices and accessories | EA | MAN2 | FUSE, HRC, 600V AC, 8A, FERRAZ | FUSE, HRC, 600V AC, 8A, TO BS 88, FERRAZ | AM14-8A | 0019001270 | FERRAZ SHAWMUT
000000000060213787 | STP-004 | DATA ENRICHMENT | SCV | SCV |  | 2022-09-28 |  |  | 000000000060213787 | BHP1 | BHP Spares & Supplies | 321310 | Electronic component parts and raw materials and accessories | EA | MAN2 | FUSE, LINK 100AMP HT P/N FL100K | FUSE, LINK 100AMP HT P/N FL100K | FL100K | 0019011466 | NORTHLITE ELECTRICAL
000000000060213786 | STP-004 | DATA ENRICHMENT | SCV | SCV |  | 2022-09-28 |  |  | 000000000060213786 | BHP1 | BHP Spares & Supplies | 321310 | Electronic component parts and raw materials and accessories | EA | MAN2 | FUSE, LINK 80AMP HT P/N FL80K | FUSE, LINK 80AMP HT P/N FL80K | FL80K | 0019011466 | NORTHLITE ELECTRICAL
000000000060220095 | STP-004 | DATA ENRICHMENT | SCV | SCV |  | 2022-09-28 |  |  | 000000000060220095 | BHP1 | BHP Spares & Supplies | 251739 | Electrical components | EA | MAN2 | FUSE, LINK, SIBA 3027156.250, In:250A | FUSE, LINK, SIBA 3027156.250, In:250A, Un:7.2Kv, VDE 0670 T4, BOLTED, SSI FMT00180 | VDE 0670T4; 3027156.250 | 0019003028 | SIBA SICHERUNGEN GMBH,W.GERMANY
000000000060220096 | STP-004 | DATA ENRICHMENT | SCV | SCV |  | 2022-09-28 |  |  | 000000000060220096 | BHP1 | BHP Spares & Supplies | 251739 | Electrical components | EA | MAN2 | FUSE, LINK, SIBA 3027156.80, In:80A | FUSE, LINK, SIBA 3027156.80, In:80A, Un:7.2Kv, VDE 0670 T4, BOLTED, FMT00180 | VDE 0670T4; 3027156.80 | 0019003028 | SIBA SICHERUNGEN GMBH,W.GERMANY
000000000060124823 | STP-004 | DATA ENRICHMENT | SCV | SCV |  | 2022-09-28 |  |  | 000000000060124823 | BHP1 | BHP Spares & Supplies | 391216 | Circuit protection devices and accessories | EA | MAN2 | FUSE, STRIKER PIN TYPE, 315A, 7.2KV SWIT | FUSE, STRIKER PIN TYPE, 315A, 7.2KV SWITCHGEAR, 292MM LONG, SIBA | 3010014-315A | 0019003028 | SIBA SICHERUNGEN GMBH,W.GERMANY
000000000060124822 | STP-004 | DATA ENRICHMENT | SCV | SCV |  | 2022-09-28 |  |  | 000000000060124822 | BHP1 | BHP Spares & Supplies | 391216 | Circuit protection devices and accessories | EA | MAN2 | FUSE, STRIKER PIN TYPE, 315A, 7.2KV SWIT | FUSE, STRIKER PIN TYPE, 315A, 7.2KV SWITCHGEAR, 442MM LONG, SIBA | 3011014-315A | 0019003028 | SIBA SICHERUNGEN GMBH,W.GERMANY
000000000060096952 | STP-004 | DATA ENRICHMENT | SCV | SCV |  | 2022-09-28 |  |  | 000000000060096952 | BHP1 | BHP Spares & Supplies | 391216 | Circuit protection devices and accessories | EA | MAN2 | FUSE, STRIKER PIN, 12KV, 254MM LONG X 64 | FUSE, STRIKER PIN, 12KV, 254MM LONG X 64MM, KEBXO 63A, TO BS 2692-1975, GEC
000000000060124809 | STP-004 | DATA ENRICHMENT | SCV | SCV |  | 2022-09-28 |  |  | 000000000060124809 | BHP1 | BHP Spares & Supplies | 391216 | Circuit protection devices and accessories | EA | MAN2 | FUSE, TYPE WKNHO 225, 225A, 6.6KV, C/W I | FUSE, TYPE WKNHO 225, 225A, 6.6KV, C/W INDICATOR PIN
000000000060220856 | STP-004 | DATA ENRICHMENT | SCV | SCV |  | 2022-09-28 |  |  | 000000000060220856 | BHP1 | BHP Spares & Supplies | 391217 | Electrical hardware and supplies | EA | MAN2 | FUSE, ULTRA FAST 900AMP, 700V, DANFOSS | FUSE ULTRA FAST 900AMP,700V, DANFOSS, PART NUMBER 176F8592, SSI FMT00275 | 176F8592 | 0019000884 | DANFOSS (AUSTRALIA) PTY LTD
000000000060115859 | STP-004 | DATA ENRICHMENT | SCV | SCV |  | 2022-09-28 |  |  | 000000000060115859 | BHP1 | BHP Spares & Supplies | 391216 | Circuit protection devices and accessories | EA | MAN2 | FUSE, UR-HILT, 660V, 700A, 170M5813 ZILO | FUSE, UR-HILT, 660V, 700A, 170M5813 ZILOX DIN 2, FREQUENCY CONVERTOR, AIR BLOWERS, TYPE P21 & P22 INSTRUMENTATION, OUTOKUMPU ENGINEE, RING, PELLETISING PLANT, FURNACE, FERROMETALS
000000000060227198 | STP-004 | DATA ENRICHMENT | SCV | SCV |  | 2022-09-28 |  |  | 000000000060227198 | BHP1 | BHP Spares & Supplies | 391217 | Electrical hardware and supplies | EA | MAN2 | FUSE,100MA 5X20MM,GLASS FAST BLOW/100 | FUSE, 100MA 5X20MM, GLASS FAST BLOW/100
000000000060250605 | STP-004 | DATA ENRICHMENT | SCV | SCV |  | 2022-09-28 |  |  | 000000000060250605 | BHP1 | BHP Spares & Supplies | 391200 | Electrical equipment and components and supplies | EA | MAN2 | FUSE,10X38MM,32AMP,PORCELAIN BARREL,EA | FUSE, 10X38MM, 32AMP, PORCELAIN BARREL, EATON, PART NO: C10G32, CARTRIDGE FUSES, EA | C10G32 | 0019011819 | Unknown
000000000060227224 | STP-004 | DATA ENRICHMENT | SCV | SCV |  | 2022-09-28 |  |  | 000000000060227224 | BHP1 | BHP Spares & Supplies | 320000 | Electronic Components and Supplies | EA | MAN2 | FUSE,220AMP,525V,170M1421 BUSSMAN | FUSE 220AMP 525V 170M1421 BUSSMAN
000000000060252854 | STP-004 | DATA ENRICHMENT | SCV | SCV |  | 2022-09-28 |  |  | 000000000060252854 | BHP1 | BHP Spares & Supplies | 391216 | Circuit protection devices and accessories | EA | MAN2 | FUSE,32A,10X38MM,CC,EA | FUSE, 32A, 10X38MM, CERAMIC CARTRIDGE, BUSSMANN, C10G32, EACH | C-10G32 | 0019011819 | Unknown
000000000060230923 | STP-004 | DATA ENRICHMENT | SCV | SCV |  | 2022-09-28 |  |  | 000000000060230923 | BHP1 | BHP Spares & Supplies | 200000 | Mining Machinery and Accessories | EA | MAN2 | FUSE,400A UV-70400048 | FUSE, 400A UV-70400048 | UV-70400048 | 0019011370 | AARD MINING
000000000060227197 | STP-004 | DATA ENRICHMENT | SCV | SCV |  | 2022-09-28 |  |  | 000000000060227197 | BHP1 | BHP Spares & Supplies | 391217 | Electrical hardware and supplies | EA | MAN2 | FUSE,500MA 5X20MM,GLASS FAST BLOW/100 | FUSE, 500MA 5X20MM, GLASS FAST BLOW/100
000000000060235433 | STP-004 | DATA ENRICHMENT | SCV | SCV |  | 2022-09-28 |  |  | 000000000060235433 | BHP1 | BHP Spares & Supplies | 411165 | Instrument parts and accessories | EA | MAN2 | FUSE,ACDC,FASTBLOW,6MM X 38MM,POWER FUSE | FUSE,ACDC,FASTBLOW POWER FUSE,2A,T1L 500V,6MM X 38MM
000000000060245990 | STP-004 | DATA ENRICHMENT | SCV | SCV |  | 2022-09-28 |  |  | 000000000060245990 | BHP1 | BHP Spares & Supplies | P2060 | Vehicle spares | EA | MAN2 | FUSE,BLADE,10AMP | FUSE,BLADE,10AMP
000000000060245994 | STP-004 | DATA ENRICHMENT | SCV | SCV |  | 2022-09-28 |  |  | 000000000060245994 | BHP1 | BHP Spares & Supplies | P2060 | Vehicle spares | EA | MAN2 | FUSE,BLADE,15AMP | FUSE,BLADE,15AMP
000000000060218341 | STP-004 | DATA ENRICHMENT | SCV | SCV |  | 2022-09-28 |  |  | 000000000060218341 | BHP1 | BHP Spares & Supplies | 251739 | Electrical components | EA | MAN2 | FUSE,BLADE,2 PIN,LARGE,10A | FUSE,BLADE,2 PIN,LARGE,10A
000000000060218342 | STP-004 | DATA ENRICHMENT | SCV | SCV |  | 2022-09-28 |  |  | 000000000060218342 | BHP1 | BHP Spares & Supplies | 251739 | Electrical components | EA | MAN2 | FUSE,BLADE,2 PIN,LARGE,15A | FUSE,BLADE,2 PIN,LARGE,15A
000000000060218343 | STP-004 | DATA ENRICHMENT | SCV | SCV |  | 2022-09-28 |  |  | 000000000060218343 | BHP1 | BHP Spares & Supplies | 251739 | Electrical components | EA | MAN2 | FUSE,BLADE,2 PIN,LARGE,20A | FUSE,BLADE,2 PIN,LARGE,20A
000000000060218344 | STP-004 | DATA ENRICHMENT | SCV | SCV |  | 2022-09-28 |  |  | 000000000060218344 | BHP1 | BHP Spares & Supplies | 251739 | Electrical components | EA | MAN2 | FUSE,BLADE,2 PIN,LARGE,30A | FUSE,BLADE,2 PIN,LARGE,30A
000000000060245993 | STP-004 | DATA ENRICHMENT | SCV | SCV |  | 2022-09-28 |  |  | 000000000060245993 | BHP1 | BHP Spares & Supplies | P2060 | Vehicle spares | EA | MAN2 | FUSE,BLADE,20AMP | FUSE,BLADE,20AMP
000000000060245989 | STP-004 | DATA ENRICHMENT | SCV | SCV |  | 2022-09-28 |  |  | 000000000060245989 | BHP1 | BHP Spares & Supplies | P2060 | Vehicle spares | EA | MAN2 | FUSE,BLADE,25AMP | FUSE,BLADE,25AMP
000000000060245996 | STP-004 | DATA ENRICHMENT | SCV | SCV |  | 2022-09-28 |  |  | 000000000060245996 | BHP1 | BHP Spares & Supplies | P2060 | Vehicle spares | EA | MAN2 | FUSE,BLADE,30AMP | FUSE,BLADE,30AMP
000000000060235773 | STP-004 | DATA ENRICHMENT | SCV | SCV |  | 2022-09-28 |  |  | 000000000060235773 | BHP1 | BHP Spares & Supplies | 200000 | Mining Machinery and Accessories | EA | MAN2 | FUSE,BLADE,ATS10-10AMP | FUSE,BLADE,ATS10-10AMP |  | 0019011367 | ELECTRO DIESEL
000000000060235774 | STP-004 | DATA ENRICHMENT | SCV | SCV |  | 2022-09-28 |  |  | 000000000060235774 | BHP1 | BHP Spares & Supplies | 200000 | Mining Machinery and Accessories | EA | MAN2 | FUSE,BLADE,ATS15-15AMP | FUSE,BLADE,ATS15-15AMP |  | 0019011367 | ELECTRO DIESEL
000000000060235775 | STP-004 | DATA ENRICHMENT | SCV | SCV |  | 2022-09-28 |  |  | 000000000060235775 | BHP1 | BHP Spares & Supplies | 200000 | Mining Machinery and Accessories | EA | MAN2 | FUSE,BLADE,ATS20-20AMP | FUSE,BLADE,ATS20-20AMP |  | 0019011367 | ELECTRO DIESEL
000000000060235776 | STP-004 | DATA ENRICHMENT | SCV | SCV |  | 2022-09-28 |  |  | 000000000060235776 | BHP1 | BHP Spares & Supplies | 200000 | Mining Machinery and Accessories | EA | MAN2 | FUSE,BLADE,ATS25-25AMP | FUSE,BLADE,ATS25-25AMP |  | 0019011367 | ELECTRO DIESEL
000000000060235777 | STP-004 | DATA ENRICHMENT | SCV | SCV |  | 2022-09-28 |  |  | 000000000060235777 | BHP1 | BHP Spares & Supplies | 200000 | Mining Machinery and Accessories | EA | MAN2 | FUSE,BLADE,ATS30-30AMP | FUSE,BLADE,ATS30-30AMP |  | 0019011367 | ELECTRO DIESEL
000000000060235772 | STP-004 | DATA ENRICHMENT | SCV | SCV |  | 2022-09-28 |  |  | 000000000060235772 | BHP1 | BHP Spares & Supplies | 200000 | Mining Machinery and Accessories | EA | MAN2 | FUSE,BLADE,ATS7,5-7,5AMP | FUSE,BLADE,ATS7,5-7,5AMP |  | 0019011367 | ELECTRO DIESEL
000000000060245992 | STP-004 | DATA ENRICHMENT | SCV | SCV |  | 2022-09-28 |  |  | 000000000060245992 | BHP1 | BHP Spares & Supplies | P2060 | Vehicle spares | EA | MAN2 | FUSE,BLADE,MINI,10AMP | FUSE,BLADE,MINI,10AMP
000000000060245999 | STP-004 | DATA ENRICHMENT | SCV | SCV |  | 2022-09-28 |  |  | 000000000060245999 | BHP1 | BHP Spares & Supplies | P2060 | Vehicle spares | EA | MAN2 | FUSE,BLADE,MINI,20AMP | FUSE,BLADE,MINI,20AMP
000000000060245991 | STP-004 | DATA ENRICHMENT | SCV | SCV |  | 2022-09-28 |  |  | 000000000060245991 | BHP1 | BHP Spares & Supplies | P2060 | Vehicle spares | EA | MAN2 | FUSE,BLADE,MINI,25AMP | FUSE,BLADE,MINI,250AMP
000000000060246002 | STP-004 | DATA ENRICHMENT | SCV | SCV |  | 2022-09-28 |  |  | 000000000060246002 | BHP1 | BHP Spares & Supplies | P2060 | Vehicle spares | EA | MAN2 | FUSE,BLADE,MINI,30AMP | FUSE,BLADE,MINI,30AMP
000000000060248074 | STP-004 | DATA ENRICHMENT | SCV | SCV |  | 2022-09-28 |  |  | 000000000060248074 | BHP1 | BHP Spares & Supplies | 441030 | Fusers and accessories | EA | MAN2 | FUSE,CARTRIDGE,10X38,4A,500VAC,EA | FUSE, CARTRIDGE, 10X38,4A, 500VAC, EACH |  | 0019011819 | Unknown
000000000060240869 | STP-004 | DATA ENRICHMENT | SCV | SCV |  | 2022-09-28 |  |  | 000000000060240869 | BHP1 | BHP Spares & Supplies | P1045 | Electrical equipment & parts, switches, switchboards, barrie | EA | MAN2 | FUSE,CARTRIDGE,500VAC,6A,10MMDIA | FUSE, CARTRIDGE, 500V AC, 6A, 10MM DIA, 38MM LONG, ULTRA RAPID, REF K215128, MERSEN
000000000060247713 | STP-004 | DATA ENRICHMENT | SCV | SCV |  | 2022-09-28 |  |  | 000000000060247713 | BHP1 | BHP Spares & Supplies | 321300 | Electronic hardware and component parts and accessories | EA | MAN2 | FUSE,CERAMIC,5X20MM,5A,250/500V,EA | FUSE, CERAMIC, 5 X 20MM, 5A, 250/500V, EACH
000000000060249432 | STP-004 | DATA ENRICHMENT | SCV | SCV |  | 2022-09-28 |  |  | 000000000060249432 | BHP1 | BHP Spares & Supplies | 391216 | Circuit protection devices and accessories | BX | MAN2 | FUSE,GLASS, 250V AC, 1A,20MM LONG,5MM DI | FUSE,GLASS, 250V AC, 1A,20MM LONG,5MM DIAMETER, 100PCS PER BOX | N/A | 0019011819 | Unknown
000000000060245615 | STP-004 | DATA ENRICHMENT | SCV | SCV |  | 2022-09-28 |  |  | 000000000060245615 | BHP1 | BHP Spares & Supplies | 200000 | Mining Machinery and Accessories | EA | MAN2 | FUSE,HOLDER,0-30A,BLADE | FUSE,HOLDER,0-30A,BLADE | ZC-9012 | 0019011819 | Unknown
000000000060219942 | STP-004 | DATA ENRICHMENT | SCV | SCV |  | 2022-09-28 |  |  | 000000000060219942 | BHP1 | BHP Spares & Supplies | 320000 | Electronic Components and Supplies | EA | MAN2 | FUSE,INTERNAL-FAN,TRANSFORMER,15 AMP | FUSE INTERNAL FAN FRANSFORMER 15 AMP PART NO 176F8609 PELLETISING, SSI FMT00155, SSI FMT00275 |  | 0019000884 | DANFOSS (AUSTRALIA) PTY LTD
000000000060219941 | STP-004 | DATA ENRICHMENT | SCV | SCV |  | 2022-09-28 |  |  | 000000000060219941 | BHP1 | BHP Spares & Supplies | 320000 | Electronic Components and Supplies | EA | MAN2 | FUSE,INTERNAL-PWR CARD/FAN,4AMP,600V KTK | FUSE INTERNAL PWR CARD/FAN 4AMP 600V KTK PART NO 176F8440 PELLETISING, SSI FMT00155, SSI FMT00276 |  | 0019000884 | DANFOSS (AUSTRALIA) PTY LTD
000000000060219940 | STP-004 | DATA ENRICHMENT | SCV | SCV |  | 2022-09-28 |  |  | 000000000060219940 | BHP1 | BHP Spares & Supplies | 320000 | Electronic Components and Supplies | EA | MAN2 | FUSE,INTERNAL-SOFTCHARGE,20AMP,500V | FUSE INTERNAL SOFTCHARGE 20AMP 500V PART NO 176F8336 PELLETISING, SSI FMT00155, SSI FMT00276 |  | 0019000884 | DANFOSS (AUSTRALIA) PTY LTD
000000000060250690 | STP-004 | DATA ENRICHMENT | SCV | SCV |  | 2022-09-28 |  |  | 000000000060250690 | BHP1 | BHP Spares & Supplies | 391200 | Electrical equipment and components and supplies | EA | MAN2 | FUSE,LINK,140AMP,HT,P/N,FL140K | FUSE,LINK,140AMP,HT,P/N,FL140K | FL140K | 0019011819 | Unknown
000000000060235765 | STP-004 | DATA ENRICHMENT | SCV | SCV |  | 2022-09-28 |  |  | 000000000060235765 | BHP1 | BHP Spares & Supplies | 200000 | Mining Machinery and Accessories | EA | MAN2 | FUSE,MINI,BLADE,ATN10-10AMP | FUSE,MINI,BLADE,ATN10-10AMP |  | 0019011367 | ELECTRO DIESEL
000000000060235766 | STP-004 | DATA ENRICHMENT | SCV | SCV |  | 2022-09-28 |  |  | 000000000060235766 | BHP1 | BHP Spares & Supplies | 200000 | Mining Machinery and Accessories | EA | MAN2 | FUSE,MINI,BLADE,ATN15-15AMP | FUSE,MINI,BLADE,ATN15-15AMP |  | 0019011367 | ELECTRO DIESEL
000000000060235767 | STP-004 | DATA ENRICHMENT | SCV | SCV |  | 2022-09-28 |  |  | 000000000060235767 | BHP1 | BHP Spares & Supplies | 200000 | Mining Machinery and Accessories | EA | MAN2 | FUSE,MINI,BLADE,ATN20-20AMP | FUSE,MINI,BLADE,ATN20-20AMP |  | 0019011367 | ELECTRO DIESEL
000000000060178301 | STP-004 | DATA ENRICHMENT | SCV | SCV |  | 2022-09-28 |  |  | 000000000060178301 | BHP1 | BHP Spares & Supplies | 391217 | Electrical hardware and supplies | EA | MAN2 | FUSE,SIEMENS SITOR,100A,690V,50KA,3NE1 0 | FUSE,SIEMENS SITOR,100A,690V,50KA,3NE1 021-0,M1/M2 FURNACE, AS PER SSI 3456 | 3NE1 021-0 | 0019003033 | SIEMENS GMBH,W.GERMANY
000000000060178304 | STP-004 | DATA ENRICHMENT | SCV | SCV |  | 2022-09-28 |  |  | 000000000060178304 | BHP1 | BHP Spares & Supplies | 391217 | Electrical hardware and supplies | EA | MAN2 | FUSE,SIEMENS SITOR,20A,690V,50KA,3NE1 81 | FUSE,SIEMENS SITOR,20A,690V,50KA,3NE1 814-0,PSP3 PELLETISING PLANT, AS PER SSI 3459 | 3NE1 814-0 | 0019003033 | SIEMENS GMBH,W.GERMANY
000000000060178298 | STP-004 | DATA ENRICHMENT | SCV | SCV |  | 2022-09-28 |  |  | 000000000060178298 | BHP1 | BHP Spares & Supplies | 391217 | Electrical hardware and supplies | EA | MAN2 | FUSE,SIEMENS SITOR,315A,690V,100KA,3NE1 | FUSE,SIEMENS SITOR,315A,690V,100KA,3NE1 230-2,PSP3 PELLETISING PLANT, AS PER SSI 3452 | 3NE1 230-2 | 0019003033 | SIEMENS GMBH,W.GERMANY
000000000060178303 | STP-004 | DATA ENRICHMENT | SCV | SCV |  | 2022-09-28 |  |  | 000000000060178303 | BHP1 | BHP Spares & Supplies | 391217 | Electrical hardware and supplies | EA | MAN2 | FUSE,SIEMENS SITOR,40A,690V,50KA,3NE1 80 | FUSE,SIEMENS SITOR,40A,690V,50KA,3NE1 802-0,PSP3 PELLETISING PLANT, AS PER SSI 3458 | 3NE1 802-0 | 0019003033 | SIEMENS GMBH,W.GERMANY
000000000060178299 | STP-004 | DATA ENRICHMENT | SCV | SCV |  | 2022-09-28 |  |  | 000000000060178299 | BHP1 | BHP Spares & Supplies | 391217 | Electrical hardware and supplies | EA | MAN2 | FUSE,SIEMENS SITOR,560A,690V,100KA,3NE1 | FUSE,SIEMENS SITOR,560A,690V,100KA,3NE1 435-2,PSP3 PELLETISING PLANT, AS PER SSI 3454 | 3NE1 435-2 | 0019003033 | SIEMENS GMBH,W.GERMANY
000000000060178302 | STP-004 | DATA ENRICHMENT | SCV | SCV |  | 2022-09-28 |  |  | 000000000060178302 | BHP1 | BHP Spares & Supplies | 391217 | Electrical hardware and supplies | EA | MAN2 | FUSE,SIEMENS SITOR,80A,690V,50KA,3NE1 80 | FUSE,SIEMENS SITOR,80A,690V,50KA,3NE1 802-0,M1/M2 FURNACE, AS PER SSI 3457 | 3NE 182-0 | 0019003033 | SIEMENS GMBH,W.GERMANY
000000000060178300 | STP-004 | DATA ENRICHMENT | SCV | SCV |  | 2022-09-28 |  |  | 000000000060178300 | BHP1 | BHP Spares & Supplies | 391217 | Electrical hardware and supplies | EA | MAN2 | FUSE,SIEMENS SITOR,850A,690V,100KA,3NE1 | FUSE,SIEMENS SITOR,850A,690V,100KA,3NE1 448-2,PSP 3 PELLETISING PLANT, AS PER SSI 3455 | 3NE1 448-2 | 0019003033 | SIEMENS GMBH,W.GERMANY
000000000060175476 | STP-004 | DATA ENRICHMENT | SCV | SCV |  | 2022-09-28 |  |  | 000000000060175476 | BHP1 | BHP Spares & Supplies | 441030 | Fusers and accessories | EA | MAN2 | FUSE,SITOR,500 VA,690VAC | FUSE,SITOR,500 VA,690VAC, AS PER SSI 2416 | 3NE1334-2 | 0019003033 | SIEMENS GMBH,W.GERMANY
000000000060166270 | STP-004 | DATA ENRICHMENT | SCV | SCV |  | 2022-09-28 |  |  | 000000000060166270 | BHP1 | BHP Spares & Supplies | 251739 | Electrical components | EA | MAN2 | FUSE,TYPE WKNHO,250A,6.6KV,C/W IND P | FUSE: TYPE WKNHO, 250A, 6.6KV, C/W IND PIN
000000000060225069 | STP-004 | DATA ENRICHMENT | SCV | SCV |  | 2022-09-28 |  |  | 000000000060225069 | BHP1 | BHP Spares & Supplies | 391200 | Electrical equipment and components and supplies | EA | MAN2 | FUSE;630A,SIZE 3,TO DIN 24588 | FUSE;630A,SIZE 3,TO DIN 24588, NEW STOCK AS PER "ESSI 77" | 24588-630A
000000000060255151 | STP-004 | DATA ENRICHMENT | SCV | SCV |  | 2022-09-28 |  |  | 000000000060255151 | BHP1 | BHP Spares & Supplies | 391216 | Circuit protection devices and accessories | EA | MAN2 | FUSE-LINK, HIGH SPEED, 160 A, AC 690 V, | FUSE-LINK, HIGH SPEED, 160 A, AC 690 V, AR,DUAL INDICATOR, LIVE GRIPPING LUGS DIN000 170M1569D EATON BUSSMANN | DIN000-170M1569D | 0019011819 | Unknown
000000000060125323 | STP-004 | DATA ENRICHMENT | SCV | SCV |  | 2022-09-28 |  |  | 000000000060125323 | BHP1 | BHP Spares & Supplies | 391216 | Circuit protection devices and accessories | EA | MAN2 | FUSELINKS, 50A, 15KVA, UNIVERSAL EXPULSI | FUSELINKS, 50A, 15KVA, UNIVERSAL EXPULSION TYPE, FAST BLOWING
000000000060234322 | STP-004 | DATA ENRICHMENT | SCV | SCV |  | 2022-09-28 |  |  | 000000000060234322 | BHP1 | BHP Spares & Supplies | 391200 | Electrical equipment and components and supplies | EA | MAN2 | FUSES CARTRIDGE 10 X 38 1A 500V AC | FUSES CARTRIDGE 10 X 38 1A 500V AC
000000000060096953 | STP-004 | DATA ENRICHMENT | SCV | SCV |  | 2022-09-28 |  |  | 000000000060096953 | BHP1 | BHP Spares & Supplies | 391216 | Circuit protection devices and accessories | EA | MAN2 | HRC FUSE LINK, 660V, 100A, TYPE TCP100 | HRC FUSE LINK, 660V, 100A, TYPE TCP100
000000000060252117 | STP-004 | DATA ENRICHMENT | SCV | SCV |  | 2022-09-28 |  |  | 000000000060252117 | BHP1 | BHP Spares & Supplies | P1045 | Electrical equipment & parts, switches, switchboards, barrie | EA | MAN2 | ?POWER SUPPLY-PART-DN4014 | ?POWER SUPPLY, SWITCHED-MODE, 24VDC, 20A, INPUT VOLTAGE 240V, TERMINALS, IO LINK NETWORK, NEW STOCK AS PER ESSI: 2801 | DN4014 | 0019001663 | IFM ELECTRONIC GMBH
000000000060219737 | STP-004 | DATA ENRICHMENT | SCV | SCV |  | 2022-09-28 |  |  | 000000000060219737 | BHP1 | BHP Spares & Supplies | 432100 | Computer Equipment and Accessories | EA | MAN2 | COMP H/W, POWER SUPPLY, 12V | COMPUTER HARDWARE, POWER SUPPLY, 12V, NEW STOCK AS PER SSI 7062.
000000000060161364 | STP-004 | DATA ENRICHMENT | SCV | SCV |  | 2022-09-28 |  |  | 000000000060161364 | BHP1 | BHP Spares & Supplies | 432100 | Computer Equipment and Accessories | EA | MAN2 | COMP H/W, POWER SUPPLY, 5V DC, DESKTOP, | COMPUTER HARDWARE, POWER SUPPLY, 5V DC, DESKTOP, OUTPUT PLUG, 2.1MM ID X 5.5MM OD, MANTECH | ES18A05-P1J | 0019000000 | 1069
000000000060182063 | STP-004 | DATA ENRICHMENT | SCV | SCV |  | 2022-09-28 |  |  | 000000000060182063 | BHP1 | BHP Spares & Supplies | 411165 | Instrument parts and accessories | EA | MAN2 | ICP,HIGH,VOLTAGE,POWER,SUPPLY | ICP,HIGH,VOLTAGE,POWER,SUPPLY | 76043101 | 0019011505 | SPECTRO ANALYTICAL INSTRUMENTS
000000000060249408 | STP-004 | DATA ENRICHMENT | SCV | SCV |  | 2022-09-28 |  |  | 000000000060249408 | BHP1 | BHP Spares & Supplies | 432100 | Computer Equipment and Accessories | EA | MAN2 | NETWK EQUIP, POWER SUPPLY, HP | NETWORK EQUIPMENT, POWER SUPPLY, HP PROCURVE, 1500W
000000000060227338 | STP-004 | DATA ENRICHMENT | SCV | SCV |  | 2022-09-28 |  |  | 000000000060227338 | BHP1 | BHP Spares & Supplies | 261000 | Power sources | EA | MAN2 | POWER SUPPLY 24VDC OUT 2.5A F45 CRANE | DINRAIL MOUNT 100-230VAC IN 24VDC OUT 2.5A POWER SUPPLY CRANE 31/32 MAIN HOIST SCALE | 24VDC2.5A | 0019011439 | NCS INDUSTRIAL WEIGHING
000000000060223998 | STP-004 | DATA ENRICHMENT | SCV | SCV |  | 2022-09-28 |  |  | 000000000060223998 | BHP1 | BHP Spares & Supplies | 391200 | Electrical equipment and components and supplies | EA | MAN2 | POWER SUPPLY BOARD APOW-01,ABB | POWER SUPPLY BOARD APOW-01,ABB | 64493663
000000000060234260 | STP-004 | DATA ENRICHMENT | SCV | SCV |  | 2022-09-28 |  |  | 000000000060234260 | BHP1 | BHP Spares & Supplies | 320000 | Electronic Components and Supplies | EA | MAN2 | POWER SUPPLY BRD 01C | POWER SUPPLY BRD 01C
000000000060234261 | STP-004 | DATA ENRICHMENT | SCV | SCV |  | 2022-09-28 |  |  | 000000000060234261 | BHP1 | BHP Spares & Supplies | 320000 | Electronic Components and Supplies | EA | MAN2 | POWER SUPPLY BRD 21C | POWER SUPPLY BRD 21C
000000000060235021 | STP-004 | DATA ENRICHMENT | SCV | SCV |  | 2022-09-28 |  |  | 000000000060235021 | BHP1 | BHP Spares & Supplies | 411165 | Instrument parts and accessories | EA | MAN2 | POWER SUPPLY TYPE 1000 24VDC 130mA | POWER SUPPLY TYPE 1000 24VDC 130MA24VAC 130MA OUTPUT 220V
000000000060219725 | STP-004 | DATA ENRICHMENT | SCV | SCV |  | 2022-09-28 |  |  | 000000000060219725 | BHP1 | BHP Spares & Supplies | 432116 | Computer accessories | EA | MAN2 | POWER SUPPLY, 12/24V, P/N:L30122 | POWER SUPPLY, 12/24V, P/N:L30122, NEW STOCK AS PER SSI 7053.
000000000060161366 | STP-004 | DATA ENRICHMENT | SCV | SCV |  | 2022-09-28 |  |  | 000000000060161366 | BHP1 | BHP Spares & Supplies | 391210 | Power conditioning equipment | EA | MAN2 | POWER SUPPLY, 12V DC, DESCTOP, OUTPUT PL | POWER SUPPLY, 12V DC, DESCTOP, OUTPUT PLUG, 2.1MM ID X 5.5MM OD, MANTECH | ES18A12-P1J | 0019000000 | 1069
000000000060214656 | STP-004 | DATA ENRICHMENT | SCV | SCV |  | 2022-09-28 |  |  | 000000000060214656 | BHP1 | BHP Spares & Supplies | 411165 | Instrument parts and accessories | EA | MAN2 | POWER SUPPLY, 1606-XL 120E-3, ALLEN BRAD | POWER SUPPLY, 1606-XL 120E-3, ALLEN BRADLEY | 1606-XL 120E-3 | 0019011606 | ALLAN BRADLEY
000000000060214961 | STP-004 | DATA ENRICHMENT | SCV | SCV |  | 2022-09-28 |  |  | 000000000060214961 | BHP1 | BHP Spares & Supplies | 411165 | Instrument parts and accessories | EA | MAN2 | POWER SUPPLY, 1P 6ES7407-0KA02-0AA0, SIE | POWER SUPPLY, 1P 6ES7407-0KA02-0AA0, SIEMENS | 1P 6ES7407-0KA02-0AA0 | 0019011590 | SIEMENS
000000000060161365 | STP-004 | DATA ENRICHMENT | SCV | SCV |  | 2022-09-28 |  |  | 000000000060161365 | BHP1 | BHP Spares & Supplies | 391210 | Power conditioning equipment | EA | MAN2 | POWER SUPPLY, 9V DC, DESCTOP, OUTPUT PLU | POWER SUPPLY, 9V DC, DESCTOP, OUTPUT PLUG, 2.1MM ID X 5.5MM OD, MANTECH | ES18A09-P1J | 0019000000 | 1069
000000000060222914 | STP-004 | DATA ENRICHMENT | SCV | SCV |  | 2022-09-28 |  |  | 000000000060222914 | BHP1 | BHP Spares & Supplies | 320000 | Electronic Components and Supplies | EA | MAN2 | POWER SUPPLY, ABB, ACS800-31/7 | POWER SUPPLY, ABB, ACS800-31/7 DRIVE, APOW-01C, P/N: 64605666 | 64605666 | 0019011391 | ABB SOUTH AFRICA (PTY) LTD
000000000060213718 | STP-004 | DATA ENRICHMENT | SCV | SCV |  | 2022-09-28 |  |  | 000000000060213718 | BHP1 | BHP Spares & Supplies | 411165 | Instrument parts and accessories | EA | MAN2 | POWER SUPPLY, SIEMENS, 6EP-1332-1SH42 | POWER SUPPLY, SIEMENS, 6EP-1332-1SH42 | 6EP-1332-1SH42 | 0019011590 | SIEMENS
000000000060146931 | STP-004 | DATA ENRICHMENT | SCV | SCV |  | 2022-09-28 |  |  | 000000000060146931 | BHP1 | BHP Spares & Supplies | 391210 | Power conditioning equipment | EA | MAN2 | POWER SUPPLY, SIMATIC S7-300, PS307, STA | POWER SUPPLY, SIMATIC S7-300 STABILIZED POWER SUPPLY PS307, INPUT: 120/230 V AC OUTPUT: DC 24 V DC/10 A, C/W PART NO - 6EP1971-1BA00 | 6ES7307-1KA02-0AA0 | 0019003033 | SIEMENS GMBH,W.GERMANY
000000000060217114 | STP-004 | DATA ENRICHMENT | SCV | SCV |  | 2022-09-28 |  |  | 000000000060217114 | BHP1 | BHP Spares & Supplies | 391200 | Electrical equipment and components and supplies | EA | MAN2 | POWER SUPPLY, SITOP, 20AMP, 6EP1-336-3BA | POWER SUPPLY, SITOP, 20AMP, 6EP1-336-3BA00, SSI 10950
000000000060183511 | STP-004 | DATA ENRICHMENT | SCV | SCV |  | 2022-09-28 |  |  | 000000000060183511 | BHP1 | BHP Spares & Supplies | 411115 | Weight measuring instruments | EA | MAN2 | POWER SUPPLY,2.5 AMP 12VOLT | POWER SUPPLY,2.5 AMP 12VOLT
000000000060244585 | STP-004 | DATA ENRICHMENT | SCV | SCV |  | 2022-09-28 |  |  | 000000000060244585 | BHP1 | BHP Spares & Supplies | 391200 | Electrical equipment and components and supplies | EA | MAN2 | POWER SUPPLY,24V,6EP1-333-2AA01,EA | POWER SUPPLY, 220VAC, 24VDC, 6EP1-333-2AA01, SIEMENS, EACH | 6EP1-333-2AA01 | 0019011819 | Unknown
000000000060220866 | STP-004 | DATA ENRICHMENT | SCV | SCV |  | 2022-09-28 |  |  | 000000000060220866 | BHP1 | BHP Spares & Supplies | 391217 | Electrical hardware and supplies | EA | MAN2 | POWER SUPPLY,24VDC,F FRAME,DANFOSS | POWER SUPPLY 24VDC, F FRAME, DANFOSS, PART NUMBER 176F8824, SSI FMT00275 | 176F8824 | 0019000884 | DANFOSS (AUSTRALIA) PTY LTD
000000000060227618 | STP-004 | DATA ENRICHMENT | SCV | SCV |  | 2022-09-28 |  |  | 000000000060227618 | BHP1 | BHP Spares & Supplies | 321310 | Electronic component parts and raw materials and accessories | EA | MAN2 | POWER SUPPLY,CP-E24/2.5 PSU 24VDC AT 2.5 | POWER SUPPLY,CP-E24/2.5 PSU 24VDC AT 2.5A,M3/M4 COMPENSATION RECTIFIER., AS PER ESSI (NEW) : 743, 1SVR427032R0000 | 1SVR427032R0000 | 0019011391 | ABB SOUTH AFRICA (PTY) LTD
000000000060255329 | STP-004 | DATA ENRICHMENT | SCV | SCV |  | 2022-09-28 |  |  | 000000000060255329 | BHP1 | BHP Spares & Supplies | 200000 | Mining Machinery and Accessories | EA | MAN2 | POWER SUPPLY,PCB,INPUT,VOLTAGE,110/220,V | POWER SUPPLY,PCB,INPUT,VOLTAGE,110/220,VAC,OUTPUT,VOLTAGE,24V,DC
000000000060240487 | STP-004 | DATA ENRICHMENT | SCV | SCV |  | 2022-09-28 |  |  | 000000000060240487 | BHP1 | BHP Spares & Supplies | 411165 | Instrument parts and accessories | EA | MAN2 | POWER SUPPLY,PHOENIX,230VAC/24VDC/10A,EA | POWER SUPPLY, PHOENIX, 230VAC/24VDC/10A, EA
000000000060213852 | STP-004 | DATA ENRICHMENT | SCV | SCV |  | 2022-09-28 |  |  | 000000000060213852 | BHP1 | BHP Spares & Supplies | 411165 | Instrument parts and accessories | EA | MAN2 | POWER SUPPLY,SEMENS,6EP1 333-3BA00, | POWER SUPPLY, SIEMENS, 6EP1 333-3BA00, | 6EP1 333-3BA00,
000000000060213629 | STP-004 | DATA ENRICHMENT | SCV | SCV |  | 2022-09-28 |  |  | 000000000060213629 | BHP1 | BHP Spares & Supplies | 321300 | Electronic hardware and component parts and accessories | EA | MAN2 | POWER SUPPLY,SEMENS,PS307,10A,NPUT;120 | POWER SUPPLY,SIEMENS,PS307,10A,INPUT;120/230V AC,OUTPUT;24V DC/10A., AS PER SSI 3125. | 6ES7307-1KA02-0AA0 | 0019011590 | SIEMENS
000000000060132959 | STP-004 | DATA ENRICHMENT | SCV | SCV |  | 2022-09-28 |  |  | 000000000060132959 | BHP1 | BHP Spares & Supplies | 391210 | Power conditioning equipment | EA | MAN2 | POWER SUPPLY,SIEMENS,PS 407,10A,INPUT:12 | POWER SUPPLY,SIEMENS,PS 407,10A,INPUT:120/230V AC,OUTPUT:5V DC/10A | 6ES7407-OKA02-0AA0 | 0019011590 | SIEMENS
000000000060247778 | STP-004 | DATA ENRICHMENT | SCV | SCV |  | 2022-09-28 |  |  | 000000000060247778 | BHP1 | BHP Spares & Supplies | 391200 | Electrical equipment and components and supplies | EA | MAN2 | POWER SUPPLY,VOLTAGE, DIP,PROOFING, INVE | POWER SUPPLY,VOLTAGE, DIP,PROOFING, INVERTER
000000000060245745 | STP-004 | DATA ENRICHMENT | SCV | SCV |  | 2022-09-28 |  |  | 000000000060245745 | BHP1 | BHP Spares & Supplies | 200000 | Mining Machinery and Accessories | EA | MAN2 | POWER,SUPPLY,184-264,VAC,INPUT,220VAC,OU | POWER,SUPPLY,184-264,VAC,INPUT,220VAC,OUTPUT,UNINTERRUPTIBLE,AC,QUINT,1AC/500VA
000000000060242404 | STP-004 | DATA ENRICHMENT | SCV | SCV |  | 2022-09-28 |  |  | 000000000060242404 | BHP1 | BHP Spares & Supplies | 251739 | Electrical components | EA | MAN2 | POWER,SUPPLY,CHARGING RACK | POWER, SUPPLY CHARGING RACK
000000000060242081 | STP-004 | DATA ENRICHMENT | SCV | SCV |  | 2022-09-28 |  |  | 000000000060242081 | BHP1 | BHP Spares & Supplies | 251739 | Electrical components | EA | MAN2 | POWER,SUPPLY,CONTROLLOGIX,1756-PA75,220V | INST,POWER,SUPPLY,CONTROLLOGIX,1756-PA75,220VAC | 1756-PA75
000000000060248701 | STP-004 | DATA ENRICHMENT | SCV | SCV |  | 2022-09-28 |  |  | 000000000060248701 | BHP1 | BHP Spares & Supplies | 200000 | Mining Machinery and Accessories | EA | MAN2 | POWER,SUPPLY,DC,10A | POWER,SUPPLY,DC,10A | TRIO-PS-2G/1AC/24DC/10 | 0019011819 | Unknown
000000000060249304 | STP-004 | DATA ENRICHMENT | SCV | SCV |  | 2022-09-28 |  |  | 000000000060249304 | BHP1 | BHP Spares & Supplies | 251739 | Electrical components | EA | MAN2 | POWER,SUPPLY,SIEMENS,6EP13342BA20,SITOP | POWER,SUPPLY,SIEMENS,6EP1334-2BA20,SITOP PSU 100S | 6EP1334-2BA20 | 0019011819 | Unknown
000000000060250662 | STP-004 | DATA ENRICHMENT | SCV | SCV |  | 2022-09-28 |  |  | 000000000060250662 | BHP1 | BHP Spares & Supplies | 200000 | Mining Machinery and Accessories | EA | MAN2 | POWERBANK,20000MAH,SWISS,COUGAR,HELSINKI | POWERBANK,20000MAH,SWISS,COUGAR,HELSINKI
000000000060256104 | STP-004 | DATA ENRICHMENT | SCV | SCV |  | 2022-09-28 |  |  | 000000000060256104 | BHP1 | BHP Spares & Supplies | 200000 | Mining Machinery and Accessories | EA | MAN2 | POWERBANK,WITH,TORCH | POWERBANK, WITH, TORCH
000000000060233150 | STP-004 | DATA ENRICHMENT | SCV | SCV |  | 2022-09-28 |  |  | 000000000060233150 | BHP1 | BHP Spares & Supplies | 411165 | Instrument parts and accessories | EA | MAN2 | POWERSUPPLY,24VDC | POWERSUPPLY,24VDC | 6EP13342BA20
000000000060254260 | STP-004 | DATA ENRICHMENT | SCV | SCV |  | 2022-09-28 |  |  | 000000000060254260 | BHP1 | BHP Spares & Supplies | 411165 | Instrument parts and accessories | EA | MAN2 | POWERSUPPLY,BASE RADIO,10A-12VDC,220VAC | POWERSUPPLY, BASE STATION RADIO, 10A-12VDC, 220VAC COMPLETE WITH BATTERY BACK-UP, | POW107BBT | 0019011819 | Unknown
000000000060254534 | STP-004 | DATA ENRICHMENT | SCV | SCV |  | 2022-09-28 |  |  | 000000000060254534 | BHP1 | BHP Spares & Supplies | 411115 | Weight measuring instruments | EA | MAN2 | POWERSUPPLY,ELECTRONIC,90-230VAC,24VDC,P | POWERSUPPLY, ELECTRONIC, 90-230VAC, 24VDC, PROCESS AUTOMATION, XEO-2578, MOD180 PSU PCB | XEO-2578 | 0019011819 | Unknown
000000000060222380 | STP-004 | DATA ENRICHMENT | SCV | SCV |  | 2022-09-28 |  |  | 000000000060222380 | BHP1 | BHP Spares & Supplies | 411165 | Instrument parts and accessories | EA | MAN2 | SIMATIC S7-400, PS 407 POWER SUPPLY | SIMATIC S7-400, PS 407 POWER SUPPLY, 20A, 120/230V UC, 5V/20A DC, PART NUMBER: 6ES7407-0RA02-0AA0 | 6ES7407-0RA02-0AA0 | 0019011590 | SIEMENS
000000000060227921 | STP-004 | DATA ENRICHMENT | SCV | SCV |  | 2022-09-28 |  |  | 000000000060227921 | BHP1 | BHP Spares & Supplies | 411145 | Mechanical instruments | EA | MAN2 | SIMATIC,DC24V,POWER SUPPLY | SIMAT, DC24V, POWER SUPPLY
000000000060252554 | STP-004 | DATA ENRICHMENT | SCV | SCV |  | 2022-09-28 |  |  | 000000000060252554 | BHP1 | BHP Spares & Supplies | 200000 | Mining Machinery and Accessories | EA | MAN2 | SUPPLY,POWER,12VDC,12AHR,BATTERY,BACK,UP | SUPPLY, POWER, 12VDC, 12AHR, BATTERY, BACK, UP