## Sheet1
Project Code | Activities | Batch | Elec/Mech | Production User | CA Code | Production Comments | Start Date | End Date | Remarks | Griha ID | Record ID | Concat1 | MAKT_Material_Description | MARA_Manufacturer_Part_Number | Manufacturer_Name | PO_TEXT_ENGLISH | "PO_TEXT_Consolidated" | SUPPLIER NAME | Supplier Material Code/Item code | Manufacturer Name | Manufacturer Part # | Part Description Manufacturer | Part Description supplier Industrial | PO text | COMPANY TYPE | TRUE MANUFACTURER | TRUE MANUFACTURER PART NUMBER | ADDITIONAL INFORMATION ( MODEL, DIMENSIONS, ETC..) | PHOTO (YES/NO) | Reference URL | Reference URL1 | Reference URL2 | Concated Desc | Manufacturer | Manufacturer Status | MPN 1 | Model Number | Reference Text | ENRICHED/CLEANSED | MRO/NON-MRO Classification | UNSPSC | UNSPSC Description | Noun | Modifier | Attribute Name 1 | Attribute Value 1 | Attribute Name 2 | Attribute Value 2 | Attribute Name 3 | Attribute Value 3 | Attribute Name 4 | Attribute Value 4 | Attribute Name 5 | Attribute Value 5 | Attribute Name 6 | Attribute Value 6 | Attribute Name 7 | Attribute Value 7 | Attribute Name 8 | Attribute Value 8 | Attribute Name 9 | Attribute Value 9 | Attribute Name 10 | Attribute Value 10 | Attribute Name 11 | Attribute Value 11 | Attribute Name 12 | Attribute Value 12 | Attribute Name 13 | Attribute Value 13 | Attribute Name 14 | Attribute Value 14 | Attribute Name 15 | Attribute Value 15 | Attribute Name 16 | Attribute Value 16 | Attribute Name 17 | Attribute Value 17 | Attribute Name 18 | Attribute Value 18 | Attribute Name 19 | Attribute Value 19 | Attribute Name 20 | Attribute Value 20 | Attribute Name 21 | Attribute Value 21 | Attribute Name 22 | Attribute Value 22 | Attribute Name 23 | Attribute Value 23 | Attribute Name 24 | Attribute Value 24 | Attribute Name 25 | Attribute Value 25 | Attribute Name 26 | Attribute Value 26 | Attribute Name 27 | Attribute Value 27 | Attribute Name 28 | Attribute Value 28 | Attribute Name 29 | Attribute Value 29 | Attribute Name 30 | Attribute Value 30 | Prospecta Remarks | Status
STP-007 | DATA ENRICHMENT | Batch_2 | Elec | SMX | SMX |  | 12-05-2023 |  |  | 39832 | 39832 | 8312-50484069 | DRIVE,VAR SPEED,621614,REO | 621614 | REO Electronics | DRIVE,VARIABLE SPEED,DETAILS:REO,MANUFACTURER:REO ELECTRONICS,MFR PART NUMBER:621614 | [13 empty] | https://www.abcparts.be/index.php/en/spareparts/drive/other/reo-elektronik/621614 |  |  | DRIVE,VAR SPEED,621614,REO, 621614, REO Electronics, DRIVE,VARIABLE SPEED,DETAILS:REO,MANUFACTURER:REO ELECTRONICS,MFR PART NUMBER:621614 | REO AG | OEM | 621614 | 621614 |  | CLEANSED | MRO | 39122000 | Electrical Variable Speed Drives | DRIVE | VARIABLE FREQUENCY | POWER RATING |  | INPUT VOLTAGE |  | NUMBER OF PHASE |  | OUTPUT CURRENT RATING |  | OUTPUT FREQUENCY RATING |  | DEGREE OF PROTECTION |  | TYPE |  | TERMINAL TYPE |  | MOUNTING TYPE |  | SIZE |  | TEMPERATURE RATING |  | HAZARD CLASS |  | CERTIFICATION/STANDARD |  | ADDITIONAL FEATURES | [33 empty] | Cleansed based on OEM items | Production Downloaded
STP-007 | DATA ENRICHMENT | Batch_2 | Elec | SMX | SMX |  | 12-05-2023 |  |  | 63593 | 63593 | 8319-50472281 | DRIVE,SERVO MTR,08279772,460V,3200 RPM | 8279772 | Sew-Eurodrive Inc | DRIVE,SERVO MOTOR,V_RATING:460V,SPEED:3200 RPM,MANUFACTURER:SEW-EURODRIVE INC,MFR PART NUMBER:08279772 | [13 empty] | https://download.sew-eurodrive.com/download/pdf/23534850.pdf | https://download.sew-eurodrive.com/download/pdf/23534850.pdf |  | DRIVE,SERVO MTR,08279772,460V,3200 RPM, 8279772, Sew-Eurodrive Inc, DRIVE,SERVO MOTOR,V_RATING:460V,SPEED:3200 RPM,MANUFACTURER:SEW-EURODRIVE INC,MFR PART NUMBER:08279772 | SEW-EURODRIVE | OPM | 8279772 | MDX61B0030-5A3-4-0T/DEH11B/DFP21B |  | ENRICHED | MRO | 39122001 | Inverter Drive Ac | DRIVE | VARIABLE FREQUENCY | POWER RATING | 3 KW | INPUT VOLTAGE | 380-500 VAC | NUMBER OF PHASE | 3 | OUTPUT CURRENT RATING | NOT AVAILABLE | OUTPUT FREQUENCY RATING | NOT AVAILABLE | DEGREE OF PROTECTION | NOT AVAILABLE | TYPE | MOVIDRIVE | TERMINAL TYPE |  | MOUNTING TYPE |  | SIZE |  | TEMPERATURE RATING |  | HAZARD CLASS |  | CERTIFICATION/STANDARD |  | ADDITIONAL FEATURES | INVERTER,ACCESSORIES,EXCLUDING BRAKING RESISTOR BW168-T | [33 empty] | Production Downloaded
STP-007 | DATA ENRICHMENT | Batch_2 | Elec | SMX | SMX |  | 12-05-2023 |  |  | 312335 | 312335 | AU03-EA628756 | VSD,3KW,3X415V,MOVIDRIVE,NO OPT | SEW 8279772 |  | SEW 8279772 Inverter / options / accessories MDX61B0030-5A3-4-0T/DEH11B/DFP21B excluding braking resistor BW168-T. | [13 empty] | https://download.sew-eurodrive.com/download/pdf/23534850.pdf | https://download.sew-eurodrive.com/download/pdf/23534850.pdf |  | VSD,3KW,3X415V,MOVIDRIVE,NO OPT, SEW 8279772, SEW 8279772 Inverter / options / accessories MDX61B0030-5A3-4-0T/DEH11B/DFP21B excluding braking resistor BW168-T. | SEW-EURODRIVE | OPM | 8279772 | MDX61B0030-5A3-4-0T/DEH11B/DFP21B |  | ENRICHED | MRO | 39122001 | Inverter Drive Ac | DRIVE | VARIABLE FREQUENCY | POWER RATING | 3 KW | INPUT VOLTAGE | 380-500 VAC | NUMBER OF PHASE | 3 | OUTPUT CURRENT RATING | NOT AVAILABLE | OUTPUT FREQUENCY RATING | NOT AVAILABLE | DEGREE OF PROTECTION | NOT AVAILABLE | TYPE | MOVIDRIVE | TERMINAL TYPE |  | MOUNTING TYPE |  | SIZE |  | TEMPERATURE RATING |  | HAZARD CLASS |  | CERTIFICATION/STANDARD |  | ADDITIONAL FEATURES | INVERTER,ACCESSORIES,EXCLUDING BRAKING RESISTOR BW168-T | [33 empty] | Production Downloaded
STP-007 | DATA ENRICHMENT | Batch_2 | Elec | SMX | SMX |  | 12-05-2023 |  |  | 766773 | 766773 | RU03-5429953 | INVERTER;MC07B0015-5A3-4-00 | [16 empty] | https://download.sew-eurodrive.com/download/pdf/20188145.pdf |  |  | INVERTER;MC07B0015-5A3-4-00 | SEW-EURODRIVE | OPM | 8285209 | MC07B0015-5A3-4-00/S0 |  | ENRICHED | MRO | 39122001 | Inverter Drive Ac | DRIVE | VARIABLE FREQUENCY | POWER RATING | 1.5 KW | INPUT VOLTAGE | 400 V | NUMBER OF PHASE | 3 | OUTPUT CURRENT RATING | 4 A | OUTPUT FREQUENCY RATING | 0-150,0-600 Hz | DEGREE OF PROTECTION | IP20 | TYPE |  | TERMINAL TYPE |  | MOUNTING TYPE |  | SIZE |  | TEMPERATURE RATING |  | HAZARD CLASS |  | CERTIFICATION/STANDARD |  | ADDITIONAL FEATURES | [33 empty] | Part Number Updated As Per Url | Production Downloaded
STP-007 | DATA ENRICHMENT | Batch_2 | Elec | SMX | SMX |  | 12-05-2023 |  |  | 63482 | 63482 | 8319-50470020 | INVERT,VOLT,MCLTPA0055603400,0-575V | MCLTPA0055603400 | Sew-Eurodrive Inc | INVERTER,VOLTAGE,OUTPUT_V:0-575V,V_RATING:380-500V,MANUFACTURER:SEW-EURODRIVE INC,MFR PART NUMBER:MCLTPA0055603400 |  | BDI | SEW MCLTPB0055-603 | Sew-Eurodrive Inc | MCLTPA0055603400 | INVERT,VOLT,MCLTPA0055603400,0-575V | [7 empty] | https://download.sew-eurodrive.com/download/pdf/16798015.pdf |  |  | INVERT,VOLT,MCLTPA0055603400,0-575V, MCLTPA0055603400, Sew-Eurodrive Inc, INVERTER,VOLTAGE,OUTPUT_V:0-575V,V_RATING:380-500V,MANUFACTURER:SEW-EURODRIVE INC,MFR PART NUMBER:MCLTPA0055603400, BDI, SEW MCLTPB0055-603, Sew-Eurodrive Inc, MCLTPA0055603400, INVERT,VOLT,MCLTPA0055603400,0-575V | SEW-EURODRIVE | OPM | 8286884 | MCLTPA0055603400 |  | ENRICHED | MRO | 39122001 | Inverter Drive Ac | DRIVE | VARIABLE FREQUENCY | POWER RATING | 5.5 KW | INPUT VOLTAGE | 500-600 V | NUMBER OF PHASE | 3 | OUTPUT CURRENT RATING | 9:00 | OUTPUT FREQUENCY RATING | NOT AVAILABLE | DEGREE OF PROTECTION | IP20 | TYPE | INVERTER | TERMINAL TYPE |  | MOUNTING TYPE |  | SIZE | 80 WD X 155 HD X 130 DP MM | TEMPERATURE RATING | -20 TO 40 DEG C | HAZARD CLASS |  | CERTIFICATION/STANDARD |  | ADDITIONAL FEATURES | SUPPLY FREQUENCY:50/60 Hz,OUTPUT VOLTAGE:380-500V,0-575V | [33 empty] | Production Downloaded
STP-007 | DATA ENRICHMENT | Batch_2 | Elec | SMX | SMX |  | 12-05-2023 |  |  | 83199 | 83199 | 8326-52130395 | SERVO DRIVE C400/10/1/1/10 13130260 |  |  | SERVO DRIVE MARCA ELAU MODELO PAC DRIVE C400/10/1/1/10 13130260 | SERVO DRIVE MARCA ELAU MODELO PAC DRIVE C400/10/1/1/10 13130260 | [12 empty] | https://www.plc-warehouse.com/drives/elau-13130260-001 | https://www.anertkom.de/epages/78014188.sf/en_GB/?ObjectPath=/Shops/78014188/Products/101513130260-001 |  | SERVO DRIVE C400/10/1/1/10 13130260, SERVO DRIVE MARCA ELAU MODELO PAC DRIVE C400/10/1/1/10 13130260, SERVO DRIVE MARCA ELAU MODELO PAC DRIVE C400/10/1/1/10 13130260 | SCHNEIDER ELECTRIC | OPM | 13130260 | C400/10/1/1/10 |  | CLEANSED | MRO | 39122001 | Inverter Drive Ac | DRIVE | VARIABLE FREQUENCY | POWER RATING | NOT AVAILABLE | INPUT VOLTAGE | NOT AVAILABLE | NUMBER OF PHASE | NOT AVAILABLE | OUTPUT CURRENT RATING | NOT AVAILABLE | OUTPUT FREQUENCY RATING | NOT AVAILABLE | DEGREE OF PROTECTION | NOT AVAILABLE | TYPE | PAN | TERMINAL TYPE |  | MOUNTING TYPE |  | SIZE |  | TEMPERATURE RATING |  | HAZARD CLASS |  | CERTIFICATION/STANDARD |  | ADDITIONAL FEATURES | [33 empty] | Cleansed based on OEM items | Production Downloaded
STP-007 | DATA ENRICHMENT | Batch_2 | Elec | SMX | SMX |  | 12-05-2023 |  |  | 513090 | 513090 | ES36-5522237 | (PD) VARIADOR UNIDRIVE SP1403 1.5/2.2KW | 62003236 | [15 empty] | https://nicontrols.com/uk/sp1403-control-techniques.html | https://www.fullyautomation.com/product/emerson-ac-drive-sp1403/ |  | (PD) VARIADOR UNIDRIVE SP1403 1.5/2.2KW, 62003236 | FISCHER CONTROLS - EMERSON | OPM | 62003236 | SP1403 |  | ENRICHED | MRO | 39122001 | Inverter Drive Ac | DRIVE | VARIABLE FREQUENCY | POWER RATING | 1.5/2.2 KW | INPUT VOLTAGE | 380-480 VAC | NUMBER OF PHASE | 3 | OUTPUT CURRENT RATING | 4.2 A | OUTPUT FREQUENCY RATING | 50/60 Hz | DEGREE OF PROTECTION | IP20 | TYPE | CONTROL TECHNIQUES UNIDRIVE,INVERTER | TERMINAL TYPE |  | MOUNTING TYPE |  | SIZE | 62 WD X 322 HT X 219 DP MM | TEMPERATURE RATING |  | HAZARD CLASS |  | CERTIFICATION/STANDARD |  | ADDITIONAL FEATURES | (PD);HORSEPOWER RATING HEAVY DUTY:2 HP;PEAK CURRENT:7.3 A;PEAK CURRENT NORMAL DUTY:5.5 A | [33 empty] | Production Downloaded
STP-007 | DATA ENRICHMENT | Batch_2 | Elec | SMX | SMX |  | 12-05-2023 |  |  | 586185 | 586185 | GB38-5598462 | INVERTER, ATV-18U41-N4 |  |  | Part code 90646154 |  | Rubix | 223A5563 | SCHNEID |  |  | SCHNEID ATV-18U41-N4 INPUT: 6.8/6.3AMP, 3PHASE, 380/460V, 50/60HZ | [6 empty] | https://www.radwell.co.uk/en-GB/Buy/SCHNEIDER%20ELECTRIC/TELEMECANIQUE/ATV-18U41-N4/?redirect=true |  |  | INVERTER, ATV-18U41-N4, Part code 90646154, Rubix, 223A5563, SCHNEID, SCHNEID ATV-18U41-N4 INPUT: 6.8/6.3AMP, 3PHASE, 380/460V, 50/60HZ | SCHNEIDER ELECTRIC | OPM | 90646154 | ATV18U41N4 |  | ENRICHED | MRO | 39122001 | Inverter Drive Ac | DRIVE | VARIABLE FREQUENCY | POWER RATING | 1 KVA | INPUT VOLTAGE | 380/460 V | NUMBER OF PHASE | 3 | OUTPUT CURRENT RATING | 5.3 A | OUTPUT FREQUENCY RATING | 0.5-320 Hz | DEGREE OF PROTECTION | NOT AVAILABLE | TYPE | DRIVE | TERMINAL TYPE |  | MOUNTING TYPE |  | SIZE |  | TEMPERATURE RATING |  | HAZARD CLASS |  | CERTIFICATION/STANDARD |  | ADDITIONAL FEATURES | F/ALTIVAR MACHINE | [33 empty] | Production Downloaded
STP-007 | DATA ENRICHMENT | Batch_2 | Elec | SMX | SMX |  | 12-05-2023 |  |  | 690206 | 690206 | MY43-5055852 | DANFOSS INVERTER FC-302P4K0T5E20H2(131B0 | 9062811091840 | SYNTEGON | [14 empty] | https://files.valinonline.com/userfiles/documents/danfoss-automationdrive-selection.pdf |  |  | DANFOSS INVERTER FC-302P4K0T5E20H2(131B0, 9062811091840, SYNTEGON | DANFOSS | OPM | FC-302P4K0T5E20H2 | FC-302P4K0T5E20H2 |  | ENRICHED | MRO | 39122000 | ELECTRICAL VARIABLE SPEED DRIVES | DRIVE | VARIABLE FREQUENCY | POWER RATING | 4 KW | INPUT VOLTAGE | 380/500 VAC | NUMBER OF PHASE | 3 | OUTPUT CURRENT RATING | 10 A AT 380-440 V,8.2 A AT 441-480/500 V | OUTPUT FREQUENCY RATING | 0-590 HZ | DEGREE OF PROTECTION | IP20 | TYPE |  | TERMINAL TYPE |  | MOUNTING TYPE |  | SIZE |  | TEMPERATURE RATING | 50 DEG C | HAZARD CLASS |  | CERTIFICATION/STANDARD |  | ADDITIONAL FEATURES | APPLICATION:VLT AUTOMATIONDRIVE FC 302;RFI-FILTER;CLASS A2(C3) | [33 empty] | Production Downloaded
STP-007 | DATA ENRICHMENT | Batch_2 | Elec | SMX | SMX |  | 12-05-2023 |  |  | 586041 | 586041 | GB38-5573925 | INVERTER, REFURB, MOVITRAC, 0.75KW AC | SEW 0508-231-1-00 | SEW EURODRIVE | SEW 0508-231-1-00, Original quote 1170896 | [13 empty] | https://k2automation.com/product/0508-231-1-00/ | https://www.classicautomation.com/Part/0508-231-1-00 | https://www.euautomation.com/my/sew-eurodrive/product/0508231100 | INVERTER, REFURB, MOVITRAC, 0.75KW AC, SEW 0508-231-1-00, SEW EURODRIVE, SEW 0508-231-1-00, Original quote 1170896 | SEW-EURODRIVE | OPM | 0508-231-1-00 | 0508-231-1-00 | ORIGINAL QUOTE NUMBER:1170896 | ENRICHED | MRO | 39122001 | Inverter Drive Ac | DRIVE | VARIABLE FREQUENCY | POWER RATING | 0.75 KW | INPUT VOLTAGE | 230 V | NUMBER OF PHASE | NOT AVAILABLE | OUTPUT CURRENT RATING | NOT AVAILABLE | OUTPUT FREQUENCY RATING | NOT AVAILABLE | DEGREE OF PROTECTION | NOT AVAILABLE | TYPE |  | TERMINAL TYPE |  | MOUNTING TYPE |  | SIZE |  | TEMPERATURE RATING |  | HAZARD CLASS |  | CERTIFICATION/STANDARD |  | ADDITIONAL FEATURES | [33 empty] | Part number is not available so we updated model number as part number | Production Downloaded
STP-007 | DATA ENRICHMENT | Batch_2 | Elec | SMX | SMX |  | 12-05-2023 |  |  | 733348 | 733348 | PL36-CE912217347 | INVERTER,KEB,KOMBIVER,07.F4.C1D-3420/1.4 | KEB_07F4C1D-3420_0,75KW_3P_2,6A | [15 empty] | https://www.euautomation.com/ca/keb/inverter-drives/07f4c1d342014 | https://www.radwell.co.uk/en-GB/Buy/KEB%20AUTOMATION/KEB%20COMBIVERT%20DRIVES/07.F4.C1D-3420-DIV-1.4/?redirect=true | https://adegis.com/media/asset/e17e471f3973f3fb7e15888e9d21fc1786bf4ae14c750181d86b6e234dfeb64e.pdf | INVERTER,KEB,KOMBIVER,07.F4.C1D-3420/1.4, KEB_07F4C1D-3420_0,75KW_3P_2,6A | KEB ANTRIEBSTECHNIK AUSTRIA | OPM | 07.F4.C1D-3420/1.4 | 07.F4.C1D-3420/1.4 |  | ENRICHED | MRO | 39122000 | Electrical Variable Speed Drives | DRIVE | VARIABLE FREQUENCY | POWER RATING | 0.75 KW | INPUT VOLTAGE | 440-480 VAC | NUMBER OF PHASE | 3 | OUTPUT CURRENT RATING | 1.8-2.6 A | OUTPUT FREQUENCY RATING | 4 KHz | DEGREE OF PROTECTION | IP20 | TYPE | COMBIVERT F4-C | TERMINAL TYPE | CONTROL STRIP | MOUNTING TYPE | DIN RAIL | SIZE | 07D HOUSING | TEMPERATURE RATING | -10 TO 45 DEG C | HAZARD CLASS |  | CERTIFICATION/STANDARD | EN 50178,EN 61800-3 | ADDITIONAL FEATURES | COMPACT CONTROL;W/BRAKE TRANSISTOR;NUMBER OF PHASE:3 | [32 empty] | Part number is not available so we updated Model number as Part number | Production Downloaded
STP-007 | DATA ENRICHMENT | Batch_2 | Elec | SMX | SMX |  | 12-05-2023 |  |  | 774396 | 774396 | RU03-TRU39001363 | FREQUENCY INVERTER;07.F5.B3A-390A;0.75 | [16 empty] | https://www.standard-exchange-industry.com/en/drives/variable-speed-drive/1504-07f5b3a-390a-drive-speed-controller-keb.html |  |  | FREQUENCY INVERTER;07.F5.B3A-390A;0.75 | KEB AMERICA, INC. | OPM | 07.F5.B3A-390A | 07.F5.B3A-390A |  | ENRICHED | MRO | 39122000 | ELECTRICAL VARIABLE SPEED DRIVES | DRIVE | VARIABLE FREQUENCY | POWER RATING | 0.75 KW | INPUT VOLTAGE | 230-400 VAC | NUMBER OF PHASE | 3 | OUTPUT CURRENT RATING | NOT AVAILABLE | OUTPUT FREQUENCY RATING | UP TO 1600 HZ | DEGREE OF PROTECTION | NOT AVAILABLE | TYPE |  | TERMINAL TYPE |  | MOUNTING TYPE |  | SIZE | 7.6 WD X 14.4 LG X 19.1 HT CM | TEMPERATURE RATING |  | HAZARD CLASS |  | CERTIFICATION/STANDARD |  | ADDITIONAL FEATURES | INPUT FREQUENCY:50/60HZ | [33 empty] | Production Downloaded
STP-007 | DATA ENRICHMENT | Batch_2 | Elec | SMX | SMX |  | 12-05-2023 |  |  | 544032 | 544032 | FR37-5441607 | VAR 07F5A1D3BUA 0,75KW 400V | KEB 07F5A1D3BUA 0,75KW |  |  | VARIATEUR DE FREQUENCE 07F5A1D3BUA 0,75KW 400V | [12 empty] | https://www.keb.co.uk/index.php?eID=tx_securedownloads&u=0&file=/fileadmin/media/Catalogs/dr/ct_dr_000000052f5_en.pdf&t=1673698670&hash=5a9aa7081500c66674d305d14eac824c375d76ca |  |  | VAR 07F5A1D3BUA 0,75KW 400V, KEB 07F5A1D3BUA 0,75KW, VARIATEUR DE FREQUENCE 07F5A1D3BUA 0,75KW 400V | KEB AMERICA, INC. | OEM | 07F5A1D3BUA | 07F5A1D3BUA |  | ENRICHED | MRO | 39122000 | Electrical Variable Speed Drives | DRIVE | VARIABLE FREQUENCY | POWER RATING | 0.75 KW | INPUT VOLTAGE | 305-528 VAC | NUMBER OF PHASE | 3 | OUTPUT CURRENT RATING | 4.7 A | OUTPUT FREQUENCY RATING | 8/16 KHz | DEGREE OF PROTECTION | IP20 | TYPE |  | TERMINAL TYPE |  | MOUNTING TYPE |  | SIZE | 90 WD X 250 HT X 181 DP MM | TEMPERATURE RATING | -10 TO 45 DEG C | HAZARD CLASS |  | CERTIFICATION/STANDARD | CE,CULUS,CLRUS | ADDITIONAL FEATURES | [34 empty] | Production Downloaded
STP-007 | DATA ENRICHMENT | Batch_2 | Elec | SMX | SMX |  | 12-05-2023 |  |  | 547567 | 547567 | FR37-LFVAR16155 | VAR 07G6C3A3A10 0,75KW 400V | KEB 07G6C3A3A10 |  |  | VARIATEUR DE FREQUENCE 07G6C3A3A10 0,75KW 3 x 400V | [12 empty] | https://www.keb.co.uk/drive-technology/drive-controller-for-your-drive-tasks/frequency-inverter-combivert-g6 | https://www.kebamerica.com/wp-content/uploads/2020/08/ma_dr_g6-io-link-cu-inst-20137234_en.pdf |  | VAR 07G6C3A3A10 0,75KW 400V, KEB 07G6C3A3A10, VARIATEUR DE FREQUENCE 07G6C3A3A10 0,75KW 3 x 400V | KEB AMERICA, INC. | OEM | 07G6C3A3A10 | COMBIVERT G6 |  | ENRICHED | MRO | 39122000 | Electrical Variable Speed Drives | DRIVE | VARIABLE FREQUENCY | POWER RATING | 0.75 KW | INPUT VOLTAGE | 400 VAC | NUMBER OF PHASE | 3 | OUTPUT CURRENT RATING | NOT AVAILABLE | OUTPUT FREQUENCY RATING | 8 KHz | DEGREE OF PROTECTION | NOT AVAILABLE | TYPE |  | TERMINAL TYPE |  | MOUNTING TYPE |  | SIZE |  | TEMPERATURE RATING |  | HAZARD CLASS |  | CERTIFICATION/STANDARD |  | ADDITIONAL FEATURES | [34 empty] | Production Downloaded
STP-007 | DATA ENRICHMENT | Batch_2 | Elec | SMX | SMX |  | 12-05-2023 |  |  | 767493 | 767493 | RU03-5459317 | INVERTER;09.F5.C1B-3A0A | [16 empty] | https://www.standard-exchange-industry.com/en/drives/variable-speed-drive/1514-09f5c1b-3a0a-drive-speed-controller-keb.html |  |  | INVERTER;09.F5.C1B-3A0A | KEB AMERICA, INC. | OPM | 09.F5.C1B-3A0A | 09.F5.C1B-3A0A |  | ENRICHED | MRO | 39122000 | ELECTRICAL VARIABLE SPEED DRIVES | DRIVE | VARIABLE FREQUENCY | POWER RATING | 1.5 KW | INPUT VOLTAGE | 230-400 VAC | NUMBER OF PHASE | 3 | OUTPUT CURRENT RATING | NOT AVAILABLE | OUTPUT FREQUENCY RATING | UP TO 1600 HZ | DEGREE OF PROTECTION | NOT AVAILABLE | TYPE |  | TERMINAL TYPE |  | MOUNTING TYPE |  | SIZE | 9 WD X 16 LG X 22 HT CM | TEMPERATURE RATING |  | HAZARD CLASS |  | CERTIFICATION/STANDARD |  | ADDITIONAL FEATURES | INPUT FREQUENCY:50/60HZ | [33 empty] | Production Downloaded
STP-007 | DATA ENRICHMENT | Batch_2 | Elec | SMX | SMX |  | 12-05-2023 |  |  | 544134 | 544134 | FR37-5486356 | VAR 09F5A1D3AUA 1,5KW 400V | KEB 09F5A1D3AUA 1,5KW |  |  | VARIATEUR DE FREQUENCE 09F5A1D3AUA 1,5KW 400V | [12 empty] | https://www.kebamerica.com/products/f5-inverter/ | https://www.kebamerica.com/wp-content/uploads/2020/02/ct_dr_000000052f5_en-1.pdf |  | VAR 09F5A1D3AUA 1,5KW 400V, KEB 09F5A1D3AUA 1,5KW, VARIATEUR DE FREQUENCE 09F5A1D3AUA 1,5KW 400V | KEB AMERICA, INC. | OEM | 09F5A1D3AUA | COMBIVERT F5 |  | ENRICHED | MRO | 39122000 | Electrical Variable Speed Drives | DRIVE | VARIABLE FREQUENCY | POWER RATING | 1.5 KW | INPUT VOLTAGE | 400 VAC | NUMBER OF PHASE | 3 | OUTPUT CURRENT RATING | 7.4 A | OUTPUT FREQUENCY RATING | 16 KHz | DEGREE OF PROTECTION | IP20 | TYPE |  | TERMINAL TYPE | PLUG IN | MOUNTING TYPE |  | SIZE | 90 WD X 250 HT X 181 DP MM | TEMPERATURE RATING | -10 TO 45 DEG C | HAZARD CLASS |  | CERTIFICATION/STANDARD | CE,CULUS | ADDITIONAL FEATURES | [34 empty] | Production Downloaded
STP-007 | DATA ENRICHMENT | Batch_2 | Elec | SMX | SMX |  | 12-05-2023 |  |  | 547573 | 547573 | FR37-LFVAR18318 | VAR 09F5C1B3A0A 1.5KW 400V | KEB 09F5C1B3A0A |  |  | VARIATEUR DE FREQUENCE 09F5C1B3A0A 1.5KW 3 X 400V | [12 empty] | https://www.plswiss.com/en/59870-keb-09f5c1b-3a0a.html | https://www.kebamerica.com/wp-content/uploads/2020/02/ct_dr_000000052f5_en-1.pdf | https://www.kebamerica.com/products/f5-inverter/ | VAR 09F5C1B3A0A 1.5KW 400V, KEB 09F5C1B3A0A, VARIATEUR DE FREQUENCE 09F5C1B3A0A 1.5KW 3 X 400V | KEB AMERICA, INC. | OEM | 09F5C1B-3A0A | 09F5C1B-3A0A |  | ENRICHED | MRO | 39122000 | Electrical Variable Speed Drives | DRIVE | VARIABLE FREQUENCY | POWER RATING | 2.2 KW | INPUT VOLTAGE | 305-528 VAC | NUMBER OF PHASE | 3 | OUTPUT CURRENT RATING | 4.1 A | OUTPUT FREQUENCY RATING | 8/16 KHz | DEGREE OF PROTECTION | IP20 | TYPE |  | TERMINAL TYPE | PLUG IN | MOUNTING TYPE |  | SIZE | 90 WD X 220 HT X 160 DP MM | TEMPERATURE RATING | -10 TO 45 DEG C | HAZARD CLASS |  | CERTIFICATION/STANDARD | CE,CULUS | ADDITIONAL FEATURES | [34 empty] | Production Downloaded
STP-007 | DATA ENRICHMENT | Batch_2 | Elec | SMX | SMX |  | 12-05-2023 |  |  | 544129 | 544129 | FR37-5485130 | VAR 09G6C3A3910 1,5KW 400V | KEB 09G6C3A3910 |  |  | VARIATEUR DE FREQUENCE 09G6C3A3910 1,5KW 3 x 400V | [12 empty] | https://www.keb.co.uk/drive-technology/drive-controller-for-your-drive-tasks/frequency-inverter-combivert-g6 | https://www.kebamerica.com/wp-content/uploads/2020/08/ma_dr_g6-io-link-cu-inst-20137234_en.pdf |  | VAR 09G6C3A3910 1,5KW 400V, KEB 09G6C3A3910, VARIATEUR DE FREQUENCE 09G6C3A3910 1,5KW 3 x 400V | KEB AMERICA, INC. | OEM | 09G6C3A3910 | 09G6C3A3910 |  | ENRICHED | MRO | 39122000 | Electrical Variable Speed Drives | DRIVE | VARIABLE FREQUENCY | POWER RATING | 1.5 KW | INPUT VOLTAGE | 400 VAC | NUMBER OF PHASE | 3 | OUTPUT CURRENT RATING | NOT AVAILABLE | OUTPUT FREQUENCY RATING | 8 KHz | DEGREE OF PROTECTION | NOT AVAILABLE | TYPE |  | TERMINAL TYPE |  | MOUNTING TYPE |  | SIZE |  | TEMPERATURE RATING |  | HAZARD CLASS |  | CERTIFICATION/STANDARD |  | ADDITIONAL FEATURES | [34 empty] | Production Downloaded
STP-007 | DATA ENRICHMENT | Batch_2 | Elec | SMX | SMX |  | 12-05-2023 |  |  | 547566 | 547566 | FR37-LFVAR16154 | VAR 10F5C1B3A0A 2,2KW 400V | KEB 10F5C1B3A0A |  |  | VARIATEUR DE FREQUENCE 10F5C1B3A0A 2,2KW 3 X 400V | [12 empty] | http://www.keb.com.tw/Files/Other/PDF/keb/combivert/ct_dr_000000052f5_en.pdf | https://www.kebamerica.com/wp-content/uploads/2020/02/ct_dr_000000052f5_en-1.pdf | https://www.kebamerica.com/products/f5-inverter/ | VAR 10F5C1B3A0A 2,2KW 400V, KEB 10F5C1B3A0A, VARIATEUR DE FREQUENCE 10F5C1B3A0A 2,2KW 3 X 400V | KEB AMERICA, INC. | OEM | 10F5C1B-3A0A | 10F5C1B-3A0A |  | ENRICHED | MRO | 39122000 | Electrical Variable Speed Drives | DRIVE | VARIABLE FREQUENCY | POWER RATING | 2.2 KW | INPUT VOLTAGE | 305-528 VAC | NUMBER OF PHASE | 3 | OUTPUT CURRENT RATING | 5.8 A | OUTPUT FREQUENCY RATING | 8/16 KHz | DEGREE OF PROTECTION | IP20 | TYPE |  | TERMINAL TYPE | PLUG IN | MOUNTING TYPE |  | SIZE | 90 WD X 220 HT X 160 DP MM | TEMPERATURE RATING | -10 TO 45 DEG C | HAZARD CLASS |  | CERTIFICATION/STANDARD | CE,CULUS | ADDITIONAL FEATURES | [34 empty] | Production Downloaded
STP-007 | DATA ENRICHMENT | Batch_2 | Elec | SMX | SMX |  | 12-05-2023 |  |  | 549715 | 549715 | FR38-LFE012 | VARIATEUR PARKER 10G-12-0070-BF 1.5KW | 650 1.5KW AF |  |  | VARIATEUR PARKER 10G-12-0070-BF 1.5KW 230V MONO + FILTRE 7826*20.1.0457840*001 Offre de prix : 0457840 merci d'adresser l'accusé de reception de la commande et du delai a : francois.lefevre@mdlz.com remplace 650VARIATEUR PARKER 1.5KW 240V FILTRE 650 21 1700 20 0F0P00F1(plus fabriqué) | [12 empty] | https://ph.parker.com/cn/en/ac-variable-frequency-drives-kW-rated-ac10-series/10g-12-0070-bf |  |  | VARIATEUR PARKER 10G-12-0070-BF 1.5KW, 650 1.5KW AF, VARIATEUR PARKER 10G-12-0070-BF 1.5KW 230V MONO + FILTRE 7826*20.1.0457840*001 Offre de prix : 0457840 merci d'adresser l'accusé de reception de la commande et du delai a : francois.lefevre@mdlz.com remplace 650VARIATEUR PARKER 1.5KW 240V FILTRE 650 21 1700 20 0F0P00F1(plus fabriqué) | PARKER HANNIFIN CORP | OPM | 10G-12-0070-BF | 10G-12-0070-BF | ALTERNATE MANUFACTURER PART NUMBER:650 1.5KW AF | ENRICHED | MRO | 39122001 | Inverter Drive Ac | DRIVE | VARIABLE FREQUENCY | POWER RATING | 1.5 KW | INPUT VOLTAGE | 230 VAC | NUMBER OF PHASE | 3 | OUTPUT CURRENT RATING | NOT AVAILABLE | OUTPUT FREQUENCY RATING | 590 Hz | DEGREE OF PROTECTION | IP20 | TYPE | AC DRIVE | TERMINAL TYPE |  | MOUNTING TYPE |  | SIZE |  | TEMPERATURE RATING | 0-40 DEG C | HAZARD CLASS |  | CERTIFICATION/STANDARD | CE | ADDITIONAL FEATURES | EMC FILTER INCLUDED | [32 empty] | Part number is not available so we updated Model number as Part number,Model Number Updated as per URL | Production Downloaded
STP-007 | DATA ENRICHMENT | Batch_2 | Elec | SMX | SMX |  | 12-05-2023 |  |  | 544130 | 544130 | FR37-5485132 | VAR 10G6C3A3910 2,2KW 400V | KEB 10G6C3A3910 |  |  | VARIATEUR DE FREQUENCE 10G6C3A3910 2,2KW 3 x 400V | [12 empty] | https://www.kebamerica.com/wp-content/uploads/2020/08/ma_dr_g6-io-link-cu-inst-20137234_en.pdf | https://www.kebamerica.com/products/g6-open-loop-vfd/ | https://www.kebamerica.com/wp-content/uploads/2020/02/ct_dr_000000051g6_en.pdf | VAR 10G6C3A3910 2,2KW 400V, KEB 10G6C3A3910, VARIATEUR DE FREQUENCE 10G6C3A3910 2,2KW 3 x 400V | KEB AMERICA, INC. | OEM | 10G6C3A3910 | COMBIVERT G6 |  | ENRICHED | MRO | 39122000 | Electrical Variable Speed Drives | DRIVE | VARIABLE FREQUENCY | POWER RATING | 2.2 KW | INPUT VOLTAGE | 400-480 VAC | NUMBER OF PHASE | 3 | OUTPUT CURRENT RATING | 5.8 A | OUTPUT FREQUENCY RATING | 4 KHz | DEGREE OF PROTECTION | IP20 | TYPE |  | TERMINAL TYPE |  | MOUNTING TYPE |  | SIZE | 90 WD X 204 HT X 200 DP MM | TEMPERATURE RATING | -10 TO 45 DEG C | HAZARD CLASS |  | CERTIFICATION/STANDARD | CE,CULUS | ADDITIONAL FEATURES | [34 empty] | Production Downloaded
STP-007 | DATA ENRICHMENT | Batch_2 | Elec | SMX | SMX |  | 12-05-2023 |  |  | 774399 | 774399 | RU03-TRU39001366 | FREQUENCY INVERTER;12.F5.B1B-350A;4.0 | [16 empty] | https://www.standard-exchange-industry.com/en/drives/variable-speed-drive/1507-12f5b1b-350a-drive-speed-controller-keb.html |  |  | FREQUENCY INVERTER;12.F5.B1B-350A;4.0 | KEB AMERICA, INC. | OPM | 12.F5.B1B-350A | 12.F5.B1B-350A |  | ENRICHED | MRO | 39122000 | ELECTRICAL VARIABLE SPEED DRIVES | DRIVE | VARIABLE FREQUENCY | POWER RATING | 4 KW | INPUT VOLTAGE | 230-400 VAC | NUMBER OF PHASE | 3 | OUTPUT CURRENT RATING | NOT AVAILABLE | OUTPUT FREQUENCY RATING | UP TO 1600 HZ | DEGREE OF PROTECTION | NOT AVAILABLE | TYPE |  | TERMINAL TYPE |  | MOUNTING TYPE |  | SIZE | 9 WD X 16 LG X 22 HT CM | TEMPERATURE RATING |  | HAZARD CLASS |  | CERTIFICATION/STANDARD |  | ADDITIONAL FEATURES | INPUT FREQUENCY:50/60HZ | [33 empty] | Production Downloaded
STP-007 | DATA ENRICHMENT | Batch_2 | Elec | SMX | SMX |  | 12-05-2023 |  |  | 547572 | 547572 | FR37-LFVAR18317 | VAR 12F5A1D3AUA 4KW 400V | KEB 12F5A1D3AUA 4KW |  |  | VARIATEUR DE FREQUENCE 12F5A1D3AUA 4KW 3 X 400V | [12 empty] | https://www.kebamerica.com/products/f5-inverter/ | https://www.kebamerica.com/wp-content/uploads/2020/02/ct_dr_000000052f5_en-1.pdf |  | VAR 12F5A1D3AUA 4KW 400V, KEB 12F5A1D3AUA 4KW, VARIATEUR DE FREQUENCE 12F5A1D3AUA 4KW 3 X 400V | KEB AMERICA, INC. | OEM | 12F5A1D3AUA | COMBIVERT F5 |  | ENRICHED | MRO | 39122000 | Electrical Variable Speed Drives | DRIVE | VARIABLE FREQUENCY | POWER RATING | 4 KW | INPUT VOLTAGE | 400 VAC | NUMBER OF PHASE | 3 | OUTPUT CURRENT RATING | 17 A | OUTPUT FREQUENCY RATING | 16 KHz | DEGREE OF PROTECTION | IP20 | TYPE |  | TERMINAL TYPE | PLUG IN | MOUNTING TYPE |  | SIZE | 90 WD X 250 HT X 181 DP MM | TEMPERATURE RATING | -10 TO 45 DEG C | HAZARD CLASS |  | CERTIFICATION/STANDARD | CE,CULUS | ADDITIONAL FEATURES | [34 empty] | Production Downloaded
STP-007 | DATA ENRICHMENT | Batch_2 | Elec | SMX | SMX |  | 12-05-2023 |  |  | 544009 | 544009 | FR37-5426707 | VAR 12F5C1B350A 4KW 400V | KEB 12F5C1B350A |  |  | VARIATEUR DE VITESSE 12F5C1B350A 4KW 3 X 400V | [12 empty] | http://www.keb.com.tw/Files/Other/PDF/keb/combivert/ct_dr_000000052f5_en.pdf |  |  | VAR 12F5C1B350A 4KW 400V, KEB 12F5C1B350A, VARIATEUR DE VITESSE 12F5C1B350A 4KW 3 X 400V | KEB AMERICA, INC. | OEM | 12F5C1B350A | 12F5C1B350A |  | ENRICHED | MRO | 39122000 | Electrical Variable Speed Drives | DRIVE | VARIABLE FREQUENCY | POWER RATING | 4 KW | INPUT VOLTAGE | 305-525 VAC | NUMBER OF PHASE | 3 | OUTPUT CURRENT RATING | 21 A | OUTPUT FREQUENCY RATING | 4 KHz | DEGREE OF PROTECTION | IP20 | TYPE |  | TERMINAL TYPE |  | MOUNTING TYPE |  | SIZE | 90 WD X 220 HT X 160 DP MM | TEMPERATURE RATING | -10 TO 40 DEG C | HAZARD CLASS |  | CERTIFICATION/STANDARD | CE,CULUS,CLRUS | ADDITIONAL FEATURES | [34 empty] | Production Downloaded
STP-007 | DATA ENRICHMENT | Batch_2 | Elec | SMX | SMX |  | 12-05-2023 |  |  | 547571 | 547571 | FR37-LFVAR18301 | VAR 14F5C1D380A 7,5KW 400V | KEB 14F5C1D380A |  |  | VARIATEUR DE FREQUENCE 14F5C1D380A 7,5KW 3 X 400V | [12 empty] | https://www.kebamerica.com/products/f5-inverter/ | https://www.kebamerica.com/wp-content/uploads/2020/02/ct_dr_000000052f5_en-1.pdf |  | VAR 14F5C1D380A 7,5KW 400V, KEB 14F5C1D380A, VARIATEUR DE FREQUENCE 14F5C1D380A 7,5KW 3 X 400V | KEB AMERICA, INC. | OEM | 14F5C1D380A | COMBIVERT F5 |  | ENRICHED | MRO | 39122000 | Electrical Variable Speed Drives | DRIVE | VARIABLE FREQUENCY | POWER RATING | 7.5 KW | INPUT VOLTAGE | 400 VAC | NUMBER OF PHASE | 3 | OUTPUT CURRENT RATING | 35.6 A | OUTPUT FREQUENCY RATING | 16 KHz | DEGREE OF PROTECTION | IP20 | TYPE |  | TERMINAL TYPE | PLUG IN | MOUNTING TYPE |  | SIZE | 90 WD X 250 HT X 181 DP MM | TEMPERATURE RATING | -10 TO 45 DEG C | HAZARD CLASS |  | CERTIFICATION/STANDARD | CE,CULUS | ADDITIONAL FEATURES | [34 empty] | Production Downloaded
STP-007 | DATA ENRICHMENT | Batch_2 | Elec | SMX | SMX |  | 12-05-2023 |  |  | 243615 | 243615 | 8380-50359652 | START,ELECT MTR,150-C43NCD,200-600V | 150-C43NCD | Allen Bradley | STARTER,ELECTRIC MOTOR,V_RATING:200-600V,MANUFACTURER:ALLEN BRADLEY,MFR PART NUMBER:150-C43NCD | [13 empty] | https://www.rockwellautomation.com/en-us/products/details.150-C43NBD.html |  |  | START,ELECT MTR,150-C43NCD,200-600V, 150-C43NCD, Allen Bradley, STARTER,ELECTRIC MOTOR,V_RATING:200-600V,MANUFACTURER:ALLEN BRADLEY,MFR PART NUMBER:150-C43NCD | ALLEN BRADLEY | OPM | 150-C43NCD | 150-C43NCD |  | ENRICHED | MRO | 39122001 | Inverter drive AC | DRIVE | VARIABLE FREQUENCY | POWER RATING | 5-15 HP | INPUT VOLTAGE | 480 VAC | NUMBER OF PHASE | 3 | OUTPUT CURRENT RATING | 43 A | OUTPUT FREQUENCY RATING | 50-60 Hz | DEGREE OF PROTECTION | IPX2 | TYPE | SOLID STATE | TERMINAL TYPE |  | MOUNTING TYPE | AUXILIARY CONTACT | SIZE | 2.83 WD X 5.12 DP X 8.11 HT IN | TEMPERATURE RATING | -5 TO 50 DEC C | HAZARD CLASS |  | CERTIFICATION/STANDARD | CCC,EAC | ADDITIONAL FEATURES | CONTROL VOLTAGE:100-240 VAC | [32 empty] | Part number is not available so we updated model number as part number | Production Downloaded
STP-007 | DATA ENRICHMENT | Batch_2 | Elec | SMX | SMX |  | 12-05-2023 |  |  | 304779 | 304779 | AU02-EA500583 | DRIVE VARIABLE FREQ. ALLEN BRAD 0.55KW | 160BA02NSF1 | ALLEN BRADLEY | 160-BA02NSF1 | [13 empty] | https://www.dosupply.com/automation/allen-bradley-drives/160-ssc-drives/160-BA02NSF1 |  |  | DRIVE VARIABLE FREQ. ALLEN BRAD 0.55KW, 160BA02NSF1, ALLEN BRADLEY, 160-BA02NSF1 | ALLEN-BRADLEY | OPM | 160-BA02NSF1 | 160-BA02NSF1 | ALTERNATE MANUFACTURER NAME:DAKOTA PROVISIONS | ENRICHED | MRO | 39122001 | Inverter Drive Ac | DRIVE | VARIABLE FREQUENCY | POWER RATING | 0.55 KW | INPUT VOLTAGE | 340-506 VAC | NUMBER OF PHASE | 3 | OUTPUT CURRENT RATING | 1.7 A | OUTPUT FREQUENCY RATING | 50/60 Hz | DEGREE OF PROTECTION | IP20 | TYPE | ANALOG SIGNAL FOLLOWER | TERMINAL TYPE |  | MOUNTING TYPE |  | SIZE | 3.15 WD X 6 HT X 6.51 DP IN | TEMPERATURE RATING | 0-50 DEG C | HAZARD CLASS |  | CERTIFICATION/STANDARD | CUL | ADDITIONAL FEATURES | OUTPUT VOLTAGE:380-460 V;INPUT CURRENT RATING:2 A | [33 empty] | Production Downloaded
STP-007 | DATA ENRICHMENT | Batch_2 | Elec | SMX | SMX |  | 12-05-2023 |  |  | 845572 | 845572 | 8352-50080817 | CONTR,AC MTR,160-BA03NPS1 | 160-BA03NPS1 | Allen Bradley | CONTROL,AC MOTOR,MANUFACTURER:ALLEN BRADLEY,MFR PART NUMBER:160-BA03NPS1 | [13 empty] | https://www.radwell.co.uk/en-GB/Buy/ALLEN%20BRADLEY/ALLEN%20BRADLEY/160-BA03NPS1/?redirect=true | https://www.dosupply.com/automation/allen-bradley-drives/160-ssc-drives/160-BA03NPS1 |  | CONTR,AC MTR,160-BA03NPS1, 160-BA03NPS1, Allen Bradley, CONTROL,AC MOTOR,MANUFACTURER:ALLEN BRADLEY,MFR PART NUMBER:160-BA03NPS1 | ALLEN BRADLEY | OPM | 160-BA03NPS1 | 160-BA03NPS1 |  | ENRICHED | MRO | 39122000 | Electrical Variable Speed Drives | DRIVE | VARIABLE FREQUENCY | POWER RATING | 37 W,0.75 KW (MOTOR) | INPUT VOLTAGE | 380-460 VAC | NUMBER OF PHASE | 3 | OUTPUT CURRENT RATING | 2.3 A | OUTPUT FREQUENCY RATING |  | DEGREE OF PROTECTION | IP20,NEMA/UL TYPE OPEN | TYPE | PRESET SPEED | TERMINAL TYPE |  | MOUNTING TYPE |  | SIZE |  | TEMPERATURE RATING |  | HAZARD CLASS |  | CERTIFICATION/STANDARD |  | ADDITIONAL FEATURES | COOLING METHOD:FAN | [32 empty] | Part number is not available so we updated Model number as Part number,Model Number Updated as per URL | Production Downloaded
STP-007 | DATA ENRICHMENT | Batch_2 | Elec | SMX | SMX |  | 12-05-2023 |  |  | 159828 | 159828 | 8352-50114589 | DRIVE,VAR SPEED,160BA04PSF1P1,AB | 160BA04PSF1P1 | Allen Bradley | DRIVE,VARIABLE SPEED,DETAILS:AB,MANUFACTURER:ALLEN BRADLEY,MFR PART NUMBER:160BA04PSF1P1 | [13 empty] | https://www.google.co.in/url?sa=t&rct=j&q=&esrc=s&source=web&cd=&cad=rja&uact=8&ved=2ahUKEwiy1PaDmpH7AhV4R2wGHb5rC34QFnoECAoQAQ&url=https%3A%2F%2Fliterature.rockwellautomation.com%2Fidc%2Fgroups%2Fliterature%2Fdocuments%2Fum%2F160-um009_-en-p.pdf&usg=AOvV | https://www.dosupply.com/automation/allen-bradley-drives/160-ssc-drives/160-BA04NPS1P1 |  | DRIVE,VAR SPEED,160BA04PSF1P1,AB, 160BA04PSF1P1, Allen Bradley, DRIVE,VARIABLE SPEED,DETAILS:AB,MANUFACTURER:ALLEN BRADLEY,MFR PART NUMBER:160BA04PSF1P1 | ALLEN BRADLEY | OPM | 160BA04PSF1P1 | 160BA04PSF1P1 |  | ENRICHED | MRO | 39122000 | Electrical Variable Speed Drives | DRIVE | VARIABLE FREQUENCY | POWER RATING | 1.5 KW | INPUT VOLTAGE | 380-460 VAC/24 VDC | NUMBER OF PHASE | 3 | OUTPUT CURRENT RATING | 4.6 A | OUTPUT FREQUENCY RATING |  | DEGREE OF PROTECTION | IP20 | TYPE | SMART SPEED CONTROLLER | TERMINAL TYPE |  | MOUNTING TYPE |  | SIZE |  | TEMPERATURE RATING |  | HAZARD CLASS |  | CERTIFICATION/STANDARD |  | ADDITIONAL FEATURES | [33 empty] | Part number is not available so we updated Model number as Part number,Model Number Updated as per URL | Production Downloaded
STP-007 | DATA ENRICHMENT | Batch_2 | Elec | SMX | SMX |  | 12-05-2023 |  |  | 544413 | 544413 | FR37-5606123 | VAR 16F5C1E340A 15KW 400V | KEB 16F5C1E340A 15KW 400V |  |  | VARIATEUR DE FREQUENCE 16F5C1E340A 15KW 3 X 400V | [12 empty] | https://www.keb.co.uk/index.php?eID=tx_securedownloads&u=0&file=/fileadmin/media/Catalogs/dr/ct_dr_000000052f5_en.pdf&t=1673698670&hash=5a9aa7081500c66674d305d14eac824c375d76ca |  |  | VAR 16F5C1E340A 15KW 400V, KEB 16F5C1E340A 15KW 400V, VARIATEUR DE FREQUENCE 16F5C1E340A 15KW 3 X 400V | KEB AMERICA, INC. | OEM | 16F5C1E340A | 16F5C1E340A |  | ENRICHED | MRO | 39122000 | Electrical Variable Speed Drives | DRIVE | VARIABLE FREQUENCY | POWER RATING | 15 KW | INPUT VOLTAGE | 305-528 VAC | NUMBER OF PHASE | 3 | OUTPUT CURRENT RATING | 59 A | OUTPUT FREQUENCY RATING | 2/16 KHz | DEGREE OF PROTECTION | IP20 | TYPE |  | TERMINAL TYPE |  | MOUNTING TYPE |  | SIZE | 130 WD X 290 HT X 208 DP MM | TEMPERATURE RATING | -10 TO 45 DEG C | HAZARD CLASS |  | CERTIFICATION/STANDARD | CE,CULUS,CLRUS | ADDITIONAL FEATURES | [34 empty] | Production Downloaded
STP-007 | DATA ENRICHMENT | Batch_2 | Elec | SMX | SMX |  | 12-05-2023 |  |  | 138318 | 138318 | 8349-50168910 | DRIVE,VAR SPEED,VLT5100-PT5-COO-ST-RO-DL | VLT5100-PT5-COO-ST-RO-DL | Danfoss | DRIVE,VARIABLE SPEED,DETAILS:DANFOSS,MANUFACTURER:DANFOSS,MFR PART NUMBER:VLT5100-PT5-COO-ST-RO-DL | [13 empty] | https://files.danfoss.com/download/Drives/doc_D_1_MG51A802.pdf |  |  | DRIVE,VAR SPEED,VLT5100-PT5-COO-ST-RO-DL, VLT5100-PT5-COO-ST-RO-DL, Danfoss, DRIVE,VARIABLE SPEED,DETAILS:DANFOSS,MANUFACTURER:DANFOSS,MFR PART NUMBER:VLT5100-PT5-COO-ST-RO-DL | DANFOSS | OPM | 176F0085 | VLT5100-PT5-COO-ST-R0-DL |  | ENRICHED | MRO | 39122000 | Electrical Variable Speed Drives | DRIVE | VARIABLE FREQUENCY | POWER RATING | 75 KW | INPUT VOLTAGE | 380-440 V | NUMBER OF PHASE | 3 | OUTPUT CURRENT RATING | 147 A | OUTPUT FREQUENCY RATING | 50/60 HZ | DEGREE OF PROTECTION | IP54 | TYPE | VLT 5100 | TERMINAL TYPE |  | MOUNTING TYPE |  | SIZE |  | TEMPERATURE RATING |  | HAZARD CLASS |  | CERTIFICATION/STANDARD |  | ADDITIONAL FEATURES | [33 empty] | Cleansed based on OEM items | Production Downloaded
STP-007 | DATA ENRICHMENT | Batch_2 | Elec | SMX | SMX |  | 12-05-2023 |  |  | 783803 | 783803 | RU07-TRU40013016 | CONVERTER;VLT5102;178B5703 | [16 empty] | https://files.danfoss.com/download/Drives/doc_D_1_MG51A802.pdf | https://www.convertwell.co.uk/178b5166-danfoss-vlt5102-75-90-kw/ |  | CONVERTER;VLT5102;178B5703 | DANFOSS | OPM | 178B5166 | VLT5102 |  | ENRICHED | MRO | 39122001 | INVERTER DRIVE AC | DRIVE | VARIABLE FREQUENCY | POWER RATING | 75/90 KW | INPUT VOLTAGE | 300-500 VAC | NUMBER OF PHASE | NOT AVAILABLE | OUTPUT CURRENT RATING | NOT AVAILABLE | OUTPUT FREQUENCY RATING | 0-132 Hz | DEGREE OF PROTECTION | IP20 | TYPE |  | TERMINAL TYPE |  | MOUNTING TYPE |  | SIZE | 400 WD X 1000 LG X 370 HT MM | TEMPERATURE RATING | -10 TO 70 DEG C | HAZARD CLASS |  | CERTIFICATION/STANDARD | IEC 68-2-3 | ADDITIONAL FEATURES | CONVERTER | [33 empty] | Production Downloaded
STP-007 | DATA ENRICHMENT | Batch_2 | Elec | SMX | SMX |  | 12-05-2023 |  |  | 690659 | 690659 | MY43-EM002471 | INVERTER DANFOSS 178B9301 VLT2840 | VLT2840PT4B20STR0DBF10A00C1 | [15 empty] | https://files.danfoss.com/download/Drives/MG27E402.pdf | https://files.danfoss.com/download/Drives/doc_MD27A202.pdf | https://store.danfoss.com/gb/en_GB/Drives/Low-Voltage-Drives/Legacy-Drives/VLT%C2%AE-2800/VLT2840PT4B20STR0DBF10A00C1/p/178B9301 | INVERTER DANFOSS 178B9301 VLT2840, VLT2840PT4B20STR0DBF10A00C1 | DANFOSS | OPM | 178B9301 | VLT2840PT4B20STR0DBF10A00C1 |  | ENRICHED | MRO | 39122001 | Inverter Drive Ac | DRIVE | VARIABLE FREQUENCY | POWER RATING | 4 KW | INPUT VOLTAGE | 380-480 VAC | NUMBER OF PHASE | 3 | OUTPUT CURRENT RATING | 9.1 A | OUTPUT FREQUENCY RATING | 0.2-132 Hz,1-1000 Hz | DEGREE OF PROTECTION | IP20 | TYPE | FREQUENCY CONVERTER | TERMINAL TYPE |  | MOUNTING TYPE | VERTICAL | SIZE | 90 WD X 267.5 HT X 168 DP MM | TEMPERATURE RATING | 45 DEG C | HAZARD CLASS |  | CERTIFICATION/STANDARD | EN,EN 50082-1/2,EN 55011,EN 61000-4-2,EN 61000-4-3,EN 61000-4-4,EN 61000-4-5,EN 61081-2,EN 61800-3 | ADDITIONAL FEATURES | SUPPLY FREQUENCY:50/60 Hz | [33 empty] | Production Downloaded
STP-007 | DATA ENRICHMENT | Batch_2 | Elec | SMX | SMX |  | 12-05-2023 |  |  | 690658 | 690658 | MY43-EM002470 | INVERTER DANFOSS 178F0006 VLT2830 | VLT2830PT4B20STR0DBF10A00C1 | [15 empty] | https://files.danfoss.com/download/Drives/MG27E402.pdf | https://files.danfoss.com/download/Drives/doc_MD27A202.pdf | https://store.danfoss.com/gb/en_GB/Drives/Low-Voltage-Drives/Legacy-Drives/VLT%C2%AE-2800/VLT2830PT4B20STR0DBF10A00C1/p/178F0006 | INVERTER DANFOSS 178F0006 VLT2830, VLT2830PT4B20STR0DBF10A00C1 | DANFOSS | OPM | 178F0006 | VLT2830PT4B20STR0DBF10A00C1 |  | ENRICHED | MRO | 39122001 | Inverter Drive Ac | DRIVE | VARIABLE FREQUENCY | POWER RATING | 3 KW | INPUT VOLTAGE | 380-480 VAC | NUMBER OF PHASE | 3 | OUTPUT CURRENT RATING | 7:00 | OUTPUT FREQUENCY RATING | 0.2-132 Hz,1-1000 Hz | DEGREE OF PROTECTION | IP20 | TYPE | FREQUENCY CONVERTER | TERMINAL TYPE |  | MOUNTING TYPE | VERTICAL | SIZE | 90 WD X 267.5 HT X 168 DP MM | TEMPERATURE RATING | 45 DEG C | HAZARD CLASS |  | CERTIFICATION/STANDARD | EN,EN 50082-1/2,EN 55011,EN 61000-4-2,EN 61000-4-3,EN 61000-4-4,EN 61000-4-5,EN 61081-2,EN 61800-3 | ADDITIONAL FEATURES | SUPPLY FREQUENCY:50/60 Hz | [33 empty] | Production Downloaded
STP-007 | DATA ENRICHMENT | Batch_2 | Elec | SMX | SMX |  | 12-05-2023 |  |  | 690656 | 690656 | MY43-EM002468 | INVERTER DANFOSS 178F0336 VLT2875 | VLT2875PT4B20STR0DBF10A00C1 | [15 empty] | https://files.danfoss.com/download/Drives/MG27E402.pdf | https://files.danfoss.com/download/Drives/doc_MD27A202.pdf | https://store.danfoss.com/gb/en_GB/Drives/Low-Voltage-Drives/Legacy-Drives/VLT%C2%AE-2800/VLT2875PT4B20STR0DBF10A00C1/p/178F0336 | INVERTER DANFOSS 178F0336 VLT2875, VLT2875PT4B20STR0DBF10A00C1 | DANFOSS | OPM | 178F0336 | VLT2875PT4B20STR0DBF10A00C1 |  | ENRICHED | MRO | 39122001 | Inverter Drive Ac | DRIVE | VARIABLE FREQUENCY | POWER RATING | 7.5 KW | INPUT VOLTAGE | 380-480 VAC | NUMBER OF PHASE | 3 | OUTPUT CURRENT RATING | 16 A | OUTPUT FREQUENCY RATING | 0.2-132 Hz,1-1000 Hz | DEGREE OF PROTECTION | IP20 | TYPE | FREQUENCY CONVERTER | TERMINAL TYPE |  | MOUNTING TYPE | VERTICAL | SIZE | 140 WD X 267.5 HT X 168 DP MM | TEMPERATURE RATING | 45 DEG C | HAZARD CLASS |  | CERTIFICATION/STANDARD | EN,EN 50082-1/2,EN 55011,EN 61000-4-2,EN 61000-4-3,EN 61000-4-4,EN 61000-4-5,EN 61081-2,EN 61800-3 | ADDITIONAL FEATURES | SUPPLY FREQUENCY:50/60 Hz | [33 empty] | Production Downloaded
STP-007 | DATA ENRICHMENT | Batch_2 | Elec | SMX | SMX |  | 12-05-2023 |  |  | 690657 | 690657 | MY43-EM002469 | INVERTER DANFOSS 178F0337 VLT2855 | VLT2855PT4B20STR0DBF10A00C1 | [15 empty] | https://files.danfoss.com/download/Drives/MG27E402.pdf | https://files.danfoss.com/download/Drives/doc_MD27A202.pdf | https://store.danfoss.com/gb/en_GB/Drives/Low-Voltage-Drives/Legacy-Drives/VLT%C2%AE-2800/vlt2855pt4b20str0dbf10a00c1/p/178F0337 | INVERTER DANFOSS 178F0337 VLT2855, VLT2855PT4B20STR0DBF10A00C1 | DANFOSS | OPM | 178F0337 | VLT2855PT4B20STR0DBF10A00C1 |  | ENRICHED | MRO | 39122001 | Inverter Drive Ac | DRIVE | VARIABLE FREQUENCY | POWER RATING | 5.5 KW | INPUT VOLTAGE | 380-480 VAC | NUMBER OF PHASE | 3 | OUTPUT CURRENT RATING | 0:00 | OUTPUT FREQUENCY RATING | 0.2-132 Hz,1-1000 Hz | DEGREE OF PROTECTION | IP20 | TYPE | FREQUENCY CONVERTER | TERMINAL TYPE |  | MOUNTING TYPE | VERTICAL | SIZE | 140 WD X 267.5 HT X 168 DP MM | TEMPERATURE RATING | 45 DEG C | HAZARD CLASS |  | CERTIFICATION/STANDARD | EN,EN 50082-1/2,EN 55011,EN 61000-4-2,EN 61000-4-3,EN 61000-4-4,EN 61000-4-5,EN 61081-2,EN 61800-3 | ADDITIONAL FEATURES | SUPPLY FREQUENCY:50/60 Hz | [33 empty] | Production Downloaded
STP-007 | DATA ENRICHMENT | Batch_2 | Elec | SMX | SMX |  | 12-05-2023 |  |  | 845550 | 845550 | 8349-52133548 | DRIVE,AC SERVO MTR,23B-D017D10ENN-P3T | 23B-D017D10ENN-P3T | Allen Bradley | DRIVE,AC SERVO MOTOR,INPUT VOLTAGE:480V,OUTPUT CURRENT:16.8A,MANUFACTURER:ALLEN BRADLEY,MFR PART NUMBER:23B-D017D10ENN-P3T | [13 empty] | https://ageashopmedia.s3.ap-south-1.amazonaws.com/rockwell/technical_instruction/23B-D017D10ENN-P3T.pdf |  |  | DRIVE,AC SERVO MTR,23B-D017D10ENN-P3T, 23B-D017D10ENN-P3T, Allen Bradley, DRIVE,AC SERVO MOTOR,INPUT VOLTAGE:480V,OUTPUT CURRENT:16.8A,MANUFACTURER:ALLEN BRADLEY,MFR PART NUMBER:23B-D017D10ENN-P3T | ALLEN BRADLEY | OPM | 23B-D017D10ENN-P3T | 23B-D017D10ENN-P3T |  | ENRICHED | MRO | 39122001 | Inverter Drive Ac | DRIVE | VARIABLE FREQUENCY | POWER RATING | 7.5 KW | INPUT VOLTAGE | 480 VAC | NUMBER OF PHASE | 3 | OUTPUT CURRENT RATING | 16.8 A | OUTPUT FREQUENCY RATING | 0-400 Hz | DEGREE OF PROTECTION | IP20/30/66 | TYPE | ADJUSTABLE AC,LOW VOLTAGE | TERMINAL TYPE |  | MOUNTING TYPE | PANEL | SIZE |  | TEMPERATURE RATING | -40 TO 85 DEG C | HAZARD CLASS |  | CERTIFICATION/STANDARD | CE,C-TICK,CULUS | ADDITIONAL FEATURES | SERIES:POWERFLEX 40 | [32 empty] | Part number is not available so we updated Model number as Part number,Model Number Updated as per URL | Production Downloaded
STP-007 | DATA ENRICHMENT | Batch_2 | Elec | SMX | SMX |  | 12-05-2023 |  |  | 303148 | 303148 | AT31-5575780 | 6SL3210-1KE18-8AF1, G120C NL 4,0KW | 6SL3210-1KE18-8AF1 | SIEMENS | SINAMICS G120C Nennleistung: 4,0kW mit 150% Überlast für 3 Sec. 3AC380-480V+10/-20% 47-63Hz integrierter Filter Klasse A I/O-Interface: 6DI, 2DO, 1AI, 1AO Safe-Torque-Off integriert Feldbus integriert: PROFINET-PN Schutzart IP20/UL Open Typ Größe: FSA 196x 73x 225,4 (HxBxT) externe 24V | SINAMICS G120C Nennleistung: 4,0kW mit 150% Überlast für 3 Sec. 3AC380-480V+10/-20% 47-63Hz integrierter Filter Klasse A I/O-Interface: 6DI, 2DO, 1AI, 1AO Safe-Torque-Off integriert Feldbus integriert: PROFINET-PN Schutzart IP20/UL Open Typ Größe: FSA 196x 73x 225,4 (HxBxT) externe 24V | [12 empty] | https://mall.industry.siemens.com/mall/en/WW/Catalog/Product/6SL3210-1KE18-8AF1 | https://in.rsdelivers.com/es/product/siemens/6sl3210-1ke18-8af1/siemens-sinamics-g120c-inverter-drive-3-phase-in-0/8838749 | https://in.rsdelivers.com/es/product/siemens/6sl3210-1ke18-8af1/siemens-sinamics-g120c-inverter-drive-3-phase-in-0/8838749 | 6SL3210-1KE18-8AF1, G120C NL 4,0KW, 6SL3210-1KE18-8AF1, SIEMENS, SINAMICS G120C Nennleistung: 4,0kW mit 150% Überlast für 3 Sec. 3AC380-480V+10/-20% 47-63Hz integrierter Filter Klasse A I/O-Interface: 6DI, 2DO, 1AI, 1AO Safe-Torque-Off integriert Feldbus integriert: PROFINET-PN Schutzart IP20/UL Open Typ Größe: FSA 196x 73x 225,4 (HxBxT) externe 24V, SINAMICS G120C Nennleistung: 4,0kW mit 150% Überlast für 3 Sec. 3AC380-480V+10/-20% 47-63Hz integrierter Filter Klasse A I/O-Interface: 6DI, 2DO, 1AI, 1AO Safe-Torque-Off integriert Feldbus integriert: PROFINET-PN Schutzart IP20/UL Open Typ Größe: FSA 196x 73x 225,4 (HxBxT) externe 24V | SIEMENS | OPM | 6SL3210-1KE18-8AF1 | 6SL3210-1KE18-8AF1 |  | ENRICHED | MRO | 39122001 | Inverter Drive Ac | DRIVE | VARIABLE FREQUENCY | POWER RATING | 4 KW | INPUT VOLTAGE | 380-480 VAC | NUMBER OF PHASE | 3 | OUTPUT CURRENT RATING | 11.4 A | OUTPUT FREQUENCY RATING | NOT AVAILABLE | DEGREE OF PROTECTION | IP20 | TYPE | ADJUSTABLE AC,LOW VOLTAGE | TERMINAL TYPE |  | MOUNTING TYPE | PANEL | SIZE | 73 WD X 196 HT X 225.4 DP MM | TEMPERATURE RATING | -10 TO 40 DEG C | HAZARD CLASS |  | CERTIFICATION/STANDARD | UL | ADDITIONAL FEATURES | OUTPUT POWER:5 HP,FRAME SIZE:FSA;INTEGRATED FILTER CLASS A I/O INTERFACE: 6DI, 2DO, 1AI, 1AO SAFE-TORQUE-OFF INTEGRATED FIELDBUS INTEGRATED | [32 empty] | Model number is not available so we updated Part number as Model number | Production Downloaded
STP-007 | DATA ENRICHMENT | Batch_2 | Elec | SMX | SMX |  | 12-05-2023 |  |  | 585790 | 585790 | GB38-5549417 | INVERTER, 6SL32101-KE18-8AP1, 4KW | 6SL32101-KE18-8AP1 | SIEMENS | G120C DRIVE 3.0/4.0KW HO/LO 3PH PB, Original Quote Q464618 | [13 empty] | https://mall.industry.siemens.com/mall/Document/GetDocumentBasedOnCode?code=aHR0cHM6Ly9tYWxsLmluZHVzdHJ5LnNpZW1lbnMuY29tL3NwaWNlL2RvY3VzZXJ2aWNlL2RvY3VzZXJ2aWNlP2NvbmZpZ2lkPTE0JmRvY3UubWxmYj02U0wzMjEwLTFLRTE4LThBUDEmZG9jdS5pbml0dHlwZT1NTEZCJmRvY3UuZ2VuZXJhdGlvbnR5cGU9VklFVyZkb2N1LnZpZXdpZD1QREYmcmVnaW9uPVdXJmxhbmd1YWdlPWVuJmRvY3UubGFuZ3VhZ2UubG9jYWxlMT1lbiZkb2N1Lmxhbmd1YWdlLmxvY2FsZTI9ZW4= |  |  | INVERTER, 6SL32101-KE18-8AP1, 4KW, 6SL32101-KE18-8AP1, SIEMENS, G120C DRIVE 3.0/4.0KW HO/LO 3PH PB, Original Quote Q464618 | SIEMENS | OPM | 6SL32101-KE18-8AP1 | 6SL32101-KE18-8AP1 |  | ENRICHED | MRO | 39122001 | Inverter Drive Ac | DRIVE | VARIABLE FREQUENCY | POWER RATING | 3 KW | INPUT VOLTAGE | 380-480 VAC | NUMBER OF PHASE | 3 | OUTPUT CURRENT RATING | 14.6 A | OUTPUT FREQUENCY RATING | 550 Hz | DEGREE OF PROTECTION | IP20 | TYPE | ADJUSTABLE AC,LOW VOLTAGE | TERMINAL TYPE |  | MOUNTING TYPE | PANEL | SIZE | 73 WD X 196 HT X 203 DP MM | TEMPERATURE RATING | -10 TO 40 DEG C | HAZARD CLASS |  | CERTIFICATION/STANDARD | CE,UL | ADDITIONAL FEATURES | FRAME SIZE:A | [32 empty] | Model number is not available so we updated Part number as Model number | Production Downloaded
STP-007 | DATA ENRICHMENT | Batch_2 | Elec | SMX | SMX |  | 12-05-2023 |  |  | 394431 | 394431 | BG31-5595797 | 6SL3210-1KE18-8AP1-SINAMICS G120C | 6SL3210-1KE18-8AP1-SINAMICS G120C | SIEMENS | [14 empty] | https://mall.industry.siemens.com/mall/en/ww/Catalog/Product/?mlfb=6SL3210-1KE18-8AP1 |  |  | 6SL3210-1KE18-8AP1-SINAMICS G120C, 6SL3210-1KE18-8AP1-SINAMICS G120C, SIEMENS | SIEMENS | OPM | 6SL3210-1KE18-8AP1 | G120C |  | ENRICHED | MRO | 39122000 | Electrical Variable Speed Drives | DRIVE | VARIABLE FREQUENCY | POWER RATING | 4 KW | INPUT VOLTAGE | 380-480 VAC | NUMBER OF PHASE | 3 | OUTPUT CURRENT RATING | 14.6 A | OUTPUT FREQUENCY RATING | 240-550 Hz | DEGREE OF PROTECTION | NOT AVAILABLE | TYPE |  | TERMINAL TYPE |  | MOUNTING TYPE |  | SIZE |  | TEMPERATURE RATING |  | HAZARD CLASS |  | CERTIFICATION/STANDARD |  | ADDITIONAL FEATURES | [34 empty] | Production Downloaded
STP-007 | DATA ENRICHMENT | Batch_2 | Elec | SMX | SMX |  | 12-05-2023 |  |  | 780609 | 780609 | RU07-TRU37013896 | INVERTOR;6SL3210-1KE21-7AB1 | [16 empty] | https://au.rs-online.com/web/p/inverter-drives/7449604 |  |  | INVERTOR;6SL3210-1KE21-7AB1 | SIEMENS AG | OPM | 6SL3210-1KE21-7AB1 | 6SL3210-1KE21-7AB1 |  | ENRICHED | MRO | 39122001 | Inverter Drive Ac | DRIVE | VARIABLE FREQUENCY | POWER RATING | 7.5 KW | INPUT VOLTAGE | 400 VAC | NUMBER OF PHASE | 3 | OUTPUT CURRENT RATING | 16.5 A | OUTPUT FREQUENCY RATING | 0-550 Hz | DEGREE OF PROTECTION | IP20 | TYPE |  | TERMINAL TYPE |  | MOUNTING TYPE |  | SIZE | 100 WD X 196 LG X 203 DP MM | TEMPERATURE RATING |  | HAZARD CLASS |  | CERTIFICATION/STANDARD |  | ADDITIONAL FEATURES | SERIES:SINAMICS G120C;FIELD BUS COMMUNICATION TYPE:MODBUS;W/FILTER,CONTROL PANEL,STO | [33 empty] | Production Downloaded
STP-007 | DATA ENRICHMENT | Batch_2 | Elec | SMX | SMX |  | 12-05-2023 |  |  | 302159 | 302159 | AT31-5511441 | 6SL3210-1KE21-7AP1 SINAMICS G120C | 6SL3210-1KE21-7AP1 | SIEMENS | SINAMICS G120C NENNLEISTUNG: 7,5KW MIT 150% UEBERLAST FUER 3 SEC 3AC380-480V +10/-20% 47-63HZ INTEGRIERTER FILTER KLASSE A I/O-INTERFACE: 6DI, 2DO,1AI,1AO SAFE TORQUE OFF INTEGRIERT FELDBUS INTEGRIERT: PROFIBUS-DP SCHUTZART: IP20/ UL OPEN TYPE GROESSE: FSB 196X100X203(HXBXT) EXTERNE 24V | SINAMICS G120C NENNLEISTUNG: 7,5KW MIT 150% UEBERLAST FUER 3 SEC 3AC380-480V +10/-20% 47-63HZ INTEGRIERTER FILTER KLASSE A I/O-INTERFACE: 6DI, 2DO,1AI,1AO SAFE TORQUE OFF INTEGRIERT FELDBUS INTEGRIERT: PROFIBUS-DP SCHUTZART: IP20/ UL OPEN TYPE GROESSE: FSB 196X100X203(HXBXT) EXTERNE 24V | [12 empty] | https://mall.industry.siemens.com/mall/en/se/Catalog/Product/6SL3210-1KE21-7AP1 |  |  | 6SL3210-1KE21-7AP1 SINAMICS G120C, 6SL3210-1KE21-7AP1, SIEMENS, SINAMICS G120C NENNLEISTUNG: 7,5KW MIT 150% UEBERLAST FUER 3 SEC 3AC380-480V +10/-20% 47-63HZ INTEGRIERTER FILTER KLASSE A I/O-INTERFACE: 6DI, 2DO,1AI,1AO SAFE TORQUE OFF INTEGRIERT FELDBUS INTEGRIERT: PROFIBUS-DP SCHUTZART: IP20/ UL OPEN TYPE GROESSE: FSB 196X100X203(HXBXT) EXTERNE 24V, SINAMICS G120C NENNLEISTUNG: 7,5KW MIT 150% UEBERLAST FUER 3 SEC 3AC380-480V +10/-20% 47-63HZ INTEGRIERTER FILTER KLASSE A I/O-INTERFACE: 6DI, 2DO,1AI,1AO SAFE TORQUE OFF INTEGRIERT FELDBUS INTEGRIERT: PROFIBUS-DP SCHUTZART: IP20/ UL OPEN TYPE GROESSE: FSB 196X100X203(HXBXT) EXTERNE 24V | SIEMENS | OPM | 6SL3210-1KE21-7AP1 | G120C |  | ENRICHED | MRO | 39122000 | Electrical Variable Speed Drives | DRIVE | VARIABLE FREQUENCY | POWER RATING | 7.5 KW | INPUT VOLTAGE | 380-480 VAC | NUMBER OF PHASE | 3 | OUTPUT CURRENT RATING | 0.5 A | OUTPUT FREQUENCY RATING | 47-63 Hz | DEGREE OF PROTECTION | IP20 | TYPE | INVERTER | TERMINAL TYPE |  | MOUNTING TYPE |  | SIZE | 100 WD X 196 HT X 203 DP MM | TEMPERATURE RATING |  | HAZARD CLASS |  | CERTIFICATION/STANDARD | UL | ADDITIONAL FEATURES | EXTERNAL:24 V;I/O INTERFACE:6DI,2DO,1AI,1AO;SAFE TORQUE OFF;INTEGRATED:PROFIBUS-DP | [33 empty] | Production Downloaded
STP-007 | DATA ENRICHMENT | Batch_2 | Elec | SMX | SMX |  | 12-05-2023 |  |  | 394434 | 394434 | BG31-5595800 | 6SL3210-1KE21-7AP1 - SINAMICS G120C | 6SL3210-1KE21-7AP1 - SINAMICS G120C | SIEMENS | [14 empty] | https://mall.industry.siemens.com/mall/en/se/Catalog/Product/6SL3210-1KE21-7AP1 |  |  | 6SL3210-1KE21-7AP1 - SINAMICS G120C, 6SL3210-1KE21-7AP1 - SINAMICS G120C, SIEMENS | SIEMENS | OPM | 6SL3210-1KE21-7AP1 | G120C |  | ENRICHED | MRO | 39122000 | Electrical Variable Speed Drives | DRIVE | VARIABLE FREQUENCY | POWER RATING | 7.5 KW | INPUT VOLTAGE | 380-480 VAC | NUMBER OF PHASE | 3 | OUTPUT CURRENT RATING | 0.5 A | OUTPUT FREQUENCY RATING | 47-63 Hz | DEGREE OF PROTECTION | IP20 | TYPE | INVERTER | TERMINAL TYPE |  | MOUNTING TYPE |  | SIZE | 100 WD X 196 HT X 203 DP MM | TEMPERATURE RATING |  | HAZARD CLASS |  | CERTIFICATION/STANDARD | UL | ADDITIONAL FEATURES | EXTERNAL:24 V;I/O INTERFACE:6DI,2DO,1AI,1AO;SAFE TORQUE OFF;INTEGRATED:PROFIBUS-DP | [33 empty] | Production Downloaded
STP-007 | DATA ENRICHMENT | Batch_2 | Elec | SMX | SMX |  | 12-05-2023 |  |  | 302158 | 302158 | AT31-5511440 | 6SL3210-1KE22-6AP1 SINAMICS G120C | 6SL3210-1KE22-6AP1 | SIEMENS | SINAMICS G120C NENNLEISTUNG: 11,0KW MIT 150% UEBERLAST FUER 3 SEC 3AC380-480V +10/-20% 47-63HZ INTEGRIERTER FILTER KLASSE A I/O-INTERFACE: 6DI, 2DO,1AI,1AO SAFE TORQUE OFF INTEGRIERT FELDBUS INTEGRIERT: PROFIBUS-DP SCHUTZART: IP20/ UL OPEN TYPE GROESSE: FSC 295X140X203(HXBXT) EXTERNE 24V | SINAMICS G120C NENNLEISTUNG: 11,0KW MIT 150% UEBERLAST FUER 3 SEC 3AC380-480V +10/-20% 47-63HZ INTEGRIERTER FILTER KLASSE A I/O-INTERFACE: 6DI, 2DO,1AI,1AO SAFE TORQUE OFF INTEGRIERT FELDBUS INTEGRIERT: PROFIBUS-DP SCHUTZART: IP20/ UL OPEN TYPE GROESSE: FSC 295X140X203(HXBXT) EXTERNE 24V | [12 empty] | https://in.rsdelivers.com/product/siemens/6sl3210-1ke22-6ap1/siemens-sinamics-g120c-inverter-drive-3-phase-in-0/8838803 |  |  | 6SL3210-1KE22-6AP1 SINAMICS G120C, 6SL3210-1KE22-6AP1, SIEMENS, SINAMICS G120C NENNLEISTUNG: 11,0KW MIT 150% UEBERLAST FUER 3 SEC 3AC380-480V +10/-20% 47-63HZ INTEGRIERTER FILTER KLASSE A I/O-INTERFACE: 6DI, 2DO,1AI,1AO SAFE TORQUE OFF INTEGRIERT FELDBUS INTEGRIERT: PROFIBUS-DP SCHUTZART: IP20/ UL OPEN TYPE GROESSE: FSC 295X140X203(HXBXT) EXTERNE 24V, SINAMICS G120C NENNLEISTUNG: 11,0KW MIT 150% UEBERLAST FUER 3 SEC 3AC380-480V +10/-20% 47-63HZ INTEGRIERTER FILTER KLASSE A I/O-INTERFACE: 6DI, 2DO,1AI,1AO SAFE TORQUE OFF INTEGRIERT FELDBUS INTEGRIERT: PROFIBUS-DP SCHUTZART: IP20/ UL OPEN TYPE GROESSE: FSC 295X140X203(HXBXT) EXTERNE 24V | SIEMENS | OPM | 6SL3210-1KE22-6AP1 | G120C |  | ENRICHED | MRO | 39122000 | Electrical Variable Speed Drives | DRIVE | VARIABLE FREQUENCY | POWER RATING | 11 KW | INPUT VOLTAGE | 380-480 VAC | NUMBER OF PHASE | 3 | OUTPUT CURRENT RATING | 25 A | OUTPUT FREQUENCY RATING | 47-63 Hz | DEGREE OF PROTECTION | IP20 | TYPE | INVERTER | TERMINAL TYPE |  | MOUNTING TYPE | PANEL | SIZE | 140 WD X 295 HT X 203 DP MM | TEMPERATURE RATING |  | HAZARD CLASS |  | CERTIFICATION/STANDARD | UL | ADDITIONAL FEATURES | 24 V;INTERFACE:6DI,2DO,1AI,1AO;SAFE TORQUE OFF | [33 empty] | Production Downloaded
STP-007 | DATA ENRICHMENT | Batch_2 | Elec | SMX | SMX |  | 12-05-2023 |  |  | 793286 | 793286 | SK31-5611124 | MENIC SINAMICS G120C /6SL3210-1KE22-6UF1 | 6SL3210-1KE22-6UF1 | ESAB,S.R.O. | [14 empty] | https://mall.industry.siemens.com/mall/en/ww/Catalog/Product/6SL3210-1KE22-6UF1 |  |  | MENIC SINAMICS G120C /6SL3210-1KE22-6UF1, 6SL3210-1KE22-6UF1, ESAB,S.R.O. | SIEMENS | OPM | 6SL3210-1KE22-6UF1 | 6SL3210-1KE22-6UF1 |  | ENRICHED | MRO | 39122001 | Inverter Drive Ac | DRIVE | VARIABLE FREQUENCY | POWER RATING | 11 KW | INPUT VOLTAGE | 380-480 VAC | NUMBER OF PHASE | 3 | OUTPUT CURRENT RATING | NOT AVAILABLE | OUTPUT FREQUENCY RATING | 47-63 Hz | DEGREE OF PROTECTION | IP20 | TYPE | COMPACT CONVERTER | TERMINAL TYPE |  | MOUNTING TYPE |  | SIZE | 295 X 140 X 225.4 MM | TEMPERATURE RATING | -10 TO 55 DEG C | HAZARD CLASS |  | CERTIFICATION/STANDARD | UL | ADDITIONAL FEATURES | [33 empty] | Part number is not available so we updated model number as part number | Production Downloaded
STP-007 | DATA ENRICHMENT | Batch_2 | Elec | SMX | SMX |  | 12-05-2023 |  |  | 586213 | 586213 | GB38-5602618 | INVERTER, G120P PM240-2 1.5/2.2KW 1PH | 6SL32101PB210AL0 | SIEMENS | 6SL32101PB210AL0 | [13 empty] | https://au.rs-online.com/web/p/inverter-drives/2255459?sra=pmpn |  |  | INVERTER, G120P PM240-2 1.5/2.2KW 1PH, 6SL32101PB210AL0, SIEMENS, 6SL32101PB210AL0 | SIEMENS AG | OPM | 6SL3210-1PB21-0AL0 | 6SL3210-1PB21-0AL0 |  | ENRICHED | MRO | 39122001 | Inverter Drive Ac | DRIVE | VARIABLE FREQUENCY | POWER RATING | 2.2 KW | INPUT VOLTAGE | 230 V | NUMBER OF PHASE | 1,3 | OUTPUT CURRENT RATING | 24 A | OUTPUT FREQUENCY RATING | 0-550 Hz | DEGREE OF PROTECTION | IP20 | TYPE |  | TERMINAL TYPE |  | MOUNTING TYPE |  | SIZE |  | TEMPERATURE RATING |  | HAZARD CLASS |  | CERTIFICATION/STANDARD |  | ADDITIONAL FEATURES | SERIES:PM240-2 | [33 empty] | Production Downloaded
STP-007 | DATA ENRICHMENT | Batch_2 | Elec | SMX | SMX |  | 12-05-2023 |  |  | 586214 | 586214 | GB38-5602619 | INVERTER, G120P PM240-2 2.2/3KW 1PH | 6SL32101PB214AL0 | SIEMENS | 6SL32101PB214AL0 | [13 empty] | https://mall.industry.siemens.com/mall/Document/GetDocumentBasedOnCode?code=aHR0cHM6Ly9tYWxsLmluZHVzdHJ5LnNpZW1lbnMuY29tL3NwaWNlL2RvY3VzZXJ2aWNlL2RvY3VzZXJ2aWNlP2NvbmZpZ2lkPTE0JmRvY3UubWxmYj02U0wzMjEwLTFQQjIxLTRBTDAmZG9jdS5pbml0dHlwZT1NTEZCJmRvY3UuZ2VuZXJhdGlvbnR5cGU9VklFVyZkb2N1LnZpZXdpZD1QREYmcmVnaW9uPVdXJmxhbmd1YWdlPWVuJmRvY3UubGFuZ3VhZ2UubG9jYWxlMT1lbiZkb2N1Lmxhbmd1YWdlLmxvY2FsZTI9ZW4= |  |  | INVERTER, G120P PM240-2 2.2/3KW 1PH, 6SL32101PB214AL0, SIEMENS, 6SL32101PB214AL0 | SIEMENS | OPM | 6SL3210-1PB21-4AL0 | 6SL3210-1PB21-4AL0 |  | ENRICHED | MRO | 39122001 | Inverter Drive Ac | DRIVE | VARIABLE FREQUENCY | POWER RATING | 3 KW | INPUT VOLTAGE | 200-240 VAC | NUMBER OF PHASE | 1 | OUTPUT CURRENT RATING | 20.8 A | OUTPUT FREQUENCY RATING | 550 Hz V/F CONTROL | DEGREE OF PROTECTION | IP20 | TYPE | ADJUSTABLE AC,LOW VOLTAGE | TERMINAL TYPE |  | MOUNTING TYPE | PANEL | SIZE | 140 WD X 355 HT X 165 DP MM | TEMPERATURE RATING | -5 TO 40 DEG C | HAZARD CLASS |  | CERTIFICATION/STANDARD | CE,UL | ADDITIONAL FEATURES | FRAME SIZE:C | [32 empty] | Model number is not available so we updated Part number as Model number | Production Downloaded
STP-007 | DATA ENRICHMENT | Batch_2 | Elec | SMX | SMX |  | 12-05-2023 |  |  | 825496 | 825496 | UA01-5578264 | FREQUENCY CONVERTER 6SL3210-5BB21-5UV1 | 6SL32105BB215UV1 | [15 empty] | https://mall.industry.siemens.com/spice/docuservice/docuservice?configid=14&docu.mlfb=6SE6440-2AD31-5DA1&docu.inittype=MLFB&docu.generationtype=VIEW&docu.viewid=PDF&region=DE&language=en&docu.language.locale1=en&docu.language.locale2=en | https://www.electricautomationnetwork.com/PDF/PIM/SIE/EN_6SE6440-2AD31-5DA1.pdf |  | FREQUENCY CONVERTER 6SL3210-5BB21-5UV1, 6SL32105BB215UV1 | SIEMENS AG | OPM | 6SL32105BB215UV1 | 6SL32105BB215UV1 |  | ENRICHED | MRO | 39122001 | INVERTER DRIVE AC | DRIVE | VARIABLE FREQUENCY | POWER RATING | 18.5 KW | INPUT VOLTAGE | 380/480 VAC | NUMBER OF PHASE | 3 | OUTPUT CURRENT RATING | 33.8-37 A | OUTPUT FREQUENCY RATING | 0-650 Hz | DEGREE OF PROTECTION | IP20 | TYPE |  | TERMINAL TYPE |  | MOUNTING TYPE |  | SIZE | 275 WD X 520 HT X 245 DP MM | TEMPERATURE RATING | -10 TO 50 DEG C | HAZARD CLASS |  | CERTIFICATION/STANDARD | UL | ADDITIONAL FEATURES | CONVERTER;CONDUCTOR CROSS SECTION:35 SQ MM | [33 empty] | Production Downloaded
STP-007 | DATA ENRICHMENT | Batch_2 | Elec | SMX | SMX |  | 12-05-2023 |  |  | 551596 | 551596 | FR39-5456010 | VARIATEUR 6SL3210-5BE13-7UV0 (0,37KW) | SS86SL3210-5BE13-7UV0 | REXEL CHATEAU THIERRY |  | Nouvelle version : Ref. Rexel : SS86SL3210-5BE13-7UV0 Ref. Siemens : 6SL3210-5BE13-7UV0 Anciène version : Réf Rexel : SSP6SE6420-2UD13-7AA00855 Ref Siemens : 6SE6420-2UD13-7AA1 | [12 empty] | https://mall.industry.siemens.com/mall/en/in/Catalog/Product/6SL3210-5BE13-7UV0 | https://mall.industry.siemens.com/spice/docuservice/docuservice?configid=14&docu.mlfb=6SL3210-5BE13-7UV0&docu.inittype=MLFB&docu.generationtype=VIEW&docu.viewid=PDF&region=WW&language=en&docu.language.locale1=en&docu.language.locale2=en |  | VARIATEUR 6SL3210-5BE13-7UV0 (0,37KW), SS86SL3210-5BE13-7UV0, REXEL CHATEAU THIERRY, Nouvelle version : Ref. Rexel : SS86SL3210-5BE13-7UV0 Ref. Siemens : 6SL3210-5BE13-7UV0 Anciène version : Réf Rexel : SSP6SE6420-2UD13-7AA00855 Ref Siemens : 6SE6420-2UD13-7AA1 | SIEMENS AG | OPM | 6SL3210-5BE13-7UV0 | 6SL3210-5BE13-7UV0 | ALTERNATE MANUFACTURER NAME:REXEL CHATEAU THIERRY;ALTERNATE MANUFACTURER PART NUMBER:SS86SL3210-5BE13-7UV0 | ENRICHED | MRO | 39122000 | Electrical Variable Speed Drives | DRIVE | VARIABLE FREQUENCY | POWER RATING | 0.37 KW | INPUT VOLTAGE | 380-480 VAC | NUMBER OF PHASE | 3 | OUTPUT CURRENT RATING | 1.3 A | OUTPUT FREQUENCY RATING | 0-550 Hz | DEGREE OF PROTECTION | IP20 | TYPE |  | TERMINAL TYPE | PLUG IN SCREW | MOUNTING TYPE | WALL/SIDE BY SIDE | SIZE | 90 WD X 150 HT X 145.5 DP MM | TEMPERATURE RATING | -10 TO 60 DEG C | HAZARD CLASS |  | CERTIFICATION/STANDARD | CE,UL,CUL,C-TICK(RCM) | ADDITIONAL FEATURES | SERIES:SINAMICS V20 | [33 empty] | Production Downloaded
STP-007 | DATA ENRICHMENT | Batch_2 | Elec | SMX | SMX |  | 12-05-2023 |  |  | 832263 | 832263 | VN02-EV005322 | INVERTER,POWER,0.55KW,3PHASE,380V | 6SL3210-5BE15-5CV0;SIEMENS | [15 empty] | https://au.rs-online.com/web/p/inverter-drives/7840754 |  |  | INVERTER,POWER,0.55KW,3PHASE,380V, 6SL3210-5BE15-5CV0;SIEMENS | SIEMENS AG | OPM | 6SL3210-5BE15-5CV0 | 6SL3210-5BE15-5CV0 |  | ENRICHED | MRO | 39122001 | Inverter Drive Ac | DRIVE | VARIABLE FREQUENCY | POWER RATING | 0.55 KW | INPUT VOLTAGE | 400 VAC | NUMBER OF PHASE | 3 | OUTPUT CURRENT RATING | 1.7 A | OUTPUT FREQUENCY RATING | 0-550 Hz | DEGREE OF PROTECTION | IP20 | TYPE |  | TERMINAL TYPE |  | MOUNTING TYPE |  | SIZE | 150 WD X 90 LG X 146 DP MM | TEMPERATURE RATING |  | HAZARD CLASS |  | CERTIFICATION/STANDARD |  | ADDITIONAL FEATURES | FOR USE WITH:AC MOTORS;SERIES:SINAMICS V20;FIELD BUS COMMUNICATION TYPE:MODBUS;W/FILTER,CONTROL PANEL | [33 empty] | Production Downloaded
STP-007 | DATA ENRICHMENT | Batch_2 | Elec | SMX | SMX |  | 12-05-2023 |  |  | 832250 | 832250 | VN02-EV005303 | INVERTER,POWER,0.75KW,3PHASE,380V | 6SL3210-5BE17-5CV0;SIEMENS | [15 empty] | https://au.rs-online.com/web/p/inverter-drives/7840751 |  |  | INVERTER,POWER,0.75KW,3PHASE,380V, 6SL3210-5BE17-5CV0;SIEMENS | SIEMENS AG | OPM | 6SL3210-5BE17-5CV0 | 6SL3210-5BE17-5CV0 |  | ENRICHED | MRO | 39122001 | Inverter Drive Ac | DRIVE | VARIABLE FREQUENCY | POWER RATING | 0.75 KW | INPUT VOLTAGE | 400 VAC | NUMBER OF PHASE | 3 | OUTPUT CURRENT RATING | 2.2 A | OUTPUT FREQUENCY RATING | 0-550 Hz | DEGREE OF PROTECTION | IP20 | TYPE |  | TERMINAL TYPE |  | MOUNTING TYPE |  | SIZE | 150 WD X 90 LG X 146 DP MM | TEMPERATURE RATING |  | HAZARD CLASS |  | CERTIFICATION/STANDARD |  | ADDITIONAL FEATURES | FOR USE WITH:AC MOTORS;SERIES:SINAMICS V20;FIELD BUS COMMUNICATION TYPE:MODBUS;W/FILTER,CONTROL PANEL | [33 empty] | Production Downloaded
STP-007 | DATA ENRICHMENT | Batch_2 | Elec | SMX | SMX |  | 12-05-2023 |  |  | 513804 | 513804 | ES36-5562284 | SIEMENS 6SL3210-5BE23-0CV0 PERFECT OREO | 798691262000 |  |  | Corresponde a su Oferta 0015086459 | [12 empty] | https://mall.industry.siemens.com/mall/en/WW/Catalog/Product/6SL3210-5BE23-0CV0 | https://mall.industry.siemens.com/spice/docuservice/docuservice?configid=14&docu.mlfb=6SL3210-5BE23-0CV0&docu.inittype=MLFB&docu.generationtype=VIEW&docu.viewid=PDF&region=SI&language=en&docu.language.locale1=en&docu.language.locale2=en | https://www.electricautomationnetwork.com/en/siemens/6sl3210-5be23-0cv0-6sl32105be230cv0-siemens-sinamics-v20-3ac380-480v-15-10-47-63hz-rated-power-30kw-with-1 | SIEMENS 6SL3210-5BE23-0CV0 PERFECT OREO, 798691262000, Corresponde a su Oferta 0015086459 | SIEMENS AG | OPM | 6SL3210-5BE23-0CV0 | 6SL3210-5BE23-0CV0 |  | ENRICHED | MRO | 39122000 | Electrical Variable Speed Drives | DRIVE | VARIABLE FREQUENCY | POWER RATING | 3 KW | INPUT VOLTAGE | 380-480 VAC | NUMBER OF PHASE | 3 | OUTPUT CURRENT RATING | 7.3 A | OUTPUT FREQUENCY RATING | 0-550 Hz | DEGREE OF PROTECTION | IP20 | TYPE |  | TERMINAL TYPE | PLUG IN SCREW | MOUNTING TYPE | WALL/SIDE BY SIDE | SIZE | 140 WD X 160 HT X 165 DP MM | TEMPERATURE RATING | -10 TO 60 DEG C | HAZARD CLASS |  | CERTIFICATION/STANDARD | CE,UL,CUL,C-TICK(RCM) | ADDITIONAL FEATURES | SERIES:SINAMICS V20 | [33 empty] | Production Downloaded
STP-007 | DATA ENRICHMENT | Batch_2 | Elec | SMX | SMX |  | 12-05-2023 |  |  | 727505 | 727505 | PL34-5629480 | FALOWNIK,7,5KW,6SL3210-5BE27-5UV0 | 6SL3210-5BE27-5UV0,SIEMENS,443206 | [15 empty] | https://mall.industry.siemens.com/spice/docuservice/docuservice?configid=14&docu.mlfb=6SL3210-5BE27-5UV0&docu.inittype=MLFB&docu.generationtype=VIEW&docu.viewid=PDF&region=WW&language=en&docu.language.locale1=en&docu.language.locale2=en | https://mall.industry.siemens.com/mall/en/ww/Catalog/Product/?mlfb=6SL3210-5BE27-5UV0 | https://www.conrad.com/p/siemens-frequency-inverter-6sl3210-5be27-5uv0-75-kw-3-phase-400-v-1004961 | FALOWNIK,7,5KW,6SL3210-5BE27-5UV0, 6SL3210-5BE27-5UV0,SIEMENS,443206 | SIEMENS | OPM | 6SL3210-5BE27-5UV0 | 6SL3210-5BE27-5UV0 |  | ENRICHED | MRO | 39122001 | Inverter Drive Ac | DRIVE | VARIABLE FREQUENCY | POWER RATING | 7.5 KW | INPUT VOLTAGE | 400 VAC | NUMBER OF PHASE | 3 | OUTPUT CURRENT RATING | 16.5 A | OUTPUT FREQUENCY RATING | 550 Hz | DEGREE OF PROTECTION | IP20 | TYPE |  | TERMINAL TYPE |  | MOUNTING TYPE | WALL | SIZE | 240 WD X 207 HT X 173 DP MM | TEMPERATURE RATING | -10 TO 60 DEG C | HAZARD CLASS |  | CERTIFICATION/STANDARD | CE,CULUS,KC | ADDITIONAL FEATURES | [33 empty] | Part number is not available so we updated model number as part number | Production Downloaded
STP-007 | DATA ENRICHMENT | Batch_2 | Elec | SMX | SMX |  | 12-05-2023 |  |  | 667548 | 667548 | IN07-ED054195 | 6SL3210-5FB10-8UA0-SERVODRIVE-SIEMENS |  |  | SINAMICS V90 Input voltage: 200-240 V 1/3- phase A | [13 empty] | https://mall.industry.siemens.com/mall/en/ph/Catalog/Product/6SL3210-5FB10-8UA0 | https://docs.rs-online.com/90b1/A700000007270717.pdf |  | 6SL3210-5FB10-8UA0-SERVODRIVE-SIEMENS, SINAMICS V90 Input voltage: 200-240 V 1/3- phase A | SIEMENS AG | OPM | 6SL3210-5FB10-8UA0 | 6SL3210-5FB10-8UA0 |  | ENRICHED | MRO | 39122001 | Inverter Drive Ac | DRIVE | VARIABLE FREQUENCY | POWER RATING | 0.75 KW | INPUT VOLTAGE | 200-240 VAC | NUMBER OF PHASE | 1,3 | OUTPUT CURRENT RATING | 10.4 A/5.0 A | OUTPUT FREQUENCY RATING | 0-330 Hz | DEGREE OF PROTECTION | IP20 | TYPE | SERVO | TERMINAL TYPE |  | MOUNTING TYPE |  | SIZE | 80 WD X 170 HT X 195 DP MM | TEMPERATURE RATING | 0-45 DEG C | HAZARD CLASS |  | CERTIFICATION/STANDARD | CE,KC,CULUS,EAC | ADDITIONAL FEATURES | INPUT CURRENT:4.70 A;LINE FREQUENCY:45-66 Hz;STANDARD DIGITAL INPUTS:10;DIGITAL OUTPUTS:6;ANALOG INPUTS:2;ANALOG OUTPUTS:2;SERIES:SINAMICS V90 | [33 empty] | Production Downloaded
STP-007 | DATA ENRICHMENT | Batch_2 | Elec | SMX | SMX |  | 12-05-2023 |  |  | 406221 | 406221 | BH02-5602343 | SERVO DRRIVE 6SL3210-5FB10-8UF0 6SL3210 | [16 empty] | https://docs.rs-online.com/df0b/A700000007270985.pdf |  |  | SERVO DRRIVE 6SL3210-5FB10-8UF0 6SL3210 | SIEMENS AG | OPM | 6SL3210-5FB10-8UF0 | 6SL3210-5FB10-8UF0 |  | ENRICHED | MRO | 39122001 | INVERTER DRIVE AC | DRIVE | AC MOTOR | OUTPUT RATING | 14.1 A | ENCLOSURE | IP20 | POWER | 0.75 KW | INPUT RATING | NOT AVAILABLE | OUTPUT CURRENT RATING | 4.7 A | SPEED | NOT AVAILABLE | VOLTAGE RATING | 200/240 V | FRAME TYPE | NOT AVAILABLE | TYPE | SERVO | ADDITIONAL FEATURES | TEMPERATURE RATING:0-45 DEG C | [41 empty] | Production Downloaded
STP-007 | DATA ENRICHMENT | Batch_2 | Elec | SMX | SMX |  | 12-05-2023 |  |  | 377459 | 377459 | BE33-5610962 | DRIVE SINAMICS V90 6SL3210-5FB11-5UF0 | 6SL3210-5FB11-5UF0 <> SIEMENS |  | SINAMICS V90, with PROFINET Input voltage: 200-240 V 3-P -15%/+10% 11.0 A 45-66 Hz Output voltage: 0 – Input 10.6 A 0-330 Hz Motor: 1.5 kW Degree of protection: IP20 Size D, 95x170x195 (WxHxD) REF SIEMENS: 6SL3210-5FB11-5UF0 | SINAMICS V90, with PROFINET Input voltage: 200-240 V 3-P -15%/+10% 11.0 A 45-66 Hz Output voltage: 0 – Input 10.6 A 0-330 Hz Motor: 1.5 kW Degree of protection: IP20 Size D, 95x170x195 (WxHxD) REF SIEMENS: 6SL3210-5FB11-5UF0¦¦SINAMICS V90, with PROFINET Input voltage: 200-240 V 3-P -15%/+10% 11.0 A 45-66 Hz Output voltage: 0 – Input 10.6 A 0-330 Hz Motor: 1.5 kW Degree of protection: IP20 Size D, 95x170x195 (WxHxD) REF SIEMENS: 6SL3210-5FB11-5UF0 | [12 empty] | https://mall.industry.siemens.com/mall/en/ru/Catalog/Product/6SL3210-5FB11-5UF0 | https://docs.rs-online.com/8781/A700000007270769.pdf |  | DRIVE SINAMICS V90 6SL3210-5FB11-5UF0, 6SL3210-5FB11-5UF0 <> SIEMENS, SINAMICS V90, with PROFINET Input voltage: 200-240 V 3-P -15%/+10% 11.0 A 45-66 Hz Output voltage: 0 – Input 10.6 A 0-330 Hz Motor: 1.5 kW Degree of protection: IP20 Size D, 95x170x195 (WxHxD) REF SIEMENS: 6SL3210-5FB11-5UF0, SINAMICS V90, with PROFINET Input voltage: 200-240 V 3-P -15%/+10% 11.0 A 45-66 Hz Output voltage: 0 – Input 10.6 A 0-330 Hz Motor: 1.5 kW Degree of protection: IP20 Size D, 95x170x195 (WxHxD) REF SIEMENS: 6SL3210-5FB11-5UF0¦¦SINAMICS V90, with PROFINET Input voltage: 200-240 V 3-P -15%/+10% 11.0 A 45-66 Hz Output voltage: 0 – Input 10.6 A 0-330 Hz Motor: 1.5 kW Degree of protection: IP20 Size D, 95x170x195 (WxHxD) REF SIEMENS: 6SL3210-5FB11-5UF0 | SIEMENS AG | OPM | 6SL3210-5FB11-5UF0 | 6SL3210-5FB11-5UF0 |  | ENRICHED | MRO | 39122001 | INVERTER DRIVE AC | DRIVE | AC MOTOR | OUTPUT RATING |  | ENCLOSURE | IP20 | POWER | 1.5 KW | INPUT RATING | 200-240 VAC | OUTPUT CURRENT RATING | 10.6 A | SPEED |  | VOLTAGE RATING | 200/240 V | FRAME TYPE | D | TYPE | SERVO | ADDITIONAL FEATURES | TEMPERATURE RATING:0-45 DEG C;SIZE:95 WD X 170 HT X 195 DP MM;SERIES:SINAMICS V90;W/PROFINE | [41 empty] | Production Downloaded
STP-007 | DATA ENRICHMENT | Batch_2 | Elec | SMX | SMX |  | 12-05-2023 |  |  | 406222 | 406222 | BH02-5602344 | SERVO DRRIVE 6SL3210-5FB11-5UF0 6SL3210 | [16 empty] | https://mall.industry.siemens.com/mall/en/ru/Catalog/Product/6SL3210-5FB11-5UF0 | https://docs.rs-online.com/8781/A700000007270769.pdf |  | SERVO DRRIVE 6SL3210-5FB11-5UF0 6SL3210 | SIEMENS AG | OPM | 6SL3210-5FB11-5UF0 | 6SL3210-5FB11-5UF0 |  | ENRICHED | MRO | 39122001 | INVERTER DRIVE AC | DRIVE | AC MOTOR | OUTPUT RATING |  | ENCLOSURE | IP20 | POWER | 1.5 KW | INPUT RATING | 200-240 VAC | OUTPUT CURRENT RATING | 10.6 A | SPEED |  | VOLTAGE RATING | 200/240 V | FRAME TYPE | D | TYPE | SERVO | ADDITIONAL FEATURES | TEMPERATURE RATING:0-45 DEG C;SIZE:95 WD X 170 HT X 195 DP MM | [41 empty] | Production Downloaded
STP-007 | DATA ENRICHMENT | Batch_2 | Elec | SMX | SMX |  | 12-05-2023 |  |  | 667547 | 667547 | IN07-ED054194 | 6SL3210-5FE11-5UA0-V90SERVODRIVESIEMEN |  |  | SINAMICS V90 Input voltage: 380-480 V 3 A - 15%/+1 | [13 empty] | https://mall.industry.siemens.com/mall/en/us/Catalog/Product/6SL3210-5FE11-5UA0 | https://in.rsdelivers.com/product/siemens/6sl3210-5fe11-5ua0/siemens-175-kw-servo-drive-380-480-v-3-phase-159-a/2116976 |  | 6SL3210-5FE11-5UA0-V90SERVODRIVESIEMEN, SINAMICS V90 Input voltage: 380-480 V 3 A - 15%/+1 | SIEMENS AG | OPM | 6SL3210-5FE11-5UA0 | 6SL3210-5FE11-5UA0 |  | ENRICHED | MRO | 39122001 | Inverter Drive Ac | DRIVE | AC MOTOR | OUTPUT RATING | NOT AVAILABLE | ENCLOSURE | IP20 | POWER | 1.75 KW | INPUT RATING | 45-66 HZ,3 PH | OUTPUT CURRENT RATING | 3 A/6.6 A | SPEED | NOT AVAILABLE | VOLTAGE RATING | 380/480 V | FRAME TYPE | NOT AVAILABLE | TYPE | SERVO | ADDITIONAL FEATURES | EC,SIZE:100 WD X 220 DP X 180 HT MM | [41 empty] | Production Downloaded
STP-007 | DATA ENRICHMENT | Batch_2 | Elec | SMX | SMX |  | 12-05-2023 |  |  | 667054 | 667054 | IN07-ED053336 | 6SL32105FE115UA0 SERVO DRIVE | [16 empty] | https://mall.industry.siemens.com/mall/en/us/Catalog/Product/6SL3210-5FE11-5UA0 | https://in.rsdelivers.com/product/siemens/6sl3210-5fe11-5ua0/siemens-175-kw-servo-drive-380-480-v-3-phase-159-a/2116976 |  | 6SL32105FE115UA0 SERVO DRIVE | SIEMENS AG | OPM | 6SL3210-5FE11-5UA0 | 6SL3210-5FE11-5UA0 |  | ENRICHED | MRO | 39122001 | Inverter Drive Ac | DRIVE | AC MOTOR | OUTPUT RATING | NOT AVAILABLE | ENCLOSURE | IP20 | POWER | 1.75 KW | INPUT RATING | 45-66 HZ,3 PH | OUTPUT CURRENT RATING | 3 A/6.6 A | SPEED | NOT AVAILABLE | VOLTAGE RATING | 380/480 V | FRAME TYPE | NOT AVAILABLE | TYPE | SERVO | ADDITIONAL FEATURES | SIZE:100 WD X 220 DP X 180 HT MM | [41 empty] | Production Downloaded
STP-007 | DATA ENRICHMENT | Batch_2 | Elec | SMX | SMX |  | 12-05-2023 |  |  | 696306 | 696306 | NG01-5623695 | SIEMENS G110 VFD 6SL3211-0AB15-5BA1 |  |  | 0.55KW USED ON DOY LINE AGITATOR | [13 empty] | https://mall.industry.siemens.com/mall/en/ww/Catalog/Product/6SL3211-0AB15-5BA1 | https://datasheet.octopart.com/6SL3211-0AB15-5BA1-Siemens-datasheet-133595027.pdf | https://www.electricautomationnetwork.com/en/siemens/6sl3211-0ab15-5ba1-6sl32110ab155ba1-siemens-sinamics-g110-cpm110-ac-drivebuilt-in-cl-b-filter-1ac200-240v | SIEMENS G110 VFD 6SL3211-0AB15-5BA1, 0.55KW USED ON DOY LINE AGITATOR | SIEMENS AG | OPM | 6SL3211-0AB15-5BA1 | G110 - CPM110 |  | ENRICHED | MRO | 39122000 | Electrical Variable Speed Drives | DRIVE | VARIABLE FREQUENCY | POWER RATING | 0.55 KW | INPUT VOLTAGE | 200-240 VAC | NUMBER OF PHASE | 1 INPUT,3 OUTPUT | OUTPUT CURRENT RATING | 3.2 A | OUTPUT FREQUENCY RATING | 47-63 Hz | DEGREE OF PROTECTION | IP20 | TYPE |  | TERMINAL TYPE | PLUG IN SCREW | MOUNTING TYPE | WALL/SIDE BY SIDE | SIZE | 90 WD X 150 HT X 131 DP MM | TEMPERATURE RATING | -10 TO 60 DEG C | HAZARD CLASS |  | CERTIFICATION/STANDARD | CE,UL,CUL,C-TICK(RCM) | ADDITIONAL FEATURES | [34 empty] | Production Downloaded
STP-007 | DATA ENRICHMENT | Batch_2 | Elec | SMX | SMX |  | 12-05-2023 |  |  | 586156 | 586156 | GB38-5591786 | INVERTER, G120P PM230 15/18.5KW HO/LO 3P | 6SL32230DE318AG1 | SIEMENS | 6SL32230DE318AG1, original quote was Q476908 | [13 empty] | https://mall.industry.siemens.com/mall/Document/GetDocumentBasedOnCode?code=aHR0cHM6Ly9tYWxsLmluZHVzdHJ5LnNpZW1lbnMuY29tL3NwaWNlL2RvY3VzZXJ2aWNlL2RvY3VzZXJ2aWNlP2NvbmZpZ2lkPTE0JmRvY3UubWxmYj02U0wzMjIzMERFMzE4QUcxJmRvY3UuaW5pdHR5cGU9TUxGQiZkb2N1LmdlbmVyYXRpb250eXBlPVZJRVcmZG9jdS52aWV3aWQ9UERGJnJlZ2lvbj1VUyZsYW5ndWFnZT1lbiZkb2N1Lmxhbmd1YWdlLmxvY2FsZTE9ZW4mZG9jdS5sYW5ndWFnZS5sb2NhbGUyPWVu |  |  | INVERTER, G120P PM230 15/18.5KW HO/LO 3P, 6SL32230DE318AG1, SIEMENS, 6SL32230DE318AG1, original quote was Q476908 | SIEMENS | OPM | 6SL3223-0DE31-8AG1 | 6SL3223-0DE31-8AG1 |  | ENRICHED | MRO | 39122001 | Inverter Drive Ac | DRIVE | VARIABLE FREQUENCY | POWER RATING | 15 KW | INPUT VOLTAGE | 380-480 VAC | NUMBER OF PHASE | 3 | OUTPUT CURRENT RATING | 32 A | OUTPUT FREQUENCY RATING | 550 Hz V/F CONTROL | DEGREE OF PROTECTION | IP55 | TYPE | ADJUSTABLE AC,LOW VOLTAGE | TERMINAL TYPE |  | MOUNTING TYPE | PANEL | SIZE | 230 WD X 620 HT X 249 DP MM | TEMPERATURE RATING | -10 TO 40 DEG C | HAZARD CLASS |  | CERTIFICATION/STANDARD | CE,UL | ADDITIONAL FEATURES | FRAME SIZE:A | [32 empty] | Model number is not available so we updated Part number as Model number | Production Downloaded
STP-007 | DATA ENRICHMENT | Batch_2 | Elec | SMX | SMX |  | 12-05-2023 |  |  | 825478 | 825478 | UA01-5578053 | MODUL 6SL3244-0BB13-1FA0 | 6SL32440BB131FA0 | [15 empty] | https://mall.industry.siemens.com/mall/en/ww/Catalog/Product/6SL3244-0BB13-1FA0 | https://ie.rs-online.com/web/p/inverter-drives/2116986 | https://mall.industry.siemens.com/spice/docuservice/docuservice?configid=14&docu.mlfb=6SL3244-0BB13-1FA0&docu.inittype=MLFB&docu.generationtype=VIEW&docu.viewid=PDF&region=WW&language=en&docu.language.locale1=en&docu.language.locale2=en | MODUL 6SL3244-0BB13-1FA0, 6SL32440BB131FA0 | SIEMENS AG | OPM | 6SL3244-0BB13-1FA0 | 6SL3244-0BB13-1FA0 |  | ENRICHED | MRO | 39122001 | Inverter Drive Ac | DRIVE | VARIABLE FREQUENCY | POWER RATING | 5.5 W | INPUT VOLTAGE | 24 VDC | NUMBER OF PHASE | NOT AVAILABLE | OUTPUT CURRENT RATING | 500 mA | OUTPUT FREQUENCY RATING | NOT AVAILABLE | DEGREE OF PROTECTION | IP20 | TYPE | CONTROL UNIT | TERMINAL TYPE |  | MOUNTING TYPE |  | SIZE | 73 WD X 199 HT X 46 DP MM | TEMPERATURE RATING | -10 TO 55 DEG C | HAZARD CLASS |  | CERTIFICATION/STANDARD | CE,UL,CUL,RCM,SEMI F47 | ADDITIONAL FEATURES | COMMUNICATION TYPE:PROFINET,ETHERNET/IP | [32 empty] | Manufacturer Updated As Per Url | Production Downloaded
STP-007 | DATA ENRICHMENT | Batch_2 | Elec | SMX | SMX |  | 12-05-2023 |  |  | 372180 | 372180 | BE33-5057521 | VARIAT.FREQ. SEW MOVIMOT MM05D TR 0,55KW | 70-8264392 |  | VARIAT.DE FREQ. SEW MOVIMOT TRIANGLE OUT: 3X0-400V 2-100HZ 2A 1,4KVA 0,55KW . MM05 DRH -> MM05C TRIANGLE -> MM05D-503-00/1 | VARIAT.DE FREQ. SEW MOVIMOT TRIANGLE OUT: 3X0-400V 2-100HZ 2A 1,4KVA 0,55KW . MM05 DRH -> MM05C TRIANGLE -> MM05D-503-00/1¦¦VARIAT.DE FREQ. SEW MOVIMOT TRIANGLE OUT: 3X0-400V 2-100HZ 2A 1,4KVA 0,55KW . MM05 DRH -> MM05C TRIANGLE -> MM05D-503-00/1 | [12 empty] | https://download.sew-eurodrive.com/download/pdf/11593016_G3.pdf |  |  | VARIAT.FREQ. SEW MOVIMOT MM05D TR 0,55KW, 70-8264392, VARIAT.DE FREQ. SEW MOVIMOT TRIANGLE OUT: 3X0-400V 2-100HZ 2A 1,4KVA 0,55KW . MM05 DRH -> MM05C TRIANGLE -> MM05D-503-00/1, VARIAT.DE FREQ. SEW MOVIMOT TRIANGLE OUT: 3X0-400V 2-100HZ 2A 1,4KVA 0,55KW . MM05 DRH -> MM05C TRIANGLE -> MM05D-503-00/1¦¦VARIAT.DE FREQ. SEW MOVIMOT TRIANGLE OUT: 3X0-400V 2-100HZ 2A 1,4KVA 0,55KW . MM05 DRH -> MM05C TRIANGLE -> MM05D-503-00/1 | SEW-EURODRIVE | OPM | 70-8264392 | 70-8264392 | ALTERNATE PART NUMBER:MM05D | ENRICHED | MRO | 39122001 | Inverter Drive Ac | DRIVE | VARIABLE FREQUENCY | POWER RATING | 0.55 KW | INPUT VOLTAGE | 400 VAC | NUMBER OF PHASE | 3 | OUTPUT CURRENT RATING | 2:00 | OUTPUT FREQUENCY RATING | 2-100 Hz | DEGREE OF PROTECTION | IP20 | TYPE |  | TERMINAL TYPE |  | MOUNTING TYPE |  | SIZE |  | TEMPERATURE RATING |  | HAZARD CLASS |  | CERTIFICATION/STANDARD |  | ADDITIONAL FEATURES | [33 empty] | Part number is not available so we updated model number as part number | Production Downloaded
STP-007 | DATA ENRICHMENT | Batch_2 | Elec | SMX | SMX |  | 12-05-2023 |  |  | 652100 | 652100 | IN05-ED019815 | LENZE DRIVE : INVERTOR 8200 VECTOR | [16 empty] | https://download.lenze.com/TD/E82EV__8200%20vector%200.25-90kW__v3-0__EN.pdf | https://www.transdrive.co.uk/media/1136/lenze-ac-drive-catalogue.pdf |  | LENZE DRIVE : INVERTOR 8200 VECTOR | LENZE | OPM | 8200 VECTOR | 8200 VECTOR |  | ENRICHED | MRO | 39122001 | INVERTER DRIVE AC | DRIVE | VARIABLE FREQUENCY | POWER RATING | 0.55 KW | INPUT VOLTAGE |  | NUMBER OF PHASE |  | OUTPUT CURRENT RATING |  | OUTPUT FREQUENCY RATING |  | DEGREE OF PROTECTION | IP20 | TYPE |  | TERMINAL TYPE |  | MOUNTING TYPE | CABINET | SIZE |  | TEMPERATURE RATING | -10 TO 55 DEG C | HAZARD CLASS |  | CERTIFICATION/STANDARD | IEC 61131-2 | ADDITIONAL FEATURES | [33 empty] | Part number is not available so we updated model number as part number | Production Downloaded
STP-007 | DATA ENRICHMENT | Batch_2 | Elec | SMX | SMX |  | 12-05-2023 |  |  | 790023 | 790023 | SE33-5288513 | FREQUENCY CONVERTER 8200 VECTOR / 0.55 K | 54954039 | [15 empty] | https://download.lenze.com/TD/E82EV__8200%20vector%200.25-90kW__v3-0__EN.pdf | https://www.transdrive.co.uk/media/1136/lenze-ac-drive-catalogue.pdf |  | FREQUENCY CONVERTER 8200 VECTOR / 0.55 K, 54954039 | LENZE | OPM | 8200 VECTOR | 8200 VECTOR | REFERENCE NUMBER:54954039 | ENRICHED | MRO | 39122001 | INVERTER DRIVE AC | DRIVE | VARIABLE FREQUENCY | POWER RATING | 0.55 KW | INPUT VOLTAGE |  | NUMBER OF PHASE |  | OUTPUT CURRENT RATING |  | OUTPUT FREQUENCY RATING |  | DEGREE OF PROTECTION | IP20 | TYPE |  | TERMINAL TYPE |  | MOUNTING TYPE | CABINET | SIZE |  | TEMPERATURE RATING | -10 TO 55 DEG C | HAZARD CLASS |  | CERTIFICATION/STANDARD | IEC 61131-2 | ADDITIONAL FEATURES | CONVERTER | [33 empty] | Production Downloaded
STP-007 | DATA ENRICHMENT | Batch_2 | Elec | SMX | SMX |  | 12-05-2023 |  |  | 63578 | 63578 | 8319-50472255 | PADD,08277354,EURODRIVE | 8277354 | Sew-Eurodrive Inc | PADDLE,DETAILS:EURODRIVE,MANUFACTURER:SEW-EURODRIVE INC,MFR PART NUMBER:08277354 | [13 empty] | https://download.sew-eurodrive.com/download/pdf/11697415_G02.pdf | https://www.radwell.co.uk/en-GB/Buy/SEW%20EURODRIVE/SEW%20EURODRIVE/MDX61B0008-5A3-4-0T-DIV-DEH11B-DIV-DFD11B |  | PADD,08277354,EURODRIVE, 8277354, Sew-Eurodrive Inc, PADDLE,DETAILS:EURODRIVE,MANUFACTURER:SEW-EURODRIVE INC,MFR PART NUMBER:08277354 | SEW-EURODRIVE | OPM | 827 735 4 | 827 735 4 |  | ENRICHED | MRO | 39122001 | Inverter Drive Ac | DRIVE | VARIABLE FREQUENCY | POWER RATING | NOT AVAILABLE | INPUT VOLTAGE | 400/500 VAC | NUMBER OF PHASE | NOT AVAILABLE | OUTPUT CURRENT RATING | NOT AVAILABLE | OUTPUT FREQUENCY RATING | NOT AVAILABLE | DEGREE OF PROTECTION | NOT AVAILABLE | TYPE | INVERTER | TERMINAL TYPE |  | MOUNTING TYPE |  | SIZE | 75 WD X 317 HT X 260 DP MM | TEMPERATURE RATING |  | HAZARD CLASS |  | CERTIFICATION/STANDARD |  | ADDITIONAL FEATURES | PADDLE | [32 empty] | Part number is not available so we updated Model number as Part number,Model Number Updated as per URL | Production Downloaded
STP-007 | DATA ENRICHMENT | Batch_2 | Elec | SMX | SMX |  | 12-05-2023 |  |  | 63577 | 63577 | 8319-50472254 | CONTR,AC MTR,08277362,1.1KW,240V | 8277362 | Sew-Eurodrive Inc | CONTROL,AC MOTOR,POWER_OUTPUT:1.1KW,INPUT_V:240V,MANUFACTURER:SEW-EURODRIVE INC,MFR PART NUMBER:08277362 | [13 empty] | https://download.sew-eurodrive.com/download/pdf/11697415_G02.pdf | https://www.radwell.co.uk/en-GB/Buy/SEW%20EURODRIVE/SEW%20EURODRIVE/MDX61B0011-5A3-4-0T/?redirect=true |  | CONTR,AC MTR,08277362,1.1KW,240V, 8277362, Sew-Eurodrive Inc, CONTROL,AC MOTOR,POWER_OUTPUT:1.1KW,INPUT_V:240V,MANUFACTURER:SEW-EURODRIVE INC,MFR PART NUMBER:08277362 | SEW-EURODRIVE | OPM | 827 736 2 | 827 736 2 |  | ENRICHED | MRO | 39122001 | Inverter Drive Ac | DRIVE | VARIABLE FREQUENCY | POWER RATING | 1.1 KW | INPUT VOLTAGE | 240 V | NUMBER OF PHASE | 3 | OUTPUT CURRENT RATING | NOT AVAILABLE | OUTPUT FREQUENCY RATING | NOT AVAILABLE | DEGREE OF PROTECTION | IP60 | TYPE | INVERTER DRIVE | TERMINAL TYPE |  | MOUNTING TYPE |  | SIZE | 95 WD X 317 HT X 260 DP MM | TEMPERATURE RATING | 0-50 DEG C | HAZARD CLASS |  | CERTIFICATION/STANDARD |  | ADDITIONAL FEATURES | SUPPLY FREQUENCY:50/60 Hz | [32 empty] | Part number is not available so we updated Model number as Part number,Model Number Updated as per URL | Production Downloaded
STP-007 | DATA ENRICHMENT | Batch_2 | Elec | SMX | SMX |  | 12-05-2023 |  |  | 408423 | 408423 | CH31-5551102 | B&R WECHSELRICHTERMODUL | 8BVI0220HWD0.00-1 <> B&R |  | 8BVI0220HWD0.000-1 | 8BVI0220HWD0.000-1 | [12 empty] | https://www.br-automation.com/en-in/products/8bvi0220hwd0000-1/ | https://www.radwell.co.uk/en-GB/Buy/B-AND-R/B-AND-R/8BVI0220HWD0.000-1/?redirect=true |  | B&R WECHSELRICHTERMODUL, 8BVI0220HWD0.00-1 <> B&R, 8BVI0220HWD0.000-1, 8BVI0220HWD0.000-1 | B&R INDUSTRIAL AUTOMATION | OPM | 8BVI0220HWD0.000-1 | 8BVI0220HWD0.000-1 |  | ENRICHED | MRO | 39122001 | Inverter Drive Ac | DRIVE | VARIABLE FREQUENCY | POWER RATING | 21 W | INPUT VOLTAGE | 25 VDC | NUMBER OF PHASE | NOT AVAILABLE | OUTPUT CURRENT RATING | 22 A | OUTPUT FREQUENCY RATING | 598 Hz | DEGREE OF PROTECTION | IP20 | TYPE | MULTI,SERVO | TERMINAL TYPE | DC BUS | MOUNTING TYPE | WALL | SIZE | 106.5 WD X 317 HT | TEMPERATURE RATING | 5-40 DEG C | HAZARD CLASS |  | CERTIFICATION/STANDARD | CE,EAC,KC,UL | ADDITIONAL FEATURES | [33 empty] | Part number is not available so we updated model number as part number | Production Downloaded
STP-007 | DATA ENRICHMENT | Batch_2 | Elec | SMX | SMX |  | 12-05-2023 |  |  | 725073 | 725073 | PL34-5614029 | INVERTER,UNIT,22A,8BVI0220HWD0.000-1 | 870249004 | [15 empty] | https://www.br-automation.com/en-in/products/8bvi0220hwd0000-1/ | https://www.radwell.co.uk/en-GB/Buy/B-AND-R/B-AND-R/8BVI0220HWD0.000-1/?redirect=true |  | INVERTER,UNIT,22A,8BVI0220HWD0.000-1, 870249004 | B&R INDUSTRIAL AUTOMATION | OPM | 8BVI0220HWD0.000-1 | 8BVI0220HWD0.000-1 | ALTERNATE PART NUMBER:870249004 | ENRICHED | MRO | 39122001 | Inverter Drive Ac | DRIVE | VARIABLE FREQUENCY | POWER RATING | 21 W | INPUT VOLTAGE | 25 VDC | NUMBER OF PHASE | NOT AVAILABLE | OUTPUT CURRENT RATING | 22 A | OUTPUT FREQUENCY RATING | 598 Hz | DEGREE OF PROTECTION | IP20 | TYPE | MULTI,SERVO | TERMINAL TYPE | DC BUS | MOUNTING TYPE | WALL | SIZE | 106.5 WD X 317 HT | TEMPERATURE RATING | 5-40 DEG C | HAZARD CLASS |  | CERTIFICATION/STANDARD | CE,EAC,KC,UL | ADDITIONAL FEATURES | [33 empty] | Part number is not available so we updated model number as part number | Production Downloaded
STP-007 | DATA ENRICHMENT | Batch_2 | Elec | SMX | SMX |  | 12-05-2023 |  |  | 811879 | 811879 | TR03-5593421 | DRIVE/SERVO/B&R/8BVI0220HWD0.000-1/MGL | [16 empty] | https://www.br-automation.com/en-in/products/8bvi0220hwd0000-1/ | https://www.radwell.co.uk/en-GB/Buy/B-AND-R/B-AND-R/8BVI0220HWD0.000-1/?redirect=true |  | DRIVE/SERVO/B&R/8BVI0220HWD0.000-1/MGL | B&R INDUSTRIAL AUTOMATION | OPM | 8BVI0220HWD0.000-1 | 8BVI0220HWD0.000-1 |  | ENRICHED | MRO | 39122001 | Inverter Drive Ac | DRIVE | VARIABLE FREQUENCY | POWER RATING | 21 W | INPUT VOLTAGE | 25 VDC | NUMBER OF PHASE | NOT AVAILABLE | OUTPUT CURRENT RATING | 22 A | OUTPUT FREQUENCY RATING | 598 Hz | DEGREE OF PROTECTION | IP20 | TYPE | MULTI,SERVO | TERMINAL TYPE | DC BUS | MOUNTING TYPE | WALL | SIZE | 106.5 WD X 317 HT | TEMPERATURE RATING | 5-40 DEG C | HAZARD CLASS |  | CERTIFICATION/STANDARD | CE,EAC,KC,UL | ADDITIONAL FEATURES | [33 empty] | Part number is not available so we updated model number as part number | Production Downloaded
STP-007 | DATA ENRICHMENT | Batch_2 | Elec | SMX | SMX |  | 12-05-2023 |  |  | 266888 | 266888 | 8385-52140604 | DRIVE MCA ACOPOS 8V 1090 00 2 INPUT 3 |  |  |  | DRIVE MCA. ACOPOS 8V 1090 00 - 2 INPUT 3 X 400 - 480 VAC 10KVA-5 OUTPUT 3 X 0...400 480 VAC 0...8.8 - 6.6 A PARA COOKIE CAPPER CC3 Y TAMBO | [12 empty] | https://www.br-automation.com/en-in/products/motion-control/acopos/servo-drives/8v109000-2/ | https://adegis.com/media/asset/7a57d8f942f42e4364bf437671bdc401bf3867b5e834ad50f87a90faa2d1eb31.pdf | https://www.standard-exchange-industry.com/en/drives/brushless-controlers/2196-8v109000-2-servo-drive-br.html | DRIVE MCA ACOPOS 8V 1090 00 2 INPUT 3, DRIVE MCA. ACOPOS 8V 1090 00 - 2 INPUT 3 X 400 - 480 VAC 10KVA-5 OUTPUT 3 X 0...400 480 VAC 0...8.8 - 6.6 A PARA COOKIE CAPPER CC3 Y TAMBO | ABB | OPM | 8V1090.00-2 | 8V1090.00-2 |  | ENRICHED | MRO | 39122001 | Inverter Drive Ac | DRIVE | VARIABLE FREQUENCY | POWER RATING | 200 W | INPUT VOLTAGE | 24 VDC | NUMBER OF PHASE | 3 | OUTPUT CURRENT RATING | 1:00 | OUTPUT FREQUENCY RATING | 598 Hz | DEGREE OF PROTECTION | IP20 | TYPE |  | TERMINAL TYPE |  | MOUNTING TYPE |  | SIZE | 2-11/16 WD X 9-1/16 LG X 14-11/16 HT IN | TEMPERATURE RATING |  | HAZARD CLASS |  | CERTIFICATION/STANDARD |  | ADDITIONAL FEATURES | [33 empty] | Part number is not available so we updated model number as part number | Production Downloaded
STP-007 | DATA ENRICHMENT | Batch_2 | Elec | SMX | SMX |  | 12-05-2023 |  |  | 7236 | 7236 | 8301-52128932 | INVERSOR DE FREQUENCIA 3-480V 0,75KW POW | 9047B0042.906 | SYNTEGON | INVERSOR DE FREQUENCIA; TIPO: 3-480V 0,75KW POWER FLEX 525 ; MODELO: ; PART NUMBER: 9047B0042.906; APLICACAO: CASE PACKER; FABRICANTE: BOSCH; FORNECEDOR EXCLUSIVO: SIM; FORNECEDOR: BOSCH; LINHA: TABLETES; TAG: ; EQUIPAMENTO: CASE PACKER; | INVERSOR DE FREQUENCIA; TIPO: 3-480V 0,75KW POWER FLEX 525 ; MODELO: ; PART NUMBER: 9047B0042.906; APLICACAO: CASE PACKER; FABRICANTE: BOSCH; FORNECEDOR EXCLUSIVO: SIM; FORNECEDOR: BOSCH; LINHA: TABLETES; TAG: ; EQUIPAMENTO: CASE PACKER; | [12 empty] | https://www.rockwellautomation.com/en-us/products/hardware/allen-bradley/drives/low-voltage-ac-drives/compact-drives/25b-powerflex-525.html | https://literature.rockwellautomation.com/idc/groups/literature/documents/td/520-td001_-en-e.pdf |  | INVERSOR DE FREQUENCIA 3-480V 0,75KW POW, 9047B0042.906, SYNTEGON, INVERSOR DE FREQUENCIA; TIPO: 3-480V 0,75KW POWER FLEX 525 ; MODELO: ; PART NUMBER: 9047B0042.906; APLICACAO: CASE PACKER; FABRICANTE: BOSCH; FORNECEDOR EXCLUSIVO: SIM; FORNECEDOR: BOSCH; LINHA: TABLETES; TAG: ; EQUIPAMENTO: CASE PACKER;, INVERSOR DE FREQUENCIA; TIPO: 3-480V 0,75KW POWER FLEX 525 ; MODELO: ; PART NUMBER: 9047B0042.906; APLICACAO: CASE PACKER; FABRICANTE: BOSCH; FORNECEDOR EXCLUSIVO: SIM; FORNECEDOR: BOSCH; LINHA: TABLETES; TAG: ; EQUIPAMENTO: CASE PACKER; | ALLEN BRADLEY | OPM | 9047B0042.906 | 9047B0042.906 | ALTERNATE MANUFACTURE NAME:BOSCH,SYNTEGON TECHNOLOGY;ALTERNATE PART NUMBER:9047B0042.906;APPLICATION:CASE PACKER | ENRICHED | MRO | 39122001 | Inverter Drive Ac | DRIVE | VARIABLE FREQUENCY | POWER RATING | 0.75 KW | INPUT VOLTAGE | 3-480 V | NUMBER OF PHASE | 3 | OUTPUT CURRENT RATING | NOT AVAILABLE | OUTPUT FREQUENCY RATING | 47-63 Hz | DEGREE OF PROTECTION | IP20 | TYPE |  | TERMINAL TYPE |  | MOUNTING TYPE | DIN RAIL/SCREW | SIZE |  | TEMPERATURE RATING | -40 TO 85 DEG C | HAZARD CLASS |  | CERTIFICATION/STANDARD | CE,UL | ADDITIONAL FEATURES | [33 empty] | Part number is not available so we updated model number as part number | Production Downloaded
STP-007 | DATA ENRICHMENT | Batch_2 | Elec | SMX | SMX |  | 12-05-2023 |  |  | 473418 | 473418 | EG02-5498750 | POWER FLEX 7020AC1P3A3AYNAEC0 | [16 empty] | https://literature.rockwellautomation.com/idc/groups/literature/documents/um/20a-um001_-en-p.pdf |  |  | POWER FLEX 7020AC1P3A3AYNAEC0 | ALLEN-BRADLEY | OPM | AC1P3A3AYNAEC0 | AC1P3A3AYNAEC0 |  | ENRICHED | MRO | 39122000 | ELECTRICAL VARIABLE SPEED DRIVES | DRIVE | VARIABLE FREQUENCY | POWER RATING | 0.37 KW | INPUT VOLTAGE | 400 VAC | NUMBER OF PHASE | NOT AVAILABLE | OUTPUT CURRENT RATING | 1.3 A | OUTPUT FREQUENCY RATING | NOT AVAILABLE | DEGREE OF PROTECTION | IP20 | TYPE |  | TERMINAL TYPE |  | MOUNTING TYPE |  | SIZE |  | TEMPERATURE RATING |  | HAZARD CLASS |  | CERTIFICATION/STANDARD |  | ADDITIONAL FEATURES | FRAME SIZE:A;FILTERED | [33 empty] | Production Downloaded
STP-007 | DATA ENRICHMENT | Batch_2 | Elec | SMX | SMX |  | 12-05-2023 |  |  | 696144 | 696144 | NG01-5612247 | ABB ACH550-01+B055+F278 DRIVES |  |  | ACH550-01-023A-4+B055+F278 | [13 empty] | https://library.e.abb.com/public/debb3e43999f4e55c1257d0b00267491/EN_ACH550_01_UM_G_A4.pdf |  |  | ABB ACH550-01+B055+F278 DRIVES, ACH550-01-023A-4+B055+F278 | ABB | OPM | ACH550-01-023A-4+B055+F278 | ACH550-01-023A-4+B055+F278 |  | ENRICHED | MRO | 39122001 | Inverter Drive Ac | DRIVE | VARIABLE FREQUENCY | POWER RATING | NOT AVAILABLE | INPUT VOLTAGE | 380-480 VAC | NUMBER OF PHASE | 3 PH | OUTPUT CURRENT RATING | 23 A | OUTPUT FREQUENCY RATING | NOT AVAILABLE | DEGREE OF PROTECTION | IP54 | TYPE |  | TERMINAL TYPE |  | MOUNTING TYPE | SCREW TERMINAL | SIZE |  | TEMPERATURE RATING | 0-150 DEG C | HAZARD CLASS |  | CERTIFICATION/STANDARD |  | ADDITIONAL FEATURES | [33 empty] | Part number is not available so we updated model number as part number | Production Downloaded
STP-007 | DATA ENRICHMENT | Batch_2 | Elec | SMX | SMX |  | 12-05-2023 |  |  | 829646 | 829646 | VN02-EV001658 | INVERTER:0.75KW,220V,ACS150-01E-04A7-2 | ACS150-01E-04A7-2; ABB | [15 empty] | https://ae.rsdelivers.com/product/abb/acs150-01e-04a7-2/abb-inverter-drive-1-phase-in-075-kw-230-v-ac-47-a/6211206 |  |  | INVERTER:0.75KW,220V,ACS150-01E-04A7-2, ACS150-01E-04A7-2; ABB | ABB | OPM | ACS150-01E-04A7-2 | ACS150-01E-04A7-2 |  | ENRICHED | MRO | 39122001 | Inverter Drive Ac | DRIVE | VARIABLE FREQUENCY | POWER RATING | 0.75 KW | INPUT VOLTAGE | 230 VAC | NUMBER OF PHASE | 1 | OUTPUT CURRENT RATING | 4.7 A | OUTPUT FREQUENCY RATING | 500 Hz | DEGREE OF PROTECTION | IP20 | TYPE |  | TERMINAL TYPE |  | MOUNTING TYPE |  | SIZE | 70 WD X 239 LG X 142 DP MM | TEMPERATURE RATING |  | HAZARD CLASS |  | CERTIFICATION/STANDARD |  | ADDITIONAL FEATURES | SERIES:ACS150;FOR USE WITH:AC MOTORS;W/STO,FILTER,CONTROL PANEL | [33 empty] | Production Downloaded
STP-007 | DATA ENRICHMENT | Batch_2 | Elec | SMX | SMX |  | 12-05-2023 |  |  | 830590 | 830590 | VN02-EV002905 | INVERTER,0.37KW,380V,ACS150-03E-01A2-4 | ACS150-03E-01A2-4;ABB | [15 empty] | https://ae.rsdelivers.com/product/abb/acs150-03e-01a2-4/abb-inverter-drive-3-phase-in-037-kw-400-v-ac-12-a/6211256 |  |  | INVERTER,0.37KW,380V,ACS150-03E-01A2-4, ACS150-03E-01A2-4;ABB | ABB | OPM | ACS150-03E-01A2-4 | ACS150-03E-01A2-4 |  | ENRICHED | MRO | 39122001 | Inverter Drive Ac | DRIVE | VARIABLE FREQUENCY | POWER RATING | 0.37 KW | INPUT VOLTAGE | 400 VAC | NUMBER OF PHASE | 3 | OUTPUT CURRENT RATING | 1.2 A | OUTPUT FREQUENCY RATING | 500 Hz | DEGREE OF PROTECTION | IP20 | TYPE |  | TERMINAL TYPE |  | MOUNTING TYPE |  | SIZE | 70 WD X 239 LG X 142 DP MM | TEMPERATURE RATING |  | HAZARD CLASS |  | CERTIFICATION/STANDARD |  | ADDITIONAL FEATURES | SERIES:ACS150;FOR USE WITH:AC MOTORS;W/STO,FILTER,CONTROL PANEL | [33 empty] | Production Downloaded
STP-007 | DATA ENRICHMENT | Batch_2 | Elec | SMX | SMX |  | 12-05-2023 |  |  | 720724 | 720724 | PL33-5590506 |  | ACS355-03E-38A | LINTELI SP. Z O.O. |  | Przmiennik częstotliwości ACS355-03E-38A0-4 ;18,5kW | [12 empty] | https://new.abb.com/products/3AUA0000058194/acs355-03e-38a0-4 | https://in.rsdelivers.com/product/abb/acs355-03e-38a0-4/abb-acs355-inverter-drive-3-phase-in-0-600hz-out-v/8874758 |  | ACS355-03E-38A, LINTELI SP. Z O.O., Przmiennik częstotliwości ACS355-03E-38A0-4 ;18,5kW | ABB | OPM | ACS355-03E-38A0-4 | ACS355-03E-38A0-4 | ALTERNATE MANUFACTURE:LINTELI SP. Z O.O. | ENRICHED | MRO | 39122001 | INVERTER DRIVE AC | DRIVE | VARIABLE FREQUENCY | POWER RATING | 18.5 KW | INPUT VOLTAGE | 400 VAC | NUMBER OF PHASE | 3 | OUTPUT CURRENT RATING | 38 A | OUTPUT FREQUENCY RATING | 0-600 Hz | DEGREE OF PROTECTION | IP20 | TYPE | VECTOR CONTROL | TERMINAL TYPE |  | MOUNTING TYPE | PANEL | SIZE | 260 WD X 244 LG X 195 DP MM | TEMPERATURE RATING | 40 DEG C | HAZARD CLASS |  | CERTIFICATION/STANDARD | CE,C-TRICK,CUL | ADDITIONAL FEATURES | FUNCTION:MOTOR CONTROL | [32 empty] | Part number is not available so we updated model number as part number | Production Downloaded
STP-007 | DATA ENRICHMENT | Batch_2 | Elec | SMX | SMX |  | 12-05-2023 |  |  | 776810 | 776810 | RU07-5466979 | FREQUENCY CONVERTER;ACS355-03E-38A0-4 | [16 empty] | https://new.abb.com/products/3AUA0000058194/acs355-03e-38a0-4 | https://in.rsdelivers.com/product/abb/acs355-03e-38a0-4/abb-acs355-inverter-drive-3-phase-in-0-600hz-out-v/8874758 |  | FREQUENCY CONVERTER;ACS355-03E-38A0-4 | ABB | OPM | ACS355-03E-38A0-4 | ACS355-03E-38A0-4 |  | ENRICHED | MRO | 39122001 | INVERTER DRIVE AC | DRIVE | VARIABLE FREQUENCY | POWER RATING | 18.5 KW | INPUT VOLTAGE | 400 VAC | NUMBER OF PHASE | 3 | OUTPUT CURRENT RATING | 38 A | OUTPUT FREQUENCY RATING | 0-600 Hz | DEGREE OF PROTECTION | IP20 | TYPE | VECTOR CONTROL | TERMINAL TYPE |  | MOUNTING TYPE | PANEL | SIZE | 260 WD X 244 LG X 195 DP MM | TEMPERATURE RATING | 40 DEG C | HAZARD CLASS |  | CERTIFICATION/STANDARD | CE,C-TRICK,CUL | ADDITIONAL FEATURES | FUNCTION:MOTOR CONTROL | [33 empty] | Production Downloaded
STP-007 | DATA ENRICHMENT | Batch_2 | Elec | SMX | SMX |  | 12-05-2023 |  |  | 690709 | 690709 | MY43-EM002790 | V.MIXER ABB STD DRIVE-ACS550-01-087A-4 | ACS550-01-087A-4 | [15 empty] | https://asb-drives.eu/equipment/freq/abb/acs550/1335/ | https://new.abb.com/products/en/3AUA0000013108-S/3aua0000013108-s | https://vfds.com/60hp-460v-abb-acs550-vfd-acs55001087a4 | V.MIXER ABB STD DRIVE-ACS550-01-087A-4, ACS550-01-087A-4 | ABB | OPM | ACS550-01-087A-4 | ACS550-01-087A-4 |  | ENRICHED | MRO | 39122001 | Inverter Drive Ac | DRIVE | VARIABLE FREQUENCY | POWER RATING | 500 HP | INPUT VOLTAGE | 380-480 VAC | NUMBER OF PHASE | 3 | OUTPUT CURRENT RATING | 87 A | OUTPUT FREQUENCY RATING | 0-500 Hz | DEGREE OF PROTECTION | IP21 | TYPE |  | TERMINAL TYPE |  | MOUNTING TYPE |  | SIZE | 203 WD X 689 HT X 262 DP MM | TEMPERATURE RATING |  | HAZARD CLASS |  | CERTIFICATION/STANDARD |  | ADDITIONAL FEATURES | [33 empty] | Part number is not available so we updated model number as part number | Production Downloaded
STP-007 | DATA ENRICHMENT | Batch_2 | Elec | SMX | SMX |  | 12-05-2023 |  |  | 626757 | 626757 | IE33-5544807 | ABB,ASC800 MODULES6,7,9 FOR VSD | ABB,ASC800 MODULES6,7,9 FOR VSD | THE AVONMORE ELECTRICAL CO LTD | VSD modules for fan motor (450KW) | [13 empty] | https://library.e.abb.com/public/fcad7e1548b9e934c1257b67003616fe/EN_ACS800singledrivescatalogRevO.pdf |  |  | ABB,ASC800 MODULES6,7,9 FOR VSD, ABB,ASC800 MODULES6,7,9 FOR VSD, THE AVONMORE ELECTRICAL CO LTD, VSD modules for fan motor (450KW) | ABB | OPM | ACS800 | ACS800 | MODULES6,7,9 USED FOR:FAN MOTOR | ENRICHED | MRO | 39122001 | Inverter Drive Ac | DRIVE | VARIABLE FREQUENCY | POWER RATING | 450 KW | INPUT VOLTAGE | 208-240 V | NUMBER OF PHASE |  | OUTPUT CURRENT RATING |  | OUTPUT FREQUENCY RATING |  | DEGREE OF PROTECTION | IP21,IP55 | TYPE | AC | TERMINAL TYPE |  | MOUNTING TYPE |  | SIZE |  | TEMPERATURE RATING |  | HAZARD CLASS |  | CERTIFICATION/STANDARD |  | ADDITIONAL FEATURES | [33 empty] | Part number is not available so we updated model number as part number | Production Downloaded
STP-007 | DATA ENRICHMENT | Batch_2 | Elec | SMX | SMX |  | 12-05-2023 |  |  | 246665 | 246665 | 8380-52177555 | CONTR,AC MTR,ALB22BD010N104,5HP,277-480V | ALB22BD010N104 | Allen Bradley | CONTROL,AC MOTOR,POWER OUTPUT:5HP,INPUT VOLTAGE:277-480V,MANUFACTURER:ALLEN BRADLEY,MFR PART NUMBER:ALB22BD010N104 | [13 empty] | https://www.westburne.ca/cwr/Category/Motor-Control-%26-Automation/Automation-Products/Drives-%26-Accessories/AC-Drives/22B-D010N104-480V-5HP-POWERFLEX-40/p/ALB22BD010N104-WG¦ | https://www.rexel.com.au/are/category/Industrial/Motors/Electric-motor/c/CEC001851?q=%3Arelevance%3Abrand%3Abrand_ALB&pageSize=24 |  | CONTR,AC MTR,ALB22BD010N104,5HP,277-480V, ALB22BD010N104, Allen Bradley, CONTROL,AC MOTOR,POWER OUTPUT:5HP,INPUT VOLTAGE:277-480V,MANUFACTURER:ALLEN BRADLEY,MFR PART NUMBER:ALB22BD010N104 | ALLEN BRADLEY | OPM | ALB22BD010N104 | ALB22BD010N104 |  | ENRICHED | MRO | 39122001 | Inverter Drive Ac | DRIVE | VARIABLE FREQUENCY | POWER RATING | 5 HP | INPUT VOLTAGE | 277-480 V | NUMBER OF PHASE | 3 | OUTPUT CURRENT RATING | 10.5 A | OUTPUT FREQUENCY RATING | 0-400 Hz | DEGREE OF PROTECTION | IP20 | TYPE | ADJUSTABLE AC,LOW VOLTAGE | TERMINAL TYPE |  | MOUNTING TYPE | PANEL | SIZE |  | TEMPERATURE RATING | -10 TO 50 DEG C | HAZARD CLASS |  | CERTIFICATION/STANDARD | CE,C-TICK,CULUS,UL | ADDITIONAL FEATURES | W/BRAKE IGBT;SERIES:POWERFLEX 40 | [32 empty] | Model number is not available so we updated Part number as Model number | Production Downloaded
STP-007 | DATA ENRICHMENT | Batch_2 | Elec | SMX | SMX |  | 12-05-2023 |  |  | 695780 | 695780 | NG01-5589750 | INVERTER DRIVE 2.2KW ATV 320 |  |  | SCHNEIDER, 415 | [13 empty] | https://www.se.com/in/en/product/ATV320U22M2C/variable-speed-drive-altivar-machine-atv320-2-2-kw-200-240-v-1-phase-compact/?range=63440-altivar-machine-atv320&selected-node-id=12644465109 |  |  | INVERTER DRIVE 2.2KW ATV 320, SCHNEIDER, 415 | SCHNEIDER ELECTRIC | OPM | ATV 320 | ATV 320 |  | ENRICHED | MRO | 39122001 | Inverter Drive Ac | DRIVE | VARIABLE FREQUENCY | POWER RATING | 2.2 KW | INPUT VOLTAGE | 200-240 V | NUMBER OF PHASE | 1 | OUTPUT CURRENT RATING | 11 A | OUTPUT FREQUENCY RATING | 0.599 KHz | DEGREE OF PROTECTION | IP20 | TYPE | INVERTER | TERMINAL TYPE |  | MOUNTING TYPE | WALL | SIZE | 105 WD X 158 DP X 142 HT MM | TEMPERATURE RATING | -25 TO 70 DEG C | HAZARD CLASS |  | CERTIFICATION/STANDARD | CE,UL,CSA | ADDITIONAL FEATURES | [34 empty] | Production Downloaded
STP-007 | DATA ENRICHMENT | Batch_2 | Elec | SMX | SMX |  | 12-05-2023 |  |  | 695781 | 695781 | NG01-5589751 | INVERTER DRIVE 11KW ATV 320 |  |  | SCHNEIDER, 415 | [13 empty] | https://www.se.com/in/en/product/ATV320D11M3C/variable-speed-drive-altivar-machine-atv320-11-kw-200-240-v-3-phases-compact/?range=63440-altivar-machine-atv320&selected-node-id=12644465109 |  |  | INVERTER DRIVE 11KW ATV 320, SCHNEIDER, 415 | SCHNEIDER ELECTRIC | OPM | ATV 320 | ATV 320 |  | ENRICHED | MRO | 39122001 | Inverter Drive Ac | DRIVE | VARIABLE FREQUENCY | POWER RATING | 11 KW | INPUT VOLTAGE | 200-240 V | NUMBER OF PHASE | 3 | OUTPUT CURRENT RATING | 54 A | OUTPUT FREQUENCY RATING | 0.599 KHz | DEGREE OF PROTECTION | IP20 | TYPE | INVERTER | TERMINAL TYPE |  | MOUNTING TYPE | WALL | SIZE | 180 WD X 330 HT X 198 DP MM | TEMPERATURE RATING | -25 TO 70 DEG C | HAZARD CLASS |  | CERTIFICATION/STANDARD | CE,UL,CSA | ADDITIONAL FEATURES | [34 empty] | Production Downloaded
STP-007 | DATA ENRICHMENT | Batch_2 | Elec | SMX | SMX |  | 12-05-2023 |  |  | 832037 | 832037 | VN02-EV004992 | INVERTER,ATV12H037M2,220V,0.37KW | 8B1952935726 | SCHNEIDER | [14 empty] | https://www.se.com/ww/en/product/ATV12H037M2/variable-speed-drive-atv12-0-37kw-0-55hp-200-240v-1ph-with-heat-sink/ | https://www.tme.com/in/en/details/atv12h037m2/three-phase-inverters/schneider-electric/ |  | INVERTER,ATV12H037M2,220V,0.37KW, 8B1952935726, SCHNEIDER | SCHNEIDER ELECTRIC | OPM | ATV12H037M2 | ATV12H037M2 | ALTERNATE PART NUMBER:8B1952935726 | ENRICHED | MRO | 39122001 | Inverter Drive Ac | DRIVE | VARIABLE FREQUENCY | POWER RATING | 0.37 KW | INPUT VOLTAGE | NOT AVAILABLE | NUMBER OF PHASE | NOT AVAILABLE | OUTPUT CURRENT RATING | NOT AVAILABLE | OUTPUT FREQUENCY RATING | NOT AVAILABLE | DEGREE OF PROTECTION | NOT AVAILABLE | TYPE |  | TERMINAL TYPE |  | MOUNTING TYPE | CABINET | SIZE | 72 WD X 143 HT X 121.2 DP MM | TEMPERATURE RATING | -25 TO 70 DEG C | HAZARD CLASS |  | CERTIFICATION/STANDARD | C-TICK,CSA,GOST,KC,RCM,UL | ADDITIONAL FEATURES | [33 empty] | Part number is not available so we updated model number as part number | Production Downloaded
STP-007 | DATA ENRICHMENT | Batch_2 | Elec | SMX | SMX |  | 12-05-2023 |  |  | 559145 | 559145 | FR41-LF0104020 | VARIATEUR ATV320OU04M2C 0,37KW 240V | SCHATV312H037M2 |  |  | NOUVELLE REFERENCE : ATV320 0,37KW 0.5HP 200/240VAC 50/60Hz REXEL : SCHATV320U04M2C REMPLACE ATV28HU09M2 | [12 empty] | https://www.se.com/in/en/product/ATV312H037M2/variable-speed-drive-atv312-0-37kw-1kva-41-w-200-240-v-1phase-supply/ | https://www.se.com/in/en/product/download-pdf/ATV312H037M2 |  | VARIATEUR ATV320OU04M2C 0,37KW 240V, SCHATV312H037M2, NOUVELLE REFERENCE : ATV320 0,37KW 0.5HP 200/240VAC 50/60Hz REXEL : SCHATV320U04M2C REMPLACE ATV28HU09M2 | SCHNEIDER ELECTRIC | OPM | ATV312H037M2 | ALTIVAR 312 |  | ENRICHED | MRO | 39122000 | Electrical Variable Speed Drives | DRIVE | VARIABLE FREQUENCY | POWER RATING | 0.37 KW | INPUT VOLTAGE | 200-240 VAC | NUMBER OF PHASE | 1 | OUTPUT CURRENT RATING | 3.3 A | OUTPUT FREQUENCY RATING | 0-500 Hz | DEGREE OF PROTECTION | IP20/21/31/41 | TYPE | HEAVY DUTY | TERMINAL TYPE | CABLE,SCREW | MOUNTING TYPE | WALL | SIZE | 72 WD X 145 HT X 132 DP MM | TEMPERATURE RATING | -10 TO 50 DEG C | HAZARD CLASS |  | CERTIFICATION/STANDARD | UL,C-TICK,NOM,CSA,DNV,GOST,IEC 61800-5-1,IEC 61800-3 | ADDITIONAL FEATURES | [34 empty] | Production Downloaded
STP-007 | DATA ENRICHMENT | Batch_2 | Elec | SMX | SMX |  | 12-05-2023 |  |  | 558577 | 558577 | FR41-5429209 | VARIATEUR ATV320U04N4C 0,37KW 400V | SCHNEIDER REF. SCHATV312H037N4 |  |  | ATV320U04N4C remplace ATV312 ALTIVAR 0,37 KW 50/60HZ 2.2A MAX. SCHNEIDER REF. SCHATV312H037N4 | [12 empty] | https://www.se.com/in/en/product/ATV312H037N4/variable-speed-drive-atv312-0-37kw-1-5kva-32w-380-500-v-3phase-supply/ | https://www.mouser.in/datasheet/2/357/Altivar_312_ATV312H037N4_document-1559367.pdf | https://www.mouser.in/ProductDetail/Schneider-Electric/ATV312H037N4?qs=QCBj0mi9odr2ubN%252BuH1AGA%3D%3D | VARIATEUR ATV320U04N4C 0,37KW 400V, SCHNEIDER REF. SCHATV312H037N4, ATV320U04N4C remplace ATV312 ALTIVAR 0,37 KW 50/60HZ 2.2A MAX. SCHNEIDER REF. SCHATV312H037N4 | SCHNEIDER ELECTRIC | OPM | ATV312H037N4 | ALTIVAR 312 |  | ENRICHED | MRO | 39122000 | Electrical Variable Speed Drives | DRIVE | VARIABLE FREQUENCY | POWER RATING | 0.37 KW | INPUT VOLTAGE | 380-500 VAC | NUMBER OF PHASE | 3 | OUTPUT CURRENT RATING | 1.5 A | OUTPUT FREQUENCY RATING | 0-500 Hz | DEGREE OF PROTECTION | IP20/21/31/41 | TYPE | HEAVY DUTY | TERMINAL TYPE | CABLE,SCREW | MOUNTING TYPE | WALL | SIZE | 107 WD X 143 HT X 152 DP MM | TEMPERATURE RATING | -10 TO 50 DEG C | HAZARD CLASS |  | CERTIFICATION/STANDARD | UL,C-TICK,NOM,CSA,DNV,GOST,IEC 61800-5-1,IEC 61800-3 | ADDITIONAL FEATURES | [34 empty] | Production Downloaded
STP-007 | DATA ENRICHMENT | Batch_2 | Elec | SMX | SMX |  | 12-05-2023 |  |  | 556320 | 556320 | FR40-LF3470 | VARIATEUR FREQUENCE 2,2KW TELE | ATV312HU22M3 | [15 empty] | https://www.se.com/ww/en/product/ATV312HU22M3/variable-speed-drive-atv312-2-2kw-5-2kva-114w-200-240-v-3phase-supply/ | https://www.se.com/ww/en/product/download-pdf/ATV312HU22M3 | https://www.mouser.in/ProductDetail/Schneider-Electric/ATV312HU22M3?qs=QCBj0mi9odoFY13Ok5A0%252BA%3D%3D | VARIATEUR FREQUENCE 2,2KW TELE, ATV312HU22M3 | SCHNEIDER ELECTRIC | OPM | ATV312HU22M3 | ALTIVAR 312 |  | ENRICHED | MRO | 39122000 | Electrical Variable Speed Drives | DRIVE | VARIABLE FREQUENCY | POWER RATING | 2.2 KW | INPUT VOLTAGE | 200-240 VAC | NUMBER OF PHASE | 3 | OUTPUT CURRENT RATING | 11 A | OUTPUT FREQUENCY RATING | 0-500 Hz | DEGREE OF PROTECTION | IP20/21/31/41 | TYPE | HEAVY DUTY | TERMINAL TYPE | CABLE,SCREW | MOUNTING TYPE | WALL | SIZE | 107 WD X 143 HT X 152 DP MM | TEMPERATURE RATING | -10 TO 50 DEG C | HAZARD CLASS |  | CERTIFICATION/STANDARD | IEC,NOM,CSA,DNV,C-TICK,GOST,UL | ADDITIONAL FEATURES | [34 empty] | Production Downloaded
STP-007 | DATA ENRICHMENT | Batch_2 | Elec | SMX | SMX |  | 12-05-2023 |  |  | 848257 | 848257 | IT03-5419071 | INVERTER ALTIVAR 4 KW 220V | ATV312HU40M3 | [15 empty] | https://sg.rs-online.com/web/p/inverter-drives/8200911 |  |  | INVERTER ALTIVAR 4 KW 220V, ATV312HU40M3 | SCHNEIDER ELECTRIC | OPM | ATV312HU40M3 | ATV312HU40M3 |  | ENRICHED | MRO | 39122001 | Inverter Drive Ac | DRIVE | VARIABLE FREQUENCY | POWER RATING | 4 KW | INPUT VOLTAGE | 230 VAC | NUMBER OF PHASE | 3 | OUTPUT CURRENT RATING | 17.5 A | OUTPUT FREQUENCY RATING | 0.5-500 Hz | DEGREE OF PROTECTION | IP20 | TYPE |  | TERMINAL TYPE |  | MOUNTING TYPE |  | SIZE | 5.59 WD X 7.24 LG X 5.98 DP IN | TEMPERATURE RATING |  | HAZARD CLASS |  | CERTIFICATION/STANDARD |  | ADDITIONAL FEATURES | SERIES:ALTIVAR 312;FOR USE WITH:ASYNCHRONOUS MOTORS;FIELD BUS COMMUNICATION TYPE:CANOPEN,MODBUS;W/FILTER,CONTROL PANEL | [33 empty] | Production Downloaded
STP-007 | DATA ENRICHMENT | Batch_2 | Elec | SMX | SMX |  | 12-05-2023 |  |  | 767057 | 767057 | RU03-5440230 | INVERTER;ATV312;HU55N4 | [16 empty] | https://www.alliedelec.com/product/schneider-electric/atv312hu55n4/70008050/ |  |  | INVERTER;ATV312;HU55N4 | SCHNEIDER ELECTRIC | OPM | ATV312HU55N4 | ATV312HU55N4 |  | ENRICHED | MRO | 39122001 | Inverter Drive Ac | DRIVE | VARIABLE FREQUENCY | POWER RATING | 5.5 KW | INPUT VOLTAGE | 480 VAC | NUMBER OF PHASE | 3 | OUTPUT CURRENT RATING | 14.3 A | OUTPUT FREQUENCY RATING | 50-60 Hz | DEGREE OF PROTECTION | IP20 | TYPE | VARIABLE SPEED | TERMINAL TYPE |  | MOUNTING TYPE | PANEL | SIZE | 180 X 232 X 172 MM | TEMPERATURE RATING | -10 TO 50 DEG C | HAZARD CLASS |  | CERTIFICATION/STANDARD |  | ADDITIONAL FEATURES | FUNCTION:MOTOR CONTROL;FUNCTION:MOTOR CONTROL | [33 empty] | Production Downloaded
STP-007 | DATA ENRICHMENT | Batch_2 | Elec | SMX | SMX |  | 12-05-2023 |  |  | 555956 | 555956 | FR40-LF2508 | VARIATEUR FREQUENCE 0,75KW TELE | ATV31H075M3X | [15 empty] | https://www.se.com/ww/en/product/ATV31H075M3X/variable-speed-drive-atv31-0-75kw-240v-3phase-supply-ip20/ | https://adegis.com/media/asset/047eac8bb6039361e84cf2b816d09e75397627909e9d85a02016ff110f2bc8ff.pdf |  | VARIATEUR FREQUENCE 0,75KW TELE, ATV31H075M3X | SCHNEIDER ELECTRIC | OPM | ATV31H075M3X | ALTIVAR 31 |  | ENRICHED | MRO | 39122000 | Electrical Variable Speed Drives | DRIVE | VARIABLE FREQUENCY | POWER RATING | 0.75 KW | INPUT VOLTAGE | 200-240 VAC | NUMBER OF PHASE | 3 | OUTPUT CURRENT RATING | 4.8 A | OUTPUT FREQUENCY RATING | 0.0005-0.5 KHz | DEGREE OF PROTECTION | IP20/21/31/41 | TYPE | HEAVY DUTY | TERMINAL TYPE | CABLE,SCREW | MOUNTING TYPE | WALL | SIZE |  | TEMPERATURE RATING | -10 TO 50 DEG C | HAZARD CLASS |  | CERTIFICATION/STANDARD | EN,C-TICK,UL,N998,CSA | ADDITIONAL FEATURES | [34 empty] | Production Downloaded
STP-007 | DATA ENRICHMENT | Batch_2 | Elec | SMX | SMX |  | 12-05-2023 |  |  | 847638 | 847638 | IT03-5464307 | INVERTER ATV320D11M3C 11 KW 220V TRIF. | ATV312HD11M3 | [15 empty] | https://my.rs-online.com/web/p/inverter-drives/2208671 |  |  | INVERTER ATV320D11M3C 11 KW 220V TRIF., ATV312HD11M3 | SCHNEIDER ELECTRIC | OPM | ATV320D11M3C | ATV320D11M3C |  | ENRICHED | MRO | 39122001 | Inverter Drive Ac | DRIVE | VARIABLE FREQUENCY | POWER RATING | 11 KW | INPUT VOLTAGE | 240 V | NUMBER OF PHASE | 3 | OUTPUT CURRENT RATING | 51.4 A/60.9 A | OUTPUT FREQUENCY RATING | 0.599 KHz | DEGREE OF PROTECTION | IP20 | TYPE |  | TERMINAL TYPE |  | MOUNTING TYPE |  | SIZE |  | TEMPERATURE RATING |  | HAZARD CLASS |  | CERTIFICATION/STANDARD |  | ADDITIONAL FEATURES | FIELD BUS COMMUNICATION TYPE:CANOPEN,MODBUS SERIAL;FOR USE WITH:AC MOTORS;SERIES:ALTIVAR MACHINE ATV320 | [33 empty] | Production Downloaded
STP-007 | DATA ENRICHMENT | Batch_2 | Elec | SMX | SMX |  | 12-05-2023 |  |  | 706793 | 706793 | PH41-5055608 | SCHNEIDER ATV320U04N4C | [16 empty] | https://www.se.com/in/en/product/ATV320U04N4C/variable-speed-drive-altivar-machine-atv320-0-37-kw-380-500-v-3-phases-compact/ | https://www.se.com/in/en/product/download-pdf/ATV320U04N4C | https://www.mouser.in/ProductDetail/Schneider-Electric/ATV320U04N4C?qs=VTAFTc7iVivw2%252Bdm76KXKw%3D%3D | SCHNEIDER ATV320U04N4C | SCHNEIDER ELECTRIC | OPM | ATV320U04N4C | ALTIVAR 320 |  | ENRICHED | MRO | 39122000 | Electrical Variable Speed Drives | DRIVE | VARIABLE FREQUENCY | POWER RATING | 0.37 KW | INPUT VOLTAGE | 380-500 VAC | NUMBER OF PHASE | 3 | OUTPUT CURRENT RATING | 1.5 A | OUTPUT FREQUENCY RATING | 0.5999 KHz | DEGREE OF PROTECTION | IP20 | TYPE | HEAVY DUTY | TERMINAL TYPE | CABLE,SCREW | MOUNTING TYPE | WALL | SIZE | 105 WD X 142 HT X 158 DP MM | TEMPERATURE RATING | -10 TO 50 DEG C | HAZARD CLASS |  | CERTIFICATION/STANDARD | EN/IEC,CE,ATEX,NOM,GOST,EAC,RCM,KC | ADDITIONAL FEATURES | [34 empty] | Production Downloaded
STP-007 | DATA ENRICHMENT | Batch_2 | Elec | SMX | SMX |  | 12-05-2023 |  |  | 559141 | 559141 | FR41-LF0104015 | VARIATEUR ATV320U07M2C 0,75KW - 200/240 | SCHNEIDER : ATV320U07M2C |  |  | VARIATEUR ATV320U07M2C 0,75KW - 200/240 SCHNEIDER ATV320 0,75KW 200V 1PH CP SCHNEIDER : ATV320U07M2C REXEL : SCHATV320U07M2C ( EN REMPLACEMENT DES VARIATEURS ATV312H075M2 ET ATV28HU18M2-0,75KW OBSOLETES ) | [12 empty] | https://www.se.com/in/en/product/ATV320U07M2C/variable-speed-drive-altivar-machine-atv320-0-75-kw-200-240-v-1-phase-compact/ | https://docs.rs-online.com/da48/0900766b8154a2fc.pdf | https://www.mouser.in/ProductDetail/Schneider-Electric/ATV320U07M2C?qs=VTAFTc7iViv3nQckrP1N0g%3D%3D | VARIATEUR ATV320U07M2C 0,75KW - 200/240, SCHNEIDER : ATV320U07M2C, VARIATEUR ATV320U07M2C 0,75KW - 200/240 SCHNEIDER ATV320 0,75KW 200V 1PH CP SCHNEIDER : ATV320U07M2C REXEL : SCHATV320U07M2C ( EN REMPLACEMENT DES VARIATEURS ATV312H075M2 ET ATV28HU18M2-0,75KW OBSOLETES ) | SCHNEIDER ELECTRIC | OPM | ATV320U07M2C | ALTIVAR 320 |  | ENRICHED | MRO | 39122000 | Electrical Variable Speed Drives | DRIVE | VARIABLE FREQUENCY | POWER RATING | 0.75 KW | INPUT VOLTAGE | 200-240 VAC | NUMBER OF PHASE | 1 | OUTPUT CURRENT RATING | 4.8 A | OUTPUT FREQUENCY RATING | 0.1-599 Hz | DEGREE OF PROTECTION | IP20 | TYPE | HEAVY DUTY | TERMINAL TYPE | CABLE,SCREW | MOUNTING TYPE | WALL | SIZE | 72 WD X 143 HT X 138 DP MM | TEMPERATURE RATING | -10 TO 50 DEG C | HAZARD CLASS |  | CERTIFICATION/STANDARD | EN/IEC,CSA,NOM 117,UL,RCM,EAC,CE | ADDITIONAL FEATURES | [34 empty] | Production Downloaded
STP-007 | DATA ENRICHMENT | Batch_2 | Elec | SMX | SMX |  | 12-05-2023 |  |  | 559143 | 559143 | FR41-LF0104017 | VARIATEUR ATV320OU07N4C/312H075N4 0.75KW | SCHNEIDER : ATV320U07N4C |  |  | VARIATEUR ALTIVAR 0,75KW 400V TRIPHASE ATV320U07N4C NOUVELLE REFERENCE SCHNEIDER : ATV320U07N4C REXEL : SCHATV320U07N4C ( EN REMPLACEMENT DU ATV312H075N4 OU 18U18M2 OU ATV28HU OBSOLETE ) | [12 empty] | https://www.se.com/in/en/product/ATV320U07N4C/variable-speed-drive-altivar-machine-atv320-0-75-kw-380-500-v-3-phases-compact/ | https://docs.rs-online.com/f84a/0900766b8154a2fe.pdf |  | VARIATEUR ATV320OU07N4C/312H075N4 0.75KW, SCHNEIDER : ATV320U07N4C, VARIATEUR ALTIVAR 0,75KW 400V TRIPHASE ATV320U07N4C NOUVELLE REFERENCE SCHNEIDER : ATV320U07N4C REXEL : SCHATV320U07N4C ( EN REMPLACEMENT DU ATV312H075N4 OU 18U18M2 OU ATV28HU OBSOLETE ) | SCHNEIDER ELECTRIC | OPM | ATV320U07N4C | ALTIVAR 320 |  | ENRICHED | MRO | 39122000 | Electrical Variable Speed Drives | DRIVE | VARIABLE FREQUENCY | POWER RATING | 0.75 KW | INPUT VOLTAGE | 380-500 VAC | NUMBER OF PHASE | 3 | OUTPUT CURRENT RATING | 2.3 A | OUTPUT FREQUENCY RATING | 0.1-599 Hz | DEGREE OF PROTECTION | IP20 | TYPE | HEAVY DUTY | TERMINAL TYPE | CABLE,SCREW | MOUNTING TYPE | WALL | SIZE | 105 WD X 158 HT X 142 DP MM | TEMPERATURE RATING | -10 TO 50 DEG C | HAZARD CLASS |  | CERTIFICATION/STANDARD | EN/IEC,CSA,NOM 117,UL,RCM,EAC,CE | ADDITIONAL FEATURES | [34 empty] | Production Downloaded
STP-007 | DATA ENRICHMENT | Batch_2 | Elec | SMX | SMX |  | 12-05-2023 |  |  | 559146 | 559146 | FR41-LF0104021 | VARIATEUR ATV320U15N4C /ATV312 1.5 KW 3~ | SCHNEIDER : ATV320U15N4C |  |  | VARIATEUR ALTIVAR 3 PHASES 2HP/1,5 KW 50HZ 380/460V - ATV320U15N4C SCHNEIDER : ATV320U15N4C ( EN REMPLACEMENT DES REF. : ATV312HU15N4 ET ATV28HU29N4 OU ATV18U29N4 OBSOLETES ) | [12 empty] | https://www.se.com/in/en/product/ATV320U15N4C/variable-speed-drive-altivar-machine-atv320-1-5-kw-380-500-v-3-phases-compact/ | https://datasheet.octopart.com/ATV320U15N4C-Schneider-Electric-datasheet-111093153.pdf | https://www.mouser.in/ProductDetail/Schneider-Electric/ATV320U15N4C?qs=VTAFTc7iViuAc%2Fbr%2FeBn8g%3D%3D | VARIATEUR ATV320U15N4C /ATV312 1.5 KW 3~, SCHNEIDER : ATV320U15N4C, VARIATEUR ALTIVAR 3 PHASES 2HP/1,5 KW 50HZ 380/460V - ATV320U15N4C SCHNEIDER : ATV320U15N4C ( EN REMPLACEMENT DES REF. : ATV312HU15N4 ET ATV28HU29N4 OU ATV18U29N4 OBSOLETES ) | SCHNEIDER ELECTRIC | OPM | ATV320U15N4C | ALTIVAR 320 |  | ENRICHED | MRO | 39122000 | Electrical Variable Speed Drives | DRIVE | VARIABLE FREQUENCY | POWER RATING | 1.5 KW | INPUT VOLTAGE | 380-500 VAC | NUMBER OF PHASE | 3 | OUTPUT CURRENT RATING | 4.1 A | OUTPUT FREQUENCY RATING | 0.1-599 Hz | DEGREE OF PROTECTION | IP20 | TYPE | HEAVY DUTY | TERMINAL TYPE | CABLE,SCREW | MOUNTING TYPE | WALL | SIZE | 105 WD X 142 HT X 158 DP MM | TEMPERATURE RATING | -10 TO 50 DEG C | HAZARD CLASS |  | CERTIFICATION/STANDARD | EN/IEC,CSA,NOM 117,UL,RCM,EAC,CE | ADDITIONAL FEATURES | [34 empty] | Production Downloaded
STP-007 | DATA ENRICHMENT | Batch_2 | Elec | SMX | SMX |  | 12-05-2023 |  |  | 706795 | 706795 | PH41-5055609 | SCHNEIDER -ATV320U22N4C | [16 empty] | https://www.se.com/in/en/product/ATV320U22N4C/variable-speed-drive-altivar-machine-atv320-2-2-kw-380-500-v-3-phases-compact/ | https://www.mouser.in/datasheet/2/357/1/ATV320U22N4C_document-3053435.pdf | https://www.mouser.in/ProductDetail/Schneider-Electric/ATV320U22N4C?qs=VTAFTc7iVisrqCIWeSsFkQ%3D%3D | SCHNEIDER -ATV320U22N4C | SCHNEIDER ELECTRIC | OPM | ATV320U22N4C | ALTIVAR 320 |  | ENRICHED | MRO | 39122000 | Electrical Variable Speed Drives | DRIVE | VARIABLE FREQUENCY | POWER RATING | 2.2 KW | INPUT VOLTAGE | 380-500 VAC | NUMBER OF PHASE | 3 | OUTPUT CURRENT RATING | 5.5 A | OUTPUT FREQUENCY RATING | 0.599 KHz | DEGREE OF PROTECTION | IP20 | TYPE | HEAVY DUTY | TERMINAL TYPE | CABLE,SCREW | MOUNTING TYPE | WALL | SIZE | 140 WD X 184 HT X 158 DP MM | TEMPERATURE RATING | -10 TO 50 DEG C | HAZARD CLASS |  | CERTIFICATION/STANDARD | EN/IEC,CE,ATEX,UL,CSA,EAC,RCM | ADDITIONAL FEATURES | [34 empty] | Production Downloaded
STP-007 | DATA ENRICHMENT | Batch_2 | Elec | SMX | SMX |  | 12-05-2023 |  |  | 559159 | 559159 | FR41-LF0104037 | VARIATEUR ATV320U22N4C / 312HU22N4 2,2KW | SCHNEIDER : ATV320U22N4C |  |  | VARIATEUR ALTIVAR ATV320U22N4C 2,2KW 400V X 3 PHASES 50/60HZ ATV320 2,2KW 400V 3PH CPT SCHNEIDER : ATV320U22N4C REXEL : SCHATV320U22N4C ( EN REMPLACEMENT DES VARIATEURS ATV312HU22N4 ET DU ATV18-U41N4 2,2KW OBSOLETE ) | [12 empty] | https://www.se.com/in/en/product/ATV320U22N4C/variable-speed-drive-altivar-machine-atv320-2-2-kw-380-500-v-3-phases-compact/ | https://www.mouser.in/datasheet/2/357/1/ATV320U22N4C_document-3053435.pdf | https://www.mouser.in/ProductDetail/Schneider-Electric/ATV320U22N4C?qs=VTAFTc7iVisrqCIWeSsFkQ%3D%3D | VARIATEUR ATV320U22N4C / 312HU22N4 2,2KW, SCHNEIDER : ATV320U22N4C, VARIATEUR ALTIVAR ATV320U22N4C 2,2KW 400V X 3 PHASES 50/60HZ ATV320 2,2KW 400V 3PH CPT SCHNEIDER : ATV320U22N4C REXEL : SCHATV320U22N4C ( EN REMPLACEMENT DES VARIATEURS ATV312HU22N4 ET DU ATV18-U41N4 2,2KW OBSOLETE ) | SCHNEIDER ELECTRIC | OPM | ATV320U22N4C | ALTIVAR 320 |  | ENRICHED | MRO | 39122000 | Electrical Variable Speed Drives | DRIVE | VARIABLE FREQUENCY | POWER RATING | 2.2 KW | INPUT VOLTAGE | 380-500 VAC | NUMBER OF PHASE | 3 | OUTPUT CURRENT RATING | 5.5 A | OUTPUT FREQUENCY RATING | 0.599 KHz | DEGREE OF PROTECTION | IP20 | TYPE | HEAVY DUTY | TERMINAL TYPE | CABLE,SCREW | MOUNTING TYPE | WALL | SIZE | 140 WD X 184 HT X 158 DP MM | TEMPERATURE RATING | -10 TO 50 DEG C | HAZARD CLASS |  | CERTIFICATION/STANDARD | EN/IEC,CE,ATEX,UL,CSA,EAC,RCM | ADDITIONAL FEATURES | [34 empty] | Production Downloaded
STP-007 | DATA ENRICHMENT | Batch_2 | Elec | SMX | SMX |  | 12-05-2023 |  |  | 548904 | 548904 | FR38-5610125 | ANNEXE 02 VARIATEUR SCHATV340D45N4E |  |  |  | DD003 VARIATEUR SCHATV340D45N4E ATV340 45KW 400V ETH TIC 02 Prod.non repris sauf accord specifique+abattement Produit éligible CEE sous réserve réglementation AGRI-UT-102 ou BAT-TH-112 ou IND-UT-102 OFFRE DE PRIX N. 000423913 | [12 empty] | https://www.watertecna.com/wp-content/uploads/Schneider-ATV340-Installation-Manual.pdf |  |  | ANNEXE 02 VARIATEUR SCHATV340D45N4E, DD003 VARIATEUR SCHATV340D45N4E ATV340 45KW 400V ETH TIC 02 Prod.non repris sauf accord specifique+abattement Produit éligible CEE sous réserve réglementation AGRI-UT-102 ou BAT-TH-112 ou IND-UT-102 OFFRE DE PRIX N. 000423913 | SCHNEIDER ELECTRIC | OPM | ATV340D45N4E | ATV340D45N4E | DD003 VARIATEUR SCH ETH TIC 02 PROD.NON REPRIS SAUF ACCORD SPECIFIQUE+ABATTEMENT PRODUIT ELIGIBLE CEE SOUS RÉSERVE RÉGLEMENTATION AGRI-UT-102 OR BAT-TH-112 OR IND-UT-102 OFFRE DE PRIX N. 000423913 | ENRICHED | MRO | 39122001 | Inverter Drive Ac | DRIVE | VARIABLE FREQUENCY | POWER RATING | 45 KW | INPUT VOLTAGE | 380-480 VAC | NUMBER OF PHASE |  | OUTPUT CURRENT RATING | 88 A | OUTPUT FREQUENCY RATING |  | DEGREE OF PROTECTION | IP20 | TYPE |  | TERMINAL TYPE |  | MOUNTING TYPE |  | SIZE |  | TEMPERATURE RATING |  | HAZARD CLASS |  | CERTIFICATION/STANDARD |  | ADDITIONAL FEATURES | [33 empty] | Part number is not available so we updated model number as part number | Production Downloaded
STP-007 | DATA ENRICHMENT | Batch_2 | Elec | SMX | SMX |  | 12-05-2023 |  |  | 848226 | 848226 | IT03-5406773 | INVERTER TELEMEC. 15 KW 380V ATV61HD15N4 | ATV61HD15N4 | [15 empty] | https://uk.rs-online.com/web/p/inverter-drives/8233665 |  |  | INVERTER TELEMEC. 15 KW 380V ATV61HD15N4, ATV61HD15N4 | SCHNEIDER ELECTRIC | OPM | ATV61HD15N4 | ATV61HD15N4 |  | ENRICHED | MRO | 39122001 | Inverter Drive Ac | DRIVE | VARIABLE FREQUENCY | POWER RATING | 15 KW | INPUT VOLTAGE | 400 V | NUMBER OF PHASE | 3 | OUTPUT CURRENT RATING | 39 A | OUTPUT FREQUENCY RATING | 12-16 KHz | DEGREE OF PROTECTION | IP20,IP21,IP41,IP54 | TYPE |  | TERMINAL TYPE |  | MOUNTING TYPE |  | SIZE | 230 X 400 X 213 MM | TEMPERATURE RATING |  | HAZARD CLASS |  | CERTIFICATION/STANDARD |  | ADDITIONAL FEATURES | SERIES:ALTIVAR 61;FIELD BUS COMMUNICATION TYPE:CANOPEN,MODBUS;FILTER INCLUDED | [33 empty] | Production Downloaded
STP-007 | DATA ENRICHMENT | Batch_2 | Elec | SMX | SMX |  | 12-05-2023 |  |  | 408033 | 408033 | CH31-5329680 | FU ALTIVAR ATV 71HD18N4Z | [16 empty] | https://www.se.com/in/en/product/ATV71HD18N4Z/variable-speed-drive-atv71-18-5kw25hp-480v-emc-filterw-o-graphic-terminal/ | https://www.mouser.in/ProductDetail/Schneider-Electric/ATV71HD18N4Z?qs=QCBj0mi9odpRZb73ssGPow%3D%3D | https://www.se.com/in/en/product/download-pdf/ATV71HD18N4Z | FU ALTIVAR ATV 71HD18N4Z | SCHNEIDER ELECTRIC | OPM | ATV71HD18N4Z | ATV71HD18N4Z |  | ENRICHED | MRO | 39122001 | Inverter Drive Ac | DRIVE | VARIABLE FREQUENCY | POWER RATING | 18.5 KW | INPUT VOLTAGE | 480 V | NUMBER OF PHASE |  | OUTPUT CURRENT RATING | 34 A | OUTPUT FREQUENCY RATING |  | DEGREE OF PROTECTION | IP54 | TYPE |  | TERMINAL TYPE |  | MOUNTING TYPE |  | SIZE |  | TEMPERATURE RATING |  | HAZARD CLASS |  | CERTIFICATION/STANDARD |  | ADDITIONAL FEATURES | [33 empty] | Part number is not available so we updated model number as part number | Production Downloaded
STP-007 | DATA ENRICHMENT | Batch_2 | Elec | SMX | SMX |  | 12-05-2023 |  |  | 760123 | 760123 | RU02-5604179 | INVERTOR;ATV930D37N4 ALTIVAR 930 | [16 empty] | https://www.se.com/za/en/product/ATV930D37N4/variable-speed-drive-altivar-process-atv900-atv930-37-kw-400-480-v-with-braking-unit-ip21/ |  |  | INVERTOR;ATV930D37N4 ALTIVAR 930 | SCHNEIDER ELECTRIC | OPM | ATV930D37N4 | ATV930D37N4 |  | ENRICHED | MRO | 39122001 | Inverter Drive Ac | DRIVE | VARIABLE FREQUENCY | POWER RATING | 796 W | INPUT VOLTAGE | 480 V | NUMBER OF PHASE |  | OUTPUT CURRENT RATING | 66.2 A,61.5 A | OUTPUT FREQUENCY RATING |  | DEGREE OF PROTECTION |  | TYPE |  | TERMINAL TYPE |  | MOUNTING TYPE |  | SIZE |  | TEMPERATURE RATING |  | HAZARD CLASS |  | CERTIFICATION/STANDARD |  | ADDITIONAL FEATURES | 10000 CYCLE | [32 empty] | Part number is not available so we updated model number as part number | Production Downloaded
STP-007 | DATA ENRICHMENT | Batch_2 | Elec | SMX | SMX |  | 12-05-2023 |  |  | 475403 | 475403 | EG02-5596470 | A.B SOFT STRT 20B C 170 A 0 AYNANC0-90KW | [16 empty] | https://www.maxodeals.com/mdenglish/allen-bradley-20b-c-170-a-0-aynanc0-ump |  |  | A.B SOFT STRT 20B C 170 A 0 AYNANC0-90KW | ALLEN BRADLEY | OPM | AYNANC0-90KW | AYNANC0-90KW |  | ENRICHED | MRO | 39122001 | Inverter Drive Ac | DRIVE | VARIABLE FREQUENCY | POWER RATING | 90 KW | INPUT VOLTAGE | NOT AVAILABLE | NUMBER OF PHASE | NOT AVAILABLE | OUTPUT CURRENT RATING | NOT AVAILABLE | OUTPUT FREQUENCY RATING | NOT AVAILABLE | DEGREE OF PROTECTION | NOT AVAILABLE | TYPE |  | TERMINAL TYPE |  | MOUNTING TYPE |  | SIZE |  | TEMPERATURE RATING |  | HAZARD CLASS |  | CERTIFICATION/STANDARD |  | ADDITIONAL FEATURES | [33 empty] | Part number is not available so we updated model number as part number | Production Downloaded
STP-007 | DATA ENRICHMENT | Batch_2 | Elec | SMX | SMX |  | 12-05-2023 |  |  | 762853 | 762853 | RU02-TRU37012267 | INVERTER;C200-024-00023;0.75KW | [16 empty] | https://in.rsdelivers.com/product/control-techniques/c200-02400023/control-techniques-inverter-drive-3-phase-in-075-v/1845676 |  |  | INVERTER;C200-024-00023;0.75KW | NIDEC LEROY-SOMER | OPM | C200-02400023 | C200-02400023 |  | ENRICHED | MRO | 39122001 | Inverter Drive Ac | DRIVE | VARIABLE FREQUENCY | POWER RATING | 0.75 KW | INPUT VOLTAGE | 380-480 VAC | NUMBER OF PHASE | 3 | OUTPUT CURRENT RATING | 2.3 A | OUTPUT FREQUENCY RATING | 0-550 Hz | DEGREE OF PROTECTION | IP20 | TYPE | INVERTER DRIVE | TERMINAL TYPE |  | MOUNTING TYPE | PANEL | SIZE | 150 WD X 75 LG X 205 DP MM | TEMPERATURE RATING |  | HAZARD CLASS |  | CERTIFICATION/STANDARD |  | ADDITIONAL FEATURES | SERIES:C200;DRIVE TYPE:VARIABLE SPEED;FIELD BUS COMMUNICATION TYPE:AI-485 ADAPTOR,SI-CANOPEN SI-DEVICENET,SI-ETHERCAT,SI-ETHERNET,SI-PROFIBUS,SI-PROFINET;FUNCTION:MOTOR CONTROL;FOR AC MOTORS;WITH CONTROL PANAL | [32 empty] | Manufacturer Updated As Per Url | Production Downloaded
STP-007 | DATA ENRICHMENT | Batch_2 | Elec | SMX | SMX |  | 12-05-2023 |  |  | 763720 | 763720 | RU02-TRU37014397 | INVERTER;C200-024-00032;1.1KW | [16 empty] | https://in.rsdelivers.com/product/control-techniques/c200-02400032/control-techniques-inverter-drive-3-phase-in-11-kw/1845677 |  |  | INVERTER;C200-024-00032;1.1KW | NIDEC LEROY-SOMER | OPM | C200-02400032 | C200-02400032 |  | ENRICHED | MRO | 39122001 | Inverter Drive Ac | DRIVE | VARIABLE FREQUENCY | POWER RATING | 1.1 KW | INPUT VOLTAGE | 380-480 VAC | NUMBER OF PHASE | 3 | OUTPUT CURRENT RATING | 3.2 A | OUTPUT FREQUENCY RATING | 0-550 Hz | DEGREE OF PROTECTION | IP20 | TYPE | INVERTER DRIVE | TERMINAL TYPE |  | MOUNTING TYPE | PANEL | SIZE | 150 WD X 75 LG X 205 DP MM | TEMPERATURE RATING |  | HAZARD CLASS |  | CERTIFICATION/STANDARD |  | ADDITIONAL FEATURES | SERIES:C200;DRIVE TYPE:VARIABLE SPEED;FIELD BUS COMMUNICATION TYPE:AI-485 ADAPTOR,SI-CANOPEN SI-DEVICENET,SI-ETHERCAT,SI-ETHERNET,SI-PROFIBUS,SI-PROFINET;FUNCTION:MOTOR CONTROL;FOR AC MOTORS;WITH CONTROL PANAL | [32 empty] | Manufacturer Updated As Per Url | Production Downloaded
STP-007 | DATA ENRICHMENT | Batch_2 | Elec | SMX | SMX |  | 12-05-2023 |  |  | 760351 | 760351 | RU02-5616008 | INVERTOR;C200-024-00032;1.1KWT | [16 empty] | https://in.rsdelivers.com/product/control-techniques/c200-02400032/control-techniques-inverter-drive-3-phase-in-11-kw/1845677 |  |  | INVERTOR;C200-024-00032;1.1KWT | NIDEC LEROY-SOMER | OPM | C200-02400032 | C200-02400032 |  | ENRICHED | MRO | 39122001 | Inverter Drive Ac | DRIVE | VARIABLE FREQUENCY | POWER RATING | 1.1 KW | INPUT VOLTAGE | 380-480 VAC | NUMBER OF PHASE | 3 | OUTPUT CURRENT RATING | 3.2 A | OUTPUT FREQUENCY RATING | 0-550 Hz | DEGREE OF PROTECTION | IP20 | TYPE | INVERTER DRIVE | TERMINAL TYPE |  | MOUNTING TYPE | PANEL | SIZE | 150 WD X 75 LG X 205 DP MM | TEMPERATURE RATING |  | HAZARD CLASS |  | CERTIFICATION/STANDARD |  | ADDITIONAL FEATURES | SERIES:C200;DRIVE TYPE:VARIABLE SPEED;FIELD BUS COMMUNICATION TYPE:AI-485 ADAPTOR,SI-CANOPEN SI-DEVICENET,SI-ETHERCAT,SI-ETHERNET,SI-PROFIBUS,SI-PROFINET;FUNCTION:MOTOR CONTROL;FOR AC MOTORS;WITH CONTROL PANAL | [32 empty] | Manufacturer Updated As Per Url | Production Downloaded
STP-007 | DATA ENRICHMENT | Batch_2 | Elec | SMX | SMX |  | 12-05-2023 |  |  | 762854 | 762854 | RU02-TRU37012268 | INVERTER;C200-03400073;3KW | [16 empty] | https://www.motorcontrolwarehouse.co.uk/ct-commander-c200-03400073-3kw-400v-3-phase.html | https://uk.rs-online.com/web/p/inverter-drives/1845680 |  | INVERTER;C200-03400073;3KW | CONTROL TECHNIQUES | OPM | C200-03400073 | C200-03400073 |  | ENRICHED | MRO | 39122001 | Inverter Drive Ac | DRIVE | VARIABLE FREQUENCY | POWER RATING | 3 KW | INPUT VOLTAGE | 380-500 VAC | NUMBER OF PHASE | 3 | OUTPUT CURRENT RATING | 7.3 A | OUTPUT FREQUENCY RATING | 0-550 Hz | DEGREE OF PROTECTION | IP20 | TYPE |  | TERMINAL TYPE |  | MOUNTING TYPE | PANEL | SIZE | 160 WD X 90 LG X 226 DP MM | TEMPERATURE RATING | 40 DEG C | HAZARD CLASS |  | CERTIFICATION/STANDARD | CE,UL | ADDITIONAL FEATURES | [33 empty] | Part number is not available so we updated model number as part number | Production Downloaded
STP-007 | DATA ENRICHMENT | Batch_2 | Elec | SMX | SMX |  | 12-05-2023 |  |  | 763721 | 763721 | RU02-TRU37014398 | INVERTER;C200-034-00073; 3,0KW | [16 empty] | https://in.rsdelivers.com/product/control-techniques/c200-03400073/control-techniques-inverter-drive-3-phase-in-3-kw/1845680 |  |  | INVERTER;C200-034-00073; 3,0KW | NIDEC LEROY-SOMER | OPM | C200-03400073 | C200-03400073 |  | ENRICHED | MRO | 39122001 | Inverter Drive Ac | DRIVE | VARIABLE FREQUENCY | POWER RATING | 3 KW | INPUT VOLTAGE | 380-480 VAC | NUMBER OF PHASE | 3 | OUTPUT CURRENT RATING | 7.3 A | OUTPUT FREQUENCY RATING | 0-550 Hz | DEGREE OF PROTECTION | IP20 | TYPE | INVERTER DRIVE | TERMINAL TYPE |  | MOUNTING TYPE | PANEL | SIZE | 160 WD X 90 LG X 226 DP MM | TEMPERATURE RATING |  | HAZARD CLASS |  | CERTIFICATION/STANDARD |  | ADDITIONAL FEATURES | SERIES:C200;DRIVE TYPE:VARIABLE SPEED;FIELD BUS COMMUNICATION TYPE:AI-485 ADAPTOR,SI-CANOPEN SI-DEVICENET,SI-ETHERCAT,SI-ETHERNET,SI-PROFIBUS,SI-PROFINET;FUNCTION:MOTOR CONTROL;FOR AC MOTORS;WITH CONTROL PANAL | [32 empty] | Manufacturer Updated As Per Url | Production Downloaded
STP-007 | DATA ENRICHMENT | Batch_2 | Elec | SMX | SMX |  | 12-05-2023 |  |  | 764858 | 764858 | RU02-TRU37018057 | INVERTER;С200-05400300;15KW | [16 empty] | https://www.motorcontrolwarehouse.co.uk/ct-commander-c200-05400300-15kw-400v-3-phase.html | https://za.rs-online.com/web/p/inverter-drives/1845685 |  | INVERTER;С200-05400300;15KW | CONTROL TECHNIQUES | OPM | C200-05400300 | C200-05400300 |  | ENRICHED | MRO | 39122001 | Inverter Drive Ac | DRIVE | VARIABLE FREQUENCY | POWER RATING | 15 KW | INPUT VOLTAGE | 400 V | NUMBER OF PHASE | 3 | OUTPUT CURRENT RATING | 30 A | OUTPUT FREQUENCY RATING | 0-550 Hz | DEGREE OF PROTECTION | IP20 | TYPE |  | TERMINAL TYPE |  | MOUNTING TYPE |  | SIZE | 200 WD X 143 LG X 391 DP MM | TEMPERATURE RATING | 40 DEG C | HAZARD CLASS |  | CERTIFICATION/STANDARD | CE,UL | ADDITIONAL FEATURES | [33 empty] | Part number is not available so we updated model number as part number | Production Downloaded
STP-007 | DATA ENRICHMENT | Batch_2 | Elec | SMX | SMX |  | 12-05-2023 |  |  | 765002 | 765002 | RU02-TRU37018400 | INVERTER;C200-064-00350;15/18.5KW | [16 empty] | https://shop.eriks.nl/en/gearboxes-motors-and-drives-electrical-controls-frequency-regulator/inverter-commander-c200-heavy-normal-duty-15-18-5kw-35-38a-380-480v-3-phase-ip20-size-6-13610472/ | https://www.plcdirect.eu/products/motors-drives/frequency-inverters/3-phase-inverters/product/c200-064-00350 |  | INVERTER;C200-064-00350;15/18.5KW | CONTROL TECHNIQUES | OPM | C200-064-00350 | C200-064-00350 |  | ENRICHED | MRO | 39122001 | Inverter Drive Ac | DRIVE | VARIABLE FREQUENCY | POWER RATING | 15 KW HEAVY DUTY,18.5 KW NORMAL DUTY | INPUT VOLTAGE | 380-480 VAC | NUMBER OF PHASE | 3 | OUTPUT CURRENT RATING | 35-38 A | OUTPUT FREQUENCY RATING | NOT AVAILABLE | DEGREE OF PROTECTION | IP20 | TYPE |  | TERMINAL TYPE |  | MOUNTING TYPE |  | SIZE | 210 WD X 391 HT X 227 DP MM | TEMPERATURE RATING | -20 TO 40 DEG C | HAZARD CLASS |  | CERTIFICATION/STANDARD |  | ADDITIONAL FEATURES | [33 empty] | Part number is not available so we updated model number as part number | Production Downloaded
STP-007 | DATA ENRICHMENT | Batch_2 | Elec | SMX | SMX |  | 12-05-2023 |  |  | 819710 | 819710 | TR03-TR5030461 | INVERTER (SERVO,LUST CDD34.017.W2.0.BR) | [16 empty] | http://www.lt-i.com.tw/files/DRIVER/201005280042381.pdf |  |  | INVERTER (SERVO,LUST CDD34.017.W2.0.BR) | LUST | OEM | CDD34.017.W2.0.BR | CDD34.017.W2.0.BR |  | ENRICHED | MRO | 39122000 | ELECTRICAL VARIABLE SPEED DRIVES | DRIVE | VARIABLE FREQUENCY | POWER RATING | 16.6 KVA | INPUT VOLTAGE | 400/460 VAC | NUMBER OF PHASE | 3 | OUTPUT CURRENT RATING | 17 A | OUTPUT FREQUENCY RATING | 0-400 HZ | DEGREE OF PROTECTION | IP20 | TYPE |  | TERMINAL TYPE |  | MOUNTING TYPE |  | SIZE | 120 WD X 330 HT X 238 DP MM | TEMPERATURE RATING | -25 TO 40 DEG C | HAZARD CLASS |  | CERTIFICATION/STANDARD |  | ADDITIONAL FEATURES | SIZE:BG4 | [33 empty] | Production Downloaded
STP-007 | DATA ENRICHMENT | Batch_2 | Elec | SMX | SMX |  | 12-05-2023 |  |  | 819183 | 819183 | TR03-TR5028952 | INVERTER(SERVO,LUST CDD34.024.W2.0.BR.S | [16 empty] | http://www.lt-i.com.tw/files/DRIVER/201005280042381.pdf |  |  | INVERTER(SERVO,LUST CDD34.024.W2.0.BR.S | LUST | OEM | CDD34.024.W2.0.BR.S | CDD34.024.W2.0.BR.S |  | ENRICHED | MRO | 39122000 | ELECTRICAL VARIABLE SPEED DRIVES | DRIVE | VARIABLE FREQUENCY | POWER RATING | 11.8 KVA | INPUT VOLTAGE | 400/460 VAC | NUMBER OF PHASE | 3 | OUTPUT CURRENT RATING | 24 A | OUTPUT FREQUENCY RATING | 0-400 HZ | DEGREE OF PROTECTION | IP20 | TYPE |  | TERMINAL TYPE |  | MOUNTING TYPE |  | SIZE | 170 WD X 330 HT X 238 DP MM | TEMPERATURE RATING | -25 TO 40 DEG C | HAZARD CLASS |  | CERTIFICATION/STANDARD |  | ADDITIONAL FEATURES | SIZE:BG5 | [33 empty] | Production Downloaded
STP-007 | DATA ENRICHMENT | Batch_2 | Elec | SMX | SMX |  | 12-05-2023 |  |  | 834947 | 834947 | VN02-EV010265 | INVERTER,CIMRAT4A0038FAA,15KW,3PHASE | CIMRAT4A0038FAA;YASKAWA | [15 empty] | https://mobile.yaskawa.com/delegate/getAttachment?documentId=SIEPC71061641&cmd=documents&documentName=SIEPC71061641.pdf |  |  | INVERTER,CIMRAT4A0038FAA,15KW,3PHASE, CIMRAT4A0038FAA;YASKAWA | YASKAWA ELETRIC CORPORATION | OPM | CIMR-AT4A0038FAA | CIMR-AT4A0038FAA |  | ENRICHED | MRO | 39122001 | Inverter Drive Ac | DRIVE | VARIABLE FREQUENCY | POWER RATING | 18.5 KW | INPUT VOLTAGE | 380-480 VAC | NUMBER OF PHASE | 3 | OUTPUT CURRENT RATING | 38 A | OUTPUT FREQUENCY RATING | 0-400 Hz | DEGREE OF PROTECTION | IP20 | TYPE |  | TERMINAL TYPE |  | MOUNTING TYPE |  | SIZE | 180 WD X 340 HT X 187 DP MM | TEMPERATURE RATING | -10 TO 40 DEG C | HAZARD CLASS |  | CERTIFICATION/STANDARD |  | ADDITIONAL FEATURES | SERIES:A1000;REGION CODE:ASIA;CUSTOMIZED SPECIFICATIONS:STANDARD MODEL;HORSEPOWER RATING:25 HP;ENVIRONMENTAL SPECIFICATION:STANDARD | [33 empty] | Production Downloaded
STP-007 | DATA ENRICHMENT | Batch_2 | Elec | SMX | SMX |  | 12-05-2023 |  |  | 507741 | 507741 | ES36-5329337 | VARIADOR OMRON CIMR-F7Z40111B | CIMR-F7Z40111B | [15 empty] | https://www.radwell.co.uk/en-GB/Buy/YASKAWA%20ELECTRIC/YASKAWA%20ELECTRIC/CIMR-F7Z40-111B/?redirect=true | https://www.proenergo.ru/motion-and-drives/omron-preobrazovateli-chastoty/invertory-omron-cimr-f7/cimrf7z40111b/ |  | VARIADOR OMRON CIMR-F7Z40111B, CIMR-F7Z40111B | YASKAWA ELECTRIC | OPM | CIMR-F7Z40111B | CIMR-F7Z40111B | ALTERNATE MANUFACTURE:OMRON ELECTRONICS | ENRICHED | MRO | 39122001 | Inverter Drive Ac | DRIVE | VARIABLE FREQUENCY | POWER RATING | 11 KW | INPUT VOLTAGE | 400 VAC | NUMBER OF PHASE | 3 | OUTPUT CURRENT RATING | 24 A | OUTPUT FREQUENCY RATING | NOT AVAILABLE | DEGREE OF PROTECTION | IP20 | TYPE |  | TERMINAL TYPE |  | MOUNTING TYPE | VERTICAL | SIZE |  | TEMPERATURE RATING |  | HAZARD CLASS |  | CERTIFICATION/STANDARD |  | ADDITIONAL FEATURES | [33 empty] | Part number is not available so we updated model number as part number | Production Downloaded
STP-007 | DATA ENRICHMENT | Batch_2 | Elec | SMX | SMX |  | 12-05-2023 |  |  | 507742 | 507742 | ES36-5329338 | VARIADOR OMRON CIMR-F7Z40P4 400V 0,55KW | CIMR-F7Z40P4 | [15 empty] | http://omrondoc.ru/C/I23E-EN-03.pdf |  |  | VARIADOR OMRON CIMR-F7Z40P4 400V 0,55KW, CIMR-F7Z40P4 | OMRON ELECTRONICS | OPM | CIMR-F7Z40P4 | CIMR-F7Z40P4 |  | ENRICHED | MRO | 39122000 | Electrical Variable Speed Drives | DRIVE | VARIABLE FREQUENCY | POWER RATING | 0.55 KW | INPUT VOLTAGE | 400 VAC | NUMBER OF PHASE | 3 | OUTPUT CURRENT RATING | 1.8 A | OUTPUT FREQUENCY RATING | 150 Hz | DEGREE OF PROTECTION | IP20 | TYPE |  | TERMINAL TYPE |  | MOUNTING TYPE | WALL | SIZE | 155 WD X 302 HT X 170 DP MM | TEMPERATURE RATING | -10 TO 50 DEG C | HAZARD CLASS |  | CERTIFICATION/STANDARD | CE,UL,CUL | ADDITIONAL FEATURES | [34 empty] | Production Downloaded
STP-007 | DATA ENRICHMENT | Batch_2 | Elec | SMX | SMX |  | 12-05-2023 |  |  | 155449 | 155449 | 8349-52176440 | DRIVE,VAR SPEED,CIMR-G5U23P7 | CIMR-G5U23P7 | Yaskawa Electric America Inc | DRIVE,VARIABLE SPEED,DETAILS:VARIABLE FREQUENT DRIVE SPINDLE,MANUFACTURER:YASKAWA ELECTRIC AMERICA INC,MFR PART NUMBER:CIMR-G5U23P7 | [13 empty] | http://precisiondrives.com/inverter-general-purpose/yaskawa/cimr-g5u23p7 | http://precisiondrives.com/inverter-general-purpose/yaskawa/cimr-g5u23p7 | https://www.classicautomation.com/Part/cimr-g5u23p7 | DRIVE,VAR SPEED,CIMR-G5U23P7, CIMR-G5U23P7, Yaskawa Electric America Inc, DRIVE,VARIABLE SPEED,DETAILS:VARIABLE FREQUENT DRIVE SPINDLE,MANUFACTURER:YASKAWA ELECTRIC AMERICA INC,MFR PART NUMBER:CIMR-G5U23P7 | YASKAWA ELETRIC CORPORATION | OPM | CIMR-G5U23P7 | CIMR-G5U23P7 |  | ENRICHED | MRO | 39122001 | Inverter Drive Ac | DRIVE | VARIABLE FREQUENCY | POWER RATING | 3.7 KW | INPUT VOLTAGE | 230 V | NUMBER OF PHASE | 3 | OUTPUT CURRENT RATING | NOT AVAILABLE | OUTPUT FREQUENCY RATING | NOT AVAILABLE | DEGREE OF PROTECTION | NOT AVAILABLE | TYPE | AC INVERTER,SPINDLE,SPEED | TERMINAL TYPE |  | MOUNTING TYPE |  | SIZE | 14 X 17.8 X 27.3 CM | TEMPERATURE RATING |  | HAZARD CLASS |  | CERTIFICATION/STANDARD |  | ADDITIONAL FEATURES | [34 empty] | Production Downloaded
STP-007 | DATA ENRICHMENT | Batch_2 | Elec | SMX | SMX |  | 12-05-2023 |  |  | 815862 | 815862 | TR03-TR5012518 | INVERTER(OMRON,CIMR-J7AZ41P5,1.5KW,380V) | [16 empty] | https://www.unisgroup.nl/pdf/EN/Omron-J7-Frequency-Converter-User-Manual.pdf |  |  | INVERTER(OMRON,CIMR-J7AZ41P5,1.5KW,380V) | YASKAWA ELETRIC CORPORATION | OPM | CIMR-J7AZ41P5 | CIMR-J7AZ41P5 |  | ENRICHED | MRO | 39122001 | Inverter Drive Ac | DRIVE | VARIABLE FREQUENCY | POWER RATING | 1.5 KW | INPUT VOLTAGE | 400 VAC | NUMBER OF PHASE | 3 | OUTPUT CURRENT RATING | 10 A | OUTPUT FREQUENCY RATING | 0-400 Hz | DEGREE OF PROTECTION | IP20 | TYPE |  | TERMINAL TYPE |  | MOUNTING TYPE | PANEL | SIZE | 108 WD X 128 HT X 154 DP MM | TEMPERATURE RATING | -10 TO 50 DEG C | HAZARD CLASS |  | CERTIFICATION/STANDARD |  | ADDITIONAL FEATURES | SERIES:J7;W/DIGITAL OPERATOR(WITH POTENTIOMETER);EUROPEAN STANDARD SPECIFICATIONS | [33 empty] | Production Downloaded
STP-007 | DATA ENRICHMENT | Batch_2 | Elec | SMX | SMX |  | 12-05-2023 |  |  | 507739 | 507739 | ES36-5329334 | 385-213 VARIADOR VZAB0P2BAA V1000 | 798743979000 CIMR-J7AZB0P20 |  |  | Según su Oferta A1005470567 Variador de frecuencia Omron serie V1000, 0,37 kW, 230 V, 1 fase, 1,6 A, 0.1 → 400Hz, IP20, Profibus Código RS: 385-213 Nº ref. fabric.: VZAB0P2BAA Fabricante: Omron | [12 empty] | https://www.mouser.in/ProductDetail/Omron-Automation-and-Safety/CIMR-J7AZB0P20?qs=%252BOoE4wK6frUmReTTZ7Xpag%3D%3D | https://www.mouser.in/datasheet/2/307/i79e_cimr_a_a1000_variable_frequency_drive_datashe-2307028.pdf |  | 385-213 VARIADOR VZAB0P2BAA V1000, 798743979000 CIMR-J7AZB0P20, Según su Oferta A1005470567 Variador de frecuencia Omron serie V1000, 0,37 kW, 230 V, 1 fase, 1,6 A, 0.1 → 400Hz, IP20, Profibus Código RS: 385-213 Nº ref. fabric.: VZAB0P2BAA Fabricante: Omron | OMRON ELECTRONICS | OPM | CIMR-J7AZB0P20 | CIMR-J7AZB0P20 |  | ENRICHED | MRO | 39122000 | Electrical variable speed drives | DRIVE | VARIABLE FREQUENCY | POWER RATING | 0.37 KW | INPUT VOLTAGE | 200-240 VAC | NUMBER OF PHASE | 3 | OUTPUT CURRENT RATING | NOT AVAILABLE | OUTPUT FREQUENCY RATING | 400 Hz | DEGREE OF PROTECTION | NOT AVAILABLE | TYPE |  | TERMINAL TYPE |  | MOUNTING TYPE | DRIVE | SIZE |  | TEMPERATURE RATING | -10 TO 50 DEG C | HAZARD CLASS |  | CERTIFICATION/STANDARD |  | ADDITIONAL FEATURES | PC CONNECTOR | [33 empty] | Production Downloaded
STP-007 | DATA ENRICHMENT | Batch_2 | Elec | SMX | SMX |  | 12-05-2023 |  |  | 689340 | 689340 | MY43-5050593 | INVERTER J1000,5A,3PH CIMR-JT4A0005 | [16 empty] | https://baoanjsc.com.vn/TaiLieu/Bien%20tan%20Yaskawa%20dong%20J1000%20-%20Manual%2023012015112345.pdf |  |  | INVERTER J1000,5A,3PH CIMR-JT4A0005 | YASKAWA ELETRIC CORPORATION | OPM | CIMR-JT4A0005 | CIMR-JT4A0005 |  | ENRICHED | MRO | 39122001 | Inverter Drive Ac | DRIVE | VARIABLE FREQUENCY | POWER RATING | 2.2 KW | INPUT VOLTAGE | 380-480 V | NUMBER OF PHASE | 3 | OUTPUT CURRENT RATING | 5.4 A | OUTPUT FREQUENCY RATING | 0-400 Hz | DEGREE OF PROTECTION | IP20 | TYPE |  | TERMINAL TYPE |  | MOUNTING TYPE |  | SIZE | 108 WD X 128 HT X 154 DP MM | TEMPERATURE RATING |  | HAZARD CLASS |  | CERTIFICATION/STANDARD |  | ADDITIONAL FEATURES | SERIES:J1000;REGION CODE:ASIA;CUSTOMIZED SPECIFICATIONS:STANDARD MODEL;STORAGE TEMPERATURE-20 TO 60 DEG C | [33 empty] | Production Downloaded
STP-007 | DATA ENRICHMENT | Batch_2 | Elec | SMX | SMX |  | 12-05-2023 |  |  | 689342 | 689342 | MY43-5050594 | INVERTER 2.2KW CIMR-JT4A0007BAA | [16 empty] | https://www.yaskawa.eu.com/products/ac-drives/legacy-drives/productdetail/product/cimr-jc4a0007baa_1143 | https://industriallynx.com/yaskawa-j1000-drive-cimr-jt4a0007baa-inverter-vfd-3ph-440v-3hp/ |  | INVERTER 2.2KW CIMR-JT4A0007BAA | YASKAWA ELECTRIC | OPM | CIMR-JT4A0007BAA | J1000 | OEM:SEYDELMANN,EQUIPMENT MODEL NUMBER:AD114,EQUIPMENT NAME:AUTOMATIC GRINDER,DOUBLE-SIDED KNIFE HOLDER,REFERENCE NUMBER:1062042 | ENRICHED | MRO | 39122001 | Inverter Drive Ac | DRIVE | VARIABLE FREQUENCY | POWER RATING | 2.2 KW | INPUT VOLTAGE | 400 VAC | NUMBER OF PHASE | 3 | OUTPUT CURRENT RATING | NOT AVAILABLE | OUTPUT FREQUENCY RATING | NOT AVAILABLE | DEGREE OF PROTECTION | IP20 | TYPE | ULTRA COMPACT AC | TERMINAL TYPE |  | MOUNTING TYPE |  | SIZE |  | TEMPERATURE RATING | -10 TO 40 DEG C | HAZARD CLASS |  | CERTIFICATION/STANDARD | CE,CUL,ROHS,UL | ADDITIONAL FEATURES | [34 empty] | Production Downloaded
STP-007 | DATA ENRICHMENT | Batch_2 | Elec | SMX | SMX |  | 12-05-2023 |  |  | 197653 | 197653 | 8364-50307037 | INVERT,VOLT,CIMR-V7AA20P7 | CIMR-V7AA20P7 | Yaskawa Electric America Inc | INVERTER,VOLTAGE,MANUFACTURER:YASKAWA ELECTRIC AMERICA INC,MFR PART NUMBER:CIMR-V7AA20P7 | [13 empty] | http://www.cnc-drives.com/cimr-v7aa20p7 |  |  | INVERT,VOLT,CIMR-V7AA20P7, CIMR-V7AA20P7, Yaskawa Electric America Inc, INVERTER,VOLTAGE,MANUFACTURER:YASKAWA ELECTRIC AMERICA INC,MFR PART NUMBER:CIMR-V7AA20P7 | YASKAWA ELETRIC CORPORATION | OPM | CIMR-V7AA20P7 | CIMR-V7AA20P7 |  | ENRICHED | MRO | 39122000 | ELECTRICAL VARIABLE SPEED DRIVES | DRIVE | VARIABLE FREQUENCY | POWER RATING | 0.7 KW | INPUT VOLTAGE | 200 VAC | NUMBER OF PHASE | NOT AVAILABLE | OUTPUT CURRENT RATING | NOT AVAILABLE | OUTPUT FREQUENCY RATING | NOT AVAILABLE | DEGREE OF PROTECTION | NOT AVAILABLE | TYPE | AC INVERTER | TERMINAL TYPE |  | MOUNTING TYPE |  | SIZE |  | TEMPERATURE RATING |  | HAZARD CLASS |  | CERTIFICATION/STANDARD |  | ADDITIONAL FEATURES | [34 empty] | Production Downloaded
STP-007 | DATA ENRICHMENT | Batch_2 | Elec | SMX | SMX |  | 12-05-2023 |  |  | 507732 | 507732 | ES36-5329327 | VARIADOR OMRON CIMR-V7AZ45P5 |  |  |  | Corresponde a su oferta Nº A1004902232 Variador de frecuencia, 7.5 kW, 400Hz, 17.5 A, 400 V, IP20 Código RS: 705-1765 Nº ref. fabric.: 3G3MX2A4055E Fabricante: Omron | [12 empty] | https://assets.omron.eu/downloads/manual/en/v7_users_manual_en.pdf | https://uk.rs-online.com/web/p/inverter-drives/5129156 | https://www.radwell.co.uk/en-GB/Buy/OMRON/OMRON/CIMR-V7AZ45P5/?redirect=true | VARIADOR OMRON CIMR-V7AZ45P5, Corresponde a su oferta Nº A1004902232 Variador de frecuencia, 7.5 kW, 400Hz, 17.5 A, 400 V, IP20 Código RS: 705-1765 Nº ref. fabric.: 3G3MX2A4055E Fabricante: Omron | OMRON ELECTRONICS | OPM | CIMR-V7AZ45P5 | CIMR-V7AZ45P5 | ALTERNATE PART NUMBER:3G3MX2A4055E,CORRESPONDS TO ITS OFFER NUMBER:A1004902232,705-1765 | ENRICHED | MRO | 39122001 | Inverter Drive Ac | DRIVE | VARIABLE FREQUENCY | POWER RATING | 5.5 KW | INPUT VOLTAGE | 400 VAC | NUMBER OF PHASE | 3 | OUTPUT CURRENT RATING | 14.8 A | OUTPUT FREQUENCY RATING | 0.1-400 Hz | DEGREE OF PROTECTION | IP20 | TYPE | AC | TERMINAL TYPE |  | MOUNTING TYPE |  | SIZE | 180 WD X 260 LG X 170 DP MM | TEMPERATURE RATING | 50 DEG C | HAZARD CLASS |  | CERTIFICATION/STANDARD |  | ADDITIONAL FEATURES | [33 empty] | Part number is not available so we updated model number as part number | Production Downloaded
STP-007 | DATA ENRICHMENT | Batch_2 | Elec | SMX | SMX |  | 12-05-2023 |  |  | 507731 | 507731 | ES36-5329326 | VARIADOR OMRON CIMR-V7AZB1P50B | CIMR-V7AZB1P50B | [15 empty] | https://assets.omron.eu/downloads/datasheet/en/v4/i20e_cimr-v7az_varispeed_v7_datasheet_en.pdf |  |  | VARIADOR OMRON CIMR-V7AZB1P50B, CIMR-V7AZB1P50B | OMRON ELECTRONICS | OPM | CIMR-V7AZB1P50B | CIMR-V7AZB1P50B |  | ENRICHED | MRO | 39122000 | Electrical Variable Speed Drives | DRIVE | VARIABLE FREQUENCY | POWER RATING | 1.5 KW | INPUT VOLTAGE | 200 VAC | NUMBER OF PHASE | 1 | OUTPUT CURRENT RATING | 8 A | OUTPUT FREQUENCY RATING | 400 Hz | DEGREE OF PROTECTION | IP20 | TYPE |  | TERMINAL TYPE |  | MOUNTING TYPE | WALL | SIZE | 108 WD X 128 HT X 164.5 DP MM | TEMPERATURE RATING | -10 TO 50 DEG C | HAZARD CLASS |  | CERTIFICATION/STANDARD | CE,UL,CUL | ADDITIONAL FEATURES | [34 empty] | Production Downloaded
STP-007 | DATA ENRICHMENT | Batch_2 | Elec | SMX | SMX |  | 12-05-2023 |  |  | 51037 | 51037 | 8314-50483568 | DRIVE,VAR SPEED,CIMR-V7NU40P7,YASKAWA EL | CIMR-V7NU40P7 | Yaskawa Electric America Inc | DRIVE,VARIABLE SPEED,DETAILS:YASKAWA EL,MANUFACTURER:YASKAWA ELECTRIC AMERICA INC,MFR PART NUMBER:CIMR-V7NU40P7 | [13 empty] | https://www.yaskawa.com/delegate/getAttachment?documentId=TM.V7N.01&cmd=documents&documentName=TM.V7N.01.pdf | https://www.radwell.co.uk/en-GB/Buy/YASKAWA%20ELECTRIC/YASKAWA%20ELECTRIC/CIMR-V7NU40P7/?redirect=true |  | DRIVE,VAR SPEED,CIMR-V7NU40P7,YASKAWA EL, CIMR-V7NU40P7, Yaskawa Electric America Inc, DRIVE,VARIABLE SPEED,DETAILS:YASKAWA EL,MANUFACTURER:YASKAWA ELECTRIC AMERICA INC,MFR PART NUMBER:CIMR-V7NU40P7 | YASKAWA ELETRIC CORPORATION | OPM | CIMR-V7NU40P7 | CIMR-V7NU40P7 |  | ENRICHED | MRO | 39122001 | Inverter Drive Ac | DRIVE | VARIABLE FREQUENCY | POWER RATING | 0.75 HP | INPUT VOLTAGE | 380-460 VAC | NUMBER OF PHASE | 3 | OUTPUT CURRENT RATING | 1.8 A | OUTPUT FREQUENCY RATING | 50/60 Hz | DEGREE OF PROTECTION | NOT AVAILABLE | TYPE | INVERTER,SPEED | TERMINAL TYPE | GROUND | MOUNTING TYPE | FRONT COVER | SIZE | 10.8 X 15.2 X 15.2 CM | TEMPERATURE RATING | -10 TO 50 DEG C | HAZARD CLASS |  | CERTIFICATION/STANDARD |  | ADDITIONAL FEATURES | [34 empty] | Production Downloaded
STP-007 | DATA ENRICHMENT | Batch_2 | Elec | SMX | SMX |  | 12-05-2023 |  |  | 519437 | 519437 | ES37-5589692 | VARIADOR CIMR-VCBA0003BAA V1000 YASKAWA |  |  |  | VARIADOR CIMR-VCBA0003BAA V1000 200V ND:3,3A/0,75KW HD:3A/0,4 KW VZAB0P4BAA YASKAWA OF. 15251792 | Rubix | 798808919000 | YASKAWA |  |  | VARIAD. CIMR-VCBA0003BAA V1000 200V ND:3,3A/0,75KW HD:3A/0,4KW VZAB0P4BAA | [6 empty] | https://inverterdrive.com/group/AC-Inverter-Drives-230V/Yaskawa-CIMR-VCBA0003BAA/ | https://inverterdrive.com/file/Yaskawa-V1000-CIMR-VC-Manual | https://www.tme.com/in/en/details/cimr-vcba0003baa/one-phase-inverters/yaskawa/ | VARIADOR CIMR-VCBA0003BAA V1000 YASKAWA, VARIADOR CIMR-VCBA0003BAA V1000 200V ND:3,3A/0,75KW HD:3A/0,4 KW VZAB0P4BAA YASKAWA OF. 15251792, Rubix, 798808919000, YASKAWA, VARIAD. CIMR-VCBA0003BAA V1000 200V ND:3,3A/0,75KW HD:3A/0,4KW VZAB0P4BAA | YASKAWA ELETRIC CORPORATION | OPM | CIMR-VCBA0003BAA V1000 | CIMR-VCBA0003BAA V1000 | ALTERNATE MANUFACTURER PART NUMBER:VZAB0P4BAA | ENRICHED | MRO | 39122000 | Electrical Variable Speed Drives | DRIVE | VARIABLE FREQUENCY | POWER RATING | 0.55/0.75 KW | INPUT VOLTAGE | 200-240 VAC | NUMBER OF PHASE | 1 | OUTPUT CURRENT RATING | 3-3.3 A | OUTPUT FREQUENCY RATING | 0-400 Hz | DEGREE OF PROTECTION | IP20 | TYPE |  | TERMINAL TYPE | SCREW | MOUNTING TYPE | WALL | SIZE | 68 WD X 128 HT X 118 DP MM | TEMPERATURE RATING | -10 TO 50 DEG C | HAZARD CLASS |  | CERTIFICATION/STANDARD | CULUS,ROHS | ADDITIONAL FEATURES | [34 empty] | Production Downloaded
STP-007 | DATA ENRICHMENT | Batch_2 | Elec | SMX | SMX |  | 12-05-2023 |  |  | 834945 | 834945 | VN02-EV010263 | INVERTER:CIMRVT4A0011BAA,3 PHASE,3.7KW | CIMRVT4A0011BAA;YASKAWA | [15 empty] | https://www.yaskawa.com/delegate/getAttachment?documentId=SIEPC71060618&cmd=documents&documentName=SIEPC71060618.pdf |  |  | INVERTER:CIMRVT4A0011BAA,3 PHASE,3.7KW, CIMRVT4A0011BAA;YASKAWA | YASKAWA ELETRIC CORPORATION | OPM | CIMR-VT4A0011BAA | CIMR-VT4A0011BAA |  | ENRICHED | MRO | 39122001 | Inverter Drive Ac | DRIVE | VARIABLE FREQUENCY | POWER RATING | 5.5 KW | INPUT VOLTAGE | 380-480 V | NUMBER OF PHASE | 3 | OUTPUT CURRENT RATING | 11.1 A | OUTPUT FREQUENCY RATING | 0-400 Hz | DEGREE OF PROTECTION | IP20 | TYPE |  | TERMINAL TYPE |  | MOUNTING TYPE |  | SIZE | 140 WD X 128 HT X 143 DP MM | TEMPERATURE RATING | -10 TO 50 DEG C | HAZARD CLASS |  | CERTIFICATION/STANDARD |  | ADDITIONAL FEATURES | SERIES:V1000;CUSTOMIZED SPECIFICATIONS:STANDARD MODEL;ENVIRONMENTAL SPECIFICATION:STANDARD | [33 empty] | Production Downloaded
STP-007 | DATA ENRICHMENT | Batch_2 | Elec | SMX | SMX |  | 12-05-2023 |  |  | 276850 | 276850 | 8385-52208447 | VARIADOR POWER FLEX 525 480VAC 1 5KW 2HP |  |  | VARIADOR POWER FLEX 525 480 VAC 3 PHASE 4 AMP 1.5 KW(2 HP) MODELO D4N104 | [13 empty] | https://www.rockwellautomation.com/es-mx/products/hardware/allen-bradley/drives/low-voltage-ac-drives/compact-drives/25b-powerflex-525.html |  |  | VARIADOR POWER FLEX 525 480VAC 1 5KW 2HP, VARIADOR POWER FLEX 525 480 VAC 3 PHASE 4 AMP 1.5 KW(2 HP) MODELO D4N104 | ALLEN BRADLEY | OPM | D4N104 | D4N104 | BRAND:POWER FLEX 525;2HP | ENRICHED | MRO | 39122000 | Electrical Variable Speed Drives | DRIVE | VARIABLE FREQUENCY | POWER RATING | 0.5-30 HP | INPUT VOLTAGE | 480 VAC | NUMBER OF PHASE | 3 | OUTPUT CURRENT RATING | NOT AVAILABLE | OUTPUT FREQUENCY RATING | 50/60 Hz | DEGREE OF PROTECTION | IP20 | TYPE |  | TERMINAL TYPE |  | MOUNTING TYPE | PANEL | SIZE |  | TEMPERATURE RATING | -20 TO 50 DEG C | HAZARD CLASS |  | CERTIFICATION/STANDARD | CE,C-UL,ROHS,UL | ADDITIONAL FEATURES | [33 empty] | Part number is not available so we updated Model number as Part number,Model Number Updated as per URL | Production Downloaded
STP-007 | DATA ENRICHMENT | Batch_2 | Elec | SMX | SMX |  | 12-05-2023 |  |  | 547568 | 547568 | FR37-LFVAR16649 | VAR DKC02.3-040-7-FW 279427 | VAR-CHL |  |  | VARIATEUR DKC02.3-040-7-FW NUMERIQUE279427 EXECUTION 3 EQUIPE D' UN FIRMWARE | [12 empty] | https://www.radwell.co.uk/en-GB/Buy/BOSCH/INDRAMAT/DKC02.3-040-7-FW/?redirect=true |  |  | VAR DKC02.3-040-7-FW 279427, VAR-CHL, VARIATEUR DKC02.3-040-7-FW NUMERIQUE279427 EXECUTION 3 EQUIPE D' UN FIRMWARE | BOSCH REXROTH AG | OPM | DKC02.3-040-7-FW279427 | DKC02.3-040-7-FW279427 |  | ENRICHED | MRO | 39122000 | Electrical Variable Speed Drives | DRIVE | VARIABLE FREQUENCY | POWER RATING | NOT AVAILABLE | INPUT VOLTAGE | 200-480 VAC | NUMBER OF PHASE | NOT AVAILABLE | OUTPUT CURRENT RATING | 11 A | OUTPUT FREQUENCY RATING | 0-1000 Hz | DEGREE OF PROTECTION | NOT AVAILABLE | TYPE |  | TERMINAL TYPE |  | MOUNTING TYPE |  | SIZE |  | TEMPERATURE RATING |  | HAZARD CLASS |  | CERTIFICATION/STANDARD |  | ADDITIONAL FEATURES | VAR-CHL | [33 empty] | Production Downloaded
STP-007 | DATA ENRICHMENT | Batch_2 | Elec | SMX | SMX |  | 12-05-2023 |  |  | 554430 | 554430 | FR40-5470237 | VARIATEUR BRUSHLESS LEROY SOMER DIGITAX | DIGITAX ST 2.7 A TB REF 4579683 DST1402 | [15 empty] | https://www.standard-exchange-industry.com/en/drives/variable-speed-drive/4198-dst1402-variable-speed-drive-control-techniques.html |  |  | VARIATEUR BRUSHLESS LEROY SOMER DIGITAX, DIGITAX ST 2.7 A TB REF 4579683 DST1402 | CONTROL TECHNIQUES | OPM | DST1402 | DST1402 | ALTERNATE PART NUMBER:4579683 | ENRICHED | MRO | 39122001 | Inverter Drive Ac | DRIVE | VARIABLE FREQUENCY | POWER RATING |  | INPUT VOLTAGE | 380/480 VAC | NUMBER OF PHASE |  | OUTPUT CURRENT RATING | 2.7 A | OUTPUT FREQUENCY RATING |  | DEGREE OF PROTECTION |  | TYPE |  | TERMINAL TYPE |  | MOUNTING TYPE |  | SIZE |  | TEMPERATURE RATING |  | HAZARD CLASS |  | CERTIFICATION/STANDARD |  | ADDITIONAL FEATURES | [33 empty] | Part number is not available so we updated model number as part number | Production Downloaded
STP-007 | DATA ENRICHMENT | Batch_2 | Elec | SMX | SMX |  | 12-05-2023 |  |  | 780353 | 780353 | RU07-5628756 | INVERTER;E5-8200-F-007H | [16 empty] | https://www.ruselt.ru/catalog/chastotnyj_preobrazovatel/vesper/preobrazovatel_chastoty_vesper_e5_8200_f_007h/ |  |  | INVERTER;E5-8200-F-007H | PKF VESPER | OPM | E5-8200-F-007H | E5-8200-F-007H |  | ENRICHED | MRO | 39122001 | Inverter Drive Ac | DRIVE | VARIABLE FREQUENCY | POWER RATING | 5.5 KW | INPUT VOLTAGE | 380-480 VAC | NUMBER OF PHASE | NOT AVAILABLE | OUTPUT CURRENT RATING | 13 A | OUTPUT FREQUENCY RATING | NOT AVAILABLE | DEGREE OF PROTECTION | NOT AVAILABLE | TYPE |  | TERMINAL TYPE |  | MOUNTING TYPE |  | SIZE | 129 WD X 197 HT X 148 DP MM | TEMPERATURE RATING | -10 TO 50 DEG C | HAZARD CLASS |  | CERTIFICATION/STANDARD |  | ADDITIONAL FEATURES | [33 empty] | Part number is not available so we updated model number as part number | Production Downloaded
STP-007 | DATA ENRICHMENT | Batch_2 | Elec | SYC | SYC |  | 12-05-2023 |  |  | 176096 | 176096 | 8353-52109195 | SERVODRIVE/E82EV152_4C200_4A39/LENZE | E82EV152_4C200_4A39 | Lenze Corp | [14 empty] | https://download.lenze.com/TD/E82EV__8200%20vector%200.25-90kW__v3-0__EN.pdf |  |  | SERVODRIVE/E82EV152_4C200_4A39/LENZE, E82EV152_4C200_4A39, Lenze Corp | LENZE CORPORATION | OPM | E82EV152_4C200_4A39 | E82EV152_4C200_4A39 |  | CLEANSED | MRO | 39122001 | Inverter Drive Ac | DRIVE | VARIABLE FREQUENCY | POWER RATING | NOT AVAILABLE | INPUT VOLTAGE | NOT AVAILABLE | NUMBER OF PHASE | NOT AVAILABLE | OUTPUT CURRENT RATING | NOT AVAILABLE | OUTPUT FREQUENCY RATING | NOT AVAILABLE | DEGREE OF PROTECTION | NOT AVAILABLE | TYPE | SERVO | TERMINAL TYPE |  | MOUNTING TYPE |  | SIZE |  | TEMPERATURE RATING |  | HAZARD CLASS |  | CERTIFICATION/STANDARD |  | ADDITIONAL FEATURES | [33 empty] | Cleansed based on OEM items | Production Downloaded
STP-007 | DATA ENRICHMENT | Batch_2 | Elec | SYC | SYC |  | 12-05-2023 |  |  | 35664 | 35664 | 8312-50405650 | DRIVE,VAR SPEED,E82EV1522C,LENZE | E82EV1522C | Lenze Corp | DRIVE,VARIABLE SPEED,DETAILS:LENZE,MANUFACTURER:LENZE CORP,MFR PART NUMBER:E82EV1522C |  | BDI | 20330255 | LENZE | E82EV152K2C | E82EV152K2C AC INVERTER DRIVE | [7 empty] | https://www.euautomation.com/au/lenze/product/e82ev1522c | https://www.radwell.co.uk/en-GB/Buy/LENZE/LENZE/E82EV152-2C/?redirect=true |  | DRIVE,VAR SPEED,E82EV1522C,LENZE, E82EV1522C, Lenze Corp, DRIVE,VARIABLE SPEED,DETAILS:LENZE,MANUFACTURER:LENZE CORP,MFR PART NUMBER:E82EV1522C, BDI, 20330255, LENZE, E82EV152K2C, E82EV152K2C AC INVERTER DRIVE | LENZE CORPORATION | OPM | E82EV1522C | E82EV1522C |  | ENRICHED | MRO | 39122001 | Inverter Drive Ac | DRIVE | VARIABLE FREQUENCY | POWER RATING | 1.5 KW | INPUT VOLTAGE | 100-264 V | NUMBER OF PHASE | 3 | OUTPUT CURRENT RATING | NOT AVAILABLE | OUTPUT FREQUENCY RATING | 50/60 Hz | DEGREE OF PROTECTION | IP20 | TYPE |  | TERMINAL TYPE |  | MOUNTING TYPE |  | SIZE | 60 WD X 240 LG X 140 DP MM | TEMPERATURE RATING | -10 TO 55 DEG C | HAZARD CLASS |  | CERTIFICATION/STANDARD |  | ADDITIONAL FEATURES | POWER RATING: 2 HP | [32 empty] | Part number is not available so we updated model number as part number | Production Downloaded
STP-007 | DATA ENRICHMENT | Batch_2 | Elec | SYC | SYC |  | 12-05-2023 |  |  | 508872 | 508872 | ES36-5397870 | VARIADOR LENZE E82EV152K2C 1,5 KW | 798141496000 | [15 empty] | https://eltra-trade.com/products/lenze-e82ev152k2c | https://download.lenze.com/TD/E82EV__8200%20vector%200.25-90kW__v3-0__EN.pdf | https://nicontrols.com/uk/e82ev152k2c-lenze.html | VARIADOR LENZE E82EV152K2C 1,5 KW, 798141496000 | LENZE | OPM | E82EV152K2C | E82EV152K2C |  | ENRICHED | MRO | 39122000 | Electrical Variable Speed Drives | DRIVE | VARIABLE FREQUENCY | POWER RATING | 1.5 KW | INPUT VOLTAGE | 230 VAC | NUMBER OF PHASE | 3 | OUTPUT CURRENT RATING | 10.5 A | OUTPUT FREQUENCY RATING | NOT AVAILABLE | DEGREE OF PROTECTION | IP20 | TYPE |  | TERMINAL TYPE |  | MOUNTING TYPE |  | SIZE |  | TEMPERATURE RATING | -10 TO 55 DEG C | HAZARD CLASS |  | CERTIFICATION/STANDARD |  | ADDITIONAL FEATURES | [34 empty] | Production Downloaded
STP-007 | DATA ENRICHMENT | Batch_2 | Elec | SYC | SYC |  | 12-05-2023 |  |  | 507754 | 507754 | ES36-5329350 | VARIADOR LENZE E82EV152K4C 400V 1,5KW | 798145941000 | [15 empty] | https://eltra-trade.com/products/lenze-e82ev152k4c | https://download.lenze.com/TD/E82EV__8200%20vector%200.25-90kW__v3-0__EN.pdf | https://nicontrols.com/uk/e82ev152k4c-lenze.html | VARIADOR LENZE E82EV152K4C 400V 1,5KW, 798145941000 | LENZE | OPM | E82EV152K4C | E82EV152K4C |  | ENRICHED | MRO | 39122000 | Electrical Variable Speed Drives | DRIVE | VARIABLE FREQUENCY | POWER RATING | 1.5 KW | INPUT VOLTAGE | 400 VAC | NUMBER OF PHASE | 3 | OUTPUT CURRENT RATING | 5.9 A | OUTPUT FREQUENCY RATING | NOT AVAILABLE | DEGREE OF PROTECTION | IP20 | TYPE |  | TERMINAL TYPE |  | MOUNTING TYPE |  | SIZE |  | TEMPERATURE RATING | -10 TO 55 DEG C | HAZARD CLASS |  | CERTIFICATION/STANDARD |  | ADDITIONAL FEATURES | [34 empty] | Production Downloaded
STP-007 | DATA ENRICHMENT | Batch_2 | Elec | SYC | SYC |  | 12-05-2023 |  |  | 27838 | 27838 | 8312-50317298 | DRIVE,VAR SPEED,E82EV152K4C00,LENZE | E82EV152K4C00 | Lenze Corp | DRIVE,VARIABLE SPEED,DETAILS:LENZE,MANUFACTURER:LENZE CORP,MFR PART NUMBER:E82EV152K4C00 | [13 empty] | https://www.radwell.co.uk/en-GB/Buy/LENZE/LENZE/E82EV152-K4C000 | https://www.euautomation.com/in/lenze/product/e82ev152k4c000 |  | DRIVE,VAR SPEED,E82EV152K4C00,LENZE, E82EV152K4C00, Lenze Corp, DRIVE,VARIABLE SPEED,DETAILS:LENZE,MANUFACTURER:LENZE CORP,MFR PART NUMBER:E82EV152K4C00 | LENZE | OPM | E82EV152K4C00 | E82EV152K4C00 |  | ENRICHED | MRO | 39122001 | Inverter Drive Ac | DRIVE | VARIABLE FREQUENCY | POWER RATING | 1.5 KW | INPUT VOLTAGE | 400-500 VAC | NUMBER OF PHASE | NOT AVAILABLE | OUTPUT CURRENT RATING | 5.5 A | OUTPUT FREQUENCY RATING | NOT AVAILABLE | DEGREE OF PROTECTION | NOT AVAILABLE | TYPE | INVERTER,SPEED | TERMINAL TYPE |  | MOUNTING TYPE |  | SIZE |  | TEMPERATURE RATING |  | HAZARD CLASS |  | CERTIFICATION/STANDARD |  | ADDITIONAL FEATURES | SERIES:8200 VECTOR | [33 empty] | Production Downloaded
STP-007 | DATA ENRICHMENT | Batch_2 | Elec | SYC | SYC |  | 12-05-2023 |  |  | 507755 | 507755 | ES36-5329351 | VARIADOR LENZE E82EV551K4C 400V 0,55KW | 798145943000 | [15 empty] | https://eltra-trade.com/products/lenze-e82ev551k4c | https://download.lenze.com/TD/E82EV__8200%20vector%200.25-90kW__v3-0__EN.pdf | https://nicontrols.com/uk/e82ev551k4c-lenze.html#specsTab | VARIADOR LENZE E82EV551K4C 400V 0,55KW, 798145943000 | LENZE | OPM | E82EV551K4C | E82EV551K4C |  | ENRICHED | MRO | 39122000 | Electrical Variable Speed Drives | DRIVE | VARIABLE FREQUENCY | POWER RATING | 0.55 KW | INPUT VOLTAGE | 400 VAC | NUMBER OF PHASE | 3 | OUTPUT CURRENT RATING | 2.7 A | OUTPUT FREQUENCY RATING | NOT AVAILABLE | DEGREE OF PROTECTION | IP20 | TYPE |  | TERMINAL TYPE |  | MOUNTING TYPE |  | SIZE |  | TEMPERATURE RATING | -10 TO 55 DEG C | HAZARD CLASS |  | CERTIFICATION/STANDARD |  | ADDITIONAL FEATURES | [34 empty] | Production Downloaded
STP-007 | DATA ENRICHMENT | Batch_2 | Elec | SYC | SYC |  | 12-05-2023 |  |  | 848345 | 848345 | IT03-5399997 | INVERTER LENZE 5,5 KW 400V | E82EV552K4C | [15 empty] | https://eltra-trade.com/products/lenze-e82ev552k4c |  |  | INVERTER LENZE 5,5 KW 400V, E82EV552K4C | LENZE | OPM | E82EV552K4C | E82EV552K4C |  | ENRICHED | MRO | 39122001 | Inverter Drive Ac | DRIVE | VARIABLE FREQUENCY | POWER RATING | 5.5 KW | INPUT VOLTAGE | 400-500 V | NUMBER OF PHASE | 3 | OUTPUT CURRENT RATING | 13 A | OUTPUT FREQUENCY RATING | NOT AVAILABLE | DEGREE OF PROTECTION | IP20 | TYPE |  | TERMINAL TYPE |  | MOUNTING TYPE |  | SIZE |  | TEMPERATURE RATING | -10 TO 55 DEG C | HAZARD CLASS |  | CERTIFICATION/STANDARD |  | ADDITIONAL FEATURES | POWER LOSS:230 W;TYPE OF SUPPLY CONCEPT:SINGLE-AXIS(MAINS SUPPLY);MOTOR OUTPUT:SINGLE AXE | [33 empty] | Production Downloaded
STP-007 | DATA ENRICHMENT | Batch_2 | Elec | SYC | SYC |  | 12-05-2023 |  |  | 507756 | 507756 | ES36-5329352 | VARIADOR LENZE E82EV552K4C200 400V 5,5KW | 798145944000 | [15 empty] | https://nicontrols.com/uk/e82ev552k4c200-lenze.html | https://download.lenze.com/TD/E82EV__8200%20vector%200.25-90kW__v3-0__EN.pdf |  | VARIADOR LENZE E82EV552K4C200 400V 5,5KW, 798145944000 | LENZE | OPM | E82EV552K4C200 | E82EV552K4C200 |  | ENRICHED | MRO | 39122000 | Electrical Variable Speed Drives | DRIVE | VARIABLE FREQUENCY | POWER RATING | 5.5 KW | INPUT VOLTAGE | 400 VAC | NUMBER OF PHASE | 3 | OUTPUT CURRENT RATING | 13 A | OUTPUT FREQUENCY RATING | NOT AVAILABLE | DEGREE OF PROTECTION | IP20 | TYPE |  | TERMINAL TYPE |  | MOUNTING TYPE |  | SIZE |  | TEMPERATURE RATING | -10 TO 55 DEG C | HAZARD CLASS |  | CERTIFICATION/STANDARD |  | ADDITIONAL FEATURES | [34 empty] | Production Downloaded
STP-007 | DATA ENRICHMENT | Batch_2 | Elec | SYC | SYC |  | 12-05-2023 |  |  | 325554 | 325554 | AU04-EA624962 | INVERTER,FREQ,8200 VECTOR,4A,0.75KW | LENZE E82EV751K2C |  | LENZE E82EV751K2C | [13 empty] | https://www.transdrive.co.uk/shop/products/ac-drives/lenze/8200/single-phase/ac-drive-lenze-0-75kw-1ph-e82ev751k2c |  |  | INVERTER,FREQ,8200 VECTOR,4A,0.75KW, LENZE E82EV751K2C, LENZE E82EV751K2C | LENZO | OPM | E82EV751K2C | E82EV751K2C |  | ENRICHED | MRO | 39122000 | Electrical Variable Speed Drives | DRIVE | VARIABLE FREQUENCY | POWER RATING | 0.75 KW | INPUT VOLTAGE | 200-240 V | NUMBER OF PHASE | 1 | OUTPUT CURRENT RATING | 4:00 | OUTPUT FREQUENCY RATING | NOT AVAILABLE | DEGREE OF PROTECTION | IP20 | TYPE |  | TERMINAL TYPE |  | MOUNTING TYPE |  | SIZE | 25 X 21 X 19 MM | TEMPERATURE RATING |  | HAZARD CLASS |  | CERTIFICATION/STANDARD |  | ADDITIONAL FEATURES | [33 empty] | Part number is not available so we updated Model number as Part number | Production Downloaded
STP-007 | DATA ENRICHMENT | Batch_2 | Elec | SYC | SYC |  | 12-05-2023 |  |  | 46829 | 46829 | 8314-50262200 | DRIVE,VAR SPEED,E82EV751K2C,LENZE | E82EV751K2C | Lenze Corp | DRIVE,VARIABLE SPEED,DETAILS:LENZE,MANUFACTURER:LENZE CORP,MFR PART NUMBER:E82EV751K2C | [13 empty] | https://www.transdrive.co.uk/shop/products/ac-drives/lenze/8200/single-phase/ac-drive-lenze-0-75kw-1ph-e82ev751k2c | https://nicontrols.com/uk/e82ev751k2c-lenze.html |  | DRIVE,VAR SPEED,E82EV751K2C,LENZE, E82EV751K2C, Lenze Corp, DRIVE,VARIABLE SPEED,DETAILS:LENZE,MANUFACTURER:LENZE CORP,MFR PART NUMBER:E82EV751K2C | LENZE CORPORATION | OPM | E82EV751K2C | E82EV751K2C |  | ENRICHED | MRO | 39122000 | Electrical Variable Speed Drives | DRIVE | VARIABLE FREQUENCY | POWER RATING | 0.75 KW | INPUT VOLTAGE | 200-240 V | NUMBER OF PHASE | 2023-03-01 | OUTPUT CURRENT RATING | 4:00 | OUTPUT FREQUENCY RATING | NOT AVAILABLE | DEGREE OF PROTECTION | IP20 | TYPE |  | TERMINAL TYPE |  | MOUNTING TYPE | PANEL | SIZE | 19 WD X 21 LG X 25 HT MM | TEMPERATURE RATING |  | HAZARD CLASS |  | CERTIFICATION/STANDARD |  | ADDITIONAL FEATURES | LENZE | [32 empty] | Part number is not available so we updated model number as part number | Production Downloaded
STP-007 | DATA ENRICHMENT | Batch_2 | Elec | SYC | SYC |  | 12-05-2023 |  |  | 54101 | 54101 | 8317-50262200 | DRIVE,VAR SPEED,E82EV751K2C,LENZE | E82EV751K2C | Lenze Corp | DRIVE,VARIABLE SPEED,DETAILS:LENZE,MANUFACTURER:LENZE CORP,MFR PART NUMBER:E82EV751K2C | [13 empty] | https://www.transdrive.co.uk/shop/products/ac-drives/lenze/8200/single-phase/ac-drive-lenze-0-75kw-1ph-e82ev751k2c | https://nicontrols.com/uk/e82ev751k2c-lenze.html |  | DRIVE,VAR SPEED,E82EV751K2C,LENZE, E82EV751K2C, Lenze Corp, DRIVE,VARIABLE SPEED,DETAILS:LENZE,MANUFACTURER:LENZE CORP,MFR PART NUMBER:E82EV751K2C | LENZE CORPORATION | OPM | E82EV751K2C | E82EV751K2C |  | ENRICHED | MRO | 39122001 | Inverter Drive Ac | DRIVE | VARIABLE FREQUENCY | POWER RATING | 0.75 KW | INPUT VOLTAGE | 200-240 V | NUMBER OF PHASE | 2023-03-01 | OUTPUT CURRENT RATING | 4:00 | OUTPUT FREQUENCY RATING | NOT AVAILABLE | DEGREE OF PROTECTION | IP20 | TYPE |  | TERMINAL TYPE |  | MOUNTING TYPE | PANEL | SIZE | 19 WD X 21 LG X 25 HT MM | TEMPERATURE RATING |  | HAZARD CLASS |  | CERTIFICATION/STANDARD |  | ADDITIONAL FEATURES | LENZE | [32 empty] | Part number is not available so we updated model number as part number | Production Downloaded
STP-007 | DATA ENRICHMENT | Batch_2 | Elec | SYC | SYC |  | 12-05-2023 |  |  | 312176 | 312176 | AU03-EA628175 | CONVERTER,FREQ;E82 EV751 K2C | SCHUBERT,79064550 |  | SCHUBERT,79064550 | [13 empty] | https://www.transdrive.co.uk/media/1136/lenze-ac-drive-catalogue.pdf |  |  | CONVERTER,FREQ;E82 EV751 K2C, SCHUBERT,79064550, SCHUBERT,79064550 | LENZE | OPM | E82EV751K2C | E82EV751K2C | OEM:SCHUBERT & SALZER CONTROL SYSTEMS;REFERENCE NUMBER:79064550 | ENRICHED | MRO | 39122001 | INVERTER DRIVE AC | DRIVE | VARIABLE FREQUENCY | POWER RATING | 0.75 KW | INPUT VOLTAGE | 230/240 VAC | NUMBER OF PHASE | 3 | OUTPUT CURRENT RATING | 6 A | OUTPUT FREQUENCY RATING | 8 KHz | DEGREE OF PROTECTION | NOT AVAILABLE | TYPE |  | TERMINAL TYPE |  | MOUNTING TYPE |  | SIZE | 60 WD X 180 LG X 140 DP MM | TEMPERATURE RATING |  | HAZARD CLASS |  | CERTIFICATION/STANDARD | EN 61800-3 | ADDITIONAL FEATURES | POWER LOSS:60 W;CONVERTER | [33 empty] | Production Downloaded
STP-007 | DATA ENRICHMENT | Batch_2 | Elec | SYC | SYC |  | 12-05-2023 |  |  | 27837 | 27837 | 8312-50317210 | DRIVE,VAR SPEED,E82EV751K4C,LENZE | E82EV751K4C | Lenze Corp | DRIVE,VARIABLE SPEED,DETAILS:LENZE,MANUFACTURER:LENZE CORP,MFR PART NUMBER:E82EV751K4C | [13 empty] | https://download.lenze.com/TD/E82EV__8200%20vector%200.25-90kW__v3-0__EN.pdf | https://www.acdrive-direct.com/menu/lenze/8200/three-phase/ac-drive-lenze-075kw-3ph-e82ev751k4c | https://eltra-trade.com/products/lenze-e82ev751k4c ¦ https://nicontrols.com/es/e82ev751k4c-lenze.html | DRIVE,VAR SPEED,E82EV751K4C,LENZE, E82EV751K4C, Lenze Corp, DRIVE,VARIABLE SPEED,DETAILS:LENZE,MANUFACTURER:LENZE CORP,MFR PART NUMBER:E82EV751K4C | LENZE CORPORATION | OPM | E82EV751K4C | E82EV751K4C |  | ENRICHED | MRO | 39122001 | Inverter Drive Ac | DRIVE | VARIABLE FREQUENCY | POWER RATING | 0.75 KW | INPUT VOLTAGE | 400/500 V | NUMBER OF PHASE | 3 | OUTPUT CURRENT RATING | 2.4 A | OUTPUT FREQUENCY RATING |  | DEGREE OF PROTECTION | IP20 | TYPE | INVERTER | TERMINAL TYPE |  | MOUNTING TYPE | PANEL | SIZE | 60 WD X 180 HT X 140 DP MM | TEMPERATURE RATING | -10 TO 55 DEG C | HAZARD CLASS |  | CERTIFICATION/STANDARD | CE,UL | ADDITIONAL FEATURES | W/INTEGRATED FILTER | [32 empty] | Part number is not available so we updated model number as part number | Production Downloaded
STP-007 | DATA ENRICHMENT | Batch_2 | Elec | SYC | SYC |  | 12-05-2023 |  |  | 59956 | 59956 | 8319-50317210 | DRIVE,VAR SPEED,E82EV751K4C,LENZE | E82EV751K4C | Lenze Corp | DRIVE,VARIABLE SPEED,DETAILS:LENZE,MANUFACTURER:LENZE CORP,MFR PART NUMBER:E82EV751K4C |  | Wesco | E82EV751K4C | Lenze Corp | E82EV751K4C | DRIVE,VARIABLE SPEED,DETAILS:LENZE,MANUFACTURER:LENZE CORP,MFR PART NUMBER:E82EV751K4C | [7 empty] | https://download.lenze.com/TD/E82EV__8200%20vector%200.25-90kW__v3-0__EN.pdf | https://www.acdrive-direct.com/menu/lenze/8200/three-phase/ac-drive-lenze-075kw-3ph-e82ev751k4c | https://eltra-trade.com/products/lenze-e82ev751k4c ¦ https://nicontrols.com/es/e82ev751k4c-lenze.html | DRIVE,VAR SPEED,E82EV751K4C,LENZE, E82EV751K4C, Lenze Corp, DRIVE,VARIABLE SPEED,DETAILS:LENZE,MANUFACTURER:LENZE CORP,MFR PART NUMBER:E82EV751K4C, Wesco, E82EV751K4C, Lenze Corp, E82EV751K4C, DRIVE,VARIABLE SPEED,DETAILS:LENZE,MANUFACTURER:LENZE CORP,MFR PART NUMBER:E82EV751K4C | LENZE CORPORATION | OPM | E82EV751K4C | E82EV751K4C |  | ENRICHED | MRO | 39122001 | Inverter Drive Ac | DRIVE | VARIABLE FREQUENCY | POWER RATING | 0.75 KW | INPUT VOLTAGE | 400/500 V | NUMBER OF PHASE | 3 | OUTPUT CURRENT RATING | 2.4 A | OUTPUT FREQUENCY RATING |  | DEGREE OF PROTECTION | IP20 | TYPE | INVERTER | TERMINAL TYPE |  | MOUNTING TYPE | PANEL | SIZE | 60 WD X 180 HT X 140 DP MM | TEMPERATURE RATING | -10 TO 55 DEG C | HAZARD CLASS |  | CERTIFICATION/STANDARD | CE,UL | ADDITIONAL FEATURES | W/INTEGRATED FILTER | [32 empty] | Part number is not available so we updated model number as part number | Production Downloaded
STP-007 | DATA ENRICHMENT | Batch_2 | Elec | SYC | SYC |  | 12-05-2023 |  |  | 507752 | 507752 | ES36-5329348 | VARIADOR LENZE E82EV751K4C 400V 0,75KW | 798145937000 |  |  |  | Rubix | 798145937000 | LENZE |  |  | CONVERTIDOR E82EV751K4C 0,75KW 400V | [6 empty] | https://download.lenze.com/TD/E82EV__8200%20vector%200.25-90kW__v3-0__EN.pdf | https://www.acdrive-direct.com/menu/lenze/8200/three-phase/ac-drive-lenze-075kw-3ph-e82ev751k4c | https://eltra-trade.com/products/lenze-e82ev751k4c ¦ https://nicontrols.com/es/e82ev751k4c-lenze.html | VARIADOR LENZE E82EV751K4C 400V 0,75KW, 798145937000, Rubix, 798145937000, LENZE, CONVERTIDOR E82EV751K4C 0,75KW 400V | LENZE CORPORATION | OPM | E82EV751K4C | E82EV751K4C | SUPPLIER NAME:RUBIX;SUPPLIER PART NUMBER:798145937000 | ENRICHED | MRO | 39122001 | Inverter Drive Ac | DRIVE | VARIABLE FREQUENCY | POWER RATING | 0.75 KW | INPUT VOLTAGE | 400/500 V | NUMBER OF PHASE | 3 | OUTPUT CURRENT RATING | 2.4 A | OUTPUT FREQUENCY RATING |  | DEGREE OF PROTECTION | IP20 | TYPE | INVERTER | TERMINAL TYPE |  | MOUNTING TYPE | PANEL | SIZE | 60 WD X 180 HT X 140 DP MM | TEMPERATURE RATING | -10 TO 55 DEG C | HAZARD CLASS |  | CERTIFICATION/STANDARD | CE,UL | ADDITIONAL FEATURES | W/INTEGRATED FILTER | [32 empty] | Part number is not available so we updated model number as part number | Production Downloaded
STP-007 | DATA ENRICHMENT | Batch_2 | Elec | SYC | SYC |  | 12-05-2023 |  |  | 793036 | 793036 | SK31-5601222 | MENIC FREKV. 8200 VECTOR E82EV751K4C | [16 empty] | https://download.lenze.com/TD/E82EV__8200%20vector%200.25-90kW__v3-0__EN.pdf | https://www.acdrive-direct.com/menu/lenze/8200/three-phase/ac-drive-lenze-075kw-3ph-e82ev751k4c | https://eltra-trade.com/products/lenze-e82ev751k4c ¦ https://nicontrols.com/es/e82ev751k4c-lenze.html | MENIC FREKV. 8200 VECTOR E82EV751K4C | LENZE CORPORATION | OPM | E82EV751K4C | E82EV751K4C |  | ENRICHED | MRO | 39122001 | Inverter Drive Ac | DRIVE | VARIABLE FREQUENCY | POWER RATING | 0.75 KW | INPUT VOLTAGE | 400/500 V | NUMBER OF PHASE | 3 | OUTPUT CURRENT RATING | 2.4 A | OUTPUT FREQUENCY RATING |  | DEGREE OF PROTECTION | IP20 | TYPE | INVERTER | TERMINAL TYPE |  | MOUNTING TYPE | PANEL | SIZE | 60 WD X 180 HT X 140 DP MM | TEMPERATURE RATING | -10 TO 55 DEG C | HAZARD CLASS |  | CERTIFICATION/STANDARD | CE,UL | ADDITIONAL FEATURES | SERIES:8200 VECTOR;W/INTEGRATED FILTER | [32 empty] | Part number is not available so we updated model number as part number | Production Downloaded
STP-007 | DATA ENRICHMENT | Batch_2 | Elec | SYC | SYC |  | 12-05-2023 |  |  | 507753 | 507753 | ES36-5329349 | VARIADOR LENZE E82EV751K4C200 3-400V 0,7 | 798145940000 | [15 empty] | https://eltra-trade.com/products/lenze-e82ev751k4c200 | https://nicontrols.com/uk/e82ev751k4c200-lenze.html |  | VARIADOR LENZE E82EV751K4C200 3-400V 0,7, 798145940000 | LENZE | OPM | E82EV751K4C200-3-400V 0.7 | E82EV751K4C200-3-400V 0.7 |  | ENRICHED | MRO | 39122000 | Electrical Variable Speed Drives | DRIVE | VARIABLE FREQUENCY | POWER RATING | 0.75 KW | INPUT VOLTAGE | 400 VAC | NUMBER OF PHASE | 3 | OUTPUT CURRENT RATING | 2.4 A | OUTPUT FREQUENCY RATING | 0-240 Hz | DEGREE OF PROTECTION | IP20 | TYPE |  | TERMINAL TYPE |  | MOUNTING TYPE |  | SIZE |  | TEMPERATURE RATING | -10 TO 55 DEG C | HAZARD CLASS |  | CERTIFICATION/STANDARD |  | ADDITIONAL FEATURES | [34 empty] | Production Downloaded
STP-007 | DATA ENRICHMENT | Batch_2 | Elec | SMX | SMX |  | 12-05-2023 |  |  | 49446 | 49446 | 8314-50413484 | DRIVE,VAR SPEED,SF520,AC TECH | SF520 | AC Technology Corp | DRIVE,VARIABLE SPEED,DETAILS:AC TECH,MANUFACTURER:AC TECHNOLOGY CORP,MFR PART NUMBER:SF520 | [13 empty] | https://www.wolfautomation.com/vfd-2hp-480-590v-3-phase-ip20/ | https://www.radwell.co.uk/Buy/LENZE/AC%20TECHNOLOGY/SF520?redirect=true |  | DRIVE,VAR SPEED,SF520,AC TECH, SF520, AC Technology Corp, DRIVE,VARIABLE SPEED,DETAILS:AC TECH,MANUFACTURER:AC TECHNOLOGY CORP,MFR PART NUMBER:SF520 | AC TECHNOLOGY CORP / LENZE GROUP | OPM | ESV152N06TXB | SF520 | ALTERNATE MANUFACTURER NAME:LENZE,OLD PART NUMBER:13459974 | ENRICHED | MRO | 39122001 | Inverter Drive Ac | DRIVE | VARIABLE FREQUENCY | POWER RATING | 2 HP,1.5 KW | INPUT VOLTAGE | 480-590 V | NUMBER OF PHASE | 3 | OUTPUT CURRENT RATING | NOT AVAILABLE | OUTPUT FREQUENCY RATING | 50/60 Hz | DEGREE OF PROTECTION | IP20 | TYPE | INVERTER,SPEED | TERMINAL TYPE |  | MOUNTING TYPE | PANEL/DIN RAIL | SIZE |  | TEMPERATURE RATING |  | HAZARD CLASS |  | CERTIFICATION/STANDARD |  | ADDITIONAL FEATURES | MODBUS;SF SERIES | [33 empty] | Production Downloaded
STP-007 | DATA ENRICHMENT | Batch_2 | Elec | SMX | SMX |  | 12-05-2023 |  |  | 63728 | 63728 | 8319-50474596 | DRIVE,VAR SPEED,ESV402N06TXB,LENZE | ESV402N06TXB | Lenze Corp | DRIVE,VARIABLE SPEED,DETAILS:LENZE,MANUFACTURER:LENZE CORP,MFR PART NUMBER:ESV402N06TXB | [13 empty] | https://www.walkerindustrial.com/v/vspfiles/pdf/datasheet/Lenze-AC-Tech/SMV-brochure.pdf | https://valinonline.com/products/esv402n06txb |  | DRIVE,VAR SPEED,ESV402N06TXB,LENZE, ESV402N06TXB, Lenze Corp, DRIVE,VARIABLE SPEED,DETAILS:LENZE,MANUFACTURER:LENZE CORP,MFR PART NUMBER:ESV402N06TXB | LENZE | OPM | ESV402N06TXB | ESV402N06TXB |  | ENRICHED | MRO | 39122001 | Inverter Drive Ac | DRIVE | VARIABLE FREQUENCY | POWER RATING | 5 HP,4 KW | INPUT VOLTAGE | 480/600 VAC | NUMBER OF PHASE | 3 | OUTPUT CURRENT RATING | 4-20 mA | OUTPUT FREQUENCY RATING | 50 Hz | DEGREE OF PROTECTION | IP31 | TYPE | SPEED | TERMINAL TYPE |  | MOUNTING TYPE |  | SIZE | 99 WD X 191 HT X 147 DP MM | TEMPERATURE RATING | -10 TO 55 DEG C | HAZARD CLASS |  | CERTIFICATION/STANDARD |  | ADDITIONAL FEATURES | ENCLOUSER:NEMA TYPE 1,CONNECTION SIZE:G3;INPUT/OUTPUT:3;SERIES:SMVECTOR | [33 empty] | Production Downloaded
STP-007 | DATA ENRICHMENT | Batch_2 | Elec | SMX | SMX |  | 12-05-2023 |  |  | 243219 | 243219 | 8380-50345439 | INVERT,VOLT,ESV402N06TXC,0-575V,600V | ESV402N06TXC | Lenze Corp | INVERTER,VOLTAGE,OUTPUT_V:0-575V,V_RATING:600V,MANUFACTURER:LENZE CORP,MFR PART NUMBER:ESV402N06TXC | [13 empty] | https://valinonline.com/products/esv402n06txc |  |  | INVERT,VOLT,ESV402N06TXC,0-575V,600V, ESV402N06TXC, Lenze Corp, INVERTER,VOLTAGE,OUTPUT_V:0-575V,V_RATING:600V,MANUFACTURER:LENZE CORP,MFR PART NUMBER:ESV402N06TXC | LENZE | OPM | ESV402N06TXC | ESV402N06TXC |  | ENRICHED | MRO | 39122000 | ELECTRICAL VARIABLE SPEED DRIVES | DRIVE | VARIABLE FREQUENCY | POWER RATING | 5 HP | INPUT VOLTAGE | 600 V | NUMBER OF PHASE | NOT AVAILABLE | OUTPUT CURRENT RATING | 6.1 A | OUTPUT FREQUENCY RATING | 0-500 Hz | DEGREE OF PROTECTION | NOT AVAILABLE | TYPE | INVERTER | TERMINAL TYPE |  | MOUNTING TYPE |  | SIZE |  | TEMPERATURE RATING |  | HAZARD CLASS |  | CERTIFICATION/STANDARD |  | ADDITIONAL FEATURES | OUTPUT VOLTAGE:0-575 V | [33 empty] | Production Downloaded
STP-007 | DATA ENRICHMENT | Batch_2 | Elec | SMX | SMX |  | 12-05-2023 |  |  | 65643 | 65643 | 8319-52209539 | MOD,INPUT,ESV552N06TXB,INPUT #13374914 | ESV552N06TXB | Lenze Corp | MODULE,INPUT,DETAILS:INPUT #13374914,MANUFACTURER:LENZE CORP,MFR PART NUMBER:ESV552N06TXB | [13 empty] | https://www.walkerindustrial.com/ESV552N06TXB-Lenze-AC-Tech-SMVector-7-5-HP-p/esv552n06txb.htm | https://www.electricmotorwholesale.com/LENZE-ESV552N06TXB.html | https://www.radwell.co.uk/Buy/LENZE/AC%20TECHNOLOGY/ESV552N06TXB?redirect=true | MOD,INPUT,ESV552N06TXB,INPUT #13374914, ESV552N06TXB, Lenze Corp, MODULE,INPUT,DETAILS:INPUT #13374914,MANUFACTURER:LENZE CORP,MFR PART NUMBER:ESV552N06TXB | LENZE | OPM | ESV552N06TXB | ESV552N06TXB |  | ENRICHED | MRO | 39122001 | Inverter Drive Ac | DRIVE | VARIABLE FREQUENCY | POWER RATING | 5.5 KW | INPUT VOLTAGE | 490-600 VAC | NUMBER OF PHASE | 3 | OUTPUT CURRENT RATING | NOT AVAILABLE | OUTPUT FREQUENCY RATING | 500 Hz | DEGREE OF PROTECTION | IP31 | TYPE |  | TERMINAL TYPE |  | MOUNTING TYPE |  | SIZE | 130 WD X 250 HT X 160 DP MM | TEMPERATURE RATING | -10 TO 55 DEG C | HAZARD CLASS |  | CERTIFICATION/STANDARD | CUL,CE,C-TICK,UL | ADDITIONAL FEATURES | [34 empty] | Production Downloaded
STP-007 | DATA ENRICHMENT | Batch_2 | Elec | SMX | SMX |  | 12-05-2023 |  |  | 484172 | 484172 | ES32-5210210 | VARIADOR VELOCIDAD LENZE EVF8204-E | EVF8204-E | [15 empty] | https://nicontrols.com/us/evf8204e-lenze.html |  |  | VARIADOR VELOCIDAD LENZE EVF8204-E, EVF8204-E | LENZE | OPM | EVF8204-E | EVF8204-E |  | ENRICHED | MRO | 39122000 | Electrical Variable Speed Drives | DRIVE | VARIABLE FREQUENCY | POWER RATING | 2.2 KW | INPUT VOLTAGE | 200-240 VAC | NUMBER OF PHASE | 1 | OUTPUT CURRENT RATING | 9.5 A | OUTPUT FREQUENCY RATING | NOT AVAILABLE | DEGREE OF PROTECTION | IP20 | TYPE |  | TERMINAL TYPE |  | MOUNTING TYPE |  | SIZE |  | TEMPERATURE RATING |  | HAZARD CLASS |  | CERTIFICATION/STANDARD |  | ADDITIONAL FEATURES | [34 empty] | Production Downloaded
STP-007 | DATA ENRICHMENT | Batch_2 | Elec | SMX | SMX |  | 12-05-2023 |  |  | 535084 | 535084 | FR35-5567903 | VARIATEUR LENZE TYPE EVF8217-E | DEVIS DVA19010144 | [15 empty] | https://www.plswiss.com/en/7949-lenze-evf8217-e.html |  |  | VARIATEUR LENZE TYPE EVF8217-E, DEVIS DVA19010144 | LENZE CORPORATION | OPM | EVF8217-E | EVF8217-E | ALTERNATE MANUFACTURE NAME:DEVIS TECHNOLOGIES,ALTERNATE PART NUMBER:DVA19010144 | ENRICHED | MRO | 39122001 | Inverter Drive Ac | DRIVE | VARIABLE FREQUENCY | POWER RATING | 7.5 KW | INPUT VOLTAGE | 400 VAC | NUMBER OF PHASE | 3 | OUTPUT CURRENT RATING | 22.5 A | OUTPUT FREQUENCY RATING | NOT AVAILABLE | DEGREE OF PROTECTION | NOT AVAILABLE | TYPE |  | TERMINAL TYPE |  | MOUNTING TYPE |  | SIZE |  | TEMPERATURE RATING |  | HAZARD CLASS |  | CERTIFICATION/STANDARD |  | ADDITIONAL FEATURES | [33 empty] | Part number is not available so we updated model number as part number | Production Downloaded
STP-007 | DATA ENRICHMENT | Batch_2 | Elec | SMX | SMX |  | 12-05-2023 |  |  | 558508 | 558508 | FR41-5410832 | SERVO VARIATEUR LENZE EVS 9322-EP 0.75KW | CODE CTDI:13323943 |  |  | SERVO VARIATEUR DE FREQUENCE LENZE EVS9322-EP 0.75KW POSITIONNEMENT 9300 Réf. : 33.9322PE.2L.21 ID. N° 004085.10 INPUT : 3/PEAC 400/480V 2,5A 2,1kVA 50/60Hz OUTPUT : 3/PEAC 0-480V 2,5A 2,1kVA 0-480Hz OVERLOAD : 1,5 X IN FOR 60S | [12 empty] | https://download.lenze.com/TD/EVS93xx__9300%20Servo%20inverter__v6-0__EN.pdf | https://www.artisantg.com/PLC/86309-1/Lenze-EVS9322-EP-Servo-Position-Controller |  | SERVO VARIATEUR LENZE EVS 9322-EP 0.75KW, CODE CTDI:13323943, SERVO VARIATEUR DE FREQUENCE LENZE EVS9322-EP 0.75KW POSITIONNEMENT 9300 Réf. : 33.9322PE.2L.21 ID. N° 004085.10 INPUT : 3/PEAC 400/480V 2,5A 2,1kVA 50/60Hz OUTPUT : 3/PEAC 0-480V 2,5A 2,1kVA 0-480Hz OVERLOAD : 1,5 X IN FOR 60S | LENZE CORPORATION | OPM | EVS9322 | EVS9322 | ALTERNATE PART NUMBER:13323943,9300 | ENRICHED | MRO | 39122001 | Inverter Drive Ac | DRIVE | VARIABLE FREQUENCY | POWER RATING | 0.75 KW | INPUT VOLTAGE | 400/480 VAC | NUMBER OF PHASE | 3 | OUTPUT CURRENT RATING | 2.5 A | OUTPUT FREQUENCY RATING | NOT AVAILABLE | DEGREE OF PROTECTION | IP20 | TYPE | SERVO | TERMINAL TYPE |  | MOUNTING TYPE | PANEL | SIZE |  | TEMPERATURE RATING |  | HAZARD CLASS |  | CERTIFICATION/STANDARD |  | ADDITIONAL FEATURES | [33 empty] | Part number is not available so we updated model number as part number | Production Downloaded
STP-007 | DATA ENRICHMENT | Batch_2 | Elec | SMX | SMX |  | 12-05-2023 |  |  | 823018 | 823018 | UA01-5456370 | SERVOMODULE LENZE EVS9323-CPV003 | EVS9323-CPV003 | [15 empty] | https://download.lenze.com/TD/EVS93xx__9300%20Servo%20inverter__v6-0__EN.pdf | https://www.pcssupply.com/lenze-9300-evs9323-cpv003-servo/ | https://vb-steuerungstechnik.de/Lenze-servo-inverter-Type-EVS9323CPV003-339323PC8G90V003 | SERVOMODULE LENZE EVS9323-CPV003, EVS9323-CPV003 | LENZE CORPORATION | OPM | EVS9323-CPV003 | EVS9323-CPV003 |  | ENRICHED | MRO | 39122001 | Inverter Drive Ac | DRIVE | VARIABLE FREQUENCY | POWER RATING | 1.5 KW | INPUT VOLTAGE | 400/480 VAC | NUMBER OF PHASE | 3 | OUTPUT CURRENT RATING | 3.9 A | OUTPUT FREQUENCY RATING | NOT AVAILABLE | DEGREE OF PROTECTION | IP20 | TYPE | SERVO | TERMINAL TYPE |  | MOUNTING TYPE |  | SIZE |  | TEMPERATURE RATING |  | HAZARD CLASS |  | CERTIFICATION/STANDARD |  | ADDITIONAL FEATURES | [33 empty] | Part number is not available so we updated model number as part number | Production Downloaded
STP-007 | DATA ENRICHMENT | Batch_2 | Elec | SMX | SMX |  | 12-05-2023 |  |  | 848391 | 848391 | IT03-5399959 | SERVOAZIONAM. LENZE EVS9324-EP | EVS9324-EP | [15 empty] | https://download.lenze.com/TD/EVS93xx__9300%20Servo%20inverter__v6-0__EN.pdf | https://eltra-trade.com/products/lenze-evs9324-ep |  | SERVOAZIONAM. LENZE EVS9324-EP, EVS9324-EP | LENZE CORPORATION | OPM | EVS9324-EP | EVS9324-EP |  | ENRICHED | MRO | 39122001 | Inverter Drive Ac | DRIVE | VARIABLE FREQUENCY | POWER RATING | 3 KW | INPUT VOLTAGE | 400/480 VAC | NUMBER OF PHASE | 3 | OUTPUT CURRENT RATING | 7:00 | OUTPUT FREQUENCY RATING | 400 Hz | DEGREE OF PROTECTION | IP20 | TYPE | SERVO | TERMINAL TYPE |  | MOUNTING TYPE |  | SIZE |  | TEMPERATURE RATING | 0-50 DEG C | HAZARD CLASS |  | CERTIFICATION/STANDARD |  | ADDITIONAL FEATURES | [33 empty] | Part number is not available so we updated model number as part number | Production Downloaded
STP-007 | DATA ENRICHMENT | Batch_2 | Elec | SMX | SMX |  | 12-05-2023 |  |  | 711907 | 711907 | PK02-5572283 | VFD-FC-051-DANFOSS | [16 empty] | https://files.danfoss.com/download/Drives/MG02BC02.pdf |  |  | VFD-FC-051-DANFOSS | DANFOSS | OPM | FC 51 | FC 51 |  | ENRICHED | MRO | 39122001 | Inverter Drive Ac | DRIVE | VARIABLE FREQUENCY | POWER RATING | NOT AVAILABLE | INPUT VOLTAGE | 200-240 V/380-480 V | NUMBER OF PHASE | NOT AVAILABLE | OUTPUT CURRENT RATING | NOT AVAILABLE | OUTPUT FREQUENCY RATING | 0-200 Hz,(VVC+ MODE),0-400 Hz (U/F MODE) | DEGREE OF PROTECTION | IP20 | TYPE | FREQUENCY CONVERTER | TERMINAL TYPE |  | MOUNTING TYPE |  | SIZE |  | TEMPERATURE RATING | 40 DEG C | HAZARD CLASS |  | CERTIFICATION/STANDARD | CE,CULUS,EAC,ROHS | ADDITIONAL FEATURES | SUPPLY FREQUENCY:50/60 Hz | [32 empty] | Part number is not available so we updated Model number as Part number,Model Number Updated as per URL | Production Downloaded
STP-007 | DATA ENRICHMENT | Batch_2 | Elec | SMX | SMX |  | 12-05-2023 |  |  | 684843 | 684843 | MA02-5577787 | VAR VLT FC51 MONO 220V SORTI 3PHAS 1,5KW | [16 empty] | https://www.danfoss.com/en/products/dds/low-voltage-drives/vlt-drives/vlt-micro-drive-fc-51/#tab-overview | https://files.danfoss.com/download/Drives/DKDDPB18C402_FC51.pdf |  | VAR VLT FC51 MONO 220V SORTI 3PHAS 1,5KW | DANFOSS | OPM | FC 51 | FC 51 |  | ENRICHED | MRO | 39122000 | Electrical Variable Speed Drives | DRIVE | VARIABLE FREQUENCY | POWER RATING | 1.5 KW | INPUT VOLTAGE | 220 VAC | NUMBER OF PHASE | 3 | OUTPUT CURRENT RATING | 3.7 A | OUTPUT FREQUENCY RATING | NOT AVAILABLE | DEGREE OF PROTECTION | IP20 | TYPE | VLT AUTOMATION | TERMINAL TYPE |  | MOUNTING TYPE | FLANGE | SIZE |  | TEMPERATURE RATING | 50 DEG C | HAZARD CLASS |  | CERTIFICATION/STANDARD |  | ADDITIONAL FEATURES | [34 empty] | Production Downloaded
STP-007 | DATA ENRICHMENT | Batch_2 | Elec | SMX | SMX |  | 12-05-2023 |  |  | 407096 | 407096 | BH02-5623007 | FC-102P1K1T4E20H1 1.1 KW VLT |  |  |  |  | Deska | 117790 | Danfoss | FC-102P1K1T | 1.1KW VLT | [7 empty] | https://store-danfoss-com.translate.goog/be/nl/Frequentieregelaars/Laagspanningsregelaars/VLT%C2%AE-HVAC-Drive-FC-102/FC-102P1K1T4E20H1TGXXXXSXXXXAXBXCXXXXDX/p/131F0803?_x_tr_sl=nl&_x_tr_tl=en&_x_tr_hl=en&_x_tr_pto=sc |  |  | FC-102P1K1T4E20H1 1.1 KW VLT, Deska, 117790, Danfoss, FC-102P1K1T, 1.1KW VLT | DANFOSS | OPM | FC-102P1K1T4E20H1 | FC-102P1K1T4E20H1 | SUPPLIER NAME:DESKA;SUPPLIER PART NUMBER:117790 | ENRICHED | MRO | 39122001 | INVERTER DRIVE AC | DRIVE | VARIABLE FREQUENCY | POWER RATING | 1.5 KW | INPUT VOLTAGE | 380-480 VAC | NUMBER OF PHASE | 3 | OUTPUT CURRENT RATING | 3 A | OUTPUT FREQUENCY RATING | NOT AVAILABLE | DEGREE OF PROTECTION | IP20 | TYPE |  | TERMINAL TYPE |  | MOUNTING TYPE | CHASSIS | SIZE | 90 WD X 268 HT X 205 DP MM | TEMPERATURE RATING |  | HAZARD CLASS |  | CERTIFICATION/STANDARD |  | ADDITIONAL FEATURES | POWER RATING:1.1 KW | [33 empty] | Production Downloaded
STP-007 | DATA ENRICHMENT | Batch_2 | Elec | SMX | SMX |  | 12-05-2023 |  |  | 775501 | 775501 | RU03-TRU39004426 | FREQUENCY CONVERTER;FC-102P1K1T4E20H1 | [16 empty] | https://store-danfoss-com.translate.goog/be/nl/Frequentieregelaars/Laagspanningsregelaars/VLT%C2%AE-HVAC-Drive-FC-102/FC-102P1K1T4E20H1TGXXXXSXXXXAXBXCXXXXDX/p/131F0803?_x_tr_sl=nl&_x_tr_tl=en&_x_tr_hl=en&_x_tr_pto=sc |  |  | FREQUENCY CONVERTER;FC-102P1K1T4E20H1 | DANFOSS | OPM | FC-102P1K1T4E20H1 | FC-102P1K1T4E20H1 |  | ENRICHED | MRO | 39122001 | INVERTER DRIVE AC | DRIVE | VARIABLE FREQUENCY | POWER RATING | 1.5 KW | INPUT VOLTAGE | 380-480 VAC | NUMBER OF PHASE | 3 | OUTPUT CURRENT RATING | 3 A | OUTPUT FREQUENCY RATING | NOT AVAILABLE | DEGREE OF PROTECTION | IP20 | TYPE |  | TERMINAL TYPE |  | MOUNTING TYPE | CHASSIS | SIZE | 90 WD X 268 HT X 205 DP MM | TEMPERATURE RATING |  | HAZARD CLASS |  | CERTIFICATION/STANDARD |  | ADDITIONAL FEATURES | CONVERTER;POWER RATING:1.1 KW | [33 empty] | Production Downloaded
STP-007 | DATA ENRICHMENT | Batch_2 | Elec | SMX | SMX |  | 12-05-2023 |  |  | 827173 | 827173 | UA01-5603105 | INVERTER FC-280PK75T4E20H2BXCXXXSXXXXAL | FC-280PK75T4E20H2BXCXXXSXXXXAL | [15 empty] | https://asb-drives.eu/equipment/freq/danfoss/fc-280/14672/ |  |  | INVERTER FC-280PK75T4E20H2BXCXXXSXXXXAL, FC-280PK75T4E20H2BXCXXXSXXXXAL | DANFOSS | OPM | FC-280PK75T4E20H2BXCXXXSXXXXAL | FC-280PK75T4E20H2BXCXXXSXXXXAL |  | ENRICHED | MRO | 39122001 | Inverter Drive Ac | DRIVE | VARIABLE FREQUENCY | POWER RATING | 0.75 KW | INPUT VOLTAGE | 380/480 VAC | NUMBER OF PHASE | 3 | OUTPUT CURRENT RATING | 2.2 A | OUTPUT FREQUENCY RATING | 0-500 Hz | DEGREE OF PROTECTION | IP20 | TYPE |  | TERMINAL TYPE |  | MOUNTING TYPE |  | SIZE | 75 WD X 210 HT X 168 DP MM | TEMPERATURE RATING | -10 TO 50 DEG C | HAZARD CLASS |  | CERTIFICATION/STANDARD |  | ADDITIONAL FEATURES | SERIES:VLT MIDI DRIVE FC 280;APPLICATION:GENERAL PURPOSE;RS485(MODBUS RTU):PROFINET;STORAGE TEMPERATURE:-25 TO 65 DEG C | [33 empty] | Production Downloaded
STP-007 | DATA ENRICHMENT | Batch_2 | Elec | SMX | SMX |  | 12-05-2023 |  |  | 721886 | 721886 | PL34-5606422 | FALOWNIK,DANFOSS,FC301,VLT | FC301 | [15 empty] | https://www.danfoss.com/en/products/dds/low-voltage-drives/vlt-drives/vlt-automationdrive-fc-301-fc-302/ | https://files.danfoss.com/download/Drives/DKDDPB302B502_FC301_302_SG_LR.pdf |  | FALOWNIK,DANFOSS,FC301,VLT, FC301 | DANFOSS | OPM | FC-301 | FC-301 |  | ENRICHED | MRO | 39122001 | Inverter Drive Ac | DRIVE | VARIABLE FREQUENCY | POWER RATING | 0.25-37 KW | INPUT VOLTAGE | 28 VDC | NUMBER OF PHASE | NOT AVAILABLE | OUTPUT CURRENT RATING | 40 mA | OUTPUT FREQUENCY RATING | 0-590 Hz | DEGREE OF PROTECTION | NOT AVAILABLE | TYPE | AUTOMATION DRIVE | TERMINAL TYPE |  | MOUNTING TYPE |  | SIZE |  | TEMPERATURE RATING | -25 TO 50 DEG C | HAZARD CLASS |  | CERTIFICATION/STANDARD | CE,CULUS,EAC | ADDITIONAL FEATURES | SUPPLY FREQUENCY:50/60 Hz | [32 empty] | Part number is not available so we updated Model number as Part number,Model Number Updated as per URL | Production Downloaded
STP-007 | DATA ENRICHMENT | Batch_2 | Elec | SMX | SMX |  | 12-05-2023 |  |  | 479597 | 479597 | EG04-5445378 | FREQUENCY INVERTER, TYPE: FC-301, FC | [16 empty] | https://files.danfoss.com/download/Drives/MG33BF02.pdf |  |  | FREQUENCY INVERTER, TYPE: FC-301, FC | DANFOSS | OPM | FC-301 | FC-301 |  | ENRICHED | MRO | 39122001 | Inverter Drive Ac | DRIVE | VARIABLE FREQUENCY | POWER RATING | 0-3.7 KW | INPUT VOLTAGE | 200-240 V | NUMBER OF PHASE | NOT AVAILABLE | OUTPUT CURRENT RATING | NOT AVAILABLE | OUTPUT FREQUENCY RATING | NOT AVAILABLE | DEGREE OF PROTECTION | IP20 | TYPE |  | TERMINAL TYPE |  | MOUNTING TYPE | PANEL | SIZE |  | TEMPERATURE RATING | -5 TO 50 DEG C | HAZARD CLASS |  | CERTIFICATION/STANDARD |  | ADDITIONAL FEATURES | FREQUENCY:50 Hz;FC;ENGG. METAL PART | [32 empty] | Part number is not available so we updated model number as part number | Production Downloaded
STP-007 | DATA ENRICHMENT | Batch_2 | Elec | SMX | SMX |  | 12-05-2023 |  |  | 479608 | 479608 | EG04-5445391 | FREQUENCY INVERTER, TYPE: FC301, FC- | [16 empty] | https://files.danfoss.com/download/Drives/MG33BF02.pdf |  |  | FREQUENCY INVERTER, TYPE: FC301, FC- | DANFOSS | OPM | FC-301 | FC-301 |  | ENRICHED | MRO | 39122001 | Inverter Drive Ac | DRIVE | VARIABLE FREQUENCY | POWER RATING | 0-3.7 KW | INPUT VOLTAGE | 200-240 V | NUMBER OF PHASE | NOT AVAILABLE | OUTPUT CURRENT RATING | NOT AVAILABLE | OUTPUT FREQUENCY RATING | NOT AVAILABLE | DEGREE OF PROTECTION | IP20 | TYPE |  | TERMINAL TYPE |  | MOUNTING TYPE | PANEL | SIZE |  | TEMPERATURE RATING | -5 TO 50 DEG C | HAZARD CLASS |  | CERTIFICATION/STANDARD |  | ADDITIONAL FEATURES | FREQUENCY:50 Hz;FC;ENGG. METAL PART | [32 empty] | Part number is not available so we updated model number as part number | Production Downloaded
STP-007 | DATA ENRICHMENT | Batch_2 | Elec | SMX | SMX |  | 12-05-2023 |  |  | 479586 | 479586 | EG04-5445364 | VFDFC301, FC-301P15KT4E20H1 | [16 empty] | https://store.danfoss.com/no/en/Drives/Low-Voltage-Drives/VLT%C2%AE-AutomationDrive-FC-300/FC-301P15KT4E20H1XGXXXXSXXXXAXBXCXXXXDX/p/131F6594 |  |  | VFDFC301, FC-301P15KT4E20H1 | DANFOSS | OPM | FC-301P15KT4E20H1 | FC-301P15KT4E20H1 |  | ENRICHED | MRO | 39122000 | Electrical Variable Speed Drives | DRIVE | VARIABLE FREQUENCY | POWER RATING | 15 KW | INPUT VOLTAGE | 380-480 VAC | NUMBER OF PHASE | 3 | OUTPUT CURRENT RATING | NOT AVAILABLE | OUTPUT FREQUENCY RATING | NOT AVAILABLE | DEGREE OF PROTECTION | IP20 | TYPE | AUTOMATION | TERMINAL TYPE |  | MOUNTING TYPE |  | SIZE |  | TEMPERATURE RATING |  | HAZARD CLASS |  | CERTIFICATION/STANDARD |  | ADDITIONAL FEATURES | RFI FILTER:(H1) RFI CLASS A1/B(C1) | [33 empty] | Production Downloaded
STP-007 | DATA ENRICHMENT | Batch_2 | Elec | SMX | SMX |  | 12-05-2023 |  |  | 641949 | 641949 | IN03-ED029511 | VFD FC302- 5,50KW/380-500 MAKE DANFOSS |  |  | Danfoss | [13 empty] | https://inverterdrive.com/group/AC-Inverter-Drives-400V/Danfoss-FC302-131B0151/ |  |  | VFD FC302- 5,50KW/380-500 MAKE DANFOSS, Danfoss | DANFOSS | OPM | FC302 | FC302 |  | ENRICHED | MRO | 39122001 | Inverter Drive Ac | DRIVE | VARIABLE FREQUENCY | POWER RATING | 5.5 KW | INPUT VOLTAGE | 380-500 VAC | NUMBER OF PHASE | 3 | OUTPUT CURRENT RATING | 13 A | OUTPUT FREQUENCY RATING | 0-590 Hz | DEGREE OF PROTECTION | IP20 | TYPE |  | TERMINAL TYPE |  | MOUNTING TYPE | FLUSH | SIZE | 130 WD X 268 HT X 205 DP MM | TEMPERATURE RATING | 45 DEG C | HAZARD CLASS |  | CERTIFICATION/STANDARD |  | ADDITIONAL FEATURES | WEIGHT:6.6 KG | [32 empty] | Model number is not available so we updated Part number as Model number | Production Downloaded
STP-007 | DATA ENRICHMENT | Batch_2 | Elec | SMX | SMX |  | 12-05-2023 |  |  | 13658 | 13658 | 8308-52061993 | CONVERSOR FREQUENCIA HAAS 50631658 |  |  | CONVERSOR FREQUENCIA 0,55 KW 380 500 V DANFOSS FC 302 131B0094 COD50631658 HAAS | CONVERSOR FREQUENCIA 0,55 KW 380 500 V DANFOSS FC 302 131B0094 COD50631658 HAAS | [12 empty] | https://files.danfoss.com/download/Drives/VLT_AutomationDrive_FC_301_302_DG_M00190_01.pdf |  |  | CONVERSOR FREQUENCIA HAAS 50631658, CONVERSOR FREQUENCIA 0,55 KW 380 500 V DANFOSS FC 302 131B0094 COD50631658 HAAS, CONVERSOR FREQUENCIA 0,55 KW 380 500 V DANFOSS FC 302 131B0094 COD50631658 HAAS | DANFOSS | OPM | FC-302 | FC-302 | OEM:HAAS MANUFACTURING CO;REFERENCE NUMBER:50631658,131B0094,COD50631658 | ENRICHED | MRO | 39122001 | INVERTER DRIVE AC | DRIVE | VARIABLE FREQUENCY | POWER RATING | 0.55 KW | INPUT VOLTAGE | 380/500 VAC | NUMBER OF PHASE | 3 | OUTPUT CURRENT RATING | 2.7 A | OUTPUT FREQUENCY RATING | NOT AVAILABLE | DEGREE OF PROTECTION | IP20 | TYPE |  | TERMINAL TYPE |  | MOUNTING TYPE |  | SIZE |  | TEMPERATURE RATING | -25 TO 40 DEG C | HAZARD CLASS |  | CERTIFICATION/STANDARD | 2014/35/EU | ADDITIONAL FEATURES | FLEXIBLE,MODULAR DESIGN | [33 empty] | Production Downloaded
STP-007 | DATA ENRICHMENT | Batch_2 | Elec | SMX | SMX |  | 12-05-2023 |  |  | 690528 | 690528 | MY43-EM000469 | DSM DANFOSS INVERTER 1.5KWVLT2815 IP20 | FC302P1K51P20(LCL) | [15 empty] | https://files.danfoss.com/download/Drives/MG38C202.pdf | https://files.danfoss.com/download/Drives/MG33BF02.pdf |  | DSM DANFOSS INVERTER 1.5KWVLT2815 IP20, FC302P1K51P20(LCL) | DANFOSS | OPM | FC-302P1K5 | FC-302P1K5 |  | ENRICHED | MRO | 39122001 | Inverter Drive Ac | DRIVE | VARIABLE FREQUENCY | POWER RATING | 1.5 KW | INPUT VOLTAGE | 380/500 VAC | NUMBER OF PHASE | 3 | OUTPUT CURRENT RATING | 40 mA | OUTPUT FREQUENCY RATING | 0-590 Hz | DEGREE OF PROTECTION | IP20 | TYPE | AUTOMATION DRIVE | TERMINAL TYPE |  | MOUNTING TYPE | CHASSIS | SIZE |  | TEMPERATURE RATING | -10 TO 55 DEG C | HAZARD CLASS |  | CERTIFICATION/STANDARD | CE,C-TICK,CULUS,UL | ADDITIONAL FEATURES | LOCAL CONTROL PANEL | [32 empty] | Model number is not available so we updated Part number as Model number | Production Downloaded
STP-007 | DATA ENRICHMENT | Batch_2 | Elec | SMX | SMX |  | 12-05-2023 |  |  | 610429 | 610429 | ID01-5002284 | INV. DANFOSS 1.5KW VLT FC-302P1K5T5E20H1 | [16 empty] | https://store.danfoss.com/no/en/Drives/Low-Voltage-Drives/VLT%C2%AE-AutomationDrive-FC-300/FC-302P1K5T5E20H1XXXXXXSXXXXAXBXCXXXXDX/p/131B0030 |  |  | INV. DANFOSS 1.5KW VLT FC-302P1K5T5E20H1 | DANFOSS | OPM | FC-302P1K5T5E20H1 | FC-302P1K5T5E20H1 |  | ENRICHED | MRO | 39122000 | Electrical Variable Speed Drives | DRIVE | VARIABLE FREQUENCY | POWER RATING | 1.5 KW | INPUT VOLTAGE | 380-500 VAC | NUMBER OF PHASE | 3 | OUTPUT CURRENT RATING | NOT AVAILABLE | OUTPUT FREQUENCY RATING | NOT AVAILABLE | DEGREE OF PROTECTION | IP20 | TYPE |  | TERMINAL TYPE |  | MOUNTING TYPE |  | SIZE | 90 WD X 268 HT X 205 DP MM | TEMPERATURE RATING |  | HAZARD CLASS |  | CERTIFICATION/STANDARD |  | ADDITIONAL FEATURES | [34 empty] | Production Downloaded
STP-007 | DATA ENRICHMENT | Batch_2 | Elec | SMX | SMX |  | 12-05-2023 |  |  | 690655 | 690655 | MY43-EM002467 | INVERTER DANFOSS 131D4787 FC302P1K5 | FC302P1K5T5E20H1BGC | [15 empty] | https://files.danfoss.com/download/Drives/MG38C202.pdf |  |  | INVERTER DANFOSS 131D4787 FC302P1K5, FC302P1K5T5E20H1BGC | DANFOSS | OPM | FC-302P1K5T5E20H1BGC | FC-302P1K5T5E20H1BGC |  | ENRICHED | MRO | 39122001 | Inverter Drive Ac | DRIVE | VARIABLE FREQUENCY | POWER RATING | 1.5 KW | INPUT VOLTAGE | 380/500 VAC | NUMBER OF PHASE | 3 | OUTPUT CURRENT RATING | NOT AVAILABLE | OUTPUT FREQUENCY RATING | 0-590 Hz | DEGREE OF PROTECTION | IP20 | TYPE | AUTOMATION DRIVE | TERMINAL TYPE |  | MOUNTING TYPE | CHASSIS | SIZE |  | TEMPERATURE RATING | -10 TO 55 DEG C | HAZARD CLASS |  | CERTIFICATION/STANDARD | CE,C-TICK,CULUS,UL | ADDITIONAL FEATURES | RFI CLASS A1/B (C1);W/ BRAKE CHOPPER;GRAPHICAL LOCAL CONTROL PANEL;COATED PCB | [32 empty] | Model number is not available so we updated Part number as Model number | Production Downloaded
STP-007 | DATA ENRICHMENT | Batch_2 | Elec | SMX | SMX |  | 12-05-2023 |  |  | 779341 | 779341 | RU07-5578552 | INVERTER;FC-302P1K5T5E20H1XG | [16 empty] | https://muabanthietbicongnghiep.com/cua-hang/danfoss-fc-302p1k5t5e20h1xg/ |  |  | INVERTER;FC-302P1K5T5E20H1XG | DANFOSS | OPM | FC-302P1K5T5E20H1XGXXXXSXXXXA4BXCXXXXD0 | FC-302P1K5T5E20H1XG |  | ENRICHED | MRO | 39122001 | Inverter Drive Ac | DRIVE | VARIABLE FREQUENCY | POWER RATING | 1.5 KW | INPUT VOLTAGE | 380-500 VAC | NUMBER OF PHASE | 3 | OUTPUT CURRENT RATING | NOT AVAILABLE | OUTPUT FREQUENCY RATING | 0.1-400 Hz | DEGREE OF PROTECTION | IP20 | TYPE |  | TERMINAL TYPE |  | MOUNTING TYPE |  | SIZE |  | TEMPERATURE RATING |  | HAZARD CLASS |  | CERTIFICATION/STANDARD |  | ADDITIONAL FEATURES | APPLICATION:WATER AND WASTE WATER | [33 empty] | Production Downloaded
STP-007 | DATA ENRICHMENT | Batch_2 | Elec | SMX | SMX |  | 12-05-2023 |  |  | 37130 | 37130 | 8312-50407446 | CONTR,AC MTR,1FC302P37KT5E55H1BG,50HP | 1FC302P37KT5E55H1BG | Danfoss | CONTROL,AC MOTOR,POWER_OUTPUT:50HP,INPUT_V:460V,MANUFACTURER:DANFOSS,MFR PART NUMBER:1FC302P37KT5E55H1BG | [13 empty] | https://files.danfoss.com/download/Drives/MG38C202.pdf |  |  | CONTR,AC MTR,1FC302P37KT5E55H1BG,50HP, 1FC302P37KT5E55H1BG, Danfoss, CONTROL,AC MOTOR,POWER_OUTPUT:50HP,INPUT_V:460V,MANUFACTURER:DANFOSS,MFR PART NUMBER:1FC302P37KT5E55H1BG | DANFOSS | OPM | FC-302P37KT5E55H1BG | FC-302P37KT5E55H1BG |  | ENRICHED | MRO | 39122001 | Inverter Drive Ac | DRIVE | VARIABLE FREQUENCY | POWER RATING | 37 KW | INPUT VOLTAGE | 380/500 VAC | NUMBER OF PHASE | 3 | OUTPUT CURRENT RATING | NOT AVAILABLE | OUTPUT FREQUENCY RATING | 0-590 Hz | DEGREE OF PROTECTION | IP20 | TYPE | AUTOMATION DRIVE | TERMINAL TYPE |  | MOUNTING TYPE | CHASSIS | SIZE |  | TEMPERATURE RATING | -10 TO 55 DEG C | HAZARD CLASS |  | CERTIFICATION/STANDARD | CE,C-TICK,CULUS,UL | ADDITIONAL FEATURES | RFI CLASS A1/B (C1);W/ BRAKE CHOPPER;GRAPHICAL LOCAL CONTROL PANEL;CONTROLLER,AC MOTOR | [32 empty] | Model number is not available so we updated Part number as Model number | Production Downloaded
STP-007 | DATA ENRICHMENT | Batch_2 | Elec | SMX | SMX |  | 12-05-2023 |  |  | 690530 | 690530 | MY43-EM000471 | DSM DANFOSS INVERTER 4KW FC302P4K(LCL) | FC302P4KIP20(LCL) | [15 empty] | https://files.danfoss.com/download/Drives/MG38C202.pdf | https://files.danfoss.com/download/Drives/MG33BF02.pdf |  | DSM DANFOSS INVERTER 4KW FC302P4K(LCL), FC302P4KIP20(LCL) | DANFOSS | OPM | FC-302P4K | FC-302P4K |  | ENRICHED | MRO | 39122001 | Inverter Drive Ac | DRIVE | VARIABLE FREQUENCY | POWER RATING | 4 KW | INPUT VOLTAGE | 380/500 VAC | NUMBER OF PHASE | 3 | OUTPUT CURRENT RATING | 40 mA | OUTPUT FREQUENCY RATING | 0-590 Hz | DEGREE OF PROTECTION | IP20 | TYPE | AUTOMATION DRIVE | TERMINAL TYPE |  | MOUNTING TYPE | CHASSIS | SIZE |  | TEMPERATURE RATING | -10 TO 55 DEG C | HAZARD CLASS |  | CERTIFICATION/STANDARD | CE,C-TICK,CULUS,UL | ADDITIONAL FEATURES | LOCAL CONTROL PANEL | [32 empty] | Model number is not available so we updated Part number as Model number | Production Downloaded
STP-007 | DATA ENRICHMENT | Batch_2 | Elec | SMX | SMX |  | 12-05-2023 |  |  | 690654 | 690654 | MY43-EM002466 | INVERTER DANFOSS 131D4788 FC302P4K0 | FC302P4K0T5E20H1BGC | [15 empty] | https://files.danfoss.com/download/Drives/MG38C202.pdf | https://files.danfoss.com/download/Drives/MG33BF02.pdf |  | INVERTER DANFOSS 131D4788 FC302P4K0, FC302P4K0T5E20H1BGC | DANFOSS | OPM | FC-302P4K0T5E20H1BGC | FC-302P4K0T5E20H1BGC |  | ENRICHED | MRO | 39122001 | Inverter Drive Ac | DRIVE | VARIABLE FREQUENCY | POWER RATING | 4 KW | INPUT VOLTAGE | 380/500 VAC | NUMBER OF PHASE | 3 | OUTPUT CURRENT RATING | NOT AVAILABLE | OUTPUT FREQUENCY RATING | 0-590 Hz | DEGREE OF PROTECTION | IP20 | TYPE | AUTOMATION DRIVE | TERMINAL TYPE |  | MOUNTING TYPE | CHASSIS | SIZE |  | TEMPERATURE RATING | -10 TO 55 DEG C | HAZARD CLASS |  | CERTIFICATION/STANDARD | CE,C-TICK,CULUS,UL | ADDITIONAL FEATURES | RFI CLASS A1/B (C1);W/ BRAKE CHOPPER;GRAPHICAL LOCAL CONTROL PANEL;COATED PCB | [32 empty] | Model number is not available so we updated Part number as Model number | Production Downloaded
STP-007 | DATA ENRICHMENT | Batch_2 | Elec | SMX | SMX |  | 12-05-2023 |  |  | 834910 | 834910 | VN02-EV010211 | INVERTER,VLT,FC-302,0.37KW,3PHASE | FC-302PK37T5E20H2BN;DANFOSS | [15 empty] | https://store.danfoss.com/in/en/Drives/Low-Voltage-Drives/VLT%C2%AE-AutomationDrive-FC-300/FC-302PK37T5E20H2XXXXXXSXXXXAXBXCXXXXDX/p/131B0093 |  |  | INVERTER,VLT,FC-302,0.37KW,3PHASE, FC-302PK37T5E20H2BN;DANFOSS | DANFOSS | OPM | FC-302PK37T5E20H2BN | FC-302PK37T5E20H2BN |  | ENRICHED | MRO | 39122001 | Inverter Drive Ac | DRIVE | VARIABLE FREQUENCY | POWER RATING | 0.37 KW | INPUT VOLTAGE | 380-500 VAC | NUMBER OF PHASE | 3 | OUTPUT CURRENT RATING | NOT AVAILABLE | OUTPUT FREQUENCY RATING | NOT AVAILABLE | DEGREE OF PROTECTION | IP20 | TYPE |  | TERMINAL TYPE |  | MOUNTING TYPE |  | SIZE | 90 WD X 268 HT X 205 DP MM | TEMPERATURE RATING |  | HAZARD CLASS |  | CERTIFICATION/STANDARD |  | ADDITIONAL FEATURES | SERIES:VLT AUTOMATIONDRIVE FC-302;RFI FILTER | [33 empty] | Production Downloaded
STP-007 | DATA ENRICHMENT | Batch_2 | Elec | SMX | SMX |  | 12-05-2023 |  |  | 379132 | 379132 | BE35-5468394 | FREQUENCY INVERTER 3~380V-500V | BOSCH PAAL: B0028.565 |  | FREQUENCY INVERTER 3~380V-500V PREFORMANCE 0,75KW WITHOUT BRAKE MODULE/WITHOUT DISPLAY WITH EXT.24V DC FEED WITH OPTION PROCESS DATE HIGHWAY DP-V1131B0510 TYPE: FC302PK75 T5 E20 H1 XXXXXX SXXXX A0 BX CXXXX D0 BOSCH PAAL: B0028.565 | FREQUENCY INVERTER 3~380V-500V PREFORMANCE 0,75KW WITHOUT BRAKE MODULE/WITHOUT DISPLAY WITH EXT.24V DC FEED WITH OPTION PROCESS DATE HIGHWAY DP-V1131B0510 TYPE: FC302PK75 T5 E20 H1 XXXXXX SXXXX A0 BX CXXXX D0 BOSCH PAAL: B0028.565¦¦FREQUENCY INVERTER 3~380V-500V PREFORMANCE 0,75KW WITHOUT BRAKE MODULE/WITHOUT DISPLAY WITH EXT.24V DC FEED WITH OPTION PROCESS DATE HIGHWAY DP-V1131B0510 TYPE: FC302PK75 T5 E20 H1 XXXXXX SXXXX A0 BX CXXXX D0 BOSCH PAAL: B0028.565¦¦FREQUENCY INVERTER 3~380V-500V PREFORMANCE 0,75KW WITHOUT BRAKE MODULE/WITHOUT DISPLAY WITH EXT.24V DC FEED WITH OPTION PROCESS DATE HIGHWAY DP-V1131B0510 TYPE: FC302PK75 T5 E20 H1 XXXXXX SXXXX A0 BX CXXXX D0 BOSCH PAAL: B0028.565 | [12 empty] | https://files.valinonline.com/userfiles/documents/danfoss-automationdrive-selection.pdf |  |  | FREQUENCY INVERTER 3~380V-500V, BOSCH PAAL: B0028.565, FREQUENCY INVERTER 3~380V-500V PREFORMANCE 0,75KW WITHOUT BRAKE MODULE/WITHOUT DISPLAY WITH EXT.24V DC FEED WITH OPTION PROCESS DATE HIGHWAY DP-V1131B0510 TYPE: FC302PK75 T5 E20 H1 XXXXXX SXXXX A0 BX CXXXX D0 BOSCH PAAL: B0028.565, FREQUENCY INVERTER 3~380V-500V PREFORMANCE 0,75KW WITHOUT BRAKE MODULE/WITHOUT DISPLAY WITH EXT.24V DC FEED WITH OPTION PROCESS DATE HIGHWAY DP-V1131B0510 TYPE: FC302PK75 T5 E20 H1 XXXXXX SXXXX A0 BX CXXXX D0 BOSCH PAAL: B0028.565¦¦FREQUENCY INVERTER 3~380V-500V PREFORMANCE 0,75KW WITHOUT BRAKE MODULE/WITHOUT DISPLAY WITH EXT.24V DC FEED WITH OPTION PROCESS DATE HIGHWAY DP-V1131B0510 TYPE: FC302PK75 T5 E20 H1 XXXXXX SXXXX A0 BX CXXXX D0 BOSCH PAAL: B0028.565¦¦FREQUENCY INVERTER 3~380V-500V PREFORMANCE 0,75KW WITHOUT BRAKE MODULE/WITHOUT DISPLAY WITH EXT.24V DC FEED WITH OPTION PROCESS DATE HIGHWAY DP-V1131B0510 TYPE: FC302PK75 T5 E20 H1 XXXXXX SXXXX A0 BX CXXXX D0 BOSCH PAAL: B0028.565 | DANFOSS | OPM | FC302PK75 T5 E20 H1 XXXXXX SXXXX A0 BX CXXXX D0 | FC302PK75 T5 E20 H1 XXXXXX SXXXX A0 BX CXXXX D0 | REFERENCE MNFR:BOSCH PAAL;REFERENCE PART NUMBER:B0028.565 | ENRICHED | MRO | 39122000 | ELECTRICAL VARIABLE SPEED DRIVES | DRIVE | VARIABLE FREQUENCY | POWER RATING | 0.75 KW | INPUT VOLTAGE | 380/500 VAC | NUMBER OF PHASE | 3 | OUTPUT CURRENT RATING | 2.4 A | OUTPUT FREQUENCY RATING | 0-590 HZ | DEGREE OF PROTECTION | IP20 | TYPE |  | TERMINAL TYPE |  | MOUNTING TYPE |  | SIZE |  | TEMPERATURE RATING | 50 DEG C | HAZARD CLASS |  | CERTIFICATION/STANDARD |  | ADDITIONAL FEATURES | APPLICATION:VLT AUTOMATIONDRIVE FC 302;RFI-FILTER CLASS A1/B(C1)(A;B AND C FRAMES ONLY);W/O BRAKE MODULE;DISPLAY;W/EXT 24V DC FEED WITH OPTION PROCESS DATE HIGHWAY DP-V1131B0510 | [33 empty] | Production Downloaded
STP-007 | DATA ENRICHMENT | Batch_2 | Elec | SMX | SMX |  | 12-05-2023 |  |  | 834911 | 834911 | VN02-EV010214 | INVERTER,VLT,FC-302,0.75KW,3PHASE | FC-302PK75T5E20H2BN;DANFOSS | [15 empty] | https://store.danfoss.com/no/en/Drives/Low-Voltage-Drives/VLT%C2%AE-AutomationDrive-FC-300/FC-302PK75T5E20H1XGXXXXSXXXXAXB2CXXXXDX/p/131H0283 |  |  | INVERTER,VLT,FC-302,0.75KW,3PHASE, FC-302PK75T5E20H2BN;DANFOSS | DANFOSS | OPM | FC-302PK75T5E20H2BN | FC-302PK75T5E20H2BN |  | ENRICHED | MRO | 39122001 | Inverter Drive Ac | DRIVE | VARIABLE FREQUENCY | POWER RATING | 0.75 KW | INPUT VOLTAGE | 380-500 VAC | NUMBER OF PHASE | 3 | OUTPUT CURRENT RATING | NOT AVAILABLE | OUTPUT FREQUENCY RATING | NOT AVAILABLE | DEGREE OF PROTECTION | IP20 | TYPE |  | TERMINAL TYPE |  | MOUNTING TYPE |  | SIZE | 90 WD X 268 HT X 205 DP MM | TEMPERATURE RATING |  | HAZARD CLASS |  | CERTIFICATION/STANDARD |  | ADDITIONAL FEATURES | SERIES:VLT AUTOMATIONDRIVE FC302 | [33 empty] | Production Downloaded
STP-007 | DATA ENRICHMENT | Batch_2 | Elec | SMX | SMX |  | 12-05-2023 |  |  | 403659 | 403659 | BH02-5540007 | VFD DRIVES FC51.1K5 | FC51.1K5 | [15 empty] | https://files.danfoss.com/download/Drives/MG02K402.pdf |  |  | VFD DRIVES FC51.1K5, FC51.1K5 | DANFOSS | OPM | FC51.1K5 | FC51.1K5 |  | ENRICHED | MRO | 39122001 | Inverter Drive Ac | DRIVE | VARIABLE FREQUENCY | POWER RATING | 2.2–3.7 KW | INPUT VOLTAGE | 200-240 VAC | NUMBER OF PHASE | 3 | OUTPUT CURRENT RATING | NOT AVAILABLE | OUTPUT FREQUENCY RATING | NOT AVAILABLE | DEGREE OF PROTECTION | IP20 | TYPE |  | TERMINAL TYPE |  | MOUNTING TYPE |  | SIZE |  | TEMPERATURE RATING |  | HAZARD CLASS |  | CERTIFICATION/STANDARD | CE,CULUS,EAC,ROHS | ADDITIONAL FEATURES | [34 empty] | Production Downloaded
STP-007 | DATA ENRICHMENT | Batch_2 | Elec | SMX | SMX |  | 12-05-2023 |  |  | 645258 | 645258 | IN03-ED035757 | VFD VLT DECENTRAL 0.55 KW FCD302 DANFOSS | [16 empty] | https://www.danfoss.com/en-in/products/dds/decentral-drives/vlt-decentral-drives/vlt-decentral-drive-fcd-302/#tab-overview |  |  | VFD VLT DECENTRAL 0.55 KW FCD302 DANFOSS | DANFOSS | OPM | FCD 302 | FCD 302 |  | ENRICHED | MRO | 39122000 | Electrical Variable Speed Drives | DRIVE | VARIABLE FREQUENCY | POWER RATING | 0.55 KW | INPUT VOLTAGE | 380-480 VAC | NUMBER OF PHASE | NOT AVAILABLE | OUTPUT CURRENT RATING | NOT AVAILABLE | OUTPUT FREQUENCY RATING | NOT AVAILABLE | DEGREE OF PROTECTION | NOT AVAILABLE | TYPE | DECENTRAL | TERMINAL TYPE |  | MOUNTING TYPE |  | SIZE |  | TEMPERATURE RATING |  | HAZARD CLASS |  | CERTIFICATION/STANDARD |  | ADDITIONAL FEATURES | WITH HIGH PERFORMANCE AND A STRONG PROTECTION DEGREE | [33 empty] | Production Downloaded
STP-007 | DATA ENRICHMENT | Batch_2 | Elec | SMX | SMX |  | 12-05-2023 |  |  | 8603 | 8603 | 8301-52190977 | INVERSOR DE FREQUENCIA FC-V1 1 FW80 |  |  | INVERSOR DE FREQUENCIA FC-V1.1 SERIAL FW80; POTENCIA: 0,5KW; PROFUNDIDADE: 250MM; LARGURA: 100MM; ALTURA: 200MM; TENSAO ALIMENTACAO: 220VCA; CORRENTE NOMINAL: 0A10V; SINAL ENTRADA: SERIAL; FUNCAO: CONTROLE DE MOTOR DE DOSADOR; NUMERO FASES: 3; TIPO CARGA: INDUTIVA; CAPACIDADE CURTO CIRCUITO: 10A; MODELO: FCV1.1; NCM: 8504.40.50; FABRICANTE: BRABENDER; FORNECEDOR EXCLUSIVO: SIM; FORNECEDOR: POSVENDAS@TECHNOSERVICE.COM.BR; Nº EQUIPAMENTO SAP: 10095972; PODE SER RECONDIONADO?: NÃO; LAUDO SANITÁRIO/MSDS?: NÃO; | INVERSOR DE FREQUENCIA FC-V1.1 SERIAL FW80; POTENCIA: 0,5KW; PROFUNDIDADE: 250MM; LARGURA: 100MM; ALTURA: 200MM; TENSAO ALIMENTACAO: 220VCA; CORRENTE NOMINAL: 0A10V; SINAL ENTRADA: SERIAL; FUNCAO: CONTROLE DE MOTOR DE DOSADOR; NUMERO FASES: 3; TIPO CARGA: INDUTIVA; CAPACIDADE CURTO CIRCUITO: 10A; MODELO: FCV1.1; NCM: 8504.40.50; FABRICANTE: BRABENDER; FORNECEDOR EXCLUSIVO: SIM; FORNECEDOR: POSVENDAS@TECHNOSERVICE.COM.BR; Nº EQUIPAMENTO SAP: 10095972; PODE SER RECONDIONADO?: NÃO; LAUDO SANITÁRIO/MSDS?: NÃO; | [12 empty] | https://www.spssolutions.nl/wp-content/uploads/2016/02/07-FW80Plus-e9.pdf | https://www.radwell.co.uk/en-GB/Buy/BRABENDER/BRABENDER/FC.V1.1?redirect=true |  | INVERSOR DE FREQUENCIA FC-V1 1 FW80, INVERSOR DE FREQUENCIA FC-V1.1 SERIAL FW80; POTENCIA: 0,5KW; PROFUNDIDADE: 250MM; LARGURA: 100MM; ALTURA: 200MM; TENSAO ALIMENTACAO: 220VCA; CORRENTE NOMINAL: 0A10V; SINAL ENTRADA: SERIAL; FUNCAO: CONTROLE DE MOTOR DE DOSADOR; NUMERO FASES: 3; TIPO CARGA: INDUTIVA; CAPACIDADE CURTO CIRCUITO: 10A; MODELO: FCV1.1; NCM: 8504.40.50; FABRICANTE: BRABENDER; FORNECEDOR EXCLUSIVO: SIM; FORNECEDOR: POSVENDAS@TECHNOSERVICE.COM.BR; Nº EQUIPAMENTO SAP: 10095972; PODE SER RECONDIONADO?: NÃO; LAUDO SANITÁRIO/MSDS?: NÃO;, INVERSOR DE FREQUENCIA FC-V1.1 SERIAL FW80; POTENCIA: 0,5KW; PROFUNDIDADE: 250MM; LARGURA: 100MM; ALTURA: 200MM; TENSAO ALIMENTACAO: 220VCA; CORRENTE NOMINAL: 0A10V; SINAL ENTRADA: SERIAL; FUNCAO: CONTROLE DE MOTOR DE DOSADOR; NUMERO FASES: 3; TIPO CARGA: INDUTIVA; CAPACIDADE CURTO CIRCUITO: 10A; MODELO: FCV1.1; NCM: 8504.40.50; FABRICANTE: BRABENDER; FORNECEDOR EXCLUSIVO: SIM; FORNECEDOR: POSVENDAS@TECHNOSERVICE.COM.BR; Nº EQUIPAMENTO SAP: 10095972; PODE SER RECONDIONADO?: NÃO; LAUDO SANITÁRIO/MSDS?: NÃO; | BRABENDER TECHNOLOGIE KG | OPM | FC-V1.1 | FC-V1.1 | EQUIPMENT NAME:FEEDER;EQUIPMENT MODEL NUMBER:FW80;REFERENCE NUMBER:8504.40.50; | ENRICHED | MRO | 39122001 | Inverter Drive Ac | DRIVE | VARIABLE FREQUENCY | POWER RATING | 0.5 KW | INPUT VOLTAGE | 180-264 VAC | NUMBER OF PHASE | 3 PH | OUTPUT CURRENT RATING | 5:00 | OUTPUT FREQUENCY RATING | 48-62 Hz | DEGREE OF PROTECTION | IP65 | TYPE |  | TERMINAL TYPE |  | MOUNTING TYPE |  | SIZE | 100 LG X 200 HT X 250 DP MM | TEMPERATURE RATING | 0-50 DEG C | HAZARD CLASS |  | CERTIFICATION/STANDARD |  | ADDITIONAL FEATURES | FUNCTION:DOSER MOTOR CONTROL;LOAD TYPE: INDUCTIVE;FOURTH CIRCUIT CAPACITY:10A;EXCLUSIVE SUPPLIER: SIM;CAN IT BE RECONDITIONED: NO;SANITARY REPORT/MSDS: NO | [32 empty] | Part number is not available so we updated model number as part number | Production Downloaded
STP-007 | DATA ENRICHMENT | Batch_2 | Elec | SMX | SMX |  | 12-05-2023 |  |  | 543559 | 543559 | FR36-LFVAFR6071 | DIGIDRIVE SE 1.5T-0.75KW-400/480V | FREQUENCE-VER |  |  | DIGIDRIVE SE 1.5T-0.75KW-400/480V variateur de fréquence pour moteur asynchrone DIGIDRIVE = gamme variateur de vitesse à controle vectoriel de flux sans retour type= SE 1.5 = calibre T= alimentation triphasé 0.75KW = puissance moteur utile 400/480V = tension nominale de raccordement dim. = L122 X H265 X P130 remplace le FMV2307 1.5T code VAFR5250 | [12 empty] | https://www.plswiss.com/en/13334-leroy-somer-fmv2307-15t.html | https://nicontrols.com/uk/fmv230715t-leroy-somer.html |  | DIGIDRIVE SE 1.5T-0.75KW-400/480V, FREQUENCE-VER, DIGIDRIVE SE 1.5T-0.75KW-400/480V variateur de fréquence pour moteur asynchrone DIGIDRIVE = gamme variateur de vitesse à controle vectoriel de flux sans retour type= SE 1.5 = calibre T= alimentation triphasé 0.75KW = puissance moteur utile 400/480V = tension nominale de raccordement dim. = L122 X H265 X P130 remplace le FMV2307 1.5T code VAFR5250 | NIDEC LEROY-SOMER | OPM | FMV2307 1.5T | FMV2307 1.5T | TRADE NAME:LEROY SOMER | ENRICHED | MRO | 39122001 | Inverter Drive Ac | DRIVE | VARIABLE FREQUENCY | POWER RATING | 0.75 KW,1.5 HP | INPUT VOLTAGE | 400/480 V | NUMBER OF PHASE | 3 | OUTPUT CURRENT RATING | NOT AVAILABLE | OUTPUT FREQUENCY RATING | 50 Hz | DEGREE OF PROTECTION | NOT AVAILABLE | TYPE | CONVERTER,DIGIDRIVE SE | TERMINAL TYPE |  | MOUNTING TYPE |  | SIZE | 130 WD X 122 LG X 265 HT MM | TEMPERATURE RATING |  | HAZARD CLASS |  | CERTIFICATION/STANDARD |  | ADDITIONAL FEATURES | FREQUENCY CONVERTER FOR ASYNCHRONOUS MOTOR DIGIDRIVE=RANGE OF FLUX VECTOR CONTROL VARIABLE SPEED DRIVE WITHOUT FEEDBACK TYPE= SE 1.5=RATING;USEFUL MOTOR POWER;NOMINAL CONNECTION VOLTAGE;REPLACES CODE:VAFR5250 | [33 empty] | Production Downloaded
STP-007 | DATA ENRICHMENT | Batch_2 | Elec | SMX | SMX |  | 12-05-2023 |  |  | 827842 | 827842 | UA01-UA32001051 | ROTARY SPEED FR-E740-120SC-EC | FR-E740-120SC-EC | [15 empty] | https://hiflex.nl/downloads/docu/mit_freq/FR-E700SC-EC%20Installation%20guideline.pdf |  |  | ROTARY SPEED FR-E740-120SC-EC, FR-E740-120SC-EC | MITSUBISHI ELECTRIC | OPM | FR-E740-120SC-EC | FR-E740-120SC-EC |  | ENRICHED | MRO | 39122000 | Electrical Variable Speed Drives | DRIVE | VARIABLE FREQUENCY | POWER RATING |  | INPUT VOLTAGE |  | NUMBER OF PHASE |  | OUTPUT CURRENT RATING |  | OUTPUT FREQUENCY RATING |  | DEGREE OF PROTECTION |  | TYPE |  | TERMINAL TYPE |  | MOUNTING TYPE |  | SIZE |  | TEMPERATURE RATING |  | HAZARD CLASS |  | CERTIFICATION/STANDARD |  | ADDITIONAL FEATURES | [33 empty] | Part number is not available so we updated model number as part number | Production Downloaded
STP-007 | DATA ENRICHMENT | Batch_2 | Elec | SMX | SMX |  | 12-05-2023 |  |  | 831776 | 831776 | VN02-EV004616 | INVERTER,FRN0006C2S-7A,240V/50HZ | [16 empty] | https://download.datasheets.com/pdfs2/2015/7/16/7/38/41/731/fsi_/auto/24a1-e-0011d.pdf |  |  | INVERTER,FRN0006C2S-7A,240V/50HZ | FUJI ELECTRIC CO., LTD. | OPM | FRN0006C2S-7A | FRN0006C2S-7A |  | ENRICHED | MRO | 39122001 | Inverter Drive Ac | DRIVE | VARIABLE FREQUENCY | POWER RATING | 0.75 KW | INPUT VOLTAGE | 200 V | NUMBER OF PHASE | 1 | OUTPUT CURRENT RATING | 5.5 A | OUTPUT FREQUENCY RATING | 0-400 Hz | DEGREE OF PROTECTION | IP20 | TYPE |  | TERMINAL TYPE |  | MOUNTING TYPE |  | SIZE |  | TEMPERATURE RATING | -10 TO 50 DEG C | HAZARD CLASS |  | CERTIFICATION/STANDARD | UL508C,EN 61800-5-1:2007 | ADDITIONAL FEATURES | SERIES:FRENIC;APPLICATION RANGE:COMPACT;DEVELOPED INVERTER SERIES:2-SERIES;RATED FREQUENCY:50/60 HZ | [33 empty] | Production Downloaded
STP-007 | DATA ENRICHMENT | Batch_2 | Elec | SMX | SMX |  | 12-05-2023 |  |  | 519931 | 519931 | ES41-5325927 | VARIADOR FUJI FRN7.5G11S-4EN | FRN7.5G11S-4EN | FUJI | [14 empty] | https://www.fujielectric-europe.com/gallery/download/download_387/g11s_technical_information_english.pdf | https://www.radwell.co.uk/en-GB/Buy/FUJI%20ELECTRIC/FUJI%20ELECTRIC/FRN7.5G11S-4EN/?redirect=true | https://www.all4sps.com/FUJI-ELECTRIC-AC-DRIVE-FRENIC-5000G11S-75KW-FRN75G11S-4EN_1 | VARIADOR FUJI FRN7.5G11S-4EN, FRN7.5G11S-4EN, FUJI | FUJI ELECTRIC CO., LTD. | OPM | FRN7.5G11S-4EN | FRN7.5G11S-4EN |  | ENRICHED | MRO | 39122000 | Electrical Variable Speed Drives | DRIVE | VARIABLE FREQUENCY | POWER RATING | 7.5 KW | INPUT VOLTAGE | 460 VAC | NUMBER OF PHASE | NOT AVAILABLE | OUTPUT CURRENT RATING | NOT AVAILABLE | OUTPUT FREQUENCY RATING | NOT AVAILABLE | DEGREE OF PROTECTION | NOT AVAILABLE | TYPE |  | TERMINAL TYPE |  | MOUNTING TYPE |  | SIZE |  | TEMPERATURE RATING |  | HAZARD CLASS |  | CERTIFICATION/STANDARD |  | ADDITIONAL FEATURES | [34 empty] | Production Downloaded
STP-007 | DATA ENRICHMENT | Batch_2 | Elec | SMX | SMX |  | 12-05-2023 |  |  | 629489 | 629489 | IN02-ED008518 | 250KW AC DRIVE G-130 SIEMENS MAKE | [16 empty] | https://assets.new.siemens.com/siemens/assets/api/uuid:e28d6b59-cc67-4aba-a326-a38e9b981164/sinamics-g130-brochure.pdf | https://www.paratrasnet.ro/pdf/motoare-si-actionari/SINAMICS%20G130,%20G150.pdf |  | 250KW AC DRIVE G-130 SIEMENS MAKE | SIEMENS | OPM | G-130 | G-130 |  | ENRICHED | MRO | 39122001 | Inverter Drive Ac | DRIVE | VARIABLE FREQUENCY | POWER RATING | NOT AVAILABLE | INPUT VOLTAGE | NOT AVAILABLE | NUMBER OF PHASE | NOT AVAILABLE | OUTPUT CURRENT RATING | NOT AVAILABLE | OUTPUT FREQUENCY RATING | NOT AVAILABLE | DEGREE OF PROTECTION | NOT AVAILABLE | TYPE |  | TERMINAL TYPE |  | MOUNTING TYPE |  | SIZE |  | TEMPERATURE RATING |  | HAZARD CLASS |  | CERTIFICATION/STANDARD |  | ADDITIONAL FEATURES | [33 empty] | Part number is not available so we updated model number as part number | Production Downloaded
STP-007 | DATA ENRICHMENT | Batch_2 | Elec | SMX | SMX |  | 12-05-2023 |  |  | 834768 | 834768 | VN02-EV009878 | INVERTER,TOPVERT,G1-430P7A | G1-430P7A;TOPVERT/TOPTEK | [15 empty] | https://www.toptek.biz/RCM/rimages/748/ML-CAG1H18731E.pdf |  |  | INVERTER,TOPVERT,G1-430P7A, G1-430P7A;TOPVERT/TOPTEK | TOPTEK ELECTRONICS CORPORATION | OPM | G1-430P7A | G1-430P7A |  | ENRICHED | MRO | 39122000 | ELECTRICAL VARIABLE SPEED DRIVES | DRIVE | VARIABLE FREQUENCY | POWER RATING | 0.75 KW | INPUT VOLTAGE | 460 V | NUMBER OF PHASE | 3 | OUTPUT CURRENT RATING | NOT AVAILABLE | OUTPUT FREQUENCY RATING | NOT AVAILABLE | DEGREE OF PROTECTION | NOT AVAILABLE | TYPE |  | TERMINAL TYPE |  | MOUNTING TYPE |  | SIZE |  | TEMPERATURE RATING |  | HAZARD CLASS |  | CERTIFICATION/STANDARD |  | ADDITIONAL FEATURES | SERIES:TOPVERT G1;VERSION:A | [33 empty] | Production Downloaded
STP-007 | DATA ENRICHMENT | Batch_2 | Elec | SMX | SMX |  | 12-05-2023 |  |  | 612730 | 612730 | ID01-EI002908 | INVERTER YASKAWA 2.2KW400V3PH G7A42P2 | [16 empty] | https://vitaltech.com.my/index.php?route=product/product&product_id=124 |  | https://www.manualslib.com/products/Yaskawa-Cimr-G7a42p2-9949755.html | INVERTER YASKAWA 2.2KW400V3PH G7A42P2 | YASKAWA ELECTRIC | OPM | G7A42P2 | G7A42P2 |  | ENRICHED | MRO | 39122001 | Inverter Drive Ac | DRIVE | VARIABLE FREQUENCY | POWER RATING | 2.2 KW | INPUT VOLTAGE | 400 VAC | NUMBER OF PHASE | 3 | OUTPUT CURRENT RATING | NOT AVAILABLE | OUTPUT FREQUENCY RATING | NOT AVAILABLE | DEGREE OF PROTECTION | NOT AVAILABLE | TYPE |  | TERMINAL TYPE |  | MOUNTING TYPE |  | SIZE |  | TEMPERATURE RATING |  | HAZARD CLASS |  | CERTIFICATION/STANDARD |  | ADDITIONAL FEATURES | [33 empty] | Part number is not available so we updated model number as part number | Production Downloaded
STP-007 | DATA ENRICHMENT | Batch_2 | Elec | SMX | SMX |  | 12-05-2023 |  |  | 379035 | 379035 | BE35-5468057 | CONVERTER BOSCH HCS02.1E-W0012-A-03-NNN | SPS: 2509010255 |  | CONVERTER BOSCH HCS02.1E-W0012-A-03-NNN-NN SPS: 2509010255 | CONVERTER BOSCH HCS02.1E-W0012-A-03-NNN-NN SPS: 2509010255¦¦CONVERTER BOSCH HCS02.1E-W0012-A-03-NNN-NN SPS: 2509010255¦¦CONVERTER BOSCH HCS02.1E-W0012-A-03-NNN-NN SPS: 2509010255 | [12 empty] | https://www.convertingsystems.com/uploads/2/6/8/5/26859557/rexroth_indradrivecontrollerspowersectionhcs021.pdf |  |  | CONVERTER BOSCH HCS02.1E-W0012-A-03-NNN, SPS: 2509010255, CONVERTER BOSCH HCS02.1E-W0012-A-03-NNN-NN SPS: 2509010255, CONVERTER BOSCH HCS02.1E-W0012-A-03-NNN-NN SPS: 2509010255¦¦CONVERTER BOSCH HCS02.1E-W0012-A-03-NNN-NN SPS: 2509010255¦¦CONVERTER BOSCH HCS02.1E-W0012-A-03-NNN-NN SPS: 2509010255 | BOSCH REXROTH AG | OPM | HCS02.1E-W0012-A-03-NNN | HCS02.1E-W0012-A-03-NNN | REFERENCE NUMBER:2509010255 | ENRICHED | MRO | 39122001 | INVERTER DRIVE AC | DRIVE | VARIABLE FREQUENCY | POWER RATING | 1.5-11 KW | INPUT VOLTAGE | 200-500 VAC | NUMBER OF PHASE | 3 | OUTPUT CURRENT RATING | 12 A | OUTPUT FREQUENCY RATING | 400 KHz | DEGREE OF PROTECTION | IP20 | TYPE | POWER CONTROL | TERMINAL TYPE |  | MOUNTING TYPE |  | SIZE |  | TEMPERATURE RATING |  | HAZARD CLASS |  | CERTIFICATION/STANDARD | DIN EN 60529 | ADDITIONAL FEATURES | CONVERTER | [33 empty] | Production Downloaded
STP-007 | DATA ENRICHMENT | Batch_2 | Elec | SMX | SMX |  | 12-05-2023 |  |  | 511582 | 511582 | ES36-5437518 | CONVERTIDOR COMPACT HCS02.1EW0012A03NNNN | R911298371 | [15 empty] | https://www.convertingsystems.com/uploads/2/6/8/5/26859557/rexroth_indradrivecontrollerspowersectionhcs021.pdf |  |  | CONVERTIDOR COMPACT HCS02.1EW0012A03NNNN, R911298371 | BOSCH REXROTH AG | OPM | HCS02.1EW0012A03NNNN | HCS02.1EW0012A03NNNN | REFERENCE NUMBER:R911298371 | ENRICHED | MRO | 39122001 | INVERTER DRIVE AC | DRIVE | VARIABLE FREQUENCY | POWER RATING | 1.5-11 KW | INPUT VOLTAGE | 200-500 VAC | NUMBER OF PHASE | 3 | OUTPUT CURRENT RATING | 12 A | OUTPUT FREQUENCY RATING | 400 KHz | DEGREE OF PROTECTION | IP20 | TYPE | POWER CONTROL | TERMINAL TYPE |  | MOUNTING TYPE |  | SIZE |  | TEMPERATURE RATING |  | HAZARD CLASS |  | CERTIFICATION/STANDARD | DIN EN 60529 | ADDITIONAL FEATURES | COMPACT CONVERTER | [33 empty] | Production Downloaded
STP-007 | DATA ENRICHMENT | Batch_2 | Elec | SMX | SMX |  | 12-05-2023 |  |  | 379034 | 379034 | BE35-5468050 | CONVERTER BOSCH HCS02.1E-W0028-A-03-NNN- | SPS: 2509010251 |  | CONVERTER BOSCH HCS02.1E-W0028-A-03-NNN-NN SPS: 2509010251 | CONVERTER BOSCH HCS02.1E-W0028-A-03-NNN-NN SPS: 2509010251¦¦CONVERTER BOSCH HCS02.1E-W0028-A-03-NNN-NN SPS: 2509010251¦¦CONVERTER BOSCH HCS02.1E-W0028-A-03-NNN-NN SPS: 2509010251 | [12 empty] | https://www.convertingsystems.com/uploads/2/6/8/5/26859557/rexroth_indradrivecontrollerspowersectionhcs021.pdf |  |  | CONVERTER BOSCH HCS02.1E-W0028-A-03-NNN-, SPS: 2509010251, CONVERTER BOSCH HCS02.1E-W0028-A-03-NNN-NN SPS: 2509010251, CONVERTER BOSCH HCS02.1E-W0028-A-03-NNN-NN SPS: 2509010251¦¦CONVERTER BOSCH HCS02.1E-W0028-A-03-NNN-NN SPS: 2509010251¦¦CONVERTER BOSCH HCS02.1E-W0028-A-03-NNN-NN SPS: 2509010251 | BOSCH REXROTH AG | OPM | HCS02.1E-W0028-A-03-NNN | HCS02.1E-W0028-A-03-NNN | REFERENCE NUMBER:2509010251 | ENRICHED | MRO | 39122001 | INVERTER DRIVE AC | DRIVE | VARIABLE FREQUENCY | POWER RATING | 1.5-11 KW | INPUT VOLTAGE | 200-500 VAC | NUMBER OF PHASE | 3 | OUTPUT CURRENT RATING | 28 A | OUTPUT FREQUENCY RATING | 400 KHz | DEGREE OF PROTECTION | IP20 | TYPE | POWER CONTROL | TERMINAL TYPE |  | MOUNTING TYPE |  | SIZE |  | TEMPERATURE RATING |  | HAZARD CLASS |  | CERTIFICATION/STANDARD | DIN EN 60529 | ADDITIONAL FEATURES | CONVERTER | [33 empty] | Production Downloaded
STP-007 | DATA ENRICHMENT | Batch_2 | Elec | SMX | SMX |  | 12-05-2023 |  |  | 721872 | 721872 | PL34-5606408 | FALOWNIK,HCS02.1E-W0054,REXROTH,9112983 | 9112983 | [15 empty] | https://rexroth-us.com/drives/rexroth-hcs-drives/hcs02-drive/hcs02-1e-w0054-a-03-nnnn/ | https://www.lsa-control.com/en/r911326655-hcs02-1e-w0054-a-03-nnnn-aa | https://www.convertingsystems.com/uploads/2/6/8/5/26859557/rexroth_indradrivecontrollerspowersectionhcs021.pdf | FALOWNIK,HCS02.1E-W0054,REXROTH,9112983, 9112983 | BOSCH | OPM | HCS02.1E-W0054 | HCS02.1E-W0054 | ALTERNATE PART NUMBER:9112983 | ENRICHED | MRO | 39122001 | Inverter Drive Ac | DRIVE | VARIABLE FREQUENCY | POWER RATING | NOT AVAILABLE | INPUT VOLTAGE | 200-250 V | NUMBER OF PHASE | NOT AVAILABLE | OUTPUT CURRENT RATING | 11.5 A | OUTPUT FREQUENCY RATING | NOT AVAILABLE | DEGREE OF PROTECTION | NOT AVAILABLE | TYPE |  | TERMINAL TYPE | DC BUS | MOUNTING TYPE | FIELD | SIZE |  | TEMPERATURE RATING | 40 DEG C | HAZARD CLASS |  | CERTIFICATION/STANDARD | EN | ADDITIONAL FEATURES | [33 empty] | Part number is not available so we updated model number as part number | Production Downloaded
STP-007 | DATA ENRICHMENT | Batch_2 | Elec | SMX | SMX |  | 12-05-2023 |  |  | 562413 | 562413 | FR41-LF2260005 | VARIATEUR LENZE 0,75KW I51AE175 EVF8202E | LENZE : I51AE175B10010000S-15937163 |  |  | VARIATEUR LENZE 0,75KW - I51AE175B10010000S-15937163 LENZE : I51AE175B10010000S-15937163 ( EN REMPLACEMENT DE LA REF. : EVF-8202-E - OBSOLETE ) | [12 empty] | https://www.transdrive.co.uk/shop/products/ac-drives/lenze/i500/i510/single-phase/lenze-0-75kw-1ph-i51ae175b10010000s-ac-inverter | https://inverterdrive.com/group/AC-Inverter-Drives-230V/Lenze-i51AE175B10010000S-230V/ |  | VARIATEUR LENZE 0,75KW I51AE175 EVF8202E, LENZE : I51AE175B10010000S-15937163, VARIATEUR LENZE 0,75KW - I51AE175B10010000S-15937163 LENZE : I51AE175B10010000S-15937163 ( EN REMPLACEMENT DE LA REF. : EVF-8202-E - OBSOLETE ) | LENZE | OPM | I51AE175B10010000S-15937163 | I51AE175B10010000S-15937163 | ALTERNATE MANUFACTURER PART NUMBER:EVF8202E | ENRICHED | MRO | 39122000 | Electrical Variable Speed Drives | DRIVE | VARIABLE FREQUENCY | POWER RATING | 0.75 KW | INPUT VOLTAGE | 230 VAC | NUMBER OF PHASE | 3 | OUTPUT CURRENT RATING | 4.2 A | OUTPUT FREQUENCY RATING | NOT AVAILABLE | DEGREE OF PROTECTION | NOT AVAILABLE | TYPE |  | TERMINAL TYPE |  | MOUNTING TYPE | CUBICLE | SIZE | 60 WD X 130 DP X 208 HT MM | TEMPERATURE RATING |  | HAZARD CLASS |  | CERTIFICATION/STANDARD | CE,UL,CSA,EAC,ROHS2,IE2 TO EN 50598-2 | ADDITIONAL FEATURES | [34 empty] | Production Downloaded
STP-007 | DATA ENRICHMENT | Batch_2 | Elec | SMX | SMX |  | 12-05-2023 |  |  | 393209 | 393209 | BG31-5576601 | FREQUENCY CONVERTER IV01,PW04,LP01,AP16H | 79078559 | SCHUBERT | [14 empty] | https://www.kostal-industrie-elektrik.com/-/media/files/downloads/ki/download%20-%20drives/betriebsanleitungen/en/manual%20inveor%20p%20drives%20controllers.pdf?la=en-gb&hash=88F97F46F244783F9D35E8DFB31CC5573F1149D5 |  |  | FREQUENCY CONVERTER IV01,PW04,LP01,AP16H, 79078559, SCHUBERT | KOSTAL | OPM | IV01-PW04-LP01-AP16H | IV01-PW04-LP01-AP16H | OEM:SCHUBERT & SALZER CONTROL SYSTEMS;REFERENCE NUMBER:79078559 | ENRICHED | MRO | 39122001 | INVERTER DRIVE AC | DRIVE | VARIABLE FREQUENCY | POWER RATING | 0.75 KW | INPUT VOLTAGE | 400 VAC | NUMBER OF PHASE | NOT AVAILABLE | OUTPUT CURRENT RATING | NOT AVAILABLE | OUTPUT FREQUENCY RATING | NOT AVAILABLE | DEGREE OF PROTECTION | NOT AVAILABLE | TYPE |  | TERMINAL TYPE |  | MOUNTING TYPE |  | SIZE |  | TEMPERATURE RATING | -25 TO 50 DEG C | HAZARD CLASS |  | CERTIFICATION/STANDARD | DIN EN 61140 | ADDITIONAL FEATURES | WITHOUT BRAKE CHOPPER;CONVERTER | [33 empty] | Production Downloaded
STP-007 | DATA ENRICHMENT | Batch_2 | Elec | SMX | SMX |  | 12-05-2023 |  |  | 393218 | 393218 | BG31-5576611 | FREQUENCY CONVERTER IV01,PW06,LP01,AP16G | 81036949 | SCHUBERT | [14 empty] | https://www.kostal-industrie-elektrik.com/-/media/files/downloads/ki/download%20-%20drives/betriebsanleitungen/en/manual%20inveor%20p%20drives%20controllers.pdf?la=en-gb&hash=88F97F46F244783F9D35E8DFB31CC5573F1149D5 |  |  | FREQUENCY CONVERTER IV01,PW06,LP01,AP16G, 81036949, SCHUBERT | KOSTAL | OPM | IV01-PW06-LP01-AP16G | IV01-PW06-LP01-AP16G | OEM:SCHUBERT & SALZER CONTROL SYSTEMS;REFERENCE NUMBER:81036949 | ENRICHED | MRO | 39122001 | INVERTER DRIVE AC | DRIVE | VARIABLE FREQUENCY | POWER RATING | 1.5 KW | INPUT VOLTAGE | 400 VAC | NUMBER OF PHASE | NOT AVAILABLE | OUTPUT CURRENT RATING | NOT AVAILABLE | OUTPUT FREQUENCY RATING | NOT AVAILABLE | DEGREE OF PROTECTION | NOT AVAILABLE | TYPE |  | TERMINAL TYPE |  | MOUNTING TYPE |  | SIZE |  | TEMPERATURE RATING | -25 TO 50 DEG C | HAZARD CLASS |  | CERTIFICATION/STANDARD | DIN EN 61140 | ADDITIONAL FEATURES | WITHOUT BRAKE CHOPPER;CONVERTER | [33 empty] | Production Downloaded
STP-007 | DATA ENRICHMENT | Batch_2 | Elec | SMX | SMX |  | 12-05-2023 |  |  | 280483 | 280483 | 8386-50327786 | DRIVE,VAR SPEED,KBAC-24D,KB ELECT | KBAC-24D | KB Electronics | DRIVE,VARIABLE SPEED,DETAILS:KB ELECT,MANUFACTURER:KB ELECTRONICS,MFR PART NUMBER:KBAC-24D |  | BDI | KBELE KBAC-24D (GR | KB Electronics | KBAC-24D | DRIVE,VAR SPEED,KBAC-24D,KB ELECT | [7 empty] | https://kbelectronics.com/instructionmanuals/kbac24dim.pdf |  |  | DRIVE,VAR SPEED,KBAC-24D,KB ELECT, KBAC-24D, KB Electronics, DRIVE,VARIABLE SPEED,DETAILS:KB ELECT,MANUFACTURER:KB ELECTRONICS,MFR PART NUMBER:KBAC-24D, BDI, KBELE KBAC-24D (GR, KB Electronics, KBAC-24D, DRIVE,VAR SPEED,KBAC-24D,KB ELECT | KB ELECTRONICS | OPM | KBAC-24D | KBAC-24D |  | ENRICHED | MRO | 39122001 | Inverter Drive Ac | DRIVE | VARIABLE FREQUENCY | POWER RATING | 0.75 KW | INPUT VOLTAGE | 208-230 V | NUMBER OF PHASE | 1 | OUTPUT CURRENT RATING | 3.6 A | OUTPUT FREQUENCY RATING | 50/60 HZ | DEGREE OF PROTECTION | IP65 | TYPE | ADJUSTABLE | TERMINAL TYPE | QUICK-CONNECT | MOUNTING TYPE | SCREW | SIZE | 5.51 WD X 9.53 HT X 5.86 DP MM | TEMPERATURE RATING | 0-45 DEG C | HAZARD CLASS |  | CERTIFICATION/STANDARD | CE | ADDITIONAL FEATURES | [33 empty] | Part number is not available so we updated model number as part number | Production Downloaded
STP-007 | DATA ENRICHMENT | Batch_2 | Elec | SMX | SMX |  | 12-05-2023 |  |  | 242650 | 242650 | 8380-50327786 | DRIVE,VAR SPEED,KBAC-24D,KB ELECT | KBAC-24D | KB Electronics | DRIVE,VARIABLE SPEED,DETAILS:KB ELECT,MANUFACTURER:KB ELECTRONICS,MFR PART NUMBER:KBAC-24D |  | BDI | KBELE KBAC-24D (GR | KB Electronics | KBAC-24D | DRIVE,VAR SPEED,KBAC-24D,KB ELECT | [7 empty] | https://kbelectronics.com/instructionmanuals/kbac24dim.pdf |  |  | DRIVE,VAR SPEED,KBAC-24D,KB ELECT, KBAC-24D, KB Electronics, DRIVE,VARIABLE SPEED,DETAILS:KB ELECT,MANUFACTURER:KB ELECTRONICS,MFR PART NUMBER:KBAC-24D, BDI, KBELE KBAC-24D (GR, KB Electronics, KBAC-24D, DRIVE,VAR SPEED,KBAC-24D,KB ELECT | KB ELECTRONICS | OPM | KBAC-24D | KBAC-24D |  | ENRICHED | MRO | 39122000 | Electrical Variable Speed Drives | DRIVE | VARIABLE FREQUENCY | POWER RATING | 0.75 KW | INPUT VOLTAGE | 208-230 V | NUMBER OF PHASE | 1 | OUTPUT CURRENT RATING | 3.6 A | OUTPUT FREQUENCY RATING | 50/60 HZ | DEGREE OF PROTECTION | IP65 | TYPE | ADJUSTABLE | TERMINAL TYPE | QUICK-CONNECT | MOUNTING TYPE | SCREW | SIZE | 5.51 WD X 9.53 HT X 5.86 DP MM | TEMPERATURE RATING | 0-45 DEG C | HAZARD CLASS |  | CERTIFICATION/STANDARD | CE | ADDITIONAL FEATURES | [33 empty] | Part number is not available so we updated model number as part number | Production Downloaded
STP-007 | DATA ENRICHMENT | Batch_2 | Elec | SMX | SMX |  | 12-05-2023 |  |  | 543533 | 543533 | FR36-LFVAFR4757 | DIGIDRIVE SE 5.5T4KW SKC3400400 SK 5.5T | FREQUENCE-VER |  |  | DIGIDRIVE SE 5.5T-4KW-380/480V LE SE 5.5T EST OBSOLETE, IL EST REMPLACE PAR DIGIDRIVE : SKC3400400 SK 5.5T POUR FOUR C2 | [12 empty] | https://www.acdrive-direct.com/menu/leroy-somer/digidrive-sk-series/three-phase/ac-drive-leroy-somer-4kw-3ph-sk55t | https://www.leroy-somer.com/documentation_pdf/notices_pdf/3897_en.pdf |  | DIGIDRIVE SE 5.5T4KW SKC3400400 SK 5.5T, FREQUENCE-VER, DIGIDRIVE SE 5.5T-4KW-380/480V LE SE 5.5T EST OBSOLETE, IL EST REMPLACE PAR DIGIDRIVE : SKC3400400 SK 5.5T POUR FOUR C2 | NIDEC LEROY-SOMER | OPM | LS4349435 | SK 5.5T/SKC3400400 | REFEENCE:LE EST OBSOLETE,IL EST REMPLACE PAR,POUR FOUR C2;TRADE NAME:LEROY SOMER | ENRICHED | MRO | 39122001 | Inverter Drive Ac | DRIVE | VARIABLE FREQUENCY | POWER RATING | 4 KW | INPUT VOLTAGE | 380/480 V | NUMBER OF PHASE | 3 | OUTPUT CURRENT RATING | 9 A | OUTPUT FREQUENCY RATING | 1500 Hz | DEGREE OF PROTECTION | NOT AVAILABLE | TYPE | DIGIDRIVE SE | TERMINAL TYPE | EASY ACCESS | MOUNTING TYPE | DIN RAIL | SIZE |  | TEMPERATURE RATING |  | HAZARD CLASS |  | CERTIFICATION/STANDARD |  | ADDITIONAL FEATURES | FILTER: BUILT-IN;PERFORMANCE:MID RANGE | [32 empty] | Part Number Updated As Per Url | Production Downloaded
STP-007 | DATA ENRICHMENT | Batch_2 | Elec | SMX | SMX |  | 12-05-2023 |  |  | 543577 | 543577 | FR36-LFVAFR7043 | DIGIDRIVE SK 16T 11 KW 25A 400V | FREQUENCE-VER |  |  | DIGIDRIVE SK 16T 11 KW 25A 400V | [12 empty] | https://www.transdrive.co.uk/shop/products/ac-drives/leroy-somer/digidrive-sk-series/three-phase/ac-drive-leroy-somer-11kw-3ph-sk16t |  |  | DIGIDRIVE SK 16T 11 KW 25A 400V, FREQUENCE-VER, DIGIDRIVE SK 16T 11 KW 25A 400V | TRANSDRIVE | OPM | LS4422490 | SK 16T | TRADE NAME:LEROY SOMER | ENRICHED | MRO | 39122001 | Inverter Drive Ac | DRIVE | VARIABLE FREQUENCY | POWER RATING | 11 KW | INPUT VOLTAGE | 400 V | NUMBER OF PHASE | 3 | OUTPUT CURRENT RATING | 25 A | OUTPUT FREQUENCY RATING | 1500 Hz | DEGREE OF PROTECTION | NOT AVAILABLE | TYPE | DIGIDRIVE SE | TERMINAL TYPE | EASY ACCESS | MOUNTING TYPE | DIN RAIL | SIZE | 40 X 40 X 50 MM | TEMPERATURE RATING |  | HAZARD CLASS |  | CERTIFICATION/STANDARD |  | ADDITIONAL FEATURES | FILTER: BUILT-IN;PERFORMANCE:MID RANGE | [32 empty] | Part Number Updated As Per Url | Production Downloaded
STP-007 | DATA ENRICHMENT | Batch_2 | Elec | SMX | SMX |  | 12-05-2023 |  |  | 838227 | 838227 | VN03-EV003008 | INVERTER:LSLV0008M100-1EOFNS,0.75KW | NKD-1820;LS | [15 empty] | https://www.goto-automation.com/en/products/frequency-inverters/frequency-inverters-1-phase-230-vac/frequency-converter-variable-frequency-drive-ls-industrial-103 |  |  | INVERTER:LSLV0008M100-1EOFNS,0.75KW, NKD-1820;LS | LS ELECTRIC CO LTD | OPM | LSLV0008M100-1EOFNS | LSLV0008M100-1EOFNS | REFERENCE PART NUMBER:NKD-1820 | ENRICHED | MRO | 39122001 | Inverter Drive Ac | DRIVE | VARIABLE FREQUENCY | POWER RATING | 0.75 KW | INPUT VOLTAGE | 230 V | NUMBER OF PHASE | 3 | OUTPUT CURRENT RATING | 4.2 A | OUTPUT FREQUENCY RATING | NOT AVAILABLE | DEGREE OF PROTECTION | IP20 | TYPE |  | TERMINAL TYPE |  | MOUNTING TYPE | DIN RAIL | SIZE | 85 WD X 163 HT X 123 DP MM | TEMPERATURE RATING |  | HAZARD CLASS |  | CERTIFICATION/STANDARD |  | ADDITIONAL FEATURES | LED KEYPAD;BUILT-IN EMC FILTER(C2 CLASS);STANDARD IO - CONTROL TERMINAL I/O 5MM PITCH | [33 empty] | Production Downloaded
STP-007 | DATA ENRICHMENT | Batch_2 | Elec | SMX | SMX |  | 12-05-2023 |  |  | 551788 | 551788 | FR39-5485980 | VARIATEUR MC LTE-B0015-2B1-1-40 (1,5 KW) | MC LTE-B0015-2B1-1-40 | TRANS TEC SAS |  | Variateur Movitrac LT E B0015-2B1-1-40 / IP66 / 1,50KW / 1x230V | [12 empty] | https://download.sew-eurodrive.com/download/pdf/22907653.pdf |  |  | VARIATEUR MC LTE-B0015-2B1-1-40 (1,5 KW), MC LTE-B0015-2B1-1-40, TRANS TEC SAS, Variateur Movitrac LT E B0015-2B1-1-40 / IP66 / 1,50KW / 1x230V | SEW-EURODRIVE | OPM | LTE-B0015-2B1-1-40 | LTE-B0015-2B1-1-40 |  | ENRICHED | MRO | 39122000 | Electrical Variable Speed Drives | DRIVE | VARIABLE FREQUENCY | POWER RATING | 1.5 KW | INPUT VOLTAGE | 230 VAC | NUMBER OF PHASE | 1 | OUTPUT CURRENT RATING | 7 A | OUTPUT FREQUENCY RATING | 500 Hz | DEGREE OF PROTECTION | IP66 | TYPE |  | TERMINAL TYPE |  | MOUNTING TYPE | DIN RAIL | SIZE | 161 WD X 232 HT X 179 DP MM | TEMPERATURE RATING | -10 TO 50 DEG C | HAZARD CLASS |  | CERTIFICATION/STANDARD |  | ADDITIONAL FEATURES | TRANS TEC SAS | [33 empty] | Production Downloaded
STP-007 | DATA ENRICHMENT | Batch_2 | Elec | SMX | SMX |  | 12-05-2023 |  |  | 33515 | 33515 | 8312-50402615 | UNIT,DRIVE,M1220E,AC TECH | M1220E | AC Technology Corp | UNIT,DRIVE,DETAILS:AC TECH,MANUFACTURER:AC TECHNOLOGY CORP,MFR PART NUMBER:M1220E | [13 empty] | https://www.precision-elec.com/shop/mc1220e-2-hp-lenze-ac-tech-stainless-steel-mc-series-variable-frequency-drive-with-dust-tight-water-jets-rating/ | https://www.radwell.com/en-US/Buy/LENZE/AC%20TECHNOLOGY/M1220E/ | https://motionusa.com/manufacturer/ac-tech/m1220e--lenze-ac-tech | UNIT,DRIVE,M1220E,AC TECH, M1220E, AC Technology Corp, UNIT,DRIVE,DETAILS:AC TECH,MANUFACTURER:AC TECHNOLOGY CORP,MFR PART NUMBER:M1220E | LENZE CORPORATION | OPM | M1220E | M1220E |  | ENRICHED | MRO | 39122001 | Inverter Drive Ac | DRIVE | VARIABLE FREQUENCY | POWER RATING | 2 HP | INPUT VOLTAGE | 208-240 VAC | NUMBER OF PHASE | 3 | OUTPUT CURRENT RATING | 6.8 A | OUTPUT FREQUENCY RATING | 50/60 Hz | DEGREE OF PROTECTION | IP65 | TYPE | AC INVERTER | TERMINAL TYPE |  | MOUNTING TYPE |  | SIZE | 7.9 WD X 7.9 HT X 4.9 DP IN | TEMPERATURE RATING |  | HAZARD CLASS |  | CERTIFICATION/STANDARD | UL,CUL,CE | ADDITIONAL FEATURES | [33 empty] | Part number is not available so we updated model number as part number | Production Downloaded
STP-007 | DATA ENRICHMENT | Batch_2 | Elec | SMX | SMX |  | 12-05-2023 |  |  | 763722 | 763722 | RU02-TRU37014399 | INVERTER;M20005400270;11KW | [16 empty] | https://gb.wiautomation.com/control-techniques/drives-motors-circuits-protection/M20005400270 | https://ep4elec.com/specialoffers/control-techniques-m200-05400270/ | https://www.lektronix.com/equipment/emerson-m200-05400270/298548 | INVERTER;M20005400270;11KW | CONTROL TECHNIQUES | OPM | M200-05400270 | M200-05400270 |  | ENRICHED | MRO | 39122001 | Inverter Drive Ac | DRIVE | VARIABLE FREQUENCY | POWER RATING | 11 KW | INPUT VOLTAGE | 380-480 VAC | NUMBER OF PHASE | 3 | OUTPUT CURRENT RATING | 27 A | OUTPUT FREQUENCY RATING | 0-550 Hz | DEGREE OF PROTECTION | NOT AVAILABLE | TYPE |  | TERMINAL TYPE |  | MOUNTING TYPE |  | SIZE |  | TEMPERATURE RATING |  | HAZARD CLASS |  | CERTIFICATION/STANDARD |  | ADDITIONAL FEATURES | [33 empty] | Part number is not available so we updated model number as part number | Production Downloaded
STP-007 | DATA ENRICHMENT | Batch_2 | Elec | SMX | SMX |  | 12-05-2023 |  |  | 759113 | 759113 | RU02-5581855 | UNIDRIVE;M200-06400420 | [16 empty] | https://vfds.com/30hp-460v-control-techniques-vfd-m20006400420a | https://inverterdrive.com/group/AC-Inverter-Drives-400V/M200-06400420/ | https://variablefrequencydrive.com/m200-06400420a10101ab100-nidec-control-techniques-unidrive-m200/ | UNIDRIVE;M200-06400420 | NIDEC CORP CONTROL | OPM | M200-06400420 | M200-06400420 |  | ENRICHED | MRO | 39122001 | Inverter Drive Ac | DRIVE | VARIABLE FREQUENCY | POWER RATING | 30 HP | INPUT VOLTAGE | 380-480 VAC | NUMBER OF PHASE | 3 | OUTPUT CURRENT RATING | 42 A | OUTPUT FREQUENCY RATING | 50/60 Hz | DEGREE OF PROTECTION | IP20 | TYPE |  | TERMINAL TYPE |  | MOUNTING TYPE | DIN RAIL | SIZE | 8.3 WD X 15.4 HT X 8.7 DP MM | TEMPERATURE RATING |  | HAZARD CLASS |  | CERTIFICATION/STANDARD |  | ADDITIONAL FEATURES | [33 empty] | Part number is not available so we updated model number as part number | Production Downloaded
STP-007 | DATA ENRICHMENT | Batch_2 | Elec | SMX | SMX |  | 12-05-2023 |  |  | 663855 | 663855 | IN07-ED046797 | SEW DRIVE MBF15B-503-K2-A2-A-03 |  |  | SEW | [13 empty] | https://download.sew-eurodrive.com/download/pdf/23072911.pdf |  |  | SEW DRIVE MBF15B-503-K2-A2-A-03, SEW | SEW-EURODRIVE | OPM | MBF15B-503-K2-A2-A-03 | MBF15B-503-K2-A2-A-03 |  | ENRICHED | MRO | 39122001 | Inverter Drive Ac | DRIVE | VARIABLE FREQUENCY | POWER RATING | 1.5 KW | INPUT VOLTAGE | 380-500 VAC | NUMBER OF PHASE | 3 | OUTPUT CURRENT RATING | 3.4 A | OUTPUT FREQUENCY RATING | 2-200 Hz | DEGREE OF PROTECTION | IP55 | TYPE | INVERTER | TERMINAL TYPE |  | MOUNTING TYPE |  | SIZE | 255.5 WD X 169.5 HT X 191 DP MM | TEMPERATURE RATING | -25 TO 40 DEG C | HAZARD CLASS |  | CERTIFICATION/STANDARD | EN 60721-3-3 | ADDITIONAL FEATURES | SUPPLY FREQUENCY:50/60 Hz | [32 empty] | Part number is not available so we updated Model number as Part number,Model Number Updated as per URL | Production Downloaded
STP-007 | DATA ENRICHMENT | Batch_2 | Elec | SMX | SMX |  | 12-05-2023 |  |  | 552193 | 552193 | FR39-5590763 | VARIATEUR MC LTE-B0040-2A3-4-40 (4KW) | MC LTE-B0040-2A3-4-40 | TRANS TEC SAS |  | Variateur MOVITRAC MC LTEB 0040-2A3-4-40 Varaiteur LTE IP66 avec Interrupteur 4kw 3x230V Anciène donnée : Variateur MOVITRAC Taille 3 4KW 3X200-240V MCLTEB0040-2A3-4-30 | [12 empty] | https://download.sew-eurodrive.com/download/pdf/22907653.pdf | https://www.quantum-controls.co.uk/variable-speed-drive/sew-eurodrive/movitrac-lte-b/ |  | VARIATEUR MC LTE-B0040-2A3-4-40 (4KW), MC LTE-B0040-2A3-4-40, TRANS TEC SAS, Variateur MOVITRAC MC LTEB 0040-2A3-4-40 Varaiteur LTE IP66 avec Interrupteur 4kw 3x230V Anciène donnée : Variateur MOVITRAC Taille 3 4KW 3X200-240V MCLTEB0040-2A3-4-30 | TRANS TECHNOLOGY PTE LTD | DISTRIBUTOR | MC LTE-B0040-2A3-4-40 | MC LTE-B0040-2A3-4-40 | REFERENCE NUMBER:MCLTEB0040-2A3-4-30 | ENRICHED | MRO | 39122001 | Inverter Drive Ac | DRIVE | VARIABLE FREQUENCY | POWER RATING | 4 KW | INPUT VOLTAGE | 200-240 V | NUMBER OF PHASE | 3 | OUTPUT CURRENT RATING | 18 A | OUTPUT FREQUENCY RATING | NOT AVAILABLE | DEGREE OF PROTECTION | IP66 | TYPE |  | TERMINAL TYPE |  | MOUNTING TYPE | DIRECT | SIZE | 211 WD X 310 HT X 235 DP MM | TEMPERATURE RATING | -10 TO 50 DEG C | HAZARD CLASS |  | CERTIFICATION/STANDARD | CE,IEC,UL | ADDITIONAL FEATURES | [33 empty] | Part number is not available so we updated model number as part number | Production Downloaded
STP-007 | DATA ENRICHMENT | Batch_2 | Elec | SMX | SMX |  | 12-05-2023 |  |  | 62108 | 62108 | 8319-50422233 | INVERT,VOLT,MC07A008-2B1-4-00 | MC07A008-2B1-4-00 | Sew-Eurodrive Inc | INVERTER,VOLTAGE,MANUFACTURER:SEW-EURODRIVE INC,MFR PART NUMBER:MC07A008-2B1-4-00 |  | BDI | SEW 0826953X | Sew-Eurodrive Inc | MC07A008-2B1-4-00 | INVERT,VOLT,MC07A008-2B1-4-00 | [7 empty] | https://download.sew-eurodrive.com/download/pdf/11299126.pdf | https://www.all4sps.com/mediafiles/Sonstiges/MC07A008-2B1-4-00_1.pdf¦http://www.sigi-elect.si/sites/default/files/doc_tree/MOVITRAC%2007%20System%20Manual%2010562915.pdf | https://www.radwell.co.uk/en-GB/Buy/SEW%20EURODRIVE/SEW%20EURODRIVE/MC07A008-2B1-4-00/?redirect=true | INVERT,VOLT,MC07A008-2B1-4-00, MC07A008-2B1-4-00, Sew-Eurodrive Inc, INVERTER,VOLTAGE,MANUFACTURER:SEW-EURODRIVE INC,MFR PART NUMBER:MC07A008-2B1-4-00, BDI, SEW 0826953X, Sew-Eurodrive Inc, MC07A008-2B1-4-00, INVERT,VOLT,MC07A008-2B1-4-00 | SEW-EURODRIVE | OPM | MC07A008-2B1-4-00 | MC07A008-2B1-4-00 |  | ENRICHED | MRO | 39122001 | Inverter Drive Ac | DRIVE | VARIABLE FREQUENCY | POWER RATING | 0.75 KW | INPUT VOLTAGE | 230 V | NUMBER OF PHASE | 1 | OUTPUT CURRENT RATING | 5.3 A | OUTPUT FREQUENCY RATING | NOT AVAILABLE | DEGREE OF PROTECTION | IP20 | TYPE | MOVITRAC 07 FREQUENCY INVERTER | TERMINAL TYPE |  | MOUNTING TYPE |  | SIZE | 90 WD X 185 HT X 150 DP MM | TEMPERATURE RATING | -25 TO 75 DEG C | HAZARD CLASS |  | CERTIFICATION/STANDARD | DIN VDE 0110-1,EN 50 178,VDE 0160 | ADDITIONAL FEATURES | SUPPLY FREQUENCY:50/60 Hz | [32 empty] | Part number is not available so we updated Model number as Part number,Model Number Updated as per URL | Production Downloaded
STP-007 | DATA ENRICHMENT | Batch_2 | Elec | SMX | SMX |  | 12-05-2023 |  |  | 844687 | 844687 | 8314-50467596 | INVERT,VOLT,MC07A008-5A3-4-00,380-500V | MC07A008-5A3-4-00 | Sew-Eurodrive Inc | INVERTER,VOLTAGE,OUTPUT_V:380-500V,V_RATING:380-500V,MANUFACTURER:SEW-EURODRIVE INC,MFR PART NUMBER:MC07A008-5A3-4-00 | [13 empty] | https://www.all4sps.com/mediafiles/Sonstiges/MC07A008-2B1-4-00_1.pdf |  |  | INVERT,VOLT,MC07A008-5A3-4-00,380-500V, MC07A008-5A3-4-00, Sew-Eurodrive Inc, INVERTER,VOLTAGE,OUTPUT_V:380-500V,V_RATING:380-500V,MANUFACTURER:SEW-EURODRIVE INC,MFR PART NUMBER:MC07A008-5A3-4-00 | SEW-EURODRIVE | OPM | MC07A008-5A3-4-00 | MC07A008-5A3-4-00 |  | ENRICHED | MRO | 39122001 | Inverter Drive Ac | DRIVE | VARIABLE FREQUENCY | POWER RATING | 0.75 KW | INPUT VOLTAGE | 400 V | NUMBER OF PHASE | 3 | OUTPUT CURRENT RATING | 11.9 A | OUTPUT FREQUENCY RATING | NOT AVAILABLE | DEGREE OF PROTECTION | IP20 | TYPE | MOVITRAC 07 FREQUENCY INVERTER | TERMINAL TYPE |  | MOUNTING TYPE |  | SIZE | 90 WD X 185 HT X 150 DP MM | TEMPERATURE RATING | -25 TO 75 DEG C | HAZARD CLASS |  | CERTIFICATION/STANDARD | DIN VDE 0110-1,EN 50 178,VDE 0160 | ADDITIONAL FEATURES | SUPPLY FREQUENCY:50/60 Hz,OUTPUT VOLTAGE:380-500V | [32 empty] | Part number is not available so we updated Model number as Part number,Model Number Updated as per URL | Production Downloaded
STP-007 | DATA ENRICHMENT | Batch_2 | Elec | SMX | SMX |  | 12-05-2023 |  |  | 543573 | 543573 | FR36-LFVAFR6976 | MC07A040-5A3-4-00 4KW=MC07B0040-5A3-4-00 | FREQUENCE-VER |  |  | MC07A040-5A3-4-00 4KW-380VAC REMMPLACE PAR MC07B0040-5A3-4-00 Variateur: 08285233 Taille: 0L Exécution appareil: Standard Filtre réseau intégré: Categorie C2 Tension nominale réseau [V]: 3x380-500 Courant nominal du réseau [A]: 8.6 (400V) Documentation digitalisée/qté: Fréquence (Hz): 50-60 +/- 5% Puissance nominal sortie [kW]: 4,00 Puissance nominale sortie [HP]: 5,00 Tension de sortie[V]: 3X0-U/Réseau Courant nominal de sortie[A]: 9,50 Plage de vitesse [t/min]: 0-5500 Charge linéaire moteur: 4 Charge moteur au carré: 5.5 Température ambiante min. (°C): -10 Température ambiante max. (°C): +50 Type de protection IP: 20 Documentation digitale sur DVD / 1 Documentation version papier: Documentation papier compacte Documentation langue/qté: Français/1 Réf. documentation A: 20153368 Réf. stat. num. de série: 85044084 ETUVE | [12 empty] | http://www.sigi-elect.si/sites/default/files/doc_tree/MOVITRAC%2007%20System%20Manual%2010562915.pdf |  |  | MC07A040-5A3-4-00 4KW=MC07B0040-5A3-4-00, FREQUENCE-VER, MC07A040-5A3-4-00 4KW-380VAC REMMPLACE PAR MC07B0040-5A3-4-00 Variateur: 08285233 Taille: 0L Exécution appareil: Standard Filtre réseau intégré: Categorie C2 Tension nominale réseau [V]: 3x380-500 Courant nominal du réseau [A]: 8.6 (400V) Documentation digitalisée/qté: Fréquence (Hz): 50-60 +/- 5% Puissance nominal sortie [kW]: 4,00 Puissance nominale sortie [HP]: 5,00 Tension de sortie[V]: 3X0-U/Réseau Courant nominal de sortie[A]: 9,50 Plage de vitesse [t/min]: 0-5500 Charge linéaire moteur: 4 Charge moteur au carré: 5.5 Température ambiante min. (°C): -10 Température ambiante max. (°C): +50 Type de protection IP: 20 Documentation digitale sur DVD / 1 Documentation version papier: Documentation papier compacte Documentation langue/qté: Français/1 Réf. documentation A: 20153368 Réf. stat. num. de série: 85044084 ETUVE | SEW-EURODRIVE | OPM | MC07A040-5A3-4-00 | MC07A040-5A3-4-00 |  | ENRICHED | MRO | 39122000 | Electrical Variable Speed Drives | DRIVE | VARIABLE FREQUENCY | POWER RATING | 5 HP | INPUT VOLTAGE | 380-500 V | NUMBER OF PHASE | 3 | OUTPUT CURRENT RATING | 9.50 A | OUTPUT FREQUENCY RATING | 60 Hz | DEGREE OF PROTECTION | IP20 | TYPE |  | TERMINAL TYPE |  | MOUNTING TYPE |  | SIZE |  | TEMPERATURE RATING | -10 TO 50 DEG C | HAZARD CLASS |  | CERTIFICATION/STANDARD |  | ADDITIONAL FEATURES | DEVICE VERSION:STANDARD INTEGRATED MAIN; | [33 empty] | Production Downloaded
STP-007 | DATA ENRICHMENT | Batch_2 | Elec | SMX | SMX |  | 12-05-2023 |  |  | 65254 | 65254 | 8319-52178638 | DRIVE,VAR SPEED,MC07B0003-2B1-4-00 | MC07B0003-2B1-4-00 | Sew-Eurodrive Inc | DRIVE,VARIABLE SPEED,DETAILS:01.1312905801.0014.09,MANUFACTURER:SEW-EURODRIVE INC,MFR PART NUMBER:MC07B0003-2B1-4-00 |  | BDI | SEW MC07B0003-2B1- | Sew-Eurodrive Inc | MC07B0003-2B1-4-00 | DRIVE,VAR SPEED,MC07B0003-2B1-4-00 | [7 empty] | https://download.sew-eurodrive.com/download/pdf/16964810.pdf | https://www.radwell.co.uk/en-GB/Buy/SEW%20EURODRIVE/SEW%20EURODRIVE/MC07B0003-2B1-4-00/?redirect=true |  | DRIVE,VAR SPEED,MC07B0003-2B1-4-00, MC07B0003-2B1-4-00, Sew-Eurodrive Inc, DRIVE,VARIABLE SPEED,DETAILS:01.1312905801.0014.09,MANUFACTURER:SEW-EURODRIVE INC,MFR PART NUMBER:MC07B0003-2B1-4-00, BDI, SEW MC07B0003-2B1-, Sew-Eurodrive Inc, MC07B0003-2B1-4-00, DRIVE,VAR SPEED,MC07B0003-2B1-4-00 | SEW-EURODRIVE | OPM | MC07B0003-2B1-4-00 | MC07B0003-2B1-4-00 |  | ENRICHED | MRO | 39122001 | Inverter Drive Ac | DRIVE | VARIABLE FREQUENCY | POWER RATING | 0.25 KW | INPUT VOLTAGE | 230 V | NUMBER OF PHASE |  | OUTPUT CURRENT RATING | 1.7 A | OUTPUT FREQUENCY RATING |  | DEGREE OF PROTECTION | IP20 | TYPE |  | TERMINAL TYPE |  | MOUNTING TYPE |  | SIZE |  | TEMPERATURE RATING |  | HAZARD CLASS |  | CERTIFICATION/STANDARD |  | ADDITIONAL FEATURES | [33 empty] | Part number is not available so we updated model number as part number | Production Downloaded
STP-007 | DATA ENRICHMENT | Batch_2 | Elec | SMX | SMX |  | 12-05-2023 |  |  | 552304 | 552304 | FR39-5596987 | VARIATEUR MC07B0005-2A3-4-00 (0,55KW) | MC07B0005-2A3-4-00 | TRANS TEC SAS |  | Variateur 0,55 KW SEW Ref. MC07B0005-2A3-4-00 Anciène Génération : Variateur 0,55 KW SEW Ref. MC07A005-2A3-4-00 | [12 empty] | https://download.sew-eurodrive.com/download/pdf/16964810.pdf | https://asb-drives.eu/equipment/freq/sew-eurodrive/mc07b/8206/ |  | VARIATEUR MC07B0005-2A3-4-00 (0,55KW), MC07B0005-2A3-4-00, TRANS TEC SAS, Variateur 0,55 KW SEW Ref. MC07B0005-2A3-4-00 Anciène Génération : Variateur 0,55 KW SEW Ref. MC07A005-2A3-4-00 | SEW-EURODRIVE | OPM | MC07B0005-2A3-4-00 | MC07B0005-2A3-4-00 |  | ENRICHED | MRO | 39122000 | Electrical Variable Speed Drives | DRIVE | VARIABLE FREQUENCY | POWER RATING | 0.55 KW | INPUT VOLTAGE | 230 VAC | NUMBER OF PHASE | 3 | OUTPUT CURRENT RATING | 3.3 A | OUTPUT FREQUENCY RATING | NOT AVAILABLE | DEGREE OF PROTECTION | NOT AVAILABLE | TYPE |  | TERMINAL TYPE |  | MOUNTING TYPE |  | SIZE | 80 WD X 163.5 DP X 185 HT MM | TEMPERATURE RATING | –25-75 DEG C | HAZARD CLASS |  | CERTIFICATION/STANDARD | UL,CSA,CE | ADDITIONAL FEATURES | [34 empty] | Production Downloaded
STP-007 | DATA ENRICHMENT | Batch_2 | Elec | SMX | SMX |  | 12-05-2023 |  |  | 551503 | 551503 | FR39-5399456 | VARIATEUR MC07B0005-2A3-4-S0 (0,55KW) | MC07B0005-2A3-4-S0 | TRANS TEC SAS |  | variateur movitrac B SEW 0.55KW typ: MC07B0005-2A3-4-S0 | [12 empty] | https://download.sew-eurodrive.com/download/pdf/16964810.pdf | https://asb-drives.eu/equipment/freq/sew-eurodrive/mc07b/8206/ |  | VARIATEUR MC07B0005-2A3-4-S0 (0,55KW), MC07B0005-2A3-4-S0, TRANS TEC SAS, variateur movitrac B SEW 0.55KW typ: MC07B0005-2A3-4-S0 | SEW-EURODRIVE | OPM | MC07B0005-2A3-4-00/S0 | MC07B0005-2A3-4-00/S0 |  | ENRICHED | MRO | 39122001 | Inverter Drive Ac | DRIVE | VARIABLE FREQUENCY | POWER RATING | 0.55 KW | INPUT VOLTAGE | 230 V | NUMBER OF PHASE | 3 | OUTPUT CURRENT RATING | 3.3 A | OUTPUT FREQUENCY RATING | NOT AVAILABLE | DEGREE OF PROTECTION | IP20 | TYPE | MOVITRAC B | TERMINAL TYPE | SCREW | MOUNTING TYPE |  | SIZE |  | TEMPERATURE RATING |  | HAZARD CLASS |  | CERTIFICATION/STANDARD |  | ADDITIONAL FEATURES | [33 empty] | Part number is not available so we updated Model number as Part number,Model Number Updated as per URL | Production Downloaded
STP-007 | DATA ENRICHMENT | Batch_2 | Elec | SMX | SMX |  | 12-05-2023 |  |  | 539228 | 539228 | FR36-5512184 | VAFR MC07B0005-5A3-4-S0 ENC G1/L2 | MC07B0005-5A3-4-S0 |  |  | VARIATEUR MC07B0005-5A3-4-S0 VARIATEUR : 08289956 TAILLE :0S EXECUTION APPAREIL: COUPURE SECURISEE FILTRE RESEAU INTEGRE : CATEGORIE C2 TENSION NOMINALE RESEAU [V] : 3x380-500 COURANT NOMINAL DU RESEAU [A] : 1.80 FREQUENCE (Hz) : 50-60 +/-5% PUISSANCE NOMINAL SORTIE [kW] : 0.55 PUISSANCE NOMINALE SORTIE [HP] : 0.75 TENSION DE SORTIE [V] : 3X 0-U/RESEAU COURANT NOMINAL DE SORTIE [A] : 2.00 PLAGE DE VITESSE [T/min] : 0-5500 CHARGE LINEAIRE MOTEUR : 0.55 CHARGE MOTEUR AU CARRE : 0.75 TEMPERATURE AMBIANTE MAX. (°C) : +50 TYPE DE PROTECTION IP : 20 DOCUMENTATION DIGITALISEE/QTE : DOCUMENTATION DIGITALE SUR DVD/1 DOCUMENTATION VERSION PAPIER : DOCUMENTATION PAPIER COMPACTE DOCUMENTATION LANGUE/QTE : FRANCAIS/1 REF. DOCUMENTATION A : 20153368 21331804 REF STAT NUM DE SERIE : 85044084 POUR CAMA ENCARTONNEUSE G1 L2 | [12 empty] | https://download.sew-eurodrive.com/download/pdf/16964810.pdf | https://platinum-international.store/product/platinum-international/control-system-plcs/inverters/frequency-inverters/sew-movitrac-mc07b0005-5a3-4-s0-inverter-drive/ |  | VAFR MC07B0005-5A3-4-S0 ENC G1/L2, MC07B0005-5A3-4-S0, VARIATEUR MC07B0005-5A3-4-S0 VARIATEUR : 08289956 TAILLE :0S EXECUTION APPAREIL: COUPURE SECURISEE FILTRE RESEAU INTEGRE : CATEGORIE C2 TENSION NOMINALE RESEAU [V] : 3x380-500 COURANT NOMINAL DU RESEAU [A] : 1.80 FREQUENCE (Hz) : 50-60 +/-5% PUISSANCE NOMINAL SORTIE [kW] : 0.55 PUISSANCE NOMINALE SORTIE [HP] : 0.75 TENSION DE SORTIE [V] : 3X 0-U/RESEAU COURANT NOMINAL DE SORTIE [A] : 2.00 PLAGE DE VITESSE [T/min] : 0-5500 CHARGE LINEAIRE MOTEUR : 0.55 CHARGE MOTEUR AU CARRE : 0.75 TEMPERATURE AMBIANTE MAX. (°C) : +50 TYPE DE PROTECTION IP : 20 DOCUMENTATION DIGITALISEE/QTE : DOCUMENTATION DIGITALE SUR DVD/1 DOCUMENTATION VERSION PAPIER : DOCUMENTATION PAPIER COMPACTE DOCUMENTATION LANGUE/QTE : FRANCAIS/1 REF. DOCUMENTATION A : 20153368 21331804 REF STAT NUM DE SERIE : 85044084 POUR CAMA ENCARTONNEUSE G1 L2 | SEW-EURODRIVE | OPM | MC07B0005-5A3-4-S0 | MC07B0005-5A3-4-S0 |  | ENRICHED | MRO | 39122000 | Electrical Variable Speed Drives | DRIVE | VARIABLE FREQUENCY | POWER RATING | 0.55 KW | INPUT VOLTAGE | 400 VAC | NUMBER OF PHASE | 3 | OUTPUT CURRENT RATING | 2 A | OUTPUT FREQUENCY RATING | 599 Hz | DEGREE OF PROTECTION | IP20 | TYPE |  | TERMINAL TYPE |  | MOUNTING TYPE |  | SIZE | 70 WD X 185 HT X 160 DP MM | TEMPERATURE RATING | -10 TO 50 DEG C | HAZARD CLASS |  | CERTIFICATION/STANDARD | CE,CULUS,PCT,C-TICK | ADDITIONAL FEATURES | [34 empty] | Production Downloaded
STP-007 | DATA ENRICHMENT | Batch_2 | Elec | SMX | SMX |  | 12-05-2023 |  |  | 552305 | 552305 | FR39-5596988 | VARIATEUR MC07B0008-2A3-4-00 (0,75KW) | MC07B0008-2A3-4-00 | TRANS TEC SAS |  | Variateur 0,75 KW SEW Ref. MC07B0008-2A3-4-00 Anciène Génération : Variateur 0,75 KW SEW Ref. MC07A008-2A3-4-00 | [12 empty] | https://download.sew-eurodrive.com/download/pdf/16964810.pdf | https://asb-drives.eu/equipment/freq/sew-eurodrive/mc07b/8207/?sphrase_id=22333 |  | VARIATEUR MC07B0008-2A3-4-00 (0,75KW), MC07B0008-2A3-4-00, TRANS TEC SAS, Variateur 0,75 KW SEW Ref. MC07B0008-2A3-4-00 Anciène Génération : Variateur 0,75 KW SEW Ref. MC07A008-2A3-4-00 | SEW-EURODRIVE | OPM | MC07B0008-2A3-4-00 | MC07B0008-2A3-4-00 |  | ENRICHED | MRO | 39122000 | Electrical Variable Speed Drives | DRIVE | VARIABLE FREQUENCY | POWER RATING | 0.75 KW | INPUT VOLTAGE | 230 VAC | NUMBER OF PHASE | 3 | OUTPUT CURRENT RATING | 4.2 A | OUTPUT FREQUENCY RATING | NOT AVAILABLE | DEGREE OF PROTECTION | NOT AVAILABLE | TYPE |  | TERMINAL TYPE |  | MOUNTING TYPE |  | SIZE | 80 WD X 163.5 DP X 185 HT MM | TEMPERATURE RATING | –25-75 DEG C | HAZARD CLASS |  | CERTIFICATION/STANDARD | UL,CSA,CE | ADDITIONAL FEATURES | [34 empty] | Production Downloaded
STP-007 | DATA ENRICHMENT | Batch_2 | Elec | SMX | SMX |  | 12-05-2023 |  |  | 552119 | 552119 | FR39-5581050 | VARAITEUR MC07B0008-2A3-4-S0 (0,75KW) | MC07B0008-2A3-4-S0 + FBG11B | TRANS TEC SAS |  | Varaiteur MC07B0008-2A3-4-S0 0.75KW 3x230 IP20 Avec FBG11B 18206352 | [12 empty] | https://download.sew-eurodrive.com/download/pdf/16964810.pdf |  |  | VARAITEUR MC07B0008-2A3-4-S0 (0,75KW), MC07B0008-2A3-4-S0 + FBG11B, TRANS TEC SAS, Varaiteur MC07B0008-2A3-4-S0 0.75KW 3x230 IP20 Avec FBG11B 18206352 | SEW-EURODRIVE | OPM | MC07B0008-2A3-4-S0 | MC07B0008-2A3-4-S0 | REFERENCE NUMBER:FBG11B | ENRICHED | MRO | 39122000 | Electrical Variable Speed Drives | DRIVE | VARIABLE FREQUENCY | POWER RATING | 0.75 KW | INPUT VOLTAGE | 230 VAC | NUMBER OF PHASE | 3 | OUTPUT CURRENT RATING | 4.2 A | OUTPUT FREQUENCY RATING | NOT AVAILABLE | DEGREE OF PROTECTION | IP20 | TYPE |  | TERMINAL TYPE |  | MOUNTING TYPE |  | SIZE |  | TEMPERATURE RATING | -10 TO 50 DEG C | HAZARD CLASS |  | CERTIFICATION/STANDARD | CE,CULUS,PCT,C-TICK | ADDITIONAL FEATURES | [34 empty] | Production Downloaded
STP-007 | DATA ENRICHMENT | Batch_2 | Elec | SMX | SMX |  | 12-05-2023 |  |  | 589172 | 589172 | GB38-CB41927525 | INVERTER, NEW, SEW, 0.75KW | FSC11B | SEW EURODRIVE | INVERTER FREQUENCY MC07B0008-2B1-4-00/FSC11B83 | [13 empty] | https://download.sew-eurodrive.com/download/pdf/16964810.pdf |  |  | INVERTER, NEW, SEW, 0.75KW, FSC11B, SEW EURODRIVE, INVERTER FREQUENCY MC07B0008-2B1-4-00/FSC11B83 | SEW-EURODRIVE | OPM | MC07B0008-2B1-4-00/FSC11B83 | MC07B0008-2B1-4-00/FSC11B83 |  | ENRICHED | MRO | 39122001 | Inverter Drive Ac | DRIVE | VARIABLE FREQUENCY | POWER RATING | 0.75 KW | INPUT VOLTAGE | 230 V | NUMBER OF PHASE | 1 | OUTPUT CURRENT RATING | 4.2 A | OUTPUT FREQUENCY RATING | 0-150 Hz,0-600 Hz | DEGREE OF PROTECTION | NOT AVAILABLE | TYPE |  | TERMINAL TYPE |  | MOUNTING TYPE |  | SIZE |  | TEMPERATURE RATING |  | HAZARD CLASS |  | CERTIFICATION/STANDARD |  | ADDITIONAL FEATURES | [34 empty] | Production Downloaded
STP-007 | DATA ENRICHMENT | Batch_2 | Elec | SMX | SMX |  | 12-05-2023 |  |  | 52804 | 52804 | 8314-52224227 | INVERT,VOLT,MC07B0008-5A3-4-00,0-460V | MC07B0008-5A3-4-00 | Sew-Eurodrive Inc | INVERTER,VOLTAGE,OUTPUT VOLTAGE:0-460V,VOLTAGE RATING:400V,MANUFACTURER:SEW-EURODRIVE INC,MFR PART NUMBER:MC07B0008-5A3-4-00 | [13 empty] | https://download.sew-eurodrive.com/download/pdf/16964810.pdf |  |  | INVERT,VOLT,MC07B0008-5A3-4-00,0-460V, MC07B0008-5A3-4-00, Sew-Eurodrive Inc, INVERTER,VOLTAGE,OUTPUT VOLTAGE:0-460V,VOLTAGE RATING:400V,MANUFACTURER:SEW-EURODRIVE INC,MFR PART NUMBER:MC07B0008-5A3-4-00 | SEW-EURODRIVE | OPM | MC07B0008-5A3-4-00 | MC07B0008-5A3-4-00 |  | ENRICHED | MRO | 39122001 | Inverter Drive Ac | DRIVE | VARIABLE FREQUENCY | POWER RATING | 0.75 KW | INPUT VOLTAGE | 400 V | NUMBER OF PHASE | 3 | OUTPUT CURRENT RATING | 2.4 A | OUTPUT FREQUENCY RATING | 0-150 Hz (VFC),600 Hz (V/F) | DEGREE OF PROTECTION | IP20 | TYPE | MOVITRAC B FREQUENCY INVERTER | TERMINAL TYPE | 12 AWG | MOUNTING TYPE | RAIL | SIZE | 54.5 WD X 185 HT X 163.5 DP MM | TEMPERATURE RATING | -25 TO 75 DEG C | HAZARD CLASS |  | CERTIFICATION/STANDARD | CE,CSA,CULUS LISTED,GOST-R,TICK,UL | ADDITIONAL FEATURES | OUTPUT VOLTAGE:0-460 V,LEAKAGE CURRENT:>3.5 mA | [32 empty] | Part number is not available so we updated Model number as Part number,Model Number Updated as per URL | Production Downloaded
STP-007 | DATA ENRICHMENT | Batch_2 | Elec | SMX | SMX |  | 12-05-2023 |  |  | 543528 | 543528 | FR36-LFVAFR4555 | MOVITRAC MC31C0.75KW MC07B0008-5A3-4-00 | FREQUENCE-VER |  |  | MOVITRAC MC07B0008-5A3-4-00 MOVITRACMC31C0085034000.75KW380/500VAC REMPLACE PAR MC07B0008-5A3-4-00 Variateur: 08285187 Taille: 0S Exécution appareil: Standard Filtre réseau intégré: Categorie C2 Tension nominale réseau [V]: 3x380-500 Courant nominal du réseau [A]: 2.20 Fréquence (Hz): 50-60 +/- 5% Puissance nominal sortie [kW]: 0,75 Puissance nominale sortie [HP]: 1,00 Tension de sortie[V]: 3X 0-U/Réseau Courant nominal de sortie[A]: 2,40 Plage de vitesse [t/min]: 0-5500 Charge linéaire moteur: 0.75 Charge moteur au carré: 1.1 Température ambiante min. (°C): -10 Température ambiante max. (°C): +50 Type de protection IP: 20 Documentation digitalisée/qté: Documentation digitale sur DVD / 1 Documentation version papier: Documentation papier compacte Documentation langue/qté: Français / 1 Réf. documentation A: 20153368 Réf. stat. num. de série: 85044084 | [12 empty] | https://www.standard-exchange-industry.com/en/drives/frequency-converters/1237-mc07b0008-5a3-4-00-frequency-inverter-sew.html |  |  | MOVITRAC MC31C0.75KW MC07B0008-5A3-4-00, FREQUENCE-VER, MOVITRAC MC07B0008-5A3-4-00 MOVITRACMC31C0085034000.75KW380/500VAC REMPLACE PAR MC07B0008-5A3-4-00 Variateur: 08285187 Taille: 0S Exécution appareil: Standard Filtre réseau intégré: Categorie C2 Tension nominale réseau [V]: 3x380-500 Courant nominal du réseau [A]: 2.20 Fréquence (Hz): 50-60 +/- 5% Puissance nominal sortie [kW]: 0,75 Puissance nominale sortie [HP]: 1,00 Tension de sortie[V]: 3X 0-U/Réseau Courant nominal de sortie[A]: 2,40 Plage de vitesse [t/min]: 0-5500 Charge linéaire moteur: 0.75 Charge moteur au carré: 1.1 Température ambiante min. (°C): -10 Température ambiante max. (°C): +50 Type de protection IP: 20 Documentation digitalisée/qté: Documentation digitale sur DVD / 1 Documentation version papier: Documentation papier compacte Documentation langue/qté: Français / 1 Réf. documentation A: 20153368 Réf. stat. num. de série: 85044084 | SEW-EURODRIVE | OPM/OEM | MC07B0008-5A3-4-00 | MC07B0008-5A3-4-00 |  | ENRICHED | MRO | 39122000 | ELECTRICAL VARIABLE SPEED DRIVES | DRIVE | VARIABLE FREQUENCY | POWER RATING | 0.75 KW | INPUT VOLTAGE | 400 V | NUMBER OF PHASE | 3 | OUTPUT CURRENT RATING | 2.4 A | OUTPUT FREQUENCY RATING | 150-600 Hz | DEGREE OF PROTECTION | NOT AVAILABLE | TYPE | INVERTER | TERMINAL TYPE | SIGNAL | MOUNTING TYPE | BRAKE | SIZE |  | TEMPERATURE RATING | 50-60 DEG C | HAZARD CLASS |  | CERTIFICATION/STANDARD | EN 61800-3 | ADDITIONAL FEATURES | SERIES:MOVITRAC B | [33 empty] | Production Downloaded
STP-007 | DATA ENRICHMENT | Batch_2 | Elec | SMX | SMX |  | 12-05-2023 |  |  | 558260 | 558260 | FR40-LF6316 | VARIATEUR DE FREQUENCE 0.75KW SEW | MC07B0008-5A3-4-00/FSC11B | [15 empty] | https://download.sew-eurodrive.com/download/pdf/16964810.pdf | https://www.radwell.co.uk/en-GB/Buy/SEW%20EURODRIVE/SEW%20EURODRIVE/MC07B0008-5A3-4-00/?redirect=true | https://www.standard-exchange-industry.com/en/drives/frequency-converters/1237-mc07b0008-5a3-4-00-frequency-inverter-sew.html | VARIATEUR DE FREQUENCE 0.75KW SEW, MC07B0008-5A3-4-00/FSC11B | SEW-EURODRIVE | OPM | MC07B0008-5A3-4-00 | MC07B0008-5A3-4-00 | ALTERNATE MANUFACTURER PART NUMBER:FSC11B | ENRICHED | MRO | 39122000 | Electrical Variable Speed Drives | DRIVE | VARIABLE FREQUENCY | POWER RATING | 0.75 KW | INPUT VOLTAGE | 400 VAC | NUMBER OF PHASE | 3 | OUTPUT CURRENT RATING | 2.4 A | OUTPUT FREQUENCY RATING | NOT AVAILABLE | DEGREE OF PROTECTION | NOT AVAILABLE | TYPE |  | TERMINAL TYPE |  | MOUNTING TYPE |  | SIZE |  | TEMPERATURE RATING | 50 DEG C | HAZARD CLASS |  | CERTIFICATION/STANDARD | CE,UL | ADDITIONAL FEATURES | [34 empty] | Production Downloaded
STP-007 | DATA ENRICHMENT | Batch_2 | Elec | SMX | SMX |  | 12-05-2023 |  |  | 543534 | 543534 | FR36-LFVAFR4773 | MOVITRAC MC07B0008-5A3-4-00 | FREQUENCE-VER |  |  | MOVITRAC MC07B0008-5A3-4-00 MOVITRAC 31C007-503-4-00-0.75KW-380/500VAC REMPLACE PAR MC07B0008-5A3-4-00 | [12 empty] | https://www.standard-exchange-industry.com/en/drives/frequency-converters/1237-mc07b0008-5a3-4-00-frequency-inverter-sew.html |  |  | MOVITRAC MC07B0008-5A3-4-00, FREQUENCE-VER, MOVITRAC MC07B0008-5A3-4-00 MOVITRAC 31C007-503-4-00-0.75KW-380/500VAC REMPLACE PAR MC07B0008-5A3-4-00 | SEW-EURODRIVE | OPM | MC07B0008-5A3-4-00 | MC07B0008-5A3-4-00 |  | ENRICHED | MRO | 39122000 | Electrical Variable Speed Drives | DRIVE | VARIABLE FREQUENCY | POWER RATING | 0.75 KW | INPUT VOLTAGE | 400 V | NUMBER OF PHASE | 3 | OUTPUT CURRENT RATING | 2.4 A | OUTPUT FREQUENCY RATING | 150-600 Hz | DEGREE OF PROTECTION | NOT AVAILABLE | TYPE | INVERTER | TERMINAL TYPE | SIGNAL | MOUNTING TYPE | BRAKE | SIZE |  | TEMPERATURE RATING | 50-60 DEG C | HAZARD CLASS |  | CERTIFICATION/STANDARD | EN 61800-3 | ADDITIONAL FEATURES | SERIES:MOVITRAC B | [33 empty] | Production Downloaded
STP-007 | DATA ENRICHMENT | Batch_2 | Elec | SMX | SMX |  | 12-05-2023 |  |  | 793019 | 793019 | SK31-5600466 | MENIC FREKV. MC07B0011-2B1-4-00 /SEW/ | [16 empty] | https://download.sew-eurodrive.com/download/pdf/16964810.pdf |  |  | MENIC FREKV. MC07B0011-2B1-4-00 /SEW/ | SEW-EURODRIVE | OPM | MC07B0011-2B1-4-00 | MC07B0011-2B1-4-00 |  | ENRICHED | MRO | 39122000 | Electrical Variable Speed Drives | DRIVE | VARIABLE FREQUENCY | POWER RATING | 1.5 HP | INPUT VOLTAGE | 230 V | NUMBER OF PHASE | 1 | OUTPUT CURRENT RATING | 5.7 A | OUTPUT FREQUENCY RATING | 150 Hz | DEGREE OF PROTECTION | IP20 | TYPE | MOVITRAC B | TERMINAL TYPE | SIGNAL | MOUNTING TYPE | BRAKE | SIZE |  | TEMPERATURE RATING | -25 TO 70 DEG C | HAZARD CLASS |  | CERTIFICATION/STANDARD | EN 61800-3 | ADDITIONAL FEATURES | [34 empty] | Production Downloaded
STP-007 | DATA ENRICHMENT | Batch_2 | Elec | SMX | SMX |  | 12-05-2023 |  |  | 721873 | 721873 | PL34-5606409 | FALOWNIK,MC07B0011-5A3-4,SEW | MC07B0011-5A3-4 | [15 empty] | https://download.sew-eurodrive.com/download/pdf/16964810.pdf |  |  | FALOWNIK,MC07B0011-5A3-4,SEW, MC07B0011-5A3-4 | SEW-EURODRIVE | OPM | MC07B0011-5A3-4 | MC07B0011-5A3-4 |  | ENRICHED | MRO | 39122001 | Inverter Drive Ac | DRIVE | VARIABLE FREQUENCY | POWER RATING | 1.1 KW | INPUT VOLTAGE | 400 V | NUMBER OF PHASE | 3 | OUTPUT CURRENT RATING | 3.1 A | OUTPUT FREQUENCY RATING | 0-150 Hz (VFC),600 Hz (V/F) | DEGREE OF PROTECTION | IP20 | TYPE | MOVITRAC B FREQUENCY INVERTER | TERMINAL TYPE | 12 AWG | MOUNTING TYPE | RAIL | SIZE | 54.5 WD X 185 HT X 163.5 DP MM | TEMPERATURE RATING | -25 TO 75 DEG C | HAZARD CLASS |  | CERTIFICATION/STANDARD | CE,CSA,CULUS LISTED,GOST-R,TICK,UL | ADDITIONAL FEATURES | LEAKAGE CURRENT:>3.5 mA | [32 empty] | Part number is not available so we updated Model number as Part number,Model Number Updated as per URL | Production Downloaded
STP-007 | DATA ENRICHMENT | Batch_2 | Elec | SMX | SMX |  | 12-05-2023 |  |  | 472251 | 472251 | EG02-5450402 | DRIVE S.MC07B0011-5A3-4-00/FSC11B/DFP21B | [16 empty] | https://download.sew-eurodrive.com/download/pdf/16964810.pdf | https://www.radwell.com/en-US/Buy/SEW%20EURODRIVE/SEW%20EURODRIVE/MC07B0011-5A3-4-00/ |  | DRIVE S.MC07B0011-5A3-4-00/FSC11B/DFP21B | SEW-EURODRIVE | OPM | MC07B0011-5A3-4-00/FSC11B/DFP21B | MC07B0011-5A3-4-00/FSC11B/DFP21B |  | ENRICHED | MRO | 39122001 | Inverter Drive Ac | DRIVE | VARIABLE FREQUENCY | POWER RATING | 1.1 KW,1.5 HP | INPUT VOLTAGE | 400 V | NUMBER OF PHASE | 3 | OUTPUT CURRENT RATING | 3.5 mA | OUTPUT FREQUENCY RATING | 50/60 Hz | DEGREE OF PROTECTION | NOT AVAILABLE | TYPE | INVERTER | TERMINAL TYPE |  | MOUNTING TYPE | DIN RAIL | SIZE |  | TEMPERATURE RATING | -10 TO 40 DEG C | HAZARD CLASS |  | CERTIFICATION/STANDARD |  | ADDITIONAL FEATURES | SIZE:0S;SPEED:1500 RPM;NUMBER OF POLE:4 | [33 empty] | Production Downloaded
STP-007 | DATA ENRICHMENT | Batch_2 | Elec | SMX | SMX |  | 12-05-2023 |  |  | 552563 | 552563 | FR39-5626776 | VARIATEUR MC07B0011-5A3-4-S0 (TERLET) | MC07B0011-5A3-4-S0 + FBG11B | TRANS TEC SAS |  | Variateur MC07B0011-5A3-4-S0 avec Console FBG11B pour Variateur MC07B | [12 empty] | https://download.sew-eurodrive.com/download/pdf/16964810.pdf | https://asb-drives.eu/equipment/freq/sew-eurodrive/mc07b/8224/ |  | VARIATEUR MC07B0011-5A3-4-S0 (TERLET), MC07B0011-5A3-4-S0 + FBG11B, TRANS TEC SAS, Variateur MC07B0011-5A3-4-S0 avec Console FBG11B pour Variateur MC07B | SEW-EURODRIVE | OPM | MC07B0011-5A3-4-S0 | MC07B0011-5A3-4-S0 | ALTERNATE MANUFACTURER PART NUMBER:FBG11B | ENRICHED | MRO | 39122000 | Electrical Variable Speed Drives | DRIVE | VARIABLE FREQUENCY | POWER RATING | 1.1 KW | INPUT VOLTAGE | 400 VAC | NUMBER OF PHASE | 3 | OUTPUT CURRENT RATING | 3.1 A | OUTPUT FREQUENCY RATING | NOT AVAILABLE | DEGREE OF PROTECTION | NOT AVAILABLE | TYPE |  | TERMINAL TYPE |  | MOUNTING TYPE |  | SIZE | 80 WD X 163.5 DP X 185 HT MM | TEMPERATURE RATING | –25-75 DEG C | HAZARD CLASS |  | CERTIFICATION/STANDARD | UL,CSA,CE | ADDITIONAL FEATURES | [34 empty] | Production Downloaded
STP-007 | DATA ENRICHMENT | Batch_2 | Elec | SMX | SMX |  | 12-05-2023 |  |  | 543526 | 543526 | FR36-LFVAFR4171 | MOVITRAC MC07B0015-5A3-4-00 | FREQUENCE-VER |  |  | variateur de fréquence .MOVITRAC MC07B0015-5A3-4-00 -1.5K-380/500VAC- Movitrac MC31C015.503.4.001.5K380/500VAC remplacé par MC07B0015-5A3-4-00 four C1 déchargeur G1 palettiseur G3/G4 | [12 empty] | https://download.sew-eurodrive.com/download/pdf/20188145.pdf |  |  | MOVITRAC MC07B0015-5A3-4-00, FREQUENCE-VER, variateur de fréquence .MOVITRAC MC07B0015-5A3-4-00 -1.5K-380/500VAC- Movitrac MC31C015.503.4.001.5K380/500VAC remplacé par MC07B0015-5A3-4-00 four C1 déchargeur G1 palettiseur G3/G4 | SEW-EURODRIVE | OPM/OEM | MC07B0015-5A3-4-00 | MC07B0015-5A3-4-00 | REFERENCE NUMBER:31C014503400;INVERTER:08285209;DOCUMENTATION A:20153368;SERIAL NUMBER:85044084 | ENRICHED | MRO | 39122000 | ELECTRICAL VARIABLE SPEED DRIVES | DRIVE | VARIABLE FREQUENCY | POWER RATING | 2 HP | INPUT VOLTAGE | 380-500 VAC | NUMBER OF PHASE | 3 | OUTPUT CURRENT RATING | 4 A | OUTPUT FREQUENCY RATING | 60 Hz | DEGREE OF PROTECTION | IP20 | TYPE | INVERTER | TERMINAL TYPE | AWG 12 | MOUNTING TYPE | RAIL | SIZE |  | TEMPERATURE RATING | -10 TO 50 DEG C | HAZARD CLASS | 3K3 | CERTIFICATION/STANDARD | EN 61800-5-1 | ADDITIONAL FEATURES | SERIES:MOVITRAC B; | [33 empty] | Production Downloaded
STP-007 | DATA ENRICHMENT | Batch_2 | Elec | SMX | SMX |  | 12-05-2023 |  |  | 543535 | 543535 | FR36-LFVAFR4774 | MOVITRAC 31C 1.4KW380 MC07B0015-5A3-4-00 | FREQUENCE-VER |  |  | MOVITRAC MC07B0015-5A3-4-00 MOVITRAC31C014503400 1.4KW 380/500VAC REMPLACE PAR MC07B0015-5A3-4-00 MC07B0015-5A3-4-00 Variateur: 08285209 Taille: 0S Exécution appareil: Standard Filtre réseau intégré: Categorie C2 Tension nominale réseau [V]: 3x380-500 Courant nominal du réseau [A]: 3.6 (400V) Fréquence (Hz): 50-60 +/- 5% Puissance nominal sortie [kW]: 1,50 Puissance nominale sortie [HP]: 2,00 Tension de sortie[V]: 3X0-U/Réseau Courant nominal de sortie[A]: 4,00 Plage de vitesse [t/min]: 0-5500 Charge linéaire moteur: 1.5 Charge moteur au carré: 2.2 Température ambiante min. (°C): -10 Température ambiante max. (°C): +50 Type de protection IP: 20 Documentation digitalisée/qté: Documentation digitale sur DVD / 1 Documentation version papier: Documentation papier compacte Documentation langue/qté: Français / 1 Réf. documentation A: 20153368 Réf. stat. num. de série: 85044084 | [12 empty] | https://download.sew-eurodrive.com/download/pdf/20188145.pdf |  |  | MOVITRAC 31C 1.4KW380 MC07B0015-5A3-4-00, FREQUENCE-VER, MOVITRAC MC07B0015-5A3-4-00 MOVITRAC31C014503400 1.4KW 380/500VAC REMPLACE PAR MC07B0015-5A3-4-00 MC07B0015-5A3-4-00 Variateur: 08285209 Taille: 0S Exécution appareil: Standard Filtre réseau intégré: Categorie C2 Tension nominale réseau [V]: 3x380-500 Courant nominal du réseau [A]: 3.6 (400V) Fréquence (Hz): 50-60 +/- 5% Puissance nominal sortie [kW]: 1,50 Puissance nominale sortie [HP]: 2,00 Tension de sortie[V]: 3X0-U/Réseau Courant nominal de sortie[A]: 4,00 Plage de vitesse [t/min]: 0-5500 Charge linéaire moteur: 1.5 Charge moteur au carré: 2.2 Température ambiante min. (°C): -10 Température ambiante max. (°C): +50 Type de protection IP: 20 Documentation digitalisée/qté: Documentation digitale sur DVD / 1 Documentation version papier: Documentation papier compacte Documentation langue/qté: Français / 1 Réf. documentation A: 20153368 Réf. stat. num. de série: 85044084 | SEW-EURODRIVE | OPM | MC07B0015-5A3-4-00 | MC07B0015-5A3-4-00 | REFERENCE NUMBER:31C014503400;INVERTER:08285209;DOCUMENTATION A:20153368;SERIAL NUMBER:85044084 | ENRICHED | MRO | 39122000 | Electrical Variable Speed Drives | DRIVE | VARIABLE FREQUENCY | POWER RATING | 2 HP | INPUT VOLTAGE | 380-500 VAC | NUMBER OF PHASE | 3 | OUTPUT CURRENT RATING | 4 A | OUTPUT FREQUENCY RATING | 60 Hz | DEGREE OF PROTECTION | IP20 | TYPE | INVERTER | TERMINAL TYPE | AWG 12 | MOUNTING TYPE | RAIL | SIZE |  | TEMPERATURE RATING | -10 TO 50 DEG C | HAZARD CLASS | 3K3 | CERTIFICATION/STANDARD | EN 61800-5-1 | ADDITIONAL FEATURES | SERIES:MOVITRAC B; | [33 empty] | Production Downloaded
STP-007 | DATA ENRICHMENT | Batch_2 | Elec | SMX | SMX |  | 12-05-2023 |  |  | 664476 | 664476 | IN07-ED047905 | SEW DRIVE MC07B0022-2B1-4-00 |  |  | DRIVE INVERTER WITH 1PH 230V 2,2KW MC07B0022-2B1-4-00 | [13 empty] | https://download.sew-eurodrive.com/download/pdf/16964810.pdf |  |  | SEW DRIVE MC07B0022-2B1-4-00, DRIVE INVERTER WITH 1PH 230V 2,2KW MC07B0022-2B1-4-00 | SEW-EURODRIVE | OPM | MC07B0022-2B1-4-00 | MC07B0022-2B1-4-00 |  | ENRICHED | MRO | 39122001 | Inverter Drive Ac | DRIVE | VARIABLE FREQUENCY | POWER RATING | 2.2 KW | INPUT VOLTAGE | 230 V | NUMBER OF PHASE | 3 | OUTPUT CURRENT RATING | 8.6 A | OUTPUT FREQUENCY RATING | 0-150 Hz (VFC),600 Hz (V/F) | DEGREE OF PROTECTION | IP20 | TYPE | MOVITRAC B FREQUENCY INVERTER | TERMINAL TYPE | 12 AWG | MOUNTING TYPE | RAIL | SIZE | 54.5 WD X 185 HT X 163.5 DP MM | TEMPERATURE RATING | -25 TO 75 DEG C | HAZARD CLASS |  | CERTIFICATION/STANDARD | CE,CSA,CULUS LISTED,GOST-R,TICK,UL | ADDITIONAL FEATURES | LEAKAGE CURRENT:>3.5 mA | [32 empty] | Part number is not available so we updated Model number as Part number,Model Number Updated as per URL | Production Downloaded
STP-007 | DATA ENRICHMENT | Batch_2 | Elec | SMX | SMX |  | 12-05-2023 |  |  | 710156 | 710156 | PK01-PKC3346 | VFD-MC07B0022-5A3-4-00/FSC11B-2.2KW-SEW | MC07B0022 | [15 empty] | https://download.sew-eurodrive.com/download/pdf/16964810.pdf |  |  | VFD-MC07B0022-5A3-4-00/FSC11B-2.2KW-SEW, MC07B0022 | SEW-EURODRIVE | OPM | MC07B0022-5A3-4-00 | MC07B0022-5A3-4-00 |  | ENRICHED | MRO | 39122001 | Inverter Drive Ac | DRIVE | VARIABLE FREQUENCY | POWER RATING | 2.2 KW | INPUT VOLTAGE | 400 V | NUMBER OF PHASE | 3 | OUTPUT CURRENT RATING | 5.5 A | OUTPUT FREQUENCY RATING | 0-150 Hz (VFC),600 Hz (V/F) | DEGREE OF PROTECTION | IP20 | TYPE | MOVITRAC B FREQUENCY INVERTER | TERMINAL TYPE | 12 AWG | MOUNTING TYPE | RAIL | SIZE | 54.5 WD X 185 HT X 163.5 DP MM | TEMPERATURE RATING | -25 TO 75 DEG C | HAZARD CLASS |  | CERTIFICATION/STANDARD | CE,CSA,CULUS LISTED,GOST-R,TICK,UL | ADDITIONAL FEATURES | LEAKAGE CURRENT:>3.5 mA | [32 empty] | Part number is not available so we updated Model number as Part number,Model Number Updated as per URL | Production Downloaded
STP-007 | DATA ENRICHMENT | Batch_2 | Elec | SMX | SMX |  | 12-05-2023 |  |  | 774973 | 774973 | RU03-TRU39003061 | FREQUENCY INVERTER;MC07B0022-5A3-4-00 | [16 empty] | https://download.sew-eurodrive.com/download/pdf/20188145.pdf | https://www.jordan-anwar.com/product/jordan-anwar/control-system-plcs/inverters/frequency-inverters/sew-mc07b0022-5a3-4-00-inverter-drive/ |  | FREQUENCY INVERTER;MC07B0022-5A3-4-00 | SEW-EURODRIVE | OPM | MC07B0022-5A3-4-00 | MC07B0022-5A3-4-00 |  | ENRICHED | MRO | 39122001 | Inverter Drive Ac | DRIVE | VARIABLE FREQUENCY | POWER RATING | 2.2 KW | INPUT VOLTAGE | 380-500 VAC | NUMBER OF PHASE | NOT AVAILABLE | OUTPUT CURRENT RATING | NOT AVAILABLE | OUTPUT FREQUENCY RATING | NOT AVAILABLE | DEGREE OF PROTECTION | IP20 | TYPE |  | TERMINAL TYPE |  | MOUNTING TYPE |  | SIZE | 273 X 80 X 150 MM | TEMPERATURE RATING | -10 TO 50 DEG C | HAZARD CLASS |  | CERTIFICATION/STANDARD |  | ADDITIONAL FEATURES | [33 empty] | Part number is not available so we updated model number as part number | Production Downloaded
STP-007 | DATA ENRICHMENT | Batch_2 | Elec | SMX | SMX |  | 12-05-2023 |  |  | 543531 | 543531 | FR36-LFVAFR4696 | MOVITRAC MC07B0022-5A3-4-00 | FREQUENCE-VER |  |  | variateur de fréquence MOVITRAC MC07B0022-5A3-4-00- 2.2KW-380/500VAC Movitrac 31C022503400 -2.2KW380/500VAC remplacé par MC07B0022-5A3-4-00 MC07B0022-5A3-4-00 Variateur: 08285217 Taille: 0L Exécution appareil: Standard Filtre réseau intégré: Categorie C2 Tension nominale réseau [V]: 3x380-500 Courant nominal du réseau [A]: 5 (400V) Fréquence (Hz): 50-60 +/- 5% Puissance nominal sortie [kW]: 2,20 Puissance nominale sortie [HP]: 3,00 Tension de sortie[V]: 3X0-U/Réseau Courant nominal de sortie[A]: 5,50 Plage de vitesse [t/min]: 0-5500 Charge linéaire moteur: 2.2 Charge moteur au carré: 3 Température ambiante min. (°C): -10 Température ambiante max. (°C): +50 Type de protection IP: 20 Documentation digitalisée/qté: Documentation digitale sur DVD / 1 Documentation version papier: Documentation papier compacte Documentation langue/qté: Français / 1 Réf. documentation A: 20153368 Réf. stat. num. de série: 85044084 | [12 empty] | https://download.sew-eurodrive.com/download/pdf/16964810.pdf |  |  | MOVITRAC MC07B0022-5A3-4-00, FREQUENCE-VER, variateur de fréquence MOVITRAC MC07B0022-5A3-4-00- 2.2KW-380/500VAC Movitrac 31C022503400 -2.2KW380/500VAC remplacé par MC07B0022-5A3-4-00 MC07B0022-5A3-4-00 Variateur: 08285217 Taille: 0L Exécution appareil: Standard Filtre réseau intégré: Categorie C2 Tension nominale réseau [V]: 3x380-500 Courant nominal du réseau [A]: 5 (400V) Fréquence (Hz): 50-60 +/- 5% Puissance nominal sortie [kW]: 2,20 Puissance nominale sortie [HP]: 3,00 Tension de sortie[V]: 3X0-U/Réseau Courant nominal de sortie[A]: 5,50 Plage de vitesse [t/min]: 0-5500 Charge linéaire moteur: 2.2 Charge moteur au carré: 3 Température ambiante min. (°C): -10 Température ambiante max. (°C): +50 Type de protection IP: 20 Documentation digitalisée/qté: Documentation digitale sur DVD / 1 Documentation version papier: Documentation papier compacte Documentation langue/qté: Français / 1 Réf. documentation A: 20153368 Réf. stat. num. de série: 85044084 | SEW-EURODRIVE | OPM | MC07B0022-5A3-4-00 | MC07B0022-5A3-4-00 | REFERENCE NUMBER:31C022503400;INVERTER:08285217;DOCUMENTATION A:20153368;SERIAL NUMBER:85044084 | ENRICHED | MRO | 39122000 | Electrical Variable Speed Drives | DRIVE | VARIABLE FREQUENCY | POWER RATING | 3 HP | INPUT VOLTAGE | 380-500 VAC | NUMBER OF PHASE | 3 | OUTPUT CURRENT RATING | 5.50 A | OUTPUT FREQUENCY RATING | 60 Hz | DEGREE OF PROTECTION | IP20 | TYPE | INVERTER | TERMINAL TYPE |  | MOUNTING TYPE |  | SIZE |  | TEMPERATURE RATING | -10 TO 50 DEG C | HAZARD CLASS |  | CERTIFICATION/STANDARD |  | ADDITIONAL FEATURES | SERIES:MOVITRAC;DEVICE VERSION:STANDARD INTEGRATED MAINS;FILTER:CATEGORY C2 NOMINAL MAIN; | [33 empty] | Production Downloaded
STP-007 | DATA ENRICHMENT | Batch_2 | Elec | SMX | SMX |  | 12-05-2023 |  |  | 724572 | 724572 | PL34-5609184 | FALOWNIK MC07B0022-5A 3-4-00 | [16 empty] | https://download.sew-eurodrive.com/download/pdf/16964810.pdf | https://asb-drives.eu/equipment/freq/sew-eurodrive/mc07b/8226/ |  | FALOWNIK MC07B0022-5A 3-4-00 | SEW-EURODRIVE | OPM | MC07B0022-5A3-4-00 | MC07B0022-5A3-4-00 |  | ENRICHED | MRO | 39122000 | Electrical variable speed drives | DRIVE | VARIABLE FREQUENCY | POWER RATING | 2.2 KW | INPUT VOLTAGE | 400 VAC | NUMBER OF PHASE | 3 | OUTPUT CURRENT RATING | 5.5 A | OUTPUT FREQUENCY RATING | NOT AVAILABLE | DEGREE OF PROTECTION | IP20 | TYPE |  | TERMINAL TYPE |  | MOUNTING TYPE |  | SIZE |  | TEMPERATURE RATING |  | HAZARD CLASS |  | CERTIFICATION/STANDARD |  | ADDITIONAL FEATURES | [34 empty] | Production Downloaded
STP-007 | DATA ENRICHMENT | Batch_2 | Elec | SMX | SMX |  | 12-05-2023 |  |  | 793020 | 793020 | SK31-5600467 | MENIC FREKV. MC07B0030-5A3-4-00 /SEW | [16 empty] | https://download.sew-eurodrive.com/download/pdf/16964810.pdf |  |  | MENIC FREKV. MC07B0030-5A3-4-00 /SEW | SEW-EURODRIVE | OPM | MC07B0030-5A3-4-00 | MC07B0030-5A3-4-00 |  | ENRICHED | MRO | 39122001 | Inverter Drive Ac | DRIVE | VARIABLE FREQUENCY | POWER RATING | 3 KW | INPUT VOLTAGE | 400 V | NUMBER OF PHASE | 3 | OUTPUT CURRENT RATING | 7:00 | OUTPUT FREQUENCY RATING | 0-150 Hz (VFC),600 Hz (V/F) | DEGREE OF PROTECTION | IP20 | TYPE | MOVITRAC B FREQUENCY INVERTER | TERMINAL TYPE | 12 AWG | MOUNTING TYPE | RAIL | SIZE | 54.5 WD X 185 HT X 163.5 DP MM | TEMPERATURE RATING | -25 TO 75 DEG C | HAZARD CLASS |  | CERTIFICATION/STANDARD | CE,CSA,CULUS LISTED,GOST-R,TICK,UL | ADDITIONAL FEATURES | LEAKAGE CURRENT:>3.5 mA | [32 empty] | Part number is not available so we updated Model number as Part number,Model Number Updated as per URL | Production Downloaded
STP-007 | DATA ENRICHMENT | Batch_2 | Elec | SMX | SMX |  | 12-05-2023 |  |  | 394022 | 394022 | BG31-5585383 | SEW MC07B0030-5A3-4-00 - 08285225 | 8285225 | SEW EURODRIVE | [14 empty] | https://download.sew-eurodrive.com/download/pdf/16964810.pdf |  |  | SEW MC07B0030-5A3-4-00 - 08285225, 8285225, SEW EURODRIVE | SEW-EURODRIVE | OPM | MC07B0030-5A3-4-00 | MC07B0030-5A3-4-00 |  | ENRICHED | MRO | 39122001 | Inverter Drive Ac | DRIVE | VARIABLE FREQUENCY | POWER RATING | 3 KW | INPUT VOLTAGE | 400 V | NUMBER OF PHASE | 3 | OUTPUT CURRENT RATING | 7:00 | OUTPUT FREQUENCY RATING | 0-150 Hz (VFC),600 Hz (V/F) | DEGREE OF PROTECTION | IP20 | TYPE | MOVITRAC B FREQUENCY INVERTER | TERMINAL TYPE | 12 AWG | MOUNTING TYPE | RAIL | SIZE | 54.5 WD X 185 HT X 163.5 DP MM | TEMPERATURE RATING | -25 TO 75 DEG C | HAZARD CLASS |  | CERTIFICATION/STANDARD | CE,CSA,CULUS LISTED,GOST-R,TICK,UL | ADDITIONAL FEATURES | LEAKAGE CURRENT:>3.5 mA | [32 empty] | Part number is not available so we updated Model number as Part number,Model Number Updated as per URL | Production Downloaded
STP-007 | DATA ENRICHMENT | Batch_2 | Elec | SMX | SMX |  | 12-05-2023 |  |  | 543562 | 543562 | FR36-LFVAFR6207 | MOVITRAC MC07B0030-5A3-4-00 | FREQUENCE-VER |  |  | MOVITRAC MC07B0030-5A3-4-00 MOVITRAC 31C030-503-4-00-3KW-380/500VAC REMPLACE PAR MC07B0030-5A3-4-00 Variateur: 08285225 Taille: 0L Charge linéaire moteur Exécution appareil: Standard Filtre réseau intégré: Categorie C2 Tension nominale réseau [V]: 3x380-500 Courant nominal du réseau [A]: 6.30 Fréquence (Hz): 50-60 +/- 5% Puissance nominal sortie [kW]: 3,00 Puissance nominale sortie [HP]: 4,00 Tension de sortie[V]: 3X 0-U/Réseau Courant nominal de sortie[A]: 7,00 Plage de vitesse [t/min]: 0-5500 Charge linéaire moteur:3 Charge moteur au carré: 4 Température ambiante min. (°C): -10 Température ambiante max. (°C): +50 Type de protection IP: 20 Documentation digitalisée/qté: Documentation digitale sur DVD / 1 Documentation version papier: Documentation papier compacte Documentation langue/qté: Français / 1 Réf. documentation A: 20153368 Réf. stat. num. de série: 85044084 | [12 empty] | https://download.sew-eurodrive.com/download/pdf/16964810.pdf |  |  | MOVITRAC MC07B0030-5A3-4-00, FREQUENCE-VER, MOVITRAC MC07B0030-5A3-4-00 MOVITRAC 31C030-503-4-00-3KW-380/500VAC REMPLACE PAR MC07B0030-5A3-4-00 Variateur: 08285225 Taille: 0L Charge linéaire moteur Exécution appareil: Standard Filtre réseau intégré: Categorie C2 Tension nominale réseau [V]: 3x380-500 Courant nominal du réseau [A]: 6.30 Fréquence (Hz): 50-60 +/- 5% Puissance nominal sortie [kW]: 3,00 Puissance nominale sortie [HP]: 4,00 Tension de sortie[V]: 3X 0-U/Réseau Courant nominal de sortie[A]: 7,00 Plage de vitesse [t/min]: 0-5500 Charge linéaire moteur:3 Charge moteur au carré: 4 Température ambiante min. (°C): -10 Température ambiante max. (°C): +50 Type de protection IP: 20 Documentation digitalisée/qté: Documentation digitale sur DVD / 1 Documentation version papier: Documentation papier compacte Documentation langue/qté: Français / 1 Réf. documentation A: 20153368 Réf. stat. num. de série: 85044084 | SEW-EURODRIVE | OPM | MC07B0030-5A3-4-00 | MC07B0030-5A3-4-00 | REFERENCE NUMBER:31C030-503-4-00;INVERTER:08285225;DOCUMENTATION A:20153368;SERIAL NUMBER:85044084 | ENRICHED | MRO | 39122000 | Electrical Variable Speed Drives | DRIVE | VARIABLE FREQUENCY | POWER RATING | 4 HP | INPUT VOLTAGE | 380-500 VAC | NUMBER OF PHASE | 3 | OUTPUT CURRENT RATING | 7 A | OUTPUT FREQUENCY RATING | 60 Hz | DEGREE OF PROTECTION | IP20 | TYPE | INVERTER | TERMINAL TYPE |  | MOUNTING TYPE |  | SIZE |  | TEMPERATURE RATING | -10 TO 50 DEG C | HAZARD CLASS |  | CERTIFICATION/STANDARD |  | ADDITIONAL FEATURES | SERIES:MOVITRAC;DEVICE VERSION:STANDARD INTEGRATED MAINS;FILTER:CATEGORY C2 NOMINAL MAIN; | [33 empty] | Production Downloaded
STP-007 | DATA ENRICHMENT | Batch_2 | Elec | SMX | SMX |  | 12-05-2023 |  |  | 551992 | 551992 | FR39-5569846 | VARIATEUR MC07B0030-5A3-4-00 (3KW) | MC07B0030-5A3-4-00/FC11B/FSC11B + FBG11B | TRANS TEC SAS |  | Rhéon : Variateur MC07B0030-5A3-4-00/FC11B+FBG11B Selon 05.7454002603.001.17 Ref. Trans-Tec : MC07B0030/MONDE/01 | [12 empty] | https://download.sew-eurodrive.com/download/pdf/16964810.pdf | https://asb-drives.eu/equipment/freq/sew-eurodrive/mc07b/8230/ |  | VARIATEUR MC07B0030-5A3-4-00 (3KW), MC07B0030-5A3-4-00/FC11B/FSC11B + FBG11B, TRANS TEC SAS, Rhéon : Variateur MC07B0030-5A3-4-00/FC11B+FBG11B Selon 05.7454002603.001.17 Ref. Trans-Tec : MC07B0030/MONDE/01 | SEW-EURODRIVE | OPM | MC07B0030-5A3-4-00 | MC07B0030-5A3-4-00 | ALTERNATE MANUFACTURER PART NUMBER:FC11B/FSC11B + FBG11B | ENRICHED | MRO | 39122000 | Electrical Variable Speed Drives | DRIVE | VARIABLE FREQUENCY | POWER RATING | 3 KW | INPUT VOLTAGE | 400 VAC | NUMBER OF PHASE | 3 | OUTPUT CURRENT RATING | 4.2 A | OUTPUT FREQUENCY RATING | NOT AVAILABLE | DEGREE OF PROTECTION | NOT AVAILABLE | TYPE |  | TERMINAL TYPE |  | MOUNTING TYPE |  | SIZE | 80 WD X 163.5 DP X 185 HT MM | TEMPERATURE RATING | –25-75 DEG C | HAZARD CLASS |  | CERTIFICATION/STANDARD | UL,CSA,CE | ADDITIONAL FEATURES | [34 empty] | Production Downloaded
STP-007 | DATA ENRICHMENT | Batch_2 | Elec | SMX | SMX |  | 12-05-2023 |  |  | 394325 | 394325 | BG31-5590657 | SEWMC07B0040-5A3-4-00/DFP21B/08285233 | ,0,8285233 | SEW EURODRIVE | [14 empty] | https://download.sew-eurodrive.com/download/pdf/16964810.pdf |  |  | SEWMC07B0040-5A3-4-00/DFP21B/08285233, ,0,8285233, SEW EURODRIVE | SEW-EURODRIVE | OPM | MC07B0040-5A3-4-00 | MC07B0040-5A3-4-00 |  | ENRICHED | MRO | 39122001 | Inverter Drive Ac | DRIVE | VARIABLE FREQUENCY | POWER RATING | 4 KW | INPUT VOLTAGE | 400 V | NUMBER OF PHASE | 3 | OUTPUT CURRENT RATING | 9.5 A | OUTPUT FREQUENCY RATING | 0-150 Hz (VFC),600 Hz (V/F) | DEGREE OF PROTECTION | IP20 | TYPE | MOVITRAC B FREQUENCY INVERTER | TERMINAL TYPE | 12 AWG | MOUNTING TYPE | RAIL | SIZE | 54.5 WD X 185 HT X 163.5 DP MM | TEMPERATURE RATING | -25 TO 75 DEG C | HAZARD CLASS |  | CERTIFICATION/STANDARD | CE,CSA,CULUS LISTED,GOST-R,TICK,UL | ADDITIONAL FEATURES | LEAKAGE CURRENT:>3.5 mA | [32 empty] | Part number is not available so we updated Model number as Part number,Model Number Updated as per URL | Production Downloaded
STP-007 | DATA ENRICHMENT | Batch_2 | Elec | SMX | SMX |  | 12-05-2023 |  |  | 792210 | 792210 | SK31-5416973 | MENIC FREKV. MC07B0040-5A3-4-00 /SEW | [16 empty] | https://download.sew-eurodrive.com/download/pdf/16964810.pdf |  |  | MENIC FREKV. MC07B0040-5A3-4-00 /SEW | SEW-EURODRIVE | OPM | MC07B0040-5A3-4-00 | MC07B0040-5A3-4-00 |  | ENRICHED | MRO | 39122001 | Inverter Drive Ac | DRIVE | VARIABLE FREQUENCY | POWER RATING | 4 KW | INPUT VOLTAGE | 400 V | NUMBER OF PHASE | 3 | OUTPUT CURRENT RATING | 9.5 A | OUTPUT FREQUENCY RATING | 0-150 Hz (VFC),600 Hz (V/F) | DEGREE OF PROTECTION | IP20 | TYPE | MOVITRAC B FREQUENCY INVERTER | TERMINAL TYPE | 12 AWG | MOUNTING TYPE | RAIL | SIZE | 54.5 WD X 185 HT X 163.5 DP MM | TEMPERATURE RATING | -25 TO 75 DEG C | HAZARD CLASS |  | CERTIFICATION/STANDARD | CE,CSA,CULUS LISTED,GOST-R,TICK,UL | ADDITIONAL FEATURES | LEAKAGE CURRENT:>3.5 mA | [32 empty] | Part number is not available so we updated Model number as Part number,Model Number Updated as per URL | Production Downloaded
STP-007 | DATA ENRICHMENT | Batch_2 | Elec | SMX | SMX |  | 12-05-2023 |  |  | 472253 | 472253 | EG02-5450404 | DRIVE S.MC07B0040-5A3-4-00/FSC11B/DFP21B | [16 empty] | https://download.sew-eurodrive.com/download/pdf/16964810.pdf | https://www.radwell.co.uk/en-GB/Buy/SEW%20EURODRIVE/SEW%20EURODRIVE/MC07B0040-5A3-4-00-DIV-FSC11B |  | DRIVE S.MC07B0040-5A3-4-00/FSC11B/DFP21B | SEW-EURODRIVE | OPM | MC07B0040-5A3-4-00/FSC11B/DFP21B | MC07B0040-5A3-4-00/FSC11B/DFP21B |  | ENRICHED | MRO | 39122001 | Inverter Drive Ac | DRIVE | VARIABLE FREQUENCY | POWER RATING | 4 KW,5.4 HP | INPUT VOLTAGE | 400 V | NUMBER OF PHASE | 3 | OUTPUT CURRENT RATING | 3.5 mA | OUTPUT FREQUENCY RATING | 50/60 Hz | DEGREE OF PROTECTION | NOT AVAILABLE | TYPE | INVERTER | TERMINAL TYPE |  | MOUNTING TYPE | DIN RAIL | SIZE |  | TEMPERATURE RATING | -10 TO 40 DEG C | HAZARD CLASS |  | CERTIFICATION/STANDARD |  | ADDITIONAL FEATURES | SIZE:0L;SPEED:1500 RPM;NUMBER OF POLE:4 | [33 empty] | Production Downloaded
STP-007 | DATA ENRICHMENT | Batch_2 | Elec | SMX | SMX |  | 12-05-2023 |  |  | 710157 | 710157 | PK01-PKC3347 | VFD-MC07B0055-5A3-4-00/FSC11B 5.5KW-SEW | MC07B0055 | [15 empty] | https://download.sew-eurodrive.com/download/pdf/16964810.pdf |  |  | VFD-MC07B0055-5A3-4-00/FSC11B 5.5KW-SEW, MC07B0055 | SEW-EURODRIVE | OPM | MC07B0055-5A3-4-00 | MC07B0055-5A3-4-00 | ALTERNATE MANUFACTURER NAME:ANTARIA | ENRICHED | MRO | 39122001 | Inverter Drive Ac | DRIVE | VARIABLE FREQUENCY | POWER RATING | 5.5 KW | INPUT VOLTAGE | 400 V | NUMBER OF PHASE | 3 | OUTPUT CURRENT RATING | 12.5 A | OUTPUT FREQUENCY RATING | 0-150 Hz (VFC),600 Hz (V/F) | DEGREE OF PROTECTION | IP20 | TYPE | MOVITRAC B FREQUENCY INVERTER | TERMINAL TYPE | 12 AWG | MOUNTING TYPE | RAIL | SIZE | 54.5 WD X 185 HT X 163.5 DP MM | TEMPERATURE RATING | -25 TO 75 DEG C | HAZARD CLASS |  | CERTIFICATION/STANDARD | CE,CSA,CULUS LISTED,GOST-R,TICK,UL | ADDITIONAL FEATURES | LEAKAGE CURRENT:>3.5 mA | [32 empty] | Part number is not available so we updated Model number as Part number,Model Number Updated as per URL | Production Downloaded
STP-007 | DATA ENRICHMENT | Batch_2 | Elec | SMX | SMX |  | 12-05-2023 |  |  | 394023 | 394023 | BG31-5585384 | SEW MC07B0055-5A3-4-00 - 08285241 | 8285241 | SEW EURODRIVE | [14 empty] | https://download.sew-eurodrive.com/download/pdf/16964810.pdf |  |  | SEW MC07B0055-5A3-4-00 - 08285241, 8285241, SEW EURODRIVE | SEW-EURODRIVE | OPM | MC07B0055-5A3-4-00 | MC07B0055-5A3-4-00 |  | ENRICHED | MRO | 39122001 | Inverter Drive Ac | DRIVE | VARIABLE FREQUENCY | POWER RATING | 5.5 KW | INPUT VOLTAGE | 400 V | NUMBER OF PHASE | 3 | OUTPUT CURRENT RATING | 12.5 A | OUTPUT FREQUENCY RATING | 0-150 Hz (VFC),600 Hz (V/F) | DEGREE OF PROTECTION | IP20 | TYPE | MOVITRAC B FREQUENCY INVERTER | TERMINAL TYPE | 12 AWG | MOUNTING TYPE | RAIL | SIZE | 54.5 WD X 185 HT X 163.5 DP MM | TEMPERATURE RATING | -25 TO 75 DEG C | HAZARD CLASS |  | CERTIFICATION/STANDARD | CE,CSA,CULUS LISTED,GOST-R,TICK,UL | ADDITIONAL FEATURES | LEAKAGE CURRENT:>3.5 mA | [32 empty] | Part number is not available so we updated Model number as Part number,Model Number Updated as per URL | Production Downloaded
STP-007 | DATA ENRICHMENT | Batch_2 | Elec | SMX | SMX |  | 12-05-2023 |  |  | 792211 | 792211 | SK31-5416974 | MENIC FREKV. MC07B0055-5A3-4-00 /SEW | [16 empty] | https://download.sew-eurodrive.com/download/pdf/16964810.pdf |  |  | MENIC FREKV. MC07B0055-5A3-4-00 /SEW | SEW-EURODRIVE | OPM | MC07B0055-5A3-4-00 | MC07B0055-5A3-4-00 |  | ENRICHED | MRO | 39122001 | Inverter Drive Ac | DRIVE | VARIABLE FREQUENCY | POWER RATING | 5.5 KW | INPUT VOLTAGE | 400 V | NUMBER OF PHASE | 3 | OUTPUT CURRENT RATING | 12.5 A | OUTPUT FREQUENCY RATING | 0-150 Hz (VFC),600 Hz (V/F) | DEGREE OF PROTECTION | IP20 | TYPE | MOVITRAC B FREQUENCY INVERTER | TERMINAL TYPE | 12 AWG | MOUNTING TYPE | RAIL | SIZE | 54.5 WD X 185 HT X 163.5 DP MM | TEMPERATURE RATING | -25 TO 75 DEG C | HAZARD CLASS |  | CERTIFICATION/STANDARD | CE,CSA,CULUS LISTED,GOST-R,TICK,UL | ADDITIONAL FEATURES | LEAKAGE CURRENT:>3.5 mA | [32 empty] | Part number is not available so we updated Model number as Part number,Model Number Updated as per URL | Production Downloaded
STP-007 | DATA ENRICHMENT | Batch_2 | Elec | SMX | SMX |  | 12-05-2023 |  |  | 543543 | 543543 | FR36-LFVAFR5108 | MOVITRAC 5.5KW MC07B0055-5A3-4-00 | FREQUENCE-VER |  |  | variateur de fréquence MOVITRAC MC07B0055-5A3-4-00- 5.5KW 380/500VAC Movitrac31C055-503-4-00 5.5KW 380/500VAC remplacé par MC07B0055-5A3-4-00 VARIATEUR : 08285241 TAILLE : 2S EXECUTION APPAREIL : STANDARD FILTRE RESEAU INTEGRE :CATEGORIE C2 TENSION NOMINALE RESEAU [V] : 3x380-500 COURANT NOMINAL DU RESEAU [A] : 11.30 FREQUENCE (Hz) : 50-60 +/- 5% PUISSANCE NOIMALE SORTIE [ kW] : 5.50 PUISSANCE NOMINALE SORTIE [HP] : 7.50 TENSION DE SORTIE [V] : 3X 0-U/RESEAU£COURANT NOMINAL DE SORTIE [A] : 12.50 PLAGE DE VITESSE [t/min] : 0-5500 CHARGE LINEAIRE MOTEUR : 5.5 CHARGE MOTEUR AU CARRE : 7.5 TEMPERATURE AMBIANTE min (°C) : 0 TEMPERATURE AMBIANTE max (°C) : +50 TYPE DE PROTECTION IP : 20 REF STAT NUM DE SERIE : 85044088 | [12 empty] | https://www.radwell.co.uk/en-GB/Buy/SEW%20EURODRIVE/SEW%20EURODRIVE/MC07B0055-5A3-4-00/?redirect=true |  |  | MOVITRAC 5.5KW MC07B0055-5A3-4-00, FREQUENCE-VER, variateur de fréquence MOVITRAC MC07B0055-5A3-4-00- 5.5KW 380/500VAC Movitrac31C055-503-4-00 5.5KW 380/500VAC remplacé par MC07B0055-5A3-4-00 VARIATEUR : 08285241 TAILLE : 2S EXECUTION APPAREIL : STANDARD FILTRE RESEAU INTEGRE :CATEGORIE C2 TENSION NOMINALE RESEAU [V] : 3x380-500 COURANT NOMINAL DU RESEAU [A] : 11.30 FREQUENCE (Hz) : 50-60 +/- 5% PUISSANCE NOIMALE SORTIE [ kW] : 5.50 PUISSANCE NOMINALE SORTIE [HP] : 7.50 TENSION DE SORTIE [V] : 3X 0-U/RESEAU£COURANT NOMINAL DE SORTIE [A] : 12.50 PLAGE DE VITESSE [t/min] : 0-5500 CHARGE LINEAIRE MOTEUR : 5.5 CHARGE MOTEUR AU CARRE : 7.5 TEMPERATURE AMBIANTE min (°C) : 0 TEMPERATURE AMBIANTE max (°C) : +50 TYPE DE PROTECTION IP : 20 REF STAT NUM DE SERIE : 85044088 | SEW-EURODRIVE | OPM | MC07B0055-5A3-4-00 | MC07B0055-5A3-4-00 | SERIAL NUMBER:85044088 | ENRICHED | MRO | 39122001 | Inverter Drive Ac | DRIVE | VARIABLE FREQUENCY | POWER RATING | 5.5 KW | INPUT VOLTAGE | 380-500 VAC | NUMBER OF PHASE | 3 | OUTPUT CURRENT RATING | NOT AVAILABLE | OUTPUT FREQUENCY RATING | 50-60 Hz | DEGREE OF PROTECTION | NOT AVAILABLE | TYPE |  | TERMINAL TYPE |  | MOUNTING TYPE |  | SIZE |  | TEMPERATURE RATING |  | HAZARD CLASS |  | CERTIFICATION/STANDARD |  | ADDITIONAL FEATURES | [33 empty] | Part number is not available so we updated model number as part number | Production Downloaded
STP-007 | DATA ENRICHMENT | Batch_2 | Elec | SMX | SMX |  | 12-05-2023 |  |  | 472254 | 472254 | EG02-5450405 | DRIVE SERVO MC07B0055-5A3-4-00/FSC11B | [16 empty] | https://download.sew-eurodrive.com/download/pdf/20188145.pdf | https://www.radwell.co.uk/en-GB/Buy/SEW%20EURODRIVE/SEW%20EURODRIVE/MC07B0055-5A3-4-00/?redirect=true | https://asb-drives.eu/equipment/freq/sew-eurodrive/mc07b/8232/ | DRIVE SERVO MC07B0055-5A3-4-00/FSC11B | SEW-EURODRIVE | OPM | MC07B0055-5A3-4-00/FSC11B | MC07B0055-5A3-4-00/FSC11B |  | ENRICHED | MRO | 39122001 | Inverter Drive Ac | DRIVE | VARIABLE FREQUENCY | POWER RATING | 5.5 KW | INPUT VOLTAGE | 380-500 VAC | NUMBER OF PHASE | 3 | OUTPUT CURRENT RATING | 12.5 A | OUTPUT FREQUENCY RATING | 50/60 Hz | DEGREE OF PROTECTION | IP20 | TYPE |  | TERMINAL TYPE |  | MOUNTING TYPE | DIN RAIL | SIZE |  | TEMPERATURE RATING | 20-45 DEG C | HAZARD CLASS |  | CERTIFICATION/STANDARD | UL | ADDITIONAL FEATURES | POWER RATING: 7.4 HP | [32 empty] | Part number is not available so we updated model number as part number | Production Downloaded
STP-007 | DATA ENRICHMENT | Batch_2 | Elec | SMX | SMX |  | 12-05-2023 |  |  | 472255 | 472255 | EG02-5450406 | DRIVE S.MC07B0055-5A3-4-00/FSC11B/DFP21B | [16 empty] | https://download.sew-eurodrive.com/download/pdf/16964810.pdf | https://www.radwell.co.uk/en-GB/Buy/SEW%20EURODRIVE/SEW%20EURODRIVE/MC07B0055-5A3-4-00-DIV-FSC11B |  | DRIVE S.MC07B0055-5A3-4-00/FSC11B/DFP21B | SEW-EURODRIVE | OPM | MC07B0055-5A3-4-00/FSC11B/DFP21B | MC07B0055-5A3-4-00/FSC11B/DFP21B |  | ENRICHED | MRO | 39122001 | Inverter Drive Ac | DRIVE | VARIABLE FREQUENCY | POWER RATING | 5.5 KW,7.4 HP | INPUT VOLTAGE | 400 V | NUMBER OF PHASE | 3 | OUTPUT CURRENT RATING | 3.5 mA | OUTPUT FREQUENCY RATING | 50/60 Hz | DEGREE OF PROTECTION | NOT AVAILABLE | TYPE | INVERTER | TERMINAL TYPE |  | MOUNTING TYPE | DIN RAIL | SIZE |  | TEMPERATURE RATING | -10 TO 40 DEG C | HAZARD CLASS |  | CERTIFICATION/STANDARD |  | ADDITIONAL FEATURES | SIZE:2S;SPEED:1500 RPM;NUMBER OF POLE:4 | [33 empty] | Production Downloaded
STP-007 | DATA ENRICHMENT | Batch_2 | Elec | SMX | SMX |  | 12-05-2023 |  |  | 543549 | 543549 | FR36-LFVAFR5453 | VARIATEUR MC07B0150-503-4-00 | VARIATEUR-VER |  |  | VARIATEUR MC07B0150-503-4-00 POUR LE FOUR C2 | [12 empty] | https://download.sew-eurodrive.com/download/pdf/20188145.pdf |  |  | VARIATEUR MC07B0150-503-4-00, VARIATEUR-VER, VARIATEUR MC07B0150-503-4-00 POUR LE FOUR C2 | SEW-EURODRIVE | OPM | MC07B0150-503-4-00 | MC07B0150-503-4-00 |  | ENRICHED | MRO | 39122001 | Inverter Drive Ac | DRIVE | VARIABLE FREQUENCY | POWER RATING | 15 KW | INPUT VOLTAGE | 400 VAC | NUMBER OF PHASE | 3 | OUTPUT CURRENT RATING | 32 A | OUTPUT FREQUENCY RATING | NOT AVAILABLE | DEGREE OF PROTECTION | NOT AVAILABLE | TYPE | DIMMER | TERMINAL TYPE |  | MOUNTING TYPE | RAIL | SIZE |  | TEMPERATURE RATING | 50 DEG C | HAZARD CLASS |  | CERTIFICATION/STANDARD | EN,ISO | ADDITIONAL FEATURES | [33 empty] | Part number is not available so we updated model number as part number | Production Downloaded
STP-007 | DATA ENRICHMENT | Batch_2 | Elec | SMX | SMX |  | 12-05-2023 |  |  | 539112 | 539112 | FR36-5484800 | VAFR SEW MC07B0220-503-4-00 22KW ING EP | MC07B0220-503-4-00 |  |  | VARIATEUR MC07B0220-503-4-00 INKLUSIVE: FBG11B VARIATEUR 22KW MOTEUR MELANGEUR PREPARATION PREMIX REMPLACE LFVAFR5016 | [12 empty] | https://download.sew-eurodrive.com/download/pdf/16964810.pdf |  |  | VAFR SEW MC07B0220-503-4-00 22KW ING EP, MC07B0220-503-4-00, VARIATEUR MC07B0220-503-4-00 INKLUSIVE: FBG11B VARIATEUR 22KW MOTEUR MELANGEUR PREPARATION PREMIX REMPLACE LFVAFR5016 | SEW-EURODRIVE | OPM | MC07B0220-503-4-00 | MC07B0220-503-4-00 |  | ENRICHED | MRO | 39122001 | Inverter Drive Ac | DRIVE | VARIABLE FREQUENCY | POWER RATING | 22 KW | INPUT VOLTAGE | 380-500 VAC | NUMBER OF PHASE | 3 | OUTPUT CURRENT RATING | 46 A | OUTPUT FREQUENCY RATING | 0-150 Hz (VFC),600 Hz (V/F) | DEGREE OF PROTECTION | IP20 | TYPE | INVERTER | TERMINAL TYPE |  | MOUNTING TYPE |  | SIZE | 163.5 WD X 185 HT X 54.5 DP MM | TEMPERATURE RATING | -25 TO 75 DEG C | HAZARD CLASS |  | CERTIFICATION/STANDARD | IEC 61158,IEC 61784-2 | ADDITIONAL FEATURES | MOTOR MIXER PREMIX PREPARATION REPLACES LFVAFR5016 | [32 empty] | Part number is not available so we updated Model number as Part number,Model Number Updated as per URL | Production Downloaded
STP-007 | DATA ENRICHMENT | Batch_2 | Elec | SMX | SMX |  | 12-05-2023 |  |  | 552278 | 552278 | FR39-5596855 | VARIATEUR MC LTE-B0022-2A3-4-30 (2,2KW) | MC LTE-B0022-2A3-4-30 | TRANS TEC SAS |  | Variateur MOVITRAC Taille 2 2.2KW 3X200-240V MCLTEB0022-2A3-4-30 | [12 empty] | https://download.sew-eurodrive.com/download/pdf/22907653.pdf | https://www.pcssupply.com/sew-eurodrive-movitrac-lte-b-series-mc-lte-b0022-2a3-4-00-ac-drive/ |  | VARIATEUR MC LTE-B0022-2A3-4-30 (2,2KW), MC LTE-B0022-2A3-4-30, TRANS TEC SAS, Variateur MOVITRAC Taille 2 2.2KW 3X200-240V MCLTEB0022-2A3-4-30 | SEW-EURODRIVE | OPM | MCLTE-B0022-2A3-4-30 | MCLTE-B0022-2A3-4-30 | ALTERNATE MANUFACTURER NAME:TRANS TEC SAS | ENRICHED | MRO | 39122000 | Electrical Variable Speed Drives | DRIVE | VARIABLE FREQUENCY | POWER RATING | 2.2 KW | INPUT VOLTAGE | 200-240 VAC | NUMBER OF PHASE | 3 | OUTPUT CURRENT RATING | 10.5 A | OUTPUT FREQUENCY RATING | NOT AVAILABLE | DEGREE OF PROTECTION | NOT AVAILABLE | TYPE |  | TERMINAL TYPE |  | MOUNTING TYPE |  | SIZE | 188 WD X 186.5 DP X 186.5 DP MM | TEMPERATURE RATING | -10 TO 50 DEG C | HAZARD CLASS |  | CERTIFICATION/STANDARD | IEC 664-1,UL 508C,EN 61800-3,CUL | ADDITIONAL FEATURES | [34 empty] | Production Downloaded
STP-007 | DATA ENRICHMENT | Batch_2 | Elec | SMX | SMX |  | 12-05-2023 |  |  | 65039 | 65039 | 8319-52116401 | DRIVE,VAR SPEED,MCLTPA0055603420 | MCLTPA0055603420 | Sew-Eurodrive Inc | DRIVE,VARIABLE SPEED,DETAILS:MOVITRAC 7.5 HP/5.5 KW,MANUFACTURER:SEW-EURODRIVE INC,MFR PART NUMBER:MCLTPA0055603420 |  | BDI | SEW MCLTPA00556034 | Sew-Eurodrive Inc | MCLTPA0055603420 | DRIVE,VAR SPEED,MCLTPA0055603420 | [7 empty] | https://download.sew-eurodrive.com/download/pdf/16798015.pdf |  |  | DRIVE,VAR SPEED,MCLTPA0055603420, MCLTPA0055603420, Sew-Eurodrive Inc, DRIVE,VARIABLE SPEED,DETAILS:MOVITRAC 7.5 HP/5.5 KW,MANUFACTURER:SEW-EURODRIVE INC,MFR PART NUMBER:MCLTPA0055603420, BDI, SEW MCLTPA00556034, Sew-Eurodrive Inc, MCLTPA0055603420, DRIVE,VAR SPEED,MCLTPA0055603420 | SEW-EURODRIVE | OPM | MCLTPA0055603420 | MCLTPA0055603420 |  | ENRICHED | MRO | 39122001 | Inverter Drive Ac | DRIVE | VARIABLE FREQUENCY | POWER RATING | 5.5 KW,7.5 HP | INPUT VOLTAGE | 500-600 V | NUMBER OF PHASE | 3 | OUTPUT CURRENT RATING | NOT AVAILABLE | OUTPUT FREQUENCY RATING | 50/60 Hz | DEGREE OF PROTECTION | IP55 | TYPE | SPEED | TERMINAL TYPE | SIGNAL | MOUNTING TYPE | DIN RAIL | SIZE | 340 WD X 520 HT X 220 DP MM | TEMPERATURE RATING | 0-40 DEG C | HAZARD CLASS |  | CERTIFICATION/STANDARD | CE,UL,CUL | ADDITIONAL FEATURES | SERIES:MOVITRAC;INTERFERNCE:0 CLASS;QUADRANTS:4Q(WITH BRAKE CHOPPER);ENCLOSURE:NEMA 12 HOUSING WITH SWITCH | [33 empty] | Production Downloaded
STP-007 | DATA ENRICHMENT | Batch_2 | Elec | SMX | SMX |  | 12-05-2023 |  |  | 534338 | 534338 | FR34-LFVARI00000024 | VARI_MCS-40A0022-5A3_4-00-2,2 KW | MCS-40A0022-5A3-4-00 |  |  | VARIATEUR-MCS40A0022-5A3-4-00-2,2 KWP/N :08270619 SO # 01.512846803.0001.05MOVIDRIVE TYPE MCS40A-00P/N :08237514 | [12 empty] | https://download.sew-eurodrive.com/download/pdf/10533818.pdf |  |  | VARI_MCS-40A0022-5A3_4-00-2,2 KW, MCS-40A0022-5A3-4-00, VARIATEUR-MCS40A0022-5A3-4-00-2,2 KWP/N :08270619 SO # 01.512846803.0001.05MOVIDRIVE TYPE MCS40A-00P/N :08237514 | SEW-EURODRIVE | OPM | MCS-40A0022-5A3-4-00 | MCS-40A0022-5A3-4-00 | ALTERNATE MANUFACTURER PART NUMBER:08270619 SO# 01.512846803.0001.05¦08237514;MOVIDRIVE TYPE:MCS40A-00 | ENRICHED | MRO | 39122000 | Electrical Variable Speed Drives | DRIVE | VARIABLE FREQUENCY | POWER RATING | 2.2 KW | INPUT VOLTAGE | 380-500 VAC | NUMBER OF PHASE | 3 | OUTPUT CURRENT RATING | 4 A | OUTPUT FREQUENCY RATING | 4/8/16 KHz | DEGREE OF PROTECTION | IP20 | TYPE |  | TERMINAL TYPE |  | MOUNTING TYPE |  | SIZE | 105 WD X 315 HT X 155 DP MM | TEMPERATURE RATING | 0-50 DEG C | HAZARD CLASS |  | CERTIFICATION/STANDARD |  | ADDITIONAL FEATURES | [34 empty] | Production Downloaded
STP-007 | DATA ENRICHMENT | Batch_2 | Elec | SMX | SMX |  | 12-05-2023 |  |  | 534339 | 534339 | FR34-LFVARI00000025 | VARI_MCS-40A0055-5A3_4-00-5,5 KW | MCS-40A0055-5A3_4-00- |  |  | VARIATEUR-MCS40A0055-5A3-4-00-5,5 KWNR :8270643SERIE :0148201MOVIDRIVE TYPE MCS40A-00 | [12 empty] | https://www.deltronix.su/doc/10510052.pdf |  |  | VARI_MCS-40A0055-5A3_4-00-5,5 KW, MCS-40A0055-5A3_4-00-, VARIATEUR-MCS40A0055-5A3-4-00-5,5 KWNR :8270643SERIE :0148201MOVIDRIVE TYPE MCS40A-00 | SEW-EURODRIVE | OPM | MCS-40A0055-5A3_4-00- | MCS-40A0055-5A3_4-00- | ALTERNATE PART NUMBER:8270643;SERIE: 0148201;MOVIDRIVE TYPE:MCS40A-00 | ENRICHED | MRO | 39122001 | Inverter Drive Ac | DRIVE | VARIABLE FREQUENCY | POWER RATING | 5.5 KW | INPUT VOLTAGE | NOT AVAILABLE | NUMBER OF PHASE | NOT AVAILABLE | OUTPUT CURRENT RATING | NOT AVAILABLE | OUTPUT FREQUENCY RATING | NOT AVAILABLE | DEGREE OF PROTECTION | NOT AVAILABLE | TYPE |  | TERMINAL TYPE |  | MOUNTING TYPE |  | SIZE |  | TEMPERATURE RATING |  | HAZARD CLASS |  | CERTIFICATION/STANDARD |  | ADDITIONAL FEATURES | [33 empty] | Part number is not available so we updated model number as part number | Production Downloaded
STP-007 | DATA ENRICHMENT | Batch_2 | Elec | SMX | SMX |  | 12-05-2023 |  |  | 534340 | 534340 | FR34-LFVARI00000026 | VARI_MCS-41A0015-5A3_4-00-1,5 KW | MCS-41A0015-5A3_4-00 |  |  | VARIATEUR-MCS-41A0015-5A3-4-00-1,5 KWP/N :08270775 SO # 01.512846804.0001.05MOVIDRIVE TYPE MCS41A-00P/N :08237700 | [12 empty] | https://download.sew-eurodrive.com/download/pdf/10533818.pdf |  |  | VARI_MCS-41A0015-5A3_4-00-1,5 KW, MCS-41A0015-5A3_4-00, VARIATEUR-MCS-41A0015-5A3-4-00-1,5 KWP/N :08270775 SO # 01.512846804.0001.05MOVIDRIVE TYPE MCS41A-00P/N :08237700 | SEW-EURODRIVE | OPM | MCS-41A0015-5A3_4-00 | MCS-41A0015-5A3_4-00 | ALTERNATE MANUFACTURER PART NUMBER:08270775 SO# 01.512846804.0001.05 ¦ 08237700;MOVIDRIVE TYPE MCS41A-00 | ENRICHED | MRO | 39122000 | Electrical Variable Speed Drives | DRIVE | VARIABLE FREQUENCY | POWER RATING | 1.5 KW | INPUT VOLTAGE | 380-500 VAC | NUMBER OF PHASE | 3 | OUTPUT CURRENT RATING | 4 A | OUTPUT FREQUENCY RATING | 4/8/16 KHz | DEGREE OF PROTECTION | IP20 | TYPE |  | TERMINAL TYPE |  | MOUNTING TYPE |  | SIZE | 105 WD X 315 HT X 155 DP MM | TEMPERATURE RATING | 0-50 DEG C | HAZARD CLASS |  | CERTIFICATION/STANDARD |  | ADDITIONAL FEATURES | [34 empty] | Production Downloaded
STP-007 | DATA ENRICHMENT | Batch_2 | Elec | SMX | SMX |  | 12-05-2023 |  |  | 534341 | 534341 | FR34-LFVARI00000027 | VARI_MDS-60A0015-5A3_4-00-1,5 KW | MDS-60A0015-5A3_4-00 | [15 empty] | https://download.sew-eurodrive.com/download/pdf/10532617.pdf | https://www.radwell.co.uk/en-GB/Buy/SEW%20EURODRIVE/SEW%20EURODRIVE/MDS60A0015-5A3-4-00/?redirect=true | https://www.kerienplc.com/SEW-MDS60A0015-5A3-4-00-display-module_p7360.html?gclid=EAIaIQobChMIj7Kry_zc-gIVJJlmAh1OGQHNEAAYASAAEgKxC_D_BwE | VARI_MDS-60A0015-5A3_4-00-1,5 KW, MDS-60A0015-5A3_4-00 | SEW-EURODRIVE | OPM | MDS60A0015-5A3-4-00 | MDS60A0015-5A3-4-00 |  | ENRICHED | MRO | 39122001 | Inverter Drive Ac | DRIVE | VARIABLE FREQUENCY | POWER RATING | 1.5 KW | INPUT VOLTAGE | 380-500 VAC | NUMBER OF PHASE | 3 | OUTPUT CURRENT RATING | 3.6 A | OUTPUT FREQUENCY RATING | 50-60 Hz | DEGREE OF PROTECTION |  | TYPE |  | TERMINAL TYPE |  | MOUNTING TYPE |  | SIZE |  | TEMPERATURE RATING |  | HAZARD CLASS |  | CERTIFICATION/STANDARD |  | ADDITIONAL FEATURES | [33 empty] | Part number is not available so we updated model number as part number | Production Downloaded
STP-007 | DATA ENRICHMENT | Batch_2 | Elec | SMX | SMX |  | 12-05-2023 |  |  | 624207 | 624207 | IE32-CB41907878 | CONTROLLER,SERVO,MDS60A00155A3400,SEW | [16 empty] | https://download.sew-eurodrive.com/download/pdf/10532617.pdf | https://www.radwell.co.uk/en-GB/Buy/SEW%20EURODRIVE/SEW%20EURODRIVE/MDS60A0015-5A3-4-00/?redirect=true | https://www.kerienplc.com/SEW-MDS60A0015-5A3-4-00-display-module_p7360.html?gclid=EAIaIQobChMIj7Kry_zc-gIVJJlmAh1OGQHNEAAYASAAEgKxC_D_BwE | CONTROLLER,SERVO,MDS60A00155A3400,SEW | SEW-EURODRIVE | OPM | MDS60A0015-5A3-4-00 | MDS60A0015-5A3-4-00 |  | ENRICHED | MRO | 39122001 | Inverter Drive Ac | DRIVE | VARIABLE FREQUENCY | POWER RATING | 1.5 KW | INPUT VOLTAGE | 380-500 VAC | NUMBER OF PHASE | 3 | OUTPUT CURRENT RATING | 3.6 A | OUTPUT FREQUENCY RATING | 50-60 Hz | DEGREE OF PROTECTION |  | TYPE |  | TERMINAL TYPE |  | MOUNTING TYPE |  | SIZE |  | TEMPERATURE RATING |  | HAZARD CLASS |  | CERTIFICATION/STANDARD |  | ADDITIONAL FEATURES | [33 empty] | Part number is not available so we updated model number as part number | Production Downloaded
STP-007 | DATA ENRICHMENT | Batch_2 | Elec | SMX | SMX |  | 12-05-2023 |  |  | 539848 | 539848 | FR36-LFBRUS5899 | MOVIDRI MDS60A0075-5A3-4-00-14.4A-11.2KW | VARIATEUR-VER |  |  | MOVIDRIVE MDS60A0075-5A3-4-00 3X380----500V-14.4A-11.2KW POUR DEMOULEUSE C1 DIM.H325 X L336 X L130MM remplacé par MDX61B0075-5A3-4-00/DER11B AVEC DBG60B-10 selon offre 413031431 | [12 empty] | https://download.sew-eurodrive.com/download/pdf/10532617.pdf |  |  | MOVIDRI MDS60A0075-5A3-4-00-14.4A-11.2KW, VARIATEUR-VER, MOVIDRIVE MDS60A0075-5A3-4-00 3X380----500V-14.4A-11.2KW POUR DEMOULEUSE C1 DIM.H325 X L336 X L130MM remplacé par MDX61B0075-5A3-4-00/DER11B AVEC DBG60B-10 selon offre 413031431 | SEW-EURODRIVE | OPM | MDS60A0075-5A3-4-00 | MDS60A0075-5A3-4-00 | REFERENCE NUMBER:11.2 KW FOR C1 DEMOULDER;SIZE:325 HT X 336 LG X 130 LG MM REPLACED BY MDX61B0075-5A3-4-00/DER11B WITH DBG60B-10 ACCORDING TO OFFER 413031431 | ENRICHED | MRO | 39122001 | INVERTER DRIVE AC | DRIVE | AC MOTOR | OUTPUT RATING | 30 VDC | ENCLOSURE | IP20 | POWER | 7.5 KW | INPUT RATING | NOT AVAILABLE | OUTPUT CURRENT RATING | 14.4 A | SPEED | 5000 RPM | VOLTAGE RATING | 3X380-500 VAC | FRAME TYPE | NOT AVAILABLE | TYPE |  | ADDITIONAL FEATURES | BRAND:MOVIDRIVE | [41 empty] | Production Downloaded
STP-007 | DATA ENRICHMENT | Batch_2 | Elec | SMX | SMX |  | 12-05-2023 |  |  | 529897 | 529897 | FR34-5484992 | VARI_MDS-61B0015-5A3_4-00-1,5 KW | MDS-61B0015-5A3 |  |  | VARIATEUR MDS-61B0015-5A3-4-001,5KW PEUT REMPLACEER MDS-60A0015-5A3-4-00-1,5KW | [12 empty] | https://www.artisantg.com/info/SEW_Eurodrive_MDS60A0075_5A2_4_06_Manual2_2015121131840.pdf |  |  | VARI_MDS-61B0015-5A3_4-00-1,5 KW, MDS-61B0015-5A3, VARIATEUR MDS-61B0015-5A3-4-001,5KW PEUT REMPLACEER MDS-60A0015-5A3-4-00-1,5KW | SEW-EURODRIVE | OPM | MDS-61B0015-5A3 | MDS-61B0015-5A3 | ALTERNATE MANUFACTURER PART NUMBER:MDS-60A0015-5A3-4-00-1 | ENRICHED | MRO | 39122000 | Electrical Variable Speed Drives | DRIVE | VARIABLE FREQUENCY | POWER RATING | 1.5 KW | INPUT VOLTAGE | 380-500 VAC | NUMBER OF PHASE | 3 | OUTPUT CURRENT RATING | NOT AVAILABLE | OUTPUT FREQUENCY RATING | NOT AVAILABLE | DEGREE OF PROTECTION | IP22 | TYPE |  | TERMINAL TYPE | PLUGGED IN | MOUNTING TYPE |  | SIZE | 280 WD X 1000 HT X 400 DP MM | TEMPERATURE RATING |  | HAZARD CLASS |  | CERTIFICATION/STANDARD | CE,CUL,CSA,EN | ADDITIONAL FEATURES | [34 empty] | Production Downloaded