## Sheet1
Project | Activities | Production User | Production Comments | Start Date | End Date | Remarks | Griha ID | MATNR | SAP MATERIAL NUMBER | ELLIPSE | LVORM | MTART | MBRSH | MATKL | BISMT | MEINS | MFRNR | MAKTX_EN | MAKTX_ES | TEXT_EN | TEXT_ES | ENRICHED DATA | Manufacturer Name | P/N | Manufacturer Name 1 | P/N 1 | Manufacturer Name 2 | P/N 2 | Manufacturer Name 3 | P/N 3 | Manufacturer Name 4 | P/N 4 | Manufacturer Name 5 | P/N 5 | Manufacturer Name 6 | P/N 6 | Input MNFR | Input PTNO | Verified MNFR from web | Verified MPN from Web | MNFR 1 | PTNO 1 | MNFR 2 | PTNO 2 | MNFR 3 | PTNO 3 | MNFR 4 | PTNO 4 | MNFR 5 | PTNO 5 | MNFR 6 | PTNO 6 | Vendor NAME | Vendor Part Number | Vendor NAME1 | Vendor Part Number1 | Reference URL | Reference URL1 | Item Number | Equipment Type | Equipment Manufacturer | Equipment Model | Equipment Serial | DWG | DRAWING VERSION | POS/TAG | Enriched/Cleansed | UNSPSC Ver.23.07 | ADDITIONAL FEATURES FROM INPUT | Additional Features from WEBSOURCE | Noun | Modifier | Attribute Name 1 | Attribute Value 1 | Attribute Name 2 | Attribute Value 2 | Attribute Name 3 | Attribute Value 3 | Attribute Name 4 | Attribute Value 4 | Attribute Name 5 | Attribute Value 5 | Attribute Name 6 | Attribute Value 6 | Attribute Name 7 | Attribute Value 7 | Attribute Name 8 | Attribute Value 8 | Attribute Name 9 | Attribute Value 9 | Attribute Name 10 | Attribute Value 10 | Attribute Name 11 | Attribute Value 11 | Attribute Name 12 | Attribute Value 12 | Attribute Name 13 | Attribute Value 13 | Attribute Name 14 | Attribute Value 14 | Attribute Name 15 | Attribute Value 15 | Attribute Name 16 | Attribute Value 16 | Attribute Name 17 | Attribute Value 17 | Attribute Name 18 | Attribute Value 18 | Attribute Name 19 | Attribute Value 19 | Attribute Name 20 | Attribute Value 20 | Attribute Name 21 | Attribute Value 21 | Attribute Name 22 | Attribute Value 22 | Attribute Name 23 | Attribute Value 23 | Attribute Name 24 | Attribute Value 24 | Attribute Name 25 | Attribute Value 25 | Attribute Name 26 | Attribute Value 26 | Attribute Name 27 | Attribute Value 27 | Attribute Name 28 | Attribute Value 28 | Attribute Name 29 | Attribute Value 29 | Attribute Name 30 | Attribute Value 30 | Attribute Name 31 | Attribute Value 31 | Attribute Name 32 | Attribute Value 32 | Attribute Name 33 | Attribute Value 33 | Attribute Name 34 | Attribute Value 34 | Attribute Name 35 | Attribute Value 35 | Attribute Name 36 | Attribute Value 36
STP_009 - Lot7 | Data Enrichment | VNE |  | 2023-11-02 |  |  | 1068538 | 1068538 |  |  |  | ERSA | M | 4090 | 1365765GZPCLNT100 | EA |  | 1000 HR SERVICE KIT | 1000 HR SERVICE KIT | SERVICE KIT: 1000 HR SERVICE KIT
STP_009 - Lot7 | Data Enrichment | KIB |  | 2023-11-02 |  |  | 1063247 | 1063247 | 1441288 | AU_QM_000986929 |  | ERSA | M | 5910 | 1441288GZPCLNT100 | EA |  | 250MM PIPE;TAPPED C/W 50MM BALL VALVE; | 250MM PIPE;TAPPED C/W 50MM BALL VALVE; | FLANGE,PIPE,BLIND: 250MM PIPE;TAPPED C/W 50MM BALL VALVE; 316SS;DRILLED TABLE D;(12-HOLES); END FLANGE FOR F/GLASS PIPE; TANK HOUSE CELL UPGRADE |  | FLANGE,PIPE,BLIND:250MM PIPE;TAPPED C/W 50MM BALL VALVE;
STP_009 - Lot7 | Data Enrichment | KIB |  | 2023-11-02 |  |  | 1103026 | 1103026 | 1476166 | AU_QM_000642439 |  | ERSA | M | 1600 | 1476166GZPCLNT100 | EA |  | 25MM W;WHITE PLASTIC;NON ADHESIVE; | 25MM W;WHITE PLASTIC;NON ADHESIVE; |  |  | TAPE,INSULATION:25MM W;WHITE PLASTIC;NON ADHESIVE;
STP_009 - Lot7 | Data Enrichment | KIB |  | 2023-11-02 |  |  | 1155781 | 1155781 |  |  |  | ERSA | M | 1000 | 1068705GZPCLNT100 | EA |  | 30m Extension Lead | 30m Extension Lead
STP_009 - Lot7 | Data Enrichment | KIB |  | 2023-11-02 |  |  | 1063686 | 1063686 | 1441717 | AU_QM_000988905 |  | ERSA | M | 4100 | 1441717GZPCLNT100 | EA |  | 400W METAL HALIDE LAMP;BRITELINE 2000; | 400W METAL HALIDE LAMP;BRITELINE 2000; | FLOODLIGHT,ELECTRIC: 400W METAL HALIDE LAMP;BRITELINE 2000; SYLVANIA;INTEGRAL TYPE; |  | FLOODLIGHT,ELECTRIC:400W METAL HALIDE LAMP;BRITELINE 2000;
STP_009 - Lot7 | Data Enrichment | KIB |  | 2023-11-02 |  |  | 1063685 | 1063685 | 1441731 | AU_QM_000988941 |  | ERSA | M | 4100 | 1441731GZPCLNT100 | EA |  | 400W;METAL HALIDE LAMP;BRITELINE 2000; | 400W;METAL HALIDE LAMP;BRITELINE 2000; | FLOODLIGHT,ELECTRIC: 400W;METAL HALIDE LAMP;BRITELINE 2000; SYLVANIA;INTEGRAL TYPE; |  | FLOODLIGHT,ELECTRIC:400W;METAL HALIDE LAMP;BRITELINE 2000;
STP_009 - Lot7 | Data Enrichment | SYC |  | 2023-11-02 |  |  | 1062739 | 1062739 | 1440775 | AU_QM_000984845 |  | ERSA | M | 2200 | 1440775GZPCLNT100 | EA |  | 460MM DIA;0.002"THK;SS316 MAT'L; | 460MM DIA;0.002"THK;SS316 MAT'L; | DIAPHRAGM,VALVE: 460MM DIA;0.002"THK;SS316 MAT'L; PYRONICS ZERO REGULATOR F13-2020 BZR |  | DIAPHRAGM,VALVE:460MM DIA;0.002"THK;SS316 MAT'L;
STP_009 - Lot7 | Data Enrichment | KIB |  | 2023-11-02 |  |  | 1062971 | 1062971 | 1440815 | AU_QM_000984907 |  | ERSA | M | 5920 | 1440815GZPCLNT100 | EA |  | 9.67 TO 1;VS100F; | 9.67 TO 1;VS100F; | GEARED REDUCER: 9.67 TO 1;VS100F; SHAFT POSN.A.C;C/W MOTOR ADAPTOR FLG; COUPLING "COMBIDRIVE"; BENZLER DRIVE VS100F; |  | GEARED REDUCER: 9.67 TO 1;VS100F;
STP_009 - Lot7 | Data Enrichment | CIR |  | 2023-11-02 |  |  | 1073300 | 1073300 |  |  | X | ERSA | M | 5000 | 1611996GZPCLNT100 | EA | 3000010 | ACCELERATOR;SAN,G595395 | ACELERADOR VELOC;SAN,G595395 | ACCELERATOR;MNFR:SANDVIK,PTNO:G595395 | ACELERADOR VELOCIDAD;MNFR:SANDVIK,PTNO:G595395 |  | SANDVIK
STP_009 - Lot7 | Data Enrichment | CIR |  | 2023-11-02 |  |  | 1082932 | 1082932 |  |  |  | ERSA | M | 5000 | 1611128GZPCLNT100 | EA | 3000010 | ACCELERATOR;SAN,G9046-00006 | ACELERADOR VELOC;SAN,G9046-00006 | ACCELERATOR;MNFR:SANDVIK,PTNO:G9046-00006 | ACELERADOR VELOCIDAD;MNFR:SANDVIK,PTNO:G9046-00006 |  | SANDVIK | G9046-00006
STP_009 - Lot7 | Data Enrichment | KIB |  | 2023-11-02 |  |  | 1109654 | 1109654 | 1426371 | AU_QM_000377903 |  | ERSA | M | 2200 | 1426371GZPCLNT100 | EA |  | ACTUATOR;PLUG VALVE; | ACTUATOR;PLUG VALVE; | HANDWHEEL: ACTUATOR;PLUG VALVE; |  | HANDWHEEL:ACTUATOR;PLUG VALVE;
STP_009 - Lot7 | Data Enrichment | CIR |  | 2023-11-02 |  |  | 1151780 | 1151780 | 1473635 | AU_QM_001301878 |  | ERSA | M | 5910 | 1473635GZPCLNT100 | EA |  | ADAPTOR | ADAPTOR |  |  | ADAPTER,TUBE-HOSE:ADAPTOR
STP_009 - Lot7 | Data Enrichment | KIB |  | 2023-11-02 |  |  | 1152464 | 1152464 | 1478927 | AU_QM_000135498 |  | ERSA | M | 4050 | 1478927GZPCLNT100 | EA |  | ADDITIONAL INFORMATION FORM;;FRM 302003; | ADDITIONAL INFORMATION FORM;;FRM 302003; |  |  | FORM,PRINTED: ADDITIONAL INFORMATION FORM;;FRM 302003;
STP_009 - Lot7 | Data Enrichment | KIB |  | 2023-11-02 |  |  | 1203474 | 1203474 |  |  |  | ERSA | M | 4090 | 981770MRM | EA |  | ADHESIVE TAPE,SURGICAL:2.5CM;HYPO-ALLERG | ADHESIVE TAPE,SURGICAL:2.5CM;HYPO-ALLERG | ADHESIVE TAPE,SURGICAL:2.5CM;HYPO-ALLERGENIC;
STP_009 - Lot7 | Data Enrichment | KIB |  | 2023-11-02 |  |  | 1203475 | 1203475 |  |  |  | ERSA | M | 4090 | 981771MRM | EA |  | ADHESIVE TAPE,SURGICAL:5CM;HYPO-ALLERGEN | ADHESIVE TAPE,SURGICAL:5CM;HYPO-ALLERGEN | ADHESIVE TAPE,SURGICAL:5CM;HYPO-ALLERGENIC;
STP_009 - Lot7 | Data Enrichment | KIB |  | 2023-11-02 |  |  | 1205935 | 1205935 |  |  |  | ERSA | M | 4090 | 89425MRM | BOX |  | ADHESIVE TAPE,SURGICAL:TRANSPORE;2.5CM W | ADHESIVE TAPE,SURGICAL:TRANSPORE;2.5CM W | ADHESIVE TAPE,SURGICAL:TRANSPORE;2.5CM W;HYPOALLERGENIC TAPE;12 ROLLS PER BOX;
STP_009 - Lot7 | Data Enrichment | PVJ |  | 2023-11-02 |  |  | 1204793 | 1204793 |  |  |  | ERSA | M | 4090 | 999977MRM | EA |  | ADRENALINE:1:10000 MINIJET;10ML;1MG PER | ADRENALINE:1:10000 MINIJET;10ML;1MG PER | ADRENALINE:1:10000 MINIJET;10ML;1MG PER 10ML;PREFILLED SYRINGED LUER LOCK;
STP_009 - Lot7 | Data Enrichment | PVJ |  | 2023-11-02 |  |  | 1206200 | 1206200 |  |  |  | ERSA | M | 4090 | 1027770MRM | EA |  | ADRENALINE:ADRENALINE 1:1000;AMPOULE = 1 | ADRENALINE:ADRENALINE 1:1000;AMPOULE = 1 | ADRENALINE:ADRENALINE 1:1000;AMPOULE = 1ML;
STP_009 - Lot7 | Data Enrichment | PVJ |  | 2023-11-02 |  |  | 1205932 | 1205932 |  |  |  | ERSA | M | 4090 | 89391MRM | EA |  | ADRENALINE:SINGLE USE 1MG MINIJET;1:1000 | ADRENALINE:SINGLE USE 1MG MINIJET;1:1000 | ADRENALINE:SINGLE USE 1MG MINIJET;1:1000 RATIO;
STP_009 - Lot7 | Data Enrichment | VNE |  | 2023-11-02 |  |  | 1140694 | 1140694 | 1463761 | AU_QM_005087276 |  | ERSA | M | 2200 | 1463761GZPCLNT100 | EA |  | AIR | AIR | PARTS KIT,VALVE: AIR SUIT INGRAND CMM-2 |  | PARTS KIT,VALVE:AIR
STP_009 - Lot7 | Data Enrichment | CIR |  | 2023-11-02 |  |  | 1218234 | 1218234 |  |  |  | ERSA | M | 2920 | 959577MRM | PAC |  | AIR,MEDICAL:CODE 470;SIZE MAN15(QUAD)BRE | AIR,MEDICAL:CODE 470;SIZE MAN15(QUAD)BRE | AIR,MEDICAL:CODE 470;SIZE MAN15(QUAD)BREATHING AIR;COMPRISES:15 SIZE G(7.0M3)CYL;MANIFOLDED<(>&<)> PALLETISED;COLOUR CODE-GREEN GREY BODYBLACK/WHITE QUADRANTS ON SHOULDER;
STP_009 - Lot7 | Data Enrichment | CIR |  | 2023-11-02 |  |  | 1141723 | 1141723 | 1421078 | AU_QM_000267271 |  | ERSA | M | 5915 | 1421078GZPCLNT100 | EA |  | AIRBAG;5 KG CHARGES | AIRBAG;5 KG CHARGES | AIRBAG;ADDITIONAL FEATURES EN:5 KG CHARGES,MNFR:01)PARTS,PTNO:01)AIRBAGS5 |  | AIRBAG;5 KG CHARGESAIRBAG;5 KG CHARGES,AIRBAGS5
STP_009 - Lot7 | Data Enrichment | CIR |  | 2023-11-02 |  |  | 1111468 | 1111468 | 1409673 | AU_QM_000254891 |  | ERSA | M | 5915 | 1409673GZPCLNT100 | EA |  | AIRBAG;AIRBAG | AIRBAG;AIRBAG | AIRBAG;MNFR: ,PTNO:AIRBAG |  | AIRBAG;AIRBAGAIRBAG;AIRBAG
STP_009 - Lot7 | Data Enrichment | KIB |  | 2023-11-02 |  |  | 1065892 | 1065892 | 1468421 | AU_QM_007812500 |  | ERSA | M | 1540 | 1468421GZPCLNT100 | EA |  | AIRMOTOR ROTARY VALVE; | AIRMOTOR ROTARY VALVE; | KEY,MACHINE: AIRMOTOR ROTARY VALVE; K6M AIR MOTOR FOR MYERS PUMP |  | KEY,MACHINE:AIRMOTOR ROTARY VALVE;
STP_009 - Lot7 | Data Enrichment | CIR |  | 2023-11-02 |  |  | 1139033 | 1139033 | 1466641 | AU_QM_007126207 |  | ERSA | M | 1600 | 1466641GZPCLNT100 | EA |  | ALSPA PLC INPUT LINE REACTOR; | ALSPA PLC INPUT LINE REACTOR; | REACTOR: ALSPA PLC INPUT LINE REACTOR; ALSPA GD DELTA PLC |  | REACTOR:ALSPA PLC INPUT LINE REACTOR;
STP_009 - Lot7 | Data Enrichment | KIB |  | 2023-11-02 |  |  | 1140120 | 1140120 | 1360127 | AU_QM_000156923 |  | ERSA | M | 5955 | 1360127GZPCLNT100 | EA |  | ANEST IWATA AIRLESS GUN | ANEST IWATA AIRLESS GUN | SPRAY GUN,PAINT: ANEST IWATA AIRLESS GUN |  | SPRAY GUN,PAINT:ANEST IWATA AIRLESS GUN
STP_009 - Lot7 | Data Enrichment | KIB |  | 2023-11-02 |  |  | 1206492 | 1206492 |  |  |  | ERSA | M | 2700 | 103135MRM | EA |  | APPLICATOR GUN:OHTO NALCLIP FASTENER GUN | APPLICATOR GUN:OHTO NALCLIP FASTENER GUN | APPLICATOR GUN:OHTO NALCLIP FASTENER GUN;MEDIUM;C/W 15 CLIPS;(CLIP CAP = 40 SHTS)
STP_009 - Lot7 | Data Enrichment | PVJ |  | 2023-11-02 |  |  | 1105166 | 1105166 |  |  |  | ERSA | M | 4020 | 1523457GZPCLNT100 | EA |  | APRON;PVC BLACK 120 X,1701-03000-B | APRON;PVC BLACK 120 X,1701-03000-B
STP_009 - Lot7 | Data Enrichment | PVJ |  | 2023-11-02 |  |  | 1210946 | 1210946 |  |  |  | ERSA | M | 5915 | 165410MRM | EA |  | ARM REST,VEH:ARM REST TOYOTA LANDCRUISER | ARM REST,VEH:ARM REST TOYOTA LANDCRUISER | ARM REST,VEH:ARM REST TOYOTA LANDCRUISER UTES <(>&<)> DOUBLE DOOR CABS
STP_009 - Lot7 | Data Enrichment | PVJ |  | 2023-11-02 |  |  | 1214627 | 1214627 |  |  |  | ERSA | M | 5920 | 137966MRM | EA |  | ARM REST,VEH:ARMREST;DPI1500; | ARM REST,VEH:ARMREST;DPI1500; | ARM REST,VEH:ARMREST;DPI1500;
STP_009 - Lot7 | Data Enrichment | CIR |  | 2023-11-02 |  |  | 1203635 | 1203635 |  |  |  | ERSA | M | 4090 | 985902MRM | BOX |  | ASPIRIN TABLETS,USP:EFFERVESCENT;300MG T | ASPIRIN TABLETS,USP:EFFERVESCENT;300MG T | ASPIRIN TABLETS,USP:EFFERVESCENT;300MG TABLETS;(BOX = 24)
STP_009 - Lot7 | Data Enrichment | CIR |  | 2023-11-02 |  |  | 1203652 | 1203652 |  |  |  | ERSA | M | 4090 | 985922MRM | BOX |  | ASPIRIN/CODEINE TABLET:ALSPALGIN TABLETS | ASPIRIN/CODEINE TABLET:ALSPALGIN TABLETS | ASPIRIN/CODEINE TABLET:ALSPALGIN TABLETS;DISPERSIBLE ASPIRIN WITH CODEINE;20 TABLETS PER BOX;
STP_009 - Lot7 | Data Enrichment | VNE |  | 2023-11-02 |  |  | 1211684 | 1211684 |  |  |  | ERSA | M | 5920 | 136516MRM | SET |  | ASSEMBLY KIT:BEVEL GEAR KIT;MODEL 76/86; | ASSEMBLY KIT:BEVEL GEAR KIT;MODEL 76/86; | ASSEMBLY KIT:BEVEL GEAR KIT;MODEL 76/86;AGITATOR;REGRIND PRODUCT CONDITIONER TANK AGITATOR;
STP_009 - Lot7 | Data Enrichment | VNE |  | 2023-11-02 |  |  | 1213896 | 1213896 |  |  |  | ERSA | M | 5920 | 1280684MRM | EA |  | ASSEMBLY KIT:BODY ASSEMBLY | ASSEMBLY KIT:BODY ASSEMBLY | ASSEMBLY KIT:BODY ASSEMBLY
STP_009 - Lot7 | Data Enrichment | VNE |  | 2023-11-02 |  |  | 1211685 | 1211685 |  |  |  | ERSA | M | 5920 | 136517MRM | SET |  | ASSEMBLY KIT:CHANGE GEAR KIT;MODEL 76/86 | ASSEMBLY KIT:CHANGE GEAR KIT;MODEL 76/86 | ASSEMBLY KIT:CHANGE GEAR KIT;MODEL 76/86;AGITATOR;REGRIND PRODUCT CONDITIONER TANK AGITATOR;
STP_009 - Lot7 | Data Enrichment | VNE |  | 2023-11-02 |  |  | 1212848 | 1212848 |  |  |  | ERSA | M | 5915 | 170395MRM | EA |  | ASSEMBLY KIT:DRYER ASM; CONDENSER; NPR40 | ASSEMBLY KIT:DRYER ASM; CONDENSER; NPR40 | ASSEMBLY KIT:DRYER ASM; CONDENSER; NPR400; FLAT TOP TRUCK: 5200cc; ISUZU
STP_009 - Lot7 | Data Enrichment | VNE |  | 2023-11-02 |  |  | 1213894 | 1213894 |  |  |  | ERSA | M | 5920 | 1280668MRM | EA |  | ASSEMBLY KIT:PAN ASSEMBLY | ASSEMBLY KIT:PAN ASSEMBLY | ASSEMBLY KIT:PAN ASSEMBLY
STP_009 - Lot7 | Data Enrichment | VNE |  | 2023-11-02 |  |  | 1213921 | 1213921 |  |  |  | ERSA | M | 3000 | 1280940MRM | EA |  | ASSEMBLY KIT:SCREEN SURFACE ASSEMBLY | ASSEMBLY KIT:SCREEN SURFACE ASSEMBLY | ASSEMBLY KIT:SCREEN SURFACE ASSEMBLY
STP_009 - Lot7 | Data Enrichment | VNE |  | 2023-11-02 |  |  | 1212402 | 1212402 |  |  |  | ERSA | M | 3000 | 1253426MRM | SET |  | ASSEMBLY KIT:UNIVERSAL;ACID PUMP KIT; | ASSEMBLY KIT:UNIVERSAL;ACID PUMP KIT; | ASSEMBLY KIT:UNIVERSAL;ACID PUMP KIT;
STP_009 - Lot7 | Data Enrichment | CIR |  | 2023-11-02 |  |  | 1002626 | 1002626 |  |  |  | ERSA | M | 5000 | 1557718GZPCLNT100 | EA | 3000010 | ASSEMBLY;SAN,55173690 | DIAGRAMA;SAN,55173690 | CHART;MNFR:SANDVIK,PTNO:55173690,ADDITIONAL FEATURES EN:SCHEMATIC,HYDRAULIC | DIAGRAMA;MNFR:SANDVIK,PTNO:55173690 |  | SANDVIK | 55173690
STP_009 - Lot7 | Data Enrichment | VNE |  | 2023-11-02 |  |  | 1062704 | 1062704 | 1441557 | AU_QM_000987412 |  | ERSA | M | 2200 | 1441557GZPCLNT100 | EA |  | ASSORTED BALL VALVE SPARES;INCLUDES: | ASSORTED BALL VALVE SPARES;INCLUDES: | PARTS KIT,VALVE: ASSORTED BALL VALVE SPARES;INCLUDES: BALLS,SEATS,HANDLES ETC; |  | PARTS KIT,VALVE:ASSORTED BALL VALVE SPARES;INCLUDES:
STP_009 - Lot7 | Data Enrichment | VNE |  | 2023-11-02 |  |  | 1036532 | 1036532 | 1441514 | AU_QM_000987343 |  | ERSA | M | 5620 | 1441514GZPCLNT100 | BOX |  | ASSORTED BRAKE DISCS _ PADS;GEARMOTORS; | ASSORTED BRAKE DISCS _ PADS;GEARMOTORS; | PARTS KIT,DISC BRAKE: ASSORTED BRAKE DISCS AND PADS;GEARMOTORS; |  | PARTS KIT,DISC BRAKE: ASSORTED BRAKE DISCS & PADS;GEARMOTORS;
STP_009 - Lot7 | Data Enrichment | VNE |  | 2023-11-02 |  |  | 1067340 | 1067340 | 1458041 | AU_QM_001311067 |  | ERSA | M | 5920 | 1458041GZPCLNT100 | EA |  | ASSY BLOWER MOTOR _ HOLDER; | ASSY BLOWER MOTOR _ HOLDER; | PARTS KIT,TURBOCHARGER: ASSY BLOWER MOTOR AND HOLDER; |  | PARTS KIT,TURBOCHARGER: ASSY BLOWER MOTOR & HOLDER;
STP_009 - Lot7 | Data Enrichment | CIR |  | 2023-11-02 |  |  | 1143332 | 1143332 | 1402796 | AU_QM_000247454 |  | ERSA | M | 5915 | 1402796GZPCLNT100 | EA |  | ATOMIZER;AIR NOZZLE,STAINLESS STEEL | ATOMIZER;AIR NOZZLE,STAINLESS STEEL | ATOMIZER;TYPE:AIR NOZZLE,MATERIAL:STAINLESS STEEL,ADDITIONAL FEATURES EN:W/O SU,MNFR:01)PARTS,PTNO:01)B1/4J-SS |  | ATOMIZER;AIR NOZZLE,STAINLESS STEELATOMIZER;AIR NOZZLE,STAINLESS STEEL,W/O
STP_009 - Lot7 | Data Enrichment | KIB |  | 2023-11-02 |  |  | 1067110 | 1067110 | 1456672 | AU_QM_001287200 |  | ERSA | M | 5920 | 1456672GZPCLNT100 | EA |  | AUTO HUB ASSY | AUTO HUB ASSY | HUB, DRIVE COUPLING: AUTO HUB ASSY |  | HUB, DRIVE COUPLING:AUTO HUB ASSY
STP_009 - Lot7 | Data Enrichment | VNE |  | 2023-11-02 |  |  | 1138150 | 1138150 | 1373243 | AU_QM_000197841 |  | ERSA | M | 5915 | 1373243GZPCLNT100 | EA |  | B278BT;WAR,B278BT-E1E02F | B278BT;WAR,B278BT-E1E02F | APL-OEM-A B278BT;WAR,B278BT-E1E02F |  | B278BT;WAR,B278BT-E1E02FB278BT;WAR,B278BT-E1E02F
STP_009 - Lot7 | Data Enrichment | KIB |  | 2023-11-02 |  |  | 1216443 | 1216443 |  |  |  | ERSA | M | 4090 | 197830MRM | BT |  | BABY OIL:200ML BOTTLE | BABY OIL:200ML BOTTLE | BABY OIL:200ML BOTTLE
STP_009 - Lot7 | Data Enrichment | PVJ |  | 2023-11-02 |  |  | 1111079 | 1111079 | 1418479 | AU_QM_000264435 |  | ERSA | M | 5915 | 1418479GZPCLNT100 | EA |  | BACKREST;20B80-02000 | BACKREST;20B80-02000 | BACKREST;MNFR: ,PTNO:20B80-02000 |  | BACKREST;20B80-02000BACKREST;20B80-02000
STP_009 - Lot7 | Data Enrichment | PVJ |  | 2023-11-02 |  |  | 1111161 | 1111161 | 1414226 | AU_QM_000259787 |  | ERSA | M | 5915 | 1414226GZPCLNT100 | EA |  | BACKREST;6S.FLA611VN | BACKREST;6S.FLA611VN | BACKREST;MNFR: ,PTNO:6S.FLA611VN |  | BACKREST;6S.FLA611VNBACKREST;6S.FLA611VN
STP_009 - Lot7 | Data Enrichment | PVJ |  | 2023-11-02 |  |  | 1074721 | 1074721 |  |  |  | ERSA | M | 3730 | 1099587GZPCLNT100 | EA | 3000003 | BACKREST;CAT,2926402,PAN GP,LUMBAR | RESPALDO;CAT,2926402,GRUPO PAN,LUMBAR | BACKREST;MNFR:CATERPILLAR,PTNO:2926402,ADDITIONAL FEATURES EN:PAN GROUP,LUMBAR | RESPALDO;MNFR:CATERPILLAR,PTNO:2926402,CARACTERISTICAS ADICIONALES ES:GRUPO PAN,LUMBAR |  | CATERPILLAR | 2926402
STP_009 - Lot7 | Data Enrichment | CIR |  | 2023-11-02 |  |  | 1204984 | 1204984 |  |  |  | ERSA | M | 5620 | 271400MRM | EA |  | BAFFLEPROCESS BAFFLE;L=3000;ITEM 22 | BAFFLEPROCESS BAFFLE;L=3000;ITEM 22 | BAFFLEPROCESS BAFFLE;L=3000;ITEM 22
STP_009 - Lot7 | Data Enrichment | CIR |  | 2023-11-02 |  |  | 1204983 | 1204983 |  |  |  | ERSA | M | 5620 | 271399MRM | EA |  | BAFFLESERVICE BAFFLE;ITEM 21 | BAFFLESERVICE BAFFLE;ITEM 21 | BAFFLESERVICE BAFFLE;ITEM 21
STP_009 - Lot7 | Data Enrichment | PVJ |  | 2023-11-02 |  |  | 1215360 | 1215360 |  |  |  | ERSA | M | 5920 | 138223MRM | EA |  | BAIL,LIFTING;AC/LB/LIGHT/658AR;LIFT BAIL | BAIL,LIFTING;AC/LB/LIGHT/658AR;LIFT BAIL | BAIL,LIFTING;AC/LB/LIGHT/658AR;LIFT BAIL LIGHTRB;DR460;
STP_009 - Lot7 | Data Enrichment | PVJ |  | 2023-11-02 |  |  | 1215359 | 1215359 |  |  |  | ERSA | M | 5920 | 138222MRM | EA |  | BAIL,LIFTING;AC/LIFT/BAIL/LIGHT/412AR;RB | BAIL,LIFTING;AC/LIFT/BAIL/LIGHT/412AR;RB | BAIL,LIFTING;AC/LIFT/BAIL/LIGHT/412AR;RB;DR460;
STP_009 - Lot7 | Data Enrichment | PVJ |  | 2023-11-02 |  |  | 1020466 | 1020466 | 1385525 | AU_QM_000226306 |  | ERSA | M | 5955 | 1385525GZPCLNT100 | EA | 3000001 | BAIL;EPI,92010758 | BAIL;EPI,92010758 | BAIL;MNFR:EPIROC,PTNO:92010758 |  | BAIL;EPI,92010758BAIL;EPI,92010758 | EPIROC | 92010758
STP_009 - Lot7 | Data Enrichment | KIB |  | 2023-11-02 |  |  | 1216654 | 1216654 |  |  |  | ERSA | M | 5955 | 542829MRM | SET |  | BALL JOINT ASSORTMENT:3/16"TO 5/16";IN-L | BALL JOINT ASSORTMENT:3/16"TO 5/16";IN-L | BALL JOINT ASSORTMENT:3/16"TO 5/16";IN-LINE <(>&<)> 90DEG LINKAGES;10 SIZES;PLASTIC CASE
STP_009 - Lot7 | Data Enrichment | CIR |  | 2023-11-02 |  |  | 1020481 | 1020481 | 1385392 | AU_QM_000226163 |  | ERSA | M | 5955 | 1385392GZPCLNT100 | EA | 3000438 | BALL;NRMT,100019070 | BOLA; | BOLA;MNFR:NORMET,PTNO:100019070 | BOLA;,MNFR:NORMET,PTNO:100019070 | BALL;NRMT,100019070BALL;NOR,100019070 | NORMET | 100019070
STP_009 - Lot7 | Data Enrichment | CIR |  | 2023-11-02 |  |  | 1020381 | 1020381 | 1386798 | AU_QM_000227820 |  | ERSA | M | 5955 | 1386798GZPCLNT100 | EA | 3000438 | BALL;NRMT,56046097 | BOLA; | BOLA;MNFR:NORMET,PTNO:56046097 | BOLA;,MNFR:NORMET,PTNO:56046097 | BALL;NRMT,56046097BALL;NOR,56046097 | NORMET | 56046097
STP_009 - Lot7 | Data Enrichment | CIR |  | 2023-11-02 |  |  | 1020390 | 1020390 | 1386624 | AU_QM_000227612 |  | ERSA | M | 5955 | 1386624GZPCLNT100 | EA | 3000438 | BALL;NRMT,56070428 | BOLA; | BOLA;MNFR:NORMET,PTNO:56070428 | BOLA;,MNFR:NORMET,PTNO:56070428 | BALL;NRMT,56070428BALL;NOR,56070428 | NORMET | 56070428
STP_009 - Lot7 | Data Enrichment | CIR |  | 2023-11-02 |  |  | 1097156 | 1097156 | 1385255 | AU_QM_000226000 |  | ERSA | M | 5620 | 1385255GZPCLNT100 | EA | 3000438 | BAR;NRMT,46178550 | BARRA; | BARRA;MNFR:NORMET,PTNO:46178550 | BARRA;,MNFR:NORMET,PTNO:46178550 | BAR;NRMT,46178550BAR;NOR,46178550 | NORMET | 46178550
STP_009 - Lot7 | Data Enrichment | KIB |  | 2023-11-02 |  |  | 1213731 | 1213731 |  |  |  | ERSA | M | 1600 | 366421MRM | EA |  | BELL,ELECTRICAL:12/24VDC;0.125A;150MM DI | BELL,ELECTRICAL:12/24VDC;0.125A;150MM DI | BELL,ELECTRICAL:12/24VDC;0.125A;150MM DIA;
STP_009 - Lot7 | Data Enrichment | CIR |  | 2023-11-02 |  |  | 1205660 | 1205660 |  |  |  | ERSA | M | 5700 | 152326MRM | EA |  | BELT ALIGNER,CONVEYOR:GUIDE;BELT | BELT ALIGNER,CONVEYOR:GUIDE;BELT | BELT ALIGNER,CONVEYOR:GUIDE;BELT
STP_009 - Lot7 | Data Enrichment | KIB |  | 2023-11-02 |  |  | 1060915 | 1060915 |  |  |  | ERSA | M | 1500 | 1513211GZPCLNT100 | EA |  | BEND,CBL TRAY;COVER INTERN,EZYCIR3004H | BANDEJA CURV CABL; | BEND,CABLE TRAY;ADDITIONAL FEATURES EN:COVER INTERN,EZYCIR3004H | BANDEJA CABLES CURVA;
STP_009 - Lot7 | Data Enrichment | KIB |  | 2023-11-02 |  |  | 1060914 | 1060914 |  |  |  | ERSA | M | 1500 | 1513212GZPCLNT100 | EA |  | BEND,CBL TRAY;COVER INTERN,EZYCIR6006H | BANDEJA CURV CABL; | BEND,CABLE TRAY;ADDITIONAL FEATURES EN:COVER INTERN,EZYCIR6006H | BANDEJA CABLES CURVA;
STP_009 - Lot7 | Data Enrichment | KIB |  | 2023-11-02 |  |  | 1060916 | 1060916 |  |  |  | ERSA | M | 1500 | 1513210GZPCLNT100 | EA |  | BEND,CBL TRAY;FIRE RAT,EZYFR60IR6006H# | BANDEJA CURV CABL; | BEND,CABLE TRAY;ADDITIONAL FEATURES EN:FIRE RAT,EZYFR60IR6006H# | BANDEJA CABLES CURVA;
STP_009 - Lot7 | Data Enrichment | KIB |  | 2023-11-02 |  |  | 1060913 | 1060913 |  |  |  | ERSA | M | 1500 | 1513213GZPCLNT100 | EA |  | BEND,CBL TRAY;FIRE RATE,EZYFR60B3003H# | BANDEJA CURV CABL; | BEND,CABLE TRAY;ADDITIONAL FEATURES EN:FIRE RATE,EZYFR60B3003H# | BANDEJA CABLES CURVA;
STP_009 - Lot7 | Data Enrichment | KIB |  | 2023-11-02 |  |  | 1060917 | 1060917 |  |  |  | ERSA | M | 1500 | 1513209GZPCLNT100 | EA |  | BEND,CBL TRAY;FIRE RATE,EZYFR60B6006H# | BANDEJA CURV CABL; | BEND,CABLE TRAY;ADDITIONAL FEATURES EN:FIRE RATE,EZYFR60B6006H# | BANDEJA CABLES CURVA;
STP_009 - Lot7 | Data Enrichment | KIB |  | 2023-11-02 |  |  | 1106037 | 1106037 | 1413755 | AU_QM_000259280 |  | ERSA | M | 5915 | 1413755GZPCLNT100 | EA |  | BEND,CBL TRAY;WD 300 MM,90 DEG,450 MM | BEND,CBL TRAY;WD 300 MM,90 DEG,450 MM | BEND,CABLE TRAY;WIDTH:300 MM,ANGLE:90 DEG,MATERIAL:STAINLESS STEEL,RADIUS:450 MM,MNFR:01)CNW,PTNO:01)UNILUK113R4 |  | BEND,CBL TRAY;WD 300 MM,90 DEG,450 MMBEND,CBL TRAY;300MM,90DEG,450MM
STP_009 - Lot7 | Data Enrichment | KIB |  | 2023-11-02 |  |  | 1203694 | 1203694 |  |  |  | ERSA | M | 1600 | 25353MRM | EA |  | BEND,ELEC CONDUIT:20MM,PVC,90 DEG,ORANGE | BEND,ELEC CONDUIT:20MM,PVC,90 DEG,ORANGE | BEND,ELEC CONDUIT:20MM,PVC,90 DEG,ORANGE,MED SWEEP.STD PACK OF 20
STP_009 - Lot7 | Data Enrichment | KIB |  | 2023-11-02 |  |  | 1218082 | 1218082 |  |  |  | ERSA | M | 1600 | 952241MRM | EA |  | BEND,ELEC CONDUIT:32MM,PVC,90 DEG,ORANGE | BEND,ELEC CONDUIT:32MM,PVC,90 DEG,ORANGE | BEND,ELEC CONDUIT:32MM,PVC,90 DEG,ORANGE,MED SWEEP,
STP_009 - Lot7 | Data Enrichment | KIB |  | 2023-11-02 |  |  | 1216722 | 1216722 |  |  |  | ERSA | M | 2200 | 146684MRM | EA |  | BEND,PIPE:DN450;7.27 DEGREE;STEEL FLANGE | BEND,PIPE:DN450;7.27 DEGREE;STEEL FLANGE | BEND,PIPE:DN450;7.27 DEGREE;STEEL FLANGES;CERAMICLINED SPOOL;SP215PIPE;
STP_009 - Lot7 | Data Enrichment | KIB |  | 2023-11-02 |  |  | 1047032 | 1047032 | 1423267 | AU_QM_000269684 |  | ERSA | M | 5915 | 1423267GZPCLNT100 | EA |  | BEND,PIPE;90 DEG,NOM 20 MM | BEND,PIPE;90 DEG,NOM 20 MM | BEND,PIPE;ANGLE:90 DEG,NOMINAL SIZE:20 MM,MATERIAL:STAINLESS STEEL 316,ADDITIONAL FEATURES EN:WD 300, SERIES NO: 600R,MNFR:01)CNW, PTNO:01)LUK113R6 |  | BEND,PIPE;90 DEG,NOM 20 MMBEND,PIPE;90DEG,20MM,WD 300; SERIES NO
STP_009 - Lot7 | Data Enrichment | KIB |  | 2023-11-02 |  |  | 1047124 | 1047124 |  |  |  | ERSA | M | 5915 | 1421476GZPCLNT100 | EA |  | BEND,PIPE;LINED,ZIRCONIA CERAMIC,C/W 3MM | BEND,PIPE;LINED,ZIRCONIA CERAMIC,C/W 3MM | BEND,PIPE;TYPE:LINED,MATERIAL:ZIRCONIA CERAMIC,ADDITIONAL FEATURES EN:C/W 3MM
STP_009 - Lot7 | Data Enrichment | KIB |  | 2023-11-02 |  |  | 1016909 | 1016909 |  |  |  | ERSA | M | 2200 | 1265252GZPCLNT100 | EA |  | BEND,PIPE;SPOL,NOM 38 IN,LG 270-5/32 IN | TUBERIA CURVA;MADEJA,NOM 38 IN,LG | BEND,PIPE;TYPE:SPOOL,NOMINAL SIZE:38 IN,LENGTH:270-5/32 IN,ADDITIONAL FEATURES EN:0310-PPS3-RL-04,MNFR:WEIRMPE,PTNO:A1-C-VA-CMA-55-5 | TUBERIA CURVA;TIPO:MADEJA,TAMAÃƒâ€˜O NOMINAL:38 IN,LONGITUD:270-5/32 IN,CARACTERISTICAS ADICIONALES ES:0310-PPS3-RL-04,MNFR:WEIRMPE,PTN :A1-C-VA-CMA-55-5 |  |  | A1-C-VA-CMA-55-5
STP_009 - Lot7 | Data Enrichment | KIB |  | 2023-11-02 |  |  | 1046573 | 1046573 |  |  |  | ERSA | M | 5915 | 1411467GZPCLNT100 | EA |  | BEND,PIPE;SWEEP,45 DEG,NOM 90 MM,10.1 MM | BEND,PIPE;SWEEP,45 DEG,NOM 90 MM,10.1 MM | BEND,PIPE;TYPE:SWEEP,ANGLE:45 DEG,NOMINAL SIZE:90 MM,SCHEDULE/WALL THICKNESS:10.1 MM,PRESSURE CLASS/RATING:PN 20,LENGTH:232 MM, MATERIAL:PE100,ADDITIONAL FEATURES EN:EXT
STP_009 - Lot7 | Data Enrichment | KIB |  | 2023-11-02 |  |  | 1026185 | 1026185 | 1392577 | AU_QM_000235864 |  | ERSA | M | 4075 | 1392577GZPCLNT100 | EA | 3000035 | BEND,PIPE;WAR,PS9189-17 | BEND,PIPE;WAR,PS9189-17 | BEND,PIPE;MNFR:WARMAN,PTNO:PS9189-17 |  | OEM-E-LISTBEND,PIPE;WEI,PS9189-17 | WARMAN | PS9189-17
STP_009 - Lot7 | Data Enrichment | KIB |  | 2023-11-02 |  |  | 1026184 | 1026184 | 1392578 | AU_QM_000235865 |  | ERSA | M | 4075 | 1392578GZPCLNT100 | EA | 3000035 | BEND,PIPE;WAR,PS9189-25 | BEND,PIPE;WAR,PS9189-25 | BEND,PIPE;MNFR:WARMAN,PTNO:PS9189-25 |  | OEM-E-LISTBEND,PIPE;WEI,PS9189-25 | WARMAN | PS9189-25
STP_009 - Lot7 | Data Enrichment | KIB |  | 2023-11-02 |  |  | 1208118 | 1208118 |  |  |  | ERSA | M | 5920 | 133093MRM | EA |  | BEND,TUBE,RETURN:PRESSURE RELIEF RETURN | BEND,TUBE,RETURN:PRESSURE RELIEF RETURN | BEND,TUBE,RETURN:PRESSURE RELIEF RETURN TUBE;HYD POWER UNIT;100 SERIES ROCKBREAKER;MRM1400RB002;
STP_009 - Lot7 | Data Enrichment | KIB |  | 2023-11-02 |  |  | 1142415 | 1142415 | 1406733 | AU_QM_000251726 |  | ERSA | M | 5915 | 1406733GZPCLNT100 | EA |  | BEND,TUBE;45 DEG,NOM 108 MM,PRESS CRIMP | BEND,TUBE;45 DEG,NOM 108 MM,PRESS CRIMP | BEND,TUBE;ANGLE:45 DEG,NOMINAL SIZE:108 MM,END CONNECTION:PRESS CRIMP,MATERIAL:STAINLESS STEEL,ADDITIONAL FEATURES EN:F/F HT,MNFR: 0 |  | BEND,TUBE;45 DEG,NOM 108 MM,PRESS CRIMPBEND,TUBE;45DEG,108MM,PRESS CRIMP,F/F
STP_009 - Lot7 | Data Enrichment | KIB |  | 2023-11-02 |  |  | 1026202 | 1026202 | 1390759 | AU_QM_000232465 |  | ERSA | M | 4075 | 1390759GZPCLNT100 | EA | 3000000 | BEND;ATL,1017912 | BEND;ATL,1017912 | BEND;MNFR:ATLAS COPCO,PTNO:1017912 |  | BEND;ATL,1017912BEND;ATL,1017912 | ATLAS COPCO | 1017912
STP_009 - Lot7 | Data Enrichment | KIB |  | 2023-11-02 |  |  | 1038061 | 1038061 | 1418495 | AU_QM_000264452 |  | ERSA | M | 5915 | 1418495GZPCLNT100 | EA |  | BEND;DENSE PHASE VENT,SERIES NO: MK3 | BEND;DENSE PHASE VENT,SERIES NO: MK3 | BEND;TYPE:DENSE PHASE VENT,ADDITIONAL FEATURES EN:SERIES NO: MK3,MNFR:01)PARTS,PTNO:01)PB8623/3 |  | BEND;DENSE PHASE VENT,SERIES NO: MK3BEND;DENSE PHASE VENT,SERIES NO: MK3
STP_009 - Lot7 | Data Enrichment | KIB |  | 2023-11-02 |  |  | 1026349 | 1026349 | 1376148 | AU_QM_000215230 |  | ERSA | M | 4075 | 1376148GZPCLNT100 | EA | 3000001 | BEND;EPI,3177 0001 82 | BEND;EPI,3177 0001 82 | BEND;MNFR:EPIROC,PTNO:3177 0001 82 |  | BEND;EPI,3177 0001 82BEND;EPI,3177 0001 82 | EPIROC | 3177 0001 82
STP_009 - Lot7 | Data Enrichment | KIB |  | 2023-11-02 |  |  | 1026345 | 1026345 | 1376589 | AU_QM_000215718 |  | ERSA | M | 4075 | 1376589GZPCLNT100 | EA | 3000001 | BEND;EPI,5112 3311 59 | BEND;EPI,5112 3311 59 | BEND;MNFR:EPIROC,PTNO:5112 3311 59 |  | BEND;EPI,5112 3311 59BEND;EPI,5112 3311 59 | EPIROC | 5112 3311 59
STP_009 - Lot7 | Data Enrichment | KIB |  | 2023-11-02 |  |  | 1026344 | 1026344 | 1376594 | AU_QM_000215724 |  | ERSA | M | 4075 | 1376594GZPCLNT100 | EA | 3000001 | BEND;EPI,5112 3311 60 | BEND;EPI,5112 3311 60 | BEND;MNFR:EPIROC,PTNO:5112 3311 60 |  | BEND;EPI,5112 3311 60BEND;EPI,5112 3311 60 | EPIROC | 5112 3311 60
STP_009 - Lot7 | Data Enrichment | KIB |  | 2023-11-02 |  |  | 1026302 | 1026302 | 1382231 | AU_QM_000222310 |  | ERSA | M | 4075 | 1382231GZPCLNT100 | EA | 3000001 | BEND;EPI,9106217443 | BEND;EPI,9106217443 | BEND;MNFR:EPIROC,PTNO:9106217443 |  | BEND;EPI,9106217443BEND;EPI,9106217443 | EPIROC | 9106217443
STP_009 - Lot7 | Data Enrichment | VNE |  | 2023-11-02 |  |  | 1139802 | 1139802 | 1423769 | AU_QM_000296442 |  | ERSA | M | 5920 | 1423769GZPCLNT100 | EA |  | BIBBY 158 COUPLING SPRINGS; | BIBBY 158 COUPLING SPRINGS; | PARTS KIT,FLEX CPLG: BIBBY 158 COUPLING SPRINGS; |  | PARTS KIT,FLEX CPLG:BIBBY 158 COUPLING SPRINGS;
STP_009 - Lot7 | Data Enrichment | VNE |  | 2023-11-02 |  |  | 1139800 | 1139800 | 1423773 | AU_QM_000296509 |  | ERSA | M | 5920 | 1423773GZPCLNT100 | EA |  | BIBBY 5421 COUPLING SPRINGS; | BIBBY 5421 COUPLING SPRINGS; | PARTS KIT,FLEX CPLG: BIBBY 5421 COUPLING SPRINGS; 2 HALVES; |  | PARTS KIT,FLEX CPLG:BIBBY 5421 COUPLING SPRINGS;
STP_009 - Lot7 | Data Enrichment | KIB |  | 2023-11-02 |  |  | 1211187 | 1211187 |  |  |  | ERSA | M | 5955 | 774824MRM | EA |  | BLOCKING TAPER:PLUTON 30 DRILL BOOM BLOC | BLOCKING TAPER:PLUTON 30 DRILL BOOM BLOC | BLOCKING TAPER:PLUTON 30 DRILL BOOM BLOCKING TAPER;SECOMA PLUTON 30 ROCK BOLTER
STP_009 - Lot7 | Data Enrichment | CIR |  | 2023-11-02 |  |  | 1067160 | 1067160 | 1457420 | AU_QM_001299916 |  | ERSA | M | 5920 | 1457420GZPCLNT100 | EA |  | BLOWER MOTOR; | BLOWER MOTOR; | TURBOCHARGER,ENGINE: BLOWER MOTOR; |  | TURBOCHARGER,ENGINE:BLOWER MOTOR;
STP_009 - Lot7 | Data Enrichment | CIR |  | 2023-11-02 |  |  | 1114933 | 1114933 | 1427357 | AU_QM_000457598 |  | ERSA | M | 4500 | 1427357GZPCLNT100 | EA |  | BOARD,CIRCT;CARD ASSEMBLY, REF/RAMP INTE | BOARD,CIRCT;CARD ASSEMBLY, REF/RAMP INTE | BOARD,CIRCUIT;ADDITIONAL FEATURES EN:CARD ASSEMBLY, REF/RAMP INTERFACE BOARD ISS.5,MCKENZIE AND HOLLAND MO,THER PLATE PLATING75KW RE |  | CIRCUIT CARD ASSEMBLY:REF/RAMP INTERFACE BOARD ISS.5;
STP_009 - Lot7 | Data Enrichment | CIR |  | 2023-11-02 |  |  | 1176441 | 1176441 | 1434920 | AU_QM_000771890 |  | ERSA | M | 1600 | 1434920GZPCLNT100 | EA |  | BOARD,CIRCT;CARD ASSEMBLY:110/240 V AC P | BOARD,CIRCT;CARD ASSEMBLY:110/240 V AC P | BOARD,CIRCUIT;ADDITIONAL FEATURES EN:CARD ASSEMBLY:110/240 V AC POWER SUPPLY,MNFR:01)TOSHIBA,PTNO:01)TPS261**S |  | CIRCUIT CARD ASSEMBLY:110/240VAC POWER SUPPLY;
STP_009 - Lot7 | Data Enrichment | CIR |  | 2023-11-02 |  |  | 1134477 | 1134477 | 1402713 | AU_QM_000247364 |  | ERSA | M | 5915 | 1402713GZPCLNT100 | EA |  | BOARD,CIRCT;CONS-1393611 | BOARD,CIRCT;CONS-1393611 | BOARD,CIRCT;MNFR: ,PTNO:CONS-1393611 |  | BOARD,CIRCT;CONS-1393611BOARD,CIRCT;CONS-1393611
STP_009 - Lot7 | Data Enrichment | CIR |  | 2023-11-02 |  |  | 1062377 | 1062377 | 1445068 | AU_QM_001008389 | X | ERSA | M | 1600 | 1445068GZPCLNT100 | EA |  | BOARD,CIRCT;CONTROL | BOARD,CIRCT;CONTROL | BOARD,CIRCUIT;TYPE:CONTROL,ADDITIONAL FEATURES EN:CARD ASSEMBLY, RATING: 100-110 V AC/DC,MNFR:01)TOSHIBA,PTNO:01)3J9G |  | CIRCUIT CARD ASSEMBLY:100-110V AC/DC (CONTROL)
STP_009 - Lot7 | Data Enrichment | CIR |  | 2023-11-02 |  |  | 1114934 | 1114934 | 1427358 | AU_QM_000457606 |  | ERSA | M | 4500 | 1427358GZPCLNT100 | EA |  | BOARD,CIRCT;CONTROLLER,E RKPAW30/2500 | BOARD,CIRCT;CONTROLLER,E RKPAW30/2500 | BOARD,CIRCUIT;TYPE:CONTROLLER,ADDITIONAL FEATURES EN:3 PHASE, CARD ASSEMBLY SUIT MOTHER PLATE PLATING RECTIFIER,75KW,TYP,E RKPAW30/2 |  | CIRCUIT CARD ASSEMBLY:3 PHASE,CONTROLLER,SUIT MCKENZIE &
STP_009 - Lot7 | Data Enrichment | CIR |  | 2023-11-02 |  |  | 1170616 | 1170616 | 1453749 | AU_QM_001216217 |  | ERSA | M | 4500 | 1453749GZPCLNT100 | EA |  | BOARD,CIRCT;REMOTE RECEIVER,CNW | BOARD,CIRCT;REMOTE RECEIVER,CNW | BOARD,CIRCUIT;TYPE:REMOTE RECEIVER,MNFR:01)CNW,PTNO:01)NESFMR-24001 |  | PRINTED CIRCUIT BOARD;REMOTE RECEIVER;ELSEMA;
STP_009 - Lot7 | Data Enrichment | CIR |  | 2023-11-02 |  |  | 1134768 | 1134768 | 1423098 | AU_QM_000269496 |  | ERSA | M | 5915 | 1423098GZPCLNT100 | EA |  | BOARD,DISTR;12P,DELIVERY PLEASE.JUDI / | BOARD,DISTR;12P,DELIVERY PLEASE.JUDI / | BOARD,DISTR;MNFR: ,PTNO:12P,DELIVERY PLEASE.JUDI / |  | BOARD,DISTR;12P,DELIVERY PLEASE.JUDI /BOARD,DISTR;12P,DELIVERY PLEASE.JUDI /
STP_009 - Lot7 | Data Enrichment | CIR |  | 2023-11-02 |  |  | 1043128 | 1043128 | 1419616 | AU_QM_000265686 |  | ERSA | M | 5915 | 1419616GZPCLNT100 | EA |  | BOARD,DISTR;SINGLE PHASE,440 V | BOARD,DISTR;SINGLE PHASE,440 V | BOARD,DISTRIBUTION;TYPE:SINGLE PHASE,ELECTRICAL RATING:440 V,ADDITIONAL FEATURES EN:20L CRUSH AND CONV STORE - ELECTRICAL DARREN - A |  | BOARD,DISTR;SINGLE PHASE,440 VBOARD,DISTR;SINGLE PHASE,440V,20L CRUSH
STP_009 - Lot7 | Data Enrichment | CIR |  | 2023-11-02 |  |  | 1043127 | 1043127 | 1419617 | AU_QM_000265687 |  | ERSA | M | 5915 | 1419617GZPCLNT100 | EA |  | BOARD,DISTR;SINGLE PHASE,440 V | BOARD,DISTR;SINGLE PHASE,440 V | BOARD,DISTRIBUTION;TYPE:SINGLE PHASE,ELECTRICAL RATING:440 V,ADDITIONAL FEATURES EN:20L CRUSH AND CONV STOREDARREN - HOLD FOR ANDREW |  | BOARD,DISTR;SINGLE PHASE,440 VBOARD,DISTR;SINGLE PHASE,440V,20L CRUSH
STP_009 - Lot7 | Data Enrichment | CIR |  | 2023-11-02 |  |  | 1183594 | 1183594 |  |  |  | ERSA | M | 4050 | 1562231GZPCLNT100 | EA |  | BOARD,DSPLY;PORCELIAN,MGNTC,WHITEBAORD 2 | PANEL VISUAL; | BOARD,DISPLAY;ADDITIONAL FEATURES EN:PORCELIAN,MAGNETIC,WHITEBAORD 2100X1200MM | PANEL VISUALIZACION;
STP_009 - Lot7 | Data Enrichment | CIR |  | 2023-11-02 |  |  | 1111990 | 1111990 | 1419940 | AU_QM_000266041 |  | ERSA | M | 5915 | 1419940GZPCLNT100 | EA |  | BOARD,PRINT CIRCT;2P384802/5 | BOARD,PRINT CIRCT;2P384802/5 | BOARD,PRINT CIRCT;MNFR: ,PTNO:2P384802/5 |  | BOARD,PRINT CIRCT;2P384802/5BOARD,PRINT CIRCT;2P384802/5
STP_009 - Lot7 | Data Enrichment | CIR |  | 2023-11-02 |  |  | 1111607 | 1111607 | 1402371 | AU_QM_000246992 |  | ERSA | M | 5915 | 1402371GZPCLNT100 | EA |  | BOARD,PRINT CIRCT;PR01708SC | BOARD,PRINT CIRCT;PR01708SC | BOARD,PRINT CIRCT;MNFR: ,PTNO:PR01708SC |  | BOARD,PRINT CIRCT;PR01708SCBOARD,PRINT CIRCT;PR01708SC
STP_009 - Lot7 | Data Enrichment | CIR |  | 2023-11-02 |  |  | 1114307 | 1114307 |  |  |  | ERSA | M | 2700 | 1571493GZPCLNT100 | EA |  | BOARD,WRITNG;WHITEBOARD,BLK,280X360MM | PIZARRA; | BOARD,WRITING;ADDITIONAL FEATURES EN:WHITEBOARD,BLK,280X360MM | PIZARRA;
STP_009 - Lot7 | Data Enrichment | CIR |  | 2023-11-02 |  |  | 1114308 | 1114308 |  |  |  | ERSA | M | 2700 | 1571492GZPCLNT100 | EA |  | BOARD,WRITNG;WHITEBOARD,QUARTET | PIZARRA; | BOARD,WRITING;ADDITIONAL FEATURES EN:WHITEBOARD,QUARTET | PIZARRA;
STP_009 - Lot7 | Data Enrichment | CIR |  | 2023-11-02 |  |  | 1211469 | 1211469 |  |  |  | ERSA | M | 1600 | 166113MRM | EA |  | BOARD:MD ISOBAR 48P C60 IP56 160A;ACTI 9 | BOARD:MD ISOBAR 48P C60 IP56 160A;ACTI 9 | BOARD:MD ISOBAR 48P C60 IP56 160A;ACTI 9 MD ISOBAR WEATHERPROOF DISTRIBUTION BOARD, 48P - IP56 - 160 A - GREY STEEL.
STP_009 - Lot7 | Data Enrichment | CIR |  | 2023-11-02 |  |  | 1110391 | 1110391 | 1412747 | AU_QM_000258232 |  | ERSA | M | 5915 | 1412747GZPCLNT100 | EA |  | BOARD;4C-01178000 | BOARD;4C-01178000 | BOARD;MNFR: ,PTNO:4C-01178000 |  | BOARD;4C-01178000BOARD;4C-01178000
STP_009 - Lot7 | Data Enrichment | CIR |  | 2023-11-02 |  |  | 1104274 | 1104274 |  |  |  | ERSA | M | 1600 | 1505687GZPCLNT100 | EA |  | BOARD;B&RARPV201015 | BOARD;B&RARPV201015 | BOARD;ADDITIONAL FEATURES:B&RARPV201015
STP_009 - Lot7 | Data Enrichment | CIR |  | 2023-11-02 |  |  | 1026330 | 1026330 | 1378092 | AU_QM_000217373 |  | ERSA | M | 4045 | 1378092GZPCLNT100 | EA | 3000001 | BOARD;EPI,9106 2196 04 | BOARD;EPI,9106 2196 04 | BOARD;MNFR:EPIROC,PTNO:9106 2196 04 |  | BOARD;EPI,9106 2196 04BOARD;EPI,9106 2196 04 | EPIROC | 9106 2196 04
STP_009 - Lot7 | Data Enrichment | CIR |  | 2023-11-02 |  |  | 1026329 | 1026329 | 1378093 | AU_QM_000217374 |  | ERSA | M | 4045 | 1378093GZPCLNT100 | EA | 3000001 | BOARD;EPI,9106 2196 05 | BOARD;EPI,9106 2196 05 | BOARD;MNFR:EPIROC,PTNO:9106 2196 05 |  | BOARD;EPI,9106 2196 05BOARD;EPI,9106 2196 05 | EPIROC | 9106 2196 05
STP_009 - Lot7 | Data Enrichment | CIR |  | 2023-11-02 |  |  | 1026325 | 1026325 | 1378153 | AU_QM_000217440 |  | ERSA | M | 4045 | 1378153GZPCLNT100 | EA | 3000001 | BOARD;EPI,9106 9719 50 | BOARD;EPI,9106 9719 50 | BOARD;MNFR:EPIROC,PTNO:9106 9719 50 |  | BOARD;EPI,9106 9719 50BOARD;EPI,9106 9719 50 | EPIROC | 9106 9719 50
STP_009 - Lot7 | Data Enrichment | CIR |  | 2023-11-02 |  |  | 1026324 | 1026324 | 1378154 | AU_QM_000217441 |  | ERSA | M | 4045 | 1378154GZPCLNT100 | EA | 3000001 | BOARD;EPI,9106 9719 51 | BOARD;EPI,9106 9719 51 | BOARD;MNFR:EPIROC,PTNO:9106 9719 51 |  | BOARD;EPI,9106 9719 51BOARD;EPI,9106 9719 51 | EPIROC | 9106 9719 51
STP_009 - Lot7 | Data Enrichment | CIR |  | 2023-11-02 |  |  | 1026323 | 1026323 | 1378156 | AU_QM_000217443 |  | ERSA | M | 4045 | 1378156GZPCLNT100 | EA | 3000001 | BOARD;EPI,9106 9720 50 | BOARD;EPI,9106 9720 50 | BOARD;MNFR:EPIROC,PTNO:9106 9720 50 |  | BOARD;EPI,9106 9720 50BOARD;EPI,9106 9720 50 | EPIROC | 9106 9720 50
STP_009 - Lot7 | Data Enrichment | CIR |  | 2023-11-02 |  |  | 1026327 | 1026327 | 1378096 | AU_QM_000217377 |  | ERSA | M | 4045 | 1378096GZPCLNT100 | EA | 3000001 | BOARD;EPI,9106 9767 73 | BOARD;EPI,9106 9767 73 | BOARD;MNFR:EPIROC,PTNO:9106 9767 73 |  | BOARD;EPI,9106 9767 73BOARD;EPI,9106 9767 73 | EPIROC | 9106 9767 73
STP_009 - Lot7 | Data Enrichment | CIR |  | 2023-11-02 |  |  | 1026328 | 1026328 | 1378095 | AU_QM_000217376 |  | ERSA | M | 4045 | 1378095GZPCLNT100 | EA | 3000001 | BOARD;EPI,9106 9767 75 | BOARD;EPI,9106 9767 75 | BOARD;MNFR:EPIROC,PTNO:9106 9767 75 |  | BOARD;EPI,9106 9767 75BOARD;EPI,9106 9767 75 | EPIROC | 9106 9767 75
STP_009 - Lot7 | Data Enrichment | CIR |  | 2023-11-02 |  |  | 1111155 | 1111155 | 1415995 | AU_QM_000261716 |  | ERSA | M | 5915 | 1415995GZPCLNT100 | EA |  | BOARD;MAN-PB-0002069 | BOARD;MAN-PB-0002069 | BOARD;MNFR: ,PTNO:MAN-PB-0002069 |  | BOARD;MAN-PB-0002069BOARD;MAN-PB-0002069
STP_009 - Lot7 | Data Enrichment | CIR |  | 2023-11-02 |  |  | 1026182 | 1026182 | 1392679 | AU_QM_000235983 |  | ERSA | M | 4045 | 1392679GZPCLNT100 | EA | 3000012 | BOARD;TOY,8401460160 | BOARD;TOY,8401460160 | BOARD;MNFR:TOYOTA,PTNO:8401460160 |  | OEM-E-LISTBOARD;TOY,8401460160 | TOYOTA | 8401460160
STP_009 - Lot7 | Data Enrichment | KIB |  | 2023-11-02 |  |  | 1207898 | 1207898 |  |  |  | ERSA | M | 5920 | 133062MRM | EA |  | BOOM SECTION:3M BOOM SECTION;BARE;3M BOO | BOOM SECTION:3M BOOM SECTION;BARE;3M BOO | BOOM SECTION:3M BOOM SECTION;BARE;3M BOOM ARRANGEMENT;100 SERIES ROCKBREAKER;MRM1400RB002;
STP_009 - Lot7 | Data Enrichment | KIB |  | 2023-11-02 |  |  | 1208116 | 1208116 |  |  |  | ERSA | M | 5920 | 133072MRM | EA |  | BOOM SECTION:3M JIB BOOM SECTION;BARE;3M | BOOM SECTION:3M JIB BOOM SECTION;BARE;3M | BOOM SECTION:3M JIB BOOM SECTION;BARE;3M JIB ARRANGEMENT;100 SERIES ROCKBREAKER;MRM1400RB002;
STP_009 - Lot7 | Data Enrichment | KIB |  | 2023-11-02 |  |  | 1216886 | 1216886 |  |  |  | ERSA | M | 5955 | 7129583MRM | EA |  | BOOM SECTION:H205D TELESCOPIC BOOM EXTEN | BOOM SECTION:H205D TELESCOPIC BOOM EXTEN | BOOM SECTION:H205D TELESCOPIC BOOM EXTENSION ASSY;ZRU700 ZOOM BOOM;"REPAIRABLE ITEM"H205D MINIMATIC JUMBO
STP_009 - Lot7 | Data Enrichment | CIR |  | 2023-11-02 |  |  | 1207703 | 1207703 |  |  |  | ERSA | M | 2920 | 1096106MRM | EA |  | BOTTLE TOP,LIQUID DISPENSER:1-5ML;OPTIFI | BOTTLE TOP,LIQUID DISPENSER:1-5ML;OPTIFI | BOTTLE TOP,LIQUID DISPENSER:1-5ML;OPTIFIX SAFETY DISPENSER;C/W SOLID PTFE PISTON; "SAFETY TYPE"C/W VENTILATION VALVE;
STP_009 - Lot7 | Data Enrichment | CIR |  | 2023-11-02 |  |  | 1207702 | 1207702 |  |  |  | ERSA | M | 2920 | 1096098MRM | EA |  | BOTTLE TOP,LIQUID DISPENSER:2-10ML;OPTIF | BOTTLE TOP,LIQUID DISPENSER:2-10ML;OPTIF | BOTTLE TOP,LIQUID DISPENSER:2-10ML;OPTIFIX SAFETY DISPENSER;C/W SOLID PTFE PISTON; "SAFETY TYPE"C/W VENTILATION VALVE;
STP_009 - Lot7 | Data Enrichment | CIR |  | 2023-11-02 |  |  | 1207704 | 1207704 |  |  |  | ERSA | M | 2920 | 1096114MRM | EA |  | BOTTLE TOP,LIQUID DISPENSER:2-10ML;OPTIF | BOTTLE TOP,LIQUID DISPENSER:2-10ML;OPTIF | BOTTLE TOP,LIQUID DISPENSER:2-10ML;OPTIFIX HF SAFETY DISPENSER;C/W SOLID PTFE PISTON; "SAFETY TYPE"C/W VENTILATION VALVE;HYDROFLOURIC ACID TYPE;
STP_009 - Lot7 | Data Enrichment | CIR |  | 2023-11-02 |  |  | 1098843 | 1098843 | 1393076 | AU_QM_000236436 |  | ERSA | M | 5100 | 1393076GZPCLNT100 | EA | 3000438 | BOX;NRMT,100019162 | CAJA; | CAJA;MNFR:NORMET,PTNO:100019162 | CAJA;,MNFR:NORMET,PTNO:100019162 | OEM-E-LISTBOX;NOR,100019162 | NORMET | 100019162
STP_009 - Lot7 | Data Enrichment | CIR |  | 2023-11-02 |  |  | 1035235 | 1035235 | 1391033 | AU_QM_000232795 |  | ERSA | M | 5100 | 1391033GZPCLNT100 | EA | 3000438 | BOX;NRMT,55129019 | CAJA; | CAJA;MNFR:NORMET,PTNO:55129019 | CAJA;,MNFR:NORMET,PTNO:55129019 | BOX;NRMT,55129019BOX;NOR,55129019 | NORMET | 55129019
STP_009 - Lot7 | Data Enrichment | CIR |  | 2023-11-02 |  |  | 1099128 | 1099128 | 1382637 | AU_QM_000222796 |  | ERSA | M | 5100 | 1382637GZPCLNT100 | EA | 3000438 | BOX;NRMT,55148951 | BOITE;NRMT,55148951 | CAJA;MNFR:NORMET,PTNO:55148951 | CAJA;,MNFR:NORMET,PTNO:55148951 | BOX;NRMT,55148951BOX;NOR,55148951 | NORMET | 55148951
STP_009 - Lot7 | Data Enrichment | CIR |  | 2023-11-02 |  |  | 1019307 | 1019307 | 1386487 | AU_QM_000227446 |  | ERSA | M | 5955 | 1386487GZPCLNT100 | EA | 3000438 | BRACKET;NRMT,100005155 | APOYO; | APOYO;MNFR:NORMET,PTNO:100005155 | APOYO;,MNFR:NORMET,PTNO:100005155 | BRACKET;NRMT,100005155BRACKET;NOR,100005155 | NORMET | 100005155
STP_009 - Lot7 | Data Enrichment | CIR |  | 2023-11-02 |  |  | 1018090 | 1018090 | 1388204 | AU_QM_000229485 |  | ERSA | M | 5955 | 1388204GZPCLNT100 | EA | 3000438 | BRACKET;NRMT,45074390 | APOYO; | APOYO;MNFR:NORMET,PTNO:45074390 | APOYO;,MNFR:NORMET,PTNO:45074390 | BRACKET;NRMT,45074390BRACKET;NOR,45074390 | NORMET | 45074390
STP_009 - Lot7 | Data Enrichment | VNE |  | 2023-11-02 |  |  | 1067008 | 1067008 | 1350140 | AU_QM_000132275 |  | ERSA | M | 5915 | 1350140GZPCLNT100 | EA |  | BRAKE BOOSTER VALVE ASSEMBLY;;KIT-NRV;;M | BRAKE BOOSTER VALVE ASSEMBLY;;KIT-NRV;;M | PARTS KIT,BRAKE BOOSTER: BRAKE BOOSTER VALVE ASSEMBLY;;KIT-NRV;;M AHINDRA MHAWK; |  | PARTS KIT,BRAKE BOOSTER:BRAKE BOOSTER VALVE ASSEMBLY;;KIT-NRV;;M
STP_009 - Lot7 | Data Enrichment | VNE |  | 2023-11-02 |  |  | 1217442 | 1217442 |  |  |  | ERSA | M | 5955 | 835280MRM | EA |  | BRAKE LINING KIT:MICO MULTIPLE DISC BRAK | BRAKE LINING KIT:MICO MULTIPLE DISC BRAK | BRAKE LINING KIT:MICO MULTIPLE DISC BRAKE;CAT IT28G TOOL CARRIER
STP_009 - Lot7 | Data Enrichment | VNE |  | 2023-11-02 |  |  | 1134089 | 1134089 | 1370355 | AU_QM_000176147 |  | ERSA | M | 5915 | 1370355GZPCLNT100 | EA |  | BRAKE;GUIDANCE SYSTEM PROPORTIONAL | BRAKE;GUIDANCE SYSTEM PROPORTIONAL | REPAIR KIT,SOLENOID VALVE BRAKE;GUIDANCE SYSTEM PROPORTIONAL |  | REPAIR KIT,SOLENOID VALVE BRAKE;GUIDANCE SYSTEM PROPORTIONAL
STP_009 - Lot7 | Data Enrichment | KIB |  | 2023-11-02 |  |  | 1068415 | 1068415 | 1449062 | AU_QM_001101401 |  | ERSA | M | 2000 | 1449062GZPCLNT100 | EA |  | BROOM SEGMENT SET; | BROOM SEGMENT SET; | SEGMENT: BROOM SEGMENT SET; (SET = 4) ISUZU ROAD SWEEPER |  | SEGMENT:BROOM SEGMENT SET;
STP_009 - Lot7 | Data Enrichment | KIB |  | 2023-11-02 |  |  | 1151893 | 1151893 | 1473480 | AU_QM_000160021 |  | ERSA | M | 5910 | 1473480GZPCLNT100 | EA |  | BSPP MALE X JIC MALE; LOADER SOS SAMPLIN | BSPP MALE X JIC MALE; LOADER SOS SAMPLIN |  |  | NIPPLE:BSPP MALE X JIC MALE; LOADER SOS SAMPLIN
STP_009 - Lot7 | Data Enrichment | VNE |  | 2023-11-02 |  |  | 1111023 | 1111023 | 1467700 | AU_QM_007127865 |  | ERSA | M | 2200 | 1467700GZPCLNT100 | EA |  | BTR PCB 20MM 2 WAY VALVE REPAIR; | BTR PCB 20MM 2 WAY VALVE REPAIR; | PARTS KIT,SOLENOID VALVE: BTR PCB 20MM 2 WAY VALVE REPAIR; DIAPHRAGM KIT; BTR ENVIROMENTAL DLM-V-6/10-F1 DUST COLLECTOR |  | PARTS KIT,SOLENOID VALVE: BTR PCB 20MM 2 WAY VALVE REPAIR;
STP_009 - Lot7 | Data Enrichment | VNE |  | 2023-11-02 |  |  | 1139027 | 1139027 | 1466916 | AU_QM_007126595 |  | ERSA | M | 2200 | 1466916GZPCLNT100 | EA |  | BTR RCA20 DIAPHRAGMS; | BTR RCA20 DIAPHRAGMS; | PARTS KIT,VALVE: BTR RCA20 DIAPHRAGMS; BTR ENVIRO DLM-V-15/15-F6 DUST COLLECTOR |  | PARTS KIT,VALVE:BTR RCA20 DIAPHRAGMS;
STP_009 - Lot7 | Data Enrichment | VNE |  | 2023-11-02 |  |  | 1111037 | 1111037 | 1466912 | AU_QM_007126591 |  | ERSA | M | 2200 | 1466912GZPCLNT100 | EA |  | BTR RCA25 DIAPHRAGMS; | BTR RCA25 DIAPHRAGMS; | PARTS KIT,VALVE: BTR RCA25 DIAPHRAGMS; BTR ENVIRO DLM-V-20/10-F6 DUST COLLECTOR |  | PARTS KIT,VALVE:BTR RCA25 DIAPHRAGMS;
STP_009 - Lot7 | Data Enrichment | CIR |  | 2023-11-02 |  |  | 1217427 | 1217427 |  |  |  | ERSA | M | 2700 | 834028MRM | EA |  | BULLETIN BOARD:450 X 600MM;CORK PIN BOAR | BULLETIN BOARD:450 X 600MM;CORK PIN BOAR | BULLETIN BOARD:450 X 600MM;CORK PIN BOARD;OAK FRAME;CORK LAMINATED TO PRIMED FIBREBOARD;QUARTET 301
STP_009 - Lot7 | Data Enrichment | CIR |  | 2023-11-02 |  |  | 1205921 | 1205921 |  |  |  | ERSA | M | 4090 | 89151MRM | BT |  | BUSCOPAN:BUSCOPAN ANTISPASMODIC;10MG TAB | BUSCOPAN:BUSCOPAN ANTISPASMODIC;10MG TAB | BUSCOPAN:BUSCOPAN ANTISPASMODIC;10MG TABLETS;20 TABLETS PER BOTTLE
STP_009 - Lot7 | Data Enrichment | CIR |  | 2023-11-02 |  |  | 1205920 | 1205920 |  |  |  | ERSA | M | 4090 | 89144MRM | BOX |  | BUSCOPAN:BUSCOPAN ANTISPASMODIC;20MG/ML | BUSCOPAN:BUSCOPAN ANTISPASMODIC;20MG/ML | BUSCOPAN:BUSCOPAN ANTISPASMODIC;20MG/ML AMPOULES;5 AMPOULES PER BOX;
STP_009 - Lot7 | Data Enrichment | CIR |  | 2023-11-02 |  |  | 1089177 | 1089177 | 1382777 | AU_QM_000223011 |  | ERSA | M | 5955 | 1382777GZPCLNT100 | EA | 3000438 | BUTTON;NRMT,100017425 | BOUTON;NRMT,100017425 | BOTON;MNFR:NORMET,PTNO:100017425 | BOTON;,MNFR:NORMET,PTNO:100017425 | BUTTON;NRMT,100017425BUTTON;NOR,100017425 | NORMET | 100017425
STP_009 - Lot7 | Data Enrichment | CIR |  | 2023-11-02 |  |  | 1089164 | 1089164 | 1383093 | AU_QM_000223378 |  | ERSA | M | 5955 | 1383093GZPCLNT100 | EA | 3000438 | BUTTON;NRMT,100017900 | BOUTON;NRMT,100017900 | BOTON;MNFR:NORMET,PTNO:100017900 | BOTON;,MNFR:NORMET,PTNO:100017900 | BUTTON;NRMT,100017900BUTTON;NOR,100017900 | NORMET | 100017900
STP_009 - Lot7 | Data Enrichment | CIR |  | 2023-11-02 |  |  | 1062608 | 1062608 | 1461819 | AU_QM_002723680 |  | ERSA | M | 2200 | 1461819GZPCLNT100 | EA |  | C/W NUT;350MM A-TYPE VALVE; | C/W NUT;350MM A-TYPE VALVE; | SPINDLE,VALVE: C/W NUT;350MM A-TYPE VALVE; |  | SPINDLE,VALVE:C/W NUT;350MM A-TYPE VALVE;
STP_009 - Lot7 | Data Enrichment | CIR |  | 2023-11-02 |  |  | 1067467 | 1067467 | 1441088 | AU_QM_000985679 |  | ERSA | M | 5920 | 1441088GZPCLNT100 | EA |  | C_H GEAR MOTOR FOR CARRIAGE DRIVE | C_H GEAR MOTOR FOR CARRIAGE DRIVE | GEARCASE-MOTOR: CANDH GEAR MOTOR FOR CARRIAGE DRIVE |  | GEARCASE-MOTOR: C&H GEAR MOTOR FOR CARRIAGE DRIVE
STP_009 - Lot7 | Data Enrichment | CIR |  | 2023-11-02 |  |  | 1044954 | 1044954 | 1402661 | AU_QM_000247306 |  | ERSA | M | 5915 | 1402661GZPCLNT100 | EA |  | CALIBRATOR;MULTIFUNCTION PROCESS,24 MA | CALIBRATOR;MULTIFUNCTION PROCESS,24 MA | CALIBRATOR;TYPE:MULTIFUNCTION PROCESS,CURRENT RATING:24 MA,SIZE:61 X 130 X 236 MM,MNFR:01)CNW,PTNO:01)FLU725US |  | CALIBRATOR;MULTIFUNCTION PROCESS,24 MACALIBRATOR;MULTIFUNCTION PROCESS,24MA
STP_009 - Lot7 | Data Enrichment | KIB |  | 2023-11-02 |  |  | 1095261 | 1095261 | 1383473 | AU_QM_000223856 |  | ERSA | M | 5920 | 1383473GZPCLNT100 | EA | 3000438 | CAM;NRMT,55138705 | CAME;NRMT,55138705 | LEVA;MNFR:NORMET,PTNO:55138705 | LEVA;,MNFR:NORMET,PTNO:55138705 | CAM;NRMT,55138705CAM;NOR,55138705 | NORMET | 55138705
STP_009 - Lot7 | Data Enrichment | CIR |  | 2023-11-02 |  |  | 1028382 | 1028382 | 1372172 | AU_QM_000196621 |  | ERSA | M | 4005 | 1372172GZPCLNT100 | EA | 3000030 | CANISTER;OUT,S.T.GB.OC.L | CANISTER;OUT,S.T.GB.OC.L | CANISTER;MNFR:OUTOTEC,PTNO:S.T.GB.OC.L |  | CANISTER;OUT,S.T.GB.OC.LCANISTER;OUT,S.T.GB.OC.L | OUTOTEC | S.T.GB.OC.L
STP_009 - Lot7 | Data Enrichment | CIR |  | 2023-11-02 |  |  | 1025308 | 1025308 | 1387588 | AU_QM_000228756 |  | ERSA | M | 4005 | 1387588GZPCLNT100 | EA | 3000012 | CANISTER;TOY,7774506020 | CANISTER;TOY,7774506020 | CANISTER;MNFR:TOYOTA,PTNO:7774506020 |  | CANISTER;TOY,7774506020CANISTER;BEL,7774506020 | TOYOTA | 7774506020
STP_009 - Lot7 | Data Enrichment | CIR |  | 2023-11-02 |  |  | 1211189 | 1211189 |  |  |  | ERSA | M | 5955 | 774830MRM | EA |  | CAP-PLUG,SEALING:H200 WATER FLUSHING HEA | CAP-PLUG,SEALING:H200 WATER FLUSHING HEA | CAP-PLUG,SEALING:H200 WATER FLUSHING HEAD PLUG;HYDRASTAR 200 DRIFTERSECOMA PLUTON 30 ROCK BOLTER
STP_009 - Lot7 | Data Enrichment | CIR |  | 2023-11-02 |  |  | 1211641 | 1211641 |  |  |  | ERSA | M | 4090 | 136171MRM | EA |  | CAP-PLUG,SEALING:IMPELLER BOSS CAP; | CAP-PLUG,SEALING:IMPELLER BOSS CAP; | CAP-PLUG,SEALING:IMPELLER BOSS CAP;
STP_009 - Lot7 | Data Enrichment | CIR |  | 2023-11-02 |  |  | 1210754 | 1210754 |  |  |  | ERSA | M | 5920 | 134769MRM | EA |  | CARRIAGE ASSY:CARRIAGE ALIGNMENT ROLLER | CARRIAGE ASSY:CARRIAGE ALIGNMENT ROLLER | CARRIAGE ASSY:CARRIAGE ALIGNMENT ROLLER (CAM FOLLOWER);
STP_009 - Lot7 | Data Enrichment | CIR |  | 2023-11-02 |  |  | 1210753 | 1210753 |  |  |  | ERSA | M | 5920 | 134768MRM | EA |  | CARRIAGE ASSY:CARRIAGE WHEEL BEARING; | CARRIAGE ASSY:CARRIAGE WHEEL BEARING; | CARRIAGE ASSY:CARRIAGE WHEEL BEARING;
STP_009 - Lot7 | Data Enrichment | CIR |  | 2023-11-02 |  |  | 1210258 | 1210258 |  |  |  | ERSA | M | 5955 | 774092MRM | EA |  | CARRIAGE,DRILL:H205 DRILL CARRIAGE ASSY; | CARRIAGE,DRILL:H205 DRILL CARRIAGE ASSY; | CARRIAGE,DRILL:H205 DRILL CARRIAGE ASSY;MODULE 302 861 58 POS 1;"REPAIRABLE ITEM"H205D POWER CLASS MINIMATIC JUMBO
STP_009 - Lot7 | Data Enrichment | VNE |  | 2023-11-02 |  |  | 1066100 | 1066100 | 1469229 | AU_QM_008023011 |  | ERSA | M | 3000 | 1469229GZPCLNT100 | EA |  | CARTRIDGE TYPE | CARTRIDGE TYPE | PARTS KIT,HYDRAULIC PUMP: CARTRIDGE TYPE |  | PARTS KIT,HYDRAULIC PUMP: CARTRIDGE TYPE
STP_009 - Lot7 | Data Enrichment | PVJ |  | 2023-11-02 |  |  | 1045940 | 1045940 | 1403503 | AU_QM_000248219 |  | ERSA | M | 5915 | 1403503GZPCLNT100 | EA |  | CARTRIDGE,INK;BLACK,2000 PG | CARTRIDGE,INK;BLACK,2000 PG | CARTRIDGE,INK;COLOUR:BLACK,AVERAGE YIELD:2000 PG,MNFR:01)PARTS,PTNO:01)L0S72AA |  | CARTRIDGE,INK;BLACK,2000 PGCARTRIDGE,INK;BLACK,2000PG,L0S72AA
STP_009 - Lot7 | Data Enrichment | PVJ |  | 2023-11-02 |  |  | 1045959 | 1045959 | 1403043 | AU_QM_000247719 |  | ERSA | M | 5915 | 1403043GZPCLNT100 | EA |  | CARTRIDGE,INK;BLACK,80 ML | CARTRIDGE,INK;BLACK,80 ML | CARTRIDGE,INK;COLOUR:BLACK,CAPACITY:80 ML,MNFR:01)PARTS,PTNO:01)CZ133A |  | CARTRIDGE,INK;BLACK,80 MLCARTRIDGE,INK;BLACK,80ML,CZ133A
STP_009 - Lot7 | Data Enrichment | PVJ |  | 2023-11-02 |  |  | 1045945 | 1045945 | 1403366 | AU_QM_000248069 |  | ERSA | M | 5915 | 1403366GZPCLNT100 | EA |  | CARTRIDGE,INK;CYAN,1600 PG | CARTRIDGE,INK;CYAN,1600 PG | CARTRIDGE,INK;COLOUR:CYAN,AVERAGE YIELD:1600 PG,MNFR:01)PARTS,PTNO:01)L0S63AA |  | CARTRIDGE,INK;CYAN,1600 PGCARTRIDGE,INK;CYAN,1600PG,L0S63AA
STP_009 - Lot7 | Data Enrichment | PVJ |  | 2023-11-02 |  |  | 1045955 | 1045955 | 1403100 | AU_QM_000247782 |  | ERSA | M | 5915 | 1403100GZPCLNT100 | EA |  | CARTRIDGE,INK;MAGENTA,20.5 ML,1600 PG | CARTRIDGE,INK;MAGENTA,20.5 ML,1600 PG | CARTRIDGE,INK;COLOUR:MAGENTA,CAPACITY:20.5 ML,AVERAGE YIELD:1600 PG,SIZE:WD 114 X HT 25 X DP 126 MM,MNFR:01)PARTS,PTNO:01)L0S66AA |  | CARTRIDGE,INK;MAGENTA,20.5 ML,1600 PGCARTRIDGE,INK;MAGENTA,20.5ML,1600PG
STP_009 - Lot7 | Data Enrichment | PVJ |  | 2023-11-02 |  |  | 1046081 | 1046081 | 1422105 | AU_QM_000268395 |  | ERSA | M | 5915 | 1422105GZPCLNT100 | EA |  | CARTRIDGE,INK;OFFICEJET VALUE PACK,CMYK | CARTRIDGE,INK;OFFICEJET VALUE PACK,CMYK | CARTRIDGE,INK;TYPE:OFFICEJET VALUE PACK,COLOUR:CMYK,CAPACITY:20-42.5 ML,AVERAGE YIELD:1600-2000 PG,SIZE:WD 150 X HT 60 X DP178 MM, MNFR:01)PARTS,PTNO:01)2PD46A |  | CARTRIDGE,INK;OFFICEJET VALUE PACK,CMYKCARTRIDGE,INK;OFFICEJET VALUE PACK,CMYK
STP_009 - Lot7 | Data Enrichment | PVJ |  | 2023-11-02 |  |  | 1045958 | 1045958 | 1403044 | AU_QM_000247720 |  | ERSA | M | 5915 | 1403044GZPCLNT100 | EA |  | CARTRIDGE,INK;YELLOW | CARTRIDGE,INK;YELLOW | CARTRIDGE,INK;COLOUR:YELLOW,MNFR:01)PARTS,PTNO:01)L0S69AA |  | CARTRIDGE,INK;YELLOWCARTRIDGE,INK;YELLOW,L0S69AA
STP_009 - Lot7 | Data Enrichment | PVJ |  | 2023-11-02 |  |  | 1046080 | 1046080 |  |  |  | ERSA | M | 5915 | 1422106GZPCLNT100 | EA |  | CARTRIDGE,INK;YELLOW | CARTRIDGE,INK;YELLOW | CARTRIDGE,INK;COLOUR:YELLOW,MNFR:01)PARTS,PTNO:01)L0S69AA
STP_009 - Lot7 | Data Enrichment | PVJ |  | 2023-11-02 |  |  | 1205525 | 1205525 |  |  |  | ERSA | M | 2920 | 81745MRM | EA |  | CARTRIDGE,RESPIRATOR:R1000/2000 TOXIC DU | CARTRIDGE,RESPIRATOR:R1000/2000 TOXIC DU | CARTRIDGE,RESPIRATOR:R1000/2000 TOXIC DUSTS,MISTS AND FUMES;CLASS P2;AS1716;PROTECTOR SER.R1000 <(>&<)> R2000 RESPIRATORS
STP_009 - Lot7 | Data Enrichment | PVJ |  | 2023-11-02 |  |  | 1205526 | 1205526 |  |  |  | ERSA | M | 2920 | 81760MRM | EA |  | CARTRIDGE,RESPIRATOR:R1000/R2000 ORGANIC | CARTRIDGE,RESPIRATOR:R1000/R2000 ORGANIC | CARTRIDGE,RESPIRATOR:R1000/R2000 ORGANIC GAS <(>&<)> VAPOURS;LOW CONCENTRATION LEVELS;CLASS A-AUS;AS1716;PROTECTOR SER.R1000 <(>&<)> R2000 RESPIRATORS
STP_009 - Lot7 | Data Enrichment | PVJ |  | 2023-11-02 |  |  | 1205471 | 1205471 |  |  |  | ERSA | M | 2700 | 1011733MRM | EA |  | CARTRIDGE,TONER:TOSHIBA DP80F FAX MACHIN | CARTRIDGE,TONER:TOSHIBA DP80F FAX MACHIN | CARTRIDGE,TONER:TOSHIBA DP80F FAX MACHINE;BLACK TONER;CARTRIDGE;
STP_009 - Lot7 | Data Enrichment | PVJ |  | 2023-11-02 |  |  | 1044494 | 1044494 | 1412787 | AU_QM_000258273 |  | ERSA | M | 5915 | 1412787GZPCLNT100 | EA |  | CARTRIDGE,TONR;BLACK,7000 PG | CARTRIDGE,TONR;BLACK,7000 PG | CARTRIDGE,TONER;COLOUR:BLACK,AVERAGE YIELD:7000 PG,MNFR:01)PARTS,PTNO:01)CE740A |  | CARTRIDGE,TONR;BLACK,7000 PGCARTRIDGE,TONR;BLACK,7000PG,CE740A
STP_009 - Lot7 | Data Enrichment | PVJ |  | 2023-11-02 |  |  | 1044958 | 1044958 | 1402411 | AU_QM_000247035 |  | ERSA | M | 5915 | 1402411GZPCLNT100 | EA |  | CARTRIDGE,TONR;CYAN,16000 PG | CARTRIDGE,TONR;CYAN,16000 PG | CARTRIDGE,TONER;COLOUR:CYAN,AVERAGE YIELD:16000 PG,MNFR:01)PARTS,PTNO:01)CYAN M700 |  | CARTRIDGE,TONR;CYAN,16000 PGCARTRIDGE,TONR;CYAN,16000PG,CYAN M700
STP_009 - Lot7 | Data Enrichment | PVJ |  | 2023-11-02 |  |  | 1044512 | 1044512 | 1412282 | AU_QM_000257724 |  | ERSA | M | 5915 | 1412282GZPCLNT100 | EA |  | CARTRIDGE,TONR;CYAN,7300 PG | CARTRIDGE,TONR;CYAN,7300 PG | CARTRIDGE,TONER;COLOUR:CYAN,AVERAGE YIELD:7300 PG,MNFR:01)PARTS,PTNO:01)CP5225 |  | CARTRIDGE,TONR;CYAN,7300 PGCARTRIDGE,TONR;CYAN,7300PG,CP5225
STP_009 - Lot7 | Data Enrichment | PVJ |  | 2023-11-02 |  |  | 1207606 | 1207606 |  |  |  | ERSA | M | 5920 | 154908MRM | EA |  | CARTRIDGE,WELDING:CARTRIDGE; OPTREL NOVA | CARTRIDGE,WELDING:CARTRIDGE; OPTREL NOVA | CARTRIDGE,WELDING:CARTRIDGE; OPTREL NOVA SHADE AUTO 501-220; SPERIAN
STP_009 - Lot7 | Data Enrichment | PVJ |  | 2023-11-02 |  |  | 1212986 | 1212986 |  |  |  | ERSA | M | 5920 | 137550MRM | EA |  | CARTRIDGE:CARTRIDGE RELIEF;DR460; | CARTRIDGE:CARTRIDGE RELIEF;DR460; | CARTRIDGE:CARTRIDGE RELIEF;DR460;
STP_009 - Lot7 | Data Enrichment | PVJ |  | 2023-11-02 |  |  | 1213027 | 1213027 |  |  |  | ERSA | M | 5920 | 137595MRM | EA |  | CARTRIDGE:CARTRIDGE THERMAL;DR460; | CARTRIDGE:CARTRIDGE THERMAL;DR460; | CARTRIDGE:CARTRIDGE THERMAL;DR460;
STP_009 - Lot7 | Data Enrichment | PVJ |  | 2023-11-02 |  |  | 1207612 | 1207612 |  |  |  | ERSA | M | 5920 | 154932MRM | EA |  | CARTRIDGE:CARTRIDGE; STANDARD 20 INCH FI | CARTRIDGE:CARTRIDGE; STANDARD 20 INCH FI | CARTRIDGE:CARTRIDGE; STANDARD 20 INCH FILTER PX202; PURETEC; 20 PCS PER PACK
STP_009 - Lot7 | Data Enrichment | PVJ |  | 2023-11-02 |  |  | 1207613 | 1207613 |  |  |  | ERSA | M | 5920 | 154933MRM | EA |  | CARTRIDGE:CARTRIDGE; STANDARD 20 INCH FI | CARTRIDGE:CARTRIDGE; STANDARD 20 INCH FI | CARTRIDGE:CARTRIDGE; STANDARD 20 INCH FILTER CB052; PURETEC; 12 PCS PER PACK
STP_009 - Lot7 | Data Enrichment | PVJ |  | 2023-11-02 |  |  | 1204895 | 1204895 |  |  |  | ERSA | M | 5820 | 150001MRM | EA |  | CARTRIDGE:CHECK 640L/MIN 0.3 BAR T18A CA | CARTRIDGE:CHECK 640L/MIN 0.3 BAR T18A CA | CARTRIDGE:CHECK 640L/MIN 0.3 BAR T18A CARTRIDGE
STP_009 - Lot7 | Data Enrichment | PVJ |  | 2023-11-02 |  |  | 1205962 | 1205962 |  |  |  | ERSA | M | 3000 | 271731MRM | EA |  | CARTRIDGE:FLTR-GS-GR-325 | CARTRIDGE:FLTR-GS-GR-325 | CARTRIDGE:FLTR-GS-GR-325
STP_009 - Lot7 | Data Enrichment | PVJ |  | 2023-11-02 |  |  | 1204896 | 1204896 |  |  |  | ERSA | M | 5820 | 150002MRM | EA |  | CARTRIDGE:RELIEF DIRECT ACTING 200L/MIN | CARTRIDGE:RELIEF DIRECT ACTING 200L/MIN | CARTRIDGE:RELIEF DIRECT ACTING 200L/MIN 35-210 BARCARTRIDGE
STP_009 - Lot7 | Data Enrichment | PVJ |  | 2023-11-02 |  |  | 1204894 | 1204894 |  |  |  | ERSA | M | 5820 | 150000MRM | EA |  | CARTRIDGE:RELIEF DIRECT ACTING 760LMIN 7 | CARTRIDGE:RELIEF DIRECT ACTING 760LMIN 7 | CARTRIDGE:RELIEF DIRECT ACTING 760LMIN 7-25 BAR CARTRIDGE
STP_009 - Lot7 | Data Enrichment | PVJ |  | 2023-11-02 |  |  | 1214623 | 1214623 |  |  |  | ERSA | M | 3700 | 137962MRM | EA |  | CARTRIDGE:SAFETY CARTRIDGE;DPI1500; | CARTRIDGE:SAFETY CARTRIDGE;DPI1500; | CARTRIDGE:SAFETY CARTRIDGE;DPI1500;
STP_009 - Lot7 | Data Enrichment | PVJ |  | 2023-11-02 |  |  | 1214624 | 1214624 |  |  |  | ERSA | M | 5920 | 137963MRM | EA |  | CARTRIDGE:SAFETY CARTRIDGE;DPI1500; | CARTRIDGE:SAFETY CARTRIDGE;DPI1500; | CARTRIDGE:SAFETY CARTRIDGE;DPI1500;
STP_009 - Lot7 | Data Enrichment | PVJ |  | 2023-11-02 |  |  | 1073436 | 1073436 |  |  |  | ERSA | M | 3730 | 1088284GZPCLNT100 | EA | 3000003 | CARTRIDGE;CAT,1537036 | CARTUCHO;CAT,1537036 | CARTRIDGE;MNFR:CATERPILLAR,PTNO:1537036 | CARTUCHO;MNFR:CATERPILLAR,PTNO:1537036 |  | CATERPILLAR | 1537036
STP_009 - Lot7 | Data Enrichment | PVJ |  | 2023-11-02 |  |  | 1100854 | 1100854 | 1393576 | AU_QM_000237042 |  | ERSA | M | 3000 | 1393576GZPCLNT100 | EA | 3000003 | CARTRIDGE;CAT,20R-4994 | CARTRIDGE;CAT,20R-4994 | CARTRIDGE;MNFR:CATERPILLAR,PTNO:20R-4994 |  | OEM-E-LISTCARTRIDGE;CAT,20R-4994 | CATERPILLAR | 20R-4994
STP_009 - Lot7 | Data Enrichment | PVJ |  | 2023-11-02 |  |  | 1101565 | 1101565 | 1372495 | AU_QM_000196968 |  | ERSA | M | 3000 | 1372495GZPCLNT100 | EA | 3000003 | CARTRIDGE;CAT,2186858 | CARTRIDGE;CAT,2186858 | CARTRIDGE;MNFR:CATERPILLAR,PTNO:2186858 |  | CARTRIDGE;CAT,2186858CARTRIDGE;HAS,2186858 | CATERPILLAR | 2186858
STP_009 - Lot7 | Data Enrichment | PVJ |  | 2023-11-02 |  |  | 1101258 | 1101258 | 1382469 | AU_QM_000222589 |  | ERSA | M | 3000 | 1382469GZPCLNT100 | EA | 3000003 | CARTRIDGE;CAT,248-8834 | CARTRIDGE;CAT,248-8834 | CARTRIDGE;MNFR:CATERPILLAR,PTNO:248-8834 |  | CARTRIDGE;CAT,248-8834CARTRIDGE;HAS,248-8834 | CATERPILLAR | 248-8834
STP_009 - Lot7 | Data Enrichment | PVJ |  | 2023-11-02 |  |  | 1100853 | 1100853 | 1393577 | AU_QM_000237043 |  | ERSA | M | 3000 | 1393577GZPCLNT100 | EA | 3000003 | CARTRIDGE;CAT,2678584 | CARTRIDGE;CAT,2678584 | CARTRIDGE;MNFR:CATERPILLAR,PTNO:2678584 |  | OEM-E-LISTCARTRIDGE;CAT,2678584 | CATERPILLAR | 2678584
STP_009 - Lot7 | Data Enrichment | PVJ |  | 2023-11-02 |  |  | 1074707 | 1074707 |  |  |  | ERSA | M | 3730 | 1100701GZPCLNT100 | EA | 3000003 | CARTRIDGE;CAT,3023817,ASSY | CARTUCHO;CAT,3023817,ENSAMBLE | CARTRIDGE;MNFR:CATERPILLAR,PTNO:3023817,ADDITIONAL FEATURES EN:ASSEMBLY | CARTUCHO;MNFR:CATERPILLAR,PTNO:3023817,CARACTERISTICAS ADICIONALES ES:ENSAMBLE |  | CATERPILLAR | 3023817
STP_009 - Lot7 | Data Enrichment | PVJ |  | 2023-11-02 |  |  | 1076412 | 1076412 |  |  |  | ERSA | M | 5905 | 1055133GZPCLNT100 | EA | 3000003 | CARTRIDGE;CAT,3161438,ASSY | CARTRIDGE;CAT,3161438,ASSY | CARTRIDGE;MNFR:CATERPILLAR,PTNO:3161438,ADDITIONAL FEATURES EN:ASSEMBLY |  |  | CATERPILLAR | 3161438
STP_009 - Lot7 | Data Enrichment | PVJ |  | 2023-11-02 |  |  | 1100852 | 1100852 | 1393580 | AU_QM_000237046 |  | ERSA | M | 3000 | 1393580GZPCLNT100 | EA | 3000003 | CARTRIDGE;CAT,350-9781 | CARTRIDGE;CAT,350-9781 | CARTRIDGE;MNFR:CATERPILLAR,PTNO:350-9781 |  | OEM-E-LISTCARTRIDGE;CAT,350-9781 | CATERPILLAR | 350-9781
STP_009 - Lot7 | Data Enrichment | PVJ |  | 2023-11-02 |  |  | 1038349 | 1038349 |  |  |  | ERSA | M | 5915 | 1411438GZPCLNT100 | EA |  | CARTRIDGE;DUMP,STEEL HARDENED,40K | CARTRIDGE;DUMP,STEEL HARDENED,40K | CARTRIDGE;TYPE:DUMP,MATERIAL:STEEL HARDENED,ADDITIONAL FEATURES EN:40K
STP_009 - Lot7 | Data Enrichment | PVJ |  | 2023-11-02 |  |  | 1101409 | 1101409 | 1377237 | AU_QM_000216433 |  | ERSA | M | 3000 | 1377237GZPCLNT100 | EA | 3000001 | CARTRIDGE;EPI,3217 8153 03 | CARTRIDGE;EPI,3217 8153 03 | CARTRIDGE;MNFR:EPIROC,PTNO:3217 8153 03 |  | CARTRIDGE;EPI,3217 8153 03CARTRIDGE;EPI,3217 8153 03 | EPIROC | 3217 8153 03
STP_009 - Lot7 | Data Enrichment | PVJ |  | 2023-11-02 |  |  | 1101431 | 1101431 | 1376560 | AU_QM_000215686 |  | ERSA | M | 3000 | 1376560GZPCLNT100 | EA | 3000001 | CARTRIDGE;EPI,3222 1881 34 | CARTRIDGE;EPI,3222 1881 34 | CARTRIDGE;MNFR:EPIROC,PTNO:3222 1881 34 |  | CARTRIDGE;EPI,3222 1881 34CARTRIDGE;EPI,3222 1881 34 | EPIROC | 3222 1881 34
STP_009 - Lot7 | Data Enrichment | PVJ |  | 2023-11-02 |  |  | 1101422 | 1101422 | 1376714 | AU_QM_000215854 |  | ERSA | M | 3000 | 1376714GZPCLNT100 | EA | 3000001 | CARTRIDGE;EPI,5112 2879 47 | CARTRIDGE;EPI,5112 2879 47 | CARTRIDGE;MNFR:EPIROC,PTNO:5112 2879 47 |  | CARTRIDGE;EPI,5112 2879 47CARTRIDGE;EPI,5112 2879 47 | EPIROC | 5112 2879 47
STP_009 - Lot7 | Data Enrichment | PVJ |  | 2023-11-02 |  |  | 1146726 | 1146726 |  |  |  | ERSA | M | 1600 | 1505801GZPCLNT100 | EA |  | CARTRIDGE;FLOWMETER,D674A905U01 | CARTRIDGE;FLOWMETER,D674A905U01 | CARTRIDGE;ADDITIONAL FEATURES:FLOWMETER,D674A905U01
STP_009 - Lot7 | Data Enrichment | PVJ |  | 2023-11-02 |  |  | 1146725 | 1146725 |  |  |  | ERSA | M | 1600 | 1505802GZPCLNT100 | EA |  | CARTRIDGE;FLOWMETER,D674A906U01 | CARTRIDGE;FLOWMETER,D674A906U01 | CARTRIDGE;ADDITIONAL FEATURES:FLOWMETER,D674A906U01
STP_009 - Lot7 | Data Enrichment | PVJ |  | 2023-11-02 |  |  | 1101281 | 1101281 | 1381576 | AU_QM_000221526 |  | ERSA | M | 3000 | 1381576GZPCLNT100 | EA | 3000024 | CARTRIDGE;ISU,DS163 | CARTRIDGE;ISU,DS163 | CARTRIDGE;MNFR:ISUZU,PTNO:DS163 |  | CARTRIDGE;ISU,DS163CARTRIDGE;ISU,DS163 | ISUZU | DS163
STP_009 - Lot7 | Data Enrichment | PVJ |  | 2023-11-02 |  |  | 1034304 | 1034304 | 1393581 | AU_QM_000237047 |  | ERSA | M | 3000 | 1393581GZPCLNT100 | EA | 3000006 | CARTRIDGE;KOM,600-319-3620 | CARTUCHO;KOM,600-319-3620 | CARTRIDGE;MNFR:KOMATSU MINING SYSTEMS INC.,PTNO:600-319-3620 | CARTUCHO;MNFR:KOMATSU MINING SYSTEMS INC.,PTNO:600-319-3620 | OEM-E-LISTCARTRIDGE;KOM,600-319-3610 | KOMATSU MINING SYSTEMS INC. | 600-319-3620
STP_009 - Lot7 | Data Enrichment | PVJ |  | 2023-11-02 |  |  | 1005449 | 1005449 |  |  | X | ERSA | M | 3000 | 1393583GZPCLNT100 | EA | 3000006 | CARTRIDGE;KOM,600-319-4540LP | CARTRIDGE;KOM,600-319-4540LP | CARTRIDGE;MNFR:KOMATSU MINING SYSTEMS INC.,PTNO:600-319-4540LP |  |  | KOMATSU MINING SYSTEMS INC. | 600-319-4540LP
STP_009 - Lot7 | Data Enrichment | PVJ |  | 2023-11-02 |  |  | 1034530 | 1034530 | 1387577 | AU_QM_000228744 |  | ERSA | M | 3000 | 1387577GZPCLNT100 | EA | 3000006 | CARTRIDGE;KOM,714-07-28713 | CARTRIDGE;KOM,714-07-28713 | CARTRIDGE;MNFR:KOMATSU MINING SYSTEMS INC.,PTNO:714-07-28713 |  | CARTRIDGE;KOM,714-07-28713CARTRIDGE;KOM,714-07-28713 | KOMATSU MINING SYSTEMS INC. | 714-07-28713
STP_009 - Lot7 | Data Enrichment | PVJ |  | 2023-11-02 |  |  | 1100851 | 1100851 | 1393584 | AU_QM_000237050 |  | ERSA | M | 3000 | 1393584GZPCLNT100 | EA | 3000029 | CARTRIDGE;NIS,RDX610 | CARTRIDGE;NIS,RDX610 | CARTRIDGE;MNFR:NISSAN,PTNO:RDX610 |  | OEM-E-LISTCARTRIDGE;NIS,RDX610 | NISSAN | RDX610
STP_009 - Lot7 | Data Enrichment | PVJ |  | 2023-11-02 |  |  | 1009046 | 1009046 |  |  |  | ERSA | M | 5000 | 1612186GZPCLNT100 | EA | 3000010 | CARTRIDGE;SAN,77794282 | CARTUCHO;SAN,77794282 | CARTRIDGE;MNFR:SANDVIK,PTNO:77794282 | CARTUCHO;MNFR:SANDVIK,PTNO:77794282 |  | SANDVIK | 77794282
STP_009 - Lot7 | Data Enrichment | PVJ |  | 2023-11-02 |  |  | 1008114 | 1008114 |  |  |  | ERSA | M | 5000 | 1611111GZPCLNT100 | EA | 3000010 | CARTRIDGE;SAN,G244637 | CARTUCHO;SAN,G244637 | CARTRIDGE;MNFR:SANDVIK,PTNO:G244637 | CARTUCHO;MNFR:SANDVIK,PTNO:G244637 |  | SANDVIK | G244637
STP_009 - Lot7 | Data Enrichment | PVJ |  | 2023-11-02 |  |  | 1101267 | 1101267 | 1382174 | AU_QM_000222229 |  | ERSA | M | 3000 | 1382174GZPCLNT100 | EA | 3000013 | CARTRIDGE;VOL,17418113 | CARTRIDGE;VOL,17418113 | CARTRIDGE;MNFR:VOLVO,PTNO:17418113 |  | CARTRIDGE;VOL,17418113CARTRIDGE;VOL,17418113 | VOLVO | 17418113
STP_009 - Lot7 | Data Enrichment | KIB |  | 2023-11-02 |  |  | 1101059 | 1101059 | 1389280 | AU_QM_000230738 |  | ERSA | M | 1500 | 1389280GZPCLNT100 | EA | 3000438 | CASE;NRMT,100066594 | ESTUCHE; | ESTUCHE;MNFR:NORMET,PTNO:100066594 | ESTUCHE;,MNFR:NORMET,PTNO:100066594 | CASE;NRMT,100066594CASE;NOR,100066594 | NORMET | 100066594
STP_009 - Lot7 | Data Enrichment | KIB |  | 2023-11-02 |  |  | 1100234 | 1100234 | 1384152 | AU_QM_000224682 |  | ERSA | M | 1500 | 1384152GZPCLNT100 | EA | 3000438 | CASE;NRMT,55156630 | CAISSES;NRMT,55156630 | ESTUCHE;MNFR:NORMET,PTNO:55156630 | ESTUCHE;,MNFR:NORMET,PTNO:55156630 | CASE;NRMT,55156630CASE;NOR,55156630 | NORMET | 55156630
STP_009 - Lot7 | Data Enrichment | CIR |  | 2023-11-02 |  |  | 1215877 | 1215877 |  |  |  | ERSA | M | 4090 | 495259MRM | EA |  | CASTOR,SWIVEL:BALL BEARING TYPE,MOULDED- | CASTOR,SWIVEL:BALL BEARING TYPE,MOULDED- | CASTOR,SWIVEL:BALL BEARING TYPE,MOULDED-ON RUBBER TYRE250MM H,203.2MM DIA WHEEL,47.6MM WIDE272KG LOAD CAPACITY,FLAT MOUNTING PLATEFOR LOW SPEED TOWING
STP_009 - Lot7 | Data Enrichment | CIR |  | 2023-11-02 |  |  | 1204137 | 1204137 |  |  |  | ERSA | M | 5920 | 601484MRM | EA |  | CASTOR,SWIVEL:JOCKEY,6",WITH SWIVEL PLAT | CASTOR,SWIVEL:JOCKEY,6",WITH SWIVEL PLAT | CASTOR,SWIVEL:JOCKEY,6",WITH SWIVEL PLATESSUIT WELDING PLANTS
STP_009 - Lot7 | Data Enrichment | KIB |  | 2023-11-02 |  |  | 1140466 | 1140466 | 1437100 | AU_QM_000930271 |  | ERSA | M | 4900 | 1437100GZPCLNT100 | EA |  | CAT D11R DOZER | CAT D11R DOZER | SPROCKET SEGMENT: CAT D11R DOZER CAT D11R DOZER |  | SPROCKET SEGMENT: CAT D11R DOZER
STP_009 - Lot7 | Data Enrichment | KIB |  | 2023-11-02 |  |  | 1138685 | 1138685 | 1431572 | AU_QM_000735753 |  | ERSA | M | 5915 | 1431572GZPCLNT100 | EA |  | CAT EQUALIZER BAR SUSPENSION PAD; | CAT EQUALIZER BAR SUSPENSION PAD; | MOUNT,RESILIENT: CAT EQUALIZER BAR SUSPENSION PAD; |  | MOUNT,RESILIENT:CAT EQUALIZER BAR SUSPENSION PAD;
STP_009 - Lot7 | Data Enrichment | KIB |  | 2023-11-02 |  |  | 1138684 | 1138684 |  |  |  | ERSA | M | 5915 | 1431573GZPCLNT100 | EA |  | CAT EQUALIZER BAR SUSPENSION PAD; | CAT EQUALIZER BAR SUSPENSION PAD; | MOUNT,RESILIENT: CAT EQUALIZER BAR SUSPENSION PAD;
STP_009 - Lot7 | Data Enrichment | VNE |  | 2023-11-02 |  |  | 1137489 | 1137489 | 1436936 | AU_QM_000924795 |  | ERSA | M | 5620 | 1436936GZPCLNT100 | EA |  | CAT EQUIPMENT SERVICE; | CAT EQUIPMENT SERVICE; | PARTS KIT,CYLINDER: CAT EQUIPMENT SERVICE; |  | PARTS KIT,CYLINDER: CAT EQUIPMENT SERVICE;
STP_009 - Lot7 | Data Enrichment | KIB |  | 2023-11-02 |  |  | 1138686 | 1138686 | 1431565 | AU_QM_000735290 |  | ERSA | M | 5915 | 1431565GZPCLNT100 | EA |  | CAT MIRROR GROUP PLATE; | CAT MIRROR GROUP PLATE; | PANEL,BODY,VEH: CAT MIRROR GROUP PLATE; |  | PANEL,BODY,VEH: CAT MIRROR GROUP PLATE;
STP_009 - Lot7 | Data Enrichment | SFQ |  | 2023-11-02 |  |  | 1139428 | 1139428 | 1442684 | AU_QM_000996768 |  | ERSA | M | 5910 | 1442684GZPCLNT100 | EA |  | CAT OIL COOLER/HYDRAULIC OIL LINES GRP; | CAT OIL COOLER/HYDRAULIC OIL LINES GRP; | ELBOW,PIPE: CAT OIL COOLER/HYDRAULIC OIL LINES GRP; CATERPILLAR EQUIPMENT SERVICE |  | ELBOW,PIPE: CAT OIL COOLER/HYDRAULIC OIL LINES GRP;
STP_009 - Lot7 | Data Enrichment | KIB |  | 2023-11-02 |  |  | 1112635 | 1112635 | 1456703 | AU_QM_001287770 |  | ERSA | M | 4500 | 1456703GZPCLNT100 | EA |  | CC CAMERA LENS; | CC CAMERA LENS; | LENS,CAMERA,TELEVISION: CC CAMERA LENS; WV-LZ62/8SE 2/3AI 8X VF LENS; CUSM AILSE CRANE CAMERAS; |  | LENS,CAMERA,TELEVISION: CC CAMERA LENS;
STP_009 - Lot7 | Data Enrichment | CIR |  | 2023-11-02 |  |  | 1024086 | 1024086 | 1393601 | AU_QM_000237069 |  | ERSA | M | 4300 | 1393601GZPCLNT100 | EA | 3000003 | CENTER;CAT,183-6854 | CENTER;CAT,183-6854 | CENTER;MNFR:CATERPILLAR,PTNO:183-6854 |  | OEM-E-LISTCENTER;CAT,183-6854 | CATERPILLAR | 183-6854
STP_009 - Lot7 | Data Enrichment | CIR |  | 2023-11-02 |  |  | 1024732 | 1024732 | 1376160 | AU_QM_000215243 |  | ERSA | M | 4300 | 1376160GZPCLNT100 | EA | 3000001 | CENTER;EPI,3128 3087 17 | CENTER;EPI,3128 3087 17 | CENTER;MNFR:EPIROC,PTNO:3128 3087 17 |  | CENTER;EPI,3128 3087 17CENTER;EPI,3128 3087 17 | EPIROC | 3128 3087 17
STP_009 - Lot7 | Data Enrichment | PVJ |  | 2023-11-02 |  |  | 1105586 | 1105586 |  |  |  | ERSA | M | 5915 | 1422443GZPCLNT100 | EA |  | CHANNEL,STRUC;WD 40 MM,LG 80 MM,HT 5 MM | CHANNEL,STRUC;WD 40 MM,LG 80 MM,HT 5 MM | CHANNEL,STRUCTURAL;WIDTH:40 MM,LENGTH:80 MM,HEIGHT:5 MM,MATERIAL:STAINLESS STEEL,MNFR:01)PARTS,PTNO:01)80X40X5 316 CHANNEL
STP_009 - Lot7 | Data Enrichment | PVJ |  | 2023-11-02 |  |  | 1057270 | 1057270 |  |  |  | ERSA | M | 1600 | 1542602GZPCLNT100 | EA |  | CHANNEL;41X41X2.5MM X 6000 MM,STRUT,HDG | CANAL; | CHANNEL;SIZE:41X41X2.5MM X 6000 MM,ADDITIONAL FEATURES EN:STRUT,HDG | CANAL;
STP_009 - Lot7 | Data Enrichment | PVJ |  | 2023-11-02 |  |  | 1093000 | 1093000 | 1383258 | AU_QM_000223600 |  | ERSA | M | 5910 | 1383258GZPCLNT100 | EA | 3000003 | CHANNEL;CAT,2141238 | CHANNEL;CAT,2141238 | CHANNEL;MNFR:CATERPILLAR,PTNO:2141238 |  | CHANNEL;CAT,2141238CHANNEL;HAS,2141238 | CATERPILLAR | 2141238
STP_009 - Lot7 | Data Enrichment | PVJ |  | 2023-11-02 |  |  | 1092710 | 1092710 | 1393616 | AU_QM_000237090 |  | ERSA | M | 5910 | 1393616GZPCLNT100 | EA | 3000003 | CHANNEL;CAT,291-4826 | CHANNEL;CAT,291-4826 | CHANNEL;MNFR:CATERPILLAR,PTNO:291-4826 |  | OEM-E-LISTCHANNEL;CAT,291-4826 | CATERPILLAR | 291-4826
STP_009 - Lot7 | Data Enrichment | PVJ |  | 2023-11-02 |  |  | 1092709 | 1092709 | 1393617 | AU_QM_000237091 |  | ERSA | M | 5910 | 1393617GZPCLNT100 | EA | 3000003 | CHANNEL;CAT,291-4827 | CHANNEL;CAT,291-4827 | CHANNEL;MNFR:CATERPILLAR,PTNO:291-4827 |  | OEM-E-LISTCHANNEL;CAT,291-4827 | CATERPILLAR | 291-4827
STP_009 - Lot7 | Data Enrichment | PVJ |  | 2023-11-02 |  |  | 1092708 | 1092708 | 1393618 | AU_QM_000237092 |  | ERSA | M | 5910 | 1393618GZPCLNT100 | EA | 3000003 | CHANNEL;CAT,356-3650 | CHANNEL;CAT,356-3650 | CHANNEL;MNFR:CATERPILLAR,PTNO:356-3650 |  | OEM-E-LISTCHANNEL;CAT,356-3650 | CATERPILLAR | 356-3650
STP_009 - Lot7 | Data Enrichment | PVJ |  | 2023-11-02 |  |  | 1112004 | 1112004 | 1419401 | AU_QM_000265449 |  | ERSA | M | 5915 | 1419401GZPCLNT100 | EA |  | CHANNEL;CH-230-075-L300-09000 | CHANNEL;CH-230-075-L300-09000 | CHANNEL;MNFR: ,PTNO:CH-230-075-L300-09000 |  | CHANNEL;CH-230-075-L300-09000CHANNEL;CH-230-075-L300-09000
STP_009 - Lot7 | Data Enrichment | PVJ |  | 2023-11-02 |  |  | 1092707 | 1092707 | 1393619 | AU_QM_000237093 |  | ERSA | M | 5910 | 1393619GZPCLNT100 | EA | 3000006 | CHANNEL;KOM,56E-54-24882 | CHANNEL;KOM,56E-54-24882 | CHANNEL;MNFR:KOMATSU MINING SYSTEMS INC.,PTNO:56E-54-24882 |  | OEM-E-LISTCHANNEL;KOM,56E-54-24882 | KOMATSU MINING SYSTEMS INC. | 56E-54-24882
STP_009 - Lot7 | Data Enrichment | PVJ |  | 2023-11-02 |  |  | 1092706 | 1092706 | 1393620 | AU_QM_000237094 |  | ERSA | M | 5910 | 1393620GZPCLNT100 | EA | 3000006 | CHANNEL;KOM,56E-54-24892 | CHANNEL;KOM,56E-54-24892 | CHANNEL;MNFR:KOMATSU MINING SYSTEMS INC.,PTNO:56E-54-24892 |  | OEM-E-LISTCHANNEL;KOM,56E-54-24892 | KOMATSU MINING SYSTEMS INC. | 56E-54-24892
STP_009 - Lot7 | Data Enrichment | PVJ |  | 2023-11-02 |  |  | 1092705 | 1092705 | 1393621 | AU_QM_000237095 |  | ERSA | M | 5910 | 1393621GZPCLNT100 | EA | 3000012 | CHANNEL;TOY,6990135020 | CHANNEL;TOY,6990135020 | CHANNEL;MNFR:TOYOTA,PTNO:6990135020 |  | OEM-E-LISTCHANNEL;TOY,6990135020 | TOYOTA | 6990135020
STP_009 - Lot7 | Data Enrichment | PVJ |  | 2023-11-02 |  |  | 1035242 | 1035242 | 1390107 | AU_QM_000231700 |  | ERSA | M | 5910 | 1390107GZPCLNT100 | EA | 3000012 | CHANNEL;TOY,6990160020 | CHANNEL;TOY,6990160020 | CHANNEL;MNFR:TOYOTA,PTNO:6990160020 |  | CHANNEL;TOY,6990160020CHANNEL;BEL,6990160020 | TOYOTA | 6990160020
STP_009 - Lot7 | Data Enrichment | PVJ |  | 2023-11-02 |  |  | 1092913 | 1092913 | 1386031 | AU_QM_000226908 |  | ERSA | M | 5910 | 1386031GZPCLNT100 | EA | 3000012 | CHANNEL;TOY,699050K040 | CHANNEL;TOY,699050K040 | CHANNEL;MNFR:TOYOTA,PTNO:699050K040 |  | CHANNEL;TOY,699050K040CHANNEL;BEL,699050K040 | TOYOTA | 699050K040
STP_009 - Lot7 | Data Enrichment | PVJ |  | 2023-11-02 |  |  | 1092950 | 1092950 | 1384854 | AU_QM_000225521 |  | ERSA | M | 5910 | 1384854GZPCLNT100 | EA | 3000012 | CHANNEL;TOY,6990560011 | CHANNEL;TOY,6990560011 | CHANNEL;MNFR:TOYOTA,PTNO:6990560011 |  | CHANNEL;TOY,6990560011CHANNEL;BEL,6990560011 | TOYOTA | 6990560011
STP_009 - Lot7 | Data Enrichment | PVJ |  | 2023-11-02 |  |  | 1092704 | 1092704 | 1393627 | AU_QM_000237102 |  | ERSA | M | 5910 | 1393627GZPCLNT100 | EA | 3000012 | CHANNEL;TOY,699060K040 | CHANNEL;TOY,699060K040 | CHANNEL;MNFR:TOYOTA,PTNO:699060K040 |  | OEM-E-LISTCHANNEL;TOY,699060K040 | TOYOTA | 699060K040
STP_009 - Lot7 | Data Enrichment | CIR |  | 2023-11-02 |  |  | 1152502 | 1152502 |  |  |  | ERSA | M | 2920 | 1478478GZPCLNT100 | EA |  | CHARGER STATION,MOBILE BATTERY,LIFEPAK15 | CHARGER STATION,MOBILE BATTERY,LIFEPAK15 | CHARGER;STATION,MOBILE BATTERY,LIFEPAK15
STP_009 - Lot7 | Data Enrichment | CIR |  | 2023-11-02 |  |  | 1044428 | 1044428 | 1415153 | AU_QM_000260796 |  | ERSA | M | 5915 | 1415153GZPCLNT100 | EA |  | CHARGER,BATT;14-18 V,UIRED URGENT | CHARGER,BATT;14-18 V,UIRED URGENT | CHARGER,BATTERY;OUTPUT VOLTAGE RATING:14-18 V,ADDITIONAL FEATURES EN:LION, AS PER ITEM 2 OF QUOTE REFNO. 90211379010,UIRED URGENT, M |  | CHARGER,BATT;14-18 V,UIRED URGENTCHARGER,BATRY;14-18V,LION; AS PER ITEM
STP_009 - Lot7 | Data Enrichment | CIR |  | 2023-11-02 |  |  | 1044490 | 1044490 | 1412844 | AU_QM_000258331 |  | ERSA | M | 5915 | 1412844GZPCLNT100 | EA |  | CHARGER,BATT;6 | CHARGER,BATT;6 | CHARGER,BATTERY;NUMBER OF BATTERIES:6,MNFR:01)PARTS,PTNO:01)V-WPLN4215 |  | CHARGER,BATT;6CHARGER,BATRY;6,V-WPLN4215
STP_009 - Lot7 | Data Enrichment | CIR |  | 2023-11-02 |  |  | 1087558 | 1087558 |  |  |  | ERSA | M | 4090 | 1581990GZPCLNT100 | EA | 3000422 | CHARGER,BATT;CNW,CTEK CT14000 CHARGER,CT | CARGADOR BATER;CNW,CTEK CT14000 CHARGER | CHARGER,BATTERY;MNFR:CNW,PTNO:CTEK CT14000 CHARGER,ADDITIONAL FEATURES EN:CTEK CT14000 CHARGER 24V 14A | CARGADOR BATERIA;MNFR:CNW,PTNO:CTEK CT14000 CHARGER |  | CNW | CTEK CT14000 CHARGER
STP_009 - Lot7 | Data Enrichment | CIR |  | 2023-11-02 |  |  | 1159359 | 1159359 | 1422104 | AU_QM_000268394 |  | ERSA | M | 5915 | 1422104GZPCLNT100 | EA |  | CHARGER,BATT;DUAL WIRELESS,10 V,1 A HR,2 | CARGADOR BATER;,1 A HR,12 V,2 | CHARGER,BATTERY;TYPE:DUAL WIRELESS,OUTPUT VOLTAGE RATING:10 V,CHARGING CAPACITY:1 A HR,INPUT VOLTAGE:12 V,CURRENT RATING: 2.1 A, SIZE:WD 209.3 X HT 88.5 X DP 96.5 MM,NUMBER OF BATTERIES:2,ADDITIONAL FEATURES EN:MNFR:SAMSUNG,PTNO:EP-N6100TBEGAU | CARGADOR BATERIA;CAPACIDAD CARGAR:1 A HR,VOLTAJE ENTRADA:12 V,<(> ,<)>NUMERO BATERIAS:2 | CHARGER,BATT;DUAL WIRELESS,10 V,1 A HR,2CHARGER,BATRY;DUAL WIRELESS, FAST,10V,2
STP_009 - Lot7 | Data Enrichment | CIR |  | 2023-11-02 |  |  | 1111459 | 1111459 | 1409760 | AU_QM_000254985 |  | ERSA | M | 5915 | 1409760GZPCLNT100 | EA |  | CHARGER,BATT;HA-Z303 | CHARGER,BATT;HA-Z303 | CHARGER,BATT;MNFR: ,PTNO:HA-Z303 |  | CHARGER,BATT;HA-Z303CHARGER,BATRY;HA-Z303
STP_009 - Lot7 | Data Enrichment | CIR |  | 2023-11-02 |  |  | 1035213 | 1035213 | 1393628 | AU_QM_000237103 |  | ERSA | M | 5920 | 1393628GZPCLNT100 | EA | 3000004 | CHARGER,BATT;HIT,UC18YSL3 | CHARGER,BATT;HIT,UC18YSL3 | CHARGER,BATTERY;MNFR:HITACHI,PTNO:UC18YSL3 |  | OEM-E-LISTCHARGER,BATTERY;HIT,UC18YSL3 | HITACHI | UC18YSL3
STP_009 - Lot7 | Data Enrichment | CIR |  | 2023-11-02 |  |  | 1111192 | 1111192 | 1413307 | AU_QM_000258800 |  | ERSA | M | 5915 | 1413307GZPCLNT100 | EA |  | CHARGER,BATT;MOTO-CHARGE-6-D,PMPN4293A | CHARGER,BATT;MOTO-CHARGE-6-D,PMPN4293A | CHARGER,BATT;MNFR: ,PTNO:MOTO-CHARGE-6-D,PMPN4293A |  | CHARGER,BATT;MOTO-CHARGE-6-D,PMPN4293ACHARGER,BATRY;MOTO-CHARGE-6-D,PMPN4293A
STP_009 - Lot7 | Data Enrichment | CIR |  | 2023-11-02 |  |  | 1044941 | 1044941 | 1403566 | AU_QM_000248288 |  | ERSA | M | 5915 | 1403566GZPCLNT100 | EA |  | CHARGER,BATT;REPLCMNT | CHARGER,BATT;REPLCMNT | CHARGER,BATTERY;ADDITIONAL FEATURES EN:REPLACEMENT,MNFR:01)PARTS,PTNO:01)16092 |  | CHARGER,BATT;REPLCMNTCHARGER,BATRY;REPLACEMENT,16092
STP_009 - Lot7 | Data Enrichment | CIR |  | 2023-11-02 |  |  | 1215472 | 1215472 |  |  |  | ERSA | M | 1600 | 175339MRM | EA |  | CHARGER,BATTERY:12V;PYROKOS;MODULE;MRM32 | CHARGER,BATTERY:12V;PYROKOS;MODULE;MRM32 | CHARGER,BATTERY:12V;PYROKOS;MODULE;MRM3200PU
STP_009 - Lot7 | Data Enrichment | CIR |  | 2023-11-02 |  |  | 1216957 | 1216957 |  |  |  | ERSA | M | 4090 | 147469MRM | EA |  | CHARGER,BATTERY:MOTOROLA 6 BAY BATTERY C | CHARGER,BATTERY:MOTOROLA 6 BAY BATTERY C | CHARGER,BATTERY:MOTOROLA 6 BAY BATTERY CHARGER, GOOD FOR3000 <(>&<)> 4000 SERIES RADIOS. NO DISPLAY
STP_009 - Lot7 | Data Enrichment | CIR |  | 2023-11-02 |  |  | 1217422 | 1217422 |  |  |  | ERSA | M | 4090 | 833087MRM | EA |  | CHARGER,BATTERY:MOTOROLA GP328 HAND HELD | CHARGER,BATTERY:MOTOROLA GP328 HAND HELD | CHARGER,BATTERY:MOTOROLA GP328 HAND HELD RADIO
STP_009 - Lot7 | Data Enrichment | CIR |  | 2023-11-02 |  |  | 1204735 | 1204735 |  |  |  | ERSA | M | 1600 | 626491MRM | EA |  | CHARGER,BATTERY:RADIO 6 UNIT MULTI;14VDC | CHARGER,BATTERY:RADIO 6 UNIT MULTI;14VDC | CHARGER,BATTERY:RADIO 6 UNIT MULTI;14VDC 9.3A INPUT14VDC 1.55A OUTPUT
STP_009 - Lot7 | Data Enrichment | CIR |  | 2023-11-02 |  |  | 1204736 | 1204736 |  |  |  | ERSA | M | 1600 | 626496MRM | EA |  | CHARGER,BATTERY:RADIO SINGLE UNIT | CHARGER,BATTERY:RADIO SINGLE UNIT | CHARGER,BATTERY:RADIO SINGLE UNIT
STP_009 - Lot7 | Data Enrichment | CIR |  | 2023-11-02 |  |  | 1209294 | 1209294 |  |  |  | ERSA | M | 5915 | 157165MRM | EA |  | CHARGER,BATTERY:REDARC 12V 30A; BATTERY | CHARGER,BATTERY:REDARC 12V 30A; BATTERY | CHARGER,BATTERY:REDARC 12V 30A; BATTERY MANAGEMENT SYSTEM
STP_009 - Lot7 | Data Enrichment | CIR |  | 2023-11-02 |  |  | 1095420 | 1095420 | 1377750 | AU_QM_000216998 |  | ERSA | M | 5920 | 1377750GZPCLNT100 | EA | 3000001 | CHARGER;EPI,9106 0713 36 | CHARGER;EPI,9106 0713 36 | CHARGER;MNFR:EPIROC,PTNO:9106 0713 36 |  | CHARGER;EPI,9106 0713 36CHARGER;EPI,9106 0713 36 | EPIROC | 9106 0713 36
STP_009 - Lot7 | Data Enrichment | CIR |  | 2023-11-02 |  |  | 1095465 | 1095465 | 1376259 | AU_QM_000215354 |  | ERSA | M | 5920 | 1376259GZPCLNT100 | EA | 3000001 | CHARGER;EPI,9106 1890 57 | CHARGER;EPI,9106 1890 57 | CHARGER;MNFR:EPIROC,PTNO:9106 1890 57 |  | CHARGER;EPI,9106 1890 57CHARGER;EPI,9106 1890 57 | EPIROC | 9106 1890 57
STP_009 - Lot7 | Data Enrichment | CIR |  | 2023-11-02 |  |  | 1009160 | 1009160 |  |  |  | ERSA | M | 5000 | 1612671GZPCLNT100 | EA | 3000010 | CHARGER;SAN,85590829 | CARGADOR;SAN,85590829 | CHARGER;MNFR:SANDVIK,PTNO:85590829 | CARGADOR;MNFR:SANDVIK,PTNO:85590829 |  | SANDVIK | 85590829
STP_009 - Lot7 | Data Enrichment | CIR |  | 2023-11-02 |  |  | 1111980 | 1111980 | 1420285 | AU_QM_000266417 |  | ERSA | M | 5915 | 1420285GZPCLNT100 | EA |  | CHARGER;V-WPLN42456A | CHARGER;V-WPLN42456A | CHARGER;MNFR: ,PTNO:V-WPLN42456A |  | CHARGER;V-WPLN42456ACHARGER;V-WPLN42456A
STP_009 - Lot7 | Data Enrichment | CIR |  | 2023-11-02 |  |  | 1170883 | 1170883 | 1373438 | AU_QM_000200352 |  | ERSA | M | 4050 | 1373438GZPCLNT100 | EA |  | CHART;RCDR,AS,PARTS,40944540 | CHART;RCDR,AS,PARTS,40944540 | CHART;TYPE:RECORDER,ADDITIONAL FEATURES EN:AS,MNFR:01)PARTS,PTNO:01)40944540 |  | CHART,RECORDER: WINDER ROPE NDT TEST;ASTRO-MED AG400
STP_009 - Lot7 | Data Enrichment | CIR |  | 2023-11-02 |  |  | 1087903 | 1087903 |  |  |  | ERSA | M | 5000 | 1557717GZPCLNT100 | EA | 3000010 | CHART;SAN,55023208,ELECTRIC LAY-OUT DRAW | DIAGRAMA;SAN,55023208 | CHART;MNFR:SANDVIK,PTNO:55023208,ADDITIONAL FEATURES EN:ELECTRIC LAY-OUT DRAWING; 55023208; DS42,1 | DIAGRAMA;MNFR:SANDVIK,PTNO:55023208 |  | SANDVIK | 55023208
STP_009 - Lot7 | Data Enrichment | CIR |  | 2023-11-02 |  |  | 1111652 | 1111652 | 1401220 | AU_QM_000245718 |  | ERSA | M | 5915 | 1401220GZPCLNT100 | EA |  | CHASSIS;APF 14502 | CHASSIS;APF 14502 | CHASSIS;MNFR: ,PTNO:APF 14502 |  | CHASSIS;APF 14502CHASSIS;APF 14502
STP_009 - Lot7 | Data Enrichment | CIR |  | 2023-11-02 |  |  | 1206340 | 1206340 |  |  |  | ERSA | M | 4090 | 311768MRM | PAC |  | CHLORINE TABLETS;DPD COMPARATOR;NO.4;PKT | CHLORINE TABLETS;DPD COMPARATOR;NO.4;PKT | CHLORINE TABLETS;DPD COMPARATOR;NO.4;PKT OF 250;
STP_009 - Lot7 | Data Enrichment | KIB |  | 2023-11-02 |  |  | 1068042 | 1068042 | 1361736 | AU_QM_000160404 |  | ERSA | M | 4100 | 1361736GZPCLNT100 | EA |  | CIRCULAR TUBE;22W/5000K;NATURAL WHITE; | CIRCULAR TUBE;22W/5000K;NATURAL WHITE; | LAMP,FLUORESCENT: CIRCULAR TUBE;22W/5000K;NATURAL WHITE; |  | LAMP,FLUORESCENT: CIRCULAR TUBE;22W/5000K;NATURAL WHITE;
STP_009 - Lot7 | Data Enrichment | CIR |  | 2023-11-02 |  |  | 1216129 | 1216129 |  |  |  | ERSA | M | 1500 | 192963MRM | EA |  | CISTERN;POSH SOLUS;L/L LINK CISTERN AND | CISTERN;POSH SOLUS;L/L LINK CISTERN AND | CISTERN;POSH SOLUS;L/L LINK CISTERN AND SEAT;WITH CAP;
STP_009 - Lot7 | Data Enrichment | VNE |  | 2023-11-02 |  |  | 1134993 | 1134993 | 1467600 | AU_QM_007127719 |  | ERSA | M | 2200 | 1467600GZPCLNT100 | EA |  | CLAVAL 100MM DIAPHRAGM VALVE REPAIR; | CLAVAL 100MM DIAPHRAGM VALVE REPAIR; | PARTS KIT,VALVE: CLAVAL 100MM DIAPHRAGM VALVE REPAIR; |  | PARTS KIT,VALVE:CLAVAL 100MM DIAPHRAGM VALVE REPAIR;
STP_009 - Lot7 | Data Enrichment | VNE |  | 2023-11-02 |  |  | 1141017 | 1141017 | 1467601 | AU_QM_007127720 |  | ERSA | M | 2200 | 1467601GZPCLNT100 | EA |  | CLAVAL 3/8" CHECK VALVE REPAIR; | CLAVAL 3/8" CHECK VALVE REPAIR; | PARTS KIT,VALVE: CLAVAL 3/8" CHECK VALVE REPAIR; |  | PARTS KIT,VALVE:CLAVAL 3/8" CHECK VALVE REPAIR;
STP_009 - Lot7 | Data Enrichment | VNE |  | 2023-11-02 |  |  | 1141016 | 1141016 | 1467602 | AU_QM_007127721 |  | ERSA | M | 2200 | 1467602GZPCLNT100 | EA |  | CLAVAL CRD VALVE REPAIR; | CLAVAL CRD VALVE REPAIR; | PARTS KIT,VALVE: CLAVAL CRD VALVE REPAIR; |  | PARTS KIT,VALVE:CLAVAL CRD VALVE REPAIR;
STP_009 - Lot7 | Data Enrichment | CIR |  | 2023-11-02 |  |  | 1206494 | 1206494 |  |  |  | ERSA | M | 2700 | 103275MRM | EA |  | CLIPBOARD:FOLDER;A4;PVC;RED; | CLIPBOARD:FOLDER;A4;PVC;RED; | CLIPBOARD:FOLDER;A4;PVC;RED;
STP_009 - Lot7 | Data Enrichment | CIR |  | 2023-11-02 |  |  | 1217475 | 1217475 |  |  |  | ERSA | M | 2700 | 237289MRM | EA |  | CLIPBOARD:FOLDER;FOOLSCAP;PVC;GREEN; | CLIPBOARD:FOLDER;FOOLSCAP;PVC;GREEN; | CLIPBOARD:FOLDER;FOOLSCAP;PVC;GREEN;
STP_009 - Lot7 | Data Enrichment | CIR |  | 2023-11-02 |  |  | 1152947 | 1152947 | 1473467 | AU_QM_000157593 |  | ERSA | M | 4045 | 1473467GZPCLNT100 | EA |  | CM REAR WINDOW ASSY; FK406 TELEHANDLER | CM REAR WINDOW ASSY; FK406 TELEHANDLER |  |  | SEAL:CM REAR WINDOW ASSY; FK406 TELEHANDLER
STP_009 - Lot7 | Data Enrichment | KIB |  | 2023-11-02 |  |  | 1208187 | 1208187 |  |  |  | ERSA | M | 3000 | 339451MRM | EA |  | COCK,DRAIN:FMC CRANKCASE DRAIN PETCOCK;1 | COCK,DRAIN:FMC CRANKCASE DRAIN PETCOCK;1 | COCK,DRAIN:FMC CRANKCASE DRAIN PETCOCK;1/4" M.NPT;BRASS;FMC L0618D TRIPLEX PUMP
STP_009 - Lot7 | Data Enrichment | KIB |  | 2023-11-02 |  |  | 1209129 | 1209129 |  |  |  | ERSA | M | 2200 | 133581MRM | EA |  | COCK,PLUG:COCK;ATLAS COPCO GR200; | COCK,PLUG:COCK;ATLAS COPCO GR200; | COCK,PLUG:COCK;ATLAS COPCO GR200;
STP_009 - Lot7 | Data Enrichment | CIR |  | 2023-11-02 |  |  | 1023735 | 1023735 | 1378332 | AU_QM_000217636 |  | ERSA | M | 4090 | 1378332GZPCLNT100 | EA | 3000001 | COMMUTATOR;EPI,5112 3188 18 | COMMUTATOR;EPI,5112 3188 18 | COMMUTATOR;MNFR:EPIROC,PTNO:5112 3188 18 |  | COMMUTATOR;EPI,5112 3188 18COMMUTATOR;EPI,5112 3188 18 | EPIROC | 5112 3188 18
STP_009 - Lot7 | Data Enrichment | VNE |  | 2023-11-02 |  |  | 1138249 | 1138249 | 1411135 | AU_QM_000256479 |  | ERSA | M | 2200 | 1411135GZPCLNT100 | EA |  | COMPENSATOR SPOOL KIT;CONTROL VALVE; | COMPENSATOR SPOOL KIT;CONTROL VALVE; | PARTS KIT,VALVE: COMPENSATOR SPOOL KIT;CONTROL VALVE; C/W SPRINGS; HYDRAMATIC DRILL RIG |  | PARTS KIT,VALVE:COMPENSATOR SPOOL KIT;CONTROL VALVE;
STP_009 - Lot7 | Data Enrichment | VNE |  | 2023-11-02 |  |  | 1138387 | 1138387 | 1448441 | AU_QM_001088095 |  | ERSA | M | 1825 | 1448441GZPCLNT100 | EA |  | COMPLETE GASKET SET; | COMPLETE GASKET SET; | GASKET KIT: COMPLETE GASKET SET; PILOT K50 AIR COMPRESSOR; |  | GASKET KIT: COMPLETE GASKET SET;
STP_009 - Lot7 | Data Enrichment | VNE |  | 2023-11-02 |  |  | 1137270 | 1137270 | 1448442 | AU_QM_001088103 |  | ERSA | M | 2200 | 1448442GZPCLNT100 | EA |  | COMPLETE VAVLE SET; | COMPLETE VAVLE SET; | REPAIR KIT,VALVE: COMPLETE VAVLE SET; PILOT K50 AIR COMPRESSOR; |  | REPAIR KIT,VALVE: COMPLETE VAVLE SET;
STP_009 - Lot7 | Data Enrichment | VNE |  | 2023-11-02 |  |  | 1067006 | 1067006 | 1350134 | AU_QM_000132269 |  | ERSA | M | 5915 | 1350134GZPCLNT100 | EA |  | CONCENTRIC SLAVE CYLINDER KIT;;MAHINDRA | CONCENTRIC SLAVE CYLINDER KIT;;MAHINDRA | PARTS KIT,CYLINDER: CONCENTRIC SLAVE CYLINDER KIT;;MAHINDRA MHAWK; |  | PARTS KIT,CYLINDER: CONCENTRIC SLAVE CYLINDER KIT;;MAHINDRA
STP_009 - Lot7 | Data Enrichment | CIR |  | 2023-11-02 |  |  | 1211028 | 1211028 |  |  |  | ERSA | M | 1600 | 135596MRM | EA |  | CONSOLE,COMMUNICATION CONTROL:COMMS BOX | CONSOLE,COMMUNICATION CONTROL:COMMS BOX | CONSOLE,COMMUNICATION CONTROL:COMMS BOX (INCLUDES 3G <(>&<)> WIFI ANTENNA);
STP_009 - Lot7 | Data Enrichment | CIR |  | 2023-11-02 |  |  | 1210993 | 1210993 |  |  |  | ERSA | M | 4090 | 135552MRM | EA |  | CONSOLE:ASTRUM III DUO GPS RECEIVER; | CONSOLE:ASTRUM III DUO GPS RECEIVER; | CONSOLE:ASTRUM III DUO GPS RECEIVER;
STP_009 - Lot7 | Data Enrichment | VNE |  | 2023-11-02 |  |  | 1065304 | 1065304 | 1461517 | AU_QM_002703768 |  | ERSA | M | 2200 | 1461517GZPCLNT100 | EA |  | CONTAINS: 1 X PF110188-G05 BODY GASKET | CONTAINS: 1 X PF110188-G05 BODY GASKET | PARTS KIT,VALVE: CONTAINS: 1 X PF110188-G05 BODY GASKET . 1 X KG250001-P06 PTFE PACKING . 1 X BC002070-A26%F DISK . 1 X BK027170-A29 SEAT RING |  | PARTS KIT,VALVE:CONTAINS: 1 X PF110188-G05 BODY GASKET
STP_009 - Lot7 | Data Enrichment | KIB |  | 2023-11-02 |  |  | 1068455 | 1068455 | 1468123 | AU_QM_007607003 |  | ERSA | M | 1600 | 1468123GZPCLNT100 | EA |  | CONTROL | CONTROL | KNOB: CONTROL |  | KNOB:CONTROL
STP_009 - Lot7 | Data Enrichment | PVJ |  | 2023-11-02 |  |  | 1212071 | 1212071 |  |  |  | ERSA | M | 5920 | 136646MRM | EA |  | CONTROL-DISPLAY,OPTOELECTRONIC:ALLEN BRA | CONTROL-DISPLAY,OPTOELECTRONIC:ALLEN BRA | CONTROL-DISPLAY,OPTOELECTRONIC:ALLEN BRADLEY HMI DISPLAY;CONTROL SYSTEMSPARES;
STP_009 - Lot7 | Data Enrichment | VNE |  | 2023-11-02 |  |  | 1134793 | 1134793 | 1422431 | AU_QM_000268757 |  | ERSA | M | 5915 | 1422431GZPCLNT100 | EA |  | CONTROLLER,ELEC;APC,230V,3700VA,RK | CONTROLLER,ELEC;APC,230V,3700VA,RK | CONTROLLER,ELEC;MNFR: ,PTNO:APC,230V,3700VA,RK |  | CONTROLLER,ELEC;APC,230V,3700VA,RKCONTROLLER,ELEC;APC,230V,3700VA,RK
STP_009 - Lot7 | Data Enrichment | VNE |  | 2023-11-02 |  |  | 1094897 | 1094897 | 1393955 | AU_QM_000237483 |  | ERSA | M | 5920 | 1393955GZPCLNT100 | EA | 3000003 | CONTROLLER,ELEC;CAT,20R-8182 | CONTROLLER,ELEC;CAT,20R-8182 | CONTROLLER,ELECTRICAL;MNFR:CATERPILLAR,PTNO:20R-8182 |  | OEM-E-LISTCONTROLLER,ELECTRICAL;CAT,20R-8182 | CATERPILLAR | 20R-8182
STP_009 - Lot7 | Data Enrichment | VNE |  | 2023-11-02 |  |  | 1094896 | 1094896 | 1393956 | AU_QM_000237484 |  | ERSA | M | 5920 | 1393956GZPCLNT100 | EA | 3000003 | CONTROLLER,ELEC;CAT,20R-8462 | CONTROLLER,ELEC;CAT,20R-8462 | CONTROLLER,ELECTRICAL;MNFR:CATERPILLAR,PTNO:20R-8462 |  | OEM-E-LISTCONTROLLER,ELECTRICAL;CAT,20R-8462 | CATERPILLAR | 20R-8462
STP_009 - Lot7 | Data Enrichment | VNE |  | 2023-11-02 |  |  | 1094895 | 1094895 | 1393957 | AU_QM_000237485 |  | ERSA | M | 5920 | 1393957GZPCLNT100 | EA | 3000003 | CONTROLLER,ELEC;CAT,246-9345 | CONTROLLER,ELEC;CAT,246-9345 | CONTROLLER,ELECTRICAL;MNFR:CATERPILLAR,PTNO:246-9345 |  | OEM-E-LISTCONTROLLER,ELECTRICAL;CAT,246-9345 | CATERPILLAR | 246-9345
STP_009 - Lot7 | Data Enrichment | VNE |  | 2023-11-02 |  |  | 1094894 | 1094894 | 1393958 | AU_QM_000237486 |  | ERSA | M | 5920 | 1393958GZPCLNT100 | EA | 3000003 | CONTROLLER,ELEC;CAT,334-3855 | CONTROLLER,ELEC;CAT,334-3855 | CONTROLLER,ELECTRICAL;MNFR:CATERPILLAR,PTNO:334-3855 |  | OEM-E-LISTCONTROLLER,ELECTRICAL;CAT,334-3855 | CATERPILLAR | 334-3855
STP_009 - Lot7 | Data Enrichment | VNE |  | 2023-11-02 |  |  | 1094893 | 1094893 | 1393960 | AU_QM_000237489 |  | ERSA | M | 5920 | 1393960GZPCLNT100 | EA | 3000003 | CONTROLLER,ELEC;CAT,7J-6839 | CONTROLLER,ELEC;CAT,7J-6839 | CONTROLLER,ELECTRICAL;MNFR:CATERPILLAR,PTNO:7J-6839 |  | OEM-E-LISTCONTROLLER,ELECTRICAL;CAT,7J-6839 | CATERPILLAR | 7J-6839
STP_009 - Lot7 | Data Enrichment | VNE |  | 2023-11-02 |  |  | 1146813 | 1146813 |  |  |  | ERSA | M | 1600 | 1494908GZPCLNT100 | EA |  | CONTROLLER,ELECTRICAL;SERIES 2;CON,15357 | CONTROLLER,ELECTRICAL;SERIES 2;CON,15357 | CONTROLLER,ELECTRICAL;ADDITIONAL FEATURES:SERIES 2;CON,15357
STP_009 - Lot7 | Data Enrichment | VNE |  | 2023-11-02 |  |  | 1212739 | 1212739 |  |  |  | ERSA | M | 1600 | 137401MRM | EA |  | CONTROLLER,MOTOR:2.2KW VSD;SEC CRUSHING | CONTROLLER,MOTOR:2.2KW VSD;SEC CRUSHING | CONTROLLER,MOTOR:2.2KW VSD;SEC CRUSHING SWITCHROOM;
STP_009 - Lot7 | Data Enrichment | VNE |  | 2023-11-02 |  |  | 1212033 | 1212033 |  |  |  | ERSA | M | 1600 | 136602MRM | EA |  | CONTROLLER,MOTOR:30KW;VSD;2200-FE-002;22 | CONTROLLER,MOTOR:30KW;VSD;2200-FE-002;22 | CONTROLLER,MOTOR:30KW;VSD;2200-FE-002;2200-FE-003;VSD'S;
STP_009 - Lot7 | Data Enrichment | VNE |  | 2023-11-02 |  |  | 1212738 | 1212738 |  |  |  | ERSA | M | 1600 | 137400MRM | EA |  | CONTROLLER,MOTOR:45KW VSD;SEC CRUSHING S | CONTROLLER,MOTOR:45KW VSD;SEC CRUSHING S | CONTROLLER,MOTOR:45KW VSD;SEC CRUSHING SWITCHROOM;
STP_009 - Lot7 | Data Enrichment | VNE |  | 2023-11-02 |  |  | 1211908 | 1211908 |  |  |  | ERSA | M | 1600 | 167099MRM | EA |  | CONTROLLER,MOTOR:CONTROLLER: MOTOR SPEED | CONTROLLER,MOTOR:CONTROLLER: MOTOR SPEED | CONTROLLER,MOTOR:CONTROLLER: MOTOR SPEED: E3 IP66 0.37KW,1PH INPUT 3 PH OUTPUT 200-240V INTERNALEMC FILTER (OUTDOOR RATED)
STP_009 - Lot7 | Data Enrichment | VNE |  | 2023-11-02 |  |  | 1212605 | 1212605 |  |  |  | ERSA | M | 1600 | 364411MRM | EA |  | CONTROLLER,MOTOR:GREASE PUMP TIMER CONTR | CONTROLLER,MOTOR:GREASE PUMP TIMER CONTR | CONTROLLER,MOTOR:GREASE PUMP TIMER CONTROLLER;JAQUES MOTAY953 GREASE PUMP
STP_009 - Lot7 | Data Enrichment | VNE |  | 2023-11-02 |  |  | 1212031 | 1212031 |  |  |  | ERSA | M | 1600 | 136600MRM | EA |  | CONTROLLER,MOTOR:IP20;VSD;0.75KW;2900-BU | CONTROLLER,MOTOR:IP20;VSD;0.75KW;2900-BU | CONTROLLER,MOTOR:IP20;VSD;0.75KW;2900-BU-024;
STP_009 - Lot7 | Data Enrichment | VNE |  | 2023-11-02 |  |  | 1211993 | 1211993 |  |  |  | ERSA | M | 1600 | 136553MRM | EA |  | CONTROLLER,MOTOR:VARIABLE SPEED DRIVE;25 | CONTROLLER,MOTOR:VARIABLE SPEED DRIVE;25 | CONTROLLER,MOTOR:VARIABLE SPEED DRIVE;250KW;ATV71;480V;400HP;
STP_009 - Lot7 | Data Enrichment | VNE |  | 2023-11-02 |  |  | 1211990 | 1211990 |  |  |  | ERSA | M | 1600 | 136550MRM | EA |  | CONTROLLER,MOTOR:VARIABLE SPEED DRIVE;7. | CONTROLLER,MOTOR:VARIABLE SPEED DRIVE;7. | CONTROLLER,MOTOR:VARIABLE SPEED DRIVE;7.5KW;ATV71;480V;10HP;
STP_009 - Lot7 | Data Enrichment | VNE |  | 2023-11-02 |  |  | 1211992 | 1211992 |  |  |  | ERSA | M | 1600 | 136552MRM | EA |  | CONTROLLER,MOTOR:VARIABLE SPEED DRIVE;75 | CONTROLLER,MOTOR:VARIABLE SPEED DRIVE;75 | CONTROLLER,MOTOR:VARIABLE SPEED DRIVE;75KW;ATV71;480V;100HP;
STP_009 - Lot7 | Data Enrichment | VNE |  | 2023-11-02 |  |  | 1217586 | 1217586 |  |  |  | ERSA | M | 1600 | 270027MRM | EA |  | CONTROLLER,MOTOR:VARIABLE SPEED DRIVE;AT | CONTROLLER,MOTOR:VARIABLE SPEED DRIVE;AT | CONTROLLER,MOTOR:VARIABLE SPEED DRIVE;ATV630;4KW;5HP;380VTO 480V;IP21/UL;TYPE 1
STP_009 - Lot7 | Data Enrichment | VNE |  | 2023-11-02 |  |  | 1212500 | 1212500 |  |  |  | ERSA | M | 1600 | 137325MRM | EA |  | CONTROLLER,MOTOR:VARIABLE SPEED DRIVE;ST | CONTROLLER,MOTOR:VARIABLE SPEED DRIVE;ST | CONTROLLER,MOTOR:VARIABLE SPEED DRIVE;STOCKPILE RECLAIM FEEDERS;
STP_009 - Lot7 | Data Enrichment | VNE |  | 2023-11-02 |  |  | 1210512 | 1210512 |  |  |  | ERSA | M | 4090 | 162614MRM | EA |  | CONTROLLER,PLC:24V DC SIGMA PLC ; CURREN | CONTROLLER,PLC:24V DC SIGMA PLC ; CURREN | CONTROLLER,PLC:24V DC SIGMA PLC ; CURRENT DRAW 500 MA;INCLUDES 24V DC DIGITAL INPUTS 24V DC DIGITAL OUTPUTS;
STP_009 - Lot7 | Data Enrichment | VNE |  | 2023-11-02 |  |  | 1206475 | 1206475 |  |  |  | ERSA | M | 1600 | 333676MRM | EA |  | CONTROLLER,PLC:MITSUBISHI PLC FX 64MR-ES | CONTROLLER,PLC:MITSUBISHI PLC FX 64MR-ES | CONTROLLER,PLC:MITSUBISHI PLC FX 64MR-ES
STP_009 - Lot7 | Data Enrichment | VNE |  | 2023-11-02 |  |  | 1207486 | 1207486 |  |  |  | ERSA | M | 1600 | 684686MRM | EA |  | CONTROLLER,PLC:OMRON C200H-CPU-21-E2 PLC | CONTROLLER,PLC:OMRON C200H-CPU-21-E2 PLC | CONTROLLER,PLC:OMRON C200H-CPU-21-E2 PLC ASSY;
STP_009 - Lot7 | Data Enrichment | VNE |  | 2023-11-02 |  |  | 1214633 | 1214633 |  |  |  | ERSA | M | 1600 | 137973MRM | EA |  | CONTROLLER,PLC:PLC;MOBILE;DPI1500; | CONTROLLER,PLC:PLC;MOBILE;DPI1500; | CONTROLLER,PLC:PLC;MOBILE;DPI1500;
STP_009 - Lot7 | Data Enrichment | VNE |  | 2023-11-02 |  |  | 1162870 | 1162870 | 1412452 | AU_QM_000257911 |  | ERSA | M | 5915 | 1412452GZPCLNT100 | EA |  | CONTROLLER,PRES;NARROW DIFFERENTIAL,IP20 | CONTROLLER,PRES;NARROW DIFFERENTIAL,IP20 | CONTROLLER,PRESSURE;TYPE:NARROW DIFFERENTIAL,PRESSURE RANGE:0.025-0.35 MPA,ENCLOSURE:IP20,ADDITIONAL FEATURES EN:DP SWITCH,MNFR: 01)KUBOTA,PTNO:01)190-1018-01-6 |  | CONTROLLER,PRES;NARROW DIFFERENTIAL,IP20CONTROLLER,PRES;NARROW DIFFERENTIAL,DP
STP_009 - Lot7 | Data Enrichment | VNE |  | 2023-11-02 |  |  | 1154057 | 1154057 |  |  |  | ERSA | M | 4015 | 1530392GZPCLNT100 | EA |  | CONTROLLER,TEMP;ELLIWELL D/P CONT,147030 | CONTROLLER,TEMP;ELLIWELL D/P CONT,147030 | CONTROLLER,TEMP;ADDITIONAL FEATURES:ELLIWELL D/P CONT,147030
STP_009 - Lot7 | Data Enrichment | VNE |  | 2023-11-02 |  |  | 1186983 | 1186983 |  |  |  | ERSA | M | 1600 | 1548113GZPCLNT100 | EA |  | CONTROLLER,TEMP;TMR,DGTL,240V | CONTROLADOR TEMP; | CONTROLLER,TEMPERATURE;SENSOR TYPE:TIMER,OUTPUT TYPE:DIGITAL,POWER SUPPLY:240V,ADDITIONAL FEATURES EN:PHASEFALE,TACMV2 | CONTROLADOR TEMPERATURA;
STP_009 - Lot7 | Data Enrichment | VNE |  | 2023-11-02 |  |  | 1153616 | 1153616 |  |  |  | ERSA | M | 1600 | 1509100GZPCLNT100 | EA |  | CONTROLLER,TEMPERATURE; C,T4-A-46600-008 | CONTROLLER,TEMPERATURE; C,T4-A-46600-008 | CONTROLLER,TEMPERATURE;ADDITIONAL FEATURES: C,T4-A-46600-008
STP_009 - Lot7 | Data Enrichment | VNE |  | 2023-11-02 |  |  | 1153572 | 1153572 |  |  |  | ERSA | M | 1600 | 1509258GZPCLNT100 | EA |  | CONTROLLER,TEMPERATURE; T,T6-M-26530-048 | CONTROLLER,TEMPERATURE; T,T6-M-26530-048 | CONTROLLER,TEMPERATURE;ADDITIONAL FEATURES: T,T6-M-26530-048
STP_009 - Lot7 | Data Enrichment | VNE |  | 2023-11-02 |  |  | 1154465 | 1154465 |  |  |  | ERSA | M | 5920 | 1509461GZPCLNT100 | EA |  | CONTROLLER,TEMPERATURE;TEMPERATU,T4-A-01 | CONTROLLER,TEMPERATURE;TEMPERATU,T4-A-01 | CONTROLLER,TEMPERATURE;ADDITIONAL FEATURES:TEMPERATU,T4-A-01
STP_009 - Lot7 | Data Enrichment | VNE |  | 2023-11-02 |  |  | 1137353 | 1137353 | 1443951 | AU_QM_001002623 |  | ERSA | M | 4005 | 1443951GZPCLNT100 | EA |  | CONTROLLER: | CONTROLLER: | CONTROLLER: |  | CONTROLLER:
STP_009 - Lot7 | Data Enrichment | VNE |  | 2023-11-02 |  |  | 1209377 | 1209377 |  |  |  | ERSA | M | 1600 | 765156MRM | EA |  | CONTROLLER:24VDC;DANFOSS PROPORTIONAL VA | CONTROLLER:24VDC;DANFOSS PROPORTIONAL VA | CONTROLLER:24VDC;DANFOSS PROPORTIONAL VALVE;TAMROCK SOLO H610 LONG HOLE DRILL RIG
STP_009 - Lot7 | Data Enrichment | VNE |  | 2023-11-02 |  |  | 1217001 | 1217001 |  |  |  | ERSA | M | 1600 | 785865MRM | EA |  | CONTROLLER:ORETRONIC 2;METAL DETECTOR CO | CONTROLLER:ORETRONIC 2;METAL DETECTOR CO | CONTROLLER:ORETRONIC 2;METAL DETECTOR CONTROLLER;"REPAIRABLE ITEM"UNDERGROUND CONVEYOR TRAMP
STP_009 - Lot7 | Data Enrichment | VNE |  | 2023-11-02 |  |  | 1153573 | 1153573 |  |  |  | ERSA | M | 1600 | 1509254GZPCLNT100 | EA |  | CONTROLLER; T1F CONTROLLER - P,PRO-A-T1F | CONTROLLER; T1F CONTROLLER - P,PRO-A-T1F | CONTROLLER;ADDITIONAL FEATURES: T1F CONTROLLER - P,PRO-A-T1F
STP_009 - Lot7 | Data Enrichment | VNE |  | 2023-11-02 |  |  | 1146708 | 1146708 |  |  |  | ERSA | M | 1600 | 1506015GZPCLNT100 | EA |  | CONTROLLER;201-000-483 | CONTROLLER;201-000-483 | CONTROLLER;ADDITIONAL FEATURES:201-000-483
STP_009 - Lot7 | Data Enrichment | VNE |  | 2023-11-02 |  |  | 1144796 | 1144796 | 1452239 | AU_QM_001172386 |  | ERSA | M | 1600 | 1452239GZPCLNT100 | EA |  | CONTROLLER;AIR CONDITIONER REMOTE,UNIV | CONTROLLER;AIR CONDITIONER REMOTE,UNIV | CONTROLLER;TYPE:AIR CONDITIONER REMOTE,ADDITIONAL FEATURES EN:UNIV,MNFR:01)CNW,PTNO:01)AR1729 |  | CONTROLLER: AIR CONDITIONER REMOTE;UNIVERSAL;
STP_009 - Lot7 | Data Enrichment | VNE |  | 2023-11-02 |  |  | 1086962 | 1086962 | 1468979 | AU_QM_007905030 |  | ERSA | M | 5920 | 1468979GZPCLNT100 | EA | 3000000 | CONTROLLER;ATL,2001-0272-00 | CONTROLLER;ATL,2001-0272-00 | CONTROLLER;MNFR:ATLAS COPCO,PTNO:2001-0272-00 |  | CONTROL-MONITOR:WATER LEVEL | ATLAS COPCO | 2001-0272-00
STP_009 - Lot7 | Data Enrichment | VNE |  | 2023-11-02 |  |  | 1027257 | 1027257 | 1372954 | AU_QM_000197531 |  | ERSA | M | 5920 | 1372954GZPCLNT100 | EA | 3000000 | CONTROLLER;ATL,5541867400 | CONTROLLER;ATL,5541867400 | CONTROLLER;MNFR:ATLAS COPCO,PTNO:5541867400 |  | CONTROLLER;ATL,5541867400CONTROLLER;ATC,5541867400 | ATLAS COPCO | 5541867400
STP_009 - Lot7 | Data Enrichment | VNE |  | 2023-11-02 |  |  | 1095042 | 1095042 | 1389348 | AU_QM_000230828 |  | ERSA | M | 5920 | 1389348GZPCLNT100 | EA | 3000000 | CONTROLLER;ATL,PS-MPPT-25M | CONTROLLER;ATL,PS-MPPT-25M | CONTROLLER;MNFR:ATLAS COPCO,PTNO:PS-MPPT-25M |  | CONTROLLER;ATL,PS-MPPT-25MCONTROLLER;ATL,PS-MPPT-25M | ATLAS COPCO | PS-MPPT-25M
STP_009 - Lot7 | Data Enrichment | VNE |  | 2023-11-02 |  |  | 1094892 | 1094892 | 1393961 | AU_QM_000237490 |  | ERSA | M | 5920 | 1393961GZPCLNT100 | EA | 3000003 | CONTROLLER;CAT,1999641 | CONTROLLER;CAT,1999641 | CONTROLLER;MNFR:CATERPILLAR,PTNO:1999641 |  | OEM-E-LISTCONTROLLER;CAT,1999641 | CATERPILLAR | 1999641
STP_009 - Lot7 | Data Enrichment | VNE |  | 2023-11-02 |  |  | 1030216 | 1030216 | 1393962 | AU_QM_000237491 |  | ERSA | M | 5920 | 1393962GZPCLNT100 | EA | 3000003 | CONTROLLER;CAT,231-4260 | CONTROLLER;CAT,231-4260 | CONTROLLER;MNFR:CATERPILLAR,PTNO:231-4260 |  | OEM-E-LISTCONTROLLER;CAT,231-4260 | CATERPILLAR | ZZ - 231-4260
STP_009 - Lot7 | Data Enrichment | VNE |  | 2023-11-02 |  |  | 1074828 | 1074828 |  |  |  | ERSA | M | 3730 | 1093268GZPCLNT100 | EA | 3000003 | CONTROLLER;CAT,2333118,JYSTCK | CONTROLADOR;CAT,2333118,PALANCA DE | CONTROLLER;MNFR:CATERPILLAR,PTNO:2333118,ADDITIONAL FEATURES EN:JOYSTICK | CONTROLADOR;MNFR:CATERPILLAR,PTNO:2333118,CARACTERISTICAS ADICIONALES ES:PALANCA DE CONTROL |  | CATERPILLAR | 2333118
STP_009 - Lot7 | Data Enrichment | VNE |  | 2023-11-02 |  |  | 1095200 | 1095200 | 1385248 | AU_QM_000225991 |  | ERSA | M | 5920 | 1385248GZPCLNT100 | EA | 3000003 | CONTROLLER;CAT,3187929 | CONTROLLER;CAT,3187929 | CONTROLLER;MNFR:CATERPILLAR,PTNO:3187929 |  | CONTROLLER;CAT,3187929CONTROLLER;HAS,3187929 | CATERPILLAR | 3187929
STP_009 - Lot7 | Data Enrichment | VNE |  | 2023-11-02 |  |  | 1095046 | 1095046 | 1389263 | AU_QM_000230717 |  | ERSA | M | 5920 | 1389263GZPCLNT100 | EA | 3000003 | CONTROLLER;CAT,3214648 | CONTROLLER;CAT,3214648 | CONTROLLER;MNFR:CATERPILLAR,PTNO:3214648 |  | CONTROLLER;CAT,3214648CONTROLLER;HAS,3214648 | CATERPILLAR | 3214648
STP_009 - Lot7 | Data Enrichment | VNE |  | 2023-11-02 |  |  | 1074629 | 1074629 |  |  |  | ERSA | M | 3730 | 1104628GZPCLNT100 | EA | 3000003 | CONTROLLER;CAT,3486995 | CONTROLADOR;CAT,3486995 | CONTROLLER;MNFR:CATERPILLAR,PTNO:3486995 | CONTROLADOR;MNFR:CATERPILLAR,PTNO:3486995 |  | CATERPILLAR | 3486995
STP_009 - Lot7 | Data Enrichment | VNE |  | 2023-11-02 |  |  | 1094891 | 1094891 | 1393964 | AU_QM_000237493 |  | ERSA | M | 5920 | 1393964GZPCLNT100 | EA | 3000003 | CONTROLLER;CAT,3752305 | CONTROLLER;CAT,3752305 | CONTROLLER;MNFR:CATERPILLAR,PTNO:3752305 |  | OEM-E-LISTCONTROLLER;CAT,3752305 | CATERPILLAR | 3752305
STP_009 - Lot7 | Data Enrichment | VNE |  | 2023-11-02 |  |  | 1029402 | 1029402 | 1387355 | AU_QM_000228482 |  | ERSA | M | 5920 | 1387355GZPCLNT100 | EA | 3000003 | CONTROLLER;CAT,4416515 | CONTROLLER;CAT,4416515 | CONTROLLER;MNFR:CATERPILLAR,PTNO:4416515 |  | CONTROLLER;CAT,4416515CONTROLLER;HAS,4416515 | CATERPILLAR | 4416515
STP_009 - Lot7 | Data Enrichment | VNE |  | 2023-11-02 |  |  | 1094890 | 1094890 | 1393966 | AU_QM_000237496 |  | ERSA | M | 5920 | 1393966GZPCLNT100 | EA | 3000003 | CONTROLLER;CAT,4773856 | CONTROLLER;CAT,4773856 | CONTROLLER;MNFR:CATERPILLAR,PTNO:4773856 |  | OEM-E-LISTCONTROLLER;CAT,4773856 | CATERPILLAR | 4773856
STP_009 - Lot7 | Data Enrichment | VNE |  | 2023-11-02 |  |  | 1087730 | 1087730 |  |  |  | ERSA | M | 1600 | 1570985GZPCLNT100 | EA | 3000422 | CONTROLLER;CNW,GRIC30A,GRIFCO DOOR PB CN | CONTROLADOR;CNW,GRIC30A | CONTROLLER;MNFR:CNW,PTNO:GRIC30A,ADDITIONAL FEATURES EN:GRIFCO DOOR PB CNTL | CONTROLADOR;MNFR:CNW,PTNO:GRIC30A |  | CNW | GRIC30A
STP_009 - Lot7 | Data Enrichment | VNE |  | 2023-11-02 |  |  | 1103331 | 1103331 |  |  |  | ERSA | M | 1600 | 1570931GZPCLNT100 | EA | 3000422 | CONTROLLER;CNW,SCHATS22D75S6U,ELECTRONIC | CONTROLADOR;CNW,SCHATS22D75S6U | CONTROLLER;MNFR:CNW,PTNO:SCHATS22D75S6U,ADDITIONAL FEATURES EN:ELECTRONIC SOFT STARTER CONTROL 110V POW | CONTROLADOR;MNFR:CNW,PTNO:SCHATS22D75S6U |  | CNW | SCHATS22D75S6U
STP_009 - Lot7 | Data Enrichment | VNE |  | 2023-11-02 |  |  | 1146729 | 1146729 |  |  |  | ERSA | M | 1600 | 1505747GZPCLNT100 | EA |  | CONTROLLER;CONTROLLER,201-000-131 | CONTROLLER;CONTROLLER,201-000-131 | CONTROLLER;ADDITIONAL FEATURES:CONTROLLER,201-000-131
STP_009 - Lot7 | Data Enrichment | VNE |  | 2023-11-02 |  |  | 1095467 | 1095467 | 1376257 | AU_QM_000215352 |  | ERSA | M | 5920 | 1376257GZPCLNT100 | EA | 3000001 | CONTROLLER;EPI,9106 1890 54 | CONTROLLER;EPI,9106 1890 54 | CONTROLLER;MNFR:EPIROC,PTNO:9106 1890 54 |  | CONTROLLER;EPI,9106 1890 54CONTROLLER;EPI,9106 1890 54 | EPIROC | 9106 1890 54
STP_009 - Lot7 | Data Enrichment | VNE |  | 2023-11-02 |  |  | 1095466 | 1095466 | 1376258 | AU_QM_000215353 |  | ERSA | M | 5920 | 1376258GZPCLNT100 | EA | 3000001 | CONTROLLER;EPI,9106 1890 56 | CONTROLLER;EPI,9106 1890 56 | CONTROLLER;MNFR:EPIROC,PTNO:9106 1890 56 |  | CONTROLLER;EPI,9106 1890 56CONTROLLER;EPI,9106 1890 56 | EPIROC | 9106 1890 56
STP_009 - Lot7 | Data Enrichment | VNE |  | 2023-11-02 |  |  | 1095150 | 1095150 | 1386324 | AU_QM_000227263 |  | ERSA | M | 5920 | 1386324GZPCLNT100 | EA | 3000001 | CONTROLLER;EPI,9772019301 | CONTROLLER;EPI,9772019301 | CONTROLLER;MNFR:EPIROC,PTNO:9772019301 |  | CONTROLLER;EPI,9772019301CONTROLLER;EPI,9772019301 | EPIROC | 9772019301
STP_009 - Lot7 | Data Enrichment | VNE |  | 2023-11-02 |  |  | 1033014 | 1033014 |  |  |  | ERSA | M | 5955 | 1489459GZPCLNT100 | EA |  | CONTROLLER;HYBRID,9-36 V,(4) M5,UNT,NRMT | CONTROLLER;HYBRID,9-36 V,(4) M5,UNT,NRMT | CONTROLLER;TYPE:HYBRID,ELECTRICAL RATING:9-36 V,MOUNTING TYPE:(4) M5,ADDITIONAL FEATURES EN:UNIT,PTNO:55155710,MNFR:01)NORMET, PTNO:01)55155710 |  |  |  | 55155710
STP_009 - Lot7 | Data Enrichment | VNE |  | 2023-11-02 |  |  | 1111995 | 1111995 | 1419812 | AU_QM_000265902 |  | ERSA | M | 5915 | 1419812GZPCLNT100 | EA |  | CONTROLLER;IMT6002 | CONTROLLER;IMT6002 | CONTROLLER;MNFR: ,PTNO:IMT6002 |  | CONTROLLER;IMT6002CONTROLLER;IMT6002
STP_009 - Lot7 | Data Enrichment | VNE |  | 2023-11-02 |  |  | 1078125 | 1078125 | 1439910 | AU_QM_000982869 |  | ERSA | M | 5920 | 1439910GZPCLNT100 | EA | 3000028 | CONTROLLER;MIT,MR-H700A | CONTROLLER;MIT,MR-H700A | CONTROLLER;MNFR:MITSUBISHI,PTNO:MR-H700A |  | CONTROLLER,MOTOR: CSM AC SERVO MOTOR/REDUCER,7KW | MITSUBISHI | MR-H700A
STP_009 - Lot7 | Data Enrichment | VNE |  | 2023-11-02 |  |  | 1034295 | 1034295 | 1393969 | AU_QM_000237499 |  | ERSA | M | 5920 | 1393969GZPCLNT100 | EA | 3000030 | CONTROLLER;OUT,N048254699 | CONTROLLER;OUT,N048254699 | CONTROLLER;MNFR:OUTOTEC,PTNO:N048254699 |  | OEM-E-LISTCONTROLLER;OUT,N048254699 | OUTOTEC | N048254699
STP_009 - Lot7 | Data Enrichment | VNE |  | 2023-11-02 |  |  | 1166326 | 1166326 | 1427346 | AU_QM_000456327 |  | ERSA | M | 5100 | 1427346GZPCLNT100 | EA |  | CONTROLLER;PLC,TOSH,EX40-PLUS | CONTROLLER;PLC,TOSH,EX40-PLUS | CONTROLLER;TYPE:PLC,MNFR:01)TOSHIBA,PTNO:01)EX40-PLUS |  | CONTROLLER,PLC: TOSHIBA EX40 PLUS;
STP_009 - Lot7 | Data Enrichment | VNE |  | 2023-11-02 |  |  | 1111575 | 1111575 | 1405877 | AU_QM_000250791 |  | ERSA | M | 5915 | 1405877GZPCLNT100 | EA |  | CONTROLLER;PWB1 CN20V-PWB2 CN20V | CONTROLLER;PWB1 CN20V-PWB2 CN20V | CONTROLLER;MNFR: ,PTNO:PWB1 CN20V-PWB2 CN20V |  | CONTROLLER;PWB1 CN20V-PWB2 CN20VCONTROLLER;PWB1 CN20V-PWB2 CN20V
STP_009 - Lot7 | Data Enrichment | VNE |  | 2023-11-02 |  |  | 1111505 | 1111505 | 1408615 | AU_QM_000253753 |  | ERSA | M | 5915 | 1408615GZPCLNT100 | EA |  | CONTROLLER;PWB1 CNFAN-PWB2 CNFAN0 | CONTROLLER;PWB1 CNFAN-PWB2 CNFAN0 | CONTROLLER;MNFR: ,PTNO:PWB1 CNFAN-PWB2 CNFAN0 |  | CONTROLLER;PWB1 CNFAN-PWB2 CNFAN0CONTROLLER;PWB1 CNFAN-PWB2 CNFAN0
STP_009 - Lot7 | Data Enrichment | VNE |  | 2023-11-02 |  |  | 1111520 | 1111520 | 1407479 | AU_QM_000252526 |  | ERSA | M | 5915 | 1407479GZPCLNT100 | EA |  | CONTROLLER;RCT504A012 | CONTROLLER;RCT504A012 | CONTROLLER;MNFR: ,PTNO:RCT504A012 |  | CONTROLLER;RCT504A012CONTROLLER;RCT504A012
STP_009 - Lot7 | Data Enrichment | VNE |  | 2023-11-02 |  |  | 1007944 | 1007944 |  |  |  | ERSA | M | 5000 | 1611591GZPCLNT100 | EA | 3000010 | CONTROLLER;SAN,69-335-311 | CONTROLADOR;SAN,69-335-311 | CONTROLLER;MNFR:SANDVIK,PTNO:69-335-311 | CONTROLADOR;MNFR:SANDVIK,PTNO:69-335-311 |  | SANDVIK | 69-335-311
STP_009 - Lot7 | Data Enrichment | VNE |  | 2023-11-02 |  |  | 1073154 | 1073154 |  |  | X | ERSA | M | 5000 | 1612765GZPCLNT100 | EA | 3000010 | CONTROLLER;SAN,G531002 | CONTROLADOR;SAN,G531002 | CONTROLLER;MNFR:SANDVIK,PTNO:G531002,ADDITIONAL FEATURES EN:QUAD SHIFT,MULTIPLE APPLICATION | CONTROLADOR;MNFR:SANDVIK,PTNO:G531002 |  | SANDVIK
STP_009 - Lot7 | Data Enrichment | VNE |  | 2023-11-02 |  |  | 1073187 | 1073187 |  |  | X | ERSA | M | 5000 | 1612495GZPCLNT100 | EA | 3000010 | CONTROLLER;SAN,G534035 | CONTROLADOR;SAN,G534035 | CONTROLLER;MNFR:SANDVIK,PTNO:G534035,ADDITIONAL FEATURES EN:SUB PLATE,MULTIPLE APPLICATION | CONTROLADOR;MNFR:SANDVIK,PTNO:G534035 |  | SANDVIK
STP_009 - Lot7 | Data Enrichment | VNE |  | 2023-11-02 |  |  | 1008033 | 1008033 |  |  |  | ERSA | M | 5000 | 1611391GZPCLNT100 | EA | 3000010 | CONTROLLER;SAN,G595060 | CONTROLADOR;SAN,G595060 | CONTROLLER;MNFR:SANDVIK,PTNO:G595060,ADDITIONAL FEATURES EN:REMOTE,GETMAN A64 WORK PLATFORM,ANFO POT | CONTROLADOR;MNFR:SANDVIK,PTNO:G595060 |  | SANDVIK | G595060
STP_009 - Lot7 | Data Enrichment | VNE |  | 2023-11-02 |  |  | 1082136 | 1082136 |  |  |  | ERSA | M | 5000 | 1612018GZPCLNT100 | EA | 3000010 | CONTROLLER;SAN,G7033-00887 | CONTROLADOR;SAN,G7033-00887 | CONTROLLER;MNFR:SANDVIK,PTNO:G7033-00887 | CONTROLADOR;MNFR:SANDVIK,PTNO:G7033-00887 |  | SANDVIK | G7033-00887
STP_009 - Lot7 | Data Enrichment | VNE |  | 2023-11-02 |  |  | 1073305 | 1073305 |  |  | X | ERSA | M | 5000 | 1611990GZPCLNT100 | EA | 3000010 | CONTROLLER;SAN,G7034-00122 | CONTROLADOR;SAN,G7034-00122 | CONTROLLER;MNFR:SANDVIK,PTNO:G7034-00122 | CONTROLADOR;MNFR:SANDVIK,PTNO:G7034-00122 |  | SANDVIK
STP_009 - Lot7 | Data Enrichment | VNE |  | 2023-11-02 |  |  | 1009088 | 1009088 |  |  |  | ERSA | M | 5000 | 1612264GZPCLNT100 | EA | 3000010 | CONTROLLER;SAN,HAND BOOK 2 | CONTROLADOR;SAN,HAND BOOK 2 | CONTROLLER;MNFR:SANDVIK,PTNO:HAND BOOK 2 | CONTROLADOR;MNFR:SANDVIK,PTNO:HAND BOOK 2 |  | SANDVIK | HAND BOOK 2
STP_009 - Lot7 | Data Enrichment | VNE |  | 2023-11-02 |  |  | 1146709 | 1146709 |  |  |  | ERSA | M | 1600 | 1506014GZPCLNT100 | EA |  | CONTROLLER;UC8 | CONTROLLER;UC8 | CONTROLLER;ADDITIONAL FEATURES:UC8
STP_009 - Lot7 | Data Enrichment | KIB |  | 2023-11-02 |  |  | 1112427 | 1112427 | 1424968 | AU_QM_000342436 |  | ERSA | M | 4900 | 1424968GZPCLNT100 | EA |  | CONVEYOR 2700-CV-001 V BELT DRIVE GUARD | CONVEYOR 2700-CV-001 V BELT DRIVE GUARD | GUARD,MECH DRIVE: CONVEYOR 2700-CV-001 V BELT DRIVE GUARD |  | GUARD,MECH DRIVE: CONVEYOR 2700-CV-001 V BELT DRIVE GUARD
STP_009 - Lot7 | Data Enrichment | KIB |  | 2023-11-02 |  |  | 1099034 | 1099034 | 1387036 | AU_QM_000228105 |  | ERSA | M | 5100 | 1387036GZPCLNT100 | EA | 3000438 | COOLER;NRMT,100022707 | ENFRIADOR; | ENFRIADOR;MNFR:NORMET,PTNO:100022707 | ENFRIADOR;,MNFR:NORMET,PTNO:100022707 | COOLER;NRMT,100022707COOLER;NOR,100022707 | NORMET | 100022707
STP_009 - Lot7 | Data Enrichment | KIB |  | 2023-11-02 |  |  | 1099048 | 1099048 | 1386497 | AU_QM_000227459 |  | ERSA | M | 5100 | 1386497GZPCLNT100 | EA | 3000438 | COOLER;NRMT,100023138 | ENFRIADOR; | ENFRIADOR;MNFR:NORMET,PTNO:100023138 | ENFRIADOR;,MNFR:NORMET,PTNO:100023138 | COOLER;NRMT,100023138COOLER;NOR,100023138 | NORMET | 100023138
STP_009 - Lot7 | Data Enrichment | KIB |  | 2023-11-02 |  |  | 1099009 | 1099009 | 1387579 | AU_QM_000228747 |  | ERSA | M | 5100 | 1387579GZPCLNT100 | EA | 3000438 | COOLER;NRMT,54921720 | ENFRIADOR; | ENFRIADOR;MNFR:NORMET,PTNO:54921720 | ENFRIADOR;,MNFR:NORMET,PTNO:54921720 | COOLER;NRMT,54921720COOLER;NOR,54921720 | NORMET | 54921720
STP_009 - Lot7 | Data Enrichment | CIR |  | 2023-11-02 |  |  | 1210931 | 1210931 |  |  |  | ERSA | M | 5318 | 164863MRM | BAG |  | COPPER SULPHATE:REAGENT;1.1 TONNE BAG | COPPER SULPHATE:REAGENT;1.1 TONNE BAG | COPPER SULPHATE:REAGENT;1.1 TONNE BAG
STP_009 - Lot7 | Data Enrichment | KIB |  | 2023-11-02 |  |  | 1203738 | 1203738 |  |  |  | ERSA | M | 4090 | 592154MRM | CAN |  | CORROSION PREVENTATIVE:CRC 3097,H/DUTY R | CORROSION PREVENTATIVE:CRC 3097,H/DUTY R | CORROSION PREVENTATIVE:CRC 3097,H/DUTY RUST GUARD,300 GRAM PRESSURE PACK CANCSIS REF - GP 5
STP_009 - Lot7 | Data Enrichment | KIB |  | 2023-11-02 |  |  | 1140065 | 1140065 | 1350882 | AU_QM_000134942 |  | ERSA | M | 4090 | 1350882GZPCLNT100 | EA |  | CORROSION PROTECTION;LUBRICANTS;WINDER H | CORROSION PROTECTION;LUBRICANTS;WINDER H | CORROSION PREVENTATIVE: CORROSION PROTECTION;LUBRICANTS;WINDER H EAD FRAME ACCESS;E761LF001 |  | CORROSION PREVENTATIVE: CORROSION PROTECTION;LUBRICANTS;WINDER H
STP_009 - Lot7 | Data Enrichment | KIB |  | 2023-11-02 |  |  | 1203651 | 1203651 |  |  |  | ERSA | M | 4090 | 985921MRM | BT |  | COUGH MEDICINE:BRONDECON EXPECTORANT/COU | COUGH MEDICINE:BRONDECON EXPECTORANT/COU | COUGH MEDICINE:BRONDECON EXPECTORANT/COUGH MEDICINE;50MG CHOLINE THEOPHYLLINATE/25MG GAUIPHERESIN;500ML BOTTLE;
STP_009 - Lot7 | Data Enrichment | KIB |  | 2023-11-02 |  |  | 1207938 | 1207938 |  |  |  | ERSA | M | 4090 | 1107853MRM | BT |  | COUGH MEDICINE:EXPECTORANT,CHESTY COUGH; | COUGH MEDICINE:EXPECTORANT,CHESTY COUGH; | COUGH MEDICINE:EXPECTORANT,CHESTY COUGH;GUAIFENESIN,100MG;(BOTL = 200ML)
STP_009 - Lot7 | Data Enrichment | CIR |  | 2023-11-02 |  |  | 1212496 | 1212496 |  |  |  | ERSA | M | 1600 | 137320MRM | EA |  | CRUSHER SUB ASSY:AC-LN14S/1.0/F/B/1/IBP3 | CRUSHER SUB ASSY:AC-LN14S/1.0/F/B/1/IBP3 | CRUSHER SUB ASSY:AC-LN14S/1.0/F/B/1/IBP3 LOW NOISE COOLER;CONE CRUSHERS;
STP_009 - Lot7 | Data Enrichment | CIR |  | 2023-11-02 |  |  | 1206990 | 1206990 |  |  |  | ERSA | M | 5920 | 132706MRM | EA |  | CRUSHER SUB ASSY:FASTENING ITEM;SHIM INS | CRUSHER SUB ASSY:FASTENING ITEM;SHIM INS | CRUSHER SUB ASSY:FASTENING ITEM;SHIM INSTALLATION;C160 JAW CRUSHER;
STP_009 - Lot7 | Data Enrichment | CIR |  | 2023-11-02 |  |  | 1215702 | 1215702 |  |  |  | ERSA | M | 5920 | 1304930MRM | EA |  | CRUSHER SUB ASSY:IMPACT SIDE PANEL;REJEC | CRUSHER SUB ASSY:IMPACT SIDE PANEL;REJEC | CRUSHER SUB ASSY:IMPACT SIDE PANEL;REJECT AND PRODUCT SCREEN;
STP_009 - Lot7 | Data Enrichment | KIB |  | 2023-11-02 |  |  | 1070931 | 1070931 | 1463449 | AU_QM_004875185 |  | ERSA | M | 5955 | 1463449GZPCLNT100 | EA | 3000000 | CUBIERTA BANDJ CABLES;ATL,4180041300 | CUBIERTA BANDJ CABLES;ATL,4180041300 | HANDWHEEL;MNFR:ATLAS COPCO,PTNO:4180041300 |  | HANDWHEEL:LSD-61 GRINDER; | ATLAS COPCO | 4180041300
STP_009 - Lot7 | Data Enrichment | CIR |  | 2023-11-02 |  |  | 1152507 | 1152507 |  |  |  | ERSA | M | 2920 | 1478473GZPCLNT100 | EA |  | CUFF,BLOOD PRESSURE,RESUABLE, X LARGE,AD | CUFF,BLOOD PRESSURE,RESUABLE, X LARGE,AD | MEDICAL SUPPLIES;CUFF,BLOOD PRESSURE,RESUABLE, X LARGE,AD
STP_009 - Lot7 | Data Enrichment | CIR |  | 2023-11-02 |  |  | 1152501 | 1152501 |  |  |  | ERSA | M | 2920 | 1478479GZPCLNT100 | EA |  | CUFF,BLOOD PRESSURE,RESUABLE,ADULT EA | CUFF,BLOOD PRESSURE,RESUABLE,ADULT EA | MEDICAL SUPPLIES;CUFF,BLOOD PRESSURE,RESUABLE,ADULT EA
STP_009 - Lot7 | Data Enrichment | CIR |  | 2023-11-02 |  |  | 1152508 | 1152508 |  |  |  | ERSA | M | 2920 | 1478472GZPCLNT100 | EA |  | CUFF.BLOOD PRESSURE,RESUABLE,LARGE,ADULT | CUFF.BLOOD PRESSURE,RESUABLE,LARGE,ADULT | MEDICAL SUPPLIES;CUFF,BLOOD PRESSURE,RESUABLE,LARGE,ADULT
STP_009 - Lot7 | Data Enrichment | KIB |  | 2023-11-02 |  |  | 1137688 | 1137688 | 1466249 | AU_QM_007124883 |  | ERSA | M | 4700 | 1466249GZPCLNT100 | EA |  | CUSM CONVERTER POURING LIP; | CUSM CONVERTER POURING LIP; | LIP,POURING; CUSM CONVERTER POURING LIP; |  | LIP,POURING;CUSM CONVERTER POURING LIP;
STP_009 - Lot7 | Data Enrichment | KIB |  | 2023-11-02 |  |  | 1206578 | 1206578 |  |  |  | ERSA | M | 5955 | 681831MRM | EA |  | CYLINDER HEAD,DIESEL:CAT 8N0426 CYL.HEAD | CYLINDER HEAD,DIESEL:CAT 8N0426 CYL.HEAD | CYLINDER HEAD,DIESEL:CAT 8N0426 CYL.HEAD;
STP_009 - Lot7 | Data Enrichment | KIB |  | 2023-11-02 |  |  | 1205099 | 1205099 |  |  |  | ERSA | M | 5955 | 627846MRM | EA |  | CYLINDER HEAD,DIESEL:CAT 9Y8510 CYL HEAD | CYLINDER HEAD,DIESEL:CAT 9Y8510 CYL HEAD | CYLINDER HEAD,DIESEL:CAT 9Y8510 CYL HEAD ASSY
STP_009 - Lot7 | Data Enrichment | KIB |  | 2023-11-02 |  |  | 1204134 | 1204134 |  |  |  | ERSA | M | 5955 | 599753MRM | EA |  | CYLINDER HEAD,DIESEL:CYL HEAD GRP; | CYLINDER HEAD,DIESEL:CYL HEAD GRP; | CYLINDER HEAD,DIESEL:CYL HEAD GRP;
STP_009 - Lot7 | Data Enrichment | KIB |  | 2023-11-02 |  |  | 1215644 | 1215644 |  |  |  | ERSA | M | 5915 | 1303676MRM | EA |  | CYLINDER HEAD,DIESEL:CYLINDER HEADS TO S | CYLINDER HEAD,DIESEL:CYLINDER HEADS TO S | CYLINDER HEAD,DIESEL:CYLINDER HEADS TO SUIT CAT 349DLCAT 349DL EX142
STP_009 - Lot7 | Data Enrichment | VNE |  | 2023-11-02 |  |  | 1065298 | 1065298 | 1461174 | AU_QM_002599929 |  | ERSA | M | 5915 | 1461174GZPCLNT100 | EA |  | CYLINDER ROD SEALS | CYLINDER ROD SEALS | PARTS KIT: CYLINDER ROD SEALS SUIT L/JULIUS PUMP STATION |  | PARTS KIT:CYLINDER ROD SEALS
STP_009 - Lot7 | Data Enrichment | VNE |  | 2023-11-02 |  |  | 1140761 | 1140761 | 1461673 | AU_QM_002710901 |  | ERSA | M | 2200 | 1461673GZPCLNT100 | EA |  | D4D-13P-20 VALVE REPAIR; | D4D-13P-20 VALVE REPAIR; | PARTS KIT,VALVE: D4D-13P-20 VALVE REPAIR; |  | PARTS KIT,VALVE:D4D-13P-20 VALVE REPAIR;
STP_009 - Lot7 | Data Enrichment | PVJ |  | 2023-11-02 |  |  | 1204293 | 1204293 |  |  |  | ERSA | M | 5955 | 995956MRM | EA |  | DECAL:CM1000 SLIDE CONTROL DECAL;IT28F A | DECAL:CM1000 SLIDE CONTROL DECAL;IT28F A | DECAL:CM1000 SLIDE CONTROL DECAL;IT28F AIRCON CM1000 EVAPORATOR
STP_009 - Lot7 | Data Enrichment | PVJ |  | 2023-11-02 |  |  | 1207084 | 1207084 |  |  |  | ERSA | M | 5920 | 1059559MRM | EA |  | DECAL:MODULE LABEL; | DECAL:MODULE LABEL; | DECAL:MODULE LABEL;
STP_009 - Lot7 | Data Enrichment | PVJ |  | 2023-11-02 |  |  | 1203249 | 1203249 |  |  |  | ERSA | M | 5955 | 980310MRM | EA |  | DECAL:PLUTON 30 HOURMETER LABEL;DOOR CON | DECAL:PLUTON 30 HOURMETER LABEL;DOOR CON | DECAL:PLUTON 30 HOURMETER LABEL;DOOR CONTROL PANEL ASSY;SECOMA PLUTON 30 ROCK BOLTER
STP_009 - Lot7 | Data Enrichment | PVJ |  | 2023-11-02 |  |  | 1203250 | 1203250 |  |  |  | ERSA | M | 5955 | 980311MRM | EA |  | DECAL:PLUTON 30 HOURMETER LABEL;DOOR CON | DECAL:PLUTON 30 HOURMETER LABEL;DOOR CON | DECAL:PLUTON 30 HOURMETER LABEL;DOOR CONTROL PANEL ASSY;SECOMA PLUTON 30 ROCK BOLTER
STP_009 - Lot7 | Data Enrichment | PVJ |  | 2023-11-02 |  |  | 1203246 | 1203246 |  |  |  | ERSA | M | 5955 | 980307MRM | EA |  | DECAL:PLUTON 30 INDICATOR LIGHT LABEL;DO | DECAL:PLUTON 30 INDICATOR LIGHT LABEL;DO | DECAL:PLUTON 30 INDICATOR LIGHT LABEL;DOOR CONTROL PANEL ASSY;SECOMA PLUTON 30 ROCK BOLTER
STP_009 - Lot7 | Data Enrichment | PVJ |  | 2023-11-02 |  |  | 1203247 | 1203247 |  |  |  | ERSA | M | 5955 | 980308MRM | EA |  | DECAL:PLUTON 30 INDICATOR LIGHT LABEL;DO | DECAL:PLUTON 30 INDICATOR LIGHT LABEL;DO | DECAL:PLUTON 30 INDICATOR LIGHT LABEL;DOOR CONTROL PANEL ASSY;SECOMA PLUTON 30 ROCK BOLTER
STP_009 - Lot7 | Data Enrichment | PVJ |  | 2023-11-02 |  |  | 1203248 | 1203248 |  |  |  | ERSA | M | 5955 | 980309MRM | EA |  | DECAL:PLUTON 30 KEY LABEL;DOOR CONTROL P | DECAL:PLUTON 30 KEY LABEL;DOOR CONTROL P | DECAL:PLUTON 30 KEY LABEL;DOOR CONTROL PANEL ASSY;SECOMA PLUTON 30 ROCK BOLTER
STP_009 - Lot7 | Data Enrichment | PVJ |  | 2023-11-02 |  |  | 1203257 | 1203257 |  |  |  | ERSA | M | 5955 | 980318MRM | EA |  | DECAL:PLUTON 30 KEY LABEL;DOOR CONTROL P | DECAL:PLUTON 30 KEY LABEL;DOOR CONTROL P | DECAL:PLUTON 30 KEY LABEL;DOOR CONTROL PANEL ASSY;SECOMA PLUTON 30 ROCK BOLTER
STP_009 - Lot7 | Data Enrichment | PVJ |  | 2023-11-02 |  |  | 1203253 | 1203253 |  |  |  | ERSA | M | 5955 | 980314MRM | EA |  | DECAL:PLUTON 30 LIGHT LABEL;DOOR CONTROL | DECAL:PLUTON 30 LIGHT LABEL;DOOR CONTROL | DECAL:PLUTON 30 LIGHT LABEL;DOOR CONTROL PANEL ASSY;SECOMA PLUTON 30 ROCK BOLTER
STP_009 - Lot7 | Data Enrichment | PVJ |  | 2023-11-02 |  |  | 1203256 | 1203256 |  |  |  | ERSA | M | 5955 | 980317MRM | EA |  | DECAL:PLUTON 30 LIGHT LABEL;DOOR CONTROL | DECAL:PLUTON 30 LIGHT LABEL;DOOR CONTROL | DECAL:PLUTON 30 LIGHT LABEL;DOOR CONTROL PANEL ASSY;SECOMA PLUTON 30 ROCK BOLTER
STP_009 - Lot7 | Data Enrichment | PVJ |  | 2023-11-02 |  |  | 1203242 | 1203242 |  |  |  | ERSA | M | 5955 | 980303MRM | EA |  | DECAL:PLUTON 30 LOW VOLTAGE BOX;HOURMETE | DECAL:PLUTON 30 LOW VOLTAGE BOX;HOURMETE | DECAL:PLUTON 30 LOW VOLTAGE BOX;HOURMETER POSITION;SECOMA PLUTON 30 ROCK BOLTER
STP_009 - Lot7 | Data Enrichment | PVJ |  | 2023-11-02 |  |  | 1203243 | 1203243 |  |  |  | ERSA | M | 5955 | 980304MRM | EA |  | DECAL:PLUTON 30 PUSHBUTTON LABEL;DOOR CO | DECAL:PLUTON 30 PUSHBUTTON LABEL;DOOR CO | DECAL:PLUTON 30 PUSHBUTTON LABEL;DOOR CONTROL PANEL ASSY;SECOMA PLUTON 30 ROCK BOLTER
STP_009 - Lot7 | Data Enrichment | PVJ |  | 2023-11-02 |  |  | 1203244 | 1203244 |  |  |  | ERSA | M | 5955 | 980305MRM | EA |  | DECAL:PLUTON 30 PUSHBUTTON LABEL;DOOR CO | DECAL:PLUTON 30 PUSHBUTTON LABEL;DOOR CO | DECAL:PLUTON 30 PUSHBUTTON LABEL;DOOR CONTROL PANEL ASSY;SECOMA PLUTON 30 ROCK BOLTER
STP_009 - Lot7 | Data Enrichment | PVJ |  | 2023-11-02 |  |  | 1203245 | 1203245 |  |  |  | ERSA | M | 5955 | 980306MRM | EA |  | DECAL:PLUTON 30 PUSHBUTTON LABEL;DOOR CO | DECAL:PLUTON 30 PUSHBUTTON LABEL;DOOR CO | DECAL:PLUTON 30 PUSHBUTTON LABEL;DOOR CONTROL PANEL ASSY;SECOMA PLUTON 30 ROCK BOLTER
STP_009 - Lot7 | Data Enrichment | PVJ |  | 2023-11-02 |  |  | 1203254 | 1203254 |  |  |  | ERSA | M | 5955 | 980315MRM | EA |  | DECAL:PLUTON 30 RED LIGHT LABEL;DOOR CON | DECAL:PLUTON 30 RED LIGHT LABEL;DOOR CON | DECAL:PLUTON 30 RED LIGHT LABEL;DOOR CONTROL PANEL ASSY;SECOMA PLUTON 30 ROCK BOLTER
STP_009 - Lot7 | Data Enrichment | PVJ |  | 2023-11-02 |  |  | 1203255 | 1203255 |  |  |  | ERSA | M | 5955 | 980316MRM | EA |  | DECAL:PLUTON 30 RED LIGHT LABEL;DOOR CON | DECAL:PLUTON 30 RED LIGHT LABEL;DOOR CON | DECAL:PLUTON 30 RED LIGHT LABEL;DOOR CONTROL PANEL ASSY;SECOMA PLUTON 30 ROCK BOLTER
STP_009 - Lot7 | Data Enrichment | PVJ |  | 2023-11-02 |  |  | 1203251 | 1203251 |  |  |  | ERSA | M | 5955 | 980312MRM | EA |  | DECAL:PLUTON 30 SWITCH LABEL;DOOR CONTRO | DECAL:PLUTON 30 SWITCH LABEL;DOOR CONTRO | DECAL:PLUTON 30 SWITCH LABEL;DOOR CONTROL PANEL ASSY;SECOMA PLUTON 30 ROCK BOLTER
STP_009 - Lot7 | Data Enrichment | PVJ |  | 2023-11-02 |  |  | 1203252 | 1203252 |  |  |  | ERSA | M | 5955 | 980313MRM | EA |  | DECAL:PLUTON 30 SWITCH LABEL;DOOR CONTRO | DECAL:PLUTON 30 SWITCH LABEL;DOOR CONTRO | DECAL:PLUTON 30 SWITCH LABEL;DOOR CONTROL PANEL ASSY;SECOMA PLUTON 30 ROCK BOLTER
STP_009 - Lot7 | Data Enrichment | PVJ |  | 2023-11-02 |  |  | 1100838 | 1100838 | 1394364 | AU_QM_000237937 |  | ERSA | M | 3000 | 1394364GZPCLNT100 | EA | 3000003 | DECAL;CAT,2530861 | DECAL;CAT,2530861 | DECAL;MNFR:CATERPILLAR,PTNO:2530861 |  | OEM-E-LISTDECAL;CAT,2530861 | CATERPILLAR | 2530861
STP_009 - Lot7 | Data Enrichment | PVJ |  | 2023-11-02 |  |  | 1100837 | 1100837 | 1394368 | AU_QM_000237942 |  | ERSA | M | 3000 | 1394368GZPCLNT100 | EA | 3000003 | DECAL;CAT,2934919 | DECAL;CAT,2934919 | DECAL;MNFR:CATERPILLAR,PTNO:2934919 |  | OEM-E-LISTDECAL;CAT,2934919 | CATERPILLAR | 2934919
STP_009 - Lot7 | Data Enrichment | PVJ |  | 2023-11-02 |  |  | 1100836 | 1100836 | 1394369 | AU_QM_000237943 |  | ERSA | M | 3000 | 1394369GZPCLNT100 | EA | 3000003 | DECAL;CAT,2934923 | DECAL;CAT,2934923 | DECAL;MNFR:CATERPILLAR,PTNO:2934923 |  | OEM-E-LISTDECAL;CAT,2934923 | CATERPILLAR | 2934923
STP_009 - Lot7 | Data Enrichment | PVJ |  | 2023-11-02 |  |  | 1100835 | 1100835 | 1394370 | AU_QM_000237944 |  | ERSA | M | 3000 | 1394370GZPCLNT100 | EA | 3000003 | DECAL;CAT,2934924 | DECAL;CAT,2934924 | DECAL;MNFR:CATERPILLAR,PTNO:2934924 |  | OEM-E-LISTDECAL;CAT,2934924 | CATERPILLAR | 2934924
STP_009 - Lot7 | Data Enrichment | PVJ |  | 2023-11-02 |  |  | 1100833 | 1100833 | 1394378 | AU_QM_000237952 |  | ERSA | M | 3000 | 1394378GZPCLNT100 | EA | 3000003 | DECAL;CAT,576-1158 | DECAL;CAT,576-1158 | DECAL;MNFR:CATERPILLAR,PTNO:576-1158 |  | OEM-E-LISTDECAL;CAT,576-1158 | CATERPILLAR | 576-1158
STP_009 - Lot7 | Data Enrichment | PVJ |  | 2023-11-02 |  |  | 1101288 | 1101288 | 1381148 | AU_QM_000220734 |  | ERSA | M | 3000 | 1381148GZPCLNT100 | EA | 3000001 | DECAL;EPI,8915 0020 91 | DECAL;EPI,8915 0020 91 | DECAL;MNFR:EPIROC,PTNO:8915 0020 91 |  | DECAL;EPI,8915 0020 91DECAL;EPI,8915 0020 91 | EPIROC | 8915 0020 91
STP_009 - Lot7 | Data Enrichment | PVJ |  | 2023-11-02 |  |  | 1008559 | 1008559 |  |  |  | ERSA | M | 5000 | 1613340GZPCLNT100 | EA | 3000010 | DECAL;SAN,20733948 | CALCOMANIA;SAN,20733948 | DECAL;MNFR:SANDVIK,PTNO:20733948 | CALCOMANIA;MNFR:SANDVIK,PTNO:20733948 |  | SANDVIK | 20733948
STP_009 - Lot7 | Data Enrichment | PVJ |  | 2023-11-02 |  |  | 1130179 | 1130179 |  |  |  | ERSA | M | 5000 | 1603058GZPCLNT100 | EA | 3000010 | DECAL;SAN,BG01097855 | CALCOMANIA;SAN,BG01097855 | DECAL;MNFR:SANDVIK,PTNO:BG01097855 | CALCOMANIA;MNFR:SANDVIK,PTNO:BG01097855 |  | SANDVIK | BG01097855
STP_009 - Lot7 | Data Enrichment | KIB |  | 2023-11-02 |  |  | 1205900 | 1205900 |  |  |  | ERSA | M | 4090 | 88708MRM | BOX |  | DECONGESTANT:DECONGESTANT TABLETS;NON-SE | DECONGESTANT:DECONGESTANT TABLETS;NON-SE | DECONGESTANT:DECONGESTANT TABLETS;NON-SEDATIVE;(BOX = 24)
STP_009 - Lot7 | Data Enrichment | KIB |  | 2023-11-02 |  |  | 1205910 | 1205910 |  |  |  | ERSA | M | 4090 | 88971MRM | EA |  | DECONGESTANT:OTRIVIN NASAL SPRAY;15ML BO | DECONGESTANT:OTRIVIN NASAL SPRAY;15ML BO | DECONGESTANT:OTRIVIN NASAL SPRAY;15ML BOTTLE;
STP_009 - Lot7 | Data Enrichment | KIB |  | 2023-11-02 |  |  | 1217955 | 1217955 |  |  |  | ERSA | M | 2920 | 944058MRM | EA |  | DEFIBBILLATOR:HEARTSTART FR2-S; | DEFIBBILLATOR:HEARTSTART FR2-S; | DEFIBBILLATOR:HEARTSTART FR2-S;
STP_009 - Lot7 | Data Enrichment | CIR |  | 2023-11-02 |  |  | 1152509 | 1152509 |  |  |  | ERSA | M | 2920 | 1478471GZPCLNT100 | EA |  | DEFIBRILATOR/MONITOR,W/12 LEAD SPO2,NIBP | DEFIBRILATOR/MONITOR,W/12 LEAD SPO2,NIBP | MONITOR;DEFIBRILATOR,W/12 LEAD SPO2,NIBP
STP_009 - Lot7 | Data Enrichment | KIB |  | 2023-11-02 |  |  | 1206728 | 1206728 |  |  |  | ERSA | M | 2800 | 1044056MRM | DR |  | DEGREASER:APD 8413;(DRUM = 205LT)** NOT | DEGREASER:APD 8413;(DRUM = 205LT)** NOT | DEGREASER:APD 8413;(DRUM = 205LT)** NOT TO BE USED UNDERGROUND **"SOLVENT BASED" H.D. DEGREASER;
STP_009 - Lot7 | Data Enrichment | CIR |  | 2023-11-02 |  |  | 1148962 | 1148962 |  |  |  | ERSA | M | 5915 | 1533118GZPCLNT100 | EA |  | DEODORIZER;MAGIC TREE BLACK ICE,2127490 | DEODORIZER;MAGIC TREE BLACK ICE,2127490 | DEODORIZER;ADDITIONAL FEATURES:MAGIC TREE BLACK ICE,2127490
STP_009 - Lot7 | Data Enrichment | CIR |  | 2023-11-02 |  |  | 1154045 | 1154045 |  |  |  | ERSA | M | 5915 | 1533119GZPCLNT100 | EA |  | DEODORIZER;MAGIC TREE E60,SHEET,3736709 | DEODORIZER;MAGIC TREE E60,SHEET,3736709 | DEODORIZER;ADDITIONAL FEATURES:MAGIC TREE E60,SHEET,3736709
STP_009 - Lot7 | Data Enrichment | KIB |  | 2023-11-02 |  |  | 1107716 | 1107716 | 1463331 | AU_QM_004817043 |  | ERSA | M | 1600 | 1463331GZPCLNT100 | EA |  | DEPTH GAUGE | DEPTH GAUGE | KNOB: DEPTH GAUGE |  | KNOB:DEPTH GAUGE
STP_009 - Lot7 | Data Enrichment | KIB |  | 2023-11-02 |  |  | 1025511 | 1025511 | 1381640 | AU_QM_000221596 |  | ERSA | M | 5380 | 1381640GZPCLNT100 | EA | 3000024 | DESICCANT;ISU,8982263280 | DESICCANT;ISU,8982263280 | DESICCANT;MNFR:ISUZU,PTNO:8982263280 |  | DESICCANT;ISU,8982263280DESICCANT;ISU,8982263280 | ISUZU | 8982263280
STP_009 - Lot7 | Data Enrichment | KIB |  | 2023-11-02 |  |  | 1025501 | 1025501 | 1381835 | AU_QM_000221832 |  | ERSA | M | 5380 | 1381835GZPCLNT100 | EA | 3000028 | DESICCANT;MIT,MK529542 | DESICCANT;MIT,MK529542 | DESICCANT;MNFR:MITSUBISHI,PTNO:MK529542 |  | DESICCANT;MIT,MK529542DESICCANT;MIT,MK529542 | MITSUBISHI | MK529542
STP_009 - Lot7 | Data Enrichment | VNE |  | 2023-11-02 |  |  | 1140593 | 1140593 | 1427095 | AU_QM_000432088 |  | ERSA | M | 2200 | 1427095GZPCLNT100 | EA |  | DIAPHRAGM AND DISC KIT; | DIAPHRAGM AND DISC KIT; | PARTS KIT,VALVE: DIAPHRAGM AND DISC KIT; |  | PARTS KIT,VALVE:DIAPHRAGM AND DISC KIT;
STP_009 - Lot7 | Data Enrichment | VNE |  | 2023-11-02 |  |  | 1140594 | 1140594 | 1427094 | AU_QM_000432070 |  | ERSA | M | 2200 | 1427094GZPCLNT100 | EA |  | DIAPHRAGM DISC KIT | DIAPHRAGM DISC KIT | PARTS KIT,VALVE: DIAPHRAGM AND DISC KIT; |  | PARTS KIT,VALVE:DIAPHRAGM & DISC KIT;
STP_009 - Lot7 | Data Enrichment | CIR |  | 2023-11-02 |  |  | 1139700 | 1139700 | 1429419 | AU_QM_000610386 |  | ERSA | M | 5910 | 1429419GZPCLNT100 | EA |  | DIAPHRAGM PUMP SUCTION STRAINER; FLEXIB | DIAPHRAGM PUMP SUCTION STRAINER; FLEXIB | STRAINER,SUCTION: DIAPHRAGM PUMP SUCTION STRAINER; FLEXIB LE; 51MM (2") WITH MALE CAMLOCK END;8MM HOLES;FLOW RATE 850L/M; 370MM L X 63MM W;MODEL RX50/CL |  | STRAINER,SUCTION: DIAPHRAGM PUMP SUCTION STRAINER;FLEXIB
STP_009 - Lot7 | Data Enrichment | SYC |  | 2023-11-02 |  |  | 1204280 | 1204280 |  |  |  | ERSA | M | 5980 | 991166MRM | EA |  | DIAPHRAGM,FILTER PLATE:LAROX 132/144 PRE | DIAPHRAGM,FILTER PLATE:LAROX 132/144 PRE | DIAPHRAGM,FILTER PLATE:LAROX 132/144 PRESSURE FILTERS;LAROX CONCENTRATE PRESSURE FILTERS
STP_009 - Lot7 | Data Enrichment | SYC |  | 2023-11-02 |  |  | 1208218 | 1208218 |  |  |  | ERSA | M | 5980 | 340416MRM | EA |  | DIAPHRAGM,FILTER PLATE:LAROX 132/144 PRE | DIAPHRAGM,FILTER PLATE:LAROX 132/144 PRE | DIAPHRAGM,FILTER PLATE:LAROX 132/144 PRESSURE FILTERS;DWG P29462;
STP_009 - Lot7 | Data Enrichment | SYC |  | 2023-11-02 |  |  | 1216210 | 1216210 |  |  |  | ERSA | M | 5980 | 340416RMRM | EA |  | DIAPHRAGM,FILTER PLATE:LAROX 132/144 PRE | DIAPHRAGM,FILTER PLATE:LAROX 132/144 PRE | DIAPHRAGM,FILTER PLATE:LAROX 132/144 PRESSURE FILTERS;"RECONDITIONED ITEM"
STP_009 - Lot7 | Data Enrichment | SYC |  | 2023-11-02 |  |  | 1107927 | 1107927 | 1469024 | AU_QM_007916110 |  | ERSA | M | 3000 | 1469024GZPCLNT100 | EA |  | DIAPHRAGM,PUMP: | DIAPHRAGM,PUMP: | DIAPHRAGM,PUMP: |  | DIAPHRAGM,PUMP:
STP_009 - Lot7 | Data Enrichment | SYC |  | 2023-11-02 |  |  | 1203939 | 1203939 |  |  |  | ERSA | M | 3000 | 987682MRM | EA |  | DIAPHRAGM,PUMP:ARO PUMP DIAPHRAGM;ITEM 7 | DIAPHRAGM,PUMP:ARO PUMP DIAPHRAGM;ITEM 7 | DIAPHRAGM,PUMP:ARO PUMP DIAPHRAGM;ITEM 7;ARO PD20-BA-GGG AOD PUMP
STP_009 - Lot7 | Data Enrichment | SYC |  | 2023-11-02 |  |  | 1204985 | 1204985 |  |  |  | ERSA | M | 3000 | 271401MRM | EA |  | DIAPHRAGM,PUMP:IWAKI LK-A METERING PUMP; | DIAPHRAGM,PUMP:IWAKI LK-A METERING PUMP; | DIAPHRAGM,PUMP:IWAKI LK-A METERING PUMP;LK-F55-57 DIAPHRAGM-VC;VH;VS;TC;S6
STP_009 - Lot7 | Data Enrichment | SYC |  | 2023-11-02 |  |  | 1066125 | 1066125 |  |  |  | ERSA | M | 2200 | 1470003GZPCLNT100 | EA |  | DIAPHRAGM,VALVE: | DIAPHRAGM,VALVE: | DIAPHRAGM,VALVE:
STP_009 - Lot7 | Data Enrichment | SYC |  | 2023-11-02 |  |  | 1208219 | 1208219 |  |  |  | ERSA | M | 3020 | 340421MRM | EA |  | DIAPHRAGM,VALVE:1ST/2ND STAGE VALVE;REF | DIAPHRAGM,VALVE:1ST/2ND STAGE VALVE;REF | DIAPHRAGM,VALVE:1ST/2ND STAGE VALVE;REF NB;ITEMS N4 <(>&<)> N8REAVELL 5236MK2 COMPRESSOR
STP_009 - Lot7 | Data Enrichment | SYC |  | 2023-11-02 |  |  | 1209330 | 1209330 |  |  |  | ERSA | M | 2200 | 1152016MRM | EA |  | DIAPHRAGM,VALVE:2 INCH VALVE;TYPE EZR;17 | DIAPHRAGM,VALVE:2 INCH VALVE;TYPE EZR;17 | DIAPHRAGM,VALVE:2 INCH VALVE;TYPE EZR;17E88 STYLE 130;FLUOROELASTOMER MATERIAL;
STP_009 - Lot7 | Data Enrichment | SYC |  | 2023-11-02 |  |  | 1212485 | 1212485 |  |  |  | ERSA | M | 2200 | 137307MRM | EA |  | DIAPHRAGM,VALVE:25/40 SAUNDERS TYPE KB;G | DIAPHRAGM,VALVE:25/40 SAUNDERS TYPE KB;G | DIAPHRAGM,VALVE:25/40 SAUNDERS TYPE KB;GRADE Q;40MM SAUNDERS DIAPHRAGM VALVE;PRE-CYCLONES
STP_009 - Lot7 | Data Enrichment | SYC |  | 2023-11-02 |  |  | 1210983 | 1210983 |  |  |  | ERSA | M | 5920 | 134956MRM | EA |  | DIAPHRAGM,VALVE:80MM; SAUNDERS;TYPE A;;E | DIAPHRAGM,VALVE:80MM; SAUNDERS;TYPE A;;E | DIAPHRAGM,VALVE:80MM; SAUNDERS;TYPE A;;ETFE L/D;C/W ES63FS CLOSE ACTUATOR;;24V DC SOLENOID;007SWITCHBOX;;2 X V3 STYLE PEPP <(>&<)> FUCHS PROXIMITY;;SWITCHES;
STP_009 - Lot7 | Data Enrichment | SYC |  | 2023-11-02 |  |  | 1203960 | 1203960 |  |  |  | ERSA | M | 3000 | 987704MRM | EA |  | DIAPHRAGM,VALVE:ARO PUMP CHECK VALVE DIA | DIAPHRAGM,VALVE:ARO PUMP CHECK VALVE DIA | DIAPHRAGM,VALVE:ARO PUMP CHECK VALVE DIAPHRAGM;BETWEEN VALVE BLOCK <(>&<)> CENTRE BODY;ITEM 176;ARO PD20-BA-GGG AOD PUMP
STP_009 - Lot7 | Data Enrichment | SYC |  | 2023-11-02 |  |  | 1208322 | 1208322 |  |  |  | ERSA | M | 5920 | 1116300MRM | EA |  | DIAPHRAGM,VALVE:EZR,FISHER PRESSURE CONT | DIAPHRAGM,VALVE:EZR,FISHER PRESSURE CONT | DIAPHRAGM,VALVE:EZR,FISHER PRESSURE CONTOL VALVE;
STP_009 - Lot7 | Data Enrichment | SYC |  | 2023-11-02 |  |  | 1211960 | 1211960 |  |  |  | ERSA | M | 2200 | 361031MRM | EA |  | DIAPHRAGM,VALVE:FOR DOROT D-200-67-4-31 | DIAPHRAGM,VALVE:FOR DOROT D-200-67-4-31 | DIAPHRAGM,VALVE:FOR DOROT D-200-67-4-31 REDUCING VALVE;
STP_009 - Lot7 | Data Enrichment | SYC |  | 2023-11-02 |  |  | 1206374 | 1206374 |  |  |  | ERSA | M | 5100 | 153529MRM | EA |  | DIAPHRAGM,VALVE:GAUGE PRESSURE TRANSMITT | DIAPHRAGM,VALVE:GAUGE PRESSURE TRANSMITT | DIAPHRAGM,VALVE:GAUGE PRESSURE TRANSMITTER 2-200 BAR;C/W981.10 WIKA DIAPHRAGM IN-LINE SEAL;3 IN;ASME B16.5;316L; PART NO: EJX530A-JC S8N-014EL/SU21/X2 + 580.11111
STP_009 - Lot7 | Data Enrichment | SYC |  | 2023-11-02 |  |  | 1211525 | 1211525 |  |  |  | ERSA | M | 5955 | 775007MRM | EA |  | DIAPHRAGM,VALVE:PLUTON 30 REGULATOR DIAP | DIAPHRAGM,VALVE:PLUTON 30 REGULATOR DIAP | DIAPHRAGM,VALVE:PLUTON 30 REGULATOR DIAPHRAGM;REGULATING VALVE (X) ASSY;SECOMA PLUTON 30 ROCK BOLTER
STP_009 - Lot7 | Data Enrichment | SYC |  | 2023-11-02 |  |  | 1211596 | 1211596 |  |  |  | ERSA | M | 2200 | 359676MRM | EA |  | DIAPHRAGM,VALVE:SAUNDERS 200MM KB GDE Q | DIAPHRAGM,VALVE:SAUNDERS 200MM KB GDE Q | DIAPHRAGM,VALVE:SAUNDERS 200MM KB GDE Q DIAPHRAGM
STP_009 - Lot7 | Data Enrichment | SYC |  | 2023-11-02 |  |  | 1216274 | 1216274 |  |  |  | ERSA | M | 5920 | 141954MRM | EA |  | DIAPHRAGM: | DIAPHRAGM: | DIAPHRAGM:
STP_009 - Lot7 | Data Enrichment | SYC |  | 2023-11-02 |  |  | 1206389 | 1206389 |  |  |  | ERSA | M | 5920 | 153636MRM | EA |  | DIAPHRAGM:DIAPHRAGM, ACCUMULATOR, DPI 15 | DIAPHRAGM:DIAPHRAGM, ACCUMULATOR, DPI 15 | DIAPHRAGM:DIAPHRAGM, ACCUMULATOR, DPI 1500
STP_009 - Lot7 | Data Enrichment | SYC |  | 2023-11-02 |  |  | 1213841 | 1213841 |  |  |  | ERSA | M | 5920 | 137818MRM | EA |  | DIAPHRAGM:DIAPHRAGM;DPI1500; | DIAPHRAGM:DIAPHRAGM;DPI1500; | DIAPHRAGM:DIAPHRAGM;DPI1500;
STP_009 - Lot7 | Data Enrichment | SYC |  | 2023-11-02 |  |  | 1212977 | 1212977 |  |  |  | ERSA | M | 5920 | 137540MRM | EA |  | DIAPHRAGM:DIAPHRAGM;DR460; | DIAPHRAGM:DIAPHRAGM;DR460; | DIAPHRAGM:DIAPHRAGM;DR460;
STP_009 - Lot7 | Data Enrichment | SYC |  | 2023-11-02 |  |  | 1134499 | 1134499 | 1401256 | AU_QM_000245758 |  | ERSA | M | 5915 | 1401256GZPCLNT100 | EA |  | DIAPHRAGM;95276006 | DIAPHRAGM;95276006 | DIAPHRAGM;MNFR: ,PTNO:95276006 |  | DIAPHRAGM;95276006DIAPHRAGM;95276006
STP_009 - Lot7 | Data Enrichment | SYC |  | 2023-11-02 |  |  | 1077514 | 1077514 |  |  |  | ERSA | M | 3730 | 1198483GZPCLNT100 | EA | 3000003 | DIAPHRAGM;CAT,2256464 | DIAPHRAGM;CAT,2256464 | DIAPHRAGM;MNFR:CATERPILLAR,PTNO:2256464 |  |  | CATERPILLAR | 2256464
STP_009 - Lot7 | Data Enrichment | SYC |  | 2023-11-02 |  |  | 1101476 | 1101476 | 1375297 | AU_QM_000214293 |  | ERSA | M | 3000 | 1375297GZPCLNT100 | EA | 3000001 | DIAPHRAGM;EPI,3115 3572 00 | DIAPHRAGM;EPI,3115 3572 00 | DIAPHRAGM;MNFR:EPIROC,PTNO:3115 3572 00 |  | DIAPHRAGM;EPI,3115 3572 00DIAPHRAGM;EPI,3115 3572 00 | EPIROC | 3115 3572 00
STP_009 - Lot7 | Data Enrichment | SYC |  | 2023-11-02 |  |  | 1008039 | 1008039 |  |  |  | ERSA | M | 5000 | 1611352GZPCLNT100 | EA | 3000010 | DIAPHRAGM;SAN,15205558 | DIAFRAG;SAN,15205558 | DIAPHRAGM;MNFR:SANDVIK,PTNO:15205558,ADDITIONAL FEATURES EN:ACCUMULATOR,HIGH PRESSURE,PRESSURE RATING:60 BAR | DIAFRAGMA;MNFR:SANDVIK,PTNO:15205558 |  | SANDVIK | 15205558
STP_009 - Lot7 | Data Enrichment | SYC |  | 2023-11-02 |  |  | 1008265 | 1008265 |  |  |  | ERSA | M | 5000 | 1611353GZPCLNT100 | EA | 3000010 | DIAPHRAGM;SAN,15235798 | DIAFRAG;SAN,15235798 | DIAPHRAGM;MNFR:SANDVIK,PTNO:15235798,ADDITIONAL FEATURES EN:ACCUMULATOR,LOW,HIGH PRESSURE | DIAFRAGMA;MNFR:SANDVIK,PTNO:15235798 |  | SANDVIK | 15235798
STP_009 - Lot7 | Data Enrichment | SYC |  | 2023-11-02 |  |  | 1009047 | 1009047 |  |  |  | ERSA | M | 5000 | 1612196GZPCLNT100 | EA | 3000010 | DIAPHRAGM;SAN,80765059 | DIAFRAG;SAN,80765059 | DIAPHRAGM;MNFR:SANDVIK,PTNO:80765059 | DIAFRAGMA;MNFR:SANDVIK,PTNO:80765059 |  | SANDVIK | 80765059
STP_009 - Lot7 | Data Enrichment | KIB |  | 2023-11-02 |  |  | 1205899 | 1205899 |  |  |  | ERSA | M | 4090 | 88682MRM | BOX |  | DIAZEPAM:DIAZEPAM AMPOULE;10MG/2ML;5 AMP | DIAZEPAM:DIAZEPAM AMPOULE;10MG/2ML;5 AMP | DIAZEPAM:DIAZEPAM AMPOULE;10MG/2ML;5 AMPOULES PER BOX;
STP_009 - Lot7 | Data Enrichment | KIB |  | 2023-11-02 |  |  | 1205898 | 1205898 |  |  |  | ERSA | M | 4090 | 88674MRM | BOX |  | DIAZEPAM:DIAZEPAM TABLETS;5MG; | DIAZEPAM:DIAZEPAM TABLETS;5MG; | DIAZEPAM:DIAZEPAM TABLETS;5MG;
STP_009 - Lot7 | Data Enrichment | KIB |  | 2023-11-02 |  |  | 1206238 | 1206238 |  |  |  | ERSA | M | 5955 | 1036813MRM | EA |  | DIFFERENTIAL, DRIVING AXLE:DIFFERENTIAL; | DIFFERENTIAL, DRIVING AXLE:DIFFERENTIAL; | DIFFERENTIAL, DRIVING AXLE:DIFFERENTIAL;6 CYL REAR; 78S;
STP_009 - Lot7 | Data Enrichment | KIB |  | 2023-11-02 |  |  | 1206239 | 1206239 |  |  |  | ERSA | M | 5955 | 1036821MRM | EA |  | DIFFERENTIAL, DRIVING AXLE:DIFFERENTIAL; | DIFFERENTIAL, DRIVING AXLE:DIFFERENTIAL; | DIFFERENTIAL, DRIVING AXLE:DIFFERENTIAL;FRONT 79S;6 CYL FRONT;
STP_009 - Lot7 | Data Enrichment | KIB |  | 2023-11-02 |  |  | 1210510 | 1210510 |  |  |  | ERSA | M | 5920 | 162612MRM | EA |  | DISCHARGE END:TEMPERATURE SENSOR 0 ? 150 | DISCHARGE END:TEMPERATURE SENSOR 0 ? 150 | DISCHARGE END:TEMPERATURE SENSOR 0 ? 150C;FOR R134A REFRIGERANT;
STP_009 - Lot7 | Data Enrichment | KIB |  | 2023-11-02 |  |  | 1210511 | 1210511 |  |  |  | ERSA | M | 5920 | 162613MRM | EA |  | DISCHARGE END:TEMPERATURE SENSOR -40 TO | DISCHARGE END:TEMPERATURE SENSOR -40 TO | DISCHARGE END:TEMPERATURE SENSOR -40 TO 105C;FOR R134A REFRIGERANT;
STP_009 - Lot7 | Data Enrichment | KIB |  | 2023-11-02 |  |  | 1209861 | 1209861 |  |  |  | ERSA | M | 5920 | 159575MRM | EA |  | DISCHARGE FLANGE,MILL:DE FLANGE;M3000 IS | DISCHARGE FLANGE,MILL:DE FLANGE;M3000 IS | DISCHARGE FLANGE,MILL:DE FLANGE;M3000 ISAMILL ROTOR REVERSAL
STP_009 - Lot7 | Data Enrichment | CIR |  | 2023-11-02 |  |  | 1089375 | 1089375 | 1372821 | AU_QM_000197326 |  | ERSA | M | 5955 | 1372821GZPCLNT100 | EA | 3000012 | DISH;TOY,NGPZQ2089010 | DISH;TOY,NGPZQ2089010 | DISH;MNFR:TOYOTA,PTNO:NGPZQ2089010 |  | DISH;TOY,NGPZQ2089010DISH;BEL,NGPZQ2089010 | TOYOTA | NGPZQ2089010
STP_009 - Lot7 | Data Enrichment | SCV |  | 2023-11-02 |  |  | 1204607 | 1204607 |  |  |  | ERSA | M | 1600 | 50260MRM | EA |  | DISPENSER,HOT WATER:20 LITRE;250VAC;50HZ | DISPENSER,HOT WATER:20 LITRE;250VAC;50HZ | DISPENSER,HOT WATER:20 LITRE;250VAC;50HZ;2400WATTS;"REPAIRABLE ITEM"
STP_009 - Lot7 | Data Enrichment | SCV |  | 2023-11-02 |  |  | 1204131 | 1204131 |  |  |  | ERSA | M | 1600 | 598581MRM | EA |  | DISPENSER,HOT WATER:30 LITRE;250VAC;50HZ | DISPENSER,HOT WATER:30 LITRE;250VAC;50HZ | DISPENSER,HOT WATER:30 LITRE;250VAC;50HZ;"REPAIRABLE ITEM"
STP_009 - Lot7 | Data Enrichment | SCV |  | 2023-11-02 |  |  | 1208017 | 1208017 |  |  |  | ERSA | M | 5920 | 155183MRM | ROL |  | DISPENSER,PAPER TOWEL:WIPERS; WYPALL REG | DISPENSER,PAPER TOWEL:WIPERS; WYPALL REG | DISPENSER,PAPER TOWEL:WIPERS; WYPALL REG 94152; BLUE 34X45CM (ROLL)
STP_009 - Lot7 | Data Enrichment | SCV |  | 2023-11-02 |  |  | 1207224 | 1207224 |  |  |  | ERSA | M | 5920 | 154837MRM | EA |  | DISPENSER,SEALANT:DISPENSER GUN; RAWLPLU | DISPENSER,SEALANT:DISPENSER GUN; RAWLPLU | DISPENSER,SEALANT:DISPENSER GUN; RAWLPLUG R-GUN-300-N
STP_009 - Lot7 | Data Enrichment | SCV |  | 2023-11-02 |  |  | 1207216 | 1207216 |  |  |  | ERSA | M | 4090 | 154813MRM | EA |  | DISPENSER,SOAP:DISPENSER; OXYBAC OXY2LDP | DISPENSER,SOAP:DISPENSER; OXYBAC OXY2LDP | DISPENSER,SOAP:DISPENSER; OXYBAC OXY2LDP 2L; DEB; 8 PCSPER PACK
STP_009 - Lot7 | Data Enrichment | SCV |  | 2023-11-02 |  |  | 1045264 | 1045264 | 1418045 | AU_QM_000263956 |  | ERSA | M | 5915 | 1418045GZPCLNT100 | EA |  | DISPENSER;EARPLG,WD 305 X LG 330 MM | DISPENSER;EARPLG,WD 305 X LG 330 MM | DISPENSER;TYPE:EARPLUG,OVERALL SIZE:WD 305 X LG 330 MM,BODY MATERIAL:ACRYLIC,COLOUR:GREEN CLEAR,ADDITIONAL FEATURES EN:BRADY 852472 |  | DISPENSER;EARPLG,WD 305 X LG 330 MMDISPENSER;EARPLG,WD 305 X LG 330MM
STP_009 - Lot7 | Data Enrichment | SCV |  | 2023-11-02 |  |  | 1183593 | 1183593 |  |  |  | ERSA | M | 4050 | 1562232GZPCLNT100 | EA |  | DISPENSER;HND,GRIDDING TAPE,87161525 | DISPENSADOR; | DISPENSER;TYPE:HAND,OVERALL SIZE:TBC,ADDITIONAL FEATURES EN:GRIDDING TAPE,1.5MMX10M,BLK | DISPENSADOR;
STP_009 - Lot7 | Data Enrichment | SCV |  | 2023-11-02 |  |  | 1183592 | 1183592 |  |  |  | ERSA | M | 4050 | 1562233GZPCLNT100 | EA |  | DISPENSER;HND,GRIDDING TAPE,87161526 | DISPENSADOR; | DISPENSER;TYPE:HAND,OVERALL SIZE:TBC,ADDITIONAL FEATURES EN:GRIDDING TAPE,6MMX10M,BLK | DISPENSADOR;
STP_009 - Lot7 | Data Enrichment | SCV |  | 2023-11-02 |  |  | 1046069 | 1046069 | 1422412 | AU_QM_000268736 |  | ERSA | M | 5915 | 1422412GZPCLNT100 | EA |  | DISPENSER;VISITOR SPECK,PPE,DELUXE | DISPENSER;VISITOR SPECK,PPE,DELUXE | DISPENSER;TYPE:VISITOR SPECK,BODY MATERIAL:PPE,ADDITIONAL FEATURES EN:DELUXE,MNFR:01)PARTS,PTNO:01)852467 |  | DISPENSER;VISITOR SPECK,PPE,DELUXEDISPENSER;VISITOR SPECK,PPE,DELUXE
STP_009 - Lot7 | Data Enrichment | PVJ |  | 2023-11-02 |  |  | 1206214 | 1206214 |  |  |  | ERSA | M | 4500 | 1028760MRM | EA |  | DISPLAY UNIT:17IN;LCD FLAT SCREEN DESK T | DISPLAY UNIT:17IN;LCD FLAT SCREEN DESK T | DISPLAY UNIT:17IN;LCD FLAT SCREEN DESK TOP,COMPUTER MONITOR;ANALOGUE <(>&<)> DVI;
STP_009 - Lot7 | Data Enrichment | PVJ |  | 2023-11-02 |  |  | 1207912 | 1207912 |  |  |  | ERSA | M | 4500 | 1103944MRM | EA |  | DISPLAY UNIT:24IN; LCD,WIDE FLAT SCREEN, | DISPLAY UNIT:24IN; LCD,WIDE FLAT SCREEN, | DISPLAY UNIT:24IN; LCD,WIDE FLAT SCREEN,DEST TOP COMPUTER MONITOR;ANALOGUE <(>&<)> DVI;
STP_009 - Lot7 | Data Enrichment | PVJ |  | 2023-11-02 |  |  | 1209872 | 1209872 |  |  |  | ERSA | M | 5920 | 159710MRM | EA |  | DISPLAY UNIT:DISPLAY HMI SCREEN; MILL FI | DISPLAY UNIT:DISPLAY HMI SCREEN; MILL FI | DISPLAY UNIT:DISPLAY HMI SCREEN; MILL FIRE PUMP SKID
STP_009 - Lot7 | Data Enrichment | PVJ |  | 2023-11-02 |  |  | 1210145 | 1210145 |  |  |  | ERSA | M | 1600 | 161469MRM | EA |  | DISPLAY UNIT:HMI DISPLAY SCREEN;ELECTRIC | DISPLAY UNIT:HMI DISPLAY SCREEN;ELECTRIC | DISPLAY UNIT:HMI DISPLAY SCREEN;ELECTRIC PUMP PANEL;MILL FIRE PUMP SKID;
STP_009 - Lot7 | Data Enrichment | PVJ |  | 2023-11-02 |  |  | 1215911 | 1215911 |  |  |  | ERSA | M | 1600 | 138938MRM | EA |  | DISPLAY UNIT:HMI SUIT MPR;FILTER SWITCHR | DISPLAY UNIT:HMI SUIT MPR;FILTER SWITCHR | DISPLAY UNIT:HMI SUIT MPR;FILTER SWITCHROOM SPARES;
STP_009 - Lot7 | Data Enrichment | PVJ |  | 2023-11-02 |  |  | 1215917 | 1215917 |  |  |  | ERSA | M | 1600 | 138945MRM | EA |  | DISPLAY UNIT:HMI SUIT MPR;PRI CRUSHING S | DISPLAY UNIT:HMI SUIT MPR;PRI CRUSHING S | DISPLAY UNIT:HMI SUIT MPR;PRI CRUSHING SWITCHROOM;
STP_009 - Lot7 | Data Enrichment | PVJ |  | 2023-11-02 |  |  | 1206088 | 1206088 |  |  |  | ERSA | M | 1600 | 152946MRM | EA |  | DISPLAY UNIT:HP6,BUTTON BOX DISPLAY UNIT | DISPLAY UNIT:HP6,BUTTON BOX DISPLAY UNIT | DISPLAY UNIT:HP6,BUTTON BOX DISPLAY UNIT
STP_009 - Lot7 | Data Enrichment | PVJ |  | 2023-11-02 |  |  | 1215473 | 1215473 |  |  |  | ERSA | M | 1600 | 175340MRM | EA |  | DISPLAY UNIT:MODULE;PYROKOS;12/24V;MRM32 | DISPLAY UNIT:MODULE;PYROKOS;12/24V;MRM32 | DISPLAY UNIT:MODULE;PYROKOS;12/24V;MRM3200PU
STP_009 - Lot7 | Data Enrichment | PVJ |  | 2023-11-02 |  |  | 1211388 | 1211388 |  |  |  | ERSA | M | 4500 | 1215813MRM | EA |  | DISPLAY UNIT:MONITOR;LCD;20IN | DISPLAY UNIT:MONITOR;LCD;20IN | DISPLAY UNIT:MONITOR;LCD;20IN
STP_009 - Lot7 | Data Enrichment | PVJ |  | 2023-11-02 |  |  | 1217656 | 1217656 |  |  |  | ERSA | M | 1600 | 270065MRM | EA |  | DISPLAY UNIT:PANEL;TOUCH SCREEN INPUT | DISPLAY UNIT:PANEL;TOUCH SCREEN INPUT | DISPLAY UNIT:PANEL;TOUCH SCREEN INPUT
STP_009 - Lot7 | Data Enrichment | PVJ |  | 2023-11-02 |  |  | 1212469 | 1212469 |  |  |  | ERSA | M | 1600 | 137221MRM | EA |  | DISPLAY UNIT:PRELOADED HMI; | DISPLAY UNIT:PRELOADED HMI; | DISPLAY UNIT:PRELOADED HMI;
STP_009 - Lot7 | Data Enrichment | PVJ |  | 2023-11-02 |  |  | 1207911 | 1207911 |  |  |  | ERSA | M | 4500 | 1103936MRM | EA |  | DISPLAY UNIT:SAMSUNG;C300 19.5IN WIDE;(1 | DISPLAY UNIT:SAMSUNG;C300 19.5IN WIDE;(1 | DISPLAY UNIT:SAMSUNG;C300 19.5IN WIDE;(16:9); LED;1600 X 900;5MS;DSUB;TILT;3YR; ANALOGUE <(>&<)>DVI;
STP_009 - Lot7 | Data Enrichment | PVJ |  | 2023-11-02 |  |  | 1211872 | 1211872 |  |  |  | ERSA | M | 4500 | 166674MRM | EA |  | DISPLAY UNIT:THINKVISION T24I-10 23.8 IN | DISPLAY UNIT:THINKVISION T24I-10 23.8 IN | DISPLAY UNIT:THINKVISION T24I-10 23.8 INCH WIDE FHD IPS TYPE MONITOR
STP_009 - Lot7 | Data Enrichment | PVJ |  | 2023-11-02 |  |  | 1216744 | 1216744 |  |  |  | ERSA | M | 1600 | 147094MRM | EA |  | DISPLAY UNIT:VEGA REMOTE DISPLAY;VEGDIS8 | DISPLAY UNIT:VEGA REMOTE DISPLAY;VEGDIS8 | DISPLAY UNIT:VEGA REMOTE DISPLAY;VEGDIS81.IXIKIMACX REMOTE DISPLAY
STP_009 - Lot7 | Data Enrichment | PVJ |  | 2023-11-02 |  |  | 1042833 | 1042833 | 1404741 | AU_QM_000249555 |  | ERSA | M | 5915 | 1404741GZPCLNT100 | EA |  | DISPLAY,OPER I/F;WEIGHER,RELY | DISPLAY,OPER I/F;WEIGHER,RELY | DISPLAY,OPERATOR INTERFACE;TYPE:WEIGHER,ADDITIONAL FEATURES EN:RELAY,MNFR:01)PARTS,PTNO:01)PM4-SG-110-5E-A |  | DISPLAY,OPER I/F;WEIGHER,RELYDISPLAY,OPER I/F;WEIGHER,RELAY,PM4SG
STP_009 - Lot7 | Data Enrichment | PVJ |  | 2023-11-02 |  |  | 1214628 | 1214628 |  |  |  | ERSA | M | 5920 | 137967MRM | EA |  | DISPLAY,OPTOELECTRONIC:DISPLAY;DPI1500; | DISPLAY,OPTOELECTRONIC:DISPLAY;DPI1500; | DISPLAY,OPTOELECTRONIC:DISPLAY;DPI1500;
STP_009 - Lot7 | Data Enrichment | PVJ |  | 2023-11-02 |  |  | 1216277 | 1216277 |  |  |  | ERSA | M | 1600 | 141958MRM | EA |  | DISPLAY,OPTOELECTRONIC:INTERFACE TERMINA | DISPLAY,OPTOELECTRONIC:INTERFACE TERMINA | DISPLAY,OPTOELECTRONIC:INTERFACE TERMINAL;GRAPHIC DISPLAY;ALTIVAR VSD;
STP_009 - Lot7 | Data Enrichment | PVJ |  | 2023-11-02 |  |  | 1086223 | 1086223 |  |  |  | ERSA | M | 5955 | 1578407GZPCLNT100 | EA | 3000410 | DISPLAY;ADLF,2066485,CLSTR | DISPLAY;ADLF,2066485 | DISPLAY;MNFR:ADAPT-A-LIFT,PTNO:2066485,ADDITIONAL FEATURES EN:CLUSTER | DISPLAY;MNFR:ADAPT-A-LIFT,PTNO:2066485 |  | ADAPT-A-LIFT | 2066485
STP_009 - Lot7 | Data Enrichment | PVJ |  | 2023-11-02 |  |  | 1100241 | 1100241 | 1383868 | AU_QM_000224338 |  | ERSA | M | 5100 | 1383868GZPCLNT100 | EA | 3000003 | DISPLAY;CAT,3494610 | DISPLAY;CAT,3494610 | DISPLAY;MNFR:CATERPILLAR,PTNO:3494610 |  | DISPLAY;CAT,3494610DISPLAY;HAS,3494610 | CATERPILLAR | 3494610
STP_009 - Lot7 | Data Enrichment | PVJ |  | 2023-11-02 |  |  | 1100160 | 1100160 | 1385567 | AU_QM_000226355 |  | ERSA | M | 5100 | 1385567GZPCLNT100 | EA | 3000001 | DISPLAY;EPI,3217980913 | DISPLAY;EPI,3217980913 | DISPLAY;MNFR:EPIROC,PTNO:3217980913 |  | DISPLAY;EPI,3217980913DISPLAY;EPI,3217980913 | EPIROC | 3217980913
STP_009 - Lot7 | Data Enrichment | PVJ |  | 2023-11-02 |  |  | 1100489 | 1100489 | 1378146 | AU_QM_000217433 |  | ERSA | M | 5100 | 1378146GZPCLNT100 | EA | 3000001 | DISPLAY;EPI,9106 2173 92 | DISPLAY;EPI,9106 2173 92 | DISPLAY;MNFR:EPIROC,PTNO:9106 2173 92 |  | DISPLAY;EPI,9106 2173 92DISPLAY;EPI,9106 2173 92 | EPIROC | 9106 2173 92
STP_009 - Lot7 | Data Enrichment | PVJ |  | 2023-11-02 |  |  | 1100490 | 1100490 | 1378141 | AU_QM_000217427 |  | ERSA | M | 5100 | 1378141GZPCLNT100 | EA | 3000001 | DISPLAY;EPI,9106 9721 27 | DISPLAY;EPI,9106 9721 27 | DISPLAY;MNFR:EPIROC,PTNO:9106 9721 27 |  | DISPLAY;EPI,9106 9721 27DISPLAY;EPI,9106 9721 27 | EPIROC | 9106 9721 27
STP_009 - Lot7 | Data Enrichment | PVJ |  | 2023-11-02 |  |  | 1100442 | 1100442 | 1379278 | AU_QM_000218679 |  | ERSA | M | 5100 | 1379278GZPCLNT100 | EA | 3000001 | DISPLAY;EPI,9106 9732 40 | DISPLAY;EPI,9106 9732 40 | DISPLAY;MNFR:EPIROC,PTNO:9106 9732 40 |  | DISPLAY;EPI,9106 9732 40DISPLAY;EPI,9106 9732 40 | EPIROC | 9106 9732 40
STP_009 - Lot7 | Data Enrichment | PVJ |  | 2023-11-02 |  |  | 1100250 | 1100250 | 1383560 | AU_QM_000223967 |  | ERSA | M | 5100 | 1383560GZPCLNT100 | EA | 3000001 | DISPLAY;EPI,9106971969 | DISPLAY;EPI,9106971969 | DISPLAY;MNFR:EPIROC,PTNO:9106971969 |  | DISPLAY;EPI,9106971969DISPLAY;EPI,9106971969 | EPIROC | 9106971969
STP_009 - Lot7 | Data Enrichment | PVJ |  | 2023-11-02 |  |  | 1106549 | 1106549 | 1402273 | AU_QM_000246883 |  | ERSA | M | 5915 | 1402273GZPCLNT100 | EA |  | DISPLAY;MODL,REFERENCE NO: VU340 | DISPLAY;MODL,REFERENCE NO: VU340 | DISPLAY;TYPE:MODULE,ADDITIONAL FEATURES EN:REFERENCE NO: VU340,MNFR:01)PARTS,PTNO:01)71091670 |  | DISPLAY;MODL,REFERENCE NO: VU340DISPLAY;MODULE,REFERENCE NO: VU340
STP_009 - Lot7 | Data Enrichment | PVJ |  | 2023-11-02 |  |  | 1100008 | 1100008 | 1389590 | AU_QM_000231112 |  | ERSA | M | 5100 | 1389590GZPCLNT100 | EA | 3000011 | DISPLAY;TER,T131767 | DISPLAY;TER,T131767 | DISPLAY;MNFR:TEREX,PTNO:T131767 |  | DISPLAY;TER,T131767DISPLAY;TER,T131767 | TEREX | T131767
STP_009 - Lot7 | Data Enrichment | PVJ |  | 2023-11-02 |  |  | 1170593 | 1170593 | 1455420 | AU_QM_001255256 |  | ERSA | M | 4500 | 1455420GZPCLNT100 | EA |  | DISPLAY;TOUCHSCREEN, COLOR,113/32 IN,CNW | DISPLAY;TOUCHSCREEN, COLOR,113/32 IN,CNW | DISPLAY;TOUCHSCREEN, COLOR,DISPLAY SIZE:113/32 IN,ADDITIONAL FEATURES EN:UNIT, MEMORY: 128 MB,MNFR:01)CNW,PTNO:01)2711-RDT10C |  | DISPLAY UNIT: PANELVIEW 1000;TOUCH DISPLAY;COLOUR;
STP_009 - Lot7 | Data Enrichment | PVJ |  | 2023-11-02 |  |  | 1100307 | 1100307 | 1382448 | AU_QM_000222559 |  | ERSA | M | 5100 | 1382448GZPCLNT100 | EA | 3000012 | DISPLAY;TOY,PZQ6000525PA | DISPLAY;TOY,PZQ6000525PA | DISPLAY;MNFR:TOYOTA,PTNO:PZQ6000525PA |  | DISPLAY;TOY,PZQ6000525PADISPLAY;BEL,PZQ6000525PA | TOYOTA | PZQ6000525PA
STP_009 - Lot7 | Data Enrichment | KIB |  | 2023-11-02 |  |  | 1139163 | 1139163 | 1374384 | AU_QM_000203851 |  | ERSA | M | 5910 | 1374384GZPCLNT100 | EA |  | DN400;3D RADIUS;STEEL;RUBBER LINED | DN400;3D RADIUS;STEEL;RUBBER LINED | BEND,PIPE: DN400;3D RADIUS;STEEL;RUBBER LINED "REPAIRABLE ITEM" |  | BEND,PIPE:DN400;3D RADIUS;STEEL;RUBBER LINED
STP_009 - Lot7 | Data Enrichment | VNE |  | 2023-11-02 |  |  | 1012167 | 1012167 |  |  |  | ERSA | M | 5920 | 1458010GZPCLNT100 | EA | 3000000 | DO NOT USE – DELETE | DO NOT USE – DELETE |  |  |  | ATLAS COPCO | 2901205700
STP_009 - Lot7 | Data Enrichment | VNE |  | 2023-11-02 |  |  | 1012168 | 1012168 |  |  |  | ERSA | M | 5955 | 1355681GZPCLNT100 | EA | 3000000 | DO NOT USE – DELETE | DO NOT USE – DELETE |  |  |  | ATLAS COPCO | 5580009390
STP_009 - Lot7 | Data Enrichment | VNE |  | 2023-11-02 |  |  | 1012169 | 1012169 |  |  |  | ERSA | M | 5910 | 1354701GZPCLNT100 | EA | 3000000 | DO NOT USE – DELETE | DO NOT USE – DELETE |  |  |  | ATLAS COPCO | 9772200033
STP_009 - Lot7 | Data Enrichment | VNE |  | 2023-11-02 |  |  | 1013519 | 1013519 |  |  |  | ERSA | M | 5910 | 1453337GZPCLNT100 | EA | 3000012 | DO NOT USE – DELETE | DO NOT USE – DELETE |  |  |  | TOYOTA | 233900L050
STP_009 - Lot7 | Data Enrichment | VNE |  | 2023-11-02 |  |  | 1014060 | 1014060 |  |  |  | ERSA | M | 5955 | 1439690GZPCLNT100 | EA | 3000032 | DO NOT USE – DELETE | DO NOT USE – DELETE |  |  |  | SIEMENS | 3RT10556LA06+3RT19555AF31
STP_009 - Lot7 | Data Enrichment | CIR |  | 2023-11-02 |  |  | 1212082 | 1212082 |  |  |  | ERSA | M | 4500 | 1236223MRM | EA |  | DOCKING STATION,COMPUTER:TIER 1;HP 2560 | DOCKING STATION,COMPUTER:TIER 1;HP 2560 | DOCKING STATION,COMPUTER:TIER 1;HP 2560 STATION;
STP_009 - Lot7 | Data Enrichment | KIB |  | 2023-11-02 |  |  | 1036899 | 1036899 | 1361981 | AU_QM_000160853 |  | ERSA | M | 2800 | 1361981GZPCLNT100 | DR |  | DONAX TC 30;20L DRUM | DONAX TC 30;20L DRUM | OIL,HYDRAULIC: DONAX TC 30;20L DRUM |  | OIL,HYDRAULIC:DONAX TC 30;20L DRUM
STP_009 - Lot7 | Data Enrichment | CIR |  | 2023-11-02 |  |  | 1099117 | 1099117 | 1383057 | AU_QM_000223337 |  | ERSA | M | 5100 | 1383057GZPCLNT100 | EA | 3000438 | DOOR;NRMT,57929351 | PORTE;NRMT,57929351 | PUERTA;MNFR:NORMET,PTNO:57929351 | PUERTA;,MNFR:NORMET,PTNO:57929351 | DOOR;NRMT,57929351DOOR;NOR,57929351 | NORMET | 57929351
STP_009 - Lot7 | Data Enrichment | VNE |  | 2023-11-02 |  |  | 1140915 | 1140915 | 1449456 | AU_QM_001112531 |  | ERSA | M | 5955 | 1449456GZPCLNT100 | EA |  | DOZER,1000HR SERVICE KIT; | DOZER,1000HR SERVICE KIT; | MAINTENANCE KIT,VEH: DOZER,1000HR SERVICE KIT; |  | MAINTENANCE KIT,VEH:DOZER,1000HR SERVICE KIT;
STP_009 - Lot7 | Data Enrichment | VNE |  | 2023-11-02 |  |  | 1140914 | 1140914 | 1449457 | AU_QM_001112549 |  | ERSA | M | 5955 | 1449457GZPCLNT100 | EA |  | DOZER,2000HR SERVICE KIT; | DOZER,2000HR SERVICE KIT; | MAINTENANCE KIT,VEH: DOZER,2000HR SERVICE KIT; |  | MAINTENANCE KIT,VEH:DOZER,2000HR SERVICE KIT;
STP_009 - Lot7 | Data Enrichment | VNE |  | 2023-11-02 |  |  | 1140917 | 1140917 | 1449454 | AU_QM_001112515 |  | ERSA | M | 5955 | 1449454GZPCLNT100 | EA |  | DOZER,250HR SERVICE KIT; | DOZER,250HR SERVICE KIT; | MAINTENANCE KIT,VEH: DOZER,250HR SERVICE KIT; |  | MAINTENANCE KIT,VEH:DOZER,250HR SERVICE KIT;
STP_009 - Lot7 | Data Enrichment | VNE |  | 2023-11-02 |  |  | 1140916 | 1140916 | 1449455 | AU_QM_001112523 |  | ERSA | M | 5955 | 1449455GZPCLNT100 | EA |  | DOZER,500HR SERVICE KIT; | DOZER,500HR SERVICE KIT; | MAINTENANCE KIT,VEH: DOZER,500HR SERVICE KIT; |  | MAINTENANCE KIT,VEH:DOZER,500HR SERVICE KIT;
STP_009 - Lot7 | Data Enrichment | CIR |  | 2023-11-02 |  |  | 1152664 | 1152664 | 1476347 | AU_QM_001007135 |  | ERSA | M | 2000 | 1476347GZPCLNT100 | EA |  | DRILLHEAD;SIG,69-225-120 | DRILLHEAD;SIG,69-225-120 |  |  | DRILL HEAD: CMP PLA35 PAVING BREAKER BACKHEAD;
STP_009 - Lot7 | Data Enrichment | VNE |  | 2023-11-02 |  |  | 1141209 | 1141209 | 1445252 | AU_QM_001009132 |  | ERSA | M | 3000 | 1445252GZPCLNT100 | EA |  | DRIVE WHEEL | DRIVE WHEEL | PARTS KIT,HYDRAULIC MOTOR: DRIVE WHEEL FOR MAIN FRAME STEERING ON MC.LELLAN MILL LINER HANDLER |  | PARTS KIT,HYDRAULIC MOTOR:DRIVE WHEEL
STP_009 - Lot7 | Data Enrichment | CIR |  | 2023-11-02 |  |  | 1205891 | 1205891 |  |  |  | ERSA | M | 4090 | 88575MRM | BT |  | EAR DROPS:8ML BOTTLE; | EAR DROPS:8ML BOTTLE; | EAR DROPS:8ML BOTTLE;
STP_009 - Lot7 | Data Enrichment | CIR |  | 2023-11-02 |  |  | 1203451 | 1203451 |  |  |  | ERSA | M | 4090 | 981742MRM | EA |  | EAR DROPS:AQUAEAR;35ML BOTTLE; | EAR DROPS:AQUAEAR;35ML BOTTLE; | EAR DROPS:AQUAEAR;35ML BOTTLE;
STP_009 - Lot7 | Data Enrichment | CIR |  | 2023-11-02 |  |  | 1203646 | 1203646 |  |  |  | ERSA | M | 4090 | 985915MRM | BT |  | EAR DROPS:CERUMOL;11ML BOTTLE; | EAR DROPS:CERUMOL;11ML BOTTLE; | EAR DROPS:CERUMOL;11ML BOTTLE;
STP_009 - Lot7 | Data Enrichment | KIB |  | 2023-11-02 |  |  | 1066089 | 1066089 | 1469017 | AU_QM_007915018 |  | ERSA | M | 1510 | 1469017GZPCLNT100 | EA |  | ECCENTRIC: | ECCENTRIC: | ECCENTRIC: |  | ECCENTRIC:
STP_009 - Lot7 | Data Enrichment | SFQ |  | 2023-11-02 |  |  | 1214417 | 1214417 |  |  |  | ERSA | M | 2200 | 777395MRM | EA |  | ELBOW,HOSE:1 1/16-12 M&F THREAD;90DEG;SW | ELBOW,HOSE:1 1/16-12 M&F THREAD;90DEG;SW | ELBOW,HOSE:1 1/16-12 M<(>&<)>F THREAD;90DEG;SWIVEL;37 FLARE SWIVEL/37 FLARE;
STP_009 - Lot7 | Data Enrichment | SFQ |  | 2023-11-02 |  |  | 1214844 | 1214844 |  |  |  | ERSA | M | 2200 | 777713MRM | EA |  | ELBOW,HOSE:1 1/16-12 M&F;SWIVEL;45DEG;37 | ELBOW,HOSE:1 1/16-12 M&F;SWIVEL;45DEG;37 | ELBOW,HOSE:1 1/16-12 M<(>&<)>F;SWIVEL;45DEG;37 FLARE SWIVEL/37 FLARE;
STP_009 - Lot7 | Data Enrichment | SFQ |  | 2023-11-02 |  |  | 1214791 | 1214791 |  |  |  | ERSA | M | 2200 | 777491MRM | EA |  | ELBOW,HOSE:1 11/16-12;90DEG;LONG;HOSE SI | ELBOW,HOSE:1 11/16-12;90DEG;LONG;HOSE SI | ELBOW,HOSE:1 11/16-12;90DEG;LONG;HOSE SIZE - 20;FEMALE ORS SWIVEL;LONG DROP;(FRC);
STP_009 - Lot7 | Data Enrichment | SFQ |  | 2023-11-02 |  |  | 1214796 | 1214796 |  |  |  | ERSA | M | 2200 | 777515MRM | EA |  | ELBOW,HOSE:1 11/16-12;90DEG;SHORT;HOSE S | ELBOW,HOSE:1 11/16-12;90DEG;SHORT;HOSE S | ELBOW,HOSE:1 11/16-12;90DEG;SHORT;HOSE SIZE - 20;FEMALE ORS SWIVEL;SHORT DROP;(FRB);
STP_009 - Lot7 | Data Enrichment | SFQ |  | 2023-11-02 |  |  | 1214790 | 1214790 |  |  |  | ERSA | M | 2200 | 777485MRM | EA |  | ELBOW,HOSE:1 3/16-12;90DEG;LONG;HOSE SIZ | ELBOW,HOSE:1 3/16-12;90DEG;LONG;HOSE SIZ | ELBOW,HOSE:1 3/16-12;90DEG;LONG;HOSE SIZE - 12;FEMALE ORS SWIVEL;LONG DROP;(FRC);
STP_009 - Lot7 | Data Enrichment | SFQ |  | 2023-11-02 |  |  | 1214795 | 1214795 |  |  |  | ERSA | M | 2200 | 777509MRM | EA |  | ELBOW,HOSE:1 3/16-12;90DEG;SHORT;HOSE SI | ELBOW,HOSE:1 3/16-12;90DEG;SHORT;HOSE SI | ELBOW,HOSE:1 3/16-12;90DEG;SHORT;HOSE SIZE - 12;FEMALE ORS SWIVEL;SHORT DROP;(FRB);
STP_009 - Lot7 | Data Enrichment | SFQ |  | 2023-11-02 |  |  | 1214418 | 1214418 |  |  |  | ERSA | M | 2200 | 777398MRM | EA |  | ELBOW,HOSE:1 5/16-12 M&F THREAD;90DEG;SW | ELBOW,HOSE:1 5/16-12 M&F THREAD;90DEG;SW | ELBOW,HOSE:1 5/16-12 M<(>&<)>F THREAD;90DEG;SWIVEL;37 FLARE SWIVEL/37 FLARE;
STP_009 - Lot7 | Data Enrichment | SFQ |  | 2023-11-02 |  |  | 1214797 | 1214797 |  |  |  | ERSA | M | 2200 | 777533MRM | EA |  | ELBOW,HOSE:1.19" FLG HEAD DIA;90DEG;HOSE | ELBOW,HOSE:1.19" FLG HEAD DIA;90DEG;HOSE | ELBOW,HOSE:1.19" FLG HEAD DIA;90DEG;HOSE SIZE - 08;SAE CODE 61 SPLIT FLANGE;(FLB);
STP_009 - Lot7 | Data Enrichment | SFQ |  | 2023-11-02 |  |  | 1214798 | 1214798 |  |  |  | ERSA | M | 2200 | 777542MRM | EA |  | ELBOW,HOSE:1.75" FLG HEAD DIA;90DEG;HOSE | ELBOW,HOSE:1.75" FLG HEAD DIA;90DEG;HOSE | ELBOW,HOSE:1.75" FLG HEAD DIA;90DEG;HOSE SIZE - 16;SAE CODE 61 SPLIT FLANGE;(FLB);
STP_009 - Lot7 | Data Enrichment | SFQ |  | 2023-11-02 |  |  | 1214787 | 1214787 |  |  |  | ERSA | M | 2200 | 777467MRM | EA |  | ELBOW,HOSE:11/16 -16 THREAD;45DEG;HOSE S | ELBOW,HOSE:11/16 -16 THREAD;45DEG;HOSE S | ELBOW,HOSE:11/16 -16 THREAD;45DEG;HOSE SIZE - 04;FEMALE ORS SWIVEL;(FRA);
STP_009 - Lot7 | Data Enrichment | SFQ |  | 2023-11-02 |  |  | 1214788 | 1214788 |  |  |  | ERSA | M | 2200 | 777470MRM | EA |  | ELBOW,HOSE:11/16-16 THREAD;45DEG;HOSE SI | ELBOW,HOSE:11/16-16 THREAD;45DEG;HOSE SI | ELBOW,HOSE:11/16-16 THREAD;45DEG;HOSE SIZE - 06;FEMALE ORS SWIVEL;(FRA);
STP_009 - Lot7 | Data Enrichment | SFQ |  | 2023-11-02 |  |  | 1214793 | 1214793 |  |  |  | ERSA | M | 2200 | 777497MRM | EA |  | ELBOW,HOSE:11/16-16 THREAD;90DEG;HOSE SI | ELBOW,HOSE:11/16-16 THREAD;90DEG;HOSE SI | ELBOW,HOSE:11/16-16 THREAD;90DEG;HOSE SIZE - 04;FEMALE ORS SWIVEL;SHORT DROP;(FRB);
STP_009 - Lot7 | Data Enrichment | SFQ |  | 2023-11-02 |  |  | 1214794 | 1214794 |  |  |  | ERSA | M | 2200 | 777500MRM | EA |  | ELBOW,HOSE:11/16-16 THREAD;90DEG;HOSE SI | ELBOW,HOSE:11/16-16 THREAD;90DEG;HOSE SI | ELBOW,HOSE:11/16-16 THREAD;90DEG;HOSE SIZE - 06;FEMALE ORS SWIVEL;SHORT DROP;(FRB);
STP_009 - Lot7 | Data Enrichment | SFQ |  | 2023-11-02 |  |  | 1214789 | 1214789 |  |  |  | ERSA | M | 2200 | 777473MRM | EA |  | ELBOW,HOSE:13/16-16 THREAD;45DEG;HOSE SI | ELBOW,HOSE:13/16-16 THREAD;45DEG;HOSE SI | ELBOW,HOSE:13/16-16 THREAD;45DEG;HOSE SIZE - 08;FEMALE ORS SWIVEL;(FRA);
STP_009 - Lot7 | Data Enrichment | SFQ |  | 2023-11-02 |  |  | 1214799 | 1214799 |  |  |  | ERSA | M | 2200 | 777551MRM | EA |  | ELBOW,HOSE:2.00" FLG HEAD DIA;90DEG;HOSE | ELBOW,HOSE:2.00" FLG HEAD DIA;90DEG;HOSE | ELBOW,HOSE:2.00" FLG HEAD DIA;90DEG;HOSE SIZE - 20;SAE CODE 61 SPLIT FLANGE;(FLB);
STP_009 - Lot7 | Data Enrichment | SFQ |  | 2023-11-02 |  |  | 1214800 | 1214800 |  |  |  | ERSA | M | 2200 | 777554MRM | EA |  | ELBOW,HOSE:2.37" FLG HEAD DIA;90DEG;HOSE | ELBOW,HOSE:2.37" FLG HEAD DIA;90DEG;HOSE | ELBOW,HOSE:2.37" FLG HEAD DIA;90DEG;HOSE SIZE - 20;SAE CODE 61 SPLIT FLANGE;(FLB);
STP_009 - Lot7 | Data Enrichment | SFQ |  | 2023-11-02 |  |  | 1214415 | 1214415 |  |  |  | ERSA | M | 2200 | 777389MRM | EA |  | ELBOW,HOSE:3/4-16 M&F THREAD;90DEG;SWIVE | ELBOW,HOSE:3/4-16 M&F THREAD;90DEG;SWIVE | ELBOW,HOSE:3/4-16 M<(>&<)>F THREAD;90DEG;SWIVEL;37 FLARE SWIVEL/37 FLARE;
STP_009 - Lot7 | Data Enrichment | SFQ |  | 2023-11-02 |  |  | 1214414 | 1214414 |  |  |  | ERSA | M | 2200 | 777383MRM | EA |  | ELBOW,HOSE:7/16-20 M&F THREAD;90DEG;SWIV | ELBOW,HOSE:7/16-20 M&F THREAD;90DEG;SWIV | ELBOW,HOSE:7/16-20 M<(>&<)>F THREAD;90DEG;SWIVEL;37 FLARE SWIVEL/37 FLARE;
STP_009 - Lot7 | Data Enrichment | SFQ |  | 2023-11-02 |  |  | 1214416 | 1214416 |  |  |  | ERSA | M | 2200 | 777392MRM | EA |  | ELBOW,HOSE:7/8-14 M&F THREAD;90DEG;SWIVE | ELBOW,HOSE:7/8-14 M&F THREAD;90DEG;SWIVE | ELBOW,HOSE:7/8-14 M<(>&<)>F THREAD;90DEG;SWIVEL;37 FLARE SWIVEL/37 FLARE;
STP_009 - Lot7 | Data Enrichment | SFQ |  | 2023-11-02 |  |  | 1214843 | 1214843 |  |  |  | ERSA | M | 2200 | 777710MRM | EA |  | ELBOW,HOSE:7/8-14 M&F;SWIVEL;45DEG;37 FL | ELBOW,HOSE:7/8-14 M&F;SWIVEL;45DEG;37 FL | ELBOW,HOSE:7/8-14 M<(>&<)>F;SWIVEL;45DEG;37 FLARE SWIVEL/37 FLARE;
STP_009 - Lot7 | Data Enrichment | SFQ |  | 2023-11-02 |  |  | 1214842 | 1214842 |  |  |  | ERSA | M | 2200 | 777707MRM | EA |  | ELBOW,HOSE:9/16-18 M&F;SWIVEL;45DEG;37 F | ELBOW,HOSE:9/16-18 M&F;SWIVEL;45DEG;37 F | ELBOW,HOSE:9/16-18 M<(>&<)>F;SWIVEL;45DEG;37 FLARE SWIVEL/37 FLARE;
STP_009 - Lot7 | Data Enrichment | SFQ |  | 2023-11-02 |  |  | 1214786 | 1214786 |  |  |  | ERSA | M | 2200 | 777464MRM | EA |  | ELBOW,HOSE:9/16-18 THREAD;45DEG;HOSE SIZ | ELBOW,HOSE:9/16-18 THREAD;45DEG;HOSE SIZ | ELBOW,HOSE:9/16-18 THREAD;45DEG;HOSE SIZE - 04;FEMALE ORS SWIVEL;(FRA);
STP_009 - Lot7 | Data Enrichment | SFQ |  | 2023-11-02 |  |  | 1214792 | 1214792 |  |  |  | ERSA | M | 2200 | 777494MRM | EA |  | ELBOW,HOSE:9/16-18 THREAD;90DEG;HOSE SIZ | ELBOW,HOSE:9/16-18 THREAD;90DEG;HOSE SIZ | ELBOW,HOSE:9/16-18 THREAD;90DEG;HOSE SIZE - 04;FEMALE ORS SWIVEL;SHORT DROP;(FRB)
STP_009 - Lot7 | Data Enrichment | SFQ |  | 2023-11-02 |  |  | 1205100 | 1205100 |  |  |  | ERSA | M | 2200 | 627881MRM | EA |  | ELBOW,HOSE:CAT 9Y8996 AIR FUEL RATIO CON | ELBOW,HOSE:CAT 9Y8996 AIR FUEL RATIO CON | ELBOW,HOSE:CAT 9Y8996 AIR FUEL RATIO CONTROL LINESELBOW
STP_009 - Lot7 | Data Enrichment | SFQ |  | 2023-11-02 |  |  | 1203729 | 1203729 |  |  |  | ERSA | M | 2200 | 587725MRM | EA |  | ELBOW,PIPE:1/2"F.BSPT X 1/2"F.BSPT;90DEG | ELBOW,PIPE:1/2"F.BSPT X 1/2"F.BSPT;90DEG | ELBOW,PIPE:1/2"F.BSPT X 1/2"F.BSPT;90DEG;STEEL;HYDRAULIC;HIGH PRESSURE
STP_009 - Lot7 | Data Enrichment | SFQ |  | 2023-11-02 |  |  | 1203724 | 1203724 |  |  |  | ERSA | M | 2200 | 587212MRM | EA |  | ELBOW,PIPE:1/2"M.BSPT X 1/4"M.BSPT;90DEG | ELBOW,PIPE:1/2"M.BSPT X 1/4"M.BSPT;90DEG | ELBOW,PIPE:1/2"M.BSPT X 1/4"M.BSPT;90DEG;STEEL;HYDRAULIC;HIGH PRESSURE
STP_009 - Lot7 | Data Enrichment | SFQ |  | 2023-11-02 |  |  | 1218516 | 1218516 |  |  |  | ERSA | M | 2200 | 8995MRM | EA |  | ELBOW,PIPE:1/2-14 M.NPTF X 7/8-14 M.NPTF | ELBOW,PIPE:1/2-14 M.NPTF X 7/8-14 M.NPTF | ELBOW,PIPE:1/2-14 M.NPTF X 7/8-14 M.NPTF;90DEG;NPTF MALE/45DEG FLARE;STEEL;REFER SAE 010202;
STP_009 - Lot7 | Data Enrichment | SFQ |  | 2023-11-02 |  |  | 1203728 | 1203728 |  |  |  | ERSA | M | 2200 | 587709MRM | EA |  | ELBOW,PIPE:1/4"F.BSPT X 1/4"F.BSPT;90DEG | ELBOW,PIPE:1/4"F.BSPT X 1/4"F.BSPT;90DEG | ELBOW,PIPE:1/4"F.BSPT X 1/4"F.BSPT;90DEG;STEEL;HYDRAULIC;HIGH PRESSURE
STP_009 - Lot7 | Data Enrichment | SFQ |  | 2023-11-02 |  |  | 1203727 | 1203727 |  |  |  | ERSA | M | 2200 | 587683MRM | EA |  | ELBOW,PIPE:1/4"M.BSPT X 1/8"M.BSPT;90DEG | ELBOW,PIPE:1/4"M.BSPT X 1/8"M.BSPT;90DEG | ELBOW,PIPE:1/4"M.BSPT X 1/8"M.BSPT;90DEG;STEEL;HYDRAULIC;HIGH PRESSURE
STP_009 - Lot7 | Data Enrichment | SFQ |  | 2023-11-02 |  |  | 1218514 | 1218514 |  |  |  | ERSA | M | 2200 | 8946MRM | EA |  | ELBOW,PIPE:1/4-18 M.NPTF X 7/16-20 M.NPT | ELBOW,PIPE:1/4-18 M.NPTF X 7/16-20 M.NPT | ELBOW,PIPE:1/4-18 M.NPTF X 7/16-20 M.NPTF;90DEG;NPTF MALE/45DEG FLARE;STEEL;REFER SAE 010202;
STP_009 - Lot7 | Data Enrichment | SFQ |  | 2023-11-02 |  |  | 1218512 | 1218512 |  |  |  | ERSA | M | 2200 | 8920MRM | EA |  | ELBOW,PIPE:1/8-27 M.NPTF X 7/16-20 M.NPT | ELBOW,PIPE:1/8-27 M.NPTF X 7/16-20 M.NPT | ELBOW,PIPE:1/8-27 M.NPTF X 7/16-20 M.NPTF;90DEG;NPTF MALE/45DEG FLARE;STEEL;REFER SAE 010202;
STP_009 - Lot7 | Data Enrichment | SFQ |  | 2023-11-02 |  |  | 1203726 | 1203726 |  |  |  | ERSA | M | 2200 | 587261MRM | EA |  | ELBOW,PIPE:15MM F.BSP X 10MM M.BSP,90DEG | ELBOW,PIPE:15MM F.BSP X 10MM M.BSP,90DEG | ELBOW,PIPE:15MM F.BSP X 10MM M.BSP,90DEG,STEEL,HYDRAULIC,HIGH PRESSURE
STP_009 - Lot7 | Data Enrichment | SFQ |  | 2023-11-02 |  |  | 1203725 | 1203725 |  |  |  | ERSA | M | 2200 | 587246MRM | EA |  | ELBOW,PIPE:15MM M.BSP X 10MM F.BSP,90DEG | ELBOW,PIPE:15MM M.BSP X 10MM F.BSP,90DEG | ELBOW,PIPE:15MM M.BSP X 10MM F.BSP,90DEG,STEEL,HYDRAULIC,HIGH PRESSURE
STP_009 - Lot7 | Data Enrichment | SFQ |  | 2023-11-02 |  |  | 1218519 | 1218519 |  |  |  | ERSA | M | 2200 | 9027MRM | EA |  | ELBOW,PIPE:3/4-14 M.NPTF X 1 1/16-14 M.N | ELBOW,PIPE:3/4-14 M.NPTF X 1 1/16-14 M.N | ELBOW,PIPE:3/4-14 M.NPTF X 1 1/16-14 M.NPTF;90DEG;NPTF MALE/45DEG FLARE;STEEL;REFER SAE 010202;
STP_009 - Lot7 | Data Enrichment | SFQ |  | 2023-11-02 |  |  | 1208771 | 1208771 |  |  |  | ERSA | M | 2200 | 732768MRM | EA |  | ELBOW,PIPE:32MM;90DEG;UPVC;CLASS 18;PRES | ELBOW,PIPE:32MM;90DEG;UPVC;CLASS 18;PRES | ELBOW,PIPE:32MM;90DEG;UPVC;CLASS 18;PRESSURE;WHITE;SOLVENT WELD JOINT;AS1477-1973
STP_009 - Lot7 | Data Enrichment | SFQ |  | 2023-11-02 |  |  | 1206194 | 1206194 |  |  |  | ERSA | M | 2200 | 650713MRM | EA |  | ELBOW,PIPE:50MM NB;PVC;SOLVENT JOINT;PRE | ELBOW,PIPE:50MM NB;PVC;SOLVENT JOINT;PRE | ELBOW,PIPE:50MM NB;PVC;SOLVENT JOINT;PRESSURE;90DEG
STP_009 - Lot7 | Data Enrichment | SFQ |  | 2023-11-02 |  |  | 1212331 | 1212331 |  |  |  | ERSA | M | 2200 | 361696MRM | EA |  | ELBOW,PIPE:80MM X 80MM;BUTTWELD;90DEG;ST | ELBOW,PIPE:80MM X 80MM;BUTTWELD;90DEG;ST | ELBOW,PIPE:80MM X 80MM;BUTTWELD;90DEG;STEEL;LONG RADIUS;EXTRA STRONG;SCH80;
STP_009 - Lot7 | Data Enrichment | SFQ |  | 2023-11-02 |  |  | 1205101 | 1205101 |  |  |  | ERSA | M | 2200 | 627886MRM | EA |  | ELBOW,PIPE:CAT 7E3266 AIR LINES;EBOW;EXH | ELBOW,PIPE:CAT 7E3266 AIR LINES;EBOW;EXH | ELBOW,PIPE:CAT 7E3266 AIR LINES;EBOW;EXHAUST
STP_009 - Lot7 | Data Enrichment | SFQ |  | 2023-11-02 |  |  | 1205102 | 1205102 |  |  |  | ERSA | M | 2200 | 627891MRM | EA |  | ELBOW,PIPE:CAT 7E3266 AIR LINES;ELBOW;EX | ELBOW,PIPE:CAT 7E3266 AIR LINES;ELBOW;EX | ELBOW,PIPE:CAT 7E3266 AIR LINES;ELBOW;EXHAUST
STP_009 - Lot7 | Data Enrichment | SFQ |  | 2023-11-02 |  |  | 1214921 | 1214921 |  |  |  | ERSA | M | 5920 | 173189MRM | EA |  | ELBOW,PIPE:CERAMIC;350MM;SISIC LINED;90D | ELBOW,PIPE:CERAMIC;350MM;SISIC LINED;90D | ELBOW,PIPE:CERAMIC;350MM;SISIC LINED;90DEG;SAG MILLDISCHARGE LINE ;LOBSTER BACK CONSCRUCTION;MRM DRW NO. 230080034
STP_009 - Lot7 | Data Enrichment | SFQ |  | 2023-11-02 |  |  | 1207405 | 1207405 |  |  |  | ERSA | M | 2200 | 1080043MRM | EA |  | ELBOW,PIPE:DRIVE END ELBOW;DN190;ANSI FL | ELBOW,PIPE:DRIVE END ELBOW;DN190;ANSI FL | ELBOW,PIPE:DRIVE END ELBOW;DN190;ANSI FLGS;RUBBER LINED DURO 35;ROTOR REVERSAL COMPONENTNETZSCH M10000 ISAMILL
STP_009 - Lot7 | Data Enrichment | SFQ |  | 2023-11-02 |  |  | 1215721 | 1215721 |  |  |  | ERSA | M | 2200 | 778241MRM | EA |  | ELBOW,PIPE:H205D FLUSHING HYDRAULIC ELBO | ELBOW,PIPE:H205D FLUSHING HYDRAULIC ELBO | ELBOW,PIPE:H205D FLUSHING HYDRAULIC ELBOW;FLUSHING DEVICE ASSY;DRIFTER;H205D POWER CLASS MINIMATIC JUMBO
STP_009 - Lot7 | Data Enrichment | SFQ |  | 2023-11-02 |  |  | 1215722 | 1215722 |  |  |  | ERSA | M | 2200 | 778247MRM | EA |  | ELBOW,PIPE:TORO 50D EXHAUST ELBOW;EXHAUS | ELBOW,PIPE:TORO 50D EXHAUST ELBOW;EXHAUS | ELBOW,PIPE:TORO 50D EXHAUST ELBOW;EXHAUST PIPES GROUP ASSY;TAMROCK TORO 50D TRUCK
STP_009 - Lot7 | Data Enrichment | SFQ |  | 2023-11-02 |  |  | 1060939 | 1060939 |  |  |  | ERSA | M | 2200 | 1223616GZPCLNT100 | EA |  | ELBOW,PIPE;NOM 5/8 X 3/4 IN,MNPT,SS | ELBOW,PIPE;NOM 5/8 X 3/4 IN,MNPT,SS | ELBOW,PIPE;NOMINAL SIZE:5/8 X 3/4 IN,END CONNECTION:MNPT,MATERIAL:STAINLESS STEEL
STP_009 - Lot7 | Data Enrichment | SFQ |  | 2023-11-02 |  |  | 1061021 | 1061021 |  |  |  | ERSA | M | 2200 | 1223852GZPCLNT100 | EA |  | ELBOW,PIPE;NOM 5/8 X 3/4 IN,MNPT,SS | ELBOW,PIPE;NOM 5/8 X 3/4 IN,MNPT,SS | ELBOW,PIPE;NOMINAL SIZE:5/8 X 3/4 IN,END CONNECTION:MNPT,MATERIAL:STAINLESS STEEL
STP_009 - Lot7 | Data Enrichment | SFQ |  | 2023-11-02 |  |  | 1214419 | 1214419 |  |  |  | ERSA | M | 2200 | 777419MRM | EA |  | ELBOW,PIPE-HOSE:1-1/16 JIC X 3/4"M.BSPP; | ELBOW,PIPE-HOSE:1-1/16 JIC X 3/4"M.BSPP; | ELBOW,PIPE-HOSE:1-1/16 JIC X 3/4"M.BSPP;90DEG;ADJUSTABLE;
STP_009 - Lot7 | Data Enrichment | SFQ |  | 2023-11-02 |  |  | 1206854 | 1206854 |  |  |  | ERSA | M | 2200 | 682426MRM | EA |  | ELBOW,PIPE-TUBE:1/8"NPTF X 7/16"-24 THD; | ELBOW,PIPE-TUBE:1/8"NPTF X 7/16"-24 THD; | ELBOW,PIPE-TUBE:1/8"NPTF X 7/16"-24 THD;90-DEG;INVERTED FLARE;
STP_009 - Lot7 | Data Enrichment | SFQ |  | 2023-11-02 |  |  | 1205110 | 1205110 |  |  |  | ERSA | M | 2200 | 627931MRM | EA |  | ELBOW,PIPE-TUBE:9/16"-18 JIC M.X 7/16"-2 | ELBOW,PIPE-TUBE:9/16"-18 JIC M.X 7/16"-2 | ELBOW,PIPE-TUBE:9/16"-18 JIC M.X 7/16"-20 STOR M.;90-DEG
STP_009 - Lot7 | Data Enrichment | SFQ |  | 2023-11-02 |  |  | 1040657 | 1040657 | 1406683 | AU_QM_000251671 |  | ERSA | M | 5915 | 1406683GZPCLNT100 | EA |  | ELBOW,PIPE-TUBE;90 DEG,NOM 1 IN,NOM 1 IN | ELBOW,PIPE-TUBE;90 DEG,NOM 1 IN,NOM 1 IN | ELBOW,PIPE TO TUBE;ANGLE:90 DEG,NOMINAL SIZE 1:1 IN,NOMINAL SIZE 2:1 IN,END CONNECTION 1:11 BSP,MATERIAL:STAINLESS STEEL 316, ADDITI |  | ELBOW,PIPE-TUBE;90 DEG,NOM 1 IN,NOM 1 INELBOW,PIPE-TUBE;90DEG,1IN,1IN,11BSP,5SS
STP_009 - Lot7 | Data Enrichment | SFQ |  | 2023-11-02 |  |  | 1017048 | 1017048 |  |  |  | ERSA | M | 1620 | 1145104GZPCLNT100 | EA | 3000355 | ELBOW,PIPE-TUBE;SWAG,SS-200-2-2,90 DEG | CODO TUBE TUBO;SWAG,SS-200-2-2,90 DEG | ELBOW,PIPE TO TUBE;MNFR:SWAGELOK LTD,PTNO:SS-200-2-2,ANGLE:90 DEG,NOMINAL SIZE 1:1/8 IN,NOMINAL SIZE 2:1/8 IN,END CONNECTION 1: MNPT,END CONNECTION 2:SWAGELOK,MATERIAL:STAINLESS STEEL 316 | CODO TUBERIA TUBO;MNFR:SWAGELOK LTD,PTNO:SS-200-2-2,ANGULO:90 DEG,TAMAÃ‘O NOMINAL 1:1/8 IN,TAMAÃ‘O NOMINAL 2:1/8 IN,CONEXION FINAL 1:MNPT,CONEXION FINAL 2:SWAGELOK,MATERIAL:ACERO INOXIDABLE 316 |  | SWAGELOK LTD | SS-200-2-2
STP_009 - Lot7 | Data Enrichment | SFQ |  | 2023-11-02 |  |  | 1017038 | 1017038 |  |  |  | ERSA | M | 1620 | 1145099GZPCLNT100 | EA | 3000355 | ELBOW,PIPE-TUBE;SWAG,SS-500-2-4,90 DEG | CODO TUBE TUBO;SWAG,SS-500-2-4,90 DEG | ELBOW,PIPE TO TUBE;MNFR:SWAGELOK LTD,PTNO:SS-500-2-4,ANGLE:90 DEG,NOMINAL SIZE 1:1/4 IN,NOMINAL SIZE 2:5/16 IN,END CONNECTION 1: MNPT,END CONNECTION 2:SWAGELOK,MATERIAL:STAINLESS STEEL 316 | CODO TUBERIA TUBO;MNFR:SWAGELOK LTD,PTNO:SS-500-2-4,ANGULO:90 DEG,TAMAÃ‘O NOMINAL 1:1/4 IN,TAMAÃ‘O NOMINAL 2:5/16 IN,CONEXION FINAL 1:MNPT,CONEXION FINAL 2:SWAGELOK,MATERIAL:ACERO INOXIDABLE 316 |  | SWAGELOK LTD | SS-500-2-4
STP_009 - Lot7 | Data Enrichment | SFQ |  | 2023-11-02 |  |  | 1017030 | 1017030 |  |  |  | ERSA | M | 1620 | 1145107GZPCLNT100 | EA | 3000355 | ELBOW,PIPE-TUBE;SWAG,SS-600-2-2,90 DEG | CODO TUBE TUBO;SWAG,SS-600-2-2,90 DEG | ELBOW,PIPE TO TUBE;MNFR:SWAGELOK LTD,PTNO:SS-600-2-2,ANGLE:90 DEG,NOMINAL SIZE 1:1/8 IN,NOMINAL SIZE 2:3/8 IN,END CONNECTION 1: MNPT,END CONNECTION 2:SWAGELOK,MATERIAL:STAINLESS STEEL 316 | CODO TUBERIA TUBO;MNFR:SWAGELOK LTD,PTNO:SS-600-2-2,ANGULO:90 DEG,TAMAÃ‘O NOMINAL 1:1/8 IN,TAMAÃ‘O NOMINAL 2:3/8 IN,CONEXION FINAL 1:MNPT,CONEXION FINAL 2:SWAGELOK,MATERIAL:ACERO INOXIDABLE 316 |  | SWAGELOK LTD | SS-600-2-2
STP_009 - Lot7 | Data Enrichment | SFQ |  | 2023-11-02 |  |  | 1017036 | 1017036 |  |  |  | ERSA | M | 2200 | 1024040GZPCLNT100 | EA | 3000355 | ELBOW,PIPE-TUBE;SWAG,SS-600-2-6,90 DEG | CODO TUBE TUBO;SWAG,SS-600-2-6,90 DEG | ELBOW,PIPE TO TUBE;MNFR:SWAGELOK LTD,PTNO:SS-600-2-6,ANGLE:90 DEG,NOMINAL SIZE 1:3/8 IN,NOMINAL SIZE 2:3/8 IN,END CONNECTION 1: MNPT,END CONNECTION 2:SWAGELOK,MATERIAL:STAINLESS STEEL 316 | CODO TUBERIA TUBO;MNFR:SWAGELOK LTD,PTNO:SS-600-2-6,ANGULO:90 DEG,TAMAÃ‘O NOMINAL 1:3/8 IN,TAMAÃ‘O NOMINAL 2:3/8 IN,CONEXION FINAL 1:MNPT |  | SWAGELOK LTD | SS-600-2-6
STP_009 - Lot7 | Data Enrichment | SFQ |  | 2023-11-02 |  |  | 1017035 | 1017035 |  |  |  | ERSA | M | 1540 | 1024039GZPCLNT100 | EA | 3000355 | ELBOW,PIPE-TUBE;SWAG,SS-600-2-8,90 DEG | CODO TUBE TUBO;SWAG,SS-600-2-8,90 DEG | ELBOW,PIPE TO TUBE;MNFR:SWAGELOK LTD,PTNO:SS-600-2-8,ANGLE:90 DEG,NOMINAL SIZE 1:1/2 IN,NOMINAL SIZE 2:3/8 IN,END CONNECTION 1: MNPT,END CONNECTION 2:SWAGELOK,MATERIAL:STAINLESS STEEL 316 | CODO TUBERIA TUBO;MNFR:SWAGELOK LTD,PTNO:SS-600-2-8,ANGULO:90 DEG,TAMAÃ‘O NOMINAL 1:1/2 IN,TAMAÃ‘O NOMINAL 2:3/8 IN,CONEXION FINAL 1:MNPT |  | SWAGELOK LTD | SS-600-2-8
STP_009 - Lot7 | Data Enrichment | SFQ |  | 2023-11-02 |  |  | 1153554 | 1153554 |  |  |  | ERSA | M | 1600 | 1509294GZPCLNT100 | EA |  | ELBOW,STREET;1/4",90 DEG STREET,SSP4-108 | ELBOW,STREET;1/4",90 DEG STREET,SSP4-108 | ELBOW,STREET;ADDITIONAL FEATURES:1/4,90 DEG STREET,SSP4-108
STP_009 - Lot7 | Data Enrichment | SFQ |  | 2023-11-02 |  |  | 1212304 | 1212304 |  |  |  | ERSA | M | 5920 | 168281MRM | EA |  | ELBOW,TUBE:1.78" -24 JIC > UNO MALE; 45 | ELBOW,TUBE:1.78" -24 JIC > UNO MALE; 45 | ELBOW,TUBE:1.78" -24 JIC > UNO MALE; 45 DEGREE; STRAIGHT THREAD ELBOW; SUIT HP5
STP_009 - Lot7 | Data Enrichment | SFQ |  | 2023-11-02 |  |  | 1217778 | 1217778 |  |  |  | ERSA | M | 2200 | 932087MRM | EA |  | ELBOW,TUBE:1/2"COPPER ELBOW; | ELBOW,TUBE:1/2"COPPER ELBOW; | ELBOW,TUBE:1/2"COPPER ELBOW;
STP_009 - Lot7 | Data Enrichment | SFQ |  | 2023-11-02 |  |  | 1217776 | 1217776 |  |  |  | ERSA | M | 2200 | 932061MRM | EA |  | ELBOW,TUBE:1/4"COPPER ELBOW; | ELBOW,TUBE:1/4"COPPER ELBOW; | ELBOW,TUBE:1/4"COPPER ELBOW;
STP_009 - Lot7 | Data Enrichment | SFQ |  | 2023-11-02 |  |  | 1217777 | 1217777 |  |  |  | ERSA | M | 2200 | 932079MRM | EA |  | ELBOW,TUBE:3/8"COPPER ELBOW; | ELBOW,TUBE:3/8"COPPER ELBOW; | ELBOW,TUBE:3/8"COPPER ELBOW;
STP_009 - Lot7 | Data Enrichment | SFQ |  | 2023-11-02 |  |  | 1206853 | 1206853 |  |  |  | ERSA | M | 2200 | 682421MRM | EA |  | ELBOW,TUBE:CAT 2P1784 ENGINE OIL PUMP GR | ELBOW,TUBE:CAT 2P1784 ENGINE OIL PUMP GR | ELBOW,TUBE:CAT 2P1784 ENGINE OIL PUMP GRP ELBOW;
STP_009 - Lot7 | Data Enrichment | SFQ |  | 2023-11-02 |  |  | 1207134 | 1207134 |  |  |  | ERSA | M | 2200 | 682816MRM | EA |  | ELBOW,TUBE:CAT 2W2291 OIL TURBOCHARGER L | ELBOW,TUBE:CAT 2W2291 OIL TURBOCHARGER L | ELBOW,TUBE:CAT 2W2291 OIL TURBOCHARGER LINES ELBOWDRAIN
STP_009 - Lot7 | Data Enrichment | SFQ |  | 2023-11-02 |  |  | 1205104 | 1205104 |  |  |  | ERSA | M | 2200 | 627901MRM | EA |  | ELBOW,TUBE:CAT 4N2452 WATER LINES;BYPASS | ELBOW,TUBE:CAT 4N2452 WATER LINES;BYPASS | ELBOW,TUBE:CAT 4N2452 WATER LINES;BYPASS
STP_009 - Lot7 | Data Enrichment | SFQ |  | 2023-11-02 |  |  | 1205105 | 1205105 |  |  |  | ERSA | M | 2200 | 627906MRM | EA |  | ELBOW,TUBE:CAT 4N2452 WATER LINES;OUTLET | ELBOW,TUBE:CAT 4N2452 WATER LINES;OUTLET | ELBOW,TUBE:CAT 4N2452 WATER LINES;OUTLET
STP_009 - Lot7 | Data Enrichment | SFQ |  | 2023-11-02 |  |  | 1205106 | 1205106 |  |  |  | ERSA | M | 2200 | 627911MRM | EA |  | ELBOW,TUBE:CAT 4N2452 WATER LINES;OUTLET | ELBOW,TUBE:CAT 4N2452 WATER LINES;OUTLET | ELBOW,TUBE:CAT 4N2452 WATER LINES;OUTLET
STP_009 - Lot7 | Data Enrichment | SFQ |  | 2023-11-02 |  |  | 1205107 | 1205107 |  |  |  | ERSA | M | 2200 | 627916MRM | EA |  | ELBOW,TUBE:CAT 4N2934 TURBOCHARGER OIL L | ELBOW,TUBE:CAT 4N2934 TURBOCHARGER OIL L | ELBOW,TUBE:CAT 4N2934 TURBOCHARGER OIL LINES;
STP_009 - Lot7 | Data Enrichment | SFQ |  | 2023-11-02 |  |  | 1205108 | 1205108 |  |  |  | ERSA | M | 2200 | 627921MRM | EA |  | ELBOW,TUBE:CAT 4N2934 TURBOCHARGER OIL L | ELBOW,TUBE:CAT 4N2934 TURBOCHARGER OIL L | ELBOW,TUBE:CAT 4N2934 TURBOCHARGER OIL LINES;
STP_009 - Lot7 | Data Enrichment | SFQ |  | 2023-11-02 |  |  | 1205109 | 1205109 |  |  |  | ERSA | M | 2200 | 627926MRM | EA |  | ELBOW,TUBE:CAT 4N2934 TURBOCHARGER OIL L | ELBOW,TUBE:CAT 4N2934 TURBOCHARGER OIL L | ELBOW,TUBE:CAT 4N2934 TURBOCHARGER OIL LINES;
STP_009 - Lot7 | Data Enrichment | SFQ |  | 2023-11-02 |  |  | 1205103 | 1205103 |  |  |  | ERSA | M | 2200 | 627896MRM | EA |  | ELBOW,TUBE:CAT 9Y8506 AFTERCOOLER WATER | ELBOW,TUBE:CAT 9Y8506 AFTERCOOLER WATER | ELBOW,TUBE:CAT 9Y8506 AFTERCOOLER WATER LINES;RETURN
STP_009 - Lot7 | Data Enrichment | SFQ |  | 2023-11-02 |  |  | 1205111 | 1205111 |  |  |  | ERSA | M | 2200 | 627936MRM | EA |  | ELBOW,TUBE:CAT 9Y8506 AFTERCOOLER WATER | ELBOW,TUBE:CAT 9Y8506 AFTERCOOLER WATER | ELBOW,TUBE:CAT 9Y8506 AFTERCOOLER WATER LINES;
STP_009 - Lot7 | Data Enrichment | SFQ |  | 2023-11-02 |  |  | 1205112 | 1205112 |  |  |  | ERSA | M | 2200 | 627941MRM | EA |  | ELBOW,TUBE:CAT 9Y9534 FUEL FILTER LINES; | ELBOW,TUBE:CAT 9Y9534 FUEL FILTER LINES; | ELBOW,TUBE:CAT 9Y9534 FUEL FILTER LINES;ELBOW
STP_009 - Lot7 | Data Enrichment | SFQ |  | 2023-11-02 |  |  | 1209012 | 1209012 |  |  |  | ERSA | M | 5910 | 737395MRM | EA |  | ELBOW,TUBE-HOSE:3/4"F.JIC X 1/2"HOSE,45D | ELBOW,TUBE-HOSE:3/4"F.JIC X 1/2"HOSE,45D | ELBOW,TUBE-HOSE:3/4"F.JIC X 1/2"HOSE,45DEG0.55"DROP LGTH,STEEL,HYDRAULIC
STP_009 - Lot7 | Data Enrichment | SFQ |  | 2023-11-02 |  |  | 1213663 | 1213663 |  |  |  | ERSA | M | 5920 | 171129MRM | EA |  | ELBOW:12MM; SUS 316; 1MPA; -5 TO 150 DEG | ELBOW:12MM; SUS 316; 1MPA; -5 TO 150 DEG | ELBOW:12MM; SUS 316; 1MPA; -5 TO 150 DEG C; MALE
STP_009 - Lot7 | Data Enrichment | SFQ |  | 2023-11-02 |  |  | 1204682 | 1204682 |  |  |  | ERSA | M | 5910 | 271329MRM | EA |  | ELBOW:160MM X 45 DEG PE100 PN16 | ELBOW:160MM X 45 DEG PE100 PN16 | ELBOW:160MM X 45 DEG PE100 PN16
STP_009 - Lot7 | Data Enrichment | SFQ |  | 2023-11-02 |  |  | 1204679 | 1204679 |  |  |  | ERSA | M | 5910 | 271326MRM | EA |  | ELBOW:160MM X 45 DEGREE PE100 BLACK EF | ELBOW:160MM X 45 DEGREE PE100 BLACK EF | ELBOW:160MM X 45 DEGREE PE100 BLACK EF
STP_009 - Lot7 | Data Enrichment | SFQ |  | 2023-11-02 |  |  | 1204681 | 1204681 |  |  |  | ERSA | M | 5910 | 271328MRM | EA |  | ELBOW:160MM X 90 DEG PE100 PN16 | ELBOW:160MM X 90 DEG PE100 PN16 | ELBOW:160MM X 90 DEG PE100 PN16
STP_009 - Lot7 | Data Enrichment | SFQ |  | 2023-11-02 |  |  | 1204678 | 1204678 |  |  |  | ERSA | M | 5910 | 271325MRM | EA |  | ELBOW:160MM X 90 DEGREE PE100 BLACK EF | ELBOW:160MM X 90 DEGREE PE100 BLACK EF | ELBOW:160MM X 90 DEGREE PE100 BLACK EF
STP_009 - Lot7 | Data Enrichment | SFQ |  | 2023-11-02 |  |  | 1206307 | 1206307 |  |  |  | ERSA | M | 5910 | 271863MRM | EA |  | ELBOW:225 MM X 45 DEG | ELBOW:225 MM X 45 DEG | ELBOW:225 MM X 45 DEG
STP_009 - Lot7 | Data Enrichment | SFQ |  | 2023-11-02 |  |  | 1206306 | 1206306 |  |  |  | ERSA | M | 5910 | 271862MRM | EA |  | ELBOW:225 MM X 90 DEG | ELBOW:225 MM X 90 DEG | ELBOW:225 MM X 90 DEG
STP_009 - Lot7 | Data Enrichment | SFQ |  | 2023-11-02 |  |  | 1206313 | 1206313 |  |  |  | ERSA | M | 5910 | 271870MRM | EA |  | ELBOW:280 MM X 45 DEG | ELBOW:280 MM X 45 DEG | ELBOW:280 MM X 45 DEG
STP_009 - Lot7 | Data Enrichment | SFQ |  | 2023-11-02 |  |  | 1206312 | 1206312 |  |  |  | ERSA | M | 5910 | 271869MRM | EA |  | ELBOW:280 MM X 90 DEG | ELBOW:280 MM X 90 DEG | ELBOW:280 MM X 90 DEG
STP_009 - Lot7 | Data Enrichment | SFQ |  | 2023-11-02 |  |  | 1206318 | 1206318 |  |  |  | ERSA | M | 5910 | 271876MRM | EA |  | ELBOW:315 MM X 45 DEG | ELBOW:315 MM X 45 DEG | ELBOW:315 MM X 45 DEG
STP_009 - Lot7 | Data Enrichment | SFQ |  | 2023-11-02 |  |  | 1206319 | 1206319 |  |  |  | ERSA | M | 5910 | 271877MRM | EA |  | ELBOW:315 MM X 90 DEG | ELBOW:315 MM X 90 DEG | ELBOW:315 MM X 90 DEG
STP_009 - Lot7 | Data Enrichment | SFQ |  | 2023-11-02 |  |  | 1215700 | 1215700 |  |  |  | ERSA | M | 1845 | 1304617MRM | SET |  | ELBOW:HM CYCLONE FEED ELBOW;191NB SITECH | ELBOW:HM CYCLONE FEED ELBOW;191NB SITECH | ELBOW:HM CYCLONE FEED ELBOW;191NB SITECH;CERAMIC LINED;90 DEGREE;SET OF TWO ELBOWS AS PER HMA DRAWINGNUMBER 1466-1, 1467-1
STP_009 - Lot7 | Data Enrichment | SFQ |  | 2023-11-02 |  |  | 1217898 | 1217898 |  |  |  | ERSA | M | 5920 | 270261MRM | EA |  | ELBOW:SLURRY FLEX;XC-SERIES;DN250;79 DEG | ELBOW:SLURRY FLEX;XC-SERIES;DN250;79 DEG | ELBOW:SLURRY FLEX;XC-SERIES;DN250;79 DEG X 1250MM;CLR 1000KPA;CW CS DN250 CL150 SWIVELFLANGES W/ MULTIMETER
STP_009 - Lot7 | Data Enrichment | SFQ |  | 2023-11-02 |  |  | 1112240 | 1112240 | 1401246 | AU_QM_000245747 |  | ERSA | M | 5915 | 1401246GZPCLNT100 | EA |  | ELBOW;42215-301-84 | ELBOW;42215-301-84 | ELBOW;MNFR: ,PTNO:42215-301-84 |  | ELBOW;42215-301-84ELBOW;42215-301-84
STP_009 - Lot7 | Data Enrichment | SFQ |  | 2023-11-02 |  |  | 1111845 | 1111845 | 1422798 | AU_QM_000269164 |  | ERSA | M | 5915 | 1422798GZPCLNT100 | EA |  | ELBOW;85824089 | ELBOW;85824089 | ELBOW;MNFR: ,PTNO:85824089 |  | ELBOW;85824089ELBOW;85824089
STP_009 - Lot7 | Data Enrichment | SFQ |  | 2023-11-02 |  |  | 1111638 | 1111638 | 1401442 | AU_QM_000245962 |  | ERSA | M | 5915 | 1401442GZPCLNT100 | EA |  | ELBOW;8584089 | ELBOW;8584089 | ELBOW;MNFR: ,PTNO:8584089 |  | ELBOW;8584089ELBOW;8584089
STP_009 - Lot7 | Data Enrichment | SFQ |  | 2023-11-02 |  |  | 1038889 | 1038889 | 1423218 | AU_QM_000269630 |  | ERSA | M | 5915 | 1423218GZPCLNT100 | EA |  | ELBOW;90 DEG,NOM 20 MM,300W 600R | ELBOW;90 DEG,NOM 20 MM,300W 600R | ELBOW;ANGLE:90 DEG,NOMINAL SIZE:20 MM,ADDITIONAL FEATURES EN:300W 600R,MNFR:01)CNW,PTNO:01)LUK123R6 |  | ELBOW;90 DEG,NOM 20 MM,300W 600RELBOW;90DEG,20MM,300W 600R,LUK123R6
STP_009 - Lot7 | Data Enrichment | SFQ |  | 2023-11-02 |  |  | 1090647 | 1090647 | 1394501 | AU_QM_000238101 |  | ERSA | M | 5910 | 1394501GZPCLNT100 | EA | 3000000 | ELBOW;ATL,1010855 | ELBOW;ATL,1010855 | ELBOW;MNFR:ATLAS COPCO,PTNO:1010855 |  | OEM-E-LISTELBOW;ATL,1010855 | ATLAS COPCO | 1010855
STP_009 - Lot7 | Data Enrichment | SFQ |  | 2023-11-02 |  |  | 1090804 | 1090804 | 1387020 | AU_QM_000228088 |  | ERSA | M | 5910 | 1387020GZPCLNT100 | EA | 3000003 | ELBOW;CAT,004-4659 | ELBOW;CAT,004-4659 | ELBOW;MNFR:CATERPILLAR,PTNO:004-4659 |  | ELBOW;CAT,004-4659ELBOW;HAS,004-4659 | CATERPILLAR | 004-4659
STP_009 - Lot7 | Data Enrichment | SFQ |  | 2023-11-02 |  |  | 1073523 | 1073523 |  |  |  | ERSA | M | 3730 | 1084056GZPCLNT100 | EA | 3000003 | ELBOW;CAT,0086325 | CODO;CAT,0086325 | ELBOW;MNFR:CATERPILLAR,PTNO:0086325 | CODO;MNFR:CATERPILLAR,PTNO:0086325 |  | CATERPILLAR | 0086325
STP_009 - Lot7 | Data Enrichment | SFQ |  | 2023-11-02 |  |  | 1090646 | 1090646 | 1394503 | AU_QM_000238103 |  | ERSA | M | 5910 | 1394503GZPCLNT100 | EA | 3000003 | ELBOW;CAT,008-8381 | ELBOW;CAT,008-8381 | ELBOW;MNFR:CATERPILLAR,PTNO:008-8381 |  | OEM-E-LISTELBOW;CAT,008-8381 | CATERPILLAR | 008-8381
STP_009 - Lot7 | Data Enrichment | SFQ |  | 2023-11-02 |  |  | 1076978 | 1076978 |  |  |  | ERSA | M | 3700 | 1221330GZPCLNT100 | EA | 3000003 | ELBOW;CAT,0307962,0COUDE | ELBOW;CAT,0307962,0COUDE | ELBOW;MNFR:CATERPILLAR,PTNO:0307962,ADDITIONAL FEATURES EN:0COUDE |  |  | CATERPILLAR | 0307962
STP_009 - Lot7 | Data Enrichment | SFQ |  | 2023-11-02 |  |  | 1073485 | 1073485 |  |  |  | ERSA | M | 3730 | 1085970GZPCLNT100 | EA | 3000003 | ELBOW;CAT,1228905,TYP 2 | CODO;CAT,1228905,TIPO 2 | ELBOW;MNFR:CATERPILLAR,PTNO:1228905,ADDITIONAL FEATURES EN:TYPE 2 | CODO;MNFR:CATERPILLAR,PTNO:1228905,CARACTERISTICAS ADICIONALES ES:TIPO 2 |  | CATERPILLAR | 1228905
STP_009 - Lot7 | Data Enrichment | SFQ |  | 2023-11-02 |  |  | 1073866 | 1073866 | 1090470 | AU_QM_000238108 |  | ERSA | M | 3730 | 1090470GZPCLNT100 | EA | 3000003 | ELBOW;CAT,1834063,W/ VNT HLE | CODO;CAT,1834063,CON AGUJERO DE | ELBOW;MNFR:CATERPILLAR,PTNO:1834063,ADDITIONAL FEATURES EN:WITH VENT HOLE | CODO;MNFR:CATERPILLAR,PTNO:1834063,CARACTERISTICAS ADICIONALES ES:CON AGUJERO DE VENTILACION | OEM-E-LISTELBOW;CAT,183-4063 | CATERPILLAR | 1834063
STP_009 - Lot7 | Data Enrichment | SFQ |  | 2023-11-02 |  |  | 1090678 | 1090678 | 1391127 | AU_QM_000232911 |  | ERSA | M | 5910 | 1391127GZPCLNT100 | EA | 3000003 | ELBOW;CAT,1868138 | ELBOW;CAT,1868138 | ELBOW;MNFR:CATERPILLAR,PTNO:1868138 |  | ELBOW;CAT,1868138ELBOW;HAS,1868138 | CATERPILLAR | 1868138
STP_009 - Lot7 | Data Enrichment | SFQ |  | 2023-11-02 |  |  | 1090875 | 1090875 | 1384797 | AU_QM_000225449 |  | ERSA | M | 5910 | 1384797GZPCLNT100 | EA | 3000003 | ELBOW;CAT,186-9451 | ELBOW;CAT,186-9451 | ELBOW;MNFR:CATERPILLAR,PTNO:186-9451 |  | ELBOW;CAT,186-9451ELBOW;HAS,186-9451 | CATERPILLAR | 186-9451
STP_009 - Lot7 | Data Enrichment | SFQ |  | 2023-11-02 |  |  | 1090645 | 1090645 | 1394508 | AU_QM_000238109 |  | ERSA | M | 5910 | 1394508GZPCLNT100 | EA | 3000003 | ELBOW;CAT,1870629 | ELBOW;CAT,1870629 | ELBOW;MNFR:CATERPILLAR,PTNO:1870629 |  | OEM-E-LISTELBOW;CAT,1870629 | CATERPILLAR | 1870629
STP_009 - Lot7 | Data Enrichment | SFQ |  | 2023-11-02 |  |  | 1090807 | 1090807 | 1386911 | AU_QM_000227951 |  | ERSA | M | 5910 | 1386911GZPCLNT100 | EA | 3000003 | ELBOW;CAT,2216864 | ELBOW;CAT,2216864 | ELBOW;MNFR:CATERPILLAR,PTNO:2216864 |  | ELBOW;CAT,2216864ELBOW;HAS,2216864 | CATERPILLAR | 2216864
STP_009 - Lot7 | Data Enrichment | SFQ |  | 2023-11-02 |  |  | 1029651 | 1029651 | 1383948 | AU_QM_000224432 |  | ERSA | M | 5910 | 1383948GZPCLNT100 | EA | 3000003 | ELBOW;CAT,229-8910 | ELBOW;CAT,229-8910 | ELBOW;MNFR:CATERPILLAR,PTNO:229-8910 |  | ELBOW;CAT,229-8910ELBOW;HAS,229-8910 | CATERPILLAR | 229-8910
STP_009 - Lot7 | Data Enrichment | SFQ |  | 2023-11-02 |  |  | 1074819 | 1074819 |  |  |  | ERSA | M | 3730 | 1093478GZPCLNT100 | EA | 3000003 | ELBOW;CAT,2351451,OIL PMP | CODO;CAT,2351451,BOMBA DE ACEITE | ELBOW;MNFR:CATERPILLAR,PTNO:2351451,ADDITIONAL FEATURES EN:OIL PUMP | CODO;MNFR:CATERPILLAR,PTNO:2351451,CARACTERISTICAS ADICIONALES ES:BOMBA DE ACEITE |  | CATERPILLAR | 2351451
STP_009 - Lot7 | Data Enrichment | SFQ |  | 2023-11-02 |  |  | 1071729 | 1071729 |  |  |  | ERSA | M | 3730 | 1306574GZPCLNT100 | EA | 3000003 | ELBOW;CAT,2416186 | CODO;CAT,2416186 | ELBOW;MNFR:CATERPILLAR,PTNO:2416186 | CODO;MNFR:CATERPILLAR,PTNO:2416186 |  | CATERPILLAR | 2416186
STP_009 - Lot7 | Data Enrichment | SFQ |  | 2023-11-02 |  |  | 1073800 | 1073800 |  |  |  | ERSA | M | 3730 | 1094020GZPCLNT100 | EA | 3000003 | ELBOW;CAT,2416217 | CODO;CAT,2416217 | ELBOW;MNFR:CATERPILLAR,PTNO:2416217 | CODO;MNFR:CATERPILLAR,PTNO:2416217 |  | CATERPILLAR | 2416217
STP_009 - Lot7 | Data Enrichment | SFQ |  | 2023-11-02 |  |  | 1090736 | 1090736 | 1388954 | AU_QM_000230327 |  | ERSA | M | 5910 | 1388954GZPCLNT100 | EA | 3000003 | ELBOW;CAT,2530452 | ELBOW;CAT,2530452 | ELBOW;MNFR:CATERPILLAR,PTNO:2530452 |  | ELBOW;CAT,2530452ELBOW;HAS,2530452 | CATERPILLAR | 2530452
STP_009 - Lot7 | Data Enrichment | SFQ |  | 2023-11-02 |  |  | 1034606 | 1034606 | 1385033 | AU_QM_000225728 |  | ERSA | M | 5910 | 1385033GZPCLNT100 | EA | 3000003 | ELBOW;CAT,2575703 | ELBOW;CAT,2575703 | ELBOW;MNFR:CATERPILLAR,PTNO:2575703 |  | ELBOW;CAT,2575703ELBOW;HAS,2575703 | CATERPILLAR | 2575703
STP_009 - Lot7 | Data Enrichment | SFQ |  | 2023-11-02 |  |  | 1090644 | 1090644 | 1394514 | AU_QM_000238115 |  | ERSA | M | 5910 | 1394514GZPCLNT100 | EA | 3000003 | ELBOW;CAT,257-8299 | ELBOW;CAT,257-8299 | ELBOW;MNFR:CATERPILLAR,PTNO:257-8299 |  | OEM-E-LISTELBOW;CAT,257-8299 | CATERPILLAR | 257-8299
STP_009 - Lot7 | Data Enrichment | SFQ |  | 2023-11-02 |  |  | 1090643 | 1090643 | 1394515 | AU_QM_000238116 |  | ERSA | M | 5910 | 1394515GZPCLNT100 | EA | 3000003 | ELBOW;CAT,263-3350 | ELBOW;CAT,263-3350 | ELBOW;MNFR:CATERPILLAR,PTNO:263-3350 |  | OEM-E-LISTELBOW;CAT,263-3350 | CATERPILLAR | 263-3350
STP_009 - Lot7 | Data Enrichment | SFQ |  | 2023-11-02 |  |  | 1034290 | 1034290 | 1394516 | AU_QM_000238117 |  | ERSA | M | 5910 | 1394516GZPCLNT100 | EA | 3000003 | ELBOW;CAT,263-3351 | ELBOW;CAT,263-3351 | ELBOW;MNFR:CATERPILLAR,PTNO:263-3351 |  | OEM-E-LISTELBOW;CAT,263-3351 | CATERPILLAR | 263-3351
STP_009 - Lot7 | Data Enrichment | SFQ |  | 2023-11-02 |  |  | 1090642 | 1090642 | 1394517 | AU_QM_000238118 |  | ERSA | M | 5910 | 1394517GZPCLNT100 | EA | 3000003 | ELBOW;CAT,2667650 | ELBOW;CAT,2667650 | ELBOW;MNFR:CATERPILLAR,PTNO:2667650 |  | OEM-E-LISTELBOW;CAT,2667650 | CATERPILLAR | 2667650
STP_009 - Lot7 | Data Enrichment | SFQ |  | 2023-11-02 |  |  | 1034289 | 1034289 | 1394519 | AU_QM_000238120 |  | ERSA | M | 5910 | 1394519GZPCLNT100 | EA | 3000003 | ELBOW;CAT,268-1647 | ELBOW;CAT,268-1647 | ELBOW;MNFR:CATERPILLAR,PTNO:268-1647 |  | OEM-E-LISTELBOW;CAT,268-1647 | CATERPILLAR | 268-1647
STP_009 - Lot7 | Data Enrichment | SFQ |  | 2023-11-02 |  |  | 1090902 | 1090902 | 1383655 | AU_QM_000224084 |  | ERSA | M | 5910 | 1383655GZPCLNT100 | EA | 3000003 | ELBOW;CAT,285-0386 | ELBOW;CAT,285-0386 | ELBOW;MNFR:CATERPILLAR,PTNO:285-0386 |  | ELBOW;CAT,285-0386ELBOW;HAS,285-0386 | CATERPILLAR | 285-0386
STP_009 - Lot7 | Data Enrichment | SFQ |  | 2023-11-02 |  |  | 1074526 | 1074526 |  |  |  | ERSA | M | 3730 | 1110111GZPCLNT100 | EA | 3000003 | ELBOW;CAT,2P1326,UN FLARED,90 DEG | CODO;CAT,2P1326,UNION ABOCARDADA,90 DEG | ELBOW;MNFR:CATERPILLAR,PTNO:2P1326,ADDITIONAL FEATURES EN:UNION FLARED,90 DEG | CODO;MNFR:CATERPILLAR,PTNO:2P1326,CARACTERISTICAS ADICIONALES ES:UNION ABOCARDADA,90 DEG |  | CATERPILLAR | 2P1326
STP_009 - Lot7 | Data Enrichment | SFQ |  | 2023-11-02 |  |  | 1090718 | 1090718 | 1389463 | AU_QM_000230958 |  | ERSA | M | 5910 | 1389463GZPCLNT100 | EA | 3000003 | ELBOW;CAT,2W1568 | ELBOW;CAT,2W1568 | ELBOW;MNFR:CATERPILLAR,PTNO:2W1568 |  | ELBOW;CAT,2W1568ELBOW;HAS,2W1568 | CATERPILLAR | 2W1568
STP_009 - Lot7 | Data Enrichment | SFQ |  | 2023-11-02 |  |  | 1090884 | 1090884 | 1384466 | AU_QM_000225046 |  | ERSA | M | 5910 | 1384466GZPCLNT100 | EA | 3000003 | ELBOW;CAT,3058576 | ELBOW;CAT,3058576 | ELBOW;MNFR:CATERPILLAR,PTNO:3058576 |  | ELBOW;CAT,3058576ELBOW;HAS,3058576 | CATERPILLAR | 3058576
STP_009 - Lot7 | Data Enrichment | SFQ |  | 2023-11-02 |  |  | 1072675 | 1072675 |  |  |  | ERSA | M | 3730 | 1321136GZPCLNT100 | EA | 3000003 | ELBOW;CAT,308324 | CODO;CAT,308324 | ELBOW;MNFR:CATERPILLAR,PTNO:308324 | CODO;MNFR:CATERPILLAR,PTNO:308324 |  | CATERPILLAR | 308324
STP_009 - Lot7 | Data Enrichment | SFQ |  | 2023-11-02 |  |  | 1090640 | 1090640 | 1394523 | AU_QM_000238124 |  | ERSA | M | 5910 | 1394523GZPCLNT100 | EA | 3000003 | ELBOW;CAT,3494612 | ELBOW;CAT,3494612 | ELBOW;MNFR:CATERPILLAR,PTNO:3494612 |  | OEM-E-LISTELBOW;CAT,3494612 | CATERPILLAR | 3494612
STP_009 - Lot7 | Data Enrichment | SFQ |  | 2023-11-02 |  |  | 1090857 | 1090857 | 1385429 | AU_QM_000226203 |  | ERSA | M | 5910 | 1385429GZPCLNT100 | EA | 3000003 | ELBOW;CAT,374-9679 | ELBOW;CAT,374-9679 | ELBOW;MNFR:CATERPILLAR,PTNO:374-9679 |  | ELBOW;CAT,374-9679ELBOW;HAS,374-9679 | CATERPILLAR | 374-9679
STP_009 - Lot7 | Data Enrichment | SFQ |  | 2023-11-02 |  |  | 1090639 | 1090639 | 1394526 | AU_QM_000238127 |  | ERSA | M | 5910 | 1394526GZPCLNT100 | EA | 3000003 | ELBOW;CAT,438-8638 | ELBOW;CAT,438-8638 | ELBOW;MNFR:CATERPILLAR,PTNO:438-8638 |  | OEM-E-LISTELBOW;CAT,438-8638 | CATERPILLAR | 438-8638
STP_009 - Lot7 | Data Enrichment | SFQ |  | 2023-11-02 |  |  | 1076175 | 1076175 |  |  |  | ERSA | M | 3730 | 1058297GZPCLNT100 | EA | 3000003 | ELBOW;CAT,4N2040 | ELBOW;CAT,4N2040 | ELBOW;MNFR:CATERPILLAR,PTNO:4N2040 |  |  | CATERPILLAR | 4N2040
STP_009 - Lot7 | Data Enrichment | SFQ |  | 2023-11-02 |  |  | 1090638 | 1090638 | 1394529 | AU_QM_000238130 |  | ERSA | M | 5910 | 1394529GZPCLNT100 | EA | 3000003 | ELBOW;CAT,4W-2232 | ELBOW;CAT,4W-2232 | ELBOW;MNFR:CATERPILLAR,PTNO:4W-2232 |  | OEM-E-LISTELBOW;CAT,4W-2232 | CATERPILLAR | 4W-2232
STP_009 - Lot7 | Data Enrichment | SFQ |  | 2023-11-02 |  |  | 1090943 | 1090943 | 1382683 | AU_QM_000222879 |  | ERSA | M | 5910 | 1382683GZPCLNT100 | EA | 3000003 | ELBOW;CAT,4W-4076 | ELBOW;CAT,4W-4076 | ELBOW;MNFR:CATERPILLAR,PTNO:4W-4076 |  | ELBOW;CAT,4W-4076ELBOW;HAS,4W-4076 | CATERPILLAR | 4W-4076
STP_009 - Lot7 | Data Enrichment | SFQ |  | 2023-11-02 |  |  | 1029717 | 1029717 | 1383844 | AU_QM_000224310 |  | ERSA | M | 5910 | 1383844GZPCLNT100 | EA | 3000003 | ELBOW;CAT,5P-3621 | ELBOW;CAT,5P-3621 | ELBOW;MNFR:CATERPILLAR,PTNO:5P-3621 |  | ELBOW;CAT,5P-3621ELBOW;HAS,5P-3621 | CATERPILLAR | 5P-3621
STP_009 - Lot7 | Data Enrichment | SFQ |  | 2023-11-02 |  |  | 1090637 | 1090637 | 1394531 | AU_QM_000238132 |  | ERSA | M | 5910 | 1394531GZPCLNT100 | EA | 3000003 | ELBOW;CAT,5P4536 | ELBOW;CAT,5P4536 | ELBOW;MNFR:CATERPILLAR,PTNO:5P4536 |  | OEM-E-LISTELBOW;CAT,5P4536 | CATERPILLAR | 5P4536
STP_009 - Lot7 | Data Enrichment | SFQ |  | 2023-11-02 |  |  | 1071896 | 1071896 |  |  |  | ERSA | M | 3730 | 1541334GZPCLNT100 | EA | 3000003 | ELBOW;CAT,5p4968 | CODO;CAT,5p4968 | ELBOW;MNFR:CATERPILLAR,PTNO:5p4968 | CODO;MNFR:CATERPILLAR,PTNO:5p4968 |  | CATERPILLAR | 5p4968
STP_009 - Lot7 | Data Enrichment | SFQ |  | 2023-11-02 |  |  | 1090901 | 1090901 | 1383713 | AU_QM_000224157 |  | ERSA | M | 5910 | 1383713GZPCLNT100 | EA | 3000003 | ELBOW;CAT,5T0711 | ELBOW;CAT,5T0711 | ELBOW;MNFR:CATERPILLAR,PTNO:5T0711 |  | ELBOW;CAT,5T0711ELBOW;HAS,5T0711 | CATERPILLAR | 5T0711
STP_009 - Lot7 | Data Enrichment | SFQ |  | 2023-11-02 |  |  | 1071807 | 1071807 |  |  |  | ERSA | M | 3730 | 1304016GZPCLNT100 | EA | 3000003 | ELBOW;CAT,6V2612 | CODO;CAT,6V2612 | ELBOW;MNFR:CATERPILLAR,PTNO:6V2612 | CODO;MNFR:CATERPILLAR,PTNO:6V2612 |  | CATERPILLAR | 6V2612
STP_009 - Lot7 | Data Enrichment | SFQ |  | 2023-11-02 |  |  | 1090905 | 1090905 | 1383572 | AU_QM_000223980 |  | ERSA | M | 5910 | 1383572GZPCLNT100 | EA | 3000003 | ELBOW;CAT,6V5653 | ELBOW;CAT,6V5653 | ELBOW;MNFR:CATERPILLAR,PTNO:6V5653 |  | ELBOW;CAT,6V5653ELBOW;HAS,6V5653 | CATERPILLAR | 6V5653
STP_009 - Lot7 | Data Enrichment | SFQ |  | 2023-11-02 |  |  | 1071643 | 1071643 |  |  |  | ERSA | M | 3730 | 1310010GZPCLNT100 | EA | 3000003 | ELBOW;CAT,6V8624 | CODO;CAT,6V8624 | ELBOW;MNFR:CATERPILLAR,PTNO:6V8624 | CODO;MNFR:CATERPILLAR,PTNO:6V8624 |  | CATERPILLAR | 6V8624
STP_009 - Lot7 | Data Enrichment | SFQ |  | 2023-11-02 |  |  | 1076206 | 1076206 |  |  |  | ERSA | M | 3730 | 1057588GZPCLNT100 | EA | 3000003 | ELBOW;CAT,6V8721 | CODO;CAT,6V8721 | ELBOW;MNFR:CATERPILLAR,PTNO:6V8721 | CODO;MNFR:CATERPILLAR,PTNO:6V8721 |  | CATERPILLAR | 6V8721
STP_009 - Lot7 | Data Enrichment | SFQ |  | 2023-11-02 |  |  | 1090636 | 1090636 | 1394535 | AU_QM_000238136 |  | ERSA | M | 5910 | 1394535GZPCLNT100 | EA | 3000003 | ELBOW;CAT,6V8722 | ELBOW;CAT,6V8722 | ELBOW;MNFR:CATERPILLAR,PTNO:6V8722 |  | OEM-E-LISTELBOW;CAT,6V8722 | CATERPILLAR | 6V8722
STP_009 - Lot7 | Data Enrichment | SFQ |  | 2023-11-02 |  |  | 1090635 | 1090635 | 1394540 | AU_QM_000238142 |  | ERSA | M | 5910 | 1394540GZPCLNT100 | EA | 3000003 | ELBOW;CAT,6V-9796 | ELBOW;CAT,6V-9796 | ELBOW;MNFR:CATERPILLAR,PTNO:6V-9796 |  | OEM-E-LISTELBOW;CAT,6V-9796 | CATERPILLAR | 6V-9796
STP_009 - Lot7 | Data Enrichment | SFQ |  | 2023-11-02 |  |  | 1090672 | 1090672 | 1391563 | AU_QM_000233450 |  | ERSA | M | 5910 | 1391563GZPCLNT100 | EA | 3000003 | ELBOW;CAT,7667650 | ELBOW;CAT,7667650 | ELBOW;MNFR:CATERPILLAR,PTNO:7667650 |  | ELBOW;CAT,7667650ELBOW;HAS,7667650 | CATERPILLAR | 7667650
STP_009 - Lot7 | Data Enrichment | SFQ |  | 2023-11-02 |  |  | 1090634 | 1090634 | 1394542 | AU_QM_000238144 |  | ERSA | M | 5910 | 1394542GZPCLNT100 | EA | 3000003 | ELBOW;CAT,8C3364 | ELBOW;CAT,8C3364 | ELBOW;MNFR:CATERPILLAR,PTNO:8C3364 |  | OEM-E-LISTELBOW;CAT,8C3364 | CATERPILLAR | 8C3364
STP_009 - Lot7 | Data Enrichment | SFQ |  | 2023-11-02 |  |  | 1016947 | 1016947 |  |  |  | ERSA | M | 3730 | 1261449GZPCLNT100 | EA | 3000003 | ELBOW;CAT,8T0119 | CODO;CAT,8T0119 | ELBOW;MNFR:CATERPILLAR,PTNO:8T0119 | CODO;MNFR:CATERPILLAR,PTNO:8T0119 |  | CATERPILLAR | 8T0119
STP_009 - Lot7 | Data Enrichment | SFQ |  | 2023-11-02 |  |  | 1075112 | 1075112 |  |  |  | ERSA | M | 3730 | 1056513GZPCLNT100 | EA | 3000003 | ELBOW;CAT,8T6684 | CODO,CAT,8T6684 | ELBOW;MNFR:CATERPILLAR,PTNO:8T6684 | CODO,MNFR:CATERPILLAR,PTNO:8T6684 |  | CATERPILLAR | 8T6684
STP_009 - Lot7 | Data Enrichment | SFQ |  | 2023-11-02 |  |  | 1185591 | 1185591 |  |  |  | ERSA | M | 3720 | 1555982GZPCLNT100 | EA | 3000461 | ELBOW;DRVT,1J743-12-12,HOSE: 1 3/16-12,4 | CODO;DRVT,1J743-12-12 | ELBOW;MNFR:DRIVETRAIN,PTNO:1J743-12-12,ADDITIONAL FEATURES EN:HOSE: 1 3/16-12,45DEG,HOSE SIZE - 12, FEMALE ORS SWIVEL,(FRA) | CODO;MNFR:DRIVETRAIN,PTNO:1J743-12-12 |  | DRIVETRAIN | 1J743-12-12
STP_009 - Lot7 | Data Enrichment | SFQ |  | 2023-11-02 |  |  | 1185590 | 1185590 |  |  |  | ERSA | M | 3720 | 1555983GZPCLNT100 | EA | 3000461 | ELBOW;DRVT,1J743-4-4,TUBE-HOSE: 1/4 IN | CODO;DRVT,1J743-4-4 | ELBOW;MNFR:DRIVETRAIN,PTNO:1J743-4-4,ADDITIONAL FEATURES EN:TUBE-HOSE: 1/4 IN ,CRIMP HOSE FITTING,TUBE ADAPTER, CONNECTION A,FE | CODO;MNFR:DRIVETRAIN,PTNO:1J743-4-4 |  | DRIVETRAIN | 1J743-4-4
STP_009 - Lot7 | Data Enrichment | SFQ |  | 2023-11-02 |  |  | 1185564 | 1185564 |  |  |  | ERSA | M | 3720 | 1556016GZPCLNT100 | EA | 3000461 | ELBOW;DRVT,1J743-8-8,HOSE: 13/16-16 THRE | CODO;DRVT,1J743-8-8 | ELBOW;MNFR:DRIVETRAIN,PTNO:1J743-8-8,ADDITIONAL FEATURES EN:HOSE: 13/16-16 THREAD,45DEG,HOSE SIZE - 08,FEMALE ORS SWIVEL,(FRA) | CODO;MNFR:DRIVETRAIN,PTNO:1J743-8-8 |  | DRIVETRAIN | 1J743-8-8
STP_009 - Lot7 | Data Enrichment | SFQ |  | 2023-11-02 |  |  | 1185565 | 1185565 |  |  |  | ERSA | M | 3720 | 1556015GZPCLNT100 | EA | 3000461 | ELBOW;DRVT,1J943-12-12,HOSE: 1 3/16-12,9 | CODO;DRVT,1J943-12-12 | ELBOW;MNFR:DRIVETRAIN,PTNO:1J943-12-12,ADDITIONAL FEATURES EN:HOSE: 1 3/16-12,90DEG,SHORT,HOSE SIZE - 12,FEMALE ORS SWIVEL,SHORT | CODO;MNFR:DRIVETRAIN,PTNO:1J943-12-12 |  | DRIVETRAIN | 1J943-12-12
STP_009 - Lot7 | Data Enrichment | SFQ |  | 2023-11-02 |  |  | 1091205 | 1091205 | 1377522 | AU_QM_000216748 |  | ERSA | M | 5910 | 1377522GZPCLNT100 | EA | 3000001 | ELBOW;EPI,0560 1304 03 | ELBOW;EPI,0560 1304 03 | ELBOW;MNFR:EPIROC,PTNO:0560 1304 03 |  | ELBOW;EPI,0560 1304 03ELBOW;EPI,0560 1304 03 | EPIROC | 0560 1304 03
STP_009 - Lot7 | Data Enrichment | SFQ |  | 2023-11-02 |  |  | 1091232 | 1091232 | 1377432 | AU_QM_000216649 |  | ERSA | M | 5910 | 1377432GZPCLNT100 | EA | 3000001 | ELBOW;EPI,0560 1305 03 | ELBOW;EPI,0560 1305 03 | ELBOW;MNFR:EPIROC,PTNO:0560 1305 03 |  | ELBOW;EPI,0560 1305 03ELBOW;EPI,0560 1305 03 | EPIROC | 0560 1305 03
STP_009 - Lot7 | Data Enrichment | SFQ |  | 2023-11-02 |  |  | 1090949 | 1090949 | 1382508 | AU_QM_000222639 |  | ERSA | M | 5910 | 1382508GZPCLNT100 | EA | 3000001 | ELBOW;EPI,0570704109 | ELBOW;EPI,0570704109 | ELBOW;MNFR:EPIROC,PTNO:0570704109 |  | ELBOW;EPI,0570704109ELBOW;EPI,0570704109 | EPIROC | 0570704109
STP_009 - Lot7 | Data Enrichment | SFQ |  | 2023-11-02 |  |  | 1091278 | 1091278 | 1376901 | AU_QM_000216060 |  | ERSA | M | 5910 | 1376901GZPCLNT100 | EA | 3000001 | ELBOW;EPI,3176 6551 00 | ELBOW;EPI,3176 6551 00 | ELBOW;MNFR:EPIROC,PTNO:3176 6551 00 |  | ELBOW;EPI,3176 6551 00ELBOW;EPI,3176 6551 00 | EPIROC | 3176 6551 00
STP_009 - Lot7 | Data Enrichment | SFQ |  | 2023-11-02 |  |  | 1090632 | 1090632 | 1394544 | AU_QM_000238146 |  | ERSA | M | 5910 | 1394544GZPCLNT100 | EA | 3000001 | ELBOW;EPI,5112 3179 73 | ELBOW;EPI,5112 3179 73 | ELBOW;MNFR:EPIROC,PTNO:5112 3179 73 |  | OEM-E-LISTELBOW;EPI,5112 3179 73 | EPIROC | 5112 3179 73
STP_009 - Lot7 | Data Enrichment | SFQ |  | 2023-11-02 |  |  | 1038778 | 1038778 | 1403442 | AU_QM_000248152 |  | ERSA | M | 5915 | 1403442GZPCLNT100 | EA |  | ELBOW;EXTERNAL RISER,90 DEG,NOM 20 MM | ELBOW;EXTERNAL RISER,90 DEG,NOM 20 MM | ELBOW;TYPE:EXTERNAL RISER,ANGLE:90 DEG,NOMINAL SIZE:20 MM,ADDITIONAL FEATURES EN:300W 600R,MNFR:01)CNW,PTNO:01)LUK133R6 |  | ELBOW;EXTERNAL RISER,90 DEG,NOM 20 MMELBOW;EXTERNAL RISER,90DEG,20MM,300W
STP_009 - Lot7 | Data Enrichment | SFQ |  | 2023-11-02 |  |  | 1090631 | 1090631 | 1394547 | AU_QM_000238149 |  | ERSA | M | 5910 | 1394547GZPCLNT100 | EA | 3000006 | ELBOW;KOM,02782-10315 | ELBOW;KOM,02782-10315 | ELBOW;MNFR:KOMATSU MINING SYSTEMS INC.,PTNO:02782-10315 |  | OEM-E-LISTELBOW;KOM,02782-10315 | KOMATSU MINING SYSTEMS INC. | 02782-10315
STP_009 - Lot7 | Data Enrichment | SFQ |  | 2023-11-02 |  |  | 1090630 | 1090630 | 1394548 | AU_QM_000238150 |  | ERSA | M | 5910 | 1394548GZPCLNT100 | EA | 3000006 | ELBOW;KOM,02782-10522 | ELBOW;KOM,02782-10522 | ELBOW;MNFR:KOMATSU MINING SYSTEMS INC.,PTNO:02782-10522 |  | OEM-E-LISTELBOW;KOM,02782-10522 | KOMATSU MINING SYSTEMS INC. | 02782-10522
STP_009 - Lot7 | Data Enrichment | SFQ |  | 2023-11-02 |  |  | 1074031 | 1074031 |  |  |  | ERSA | M | 3770 | 1171175GZPCLNT100 | EA | 3000006 | ELBOW;KOM,07834-00817 | CODO;KOM,07834-00817 | ELBOW;MNFR:KOMATSU,PTNO:07834-00817 | CODO;MNFR:KOMATSU,PTNO:07834-00817 |  | KOMATSU MINING SYSTEMS INC. | ZZ - 07834-00817
STP_009 - Lot7 | Data Enrichment | SFQ |  | 2023-11-02 |  |  | 1090657 | 1090657 | 1391774 | AU_QM_000233720 |  | ERSA | M | 5910 | 1391774GZPCLNT100 | EA | 3000006 | ELBOW;KOM,20Y-62-52160 | ELBOW;KOM,20Y-62-52160 | ELBOW;MNFR:KOMATSU MINING SYSTEMS INC.,PTNO:20Y-62-52160 |  | ELBOW;KOM,20Y-62-52160ELBOW;KOM,20Y-62-52160 | KOMATSU MINING SYSTEMS INC. | 20Y-62-52160
STP_009 - Lot7 | Data Enrichment | SFQ |  | 2023-11-02 |  |  | 1090939 | 1090939 | 1382729 | AU_QM_000222957 |  | ERSA | M | 5910 | 1382729GZPCLNT100 | EA | 3000006 | ELBOW;KOM,21N6436410 | ELBOW;KOM,21N6436410 | ELBOW;MNFR:KOMATSU MINING SYSTEMS INC.,PTNO:21N6436410 |  | ELBOW;KOM,21N6436410ELBOW;KOM,21N6436410 | KOMATSU MINING SYSTEMS INC. | 21N6436410
STP_009 - Lot7 | Data Enrichment | SFQ |  | 2023-11-02 |  |  | 1090628 | 1090628 | 1394550 | AU_QM_000238152 |  | ERSA | M | 5910 | 1394550GZPCLNT100 | EA | 3000006 | ELBOW;KOM,21X6221140 | ELBOW;KOM,21X6221140 | ELBOW;MNFR:KOMATSU MINING SYSTEMS INC.,PTNO:21X6221140 |  | OEM-E-LISTELBOW;KOM,21X6221140 | KOMATSU MINING SYSTEMS INC. | 21X6221140
STP_009 - Lot7 | Data Enrichment | SFQ |  | 2023-11-02 |  |  | 1091365 | 1091365 | 1374724 | AU_QM_000205376 |  | ERSA | M | 5910 | 1374724GZPCLNT100 | EA | 3000006 | ELBOW;KOM,3EB-05-13450 | ELBOW;KOM,3EB-05-13450 | ELBOW;MNFR:KOMATSU MINING SYSTEMS INC.,PTNO:3EB-05-13450 |  | ELBOW;KOM,3EB-05-13450ELBOW;KOM,3EB-05-13450 | KOMATSU MINING SYSTEMS INC. | 3EB-05-13450
STP_009 - Lot7 | Data Enrichment | SFQ |  | 2023-11-02 |  |  | 1091364 | 1091364 | 1374726 | AU_QM_000205378 |  | ERSA | M | 5910 | 1374726GZPCLNT100 | EA | 3000006 | ELBOW;KOM,3EB-05-13452 | ELBOW;KOM,3EB-05-13452 | ELBOW;MNFR:KOMATSU MINING SYSTEMS INC.,PTNO:3EB-05-13452 |  | ELBOW;KOM,3EB-05-13452ELBOW;KOM,3EB-05-13452 | KOMATSU MINING SYSTEMS INC. | 3EB-05-13452
STP_009 - Lot7 | Data Enrichment | SFQ |  | 2023-11-02 |  |  | 1091362 | 1091362 | 1374729 | AU_QM_000205381 |  | ERSA | M | 5910 | 1374729GZPCLNT100 | EA | 3000006 | ELBOW;KOM,3EB-05-32240 | ELBOW;KOM,3EB-05-32240 | ELBOW;MNFR:KOMATSU MINING SYSTEMS INC.,PTNO:3EB-05-32240 |  | ELBOW;KOM,3EB-05-32240ELBOW;KOM,3EB-05-32240 | KOMATSU MINING SYSTEMS INC. | 3EB-05-32240
STP_009 - Lot7 | Data Enrichment | SFQ |  | 2023-11-02 |  |  | 1090669 | 1090669 | 1391627 | AU_QM_000233527 |  | ERSA | M | 5910 | 1391627GZPCLNT100 | EA | 3000006 | ELBOW;KOM,3EB-66-53410 | ELBOW;KOM,3EB-66-53410 | ELBOW;MNFR:KOMATSU MINING SYSTEMS INC.,PTNO:3EB-66-53410 |  | ELBOW;KOM,3EB-66-53410ELBOW;KOM,3EB-66-53410 | KOMATSU MINING SYSTEMS INC. | 3EB-66-53410
STP_009 - Lot7 | Data Enrichment | SFQ |  | 2023-11-02 |  |  | 1090651 | 1090651 | 1392051 | AU_QM_000234073 |  | ERSA | M | 5910 | 1392051GZPCLNT100 | EA | 3000006 | ELBOW;KOM,569-43-84720 | ELBOW;KOM,569-43-84720 | ELBOW;MNFR:KOMATSU MINING SYSTEMS INC.,PTNO:569-43-84720 |  | ELBOW;KOM,569-43-84720ELBOW;KOM,569-43-84720 | KOMATSU MINING SYSTEMS INC. | 569-43-84720
STP_009 - Lot7 | Data Enrichment | SFQ |  | 2023-11-02 |  |  | 1090763 | 1090763 | 1388215 | AU_QM_000229499 |  | ERSA | M | 5910 | 1388215GZPCLNT100 | EA | 3000006 | ELBOW;KOM,569-61-88890 | ELBOW;KOM,569-61-88890 | ELBOW;MNFR:KOMATSU MINING SYSTEMS INC.,PTNO:569-61-88890 |  | ELBOW;KOM,569-61-88890ELBOW;KOM,569-61-88890 | KOMATSU MINING SYSTEMS INC. | 569-61-88890
STP_009 - Lot7 | Data Enrichment | SFQ |  | 2023-11-02 |  |  | 1090650 | 1090650 | 1392052 | AU_QM_000234074 |  | ERSA | M | 5910 | 1392052GZPCLNT100 | EA | 3000006 | ELBOW;KOM,56B-88-12340 | ELBOW;KOM,56B-88-12340 | ELBOW;MNFR:KOMATSU MINING SYSTEMS INC.,PTNO:56B-88-12340 |  | ELBOW;KOM,56B-88-12340ELBOW;KOM,56B-88-12340 | KOMATSU MINING SYSTEMS INC. | 56B-88-12340
STP_009 - Lot7 | Data Enrichment | SFQ |  | 2023-11-02 |  |  | 1183559 | 1183559 |  |  |  | ERSA | M | 2200 | 1562267GZPCLNT100 | EA |  | ELBOW;MTL,AP9200,90DEG,200NB,31448 | CODO; | ELBOW;MATERIAL:METAL,ADDITIONAL FEATURES EN:AP9200,90DEG,200NB,31448,STRONGBACK,15L,HF74,UPHOLE | CODO;
STP_009 - Lot7 | Data Enrichment | SFQ |  | 2023-11-02 |  |  | 1026715 | 1026715 | 1371500 | AU_QM_000195884 |  | ERSA | M | 5910 | 1371500GZPCLNT100 | EA | 3000030 | ELBOW;OUT,3080 | ELBOW;OUT,3080 | ELBOW;MNFR:OUTOTEC,PTNO:3080 |  | ELBOW;OUT,3080ELBOW;OUT,3080 | OUTOTEC | 3080
STP_009 - Lot7 | Data Enrichment | SFQ |  | 2023-11-02 |  |  | 1027522 | 1027522 | 1371525 | AU_QM_000195911 |  | ERSA | M | 5910 | 1371525GZPCLNT100 | EA | 3000030 | ELBOW;OUT,3081 | ELBOW;OUT,3081 | ELBOW;MNFR:OUTOTEC,PTNO:3081 |  | ELBOW;OUT,3081ELBOW;OUT,3081 | OUTOTEC | 3081
STP_009 - Lot7 | Data Enrichment | SFQ |  | 2023-11-02 |  |  | 1026714 | 1026714 | 1371501 | AU_QM_000195885 |  | ERSA | M | 5910 | 1371501GZPCLNT100 | EA | 3000030 | ELBOW;OUT,3082 | ELBOW;OUT,3082 | ELBOW;MNFR:OUTOTEC,PTNO:3082 |  | ELBOW;OUT,3082ELBOW;OUT,3082 | OUTOTEC | 3082
STP_009 - Lot7 | Data Enrichment | SFQ |  | 2023-11-02 |  |  | 1027521 | 1027521 | 1371529 | AU_QM_000195915 |  | ERSA | M | 5910 | 1371529GZPCLNT100 | EA | 3000030 | ELBOW;OUT,3083 | ELBOW;OUT,3083 | ELBOW;MNFR:OUTOTEC,PTNO:3083 |  | ELBOW;OUT,3083ELBOW;OUT,3083 | OUTOTEC | 3083
STP_009 - Lot7 | Data Enrichment | SFQ |  | 2023-11-02 |  |  | 1026710 | 1026710 | 1371512 | AU_QM_000195897 |  | ERSA | M | 5910 | 1371512GZPCLNT100 | EA | 3000030 | ELBOW;OUT,3084 | ELBOW;OUT,3084 | ELBOW;MNFR:OUTOTEC,PTNO:3084 |  | ELBOW;OUT,3084ELBOW;OUT,3084 | OUTOTEC | 3084
STP_009 - Lot7 | Data Enrichment | SFQ |  | 2023-11-02 |  |  | 1008127 | 1008127 |  |  |  | ERSA | M | 5000 | 1611081GZPCLNT100 | EA | 3000010 | ELBOW;SAN,69-335-588 | CODO;SAN,69-335-588 | ELBOW;MNFR:SANDVIK,PTNO:69-335-588 | CODO;MNFR:SANDVIK,PTNO:69-335-588 |  | SANDVIK | 69-335-588
STP_009 - Lot7 | Data Enrichment | SFQ |  | 2023-11-02 |  |  | 1008232 | 1008232 |  |  |  | ERSA | M | 5000 | 1611709GZPCLNT100 | EA | 3000010 | ELBOW;SAN,80703 | CODO;SAN,80703 | ELBOW;MNFR:SANDVIK,PTNO:80703 | CODO;MNFR:SANDVIK,PTNO:80703 |  | SANDVIK | 80703
STP_009 - Lot7 | Data Enrichment | SFQ |  | 2023-11-02 |  |  | 1012615 | 1012615 |  |  |  | ERSA | M | 5910 | 1614746GZPCLNT100 | EA | 3000010 | ELBOW;SAN,BG01421573 | CODO;SAN,BG01421573 | ELBOW;MNFR:SANDVIK,PTNO:BG01421573 | CODO;MNFR:SANDVIK,PTNO:BG01421573 |  | SANDVIK | BG01421573
STP_009 - Lot7 | Data Enrichment | SFQ |  | 2023-11-02 |  |  | 1073172 | 1073172 |  |  | X | ERSA | M | 5000 | 1612622GZPCLNT100 | EA | 3000010 | ELBOW;SAN,G434560 | CODO;SAN,G434560 | ELBOW;MNFR:SANDVIK,PTNO:G434560,ADDITIONAL FEATURES EN:ANGLE:90 DEG | CODO;MNFR:SANDVIK,PTNO:G434560 |  | SANDVIK
STP_009 - Lot7 | Data Enrichment | SFQ |  | 2023-11-02 |  |  | 1090941 | 1090941 | 1382709 | AU_QM_000222926 |  | ERSA | M | 5910 | 1382709GZPCLNT100 | EA | 3000011 | ELBOW;TER,PP2387200 | ELBOW;TER,PP2387200 | ELBOW;MNFR:TEREX,PTNO:PP2387200 |  | ELBOW;TER,PP2387200ELBOW;TER,PP2387200 | TEREX | PP2387200
STP_009 - Lot7 | Data Enrichment | SFQ |  | 2023-11-02 |  |  | 1090664 | 1090664 | 1391654 | AU_QM_000233559 |  | ERSA | M | 5910 | 1391654GZPCLNT100 | EA | 3000035 | ELBOW;WAR,19689013 | ELBOW;WAR,19689013 | ELBOW;MNFR:WARMAN,PTNO:19689013 |  | ELBOW;WAR,19689013ELBOW;WEI,19689013 | WARMAN | 19689013
STP_009 - Lot7 | Data Enrichment | VNE |  | 2023-11-02 |  |  | 1001367 | 1001367 |  |  |  | ERSA | M | 5000 | 1601319GZPCLNT100 | EA | 3000010 | CONTROLLER;SAN,BG00784927 | CONTROLADOR;SAN,BG00784927 | CONTROLLER;MNFR:SANDVIK,PTNO:BG00784927 | CONTROLADOR;MNFR:SANDVIK,PTNO:BG00784927 |  | SANDVIK | BG00784927 | 1068336 @@ SANDVIK MINING & CONSTRUCTION | BG00784927
STP_009 - Lot7 | Data Enrichment | SYC |  | 2023-11-02 |  |  | 1001995 | 1001995 |  |  |  | ERSA | M | 5000 | 1591316GZPCLNT100 | EA | 3000010 | DIAPHRAGM;SAN,55003625 | DIAFRAG;SAN,55003625 | DIAPHRAGM;MNFR:SANDVIK,PTNO:55003625 | DIAFRAGMA;MNFR:SANDVIK,PTNO:55003625 |  | SANDVIK | 55003625 | 1068336 @@ SANDVIK MINING & CONSTRUCTION | 55003625
STP_009 - Lot7 | Data Enrichment | SYC |  | 2023-11-02 |  |  | 1002043 | 1002043 |  |  |  | ERSA | M | 5000 | 1590322GZPCLNT100 | EA | 3000010 | DIAPHRAGM;SAN,15374678 | DIAFRAG;SAN,15374678 | DIAPHRAGM;MNFR:SANDVIK,PTNO:15374678 | DIAFRAGMA;MNFR:SANDVIK,PTNO:15374678 |  | SANDVIK | 15374678 | 1068336 @@ SANDVIK MINING & CONSTRUCTION | 15374678
STP_009 - Lot7 | Data Enrichment | VNE |  | 2023-11-02 |  |  | 1002592 | 1002592 |  |  |  | ERSA | M | 5000 | 1580567GZPCLNT100 | EA | 3000010 | CONTROLLER;SAN,BG00224814 | CONTROLADOR;SAN,BG00224814 | CONTROLLER;MNFR:SANDVIK,PTNO:BG00224814,ADDITIONAL FEATURES EN:REMOTE UNIT JACK LEGS | CONTROLADOR;MNFR:SANDVIK,PTNO:BG00224814 |  | SANDVIK | BG00224814 | 1068089 @@ SANDVIK MINING & CONSTRUCTION | BG00224814 | 1068336 @@ SANDVIK MINING & CONSTRUCTION | BG00224814
STP_009 - Lot7 | Data Enrichment | SFQ |  | 2023-11-02 |  |  | 1003090 | 1003090 |  |  |  | ERSA | M | 5955 | 1587920GZPCLNT100 | EA | 3000010 | ELBOW;SAN,85883989 | CODO;SAN,85883989 | ELBOW;MNFR:SANDVIK,PTNO:85883989 | CODO;MNFR:SANDVIK,PTNO:85883989 |  | SANDVIK | 85883989 | 1068336 @@ SANDVIK MINING & CONSTRUCTION | 85883989
STP_009 - Lot7 | Data Enrichment | SFQ |  | 2023-11-02 |  |  | 1003094 | 1003094 |  |  |  | ERSA | M | 5955 | 1587420GZPCLNT100 | EA | 3000010 | ELBOW;SAN,03480868,FTG | CODO;SAN,03480868 | ELBOW;MNFR:SANDVIK,PTNO:03480868,ADDITIONAL FEATURES EN:FITTING | CODO;MNFR:SANDVIK,PTNO:03480868 |  | SANDVIK | 03480868 | 1068336 @@ SANDVIK MINING & CONSTRUCTION | 3480868
STP_009 - Lot7 | Data Enrichment | SYC |  | 2023-11-02 |  |  | 1003126 | 1003126 |  |  |  | ERSA | M | 5000 | 1590323GZPCLNT100 | EA | 3000010 | DIAPHRAGM;SAN,15374708 | DIAFRAG;SAN,15374708 | DIAPHRAGM;MNFR:SANDVIK,PTNO:15374708 | DIAFRAGMA;MNFR:SANDVIK,PTNO:15374708 |  | SANDVIK | 15374708 | 1068336 @@ SANDVIK MINING & CONSTRUCTION | 15374708
STP_009 - Lot7 | Data Enrichment | SFQ |  | 2023-11-02 |  |  | 1005037 | 1005037 | 1350278 | AU_QM_000132600 |  | ERSA | M | 5910 | 1350278GZPCLNT100 | EA | 3000027 | ELBOW;MET,7002421218 | ELBOW;MET,7002421218 | ELBOW;MNFR:METSO,PTNO:7002421218 |  | ELBOW ADAPTER:ELBOW ADAPTER;;ADJUSTMENT RING GEAR ASSY | METSO | 7002421218 | 1068104 @@ METSO OUTOTEC AUSTRALIA LIMITED | 7002421218
STP_009 - Lot7 | Data Enrichment | SFQ |  | 2023-11-02 |  |  | 1005119 | 1005119 | 1354593 | AU_QM_000143790 |  | ERSA | M | 5910 | 1354593GZPCLNT100 | EA | 3000030 | ELBOW;OUT,536869 | ELBOW;OUT,536869 | ELBOW;MNFR:OUTOTEC,PTNO:536869 |  | ELBOW,TUBE-BOSS;SWIVEL ELBOW FITTING;OSH 4751/4771;;OPTI | OUTOTEC | 536869 | 1068243 @@ OUTOTEC PTY LTD | 536869
STP_009 - Lot7 | Data Enrichment | VNE |  | 2023-11-02 |  |  | 1005199 | 1005199 |  |  |  | ERSA | M | 5920 | 1355242GZPCLNT100 | EA | 3000014 | CONTROLLER;ABB,3BSE018104R1 | CONTROLLER;ABB,3BSE018104R1 | CONTROLLER;MNFR:ABB,PTNO:3BSE018104R1 |  |  | ABB | 3BSE018104R1 | 1068321 @@ ABB AUSTRALIA PTY LTD | 3BSE018104R1
STP_009 - Lot7 | Data Enrichment | KIB |  | 2023-11-02 |  |  | 1005514 | 1005514 | 1437604 | AU_QM_000957332 |  | ERSA | M | 4075 | 1437604GZPCLNT100 | EA | 3000035 | BEND;WAR,04051CVXAP62 | BEND;WAR,04051CVXAP62 | BEND;MNFR:WARMAN,PTNO:04051CVXAP62 |  | BEND,PIPE:OVERFLOW PIPE;CAVEX 100CVX CYCLONE;LIM | WARMAN | 04051CVXAP62 | 1068227 @@ WEIR MINERALS AUSTRALIA LTD | 04051CVXAP63
STP_009 - Lot7 | Data Enrichment | PVJ |  | 2023-11-02 |  |  | 1008190 | 1008190 |  |  |  | ERSA | M | 3770 | 1614120GZPCLNT100 | EA | 3000006 | CARTRIDGE;KOM,600-411-5110 | CARTUCHO;KOM,600-411-5110 | CARTRIDGE;MNFR:KOMATSU MINING SYSTEMS INC.,PTNO:600-411-5110 | CARTUCHO;MNFR:KOMATSU MINING SYSTEMS INC.,PTNO:600-411-5110 |  | KOMATSU MINING SYSTEMS INC. | 600-411-5110 | 1068287 @@ KOMATSU AUSTRALIA PTY LTD | 600-411-5110
STP_009 - Lot7 | Data Enrichment | SFQ |  | 2023-11-02 |  |  | 1008231 | 1008231 |  |  |  | ERSA | M | 5000 | 1611711GZPCLNT100 | EA | 3000010 | ELBOW;SAN,80705 | CODO;SAN,80705 | ELBOW;MNFR:SANDVIK,PTNO:80705 | CODO;MNFR:SANDVIK,PTNO:80705 |  | SANDVIK | 80705 | 1068521 @@ ATLAS STEELS PTY LTD | 80705
STP_009 - Lot7 | Data Enrichment | PVJ |  | 2023-11-02 |  |  | 1008376 | 1008376 |  |  |  | ERSA | M | 5000 | 1597505GZPCLNT100 | EA | 3000010 | CARTRIDGE;SAN,81780659 | CARTUCHO;SAN,81780659 | CARTRIDGE;MNFR:SANDVIK,PTNO:81780659 | CARTUCHO;MNFR:SANDVIK,PTNO:81780659 |  | SANDVIK | 81780659 | 1068336 @@ SANDVIK MINING & CONSTRUCTION | 81780659
STP_009 - Lot7 | Data Enrichment | CIR |  | 2023-11-02 |  |  | 1008651 | 1008651 |  |  |  | ERSA | M | 5000 | 1560345GZPCLNT100 | EA | 3000010 | CURTAIN;SAN,BG01406417 | LUZ;SAN,BG01406417 | LIGHT;MNFR:SANDVIK,PTNO:BG01406417,ADDITIONAL FEATURES EN:BARRIER RECEIVER,AUTOMATION | LUZ;MNFR:SANDVIK,PTNO:BG01406417 |  | SANDVIK | BG01406417 | 1068336 @@ SANDVIK MINING & CONSTRUCTION | BG01406417
STP_009 - Lot7 | Data Enrichment | VNE |  | 2023-11-02 |  |  | 1008813 | 1008813 |  |  |  | ERSA | M | 5000 | 1593638GZPCLNT100 | EA | 3000010 | CONTROLLER;SAN,55190616 | CONTROLADOR;SAN,55190616 | CONTROLLER;MNFR:SANDVIK,PTNO:55190616 | CONTROLADOR;MNFR:SANDVIK,PTNO:55190616 |  | SANDVIK | 55190616 | 1068336 @@ SANDVIK MINING & CONSTRUCTION | 55190616
STP_009 - Lot7 | Data Enrichment | PVJ |  | 2023-11-02 |  |  | 1008819 | 1008819 |  |  |  | ERSA | M | 5000 | 1594069GZPCLNT100 | EA | 3000010 | CARTRIDGE;SAN,55216615 | CARTUCHO;SAN,55216615 | CARTRIDGE;MNFR:SANDVIK,PTNO:55216615 | CARTUCHO;MNFR:SANDVIK,PTNO:55216615 |  | SANDVIK | 55216615 | 1068336 @@ SANDVIK MINING & CONSTRUCTION | 55216615
STP_009 - Lot7 | Data Enrichment | PVJ |  | 2023-11-02 |  |  | 1008832 | 1008832 |  |  |  | ERSA | M | 5000 | 1594745GZPCLNT100 | EA | 3000010 | CARTRIDGE;SAN,56017691 | CARTUCHO;SAN,56017691 | CARTRIDGE;MNFR:SANDVIK,PTNO:56017691 | CARTUCHO;MNFR:SANDVIK,PTNO:56017691 |  | SANDVIK | 56017691 | 1068336 @@ SANDVIK MINING & CONSTRUCTION | 56017691
STP_009 - Lot7 | Data Enrichment | PVJ |  | 2023-11-02 |  |  | 1008982 | 1008982 |  |  |  | ERSA | M | 5000 | 1612086GZPCLNT100 | EA | 3000010 | DECAL;SAN,04182459 | CALCOMANIA;SAN,04182459 | DECAL;MNFR:SANDVIK,PTNO:04182459 | CALCOMANIA;MNFR:SANDVIK,PTNO:04182459 |  | SANDVIK | 04182459 | 1068336 @@ SANDVIK MINING & CONSTRUCTION | 4182459
STP_009 - Lot7 | Data Enrichment | SFQ |  | 2023-11-02 |  |  | 1009050 | 1009050 |  |  |  | ERSA | M | 5000 | 1612200GZPCLNT100 | EA | 3000010 | ELBOW;SAN,81670879 | CODO;SAN,81670879 | ELBOW;MNFR:SANDVIK,PTNO:81670879 | CODO;MNFR:SANDVIK,PTNO:81670879 |  | SANDVIK | 81670879 | 1068336 @@ SANDVIK MINING & CONSTRUCTION | 81670879
STP_009 - Lot7 | Data Enrichment | VNE |  | 2023-11-02 |  |  | 1009474 | 1009474 | 1350620 | AU_QM_000134026 |  | ERSA | M | 5920 | 1350620GZPCLNT100 | EA | 3000000 | CONTROLLER;ATL,9120 0896 67 | CONTROLLER;ATL,9120 0896 67 | CONTROLLER;MNFR:ATLAS COPCO,PTNO:9120 0896 67 |  | CONTROLLER: CONTROLLER;SPARE PART SET; | ATLAS COPCO | 9120 0896 67 | 1068108 @@ EPIROC AUSTRALIA PTY LTD | 9120 0896 67
STP_009 - Lot7 | Data Enrichment | PVJ |  | 2023-11-02 |  |  | 1009688 | 1009688 | 1457911 | AU_QM_001309632 |  | ERSA | M | 5910 | 1457911GZPCLNT100 | EA | 3000000 | CHANNEL;ATL,9772012807 | CHANNEL;ATL,9772012807 | CHANNEL;MNFR:ATLAS COPCO,PTNO:9772012807 |  | CHANNEL,VEH WINDOW GLASS: WINDOW GLASS FRONT; | ATLAS COPCO | 9772012807 | 1068108 @@ EPIROC AUSTRALIA PTY LTD | 9772012807
STP_009 - Lot7 | Data Enrichment | PVJ |  | 2023-11-02 |  |  | 1009689 | 1009689 | 1457912 | AU_QM_001309640 |  | ERSA | M | 5910 | 1457912GZPCLNT100 | EA | 3000000 | CHANNEL;ATL,9772012808 | CHANNEL;ATL,9772012808 | CHANNEL;MNFR:ATLAS COPCO,PTNO:9772012808 |  | CHANNEL,VEH WINDOW GLASS: WINDOW GLASS 1/4 RH ENGINE SIDE; | ATLAS COPCO | 9772012808 | 1068108 @@ EPIROC AUSTRALIA PTY LTD | 9772012808
STP_009 - Lot7 | Data Enrichment | PVJ |  | 2023-11-02 |  |  | 1009690 | 1009690 | 1457913 | AU_QM_001309657 |  | ERSA | M | 5910 | 1457913GZPCLNT100 | EA | 3000000 | CHANNEL;ATL,9772012809 | CHANNEL;ATL,9772012809 | CHANNEL;MNFR:ATLAS COPCO,PTNO:9772012809 |  | CHANNEL,VEH WINDOW GLASS: WINDOW GLASS REAR; | ATLAS COPCO | 9772012809 | 1068108 @@ EPIROC AUSTRALIA PTY LTD | 9772012809
STP_009 - Lot7 | Data Enrichment | PVJ |  | 2023-11-02 |  |  | 1009691 | 1009691 | 1457915 | AU_QM_001309673 |  | ERSA | M | 5910 | 1457915GZPCLNT100 | EA | 3000000 | CHANNEL;ATL,5541421600 | CHANNEL;ATL,5541421600 | CHANNEL;MNFR:ATLAS COPCO,PTNO:5541421600 |  | CHANNEL,VEH WINDOW GLASS: WINDOW SLIDING WINDOW INC FRAME; | ATLAS COPCO | 5541421600 | 1068108 @@ EPIROC AUSTRALIA PTY LTD | 5541421600
STP_009 - Lot7 | Data Enrichment | SFQ |  | 2023-11-02 |  |  | 1009779 | 1009779 |  |  |  | ERSA | M | 3770 | 1614242GZPCLNT100 | EA | 3000006 | ELBOW;KOM,02783-10210 | CODO;KOM,02783-10210 | ELBOW;MNFR:KOMATSU MINING SYSTEMS INC.,PTNO:02783-10210 | CODO;MNFR:KOMATSU MINING SYSTEMS INC.,PTNO:02783-10210 |  | KOMATSU MINING SYSTEMS INC. | 02783-10210 | 1068287 @@ KOMATSU AUSTRALIA PTY LTD | 02783-10210
STP_009 - Lot7 | Data Enrichment | VNE |  | 2023-11-02 |  |  | 1010044 | 1010044 |  |  |  | ERSA | M | 1600 | 1605242GZPCLNT100 | EA | 3000247 | CONTROLLER,PWR;CARG,125-0691 | REGULADOR POTEN;CARG,125-0691 | CONTROLLER,POWER;MNFR:CARLO GAVAZZI INC,PTNO:125-0691 | REGULADOR POTENCIA;MNFR:CARLO GAVAZZI INC,PTNO:125-0691 |  | CARLO GAVAZZI INC | 125-0691 | 1068206 @@ RS COMPONENTS PTY LTD | 125-0691
STP_009 - Lot7 | Data Enrichment | CIR |  | 2023-11-02 |  |  | 1010123 | 1010123 |  |  |  | ERSA | M | 5915 | 1605078GZPCLNT100 | EA | 3000028 | BOARD;MIT,QMK465679,BRAKE VALVE SET | PLACA IMPR;MIT,QMK465679 | BOARD;MNFR:MITSUBISHI,PTNO:QMK465679,ADDITIONAL FEATURES EN:BRAKE VALVE SET | PLACA IMPRESA;MNFR:MITSUBISHI,PTNO:QMK465679 |  | MITSUBISHI | QMK465679 | 1068259 @@ RGM MAINTENANCE PTY LTD | QMK465679
STP_009 - Lot7 | Data Enrichment | VNE |  | 2023-11-02 |  |  | 1010365 | 1010365 |  |  |  | ERSA | M | 5100 | 1585953GZPCLNT100 | EA |  | CONTROLLER;OSS IC2 | CONTROLADOR; | CONTROLLER;TYPE:OSS IC2,PTNO:X300611-00851 | CONTROLADOR;,PTNO:X300611-00851 |  |  | X300611-00851 | 1068186 @@ CROWN EQUIPMENT | X300611-00851
STP_009 - Lot7 | Data Enrichment | VNE |  | 2023-11-02 |  |  | 1010927 | 1010927 |  |  |  | ERSA | M | 5000 | 1616258GZPCLNT100 | EA | 3000010 | CONTROLLER;SAN,QI341,WIRED TRACKING REMO | CONTROLADOR;SAN,QI341 | CONTROLLER;MNFR:SANDVIK,PTNO:QI341,ADDITIONAL FEATURES EN:WIRED TRACKING REMOTE FINTEC 1080 | CONTROLADOR;MNFR:SANDVIK,PTNO:QI341 |  | SANDVIK | QI341 | 1069202 @@ PORTER EQUIPMENT AUSTRALIA PTY LTD | SVEL9786
STP_009 - Lot7 | Data Enrichment | VNE |  | 2023-11-02 |  |  | 1011621 | 1011621 |  |  |  | ERSA | M | 4090 | 1609325GZPCLNT100 | EA | 3000024 | CONTROLLER;ISU,NG-TK-41-4658,CLIMA AIR | CONTROLADOR;ISU,NG-TK-41-4658 | CONTROLLER;MNFR:ISUZU,PTNO:NG-TK-41-4658,ADDITIONAL FEATURES EN:CLIMA AIR | CONTROLADOR;MNFR:ISUZU,PTNO:NG-TK-41-4658 |  | ISUZU | NG-TK-41-4658 | 1068514 @@ AP TOWNSVILLE P/L T/A TONY IRELA | NG-TK-41-4658
STP_009 - Lot7 | Data Enrichment | PVJ |  | 2023-11-02 |  |  | 1011844 | 1011844 |  |  |  | ERSA | M | 3730 | 1614225GZPCLNT100 | EA | 3000003 | CARTRIDGE;CAT,445-1249,GP,TURBOCHARGER | CARTUCHO;CAT,445-1249 | CARTRIDGE;MNFR:CATERPILLAR,PTNO:445-1249,ADDITIONAL FEATURES EN:GROUP,TURBOCHARGER | CARTUCHO;MNFR:CATERPILLAR,PTNO:445-1249 |  | CATERPILLAR | 445-1249 | 1068196 @@ HASTINGS DEERING(AUSTRALIA) LTD | 445-1249
STP_009 - Lot7 | Data Enrichment | PVJ |  | 2023-11-02 |  |  | 1011852 | 1011852 |  |  |  | ERSA | M | 5810 | 1614264GZPCLNT100 | EA | 3000027 | DISPLAY;MET,MM0498257,UNT | DISPLAY;MET,MM0498257 | DISPLAY;MNFR:METSO,PTNO:MM0498257,ADDITIONAL FEATURES EN:UNIT | DISPLAY;MNFR:METSO,PTNO:MM0498257 |  | METSO | MM0498257 | 1068104 @@ METSO OUTOTEC AUSTRALIA LIMITED | MM0498257
STP_009 - Lot7 | Data Enrichment | SFQ |  | 2023-11-02 |  |  | 1011902 | 1011902 |  |  |  | ERSA | M | 3730 | 1608533GZPCLNT100 | EA | 3000003 | ELBOW;CAT,8C8988 | CODO;CAT,8C8988 | ELBOW;MNFR:CATERPILLAR,PTNO:8C8988 | CODO;MNFR:CATERPILLAR,PTNO:8C8988 |  | CATERPILLAR | 8C8988 | 1068196 @@ HASTINGS DEERING(AUSTRALIA) LTD | 8C8988
STP_009 - Lot7 | Data Enrichment | VNE |  | 2023-11-02 |  |  | 1012141 | 1012141 |  |  |  | ERSA | M | 5915 | 1586653GZPCLNT100 | EA | 3000024 | CONTROLLER;ISU,8980129740,ENGN,UNT,ECU | CONTROLADOR;ISU,8980129740 | CONTROLLER;MNFR:ISUZU,PTNO:8980129740,ADDITIONAL FEATURES EN:ENGINE,UNIT,ECU, SUITS FRD/FRR/FSS 2003-2006 6HK1 ENGINE | CONTROLADOR;MNFR:ISUZU,PTNO:8980129740 |  | ISUZU | 8980129740 | 1068514 @@ AP TOWNSVILLE P/L T/A TONY IRELA | IS-8980129740
STP_009 - Lot7 | Data Enrichment | KIB |  | 2023-11-02 |  |  | 1012237 | 1012237 |  |  |  | ERSA | M | 2210 | 1606950GZPCLNT100 | EA |  | BEND,PIPE;PVC,SMOOTH SW,90 DEG | TUBERIA CURVA; | BEND,PIPE;ADDITIONAL FEATURES EN:PVC,SMOOTH SW,90 DEG,PTNO:1503501 | TUBERIA CURVA;,PTNO:1503501 |  |  | 1503501 | 1068155 @@ REECE PTY LTD | 1503501
STP_009 - Lot7 | Data Enrichment | VNE |  | 2023-11-02 |  |  | 1012240 | 1012240 |  |  |  | ERSA | M | 5955 | 1606953GZPCLNT100 | EA |  | CONTROLLER,RADIO;HBC RADIOMATIC, FST 516 | CONTROLADOR RADIO; | CONTROLLER,RADIO;ADDITIONAL FEATURES EN:HBC RADIOMATIC, FST 516 MICRON 5 AU-5, HAN 32 LEAD/PLUG,PTNO:FST 516 MICRON 5 AU-5 | CONTROLADOR RADIO;,PTNO:FST 516 MICRON 5 AU-5 |  |  | FST 516 MICRON 5 AU-5 | 1068634 @@ CTS CRANE TECHNICAL SERVICES P/L | FST 516 MICRON 5 AU-5
STP_009 - Lot7 | Data Enrichment | PVJ |  | 2023-11-02 |  |  | 1012304 | 1012304 |  |  |  | ERSA | M | 4090 | 1607976GZPCLNT100 | EA | 3000013 | DECAL;VOL,11444283,LID FUSE | CALCOMANIA;VOL,11444283 | DECAL;MNFR:VOLVO,PTNO:11444283,ADDITIONAL FEATURES EN:LID FUSE | CALCOMANIA;MNFR:VOLVO,PTNO:11444283 |  | VOLVO | 11444283 | 1068317 @@ SMH EQUIPMENT PTY LTD | 11444283
STP_009 - Lot7 | Data Enrichment | PVJ |  | 2023-11-02 |  |  | 1012513 | 1012513 |  |  |  | ERSA | M | 2600 | 1610255GZPCLNT100 | EA | 3000418 | CARTRIDGE;BORT,5308315,HYD RELIEF ELECTR | CARTUCHO;BORT,5308315 | CARTRIDGE;MNFR:BOART LONGYEAR,PTNO:5308315,ADDITIONAL FEATURES EN:HYD RELIEF ELECTRO-PROP INV 24VDC DEUTSCH 350BAR | CARTUCHO;MNFR:BOART LONGYEAR,PTNO:5308315 |  | BOART LONGYEAR | 5308315 | 1068617 @@ BOART LONGYEAR PTY LTD | 5308315
STP_009 - Lot7 | Data Enrichment | PVJ |  | 2023-11-02 |  |  | 1012514 | 1012514 |  |  |  | ERSA | M | 2600 | 1610256GZPCLNT100 | EA | 3000418 | CARTRIDGE;BORT,5308407,HYD PRESSURE REDU | CARTUCHO;BORT,5308407 | CARTRIDGE;MNFR:BOART LONGYEAR,PTNO:5308407,ADDITIONAL FEATURES EN:HYD PRESSURE REDUCING 70-280 BAR | CARTUCHO;MNFR:BOART LONGYEAR,PTNO:5308407 |  | BOART LONGYEAR | 5308407 | 1068617 @@ BOART LONGYEAR PTY LTD | 5308407
STP_009 - Lot7 | Data Enrichment | CIR |  | 2023-11-02 |  |  | 1012587 | 1012587 |  |  |  | ERSA | M | 1600 | 1614275GZPCLNT100 | EA | 3000317 | CHARGER;MILW,M18HOSPD802B | CARGADOR;MILW,M18HOSPD802B | CHARGER;MNFR:MILWAUKEE ELECTRIC TOOL,PTNO:M18HOSPD802B | CARGADOR;MNFR:MILWAUKEE ELECTRIC TOOL,PTNO:M18HOSPD802B |  | MILWAUKEE ELECTRIC TOOL | M18HOSPD802B | 1068254 @@ MOUNT ISA MINING SUPPLIES P/L | M18HOSPD802B
STP_009 - Lot7 | Data Enrichment | PVJ |  | 2023-11-02 |  |  | 1012591 | 1012591 |  |  |  | ERSA | M | 5100 | 1614286GZPCLNT100 | EA | 3000001 | DISPLAY;EPI,9106972070,APC SCREEN | DISPLAY;EPI,9106972070 | DISPLAY;MNFR:EPIROC,PTNO:9106972070,ADDITIONAL FEATURES EN:APC SCREEN | DISPLAY;MNFR:EPIROC,PTNO:9106972070 |  | EPIROC | 9106972070 | 1068108 @@ EPIROC AUSTRALIA PTY LTD | 9106972070
STP_009 - Lot7 | Data Enrichment | CIR |  | 2023-11-02 |  |  | 1012688 | 1012688 |  |  |  | ERSA | M | 1600 | 1616706GZPCLNT100 | EA | 3000032 | BOARD;SIE,PCA,FINAL ASSY 24VDC,I/O | PLACA IMPR;SIE,PCA,FINAL ASSY 24VDC | BOARD;MNFR:SIEMENS,PTNO:PCA,FINAL ASSY 24VDC,ADDITIONAL FEATURES EN:I/O | PLACA IMPRESA;MNFR:SIEMENS,PTNO:PCA,FINAL ASSY 24VDC |  | SIEMENS | PCA,FINAL ASSY 24VDC | 1075876 @@ SIEMENS LARGE DRIVES PTY LTD | PCA,FINAL ASSY 24VDC USER I/O BOAR
STP_009 - Lot7 | Data Enrichment | SFQ |  | 2023-11-02 |  |  | 1012872 | 1012872 |  |  |  | ERSA | M | 1540 | 1588418GZPCLNT100 | EA | 3000027 | ELBOW;MET,N02420142,HP6 CRUSHER,90 DEG | CODO;MET,N02420142 | ELBOW;MNFR:METSO,PTNO:N02420142,ADDITIONAL FEATURES EN:HP6 CRUSHER,90 DEG | CODO;MNFR:METSO,PTNO:N02420142 |  | METSO | N02420142 | 1068104 @@ METSO OUTOTEC AUSTRALIA LIMITED | N02420142
STP_009 - Lot7 | Data Enrichment | SFQ |  | 2023-11-02 |  |  | 1013277 | 1013277 |  |  |  | ERSA | M | 2200 | 1614614GZPCLNT100 | EA | 3000418 | ELBOW;BORT,28020,90 DEG,2 IN NPT M/F | CODO;BORT,28020 | ELBOW;MNFR:BOART LONGYEAR,PTNO:28020,ADDITIONAL FEATURES EN:90 DEG,2 IN NPT M/F | CODO;MNFR:BOART LONGYEAR,PTNO:28020 |  | BOART LONGYEAR | 28020 | 1068617 @@ BOART LONGYEAR PTY LTD | 28020
STP_009 - Lot7 | Data Enrichment | CIR |  | 2023-11-02 |  |  | 1013299 | 1013299 |  |  |  | ERSA | M | 1600 | 1614639GZPCLNT100 | EA | 3000344 | CONTROL STATION,PENDT;SCHN,XACA4913,4 PU | ESTACION MANDO CONT;SCHN,XACA4913 | CONTROL STATION,PENDANT;MNFR:SCHNEIDER INC,PTNO:XACA4913,ADDITIONAL FEATURES EN:4 PUSH BUTTONS,1 EMERGENCY STOP | ESTACION MANDO Y CONTROL;MNFR:SCHNEIDER INC,PTNO:XACA4913 |  | SCHNEIDER INC | XACA4913 | 1068181 @@ CNW (MOUNT ISA) ELECT WHOLESALER | SCHXACA4913
STP_009 - Lot7 | Data Enrichment | PVJ |  | 2023-11-02 |  |  | 1013319 | 1013319 |  |  |  | ERSA | M | 5905 | 1615054GZPCLNT100 | EA | 3000292 | CARTRIDGE,FLTR;HYDA,2600 R 003 BN4HC | FILTRO CARTU;HYDA,2600 R 003 BN4HC | CARTRIDGE,FILTER;MNFR:HYDAC,PTNO:2600 R 003 BN4HC | FILTRO CARTUCHO;MNFR:HYDAC,PTNO:2600 R 003 BN4HC |  | HYDAC | 2600 R 003 BN4HC | 1068342 @@ ISADRAULICS | 2600 R 003 BN4HC
STP_009 - Lot7 | Data Enrichment | CIR |  | 2023-11-02 |  |  | 1013342 | 1013342 |  |  |  | ERSA | M | 1600 | 1615353GZPCLNT100 | EA | 3000424 | BOARD,CIRCT;ECAM,FIN-PCB-00420,PRINTED,0 | PLACA CIRCUIT;ECAM,FIN-PCB-00420 | BOARD,CIRCUIT;MNFR:ECAM,PTNO:FIN-PCB-00420,ADDITIONAL FEATURES EN:PRINTED,08050304 6W FEM H/C TO 10W RIBBON | PLACA CIRCUITOS;MNFR:ECAM,PTNO:FIN-PCB-00420 |  | ECAM | FIN-PCB-00420 | 1070724 @@ ECAM PTY LTD | FIN-PCB-00420
STP_009 - Lot7 | Data Enrichment | CIR |  | 2023-11-02 |  |  | 1013343 | 1013343 |  |  |  | ERSA | M | 1600 | 1615354GZPCLNT100 | EA | 3000424 | BOARD,CIRCT;ECAM,FIN-PCB-00500,05020103 | PLACA CIRCUIT;ECAM,FIN-PCB-00500 | BOARD,CIRCUIT;MNFR:ECAM,PTNO:FIN-PCB-00500,ADDITIONAL FEATURES EN:05020103,16W SMALL H/C FEMALE TO 16W RIBBON | PLACA CIRCUITOS;MNFR:ECAM,PTNO:FIN-PCB-00500 |  | ECAM | FIN-PCB-00500 | 1070724 @@ ECAM PTY LTD | FIN-PCB-00500
STP_009 - Lot7 | Data Enrichment | CIR |  | 2023-11-02 |  |  | 1013347 | 1013347 |  |  |  | ERSA | M | 1600 | 1615358GZPCLNT100 | EA | 3000424 | BOARD,CIRCT;ECAM,FIN-PCB-00321,PRINTED,1 | PLACA CIRCUIT;ECAM,FIN-PCB-00321 | BOARD,CIRCUIT;MNFR:ECAM,PTNO:FIN-PCB-00321,ADDITIONAL FEATURES EN:PRINTED,15010401 & 17051701 DIG. H/C 10W FEM LAN RJ45 | PLACA CIRCUITOS;MNFR:ECAM,PTNO:FIN-PCB-00321 |  | ECAM | FIN-PCB-00321 | 1070724 @@ ECAM PTY LTD | FIN-PCB-00321
STP_009 - Lot7 | Data Enrichment | CIR |  | 2023-11-02 |  |  | 1013385 | 1013385 |  |  |  | ERSA | M | 3700 | 1615700GZPCLNT100 | EA | 3000001 | CHARGER,BATT;EPI,3217967408 | CARGADOR BATER;EPI,3217967408 | CHARGER,BATTERY;MNFR:EPIROC,PTNO:3217967408 | CARGADOR BATERIA;MNFR:EPIROC,PTNO:3217967408 |  | EPIROC | 3217967408 | 1068108 @@ EPIROC AUSTRALIA PTY LTD | 3217967408
STP_009 - Lot7 | Data Enrichment | PVJ |  | 2023-11-02 |  |  | 1013577 | 1013577 |  |  |  | ERSA | M | 3750 | 1555513GZPCLNT100 | EA | 3000418 | DISPLAY;BORT,5303273,FRAMEA,MNTA,KIT | DISPLAY;BORT,5303273 | DISPLAY;MNFR:BOART LONGYEAR,PTNO:5303273,ADDITIONAL FEATURES EN:FRAMEA,MNTA,KIT | DISPLAY;MNFR:BOART LONGYEAR,PTNO:5303273 |  | BOART LONGYEAR | 5303273 | 1069364 @@ BOART LONGYEAR | 5303273
STP_009 - Lot7 | Data Enrichment | CIR |  | 2023-11-02 |  |  | 1013741 | 1013741 |  |  |  | ERSA | M | 5000 | 1560316GZPCLNT100 | EA | 3000010 | BOARD,CIRCT;SAN,BG00819132,INTEGRATION,G | PLACA CIRCUIT;SAN,BG00819132 | BOARD,CIRCUIT;MNFR:SANDVIK,PTNO:BG00819132,ADDITIONAL FEATURES EN:INTEGRATION,GYRO,CARD,COMPONENT | PLACA CIRCUITOS;MNFR:SANDVIK,PTNO:BG00819132 |  | SANDVIK | BG00819132 | 1068336 @@ SANDVIK MINING & CONSTRUCTION | BG00819132
STP_009 - Lot7 | Data Enrichment | VNE |  | 2023-11-02 |  |  | 1013822 | 1013822 |  |  |  | ERSA | M | 1600 | 1569076GZPCLNT100 | EA | 3000422 | CONTROLLER,SPD;CNW,KFU8-DW-1.D,PEPPERL + | CONTROLADOR VELOC;CNW,KFU8-DW-1.D | CONTROLLER,SPEED;MNFR:CNW,PTNO:KFU8-DW-1.D,ADDITIONAL FEATURES EN:PEPPERL + FUCHS ROTATION SPEED MONITOR - KFU8-DW-1.D - 24, 110, 240 | CONTROLADOR VELOCIDAD;MNFR:CNW,PTNO:KFU8-DW-1.D |  | CNW | KFU8-DW-1.D | 1068181 @@ CNW (MOUNT ISA) ELECT WHOLESALER | KFU8-DW-1.D
STP_009 - Lot7 | Data Enrichment | PVJ |  | 2023-11-02 |  |  | 1013911 | 1013911 |  |  |  | ERSA | M | 5000 | 1581026GZPCLNT100 | EA | 3000010 | CARTRIDGE;SAN,55166524,PRESS COMPENSATOR | CARTUCHO;SAN,55166524 | CARTRIDGE;MNFR:SANDVIK,PTNO:55166524,ADDITIONAL FEATURES EN:PRESS COMPENSATOR | CARTUCHO;MNFR:SANDVIK,PTNO:55166524 |  | SANDVIK | 55166524 | 1068336 @@ SANDVIK MINING & CONSTRUCTION | 55166524 | 1068089 @@ SANDVIK MINING & CONSTRUCTION | 55166524
STP_009 - Lot7 | Data Enrichment | VNE |  | 2023-11-02 |  |  | 1014293 | 1014293 |  |  |  | ERSA | M | 3730 | 1582788GZPCLNT100 | EA | 3000003 | CONTROLLER;CAT,10R5895,GP ELEC | CONTROLADOR;CAT,10R5895 | CONTROLLER;MNFR:CATERPILLAR,PTNO:10R5895,ADDITIONAL FEATURES EN:GP ELEC | CONTROLADOR;MNFR:CATERPILLAR,PTNO:10R5895 |  | CATERPILLAR | 10R5895 | 1068196 @@ HASTINGS DEERING(AUSTRALIA) LTD | 10R5895
STP_009 - Lot7 | Data Enrichment | CIR |  | 2023-11-02 |  |  | 1014321 | 1014321 |  |  |  | ERSA | M | 5000 | 1560344GZPCLNT100 | EA | 3000010 | CURTAIN;SAN,BG01406414 | LUZ;SAN,BG01406414 | LIGHT;MNFR:SANDVIK,PTNO:BG01406414,ADDITIONAL FEATURES EN:BARRIER EMITTER,AUTOMATION | LUZ;MNFR:SANDVIK,PTNO:BG01406414 |  | SANDVIK | BG01406414 | 1068336 @@ SANDVIK MINING & CONSTRUCTION | BG01406414
STP_009 - Lot7 | Data Enrichment | VNE |  | 2023-11-02 |  |  | 1014630 | 1014630 |  |  |  | ERSA | M | 5955 | 1587979GZPCLNT100 | EA | 3000010 | CONTROLLER;SAN,88749749 | CONTROLADOR;SAN,88749749 | CONTROLLER;MNFR:SANDVIK,PTNO:88749749 | CONTROLADOR;MNFR:SANDVIK,PTNO:88749749 |  | SANDVIK | 88749749 | 1068336 @@ SANDVIK MINING & CONSTRUCTION | 88749749
STP_009 - Lot7 | Data Enrichment | VNE |  | 2023-11-02 |  |  | 1015251 | 1015251 | 1457217 | AU_QM_001296821 |  | ERSA | M | 1600 | 1457217GZPCLNT100 | EA |  | CONTROLLER;UNIT HCM3200 | CONTROLLER;UNIT HCM3200 | CONTROLLER;MNFR:NORMET,PTNO:100001802,ADDITIONAL FEATURES EN:UNIT HCM3200 |  | CONTROL UNIT: CONTROL UNIT HCM3200; |  |  | 1068143 @@ NORMET ASIA PACIFIC PTY LTD | 100001802
STP_009 - Lot7 | Data Enrichment | SFQ |  | 2023-11-02 |  |  | 1015271 | 1015271 |  |  |  | ERSA | M | 5910 | 1533111GZPCLNT100 | EA |  | ELBOW;TAIL,BRASS,BSP,10MM 1/,BLA-138106 | ELBOW;TAIL,BRASS,BSP,10MM 1/,BLA-138106 | ELBOW;ADDITIONAL FEATURES:TAIL,BRASS,BSP,10MM 1/,BLA-138106 |  |  |  |  | 1068256 @@ TOOL 'N' TACKLE | BLA-138106
STP_009 - Lot7 | Data Enrichment | PVJ |  | 2023-11-02 |  |  | 1015421 | 1015421 |  |  |  | ERSA | M | 1600 | 1616492GZPCLNT100 | EA | 3000226 | DISPLAY;AB,2711PT10C22D9P,PVP7 PERF 10IN | DISPLAY;AB,2711PT10C22D9P | DISPLAY;MNFR:ALLEN BRADLEY,PTNO:2711PT10C22D9P,ADDITIONAL FEATURES EN:PVP7 PERF 10IN TFT COLOUR TOUCH DLR 24V DC | DISPLAY;MNFR:ALLEN BRADLEY,PTNO:2711PT10C22D9P |  | ALLEN BRADLEY | 2711PT10C22D9P | 1068083 @@ NHP ELECTRICAL ENGINEERING PROD | 2711PT10C22D9P
STP_009 - Lot7 | Data Enrichment | PVJ |  | 2023-11-02 |  |  | 1015471 | 1015471 |  |  |  | ERSA | M | 3000 | 1456452GZPCLNT100 | EA |  | CARTRIDGE | CARTRIDGE | CARTRIDGE: CARTRIDGE |  |  |  |  | 1068218 @@ MACLEAN ENGINEERING | 1017981
STP_009 - Lot7 | Data Enrichment | CIR |  | 2023-11-02 |  |  | 1015638 | 1015638 |  |  |  | ERSA | M | 1600 | 1508137GZPCLNT100 | EA |  | BOARD,IP/OP;NHP,1734IB8S | BOARD,IP/OP;NHP,1734IB8S | BOARD,IP/OP;ADDITIONAL FEATURES:NHP,1734IB8S |  |  |  |  | 1068083 @@ NHP ELECTRICAL ENGINEERING PROD | 1734IB8S
STP_009 - Lot7 | Data Enrichment | CIR |  | 2023-11-02 |  |  | 1015777 | 1015777 |  |  |  | ERSA | M | 1610 | 1616773GZPCLNT100 | EA |  | CHARGER,BATT;AUTOMTC,12 V,6 A,MECCALTE | CARGADOR BATER;12 V | CHARGER,BATTERY;TYPE:AUTOMATIC,INPUT VOLTAGE:12 V,CURRENT RATING:6 A,ADDITIONAL FEATURES EN:MECCALTE,SUIT KOBOTA GENERATOR | CARGADOR BATERIA;VOLTAJE ENTRADA:12 V |  |  |  | 1068602 @@ MCGHIE ENTERPRISES QLD PTY LTD | MAS0612R
STP_009 - Lot7 | Data Enrichment | SFQ |  | 2023-11-02 |  |  | 1015880 | 1015880 |  |  |  | ERSA | M | 2200 | 1616769GZPCLNT100 | EA |  | ELBOW;UNION,NOM 8 MM,SUS 316 | CODO;,NOM | ELBOW;TYPE:UNION,NOMINAL SIZE:8 MM,MATERIAL:SUS 316 | CODO; |  |  |  | 1068125 @@ SMC CORPORATION (AUSTRALIA) PTY LTD | KQG2L08-00
STP_009 - Lot7 | Data Enrichment | PVJ |  | 2023-11-02 |  |  | 1015968 | 1015968 |  |  |  | ERSA | M | 5000 | 1616867GZPCLNT100 | EA | 3000010 | CARTRIDGE;SAN,56006719 | CARTUCHO;SAN,56006719 | CARTRIDGE;MNFR:SANDVIK,PTNO:56006719 | CARTUCHO;MNFR:SANDVIK,PTNO:56006719 |  | SANDVIK | 56006719 | 1068336 @@ SANDVIK MINING & CONSTRUCTION | 56006719
STP_009 - Lot7 | Data Enrichment | VNE |  | 2023-11-02 |  |  | 1015991 | 1015991 |  |  |  | ERSA | M | 5000 | 1616890GZPCLNT100 | EA | 3000010 | CONTROLLER;SAN,BG00415834,ENGINE CONTROL | CONTROLADOR;SAN,BG00415834 | CONTROLLER;MNFR:SANDVIK,PTNO:BG00415834,ADDITIONAL FEATURES EN:ENGINE CONTROL UNIT | CONTROLADOR;MNFR:SANDVIK,PTNO:BG00415834 |  | SANDVIK | BG00415834 | 1068336 @@ SANDVIK MINING & CONSTRUCTION | BG00415834
STP_009 - Lot7 | Data Enrichment | PVJ |  | 2023-11-02 |  |  | 1016066 | 1016066 |  |  |  | ERSA | M | 5000 | 1616965GZPCLNT100 | EA | 3000010 | CARTRIDGE;SAN,56022718 | CARTUCHO;SAN,56022718 | CARTRIDGE;MNFR:SANDVIK,PTNO:56022718 | CARTUCHO;MNFR:SANDVIK,PTNO:56022718 |  | SANDVIK | 56022718 | 1068336 @@ SANDVIK MINING & CONSTRUCTION | 56022718
STP_009 - Lot7 | Data Enrichment | PVJ |  | 2023-11-02 |  |  | 1016342 | 1016342 |  |  |  | ERSA | M | 5905 | 1065402GZPCLNT100 | EA | 3000000 | CARTRIDGE;ATL,3222188161,MAIN,PRIMARY | CARTRIDGE;ATL,3222188161,MAIN,PRIMARY | CARTRIDGE;MNFR:ATLAS COPCO,PTNO:3222188161,ADDITIONAL FEATURES EN:MAIN,PRIMARY AIRAT |  |  | ATLAS COPCO | 3222188161 | 1068108 @@ EPIROC AUSTRALIA PTY LTD | 3222188161
STP_009 - Lot7 | Data Enrichment | PVJ |  | 2023-11-02 |  |  | 1016362 | 1016362 | 1185986 | AU_QM_001296169 |  | ERSA | M | 5905 | 1185986GZPCLNT100 | EA | 3000000 | CARTRIDGE;ATL,3222188151,MAIN | CARTRIDGE;ATL,3222188151,MAIN | CARTRIDGE;MNFR:ATLAS COPCO,PTNO:3222188151,ADDITIONAL FEATURES EN:MAIN |  | FILTER,AIR; OUTER AIR FILTER; | ATLAS COPCO | 3222188151 | 1068352 @@ HITACHI | P785590 | 1068631 @@ HITACHI | 3222188151 | 1068108 @@ EPIROC AUSTRALIA PTY LTD | 3222188151
STP_009 - Lot7 | Data Enrichment | PVJ |  | 2023-11-02 |  |  | 1016383 | 1016383 | 1210853 | AU_QM_001148329 |  | ERSA | M | 5905 | 1210853GZPCLNT100 | EA | 3000000 | CARTRIDGE;ATL,3222188131,MAIN | CARTRIDGE;ATL,3222188131,MAIN | CARTRIDGE;MNFR:ATLAS COPCO,PTNO:3222188131,ADDITIONAL FEATURES EN:MAIN |  | FILTER ELEMENT,AIR: AIR FILTER ELEMENT; | ATLAS COPCO | 3222188131 | 1068352 @@ HITACHI | P785388 | 1068108 @@ EPIROC AUSTRALIA PTY LTD | 3222188131
STP_009 - Lot7 | Data Enrichment | SFQ |  | 2023-11-02 |  |  | 1016529 | 1016529 |  |  |  | ERSA | M | 3730 | 1240063GZPCLNT100 | EA | 3000003 | ELBOW;CAT,8T2530 | CODO;CAT,8T2530 | ELBOW;MNFR:CATERPILLAR,PTNO:8T2530 | CODO;MNFR:CATERPILLAR,PTNO:8T2530 |  | CATERPILLAR | 8T2530 | 1068196 @@ HASTINGS DEERING(AUSTRALIA) LTD | 8T2530
STP_009 - Lot7 | Data Enrichment | SFQ |  | 2023-11-02 |  |  | 1016769 | 1016769 |  |  |  | ERSA | M | 3730 | 1292225GZPCLNT100 | EA | 3000003 | ELBOW;CAT,2330728,R2900G | ELBOW;CAT,2330728,R2900G | ELBOW;MNFR:CATERPILLAR,PTNO:2330728,ADDITIONAL FEATURES EN:R2900G |  |  | CATERPILLAR | 2330728 | 1069616 @@ HASTINGS DEERING (AUSTRALIA) P/L | 2330728
STP_009 - Lot7 | Data Enrichment | SFQ |  | 2023-11-02 |  |  | 1016800 | 1016800 | 1286988 | AU_QM_000221379 |  | ERSA | M | 3730 | 1286988GZPCLNT100 | EA | 3000003 | ELBOW;CAT,2635702,EXHST | ELBOW;CAT,2635702,EXHST | ELBOW;MNFR:CATERPILLAR,PTNO:2635702,ADDITIONAL FEATURES EN:EXHAUST |  | ELBOW;CAT,2635702,EXHSTELBOW;CAT,263-5702 | CATERPILLAR | 2635702 | 1068196 @@ HASTINGS DEERING(AUSTRALIA) LTD | 2635702 | 1069616 @@ HASTINGS DEERING (AUSTRALIA) P/L | 2635702
STP_009 - Lot7 | Data Enrichment | SFQ |  | 2023-11-02 |  |  | 1016813 | 1016813 |  |  |  | ERSA | M | 3730 | 1285702GZPCLNT100 | EA | 3000003 | ELBOW;CAT,1238579,FLARED | ELBOW;CAT,1238579,FLARED | ELBOW;MNFR:CATERPILLAR,PTNO:1238579,ADDITIONAL FEATURES EN:FLARED |  |  | CATERPILLAR | 1238579 | 1068196 @@ HASTINGS DEERING(AUSTRALIA) LTD | 1238579 | 1069616 @@ HASTINGS DEERING (AUSTRALIA) P/L | 1238579
STP_009 - Lot7 | Data Enrichment | KIB |  | 2023-11-02 |  |  | 1017269 | 1017269 |  |  |  | ERSA | M | 3730 | 1149377GZPCLNT100 | EA | 3000003 | CORE;CAT,2368745,ASSY,OIL COOLR MOT | NUCLEO;CAT,2368745,ENSAMBLE,MOTOR DE | ENFRIADOR;MNFR:CATERPILLAR,PTNO:2368745 | NUCLEO;MNFR:CATERPILLAR,PTNO:2368745,CARACTERISTICAS ADICIONALES ES:ENSAMBLE,MOTOR DE ENFRIADOR DE ACEITE |  | CATERPILLAR | 2368745 | 1068196 @@ HASTINGS DEERING(AUSTRALIA) LTD | 2368745
STP_009 - Lot7 | Data Enrichment | SFQ |  | 2023-11-02 |  |  | 1017341 | 1017341 |  |  |  | ERSA | M | 3730 | 1056797GZPCLNT100 | EA | 3000003 | ELBOW;CAT,6V9007 | CODO,CAT,6V9007,90 DEG | ELBOW;MNFR:CATERPILLAR,PTNO:6V9007 | CODO,MNFR:CATERPILLAR,PTNO:6V9007,CARACTERÃSTICAS ADICIONALES:90 DEG,1-1/16 IN-12 TPI RASCO |  | CATERPILLAR | 6V9007 | 1068196 @@ HASTINGS DEERING(AUSTRALIA) LTD | 6V9007
STP_009 - Lot7 | Data Enrichment | CIR |  | 2023-11-02 |  |  | 1023734 | 1023734 | 1378333 | AU_QM_000217637 |  | ERSA | M | 4090 | 1378333GZPCLNT100 | EA | 3000001 | COMMUTATOR;EPI,9106 1351 06 | COMMUTATOR;EPI,9106 1351 06 | COMMUTATOR;MNFR:EPIROC,PTNO:9106 1351 06 |  | COMMUTATOR;EPI,9106 1351 06COMMUTATOR;EPI,9106 1351 06 | EPIROC | 9106 1351 06 | 1068108 @@ EPIROC AUSTRALIA PTY LTD | 9106135106
STP_009 - Lot7 | Data Enrichment | CIR |  | 2023-11-02 |  |  | 1026355 | 1026355 | 1375230 | AU_QM_000214219 |  | ERSA | M | 4045 | 1375230GZPCLNT100 | EA | 3000001 | BOARD;EPI,9106219685 | BOARD;EPI,9106219685 | BOARD;MNFR:EPIROC,PTNO:9106219685 |  | BOARD;EPI,9106219685BOARD;EPI,9106219685 | EPIROC | 9106219685 | 1068108 @@ EPIROC AUSTRALIA PTY LTD | 9106219685
STP_009 - Lot7 | Data Enrichment | VNE |  | 2023-11-02 |  |  | 1027827 | 1027827 | 1430994 | AU_QM_000683501 |  | ERSA | M | 5920 | 1430994GZPCLNT100 | EA | 3000021 | CONTROLLER;MOT,ADJ,CNW,FLY840341 | CONTROLLER;MOT,ADJ,CNW,FLY840341 | CONTROLLER;TYPE:MOTOR,ADDITIONAL FEATURES EN:ADJ,MNFR:FLYGT,PTNO:FPC-80 110VAC,MNFR:01)CNW,PTNO:01)FLY840341 |  | CONTROLLER,MOTOR: FLYGT PUMP;110VAC;ADJUSTABLE TIME DELAY; | FLYGT | FPC-80 110VAC | 1072013 @@ METAL MANUFACTURES PTY LTD | EMTRON EL-FIP2 110V | 1068118 @@ XYLEM WATER SOLUTIONS AUSTRALIA LIM | 840341 | 1068181 @@ CNW (MOUNT ISA) ELECT WHOLESALER | 840341
STP_009 - Lot7 | Data Enrichment | KIB |  | 2023-11-02 |  |  | 1028669 | 1028669 | 1441901 | AU_QM_000990663 |  | ERSA | M | 4075 | 1441901GZPCLNT100 | EA | 3000035 | BEND;WAR,15051CVXAP62 | BEND;WAR,15051CVXAP62 | BEND;MNFR:WARMAN,PTNO:15051CVXAP62 |  | BEND,PIPE:400CVX10 OVERFLOW PIPE;CAVEX CYCLONE; | WARMAN | 15051CVXAP62 | 1068227 @@ WEIR MINERALS AUSTRALIA LTD | 15051CVXAP62
STP_009 - Lot7 | Data Enrichment | PVJ |  | 2023-11-02 |  |  | 1029137 | 1029137 | 1358889 | AU_QM_000154331 |  | ERSA | M | 5910 | 1358889GZPCLNT100 | EA | 3000012 | CHANNEL;TOY,6990290K01 | CHANNEL;TOY,6990290K01 | CHANNEL;MNFR:TOYOTA,PTNO:6990290K01 |  | CHANNEL;CHANNEL SUB ASSY; LH FRONT DOOR CHANNEL; | TOYOTA | 6990290K01 | 1068114 @@ BELL & MOIR - PARTS ORDERS ONLY | 6990290K01
STP_009 - Lot7 | Data Enrichment | SFQ |  | 2023-11-02 |  |  | 1029875 | 1029875 |  |  |  | ERSA | M | 5910 | 1376544GZPCLNT100 | EA | 3000001 | ELBOW;EPI,3176 6550 00 | ELBOW;EPI,3176 6550 00 | ELBOW;MNFR:EPIROC,PTNO:3176 6550 00 |  |  | EPIROC | 3176 6550 00 | 1068100 @@ BERENDSEN FLUID POWER | 3176-6550-00
STP_009 - Lot7 | Data Enrichment | SFQ |  | 2023-11-02 |  |  | 1030080 | 1030080 | 1435466 | AU_QM_000777422 |  | ERSA | M | 5910 | 1435466GZPCLNT100 | EA | 3000000 | ELBOW;ATL,3176-6569-00 | ELBOW;ATL,3176-6569-00 | ELBOW;MNFR:ATLAS COPCO,PTNO:3176-6569-00 |  | ELBOW,PIPE-TUBE:1"M.BSPP X 1"M.JIC;90DEG; | ATLAS COPCO | 3176-6569-00 | 1068095 @@ PIRTEK ISA FLUID CONNECTIONS PTY LT | 16C4OMXS | 1069610 @@ PARKER HANNIFIN (AUSTRALIA) PTY. LI | 16-C40X-S | 1068527 @@ Enzed Mount Isa(RKM Investments) | 16C4OMXS | 1068342 @@ ISADRAULICS | 3176-6569-00 | 1068108 @@ EPIROC AUSTRALIA PTY LTD | 3176656900
STP_009 - Lot7 | Data Enrichment | SFQ |  | 2023-11-02 |  |  | 1030081 | 1030081 | 1435463 | AU_QM_000777410 |  | ERSA | M | 5910 | 1435463GZPCLNT100 | EA | 3000000 | ELBOW;ATL,3176634400 | ELBOW;ATL,3176634400 | ELBOW;MNFR:ATLAS COPCO,PTNO:3176634400 |  | ELBOW,PIPE-TUBE:3/4IN,M.JIC,16TPI;3/8IN,M.BSP,19TPI; | ATLAS COPCO | 3176634400 | 1068095 @@ PIRTEK ISA FLUID CONNECTIONS PTY LT | CFA-06-12 | 1068342 @@ ISADRAULICS | 3176634400 | 1068108 @@ EPIROC AUSTRALIA PTY LTD | 3176634400
STP_009 - Lot7 | Data Enrichment | SYC |  | 2023-11-02 |  |  | 1031085 | 1031085 | 1472164 | AU_QM_009912128 |  | ERSA | M | 3000 | 1472164GZPCLNT100 | EA | 3000000 | DIAPHRAGM;ATL,3115182200 | DIAPHRAGM;ATL,3115182200 | DIAPHRAGM;MNFR:ATLAS COPCO,PTNO:3115182200 |  | DIAPHRAGM,ACCUMULATOR:ATLAS ACCUMULATOR DIAPHRAGM; | ATLAS COPCO | 3115182200 | 1068108 @@ EPIROC AUSTRALIA PTY LTD | 3115182201
STP_009 - Lot7 | Data Enrichment | KIB |  | 2023-11-02 |  |  | 1031156 | 1031156 | 1352768 | AU_QM_000141358 |  | ERSA | M | 4075 | 1352768GZPCLNT100 | EA | 3000035 | BEND;WAR,06051CVXAP62 | BEND;WAR,06051CVXAP62 | BEND;MNFR:WARMAN,PTNO:06051CVXAP62 |  | BEND,PIPE:CYCLONE OVERFLOW;HDPE; | WARMAN | 06051CVXAP62 | 1068227 @@ WEIR MINERALS AUSTRALIA LTD | 06051CVXAP62
STP_009 - Lot7 | Data Enrichment | SFQ |  | 2023-11-02 |  |  | 1031187 | 1031187 | 1349246 | AU_QM_000104588 |  | ERSA | M | 5910 | 1349246GZPCLNT100 | EA | 3000000 | ELBOW;ATL,5415-2344-00 | ELBOW;ATL,5415-2344-00 | ELBOW;MNFR:ATLAS COPCO,PTNO:5415-2344-00 |  | ELBOW,HOSE-BOSS:1/2IN M.JIC X 1/2IN M.UNF;90DEG; | ATLAS COPCO | 5415-2344-00 | 1068095 @@ PIRTEK ISA FLUID CONNECTIONS PTY LT | R1A25M9305-0505 | 1068527 @@ Enzed Mount Isa(RKM Investments) | 5 C5OX-S | 1068342 @@ ISADRAULICS | 5415-2344-00
STP_009 - Lot7 | Data Enrichment | SFQ |  | 2023-11-02 |  |  | 1031199 | 1031199 | 1348537 | AU_QM_000011627 |  | ERSA | M | 5910 | 1348537GZPCLNT100 | EA | 3000012 | ELBOW;TOY,SBX1323-3 | ELBOW;TOY,SBX1323-3 | ELBOW;MNFR:TOYOTA,PTNO:SBX1323-3 |  | ELBOW,PIPE-HOSE:SIZE 10;FEMALE O RING;90DEG; | TOYOTA | SBX1323-3 | 1068114 @@ BELL & MOIR - PARTS ORDERS ONLY | SBX13233 | 1071809 @@ ASHDOWN ENTERPRISES | SBX1323-3
STP_009 - Lot7 | Data Enrichment | SFQ |  | 2023-11-02 |  |  | 1031200 | 1031200 | 1348536 | AU_QM_000011619 |  | ERSA | M | 5910 | 1348536GZPCLNT100 | EA | 3000012 | ELBOW;TOY,SBX1322-3 | ELBOW;TOY,SBX1322-3 | ELBOW;MNFR:TOYOTA,PTNO:SBX1322-3 |  | ELBOW,PIPE-HOSE:SIZE 8;FEMALE O RING;90DEG;3/4INCH-16 | TOYOTA | SBX1322-3 | 1068527 @@ Enzed Mount Isa(RKM Investments) | 15L26-8-8-PB | 1068114 @@ BELL & MOIR - PARTS ORDERS ONLY | SBX1322-3 | 1068087 @@ ASHDOWN INGRAM | SBX1322-3 | 1071809 @@ ASHDOWN ENTERPRISES | SBX1322-3
STP_009 - Lot7 | Data Enrichment | SYC |  | 2023-11-02 |  |  | 1031261 | 1031261 | 1370719 | AU_QM_000180398 |  | ERSA | M | 3000 | 1370719GZPCLNT100 | EA | 3000000 | DIAPHRAGM;ATL,3222306199 | DIAPHRAGM;ATL,3222306199 | DIAPHRAGM;MNFR:ATLAS COPCO,PTNO:3222306199 |  | DIAPHRAGM,VALVE:H1357S AIR VALVE DIAPHRAGM;AIR/WATER | ATLAS COPCO | 3222306199 | 1068108 @@ EPIROC AUSTRALIA PTY LTD | 3222306199
STP_009 - Lot7 | Data Enrichment | SFQ |  | 2023-11-02 |  |  | 1031496 | 1031496 | 1435327 | AU_QM_000773812 |  | ERSA | M | 5910 | 1435327GZPCLNT100 | EA | 3000012 | ELBOW;TOY,A01-2678 | ELBOW;TOY,A01-2678 | ELBOW;MNFR:TOYOTA,PTNO:A01-2678 |  | ELBOW,PIPE: SIZE 10;FEMALE O RING-MALE INSERT O RING | TOYOTA | A01-2678 | 1071809 @@ ASHDOWN ENTERPRISES | AFX2678 | 1068114 @@ BELL & MOIR - PARTS ORDERS ONLY | A012678
STP_009 - Lot7 | Data Enrichment | KIB |  | 2023-11-02 |  |  | 1031884 | 1031884 | 1451269 | AU_QM_001151414 |  | ERSA | M | 4075 | 1451269GZPCLNT100 | EA | 3000012 | BEND;TOY,4441660410 | BEND;TOY,4441660410 | BEND;MNFR:TOYOTA,PTNO:4441660410 |  | BEND,TUBE,RETURN: POWER STEERING RETURN TUBE,ON BOX; | TOYOTA | 4441660410 | 1068114 @@ BELL & MOIR - PARTS ORDERS ONLY | 4441660410 | 1071809 @@ ASHDOWN ENTERPRISES | 4441660410
STP_009 - Lot7 | Data Enrichment | SFQ |  | 2023-11-02 |  |  | 1032167 | 1032167 | 1370720 | AU_QM_000180539 |  | ERSA | M | 5910 | 1370720GZPCLNT100 | EA | 3000000 | ELBOW;ATL,0580220200 | TUBERIA ACOPLA;EPI,0580220200 | ELBOW;MNFR:ATLAS COPCO,PTNO:0580220200 |  | ELBOW,PIPE: H1357S;90DEG;D=6;ISO 7-R 1/8;LUBE SYSTEM | ATLAS COPCO | 0580220200 | 1068108 @@ EPIROC AUSTRALIA PTY LTD | 580220200 | 1068410 @@ MAINTENANCE TECHNIQUE PTY LTD | MT0580 2202 00
STP_009 - Lot7 | Data Enrichment | VNE |  | 2023-11-02 |  |  | 1032287 | 1032287 |  |  |  | ERSA | M | 1600 | 1538896GZPCLNT100 | EA | 3000446 | CONTROLLER;YOKG,AFV30D-A41152 | CONTROLLER;YOKG,AFV30D-A41152 | CONTROLLER;MNFR:YOKOGAWA,PTNO:AFV30D-A41152 |  |  | YOKOGAWA | AFV30D-A41152 | 1068101 @@ YOKOGAWA AUSTRALIA PTY LTD | AFV30D-A41152
STP_009 - Lot7 | Data Enrichment | VNE |  | 2023-11-02 |  |  | 1032666 | 1032666 |  |  |  | ERSA | M | 5000 | 1530567GZPCLNT100 | EA | 3000001 | CONTROLLER;EPI,9111404930 | CONTROLLER;EPI,9111404930 | CONTROLLER;MNFR:EPIROC,PTNO:9111404930 |  |  | EPIROC | 9111404930 | 1068108 @@ EPIROC AUSTRALIA PTY LTD | 9111404930
STP_009 - Lot7 | Data Enrichment | SFQ |  | 2023-11-02 |  |  | 1033099 | 1033099 |  |  |  | ERSA | M | 2200 | 1478396GZPCLNT100 | EA | 3000025 | ELBOW,PIPE,RE526481,JOH | ELBOW,PIPE,RE526481,JOH | ELBOW,PIPE;MNFR:JOHN DEERE,PTNO:RE526481 |  |  | JOHN DEERE | RE526481 | 1068592 @@ RDO EQUIPMENT PTY LTD | RE526481
STP_009 - Lot7 | Data Enrichment | SFQ |  | 2023-11-02 |  |  | 1033100 | 1033100 |  |  |  | ERSA | M | 2200 | 1478395GZPCLNT100 | EA | 3000025 | ELBOW,PIPE,R87732,JOH | ELBOW,PIPE,R87732,JOH | ELBOW,PIPE;MNFR:JOHN DEERE,PTNO:R87732 |  |  | JOHN DEERE | R87732 | 1068592 @@ RDO EQUIPMENT PTY LTD | R87732
STP_009 - Lot7 | Data Enrichment | VNE |  | 2023-11-02 |  |  | 1033216 | 1033216 | 1393965 | AU_QM_000237494 |  | ERSA | M | 5920 | 1393965GZPCLNT100 | EA | 3000003 | CONTROLLER;CAT,4504597 | CONTROLLER;CAT,4504597 | CONTROLLER;MNFR:CATERPILLAR,PTNO:4504597 |  | OEM-E-LISTCONTROLLER;CAT,4504597 | CATERPILLAR | 4504597 | 1068196 @@ HASTINGS DEERING(AUSTRALIA) LTD | 4504597 | 1069616 @@ HASTINGS DEERING (AUSTRALIA) P/L | 4504597
STP_009 - Lot7 | Data Enrichment | CIR |  | 2023-11-02 |  |  | 1033460 | 1033460 | 1382495 | AU_QM_000222622 |  | ERSA | M | 5100 | 1382495GZPCLNT100 | EA | 3000438 | DOOR;NRMT,45946750 | PORTE;NRMT,45946750 | PUERTA;MNFR:NORMET,PTNO:45946750 | PUERTA;,MNFR:NORMET,PTNO:45946750 | DOOR;NRMT,45946750DOOR;NOR,45946750 | NORMET | 45946750 | 1068143 @@ NORMET ASIA PACIFIC PTY LTD | 45946750
STP_009 - Lot7 | Data Enrichment | SFQ |  | 2023-11-02 |  |  | 1033935 | 1033935 |  |  |  | ERSA | M | 3700 | 1529963GZPCLNT100 | EA | 3000025 | ELBOW;JOH,30H5145 | ELBOW;JOH,30H5145 | ELBOW;MNFR:JOHN DEERE,PTNO:30H5145 |  |  | JOHN DEERE | 30H5145 | 1068592 @@ RDO EQUIPMENT PTY LTD | 30H5145
STP_009 - Lot7 | Data Enrichment | PVJ |  | 2023-11-02 |  |  | 1034303 | 1034303 | 1393582 | AU_QM_000237048 |  | ERSA | M | 3000 | 1393582GZPCLNT100 | EA | 3000006 | CARTRIDGE;KOM,600-311-3750 | CARTUCHO;KOM,600-311-3750 | CARTRIDGE;MNFR:KOMATSU MINING SYSTEMS INC.,PTNO:600-311-3750 | CARTUCHO;MNFR:KOMATSU MINING SYSTEMS INC.,PTNO:600-311-3750 | OEM-E-LISTCARTRIDGE;KOM,600-319-3750 | KOMATSU MINING SYSTEMS INC. | 600-311-3750 | 1068287 @@ KOMATSU AUSTRALIA PTY LTD | 600-319-3750
STP_009 - Lot7 | Data Enrichment | PVJ |  | 2023-11-02 |  |  | 1034471 | 1034471 | 1389861 | AU_QM_000231421 |  | ERSA | M | 5910 | 1389861GZPCLNT100 | EA | 3000012 | CHANNEL;TOY,6990560030 | CHANNEL;TOY,6990560030 | CHANNEL;MNFR:TOYOTA,PTNO:6990560030 |  | CHANNEL;TOY,6990560030CHANNEL;BEL,6990560030 | TOYOTA | 6990560030 | 1068114 @@ BELL & MOIR - PARTS ORDERS ONLY | 1389861
STP_009 - Lot7 | Data Enrichment | CIR |  | 2023-11-02 |  |  | 1034683 | 1034683 | 1383141 | AU_QM_000223456 |  | ERSA | M | 5100 | 1383141GZPCLNT100 | EA | 3000438 | DOOR;NRMT,57990800 | PORTE;NRMT,57990800 | PUERTA;MNFR:NORMET,PTNO:57990800 | PUERTA;,MNFR:NORMET,PTNO:57990800 | DOOR;NRMT,57990800DOOR;NOR,57990800 | NORMET | 57990800 | 1068143 @@ NORMET ASIA PACIFIC PTY LTD | 57990800
STP_009 - Lot7 | Data Enrichment | SYC |  | 2023-11-02 |  |  | 1035019 | 1035019 | 1442133 | AU_QM_000993885 |  | ERSA | M | 3000 | 1442133GZPCLNT100 | EA | 3000000 | DIAPHRAGM;ATL,3216 3719 00 | DIAPHRAGM;ATL,3216 3719 00 | DIAPHRAGM;MNFR:ATLAS COPCO,PTNO:3216 3719 00 |  | DIAPHRAGM,VALVE:SIMBA AIR/WATER FLUSH DIAPHRAGM; | ATLAS COPCO | 3216 3719 00 | 1068108 @@ EPIROC AUSTRALIA PTY LTD | 3216371900
STP_009 - Lot7 | Data Enrichment | SFQ |  | 2023-11-02 |  |  | 1035360 | 1035360 |  |  |  | ERSA | M | 4090 | 1505744GZPCLNT100 | EA |  | ELBOW;FEM,BSPP,S/W 90 D,1B243-16-16 | ELBOW;FEM,BSPP,S/W 90 D,1B243-16-16 | ELBOW;ADDITIONAL FEATURES:FEM,BSPP,S/W 90 D,1B243-16-16 |  |  |  |  | 1068527 @@ Enzed Mount Isa(RKM Investments) | 1505744
STP_009 - Lot7 | Data Enrichment | SFQ |  | 2023-11-02 |  |  | 1035362 | 1035362 |  |  |  | ERSA | M | 4090 | 1505742GZPCLNT100 | EA |  | ELBOW;FEM,BSPP,S/W 90 D,1B243-8-8 | ELBOW;FEM,BSPP,S/W 90 D,1B243-8-8 | ELBOW;ADDITIONAL FEATURES:FEM,BSPP,S/W 90 D,1B243-8-8 |  |  |  |  | 1068527 @@ Enzed Mount Isa(RKM Investments) | 1505742
STP_009 - Lot7 | Data Enrichment | SFQ |  | 2023-11-02 |  |  | 1035363 | 1035363 |  |  |  | ERSA | M | 4090 | 1505741GZPCLNT100 | EA |  | ELBOW;FEM,BSPP,S/W 90 D,1B243-6-6 | ELBOW;FEM,BSPP,S/W 90 D,1B243-6-6 | ELBOW;ADDITIONAL FEATURES:FEM,BSPP,S/W 90 D,1B243-6-6 |  |  |  |  | 1068527 @@ Enzed Mount Isa(RKM Investments) | 1505741
STP_009 - Lot7 | Data Enrichment | SFQ |  | 2023-11-02 |  |  | 1035364 | 1035364 |  |  |  | ERSA | M | 4090 | 1505740GZPCLNT100 | EA |  | ELBOW;FEM,BSPP,S/W 90 D,1B243-4-4 | ELBOW;FEM,BSPP,S/W 90 D,1B243-4-4 | ELBOW;ADDITIONAL FEATURES:FEM,BSPP,S/W 90 D,1B243-4-4 |  |  |  |  | 1068527 @@ Enzed Mount Isa(RKM Investments) | 1505740
STP_009 - Lot7 | Data Enrichment | SFQ |  | 2023-11-02 |  |  | 1035366 | 1035366 |  |  |  | ERSA | M | 4090 | 1505738GZPCLNT100 | EA |  | ELBOW;FEM,BSPP,S/W 90 D,1J943-10-8 | ELBOW;FEM,BSPP,S/W 90 D,1J943-10-8 | ELBOW;ADDITIONAL FEATURES:FEM,BSPP,S/W 90 D,1J943-10-8 |  |  |  |  | 1068527 @@ Enzed Mount Isa(RKM Investments) | 1505738
STP_009 - Lot7 | Data Enrichment | VNE |  | 2023-11-02 |  |  | 1035432 | 1035432 | 1475049 | AU_QM_000176783 |  | ERSA | M | 1600 | 1475049GZPCLNT100 | EA |  | DTM;2WAY KIT | DTM;2WAY KIT |  |  | CONNECTOR,PLUG,ELEC:DTM;2WAY KIT |  |  | 1068087 @@ ASHDOWN INGRAM | ACX2900
STP_009 - Lot7 | Data Enrichment | SFQ |  | 2023-11-02 |  |  | 1035445 | 1035445 |  |  |  | ERSA | M | 2200 | 1570362GZPCLNT100 | EA |  | ELBOW,PIPE;VICTAULIC,MTL,F000M165ZZP000 | CODO TUBE; | ELBOW,PIPE;END CONNECTION:VICTAULIC,MATERIAL:METAL,ADDITIONAL FEATURES EN:160MM,NO 003,45DEG,GROOVED,FIRELOCK,ELBOW, F000M165ZZP000 | CODO TUBERIA; |  |  |  | 1068254 @@ MOUNT ISA MINING SUPPLIES P/L | F000M165ZZP000
STP_009 - Lot7 | Data Enrichment | CIR |  | 2023-11-02 |  |  | 1035483 | 1035483 | 1474798 | AU_QM_000176219 |  | ERSA | M | 2200 | 1474798GZPCLNT100 | EA |  | BUTTERFLY;DN600;154MM;WATER/AIR;CONNECTI | BUTTERFLY;DN600;154MM;WATER/AIR;CONNECTI |  |  | VALVE,BUTTERFLY:BUTTERFLY;DN600;154MM;WATER/AIR;CONNECTI |  |  | 1068546 @@ KEYFLO PACIFIC PTY LTD | 600GRL-BUNA-T-E-F427
STP_009 - Lot7 | Data Enrichment | CIR |  | 2023-11-02 |  |  | 1035484 | 1035484 |  |  |  | ERSA | M | 2200 | 1474799GZPCLNT100 | EA |  | BUTTERFLY;DN600;154MM;WATER/AIR;CONNECTI | BUTTERFLY;DN600;154MM;WATER/AIR;CONNECTI | [5 empty] | 1068546 @@ KEYFLO PACIFIC PTY LTD | 600GRW-BUNA-T-E-F427
STP_009 - Lot7 | Data Enrichment | KIB |  | 2023-11-02 |  |  | 1035489 | 1035489 |  |  |  | ERSA | M | 4020 | 1478692GZPCLNT100 | EA |  | DEGREASER,5183092301 | DEGREASER,5183092301 | DEGREASER,5183092301 |  |  |  |  | 1068526 @@ AUSTRALIAN MUD COMPANY PTY LTD | 1478692 | 1068209 @@ FUCHS LUBRICANTS (AUSTRALASIA) PTY | 1478692
STP_009 - Lot7 | Data Enrichment | VNE |  | 2023-11-02 |  |  | 1035496 | 1035496 |  |  |  | ERSA | M | 5955 | 1474858GZPCLNT100 | EA |  | 250HR;SERVICE KIT;NORMET MC605 EMULSION | 250HR;SERVICE KIT;NORMET MC605 EMULSION | [5 empty] | 1068143 @@ NORMET ASIA PACIFIC PTY LTD | 100144199
STP_009 - Lot7 | Data Enrichment | KIB |  | 2023-11-02 |  |  | 1035618 | 1035618 | 1450520 | AU_QM_001136175 |  | ERSA | M | 4020 | 1450520GZPCLNT100 | PAA |  | CHEST WADER;YELLOW PVC;SIZE 8; | CHEST WADER;YELLOW PVC;SIZE 8; | OVERALLS,WADING; CHEST WADER;YELLOW PVC;SIZE 8; STEEL TOECAP AND MIDSOLE;STYLE CWWP0030 |  | OVERALLS,WADING;CHEST WADER;YELLOW PVC;SIZE 8; |  |  | 1068652 @@ J BLACKWOOD & SONS | 4238549 | 1068512 @@ BUNZL BRANDS & OPERATIONS PTY LIMIT | NNKTWADERYYF080
STP_009 - Lot7 | Data Enrichment | KIB |  | 2023-11-02 |  |  | 1035619 | 1035619 | 1450518 | AU_QM_001136159 |  | ERSA | M | 4020 | 1450518GZPCLNT100 | PAA |  | CHEST WADER;YELLOW PVC;SIZE 7; | CHEST WADER;YELLOW PVC;SIZE 7; | OVERALLS,WADING; CHEST WADER;YELLOW PVC;SIZE 7; STEEL TOECAP AND MIDSOLE;STYLE CWWP0030 |  | OVERALLS,WADING;CHEST WADER;YELLOW PVC;SIZE 7; |  |  | 1068652 @@ J BLACKWOOD & SONS | 4238532 | 1068512 @@ BUNZL BRANDS & OPERATIONS PTY LIMIT | NNKTWADERYYF070
STP_009 - Lot7 | Data Enrichment | SFQ |  | 2023-11-02 |  |  | 1035803 | 1035803 |  |  |  | ERSA | M | 4075 | 1534851GZPCLNT100 | PAC |  | ELBOW;1 1/8ID X 90 CU,PKT2,2712403 | ELBOW;1 1/8ID X 90 CU,PKT2,2712403 | ELBOW;ADDITIONAL FEATURES:1 1/8ID X 90 CU,PKT2,2712403 |  |  |  |  | 1068155 @@ REECE PTY LTD | 2712403
STP_009 - Lot7 | Data Enrichment | SFQ |  | 2023-11-02 |  |  | 1035804 | 1035804 |  |  |  | ERSA | M | 4075 | 1534850GZPCLNT100 | PAC |  | ELBOW;7/8ID X 90 CU,PKT3,2712401 | ELBOW;7/8ID X 90 CU,PKT3,2712401 | ELBOW;ADDITIONAL FEATURES:7/8ID X 90 CU,PKT3,2712401 |  |  |  |  | 1068155 @@ REECE PTY LTD | 2712401
STP_009 - Lot7 | Data Enrichment | SFQ |  | 2023-11-02 |  |  | 1035805 | 1035805 |  |  |  | ERSA | M | 4075 | 1534849GZPCLNT100 | PAC |  | ELBOW;1/2ID X 90 CU,PKT3,2712398 | ELBOW;1/2ID X 90 CU,PKT3,2712398 | ELBOW;ADDITIONAL FEATURES:1/2ID X 90 CU,PKT3,2712398 |  |  |  |  | 1068155 @@ REECE PTY LTD | 2712398
STP_009 - Lot7 | Data Enrichment | PVJ |  | 2023-11-02 |  |  | 1035977 | 1035977 |  |  |  | ERSA | M | 4090 | 1530660GZPCLNT100 | M |  | CHANNEL;PINCHWELD,8X5MM,31733 | CHANNEL;PINCHWELD,8X5MM,31733 | CHANNEL;ADDITIONAL FEATURES:PINCHWELD,8X5MM,31733 |  |  |  |  | 1071696 @@ CLARK RUBBER TOWNSVILLE | 31733
STP_009 - Lot7 | Data Enrichment | PVJ |  | 2023-11-02 |  |  | 1036011 | 1036011 |  |  |  | ERSA | M | 4050 | 1527852GZPCLNT100 | PAC |  | DECAL;UGHL,LGE,180X130,BLU/BLK,PAC=1000 | DECAL;UGHL,LGE,180X130,BLU/BLK,PAC=1000 | DECAL;ADDITIONAL FEATURES:UGHL,LGE,180X130,BLU/BLK,PAC=1000 |  |  |  |  | 1068482 @@ STEEJO PRESS | UGHL LARGE
STP_009 - Lot7 | Data Enrichment | PVJ |  | 2023-11-02 |  |  | 1036012 | 1036012 |  |  |  | ERSA | M | 4050 | 1527851GZPCLNT100 | PAC |  | DECAL;PBZN,LGE,180X130 PINK/BLK,PK=1000 | DECAL;PBZN,LGE,180X130 PINK/BLK,PK=1000 | DECAL;ADDITIONAL FEATURES:PBZN,LGE,180X130 PINK/BLK,PK=1000 |  |  |  |  | 1068482 @@ STEEJO PRESS | PBZN LARGE
STP_009 - Lot7 | Data Enrichment | PVJ |  | 2023-11-02 |  |  | 1036013 | 1036013 |  |  |  | ERSA | M | 4050 | 1527850GZPCLNT100 | PAC |  | DECAL;X19B,LGE,180X130,YEL/BLK,PK=1000 | DECAL;X19B,LGE,180X130,YEL/BLK,PK=1000 | DECAL;ADDITIONAL FEATURES:X19B,LGE,180X130,YEL/BLK,PK=1000 |  |  |  |  | 1068482 @@ STEEJO PRESS | X19B LARGE
STP_009 - Lot7 | Data Enrichment | PVJ |  | 2023-11-02 |  |  | 1036014 | 1036014 |  |  |  | ERSA | M | 4050 | 1527849GZPCLNT100 | PAC |  | DECAL;MFW,LGE,180X130,ORAN/BLK,PK=1000 | DECAL;MFW,LGE,180X130,ORAN/BLK,PK=1000 | DECAL;ADDITIONAL FEATURES:MFW,LGE,180X130,ORAN/BLK,PK=1000 |  |  |  |  | 1068482 @@ STEEJO PRESS | MFW LARGE
STP_009 - Lot7 | Data Enrichment | VNE |  | 2023-11-02 |  |  | 1036272 | 1036272 | 1475157 | AU_QM_000190310 |  | ERSA | M | 1600 | 1475157GZPCLNT100 | PAC |  | DTM;20PCS | DTM;20PCS |  |  | SOCKET:DTM;20PCS |  |  | 1068087 @@ ASHDOWN INGRAM | ACX2998
STP_009 - Lot7 | Data Enrichment | VNE |  | 2023-11-02 |  |  | 1036273 | 1036273 | 1475156 | AU_QM_000190309 |  | ERSA | M | 1600 | 1475156GZPCLNT100 | PAC |  | DTM;20PCS;SOLID | DTM;20PCS;SOLID |  |  | PIN: DTM;20PCS;SOLID |  |  | 1068087 @@ ASHDOWN INGRAM | ACX2997
STP_009 - Lot7 | Data Enrichment | VNE |  | 2023-11-02 |  |  | 1036274 | 1036274 | 1475155 | AU_QM_000190308 |  | ERSA | M | 1600 | 1475155GZPCLNT100 | PAC |  | DTM;BLANKS;20PCS | DTM;BLANKS;20PCS |  |  | PLUG:DTM;BLANKS;20PCS |  |  | 1068087 @@ ASHDOWN INGRAM | ACX2963
STP_009 - Lot7 | Data Enrichment | SFQ |  | 2023-11-02 |  |  | 1036590 | 1036590 |  |  |  | ERSA | M | 2200 | 1570361GZPCLNT100 | EA |  | ELBOW,PIPE;VICTAULIC,MTL,F0001M165ZZG000 | CODO TUBE; | ELBOW,PIPE;END CONNECTION:VICTAULIC,MATERIAL:METAL,ADDITIONAL FEATURES EN:150MM,NO 100,90DEG,GROOVED,F0001M165ZZG000 | CODO TUBERIA; |  |  |  | 1068254 @@ MOUNT ISA MINING SUPPLIES P/L | F0001M165ZZG000
STP_009 - Lot7 | Data Enrichment | SFQ |  | 2023-11-02 |  |  | 1036634 | 1036634 |  |  |  | ERSA | M | 2200 | 1570360GZPCLNT100 | EA |  | ELBOW,PIPE;VICTAULIC,MTL,F00100040ZZP000 | CODO TUBE; | ELBOW,PIPE;END CONNECTION:VICTAULIC,MATERIAL:METAL,ADDITIONAL FEATURES EN:100MM,NO 100,90DEG,GROOVED,F00100040ZZP000 | CODO TUBERIA; |  |  |  | 1068254 @@ MOUNT ISA MINING SUPPLIES P/L | F00100040ZZP000
STP_009 - Lot7 | Data Enrichment | KIB |  | 2023-11-02 |  |  | 1036667 | 1036667 |  |  |  | ERSA | M | 4075 | 1570330GZPCLNT100 | EA |  | BEND;PVC,S/W,150X45 DEG,M&F | CURVATURA; | BEND;ADDITIONAL FEATURES EN:PVC,S/W,150X45 DEG,M&F | CURVATURA; |  |  |  | 1068155 @@ REECE PTY LTD | 1500470
STP_009 - Lot7 | Data Enrichment | KIB |  | 2023-11-02 |  |  | 1036668 | 1036668 |  |  |  | ERSA | M | 4075 | 1570329GZPCLNT100 | EA |  | BEND;PVC,S/W,150X45 DEG,F&F | CURVATURA; | BEND;ADDITIONAL FEATURES EN:PVC,S/W,150X45 DEG,F&F | CURVATURA; |  |  |  | 1068155 @@ REECE PTY LTD | 1500471
STP_009 - Lot7 | Data Enrichment | CIR |  | 2023-11-02 |  |  | 1036853 | 1036853 |  |  |  | ERSA | M | 1600 | 1569238GZPCLNT100 | EA |  | CHARGER,BATT;264VAC,SNPGS2404 | CARGADOR BATER; | CHARGER,BATTERY;CURRENT RATING:264VAC,ADDITIONAL FEATURES EN:AC/DC,DC UPS,1966-264VAC IN,27.6V OUT,SNPGS2404 | CARGADOR BATERIA; |  |  |  | 1072013 @@ METAL MANUFACTURES PTY LTD | SNPGS2404
STP_009 - Lot7 | Data Enrichment | CIR |  | 2023-11-02 |  |  | 1036854 | 1036854 |  |  |  | ERSA | M | 1600 | 1569237GZPCLNT100 | EA |  | CHARGER,BATT;230VAC,SNPSR100C24TX-HI | CARGADOR BATER; | CHARGER,BATTERY;CURRENT RATING:230VAC,ADDITIONAL FEATURES EN:AC/DC,SMART,DC UPS,27.6V OUT,SNPSR100C24TX-HI | CARGADOR BATERIA; |  |  |  | 1072013 @@ METAL MANUFACTURES PTY LTD | SNPSR100C24TX-HI
STP_009 - Lot7 | Data Enrichment | CIR |  | 2023-11-02 |  |  | 1036855 | 1036855 |  |  |  | ERSA | M | 1600 | 1569236GZPCLNT100 | EA |  | CHARGER,BATT;230VAC,SNPSR100C30TX-HI | CARGADOR BATER; | CHARGER,BATTERY;CURRENT RATING:230VAC,ADDITIONAL FEATURES EN:AC/DC,DC UPS,34.5V OUT,SNPSR100C30TX-HI | CARGADOR BATERIA; |  |  |  | 1072013 @@ METAL MANUFACTURES PTY LTD | SNPSR100C30TX-HI
STP_009 - Lot7 | Data Enrichment | CIR |  | 2023-11-02 |  |  | 1036889 | 1036889 |  |  |  | ERSA | M | 1600 | 1569202GZPCLNT100 | EA |  | CLOCK;DGTL,230VAC,IP66,100MMH DIGITS | RELOJ; | CLOCK;ADDITIONAL FEATURES EN:DIGITAL,230VAC,IP66,100MMH DIGITS | RELOJ; |  |  |  | 1072013 @@ METAL MANUFACTURES PTY LTD | INGPPL100/4
STP_009 - Lot7 | Data Enrichment | SFQ |  | 2023-11-02 |  |  | 1036961 | 1036961 |  |  |  | ERSA | M | 4075 | 1534852GZPCLNT100 | PAC |  | ELBOW;1 1/8 ID X 45 CU,PKT2,2712418 | ELBOW;1 1/8 ID X 45 CU,PKT2,2712418 | ELBOW;ADDITIONAL FEATURES:1 1/8 ID X 45 CU,PKT2,2712418 |  |  |  |  | 1068155 @@ REECE PTY LTD | 2712418
STP_009 - Lot7 | Data Enrichment | SCV |  | 2023-11-02 |  |  | 1046090 | 1046090 | 1421968 | AU_QM_000268242 |  | ERSA | M | 5915 | 1421968GZPCLNT100 | EA |  | DISPENSER;STRETCHWRAP | DISPENSER;STRETCHWRAP | DISPENSER;TYPE:STRETCHWRAP,MNFR:01)PARTS,PTNO:01)01034752 |  | DISPENSER;STRETCHWRAPDISPENSER;STRETCHWRAP,01034752 |  |  | 1068652 @@ J BLACKWOOD & SONS | 1421968
STP_009 - Lot7 | Data Enrichment | PVJ |  | 2023-11-02 |  |  | 1047560 | 1047560 | 1412056 | AU_QM_000257475 |  | ERSA | M | 5915 | 1412056GZPCLNT100 | EA |  | CHANNEL,STRUC;WD 40 MM,LG 80 MM,HT 5 MM | CHANNEL,STRUC;WD 40 MM,LG 80 MM,HT 5 MM | CHANNEL,STRUCTURAL;WIDTH:40 MM,LENGTH:80 MM,HEIGHT:5 MM,MATERIAL:STAINLESS STEEL,MNFR:01)PARTS,PTNO:01)80X40X5 316 CHANNEL |  | CHANNEL,STRUC;WD 40 MM,LG 80 MM,HT 5 MMCHANNEL,STRUC;40MM,80MM,5MM |  |  | 1068289 @@ INFRABUILD STEEL CENTRE | 212228
STP_009 - Lot7 | Data Enrichment | CIR |  | 2023-11-02 |  |  | 1047953 | 1047953 | 1403831 | AU_QM_000248571 |  | ERSA | M | 5915 | 1403831GZPCLNT100 | EA |  | BROACH;26 MM,CUT LG 50 MM,TM | BROACH;26 MM,CUT LG 50 MM,TM | BROACH;CUT SIZE:26 MM,CUTTING LENGTH:50 MM,MATERIAL:HIGH SPEED STEEL,ADDITIONAL FEATURES EN:TM,MNFR:01)PARTS,PTNO:01)D9564 |  | BROACH;26 MM,CUT LG 50 MM,TMBROACH;26MM,50MM,HIGH SPEED STEEL,TM |  |  | 1068652 @@ J BLACKWOOD & SONS | 1403831
STP_009 - Lot7 | Data Enrichment | CIR |  | 2023-11-02 |  |  | 1048039 | 1048039 | 1423495 | AU_QM_000269938 |  | ERSA | M | 5915 | 1423495GZPCLNT100 | EA |  | BROACH;22 MM,CUT LG 50 MM,TM | BROACH;22 MM,CUT LG 50 MM,TM | BROACH;CUT SIZE:22 MM,CUTTING LENGTH:50 MM,MATERIAL:HIGH SPEED STEEL,ADDITIONAL FEATURES EN:TM,MNFR:01)PARTS,PTNO:01)D9558 |  | BROACH;22 MM,CUT LG 50 MM,TMBROACH;22MM,50MM,HIGH SPEED STEEL,TM |  |  | 1068652 @@ J BLACKWOOD & SONS | 1423495
STP_009 - Lot7 | Data Enrichment | VNE |  | 2023-11-02 |  |  | 1048425 | 1048425 |  |  |  | ERSA | M | 1600 | 1513402GZPCLNT100 | EA |  | CONTROLLER; SIEMENS MUL,7ML5033-2AA10-2A | CONTROLADOR; | CONTROLLER;TYPE: SIEMENS MUL,7ML5033-2AA10-2A | CONTROLADOR; |  |  |  | 1068181 @@ CNW (MOUNT ISA) ELECT WHOLESALER | 7ML5033-2AA10-2A
STP_009 - Lot7 | Data Enrichment | VNE |  | 2023-11-02 |  |  | 1048426 | 1048426 |  |  |  | ERSA | M | 1600 | 1513403GZPCLNT100 | EA |  | CONTROLLER; ULTRASONIC HAND ,A5E36563512 | CONTROLADOR; | CONTROLLER;TYPE: ULTRASONIC HAND ,A5E36563512 | CONTROLADOR; |  |  |  | 1068181 @@ CNW (MOUNT ISA) ELECT WHOLESALER | A5E36563512
STP_009 - Lot7 | Data Enrichment | SFQ |  | 2023-11-02 |  |  | 1048431 | 1048431 |  |  |  | ERSA | M | 2200 | 1513427GZPCLNT100 | EA |  | ELBOW;16 IN NB STD/S30 ,1000002077 | CODO; | ELBOW;MATERIAL:16 IN NB STD/S30 ,1000002077 | CODO; |  |  |  | 1068325 @@ MRC GLOBAL AUSTRALIA PTY LTD | 1000002077
STP_009 - Lot7 | Data Enrichment | SFQ |  | 2023-11-02 |  |  | 1048432 | 1048432 |  |  |  | ERSA | M | 2200 | 1513428GZPCLNT100 | EA |  | ELBOW;18 IN NB STD CARB,1000016566 | CODO; | ELBOW;MATERIAL:18 IN NB STD CARB,1000016566 | CODO; |  |  |  | 1068325 @@ MRC GLOBAL AUSTRALIA PTY LTD | 1000016566
STP_009 - Lot7 | Data Enrichment | SFQ |  | 2023-11-02 |  |  | 1049274 | 1049274 |  |  |  | ERSA | M | 3020 | 1572572GZPCLNT100 | PAC |  | ELBOW,TUBE;1/4IN,1/8IN | CODO TUBO; | ELBOW,TUBE;END CONNECTION:1/4IN,ADDITIONAL FEATURES EN:1/8IN | CODO TUBO; |  |  |  | 1068125 @@ SMC CORPORATION (AUSTRALIA) PTY LTD | KQ2L07-01AS
STP_009 - Lot7 | Data Enrichment | SFQ |  | 2023-11-02 |  |  | 1049562 | 1049562 |  |  |  | ERSA | M | 4090 | 1563479GZPCLNT100 | EA |  | ELBOW,TUBE;6MM X 1/8,M | CODO TUBO; | ELBOW,TUBE;END CONNECTION:6MM X 1/8,ADDITIONAL FEATURES EN:MALE | CODO TUBO; |  |  |  | 1068125 @@ SMC CORPORATION (AUSTRALIA) PTY LTD | 1563479
STP_009 - Lot7 | Data Enrichment | SFQ |  | 2023-11-02 |  |  | 1049563 | 1049563 |  |  |  | ERSA | M | 4090 | 1563480GZPCLNT100 | EA |  | ELBOW,TUBE;6MM X 1/4,M | CODO TUBO; | ELBOW,TUBE;END CONNECTION:6MM X 1/4,ADDITIONAL FEATURES EN:MALE | CODO TUBO; |  |  |  | 1068125 @@ SMC CORPORATION (AUSTRALIA) PTY LTD | 1563480
STP_009 - Lot7 | Data Enrichment | SFQ |  | 2023-11-02 |  |  | 1049564 | 1049564 |  |  |  | ERSA | M | 4090 | 1563481GZPCLNT100 | EA |  | ELBOW,TUBE;6MM X 3/8,M | CODO TUBO; | ELBOW,TUBE;END CONNECTION:6MM X 3/8,ADDITIONAL FEATURES EN:MALE | CODO TUBO; |  |  |  | 1068125 @@ SMC CORPORATION (AUSTRALIA) PTY LTD | 1563481
STP_009 - Lot7 | Data Enrichment | SFQ |  | 2023-11-02 |  |  | 1049565 | 1049565 |  |  |  | ERSA | M | 4090 | 1563482GZPCLNT100 | EA |  | ELBOW,TUBE ADPTR;8MM,UN,KQG2L08-00 | CODO ADAPT TUBO; | ELBOW,TUBE ADAPTOR;END CONNECTION 1:8MM,ADDITIONAL FEATURES EN:UNION,KQG2L08-00 | CODO ADAPTADOR TUBO; |  |  |  | 1068125 @@ SMC CORPORATION (AUSTRALIA) PTY LTD | 1563482
STP_009 - Lot7 | Data Enrichment | SFQ |  | 2023-11-02 |  |  | 1049566 | 1049566 |  |  |  | ERSA | M | 4090 | 1563483GZPCLNT100 | EA |  | ELBOW,TUBE;8MM X 1/8,M,KQG2L08-01S | CODO TUBO; | ELBOW,TUBE;END CONNECTION:8MM X 1/8,ADDITIONAL FEATURES EN:MALE,KQG2L08-01S | CODO TUBO; |  |  |  | 1068125 @@ SMC CORPORATION (AUSTRALIA) PTY LTD | 1563483
STP_009 - Lot7 | Data Enrichment | SFQ |  | 2023-11-02 |  |  | 1049567 | 1049567 |  |  |  | ERSA | M | 4090 | 1563484GZPCLNT100 | EA |  | ELBOW,TUBE;8MM X 1/4,M | CODO TUBO; | ELBOW,TUBE;END CONNECTION:8MM X 1/4,ADDITIONAL FEATURES EN:MALE | CODO TUBO; |  |  |  | 1068125 @@ SMC CORPORATION (AUSTRALIA) PTY LTD | 1563484
STP_009 - Lot7 | Data Enrichment | SFQ |  | 2023-11-02 |  |  | 1049568 | 1049568 |  |  |  | ERSA | M | 4090 | 1563485GZPCLNT100 | EA |  | ELBOW,TUBE;8MM X 3/8,M | CODO TUBO; | ELBOW,TUBE;END CONNECTION:8MM X 3/8,ADDITIONAL FEATURES EN:MALE | CODO TUBO; |  |  |  | 1068125 @@ SMC CORPORATION (AUSTRALIA) PTY LTD | 1563485
STP_009 - Lot7 | Data Enrichment | SFQ |  | 2023-11-02 |  |  | 1049569 | 1049569 |  |  |  | ERSA | M | 4090 | 1563486GZPCLNT100 | EA |  | ELBOW,TUBE ADPTR;10MM,UN | CODO ADAPT TUBO; | ELBOW,TUBE ADAPTOR;END CONNECTION 1:10MM,ADDITIONAL FEATURES EN:UNION | CODO ADAPTADOR TUBO; |  |  |  | 1068125 @@ SMC CORPORATION (AUSTRALIA) PTY LTD | 1563486
STP_009 - Lot7 | Data Enrichment | SFQ |  | 2023-11-02 |  |  | 1049570 | 1049570 |  |  |  | ERSA | M | 4090 | 1563487GZPCLNT100 | EA |  | ELBOW,TUBE;10MM X 1/8,M | CODO TUBO; | ELBOW,TUBE;END CONNECTION:10MM X 1/8,ADDITIONAL FEATURES EN:MALE | CODO TUBO; |  |  |  | 1068125 @@ SMC CORPORATION (AUSTRALIA) PTY LTD | 1563487
STP_009 - Lot7 | Data Enrichment | SFQ |  | 2023-11-02 |  |  | 1049571 | 1049571 |  |  |  | ERSA | M | 4090 | 1563488GZPCLNT100 | EA |  | ELBOW,TUBE;10MM X 1/4,M | CODO TUBO; | ELBOW,TUBE;END CONNECTION:10MM X 1/4,ADDITIONAL FEATURES EN:MALE | CODO TUBO; |  |  |  | 1068125 @@ SMC CORPORATION (AUSTRALIA) PTY LTD | 1563488
STP_009 - Lot7 | Data Enrichment | SFQ |  | 2023-11-02 |  |  | 1049572 | 1049572 |  |  |  | ERSA | M | 4090 | 1563489GZPCLNT100 | EA |  | ELBOW,TUBE;10MM X 3/8,M | CODO TUBO; | ELBOW,TUBE;END CONNECTION:10MM X 3/8,ADDITIONAL FEATURES EN:MALE | CODO TUBO; |  |  |  | 1068125 @@ SMC CORPORATION (AUSTRALIA) PTY LTD | 1563489
STP_009 - Lot7 | Data Enrichment | SFQ |  | 2023-11-02 |  |  | 1049575 | 1049575 |  |  |  | ERSA | M | 4090 | 1563492GZPCLNT100 | EA |  | ELBOW,TUBE;12MM X 1/4,M | CODO TUBO; | ELBOW,TUBE;END CONNECTION:12MM X 1/4,ADDITIONAL FEATURES EN:MALE | CODO TUBO; |  |  |  | 1068125 @@ SMC CORPORATION (AUSTRALIA) PTY LTD | 1563492
STP_009 - Lot7 | Data Enrichment | SFQ |  | 2023-11-02 |  |  | 1049576 | 1049576 |  |  |  | ERSA | M | 4090 | 1563493GZPCLNT100 | EA |  | ELBOW,TUBE;12MM X 3/8,M | CODO TUBO; | ELBOW,TUBE;END CONNECTION:12MM X 3/8,ADDITIONAL FEATURES EN:MALE | CODO TUBO; |  |  |  | 1068125 @@ SMC CORPORATION (AUSTRALIA) PTY LTD | 1563493
STP_009 - Lot7 | Data Enrichment | SFQ |  | 2023-11-02 |  |  | 1049577 | 1049577 |  |  |  | ERSA | M | 4090 | 1563494GZPCLNT100 | EA |  | ELBOW,TUBE;12MM X 1/2,M | CODO TUBO; | ELBOW,TUBE;END CONNECTION:12MM X 1/2,ADDITIONAL FEATURES EN:MALE | CODO TUBO; |  |  |  | 1068125 @@ SMC CORPORATION (AUSTRALIA) PTY LTD | 1563494
STP_009 - Lot7 | Data Enrichment | SFQ |  | 2023-11-02 |  |  | 1049662 | 1049662 |  |  |  | ERSA | M | 4090 | 1577183GZPCLNT100 | EA |  | ELBOW;PIPE,STL,300 MM B/WELD,90 DEG | CODO; | ELBOW;MATERIAL:PIPE,STEEL,ADDITIONAL FEATURES EN:300 MM B/WELD,90 DEG,SHORT RADIUS | CODO; |  |  |  | 1068325 @@ MRC GLOBAL AUSTRALIA PTY LTD | 1000016588
STP_009 - Lot7 | Data Enrichment | PVJ |  | 2023-11-02 |  |  | 1049706 | 1049706 |  |  |  | ERSA | M | 2800 | 1581856GZPCLNT100 | EA |  | CARTRIDGE;450G,GREASE HTB | CARTUCHO; | CARTRIDGE;SIZE:450G,ADDITIONAL FEATURES EN:GREASE HTB | CARTUCHO; |  |  |  | 1068652 @@ J BLACKWOOD & SONS | 424065
STP_009 - Lot7 | Data Enrichment | SFQ |  | 2023-11-02 |  |  | 1049804 | 1049804 |  |  |  | ERSA | M | 4090 | 1578956GZPCLNT100 | EA |  | ELBOW;,PLASSON ELECTROFUSION,110MM | CODO; | ELBOW;MATERIAL:,ADDITIONAL FEATURES EN:PLASSON ELECTROFUSION,110MM | CODO; |  |  |  | 1068205 @@ BUTLER AGENCIES PTY LTD | 9060-110
STP_009 - Lot7 | Data Enrichment | SFQ |  | 2023-11-02 |  |  | 1049943 | 1049943 |  |  |  | ERSA | M | 4090 | 1580086GZPCLNT100 | EA |  | ELBOW;45 DEG,75MM,ELECTROFUSION,4906005 | CODO;45 DEG | ELBOW;ANGLE:45 DEG,MATERIAL:,ADDITIONAL FEATURES EN:75MM,ELECTROFUSION,4906005 | CODO;ANGULO:45 DEG |  |  |  | 1068205 @@ BUTLER AGENCIES PTY LTD | 4906005
STP_009 - Lot7 | Data Enrichment | SFQ |  | 2023-11-02 |  |  | 1049947 | 1049947 |  |  |  | ERSA | M | 4090 | 1580090GZPCLNT100 | EA |  | ELBOW;90 DEG,63MM,ELECTROFUSION,9050-63 | CODO;90 DEG | ELBOW;ANGLE:90 DEG,MATERIAL:,ADDITIONAL FEATURES EN:63MM,ELECTROFUSION,9050-63 | CODO;ANGULO:90 DEG |  |  |  | 1068205 @@ BUTLER AGENCIES PTY LTD | 9050-63
STP_009 - Lot7 | Data Enrichment | SFQ |  | 2023-11-02 |  |  | 1049948 | 1049948 |  |  |  | ERSA | M | 4090 | 1580091GZPCLNT100 | EA |  | ELBOW;90 DEG,75MM,ELECTROFUSION,9050-75 | CODO;90 DEG | ELBOW;ANGLE:90 DEG,MATERIAL:,ADDITIONAL FEATURES EN:75MM,ELECTROFUSION,9050-75 | CODO;ANGULO:90 DEG |  |  |  | 1068205 @@ BUTLER AGENCIES PTY LTD | 9050-75
STP_009 - Lot7 | Data Enrichment | SFQ |  | 2023-11-02 |  |  | 1049949 | 1049949 |  |  |  | ERSA | M | 4090 | 1580092GZPCLNT100 | EA |  | ELBOW;45 DEG,63MM,ELECTROFUSION,9060-63 | CODO;45 DEG | ELBOW;ANGLE:45 DEG,MATERIAL:,ADDITIONAL FEATURES EN:63MM,ELECTROFUSION,9060-63 | CODO;ANGULO:45 DEG |  |  |  | 1068205 @@ BUTLER AGENCIES PTY LTD | 9060-63
STP_009 - Lot7 | Data Enrichment | SFQ |  | 2023-11-02 |  |  | 1049962 | 1049962 |  |  |  | ERSA | M | 4090 | 1583055GZPCLNT100 | EA |  | ELBOW;90 DEG,PLASSON,FEMALE 1-1 | CODO;90 DEG | ELBOW;ANGLE:90 DEG,MATERIAL:,ADDITIONAL FEATURES EN:PLASSON,FEMALE 1-1 | CODO;ANGULO:90 DEG |  |  |  | 1068205 @@ BUTLER AGENCIES PTY LTD | 7152 1X1
STP_009 - Lot7 | Data Enrichment | SFQ |  | 2023-11-02 |  |  | 1049965 | 1049965 |  |  |  | ERSA | M | 4090 | 1583058GZPCLNT100 | EA |  | ELBOW;90 DEG,PLASSON ELECTROFUSION,125MM | CODO;90 DEG | ELBOW;ANGLE:90 DEG,MATERIAL:,ADDITIONAL FEATURES EN:PLASSON ELECTROFUSION,125MM | CODO;ANGULO:90 DEG |  |  |  | 1068205 @@ BUTLER AGENCIES PTY LTD | 9050-125
STP_009 - Lot7 | Data Enrichment | SFQ |  | 2023-11-02 |  |  | 1049966 | 1049966 |  |  |  | ERSA | M | 4090 | 1583059GZPCLNT100 | EA |  | ELBOW;90 DEG,PLASSON ELECTROFUSION,250MM | CODO;90 DEG | ELBOW;ANGLE:90 DEG,MATERIAL:,ADDITIONAL FEATURES EN:PLASSON ELECTROFUSION,250MM | CODO;ANGULO:90 DEG |  |  |  | 1068205 @@ BUTLER AGENCIES PTY LTD | 9050-250
STP_009 - Lot7 | Data Enrichment | SFQ |  | 2023-11-02 |  |  | 1049967 | 1049967 |  |  |  | ERSA | M | 4090 | 1583060GZPCLNT100 | EA |  | ELBOW;45 DEG,PLASSON ELECTROFUSION,125MM | CODO;45 DEG | ELBOW;ANGLE:45 DEG,MATERIAL:,ADDITIONAL FEATURES EN:PLASSON ELECTROFUSION,125MM | CODO;ANGULO:45 DEG |  |  |  | 1068205 @@ BUTLER AGENCIES PTY LTD | 9060-125
STP_009 - Lot7 | Data Enrichment | SFQ |  | 2023-11-02 |  |  | 1049968 | 1049968 |  |  |  | ERSA | M | 4090 | 1583061GZPCLNT100 | EA |  | ELBOW;45 DEG,PLASSON ELECTROFUSION,250MM | CODO;45 DEG | ELBOW;ANGLE:45 DEG,MATERIAL:,ADDITIONAL FEATURES EN:PLASSON ELECTROFUSION,250MM | CODO;ANGULO:45 DEG |  |  |  | 1068205 @@ BUTLER AGENCIES PTY LTD | 9060-250
STP_009 - Lot7 | Data Enrichment | SFQ |  | 2023-11-02 |  |  | 1049985 | 1049985 |  |  |  | ERSA | M | 4090 | 1583157GZPCLNT100 | EA |  | ELBOW;90 DEG,ELECTROFUSION,50MM,9050-50 | CODO;90 DEG | ELBOW;ANGLE:90 DEG,MATERIAL:,ADDITIONAL FEATURES EN:ELECTROFUSION,50MM,9050-50 | CODO;ANGULO:90 DEG |  |  |  | 1068205 @@ BUTLER AGENCIES PTY LTD | 9050-50
STP_009 - Lot7 | Data Enrichment | SFQ |  | 2023-11-02 |  |  | 1050047 | 1050047 |  |  |  | ERSA | M | 4090 | 1563417GZPCLNT100 | PAC |  | ELBOW,TUBE;4X4MM,PNUE | CODO TUBO; | ELBOW,TUBE;END CONNECTION:4X4MM,ADDITIONAL FEATURES EN:PNUE | CODO TUBO; |  |  |  | 1068125 @@ SMC CORPORATION (AUSTRALIA) PTY LTD | KQ2L04-00A1
STP_009 - Lot7 | Data Enrichment | KIB |  | 2023-11-02 |  |  | 1050114 | 1050114 |  |  |  | ERSA | M | 2200 | 1607789GZPCLNT100 | EA |  | BEND,PIPE;90 DEG,NOM NB 50,BUTT WELD | TUBERIA CURVA;90 GRAD,NOM ,ACERO | BEND,PIPE;ANGLE:90 DEG,NOMINAL SIZE:NB 50,END CONNECTION:BUTT WELD,MATERIAL:STEEL,RADIUS:50.8 MM | TUBERIA CURVA;ANGULO:90 GRAD,MATERIAL:ACERO |  |  |  | 1069512 @@ BLUESCOPE DISTRIBUTION | 100 | 1068455 @@ VULCAN STEEL PTY LTD | 1607789
STP_009 - Lot7 | Data Enrichment | SFQ |  | 2023-11-02 |  |  | 1050125 | 1050125 |  |  |  | ERSA | M | 2210 | 1607796GZPCLNT100 | EA |  | ELBOW;45 DEG,NOM 15 MM,PVC-U,SCH 80,PL | CODO;45 DEG,NOM 15 MM | ELBOW;ANGLE:45 DEG,NOMINAL SIZE:15 MM,MATERIAL:PVC-U,ADDITIONAL FEATURES EN:SCH 80,PLAIN | CODO;ANGULO:45 DEG,TAMAÃ‘O NOMINAL:15 MM |  |  |  | 1068155 @@ REECE PTY LTD | 1532018
STP_009 - Lot7 | Data Enrichment | SFQ |  | 2023-11-02 |  |  | 1050127 | 1050127 |  |  |  | ERSA | M | 2210 | 1607798GZPCLNT100 | EA |  | ELBOW;90 DEG,NOM 15 MM,PVC-U,SCH 80,PL | CODO;90 DEG,NOM 15 MM | ELBOW;ANGLE:90 DEG,NOMINAL SIZE:15 MM,MATERIAL:PVC-U,ADDITIONAL FEATURES EN:SCH 80,PLAIN | CODO;ANGULO:90 DEG,TAMAÃ‘O NOMINAL:15 MM |  |  |  | 1068155 @@ REECE PTY LTD | 1532009
STP_009 - Lot7 | Data Enrichment | VNE |  | 2023-11-02 |  |  | 1050227 | 1050227 |  |  |  | ERSA | M | 1600 | 1607815GZPCLNT100 | EA |  | CONTROLLER,VOLT;SMARTSOLAR CHARGE,20 A | CONTROLADOR VOLT; | CONTROLLER,VOLTAGE;TYPE:SMARTSOLAR CHARGE,INPUT RATING:12/24/48 V,POWER RATING:20 A,ADDITIONAL FEATURES EN:BLUE LED:BULK,IP43, BRAND:VICTRON | CONTROLADOR VOLTAJE; |  |  |  | 1068181 @@ CNW (MOUNT ISA) ELECT WHOLESALER | VBSMPPT100/20R
STP_009 - Lot7 | Data Enrichment | SFQ |  | 2023-11-02 |  |  | 1050241 | 1050241 |  |  |  | ERSA | M | 2210 | 1608389GZPCLNT100 | EA |  | ELBOW,PIPE;NOM 50 MM,90 DEG,PE,BLK | CODO TUBE;NOM 50 MM,90 DEG | ELBOW,PIPE;NOMINAL SIZE:50 MM,END CONNECTION:,ANGLE:90 DEG,MATERIAL:POLYETHYLENE,ADDITIONAL FEATURES EN:JOINTING SYSTEM: ELECTROFUSION,BRAND:FRITEC,BLACK | CODO TUBERIA;TAMAÃ‘O NOMINAL:50 MM,ANGULO:90 DEG |  |  |  | 1068155 @@ REECE PTY LTD | 1415813
STP_009 - Lot7 | Data Enrichment | VNE |  | 2023-11-02 |  |  | 1050247 | 1050247 |  |  |  | ERSA | M | 5100 | 1608395GZPCLNT100 | EA |  | CONTROLLER;MODULAR DECODER,M:EZ1,STA | CONTROLADOR; | CONTROLLER;TYPE:MODULAR DECODER,ADDITIONAL FEATURES EN:M:EZ1,STATION,BRAND:HUNTER | CONTROLADOR; |  |  |  | 1068155 @@ REECE PTY LTD | 1508484
STP_009 - Lot7 | Data Enrichment | SFQ |  | 2023-11-02 |  |  | 1050253 | 1050253 |  |  |  | ERSA | M | 2210 | 1608401GZPCLNT100 | EA |  | ELBOW;MICRO,NOM 25 MM,PP,BRAND:ENKI | CODO;,NOM 25 MM | ELBOW;TYPE:MICRO,NOMINAL SIZE:25 MM,MATERIAL:POLYPROPYLENE,ADDITIONAL FEATURES EN:BRAND:ENKI | CODO;TAMAÃ‘O NOMINAL:25 MM |  |  |  | 1068155 @@ REECE PTY LTD | 1542852
STP_009 - Lot7 | Data Enrichment | VNE |  | 2023-11-02 |  |  | 1050276 | 1050276 |  |  |  | ERSA | M | 5100 | 1608424GZPCLNT100 | EA |  | CONTROLLER;ICC 2,8 STATION,MOC:PLASTIC | CONTROLADOR; | CONTROLLER;TYPE:ICC 2,ADDITIONAL FEATURES EN:8 STATION,MOC:PLASTIC,BRAND:HUNTER | CONTROLADOR; |  |  |  | 1068155 @@ REECE PTY LTD | 1537087
STP_009 - Lot7 | Data Enrichment | SFQ |  | 2023-11-02 |  |  | 1050559 | 1050559 |  |  |  | ERSA | M | 4090 | 1577005GZPCLNT100 | EA |  | ELBOW;SCH40,DN80 3D 45 DEG,267 RADIUS | CODO; | ELBOW;MATERIAL:SCH40,ADDITIONAL FEATURES EN:DN80 3D 45 DEG,267 RADIUS | CODO; |  |  |  | 1068325 @@ MRC GLOBAL AUSTRALIA PTY LTD | 6000002093 | 1068227 @@ WEIR MINERALS AUSTRALIA LTD | 1577005
STP_009 - Lot7 | Data Enrichment | SFQ |  | 2023-11-02 |  |  | 1050601 | 1050601 |  |  |  | ERSA | M | 4090 | 1578245GZPCLNT100 | EA |  | ELBOW;A234M,PIPE,DN350,90DEG | CODO; | ELBOW;MATERIAL:A234M,ADDITIONAL FEATURES EN:PIPE,DN350,90DEG | CODO; |  |  |  | 1068521 @@ ATLAS STEELS PTY LTD | 1001134
STP_009 - Lot7 | Data Enrichment | PVJ |  | 2023-11-02 |  |  | 1050708 | 1050708 |  |  |  | ERSA | M | 4090 | 1583365GZPCLNT100 | EA |  | CHANNEL;U,5X8MMX5M,PINCHWELD MTL CAGED | CANAL;U | CHANNEL;TYPE:U,SIZE:5X8MMX5M,ADDITIONAL FEATURES EN:PINCHWELD MTL CAGED,PVC | CANAL;TIPO:U |  |  |  | 1068391 @@ BOSS | REPINCH60059R
STP_009 - Lot7 | Data Enrichment | PVJ |  | 2023-11-02 |  |  | 1050709 | 1050709 |  |  |  | ERSA | M | 4090 | 1583366GZPCLNT100 | EA |  | CHANNEL;U,6.5X9MMX5M,EDGE PROTECTOR | CANAL;U | CHANNEL;TYPE:U,SIZE:6.5X9MMX5M,ADDITIONAL FEATURES EN:EDGE PROTECTOR | CANAL;TIPO:U |  |  |  | 1068391 @@ BOSS | REPINCH60063R
STP_009 - Lot7 | Data Enrichment | SFQ |  | 2023-11-02 |  |  | 1050714 | 1050714 |  |  |  | ERSA | M | 4090 | 1583371GZPCLNT100 | EA |  | ELBOW;90 DEG,PLASSON ELECTROFUSION,90MM | CODO;90 DEG | ELBOW;ANGLE:90 DEG,MATERIAL:,ADDITIONAL FEATURES EN:PLASSON ELECTROFUSION,90MM | CODO;ANGULO:90 DEG |  |  |  | 1068205 @@ BUTLER AGENCIES PTY LTD | 9050-90
STP_009 - Lot7 | Data Enrichment | SFQ |  | 2023-11-02 |  |  | 1050715 | 1050715 |  |  |  | ERSA | M | 4090 | 1583372GZPCLNT100 | EA |  | ELBOW;45 DEG,PLASSON ELECTROFUSION,90MM | CODO;45 DEG | ELBOW;ANGLE:45 DEG,MATERIAL:,ADDITIONAL FEATURES EN:PLASSON ELECTROFUSION,90MM | CODO;ANGULO:45 DEG |  |  |  | 1068205 @@ BUTLER AGENCIES PTY LTD | 9060-90
STP_009 - Lot7 | Data Enrichment | SFQ |  | 2023-11-02 |  |  | 1050784 | 1050784 |  |  |  | ERSA | M | 4090 | 1575333GZPCLNT100 | EA |  | ELBOW;CSTG,BURNR,04-01-023-D | CODO; | ELBOW;MATERIAL:CASTING,ADDITIONAL FEATURES EN:BURNER,04-01-023-D | CODO; |  |  |  | 1069602 @@ NORTHERN IRON & BRASS FOUNDRY | 04-01-023-D
STP_009 - Lot7 | Data Enrichment | SFQ |  | 2023-11-02 |  |  | 1050882 | 1050882 |  |  |  | ERSA | M | 4090 | 1577745GZPCLNT100 | EA |  | ELBOW;CS,1 1/2 IN NB,LONG RADIUS 90 DEG | CODO; | ELBOW;MATERIAL:CARBON STEEL,ADDITIONAL FEATURES EN:1 1/2 IN NB,LONG RADIUS 90 DEG,BUTT WELD ENDS QP,STD/S40 ASTM A234 WPB | CODO; |  |  |  | 1068325 @@ MRC GLOBAL AUSTRALIA PTY LTD | 1000004091
STP_009 - Lot7 | Data Enrichment | SFQ |  | 2023-11-02 |  |  | 1050883 | 1050883 |  |  |  | ERSA | M | 4090 | 1577747GZPCLNT100 | EA |  | ELBOW;CS,1 1/2 IN NB,LONG RADIUS 45 DEG | CODO; | ELBOW;MATERIAL:CARBON STEEL,ADDITIONAL FEATURES EN:1 1/2 IN NB,LONG RADIUS 45 DEG,STD/S40 ASTM A234 WPB,BUTT WELD ENDS,ASME B16.9 QP | CODO; |  |  |  | 1068325 @@ MRC GLOBAL AUSTRALIA PTY LTD | 1000016334
STP_009 - Lot7 | Data Enrichment | SFQ |  | 2023-11-02 |  |  | 1050884 | 1050884 |  |  |  | ERSA | M | 4090 | 1577751GZPCLNT100 | EA |  | ELBOW;CS,2 IN NB STD/S40,LONG RADIUS 90D | CODO; | ELBOW;MATERIAL:CARBON STEEL,ADDITIONAL FEATURES EN:2 IN NB STD/S40,LONG RADIUS 90D,SEAMLESS ASTM A234 WPB-S/SA420 WPL6-S,BUTT WELD ENDS,ASME B16.9 AP | CODO; |  |  |  | 1068325 @@ MRC GLOBAL AUSTRALIA PTY LTD | 1000357224 | 1068289 @@ INFRABUILD STEEL CENTRE | 124718
STP_009 - Lot7 | Data Enrichment | SFQ |  | 2023-11-02 |  |  | 1050907 | 1050907 |  |  |  | ERSA | M | 4090 | 1577881GZPCLNT100 | EA |  | ELBOW;SS,3/4 IN NB,90 DEG | CODO; | ELBOW;MATERIAL:SS,ADDITIONAL FEATURES EN:3/4 IN NB,90 DEG,FEM NPT THREADED ENDS,ASME B16.11 QP,3000 FORGED SS ASTM A182 F316L | CODO; |  |  |  | 1068325 @@ MRC GLOBAL AUSTRALIA PTY LTD | 1000000491
STP_009 - Lot7 | Data Enrichment | CIR |  | 2023-11-02 |  |  | 1051037 | 1051037 |  |  |  | ERSA | M | 1600 | 1578913GZPCLNT100 | EA |  | CHARGER,BATT;DC,DUAL INP,50A IN-VEHICLE | CARGADOR BATER; | CHARGER,BATTERY;CURRENT RATING:DC,ADDITIONAL FEATURES EN:DUAL INP,50A IN-VEHICLE | CARGADOR BATERIA; |  |  |  | 1068740 @@ METAL MANUFACTURES PTY LTD | RDABCDC1250D
STP_009 - Lot7 | Data Enrichment | SFQ |  | 2023-11-02 |  |  | 1051067 | 1051067 |  |  |  | ERSA | M | 4090 | 1579281GZPCLNT100 | EA |  | ELBOW,PIPE;BRB,POLY,ENKI MICRO,19MM | CODO TUBE; | ELBOW,PIPE;END CONNECTION:BARB,MATERIAL:POLY,ADDITIONAL FEATURES EN:ENKI MICRO,19MM | CODO TUBERIA; |  |  |  | 1068155 @@ REECE PTY LTD | 1542831
STP_009 - Lot7 | Data Enrichment | SFQ |  | 2023-11-02 |  |  | 1051226 | 1051226 |  |  |  | ERSA | M | 4090 | 1581225GZPCLNT100 | EA |  | ELBOW;B-PRESS WATER,HI-TEMP,90D X 15MM | CODO; | ELBOW;TYPE:B-PRESS WATER,MATERIAL:,ADDITIONAL FEATURES EN:HI-TEMP,90D X 15MM | CODO; |  |  |  | 1068155 @@ REECE PTY LTD | 404929
STP_009 - Lot7 | Data Enrichment | KIB |  | 2023-11-02 |  |  | 1051231 | 1051231 |  |  |  | ERSA | M | 4090 | 1581230GZPCLNT100 | EA |  | BEND;SCKT,DWV IN M&F 40 X 88 DEG | CURVATURA; | BEND;ADDITIONAL FEATURES EN:SOCKET,DWV IN M&F 40 X 88 DEG | CURVATURA; |  |  |  | 1068155 @@ REECE PTY LTD | 1403704
STP_009 - Lot7 | Data Enrichment | SFQ |  | 2023-11-02 |  |  | 1051316 | 1051316 |  |  |  | ERSA | M | 4090 | 1582926GZPCLNT100 | EA |  | ELBOW;90 DEG,PLASSON ELECTROFUSION,200MM | CODO;90 DEG | ELBOW;ANGLE:90 DEG,MATERIAL:,ADDITIONAL FEATURES EN:PLASSON ELECTROFUSION,200MM | CODO;ANGULO:90 DEG |  |  |  | 1068205 @@ BUTLER AGENCIES PTY LTD | 9050-200
STP_009 - Lot7 | Data Enrichment | SFQ |  | 2023-11-02 |  |  | 1051317 | 1051317 |  |  |  | ERSA | M | 4090 | 1582927GZPCLNT100 | EA |  | ELBOW;90 DEG,PLASSON ELECTROFUSION,225MM | CODO;90 DEG | ELBOW;ANGLE:90 DEG,MATERIAL:,ADDITIONAL FEATURES EN:PLASSON ELECTROFUSION,225MM | CODO;ANGULO:90 DEG |  |  |  | 1068205 @@ BUTLER AGENCIES PTY LTD | 9050-225
STP_009 - Lot7 | Data Enrichment | SFQ |  | 2023-11-02 |  |  | 1051318 | 1051318 |  |  |  | ERSA | M | 4090 | 1582928GZPCLNT100 | EA |  | ELBOW;45 DEG,PLASSON ELECTROFUSION,200MM | CODO;45 DEG | ELBOW;ANGLE:45 DEG,MATERIAL:,ADDITIONAL FEATURES EN:PLASSON ELECTROFUSION,200MM | CODO;ANGULO:45 DEG |  |  |  | 1068205 @@ BUTLER AGENCIES PTY LTD | 9060-200
STP_009 - Lot7 | Data Enrichment | SFQ |  | 2023-11-02 |  |  | 1051319 | 1051319 |  |  |  | ERSA | M | 4090 | 1582929GZPCLNT100 | EA |  | ELBOW;45 DEG,PLASSON ELECTROFUSION,225MM | CODO;45 DEG | ELBOW;ANGLE:45 DEG,MATERIAL:,ADDITIONAL FEATURES EN:PLASSON ELECTROFUSION,225MM | CODO;ANGULO:45 DEG |  |  |  | 1068205 @@ BUTLER AGENCIES PTY LTD | 9060-225
STP_009 - Lot7 | Data Enrichment | SFQ |  | 2023-11-02 |  |  | 1051343 | 1051343 |  |  |  | ERSA | M | 4090 | 1583281GZPCLNT100 | EA |  | ELBOW;45 DEG,PLASSON,SDR 11,280MM | CODO;45 DEG | ELBOW;ANGLE:45 DEG,MATERIAL:,ADDITIONAL FEATURES EN:PLASSON,SDR 11,280MM | CODO;ANGULO:45 DEG |  |  |  | 1068205 @@ BUTLER AGENCIES PTY LTD | EB280645
STP_009 - Lot7 | Data Enrichment | SFQ |  | 2023-11-02 |  |  | 1051344 | 1051344 |  |  |  | ERSA | M | 4090 | 1583282GZPCLNT100 | EA |  | ELBOW;90 DEG,PLASSON,SDR11,280MM,L/S | CODO;90 DEG | ELBOW;ANGLE:90 DEG,MATERIAL:,ADDITIONAL FEATURES EN:PLASSON,SDR11,280MM,L/S | CODO;ANGULO:90 DEG |  |  |  | 1068205 @@ BUTLER AGENCIES PTY LTD | EB280690
STP_009 - Lot7 | Data Enrichment | SFQ |  | 2023-11-02 |  |  | 1051345 | 1051345 |  |  |  | ERSA | M | 4090 | 1583283GZPCLNT100 | EA |  | ELBOW;45 DEG,PLASSON,SDR 11,315MM | CODO;45 DEG | ELBOW;ANGLE:45 DEG,MATERIAL:,ADDITIONAL FEATURES EN:PLASSON,SDR 11,315MM | CODO;ANGULO:45 DEG |  |  |  | 1068205 @@ BUTLER AGENCIES PTY LTD | EB315645
STP_009 - Lot7 | Data Enrichment | SFQ |  | 2023-11-02 |  |  | 1051346 | 1051346 |  |  |  | ERSA | M | 4090 | 1583284GZPCLNT100 | EA |  | ELBOW;90 DEG,PLASSON,SDR 11,315MM | CODO;90 DEG | ELBOW;ANGLE:90 DEG,MATERIAL:,ADDITIONAL FEATURES EN:PLASSON,SDR 11,315MM | CODO;ANGULO:90 DEG |  |  |  | 1068205 @@ BUTLER AGENCIES PTY LTD | EB315690
STP_009 - Lot7 | Data Enrichment | VNE |  | 2023-11-02 |  |  | 1051464 | 1051464 |  |  |  | ERSA | M | 1600 | 1578053GZPCLNT100 | EA |  | CONTROLLER;46LHS,14.70.0048 | CONTROLADOR; | CONTROLLER;TYPE:46LHS,ADDITIONAL FEATURES EN:14.70.0048 | CONTROLADOR; |  |  |  | 1068354 @@ FINLAY SCREENING & CRUSHING | 14.70.0048
STP_009 - Lot7 | Data Enrichment | VNE |  | 2023-11-02 |  |  | 1051465 | 1051465 |  |  |  | ERSA | M | 1600 | 1578054GZPCLNT100 | EA |  | CONTROLLER;47RHS,14.70.0050 | CONTROLADOR; | CONTROLLER;TYPE:47RHS,ADDITIONAL FEATURES EN:14.70.0050 | CONTROLADOR; |  |  |  | 1068354 @@ FINLAY SCREENING & CRUSHING | 14.70.0050
STP_009 - Lot7 | Data Enrichment | CIR |  | 2023-11-02 |  |  | 1051494 | 1051494 |  |  |  | ERSA | M | 4005 | 1574917GZPCLNT100 | EA |  | BROACH;DUMONT 16 MM - E1 | BROCHE; | BROACH;ADDITIONAL FEATURES EN:DUMONT 16 MM - E1 | BROCHE; |  |  |  | 1068502 @@ ATOM SUPPLY | 512297
STP_009 - Lot7 | Data Enrichment | PVJ |  | 2023-11-02 |  |  | 1051499 | 1051499 |  |  |  | ERSA | M | 1600 | 1574959GZPCLNT100 | EA |  | DISPLAY;3.5 DIGITS,DIG VOLTMETER,DC,LED | DISPLAY; | DISPLAY;ELECTRICAL RATING:3.5 DIGITS,ADDITIONAL FEATURES EN:DIG VOLTMETER,DC,LED | DISPLAY; |  |  |  | 1068206 @@ RS COMPONENTS PTY LTD | 563633
STP_009 - Lot7 | Data Enrichment | VNE |  | 2023-11-02 |  |  | 1051532 | 1051532 |  |  |  | ERSA | M | 1600 | 1573562GZPCLNT100 | EA |  | CONTROLLER;STOVE BURNER,BCU370QFEU1D1 | CONTROLADOR; | CONTROLLER;TYPE:STOVE BURNER,ADDITIONAL FEATURES EN:BCU370QFEU1D1 | CONTROLADOR; |  |  |  | 1071560 @@ AGRI LABOUR AUSTRALIA PTY LTD | BCU370QFEU1D1 STOVE
STP_009 - Lot7 | Data Enrichment | VNE |  | 2023-11-02 |  |  | 1051534 | 1051534 |  |  |  | ERSA | M | 1600 | 1573564GZPCLNT100 | EA |  | CONTROLLER;SLAVE KETTLE,BCU370QFEUOD1 | CONTROLADOR; | CONTROLLER;TYPE:SLAVE KETTLE,ADDITIONAL FEATURES EN:BCU370QFEUOD1 | CONTROLADOR; |  |  |  | 1069717 @@ AIR & GAS INDUSTRIES | BCU370QFEUOD1 SLAVE
STP_009 - Lot7 | Data Enrichment | CIR |  | 2023-11-02 |  |  | 1051602 | 1051602 |  |  |  | ERSA | M | 1600 | 1580971GZPCLNT100 | EA |  | BOARD,PRINT CIRCT;DAI4010154 | PLACA CIRCUIT IMPRSN; | BOARD,PRINTED CIRCUIT;ADDITIONAL FEATURES EN:DAI4010154 | PLACA CIRCUITO IMPRESO; |  |  |  | 1072013 @@ METAL MANUFACTURES PTY LTD | DAI4010154
STP_009 - Lot7 | Data Enrichment | PVJ |  | 2023-11-02 |  |  | 1051617 | 1051617 |  |  |  | ERSA | M | 1600 | 1582754GZPCLNT100 | EA |  | CARTRIDGE;ULTRA 1000CC,LX EP 2,BAT PK | CARTUCHO; | CARTRIDGE;SIZE:ULTRA 1000CC,ADDITIONAL FEATURES EN:LX EP 2,BAT PK | CARTUCHO; |  |  |  | 1068622 @@ PERMA INDUSTRIAL DIST P/L | PSF995UL1000LC
STP_009 - Lot7 | Data Enrichment | VNE |  | 2023-11-02 |  |  | 1051663 | 1051663 |  |  |  | ERSA | M | 1600 | 1583637GZPCLNT100 | EA |  | CONTROLLER;B10 | CONTROLADOR; | CONTROLLER;TYPE:B10 | CONTROLADOR; |  |  |  | 1068100 @@ BERENDSEN FLUID POWER | B0010
STP_009 - Lot7 | Data Enrichment | PVJ |  | 2023-11-02 |  |  | 1051665 | 1051665 |  |  |  | ERSA | M | 1600 | 1583681GZPCLNT100 | EA |  | DISPLAY,OPER I/F;VEGADIS 81,SS,REMT | INTERFAZ VISUALIZ OPER; | DISPLAY,OPERATOR INTERFACE;ADDITIONAL FEATURES EN:VEGADIS 81,SS,REMOTE | INTERFAZ VISUALIZ OPERADOR; |  |  |  | 1068122 @@ MARCON AGENCIES PTY LTD | DIS81.IXIVNMKDX
STP_009 - Lot7 | Data Enrichment | VNE |  | 2023-11-02 |  |  | 1051856 | 1051856 |  |  |  | ERSA | M | 1600 | 1577838GZPCLNT100 | EA |  | CONTROLLER;LGC,ORBIT EASY SET 6STN | CONTROLADOR; | CONTROLLER;TYPE:LOGIC,ADDITIONAL FEATURES EN:ORBIT EASY SET 6STN | CONTROLADOR; |  |  |  | 1068155 @@ REECE PTY LTD | 1531946
STP_009 - Lot7 | Data Enrichment | VNE |  | 2023-11-02 |  |  | 1051857 | 1051857 |  |  |  | ERSA | M | 1600 | 1577839GZPCLNT100 | EA |  | CONTROLLER;LGC,ORBIT EASY SET 12 STN | CONTROLADOR; | CONTROLLER;TYPE:LOGIC,ADDITIONAL FEATURES EN:ORBIT EASY SET 12 STN | CONTROLADOR; |  |  |  | 1068155 @@ REECE PTY LTD | 1531947
STP_009 - Lot7 | Data Enrichment | CIR |  | 2023-11-02 |  |  | 1051861 | 1051861 |  |  |  | ERSA | M | 4005 | 1577862GZPCLNT100 | EA |  | CHARGER,BATT;6/12V,AUTOMTC,4A,8 STAGE | CARGADOR BATER; | CHARGER,BATTERY;CURRENT RATING:6/12V,ADDITIONAL FEATURES EN:AUTOMATIC,4A,8 STAGE | CARGADOR BATERIA; |  |  |  | 1068391 @@ BOSS | AC040
STP_009 - Lot7 | Data Enrichment | CIR |  | 2023-11-02 |  |  | 1051977 | 1051977 |  |  |  | ERSA | M | 2920 | 1578830GZPCLNT100 | EA |  | BLANKET;THRM,FAC EMERGENCY | MANTA; | BLANKET;MATERIAL:THERMAL,ADDITIONAL FEATURES EN:FAC EMERGENCY | MANTA; |  |  |  | 1068331 @@ ALLIANCE SAFETY EQUIPMENT P/L | 856760
STP_009 - Lot7 | Data Enrichment | PVJ |  | 2023-11-02 |  |  | 1052041 | 1052041 |  |  |  | ERSA | M | 1600 | 1579455GZPCLNT100 | EA |  | DISPLAY,OPER I/F;SIMATIC HMI TP1200 COMF | INTERFAZ VISUALIZ OPER; | DISPLAY,OPERATOR INTERFACE;ADDITIONAL FEATURES EN:SIMATIC HMI TP1200 COMFORT,COMFORT PANEL | INTERFAZ VISUALIZ OPERADOR; |  |  |  | 1072013 @@ METAL MANUFACTURES PTY LTD | APS6AV2124OMC01OAX0
STP_009 - Lot7 | Data Enrichment | CIR |  | 2023-11-02 |  |  | 1052054 | 1052054 |  |  |  | ERSA | M | 1600 | 1579510GZPCLNT100 | EA |  | CHARGER;DUAL USB,FULLY INTEGRATED,5V PWR | CARGADOR; | CHARGER;ADDITIONAL FEATURES EN:DUAL USB,FULLY INTEGRATED,5V PWR POINT | CARGADOR; |  |  |  | 1071835 @@ REXEL AUSTRALIA | PUMPUPP2USB2G
STP_009 - Lot7 | Data Enrichment | CIR |  | 2023-11-02 |  |  | 1052083 | 1052083 |  |  |  | ERSA | M | 1600 | 1579733GZPCLNT100 | EA |  | BOARD,CIRCT;PWB ASSY,SUIT SRC71-80 | PLACA CIRCUIT; | BOARD,CIRCUIT;ADDITIONAL FEATURES EN:PWB ASSY,SUIT SRC71-80 | PLACA CIRCUITOS; |  |  |  | 1068740 @@ METAL MANUFACTURES PTY LTD | MHIRCR505A100L
STP_009 - Lot7 | Data Enrichment | PVJ |  | 2023-11-02 |  |  | 1052223 | 1052223 |  |  |  | ERSA | M | 4005 | 1581543GZPCLNT100 | EA |  | DISPLAY;WGHT,HND HELD,MDM WIRELESS 5T | DISPLAY; | DISPLAY;TYPE:WEIGHT,ELECTRICAL RATING:,ADDITIONAL FEATURES EN:HAND HELD,MDM WIRELESS 5T | DISPLAY; |  |  |  | 1068254 @@ MOUNT ISA MINING SUPPLIES P/L | MDMW5T
STP_009 - Lot7 | Data Enrichment | PVJ |  | 2023-11-02 |  |  | 1052812 | 1052812 |  |  |  | ERSA | M | 5905 | 1577607GZPCLNT100 | EA |  | CARTRIDGE,FLTR;SML,DRY-USE,HYDROPRO 21 | FILTRO CARTU; | CARTRIDGE,FILTER;SIZE:SMALL,MATERIAL:,ADDITIONAL FEATURES EN:DRY-USE,HYDROPRO 21 | FILTRO CARTUCHO; |  |  |  | 1068652 @@ J BLACKWOOD & SONS | B-00034967
STP_009 - Lot7 | Data Enrichment | VNE |  | 2023-11-02 |  |  | 1052907 | 1052907 |  |  |  | ERSA | M | 2620 | 1578496GZPCLNT100 | EA |  | CONTROLLER;LORCH SPEEDROOT UPGRADE | CONTROLADOR; | CONTROLLER;TYPE:LORCH SPEEDROOT UPGRADE,ADDITIONAL FEATURES EN:S5 MIG WELDER | CONTROLADOR; |  |  |  | 1068264 @@ GLOBAL WELDING SUPPLIES (MT ISA) | LOR57510110
STP_009 - Lot7 | Data Enrichment | PVJ |  | 2023-11-02 |  |  | 1053032 | 1053032 |  |  |  | ERSA | M | 2600 | 1579504GZPCLNT100 | EA |  | CHANNEL;41X41MMX6 M,STRUT,H/D,GAL | CANAL; | CHANNEL;SIZE:41X41MMX6 M,ADDITIONAL FEATURES EN:STRUT,H/D,GAL | CANAL; |  |  |  | 1071835 @@ REXEL AUSTRALIA | EZYE1000H
STP_009 - Lot7 | Data Enrichment | PVJ |  | 2023-11-02 |  |  | 1053033 | 1053033 |  |  |  | ERSA | M | 2600 | 1579519GZPCLNT100 | EA |  | CHANNEL;41 X 22MM X 6 M,GALVANIZED | CANAL;GALVANIZADO | CHANNEL;SIZE:41 X 22MM X 6 M,MATERIAL:GALVANIZED,ADDITIONAL FEATURES EN:HOT DIP | CANAL;MATERIAL:GALVANIZADO |  |  |  | 1071835 @@ REXEL AUSTRALIA | UNI3300-HG
STP_009 - Lot7 | Data Enrichment | PVJ |  | 2023-11-02 |  |  | 1053034 | 1053034 |  |  |  | ERSA | M | 2600 | 1579520GZPCLNT100 | EA |  | CHANNEL;41 X 41 X 2.5MM X 6 M,SS316 | CANAL; | CHANNEL;SIZE:41 X 41 X 2.5MM X 6 M,ADDITIONAL FEATURES EN:SS316 | CANAL; |  |  |  | 1071835 @@ REXEL AUSTRALIA | UNIP1000-HG
STP_009 - Lot7 | Data Enrichment | PVJ |  | 2023-11-02 |  |  | 1053035 | 1053035 |  |  |  | ERSA | M | 2600 | 1579521GZPCLNT100 | EA |  | CHANNEL;41 X 22 X 2.5MM X 6 M,SS316 | CANAL; | CHANNEL;SIZE:41 X 22 X 2.5MM X 6 M,ADDITIONAL FEATURES EN:SS316 | CANAL; |  |  |  | 1071835 @@ REXEL AUSTRALIA | UNIP3300-SS
STP_009 - Lot7 | Data Enrichment | PVJ |  | 2023-11-02 |  |  | 1053210 | 1053210 |  |  |  | ERSA | M | 2600 | 1582716GZPCLNT100 | EA |  | CHANNEL,STRUC;STL,WD380MM,HT100MM | CANAL ESTRUC; | CHANNEL,STRUCTURAL;MATERIAL:STEEL,ADDITIONAL FEATURES EN:WD380MM,HT100MM | CANAL ESTRUCTURAL; |  |  |  | 1069512 @@ BLUESCOPE DISTRIBUTION | CH-380-100-L300-12000
STP_009 - Lot7 | Data Enrichment | PVJ |  | 2023-11-02 |  |  | 1053245 | 1053245 |  |  |  | ERSA | M | 2600 | 1582862GZPCLNT100 | EA |  | CHANNEL;41X41 SLOT 6M,S/BACK B1000S HDG | CANAL; | CHANNEL;SIZE:41X41 SLOT 6M,ADDITIONAL FEATURES EN:S/BACK B1000S HDG | CANAL; |  |  |  | 1068155 @@ REECE PTY LTD | 509006
STP_009 - Lot7 | Data Enrichment | KIB |  | 2023-11-02 |  |  | 1053388 | 1053388 |  |  |  | ERSA | M | 4075 | 1581486GZPCLNT100 | EA |  | BEND,PIPE;DWV,150X45 DEG F&F PLAIN | TUBERIA CURVA; | BEND,PIPE;ADDITIONAL FEATURES EN:DWV,150X45 DEG F&F PLAIN | TUBERIA CURVA; |  |  |  | 1068155 @@ REECE PTY LTD | 1407610
STP_009 - Lot7 | Data Enrichment | SFQ |  | 2023-11-02 |  |  | 1053393 | 1053393 |  |  |  | ERSA | M | 4075 | 1582864GZPCLNT100 | EA |  | ELBOW,PIPE REDCR;ROLL GROOVE,GAL,100X80 | CODO REDUC TUBE; | ELBOW,PIPE REDUCER;ADDITIONAL FEATURES EN:ROLL GROOVE,GAL,100X80 | CODO REDUCTOR TUBERIA; |  |  |  | 1068155 @@ REECE PTY LTD | 1001619
STP_009 - Lot7 | Data Enrichment | SFQ |  | 2023-11-02 |  |  | 1053402 | 1053402 |  |  |  | ERSA | M | 4075 | 1582874GZPCLNT100 | EA |  | ELBOW;GAL,PIPE,FIRELOCK S/003,45D,150MM | CODO; | ELBOW;MATERIAL:GAL,ADDITIONAL FEATURES EN:PIPE,FIRELOCK S/003,45D,150MM | CODO; |  |  |  | 1068155 @@ REECE PTY LTD | 2601028
STP_009 - Lot7 | Data Enrichment | SFQ |  | 2023-11-02 |  |  | 1053403 | 1053403 |  |  |  | ERSA | M | 4075 | 1582875GZPCLNT100 | EA |  | ELBOW;GAL,PIPE,FIRELOCK S/003,45D,100MM | CODO; | ELBOW;MATERIAL:GAL,ADDITIONAL FEATURES EN:PIPE,FIRELOCK S/003,45D,100MM | CODO; |  |  |  | 1068155 @@ REECE PTY LTD | 2601029
STP_009 - Lot7 | Data Enrichment | SFQ |  | 2023-11-02 |  |  | 1053404 | 1053404 |  |  |  | ERSA | M | 4075 | 1582876GZPCLNT100 | EA |  | ELBOW;GAL,PIPE,FIRELOCK S/001,90D,100MM | CODO; | ELBOW;MATERIAL:GAL,ADDITIONAL FEATURES EN:PIPE,FIRELOCK S/001,90D,100MM | CODO; |  |  |  | 1068155 @@ REECE PTY LTD | 2601033
STP_009 - Lot7 | Data Enrichment | SFQ |  | 2023-11-02 |  |  | 1053405 | 1053405 |  |  |  | ERSA | M | 4075 | 1582877GZPCLNT100 | EA |  | ELBOW;GAL,PIPE,FIRELOCK S/001,90D,150MM | CODO; | ELBOW;MATERIAL:GAL,ADDITIONAL FEATURES EN:PIPE,FIRELOCK S/001,90D,150MM | CODO; |  |  |  | 1068155 @@ REECE PTY LTD | 2601034
STP_009 - Lot7 | Data Enrichment | VNE |  | 2023-11-02 |  |  | 1053576 | 1053576 |  |  |  | ERSA | M | 5000 | 1576721GZPCLNT100 | EA |  | CONTROLLER,FLW;SIG,PLB-24 DRIFTER BACKHD | CONTROLADOR FLUJO; | CONTROLLER,FLOW;ADDITIONAL FEATURES EN:SIG,PLB-24 DRIFTER BACKHD COMPLETE | CONTROLADOR FLUJO; |  |  |  | 1068343 @@ UNDERGROUND ROCKDRILL WA | 64 242 720
STP_009 - Lot7 | Data Enrichment | PVJ |  | 2023-11-02 |  |  | 1053864 | 1053864 |  |  |  | ERSA | M | 4050 | 1583440GZPCLNT100 | EA |  | CARTRIDGE,INK;BLACK,PILOT V BOARD | CARTUCHO TINT;NEGRO | CARTRIDGE,INK;COLOUR:BLACK,SIZE:,ADDITIONAL FEATURES EN:PILOT V BOARD,WBRD MSTR RFL | CARTUCHO TINTA;TONO:NEGRO |  |  |  | 1068167 @@ WINC AUSTRALIA PTY LTD | 87161339
STP_009 - Lot7 | Data Enrichment | PVJ |  | 2023-11-02 |  |  | 1053865 | 1053865 |  |  |  | ERSA | M | 4050 | 1583441GZPCLNT100 | EA |  | CARTRIDGE,INK;BLUE,PILOT V BOARD | CARTUCHO TINT;AZUL | CARTRIDGE,INK;COLOUR:BLUE,SIZE:,ADDITIONAL FEATURES EN:PILOT V BOARD,WBRD MSTR RFL | CARTUCHO TINTA;TONO:AZUL |  |  |  | 1068167 @@ WINC AUSTRALIA PTY LTD | 87161340
STP_009 - Lot7 | Data Enrichment | VNE |  | 2023-11-02 |  |  | 1053875 | 1053875 |  |  |  | ERSA | M | 4500 | 1583568GZPCLNT100 | EA |  | CONTROLLER;WEBEX ROOM NAVIGATOR | CONTROLADOR; | CONTROLLER;TYPE:WEBEX ROOM NAVIGATOR,ADDITIONAL FEATURES EN:WALL MOUNT,CISCO | CONTROLADOR; |  |  |  | 1068639 @@ DATA #3 GROUP | CS-T10-WM-K9
STP_009 - Lot7 | Data Enrichment | PVJ |  | 2023-11-02 |  |  | 1053898 | 1053898 |  |  |  | ERSA | M | 4050 | 1583745GZPCLNT100 | EA |  | CARTRIDGE;TONR,FUJI,CT203348,MGNTA | CARTUCHO; | CARTRIDGE;TYPE:TONER,SIZE:,ADDITIONAL FEATURES EN:FUJI,CT203348,MAGENTA | CARTUCHO; |  |  |  | 1068251 @@ ENIGMA BUSINESS PRODUCTS | CT203348
STP_009 - Lot7 | Data Enrichment | PVJ |  | 2023-11-02 |  |  | 1053936 | 1053936 |  |  |  | ERSA | M | 2700 | 1586951GZPCLNT100 | EA |  | CARTRIDGE,TONR;LASERJET,MAGENTA,6000 PG | CARTUCHO VIRADOR;,MAGENTA | CARTRIDGE,TONER;TYPE:LASERJET,COLOUR:MAGENTA,CAPACITY:6000 PG,ADDITIONAL FEATURES EN:BRAND:HP,CATEGORY LINKS:HP TONER,MFR NO: W2043X | CARTUCHO VIRADOR;TONO:MAGENTA |  |  |  | 1068541 @@ DATACOM SYSTEMS (AU) PTY LTD- | 1586951 | 1068572 @@ OFFICEWORKS TOWNSVILLE | HP416XMA
STP_009 - Lot7 | Data Enrichment | PVJ |  | 2023-11-02 |  |  | 1053937 | 1053937 |  |  |  | ERSA | M | 2700 | 1586952GZPCLNT100 | EA |  | CARTRIDGE,TONR;LASERJET,BLACK,7500 PG | CARTUCHO VIRADOR;,NEGRO | CARTRIDGE,TONER;TYPE:LASERJET,COLOUR:BLACK,CAPACITY:7500 PG,ADDITIONAL FEATURES EN:BRAND:HP,CATEGORY LINKS:HP TONER,MFR NO:W2040X | CARTUCHO VIRADOR;TONO:NEGRO |  |  |  | 1068541 @@ DATACOM SYSTEMS (AU) PTY LTD- | 1586952 | 1068572 @@ OFFICEWORKS TOWNSVILLE | HP416XBK
STP_009 - Lot7 | Data Enrichment | PVJ |  | 2023-11-02 |  |  | 1053938 | 1053938 |  |  |  | ERSA | M | 2700 | 1586953GZPCLNT100 | EA |  | CARTRIDGE,TONR;LASERJET,YELLOW,6000 PG | CARTUCHO VIRADOR;,AMARILLO | CARTRIDGE,TONER;TYPE:LASERJET,COLOUR:YELLOW,CAPACITY:6000 PG,ADDITIONAL FEATURES EN:BRAND:HP,CATEGORY LINKS:HP TONER | CARTUCHO VIRADOR;TONO:AMARILLO |  |  |  | 1068541 @@ DATACOM SYSTEMS (AU) PTY LTD- | 1586953 | 1068572 @@ OFFICEWORKS TOWNSVILLE | HP416XYW
STP_009 - Lot7 | Data Enrichment | PVJ |  | 2023-11-02 |  |  | 1053939 | 1053939 |  |  |  | ERSA | M | 2700 | 1586954GZPCLNT100 | EA |  | CARTRIDGE,TONR;LASERJET,CYAN,6000 PG | CARTUCHO VIRADOR;,CYAN | CARTRIDGE,TONER;TYPE:LASERJET,COLOUR:CYAN,CAPACITY:6000 PG,ADDITIONAL FEATURES EN:BRAND:HP,MFR NO:W2041X,CATEGORY LINKS:HP TONER | CARTUCHO VIRADOR;TONO:CYAN |  |  |  | 1068541 @@ DATACOM SYSTEMS (AU) PTY LTD- | 1586954 | 1068572 @@ OFFICEWORKS TOWNSVILLE | HP416XCN
STP_009 - Lot7 | Data Enrichment | PVJ |  | 2023-11-02 |  |  | 1053983 | 1053983 |  |  |  | ERSA | M | 1500 | 1579354GZPCLNT100 | M |  | CHANNEL;GUT,SLTD,TYPE M,CLASSIC CREAM | CANAL; | CHANNEL;SIZE:GUTTER,ADDITIONAL FEATURES EN:SLOTTED,TYPE M,CLASSIC CREAM | CANAL; |  |  |  | 1068155 @@ REECE PTY LTD | 1278087
STP_009 - Lot7 | Data Enrichment | SFQ |  | 2023-11-02 |  |  | 1054199 | 1054199 |  |  |  | ERSA | M | 2220 | 1609977GZPCLNT100 | EA |  | ELBOW,PIPE ADPTR;SHOULDERED,45 DEG | CODO ADAPT TUBE; | ELBOW,PIPE ADAPTOR;TYPE:SHOULDERED,ANGLE:45 DEG,COATING/FINISH:GALVANIZED,ADDITIONAL FEATURES EN:BRAND:VICTAULIC,SIZE:4IN,LATERAL, TYPE:SERIES 30 | CODO ADAPTADOR TUBERIA; |  |  |  | 1068325 @@ MRC GLOBAL AUSTRALIA PTY LTD | 1609977
STP_009 - Lot7 | Data Enrichment | SFQ |  | 2023-11-02 |  |  | 1054200 | 1054200 |  |  |  | ERSA | M | 2220 | 1609978GZPCLNT100 | EA |  | ELBOW,PIPE ADPTR;SHOULDERED,45 DEG | CODO ADAPT TUBE; | ELBOW,PIPE ADAPTOR;TYPE:SHOULDERED,ANGLE:45 DEG,COATING/FINISH:GALVANIZED,ADDITIONAL FEATURES EN:BRAND:VICTAULIC,SIZE:6IN,LATERAL, TYPE:SERIES 30 | CODO ADAPTADOR TUBERIA; |  |  |  | 1068325 @@ MRC GLOBAL AUSTRALIA PTY LTD | 1609978
STP_009 - Lot7 | Data Enrichment | SFQ |  | 2023-11-02 |  |  | 1054201 | 1054201 |  |  |  | ERSA | M | 2220 | 1609979GZPCLNT100 | EA |  | ELBOW,PIPE REDCR;SHOULDERED,45 DEG | CODO REDUC TUBE;,NOM1 ,NOM2 ,GALVANIZADO | ELBOW,PIPE REDUCER;TYPE:SHOULDERED,ANGLE:45 DEG,NOMINAL SIZE 1:4 IN,NOMINAL SIZE 2:2 IN,COATING/FINISH:GALVANIZED,ADDITIONAL FEATURES EN:BRAND:VICTAULIC,TYPE:SERIES 30R | CODO REDUCTOR TUBERIA;RECUBRIMIENTO/ACABADO:GALVANIZADO |  |  |  | 1068325 @@ MRC GLOBAL AUSTRALIA PTY LTD | 1609979
STP_009 - Lot7 | Data Enrichment | SFQ |  | 2023-11-02 |  |  | 1054202 | 1054202 |  |  |  | ERSA | M | 2220 | 1609980GZPCLNT100 | EA |  | ELBOW,PIPE REDCR;SHOULDERED,45 DEG | CODO REDUC TUBE;,NOM1 ,NOM2 ,GALVANIZADO | ELBOW,PIPE REDUCER;TYPE:SHOULDERED,ANGLE:45 DEG,NOMINAL SIZE 1:6 IN,NOMINAL SIZE 2:4 IN,COATING/FINISH:GALVANIZED,ADDITIONAL FEATURES EN:BRAND:VICTAULIC,TYPE:SERIES 30R | CODO REDUCTOR TUBERIA;RECUBRIMIENTO/ACABADO:GALVANIZADO |  |  |  | 1068325 @@ MRC GLOBAL AUSTRALIA PTY LTD | 1609980
STP_009 - Lot7 | Data Enrichment | VNE |  | 2023-11-02 |  |  | 1054248 | 1054248 |  |  |  | ERSA | M | 1600 | 1610570GZPCLNT100 | EA |  | CONTROLLER,SPD;VARIABLE,PN:QC36VSCO | CONTROLADOR VELOC;VARIABLE | CONTROLLER,SPEED;TYPE:VARIABLE,OUTPUT SIGNAL:,ADDITIONAL FEATURES EN:PN:QC36VSCO,PREWIRED,QUIETAIRE | CONTROLADOR VELOCIDAD;TIPO:VARIABLE |  |  |  | 1068391 @@ BOSS | QC36VSCO
STP_009 - Lot7 | Data Enrichment | SFQ |  | 2023-11-02 |  |  | 1054278 | 1054278 |  |  |  | ERSA | M | 2200 | 1609372GZPCLNT100 | EA |  | ELBOW;SWIVEL,45 DEG,NOM 9/16 IN,STL | CODO;,45 DEG,NOM ,MACHO X HEMBRA | ELBOW;TYPE:SWIVEL,ANGLE:45 DEG,NOMINAL SIZE:9/16 IN,END CONNECTION:MALE X FEMALE,MATERIAL:STEEL,ADDITIONAL FEATURES EN:45 DEG, SWIVEL,9/16 JIC IN FEMALE X MALE | CODO;ANGULO:45 DEG,CONEXION FINAL:MACHO X HEMBRA |  |  |  | 1068095 @@ PIRTEK ISA FLUID CONNECTIONS PTY LT | CABI-09-09
STP_009 - Lot7 | Data Enrichment | CIR |  | 2023-11-02 |  |  | 1054280 | 1054280 |  |  |  | ERSA | M | 1600 | 1614437GZPCLNT100 | EA |  | CHARGER,BATT;FULLY AUTOMATIC,12/24 V | CARGADOR BATER;12/24 V | CHARGER,BATTERY;TYPE:FULLY AUTOMATIC,INPUT VOLTAGE:12/24 V,CURRENT RATING:25 A,SIZE:260X135X70 MM,HAZARD CLASS:IPX4,ADDITIONAL FEATURES EN:SWITCH MODE,BRAND:HULK | CARGADOR BATERIA;VOLTAJE ENTRADA:12/24 V |  |  |  | 1068132 @@ ATLAS BATTERIES MOUNT ISA | HU6558
STP_009 - Lot7 | Data Enrichment | KIB |  | 2023-11-02 |  |  | 1054377 | 1054377 |  |  |  | ERSA | M | 5380 | 1616194GZPCLNT100 | EA |  | DEGREASER;MULTPRPSE,950 ML,BRN:POLYWATER | DESENGRASANTE; | DEGREASER;TYPE:MULTIPURPOSE,CONTAINER SIZE:950 ML,ADDITIONAL FEATURES EN:BRN:POLYWATER | DESENGRASANTE; |  |  |  | 1068236 @@ THE ENERGY NETWORK AUSTRALIA PTY LT | HP-35LF
STP_009 - Lot7 | Data Enrichment | PVJ |  | 2023-11-02 |  |  | 1054438 | 1054438 |  |  |  | ERSA | M | 5905 | 1588870GZPCLNT100 | EA |  | CARTRIDGE,FLTR;0.5 UM,10X2.5IN,C,PURETEC | FILTRO CARTU;0.5 UM | CARTRIDGE,FILTER;MICRON RATING:0.5 UM,SIZE:10X2.5IN,MATERIAL:CARBON,ADDITIONAL FEATURES EN:PURETEC | FILTRO CARTUCHO;RANGO MICRONES:0.5 UM |  |  |  | 1068155 @@ REECE PTY LTD | 1901924
STP_009 - Lot7 | Data Enrichment | SFQ |  | 2023-11-02 |  |  | 1054506 | 1054506 |  |  |  | ERSA | M | 2200 | 1584362GZPCLNT100 | EA |  | ELBOW;UNION,NOM 12 MM,SS303 | CODO;,NOM 12 MM | ELBOW;TYPE:UNION,NOMINAL SIZE:12 MM,MATERIAL:STAINLESS STEEL 303,ADDITIONAL FEATURES EN:ONE-TOUCH FITTING | CODO;TAMAÃ‘O NOMINAL:12 MM |  |  |  | 1068125 @@ SMC CORPORATION (AUSTRALIA) PTY LTD | KGL12-00
STP_009 - Lot7 | Data Enrichment | CIR |  | 2023-11-02 |  |  | 1054540 | 1054540 |  |  |  | ERSA | M | 4090 | 1584448GZPCLNT100 | EA |  | BOAT;BUG,LG 2500 X WD 1400 MM,ALUMINIUM | BOTE;,ALUMINIO | BOAT;TYPE:BUG,DIMENSIONS:LG 2500 X WD 1400 MM,HULL MATERIAL:ALUMINIUM,MAX WEIGHT:45 KG | BOTE;MATERIAL CASCO:ALUMINIO |  |  |  | 1068256 @@ TOOL 'N' TACKLE | BUGBOAT
STP_009 - Lot7 | Data Enrichment | PVJ |  | 2023-11-02 |  |  | 1054733 | 1054733 |  |  |  | ERSA | M | 1510 | 1586586GZPCLNT100 | EA |  | CHANNEL;200X100X10MM,HRAP,G304 | CANAL; | CHANNEL;SIZE:200X100X10MM,ADDITIONAL FEATURES EN:HRAP,G304,WELDED,6 MM | CANAL; |  |  |  | 1068455 @@ VULCAN STEEL PTY LTD | 1586586
STP_009 - Lot7 | Data Enrichment | PVJ |  | 2023-11-02 |  |  | 1054770 | 1054770 |  |  |  | ERSA | M | 5905 | 1588871GZPCLNT100 | EA |  | CARTRIDGE,FLTR;10 UM,10 IN,SEDIMENT | FILTRO CARTU;10 UM | CARTRIDGE,FILTER;MICRON RATING:10 UM,SIZE:10 IN,MATERIAL:SEDIMENT,ADDITIONAL FEATURES EN:PURETEC STRING WND | FILTRO CARTUCHO;RANGO MICRONES:10 UM |  |  |  | 1068155 @@ REECE PTY LTD | 3346046
STP_009 - Lot7 | Data Enrichment | PVJ |  | 2023-11-02 |  |  | 1054773 | 1054773 |  |  |  | ERSA | M | 5905 | 1588872GZPCLNT100 | EA |  | CARTRIDGE,FLTR;PLEATED,10 UM,10X2.5IN | FILTRO CARTU;10 UM | CARTRIDGE,FILTER;TYPE:PLEATED,MICRON RATING:10 UM,SIZE:10X2.5IN,MATERIAL:SEDIMENT,ADDITIONAL FEATURES EN:PURETEC | FILTRO CARTUCHO;RANGO MICRONES:10 UM |  |  |  | 1068155 @@ REECE PTY LTD | 1909164
STP_009 - Lot7 | Data Enrichment | KIB |  | 2023-11-02 |  |  | 1054786 | 1054786 |  |  |  | ERSA | M | 4075 | 1605135GZPCLNT100 | EA |  | BEND,PIPE;85 DEG,NOM 100 MM,F&F | TUBERIA CURVA;,NOM 100 MM | BEND,PIPE;ANGLE:85 DEG,NOMINAL SIZE:100 MM,END CONNECTION:F&F,ADDITIONAL FEATURES EN:APPLICATION:DWV | TUBERIA CURVA;TAMAÃ‘O NOMINAL:100 MM |  |  |  | 1068155 @@ REECE PTY LTD | 1403440
STP_009 - Lot7 | Data Enrichment | CIR |  | 2023-11-02 |  |  | 1054915 | 1054915 |  |  |  | ERSA | M | 4090 | 1607296GZPCLNT100 | EA |  | CHARGER;BATRY,MULTI-PLUG,PT:R310030 | CARGADOR;FOR ARGO BELT UNIT | CHARGER;TYPE:BATTERY,ADDITIONAL FEATURES EN:MULTI-PLUG,PT:R310030 | CARGADOR;CARACTERISTICAS ADICIONALES ES:FOR ARGO BELT UNIT |  |  |  | 1068391 @@ BOSS | R310030
STP_009 - Lot7 | Data Enrichment | CIR |  | 2023-11-02 |  |  | 1054982 | 1054982 |  |  |  | ERSA | M | 1630 | 1608284GZPCLNT100 | EA |  | CHARGER,BATT;6 AMP,TO SUIT TOX90058 | CARGADOR BATER; | CHARGER,BATTERY;CURRENT RATING:6 AMP,ADDITIONAL FEATURES EN:TO SUIT TOX90058 | CARGADOR BATERIA; |  |  |  | 1071809 @@ ASHDOWN ENTERPRISES | TOX90058-BAT | 1068087 @@ ASHDOWN INGRAM | 1608284
STP_009 - Lot7 | Data Enrichment | SFQ |  | 2023-11-02 |  |  | 1055084 | 1055084 |  |  |  | ERSA | M | 2220 | 1609976GZPCLNT100 | EA |  | ELBOW,PIPE ADPTR;SHOULDERED,45 DEG | CODO ADAPT TUBE; | ELBOW,PIPE ADAPTOR;TYPE:SHOULDERED,ANGLE:45 DEG,COATING/FINISH:GALVANIZED,ADDITIONAL FEATURES EN:BRAND:VICTAULIC,SIZE:2IN,LATERAL, TYPE:SERIES 30 | CODO ADAPTADOR TUBERIA; |  |  |  | 1068325 @@ MRC GLOBAL AUSTRALIA PTY LTD | 1609976
STP_009 - Lot7 | Data Enrichment | PVJ |  | 2023-11-02 |  |  | 1055118 | 1055118 |  |  |  | ERSA | M | 4090 | 1610725GZPCLNT100 | EA |  | ACCELEROMETER;20 MM/SEC | ACELEROMETRO;20 MM/SEC | ACCELEROMETER;MEASURING RANGE:20 MM/SEC,ADDITIONAL FEATURES EN:420 SERIES CONNECTOR,1/4 IN,28UNF,MALE MOUNTING | ACELEROMETRO;RANGO MEDICION:20 MM/SEC |  |  |  | 1068181 @@ CNW (MOUNT ISA) ELECT WHOLESALER | GVSHS-4200205002
STP_009 - Lot7 | Data Enrichment | CIR |  | 2023-11-02 |  |  | 1055185 | 1055185 |  |  |  | ERSA | M | 1600 | 1614394GZPCLNT100 | EA |  | CHARGER,BATT;AC LEAD,12 V,1A | CARGADOR BATER;12 V | CHARGER,BATTERY;TYPE:AC LEAD,INPUT VOLTAGE:12 V,CURRENT RATING:1A,ADDITIONAL FEATURES EN:F/DPM-RTAND MPM-4M | CARGADOR BATERIA;VOLTAJE ENTRADA:12 V |  |  |  | 1070399 @@ PACIFIC DATA SYSTEMS AUSTRALIA | DPM-RT-BATT-CHARGER
STP_009 - Lot7 | Data Enrichment | CIR |  | 2023-11-02 |  |  | 1055216 | 1055216 |  |  |  | ERSA | M | 5935 | 1614658GZPCLNT100 | EA |  | CHARGER;BATRY,REMOTE F/TM70 | CARGADOR; | CHARGER;TYPE:BATTERY,ADDITIONAL FEATURES EN:REMOTE F/TM70 | CARGADOR; |  |  |  | 1068181 @@ CNW (MOUNT ISA) ELECT WHOLESALER | ICT11301900
STP_009 - Lot7 | Data Enrichment | SCV |  | 2023-11-02 |  |  | 1055273 | 1055273 |  |  |  | ERSA | M | 1810 | 1614824GZPCLNT100 | EA |  | DISPENSER;PAPER TOWER,ROL | DISPENSADOR;ACERO INOXIDABLE | DISPENSER;TYPE:PAPER TOWER,OVERALL SIZE:ROLL,BODY MATERIAL:STAINLESS STEEL | DISPENSADOR;MATERIAL CUERPO:ACERO INOXIDABLE |  |  |  | 1068331 @@ ALLIANCE SAFETY EQUIPMENT P/L | R001S
STP_009 - Lot7 | Data Enrichment | KIB |  | 2023-11-02 |  |  | 1055281 | 1055281 |  |  |  | ERSA | M | 2200 | 1615027GZPCLNT100 | EA |  | BEND;DN250,SERS:9800,B:ARMORPIPE | CURVATURA; | BEND;DIMENSIONS:DN250,ADDITIONAL FEATURES EN:SERS:9800,B:ARMORPIPE | CURVATURA; |  |  |  | 1070032 @@ IMATECH | 32671
STP_009 - Lot7 | Data Enrichment | PVJ |  | 2023-11-02 |  |  | 1055327 | 1055327 |  |  |  | ERSA | M | 4090 | 1615687GZPCLNT100 | EA |  | DISPLAY;TFT,5 IN,854 X 480,RDC6445 HMI | DISPLAY;5 IN | DISPLAY;TYPE:TFT,DISPLAY SIZE:5 IN,RESOLUTION:854 X 480,ELECTRICAL RATING:,ADDITIONAL FEATURES EN:RDC6445 HMI | DISPLAY;TAMAÃ‘O PANTALLA:5 IN |  |  |  | 1070422 @@ PRYTEC SOLUTIONS PTY LTD | PLS-HMI3:RDC6445
STP_009 - Lot7 | Data Enrichment | SFQ |  | 2023-11-02 |  |  | 1055358 | 1055358 |  |  |  | ERSA | M | 2200 | 1615861GZPCLNT100 | EA |  | ELBOW;SWIVEL,45 DEG,STL | CODO;,45 DEG | ELBOW;TYPE:SWIVEL,ANGLE:45 DEG,MATERIAL:STEEL | CODO;ANGULO:45 DEG |  |  |  | 1068527 @@ Enzed Mount Isa(RKM Investments) | AF10740001
STP_009 - Lot7 | Data Enrichment | PVJ |  | 2023-11-02 |  |  | 1055368 | 1055368 |  |  |  | ERSA | M | 4090 | 1615995GZPCLNT100 | EA |  | CHANNEL;U,5 M,PVC,METAL CAGED,PINCHWELD | CANAL;U,PVC | CHANNEL;TYPE:U,SIZE:5 M,MATERIAL:PVC,ADDITIONAL FEATURES EN:METAL CAGED,PINCHWELD | CANAL;TIPO:U,MATERIAL:PVC |  |  |  | 1068391 @@ BOSS | REPINCH60055RC
STP_009 - Lot7 | Data Enrichment | CIR |  | 2023-11-02 |  |  | 1055409 | 1055409 |  |  |  | ERSA | M | 1600 | 1616443GZPCLNT100 | EA |  | BOARD,CIRCT;CONTROL,COM3 INTRFC,B:TRANE | PLACA CIRCUIT;CONTROLAR | BOARD,CIRCUIT;TYPE:CONTROL,ADDITIONAL FEATURES EN:COM3 INTRFC,B:TRANE | PLACA CIRCUITOS;TIPO:CONTROLAR |  |  |  | 1068500 @@ ACTROL PARTS PTY LTD | BRD02951
STP_009 - Lot7 | Data Enrichment | CIR |  | 2023-11-02 |  |  | 1055410 | 1055410 |  |  |  | ERSA | M | 1600 | 1616036GZPCLNT100 | EA |  | CHARGER,BATT;8A,NOCO,PN:GENIUS2X4,4-BANK | CARGADOR BATER; | CHARGER,BATTERY;CURRENT RATING:8A,ADDITIONAL FEATURES EN:NOCO,PN:GENIUS2X4,4-BANK | CARGADOR BATERIA; |  |  |  | 1068181 @@ CNW (MOUNT ISA) ELECT WHOLESALER | SYD185215
STP_009 - Lot7 | Data Enrichment | CIR |  | 2023-11-02 |  |  | 1055469 | 1055469 |  |  |  | ERSA | M | 1600 | 1584333GZPCLNT100 | EA |  | CHARGER,BATT;25 A,12&24V | CARGADOR BATER; | CHARGER,BATTERY;CURRENT RATING:25 A,ADDITIONAL FEATURES EN:12&24V | CARGADOR BATERIA; |  |  |  | 1071809 @@ ASHDOWN ENTERPRISES | BC-325-24
STP_009 - Lot7 | Data Enrichment | CIR |  | 2023-11-02 |  |  | 1055470 | 1055470 |  |  |  | ERSA | M | 1600 | 1584334GZPCLNT100 | EA |  | CHARGER,BATT;12 V,40 A | CARGADOR BATER;12 V | CHARGER,BATTERY;INPUT VOLTAGE:12 V,CURRENT RATING:40 A | CARGADOR BATERIA;VOLTAJE ENTRADA:12 V |  |  |  | 1071809 @@ ASHDOWN ENTERPRISES | BC-430
STP_009 - Lot7 | Data Enrichment | CIR |  | 2023-11-02 |  |  | 1055471 | 1055471 |  |  |  | ERSA | M | 1600 | 1584335GZPCLNT100 | EA |  | CHARGER,BATT;21 A,6/12/24 V | CARGADOR BATER; | CHARGER,BATTERY;CURRENT RATING:21 A,SIZE:,ADDITIONAL FEATURES EN:6/12/24 V | CARGADOR BATERIA; |  |  |  | 1068087 @@ ASHDOWN INGRAM | 1584335 | 1071809 @@ ASHDOWN ENTERPRISES | HDBC35
STP_009 - Lot7 | Data Enrichment | VNE |  | 2023-11-02 |  |  | 1055566 | 1055566 |  |  |  | ERSA | M | 5920 | 1585804GZPCLNT100 | EA |  | CONTROLLER;DUAL FUEL CAP ISOLATION | CONTROLADOR; | CONTROLLER;TYPE:DUAL FUEL CAP ISOLATION | CONTROLADOR; |  |  |  | 1068102 @@ REMOTE CONTROL TECHNOLOGIES P/L | 10133
STP_009 - Lot7 | Data Enrichment | PVJ |  | 2023-11-02 |  |  | 1055575 | 1055575 |  |  |  | ERSA | M | 1600 | 1585962GZPCLNT100 | EA |  | CHANNEL;CLEAR,1 M,PVC,LED ROPE LIGHT | CANAL;,PVC | CHANNEL;TYPE:CLEAR,SIZE:1 M,MATERIAL:PVC,ADDITIONAL FEATURES EN:LED ROPE LIGHT | CANAL;MATERIAL:PVC |  |  |  | 1068181 @@ CNW (MOUNT ISA) ELECT WHOLESALER | FIRLRL-CHANNEL-PVC-1M
STP_009 - Lot7 | Data Enrichment | PVJ |  | 2023-11-02 |  |  | 1055576 | 1055576 |  |  |  | ERSA | M | 1600 | 1585963GZPCLNT100 | EA |  | CHANNEL;1M,ALUMINUM,LED ROPE LIGHT | CANAL;ALUMINIO | CHANNEL;SIZE:1M,MATERIAL:ALUMINUM,ADDITIONAL FEATURES EN:LED ROPE LIGHT | CANAL;MATERIAL:ALUMINIO |  |  |  | 1068181 @@ CNW (MOUNT ISA) ELECT WHOLESALER | FIRLRL-CHANNEL-ALU-1M
STP_009 - Lot7 | Data Enrichment | SFQ |  | 2023-11-02 |  |  | 1055604 | 1055604 |  |  |  | ERSA | M | 2210 | 1586625GZPCLNT100 | EA |  | ELBOW;MICRO,NOM 25 X 20 MM,THREADED,PP | CODO;,NOM ,ROSCADO | ELBOW;TYPE:MICRO,NOMINAL SIZE:25 X 20 MM,END CONNECTION:THREADED,MATERIAL:POLYPROPYLENE,ADDITIONAL FEATURES EN:MALE,BRAND:ENKI | CODO;CONEXION FINAL:ROSCADO |  |  |  | 1068155 @@ REECE PTY LTD | 1542855
STP_009 - Lot7 | Data Enrichment | CIR |  | 2023-11-02 |  |  | 1055673 | 1055673 |  |  |  | ERSA | M | 4500 | 1584558GZPCLNT100 | EA |  | CHARGER;RAPD | CARGADOR; | CHARGER;TYPE:RAPID,ADDITIONAL FEATURES EN:6 WAY(INCLUDES 6XAD130 CHARGER ADAPTER & BC157S AC ADAPTOR) | CARGADOR; |  |  |  | 1069244 @@ RICOM ELECTRONICS PTY LTD | BC214N_41
STP_009 - Lot7 | Data Enrichment | CIR |  | 2023-11-02 |  |  | 1055674 | 1055674 |  |  |  | ERSA | M | 4500 | 1584559GZPCLNT100 | EA |  | CHARGER;SINGLE DROP IN RAPID | CARGADOR; | CHARGER;TYPE:SINGLE DROP IN RAPID,ADDITIONAL FEATURES EN:WITH BC123SV | CARGADOR; |  |  |  | 1069244 @@ RICOM ELECTRONICS PTY LTD | BC213
STP_009 - Lot7 | Data Enrichment | VNE |  | 2023-11-02 |  |  | 1055761 | 1055761 |  |  |  | ERSA | M | 1600 | 1607465GZPCLNT100 | EA |  | CONTROLLER;REMT,FAN,120 W,433.9 MHZ | CONTROLADOR; | CONTROLLER;TYPE:REMOTE,FAN,ELECTRICAL RATING:120 W,RANGE:433.9 MHZ,ADDITIONAL FEATURES EN:BRAND:MERCADOR | CONTROLADOR; |  |  |  | 1068181 @@ CNW (MOUNT ISA) ELECT WHOLESALER | MERFRM87
STP_009 - Lot7 | Data Enrichment | SFQ |  | 2023-11-02 |  |  | 1055766 | 1055766 |  |  |  | ERSA | M | 2210 | 1607507GZPCLNT100 | EA |  | ELBOW;METRIC,90 DEG,NOM 110MMX4,BSPM | CODO;,90 DEG,NOM | ELBOW;TYPE:METRIC,ANGLE:90 DEG,NOMINAL SIZE:110MMX4,END CONNECTION:BSPM,MATERIAL:POLY | CODO;ANGULO:90 DEG |  |  |  | 1068205 @@ BUTLER AGENCIES PTY LTD | 7850-110X4
STP_009 - Lot7 | Data Enrichment | PVJ |  | 2023-11-02 |  |  | 1055806 | 1055806 |  |  |  | ERSA | M | 4005 | 1608031GZPCLNT100 | EA |  | DECAL;VALVE OPERATING,‎1.27X1.27X1.27 CM | CALCOMANIA; | DECAL;TYPE:VALVE OPERATING,SIZE:â€Ž1.27X1.27X1.27 CM,LEGEND:,ADDITIONAL FEATURES EN:BRAND:PENTAIR | CALCOMANIA; |  |  |  | 1068155 @@ REECE PTY LTD | 14965-0020
STP_009 - Lot7 | Data Enrichment | PVJ |  | 2023-11-02 |  |  | 1055816 | 1055816 |  |  |  | ERSA | M | 4050 | 1608060GZPCLNT100 | EA |  | CARTRIDGE,TONR;LASER,BLACK,26000 PG | CARTUCHO VIRADOR;,NEGRO | CARTRIDGE,TONER;TYPE:LASER,COLOUR:BLACK,CAPACITY:26000 PG,ADDITIONAL FEATURES EN:PRINTER,BRAND:FUJI | CARTUCHO VIRADOR;TONO:NEGRO |  |  |  | 1068349 @@ ACENET LASER PRINTER SERVICES P/ | CT201370
STP_009 - Lot7 | Data Enrichment | SFQ |  | 2023-11-02 |  |  | 1055832 | 1055832 |  |  |  | ERSA | M | 2200 | 1608607GZPCLNT100 | EA |  | ELBOW,PIPE;NOM 15 MM,MALE & FEMALE,BRS | CODO TUBE;NOM 15 MM | ELBOW,PIPE;NOMINAL SIZE:15 MM,END CONNECTION:MALE & FEMALE,MATERIAL:BRASS | CODO TUBERIA;TAMAÃ‘O NOMINAL:15 MM |  |  |  | 1068155 @@ REECE PTY LTD | 207915
STP_009 - Lot7 | Data Enrichment | CIR |  | 2023-11-02 |  |  | 1055866 | 1055866 |  |  |  | ERSA | M | 1600 | 1608989GZPCLNT100 | EA |  | BOARD,PRINT CIRCT;AIR CONDITIONING | PLACA CIRCUIT IMPRSN; | BOARD,PRINTED CIRCUIT;TYPE:AIR CONDITIONING,ADDITIONAL FEATURES EN:OUTDOOR MAIN,MODEL:PCB-RZQ140LV1/RZQ160LV1A,BRAND:DAIKIN | PLACA CIRCUITO IMPRESO; |  |  |  | 1068181 @@ CNW (MOUNT ISA) ELECT WHOLESALER | STA4015893
STP_009 - Lot7 | Data Enrichment | CIR |  | 2023-11-02 |  |  | 1055882 | 1055882 |  |  |  | ERSA | M | 1600 | 1609308GZPCLNT100 | EA |  | CHARGER,BATT;BLUE SMART,230 V,15 A,IP65 | CARGADOR BATER;230 V | CHARGER,BATTERY;TYPE:BLUE SMART,INPUT VOLTAGE:230 V,CURRENT RATING:15 A,CERTIFICATION/STANDARD:IP65,ADDITIONAL FEATURES EN:12/15 (1),AU/NZ,BLUE COLOUR,INCLUDES:ALLIGATOR CLIPS & M8 EYELETS,BRAND:VICTRON ENERGY | CARGADOR BATERIA;VOLTAJE ENTRADA:230 V |  |  |  | 1068132 @@ ATLAS BATTERIES MOUNT ISA | BPC121531014R
STP_009 - Lot7 | Data Enrichment | VNE |  | 2023-11-02 |  |  | 1055910 | 1055910 |  |  |  | ERSA | M | 1600 | 1609753GZPCLNT100 | EA |  | CONTROLLER;BLUETOOTH,GALCON,7101BT | CONTROLADOR; | CONTROLLER;TYPE:BLUETOOTH,ADDITIONAL FEATURES EN:GALCON,7101BT | CONTROLADOR; |  |  |  | 1068155 @@ REECE PTY LTD | 1540617
STP_009 - Lot7 | Data Enrichment | CIR |  | 2023-11-02 |  |  | 1055949 | 1055949 |  |  |  | ERSA | M | 4500 | 1609881GZPCLNT100 | EA |  | BOARD,CIRCT;REMOTE RECEIVER,LR71 | PLACA CIRCUIT; | BOARD,CIRCUIT;TYPE:REMOTE RECEIVER,ADDITIONAL FEATURES EN:LR71 | PLACA CIRCUITOS; |  |  |  | 1068181 @@ CNW (MOUNT ISA) ELECT WHOLESALER | ICT11292760
STP_009 - Lot7 | Data Enrichment | CIR |  | 2023-11-02 |  |  | 1056025 | 1056025 |  |  |  | ERSA | M | 1600 | 1614067GZPCLNT100 | EA |  | BOARD,PRINT CIRCT;TIMER CARD,24VDC,5 WAY | PLACA CIRCUIT IMPRSN; | BOARD,PRINTED CIRCUIT;TYPE:TIMER CARD,ADDITIONAL FEATURES EN:24VDC,5 WAY,FOR BLOB AND L72 BATCH PLANT AIR SOLENOIDS | PLACA CIRCUITO IMPRESO; |  |  |  | 1070988 @@ DUST COLLECTION SERVICES PTY LTD | DCS507K
STP_009 - Lot7 | Data Enrichment | SFQ |  | 2023-11-02 |  |  | 1056179 | 1056179 |  |  |  | ERSA | M | 2210 | 1587221GZPCLNT100 | EA |  | ELBOW,PIPE;NOM 150 MM,F-F,45 DEG,PVC | CODO TUBE;NOM 150 MM,45 DEG | ELBOW,PIPE;NOMINAL SIZE:150 MM,END CONNECTION:F-F,ANGLE:45 DEG,MATERIAL:PVC,ADDITIONAL FEATURES EN:NOMIAL SIZE:150MM | CODO TUBERIA;TAMAÃ‘O NOMINAL:150 MM,ANGULO:45 DEG |  |  |  | 1068228 @@ VINIDEX PTY LTD | 60330
STP_009 - Lot7 | Data Enrichment | SFQ |  | 2023-11-02 |  |  | 1056220 | 1056220 |  |  |  | ERSA | M | 1600 | 1588492GZPCLNT100 | EA |  | ELBOW;PLSTC,NW35,2K,PT NO:28891680 | CODO; | ELBOW;MATERIAL:PLASTIC,ADDITIONAL FEATURES EN:NW35,2K,PT NO:28891680,DIM (LXWXH):295X85X45 MM,NOMINAL WIDTH 35 | CODO; |  |  |  | 1068254 @@ MOUNT ISA MINING SUPPLIES P/L | 2.889-168.0
STP_009 - Lot7 | Data Enrichment | VNE |  | 2023-11-02 |  |  | 1056258 | 1056258 |  |  |  | ERSA | M | 5920 | 1606709GZPCLNT100 | EA |  | CONTROLLER,SRVO;ROTARY,22 MM | REGULADOR SERVO; | CONTROLLER,SERVO;TYPE:ROTARY,SIZE:22 MM,ADDITIONAL FEATURES EN:FLOW RATE :1100 L/H,CONNECTION THREAD:M22X1.5,BRAND:KARCHER | REGULADOR SERVO; |  |  |  | 1068137 @@ CAVA HYDRAULICS & ENGINEERING PTY L | 47754710
STP_009 - Lot7 | Data Enrichment | CIR |  | 2023-11-02 |  |  | 1056343 | 1056343 |  |  |  | ERSA | M | 1600 | 1607711GZPCLNT100 | EA |  | BOARD,CIRCT;PCB,RCV505A351A MAIN,INVRTR | PLACA CIRCUIT; | BOARD,CIRCUIT;TYPE:PCB,ADDITIONAL FEATURES EN:RCV505A351A MAIN,INVERTER | PLACA CIRCUITOS; |  |  |  | 1068500 @@ ACTROL PARTS PTY LTD | 101
STP_009 - Lot7 | Data Enrichment | VNE |  | 2023-11-02 |  |  | 1056366 | 1056366 |  |  |  | ERSA | M | 5100 | 1608323GZPCLNT100 | EA |  | CONTROLLER;HOTPLATE PART | CONTROLADOR; | CONTROLLER;TYPE:HOTPLATE PART,ADDITIONAL FEATURES EN:CONTROLLER FOR LSHP2.2A (LSHP_CONT2.2A) | CONTROLADOR; |  |  |  | 1068082 @@ ROWE SCIENTIFIC PTY LTD | IH0075
STP_009 - Lot7 | Data Enrichment | SFQ |  | 2023-11-02 |  |  | 1056558 | 1056558 |  |  |  | ERSA | M | 2200 | 1613601GZPCLNT100 | EA |  | ELBOW,CONDT;TERMINATOR,90 DEG,NOM 25 MM | CODO CONDUCT;,90 DEG,NOM 25 MM | ELBOW,CONDUIT;TYPE:TERMINATOR,ANGLE:90 DEG,NOMINAL SIZE:25 MM,END CONNECTION:THREADED,MATERIAL:BRASS,COATING/FINISH:NICKEL, ADDITIONAL FEATURES EN:IP66/67/68/69,EN61373 CAT 2 | CODO CONDUCTO;ANGULO:90 DEG,TAMAÃ‘O NOMINAL:25 MM |  |  |  | 1068181 @@ CNW (MOUNT ISA) ELECT WHOLESALER | FLELTP25-M25-C90
STP_009 - Lot7 | Data Enrichment | KIB |  | 2023-11-02 |  |  | 1056601 | 1056601 |  |  |  | ERSA | M | 4005 | 1613868GZPCLNT100 | EA |  | COUNTERSINK;FLUTE,DIA 20 MM,FLT LG 67 MM | AVELLANADO;,DIA 20 MM,LG FLAUTA ,90 DEG | COUNTERSINK;TYPE:FLUTE,DIAMETER:20 MM,FLUTE LENGTH:67 MM,INCLUDED ANGLE:90 DEG,MATERIAL:HIGH SPEED STEEL,SHANK SIZE:1/2 IN,NUMBER OF FLUTES:3 | AVELLANADO;DIAMETRO:20 MM,ANGULO INCLUIDO:90 DEG,MATERIAL:ACERO DE ALTA VELOCIDAD,NUMERO FLAUTAS:3 |  |  |  | 1068652 @@ J BLACKWOOD & SONS | 6613
STP_009 - Lot7 | Data Enrichment | KIB |  | 2023-11-02 |  |  | 1056603 | 1056603 |  |  |  | ERSA | M | 4075 | 1613881GZPCLNT100 | EA |  | BEND,TUBE;90 DEG,NOM 1.6 IN,LG 3 IN | TUBO CURVO;90 DEG,NOM ,LG | BEND,TUBE;ANGLE:90 DEG,NOMINAL SIZE:1.6 IN,LENGTH:3 IN,MATERIAL:STAINLESS STEEL 316,ADDITIONAL FEATURES EN:3" (80) x1.6 T316 90 DEG TUBE BEND POLISHED | TUBO CURVO;ANGULO:90 DEG |  |  |  | 1068445 @@ MIDWAY METALS PTY LTD | TFBD169016080P
STP_009 - Lot7 | Data Enrichment | CIR |  | 2023-11-02 |  |  | 1056616 | 1056616 |  |  |  | ERSA | M | 4015 | 1613967GZPCLNT100 | EA |  | BOARD,CIRCT;PHOTO DISPLAY PCB | PLACA CIRCUIT; | BOARD,CIRCUIT;TYPE:PHOTO DISPLAY PCB,ADDITIONAL FEATURES EN:FOR FTXS50LVMA,BRAND:DAIKIN | PLACA CIRCUITOS; |  |  |  | 1068500 @@ ACTROL PARTS PTY LTD | 4005659
STP_009 - Lot7 | Data Enrichment | CIR |  | 2023-11-02 |  |  | 1056617 | 1056617 |  |  |  | ERSA | M | 4015 | 1613968GZPCLNT100 | EA |  | BOARD,CIRCT;CONTROL PCB,FOR FTXS50LVMA | PLACA CIRCUIT; | BOARD,CIRCUIT;TYPE:CONTROL PCB,ADDITIONAL FEATURES EN:FOR FTXS50LVMA,BRAND:DAIKIN | PLACA CIRCUITOS; |  |  |  | 1068500 @@ ACTROL PARTS PTY LTD | 4007240
STP_009 - Lot7 | Data Enrichment | SFQ |  | 2023-11-02 |  |  | 1056620 | 1056620 |  |  |  | ERSA | M | 2200 | 1614057GZPCLNT100 | EA |  | ELBOW;90 DEG,NOM 50 MM,MALE X FEMALE,BRS | CODO;90 DEG,NOM 50 MM,MACHO X HEMBRA | ELBOW;ANGLE:90 DEG,NOMINAL SIZE:50 MM,END CONNECTION:MALE X FEMALE,MATERIAL:BRASS | CODO;ANGULO:90 DEG,TAMAÃ‘O NOMINAL:50 MM,CONEXION FINAL:MACHO X HEMBRA |  |  |  | 1068155 @@ REECE PTY LTD | 207940
STP_009 - Lot7 | Data Enrichment | CIR |  | 2023-11-02 |  |  | 1056623 | 1056623 |  |  |  | ERSA | M | 1000 | 1614060GZPCLNT100 | EA |  | BOAT;RECTANGLE,2.5 M,POLY,25 KG | BOTE; | BOAT;TYPE:RECTANGLE,DIMENSIONS:2.5 M,HULL MATERIAL:POLY,MAX WEIGHT:25 KG,ADDITIONAL FEATURES EN:2.5 meter poly boat with 2 oars and 2 life jackets | BOTE; |  |  |  | 1068254 @@ MOUNT ISA MINING SUPPLIES P/L | MINING
STP_009 - Lot7 | Data Enrichment | PVJ |  | 2023-11-02 |  |  | 1056652 | 1056652 |  |  |  | ERSA | M | 4500 | 1614346GZPCLNT100 | EA |  | DISPLAY;LED,640X480X200 MM,1920x1080 | DISPLAY; | DISPLAY;TYPE:LED,DISPLAY SIZE:640X480X200 MM,RESOLUTION:1920x1080,ELECTRICAL RATING:,ADDITIONAL FEATURES EN:HIGH RESOLUTION 5MM PITCH SIGN,SINGLE SIDED RGB (FULL COLOUR) | DISPLAY; |  |  |  | 1068181 @@ CNW (MOUNT ISA) ELECT WHOLESALER | SIG640X480MM-P5
STP_009 - Lot7 | Data Enrichment | PVJ |  | 2023-11-02 |  |  | 1056699 | 1056699 |  |  |  | ERSA | M | 5905 | 1614557GZPCLNT100 | EA |  | CARTRIDGE,FLTR;,N15,SC40 | FILTRO CARTU; | CARTRIDGE,FILTER;SIZE:,MATERIAL:N15,ADDITIONAL FEATURES EN:SC40 | FILTRO CARTUCHO; |  |  |  | 1071823 @@ PROMINENT FLUID CONTROLS P/L | T221547
STP_009 - Lot7 | Data Enrichment | PVJ |  | 2023-11-02 |  |  | 1056950 | 1056950 |  |  |  | ERSA | M | 5100 | 1558704GZPCLNT100 | EA |  | DISPLAY;IP66/IP67 | DISPLAY; | DISPLAY;ELECTRICAL RATING:IP66/IP67,ADDITIONAL FEATURES EN:EXTERNAL,INDICATING & ADJUSTMENT UNIT,VEGA DIS81 | DISPLAY; |  |  |  | 1068122 @@ MARCON AGENCIES PTY LTD | 1558704
STP_009 - Lot7 | Data Enrichment | KIB |  | 2023-11-02 |  |  | 1057158 | 1057158 |  |  |  | ERSA | M | 5940 | 1548856GZPCLNT100 | EA |  | COMPASS;BASIC,BREITHAUPT,GEKOM PRO | COMPAS; | COMPASS;ADDITIONAL FEATURES EN:BASIC,BREITHAUPT,GEKOM PRO | COMPAS; |  |  |  | 1068802 @@ WESTERNEX PTY LTD | 1120-00003
STP_009 - Lot7 | Data Enrichment | SCV |  | 2023-11-02 |  |  | 1057283 | 1057283 |  |  |  | ERSA | M | 4020 | 1542619GZPCLNT100 | EA |  | DISPENSER;PMP,4 L | DISPENSADOR; | DISPENSER;TYPE:PUMP,OVERALL SIZE:4 L,ADDITIONAL FEATURES EN:DEB STOKO,H/D CLEANSER 4000 | DISPENSADOR; |  |  |  | 1068572 @@ OFFICEWORKS TOWNSVILLE | 1542619 | 1068652 @@ J BLACKWOOD & SONS | 9967787
STP_009 - Lot7 | Data Enrichment | CIR |  | 2023-11-02 |  |  | 1057612 | 1057612 |  |  |  | ERSA | M | 1500 | 1607555GZPCLNT100 | EA |  | BOARD;AQUACHEK,3000X1200X10MM,AS2588 | PLACA IMPR; | BOARD;TYPE:AQUACHEK,SIZE:3000X1200X10MM,MATERIAL:PLASTERBOARD,CERTIFICATION/STANDARD:AS2588 | PLACA IMPRESA; |  |  |  | 1068115 @@ ELLIOTT TIMBER SALES PTY LTD | PBSB3000120010REW
STP_009 - Lot7 | Data Enrichment | SFQ |  | 2023-11-02 |  |  | 1057618 | 1057618 |  |  |  | ERSA | M | 2200 | 1607697GZPCLNT100 | EA |  | ELBOW,PIPE;ELECTRIC RESISTANCE WELDED | CODO TUBE;,NOM 250 MM,90 DEG | ELBOW,PIPE;TYPE:ELECTRIC RESISTANCE WELDED,NOMINAL SIZE:250 MM,END CONNECTION:,ANGLE:90 DEG,MATERIAL:STEEL,ADDITIONAL FEATURES EN: RADIUS 733,ANGLE 90,OVERALITY 4,WALL THINNING 16 PERCENTAGE | CODO TUBERIA;TAMAÃ‘O NOMINAL:250 MM,ANGULO:90 DEG |  |  |  | 1068325 @@ MRC GLOBAL AUSTRALIA PTY LTD | 6000002170
STP_009 - Lot7 | Data Enrichment | CIR |  | 2023-11-02 |  |  | 1057700 | 1057700 |  |  |  | ERSA | M | 1600 | 1614466GZPCLNT100 | EA |  | CHARGER,BATT;AUTOMTC,30 AMP-HOURS | CARGADOR BATER;,-20 TO 40 DEG C | CHARGER,BATTERY;TYPE:AUTOMATIC,CHARGING CAPACITY:30 AMP-HOURS,INPUT VOLTAGE:120V-240V AC,CURRENT RATING:10 AMPS DC,SIZE:180X92X59 MM,TEMPERATURE RATING:-20 TO 40 DEG C,ADDITIONAL FEATURES EN:NOCO GENIUS BATTERY CHARGER | CARGADOR BATERIA;VALOR TEMPERATURA:-20 TO 40 DEG C |  |  |  | 1068181 @@ CNW (MOUNT ISA) ELECT WHOLESALER | GENIUS10AU
STP_009 - Lot7 | Data Enrichment | VNE |  | 2023-11-02 |  |  | 1057743 | 1057743 |  |  |  | ERSA | M | 4015 | 1615077GZPCLNT100 | EA |  | CONTROLLER,ELEC;NR-1,APAC SPLIT DUCTED | CONTROLADOR ELEC; | CONTROLLER,ELECTRICAL;TYPE:NR-1,INPUT RATING:APAC SPLIT DUCTED. PN: 002178-SA,OUTPUT RATING:,ADDITIONAL FEATURES EN:APAC SPLIT DUCTED | CONTROLADOR ELECTRICO; |  |  |  | 1068500 @@ ACTROL PARTS PTY LTD | 002178-SA
STP_009 - Lot7 | Data Enrichment | PVJ |  | 2023-11-02 |  |  | 1057749 | 1057749 |  |  |  | ERSA | M | 1600 | 1615898GZPCLNT100 | EA |  | CARTRIDGE;ULTRA 1000CC | CARTUCHO;CSG 0 AND ALKALINE BATTERY PACK | CARTRIDGE;TYPE:ULTRA 1000CC,SIZE:,ADDITIONAL FEATURES EN:FILLED WITH KLUBER GRAFLOSCON | CARTUCHO;CARACTERISTICAS ADICIONALES ES:CSG 0 AND ALKALINE BATTERY PACK |  |  |  | 1068622 @@ PERMA INDUSTRIAL DIST P/L | S250UL1000LC
STP_009 - Lot7 | Data Enrichment | CIR |  | 2023-11-02 |  |  | 1057968 | 1057968 |  |  |  | ERSA | M | 4500 | 1564575GZPCLNT100 | EA |  | CHARGER;RADIO,MOTOROLA,DP2000/4000 | CARGADOR; | CHARGER;ADDITIONAL FEATURES EN:RADIO,MOTOROLA,DP2000/4000 | CARGADOR; |  |  |  | 1069244 @@ RICOM ELECTRONICS PTY LTD | DP2000/4000 SUC
STP_009 - Lot7 | Data Enrichment | CIR |  | 2023-11-02 |  |  | 1058028 | 1058028 |  |  |  | ERSA | M | 1600 | 1605213GZPCLNT100 | EA |  | BOARD,INSUL;500MM X 305MM X 25MM, POLYAM | PANEL AISL; | BOARD,INSULATION;ADDITIONAL FEATURES EN:500MM X 305MM X 25MM, POLYAMIDE 6.6 GLASS FIBLRE REINFORCED 30% | PANEL AISLAMIENTO; |  |  |  | 1068181 @@ CNW (MOUNT ISA) ELECT WHOLESALER | RSC771881
STP_009 - Lot7 | Data Enrichment | PVJ |  | 2023-11-02 |  |  | 1058068 | 1058068 |  |  |  | ERSA | M | 5905 | 1584688GZPCLNT100 | EA |  | CARTRIDGE;FLTR,30X18X18 CM,SUNDSTROM | CARTUCHO; | CARTRIDGE;TYPE:FILTER,SIZE:30X18X18 CM,ADDITIONAL FEATURES EN:SUNDSTROM,SR49,SR79,SR99 | CARTUCHO; |  |  |  | 1068331 @@ ALLIANCE SAFETY EQUIPMENT P/L | 122-00033
STP_009 - Lot7 | Data Enrichment | SFQ |  | 2023-11-02 |  |  | 1058130 | 1058130 |  |  |  | ERSA | M | 2210 | 1585577GZPCLNT100 | EA |  | ELBOW;90 DEG,NOM 90 MM,PE100,FRIATEC | CODO;90 DEG,NOM | ELBOW;ANGLE:90 DEG,NOMINAL SIZE:90 MM,MATERIAL:PE100,ADDITIONAL FEATURES EN:FRIATEC,ELECTROFUSION | CODO;ANGULO:90 DEG |  |  |  | 1068155 @@ REECE PTY LTD | 1415816
STP_009 - Lot7 | Data Enrichment | SFQ |  | 2023-11-02 |  |  | 1058209 | 1058209 |  |  |  | ERSA | M | 2200 | 1586832GZPCLNT100 | EA |  | ELBOW,PIPE;NOM 20 IN,BUTWLD,45 DEG,CS,LR | CODO TUBE;NOM ,45 DEG,ASTM A234 GR WPB | ELBOW,PIPE;NOMINAL SIZE:20 IN,END CONNECTION:BUTT WELD,ANGLE:45 DEG,MATERIAL:CARBON STEEL,MATERIAL SPECIFICATION:ASTM A234 GR WPB, SCHEDULE/WALL THICKNESS:STD/20S,ADDITIONAL FEATURES EN:LONG RADIUS,ASME B16.9 QP | CODO TUBERIA;ANGULO:45 DEG,ESPECIFICACION MATERIAL:ASTM A234 GR WPB |  |  |  | 1068325 @@ MRC GLOBAL AUSTRALIA PTY LTD | 1000016567
STP_009 - Lot7 | Data Enrichment | SFQ |  | 2023-11-02 |  |  | 1058234 | 1058234 |  |  |  | ERSA | M | 4075 | 1586914GZPCLNT100 | EA |  | ELBOW;D/PIPE,45 DEG,PVC,SIZE:100 X 65MM | CODO;,45 DEG | ELBOW;TYPE:D/PIPE,ANGLE:45 DEG,MATERIAL:PVC,ADDITIONAL FEATURES EN:SIZE:100 X 65MM | CODO;ANGULO:45 DEG |  |  |  | 1068155 @@ REECE PTY LTD | 1500836
STP_009 - Lot7 | Data Enrichment | VNE |  | 2023-11-02 |  |  | 1058358 | 1058358 |  |  |  | ERSA | M | 5100 | 1588540GZPCLNT100 | EA |  | CONTROLLER,RADIO;WIRELSS,REMT CTRL | CONTROLADOR RADIO; | CONTROLLER,RADIO;ADDITIONAL FEATURES EN:WIRELESS,REMOTE CONTROL | CONTROLADOR RADIO; |  |  |  | 1068634 @@ CTS CRANE TECHNICAL SERVICES P/L | FST 516 ECO AU-5
STP_009 - Lot7 | Data Enrichment | CIR |  | 2023-11-02 |  |  | 1058415 | 1058415 |  |  |  | ERSA | M | 4090 | 1608026GZPCLNT100 | EA |  | CHARGER,BATT;60 V,2A | CARGADOR BATER; | CHARGER,BATTERY;CURRENT RATING:60 V,2A | CARGADOR BATERIA; |  |  |  | 1068391 @@ BOSS | 81802
STP_009 - Lot7 | Data Enrichment | PVJ |  | 2023-11-02 |  |  | 1058463 | 1058463 |  |  |  | ERSA | M | 5100 | 1608591GZPCLNT100 | EA |  | DISPLAY;20 MA/HART | DISPLAY; | DISPLAY;ELECTRICAL RATING:20 MA/HART,ADDITIONAL FEATURES EN:Controller/display instrument/level sensors | DISPLAY; |  |  |  | 1069378 @@ VEGA AUSTRALIA PTY LTD | MET624.XXX
STP_009 - Lot7 | Data Enrichment | KIB |  | 2023-11-02 |  |  | 1058522 | 1058522 |  |  |  | ERSA | M | 2200 | 1609044GZPCLNT100 | EA |  | BEND,PIPE;50MI X 50C,BRS | TUBERIA CURVA; | BEND,PIPE;ADDITIONAL FEATURES EN:50MI X 50C,BRASS | TUBERIA CURVA; |  |  |  | 1068155 @@ REECE PTY LTD | 420031
STP_009 - Lot7 | Data Enrichment | KIB |  | 2023-11-02 |  |  | 1058523 | 1058523 |  |  |  | ERSA | M | 2200 | 1609045GZPCLNT100 | EA |  | BEND,PIPE;50FI X 50C,BRS | TUBERIA CURVA; | BEND,PIPE;ADDITIONAL FEATURES EN:50FI X 50C,BRASS | TUBERIA CURVA; |  |  |  | 1068155 @@ REECE PTY LTD | 420051
STP_009 - Lot7 | Data Enrichment | VNE |  | 2023-11-02 |  |  | 1058529 | 1058529 |  |  |  | ERSA | M | 1600 | 1609106GZPCLNT100 | EA |  | CONTROLLER;CKTBRD | CONTROLADOR; | CONTROLLER;TYPE:CIRCUIT BOARD,ADDITIONAL FEATURES EN:LUBRICATION 1-16 MIN,BRK TIME 0.5-8h | CONTROLADOR; |  |  |  | 1068317 @@ SMH EQUIPMENT PTY LTD | P10138435-R01
STP_009 - Lot7 | Data Enrichment | SFQ |  | 2023-11-02 |  |  | 1058544 | 1058544 |  |  |  | ERSA | M | 2200 | 1609642GZPCLNT100 | EA |  | ELBOW,PIPE;BUTWLD,S40 CARBON STEEL | CODO TUBE; | ELBOW,PIPE;END CONNECTION:BUTT WELD,MATERIAL:S40 CARBON STEEL,ADDITIONAL FEATURES EN:16 IN,LONG RADIUS 45 DEGREE | CODO TUBERIA; |  |  |  | 1068325 @@ MRC GLOBAL AUSTRALIA PTY LTD | 6000002039
STP_009 - Lot7 | Data Enrichment | VNE |  | 2023-11-02 |  |  | 1058579 | 1058579 |  |  |  | ERSA | M | 4090 | 1610030GZPCLNT100 | EA |  | CONTROLLER;WIFI,ESP CLICK,ESP-WROOM-02 | CONTROLADOR; | CONTROLLER;TYPE:WIFI,ESP CLICK,ADDITIONAL FEATURES EN:ESP-WROOM-02 | CONTROLADOR; |  |  |  | 1068206 @@ RS COMPONENTS PTY LTD | 136-0877
STP_009 - Lot7 | Data Enrichment | SCV |  | 2023-11-02 |  |  | 1058996 | 1058996 |  |  |  | ERSA | M | 5920 | 1586515GZPCLNT100 | ROL |  | DISPENSER;HAND PALLET WRAP,500 X 450MM | DISPENSADOR; | DISPENSER;TYPE:HAND PALLET WRAP,OVERALL SIZE:500 X 450MM | DISPENSADOR; |  |  |  | 1068633 @@ SETON AUSTRALIA - ORDERS | A17732
STP_009 - Lot7 | Data Enrichment | SCV |  | 2023-11-02 |  |  | 1058997 | 1058997 |  |  |  | ERSA | M | 5920 | 1586516GZPCLNT100 | ROL |  | DISPENSER;HAND PALLET WRAP,500 X 450MM | DISPENSADOR; | DISPENSER;TYPE:HAND PALLET WRAP,OVERALL SIZE:500 X 450MM | DISPENSADOR; |  |  |  | 1068633 @@ SETON AUSTRALIA - ORDERS | A17731
STP_009 - Lot7 | Data Enrichment | CIR |  | 2023-11-02 |  |  | 1059030 | 1059030 |  |  |  | ERSA | M | 4020 | 1588829GZPCLNT100 | EA |  | CHLORINATOR;K-CHLOR DIGITAL,KAWANA | CLORADOR; | CHLORINATOR;TYPE:K-CHLOR DIGITAL,ADDITIONAL FEATURES EN:SALTWATER GOLD SERIES 25GR,KAWANA | CLORADOR; |  |  |  | 1068155 @@ REECE PTY LTD | 1545792
STP_009 - Lot7 | Data Enrichment | PVJ |  | 2023-11-02 |  |  | 1059157 | 1059157 |  |  |  | ERSA | M | 4050 | 1608105GZPCLNT100 | EA |  | CARTRIDGE,TONR;PRINTER,BLACK,26000 PG | CARTUCHO VIRADOR;,NEGRO | CARTRIDGE,TONER;TYPE:PRINTER,COLOUR:BLACK,CAPACITY:26000 PG,DIMENSIONS:WD 80 X LG 460 X HT 85 MM,ADDITIONAL FEATURES EN:BRAND: FUJI XEROX | CARTUCHO VIRADOR;TONO:NEGRO |  |  |  | 1068349 @@ ACENET LASER PRINTER SERVICES P/ | CT201370
STP_009 - Lot7 | Data Enrichment | CIR |  | 2023-11-02 |  |  | 1059224 | 1059224 |  |  |  | ERSA | M | 2920 | 1609326GZPCLNT100 | EA |  | BLANKET,FIR;GLASS FIBRE,AS/NZS 3504 | MANTA IGNI; | BLANKET,FIRE;MATERIAL:GLASS FIBRE,CERTIFICATION/STANDARD:AS/NZS 3504,ADDITIONAL FEATURES EN:1.2 X 1.8M,MODEL NUMBER:FP-FBKTL,FOR ERBS | MANTA IGNIFUGA; |  |  |  | 1068230 @@ BUNNINGS WAREHOUSE MT ISA | 4211479
STP_009 - Lot7 | Data Enrichment | VNE |  | 2023-11-02 |  |  | 1059237 | 1059237 |  |  |  | ERSA | M | 5100 | 1609545GZPCLNT100 | EA |  | CONTROLLER,FLW;24 VDC,LED,90 MA,PBT,IP20 | CONTROLADOR FLUJO; | CONTROLLER,FLOW;POWER SUPPLY:24 VDC,DISPLAY TYPE:LED,PRESSURE RATING:90 MA,TEMPERATURE RATING:40 TO 120 DEG C,MATERIAL:PBT, PROCESS CONNECTION:COMBICON,ADDITIONAL FEATURES EN:IP20,SIZE:100 X 25 X 103.5 MM,BRAND:IFM,MODEL NO:SR0151 | CONTROLADOR FLUJO; |  |  |  | 1069484 @@ STEINERT AUSTRALIA PTY LTD | P00578
STP_009 - Lot7 | Data Enrichment | PVJ |  | 2023-11-02 |  |  | 1059240 | 1059240 |  |  |  | ERSA | M | 2240 | 1609548GZPCLNT100 | EA |  | CARTRIDGE;SPIN-ON,226 MM,1.1/4 IN BSP | CARTUCHO;25MICRON NOM | CARTRIDGE;TYPE:SPIN-ON,SIZE:226 MM,ADDITIONAL FEATURES EN:1.1/4 IN BSP,FILTER ELEMENT | CARTUCHO;CARACTERISTICAS ADICIONALES ES:25MICRON NOM |  |  |  | 1069484 @@ STEINERT AUSTRALIA PTY LTD | CS15BN
STP_009 - Lot7 | Data Enrichment | VNE |  | 2023-11-02 |  |  | 1059322 | 1059322 |  |  |  | ERSA | M | 5100 | 1613610GZPCLNT100 | EA |  | CONTROLLER;TEMPERZONE,UC6,INTFC | CONTROLADOR; | CONTROLLER;TYPE:TEMPERZONE,ADDITIONAL FEATURES EN:UC6,INTERFACE | CONTROLADOR; |  |  |  | 1068500 @@ ACTROL PARTS PTY LTD | 2010003709
STP_009 - Lot7 | Data Enrichment | SFQ |  | 2023-11-02 |  |  | 1059326 | 1059326 |  |  |  | ERSA | M | 2200 | 1613625GZPCLNT100 | EA |  | ELBOW,PIPE ADPTR;SS316,1/4 IN FBSP F/F | CODO ADAPT TUBE; | ELBOW,PIPE ADAPTOR;MATERIAL:SS316,ADDITIONAL FEATURES EN:1/4 IN FBSP F/F | CODO ADAPTADOR TUBERIA; |  |  |  | 1068652 @@ J BLACKWOOD & SONS | 3265606
STP_009 - Lot7 | Data Enrichment | SFQ |  | 2023-11-02 |  |  | 1059445 | 1059445 |  |  |  | ERSA | M | 2200 | 1614042GZPCLNT100 | EA |  | ELBOW;NOM 20 MM,BSP FEMALE,BRS | CODO;NOM 20 MM | ELBOW;NOMINAL SIZE:20 MM,END CONNECTION:BSP FEMALE,MATERIAL:BRASS,ADDITIONAL FEATURES EN:F & F 20MM | CODO;TAMAÃ‘O NOMINAL:20 MM |  |  |  | 1068155 @@ REECE PTY LTD | 207720
STP_009 - Lot7 | Data Enrichment | CIR |  | 2023-11-02 |  |  | 1059479 | 1059479 |  |  |  | ERSA | M | 4090 | 1614302GZPCLNT100 | EA |  | BOARD,DSPLY;MAGNETIC,450 X 600 MM,WHITE | PANEL VISUAL; | BOARD,DISPLAY;TYPE:MAGNETIC,DISPLAY SIZE:450 X 600 MM,COLOUR:WHITE | PANEL VISUALIZACION; |  |  |  | 1068254 @@ MOUNT ISA MINING SUPPLIES P/L | WB450600
STP_009 - Lot7 | Data Enrichment | KIB |  | 2023-11-02 |  |  | 1059591 | 1059591 |  |  |  | ERSA | M | 5380 | 1584146GZPCLNT100 | EA |  | CASTABLE;DURACAST D160 ARG | MALEABLE; | CASTABLE;ADDITIONAL FEATURES EN:DURACAST D160 ARG | MALEABLE; |  |  |  | 1068435 @@ FIELD FURNACE REFRACTORIES P/L | 4DM160G
STP_009 - Lot7 | Data Enrichment | KIB |  | 2023-11-02 |  |  | 1059592 | 1059592 |  |  |  | ERSA | M | 5380 | 1584147GZPCLNT100 | EA |  | CASTABLE;POWDER,INSULITE D100LW,15KG BAG | MALEABLE;POLVO | CASTABLE;FORM:POWDER,ADDITIONAL FEATURES EN:INSULITE D100LW,15KG BAG | MALEABLE;MOLDE:POLVO |  |  |  | 1068435 @@ FIELD FURNACE REFRACTORIES P/L | 4DM100
STP_009 - Lot7 | Data Enrichment | KIB |  | 2023-11-02 |  |  | 1059593 | 1059593 |  |  |  | ERSA | M | 5380 | 1584148GZPCLNT100 | EA |  | CASTABLE;POWDER,INSULITE D140LW,20KG BAG | MALEABLE;POLVO | CASTABLE;FORM:POWDER,ADDITIONAL FEATURES EN:INSULITE D140LW,20KG BAG | MALEABLE;MOLDE:POLVO |  |  |  | 1068435 @@ FIELD FURNACE REFRACTORIES P/L | 4DM140-1.4
STP_009 - Lot7 | Data Enrichment | KIB |  | 2023-11-02 |  |  | 1059594 | 1059594 |  |  |  | ERSA | M | 5380 | 1584149GZPCLNT100 | EA |  | CASTABLE;POWDER,INSULITE D120LW,20KG BAG | MALEABLE;POLVO | CASTABLE;FORM:POWDER,ADDITIONAL FEATURES EN:INSULITE D120LW,20KG BAG | MALEABLE;MOLDE:POLVO |  |  |  | 1068435 @@ FIELD FURNACE REFRACTORIES P/L | 4DM120 -1.1
STP_009 - Lot7 | Data Enrichment | PVJ |  | 2023-11-02 |  |  | 1059896 | 1059896 |  |  |  | ERSA | M | 5920 | 1604876GZPCLNT100 | EA |  | CHANNEL,STRUC;WD 180 MM,LG 9 M,HT 75 MM | CANAL ESTRUC;AN 200 MM,LG 9 M,ALT 75 MM | CHANNEL,STRUCTURAL;WIDTH:180 MM,LENGTH:9 M,HEIGHT:75 MM,MATERIAL:STEEL | CANAL ESTRUCTURAL;ANCHO:200 MM,LONGITUD:9 M,ALTURA:75 MM |  |  |  | 1069433 @@ TOTAL STEEL OF AUSTRALIA | CHPA18007509000
STP_009 - Lot7 | Data Enrichment | CIR |  | 2023-11-02 |  |  | 1059930 | 1059930 |  |  |  | ERSA | M | 5955 | 1609048GZPCLNT100 | EA |  | CHARGER;IMPRES 2,100-240 VAC,SINGLE UNIT | CARGADOR; | CHARGER;TYPE:IMPRES 2,INPUT RATING:100-240 VAC,SIZE:WD 9.6 X HT 6 X DP 16.2 CM,ADDITIONAL FEATURES EN:LINECORD:AU/NZ,SINGLE UNIT | CARGADOR; |  |  |  | 1068116 @@ MINE SITE TECHNOLOGIES PTY LTD | 28610
STP_009 - Lot7 | Data Enrichment | VNE |  | 2023-11-02 |  |  | 1060037 | 1060037 |  |  |  | ERSA | M | 5100 | 1614254GZPCLNT100 | EA |  | CONTROLLER,LVL;ROBUST,VEGAMET 861 | CONTROLADOR NIVEL; | CONTROLLER,LEVEL;TYPE:ROBUST,VEGAMET 861,ADDITIONAL FEATURES EN:FOR LEVEL SENSORS,1X 4 TO 20 MA/HART SENSOR INPUT,2X DIGITAL INPUTS,1X 4 TO 20 MA CURRENT OUTPUT,4X OPERATING RELAYS,1X FAIL SAFE RELAY (INSTEAD OF OPERATING RELAY),ON-SITE DISPLAY,4-KEY AND SMARTPHONE OPERATION,WALL MOUNTING,CABLE ENTRY:M20X1.5 | CONTROLADOR NIVEL; |  |  |  | 1069378 @@ VEGA AUSTRALIA PTY LTD | CR - 222 22M
STP_009 - Lot7 | Data Enrichment | VNE |  | 2023-11-02 |  |  | 1060038 | 1060038 |  |  |  | ERSA | M | 5100 | 1614255GZPCLNT100 | EA |  | CONTROLLER,LVL;ROBUST,VEGAMET 862 | CONTROLADOR NIVEL; | CONTROLLER,LEVEL;TYPE:ROBUST,VEGAMET 862,ADDITIONAL FEATURES EN:FOR LEVEL SENSORS,2X 4 TO 20 MA/HART SENSOR INPUT,4X DIGITAL INPUT,3X 4 TO 20 MA CURRENT OUTPUT,6X OPERATING RELAY,1X FAIL SAFE RELAY(INSTEAD OF OPERATING RELAY),ON-SITE DISPLAY,4-KEY AND SMARTPHONE OPERATION,WALL MOUNTING,CABLE ENTRY:M20X1.5 | CONTROLADOR NIVEL; |  |  |  | 1069378 @@ VEGA AUSTRALIA PTY LTD | CR - 222 22K
STP_009 - Lot7 | Data Enrichment | CIR |  | 2023-11-02 |  |  | 1060051 | 1060051 |  |  |  | ERSA | M | 1600 | 1609731GZPCLNT100 | EA |  | CHARGER,BATT;10 AMP,OLYMPIC GENGEP-200 | CARGADOR BATER; | CHARGER,BATTERY;CURRENT RATING:10 AMP,ADDITIONAL FEATURES EN:OLYMPIC GENGEP-200 | CARGADOR BATERIA; |  |  |  | 1068181 @@ CNW (MOUNT ISA) ELECT WHOLESALER | GEP 200- 1162
STP_009 - Lot7 | Data Enrichment | CIR |  | 2023-11-02 |  |  | 1060052 | 1060052 |  |  |  | ERSA | M | 1600 | 1610516GZPCLNT100 | EA |  | CHARGER,BATT;SOLAR TRICKLE,12 VDC,15 W | CARGADOR BATER;12 VDC | CHARGER,BATTERY;TYPE:SOLAR TRICKLE,OUTPUT VOLTAGE RATING:12 VDC,CURRENT RATING:15 W,ADDITIONAL FEATURES EN:WITH CROCKSKIN | CARGADOR BATERIA;VOLTAJE NOMINAL SALIDA:12 VDC |  |  |  | 1068740 @@ METAL MANUFACTURES PTY LTD | KORHKPSOLT1512V
STP_009 - Lot7 | Data Enrichment | KIB |  | 2023-11-02 |  |  | 1060065 | 1060065 |  |  |  | ERSA | M | 2200 | 1613628GZPCLNT100 | EA |  | BEND,TUBE;MANDREL,50.8X1.6MM,90DEG,SS316 | CODO TUBO;90 DEG,NOM | BEND,TUBE;TYPE:MANDREL,DIMENSIONS:NOM 50.8 X THK 1.6 MM,ANGLE:90 DEG,MATERIAL:STAINLESS STEEL 316 | CODO TUBO;ANGULO:90 DEG |  |  |  | 1068653 @@ WOODFIELDS ENGINEERING | 50831690
STP_009 - Lot7 | Data Enrichment | SFQ |  | 2023-11-02 |  |  | 1060075 | 1060075 |  |  |  | ERSA | M | 2200 | 1614956GZPCLNT100 | EA |  | ELBOW,PIPE;TRANSITION,NOM 63 MM X 2 IN | CODO TUBE;,NOM ,90 DEG | ELBOW,PIPE;TYPE:TRANSITION,NOMINAL SIZE:63 MM X 2 IN,END CONNECTION:BSPF,ANGLE:90 DEG,MATERIAL:,ADDITIONAL FEATURES EN: ELECTROFUSION | CODO TUBERIA;ANGULO:90 DEG |  |  |  | 1068205 @@ BUTLER AGENCIES PTY LTD | 9350-63X2
STP_009 - Lot7 | Data Enrichment | KIB |  | 2023-11-02 |  |  | 1060080 | 1060080 |  |  |  | ERSA | M | 2200 | 1614966GZPCLNT100 | EA |  | BEND,TUBE;90 DEG,NOM 54 MM,FXM,X95455 | TUBO CURVO;90 DEG,NOM | BEND,TUBE;ANGLE:90 DEG,NOMINAL SIZE:54 MM,MATERIAL:STAINLESS STEEL 316,ADDITIONAL FEATURES EN:FXM,X95455 | TUBO CURVO;ANGULO:90 DEG |  |  |  | 1069275 @@ KEMBLA WIRE & ROD | X95455
STP_009 - Lot7 | Data Enrichment | KIB |  | 2023-11-02 |  |  | 1060081 | 1060081 |  |  |  | ERSA | M | 2200 | 1614967GZPCLNT100 | EA |  | BEND,TUBE;90 DEG,NOM 54 MM,FXF,X95505 | TUBO CURVO;90 DEG,NOM | BEND,TUBE;ANGLE:90 DEG,NOMINAL SIZE:54 MM,MATERIAL:STAINLESS STEEL 316,ADDITIONAL FEATURES EN:FXF,X95505 | TUBO CURVO;ANGULO:90 DEG |  |  |  | 1069275 @@ KEMBLA WIRE & ROD | X95505
STP_009 - Lot7 | Data Enrichment | KIB |  | 2023-11-02 |  |  | 1060082 | 1060082 |  |  |  | ERSA | M | 2200 | 1614968GZPCLNT100 | EA |  | BEND,TUBE;90 DEG,NOM 28 MM,1 IN,X95602 | TUBO CURVO;90 DEG,NOM | BEND,TUBE;ANGLE:90 DEG,NOMINAL SIZE:28 MM,MATERIAL:STAINLESS STEEL 316,RADIUS:1 IN,ADDITIONAL FEATURES EN:X95602,MALE BSPT/F | TUBO CURVO;ANGULO:90 DEG |  |  |  | 1069275 @@ KEMBLA WIRE & ROD | X95602
STP_009 - Lot7 | Data Enrichment | KIB |  | 2023-11-02 |  |  | 1060083 | 1060083 |  |  |  | ERSA | M | 2200 | 1614969GZPCLNT100 | EA |  | BEND,TUBE;90 DEG,NOM 54 MM,2 IN,X95605 | TUBO CURVO;90 DEG,NOM | BEND,TUBE;ANGLE:90 DEG,NOMINAL SIZE:54 MM,MATERIAL:STAINLESS STEEL 316,RADIUS:2 IN,ADDITIONAL FEATURES EN:X95605,MALE BSPT/F | TUBO CURVO;ANGULO:90 DEG |  |  |  | 1069275 @@ KEMBLA WIRE & ROD | X95605
STP_009 - Lot7 | Data Enrichment | KIB |  | 2023-11-02 |  |  | 1060084 | 1060084 |  |  |  | ERSA | M | 2200 | 1614980GZPCLNT100 | EA |  | BEND,TUBE;90 DEG,NOM 28 MM,1 IN,X95552 | TUBO CURVO;90 DEG,NOM | BEND,TUBE;ANGLE:90 DEG,NOMINAL SIZE:28 MM,MATERIAL:STAINLESS STEEL 316,RADIUS:1 IN,ADDITIONAL FEATURES EN:X95552,FEMALE BSPP/RP | TUBO CURVO;ANGULO:90 DEG |  |  |  | 1069275 @@ KEMBLA WIRE & ROD | X95552
STP_009 - Lot7 | Data Enrichment | KIB |  | 2023-11-02 |  |  | 1060085 | 1060085 |  |  |  | ERSA | M | 2200 | 1614981GZPCLNT100 | EA |  | BEND,TUBE;45 DEG,NOM 28 MM,FXM,X95652 | TUBO CURVO;45 DEG,NOM | BEND,TUBE;ANGLE:45 DEG,NOMINAL SIZE:28 MM,MATERIAL:STAINLESS STEEL 316,ADDITIONAL FEATURES EN:FXM,X95652 | TUBO CURVO;ANGULO:45 DEG |  |  |  | 1069275 @@ KEMBLA WIRE & ROD | X95652
STP_009 - Lot7 | Data Enrichment | KIB |  | 2023-11-02 |  |  | 1060086 | 1060086 |  |  |  | ERSA | M | 2200 | 1614982GZPCLNT100 | EA |  | BEND,TUBE;45 DEG,NOM 28 MM,FXF,X95702 | TUBO CURVO;45 DEG,NOM | BEND,TUBE;ANGLE:45 DEG,NOMINAL SIZE:28 MM,MATERIAL:STAINLESS STEEL 316,ADDITIONAL FEATURES EN:FXF,X95702 | TUBO CURVO;ANGULO:45 DEG |  |  |  | 1069275 @@ KEMBLA WIRE & ROD | X95702
STP_009 - Lot7 | Data Enrichment | KIB |  | 2023-11-02 |  |  | 1060087 | 1060087 |  |  |  | ERSA | M | 2200 | 1614983GZPCLNT100 | EA |  | BEND,TUBE;45 DEG,NOM 54 MM,FXF,X95705 | TUBO CURVO;45 DEG,NOM | BEND,TUBE;ANGLE:45 DEG,NOMINAL SIZE:54 MM,MATERIAL:STAINLESS STEEL 316,ADDITIONAL FEATURES EN:FXF,X95705 | TUBO CURVO;ANGULO:45 DEG |  |  |  | 1069275 @@ KEMBLA WIRE & ROD | X95705
STP_009 - Lot7 | Data Enrichment | CIR |  | 2023-11-02 |  |  | 1060134 | 1060134 |  |  |  | ERSA | M | 1600 | 1615201GZPCLNT100 | EA |  | CHARGER;BANK,5.1VDC/500MA,30 W,CB8E | CARGADOR; | CHARGER;TYPE:BANK,OUTPUT RATING:5.1VDC/500MA,SIZE:33 X 21 X 5.5 CM,ADDITIONAL FEATURES EN:30 W,CB8E,INPUT RATING:240 VAC OR 12-24 VDC,FOR 8 UNIT E & U MODEL CAP LAMP,KC3E-EX,KH3E-EX,RN3U&RN4UB,MNFR:ROOBUCK | CARGADOR; |  |  |  | 1068652 @@ J BLACKWOOD & SONS | 338236
STP_009 - Lot7 | Data Enrichment | KIB |  | 2023-11-02 |  |  | 1060137 | 1060137 |  |  |  | ERSA | M | 2200 | 1615277GZPCLNT100 | EA |  | BEND,TUBE;90 DEG,NOM 28 MM,FXM,X95462 | TUBO CURVO;90 DEG,NOM | BEND,TUBE;ANGLE:90 DEG,NOMINAL SIZE:28 MM,MATERIAL:STAINLESS STEEL 316,ADDITIONAL FEATURES EN:FXM,X95462 | TUBO CURVO;ANGULO:90 DEG |  |  |  | 1069275 @@ KEMBLA WIRE & ROD | X95462
STP_009 - Lot7 | Data Enrichment | KIB |  | 2023-11-02 |  |  | 1060138 | 1060138 |  |  |  | ERSA | M | 2200 | 1615278GZPCLNT100 | EA |  | BEND,TUBE;90 DEG,NOM 54 MM,FXM,X95465 | TUBO CURVO;90 DEG,NOM | BEND,TUBE;ANGLE:90 DEG,NOMINAL SIZE:54 MM,MATERIAL:STAINLESS STEEL 316,ADDITIONAL FEATURES EN:FXM,X95465 | TUBO CURVO;ANGULO:90 DEG |  |  |  | 1069275 @@ KEMBLA WIRE & ROD | X95465
STP_009 - Lot7 | Data Enrichment | KIB |  | 2023-11-02 |  |  | 1060139 | 1060139 |  |  |  | ERSA | M | 2200 | 1615279GZPCLNT100 | EA |  | BEND,TUBE;90 DEG,NOM 28 MM,FXF,X95512 | TUBO CURVO;90 DEG,NOM | BEND,TUBE;ANGLE:90 DEG,NOMINAL SIZE:28 MM,MATERIAL:STAINLESS STEEL 316,ADDITIONAL FEATURES EN:FXF,X95512 | TUBO CURVO;ANGULO:90 DEG |  |  |  | 1069275 @@ KEMBLA WIRE & ROD | X95512
STP_009 - Lot7 | Data Enrichment | KIB |  | 2023-11-02 |  |  | 1060140 | 1060140 |  |  |  | ERSA | M | 2200 | 1615280GZPCLNT100 | EA |  | BEND,TUBE;90 DEG,NOM 54 MM,FXF,X95515 | TUBO CURVO;90 DEG,NOM | BEND,TUBE;ANGLE:90 DEG,NOMINAL SIZE:54 MM,MATERIAL:STAINLESS STEEL 316,ADDITIONAL FEATURES EN:FXF,X95515 | TUBO CURVO;ANGULO:90 DEG |  |  |  | 1069275 @@ KEMBLA WIRE & ROD | X95515
STP_009 - Lot7 | Data Enrichment | KIB |  | 2023-11-02 |  |  | 1060141 | 1060141 |  |  |  | ERSA | M | 2200 | 1615281GZPCLNT100 | EA |  | BEND,TUBE;90 DEG,NOM 28 MM,1 IN,X95612 | TUBO CURVO;90 DEG,NOM | BEND,TUBE;ANGLE:90 DEG,NOMINAL SIZE:28 MM,MATERIAL:STAINLESS STEEL 316,RADIUS:1 IN,ADDITIONAL FEATURES EN:X95612,MALE BSPT/F | TUBO CURVO;ANGULO:90 DEG |  |  |  | 1069275 @@ KEMBLA WIRE & ROD | X95612
STP_009 - Lot7 | Data Enrichment | KIB |  | 2023-11-02 |  |  | 1060142 | 1060142 |  |  |  | ERSA | M | 2200 | 1615282GZPCLNT100 | EA |  | BEND,TUBE;90 DEG,NOM 28 MM,1 IN,X95562 | TUBO CURVO;90 DEG,NOM | BEND,TUBE;ANGLE:90 DEG,NOMINAL SIZE:28 MM,MATERIAL:STAINLESS STEEL 316,RADIUS:1 IN,ADDITIONAL FEATURES EN:X95562,FEMALE BSPP/RP | TUBO CURVO;ANGULO:90 DEG |  |  |  | 1069275 @@ KEMBLA WIRE & ROD | X95562
STP_009 - Lot7 | Data Enrichment | KIB |  | 2023-11-02 |  |  | 1060143 | 1060143 |  |  |  | ERSA | M | 2200 | 1615283GZPCLNT100 | EA |  | BEND,TUBE;45 DEG,NOM 28 MM,FXM,X95662 | TUBO CURVO;45 DEG,NOM | BEND,TUBE;ANGLE:45 DEG,NOMINAL SIZE:28 MM,MATERIAL:STAINLESS STEEL 316,ADDITIONAL FEATURES EN:FXM,X95662 | TUBO CURVO;ANGULO:45 DEG |  |  |  | 1069275 @@ KEMBLA WIRE & ROD | X95662
STP_009 - Lot7 | Data Enrichment | KIB |  | 2023-11-02 |  |  | 1060144 | 1060144 |  |  |  | ERSA | M | 2200 | 1615284GZPCLNT100 | EA |  | BEND,TUBE;45 DEG,NOM 54 MM,FXM,X95665 | TUBO CURVO;45 DEG,NOM | BEND,TUBE;ANGLE:45 DEG,NOMINAL SIZE:54 MM,MATERIAL:STAINLESS STEEL 316,ADDITIONAL FEATURES EN:FXM,X95665 | TUBO CURVO;ANGULO:45 DEG |  |  |  | 1069275 @@ KEMBLA WIRE & ROD | X95665
STP_009 - Lot7 | Data Enrichment | KIB |  | 2023-11-02 |  |  | 1060145 | 1060145 |  |  |  | ERSA | M | 2200 | 1615285GZPCLNT100 | EA |  | BEND,TUBE;45 DEG,NOM 28 MM,FXF,X95712 | TUBO CURVO;45 DEG,NOM | BEND,TUBE;ANGLE:45 DEG,NOMINAL SIZE:28 MM,MATERIAL:STAINLESS STEEL 316,ADDITIONAL FEATURES EN:FXF,X95712 | TUBO CURVO;ANGULO:45 DEG |  |  |  | 1069275 @@ KEMBLA WIRE & ROD | X95712
STP_009 - Lot7 | Data Enrichment | KIB |  | 2023-11-02 |  |  | 1060146 | 1060146 |  |  |  | ERSA | M | 2200 | 1615286GZPCLNT100 | EA |  | BEND,TUBE;45 DEG,NOM 54 MM,FXF,X95715 | TUBO CURVO;45 DEG,NOM | BEND,TUBE;ANGLE:45 DEG,NOMINAL SIZE:54 MM,MATERIAL:STAINLESS STEEL 316,ADDITIONAL FEATURES EN:FXF,X95715 | TUBO CURVO;ANGULO:45 DEG |  |  |  | 1069275 @@ KEMBLA WIRE & ROD | X95715
STP_009 - Lot7 | Data Enrichment | SCV |  | 2023-11-02 |  |  | 1060196 | 1060196 |  |  |  | ERSA | M | 1600 | 1615677GZPCLNT100 | EA |  | DISPENSER;COUPLANT | DISPENSADOR; | DISPENSER;TYPE:COUPLANT,OVERALL SIZE: | DISPENSADOR; |  |  |  | 1070129 @@ HAYMANS ELECTRICAL (SERVICES) | UT-TRITEX-60-6050 | 1068857 @@ NDT SALES AUSTRALIA PTY LTD | UT-TRITEX-60-6050
STP_009 - Lot7 | Data Enrichment | CIR |  | 2023-11-02 |  |  | 1060274 | 1060274 |  |  |  | ERSA | M | 1600 | 1616407GZPCLNT100 | EA |  | BOARD,PRINT CIRCT;MCU DEVELOPMENT | PLACA CIRCUIT IMPRSN; | BOARD,PRINTED CIRCUIT;TYPE:MCU DEVELOPMENT,ADDITIONAL FEATURES EN:BEAGLEBONE BLACK | PLACA CIRCUITO IMPRESO; |  |  |  | 1068206 @@ RS COMPONENTS PTY LTD | 125-2411
STP_009 - Lot7 | Data Enrichment | CIR |  | 2023-11-02 |  |  | 1060277 | 1060277 |  |  |  | ERSA | M | 1600 | 1616410GZPCLNT100 | EA |  | BOARD,CIRCT;CLICK SHIELD,MIKROBUS | PLACA CIRCUIT; | BOARD,CIRCUIT;TYPE:CLICK SHIELD,ADDITIONAL FEATURES EN:MIKROBUS,MNFR:MIKROELEKTRONIKA | PLACA CIRCUITOS; |  |  |  | 1068206 @@ RS COMPONENTS PTY LTD | 823-1883
STP_009 - Lot7 | Data Enrichment | SFQ |  | 2023-11-02 |  |  | 1060280 | 1060280 |  |  |  | ERSA | M | 2210 | 1616414GZPCLNT100 | EA |  | ELBOW,PIPE;NOM 50 MM,METRIC POLY,PN16,PP | CODO TUBE;NOM 50 MM,PN16,90 DEG | ELBOW,PIPE;NOMINAL SIZE:50 MM,END CONNECTION:METRIC POLY,PRESSURE RATING:PN16,ANGLE:90 DEG,MATERIAL:POLYPROPYLENE,ADDITIONAL FEATURES EN:COMP,PLASSON | CODO TUBERIA;TAMAÃ‘O NOMINAL:50 MM,VALOR PRESION:PN16,ANGULO:90 DEG |  |  |  | 1071990 @@ ADVANCED IRRIGATION SERVICES | PEM50
STP_009 - Lot7 | Data Enrichment | PVJ |  | 2023-11-02 |  |  | 1060283 | 1060283 |  |  |  | ERSA | M | 5100 | 1616419GZPCLNT100 | EA |  | ACCELEROMETER;PREMIUM,+-80 G,100 MV/G | ACELEROMETRO;,+-80 G,100 MV/G | ACCELEROMETER;TYPE:PREMIUM,MEASURING RANGE:+-80 G,SENSITIVITY:100 MV/G,FREQUENCY RATING:30 KHZ | ACELEROMETRO;RANGO MEDICION:+-80 G,SENSIBILIDAD:100 MV/G |  |  |  | 1075562 @@ JSLJ GROUP PTY LTD | FED0109
STP_009 - Lot7 | Data Enrichment | VNE |  | 2023-11-02 |  |  | 1060305 | 1060305 |  |  |  | ERSA | M | 1600 | 1605446GZPCLNT100 | EA |  | CONTROLLER;DIN RAIL MOUNT RELAY,LED | CONTROLADOR; | CONTROLLER;TYPE:DIN RAIL MOUNT RELAY,INPUT SIGNAL:LOAD CELL/STRAIN BRIDGE:4WIRE,OUTPUT SIGNAL:2XFORM A RELAY,DISPLAY TYPE:LED, ADDITIONAL FEATURES EN:DISPLAY:5 DIGIT,7.6MM,KEYPAD,ALARM,SUPPLY:12-48V DC ISOLATED | CONTROLADOR; |  |  |  | 1070607 @@ AMALGAMATED INSTRUMENT GROUP P/L | RM4-WT-DC-5E-232
STP_009 - Lot7 | Data Enrichment | SFQ |  | 2023-11-02 |  |  | 1060306 | 1060306 |  |  |  | ERSA | M | 5910 | 1243110GZPCLNT100 | EA |  | ELBOW;HOWDEN,40FBSPPX45,48FBSPPX90 | CODO; 40FBSPPX45°, ESPIGA 48, ODO 48FBSP | ELBOW; 40FBSPPX45 Â°, TONGUE 48, ODO 48FBSPPX90 Â° - TONGUE 48,ADDITIONAL FEATURES EN:ESP,SPECIALLY MANUFACTURED,HOWDEN SUCTION 3 | CODO; 40FBSPPX45Â°, ESPIGA 48, ODO 48FBSPPX90Â°-ESPIGA 48,CARACTERISTICAS ADICIONALES ES:ESP,FABRICADO ESPECIALMENTE,SUCCION 3 HOWDEN |  |  |  | 1068336 @@ SANDVIK MINING & CONSTRUCTION | 1243110
STP_009 - Lot7 | Data Enrichment | SFQ |  | 2023-11-02 |  |  | 1060540 | 1060540 |  |  |  | ERSA | M | 5920 | 1604895GZPCLNT100 | EA |  | ELBOW,HSE ADPTR;R134A TO 1/2 IN ACME THR | CODO ADAPT MANG; | ELBOW,HOSE ADAPTOR;ADDITIONAL FEATURES EN:R134A TO 1/2 IN ACME THREAD | CODO ADAPTADOR MANGUERA; |  |  |  | 1071809 @@ ASHDOWN ENTERPRISES | TOX022 | 1068087 @@ ASHDOWN INGRAM | 1604895
STP_009 - Lot7 | Data Enrichment | VNE |  | 2023-11-02 |  |  | 1060560 | 1060560 |  |  |  | ERSA | M | 5100 | 1606662GZPCLNT100 | EA |  | CONTROLLER;RADIO REMOTE SYSTEM | CONTROLADOR; | CONTROLLER;TYPE:RADIO REMOTE SYSTEM | CONTROLADOR; |  |  |  | 1068181 @@ CNW (MOUNT ISA) ELECT WHOLESALER | CTSFST516MICRON5AU5
STP_009 - Lot7 | Data Enrichment | SFQ |  | 2023-11-02 |  |  | 1060563 | 1060563 |  |  |  | ERSA | M | 2200 | 1606665GZPCLNT100 | EA |  | ELBOW;NOM 3/8 IN,BRS,SYNCO DOUBLE,NO-11 | CODO;NOM 3/8 IN | ELBOW;NOMINAL SIZE:3/8 IN,MATERIAL:BRASS,ADDITIONAL FEATURES EN:SYNCO DOUBLE,NO-11 | CODO;TAMAÃ‘O NOMINAL:3/8 IN |  |  |  | 1068155 @@ REECE PTY LTD | 407660
STP_009 - Lot7 | Data Enrichment | SFQ |  | 2023-11-02 |  |  | 1060578 | 1060578 |  |  |  | ERSA | M | 2200 | 1606867GZPCLNT100 | EA |  | ELBOW;45 DEG,NOM 4 IN,BUTTWELD,316SS | CODO;45 DEG,NOM 4 IN | ELBOW;ANGLE:45 DEG,NOMINAL SIZE:4 IN,END CONNECTION:BUTTWELD,MATERIAL:316SS,CERTIFICATION/STANDARD:A403 WP316L-W,ADDITIONAL FEATURES EN:ASME B16.9 QP,S40S | CODO;ANGULO:45 DEG,TAMAÃ‘O NOMINAL:4 IN |  |  |  | 1068325 @@ MRC GLOBAL AUSTRALIA PTY LTD | 1000026214
STP_009 - Lot7 | Data Enrichment | SFQ |  | 2023-11-02 |  |  | 1060579 | 1060579 |  |  |  | ERSA | M | 2200 | 1606868GZPCLNT100 | EA |  | ELBOW;45 DEG,NOM 8 IN,BUTTWELD,316SS | CODO;45 DEG,NOM 8 IN | ELBOW;ANGLE:45 DEG,NOMINAL SIZE:8 IN,END CONNECTION:BUTTWELD,MATERIAL:316SS,CERTIFICATION/STANDARD:A403 WP316L-S,ADDITIONAL FEATURES EN:ASME B16.9 AP,S40S | CODO;ANGULO:45 DEG,TAMAÃ‘O NOMINAL:8 IN |  |  |  | 1068325 @@ MRC GLOBAL AUSTRALIA PTY LTD | 1000015065
STP_009 - Lot7 | Data Enrichment | CIR |  | 2023-11-02 |  |  | 1060606 | 1060606 |  |  |  | ERSA | M | 2700 | 1607334GZPCLNT100 | EA |  | BOARD;TEXTURE BASE BLUE,7.5 MM,FBR | PLACA IMPR; | BOARD;TYPE:TEXTURE BASE BLUE,SIZE:7.5 MM,MATERIAL:FIBRE,ADDITIONAL FEATURES EN:2725X1200 | PLACA IMPRESA; |  |  |  | 1068115 @@ ELLIOTT TIMBER SALES PTY LTD | FCCS2725120075TB
STP_009 - Lot7 | Data Enrichment | SFQ |  | 2023-11-02 |  |  | 1060637 | 1060637 |  |  |  | ERSA | M | 2200 | 1608363GZPCLNT100 | EA |  | ELBOW;NOM 80 MM,BUTTWELD,316L,SCH40 | CODO;NOM | ELBOW;NOMINAL SIZE:80 MM,END CONNECTION:BUTTWELD,MATERIAL:316L,CERTIFICATION/STANDARD:SCH40,ADDITIONAL FEATURES EN:45DEG | CODO; |  |  |  | 1068325 @@ MRC GLOBAL AUSTRALIA PTY LTD | 6000002040
STP_009 - Lot7 | Data Enrichment | PVJ |  | 2023-11-02 |  |  | 1060766 | 1060766 |  |  |  | ERSA | M | 1600 | 1614004GZPCLNT100 | EA |  | DISPLAY;UNIVERSAL LARGE DIGIT,24 VDC | DISPLAY; | DISPLAY;TYPE:UNIVERSAL LARGE DIGIT,RESOLUTION:RED HIGH CONTRAST DAYLIGHT READABLE LED,ELECTRICAL RATING:24 VDC,SIZE:58 MM HIGH, HAZARD CLASS:IP65,ADDITIONAL FEATURES EN:W/4 INDEPENDENTLY CONFIGURABLE RELAYS,4 DIGIT | DISPLAY; |  |  |  | 1069660 @@ PACIFIC RIM TECHNICAL SERVICES | LD-IV-DC-58R4
STP_009 - Lot7 | Data Enrichment | PVJ |  | 2023-11-02 |  |  | 1060813 | 1060813 |  |  |  | ERSA | M | 5905 | 1614694GZPCLNT100 | BOX |  | CARTRIDGE,FLTR;MELT BLOWN,1 UM,20 IN,PP | FILTRO CARTU;1 UM | CARTRIDGE,FILTER;TYPE:MELT BLOWN,MICRON RATING:1 UM,SIZE:20 IN,MATERIAL:POLYPROPYLENE,ADDITIONAL FEATURES EN:STREAMTEX,CMBB-PP- 001-20C,50/BOX | FILTRO CARTUCHO;RANGO MICRONES:1 UM |  |  |  | 1068898 @@ SEFAR FILTER SPECIALISTS PTY LTD | A1CA-MBPP-112-00
STP_009 - Lot7 | Data Enrichment | VNE |  | 2023-11-02 |  |  | 1060851 | 1060851 |  |  |  | ERSA | M | 5100 | 1615942GZPCLNT100 | EA |  | CONTROLLER;OUTPT,FILCONTROL TIME 1-6 WAY | CONTROLADOR; | CONTROLLER;TYPE:OUTPUT,ADDITIONAL FEATURES EN:FILCONTROL TIME 1-6 WAY | CONTROLADOR; |  |  |  | 1068181 @@ CNW (MOUNT ISA) ELECT WHOLESALER | FILMCERTS06N000
STP_009 - Lot7 | Data Enrichment | VNE |  | 2023-11-02 |  |  | 1060897 | 1060897 |  |  |  | ERSA | M | 5935 | 1616371GZPCLNT100 | EA |  | CONTROLLER;REMT,PN:181724-26 | CONTROLADOR; | CONTROLLER;TYPE:REMOTE,ADDITIONAL FEATURES EN:PN:181724-26 | CONTROLADOR; |  |  |  | 1068072 @@ EILBECK CRANES | 181724-26
STP_009 - Lot7 | Data Enrichment | VNE |  | 2023-11-02 |  |  | 1060899 | 1060899 |  |  |  | ERSA | M | 5935 | 1616373GZPCLNT100 | EA |  | CONTROLLER;XFMR,400/110 V,PN:181724-28 | CONTROLADOR; | CONTROLLER;TYPE:TRANSFORMER,ELECTRICAL RATING:400/110 V,ADDITIONAL FEATURES EN:PN:181724-28 | CONTROLADOR; |  |  |  | 1068072 @@ EILBECK CRANES | 181724-28
STP_009 - Lot7 | Data Enrichment | VNE |  | 2023-11-02 |  |  | 1060909 | 1060909 |  |  |  | ERSA | M | 5100 | 1522880GZPCLNT100 | EA |  | CONTROLLER,FLW;BURKERT,6213 SERI,178900 | CONTROLADOR FLUJO; | CONTROLLER,FLOW;ADDITIONAL FEATURES EN:BURKERT,6213 SERI,178900 | CONTROLADOR FLUJO; |  |  |  | 1069660 @@ PACIFIC RIM TECHNICAL SERVICES | 178900
STP_009 - Lot7 | Data Enrichment | PVJ |  | 2023-11-02 |  |  | 1061002 | 1061002 |  |  |  | ERSA | M | 1510 | 1543911GZPCLNT100 | EA |  | CHANNEL;300X90MMX12M,300X90,GDE300,12M | CANAL; | CHANNEL;SIZE:300X90MMX12M,ADDITIONAL FEATURES EN:300X90,GDE300,12M | CANAL; |  |  |  | 1068289 @@ INFRABUILD STEEL CENTRE | CH-300-090-G300-12000
STP_009 - Lot7 | Data Enrichment | SFQ |  | 2023-11-02 |  |  | 1061034 | 1061034 |  |  |  | ERSA | M | 4075 | 1553561GZPCLNT100 | EA |  | ELBOW;PVC,PRES,#10,45DEG,40MM | CODO; | ELBOW;MATERIAL:PVC,ADDITIONAL FEATURES EN:PRESS,#10,45DEG,40MM | CODO; |  |  |  | 1068155 @@ REECE PTY LTD | 1502020 | 1068509 @@ REECE PLUMBING FAIRFIELD WATERS | 1553561
STP_009 - Lot7 | Data Enrichment | VNE |  | 2023-11-02 |  |  | 1061153 | 1061153 |  |  |  | ERSA | M | 4090 | 1481080GZPCLNT100 | EA |  | CONTROLLER,PWR;CTRLR,POWER;SCH,860016310 | REGULADOR POTEN; | CONTROLLER,POWER;ADDITIONAL FEATURES EN:CONTROLLER,POWER;SCH,8600163100 | REGULADOR POTENCIA; |  |  |  | 1068239 @@ SCHNEIDER ELECTRIC (AUS) PTY LTD | 1481080
STP_009 - Lot7 | Data Enrichment | VNE |  | 2023-11-02 |  |  | 1061235 | 1061235 |  |  |  | ERSA | M | 5100 | 1572637GZPCLNT100 | EA |  | CONTROLLER,INTFC;DUST COLLECTOR,W/MDPE | CONTROLADOR INTERFAZ; | CONTROLLER,INTERFACE;ADDITIONAL FEATURES EN:DUST COLLECTOR,W/MDPE | CONTROLADOR INTERFAZ; |  |  |  | 1070595 @@ FSI ENGINEERING PTY LTD | MCERCS06N000
STP_009 - Lot7 | Data Enrichment | CIR |  | 2023-11-02 |  |  | 1061260 | 1061260 |  |  |  | ERSA | M | 1600 | 1582136GZPCLNT100 | EA |  | CHARGER,BATT;,CRANE REMOTE,TBEAB22030 | CARGADOR BATER; | CHARGER,BATTERY;CURRENT RATING:,ADDITIONAL FEATURES EN:CRANE REMOTE,TBEAB22030 | CARGADOR BATERIA; |  |  |  | 1068282 @@ BRETT TWYFORD ENTERPRISES | TBEAB22030
STP_009 - Lot7 | Data Enrichment | KIB |  | 2023-11-02 |  |  | 1061272 | 1061272 |  |  |  | ERSA | M | 1600 | 1584804GZPCLNT100 | EA |  | BEND,CONDT;SOLID,NOM 40 MM,PVC,GREY | CONDUCT CURVO;SÓLIDO,NOM 40 MM | BEND,CONDUIT;TYPE:SOLID,NOMINAL SIZE:40 MM,MATERIAL:PVC,ADDITIONAL FEATURES EN:GREY | CONDUCTO CURVO;TIPO:SÃ“LIDO,TAMAÃ‘O NOMINAL:40 MM,MATERIAL:CLORURO DE POLIVINILO |  |  |  | 1071835 @@ REXEL AUSTRALIA | MLY12.40G
STP_009 - Lot7 | Data Enrichment | CIR |  | 2023-11-02 |  |  | 1061475 | 1061475 |  |  |  | ERSA | M | 4090 | 1614755GZPCLNT100 | EA |  | CLOCK;DGTL,LCD,HRS/MINS,PN:CRISTALYS 14 | RELOJ;LCD | CLOCK;TYPE:DIGITAL,DISPLAY TYPE:LCD,TIME FORMAT:HRS/MINS,ADDITIONAL FEATURES EN:PN:CRISTALYS 14,CHARACTER HEIGHT:14 CM,DIMENSIONS: 50.4X27 CM SPECIALITY ITEM FOR TANK HOUSE; ZERO ALUMINIUM AREA; NO ALUMINIUM COMPONENTS. | RELOJ;TIPO PANTALLA:LCD |  |  |  | 1068238 @@ SAFE OPTION SOLUTIONS | CRISTALYS - 14
STP_009 - Lot7 | Data Enrichment | SFQ |  | 2023-11-02 |  |  | 1061704 | 1061704 |  |  |  | ERSA | M | 2220 | 1561421GZPCLNT100 | EA |  | ELBOW,PIPE;CUT GROOVE,MTL | CODO TUBE; | ELBOW,PIPE;END CONNECTION:CUT GROOVE,MATERIAL:METAL,ADDITIONAL FEATURES EN:VICTAULIC, 8IN,22-1/2IN,DEGREE,LG RADIUS | CODO TUBERIA; |  |  |  | 1068254 @@ MOUNT ISA MINING SUPPLIES P/L | F00120080ZZP8C0
STP_009 - Lot7 | Data Enrichment | SFQ |  | 2023-11-02 |  |  | 1061705 | 1061705 |  |  |  | ERSA | M | 2220 | 1561422GZPCLNT100 | EA |  | ELBOW,PIPE;CUT GROOVE,MTL | CODO TUBE; | ELBOW,PIPE;END CONNECTION:CUT GROOVE,MATERIAL:METAL,ADDITIONAL FEATURES EN:VICTAULIC,8IN,11-1/4IN,DEGREE,LG RADIUS | CODO TUBERIA; |  |  |  | 1068254 @@ MOUNT ISA MINING SUPPLIES P/L | F00130080ZZP8C0
STP_009 - Lot7 | Data Enrichment | SFQ |  | 2023-11-02 |  |  | 1061706 | 1061706 |  |  |  | ERSA | M | 2220 | 1561425GZPCLNT100 | EA |  | ELBOW,PIPE;CUT GROOVE,MTL | CODO TUBE; | ELBOW,PIPE;END CONNECTION:CUT GROOVE,MATERIAL:METAL,ADDITIONAL FEATURES EN:VICTAULIC,8IN,6 DEGREE | CODO TUBERIA; |  |  |  | 1068254 @@ MOUNT ISA MINING SUPPLIES P/L | F00210080ZZP8C0
STP_009 - Lot7 | Data Enrichment | SFQ |  | 2023-11-02 |  |  | 1061707 | 1061707 |  |  |  | ERSA | M | 2220 | 1561427GZPCLNT100 | EA |  | ELBOW,PIPE;CUT GROOVE,MTL | CODO TUBE; | ELBOW,PIPE;END CONNECTION:CUT GROOVE,MATERIAL:METAL,ADDITIONAL FEATURES EN:VICTAULIC,8IN,45 DEGREE,LG RADIUS | CODO TUBERIA; |  |  |  | 1068254 @@ MOUNT ISA MINING SUPPLIES P/L | F01100080ZZP8C0
STP_009 - Lot7 | Data Enrichment | SFQ |  | 2023-11-02 |  |  | 1061708 | 1061708 |  |  |  | ERSA | M | 2220 | 1561426GZPCLNT100 | EA |  | ELBOW,PIPE;CUT GROOVE,MTL | CODO TUBE; | ELBOW,PIPE;END CONNECTION:CUT GROOVE,MATERIAL:METAL,ADDITIONAL FEATURES EN:VICTAULIC,8IN,90 DEGREE,LG RADIUS | CODO TUBERIA; |  |  |  | 1068254 @@ MOUNT ISA MINING SUPPLIES P/L | F01000080ZZP8C0
STP_009 - Lot7 | Data Enrichment | VNE |  | 2023-11-02 |  |  | 1061813 | 1061813 |  |  |  | ERSA | M | 4090 | 1564360GZPCLNT100 | EA |  | CONTROLLER,RADIO;HND HELD | CONTROLADOR RADIO; | CONTROLLER,RADIO;ADDITIONAL FEATURES EN:HAND HELD | CONTROLADOR RADIO; |  |  |  | 1068282 @@ BRETT TWYFORD ENTERPRISES | 1564360
STP_009 - Lot7 | Data Enrichment | CIR |  | 2023-11-02 |  |  | 1061852 | 1061852 |  |  |  | ERSA | M | 4090 | 1574203GZPCLNT100 | EA |  | BOARD;PWR,240V,HPM,RCD,REPC410USB | PLACA IMPR; | BOARD;TYPE:POWER,SIZE:240V,MATERIAL:,ADDITIONAL FEATURES EN:HPM,RCD,REPC410USB | PLACA IMPRESA; |  |  |  | 1068206 @@ RS COMPONENTS PTY LTD | 3658444
STP_009 - Lot7 | Data Enrichment | SFQ |  | 2023-11-02 |  |  | 1061890 | 1061890 |  |  |  | ERSA | M | 2220 | 1561423GZPCLNT100 | EA |  | ELBOW,PIPE;CUT GROOVE,MTL | CODO TUBE; | ELBOW,PIPE;END CONNECTION:CUT GROOVE,MATERIAL:METAL,ADDITIONAL FEATURES EN:VICTAULIC,8IN,60 DEGREE,LG RADIUS | CODO TUBERIA; |  |  |  | 1068254 @@ MOUNT ISA MINING SUPPLIES P/L | F00140080ZZP8C0-EP
STP_009 - Lot7 | Data Enrichment | SFQ |  | 2023-11-02 |  |  | 1061891 | 1061891 |  |  |  | ERSA | M | 2220 | 1561417GZPCLNT100 | EA |  | ELBOW,PIPE;CUT GROOVE,MTL | CODO TUBE; | ELBOW,PIPE;END CONNECTION:CUT GROOVE,MATERIAL:METAL,ADDITIONAL FEATURES EN:VICTAULIC,8IN,6DEG,LONG RADIUS | CODO TUBERIA; |  |  |  | 1068254 @@ MOUNT ISA MINING SUPPLIES P/L | F00LR3D008ZZP8C-EP
STP_009 - Lot7 | Data Enrichment | SFQ |  | 2023-11-02 |  |  | 1061892 | 1061892 |  |  |  | ERSA | M | 2220 | 1561424GZPCLNT100 | EA |  | ELBOW,PIPE;CUT GROOVE,MTL | CODO TUBE; | ELBOW,PIPE;END CONNECTION:CUT GROOVE,MATERIAL:METAL,ADDITIONAL FEATURES EN:VICTAULIC,8IN,30 DEGREE,LG RADIUS | CODO TUBERIA; |  |  |  | 1068254 @@ MOUNT ISA MINING SUPPLIES P/L | F0015008ZZP8C0-EP
STP_009 - Lot7 | Data Enrichment | SFQ |  | 2023-11-02 |  |  | 1061895 | 1061895 |  |  |  | ERSA | M | 5910 | 1555786GZPCLNT100 | EA |  | ELBOW;90 DEG,SS,M-F,1/4 BSPT | CODO;90 DEG | ELBOW;ANGLE:90 DEG,MATERIAL:STAINLESS STEEL,ADDITIONAL FEATURES EN:M-F,1/4 BSPT | CODO;ANGULO:90 DEG |  |  |  | 1068095 @@ PIRTEK ISA FLUID CONNECTIONS PTY LT | AFB9MF-04-04
STP_009 - Lot7 | Data Enrichment | PVJ |  | 2023-11-02 |  |  | 1061980 | 1061980 |  |  |  | ERSA | M | 4050 | 1513460GZPCLNT100 | EA |  | CARTRIDGE,INK;BLACK PRINTER C,LC3319XLBK | CARTUCHO TINT; | CARTRIDGE,INK;SIZE:BLACK PRINTER C,LC3319XLBK | CARTUCHO TINTA; |  |  |  | 1068599 @@ MTI AVIT PTY LIMITED T/A MTI | 1513460 | 1070300 @@ HARVEY NORMAN FURNITURE MT ISA | 1513460 | 1068541 @@ DATACOM SYSTEMS (AU) PTY LTD- | 1513460
STP_009 - Lot7 | Data Enrichment | PVJ |  | 2023-11-02 |  |  | 1061981 | 1061981 |  |  |  | ERSA | M | 4050 | 1513461GZPCLNT100 | EA |  | CARTRIDGE,INK;3 COLOUR PRIN,LC3319XL-3PK | CARTUCHO TINT; | CARTRIDGE,INK;SIZE:3 COLOUR PRIN,LC3319XL-3PK | CARTUCHO TINTA; |  |  |  | 1068251 @@ ENIGMA BUSINESS PRODUCTS | 1513461 | 1070300 @@ HARVEY NORMAN FURNITURE MT ISA | 1513461 | 1068599 @@ MTI AVIT PTY LIMITED T/A MTI | BSG540BSS
STP_009 - Lot7 | Data Enrichment | VNE |  | 2023-11-02 |  |  | 1062017 | 1062017 |  |  |  | ERSA | M | 5935 | 1558719GZPCLNT100 | EA |  | CONTROLLER;LOAD INDICATOR | CONTROLADOR; | CONTROLLER;TYPE:LOAD INDICATOR,ADDITIONAL FEATURES EN:OVERLOAD DEVICE | CONTROLADOR; |  |  |  | 1069063 @@ EILBECK CRANES | 1558719
STP_009 - Lot7 | Data Enrichment | VNE |  | 2023-11-02 |  |  | 1062243 | 1062243 |  |  |  | ERSA | M | 4090 | 1481081GZPCLNT100 | EA |  | CONTROLLER,PWR | REGULADOR POTEN; | CONTROLLER,POWER;ADDITIONAL FEATURES EN:M_CONTROLLER_POWER | REGULADOR POTENCIA; |  |  |  | 1068239 @@ SCHNEIDER ELECTRIC (AUS) PTY LTD | 1481081
STP_009 - Lot7 | Data Enrichment | VNE |  | 2023-11-02 |  |  | 1062263 | 1062263 |  |  |  | ERSA | M | 2240 | 1613995GZPCLNT100 | EA |  | CONTROLLER,SPD;AIR,BSP,8 MM,9 BAR | CONTROLADOR VELOC; | CONTROLLER,SPEED;TYPE:AIR,OUTPUT SIGNAL:,CONNECTION TYPE:BSP,SIZE:8 MM,ADDITIONAL FEATURES EN:9 BAR | CONTROLADOR VELOCIDAD; |  |  |  | 1070101 @@ SPIRAX SARCO PTY LTD | AIR-SET-89
STP_009 - Lot7 | Data Enrichment | CIR |  | 2023-11-02 |  |  | 1062609 | 1062609 | 1461818 | AU_QM_002723679 |  | ERSA | M | 2200 | 1461818GZPCLNT100 | EA |  | C/W NUT;250MM A-TYPE VALVE; | C/W NUT;250MM A-TYPE VALVE; | SPINDLE,VALVE: C/W NUT;250MM A-TYPE VALVE; |  | SPINDLE,VALVE:C/W NUT;250MM A-TYPE VALVE; |  |  | 1068289 @@ INFRABUILD STEEL CENTRE | 1461818
STP_009 - Lot7 | Data Enrichment | CIR |  | 2023-11-02 |  |  | 1062610 | 1062610 | 1461816 | AU_QM_002723613 |  | ERSA | M | 2200 | 1461816GZPCLNT100 | EA |  | C/W NUT;SAUNDERS 250NB KB-TYPE STRAIGHT | C/W NUT;SAUNDERS 250NB KB-TYPE STRAIGHT | SPINDLE,VALVE: C/W NUT;SAUNDERS 250NB KB-TYPE STRAIGHT THROUGH FULL BORE VALVE; |  | SPINDLE,VALVE:C/W NUT;SAUNDERS 250NB KB-TYPE STRAIGHT |  |  | 1068289 @@ INFRABUILD STEEL CENTRE | VSKB-SPIND-250
STP_009 - Lot7 | Data Enrichment | VNE |  | 2023-11-02 |  |  | 1062737 | 1062737 | 1440791 | AU_QM_000984863 |  | ERSA | M | 2200 | 1440791GZPCLNT100 | EA |  | DIAPHRAGM VALVE 0.005" THK; | DIAPHRAGM VALVE 0.005" THK; | PARTS KIT,VALVE: DIAPHRAGM VALVE 0.005" THK; FOR PYRONICS SRHT-32-SS ZONE REGULATORS |  | PARTS KIT,VALVE:DIAPHRAGM VALVE 0.005" THK; |  |  | 1068677 @@ TRINKOR PTY LTD | 1440791
STP_009 - Lot7 | Data Enrichment | KIB |  | 2023-11-02 |  |  | 1062798 | 1062798 | 1429658 | AU_QM_000624460 |  | ERSA | M | 1600 | 1429658GZPCLNT100 | EA |  | 400A,HRC | 400A,HRC | FUSE LINK,CARTRIDGE: 400A,HRC |  | FUSE LINK,CARTRIDGE:400A,HRC |  |  | 1070031 @@ LAWRENCE & HANSON PTY. LTD. | 9GEC171TN | 1072012 @@ CNW (TOWNSVILLE) ELECT SUPPLIES | 1429658
STP_009 - Lot7 | Data Enrichment | KIB |  | 2023-11-02 |  |  | 1062799 | 1062799 | 1429651 | AU_QM_000624122 |  | ERSA | M | 1600 | 1429651GZPCLNT100 | EA |  | 35A,500VAC,CERAMIC,52MM LG BODY,FF, | 35A,500VAC,CERAMIC,52MM LG BODY,FF, | FUSE LINK,ENCLOSED: 35A,500VAC,CERAMIC,52MM LG BODY,FF, 94MM O/A LG,C/W TRIP INDICATION, SUIT SEMICONDUCTOR PROTECTION (ASEA 5675546-3) |  | FUSE LINK,ENCLOSED: 35A,500VAC,CERAMIC,52MM LG BODY,FF, |  |  | 1071820 @@ ABB AUSTRALIA SPARES | 1429651
STP_009 - Lot7 | Data Enrichment | KIB |  | 2023-11-02 |  |  | 1062800 | 1062800 | 1429641 | AU_QM_000623710 |  | ERSA | M | 1600 | 1429641GZPCLNT100 | EA |  | 4A,500V | 4A,500V | FUSE LINK,ENCLOSED: 4A,500V |  | FUSE LINK,ENCLOSED: 4A,500V |  |  | 1068212 @@ ABB AUSTRALIA PTY LTD | SK161-0003
STP_009 - Lot7 | Data Enrichment | KIB |  | 2023-11-02 |  |  | 1062824 | 1062824 |  |  |  | ERSA | M | 1600 | 1467917GZPCLNT100 | EA |  | (VVR CONTROLLER RELAYS) | (VVR CONTROLLER RELAYS) | INSULATOR: (VVR CONTROLLER RELAYS) FOR DYNASTAT LIFT |  |  |  |  | 1069379 @@ OTIS ELEVATOR CO. PTY LTD | 14952
STP_009 - Lot7 | Data Enrichment | KIB |  | 2023-11-02 |  |  | 1062926 | 1062926 | 1428181 | AU_QM_000489997 |  | ERSA | M | 5620 | 1428181GZPCLNT100 | EA |  | APM RECEIVING CONVEYOR DRIVESHAFT COVER; | APM RECEIVING CONVEYOR DRIVESHAFT COVER; | END HSG,MECH ROTATING EQUIP: APM RECEIVING CONVEYOR DRIVESHAFT COVER; ANODE PREPARATION MACHINE; |  | END HSG,MECH ROTATING EQUIP:APM RECEIVING CONVEYOR DRIVESHAFT COVER; |  |  | 1068418 @@ CONSOLIDATED BEARING CO (QLD) | 1428181
STP_009 - Lot7 | Data Enrichment | VNE |  | 2023-11-02 |  |  | 1063208 | 1063208 | 1428272 | AU_QM_000491639 |  | ERSA | M | 5910 | 1428272GZPCLNT100 | EA |  | CONNECTION KIT;APM REJECT CONVEYOR; | CONNECTION KIT;APM REJECT CONVEYOR; | PARTS KIT: CONNECTION KIT;APM REJECT CONVEYOR; ANODE PREPARATION MACHINE; |  | PARTS KIT:CONNECTION KIT;APM REJECT CONVEYOR; |  |  | 1069489 @@ DANA SAC AUSTRALIA PTY LTD | 27381
STP_009 - Lot7 | Data Enrichment | VNE |  | 2023-11-02 |  |  | 1063220 | 1063220 | 1427439 | AU_QM_000461244 |  | ERSA | M | 1630 | 1427439GZPCLNT100 | EA |  | 0.37KW DRIVE,VARIABLE FREQUENCY, | 0.37KW DRIVE,VARIABLE FREQUENCY, | CONTROLLER,MOTOR: 0.37KW DRIVE,VARIABLE FREQUENCY, INPUT 240VAC 1PH,OUTPUT 240VAC 3PH. |  | CONTROLLER,MOTOR: 0.37KW DRIVE,VARIABLE FREQUENCY, |  |  | 1070031 @@ LAWRENCE & HANSON PTY. LTD. | 4T-EATV16U09M2E | 1072012 @@ CNW (TOWNSVILLE) ELECT SUPPLIES | 1427439
STP_009 - Lot7 | Data Enrichment | SFQ |  | 2023-11-02 |  |  | 1063300 | 1063300 | 1439936 | AU_QM_000982897 |  | ERSA | M | 5910 | 1439936GZPCLNT100 | EA |  | 90-DEGREE | 90-DEGREE | ELBOW,TUBE: 90-DEGREE |  | ELBOW,TUBE: 90-DEGREE |  |  | 1069581 @@ CUSTOM FLUID POWER P/L | 6MO-2-6RT
STP_009 - Lot7 | Data Enrichment | VNE |  | 2023-11-02 |  |  | 1063318 | 1063318 | 1430225 | AU_QM_000643155 |  | ERSA | M | 1630 | 1430225GZPCLNT100 | EA |  | CLEAVER BROOKS BOILER; | CLEAVER BROOKS BOILER; | CONTROLLER,MOTOR: CLEAVER BROOKS BOILER; BOILER TYPE CBA:621:600:250. H/WELL M9484F1031 24V: |  | CONTROLLER,MOTOR: CLEAVER BROOKS BOILER; |  |  | 1070004 @@ HONEYWELL PTY LTD | 1430225
STP_009 - Lot7 | Data Enrichment | VNE |  | 2023-11-02 |  |  | 1063544 | 1063544 |  |  |  | ERSA | M | 4090 | 1365766GZPCLNT100 | EA |  | 2000 HR SERVICE KIT | 2000 HR SERVICE KIT | SERVICE KIT: 2000 HR SERVICE KIT |  |  |  |  | 1068317 @@ SMH EQUIPMENT PTY LTD | ECR145CL-2000
STP_009 - Lot7 | Data Enrichment | SYC |  | 2023-11-02 |  |  | 1063548 | 1063548 | 1443803 | AU_QM_001002144 |  | ERSA | M | 3000 | 1443803GZPCLNT100 | EA |  | AOD PUMP;HYTREL; | AOD PUMP;HYTREL; | DIAPHRAGM,PUMP: AOD PUMP;HYTREL; GRACO AIR OPERATED DIAPHRAGM |  | DIAPHRAGM,PUMP: AOD PUMP;HYTREL; |  |  | 1068544 @@ HEAVYMECH PTY LTD | 1443803
STP_009 - Lot7 | Data Enrichment | CIR |  | 2023-11-02 |  |  | 1063602 | 1063602 | 1428291 | AU_QM_000491944 |  | ERSA | M | 4900 | 1428291GZPCLNT100 | EA |  | APM RIGHT CONVEYOR CHAIN WHEEL; | APM RIGHT CONVEYOR CHAIN WHEEL; | SPROCKET WHEEL: APM RIGHT CONVEYOR CHAIN WHEEL; SPACING CONVEYOR; ANODE PREPARATION MACHINE; |  | SPROCKET WHEEL: APM RIGHT CONVEYOR CHAIN WHEEL; |  |  | 1069346 @@ TSUBAKI AUSTRALIA PTY LTD | 818134-3
STP_009 - Lot7 | Data Enrichment | CIR |  | 2023-11-02 |  |  | 1063620 | 1063620 | 1440220 | AU_QM_000983212 |  | ERSA | M | 4900 | 1440220GZPCLNT100 | EA |  | APM SPACING CONVEYOR; | APM SPACING CONVEYOR; | SPROCKET WHEEL: APM SPACING CONVEYOR; ANODE PREPARATION MACHINE; |  | SPROCKET WHEEL: APM SPACING CONVEYOR; |  |  | 1069346 @@ TSUBAKI AUSTRALIA PTY LTD | 818121-3
STP_009 - Lot7 | Data Enrichment | CIR |  | 2023-11-02 |  |  | 1063621 | 1063621 | 1440209 | AU_QM_000983197 |  | ERSA | M | 4900 | 1440209GZPCLNT100 | EA |  | APM ANODE INFEED CONVEYOR; | APM ANODE INFEED CONVEYOR; | SPROCKET WHEEL: APM ANODE INFEED CONVEYOR; ANODE PREPARATION MACHINE; |  | SPROCKET WHEEL: APM ANODE INFEED CONVEYOR; |  |  | 1069346 @@ TSUBAKI AUSTRALIA PTY LTD | 818182-2
STP_009 - Lot7 | Data Enrichment | KIB |  | 2023-11-02 |  |  | 1063684 | 1063684 | 1370359 | AU_QM_000176152 |  | ERSA | M | 4100 | 1370359GZPCLNT100 | EA |  | BATTEN LIGHT;40W;WHITE;1200MM X 84MM X 3 | BATTEN LIGHT;40W;WHITE;1200MM X 84MM X 3 | LAMP,LIGHT EMITTING DIODE BATTEN LIGHT;40W;WHITE;1200MM X 84MM X 3 7MM;3400LM;COLOUR CHANGING TEMPERATURE;B RACKET MOUNT;IP20 |  | LAMP,LIGHT EMITTING DIODE BATTEN LIGHT;40W;WHITE;1200MM X 84MM X 3 |  |  | 1068373 @@ BUNNINGS FAIRFIELD WATERS | 1370359
STP_009 - Lot7 | Data Enrichment | CIR |  | 2023-11-02 |  |  | 1063725 | 1063725 | 1455730 | AU_QM_001263052 |  | ERSA | M | 3300 | 1455730GZPCLNT100 | EA |  | BUCKET POINT;HEAVY DUTY ABRASION; | BUCKET POINT;HEAVY DUTY ABRASION; | TOOTH,SURFACE RIPPING: BUCKET POINT;HEAVY DUTY ABRASION; KOMATSU PC1250 BUCKET; |  | TOOTH,SURFACE RIPPING:BUCKET POINT;HEAVY DUTY ABRASION; |  |  | 1068385 @@ ESCO AUSTRALIA HOLDINGS PTY LTD | 70SV2SD
STP_009 - Lot7 | Data Enrichment | CIR |  | 2023-11-02 |  |  | 1063758 | 1063758 | 1359452 | AU_QM_000155937 |  | ERSA | M | 3300 | 1359452GZPCLNT100 | EA |  | D11 RIPPER TIP;CENTRELINE;SHORT LGTH; | D11 RIPPER TIP;CENTRELINE;SHORT LGTH; | TOOTH,SURFACE RIPPING: D11 RIPPER TIP;CENTRELINE;SHORT LGTH; CATERPILLAR D11SS DOZER |  | TOOTH,SURFACE RIPPING:D11 RIPPER TIP;CENTRELINE;SHORT LGTH;C |  |  | 1068385 @@ ESCO AUSTRALIA HOLDINGS PTY LTD | 4278893
STP_009 - Lot7 | Data Enrichment | KIB |  | 2023-11-02 |  |  | 1063802 | 1063802 | 1471983 | AU_QM_009407149 |  | ERSA | M | 4700 | 1471983GZPCLNT100 | EA |  | CUSM CONVERTER LIP; | CUSM CONVERTER LIP; | LIP,POURING; CUSM CONVERTER LIP; TO DRAWING REVISION "A" CU SMELTER CONVERTER MOUTH |  | LIP,POURING;CUSM CONVERTER LIP; |  |  | 1068226 @@ BRADKEN RESOURCES PTY LIMITED | 148-6-551/ ,+ 148-6-552/ ,MK.2 | 1068544 @@ HEAVYMECH PTY LTD | 1471983
STP_009 - Lot7 | Data Enrichment | KIB |  | 2023-11-02 |  |  | 1063934 | 1063934 | 1355197 | AU_QM_000145054 |  | ERSA | M | 1600 | 1355197GZPCLNT100 | EA |  | DUAL SWITCHMODE POWER SUPPLY;230VAC;2X5- | DUAL SWITCHMODE POWER SUPPLY;230VAC;2X5- | POWER SUPPLY: DUAL SWITCHMODE POWER SUPPLY;230VAC;2X5- 24VDC;7.5WFOR GFM L72 WINDER DRIVERS DES K |  | POWER SUPPLY: DUAL SWITCHMODE POWER SUPPLY;230VAC;2X5- |  |  | 1068181 @@ CNW (MOUNT ISA) ELECT WHOLESALER | 1355197
STP_009 - Lot7 | Data Enrichment | SFQ |  | 2023-11-02 |  |  | 1064077 | 1064077 |  |  |  | ERSA | M | 5910 | 1442685GZPCLNT100 | EA |  | 90 DEG;CAT HYDRAULIC LINES; | 90 DEG;CAT HYDRAULIC LINES; | ELBOW,PIPE-HOSE: 90 DEG;CAT HYDRAULIC LINES; |  |  |  |  | 1068196 @@ HASTINGS DEERING(AUSTRALIA) LTD | 6V9007
STP_009 - Lot7 | Data Enrichment | KIB |  | 2023-11-02 |  |  | 1064181 | 1064181 | 1452696 | AU_QM_001193218 |  | ERSA | M | 5935 | 1452696GZPCLNT100 | EA |  | CRANE HOIST ROPE;SUIT DH600 HOIST;LEFT | CRANE HOIST ROPE;SUIT DH600 HOIST;LEFT | HOIST,WIRE ROPE: CRANE HOIST ROPE;SUIT DH600 HOIST;LEFT HAND LAY;11.3MM DIA; 5 X 25 CONSTRUCTION MIN 150.1KN,MAX 170.4KN;136.1M LONG; PBSM SP 15T OHT CRANE SOUTH |  | HOIST,WIRE ROPE:CRANE HOIST ROPE;SUIT DH600 HOIST;LEFT |  |  | 1069356 @@ MHE-DEMAG AUSTRALIA PTY LTD | 88544
STP_009 - Lot7 | Data Enrichment | PVJ |  | 2023-11-02 |  |  | 1064259 | 1064259 | 1355081 | AU_QM_000144924 |  | ERSA | M | 4500 | 1355081GZPCLNT100 | EA |  | CL96;240 DEGREE SCALE POSITIVE (RIGHT) I | CL96;240 DEGREE SCALE POSITIVE (RIGHT) I | DISPLAY UNIT: CL96;240 DEGREE SCALE POSITIVE (RIGHT) I NDICATION UPWARDS;+/-10V INPUT = +/-20M/ S (90X90MM DISP.) (SPEED DISPLAY);+/-10V INPUT = +/-1000KNM (MOTOR TORQUE DISPLA |  | DISPLAY UNIT: CL96;240 DEGREE SCALE POSITIVE (RIGHT) I |  |  | 1068181 @@ CNW (MOUNT ISA) ELECT WHOLESALER | 1355081
STP_009 - Lot7 | Data Enrichment | VNE |  | 2023-11-02 |  |  | 1064652 | 1064652 | 1350217 | AU_QM_000132408 |  | ERSA | M | 5915 | 1350217GZPCLNT100 | EA |  | AXLE SOFT PARTS KIT;NORMET;;SPK176/138 A | AXLE SOFT PARTS KIT;NORMET;;SPK176/138 A | PARTS KIT,AXLE: AXLE SOFT PARTS KIT;NORMET;;SPK176/138 A XLE;;GFMS ONLY; |  | PARTS KIT,AXLE: AXLE SOFT PARTS KIT;NORMET;;SPK176/138 A |  |  | 1069852 @@ DRIVETRAIN AUSTRALIA | SPK176/138 GFMS
STP_009 - Lot7 | Data Enrichment | CIR |  | 2023-11-02 |  |  | 1064658 | 1064658 | 1355212 | AU_QM_000145076 |  | ERSA | M | 1600 | 1355212GZPCLNT100 | EA |  | BENDER INSULATION MONITOR;A-ISOMETER;FOR | BENDER INSULATION MONITOR;A-ISOMETER;FOR | MONITOR: BENDER INSULATION MONITOR;A-ISOMETER;FOR GFM L72 WINDER CONVERTER |  | MONITOR:BENDER INSULATION MONITOR;A-ISOMETER;FOR |  |  | 1068181 @@ CNW (MOUNT ISA) ELECT WHOLESALER | 1355212
STP_009 - Lot7 | Data Enrichment | VNE |  | 2023-11-02 |  |  | 1064851 | 1064851 | 1364067 | AU_QM_000164734 |  | ERSA | M | 5100 | 1364067GZPCLNT100 | EA |  | CONTROLLER; PUMP; ACCRETION MACHINE; PBS | CONTROLLER; PUMP; ACCRETION MACHINE; PBS | CONTROLLER,MOTOR: CONTROLLER; PUMP; ACCRETION MACHINE; PBS M |  | CONTROLLER,MOTOR: CONTROLLER; PUMP; ACCRETION MACHINE; PBS |  |  | 1068342 @@ ISADRAULICS | 1364067
STP_009 - Lot7 | Data Enrichment | PVJ |  | 2023-11-02 |  |  | 1064928 | 1064928 |  |  |  | ERSA | M | 3000 | 1456453GZPCLNT100 | EA |  | CARTRIDGE | CARTRIDGE | CARTRIDGE: CARTRIDGE |  |  |  |  | 1068218 @@ MACLEAN ENGINEERING | 1019594
STP_009 - Lot7 | Data Enrichment | VNE |  | 2023-11-02 |  |  | 1065044 | 1065044 | 1455638 | AU_QM_001259001 |  | ERSA | M | 5920 | 1455638GZPCLNT100 | EA |  | CUMMINS 10IN PUMP; | CUMMINS 10IN PUMP; | SERVICE KIT: CUMMINS 10IN PUMP; CUMMINS MODEL QM11; |  | SERVICE KIT:CUMMINS 10IN PUMP; |  |  | 1068211 @@ PENSKE POWER SYSTEMS | KB1496.MDA
STP_009 - Lot7 | Data Enrichment | CIR |  | 2023-11-02 |  |  | 1065069 | 1065069 | 1450563 | AU_QM_001137090 |  | ERSA | M | 5920 | 1450563GZPCLNT100 | EA |  | BENZLER HELICAL WORM;212:1 RATIO;C/W | BENZLER HELICAL WORM;212:1 RATIO;C/W | GEARCASE-MOTOR: BENZLER HELICAL WORM;212:1 RATIO;C/W TORQUE ARM AND TECO 6P,D132S-38;440V,3PH, 50HZ;TEFC BRAKE MOTOR,IP56; HMP TRIPP |  | GEARCASE-MOTOR: BENZLER HELICAL WORM;212:1 RATIO;C/W |  |  | 1068409 @@ APPLIED INDUSTRIAL TECHNOLOGIES | C1021212GEF5+D132S-38-6P
STP_009 - Lot7 | Data Enrichment | KIB |  | 2023-11-02 |  |  | 1065076 | 1065076 | 1449066 | AU_QM_001101468 |  | ERSA | M | 4050 | 1449066GZPCLNT100 | EA |  | COPPER MAINTENANCE PRE-WORK SAFETY BOOK; | COPPER MAINTENANCE PRE-WORK SAFETY BOOK; | FORM,PRINTED: COPPER MAINTENANCE PRE-WORK SAFETY BOOK; SIZE, A4;BLACK INK;50 X 2 PAGES; ORIG,WHITE, PRINT/PERF; DUP, YELLOW,PRINT/FAST; 1/4 BND AT SIDE; |  | FORM,PRINTED: COPPER MAINTENANCE PRE-WORK SAFETY BOOK; |  |  | 1068094 @@ HAMILTON PRINTERS | 1449066
STP_009 - Lot7 | Data Enrichment | VNE |  | 2023-11-02 |  |  | 1065373 | 1065373 | 1470421 | AU_QM_009146188 |  | ERSA | M | 5100 | 1470421GZPCLNT100 | EA |  | CURRENT | CURRENT | CONTROLLER: CURRENT SUIT WINDER AT R62 |  | CONTROLLER: CURRENT |  |  | 1068212 @@ ABB AUSTRALIA PTY LTD | 1470421
STP_009 - Lot7 | Data Enrichment | KIB |  | 2023-11-02 |  |  | 1065714 | 1065714 | 1458970 | AU_QM_002202905 |  | ERSA | M | 1600 | 1458970GZPCLNT100 | EA |  | CONTACT | CONTACT | SEGMENT: CONTACT FOR 730 DRUM CONTROLLER |  | SEGMENT:CONTACT |  |  | 1070409 @@ OHMIC RESISTORS PTY LTD | 4280723
STP_009 - Lot7 | Data Enrichment | SYC |  | 2023-11-02 |  |  | 1065914 | 1065914 |  |  |  | ERSA | M | 2200 | 1468873GZPCLNT100 | EA |  | DIAPHRAGM,VALVE: | DIAPHRAGM,VALVE: | DIAPHRAGM,VALVE: |  |  |  |  | 1069400 @@ SIEMENS LTD. | U-18400
STP_009 - Lot7 | Data Enrichment | VNE |  | 2023-11-02 |  |  | 1066132 | 1066132 | 1470018 | AU_QM_009029208 |  | ERSA | M | 5620 | 1470018GZPCLNT100 | EA |  | BURNER,IGNITION | BURNER,IGNITION | PARTS KIT,CYLINDER: BURNER,IGNITION |  | PARTS KIT,CYLINDER: BURNER,IGNITION |  |  | 1068330 @@ SMC CORPORATION (AUST) PTY LTD | CMN-40-MK | 1068125 @@ SMC CORPORATION (AUSTRALIA) PTY LTD | CMN-40-MK
STP_009 - Lot7 | Data Enrichment | VNE |  | 2023-11-02 |  |  | 1066133 | 1066133 | 1470019 | AU_QM_009029209 |  | ERSA | M | 5620 | 1470019GZPCLNT100 | EA |  | BURNER IGNITION | BURNER IGNITION | PARTS KIT,CYLINDER: BURNER IGNITION |  | PARTS KIT,CYLINDER: BURNER IGNITION |  |  | 1068330 @@ SMC CORPORATION (AUST) PTY LTD | AR-210-MK | 1068125 @@ SMC CORPORATION (AUSTRALIA) PTY LTD | AR-210-MK
STP_009 - Lot7 | Data Enrichment | PVJ |  | 2023-11-02 |  |  | 1066481 | 1066481 | 1362583 | AU_QM_000162027 |  | ERSA | M | 4500 | 1362583GZPCLNT100 | EA |  | C/WEIGHT H/G INTERFACE | C/WEIGHT H/G INTERFACE | DISPLAY UNIT: C/WEIGHT H/G INTERFACE |  | DISPLAY UNIT: C/WEIGHT H/G INTERFACE |  |  | 1070724 @@ ECAM PTY LTD | 1362583
STP_009 - Lot7 | Data Enrichment | PVJ |  | 2023-11-02 |  |  | 1066489 | 1066489 | 1362564 | AU_QM_000162006 |  | ERSA | M | 4500 | 1362564GZPCLNT100 | EA |  | DIGICOM CONVEYANCE INSP. UNIT LEFT; MIKR | DIGICOM CONVEYANCE INSP. UNIT LEFT; MIKR | DISPLAY UNIT: DIGICOM CONVEYANCE INSP. UNIT LEFT; MIKR OTIK |  | DISPLAY UNIT: DIGICOM CONVEYANCE INSP. UNIT LEFT; MIKR |  |  | 1070724 @@ ECAM PTY LTD | 1362564
STP_009 - Lot7 | Data Enrichment | PVJ |  | 2023-11-02 |  |  | 1066490 | 1066490 | 1362562 | AU_QM_000162004 |  | ERSA | M | 4500 | 1362562GZPCLNT100 | EA |  | DIGICOM INNER CAGE MAIN UNIT; CMU; SKIP; | DIGICOM INNER CAGE MAIN UNIT; CMU; SKIP; | DISPLAY UNIT: DIGICOM INNER CAGE MAIN UNIT; CMU; SKIP; 4 PORT; 2 CANON; 2 X ANALOG; 6 DIG IN; 2 DIG OUT |  | DISPLAY UNIT: DIGICOM INNER CAGE MAIN UNIT; CMU; SKIP; |  |  | 1070724 @@ ECAM PTY LTD | 1362562
STP_009 - Lot7 | Data Enrichment | PVJ |  | 2023-11-02 |  |  | 1066491 | 1066491 | 1362561 | AU_QM_000162003 |  | ERSA | M | 4500 | 1362561GZPCLNT100 | EA |  | DIGICOM REMOTE INSPECTION UNIT; RIU; PEN | DIGICOM REMOTE INSPECTION UNIT; RIU; PEN | DISPLAY UNIT: DIGICOM REMOTE INSPECTION UNIT; RIU; PEN DANT |  | DISPLAY UNIT: DIGICOM REMOTE INSPECTION UNIT; RIU; PEN |  |  | 1070724 @@ ECAM PTY LTD | 1362561
STP_009 - Lot7 | Data Enrichment | CIR |  | 2023-11-02 |  |  | 1066547 | 1066547 | 1356400 | AU_QM_000147515 |  | ERSA | M | 1600 | 1356400GZPCLNT100 | EA |  | CONSOLE - V/BANK PC1500, 2700 3800 | CONSOLE - V/BANK PC1500, 2700 3800 | CONSOLE: CONSOLE - V/BANK PC1500, 2700 AND 3800 |  | CONSOLE:CONSOLE - V/BANK PC1500, 2700 & 3800 |  |  | 1068253 @@ PALFINGER AUSTRALIA | 1356400
STP_009 - Lot7 | Data Enrichment | KIB |  | 2023-11-02 |  |  | 1066552 | 1066552 | 1429794 | AU_QM_000627737 |  | ERSA | M | 1600 | 1429794GZPCLNT100 | EA |  | 35MM2 (19/1.53MM),CRIMP,NON-INSUL, | 35MM2 (19/1.53MM),CRIMP,NON-INSUL, | SPLICE,CONDUCTOR: 35MM2 (19/1.53MM),CRIMP,NON-INSUL, TINNED,COPPER,SOLID BARRIER,10/PKT |  | SPLICE,CONDUCTOR: 35MM2 (19/1.53MM),CRIMP,NON-INSUL, |  |  | 1070031 @@ LAWRENCE & HANSON PTY. LTD. | 4BURBS35B | 1072012 @@ CNW (TOWNSVILLE) ELECT SUPPLIES | 4BURBS35B
STP_009 - Lot7 | Data Enrichment | KIB |  | 2023-11-02 |  |  | 1066716 | 1066716 | 1452693 | AU_QM_001193184 |  | ERSA | M | 5920 | 1452693GZPCLNT100 | EA |  | CROSS TRAVEL DRIVE;AME30TD;0.9L OIL; | CROSS TRAVEL DRIVE;AME30TD;0.9L OIL; | GEARBOX,MECHANICAL: CROSS TRAVEL DRIVE;AME30TD;0.9L OIL; MOUNT M0-45-0/86.4;S/N 19102088; PBSM SP 15T MOORE GANTRY CRANE |  | GEARBOX,MECHANICAL: CROSS TRAVEL DRIVE;AME30TD;0.9L OIL; |  |  | 1070075 @@ JASON ALLEY CRANES & ELECTRICAL | AME30TD
STP_009 - Lot7 | Data Enrichment | PVJ |  | 2023-11-02 |  |  | 1066756 | 1066756 | 1366356 | AU_QM_000169023 |  | ERSA | M | 4500 | 1366356GZPCLNT100 | EA |  | DISPLAY EXTENDER; BOX PRODUCT,USB,CAT X | DISPLAY EXTENDER; BOX PRODUCT,USB,CAT X | DISPLAY UNIT: DISPLAY EXTENDER; BOX PRODUCT,USB,CAT X |  | DISPLAY UNIT: DISPLAY EXTENDER; BOX PRODUCT,USB,CAT X |  |  | 1068181 @@ CNW (MOUNT ISA) ELECT WHOLESALER | 1366356
STP_009 - Lot7 | Data Enrichment | KIB |  | 2023-11-02 |  |  | 1066799 | 1066799 | 1357196 | AU_QM_000150196 |  | ERSA | M | 5100 | 1357196GZPCLNT100 | EA |  | ARTICULATION SENSOR COUPLING TO SUIT CAT | ARTICULATION SENSOR COUPLING TO SUIT CAT | SENSOR: ARTICULATION SENSOR COUPLING TO SUIT CAT ERPILLAR R2900 (RCT TELE GUIDANCE) |  | SENSOR:ARTICULATION SENSOR COUPLING TO SUIT CAT |  |  | 1068652 @@ J BLACKWOOD & SONS | 1581752
STP_009 - Lot7 | Data Enrichment | SYC |  | 2023-11-02 |  |  | 1066888 | 1066888 | 1364189 | AU_QM_000165006 |  | ERSA | M | 2200 | 1364189GZPCLNT100 | EA |  | DIAPHRAGM FOR PULSATION DAMPENER K80 | DIAPHRAGM FOR PULSATION DAMPENER K80 | DIAPHRAGM,VALVE: DIAPHRAGM FOR PULSATION DAMPENER K80 |  | DIAPHRAGM,VALVE:DIAPHRAGM FOR PULSATION DAMPENER K80 |  |  | 1068448 @@ MHWIRTH PTY LTD | 1364189
STP_009 - Lot7 | Data Enrichment | PVJ |  | 2023-11-02 |  |  | 1066893 | 1066893 | 1366198 | AU_QM_000168838 |  | ERSA | M | 1600 | 1366198GZPCLNT100 | EA |  | DISPLAY; RCS; ATLAS COPCO EASER L | DISPLAY; RCS; ATLAS COPCO EASER L | DISPLAY,OPTOELECTRONIC: DISPLAY; RCS; ATLAS COPCO EASER L |  | DISPLAY,OPTOELECTRONIC: DISPLAY; RCS; ATLAS COPCO EASER L |  |  | 1068108 @@ EPIROC AUSTRALIA PTY LTD | 1366198
STP_009 - Lot7 | Data Enrichment | VNE |  | 2023-11-02 |  |  | 1067026 | 1067026 | 1352335 | AU_QM_000138911 |  | ERSA | M | 1630 | 1352335GZPCLNT100 | EA |  | 3KW;3HP;380/480V;VSD;;SCHNEIDER; | 3KW;3HP;380/480V;VSD;;SCHNEIDER; | CONTROLLER,MOTOR: 3KW;3HP;380/480V;VSD;;SCHNEIDER; |  | CONTROLLER,MOTOR: 3KW;3HP;380/480V;VSD;;SCHNEIDER; |  |  | 1068181 @@ CNW (MOUNT ISA) ELECT WHOLESALER | ATV71WU30N4
STP_009 - Lot7 | Data Enrichment | VNE |  | 2023-11-02 |  |  | 1067029 | 1067029 | 1352535 | AU_QM_000141013 |  | ERSA | M | 5920 | 1352535GZPCLNT100 | EA |  | 500 HR;NORMET CHARMEC;DJ156; | 500 HR;NORMET CHARMEC;DJ156; | SERVICE KIT: 500 HR;NORMET CHARMEC;DJ156; |  | SERVICE KIT:500 HR;NORMET CHARMEC;DJ156; |  |  | 1068143 @@ NORMET ASIA PACIFIC PTY LTD | 1352535
STP_009 - Lot7 | Data Enrichment | VNE |  | 2023-11-02 |  |  | 1067036 | 1067036 | 1352554 | AU_QM_000141072 |  | ERSA | M | 5955 | 1352554GZPCLNT100 | EA |  | 250HR SERVICE KIT;;NORMET CHARMEC DJ156 | 250HR SERVICE KIT;;NORMET CHARMEC DJ156 | MAINTENANCE KIT, SCHEDULED SERVICE: 250HR SERVICE KIT;;NORMET CHARMEC DJ156 / SV006 ONLY; |  | MAINTENANCE KIT, SCHEDULED SERVICE: 250HR SERVICE KIT;;NORMET CHARMEC DJ156 |  |  | 1068143 @@ NORMET ASIA PACIFIC PTY LTD | SVKIT1116
STP_009 - Lot7 | Data Enrichment | PVJ |  | 2023-11-02 |  |  | 1067048 | 1067048 | 1354566 | AU_QM_000143754 |  | ERSA | M | 5915 | 1354566GZPCLNT100 | EA |  | ARM REST KIT;OPERATOR;;SUIT KAB KSS565-F | ARM REST KIT;OPERATOR;;SUIT KAB KSS565-F | ARM REST,VEH: ARM REST KIT;OPERATOR;;SUIT KAB KSS565-F 001 SEAT;;ATLAS COPCO MT6020 HAUL TRUCK; |  | ARM REST,VEH: ARM REST KIT;OPERATOR;;SUIT KAB KSS565-F |  |  | 1068303 @@ ALFAGOMMA AUSTRALIA PTY LTD | 190295
STP_009 - Lot7 | Data Enrichment | CIR |  | 2023-11-02 |  |  | 1067070 | 1067070 | 1355413 | AU_QM_000145395 |  | ERSA | M | 5920 | 1355413GZPCLNT100 | EA |  | DUETZ ENGINE TDC2013 LO4;TURBOCHARGER; | DUETZ ENGINE TDC2013 LO4;TURBOCHARGER; | TURBOCHARGER,ENGINE: DUETZ ENGINE TDC2013 LO4;TURBOCHARGER; |  | TURBOCHARGER,ENGINE:DUETZ ENGINE TDC2013 LO4;TURBOCHARGER; |  |  | 1068812 @@ TURBO SUPPLIES & SERVICE PTY LTD | 1355413
STP_009 - Lot7 | Data Enrichment | PVJ |  | 2023-11-02 |  |  | 1067146 | 1067146 | 1457291 | AU_QM_001297720 |  | ERSA | M | 5620 | 1457291GZPCLNT100 | EA |  | CARTRIDGE; | CARTRIDGE; | CARTRIDGE: CARTRIDGE; |  | CARTRIDGE:CARTRIDGE; |  |  | 1068143 @@ NORMET ASIA PACIFIC PTY LTD | 100005898
STP_009 - Lot7 | Data Enrichment | VNE |  | 2023-11-02 |  |  | 1067168 | 1067168 | 1457590 | AU_QM_001305325 |  | ERSA | M | 3020 | 1457590GZPCLNT100 | EA |  | 8000 HOUR SERVICE KIT; | 8000 HOUR SERVICE KIT; | SERVICE KIT: 8000 HOUR SERVICE KIT; COMPAIR L160; |  | SERVICE KIT:8000 HOUR SERVICE KIT; |  |  | 1068378 @@ GARDNER DENVER INDUSTRIES PTY | 1457590
STP_009 - Lot7 | Data Enrichment | VNE |  | 2023-11-02 |  |  | 1067169 | 1067169 | 1457591 | AU_QM_001305333 |  | ERSA | M | 3020 | 1457591GZPCLNT100 | EA |  | 16000 HOUR SERVICE KIT; | 16000 HOUR SERVICE KIT; | SERVICE KIT: 16000 HOUR SERVICE KIT; COMPAIR L160; |  | SERVICE KIT:16000 HOUR SERVICE KIT; |  |  | 1068378 @@ GARDNER DENVER INDUSTRIES PTY | 1457591
STP_009 - Lot7 | Data Enrichment | VNE |  | 2023-11-02 |  |  | 1067188 | 1067188 | 1457630 | AU_QM_001305804 |  | ERSA | M | 5920 | 1457630GZPCLNT100 | EA |  | AGITATOR 250HR SERVICE KIT; | AGITATOR 250HR SERVICE KIT; | SERVICE KIT: AGITATOR 250HR SERVICE KIT; |  | SERVICE KIT:AGITATOR 250HR SERVICE KIT; |  |  | 1068143 @@ NORMET ASIA PACIFIC PTY LTD | SVKIT1077
STP_009 - Lot7 | Data Enrichment | VNE |  | 2023-11-02 |  |  | 1067189 | 1067189 | 1457631 | AU_QM_001305812 |  | ERSA | M | 5920 | 1457631GZPCLNT100 | EA |  | AGITATOR 500HR SERVICE KIT; | AGITATOR 500HR SERVICE KIT; | SERVICE KIT: AGITATOR 500HR SERVICE KIT; |  | SERVICE KIT:AGITATOR 500HR SERVICE KIT; |  |  | 1068143 @@ NORMET ASIA PACIFIC PTY LTD | SVKIT1078
STP_009 - Lot7 | Data Enrichment | VNE |  | 2023-11-02 |  |  | 1067190 | 1067190 | 1457632 | AU_QM_001305820 |  | ERSA | M | 5920 | 1457632GZPCLNT100 | EA |  | AGITATOR 1000HR SERVICE KIT; | AGITATOR 1000HR SERVICE KIT; | SERVICE KIT: AGITATOR 1000HR SERVICE KIT; |  | SERVICE KIT:AGITATOR 1000HR SERVICE KIT; |  |  | 1068143 @@ NORMET ASIA PACIFIC PTY LTD | SVKIT1079
STP_009 - Lot7 | Data Enrichment | SFQ |  | 2023-11-02 |  |  | 1067232 | 1067232 | 1457844 | AU_QM_001308923 |  | ERSA | M | 5910 | 1457844GZPCLNT100 | EA |  | ELBOW PIPE; | ELBOW PIPE; | ELBOW,PIPE: ELBOW PIPE; |  | ELBOW,PIPE: ELBOW PIPE; |  |  | 1068143 @@ NORMET ASIA PACIFIC PTY LTD | 100001358
STP_009 - Lot7 | Data Enrichment | VNE |  | 2023-11-02 |  |  | 1067246 | 1067246 | 1454969 | AU_QM_001243831 |  | ERSA | M | 1825 | 1454969GZPCLNT100 | EA |  | CYLINDER RE-SEAL KIT; | CYLINDER RE-SEAL KIT; | PARTS KIT,SEAL REPLACEMENT: CYLINDER RE-SEAL KIT; SCISSOR LIFT;MF540; |  | PARTS KIT,SEAL REPLACEMENT: CYLINDER RE-SEAL KIT; |  |  | 1068143 @@ NORMET ASIA PACIFIC PTY LTD | 1454969
STP_009 - Lot7 | Data Enrichment | VNE |  | 2023-11-02 |  |  | 1067247 | 1067247 | 1454967 | AU_QM_001243815 |  | ERSA | M | 1825 | 1454967GZPCLNT100 | EA |  | CYLINDER SEAL KIT; | CYLINDER SEAL KIT; | PARTS KIT,SEAL REPLACEMENT: CYLINDER SEAL KIT; SCISSOR LIFT;MF540; |  | PARTS KIT,SEAL REPLACEMENT: CYLINDER SEAL KIT; |  |  | 1068143 @@ NORMET ASIA PACIFIC PTY LTD | 1454967
STP_009 - Lot7 | Data Enrichment | VNE |  | 2023-11-02 |  |  | 1067293 | 1067293 | 1457764 | AU_QM_001308113 |  | ERSA | M | 5315 | 1457764GZPCLNT100 | EA |  | CONCRETE PUMP FILTER; | CONCRETE PUMP FILTER; | SCRUBBER AND WASHER,AGGREGATE: CONCRETE PUMP FILTER; |  | SCRUBBER AND WASHER,AGGREGATE:CONCRETE PUMP FILTER; |  |  | 1068143 @@ NORMET ASIA PACIFIC PTY LTD | 57959017
STP_009 - Lot7 | Data Enrichment | KIB |  | 2023-11-02 |  |  | 1067295 | 1067295 | 1351526 | AU_QM_000136244 |  | ERSA | M | 1600 | 1351526GZPCLNT100 | EA |  | ABB ISOLATOR; | ABB ISOLATOR; | ISOLATOR: ABB ISOLATOR; |  | ISOLATOR: ABB ISOLATOR; |  |  | 1068181 @@ CNW (MOUNT ISA) ELECT WHOLESALER | 1351526
STP_009 - Lot7 | Data Enrichment | SYC |  | 2023-11-02 |  |  | 1067348 | 1067348 | 1350949 | AU_QM_000135080 |  | ERSA | M | 2200 | 1350949GZPCLNT100 | EA |  | DIAPHRAGM;APN SIX40C SLURRY PUMP GASKET | DIAPHRAGM;APN SIX40C SLURRY PUMP GASKET | DIAPHRAGM,VALVE: DIAPHRAGM;APN SIX40C SLURRY PUMP GASKET RUBBER; |  | DIAPHRAGM,VALVE:DIAPHRAGM;APN SIX40C SLURRY PUMP GASKET |  |  | 1070715 @@ TECNICAS HIDRAULICAS S.A. | 1350949
STP_009 - Lot7 | Data Enrichment | KIB |  | 2023-11-02 |  |  | 1067350 | 1067350 | 1350953 | AU_QM_000135084 |  | ERSA | M | 5100 | 1350953GZPCLNT100 | EA |  | DETECTOR A;APNSIX40C SLURRY PUMP POSITIO | DETECTOR A;APNSIX40C SLURRY PUMP POSITIO | SENSOR: DETECTOR A;APNSIX40C SLURRY PUMP POSITIO N SENSOR XS630B1MBL2; |  | SENSOR:DETECTOR A;APNSIX40C SLURRY PUMP POSITIO |  |  | 1070715 @@ TECNICAS HIDRAULICAS S.A. | 1350953
STP_009 - Lot7 | Data Enrichment | PVJ |  | 2023-11-02 |  |  | 1067373 | 1067373 | 1364071 | AU_QM_000164738 |  | ERSA | M | 4075 | 1364071GZPCLNT100 | EA |  | CARTRIDGE ; COUNTER BALANCE VALVE; ACCRE | CARTRIDGE ; COUNTER BALANCE VALVE; ACCRE | CARTRIDGE: CARTRIDGE ; COUNTER BALANCE VALVE; ACCRE TION MACHINE; PBSM |  | CARTRIDGE:CARTRIDGE ; COUNTER BALANCE VALVE; ACCRE |  |  | 1068342 @@ ISADRAULICS | 1364071
STP_009 - Lot7 | Data Enrichment | VNE |  | 2023-11-02 |  |  | 1067476 | 1067476 | 1367648 | AU_QM_000171096 |  | ERSA | M | 3000 | 1367648GZPCLNT100 | EA |  | DOSING PUMP; HCL; DDA 7.5; WET END | DOSING PUMP; HCL; DDA 7.5; WET END | REPAIR KIT: DOSING PUMP; HCL; DDA 7.5; WET END |  | REPAIR KIT: DOSING PUMP; HCL; DDA 7.5; WET END |  |  | 1071148 @@ PROFESSIONAL PUMP SERVICES & | 97751539
STP_009 - Lot7 | Data Enrichment | VNE |  | 2023-11-02 |  |  | 1067477 | 1067477 | 1367649 | AU_QM_000171097 |  | ERSA | M | 3000 | 1367649GZPCLNT100 | EA |  | DOSING PUMP; ACID; CATHODE STRIPPING MAC | DOSING PUMP; ACID; CATHODE STRIPPING MAC | PARTS KIT: DOSING PUMP; ACID; CATHODE STRIPPING MAC HINES; HEAD KIT; DDE60-10 AR |  | PARTS KIT:DOSING PUMP; ACID; CATHODE STRIPPING MAC |  |  | 1071148 @@ PROFESSIONAL PUMP SERVICES & | 1367649
STP_009 - Lot7 | Data Enrichment | CIR |  | 2023-11-02 |  |  | 1067490 | 1067490 | 1427709 | AU_QM_000475400 |  | ERSA | M | 5920 | 1427709GZPCLNT100 | EA |  | 23.08 TO 1;11KW @ 62RPM;B3A+B MTG; | 23.08 TO 1;11KW @ 62RPM;B3A+B MTG; | GEARCASE-MOTOR: 23.08 TO 1;11KW @ 62RPM;B3A+B MTG; HELICAL BEVEL GEARED BRAKE MOTOR ASSY; C/W HAND RELEASE;BRAKE VOLTAGE = BRAKE TORQUE = |  | GEARCASE-MOTOR: 23.08 TO 1;11KW @ 62RPM;B3A+B MTG; |  |  | 1068232 @@ SEW EURODRIVE PTY LTD | 1427709
STP_009 - Lot7 | Data Enrichment | VNE |  | 2023-11-02 |  |  | 1067826 | 1067826 | 1370362 | AU_QM_000176160 |  | ERSA | M | 5955 | 1370362GZPCLNT100 | EA |  | COMPRESSOR;6 MONTHLY | COMPRESSOR;6 MONTHLY | MAINTENANCE KIT, SCHEDULED SERVICE: COMPRESSOR;6 MONTHLY |  | MAINTENANCE KIT, SCHEDULED SERVICE: COMPRESSOR;6 MONTHLY |  |  | 1068108 @@ EPIROC AUSTRALIA PTY LTD | 9754000382
STP_009 - Lot7 | Data Enrichment | PVJ |  | 2023-11-02 |  |  | 1067976 | 1067976 | 1362575 | AU_QM_000162017 |  | ERSA | M | 4500 | 1362575GZPCLNT100 | EA |  | DIGICOM INNER CAGE MAIN UNIT; CMU CAGE | DIGICOM INNER CAGE MAIN UNIT; CMU CAGE | DISPLAY UNIT: DIGICOM INNER CAGE MAIN UNIT; CMU CAGE |  | DISPLAY UNIT: DIGICOM INNER CAGE MAIN UNIT; CMU CAGE |  |  | 1070724 @@ ECAM PTY LTD | 1362575
STP_009 - Lot7 | Data Enrichment | VNE |  | 2023-11-02 |  |  | 1067979 | 1067979 | 1370364 | AU_QM_000176162 |  | ERSA | M | 5955 | 1370364GZPCLNT100 | EA |  | COMPRESSOR;500HR;IME2268;SIMBA | COMPRESSOR;500HR;IME2268;SIMBA | MAINTENANCE KIT, SCHEDULED SERVICE: COMPRESSOR;500HR;IME2268;SIMBA |  | MAINTENANCE KIT, SCHEDULED SERVICE: COMPRESSOR;500HR;IME2268;SIMBA |  |  | 1068108 @@ EPIROC AUSTRALIA PTY LTD | 9754000380
STP_009 - Lot7 | Data Enrichment | SYC |  | 2023-11-02 |  |  | 1068103 | 1068103 | 1430589 | AU_QM_000657304 |  | ERSA | M | 2200 | 1430589GZPCLNT100 | EA |  | 92B REGULATOR REPAIR;302SS;SET OF 2; | 92B REGULATOR REPAIR;302SS;SET OF 2; | DIAPHRAGM,VALVE: 92B REGULATOR REPAIR;302SS;SET OF 2; 4" TYPE 92B PILOT OPERATED STEAM PRESSURE REGULATOR (IF3357-36012) |  | DIAPHRAGM,VALVE:92B REGULATOR REPAIR;302SS;SET OF 2; |  |  | 1071812 @@ PACIFIC CONTROLS PTY LIMITED | 1430589
STP_009 - Lot7 | Data Enrichment | VNE |  | 2023-11-02 |  |  | 1068295 | 1068295 |  |  |  | ERSA | M | 5955 | 1351919GZPCLNT100 | EA |  | 1000HR SERVICE KIT;;JOHN DEERE 544K FORK | 1000HR SERVICE KIT;;JOHN DEERE 544K FORK | MAINTENANCE KIT, SCHEDULED SERVICE: 1000HR SERVICE KIT;;JOHN DEERE 544K FORK LIFT; |  |  |  |  | 1068631 @@ HITACHI | 544K1000HR | 1068592 @@ RDO EQUIPMENT PTY LTD | 544K1000HR
STP_009 - Lot7 | Data Enrichment | VNE |  | 2023-11-02 |  |  | 1068298 | 1068298 |  |  |  | ERSA | M | 5955 | 1351918GZPCLNT100 | EA |  | 500HR SERVICE KIT;;JOHN DEERE 544K FORKL | 500HR SERVICE KIT;;JOHN DEERE 544K FORKL | MAINTENANCE KIT, SCHEDULED SERVICE: 500HR SERVICE KIT;;JOHN DEERE 544K FORKL IFT; |  |  |  |  | 1068352 @@ HITACHI | 544K500HR
STP_009 - Lot7 | Data Enrichment | VNE |  | 2023-11-02 |  |  | 1068310 | 1068310 |  |  |  | ERSA | M | 5920 | 1357251GZPCLNT100 | EA |  | 250HR SERVICE KIT | 250HR SERVICE KIT | SERVICE KIT: 250HR SERVICE KIT |  |  |  |  | 1068218 @@ MACLEAN ENGINEERING | 1135815
STP_009 - Lot7 | Data Enrichment | VNE |  | 2023-11-02 |  |  | 1068312 | 1068312 |  |  |  | ERSA | M | 4090 | 1365764GZPCLNT100 | EA |  | 500 HR SERVICE KIT | 500 HR SERVICE KIT | SERVICE KIT: 500 HR SERVICE KIT |  |  |  |  | 1068317 @@ SMH EQUIPMENT PTY LTD | 1365764
STP_009 - Lot7 | Data Enrichment | CIR |  | 2023-11-02 |  |  | 1068394 | 1068394 | 1452662 | AU_QM_001192640 |  | ERSA | M | 4000 | 1452662GZPCLNT100 | EA |  | CRANE ROPE GUIDE;DH1000 HOIST; PBSM SP | CRANE ROPE GUIDE;DH1000 HOIST; PBSM SP | GUIDE,CABLE PULL: CRANE ROPE GUIDE;DH1000 HOIST; PBSM SP 15T MOORE GANTRY CRANE |  | GUIDE,CABLE PULL: CRANE ROPE GUIDE;DH1000 HOIST;PBSM SP |  |  | 1070075 @@ JASON ALLEY CRANES & ELECTRICAL | 82480233
STP_009 - Lot7 | Data Enrichment | VNE |  | 2023-11-02 |  |  | 1068504 | 1068504 |  |  |  | ERSA | M | 4090 | 1365767GZPCLNT100 | EA |  | 500 HR SERVICE KIT | 500 HR SERVICE KIT | SERVICE KIT: 500 HR SERVICE KIT |  |  |  |  | 1068317 @@ SMH EQUIPMENT PTY LTD | L120F-500
STP_009 - Lot7 | Data Enrichment | VNE |  | 2023-11-02 |  |  | 1068505 | 1068505 | 1451466 | AU_QM_001155258 |  | ERSA | M | 4045 | 1451466GZPCLNT100 | EA |  | ADAPTOR;108 SERIES;25W;EMMA PUMP;SIBS | ADAPTOR;108 SERIES;25W;EMMA PUMP;SIBS | PARTS KIT: ADAPTOR;108 SERIES;25W;EMMA PUMP;SIBS BRAKES; TOYOTA LANDCRUISER 79 SERIES |  | PARTS KIT:ADAPTOR;108 SERIES;25W;EMMA PUMP;SIBS |  |  | 1068342 @@ ISADRAULICS | 3939642114
STP_009 - Lot7 | Data Enrichment | KIB |  | 2023-11-02 |  |  | 1068516 | 1068516 | 1362066 | AU_QM_000161014 |  | ERSA | M | 3000 | 1362066GZPCLNT100 | EA |  | BLOB PASTE PLANT PUMP; PUMPING CYLINDERS | BLOB PASTE PLANT PUMP; PUMPING CYLINDERS | PISTON,PUMP: BLOB PASTE PLANT PUMP; PUMPING CYLINDERS ; MATERIAL RAMS |  | PISTON,PUMP:BLOB PASTE PLANT PUMP; PUMPING CYLINDERS |  |  | 1070054 @@ SCHWING AUSTRALIA PTY LTD | 98360429
STP_009 - Lot7 | Data Enrichment | CIR |  | 2023-11-02 |  |  | 1068547 | 1068547 | 1362537 | AU_QM_000161975 |  | ERSA | M | 4500 | 1362537GZPCLNT100 | EA |  | BOARD,PRINT CIRCT;ECAM,FIN-DIG-17025 | BOARD,PRINT CIRCT;ECAM,FIN-DIG-17025 | BOARD,PRINTED CIRCUIT;MNFR:ECAM,PTNO:FIN-DIG-17025,ADDITIONAL FEATURES EN:CIRCUIT CARD ASSEMBLY,PCB 16081201, DIGICOM HEAD GEAR LF MANAGEMENT |  | CIRCUIT CARD ASSEMBLY:PCB 16081201 DIGICOM HEADGEAR LF MANAGEM |  |  | 1070724 @@ ECAM PTY LTD | FIN-DIG-17025
STP_009 - Lot7 | Data Enrichment | CIR |  | 2023-11-02 |  |  | 1069394 | 1069394 | 1440048 | AU_QM_000983014 |  | ERSA | M | 5100 | 1440048GZPCLNT100 | EA |  | CONTROL STATION,PENDT;REMOTE SWITCHING | CONTROL STATION,PENDT;REMOTE SWITCHING | CONTROL STATION,PENDANT;TYPE:REMOTE SWITCHING,MNFR:01)CNW,PTNO:01)NHPNPA8 |  | CONTROL,REMOTE SWITCHING: PENDANT SWITCH;CSM |  |  | 1070031 @@ LAWRENCE & HANSON PTY. LTD. | COB84 | 1072012 @@ CNW (TOWNSVILLE) ELECT SUPPLIES | 1440048
STP_009 - Lot7 | Data Enrichment | KIB |  | 2023-11-02 |  |  | 1070586 | 1070586 |  |  |  | ERSA | M | 5910 | 1440784GZPCLNT100 | EA |  | BEND,TUBE;RTRN,NOM 19 MM | BEND,TUBE;RTRN,NOM 19 MM | BEND,TUBE;TYPE:RETURN,NOMINAL SIZE:19 MM,ADDITIONAL FEATURES EN:1.65 MM WALL THK |  |  |  |  | 1068544 @@ HEAVYMECH PTY LTD | 1440784
STP_009 - Lot7 | Data Enrichment | KIB |  | 2023-11-02 |  |  | 1070587 | 1070587 |  |  |  | ERSA | M | 5910 | 1440785GZPCLNT100 | EA |  | BEND,TUBE;RTRN,NOM 19 MM | BEND,TUBE;RTRN,NOM 19 MM | BEND,TUBE;TYPE:RETURN,NOMINAL SIZE:19 MM,ADDITIONAL FEATURES EN:1.65 MM WALL THK |  |  |  |  | 1068544 @@ HEAVYMECH PTY LTD | 1440785
STP_009 - Lot7 | Data Enrichment | KIB |  | 2023-11-02 |  |  | 1070588 | 1070588 |  |  |  | ERSA | M | 5910 | 1440786GZPCLNT100 | EA |  | BEND,TUBE;RTRN,NOM 19 MM | BEND,TUBE;RTRN,NOM 19 MM | BEND,TUBE;TYPE:RETURN,NOMINAL SIZE:19 MM,ADDITIONAL FEATURES EN:1.65 MM WALL THK |  |  |  |  | 1068544 @@ HEAVYMECH PTY LTD | 1440786
STP_009 - Lot7 | Data Enrichment | KIB |  | 2023-11-02 |  |  | 1070589 | 1070589 |  |  |  | ERSA | M | 5910 | 1440787GZPCLNT100 | EA |  | BEND,TUBE;RTRN,NOM 19 MM | BEND,TUBE;RTRN,NOM 19 MM | BEND,TUBE;TYPE:RETURN,NOMINAL SIZE:19 MM,ADDITIONAL FEATURES EN:1.65 MM WALL THK |  |  |  |  | 1068544 @@ HEAVYMECH PTY LTD | 1440787
STP_009 - Lot7 | Data Enrichment | KIB |  | 2023-11-02 |  |  | 1070590 | 1070590 |  |  |  | ERSA | M | 5910 | 1440788GZPCLNT100 | EA |  | BEND,TUBE;RTRN,NOM 19 MM | BEND,TUBE;RTRN,NOM 19 MM | BEND,TUBE;TYPE:RETURN,NOMINAL SIZE:19 MM,ADDITIONAL FEATURES EN:1.65 MM WALL THK |  |  |  |  | 1068544 @@ HEAVYMECH PTY LTD | 1440788
STP_009 - Lot7 | Data Enrichment | KIB |  | 2023-11-02 |  |  | 1070643 | 1070643 |  |  |  | ERSA | M | 5910 | 1441092GZPCLNT100 | EA |  | BEND,TUBE;RTRN,NOM 19 MM | BEND,TUBE;RTRN,NOM 19 MM | BEND,TUBE;TYPE:RETURN,NOMINAL SIZE:19 MM,ADDITIONAL FEATURES EN:1.65 MM WALL THK |  |  |  |  | 1068544 @@ HEAVYMECH PTY LTD | 1441092
STP_009 - Lot7 | Data Enrichment | SFQ |  | 2023-11-02 |  |  | 1070945 | 1070945 |  |  |  | ERSA | M | 5910 | 1462602GZPCLNT100 | EA | 3000000 | ELBOW;ATL,3176-6567-00 | BOQUILLA;EPI,3176656700 | ELBOW;MNFR:ATLAS COPCO,PTNO:3176-6567-00 |  |  | ATLAS COPCO | 3176-6567-00 | 1068095 @@ PIRTEK ISA FLUID CONNECTIONS PTY LT | 12C4OMXS | 1069610 @@ PARKER HANNIFIN (AUSTRALIA) PTY. LI | 12-C40X-S | 1068527 @@ Enzed Mount Isa(RKM Investments) | 12C4OMXS | 1068342 @@ ISADRAULICS | 3176-6567-00 | 1068108 @@ EPIROC AUSTRALIA PTY LTD | 3176656700
STP_009 - Lot7 | Data Enrichment | SFQ |  | 2023-11-02 |  |  | 1070946 | 1070946 | 1462601 | AU_QM_003903054 |  | ERSA | M | 5910 | 1462601GZPCLNT100 | EA | 3000000 | ELBOW;ATL,3176-6564-00 | ELBOW;ATL,3176-6564-00 | ELBOW;MNFR:ATLAS COPCO,PTNO:3176-6564-00 |  | ELBOW,PIPE-TUBE:1/2" M.BSPP X 3/4"M.JIC;90DEGREE; | ATLAS COPCO | 3176-6564-00 | 1068095 @@ PIRTEK ISA FLUID CONNECTIONS PTY LT | CFA-08-12 | 1069610 @@ PARKER HANNIFIN (AUSTRALIA) PTY. LI | 8-8-C40X-S | 1068342 @@ ISADRAULICS | 3176-6564-00 | 1068527 @@ Enzed Mount Isa(RKM Investments) | EMI-DM21-1462601 | 1068108 @@ EPIROC AUSTRALIA PTY LTD | 3176656400
STP_009 - Lot7 | Data Enrichment | VNE |  | 2023-11-02 |  |  | 1071081 | 1071081 |  |  |  | ERSA | M | 3760 | 1535429GZPCLNT100 | EA | 3000013 | CONTROLLER;VOL,17532105 | CONTROLLER;VOL,17532105 | CONTROLLER;MNFR:VOLVO,PTNO:17532105 |  |  | VOLVO | 17532105 | 1068317 @@ SMH EQUIPMENT PTY LTD | 17532105
STP_009 - Lot7 | Data Enrichment | CIR |  | 2023-11-02 |  |  | 1071291 | 1071291 |  |  |  | ERSA | M | 5955 | 1514657GZPCLNT100 | EA | 3000438 | ATOMIZER;NRMT,55156580 | ATOMIZER;NRMT,55156580 | ATOMIZER;MNFR:NORMET,PTNO:55156580 |  |  | NORMET | 55156580 | 1068143 @@ NORMET ASIA PACIFIC PTY LTD | 55156580
STP_009 - Lot7 | Data Enrichment | PVJ |  | 2023-11-02 |  |  | 1071379 | 1071379 |  |  |  | ERSA | M | 3020 | 1506968GZPCLNT100 | EA | 3000438 | DECAL;NRMT,41016660 | DECAL;NRMT,41016660 | DECAL;MNFR:NORMET,PTNO:41016660 |  |  | NORMET | 41016660 | 1068143 @@ NORMET ASIA PACIFIC PTY LTD | 41016660
STP_009 - Lot7 | Data Enrichment | PVJ |  | 2023-11-02 |  |  | 1071380 | 1071380 |  |  |  | ERSA | M | 3020 | 1506967GZPCLNT100 | EA | 3000438 | DECAL;NRMT,41016670 | DECAL;NRMT,41016670 | DECAL;MNFR:NORMET,PTNO:41016670 |  |  | NORMET | 41016670 | 1068143 @@ NORMET ASIA PACIFIC PTY LTD | 41016670
STP_009 - Lot7 | Data Enrichment | PVJ |  | 2023-11-02 |  |  | 1071381 | 1071381 |  |  |  | ERSA | M | 3020 | 1506966GZPCLNT100 | EA | 3000438 | DECAL;NRMT,46182670 | DECAL;NRMT,46182670 | DECAL;MNFR:NORMET,PTNO:46182670 |  |  | NORMET | 46182670 | 1068143 @@ NORMET ASIA PACIFIC PTY LTD | 46182670
STP_009 - Lot7 | Data Enrichment | PVJ |  | 2023-11-02 |  |  | 1071382 | 1071382 |  |  |  | ERSA | M | 3020 | 1506965GZPCLNT100 | EA | 3000438 | DECAL;NRMT,41016900 | DECAL;NRMT,41016900 | DECAL;MNFR:NORMET,PTNO:41016900 |  |  | NORMET | 41016900 | 1068143 @@ NORMET ASIA PACIFIC PTY LTD | 41016900
STP_009 - Lot7 | Data Enrichment | PVJ |  | 2023-11-02 |  |  | 1071383 | 1071383 |  |  |  | ERSA | M | 3020 | 1506963GZPCLNT100 | EA | 3000438 | DECAL;NRMT,51971299 | DECAL;NRMT,51971299 | DECAL;MNFR:NORMET,PTNO:51971299 |  |  | NORMET | 51971299 | 1068143 @@ NORMET ASIA PACIFIC PTY LTD | 51971299
STP_009 - Lot7 | Data Enrichment | PVJ |  | 2023-11-02 |  |  | 1071384 | 1071384 |  |  |  | ERSA | M | 3020 | 1506961GZPCLNT100 | EA | 3000438 | DECAL;NRMT,41010750 | DECAL;NRMT,41010750 | DECAL;MNFR:NORMET,PTNO:41010750 |  |  | NORMET | 41010750 | 1068143 @@ NORMET ASIA PACIFIC PTY LTD | 41010750
STP_009 - Lot7 | Data Enrichment | PVJ |  | 2023-11-02 |  |  | 1071385 | 1071385 |  |  |  | ERSA | M | 3020 | 1506959GZPCLNT100 | EA | 3000438 | DECAL;NRMT,100006665 | DECAL;NRMT,100006665 | DECAL;MNFR:NORMET,PTNO:100006665 |  |  | NORMET | 100006665 | 1068143 @@ NORMET ASIA PACIFIC PTY LTD | 100006665
STP_009 - Lot7 | Data Enrichment | PVJ |  | 2023-11-02 |  |  | 1071386 | 1071386 |  |  |  | ERSA | M | 3020 | 1506958GZPCLNT100 | EA | 3000438 | DECAL;NRMT,41016400 | DECAL;NRMT,41016400 | DECAL;MNFR:NORMET,PTNO:41016400 |  |  | NORMET | 41016400 | 1068143 @@ NORMET ASIA PACIFIC PTY LTD | 41016400
STP_009 - Lot7 | Data Enrichment | PVJ |  | 2023-11-02 |  |  | 1071387 | 1071387 |  |  |  | ERSA | M | 3020 | 1506957GZPCLNT100 | EA | 3000438 | DECAL;NRMT,41016420 | DECAL;NRMT,41016420 | DECAL;MNFR:NORMET,PTNO:41016420 |  |  | NORMET | 41016420 | 1068143 @@ NORMET ASIA PACIFIC PTY LTD | 41016420
STP_009 - Lot7 | Data Enrichment | PVJ |  | 2023-11-02 |  |  | 1071388 | 1071388 |  |  |  | ERSA | M | 3020 | 1506955GZPCLNT100 | EA | 3000438 | DECAL;NRMT,100008793 | DECAL;NRMT,100008793 | DECAL;MNFR:NORMET,PTNO:100008793 |  |  | NORMET | 100008793 | 1068143 @@ NORMET ASIA PACIFIC PTY LTD | 100008793
STP_009 - Lot7 | Data Enrichment | VNE |  | 2023-11-02 |  |  | 1071459 | 1071459 |  |  |  | ERSA | M | 4090 | 1496251GZPCLNT100 | EA |  | CONTROLLER;12 STATION,ORBIT,96892 | CONTROLLER;12 STATION,ORBIT,96892 | CONTROLLER;12 STATION,ORBIT,96892 |  |  |  | 96892 | 1068250 @@ MT ISA HOME & GARDEN CENTRE | 1496251 | 1068205 @@ BUTLER AGENCIES PTY LTD | 1496251
STP_009 - Lot7 | Data Enrichment | SFQ |  | 2023-11-02 |  |  | 1071506 | 1071506 |  |  |  | ERSA | M | 3730 | 1484255GZPCLNT100 | EA |  | ELBOW 030-7946 | ELBOW 030-7946 | ELBOW 030-7946 |  |  |  | 030-7946 | 1068196 @@ HASTINGS DEERING(AUSTRALIA) LTD | 307946
STP_009 - Lot7 | Data Enrichment | SFQ |  | 2023-11-02 |  |  | 1071585 | 1071585 |  |  |  | ERSA | M | 3730 | 1310673GZPCLNT100 | EA |  | ELBOW;CAT,8T 7521 | CODO;CAT,8T 7521 | ELBOW;MNFR:CATERPILLAR,PTNO:8T7521 | CODO;MNFR:CATERPILLAR,PTNO:8T7521 |  |  | 8T7521 | 1068196 @@ HASTINGS DEERING(AUSTRALIA) LTD | 8T7521
STP_009 - Lot7 | Data Enrichment | PVJ |  | 2023-11-02 |  |  | 1071901 | 1071901 |  |  |  | ERSA | M | 5955 | 1541326GZPCLNT100 | EA | 3000438 | DECAL;NRMT,100003671,SYM | CALCOMANIA;NRMT,100003671 | DECAL;MNFR:NORMET,PTNO:100003671,ADDITIONAL FEATURES EN:SYMBOL | CALCOMANIA;MNFR:NORMET,PTNO:100003671 |  | NORMET | 100003671 | 1068143 @@ NORMET ASIA PACIFIC PTY LTD | 100003671
STP_009 - Lot7 | Data Enrichment | SFQ |  | 2023-11-02 |  |  | 1072601 | 1072601 | 1332160 | AU_QM_000777701 |  | ERSA | M | 3730 | 1332160GZPCLNT100 | EA | 3000003 | ELBOW,TUBE ADPTR;HIGH PRESSURE,45 DEG | CODO;CAT,0307961 | ELBOW,TUBE ADAPTOR;TYPE:HIGH PRESSURE,ANGLE:45 DEG,NOMINAL SIZE 1:7/16 IN,NOMINAL SIZE 2:7/16 IN,END CONNECTION 1:JIC FLARE 37 DEG,END CONNECTION 2:JIC SWIVEL FEMALE FLARE 37 DEG,MATERIAL:STEEL,MNFR:CATERPILLAR,PTNO:0307961 | CODO;MNFR:CATERPILLAR,PTNO:0307961 | ELBOW,HOSE: 45DEG;7/16INCH M.JIC X 7/16INCH F.JIC; | CATERPILLAR | 0307961 | 1068342 @@ ISADRAULICS | 307961 | 1068527 @@ Enzed Mount Isa(RKM Investments) | 4 V6X-S | 1068095 @@ PIRTEK ISA FLUID CONNECTIONS PTY LT | CGB-07-07
STP_009 - Lot7 | Data Enrichment | VNE |  | 2023-11-02 |  |  | 1072623 | 1072623 |  |  |  | ERSA | M | 5920 | 1327648GZPCLNT100 | EA | 3000003 | CONTROLLER,COMM;CAT,4780235 | CONTROLADOR COMUNIC;CAT,4780235 | CONTROLLER,COMMUNICATION;MNFR:CATERPILLAR,PTNO:4780235 | CONTROLADOR COMUNICACION;MNFR:CATERPILLAR,PTNO:4780235 |  | CATERPILLAR | 4780235 | 1068196 @@ HASTINGS DEERING(AUSTRALIA) LTD | 4780235
STP_009 - Lot7 | Data Enrichment | VNE |  | 2023-11-02 |  |  | 1072728 | 1072728 | 1314722 | AU_QM_000154064 |  | ERSA | M | 3730 | 1314722GZPCLNT100 | EA | 3000003 | CONTROLLER;CAT,1780358,FOOT BRAKE GP | CONTROLLER;CAT,1780358,FOOT BRAKE GP | CONTROLLER;MNFR:CATERPILLAR,PTNO:1780358 | CONTROLADOR;MNFR:CATERPILLAR,PTNO:1780358 | PEDAL ASSY,CONTROL: BRAKE PEDAL | CATERPILLAR | 1780358 | 1068196 @@ HASTINGS DEERING(AUSTRALIA) LTD | 1780358
STP_009 - Lot7 | Data Enrichment | CIR |  | 2023-11-02 |  |  | 1072798 | 1072798 |  |  |  | ERSA | M | 3730 | 1616570GZPCLNT100 | EA | 3000003 | CANISTER;CAT,308-0857,GP | GARRAFA;CAT,308-0857 | CANISTER;MNFR:CATERPILLAR,PTNO:308-0857,ADDITIONAL FEATURES EN:GP | GARRAFA;MNFR:CATERPILLAR,PTNO:308-0857 |  | CATERPILLAR | 308-0857 | 1068196 @@ HASTINGS DEERING(AUSTRALIA) LTD | 308-0857
STP_009 - Lot7 | Data Enrichment | VNE |  | 2023-11-02 |  |  | 1072987 | 1072987 |  |  |  | ERSA | M | 1600 | 1573948GZPCLNT100 | EA | 3000025 | CONTROLLER;JOH,AT303489,STEERNG | CONTROLADOR;JOH,AT303489 | CONTROLLER;MNFR:JOHN DEERE,PTNO:AT303489,ADDITIONAL FEATURES EN:STEERING | CONTROLADOR;MNFR:JOHN DEERE,PTNO:AT303489 |  | JOHN DEERE | AT303489 | 1068592 @@ RDO EQUIPMENT PTY LTD | AT303489
STP_009 - Lot7 | Data Enrichment | PVJ |  | 2023-11-02 |  |  | 1073385 | 1073385 |  |  | X | ERSA | M | 5000 | 1588891GZPCLNT100 | EA | 3000010 | DECAL;SAN,00299510 | CALCOMANIA;SAN,00299510 | DECAL;MNFR:SANDVIK,PTNO:00299510 | CALCOMANIA;MNFR:SANDVIK,PTNO:00299510 |  | SANDVIK |  | 1068336 @@ SANDVIK MINING & CONSTRUCTION | 299510
STP_009 - Lot7 | Data Enrichment | SFQ |  | 2023-11-02 |  |  | 1073520 | 1073520 | 1084110 | AU_QM_000960086 |  | ERSA | M | 3730 | 1084110GZPCLNT100 | EA | 3000003 | ELBOW;CAT,0321269 | CODO;CAT,0321269 | ELBOW;MNFR:CATERPILLAR,PTNO:0321269 | CODO;MNFR:CATERPILLAR,PTNO:0321269 | ELBOW,PIPE-TUBE:1/2"M.NPT X 7/8"M.JIC,90DEG | CATERPILLAR | 0321269 | 1068342 @@ ISADRAULICS | 321269 | 1068095 @@ PIRTEK ISA FLUID CONNECTIONS PTY LT | 10-CTX-S
STP_009 - Lot7 | Data Enrichment | SFQ |  | 2023-11-02 |  |  | 1073549 | 1073549 | 1140134 | AU_QM_001223981 |  | ERSA | M | 3730 | 1140134GZPCLNT100 | EA | 3000003 | ELBOW;CAT,9N0720,ASSY,AIR INLT | CODO;CAT,9N0720,ENSAMBLE,ENTRADA DE AIRE | ELBOW;MNFR:CATERPILLAR,PTNO:9N0720,ADDITIONAL FEATURES EN:ASSEMBLY,AIR INLET | CODO;MNFR:CATERPILLAR,PTNO:9N0720,CARACTERISTICAS ADICIONALES ES:ENSAMBLE,ENTRADA DE AIRE | ELBOW: ELBOW; | CATERPILLAR | 9N0720 | 1068196 @@ HASTINGS DEERING(AUSTRALIA) LTD | 9N0720
STP_009 - Lot7 | Data Enrichment | SFQ |  | 2023-11-02 |  |  | 1073986 | 1073986 |  |  |  | ERSA | M | 3730 | 1084043GZPCLNT100 | EA | 3000003 | ELBOW;CAT,0054173 | CODO;CAT,0054173 | ELBOW;MNFR:CATERPILLAR,PTNO:0054173 | CODO;MNFR:CATERPILLAR,PTNO:0054173 |  | CATERPILLAR | 0054173 | 1068196 @@ HASTINGS DEERING(AUSTRALIA) LTD | 54173
STP_009 - Lot7 | Data Enrichment | SFQ |  | 2023-11-02 |  |  | 1074121 | 1074121 |  |  |  | ERSA | M | 3730 | 1145356GZPCLNT100 | EA | 3000003 | ELBOW;CAT,6V9852 | CODO;CAT,6V9852 | ELBOW;MNFR:CATERPILLAR,PTNO:6V9852 | CODO;MNFR:CATERPILLAR,PTNO:6V9852 |  | CATERPILLAR | 6V9852 | 1068196 @@ HASTINGS DEERING(AUSTRALIA) LTD | 6V9852
STP_009 - Lot7 | Data Enrichment | SFQ |  | 2023-11-02 |  |  | 1074134 | 1074134 |  |  |  | ERSA | M | 3730 | 1141613GZPCLNT100 | EA | 3000003 | ELBOW;CAT,8M0547 | CODO;CAT,8M0547 | ELBOW;MNFR:CATERPILLAR,PTNO:8M0547 | CODO;MNFR:CATERPILLAR,PTNO:8M0547 |  | CATERPILLAR | 8M0547 | 1068196 @@ HASTINGS DEERING(AUSTRALIA) LTD | 8M0547
STP_009 - Lot7 | Data Enrichment | VNE |  | 2023-11-02 |  |  | 1074152 | 1074152 | 1140639 | AU_QM_000118869 |  | ERSA | M | 3730 | 1140639GZPCLNT100 | EA | 3000003 | CONTROLLER;CAT,1729389,ELEK,GP | CONTROLADOR;CAT,1729389,ELECTRONI,GRUPO | CONTROLLER;MNFR:CATERPILLAR,PTNO:1729389,ADDITIONAL FEATURES EN:ELECTRONIC,GROUP | CONTROLADOR;MNFR:CATERPILLAR,PTNO:1729389,CARACTERISTICAS ADICIONALES ES:ELECTRONICO,GRUPO | CONTROL,REMOTE SWITCHING: ELPH.TRANSMISSION ELECTRONIC CONTROL; | CATERPILLAR | 1729389 | 1068196 @@ HASTINGS DEERING(AUSTRALIA) LTD | 1729389
STP_009 - Lot7 | Data Enrichment | SFQ |  | 2023-11-02 |  |  | 1074165 | 1074165 |  |  |  | ERSA | M | 3700 | 1140007GZPCLNT100 | EA | 3000003 | ELBOW;CAT,6V8627,TYP 2 | CODO;CAT,6V8627,TIPO 2 | ELBOW;MNFR:CATERPILLAR,PTNO:6V8627,ADDITIONAL FEATURES EN:TYPE 2 | CODO;MNFR:CATERPILLAR,PTNO:6V8627,CARACTERISTICAS ADICIONALES ES:TIPO 2 |  | CATERPILLAR | 6V8627 | 1068196 @@ HASTINGS DEERING(AUSTRALIA) LTD | 6V8627
STP_009 - Lot7 | Data Enrichment | SFQ |  | 2023-11-02 |  |  | 1074409 | 1074409 | 1112791 | AU_QM_001223965 |  | ERSA | M | 3730 | 1112791GZPCLNT100 | EA | 3000003 | ELBOW;CAT,6V8076,TYP 1 | CODO;CAT,6V8076,TIPO 1 | ELBOW;MNFR:CATERPILLAR,PTNO:6V8076,ADDITIONAL FEATURES EN:TYPE 1 | CODO;MNFR:CATERPILLAR,PTNO:6V8076,CARACTERISTICAS ADICIONALES ES:TIPO 1 | ELBOW: ELBOW; | CATERPILLAR | 6V8076 | 1068196 @@ HASTINGS DEERING(AUSTRALIA) LTD | 6V8076
STP_009 - Lot7 | Data Enrichment | SFQ |  | 2023-11-02 |  |  | 1074435 | 1074435 |  |  |  | ERSA | M | 3730 | 1112439GZPCLNT100 | EA | 3000003 | ELBOW;CAT,6K9194,FLARED | CODO;CAT,6K9194,FLARED | ELBOW;MNFR:CATERPILLAR,PTNO:6K9194,ADDITIONAL FEATURES EN:FLARED | CODO;MNFR:CATERPILLAR,PTNO:6K9194,CARACTERISTICAS ADICIONALES ES:FLARED |  | CATERPILLAR | 6K9194 | 1068196 @@ HASTINGS DEERING(AUSTRALIA) LTD | 6K9194 | 1068197 @@ HASTINGS DEERING (AUSTRALIA) LTD | 6K9194
STP_009 - Lot7 | Data Enrichment | SFQ |  | 2023-11-02 |  |  | 1074443 | 1074443 |  |  |  | ERSA | M | 3730 | 1112280GZPCLNT100 | EA | 3000003 | ELBOW;CAT,6G0584 | CODO;CAT,6G0584 | ELBOW;MNFR:CATERPILLAR,PTNO:6G0584 | CODO;MNFR:CATERPILLAR,PTNO:6G0584 |  | CATERPILLAR | 6G0584 | 1069616 @@ HASTINGS DEERING (AUSTRALIA) P/L | 6G0584
STP_009 - Lot7 | Data Enrichment | SFQ |  | 2023-11-02 |  |  | 1074547 | 1074547 | 1109668 | AU_QM_001223932 |  | ERSA | M | 3730 | 1109668GZPCLNT100 | EA | 3000003 | ELBOW;CAT,1P7625 | CODO;CAT,1P7625 | ELBOW;MNFR:CATERPILLAR,PTNO:1P7625 | CODO;MNFR:CATERPILLAR,PTNO:1P7625 | ELBOW: HYDRAULIC FITTING; | CATERPILLAR | 1P7625 | 1068196 @@ HASTINGS DEERING(AUSTRALIA) LTD | 1P7625
STP_009 - Lot7 | Data Enrichment | SFQ |  | 2023-11-02 |  |  | 1074901 | 1074901 | 1086145 | AU_QM_000777512 |  | ERSA | M | 3730 | 1086145GZPCLNT100 | EA | 3000003 | ELBOW,HSE-TUBE;90 DEG,NOM 1-7/16 IN,CRMP | ACOPLAMIENTO;CAT,1242155,ENSAMBLE | ELBOW,HOSE TO TUBE;ANGLE:90 DEG,NOMINAL SIZE 1:1-7/16 IN,NOMINAL SIZE 2:12 MM,END CONNECTION 1:ORFS SWIVEL FEMALE,END CONNECTION 2:CRIMP,MATERIAL:STEEL,COATING/FINISH:ZINC PLATED,ADDITIONAL FEATURES EN:FRB,MNFR:CATERPILLAR,PTNO:1242155 | ACOPLAMIENTO;MNFR:CATERPILLAR,PTNO:1242155,CARACTERISTICAS ADICIONALES ES:ENSAMBLE | ELBOW,HOSE: 1 7/16-12;90DEG;SHORT;HOSE SIZE - 12; | CATERPILLAR | 1242155 | 1068527 @@ Enzed Mount Isa(RKM Investments) | 1J943-16-16 | 1068095 @@ PIRTEK ISA FLUID CONNECTIONS PTY LT | 1242155
STP_009 - Lot7 | Data Enrichment | SFQ |  | 2023-11-02 |  |  | 1074934 | 1074934 | 1062204 | AU_QM_000238140 |  | ERSA | M | 3730 | 1062204GZPCLNT100 | EA | 3000003 | ELBOW;CAT,6V9005 | CODO,CAT,6V9005 | ELBOW;MNFR:CATERPILLAR,PTNO:6V9005 | CODO,MNFR:CATERPILLAR,PTNO:6V9005 | OEM-E-LISTELBOW;CAT,6V-9005 | CATERPILLAR | 6V9005 | 1068196 @@ HASTINGS DEERING(AUSTRALIA) LTD | 6V9005 | 1068197 @@ HASTINGS DEERING (AUSTRALIA) LTD | 6V9005
STP_009 - Lot7 | Data Enrichment | SFQ |  | 2023-11-02 |  |  | 1074975 | 1074975 |  |  |  | ERSA | M | 3730 | 1058485GZPCLNT100 | EA | 3000003 | ELBOW;CAT,3399660 | ELBOW;CAT,3399660 | ELBOW;MNFR:CATERPILLAR,PTNO:3399660 |  |  | CATERPILLAR | 3399660 | 1068196 @@ HASTINGS DEERING(AUSTRALIA) LTD | 3399660 | 1068197 @@ HASTINGS DEERING (AUSTRALIA) LTD | 3399660
STP_009 - Lot7 | Data Enrichment | SFQ |  | 2023-11-02 |  |  | 1075731 | 1075731 |  |  |  | ERSA | M | 3730 | 1110596GZPCLNT100 | EA | 3000003 | ELBOW;CAT,3P2298,FLARED | CODO;CAT,3P2298,FLARED | ELBOW;MNFR:CATERPILLAR,PTNO:3P2298,ADDITIONAL FEATURES EN:FLARED | CODO;MNFR:CATERPILLAR,PTNO:3P2298,CARACTERISTICAS ADICIONALES ES:FLARED |  | CATERPILLAR | 3P2298 | 1068196 @@ HASTINGS DEERING(AUSTRALIA) LTD | 1110596
STP_009 - Lot7 | Data Enrichment | SFQ |  | 2023-11-02 |  |  | 1075747 | 1075747 |  |  |  | ERSA | M | 3730 | 1110126GZPCLNT100 | EA | 3000003 | ELBOW;CAT,2P7214 | CODO;CAT,2P7214 | ELBOW;MNFR:CATERPILLAR,PTNO:2P7214 | CODO;MNFR:CATERPILLAR,PTNO:2P7214 |  | CATERPILLAR | 2P7214 | 1068196 @@ HASTINGS DEERING(AUSTRALIA) LTD | 2P7214
STP_009 - Lot7 | Data Enrichment | SFQ |  | 2023-11-02 |  |  | 1075854 | 1075854 | 1093075 | AU_QM_000150299 |  | ERSA | M | 3730 | 1093075GZPCLNT100 | EA | 3000003 | ELBOW;CAT,4402907 | CODO;CAT,4402907 | ELBOW,MNFR:CATERPILLAR,PTNO:4402907 | CODO,MNFR:CATERPILLAR,PTNO:4402907 | ELBOW,FLANGE: WATER PUMP ELBOW TO HEAT TRANSMISSION EX | CATERPILLAR | 4402907 | 1068196 @@ HASTINGS DEERING(AUSTRALIA) LTD | 4402907
STP_009 - Lot7 | Data Enrichment | SFQ |  | 2023-11-02 |  |  | 1075957 | 1075957 |  |  |  | ERSA | M | 3730 | 1061683GZPCLNT100 | EA | 3000003 | ELBOW;CAT,0307949 | ELBOW;CAT,0307949 | ELBOW;MNFR:CATERPILLAR,PTNO:0307949 |  |  | CATERPILLAR | 0307949 | 1068196 @@ HASTINGS DEERING(AUSTRALIA) LTD | 307949
STP_009 - Lot7 | Data Enrichment | SFQ |  | 2023-11-02 |  |  | 1076309 | 1076309 |  |  |  | ERSA | M | 3730 | 1055618GZPCLNT100 | EA | 3000003 | ELBOW;CAT,6V9008 | CODO;CAT,6V9008 | ELBOW;MNFR:CATERPILLAR,PTNO:6V9008 | CODO;MNFR:CATERPILLAR,PTNO:6V9008 |  | CATERPILLAR | 6V9008 | 1068196 @@ HASTINGS DEERING(AUSTRALIA) LTD | 6V9008 | 1068197 @@ HASTINGS DEERING (AUSTRALIA) LTD | 6V9008
STP_009 - Lot7 | Data Enrichment | SFQ |  | 2023-11-02 |  |  | 1076411 | 1076411 |  |  |  | ERSA | M | 3730 | 1055147GZPCLNT100 | EA | 3000003 | ELBOW;CAT,6V8625 | CODO;CAT,6V8625 | ELBOW;MNFR:CATERPILLAR,PTNO:6V8625 | CODO;MNFR:CATERPILLAR,PTNO:6V8625 |  | CATERPILLAR | 6V8625 | 1068196 @@ HASTINGS DEERING(AUSTRALIA) LTD | 6V8625
STP_009 - Lot7 | Data Enrichment | VNE |  | 2023-11-02 |  |  | 1076791 | 1076791 |  |  |  | ERSA | M | 5100 | 1043089GZPCLNT100 | EA |  | CONTROLLER,ELEC;UNT,GF 0.8 A,26094384 | CONTROLLER,ELEC;UNT,GF 0.8 A,26094384 | CONTROLLER,ELECTRICAL;ADDITIONAL FEATURES EN:UNIT,GF 0.8 A,PTNO:26094384 |  |  |  | 26094384 | 1068181 @@ CNW (MOUNT ISA) ELECT WHOLESALER | KON26094384
STP_009 - Lot7 | Data Enrichment | SFQ |  | 2023-11-02 |  |  | 1076839 | 1076839 |  |  |  | ERSA | M | 3730 | 1038524GZPCLNT100 | EA | 3000003 | ELBOW;CAT,6V8626 | CODO;CAT,6V8626 | ELBOW;MNFR:CATERPILLAR,PTNO:6V8626 | CODO;MNFR:CATERPILLAR,PTNO:6V8626 |  | CATERPILLAR | 6V8626 | 1068196 @@ HASTINGS DEERING(AUSTRALIA) LTD | 6V8626
STP_009 - Lot7 | Data Enrichment | PVJ |  | 2023-11-02 |  |  | 1077031 | 1077031 |  |  |  | ERSA | M | 5915 | 1219176GZPCLNT100 | EA | 3000012 | CHANNEL;TOY,69901-90K00,RHT DR GL CONDT | CHANNEL;TOY,69901-90K00,RHT DR GL CONDT | CHANNEL;MNFR:TOYOTA,PTNO:69901-90K00,ADDITIONAL FEATURES EN:RIGHT DOOR GLASS CONDUIT |  |  | TOYOTA | 69901-90K00 | 1068114 @@ BELL & MOIR - PARTS ORDERS ONLY | 6990190K00
STP_009 - Lot7 | Data Enrichment | SFQ |  | 2023-11-02 |  |  | 1077067 | 1077067 |  |  |  | ERSA | M | 2200 | 1217945GZPCLNT100 | EA | 3000003 | ELBOW;CAT,6V9877 | CODO,CAT,6V9877 | ELBOW;MNFR:CATERPILLAR,PTNO:6V9877 | CODO,MNFR:CATERPILLAR,PTNO:6V9877 |  | CATERPILLAR | 6V9877 | 1069616 @@ HASTINGS DEERING (AUSTRALIA) P/L | 6V9877
STP_009 - Lot7 | Data Enrichment | SFQ |  | 2023-11-02 |  |  | 1077172 | 1077172 |  |  |  | ERSA | M | 2200 | 1213959GZPCLNT100 | EA | 3000003 | ELBOW;CAT,6V9002 | CODO,CAT,6V9002 | ELBOW;MNFR:CATERPILLAR,PTNO:6V9002 | CODO,MNFR:CATERPILLAR,PTNO:6V9002 |  | CATERPILLAR | 6V9002 | 1068196 @@ HASTINGS DEERING(AUSTRALIA) LTD | 6V9002
STP_009 - Lot7 | Data Enrichment | PVJ |  | 2023-11-02 |  |  | 1077176 | 1077176 | 1213831 | AU_QM_000154253 |  | ERSA | M | 5915 | 1213831GZPCLNT100 | EA | 3000012 | CHANNEL;TOY,69901-90K01,RHT DR GL CONDT | CHANNEL;TOY,69901-90K01,RHT DR GL CONDT | CHANNEL;MNFR:TOYOTA,PTNO:69901-90K01,ADDITIONAL FEATURES EN:RIGHT DOOR GLASS CONDUIT |  | CHANNEL;CHANNEL SUB ASSY; RH DOOR GLASS CHANNEL; | TOYOTA | 69901-90K01 | 1068087 @@ ASHDOWN INGRAM | 69901-90K01 | 1071809 @@ ASHDOWN ENTERPRISES | 69901-90K01 | 1068114 @@ BELL & MOIR - PARTS ORDERS ONLY | 6990190K01
STP_009 - Lot7 | Data Enrichment | SFQ |  | 2023-11-02 |  |  | 1077364 | 1077364 |  |  |  | ERSA | M | 2200 | 1204824GZPCLNT100 | EA | 3000003 | Elbow Union CAT 2P7212 | Elbow Union CAT 2P7212 | ELBOW;MNFR:CATERPILLAR,PTNO:2P7212 | CODO;MNFR:CATERPILLAR,PTNO:2P7212 |  | CATERPILLAR | 2P7212 | 1068196 @@ HASTINGS DEERING(AUSTRALIA) LTD | 2P7212
STP_009 - Lot7 | Data Enrichment | SFQ |  | 2023-11-02 |  |  | 1077438 | 1077438 |  |  |  | ERSA | M | 2200 | 1201510GZPCLNT100 | EA | 3000003 | ELBOW;CAT,0307947 | ELBOW;CAT,0307947 | ELBOW;MNFR:CATERPILLAR,PTNO:0307947 |  |  | CATERPILLAR | 0307947 | 1068196 @@ HASTINGS DEERING(AUSTRALIA) LTD | 307947 | 1068197 @@ HASTINGS DEERING (AUSTRALIA) LTD | 307947
STP_009 - Lot7 | Data Enrichment | SYC |  | 2023-11-02 |  |  | 1077508 | 1077508 | 1198624 | AU_QM_001248384 |  | ERSA | M | 5000 | 1198624GZPCLNT100 | EA | 3000000 | DIAPHRAGM;ATL,3115182201,ATL,3115182200 | DIAPHRAGM;ATL,3115182201,ATL,3115182200 | DIAPHRAGM;MNFR:ATLAS COPCO,PTNO:3115182201,MNFR 1:ATLAS COPCO,PTNO 1:3115182200 |  | DIAPHRAGM:BOOMER 351 DIAPHRAGM; | ATLAS COPCO | 3115182201 | 1068108 @@ EPIROC AUSTRALIA PTY LTD | 3115182201
STP_009 - Lot7 | Data Enrichment | SFQ |  | 2023-11-02 |  |  | 1077683 | 1077683 | 1192564 | AU_QM_000238148 |  | ERSA | M | 3700 | 1192564GZPCLNT100 | EA | 3000000 | ELBOW;ATL,5501183900,90 DEG MOD MT5020 | ELBOW;ATL,5501183900,90 DEG MOD MT5020 | ELBOW;MNFR:ATLAS COPCO,PTNO:5501183900,ADDITIONAL FEATURES EN:90 DEG MODEL MT5020 |  | OEM-E-LISTELBOW;EPI,5501183900 | ATLAS COPCO | 5501183900 | 1068108 @@ EPIROC AUSTRALIA PTY LTD | 5501183900
STP_009 - Lot7 | Data Enrichment | PVJ |  | 2023-11-02 |  |  | 1077851 | 1077851 |  |  |  | ERSA | M | 5915 | 1185736GZPCLNT100 | EA | 3000012 | CHANNEL;TOY,69902-90K00,LEFT DR GL CONDT | CHANNEL;TOY,69902-90K00,LEFT DR GL CONDT | CHANNEL;MNFR:TOYOTA,PTNO:69902-90K00,ADDITIONAL FEATURES EN:LEFT DOOR GLASS CONDUIT |  |  | TOYOTA | 69902-90K00 | 1068114 @@ BELL & MOIR - PARTS ORDERS ONLY | 6990290K00
STP_009 - Lot7 | Data Enrichment | PVJ |  | 2023-11-02 |  |  | 1077875 | 1077875 | 1184841 | AU_QM_001148311 |  | ERSA | M | 5905 | 1184841GZPCLNT100 | EA | 3000000 | CARTRIDGE,FLTR;ATL,3222188132 | CARTRIDGE,FLTR;ATL,3222188132 | CARTRIDGE,FILTER;MNFR:ATLAS COPCO,PTNO:3222188132 |  | FILTER,AIR; PRIMARY AND SAFETY AIR FILTER SET; | ATLAS COPCO | 3222188132 | 1068352 @@ HITACHI | X770689 | 1068108 @@ EPIROC AUSTRALIA PTY LTD | 3222188132
STP_009 - Lot7 | Data Enrichment | VNE |  | 2023-11-02 |  |  | 1078128 | 1078128 | 1439993 | AU_QM_000982956 |  | ERSA | M | 5920 | 1439993GZPCLNT100 | EA | 3000028 | CONTROLLER;MIT,MR-PRU01A | CONTROLLER;MIT,MR-PRU01A | CONTROLLER;MNFR:MITSUBISHI,PTNO:MR-PRU01A |  | CONTROL-MONITOR:CSM AC SERVO PARAMETER UNIT | MITSUBISHI | MR-PRU01A | 1072012 @@ CNW (TOWNSVILLE) ELECT SUPPLIES | MR-PRU01A
STP_009 - Lot7 | Data Enrichment | VNE |  | 2023-11-02 |  |  | 1078129 | 1078129 | 1439994 | AU_QM_000982957 |  | ERSA | M | 5920 | 1439994GZPCLNT100 | EA | 3000028 | CONTROLLER;MIT,FR-PU02E-1 | CONTROLLER;MIT,FR-PU02E-1 | CONTROLLER;MNFR:MITSUBISHI,PTNO:FR-PU02E-1 |  | CONTROL-MONITOR:INVERTER PARAMETER UNIT,CSM | MITSUBISHI | FR-PU02E-1 | 1072012 @@ CNW (TOWNSVILLE) ELECT SUPPLIES | FR-PU02E-1
STP_009 - Lot7 | Data Enrichment | PVJ |  | 2023-11-02 |  |  | 1079638 | 1079638 |  |  |  | ERSA | M | 5955 | 1588088GZPCLNT100 | EA | 3000010 | CARTRIDGE;SAN,BG00357245 | CARTUCHO;SAN,BG00357245 | CARTRIDGE;MNFR:SANDVIK,PTNO:BG00357245 | CARTUCHO;MNFR:SANDVIK,PTNO:BG00357245 |  | SANDVIK | BG00357245 | 1068336 @@ SANDVIK MINING & CONSTRUCTION | BG00357245 | 1068089 @@ SANDVIK MINING & CONSTRUCTION | BG00357245
STP_009 - Lot7 | Data Enrichment | SFQ |  | 2023-11-02 |  |  | 1080004 | 1080004 |  |  |  | ERSA | M | 3750 | 1490116GZPCLNT100 | EA | 3000010 | ELBOW;SAN,AF11460005 | ELBOW;SAN,AF11460005 | SWIVEL NUT ELBOW P/N AF11460005 |  |  | SANDVIK | AF11460005 | 1068089 @@ SANDVIK MINING & CONSTRUCTION | AF11460005 | 1068336 @@ SANDVIK MINING & CONSTRUCTION | AF11460005
STP_009 - Lot7 | Data Enrichment | SFQ |  | 2023-11-02 |  |  | 1080115 | 1080115 |  |  |  | ERSA | M | 5955 | 1588029GZPCLNT100 | EA | 3000010 | ELBOW;SAN,AF10520013 | CODO;SAN,AF10520013 | ELBOW;MNFR:SANDVIK,PTNO:AF10520013 | CODO;MNFR:SANDVIK,PTNO:AF10520013 |  | SANDVIK | AF10520013 | 1068336 @@ SANDVIK MINING & CONSTRUCTION | AF10520013 | 1068089 @@ SANDVIK MINING & CONSTRUCTION | AF10520013
STP_009 - Lot7 | Data Enrichment | SFQ |  | 2023-11-02 |  |  | 1080380 | 1080380 |  |  |  | ERSA | M | 5000 | 1612095GZPCLNT100 | EA | 3000010 | ELBOW;SAN,06532043 | CODO;SAN,06532043 | ELBOW;MNFR:SANDVIK,PTNO:06532043 | CODO;MNFR:SANDVIK,PTNO:06532043 |  | SANDVIK | AF00500622 | 1068336 @@ SANDVIK MINING & CONSTRUCTION | 6532043 | 1068089 @@ SANDVIK MINING & CONSTRUCTION | AF00500622
STP_009 - Lot7 | Data Enrichment | SFQ |  | 2023-11-02 |  |  | 1080410 | 1080410 |  |  |  | ERSA | M | 5000 | 1612208GZPCLNT100 | EA | 3000010 | ELBOW;SAN,81956109 | CODO;SAN,81956109 | ELBOW;MNFR:SANDVIK,PTNO:81956109 | CODO;MNFR:SANDVIK,PTNO:81956109 |  | SANDVIK | AF11460002 | 1068527 @@ Enzed Mount Isa(RKM Investments) | EMI-DM21-4044183 | 1068336 @@ SANDVIK MINING & CONSTRUCTION | AF11460002
STP_009 - Lot7 | Data Enrichment | SFQ |  | 2023-11-02 |  |  | 1080414 | 1080414 |  |  |  | ERSA | M | 5000 | 1612201GZPCLNT100 | EA | 3000010 | ELBOW;SAN,81671069 | CODO;SAN,81671069 | ELBOW;MNFR:SANDVIK,PTNO:81671069 | CODO;MNFR:SANDVIK,PTNO:81671069 |  | SANDVIK | AF10150021 | 1068527 @@ Enzed Mount Isa(RKM Investments) | 1D943-16-16 | 1068336 @@ SANDVIK MINING & CONSTRUCTION | AF10150021
STP_009 - Lot7 | Data Enrichment | SFQ |  | 2023-11-02 |  |  | 1080438 | 1080438 |  |  |  | ERSA | M | 5000 | 1612212GZPCLNT100 | EA | 3000010 | ELBOW;SAN,85197579 | CODO;SAN,85197579 | ELBOW;MNFR:SANDVIK,PTNO:85197579 | CODO;MNFR:SANDVIK,PTNO:85197579 |  | SANDVIK | AF10150002 | 1068336 @@ SANDVIK MINING & CONSTRUCTION | 85197579 | 1068527 @@ Enzed Mount Isa(RKM Investments) | EMI-DM21-4044154
STP_009 - Lot7 | Data Enrichment | PVJ |  | 2023-11-02 |  |  | 1080637 | 1080637 |  |  |  | ERSA | M | 5100 | 1615500GZPCLNT100 | EA | 3000418 | DISPLAY;BORT,5307960,CTRL PNL,LM DCI MK2 | DISPLAY;BORT,5307960 | DISPLAY;MNFR:BOART LONGYEAR,PTNO:5307960,ADDITIONAL FEATURES EN:CONTROL PANEL,LM DCI MK2 | DISPLAY;MNFR:BOART LONGYEAR,PTNO:5307960 |  | BOART LONGYEAR | 5307960 | 1068617 @@ BOART LONGYEAR PTY LTD | 5307960
STP_009 - Lot7 | Data Enrichment | SYC |  | 2023-11-02 |  |  | 1080690 | 1080690 |  |  |  | ERSA | M | 3750 | 1482930GZPCLNT100 | EA | 3000010 | DIAPHRAGM;SAN,09260298 | DIAFRAG;SAN,09260298 | DIAPHRAGM;MNFR:SANDVIK,PTNO:09260298,ADDITIONAL FEATURES EN:ACCUM | DIAFRAGMA;MNFR:SANDVIK,PTNO:09260298 |  | SANDVIK | 09260298 | 1068089 @@ SANDVIK MINING & CONSTRUCTION | 9260298 | 1068336 @@ SANDVIK MINING & CONSTRUCTION | 9260298
STP_009 - Lot7 | Data Enrichment | SFQ |  | 2023-11-02 |  |  | 1083337 | 1083337 |  |  |  | ERSA | M | 5000 | 1611247GZPCLNT100 | EA | 3000010 | ELBOW;SAN,81718079 | CODO;SAN,81718079 | ELBOW;MNFR:SANDVIK,PTNO:81718079 | CODO;MNFR:SANDVIK,PTNO:81718079 |  | SANDVIK | 81718079 | 1068527 @@ Enzed Mount Isa(RKM Investments) | 6 C6X-S | 1068336 @@ SANDVIK MINING & CONSTRUCTION | AF11460004
STP_009 - Lot7 | Data Enrichment | CIR |  | 2023-11-02 |  |  | 1083959 | 1083959 |  |  |  | ERSA | M | 1600 | 1512953GZPCLNT100 | EA | 3000293 | BOARD;INDT,42852 | PLACA IMPR;INDT,42852 | BOARD;MNFR:INDUCTOTHERM CORP,PTNO:42852 | PLACA IMPRESA;NOMBRE DEL FABRICANTE:INDUCTOTHERM CORP,NUMERO DE PIEZA DEL FABRICANTE:42852 |  | INDUCTOTHERM CORP | 42852 | 1071998 @@ INDUCTOTHERM (MELTING) PTY LTD | 42852
STP_009 - Lot7 | Data Enrichment | CIR |  | 2023-11-02 |  |  | 1083960 | 1083960 |  |  |  | ERSA | M | 1600 | 1512952GZPCLNT100 | EA | 3000293 | BOARD;INDT,5002420 | PLACA IMPR;INDT,5002420 | BOARD;MNFR:INDUCTOTHERM CORP,PTNO:5002420 | PLACA IMPRESA;NOMBRE DEL FABRICANTE:INDUCTOTHERM CORP,NUMERO DE PIEZA DEL FABRICANTE:5002420 |  | INDUCTOTHERM CORP | 5002420 | 1071998 @@ INDUCTOTHERM (MELTING) PTY LTD | 5002420
STP_009 - Lot7 | Data Enrichment | CIR |  | 2023-11-02 |  |  | 1083961 | 1083961 |  |  |  | ERSA | M | 1600 | 1512951GZPCLNT100 | EA | 3000293 | BOARD;INDT,3900361 | PLACA IMPR;INDT,3900361 | BOARD;MNFR:INDUCTOTHERM CORP,PTNO:3900361 | PLACA IMPRESA;NOMBRE DEL FABRICANTE:INDUCTOTHERM CORP,NUMERO DE PIEZA DEL FABRICANTE:3900361 |  | INDUCTOTHERM CORP | 3900361 | 1071998 @@ INDUCTOTHERM (MELTING) PTY LTD | 3900361
STP_009 - Lot7 | Data Enrichment | CIR |  | 2023-11-02 |  |  | 1083962 | 1083962 |  |  |  | ERSA | M | 1600 | 1512950GZPCLNT100 | EA | 3000293 | BOARD;INDT,5000960 | PLACA IMPR;INDT,5000960 | BOARD;MNFR:INDUCTOTHERM CORP,PTNO:5000960 | PLACA IMPRESA;NOMBRE DEL FABRICANTE:INDUCTOTHERM CORP,NUMERO DE PIEZA DEL FABRICANTE:5000960 |  | INDUCTOTHERM CORP | 5000960 | 1071998 @@ INDUCTOTHERM (MELTING) PTY LTD | 5000960
STP_009 - Lot7 | Data Enrichment | CIR |  | 2023-11-02 |  |  | 1083964 | 1083964 |  |  |  | ERSA | M | 1600 | 1512788GZPCLNT100 | EA | 3000293 | BOARD;INDT,5000281 | PLACA IMPR;INDT,5000281 | BOARD;MNFR:INDUCTOTHERM CORP,PTNO:5000281 | PLACA IMPRESA;NOMBRE DEL FABRICANTE:INDUCTOTHERM CORP,NUMERO DE PIEZA DEL FABRICANTE:5000281 |  | INDUCTOTHERM CORP | 5000281 | 1071998 @@ INDUCTOTHERM (MELTING) PTY LTD | 5000281
STP_009 - Lot7 | Data Enrichment | SFQ |  | 2023-11-02 |  |  | 1084183 | 1084183 |  |  |  | ERSA | M | 3730 | 1582388GZPCLNT100 | EA | 3000003 | ELBOW;CAT,7B-1480 | CODO;CAT,7B-1480 | ELBOW;MNFR:CATERPILLAR,PTNO:7B-1480 | CODO;MNFR:CATERPILLAR,PTNO:7B-1480 |  | CATERPILLAR | 7B-1480 | 1068196 @@ HASTINGS DEERING(AUSTRALIA) LTD | 7B1480
STP_009 - Lot7 | Data Enrichment | VNE |  | 2023-11-02 |  |  | 1084422 | 1084422 |  |  |  | ERSA | M | 1600 | 1578360GZPCLNT100 | EA | 3000422 | CONTROLLER,VOLT;CNW,SPILG7S-LEAD1,LIFEGU | CONTROLADOR VOLT;CNW,SPILG7S-LEAD1 | CONTROLLER,VOLTAGE;MNFR:CNW,PTNO:SPILG7S-LEAD1,ADDITIONAL FEATURES EN:LIFEGUARD 7 SPECIAL | CONTROLADOR VOLTAJE;MNFR:CNW,PTNO:SPILG7S-LEAD1 |  | CNW | SPILG7S-LEAD1 | 1068181 @@ CNW (MOUNT ISA) ELECT WHOLESALER | SPILG7S-LEAD1
STP_009 - Lot7 | Data Enrichment | CIR |  | 2023-11-02 |  |  | 1084599 | 1084599 |  |  |  | ERSA | M | 1600 | 1580887GZPCLNT100 | EA | 3000422 | CHARGER,BATT;CNW,HELSR750HL48FSU,AC,48V | CARGADOR BATER;CNW,HELSR750HL48FSU | CHARGER,BATTERY;MNFR:CNW,PTNO:HELSR750HL48FSU,ADDITIONAL FEATURES EN:AC,48V 750W DC PS / FLOAT 110V AC INPUT | CARGADOR BATERIA;MNFR:CNW,PTNO:HELSR750HL48FSU |  | CNW | HELSR750HL48FSU | 1068181 @@ CNW (MOUNT ISA) ELECT WHOLESALER | HELSR750HL48FSU
STP_009 - Lot7 | Data Enrichment | CIR |  | 2023-11-02 |  |  | 1084602 | 1084602 |  |  |  | ERSA | M | 1600 | 1581609GZPCLNT100 | EA | 3000422 | CALIBRATOR;CNW,GVS-AT-2030,PORTABLE VIB | CALIBRADOR;CNW,GVS-AT-2030 | CALIBRATOR;MNFR:CNW,PTNO:GVS-AT-2030,ADDITIONAL FEATURES EN:PORTABLE VIB | CALIBRADOR;MNFR:CNW,PTNO:GVS-AT-2030 |  | CNW | GVS-AT-2030 | 1068181 @@ CNW (MOUNT ISA) ELECT WHOLESALER | GVS-AT-2030
STP_009 - Lot7 | Data Enrichment | PVJ |  | 2023-11-02 |  |  | 1084693 | 1084693 |  |  |  | ERSA | M | 4500 | 1610042GZPCLNT100 | EA | 3000027 | CHANNEL;MET,41001019,SPCTRMTR,1000 MBAR | CANAL;MET,41001019 | CHANNEL;MNFR:METSO,PTNO:41001019,ADDITIONAL FEATURES EN:SPECTROMETER,1000 MBAR,SCS 2031,SET | CANAL;MNFR:METSO,PTNO:41001019 |  | METSO | 41001019 | 1068104 @@ METSO OUTOTEC AUSTRALIA LIMITED | 41001019
STP_009 - Lot7 | Data Enrichment | PVJ |  | 2023-11-02 |  |  | 1084694 | 1084694 |  |  |  | ERSA | M | 4500 | 1610043GZPCLNT100 | EA | 3000027 | CHANNEL;MET,41001045,SPCTRMTR,3000 MBAR | CANAL;MET,41001045 | CHANNEL;MNFR:METSO,PTNO:41001045,ADDITIONAL FEATURES EN:SPECTROMETER,3000 MBAR,SET,SCS 2373 | CANAL;MNFR:METSO,PTNO:41001045 |  | METSO | 41001045 | 1068104 @@ METSO OUTOTEC AUSTRALIA LIMITED | 41001045
STP_009 - Lot7 | Data Enrichment | PVJ |  | 2023-11-02 |  |  | 1084701 | 1084701 |  |  |  | ERSA | M | 4050 | 1607968GZPCLNT100 | EA | 3000630 | CARTRIDGE,TONR;HP,CF276A,F/M406 PRINTER | CARTUCHO VIRADOR;HP,CF276A | CARTRIDGE,TONER;MNFR:Hewlett-Packard,PTNO:CF276A,ADDITIONAL FEATURES EN:F/M406 PRINTER,BLACK,HP#76 | CARTUCHO VIRADOR;MNFR:Hewlett-Packard,PTNO:CF276A |  | Hewlett-Packard | CF276A | 1068349 @@ ACENET LASER PRINTER SERVICES P/ | CF276A
STP_009 - Lot7 | Data Enrichment | CIR |  | 2023-11-02 |  |  | 1085013 | 1085013 |  |  |  | ERSA | M | 1600 | 1574575GZPCLNT100 | EA | 3000422 | BOARD,DISTR;CNW,NHPMANXPD0013871 | PANEL DISTRIB;CNW,NHPMANXPD0013871 | BOARD,DISTRIBUTION;MNFR:CNW,PTNO:NHPMANXPD0013871 | PANEL DISTRIBUCION;MNFR:CNW,PTNO:NHPMANXPD0013871 |  | CNW | NHPMANXPD0013871 | 1068181 @@ CNW (MOUNT ISA) ELECT WHOLESALER | NHPMANXPD0013871
STP_009 - Lot7 | Data Enrichment | VNE |  | 2023-11-02 |  |  | 1085141 | 1085141 |  |  |  | ERSA | M | 1600 | 1583625GZPCLNT100 | EA | 3000438 | CONTROLLER,ELEC;NRMT,100022700 | CONTROLADOR ELEC;NRMT,100022700 | CONTROLLER,ELECTRICAL;MNFR:NORMET,PTNO:100022700 | CONTROLADOR ELECTRICO;MNFR:NORMET,PTNO:100022700 |  | NORMET | 100022700 | 1068143 @@ NORMET ASIA PACIFIC PTY LTD | 100022700
STP_009 - Lot7 | Data Enrichment | VNE |  | 2023-11-02 |  |  | 1085590 | 1085590 |  |  |  | ERSA | M | 5000 | 1581109GZPCLNT100 | EA | 3000010 | CONTROLLER;SAN,BG00932901,REMT | CONTROLADOR;SAN,BG00932901 | CONTROLLER;MNFR:SANDVIK,PTNO:BG00932901,ADDITIONAL FEATURES EN:REMOTE | CONTROLADOR;MNFR:SANDVIK,PTNO:BG00932901 |  | SANDVIK | BG00932901 | 1068089 @@ SANDVIK MINING & CONSTRUCTION | BG00932901
STP_009 - Lot7 | Data Enrichment | VNE |  | 2023-11-02 |  |  | 1085596 | 1085596 |  |  |  | ERSA | M | 5000 | 1581118GZPCLNT100 | EA | 3000010 | CONTROLLER;SAN,BT00012350,JYSTCK | CONTROLADOR;SAN,BT00012350 | CONTROLLER;MNFR:SANDVIK,PTNO:BT00012350,ADDITIONAL FEATURES EN:JOYSTICK | CONTROLADOR;MNFR:SANDVIK,PTNO:BT00012350 |  | SANDVIK | BT00012350 | 1068089 @@ SANDVIK MINING & CONSTRUCTION | BT00012350
STP_009 - Lot7 | Data Enrichment | SFQ |  | 2023-11-02 |  |  | 1085669 | 1085669 |  |  |  | ERSA | M | 3730 | 1581702GZPCLNT100 | EA | 3000003 | ELBOW;CAT,2522685 | CODO;CAT,2522685 | ELBOW;MNFR:CATERPILLAR,PTNO:2522685 | CODO;MNFR:CATERPILLAR,PTNO:2522685 |  | CATERPILLAR | 2522685 | 1068196 @@ HASTINGS DEERING(AUSTRALIA) LTD | 2522685
STP_009 - Lot7 | Data Enrichment | CIR |  | 2023-11-02 |  |  | 1085824 | 1085824 |  |  |  | ERSA | M | 5000 | 1581146GZPCLNT100 | EA | 3000001 | CHARGER,BATT;EPI,91060713105,105A | CARGADOR BATER;EPI,91060713105 | CHARGER,BATTERY;MNFR:EPIROC,PTNO:91060713105,ADDITIONAL FEATURES EN:105A | CARGADOR BATERIA;MNFR:EPIROC,PTNO:91060713105 |  | EPIROC | 91060713105 | 1068410 @@ MAINTENANCE TECHNIQUE PTY LTD | 91060713105
STP_009 - Lot7 | Data Enrichment | CIR |  | 2023-11-02 |  |  | 1085843 | 1085843 |  |  |  | ERSA | M | 5000 | 1583389GZPCLNT100 | EA | 3000010 | BOARD;SAN,S1BA-2236-1930,2036 5/8X36 IN | PLACA IMPR;SAN,S1BA-2236-1930 | BOARD;MNFR:SANDVIK,PTNO:S1BA-2236-1930,ADDITIONAL FEATURES EN:2036 5/8X36 IN REV-B | PLACA IMPRESA;MNFR:SANDVIK,PTNO:S1BA-2236-1930 |  | SANDVIK | S1BA-2236-1930 | 1068089 @@ SANDVIK MINING & CONSTRUCTION | S1BA-2236-1930 | 1068336 @@ SANDVIK MINING & CONSTRUCTION | S1BA-2236-1930
STP_009 - Lot7 | Data Enrichment | CIR |  | 2023-11-02 |  |  | 1085886 | 1085886 |  |  |  | ERSA | M | 1600 | 1583033GZPCLNT100 | EA | 3000422 | CHARGER,BATT;CNW,VIC12V30A,IP22,3 OUTLET | CARGADOR BATER;CNW,VIC12V30A | CHARGER,BATTERY;MNFR:CNW,PTNO:VIC12V30A,ADDITIONAL FEATURES EN:IP22,3 OUTLET | CARGADOR BATERIA;MNFR:CNW,PTNO:VIC12V30A |  | CNW | VIC12V30A | 1068181 @@ CNW (MOUNT ISA) ELECT WHOLESALER | VIC12V30A
STP_009 - Lot7 | Data Enrichment | VNE |  | 2023-11-02 |  |  | 1086062 | 1086062 |  |  |  | ERSA | M | 3730 | 1579088GZPCLNT100 | EA | 3000003 | CONTROLLER;CAT,4529831,TRANSMISSION GP | CONTROLADOR;CAT,4529831 | CONTROLLER;MNFR:CATERPILLAR,PTNO:4529831,ADDITIONAL FEATURES EN:TRANSMISSION GP | CONTROLADOR;MNFR:CATERPILLAR,PTNO:4529831 |  | CATERPILLAR | 4529831 | 1068196 @@ HASTINGS DEERING(AUSTRALIA) LTD | 4529831
STP_009 - Lot7 | Data Enrichment | PVJ |  | 2023-11-02 |  |  | 1086076 | 1086076 |  |  |  | ERSA | M | 3730 | 1580729GZPCLNT100 | EA | 3000003 | DISPLAY;CAT,484-9763,LOAD SENSING IND | DISPLAY;CAT,484-9763 | DISPLAY;MNFR:CATERPILLAR,PTNO:484-9763,ADDITIONAL FEATURES EN:LOAD SENSING IND | DISPLAY;MNFR:CATERPILLAR,PTNO:484-9763 |  | CATERPILLAR | 484-9763 | 1068196 @@ HASTINGS DEERING(AUSTRALIA) LTD | 4849763
STP_009 - Lot7 | Data Enrichment | PVJ |  | 2023-11-02 |  |  | 1086077 | 1086077 |  |  |  | ERSA | M | 3730 | 1580730GZPCLNT100 | EA | 3000003 | DECAL;CAT,8X-5154,HEADLIGHT H/L BEAM STR | CALCOMANIA;CAT,8X-5154 | DECAL;MNFR:CATERPILLAR,PTNO:8X-5154,ADDITIONAL FEATURES EN:HEADLIGHT H/L BEAM STR | CALCOMANIA;MNFR:CATERPILLAR,PTNO:8X-5154 |  | CATERPILLAR | 8X-5154 | 1068196 @@ HASTINGS DEERING(AUSTRALIA) LTD | 8X5154
STP_009 - Lot7 | Data Enrichment | VNE |  | 2023-11-02 |  |  | 1086087 | 1086087 |  |  |  | ERSA | M | 3730 | 1581527GZPCLNT100 | EA | 3000003 | CONTROLLER;CAT,289-8626,GP | CONTROLADOR;CAT,289-8626 | CONTROLLER;MNFR:CATERPILLAR,PTNO:289-8626,ADDITIONAL FEATURES EN:GP | CONTROLADOR;MNFR:CATERPILLAR,PTNO:289-8626 |  | CATERPILLAR | 289-8626 | 1068196 @@ HASTINGS DEERING(AUSTRALIA) LTD | 2898626
STP_009 - Lot7 | Data Enrichment | CIR |  | 2023-11-02 |  |  | 1086934 | 1086934 |  |  |  | ERSA | M | 1600 | 1578787GZPCLNT100 | EA | 3000422 | CALIBRATOR;CNW,MAJMT990,PROCESS CURRENT | CALIBRADOR;CNW,MAJMT990 | CALIBRATOR;MNFR:CNW,PTNO:MAJMT990,ADDITIONAL FEATURES EN:PROCESS CURRENT | CALIBRADOR;MNFR:CNW,PTNO:MAJMT990 |  | CNW | MAJMT990 | 1068181 @@ CNW (MOUNT ISA) ELECT WHOLESALER | MAJMT990
STP_009 - Lot7 | Data Enrichment | SYC |  | 2023-11-02 |  |  | 1086963 | 1086963 | 1468980 | AU_QM_007905035 |  | ERSA | M | 3000 | 1468980GZPCLNT100 | EA | 3000000 | DIAPHRAGM;ATL,2001-0165-00 | DIAPHRAGM;ATL,2001-0165-00 | DIAPHRAGM;MNFR:ATLAS COPCO,PTNO:2001-0165-00 |  | DIAPHRAGM,VALVE: | ATLAS COPCO | 2001-0165-00 | 1068124 @@ ATLAS COPCO COMPRESSORS AUST | 2001-0165-00
STP_009 - Lot7 | Data Enrichment | SYC |  | 2023-11-02 |  |  | 1086964 | 1086964 | 1468981 | AU_QM_007905036 |  | ERSA | M | 3000 | 1468981GZPCLNT100 | EA | 3000000 | DIAPHRAGM;ATL,2001016600 | DIAPHRAGM;ATL,2001016600 | DIAPHRAGM;MNFR:ATLAS COPCO,PTNO:2001016600 |  | DIAPHRAGM,VALVE: | ATLAS COPCO | 2001016600 | 1068124 @@ ATLAS COPCO COMPRESSORS AUST | 2001-0166-00
STP_009 - Lot7 | Data Enrichment | SFQ |  | 2023-11-02 |  |  | 1087183 | 1087183 |  |  |  | ERSA | M | 4090 | 1563189GZPCLNT100 | EA | 3000422 | ELBOW,CONDT;CNW,L-CNMCM-25-90,25MM,GLND | CODO CONDUCT;CNW,L-CNMCM-25-90 | ELBOW,CONDUIT;MNFR:CNW,PTNO:L-CNMCM-25-90,ADDITIONAL FEATURES EN:25MM,GLAND,NYLON,90 DEGREE | CODO CONDUCTO;MNFR:CNW,PTNO:L-CNMCM-25-90 |  | CNW | L-CNMCM-25-90 | 1072012 @@ CNW (TOWNSVILLE) ELECT SUPPLIES | L-CNMCM-25-90 | 1069016 @@ SHERRIFF ELECTRICAL PTY LTD | L-CNMCM-25-90
STP_009 - Lot7 | Data Enrichment | PVJ |  | 2023-11-02 |  |  | 1087380 | 1087380 |  |  |  | ERSA | M | 4050 | 1583419GZPCLNT100 | EA | 3000630 | CARTRIDGE,TONR;HP,CF310AC,826A,BLK | CARTUCHO VIRADOR;HP,CF310AC | CARTRIDGE,TONER;MNFR:Hewlett-Packard,PTNO:CF310AC,ADDITIONAL FEATURES EN:826A,BLACK | CARTUCHO VIRADOR;MNFR:Hewlett-Packard,PTNO:CF310AC |  | Hewlett-Packard | CF310AC | 1068167 @@ WINC AUSTRALIA PTY LTD | CF310AC
STP_009 - Lot7 | Data Enrichment | PVJ |  | 2023-11-02 |  |  | 1087381 | 1087381 |  |  |  | ERSA | M | 4050 | 1583420GZPCLNT100 | EA | 3000630 | CARTRIDGE,TONR;HP,CF311AC,826A,CYN | CARTUCHO VIRADOR;HP,CF311AC | CARTRIDGE,TONER;MNFR:Hewlett-Packard,PTNO:CF311AC,ADDITIONAL FEATURES EN:826A,CYAN | CARTUCHO VIRADOR;MNFR:Hewlett-Packard,PTNO:CF311AC |  | Hewlett-Packard | CF311AC | 1068167 @@ WINC AUSTRALIA PTY LTD | CF311AC
STP_009 - Lot7 | Data Enrichment | PVJ |  | 2023-11-02 |  |  | 1087382 | 1087382 |  |  |  | ERSA | M | 4050 | 1583421GZPCLNT100 | EA | 3000630 | CARTRIDGE,TONR;HP,CF312AC,826A,YEL | CARTUCHO VIRADOR;HP,CF312AC | CARTRIDGE,TONER;MNFR:Hewlett-Packard,PTNO:CF312AC,ADDITIONAL FEATURES EN:826A,YELLOW | CARTUCHO VIRADOR;MNFR:Hewlett-Packard,PTNO:CF312AC |  | Hewlett-Packard | CF312AC | 1068167 @@ WINC AUSTRALIA PTY LTD | CF312AC
STP_009 - Lot7 | Data Enrichment | PVJ |  | 2023-11-02 |  |  | 1087383 | 1087383 |  |  |  | ERSA | M | 4050 | 1583422GZPCLNT100 | EA | 3000630 | CARTRIDGE,TONR;HP,CF313AC,826A,MGNTA | CARTUCHO VIRADOR;HP,CF313AC | CARTRIDGE,TONER;MNFR:Hewlett-Packard,PTNO:CF313AC,ADDITIONAL FEATURES EN:826A,MAGENTA | CARTUCHO VIRADOR;MNFR:Hewlett-Packard,PTNO:CF313AC |  | Hewlett-Packard | CF313AC | 1068167 @@ WINC AUSTRALIA PTY LTD | CF313AC
STP_009 - Lot7 | Data Enrichment | CIR |  | 2023-11-02 |  |  | 1087559 | 1087559 |  |  |  | ERSA | M | 4090 | 1581991GZPCLNT100 | EA | 3000422 | CHARGER,BATT;CNW,CTEK CT15000 CHARGER,CT | CARGADOR BATER;CNW,CTEK CT15000 CHARGER | CHARGER,BATTERY;MNFR:CNW,PTNO:CTEK CT15000 CHARGER,ADDITIONAL FEATURES EN:CTEK CT15000 CHARGER 12V 15A | CARGADOR BATERIA;MNFR:CNW,PTNO:CTEK CT15000 CHARGER |  | CNW | CTEK CT15000 CHARGER | 1068181 @@ CNW (MOUNT ISA) ELECT WHOLESALER | CTEK CT15000 CHARGER
STP_009 - Lot7 | Data Enrichment | CIR |  | 2023-11-02 |  |  | 1087562 | 1087562 |  |  |  | ERSA | M | 4090 | 1581994GZPCLNT100 | EA | 3000422 | CHARGER,BATT;CNW,EAT5E1100IUSB-AU,EATON | CARGADOR BATER;CNW,EAT5E1100IUSB-AU | CHARGER,BATTERY;MNFR:CNW,PTNO:EAT5E1100IUSB-AU,ADDITIONAL FEATURES EN:EATON 5E UPS 1100VA/660W 3X ANZ O/LETS F | CARGADOR BATERIA;MNFR:CNW,PTNO:EAT5E1100IUSB-AU |  | CNW | EAT5E1100IUSB-AU | 1068181 @@ CNW (MOUNT ISA) ELECT WHOLESALER | EAT5E1100IUSB-AU
STP_009 - Lot7 | Data Enrichment | VNE |  | 2023-11-02 |  |  | 1087698 | 1087698 |  |  |  | ERSA | M | 1600 | 1583872GZPCLNT100 | EA | 3000422 | CONTROLLER,COMM;CNW,OMN960CC-SIP12,OMN96 | CONTROLADOR COMUNIC;CNW,OMN960CC-SIP12 | CONTROLLER,COMMUNICATION;MNFR:CNW,PTNO:OMN960CC-SIP12,ADDITIONAL FEATURES EN:OMN960CC-SIP12 | CONTROLADOR COMUNICACION;MNFR:CNW,PTNO:OMN960CC-SIP12 |  | CNW | OMN960CC-SIP12 | 1068181 @@ CNW (MOUNT ISA) ELECT WHOLESALER | OMN960CC-SIP12
STP_009 - Lot7 | Data Enrichment | CIR |  | 2023-11-02 |  |  | 1088248 | 1088248 |  |  |  | ERSA | M | 2700 | 1585736GZPCLNT100 | EA |  | BOARD;BCK,1800W X 910H MM,GALV | PLACA IMPR; | BOARD;TYPE:BACK,SIZE:1800W X 910H MM,MATERIAL:GALVANIZED,ADDITIONAL FEATURES EN:FOR WORKBENCHES,BRAND: STOREMAN,PTNO:CWB-B | PLACA IMPRESA;,PTNO:CWB-B |  |  | CWB-B | 1068926 @@ CONTAIN IT SOLUTIONS | CWB-B
STP_009 - Lot7 | Data Enrichment | SFQ |  | 2023-11-02 |  |  | 1088424 | 1088424 |  |  |  | ERSA | M | 5955 | 1607800GZPCLNT100 | EA | 3000470 | ELBOW;CASC,2680 | CODO;CASC,2680 | ELBOW;MNFR:CASCADE,PTNO:2680 | CODO;MNFR:CASCADE,PTNO:2680 |  | CASCADE | 2680 | 1069667 @@ CASCADE AUSTRALIA | 2680
STP_009 - Lot7 | Data Enrichment | CIR |  | 2023-11-02 |  |  | 1088940 | 1088940 | 1387752 | AU_QM_000228939 |  | ERSA | M | 5955 | 1387752GZPCLNT100 | EA | 3000438 | AXLE;NRMT,57025250 | ARBOL; | ARBOL;MNFR:NORMET,PTNO:57025250 | ARBOL;,MNFR:NORMET,PTNO:57025250 | AXLE;NRMT,57025250AXLE;NOR,57025250 | NORMET | 57025250 | 1068143 @@ NORMET ASIA PACIFIC PTY LTD | 57025250
STP_009 - Lot7 | Data Enrichment | CIR |  | 2023-11-02 |  |  | 1088941 | 1088941 | 1387750 | AU_QM_000228937 |  | ERSA | M | 5955 | 1387750GZPCLNT100 | EA | 3000438 | AXLE;NRMT,57025860 | ARBOL; | ARBOL;MNFR:NORMET,PTNO:57025860 | ARBOL;,MNFR:NORMET,PTNO:57025860 | AXLE;NRMT,57025860AXLE;NOR,57025860 | NORMET | 57025860 | 1068143 @@ NORMET ASIA PACIFIC PTY LTD | 57025860
STP_009 - Lot7 | Data Enrichment | SFQ |  | 2023-11-02 |  |  | 1090633 | 1090633 | 1394543 | AU_QM_000238145 |  | ERSA | M | 5910 | 1394543GZPCLNT100 | EA | 3000003 | ELBOW;CAT,9X2085 | ELBOW;CAT,9X2085 | ELBOW;MNFR:CATERPILLAR,PTNO:9X2085 |  | OEM-E-LISTELBOW;CAT,9X2085 | CATERPILLAR | 9X2085 | 1068196 @@ HASTINGS DEERING(AUSTRALIA) LTD | 9X2085
STP_009 - Lot7 | Data Enrichment | SFQ |  | 2023-11-02 |  |  | 1090641 | 1090641 | 1394521 | AU_QM_000238122 |  | ERSA | M | 5910 | 1394521GZPCLNT100 | EA | 3000003 | ELBOW;CAT,2865030 | ELBOW;CAT,2865030 | ELBOW;MNFR:CATERPILLAR,PTNO:2865030 |  | OEM-E-LISTELBOW;CAT,2865030 | CATERPILLAR | 2865030 | 1068196 @@ HASTINGS DEERING(AUSTRALIA) LTD | 2865030
STP_009 - Lot7 | Data Enrichment | SFQ |  | 2023-11-02 |  |  | 1090858 | 1090858 | 1385409 | AU_QM_000226181 |  | ERSA | M | 5910 | 1385409GZPCLNT100 | EA | 3000003 | ELBOW;CAT,5P-8113 | ELBOW;CAT,5P-8113 | ELBOW;MNFR:CATERPILLAR,PTNO:5P-8113 |  | ELBOW;CAT,5P-8113ELBOW;HAS,5P-8113 | CATERPILLAR | 5P-8113 | 1068196 @@ HASTINGS DEERING(AUSTRALIA) LTD
STP_009 - Lot7 | Data Enrichment | SFQ |  | 2023-11-02 |  |  | 1091576 | 1091576 | 1427350 | AU_QM_000457226 |  | ERSA | M | 5910 | 1427350GZPCLNT100 | EA | 3000000 | ELBOW;ATL,5415234800 | ELBOW;ATL,5415234800 | ELBOW;MNFR:ATLAS COPCO,PTNO:5415234800 |  | ELBOW,TUBE: 1/2"M.JIC X 1/2"F.JIC,90DEG | ATLAS COPCO | 5415234800 | 1068527 @@ Enzed Mount Isa(RKM Investments) | 5 C6X-S | 1068342 @@ ISADRAULICS | 5415234800 | 1068095 @@ PIRTEK ISA FLUID CONNECTIONS PTY LT | 2523-2122-050
STP_009 - Lot7 | Data Enrichment | SFQ |  | 2023-11-02 |  |  | 1093051 | 1093051 | 1382140 | AU_QM_000222190 |  | ERSA | M | 5910 | 1382140GZPCLNT100 | EA | 3000003 | ELBOW,PIPE-HSE;HYDRAULIC,45 DEG,NOM 2 IN | ELBOW,PIPE-HSE;HYDRAULIC,45 DEG,NOM 2 IN | ELBOW,PIPE TO HOSE;TYPE:HYDRAULIC,ANGLE:45 DEG,NOMINAL SIZE 1:2 IN,NOMINAL SIZE 2:1-1/4 IN,END CONNECTION 1:FLANGE,MATERIAL:STEEL, ADDITIONAL FEATURES EN:1.15"DROP LGTH SUIT SAE 1OOR12 HOSE,MNFR:CATERPILLAR,PTNO:1242081 |  | ELBOW,FLANGE-HOSE:2"OD FLG X 1-1/4"HOSE,45DEG | CATERPILLAR | 1242081 | 1068342 @@ ISADRAULICS | 1242081 | 1068095 @@ PIRTEK ISA FLUID CONNECTIONS PTY LT | C614-2020J
STP_009 - Lot7 | Data Enrichment | PVJ |  | 2023-11-02 |  |  | 1093633 | 1093633 | 1457914 | AU_QM_001309665 |  | ERSA | M | 5910 | 1457914GZPCLNT100 | EA | 3000000 | CHANNEL;ATL,9772012811 | CHANNEL;ATL,9772012811 | CHANNEL;MNFR:ATLAS COPCO,PTNO:9772012811 |  | CHANNEL,VEH WINDOW GLASS: WINDOW GLASS 1/4 LH DOOR SIDE; | ATLAS COPCO | 9772012811 | 1068108 @@ EPIROC AUSTRALIA PTY LTD | 9772012811
STP_009 - Lot7 | Data Enrichment | VNE |  | 2023-11-02 |  |  | 1094898 | 1094898 | 1393954 | AU_QM_000237482 |  | ERSA | M | 5920 | 1393954GZPCLNT100 | EA | 3000003 | CONTROLLER,ELEC;CAT,20R-8181 | CONTROLLER,ELEC;CAT,20R-8181 | CONTROLLER,ELECTRICAL;MNFR:CATERPILLAR,PTNO:20R-8181 |  | OEM-E-LISTCONTROLLER,ELECTRICAL;CAT,20R-8181 | CATERPILLAR | 20R-8181 | 1068196 @@ HASTINGS DEERING(AUSTRALIA) LTD | 20R-8181
STP_009 - Lot7 | Data Enrichment | KIB |  | 2023-11-02 |  |  | 1094912 | 1094912 | 1393479 | AU_QM_000236928 |  | ERSA | M | 5920 | 1393479GZPCLNT100 | EA | 3000438 | CAM;NRMT,100111851 | LEVA; | LEVA;MNFR:NORMET,PTNO:100111851 | LEVA;,MNFR:NORMET,PTNO:100111851 | OEM-E-LISTCAM;NOR,100111851 | NORMET | 100111851 | 1068143 @@ NORMET ASIA PACIFIC PTY LTD | 100111851
STP_009 - Lot7 | Data Enrichment | VNE |  | 2023-11-02 |  |  | 1095583 | 1095583 | 1370450 | AU_QM_000176295 |  | ERSA | M | 5920 | 1370450GZPCLNT100 | EA | 3000012 | CONTROLLER;TOY,559000K011 | CONTROLLER;TOY,559000K011 | CONTROLLER;MNFR:TOYOTA,PTNO:559000K011 |  | CONTROLASSY;AIR CONDITIONER | TOYOTA | 559000K011 | 1068114 @@ BELL & MOIR - PARTS ORDERS ONLY | 559000K011
STP_009 - Lot7 | Data Enrichment | CIR |  | 2023-11-02 |  |  | 1095638 | 1095638 | 1446039 | AU_QM_001026236 |  | ERSA | M | 5920 | 1446039GZPCLNT100 | EA | 3000000 | CHARGER;ATL,9106071360 | CHARGER;ATL,9106071360 | CHARGER;MNFR:ATLAS COPCO,PTNO:9106071360 |  | CHARGER,BATTERY:RB M2D BATTERY CHARGER; | ATLAS COPCO | 9106071360 | 1068108 @@ EPIROC AUSTRALIA PTY LTD | 9106071336
STP_009 - Lot7 | Data Enrichment | CIR |  | 2023-11-02 |  |  | 1096907 | 1096907 | 1390413 | AU_QM_000232051 |  | ERSA | M | 5620 | 1390413GZPCLNT100 | EA | 3000438 | BAR;NRMT,45442480 | BARRA; | BARRA;MNFR:NORMET,PTNO:45442480 | BARRA;,MNFR:NORMET,PTNO:45442480 | BAR;NRMT,45442480BAR;NOR,45442480 | NORMET | 45442480 | 1068143 @@ NORMET ASIA PACIFIC PTY LTD | 45442480
STP_009 - Lot7 | Data Enrichment | PVJ |  | 2023-11-02 |  |  | 1100834 | 1100834 | 1394375 | AU_QM_000237949 |  | ERSA | M | 3000 | 1394375GZPCLNT100 | EA | 3000003 | DECAL;CAT,312-6463 | DECAL;CAT,312-6463 | DECAL;MNFR:CATERPILLAR,PTNO:312-6463 |  | OEM-E-LISTDECAL;CAT,312-6463 | CATERPILLAR | 312-6463 | 1068196 @@ HASTINGS DEERING(AUSTRALIA) LTD | 312-6463
STP_009 - Lot7 | Data Enrichment | SYC |  | 2023-11-02 |  |  | 1101719 | 1101719 | 1443700 | AU_QM_001001686 |  | ERSA | M | 3000 | 1443700GZPCLNT100 | EA | 3000021 | DIAPHRAGM;FLY,11-MS4410100 | DIAPHRAGM;FLY,11-MS4410100 | DIAPHRAGM;MNFR:FLYGT,PTNO:11-MS4410100 |  | DIAPHRAGM,PUMP: AOD 2"PUMP DIAPHRAGM;ITEM 6; | FLYGT | 11-MS4410100 | 1068118 @@ XYLEM WATER SOLUTIONS AUSTRALIA LIM | 11-MS4410100
STP_009 - Lot7 | Data Enrichment | SYC |  | 2023-11-02 |  |  | 1101722 | 1101722 | 1443661 | AU_QM_001001623 |  | ERSA | M | 3000 | 1443661GZPCLNT100 | EA | 3000021 | DIAPHRAGM;FLY,11-MS4420800 | DIAPHRAGM;FLY,11-MS4420800 | DIAPHRAGM;MNFR:FLYGT,PTNO:11-MS4420800 |  | DIAPHRAGM,PUMP: AOD 1"PUMP DIAPHRAGM; | FLYGT | 11-MS4420800 | 1068118 @@ XYLEM WATER SOLUTIONS AUSTRALIA LIM | 11-MS4420800
STP_009 - Lot7 | Data Enrichment | SYC |  | 2023-11-02 |  |  | 1101727 | 1101727 | 1442160 | AU_QM_000994168 |  | ERSA | M | 3000 | 1442160GZPCLNT100 | EA | 3000000 | DIAPHRAGM;ATL,3115192602 | DIAPHRAGM;ATL,3115192602 | DIAPHRAGM;MNFR:ATLAS COPCO,PTNO:3115192602 |  | DIAPHRAGM,ACCUMULATOR:COP1838 RETURN ACCUMULATOR DIAPHRAGM; | ATLAS COPCO | 3115192602 | 1068108 @@ EPIROC AUSTRALIA PTY LTD | 3115192602
STP_009 - Lot7 | Data Enrichment | SYC |  | 2023-11-02 |  |  | 1101729 | 1101729 | 1442110 | AU_QM_000993818 |  | ERSA | M | 3000 | 1442110GZPCLNT100 | EA | 3000000 | DIAPHRAGM;ATL,3115201600 | DIAPHRAGM;ATL,3115201600 | DIAPHRAGM;MNFR:ATLAS COPCO,PTNO:3115201600 |  | DIAPHRAGM,ACCUMULATOR:COP4050 DAMPER DIAPHRAGM; | ATLAS COPCO | 3115201600 | 1068108 @@ EPIROC AUSTRALIA PTY LTD | 3115357200
STP_009 - Lot7 | Data Enrichment | PVJ |  | 2023-11-02 |  |  | 1101990 | 1101990 |  |  |  | ERSA | M | 4090 | 1517160GZPCLNT100 | EA |  | DECAL;LAMINATED,450 M,HTDCSEBPO | DECAL;LAMINATED,450 M,HTDCSEBPO | [5 empty] | 1072002 @@ GRACIE SIGNS | HTDCSEBPO
STP_009 - Lot7 | Data Enrichment | CIR |  | 2023-11-02 |  |  | 1102085 | 1102085 |  |  |  | ERSA | M | 4090 | 1532464GZPCLNT100 | EA |  | CHARGER;WIRELESS CHARGING HUB,JAKT2USBWI | CHARGER;WIRELESS CHARGING HUB,JAKT2USBWI | CHARGER;ADDITIONAL FEATURES:WIRELESS CHARGING HUB,JAKT2USBWI |  |  |  |  | 1068740 @@ METAL MANUFACTURES PTY LTD | JAKT2USBWI
STP_009 - Lot7 | Data Enrichment | SFQ |  | 2023-11-02 |  |  | 1102101 | 1102101 |  |  |  | ERSA | M | 4090 | 1530701GZPCLNT100 | EA |  | ELBOW;8" NB,S40S,WELDED,S/S,A,1000018707 | ELBOW;8" NB,S40S,WELDED,S/S,A,1000018707 | ELBOW;ADDITIONAL FEATURES:8 NB,S40S,WELDED,S/S,A,1000018707 |  |  |  |  | 1068325 @@ MRC GLOBAL AUSTRALIA PTY LTD | 1000018707
STP_009 - Lot7 | Data Enrichment | SFQ |  | 2023-11-02 |  |  | 1102171 | 1102171 |  |  |  | ERSA | M | 4090 | 1529976GZPCLNT100 | EA |  | ELBOW,PIPE;110MM 90 DEGREE,PLASS,4905009 | ELBOW,PIPE;110MM 90 DEGREE,PLASS,4905009 | ELBOW,PIPE;ADDITIONAL FEATURES:110MM 90 DEGREE,PLASS,4905009 |  |  |  |  | 1068254 @@ MOUNT ISA MINING SUPPLIES P/L | 4905009
STP_009 - Lot7 | Data Enrichment | PVJ |  | 2023-11-02 |  |  | 1102214 | 1102214 |  |  |  | ERSA | M | 1600 | 1527867GZPCLNT100 | EA |  | CHANNEL;CABLE,PROTECT,3 X 63MM,BRA859908 | CHANNEL;CABLE,PROTECT,3 X 63MM,BRA859908 | CHANNEL;ADDITIONAL FEATURES:CABLE,PROTECT,3 X 63MM,BRA859908 |  |  |  |  | 1072013 @@ METAL MANUFACTURES PTY LTD | BRA859908 | 1068740 @@ METAL MANUFACTURES PTY LTD | BRA859908
STP_009 - Lot7 | Data Enrichment | VNE |  | 2023-11-02 |  |  | 1102325 | 1102325 |  |  |  | ERSA | M | 1600 | 1532491GZPCLNT100 | EA |  | CONTROLLER;24V,DIN 43650 SER 5,RND,S6CV | CONTROLLER;24V,DIN 43650 SER 5,RND,S6CV | CONTROLLER;ADDITIONAL FEATURES:24V,DIN 43650 SER 5,RND,S6CV |  |  |  |  | 1068342 @@ ISADRAULICS | S6CV
STP_009 - Lot7 | Data Enrichment | PVJ |  | 2023-11-02 |  |  | 1102752 | 1102752 |  |  |  | ERSA | M | 1510 | 1517198GZPCLNT100 | EA |  | CHANNEL;80,40,5MM,CHS0800405G316+0600 | CHANNEL;80,40,5MM,CHS0800405G316+0600 | CHANNEL;ADDITIONAL FEATURES:80,40,5MM,CHS0800405G316+0600 |  |  |  |  | 1068455 @@ VULCAN STEEL PTY LTD | CHS0800405G316+0600
STP_009 - Lot7 | Data Enrichment | PVJ |  | 2023-11-02 |  |  | 1102758 | 1102758 |  |  |  | ERSA | M | 1510 | 1517186GZPCLNT100 | EA |  | CHANNEL;G304,150 MM,CHS1500756G304+0600 | CHANNEL;G304,150 MM,CHS1500756G304+0600 | CHANNEL;ADDITIONAL FEATURES:G304,150 MM,CHS1500756G304+0600 |  |  |  |  | 1068455 @@ VULCAN STEEL PTY LTD | CHS1500756G304+0600
STP_009 - Lot7 | Data Enrichment | PVJ |  | 2023-11-02 |  |  | 1102800 | 1102800 |  |  |  | ERSA | M | 2600 | 1527842GZPCLNT100 | EA |  | CHANNEL;CH-380-100-L300-9000 CHAN,102067 | CHANNEL;CH-380-100-L300-9000 CHAN,102067 | CHANNEL;ADDITIONAL FEATURES:CH-380-100-L300-9000 CHAN,102067 |  |  |  |  | 1069512 @@ BLUESCOPE DISTRIBUTION | 102067 | 1068184 @@ BLUESCOPE DISTRIBUTION PTY LTD | 1527842
STP_009 - Lot7 | Data Enrichment | VNE |  | 2023-11-02 |  |  | 1102808 | 1102808 |  |  |  | ERSA | M | 5820 | 1527740GZPCLNT100 | EA |  | CONTROLLER,INTFC;REMOTE,OPERA,074-504893 | CONTROLLER,INTFC;REMOTE,OPERA,074-504893 | CONTROLLER,INTFC;ADDITIONAL FEATURES:REMOTE,OPERA,074-504893 |  |  |  |  | 1071114 @@ CESCO AUSTRALIA LIMITED | 074-504893
STP_009 - Lot7 | Data Enrichment | VNE |  | 2023-11-02 |  |  | 1102899 | 1102899 | 1475720 | AU_QM_000234386 |  | ERSA | M | 5955 | 1475720GZPCLNT100 | EA |  | DURABLUE;EXPANSION PCA;ALTABLUE 30 MELTE | DURABLUE;EXPANSION PCA;ALTABLUE 30 MELTE |  |  | MAINTENANCE KIT, SCHEDULED SERVICE: DURABLUE;EXPANSION PCA;ALTABLUE 30 MELTE |  |  | 1070061 @@ NORDSON AUSTRALIA PTY LTD | 1031201
STP_009 - Lot7 | Data Enrichment | VNE |  | 2023-11-02 |  |  | 1102900 | 1102900 | 1475719 | AU_QM_000234384 |  | ERSA | M | 5955 | 1475719GZPCLNT100 | EA |  | DURABLUE;MAIN, PCA;ALTABLUE 30 MELTER;CI | DURABLUE;MAIN, PCA;ALTABLUE 30 MELTER;CI |  |  | MAINTENANCE KIT, SCHEDULED SERVICE: DURABLUE;MAIN, PCA;ALTABLUE 30 MELTER;CI |  |  | 1070061 @@ NORDSON AUSTRALIA PTY LTD | 1122064
STP_009 - Lot7 | Data Enrichment | SYC |  | 2023-11-02 |  |  | 1102922 | 1102922 |  |  |  | ERSA | M | 3000 | 1514523GZPCLNT100 | EA |  | DIAPHRAGM;WILDEN PUMP,WS-08-1010-51 | DIAPHRAGM;WILDEN PUMP,WS-08-1010-51 | [5 empty] | 1071148 @@ PROFESSIONAL PUMP SERVICES & | 1514523
STP_009 - Lot7 | Data Enrichment | PVJ |  | 2023-11-02 |  |  | 1102930 | 1102930 |  |  |  | ERSA | M | 4500 | 1524591GZPCLNT100 | EA |  | DISPLAY;4 DIGIT,PM6-IE,PM6-IE-240-4E | DISPLAY;4 DIGIT,PM6-IE,PM6-IE-240-4E | [5 empty] | 1070607 @@ AMALGAMATED INSTRUMENT GROUP P/L | 1524591
STP_009 - Lot7 | Data Enrichment | KIB |  | 2023-11-02 |  |  | 1103040 | 1103040 | 1476087 | AU_QM_000270005 |  | ERSA | M | 5910 | 1476087GZPCLNT100 | EA |  | BEND SWEEP 90DEG L/SWP 32MM ORANGE | BEND SWEEP 90DEG L/SWP 32MM ORANGE |  |  | BEND BEND SWEEP 90DEG L/SWP 32MM ORANGE |  |  | 1068181 @@ CNW (MOUNT ISA) ELECT WHOLESALER | 247L32EO | 1072012 @@ CNW (TOWNSVILLE) ELECT SUPPLIES | 247L32EO
STP_009 - Lot7 | Data Enrichment | CIR |  | 2023-11-02 |  |  | 1103081 | 1103081 | 1475319 | AU_QM_000195401 |  | ERSA | M | 1500 | 1475319GZPCLNT100 | EA |  | DUO RADIAL PLASMA VIEW;PERISCOPE WINDOW; | DUO RADIAL PLASMA VIEW;PERISCOPE WINDOW; |  |  | WINDOW,OBSERVATION: DUO RADIAL PLASMA VIEW;PERISCOPE WINDOW; |  |  | 1068312 @@ THERMO FISHER SCIENTIFIC AUSTRAL | 8423-120-51591
STP_009 - Lot7 | Data Enrichment | PVJ |  | 2023-11-02 |  |  | 1103086 | 1103086 | 1475212 | AU_QM_000190498 |  | ERSA | M | 1825 | 1475212GZPCLNT100 | EA |  | CARTRIDGE;155-60M SA;FACE:SSC/CB;ELASTOM | CARTRIDGE;155-60M SA;FACE:SSC/CB;ELASTOM |  |  | SEAL ASSEMBLY,SHAFT,MECHANICAL: CARTRIDGE;155-60M SA;FACE:SSC/CB;ELASTOM |  |  | 1069918 @@ NTH QLD PUMP & SEALING SOLUTIONS | 665722
STP_009 - Lot7 | Data Enrichment | KIB |  | 2023-11-02 |  |  | 1103098 | 1103098 | 1474807 | AU_QM_000176348 |  | ERSA | M | 1600 | 1474807GZPCLNT100 | EA |  | 24VDC OUTUT VOLTAGE;2.2A OUTPUT CURRENT; | 24VDC OUTUT VOLTAGE;2.2A OUTPUT CURRENT; |  |  | POWER SUPPLY: 24VDC OUTUT VOLTAGE;2.2A OUTPUT CURRENT; |  |  | 1068206 @@ RS COMPONENTS PTY LTD | 136-8310
STP_009 - Lot7 | Data Enrichment | KIB |  | 2023-11-02 |  |  | 1103112 | 1103112 | 1476142 | AU_QM_000468082 |  | ERSA | M | 4090 | 1476142GZPCLNT100 | EA |  | 16MM,ZINC PLATED,1/4"DIA FIX HOLE,HALF | 16MM,ZINC PLATED,1/4"DIA FIX HOLE,HALF |  |  | STRAP,RETAINING:16MM,ZINC PLATED,1/4"DIA FIX HOLE,HALF |  |  | 1068181 @@ CNW (MOUNT ISA) ELECT WHOLESALER | 180A16 | 1070031 @@ LAWRENCE & HANSON PTY. LTD. | CLI180A16 | 1072012 @@ CNW (TOWNSVILLE) ELECT SUPPLIES | CLI180A16
STP_009 - Lot7 | Data Enrichment | KIB |  | 2023-11-02 |  |  | 1103119 | 1103119 | 1476278 | AU_QM_000982200 |  | ERSA | M | 1600 | 1476278GZPCLNT100 | EA |  | 20MM THD,PVC | 20MM THD,PVC |  |  | NIPPLE,ELEC CONDUIT:20MM THD,PVC |  |  | 1070031 @@ LAWRENCE & HANSON PTY. LTD. | CLI243/20 | 1072012 @@ CNW (TOWNSVILLE) ELECT SUPPLIES | 1476278
STP_009 - Lot7 | Data Enrichment | KIB |  | 2023-11-02 |  |  | 1103120 | 1103120 | 1476279 | AU_QM_000982206 |  | ERSA | M | 1600 | 1476279GZPCLNT100 | EA |  | 32MM;SCREWED;BLACK NYLON;HEX; | 32MM;SCREWED;BLACK NYLON;HEX; |  |  | LOCKNUT,ELEC CONDUIT: 32MM;SCREWED;BLACK NYLON;HEX; |  |  | 1068181 @@ CNW (MOUNT ISA) ELECT WHOLESALER | 259/32BK | 1070031 @@ LAWRENCE & HANSON PTY. LTD. | CLI259/32 | 1072012 @@ CNW (TOWNSVILLE) ELECT SUPPLIES | CLI259/32
STP_009 - Lot7 | Data Enrichment | SFQ |  | 2023-11-02 |  |  | 1103129 | 1103129 | 1476367 | AU_QM_001013382 |  | ERSA | M | 5910 | 1476367GZPCLNT100 | EA |  | 50MM CELL FEED RISER ELBOW;FABRICATED | 50MM CELL FEED RISER ELBOW;FABRICATED |  |  | ELBOW,PIPE: 50MM CELL FEED RISER ELBOW;FABRICATED |  |  | 1068711 @@ J P PIPING SYSTEMS PTY LTD | 1476367
STP_009 - Lot7 | Data Enrichment | SFQ |  | 2023-11-02 |  |  | 1103405 | 1103405 |  |  |  | ERSA | M | 4090 | 1570834GZPCLNT100 | EA |  | ELBOW;MTL,340-82 ADAPTER,340-82 | CODO; | ELBOW;MATERIAL:METAL,ADDITIONAL FEATURES EN:340-82 ADAPTER,340-82 | CODO; |  |  |  | 1068602 @@ MCGHIE ENTERPRISES QLD PTY LTD | 1570834
STP_009 - Lot7 | Data Enrichment | SFQ |  | 2023-11-02 |  |  | 1103478 | 1103478 |  |  |  | ERSA | M | 1600 | 1570744GZPCLNT100 | EA | 3000422 | ELBOW,CONDT;CNW,CONX200HD1200R45,45DEG,H | CODO CONDUCT;CNW,CONX200HD1200R45 | ELBOW,CONDUIT;MNFR:CNW,PTNO:CONX200HD1200R45,ADDITIONAL FEATURES EN:45DEG,HD,200MM | CODO CONDUCTO;MNFR:CNW,PTNO:CONX200HD1200R45 |  | CNW | CONX200HD1200R45 | 1068181 @@ CNW (MOUNT ISA) ELECT WHOLESALER | CONX200HD1200R45
STP_009 - Lot7 | Data Enrichment | SFQ |  | 2023-11-02 |  |  | 1103479 | 1103479 |  |  |  | ERSA | M | 1600 | 1570743GZPCLNT100 | EA | 3000422 | ELBOW,CONDT;CNW,CONX150HD600R45,45DEG,HD | CODO CONDUCT;CNW,CONX150HD600R45 | ELBOW,CONDUIT;MNFR:CNW,PTNO:CONX150HD600R45,ADDITIONAL FEATURES EN:45DEG,HD,150MM | CODO CONDUCTO;MNFR:CNW,PTNO:CONX150HD600R45 |  | CNW | CONX150HD600R45 | 1068181 @@ CNW (MOUNT ISA) ELECT WHOLESALER | CONX150HD600R45
STP_009 - Lot7 | Data Enrichment | SFQ |  | 2023-11-02 |  |  | 1103480 | 1103480 |  |  |  | ERSA | M | 1600 | 1570742GZPCLNT100 | EA | 3000422 | ELBOW,CONDT;CNW,CLIC247PH100WE,45DEG,100 | CODO CONDUCT;CNW,CLIC247PH100WE | ELBOW,CONDUIT;MNFR:CNW,PTNO:CLIC247PH100WE,ADDITIONAL FEATURES EN:45DEG,100MM | CODO CONDUCTO;MNFR:CNW,PTNO:CLIC247PH100WE |  | CNW | CLIC247PH100WE | 1068181 @@ CNW (MOUNT ISA) ELECT WHOLESALER | CLIC247PH100WE
STP_009 - Lot7 | Data Enrichment | CIR |  | 2023-11-02 |  |  | 1103574 | 1103574 |  |  |  | ERSA | M | 4010 | 1570638GZPCLNT100 | EA |  | CHARGER,BATT;240V | CARGADOR BATER; | CHARGER,BATTERY;CURRENT RATING:240V,ADDITIONAL FEATURES EN:DUAL PORT,RAPID KIT,5.0AH,MAKITA | CARGADOR BATERIA; |  |  |  | 1068254 @@ MOUNT ISA MINING SUPPLIES P/L | 198928-5
STP_009 - Lot7 | Data Enrichment | SCV |  | 2023-11-02 |  |  | 1103649 | 1103649 |  |  |  | ERSA | M | 4020 | 1570554GZPCLNT100 | EA |  | DISPENSER;HAND CLEANER,4L | DISPENSADOR; | DISPENSER;TYPE:HAND CLEANER,OVERALL SIZE:4L,ADDITIONAL FEATURES EN:CLEANSE,LGT,DEB/STO,LGT4LDR,4L | DISPENSADOR; |  |  |  | 1068652 @@ J BLACKWOOD & SONS | 9967549 | 1068093 @@ BLACKWOODS & SONS | 9967549
STP_009 - Lot7 | Data Enrichment | PVJ |  | 2023-11-02 |  |  | 1103887 | 1103887 |  |  |  | ERSA | M | 1510 | 1507148GZPCLNT100 | EA |  | CHANNEL;BLU,134616,134616 | CHANNEL;BLU,134616,134616 | CHANNEL;ADDITIONAL FEATURES:BLU,134616,134616 |  |  |  |  | 1069512 @@ BLUESCOPE DISTRIBUTION | 134616
STP_009 - Lot7 | Data Enrichment | CIR |  | 2023-11-02 |  |  | 1103947 | 1103947 |  |  |  | ERSA | M | 4005 | 1508427GZPCLNT100 | EA |  | CHARGER,BATTERY;18V,SINGLE PORT RAPID CH | CHARGER,BATTERY;18V,SINGLE PORT RAPID CH | CHARGER,BATTERY;ADDITIONAL FEATURES:18V,SINGLE PORT RAPID CH |  |  |  |  | 1068254 @@ MOUNT ISA MINING SUPPLIES P/L | 195589-2
STP_009 - Lot7 | Data Enrichment | CIR |  | 2023-11-02 |  |  | 1103948 | 1103948 |  |  |  | ERSA | M | 4005 | 1508428GZPCLNT100 | EA |  | CHARGER,BATTERY;18V,SAME TIME DUAL PORT | CHARGER,BATTERY;18V,SAME TIME DUAL PORT | CHARGER,BATTERY;ADDITIONAL FEATURES:18V,SAME TIME DUAL PORT |  |  |  |  | 1068254 @@ MOUNT ISA MINING SUPPLIES P/L | 196936-0
STP_009 - Lot7 | Data Enrichment | CIR |  | 2023-11-02 |  |  | 1103949 | 1103949 |  |  |  | ERSA | M | 4005 | 1508429GZPCLNT100 | EA |  | CHARGER,BATTERY;18V,SINGLE PORT AUTOMOTI | CHARGER,BATTERY;18V,SINGLE PORT AUTOMOTI | CHARGER,BATTERY;ADDITIONAL FEATURES:18V,SINGLE PORT AUTOMOTI |  |  |  |  | 1068254 @@ MOUNT ISA MINING SUPPLIES P/L | 194618-8
STP_009 - Lot7 | Data Enrichment | VNE |  | 2023-11-02 |  |  | 1104280 | 1104280 | 1476472 | AU_QM_001134311 |  | ERSA | M | 5910 | 1476472GZPCLNT100 | EA |  | DISCHARGE FITTING KIT; | DISCHARGE FITTING KIT; |  |  | FITTING KIT,TUBE-PIPE:DISCHARGE FITTING KIT; |  |  | 1069817 @@ AMEREX FIRE AUSTRALIA PTY LTD | S-10199
STP_009 - Lot7 | Data Enrichment | SFQ |  | 2023-11-02 |  |  | 1104387 | 1104387 |  |  |  | ERSA | M | 2200 | 1508771GZPCLNT100 | EA |  | ELBOW;MRC,1000001040 | ELBOW;MRC,1000001040 | ELBOW;ADDITIONAL FEATURES:MRC,1000001040 |  |  |  |  | 1068325 @@ MRC GLOBAL AUSTRALIA PTY LTD | 1000001040
STP_009 - Lot7 | Data Enrichment | PVJ |  | 2023-11-02 |  |  | 1104498 | 1104498 |  |  |  | ERSA | M | 4015 | 1538958GZPCLNT100 | EA |  | CHANNEL;SPRAY,SUPPLY W/BOLTS,QC36SC | CHANNEL;SPRAY,SUPPLY W/BOLTS,QC36SC | CHANNEL;ADDITIONAL FEATURES:SPRAY,SUPPLY W/BOLTS,QC36SC |  |  |  |  | 1069696 @@ CUMMING AIRCONDITIONING | QC36SC | 1075942 @@ WARDYS VENTURES PTY LTD | QC36SC
STP_009 - Lot7 | Data Enrichment | CIR |  | 2023-11-02 |  |  | 1104547 | 1104547 |  |  |  | ERSA | M | 1600 | 1508138GZPCLNT100 | EA |  | BOARD,IP/OP;NHP,1734IE4S | BOARD,IP/OP;NHP,1734IE4S | BOARD,IP/OP;ADDITIONAL FEATURES:NHP,1734IE4S |  |  |  |  | 1068083 @@ NHP ELECTRICAL ENGINEERING PROD | 1734IE4S
STP_009 - Lot7 | Data Enrichment | CIR |  | 2023-11-02 |  |  | 1104549 | 1104549 |  |  |  | ERSA | M | 1600 | 1508135GZPCLNT100 | EA |  | BOARD,IP/OP;NHP,1734IE2V | BOARD,IP/OP;NHP,1734IE2V | BOARD,IP/OP;ADDITIONAL FEATURES:NHP,1734IE2V |  |  |  |  | 1068083 @@ NHP ELECTRICAL ENGINEERING PROD | 1734IE2V
STP_009 - Lot7 | Data Enrichment | SFQ |  | 2023-11-02 |  |  | 1104685 | 1104685 |  |  |  | ERSA | M | 4090 | 1505960GZPCLNT100 | EA |  | ELBOW;POLY,PEFM6350 | ELBOW;POLY,PEFM6350 | [5 empty] | 1071990 @@ ADVANCED IRRIGATION SERVICES | PEFM6350
STP_009 - Lot7 | Data Enrichment | SFQ |  | 2023-11-02 |  |  | 1104690 | 1104690 |  |  |  | ERSA | M | 4090 | 1505954GZPCLNT100 | EA |  | ELBOW;POLY,PEM63 | ELBOW;POLY,PEM63 | [5 empty] | 1071990 @@ ADVANCED IRRIGATION SERVICES | PEM63
STP_009 - Lot7 | Data Enrichment | KIB |  | 2023-11-02 |  |  | 1104696 | 1104696 |  |  |  | ERSA | M | 1600 | 1495380GZPCLNT100 | EA |  | BEND,CONDUIT;BEND LONG SWE,CLI247PH100EO | BEND,CONDUIT;BEND LONG SWE,CLI247PH100EO | [5 empty] | 1071835 @@ REXEL AUSTRALIA | CLI247PH100EO
STP_009 - Lot7 | Data Enrichment | KIB |  | 2023-11-02 |  |  | 1104697 | 1104697 |  |  |  | ERSA | M | 1600 | 1495378GZPCLNT100 | EA |  | BEND,CONDUIT;90DEG L,RGSWEE,CLI247P100EO | BEND,CONDUIT;90DEG L,RGSWEE,CLI247P100EO | [5 empty] | 1071835 @@ REXEL AUSTRALIA | CLI247P100EO
STP_009 - Lot7 | Data Enrichment | KIB |  | 2023-11-02 |  |  | 1104699 | 1104699 |  |  |  | ERSA | M | 1600 | 1495374GZPCLNT100 | EA |  | BEND,CABLE TRAY;FIRE RATE,EZYFR60B3004H# | BEND,CABLE TRAY;FIRE RATE,EZYFR60B3004H# | [5 empty] | 1071835 @@ REXEL AUSTRALIA | EZYFR60B3004H#
STP_009 - Lot7 | Data Enrichment | KIB |  | 2023-11-02 |  |  | 1104700 | 1104700 |  |  |  | ERSA | M | 1600 | 1495373GZPCLNT100 | EA |  | BEND,CABLE TRAY;FIRE RAT,EZYFR60IR3004H# | BEND,CABLE TRAY;FIRE RAT,EZYFR60IR3004H# | [5 empty] | 1071835 @@ REXEL AUSTRALIA | EZYFR60IR3004H#
STP_009 - Lot7 | Data Enrichment | KIB |  | 2023-11-02 |  |  | 1104703 | 1104703 |  |  |  | ERSA | M | 1600 | 1495370GZPCLNT100 | EA |  | BEND,CABLE TRAY;FIRE RAT,EZYFR60ER3004H# | BEND,CABLE TRAY;FIRE RAT,EZYFR60ER3004H# | [5 empty] | 1071835 @@ REXEL AUSTRALIA | EZYFR60ER3004H#
STP_009 - Lot7 | Data Enrichment | SCV |  | 2023-11-02 |  |  | 1104865 | 1104865 |  |  |  | ERSA | M | 4020 | 1539395GZPCLNT100 | EA |  | DISPENSER;HAND TOWEL,ROLL,18894961 | DISPENSER;HAND TOWEL,ROLL,18894961 | DISPENSER;ADDITIONAL FEATURES:HAND TOWEL,ROLL,18894961 |  |  |  |  | 1068167 @@ WINC AUSTRALIA PTY LTD | 18894961
STP_009 - Lot7 | Data Enrichment | KIB |  | 2023-11-02 |  |  | 1104923 | 1104923 |  |  |  | ERSA | M | 2210 | 1530634GZPCLNT100 | EA |  | BEND,PIPE;SWEEP,63MM,45',PN16,PE,5063645 | BEND,PIPE;SWEEP,63MM,45',PN16,PE,5063645 | BEND,PIPE;ADDITIONAL FEATURES:SWEEP,63MM,45',PN16,PE,5063645 |  |  |  |  | 1068205 @@ BUTLER AGENCIES PTY LTD | 5063645
STP_009 - Lot7 | Data Enrichment | KIB |  | 2023-11-02 |  |  | 1104924 | 1104924 |  |  |  | ERSA | M | 2210 | 1530635GZPCLNT100 | EA |  | BEND,PIPE;SWEEP,50MM,90',PN16,PE,5050690 | BEND,PIPE;SWEEP,50MM,90',PN16,PE,5050690 | BEND,PIPE;ADDITIONAL FEATURES:SWEEP,50MM,90',PN16,PE,5050690 |  |  |  |  | 1068205 @@ BUTLER AGENCIES PTY LTD | 5050690
STP_009 - Lot7 | Data Enrichment | KIB |  | 2023-11-02 |  |  | 1104925 | 1104925 |  |  |  | ERSA | M | 2210 | 1530636GZPCLNT100 | EA |  | BEND,PIPE;SWEEP,63MM,90',PN16,PE,5063690 | BEND,PIPE;SWEEP,63MM,90',PN16,PE,5063690 | BEND,PIPE;ADDITIONAL FEATURES:SWEEP,63MM,90',PN16,PE,5063690 |  |  |  |  | 1068205 @@ BUTLER AGENCIES PTY LTD | 5063690
STP_009 - Lot7 | Data Enrichment | KIB |  | 2023-11-02 |  |  | 1104927 | 1104927 |  |  |  | ERSA | M | 2210 | 1530638GZPCLNT100 | EA |  | BEND,PIPE;SWEEP,50MM,45',PN16,PE,5050645 | BEND,PIPE;SWEEP,50MM,45',PN16,PE,5050645 | BEND,PIPE;ADDITIONAL FEATURES:SWEEP,50MM,45',PN16,PE,5050645 |  |  |  |  | 1068205 @@ BUTLER AGENCIES PTY LTD | 5050645
STP_009 - Lot7 | Data Enrichment | VNE |  | 2023-11-02 |  |  | 1105400 | 1105400 |  |  |  | ERSA | M | 1600 | 1526977GZPCLNT100 | EA |  | CONTROLLER;MCSU-4N LV 48V,US,151-1258-XX | CONTROLLER;MCSU-4N LV 48V,US,151-1258-XX | CONTROLLER;ADDITIONAL FEATURES:MCSU-4N LV 48V,US,151-1258-XX |  |  |  |  | 1068181 @@ CNW (MOUNT ISA) ELECT WHOLESALER | 151-1258-XX
STP_009 - Lot7 | Data Enrichment | PVJ |  | 2023-11-02 |  |  | 1105476 | 1105476 |  |  |  | ERSA | M | 5905 | 1508417GZPCLNT100 | EA |  | CARTRIDGE,FILTER;FILTER CARTRIDGE,PH900M | CARTRIDGE,FILTER;FILTER CARTRIDGE,PH900M | CARTRIDGE,FILTER;ADDITIONAL FEATURES:FILTER CARTRIDGE,PH900M |  |  |  |  | 1068794 @@ FILQUIP PTY LTD | KFEW30PHVE
STP_009 - Lot7 | Data Enrichment | KIB |  | 2023-11-02 |  |  | 1107270 | 1107270 | 1443809 | AU_QM_001002157 |  | ERSA | M | 3000 | 1443809GZPCLNT100 | EA |  | AOD PUMP OUTLET;ALUMINIUM; | AOD PUMP OUTLET;ALUMINIUM; | MANIFOLD,PIPE; AOD PUMP OUTLET;ALUMINUM; GRACO AIR OPERATED DIAPHRAGM PUMP |  | MANIFOLD,PIPE;AOD PUMP OUTLET;ALUMINIUM; |  |  | 1068621 @@ COOPER FLUID SYSTEMS | 15A613
STP_009 - Lot7 | Data Enrichment | KIB |  | 2023-11-02 |  |  | 1107271 | 1107271 | 1443808 | AU_QM_001002151 |  | ERSA | M | 3000 | 1443808GZPCLNT100 | EA |  | AOD PUMP INLET;ALUMINIUM; | AOD PUMP INLET;ALUMINIUM; | MANIFOLD,PIPE; AOD PUMP INLET;ALUMINUM; GRACO AIR OPERATED DIAPHRAGM PUMP |  | MANIFOLD,PIPE;AOD PUMP INLET;ALUMINIUM; |  |  | 1068621 @@ COOPER FLUID SYSTEMS | 189-302
STP_009 - Lot7 | Data Enrichment | SYC |  | 2023-11-02 |  |  | 1107272 | 1107272 |  |  |  | ERSA | M | 3000 | 1443805GZPCLNT100 | EA |  | AOD PUMP;SANTOPRENE; | AOD PUMP;SANTOPRENE; | DIAPHRAGM,PUMP: AOD PUMP;SANTOPRENE; GRACO AIR OPERATED DIAPHRAGM |  |  |  |  | 1068621 @@ COOPER FLUID SYSTEMS | 189-426
STP_009 - Lot7 | Data Enrichment | SYC |  | 2023-11-02 |  |  | 1107273 | 1107273 | 1443804 | AU_QM_001002146 |  | ERSA | M | 3000 | 1443804GZPCLNT100 | EA |  | AOD PUMP;SANTOPRENE; | AOD PUMP;SANTOPRENE; | DIAPHRAGM,PUMP: AOD PUMP;SANTOPRENE; GRACO AIR OPERATED DIAPHRAGM |  | DIAPHRAGM,PUMP: AOD PUMP;SANTOPRENE; |  |  | 1068621 @@ COOPER FLUID SYSTEMS | 189-296
STP_009 - Lot7 | Data Enrichment | CIR |  | 2023-11-02 |  |  | 1107457 | 1107457 | 1428742 | AU_QM_000533323 |  | ERSA | M | 1540 | 1428742GZPCLNT100 | EA |  | ADJUSTER PLATE | ADJUSTER PLATE | WEDGE,METAL: ADJUSTER PLATE |  | WEDGE,METAL:ADJUSTER PLATE |  |  | 1069358 @@ HAULMARK TRAILERS (AUSTRALIA) | 3123-1
STP_009 - Lot7 | Data Enrichment | SYC |  | 2023-11-02 |  |  | 1107919 | 1107919 | 1469975 | AU_QM_009027035 |  | ERSA | M | 3000 | 1469975GZPCLNT100 | EA |  | DOSING (B1508) | DOSING (B1508) | DIAPHRAGM,PUMP: DOSING (B1508) FOR PROMINENT PUMP |  | DIAPHRAGM,PUMP: DOSING (B1508) |  |  | 1071823 @@ PROMINENT FLUID CONTROLS P/L | 811458.9
STP_009 - Lot7 | Data Enrichment | KIB |  | 2023-11-02 |  |  | 1108005 | 1108005 | 1468156 | AU_QM_007608039 |  | ERSA | M | 1600 | 1468156GZPCLNT100 | EA |  | CONTACT | CONTACT | SEGMENT: CONTACT FOR MANCHA AX LOCO |  | SEGMENT:CONTACT |  |  | 1068652 @@ J BLACKWOOD & SONS | 3967205 | 1069586 @@ DIXON-MINSUP PTY LTD | 1468156
STP_009 - Lot7 | Data Enrichment | KIB |  | 2023-11-02 |  |  | 1108018 | 1108018 | 1467592 | AU_QM_007127702 |  | ERSA | M | 5620 | 1467592GZPCLNT100 | EA |  | ABB WINDER ROPE SLEEP WHEEL; | ABB WINDER ROPE SLEEP WHEEL; | WHEEL: ABB WINDER ROPE SLEEP WHEEL; ABB 2.420M FRICTION WINDER; ENTERPRISE MINE M62 WINDER |  | WHEEL: ABB WINDER ROPE SLEEP WHEEL; |  |  | 1068212 @@ ABB AUSTRALIA PTY LTD | 1467592
STP_009 - Lot7 | Data Enrichment | SFQ |  | 2023-11-02 |  |  | 1108099 | 1108099 | 1357440 | AU_QM_000150980 |  | ERSA | M | 5910 | 1357440GZPCLNT100 | EA |  | BEND,PIPE;90 DEG,NOM 1 1/2 IN | BEND,PIPE;90 DEG,NOM 1 1/2 IN | ELBOW,PIPE: 1Â½IN 90 DEGREE BEND PIPE X PIPE; |  | ELBOW,PIPE: 1½IN 90 DEGREE BEND PIPE X PIPE; |  |  | 1068254 @@ MOUNT ISA MINING SUPPLIES P/L | FP5680014ZZXH50
STP_009 - Lot7 | Data Enrichment | SFQ |  | 2023-11-02 |  |  | 1108100 | 1108100 | 1357437 | AU_QM_000150977 |  | ERSA | M | 5910 | 1357437GZPCLNT100 | EA |  | BEND,PIPE;90 DEG,NOM 3/4 IN | BEND,PIPE;90 DEG,NOM 3/4 IN | ELBOW,PIPE: Â¾IN 90 DEGREE BEND PIPE X PIPE; |  | ELBOW,PIPE: ¾IN 90 DEGREE BEND PIPE X PIPE; |  |  | 1068254 @@ MOUNT ISA MINING SUPPLIES P/L | FP5680006ZZXH50
STP_009 - Lot7 | Data Enrichment | CIR |  | 2023-11-02 |  |  | 1108111 | 1108111 | 1393560 | AU_QM_000237024 |  | ERSA | M | 5915 | 1393560GZPCLNT100 | EA |  | AN42A AXLE BRAKE FACING; | AN42A AXLE BRAKE FACING; | LINING,FRICTION: AN42A AXLE BRAKE FACING; JOHN DEERE AN42A RIGID AXLE |  | LINING,FRICTION:AN42A AXLE BRAKE FACING; |  |  | 1069852 @@ DRIVETRAIN AUSTRALIA | R26969
STP_009 - Lot7 | Data Enrichment | VNE |  | 2023-11-02 |  |  | 1108234 | 1108234 | 1446721 | AU_QM_001044684 |  | ERSA | M | 5915 | 1446721GZPCLNT100 | EA |  | CALIPER OVERHAUL KIT;REAR BRAKE ASSY; | CALIPER OVERHAUL KIT;REAR BRAKE ASSY; | PARTS KIT,CALIPER,DISC BRAKE: CALIPER OVERHAUL KIT;REAR BRAKE ASSY; |  | PARTS KIT,CALIPER,DISC BRAKE: CALIPER OVERHAUL KIT;REAR BRAKE ASSY; |  |  | 1070028 @@ HOPPERS STOPPERS | 1446721
STP_009 - Lot7 | Data Enrichment | KIB |  | 2023-11-02 |  |  | 1108820 | 1108820 | 1457222 | AU_QM_001296870 |  | ERSA | M | 5100 | 1457222GZPCLNT100 | EA |  | COOLANT LEVEL SENSOR; | COOLANT LEVEL SENSOR; | SENSOR,LEVEL; COOLANT LEVEL SENSOR; |  | SENSOR,LEVEL; COOLANT LEVEL SENSOR; |  |  | 1068143 @@ NORMET ASIA PACIFIC PTY LTD | 55153490
STP_009 - Lot7 | Data Enrichment | KIB |  | 2023-11-02 |  |  | 1108869 | 1108869 | 1448986 | AU_QM_001100114 |  | ERSA | M | 5100 | 1448986GZPCLNT100 | EA |  | ARTICULATION ANGLE SENSOR; | ARTICULATION ANGLE SENSOR; | SENSOR: ARTICULATION ANGLE SENSOR; MINEGEM TELE REMOTE LASER GUIDED SYSTEM |  | SENSOR:ARTICULATION ANGLE SENSOR; |  |  | 1068196 @@ HASTINGS DEERING(AUSTRALIA) LTD | 8DS-0276
STP_009 - Lot7 | Data Enrichment | KIB |  | 2023-11-02 |  |  | 1109137 | 1109137 | 1357992 | AU_QM_000151996 |  | ERSA | M | 4045 | 1357992GZPCLNT100 | EA |  | CAT R1300, 2517, MES/T WHEEL ASSY; | CAT R1300, 2517, MES/T WHEEL ASSY; | WHEEL ASSY: CAT R1300, 2517, MES/T WHEEL ASSY; |  | WHEEL ASSY: CAT R1300, 2517, MES/T WHEEL ASSY; |  |  | 1068168 @@ RIMEX WHEEL PTY LTD | 825-025-0671-01
STP_009 - Lot7 | Data Enrichment | KIB |  | 2023-11-02 |  |  | 1109164 | 1109164 | 1369088 | AU_QM_000173328 |  | ERSA | M | 5920 | 1369088GZPCLNT100 | EA |  | CAT RADIATOR LOWER MOUNT ASSY; | CAT RADIATOR LOWER MOUNT ASSY; | MOUNT,RESILIENT: CAT RADIATOR LOWER MOUNT ASSY; ELPHINSTONE R1300/R1700/R2900 LOADERS ELPHINSTONE AD40 SER.I/II DUMP TRUCKS |  | MOUNT,RESILIENT:CAT RADIATOR LOWER MOUNT ASSY; |  |  | 1068181 @@ CNW (MOUNT ISA) ELECT WHOLESALER | 1369088 | 1068196 @@ HASTINGS DEERING(AUSTRALIA) LTD | 2S1212 | 1068197 @@ HASTINGS DEERING (AUSTRALIA) LTD | 2S1212
STP_009 - Lot7 | Data Enrichment | KIB |  | 2023-11-02 |  |  | 1109173 | 1109173 | 1366840 | AU_QM_000169842 |  | ERSA | M | 4040 | 1366840GZPCLNT100 | EA |  | DEFIBRILLATOR ; LIFEPAK 1000 FULLY AUTOM | DEFIBRILLATOR ; LIFEPAK 1000 FULLY AUTOM | DEFIBBILLATOR: DEFIBRILLATOR ; LIFEPAK 1000 FULLY AUTOM ATICUNIT NO ECG DISPLAY |  | DEFIBBILLATOR:DEFIBRILLATOR ; LIFEPAK 1000 FULLY AUTOM |  |  | 1068512 @@ BUNZL BRANDS & OPERATIONS PTY LIMIT | NNLIFEPAK1000
STP_009 - Lot7 | Data Enrichment | KIB |  | 2023-11-02 |  |  | 1109197 | 1109197 | 1363969 | AU_QM_000164558 |  | ERSA | M | 4700 | 1363969GZPCLNT100 | EA |  | CLAY GUN TAPHOLE DRILL WHEEL ASSEMBLY; | CLAY GUN TAPHOLE DRILL WHEEL ASSEMBLY; | WHEEL ASSY,SUPPORT: CLAY GUN TAPHOLE DRILL WHEEL ASSEMBLY; DANIELI CORUS REF:2983021 ITEMS 2,6,7,8,10,11,12,13,15,19 AND 26; CU ISAS |  | WHEEL ASSY,SUPPORT: CLAY GUN TAPHOLE DRILL WHEEL ASSEMBLY; |  |  | 1068756 @@ QUINTA RADDISON LTD | 1363969
STP_009 - Lot7 | Data Enrichment | VNE |  | 2023-11-02 |  |  | 1109265 | 1109265 | 1447168 | AU_QM_001055359 |  | ERSA | M | 1640 | 1447168GZPCLNT100 | EA |  | AIR MOTOR PUMP;PRESIDENT | AIR MOTOR PUMP;PRESIDENT | REPAIR KIT: AIR MOTOR AND PUMP;PRESIDENT; |  | REPAIR KIT: AIR MOTOR & PUMP;PRESIDENT; |  |  | 1068342 @@ ISADRAULICS | 672238751
STP_009 - Lot7 | Data Enrichment | CIR |  | 2023-11-02 |  |  | 1109288 | 1109288 | 1445828 | AU_QM_001018175 |  | ERSA | M | 1600 | 1445828GZPCLNT100 | EA |  | CHARGE CAR CONDUCTOR BAR;TYPE 813; | CHARGE CAR CONDUCTOR BAR;TYPE 813; | BUS,CONDUCTOR: CHARGE CAR CONDUCTOR BAR;TYPE 813; 500A;HI-TEMP;PH; PB SMELTER CHARGE CAR RAIL LINE |  | BUS,CONDUCTOR:CHARGE CAR CONDUCTOR BAR;TYPE 813; |  |  | 1068181 @@ CNW (MOUNT ISA) ELECT WHOLESALER | 1445828
STP_009 - Lot7 | Data Enrichment | KIB |  | 2023-11-02 |  |  | 1109399 | 1109399 | 1442695 | AU_QM_000996879 |  | ERSA | M | 5920 | 1442695GZPCLNT100 | EA |  | CAT ENGINE/TRANSMISSION MOUNT ASSY; | CAT ENGINE/TRANSMISSION MOUNT ASSY; | MOUNT,RESILIENT: CAT ENGINE/TRANSMISSION MOUNT ASSY; ELPHINSTONE R1700 AND R1700G LOADERS CATERPILLAR D250E ARTICULATED TRUCK |  | MOUNT,RESILIENT:CAT ENGINE/TRANSMISSION MOUNT ASSY; |  |  | 1068181 @@ CNW (MOUNT ISA) ELECT WHOLESALER | 1442695 | 1068196 @@ HASTINGS DEERING(AUSTRALIA) LTD | 9W9930
STP_009 - Lot7 | Data Enrichment | KIB |  | 2023-11-02 |  |  | 1109459 | 1109459 | 1437676 | AU_QM_000958975 |  | ERSA | M | 5810 | 1437676GZPCLNT100 | EA |  | CENTRE STRAP;SCHENCK BANANA SCREEN; | CENTRE STRAP;SCHENCK BANANA SCREEN; | STRAP,RETAINING: CENTRE STRAP;SCHENCK BANANA SCREEN; PAINTED MIM SPEC:2005-WHITE; PBZN CRUSHING CIRCUIT VIBRATING SCREEN |  | STRAP,RETAINING:CENTRE STRAP;SCHENCK BANANA SCREEN; |  |  | 1068544 @@ HEAVYMECH PTY LTD | 1437676
STP_009 - Lot7 | Data Enrichment | CIR |  | 2023-11-02 |  |  | 1109470 | 1109470 | 1437499 | AU_QM_000952369 |  | ERSA | M | 5935 | 1437499GZPCLNT100 | EA |  | DEMAG CROSS TRAVEL/CREEP BRAKE LINING. | DEMAG CROSS TRAVEL/CREEP BRAKE LINING. | LINING,FRICTION: DEMAG CROSS TRAVEL/CREEP BRAKE LINING. |  | LINING,FRICTION:DEMAG CROSS TRAVEL/CREEP BRAKE LINING. |  |  | 1069356 @@ MHE-DEMAG AUSTRALIA PTY LTD | 1437499
STP_009 - Lot7 | Data Enrichment | KIB |  | 2023-11-02 |  |  | 1109509 | 1109509 | 1436369 | AU_QM_000847376 |  | ERSA | M | 1540 | 1436369GZPCLNT100 | EA |  | EIMCO CELL DART VALVE GROMMET;250MM; | EIMCO CELL DART VALVE GROMMET;250MM; | GROMMET,NONMETAL: EIMCO CELL DART VALVE GROMMET;250MM; CU CONCENTRATOR EIMCO TANK CELLS |  | GROMMET,NONMETAL: EIMCO CELL DART VALVE GROMMET;250MM; |  |  | 1068162 @@ FLSMIDTH PTY LTD | 1407326-1
STP_009 - Lot7 | Data Enrichment | KIB |  | 2023-11-02 |  |  | 1109510 | 1109510 | 1436368 | AU_QM_000847368 |  | ERSA | M | 1540 | 1436368GZPCLNT100 | EA |  | EIMCO CELL DART VALVE GROMMET;450MM; | EIMCO CELL DART VALVE GROMMET;450MM; | GROMMET,NONMETAL: EIMCO CELL DART VALVE GROMMET;450MM; CU CONCENTRATOR EIMCO TANK CELLS |  | GROMMET,NONMETAL: EIMCO CELL DART VALVE GROMMET;450MM; |  |  | 1068162 @@ FLSMIDTH PTY LTD | 1407325-1
STP_009 - Lot7 | Data Enrichment | KIB |  | 2023-11-02 |  |  | 1109557 | 1109557 | 1430958 | AU_QM_000682606 |  | ERSA | M | 1540 | 1430958GZPCLNT100 | EA |  | CAT TURBOCHARGER NUT; | CAT TURBOCHARGER NUT; | LOCKNUT: CAT TURBOCHARGER NUT; 3/8INCH UNC X 13/32INCH H;STEEL; CAT 3508 DIESEL ENGINE GRP |  | LOCKNUT:CAT TURBOCHARGER NUT; |  |  | 1068181 @@ CNW (MOUNT ISA) ELECT WHOLESALER | 1430958 | 1068196 @@ HASTINGS DEERING(AUSTRALIA) LTD | 2N2766
STP_009 - Lot7 | Data Enrichment | CIR |  | 2023-11-02 |  |  | 1109579 | 1109579 |  |  |  | ERSA | M | 5920 | 1429810GZPCLNT100 | EA |  | CAT 3412 FUEL TANK FILTER ELEMENT; | CAT 3412 FUEL TANK FILTER ELEMENT; | STRAINER ELEMENT,SEDIMENT: CAT 3412 FUEL TANK FILTER ELEMENT; |  |  |  |  | 1068196 @@ HASTINGS DEERING(AUSTRALIA) LTD | 4B5949
STP_009 - Lot7 | Data Enrichment | KIB |  | 2023-11-02 |  |  | 1109613 | 1109613 | 1428819 | AU_QM_000537449 |  | ERSA | M | 5910 | 1428819GZPCLNT100 | EA |  | CETOP7;PARALLEL CIRCUIT;3 STATION; 3000 | CETOP7;PARALLEL CIRCUIT;3 STATION; 3000 | MANIFOLD,HYDRAULIC: CETOP7;PARALLEL CIRCUIT;3 STATION; 3000 PSI MWP(NOM);C/W RELIEF VALVE; |  | MANIFOLD,HYDRAULIC: CETOP7;PARALLEL CIRCUIT;3 STATION;3000 |  |  | 1068100 @@ BERENDSEN FLUID POWER | HMC7P3MSR
STP_009 - Lot7 | Data Enrichment | VNE |  | 2023-11-02 |  |  | 1109842 | 1109842 | 1452432 | AU_QM_001188366 |  | ERSA | M | 2200 | 1452432GZPCLNT100 | EA |  | ASSEMBLY KIT; SECONDARY; | ASSEMBLY KIT; SECONDARY; | PARTS KIT,VALVE: ASSEMBLY KIT; SECONDARY; SEAK; GASKET;RETAINER; FASTENERS; SUIT - DN300 KNIFE GATE VALVE; BANK FEED; |  | PARTS KIT,VALVE:ASSEMBLY KIT; SECONDARY; |  |  | 1068471 @@ EMERSON AUTOMATION SOLUTIONS | 2013827 | 1068546 @@ KEYFLO PACIFIC PTY LTD | 11029120
STP_009 - Lot7 | Data Enrichment | VNE |  | 2023-11-02 |  |  | 1109843 | 1109843 | 1452428 | AU_QM_001188325 |  | ERSA | M | 2200 | 1452428GZPCLNT100 | EA |  | ACTUATOR REPAIR KIT; | ACTUATOR REPAIR KIT; | PARTS KIT,ACTUATOR: ACTUATOR REPAIR KIT; SUIT- DN300 KNIFEGATE VALVE; BANK FEED |  | PARTS KIT,ACTUATOR: ACTUATOR REPAIR KIT; |  |  | 1068471 @@ EMERSON AUTOMATION SOLUTIONS | 1452428 | 1068546 @@ KEYFLO PACIFIC PTY LTD | 2003285
STP_009 - Lot7 | Data Enrichment | VNE |  | 2023-11-02 |  |  | 1109844 | 1109844 | 1452425 | AU_QM_001188291 |  | ERSA | M | 2200 | 1452425GZPCLNT100 | EA |  | ASSEMBLY KIT; SECONDARY SEAL; | ASSEMBLY KIT; SECONDARY SEAL; | PARTS KIT,VALVE: ASSEMBLY KIT; SECONDARY SEAL; GASKET; RETAINER; FASTENERS; SUIT - DN150 KNIFEGATE VALVE; FLOAT PUMPS; |  | PARTS KIT,VALVE:ASSEMBLY KIT; SECONDARY SEAL; |  |  | 1068471 @@ EMERSON AUTOMATION SOLUTIONS | 1452425 | 1068546 @@ KEYFLO PACIFIC PTY LTD | 1452425
STP_009 - Lot7 | Data Enrichment | PVJ |  | 2023-11-02 |  |  | 1109893 | 1109893 | 1472010 | AU_QM_009407258 |  | ERSA | M | 4700 | 1472010GZPCLNT100 | EA |  | CONVERTER MOUTH STACK PLATE SUPPORT; | CONVERTER MOUTH STACK PLATE SUPPORT; | CHANNEL,STRUCTURAL: CONVERTER MOUTH STACK PLATE SUPPORT; 4876MM LG TO DRAWING REVISION "D" CU SMELTER CONVERTER |  | CHANNEL,STRUCTURAL: CONVERTER MOUTH STACK PLATE SUPPORT; |  |  | 1068544 @@ HEAVYMECH PTY LTD | 1472010
STP_009 - Lot7 | Data Enrichment | CIR |  | 2023-11-02 |  |  | 1109977 | 1109977 | 1468038 | AU_QM_007553040 |  | ERSA | M | 5915 | 1468038GZPCLNT100 | EA |  | BRAKE | BRAKE | LINING,FRICTION: BRAKE FOR DEMAG 16/8K4 (16-TON HOIST) |  | LINING,FRICTION:BRAKE |  |  | 1069356 @@ MHE-DEMAG AUSTRALIA PTY LTD | 616654.44
STP_009 - Lot7 | Data Enrichment | KIB |  | 2023-11-02 |  |  | 1110023 | 1110023 | 1467049 | AU_QM_007126769 |  | ERSA | M | 5910 | 1467049GZPCLNT100 | EA |  | CONTROL VALVE; | CONTROL VALVE; | MANIFOLD,AIRLINE: CONTROL VALVE; |  | MANIFOLD,AIRLINE: CONTROL VALVE; |  |  | 1068156 @@ BOSCH REXROTH PTY LTD | RRA3106
STP_009 - Lot7 | Data Enrichment | KIB |  | 2023-11-02 |  |  | 1110086 | 1110086 | 1370952 | AU_QM_000190426 |  | ERSA | M | 1500 | 1370952GZPCLNT100 | EA |  | DISCHARGE GRATE;COMPOSITE GRATE PLATE IN | DISCHARGE GRATE;COMPOSITE GRATE PLATE IN | GRATING,METAL: DISCHARGE GRATE;COMPOSITE GRATE PLATE IN NER;COMPLETE WITH STEEL LIFTER BAR;2020 MODEL;SAW MILL |  | GRATING,METAL:DISCHARGE GRATE;COMPOSITE GRATE PLATE IN |  |  | 1068642 @@ MULTOTEC PTY LTD | 238769
STP_009 - Lot7 | Data Enrichment | KIB |  | 2023-11-02 |  |  | 1110087 | 1110087 | 1370951 | AU_QM_000190425 |  | ERSA | M | 1500 | 1370951GZPCLNT100 | EA |  | DISCHARGE GRATE;COMPOSITE GRATE PLATE OU | DISCHARGE GRATE;COMPOSITE GRATE PLATE OU | GRATING,METAL: DISCHARGE GRATE;COMPOSITE GRATE PLATE OU TER;COMPLETE WITH STEEL LIFTER BAR;2020 MODEL;SAG MILL |  | GRATING,METAL:DISCHARGE GRATE;COMPOSITE GRATE PLATE OU |  |  | 1068642 @@ MULTOTEC PTY LTD | 238770
STP_009 - Lot7 | Data Enrichment | KIB |  | 2023-11-02 |  |  | 1110883 | 1110883 | 1425994 | AU_QM_000361586 |  | ERSA | M | 2500 | 1425994GZPCLNT100 | EA |  | CUT OFF;102 X 2.5 X 16MM;SPEC.FH38; | CUT OFF;102 X 2.5 X 16MM;SPEC.FH38; | WHEEL,ABRASIVE: CUT OFF;102 X 2.5 X 16MM;SPEC.FH38; GENERAL PURPOSE FERROUS METALS; |  | WHEEL,ABRASIVE: CUT OFF;102 X 2.5 X 16MM;SPEC.FH38; |  |  | 1068502 @@ ATOM SUPPLY | 92600041 | 1068652 @@ J BLACKWOOD & SONS | 226402 | 1068200 @@ J.BLACKWOOD & SON LIMITED | 226402 | 1068093 @@ BLACKWOODS & SONS | 226402 | 1068590 @@ ATOM SUPPLY MACKAY | 92600041
STP_009 - Lot7 | Data Enrichment | KIB |  | 2023-11-02 |  |  | 1111000 | 1111000 | 1450428 | AU_QM_001132885 |  | ERSA | M | 5800 | 1450428GZPCLNT100 | EA |  | CAVEX FEED FLANGE;TABLE-D;POLYURETHANE; | CAVEX FEED FLANGE;TABLE-D;POLYURETHANE; | FLANGE,PIPE: CAVEX FEED FLANGE;TABLE-D;POLYURETHANE; CAVEX 400CVX10 HYDROCYCLONE;WARMAN; CUCO AUXILARY CIRCUIT; PBZN SECONDARY GRIND.CYCLONES(BMO1/02) |  | FLANGE,PIPE:CAVEX FEED FLANGE;TABLE-D;POLYURETHANE; |  |  | 1068227 @@ WEIR MINERALS AUSTRALIA LTD | 15029CVXB3U38
STP_009 - Lot7 | Data Enrichment | KIB |  | 2023-11-02 |  |  | 1111044 | 1111044 | 1466723 | AU_QM_007126312 |  | ERSA | M | 1600 | 1466723GZPCLNT100 | EA |  | CRANE ISOLATION SECTION; | CRANE ISOLATION SECTION; | SECTION; CRANE ISOLATION SECTION; CONVERTER AISLE CRANE |  | SECTION;CRANE ISOLATION SECTION; |  |  | 1068181 @@ CNW (MOUNT ISA) ELECT WHOLESALER | 081394-2
STP_009 - Lot7 | Data Enrichment | KIB |  | 2023-11-02 |  |  | 1111686 | 1111686 | 1398053 | AU_QM_000242149 |  | ERSA | M | 4200 | 1398053GZPCLNT100 | EA |  | ALALYSER CELL MEMBRANE;CHLORINATION | ALALYSER CELL MEMBRANE;CHLORINATION | MEMBRANE: ALALYSER CELL MEMBRANE;CHLORINATION PLANT; CHLORINE DOSING INSTALLATION |  | MEMBRANE: ALALYSER CELL MEMBRANE;CHLORINATION |  |  | 1069400 @@ SIEMENS LTD. | U95641
STP_009 - Lot7 | Data Enrichment | CIR |  | 2023-11-02 |  |  | 1112086 | 1112086 | 1350897 | AU_QM_000134968 |  | ERSA | M | 1600 | 1350897GZPCLNT100 | EA |  | CHARGER;AUTEC LBC930D;;SUIT LBM02MH AUTI | CHARGER;AUTEC LBC930D;;SUIT LBM02MH AUTI | CHARGER,BATTERY: CHARGER;AUTEC LBC930D;;SUIT LBM02MH AUTI C NMH2;4V;;JDN MONO CRANE;;SOUTHERN CROS S WORKSHOP;GFM; |  | CHARGER,BATTERY:CHARGER;AUTEC LBC930D;;SUIT LBM02MH AUTI |  |  | 1068282 @@ BRETT TWYFORD ENTERPRISES | LK23200CH7352
STP_009 - Lot7 | Data Enrichment | CIR |  | 2023-11-02 |  |  | 1112634 | 1112634 | 1457068 | AU_QM_001293919 |  | ERSA | M | 4900 | 1457068GZPCLNT100 | EA |  | BOLT LATCH | BOLT LATCH | LATCH: BOLT LATCH FEED FRAME ASSY BOART DIAMOND DRILL |  | LATCH: BOLT LATCH |  |  | 1068617 @@ BOART LONGYEAR PTY LTD | 94889
STP_009 - Lot7 | Data Enrichment | CIR |  | 2023-11-02 |  |  | 1112981 | 1112981 |  |  |  | ERSA | M | 1600 | 1573551GZPCLNT100 | EA | 3000422 | CHARGER,BATT;CNW,BATSNLX12V40,INVICTA | CARGADOR BATER;CNW,BATSNLX12V40 | CHARGER,BATTERY;MNFR:CNW,PTNO:BATSNLX12V40,ADDITIONAL FEATURES EN:INVICTA, 12.8V 40A | CARGADOR BATERIA;MNFR:CNW,PTNO:BATSNLX12V40 |  | CNW | BATSNLX12V40 | 1068181 @@ CNW (MOUNT ISA) ELECT WHOLESALER | BATSNLX12V40
STP_009 - Lot7 | Data Enrichment | CIR |  | 2023-11-02 |  |  | 1112982 | 1112982 |  |  |  | ERSA | M | 1600 | 1573550GZPCLNT100 | EA | 3000422 | CHARGER;CNW,BATICS-1,ENECHARGER 6V/12V | CARGADOR;CNW,BATICS-1 | CHARGER;MNFR:CNW,PTNO:BATICS-1,ADDITIONAL FEATURES EN:ENECHARGER 6V/12V | CARGADOR;MNFR:CNW,PTNO:BATICS-1 |  | CNW | BATICS-1 | 1068181 @@ CNW (MOUNT ISA) ELECT WHOLESALER | BATICS-1
STP_009 - Lot7 | Data Enrichment | VNE |  | 2023-11-02 |  |  | 1113369 | 1113369 |  |  |  | ERSA | M | 1600 | 1572856GZPCLNT100 | EA |  | CONTROLLER;UNIVSL,230V-12V,R4-6N0C0 | CONTROLADOR; | CONTROLLER;TYPE:UNIVERSAL,ADDITIONAL FEATURES EN:230V-12V,R4-6N0C0,8A.NTC | CONTROLADOR; |  |  |  | 1068391 @@ BOSS | UNIV-R4-6N0C0
STP_009 - Lot7 | Data Enrichment | VNE |  | 2023-11-02 |  |  | 1113974 | 1113974 |  |  |  | ERSA | M | 5955 | 1571884GZPCLNT100 | EA |  | CONTROLLER,INTFC;UNT,9180618800 | CONTROLADOR INTERFAZ; | CONTROLLER,INTERFACE;ADDITIONAL FEATURES EN:UNIT,9180618800 | CONTROLADOR INTERFAZ; |  |  |  | 1068288 @@ UNITED EQUIPMENT | 9180618800
STP_009 - Lot7 | Data Enrichment | SFQ |  | 2023-11-02 |  |  | 1114003 | 1114003 |  |  |  | ERSA | M | 4075 | 1571849GZPCLNT100 | EA |  | ELBOW,PIPE;20MM,BRS,AUSPEX,P-P | CODO TUBE; | ELBOW,PIPE;END CONNECTION:20MM,MATERIAL:BRASS,ADDITIONAL FEATURES EN:AUSPEX,P-P | CODO TUBERIA; |  |  |  | 1068155 @@ REECE PTY LTD | 1534001
STP_009 - Lot7 | Data Enrichment | SFQ |  | 2023-11-02 |  |  | 1114009 | 1114009 |  |  |  | ERSA | M | 4075 | 1571843GZPCLNT100 | EA |  | ELBOW,PIPE;20MM,CU,>B< PRESS,WTR,90DEG | CODO TUBE; | ELBOW,PIPE;END CONNECTION:20MM,MATERIAL:COPPER,ADDITIONAL FEATURES EN:>B< PRESS,WATER,90DEG | CODO TUBERIA; |  |  |  | 1068155 @@ REECE PTY LTD | 404607
STP_009 - Lot7 | Data Enrichment | VNE |  | 2023-11-02 |  |  | 1114042 | 1114042 |  |  |  | ERSA | M | 5100 | 1571810GZPCLNT100 | EA |  | CONTROLLER,LVL;VEGAMET 861,WLMNT | CONTROLADOR NIVEL; | CONTROLLER,LEVEL;ADDITIONAL FEATURES EN:VEGAMET 861,WALL MOUNT | CONTROLADOR NIVEL; |  |  |  | 1068122 @@ MARCON AGENCIES PTY LTD | MET861.XXXSC
STP_009 - Lot7 | Data Enrichment | CIR |  | 2023-11-02 |  |  | 1114240 | 1114240 |  |  |  | ERSA | M | 5100 | 1571559GZPCLNT100 | EA |  | CHASSIS;3500,1/2S,INTL | CHASIS; | CHASSIS;ADDITIONAL FEATURES EN:3500,1/2S,INTL | CHASIS; |  |  |  | 1068304 @@ NVMS PTY LTD | 125388-01
STP_009 - Lot7 | Data Enrichment | VNE |  | 2023-11-02 |  |  | 1114452 | 1114452 |  |  |  | ERSA | M | 4090 | 1571341GZPCLNT100 | EA |  | CONTROLLER;IRRIGATION | CONTROLADOR; | CONTROLLER;TYPE:IRRIGATION,ADDITIONAL FEATURES EN:NODE 2,STATION,BATT OP,HUNGER | CONTROLADOR; |  |  |  | 1068205 @@ BUTLER AGENCIES PTY LTD | NODE-200
STP_009 - Lot7 | Data Enrichment | VNE |  | 2023-11-02 |  |  | 1114453 | 1114453 |  |  |  | ERSA | M | 4090 | 1571340GZPCLNT100 | EA |  | CONTROLLER;IRRIGATION | CONTROLADOR; | CONTROLLER;TYPE:IRRIGATION,ADDITIONAL FEATURES EN:NODE 1,STATION,BATT OP,HUNTER | CONTROLADOR; |  |  |  | 1068205 @@ BUTLER AGENCIES PTY LTD | NODE-100
STP_009 - Lot7 | Data Enrichment | PVJ |  | 2023-11-02 |  |  | 1114497 | 1114497 |  |  |  | ERSA | M | 1510 | 1571296GZPCLNT100 | EA |  | CHANNEL,STRUC;HRAP,G316,6M,50X75X6MM | CANAL ESTRUC; | CHANNEL,STRUCTURAL;TYPE:HRAP,MATERIAL:ASTM A276/A484 G316,LENGTH:6 M,ADDITIONAL FEATURES:50X75X6 MM | CANAL ESTRUCTURAL; |  |  |  | 1069512 @@ BLUESCOPE DISTRIBUTION | CH1609150075
STP_009 - Lot7 | Data Enrichment | SCV |  | 2023-11-02 |  |  | 1114500 | 1114500 |  |  |  | ERSA | M | 4090 | 1571293GZPCLNT100 | EA |  | DISPENSER;HND,38MM,PMP,5L BOTTLES | DISPENSADOR; | DISPENSER;TYPE:HAND,OVERALL SIZE:38MM,ADDITIONAL FEATURES EN:PUMP,5L BOTTLES | DISPENSADOR; |  |  |  | 1068652 @@ J BLACKWOOD & SONS | B-00024035
STP_009 - Lot7 | Data Enrichment | CIR |  | 2023-11-02 |  |  | 1115968 | 1115968 | 1426747 | AU_QM_000411082 |  | ERSA | M | 1600 | 1426747GZPCLNT100 | EA |  | BOARD,CIRCT;ANALOGUE OUTPUT CARD,ASSY | BOARD,CIRCT;ANALOGUE OUTPUT CARD,ASSY | BOARD,CIRCUIT;TYPE:ANALOGUE OUTPUT CARD,ADDITIONAL FEATURES EN:ASSY,MNFR:01)TOSHIBA,PTNO:01)A06295B10 |  | CIRCUIT CARD ASSEMBLY:ANALOGUE OUTPUT |  |  | 1068181 @@ CNW (MOUNT ISA) ELECT WHOLESALER | A0-6295.B10
STP_009 - Lot7 | Data Enrichment | VNE |  | 2023-11-02 |  |  | 1116741 | 1116741 | 1356579 | AU_QM_000148243 |  | ERSA | M | 5100 | 1356579GZPCLNT100 | EA |  | CONTROLLER;DPB1 PORTABLE PROGRAMMING BOX | CONTROLLER;DPB1 PORTABLE PROGRAMMING BOX | CONTROLLER;TYPE:DPB1 PORTABLE PROGRAMMING BOX,MNFR:01)CNW,PTNO:01)BAN71036 |  | CONTROLLER: DPB1 PORTABLE PROGRAMMING BOX FOR S18M S |  |  | 1068181 @@ CNW (MOUNT ISA) ELECT WHOLESALER | 71036
STP_009 - Lot7 | Data Enrichment | PVJ |  | 2023-11-02 |  |  | 1116814 | 1116814 | 1360158 | AU_QM_000157110 |  | ERSA | M | 1600 | 1360158GZPCLNT100 | EA |  | DISPLAY;OPTOELECTRONIC, LED,12-24 VDC | DISPLAY;OPTOELECTRONIC, LED,12-24 VDC | DISPLAY;OPTOELECTRONIC, LED,ELECTRICAL RATING:12-24 VDC,MNFR:01)CNW,PTNO:01)N208.533A101 |  | DISPLAY,OPTOELECTRONIC: LED DISPLAY; 12-24VDC; CRUSHER JAW GAP A |  |  | 1068181 @@ CNW (MOUNT ISA) ELECT WHOLESALER | ISI32.013AB01
STP_009 - Lot7 | Data Enrichment | CIR |  | 2023-11-02 |  |  | 1117035 | 1117035 | 1425358 | AU_QM_000348573 |  | ERSA | M | 1600 | 1425358GZPCLNT100 | EA |  | BOARD,CIRCT;MASTER STATION CARD,ASSY, T | BOARD,CIRCT;MASTER STATION CARD,ASSY, T | BOARD,CIRCUIT;TYPE:MASTER STATION CARD,ADDITIONAL FEATURES EN:ASSEMBLY, T,MNFR:01)TOSHIBA,PTNO:01)EX250/330 |  | CIRCUIT CARD ASSEMBLY:MASTER STATION TYPE MSE-5626 |  |  | 1068181 @@ CNW (MOUNT ISA) ELECT WHOLESALER | EX250/330
STP_009 - Lot7 | Data Enrichment | VNE |  | 2023-11-02 |  |  | 1118587 | 1118587 | 1350600 | AU_QM_000133990 |  | ERSA | M | 5100 | 1350600GZPCLNT100 | EA |  | CONTROLLER;PLC,2 MB, DUAL ENET | CONTROLLER;PLC,2 MB, DUAL ENET | CONTROLLER;TYPE:PLC,ADDITIONAL FEATURES EN:2 MB, DUAL ENET,MNFR:01)CNW,PTNO:01)NHPALB1769-L33ER |  | CONTROLLER,PLC: 2MB PLC CONTROLLER;DUAL ENET;;GFM NTH RO |  |  | 1068181 @@ CNW (MOUNT ISA) ELECT WHOLESALER | 1769L33ER
STP_009 - Lot7 | Data Enrichment | CIR |  | 2023-11-02 |  |  | 1120495 | 1120495 | 1471257 | AU_QM_009187043 |  | ERSA | M | 4500 | 1471257GZPCLNT100 | EA |  | BOARD,CIRCT;PULSE GENERATOR,GEC,7106020 | BOARD,CIRCT;PULSE GENERATOR,GEC,7106020 | BOARD,CIRCUIT;TYPE:PULSE GENERATOR,ADDITIONAL FEATURES EN:CARD ASSEMBLY, 3 PHASE,FOR POWER SUPPLY AND PULSE GEN(GEC 710602),MNFR:01) |  | CIRCUIT CARD ASSEMBLY:PULSE GENERATOR;3 PHASE; |  |  | 1071835 @@ REXEL AUSTRALIA | 7106020
STP_009 - Lot7 | Data Enrichment | CIR |  | 2023-11-02 |  |  | 1121249 | 1121249 | 1425354 | AU_QM_000348532 |  | ERSA | M | 1600 | 1425354GZPCLNT100 | EA |  | BOARD,CIRCT;EXPAND UNIT, I/O,TOSH | BOARD,CIRCT;EXPAND UNIT, I/O,TOSH | BOARD,CIRCUIT;TYPE:EXPAND UNIT, I/O,ADDITIONAL FEATURES EN:CARD ASSEMBLY, TYPE-EU6279, NO POWER SUPPLY,MNFR:01)TOSHIBA,PTNO:01) EX250/030 |  | CIRCUIT CARD ASSEMBLY:EXPAND UNIT (I/O TYPE-EU6279) |  |  | 1068181 @@ CNW (MOUNT ISA) ELECT WHOLESALER | EX250/030
STP_009 - Lot7 | Data Enrichment | VNE |  | 2023-11-02 |  |  | 1121885 | 1121885 | 1363564 | AU_QM_000163591 |  | ERSA | M | 5100 | 1363564GZPCLNT100 | EA |  | CONTROLLER;REMOTE SWITCHING,CNW | CONTROLLER;REMOTE SWITCHING,CNW | CONTROLLER;TYPE:REMOTE SWITCHING,ADDITIONAL FEATURES EN:MAINTENANCE LCU,MNFR:01)CNW,PTNO:01)CA20B-AU006693-E-AUS0001 |  | CONTROL,REMOTE SWITCHING: REMOTE/MAINTENANCE LCU SWITCH |  |  | 1068181 @@ CNW (MOUNT ISA) ELECT WHOLESALER | 1363564
STP_009 - Lot7 | Data Enrichment | VNE |  | 2023-11-02 |  |  | 1122035 | 1122035 |  |  |  | ERSA | M | 4015 | 1616676GZPCLNT100 | EA |  | CONTROLLER;ESY,230 V,CAREL,PJEZS0H000 | CONTROLADOR; | CONTROLLER;TYPE:EASY,ELECTRICAL RATING:230 V,ADDITIONAL FEATURES EN:CAREL,PJEZS0H000 | CONTROLADOR; |  |  |  | 1071038 @@ RINNAI AUSTRALIA PTY LTD | 2707874
STP_009 - Lot7 | Data Enrichment | SFQ |  | 2023-11-02 |  |  | 1122476 | 1122476 |  |  |  | ERSA | M | 5000 | 1599003GZPCLNT100 | EA | 3000010 | ELBOW;SAN,AF11460009 | CODO;SAN,AF11460009 | ELBOW;MNFR:SANDVIK,PTNO:AF11460009 | CODO;MNFR:SANDVIK,PTNO:AF11460009 |  | SANDVIK | AF11460009 | 1068527 @@ Enzed Mount Isa(RKM Investments) | EMI-DM21-4044168 | 1068336 @@ SANDVIK MINING & CONSTRUCTION | AF11460009
STP_009 - Lot7 | Data Enrichment | SFQ |  | 2023-11-02 |  |  | 1122603 | 1122603 |  |  |  | ERSA | M | 5000 | 1597175GZPCLNT100 | EA | 3000010 | ELBOW;SAN,69-335-537 | CODO;SAN,69-335-537 | ELBOW;MNFR:SANDVIK,PTNO:69-335-537 | CODO;MNFR:SANDVIK,PTNO:69-335-537 |  | SANDVIK | 69-335-537 | 1068336 @@ SANDVIK MINING & CONSTRUCTION | 69-335-537
STP_009 - Lot7 | Data Enrichment | PVJ |  | 2023-11-02 |  |  | 1122953 | 1122953 |  |  |  | ERSA | M | 4090 | 1616447GZPCLNT100 | EA | 3000438 | DECAL;NRMT,41017130,SYMBOL-PLATFORM,DWN | CALCOMANIA;NRMT,41017130 | DECAL;MNFR:NORMET,PTNO:41017130,ADDITIONAL FEATURES EN:SYMBOL-PLATFORM,DOWN,1X20X50 MM,PLASTIC | CALCOMANIA;MNFR:NORMET,PTNO:41017130 |  | NORMET | 41017130 | 1068143 @@ NORMET ASIA PACIFIC PTY LTD | 41017130
STP_009 - Lot7 | Data Enrichment | PVJ |  | 2023-11-02 |  |  | 1122954 | 1122954 |  |  |  | ERSA | M | 4090 | 1616448GZPCLNT100 | EA | 3000438 | DECAL;NRMT,41017140,DOWN RIGHT,PLSTC,SYM | CALCOMANIA;NRMT,41017140 | DECAL;MNFR:NORMET,PTNO:41017140,ADDITIONAL FEATURES EN:DOWN RIGHT,PLASTIC,SYMBOL-SUPPORT LEG,2X20X50 MM | CALCOMANIA;MNFR:NORMET,PTNO:41017140 |  | NORMET | 41017140 | 1068143 @@ NORMET ASIA PACIFIC PTY LTD | 41017140
STP_009 - Lot7 | Data Enrichment | PVJ |  | 2023-11-02 |  |  | 1122955 | 1122955 |  |  |  | ERSA | M | 4090 | 1616449GZPCLNT100 | EA | 3000438 | DECAL;NRMT,41017160,UP RIGHT,PLSTC,SYMBO | CALCOMANIA;NRMT,41017160 | DECAL;MNFR:NORMET,PTNO:41017160,ADDITIONAL FEATURES EN:UP RIGHT,PLASTIC,SYMBOL-SUPPORT LEG,2X20X50 MM | CALCOMANIA;MNFR:NORMET,PTNO:41017160 |  | NORMET | 41017160 | 1068143 @@ NORMET ASIA PACIFIC PTY LTD | 41017160
STP_009 - Lot7 | Data Enrichment | PVJ |  | 2023-11-02 |  |  | 1122956 | 1122956 |  |  |  | ERSA | M | 4090 | 1616450GZPCLNT100 | EA | 3000438 | DECAL;NRMT,46071860,SYMBOL-FALL OVER DAN | CALCOMANIA;NRMT,46071860 | DECAL;MNFR:NORMET,PTNO:46071860,ADDITIONAL FEATURES EN:SYMBOL-FALL OVER DANGER,2 DEGREES,85X140 MM,STICKER | CALCOMANIA;MNFR:NORMET,PTNO:46071860 |  | NORMET | 46071860 | 1068143 @@ NORMET ASIA PACIFIC PTY LTD | 46071860
STP_009 - Lot7 | Data Enrichment | PVJ |  | 2023-11-02 |  |  | 1123360 | 1123360 |  |  |  | ERSA | M | 5000 | 1597683GZPCLNT100 | EA | 3000010 | CARTRIDGE;SAN,85587869 | CARTUCHO;SAN,85587869 | CARTRIDGE;MNFR:SANDVIK,PTNO:85587869 | CARTUCHO;MNFR:SANDVIK,PTNO:85587869 |  | SANDVIK | 85587869 | 1068336 @@ SANDVIK MINING & CONSTRUCTION | 85587869
STP_009 - Lot7 | Data Enrichment | PVJ |  | 2023-11-02 |  |  | 1123365 | 1123365 |  |  |  | ERSA | M | 5000 | 1597498GZPCLNT100 | EA | 3000010 | CARTRIDGE;SAN,81756629 | CARTUCHO;SAN,81756629 | CARTRIDGE;MNFR:SANDVIK,PTNO:81756629 | CARTUCHO;MNFR:SANDVIK,PTNO:81756629 |  | SANDVIK | 81756629 | 1068336 @@ SANDVIK MINING & CONSTRUCTION | 81756629
STP_009 - Lot7 | Data Enrichment | CIR |  | 2023-11-02 |  |  | 1123366 | 1123366 |  |  |  | ERSA | M | 5000 | 1597495GZPCLNT100 | EA | 3000010 | CENTER;SAN,81741409 | CENTRAL;SAN,81741409 | CENTER;MNFR:SANDVIK,PTNO:81741409 | CENTRAL;MNFR:SANDVIK,PTNO:81741409 |  | SANDVIK | 81741409 | 1068336 @@ SANDVIK MINING & CONSTRUCTION | 81741409
STP_009 - Lot7 | Data Enrichment | PVJ |  | 2023-11-02 |  |  | 1124472 | 1124472 |  |  |  | ERSA | M | 5000 | 1597850GZPCLNT100 | EA | 3000010 | CARTRIDGE;SAN,87226799 | CARTUCHO;SAN,87226799 | CARTRIDGE;MNFR:SANDVIK,PTNO:87226799 | CARTUCHO;MNFR:SANDVIK,PTNO:87226799 |  | SANDVIK | 87226799 | 1068336 @@ SANDVIK MINING & CONSTRUCTION | 87226799
STP_009 - Lot7 | Data Enrichment | PVJ |  | 2023-11-02 |  |  | 1124846 | 1124846 |  |  |  | ERSA | M | 5000 | 1591610GZPCLNT100 | EA | 3000010 | CARTRIDGE;SAN,55022740 | CARTUCHO;SAN,55022740 | CARTRIDGE;MNFR:SANDVIK,PTNO:55022740 | CARTUCHO;MNFR:SANDVIK,PTNO:55022740 |  | SANDVIK | 55022740 | 1068336 @@ SANDVIK MINING & CONSTRUCTION | 55022740
STP_009 - Lot7 | Data Enrichment | PVJ |  | 2023-11-02 |  |  | 1124962 | 1124962 |  |  |  | ERSA | M | 5000 | 1589736GZPCLNT100 | EA | 3000010 | CARTRIDGE;SAN,04762061 | CARTUCHO;SAN,04762061 | CARTRIDGE;MNFR:SANDVIK,PTNO:04762061 | CARTUCHO;MNFR:SANDVIK,PTNO:04762061 |  | SANDVIK | 04762061 | 1068336 @@ SANDVIK MINING & CONSTRUCTION | 4762061
STP_009 - Lot7 | Data Enrichment | PVJ |  | 2023-11-02 |  |  | 1130088 | 1130088 |  |  |  | ERSA | M | 5000 | 1604000GZPCLNT100 | EA | 3000010 | DECAL;SAN,BG01347382 | CALCOMANIA;SAN,BG01347382 | DECAL;MNFR:SANDVIK,PTNO:BG01347382 | CALCOMANIA;MNFR:SANDVIK,PTNO:BG01347382 |  | SANDVIK | BG01347382 | 1068336 @@ SANDVIK MINING & CONSTRUCTION | BG01347382
STP_009 - Lot7 | Data Enrichment | PVJ |  | 2023-11-02 |  |  | 1130101 | 1130101 |  |  |  | ERSA | M | 5000 | 1603804GZPCLNT100 | EA | 3000010 | DECAL;SAN,BG01287513 | CALCOMANIA;SAN,BG01287513 | DECAL;MNFR:SANDVIK,PTNO:BG01287513 | CALCOMANIA;MNFR:SANDVIK,PTNO:BG01287513 |  | SANDVIK | BG01287513 | 1068336 @@ SANDVIK MINING & CONSTRUCTION | BG01287513
STP_009 - Lot7 | Data Enrichment | PVJ |  | 2023-11-02 |  |  | 1130123 | 1130123 |  |  |  | ERSA | M | 5000 | 1603622GZPCLNT100 | EA | 3000010 | DECAL;SAN,BG01249089 | CALCOMANIA;SAN,BG01249089 | DECAL;MNFR:SANDVIK,PTNO:BG01249089 | CALCOMANIA;MNFR:SANDVIK,PTNO:BG01249089 |  | SANDVIK | BG01249089 | 1068336 @@ SANDVIK MINING & CONSTRUCTION | BG01249089
STP_009 - Lot7 | Data Enrichment | PVJ |  | 2023-11-02 |  |  | 1130154 | 1130154 |  |  |  | ERSA | M | 5000 | 1603373GZPCLNT100 | EA | 3000010 | DECAL;SAN,BG01179089 | CALCOMANIA;SAN,BG01179089 | DECAL;MNFR:SANDVIK,PTNO:BG01179089 | CALCOMANIA;MNFR:SANDVIK,PTNO:BG01179089 |  | SANDVIK | BG01179089 | 1068336 @@ SANDVIK MINING & CONSTRUCTION | BG01179089
STP_009 - Lot7 | Data Enrichment | PVJ |  | 2023-11-02 |  |  | 1130417 | 1130417 |  |  |  | ERSA | M | 5000 | 1600246GZPCLNT100 | EA | 3000010 | DECAL;SAN,BG00411406 | CALCOMANIA;SAN,BG00411406 | DECAL;MNFR:SANDVIK,PTNO:BG00411406 | CALCOMANIA;MNFR:SANDVIK,PTNO:BG00411406 |  | SANDVIK | BG00411406 | 1068336 @@ SANDVIK MINING & CONSTRUCTION | BG00411406
STP_009 - Lot7 | Data Enrichment | PVJ |  | 2023-11-02 |  |  | 1130658 | 1130658 |  |  |  | ERSA | M | 5000 | 1595520GZPCLNT100 | EA | 3000010 | DECAL;SAN,56037927 | CALCOMANIA;SAN,56037927 | DECAL;MNFR:SANDVIK,PTNO:56037927 | CALCOMANIA;MNFR:SANDVIK,PTNO:56037927 |  | SANDVIK | 56037927 | 1068336 @@ SANDVIK MINING & CONSTRUCTION | 56037927
STP_009 - Lot7 | Data Enrichment | PVJ |  | 2023-11-02 |  |  | 1130783 | 1130783 |  |  |  | ERSA | M | 5000 | 1593976GZPCLNT100 | EA | 3000010 | DECAL;SAN,55213233 | CALCOMANIA;SAN,55213233 | DECAL;MNFR:SANDVIK,PTNO:55213233 | CALCOMANIA;MNFR:SANDVIK,PTNO:55213233 |  | SANDVIK | 55213233 | 1068336 @@ SANDVIK MINING & CONSTRUCTION | 55213233
STP_009 - Lot7 | Data Enrichment | PVJ |  | 2023-11-02 |  |  | 1130805 | 1130805 |  |  |  | ERSA | M | 5000 | 1593448GZPCLNT100 | EA | 3000010 | DECAL;SAN,55180682 | CALCOMANIA;SAN,55180682 | DECAL;MNFR:SANDVIK,PTNO:55180682 | CALCOMANIA;MNFR:SANDVIK,PTNO:55180682 |  | SANDVIK | 55180682 | 1068336 @@ SANDVIK MINING & CONSTRUCTION | 55180682
STP_009 - Lot7 | Data Enrichment | PVJ |  | 2023-11-02 |  |  | 1130815 | 1130815 |  |  |  | ERSA | M | 5000 | 1593041GZPCLNT100 | EA | 3000010 | DECAL;SAN,55165676 | CALCOMANIA;SAN,55165676 | DECAL;MNFR:SANDVIK,PTNO:55165676 | CALCOMANIA;MNFR:SANDVIK,PTNO:55165676 |  | SANDVIK | 55165676 | 1068336 @@ SANDVIK MINING & CONSTRUCTION | 55165676
STP_009 - Lot7 | Data Enrichment | PVJ |  | 2023-11-02 |  |  | 1130830 | 1130830 |  |  |  | ERSA | M | 5000 | 1592711GZPCLNT100 | EA | 3000010 | DECAL;SAN,55098294 | CALCOMANIA;SAN,55098294 | DECAL;MNFR:SANDVIK,PTNO:55098294 | CALCOMANIA;MNFR:SANDVIK,PTNO:55098294 |  | SANDVIK | 55098294 | 1068336 @@ SANDVIK MINING & CONSTRUCTION | 55098294
STP_009 - Lot7 | Data Enrichment | PVJ |  | 2023-11-02 |  |  | 1131068 | 1131068 |  |  |  | ERSA | M | 5000 | 1588893GZPCLNT100 | EA | 3000010 | DECAL;SAN,00299710 | CALCOMANIA;SAN,00299710 | DECAL;MNFR:SANDVIK,PTNO:00299710 | CALCOMANIA;MNFR:SANDVIK,PTNO:00299710 |  | SANDVIK | 00299710 | 1068336 @@ SANDVIK MINING & CONSTRUCTION | 299710
STP_009 - Lot7 | Data Enrichment | VNE |  | 2023-11-02 |  |  | 1134116 | 1134116 | 1369238 | AU_QM_000173604 |  | ERSA | M | 2200 | 1369238GZPCLNT100 | EA |  | BODYLESS;1/2IN;N/C;DUST SUPPRESSION | BODYLESS;1/2IN;N/C;DUST SUPPRESSION | REPAIR KIT,SOLENOID VALVE: BODYLESS;1/2IN;N/C;DUST SUPPRESSION |  | REPAIR KIT,SOLENOID VALVE:BODYLESS;1/2IN;N/C;DUST SUPPRESSION |  |  | 1068778 @@ MARC TECHNOLOGIES PTY LTD | 189530
STP_009 - Lot7 | Data Enrichment | VNE |  | 2023-11-02 |  |  | 1134118 | 1134118 | 1369236 | AU_QM_000173602 |  | ERSA | M | 2200 | 1369236GZPCLNT100 | EA |  | BRS;1/2IN;N/C;DUST SUPPRESSION | BRS;1/2IN;N/C;DUST SUPPRESSION | REPAIR KIT,SOLENOID VALVE: BRS;1/2IN;N/C;DUST SUPPRESSION |  | REPAIR KIT,SOLENOID VALVE:BRS;1/2IN;N/C;DUST SUPPRESSION |  |  | 1068778 @@ MARC TECHNOLOGIES PTY LTD | 189529
STP_009 - Lot7 | Data Enrichment | CIR |  | 2023-11-02 |  |  | 1134655 | 1134655 |  |  |  | ERSA | M | 5915 | 1442674GZPCLNT100 | EA |  | CAT EQUIPMENT SERVICE; | CAT EQUIPMENT SERVICE; | LATCH: CAT EQUIPMENT SERVICE; |  |  |  |  | 1068196 @@ HASTINGS DEERING(AUSTRALIA) LTD | 1V6755
STP_009 - Lot7 | Data Enrichment | SYC |  | 2023-11-02 |  |  | 1134684 | 1134684 | 1436876 | AU_QM_000922146 |  | ERSA | M | 2200 | 1436876GZPCLNT100 | EA |  | DN25 PRESSURE REDUCING VALVE;SS316; | DN25 PRESSURE REDUCING VALVE;SS316; | DIAPHRAGM,VALVE: DN25 PRESSURE REDUCING VALVE;SS316; JORDAN 4350HP-25-BZ-W CV9.5 GF MINE WATER SERVICE |  | DIAPHRAGM,VALVE:DN25 PRESSURE REDUCING VALVE;SS316; |  |  | 1068652 @@ J BLACKWOOD & SONS | 9247204
STP_009 - Lot7 | Data Enrichment | VNE |  | 2023-11-02 |  |  | 1134932 | 1134932 | 1456280 | AU_QM_001278068 |  | ERSA | M | 2200 | 1456280GZPCLNT100 | EA |  | ACTUATOR REPAIR KIT; | ACTUATOR REPAIR KIT; | PARTS KIT,ACTUATOR: ACTUATOR REPAIR KIT; DN80 KNIFEGATE VALVE; |  | PARTS KIT,ACTUATOR: ACTUATOR REPAIR KIT; |  |  | 1068471 @@ EMERSON AUTOMATION SOLUTIONS | 1456280 | 1068546 @@ KEYFLO PACIFIC PTY LTD | 1456280
STP_009 - Lot7 | Data Enrichment | VNE |  | 2023-11-02 |  |  | 1134942 | 1134942 | 1455694 | AU_QM_001259753 |  | ERSA | M | 2200 | 1455694GZPCLNT100 | EA |  | ASSEMBLY KIT; SECONDARY SEAL; | ASSEMBLY KIT; SECONDARY SEAL; | PARTS KIT,VALVE: ASSEMBLY KIT; SECONDARY SEAL; GASKET; RETAINER; FASTENERS; 250MM KNIFEGATE VALVE; |  | PARTS KIT,VALVE:ASSEMBLY KIT; SECONDARY SEAL; |  |  | 1068471 @@ EMERSON AUTOMATION SOLUTIONS | 1455694 | 1068546 @@ KEYFLO PACIFIC PTY LTD | 11022021
STP_009 - Lot7 | Data Enrichment | SFQ |  | 2023-11-02 |  |  | 1135118 | 1135118 | 1357436 | AU_QM_000150976 |  | ERSA | M | 5910 | 1357436GZPCLNT100 | EA |  | BEND,PIPE;90 DEG,NOM 1/2 IN | BEND,PIPE;90 DEG,NOM 1/2 IN | ELBOW,PIPE: Â½IN 90 DEGREE BEND PIPE X PIPE; |  | ELBOW,PIPE: ½IN 90 DEGREE BEND PIPE X PIPE; |  |  | 1068254 @@ MOUNT ISA MINING SUPPLIES P/L | FP5680004ZZXH50
STP_009 - Lot7 | Data Enrichment | SFQ |  | 2023-11-02 |  |  | 1135119 | 1135119 | 1357434 | AU_QM_000150974 |  | ERSA | M | 5910 | 1357434GZPCLNT100 | EA |  | BEND,PIPE;45 DEG,NOM 1 1/2 IN | BEND,PIPE;45 DEG,NOM 1 1/2 IN | ELBOW,PIPE: 1Â½IN 45 DEGREE BEND PIPE X PIPE; |  | ELBOW,PIPE: 1½IN 45 DEGREE BEND PIPE X PIPE; |  |  | 1068254 @@ MOUNT ISA MINING SUPPLIES P/L | FP5710014ZZXH50
STP_009 - Lot7 | Data Enrichment | SFQ |  | 2023-11-02 |  |  | 1135120 | 1135120 | 1357432 | AU_QM_000150972 |  | ERSA | M | 5910 | 1357432GZPCLNT100 | EA |  | BEND,PIPE;45 DEG,NOM 3/4 IN | BEND,PIPE;45 DEG,NOM 3/4 IN | ELBOW,PIPE: Â¾IN 45 DEGREE BEND PIPE X PIPE; |  | ELBOW,PIPE: ¾IN 45 DEGREE BEND PIPE X PIPE; |  |  | 1068254 @@ MOUNT ISA MINING SUPPLIES P/L | FP5710006ZZXH50
STP_009 - Lot7 | Data Enrichment | SFQ |  | 2023-11-02 |  |  | 1135121 | 1135121 | 1357431 | AU_QM_000150971 |  | ERSA | M | 5910 | 1357431GZPCLNT100 | EA |  | BEND,PIPE;45 DEG,NOM 1/2 IN | BEND,PIPE;45 DEG,NOM 1/2 IN | ELBOW,PIPE: Â½IN 45 DEGREE BEND PIPE X PIPE; |  | ELBOW,PIPE: ½IN 45 DEGREE BEND PIPE X PIPE; |  |  | 1068254 @@ MOUNT ISA MINING SUPPLIES P/L | FP5710004ZZXH50
STP_009 - Lot7 | Data Enrichment | KIB |  | 2023-11-02 |  |  | 1135227 | 1135227 | 1366056 | AU_QM_000168641 |  | ERSA | M | 1540 | 1366056GZPCLNT100 | EA |  | COUPLING KEY(KEYSTEEL);TCF85 COUPLING; | COUPLING KEY(KEYSTEEL);TCF85 COUPLING; | KEY,MACHINE: COUPLING KEY(KEYSTEEL);TCF85 COUPLING; TKL 400X450-425 SUPER TITAN PUMP CUSM CONVERTER HOOD COOLING WATER PUMP |  | KEY,MACHINE:COUPLING KEY(KEYSTEEL);TCF85 COUPLING; |  |  | 1069568 @@ FLOWSERVE PUMP DIVISION | ST17527 | 1068399 @@ TRUFLO PUMPING SYSTEMS | ST17527
STP_009 - Lot7 | Data Enrichment | VNE |  | 2023-11-02 |  |  | 1135625 | 1135625 | 1431463 | AU_QM_000725366 |  | ERSA | M | 1825 | 1431463GZPCLNT100 | EA |  | AXLE,FRONT | AXLE,FRONT | GASKET KIT: AXLE,FRONT |  | GASKET KIT: AXLE,FRONT |  |  | 1068114 @@ BELL & MOIR - PARTS ORDERS ONLY | 43204-60041 | 1071809 @@ ASHDOWN ENTERPRISES | 43204-60041 | 1068087 @@ ASHDOWN INGRAM | 43204-60041
STP_009 - Lot7 | Data Enrichment | KIB |  | 2023-11-02 |  |  | 1135868 | 1135868 |  |  |  | ERSA | M | 1600 | 1458601GZPCLNT100 | EA |  | 400A,HRC | 400A,HRC | FUSE LINK,CARTRIDGE: 400A,HRC |  |  |  |  | 1068181 @@ CNW (MOUNT ISA) ELECT WHOLESALER | 85TM400
STP_009 - Lot7 | Data Enrichment | CIR |  | 2023-11-02 |  |  | 1135938 | 1135938 | 1472037 | AU_QM_009411052 |  | ERSA | M | 1540 | 1472037GZPCLNT100 | EA |  | ANODE MASTER MOULD; | ANODE MASTER MOULD; | WEDGE,METAL: ANODE MASTER MOULD; TO DRAWING REVISION "A"; MIM COPPER SMELTER |  | WEDGE,METAL:ANODE MASTER MOULD; |  |  | 1072016 @@ BUNDABERG FOUNDRY ENGINEERS LTD | 148-6-0346/ , | 1068544 @@ HEAVYMECH PTY LTD | 1472037
STP_009 - Lot7 | Data Enrichment | PVJ |  | 2023-11-02 |  |  | 1136359 | 1136359 | 1447822 | AU_QM_001073592 |  | ERSA | M | 4000 | 1447822GZPCLNT100 | EA |  | BRAKE WARNING LABLE; | BRAKE WARNING LABLE; | DECAL: BRAKE WARNING LABLE; 79 SERIES TOYOTA WET DISC BRAKE |  | DECAL: BRAKE WARNING LABLE; |  |  | 1069752 @@ ADIT ENGINEERING | 15-3630 | 1069986 @@ ADVANCED BRAKING PTY LTD | 1447822
STP_009 - Lot7 | Data Enrichment | VNE |  | 2023-11-02 |  |  | 1136523 | 1136523 | 1443823 | AU_QM_001002189 |  | ERSA | M | 3000 | 1443823GZPCLNT100 | EA |  | AOD 1"PUMP WET END OVERHAUL; | AOD 1"PUMP WET END OVERHAUL; | PARTS KIT,RECIPROCATING PUMP: AOD 1"PUMP WET END OVERHAUL; 1050,HYTREL DIAPHRAGM; GRACO 1" AIR OPERATED DIAPHRAGM PUMP |  | PARTS KIT,RECIPROCATING PUMP: AOD 1"PUMP WET END OVERHAUL; |  |  | 1068621 @@ COOPER FLUID SYSTEMS | D07-666
STP_009 - Lot7 | Data Enrichment | KIB |  | 2023-11-02 |  |  | 1136618 | 1136618 | 1439438 | AU_QM_000981779 |  | ERSA | M | 5920 | 1439438GZPCLNT100 | EA |  | AD40 ENGINE HEAT SHIELD; | AD40 ENGINE HEAT SHIELD; | GUARD,MUFFLER-EXHAUST PIPE: AD40 ENGINE HEAT SHIELD; ELPHINSTONE AD40 TRUCK |  | GUARD,MUFFLER-EXHAUST PIPE: AD40 ENGINE HEAT SHIELD; |  |  | 1068196 @@ HASTINGS DEERING(AUSTRALIA) LTD | 6DE3563
STP_009 - Lot7 | Data Enrichment | KIB |  | 2023-11-02 |  |  | 1136630 | 1136630 | 1439381 | AU_QM_000981281 |  | ERSA | M | 5920 | 1439381GZPCLNT100 | EA |  | AD40 EXHAUST HEAT SHIELD; | AD40 EXHAUST HEAT SHIELD; | GUARD,MUFFLER-EXHAUST PIPE: AD40 EXHAUST HEAT SHIELD; CROSS OVER PIPE; 2945 SERVICE; ELPHINSTONE AD40 DUMP TRUCK |  | GUARD,MUFFLER-EXHAUST PIPE: AD40 EXHAUST HEAT SHIELD; |  |  | 1068196 @@ HASTINGS DEERING(AUSTRALIA) LTD | 6DE5116
STP_009 - Lot7 | Data Enrichment | CIR |  | 2023-11-02 |  |  | 1136692 | 1136692 | 1435029 | AU_QM_000772251 |  | ERSA | M | 3000 | 1435029GZPCLNT100 | EA |  | AIR2000 FLAP VALVE WEDGE;HYTREL MAT'L; | AIR2000 FLAP VALVE WEDGE;HYTREL MAT'L; | WEDGE: AIR2000 FLAP VALVE WEDGE;HYTREL MAT'L; 50MM FLAP VALVE DBL DIAPHRAGM PUMP; AIR2000 50MM PNEUMATIC SLURRY PUMP |  | WEDGE: AIR2000 FLAP VALVE WEDGE;HYTREL MAT'L; |  |  | 1068187 @@ PUMPS 2000 | 1435029 | 1069393 @@ KELAIR PUMPS AUSTRALIA PTY LTD | 1435029
STP_009 - Lot7 | Data Enrichment | VNE |  | 2023-11-02 |  |  | 1136721 | 1136721 | 1431512 | AU_QM_000727925 |  | ERSA | M | 3000 | 1431512GZPCLNT100 | EA |  | ARIEL OIL PUMP REPAIR; | ARIEL OIL PUMP REPAIR; | PARTS KIT,ROTARY PUMP: ARIEL OIL PUMP REPAIR; ARIEL JGP/2 BOOST COMPRESSOR |  | PARTS KIT,ROTARY PUMP:ARIEL OIL PUMP REPAIR; |  |  | 1068336 @@ SANDVIK MINING & CONSTRUCTION | 1431512
STP_009 - Lot7 | Data Enrichment | KIB |  | 2023-11-02 |  |  | 1136732 | 1136732 | 1430720 | AU_QM_000668764 |  | ERSA | M | 5920 | 1430720GZPCLNT100 | EA |  | AD40 EXHAUST HEAT SHIELD; | AD40 EXHAUST HEAT SHIELD; | GUARD,MUFFLER-EXHAUST PIPE: AD40 EXHAUST HEAT SHIELD; ELPHINSTONE AD40 TRUCK |  | GUARD,MUFFLER-EXHAUST PIPE: AD40 EXHAUST HEAT SHIELD; |  |  | 1068196 @@ HASTINGS DEERING(AUSTRALIA) LTD | 6DE5120
STP_009 - Lot7 | Data Enrichment | VNE |  | 2023-11-02 |  |  | 1136793 | 1136793 | 1426413 | AU_QM_000385658 |  | ERSA | M | 5920 | 1426413GZPCLNT100 | EA |  | AIR STARTER REPAIR; | AIR STARTER REPAIR; | PARTS KIT,AIR MOTOR: AIR STARTER REPAIR; |  | PARTS KIT,AIR MOTOR:AIR STARTER REPAIR; |  |  | 1068336 @@ SANDVIK MINING & CONSTRUCTION | C2F43-001
STP_009 - Lot7 | Data Enrichment | VNE |  | 2023-11-02 |  |  | 1136886 | 1136886 | 1457666 | AU_QM_001306737 |  | ERSA | M | 5955 | 1457666GZPCLNT100 | EA |  | CERAMIC MANIFOLD KIT; | CERAMIC MANIFOLD KIT; | KIT: CERAMIC MANIFOLD KIT; C/W BOLTS;GASKETS;MANIFOLD CERAMIC; TREATMENT; MBE OM904LA MERCEDES ENGINE; |  | KIT: CERAMIC MANIFOLD KIT; |  |  | 1068211 @@ PENSKE POWER SYSTEMS | 207KB1806
STP_009 - Lot7 | Data Enrichment | KIB |  | 2023-11-02 |  |  | 1137045 | 1137045 | 1349495 | AU_QM_000126268 |  | ERSA | M | 2200 | 1349495GZPCLNT100 | EA |  | D250E/R2900 HYDRAULIC TANK DRAIN; | D250E/R2900 HYDRAULIC TANK DRAIN; | COCK,DRAIN: D250E/R2900 HYDRAULIC TANK DRAIN; 1238158 TANK GRP; CATERPILLAR D250E ARTICULATED TRUCK ELPHINSTONE R2900 LHD |  | COCK,DRAIN: D250E/R2900 HYDRAULIC TANK DRAIN; |  |  | 1068196 @@ HASTINGS DEERING(AUSTRALIA) LTD | 8J8783 | 1068181 @@ CNW (MOUNT ISA) ELECT WHOLESALER | 1349495
STP_009 - Lot7 | Data Enrichment | VNE |  | 2023-11-02 |  |  | 1137121 | 1137121 | 1393147 | AU_QM_000236521 |  | ERSA | M | 4600 | 1393147GZPCLNT100 | EA |  | EJECTOR OVERHAUL KIT;FISHER PORTER | EJECTOR OVERHAUL KIT;FISHER PORTER | OVERHAUL KIT; EJECTOR OVERHAUL KIT;FISHER AND PORTER CHLORINATOR/EJECTOR; CHLORINE DOSING INSTALLATION |  | OVERHAUL KIT; EJECTOR OVERHAUL KIT;FISHER & PORTER |  |  | 1068321 @@ ABB AUSTRALIA PTY LTD | 1393147
STP_009 - Lot7 | Data Enrichment | VNE |  | 2023-11-02 |  |  | 1137155 | 1137155 | 1369822 | AU_QM_000174737 |  | ERSA | M | 2200 | 1369822GZPCLNT100 | EA |  | AUTO DRAIN;FOR ADH4000;FEED PORT | AUTO DRAIN;FOR ADH4000;FEED PORT | REPAIR KIT,VALVE: AUTO DRAIN;FOR ADH4000;FEED PORT |  | REPAIR KIT,VALVE: AUTO DRAIN;FOR ADH4000;FEED PORT |  |  | 1068330 @@ SMC CORPORATION (AUST) PTY LTD | ADH-D400
STP_009 - Lot7 | Data Enrichment | KIB |  | 2023-11-02 |  |  | 1137215 | 1137215 | 1365773 | AU_QM_000168246 |  | ERSA | M | 4100 | 1365773GZPCLNT100 | EA |  | BULB | BULB | LAMP,INCANDESCENT: BULB |  | LAMP,INCANDESCENT:BULB |  |  | 1068114 @@ BELL & MOIR - PARTS ORDERS ONLY | 1365773
STP_009 - Lot7 | Data Enrichment | CIR |  | 2023-11-02 |  |  | 1137225 | 1137225 | 1365229 | AU_QM_000167500 |  | ERSA | M | 4100 | 1365229GZPCLNT100 | EA |  | BEACON MONOFLASH XENON STROBE 24VAC AMBE | BEACON MONOFLASH XENON STROBE 24VAC AMBE | LIGHT,WARNING: BEACON MONOFLASH XENON STROBE 24VAC AMBE R IP65; FLASHING LED; 1000V-22KW BOOSTER PUMP STARTER |  | LIGHT,WARNING:BEACON MONOFLASH XENON STROBE 24VAC AMBE |  |  | 1068150 @@ CRISTAUDO'S INDUSTRIAL ELECTRICS | 1365229
STP_009 - Lot7 | Data Enrichment | CIR |  | 2023-11-02 |  |  | 1137266 | 1137266 | 1448584 | AU_QM_001090018 |  | ERSA | M | 4500 | 1448584GZPCLNT100 | EA |  | DASHBORAD PRINTED CIRCUIT BOARD; | DASHBORAD PRINTED CIRCUIT BOARD; | PRINTED CIRCUIT BOARD; DASHBORAD PRINTED CIRCUIT BOARD; TOYOTA LANDCRUISER 78/79 SERIES; |  | PRINTED CIRCUIT BOARD;DASHBORAD PRINTED CIRCUIT BOARD; |  |  | 1068114 @@ BELL & MOIR - PARTS ORDERS ONLY | 83861-6B440 | 1071809 @@ ASHDOWN ENTERPRISES | 83861-6B440 | 1068087 @@ ASHDOWN INGRAM | 83861-6B440
STP_009 - Lot7 | Data Enrichment | KIB |  | 2023-11-02 |  |  | 1137290 | 1137290 | 1448070 | AU_QM_001081579 |  | ERSA | M | 4100 | 1448070GZPCLNT100 | EA |  | AMBER STROBE LIGHT; | AMBER STROBE LIGHT; | LAMP,STROBE: AMBER STROBE LIGHT; MINEGEM,TELE REMOTE LASER GUIDED SYSTEM |  | LAMP,STROBE:AMBER STROBE LIGHT; |  |  | 1068196 @@ HASTINGS DEERING(AUSTRALIA) LTD | 8DS0345
STP_009 - Lot7 | Data Enrichment | VNE |  | 2023-11-02 |  |  | 1137301 | 1137301 | 1447599 | AU_QM_001068436 |  | ERSA | M | 2200 | 1447599GZPCLNT100 | EA |  | DIAPHRAGHM KIT;SOLENOID DIAPHRAGHM VALVE | DIAPHRAGHM KIT;SOLENOID DIAPHRAGHM VALVE | PARTS KIT,VALVE: DIAPHRAGHM KIT;SOLENOID DIAPHRAGHM VALVE ILSHBAG |  | PARTS KIT,VALVE:DIAPHRAGHM KIT;SOLENOID DIAPHRAGHM VALVE |  |  | 1069551 @@ PENTAIR ENVIRONMENTAL SYSTEM | K4502 | 1068652 @@ J BLACKWOOD & SONS | 3779583
STP_009 - Lot7 | Data Enrichment | VNE |  | 2023-11-02 |  |  | 1137308 | 1137308 | 1447165 | AU_QM_001055326 |  | ERSA | M | 1640 | 1447165GZPCLNT100 | EA |  | AIR MOTOR;GRACO FIREBALL; | AIR MOTOR;GRACO FIREBALL; | REPAIR KIT: AIR MOTOR;GRACO FIREBALL; |  | REPAIR KIT: AIR MOTOR;GRACO FIREBALL; |  |  | 1068342 @@ ISADRAULICS | 672238286
STP_009 - Lot7 | Data Enrichment | CIR |  | 2023-11-02 |  |  | 1137451 | 1137451 | 1438433 | AU_QM_000970266 |  | ERSA | M | 3300 | 1438433GZPCLNT100 | EA |  | D9-D11 RIPPER TIP;LONG PENETRATION; | D9-D11 RIPPER TIP;LONG PENETRATION; | TOOTH,SURFACE RIPPING: D9-D11 RIPPER TIP;LONG PENETRATION; CATERPILLAR D9,D10 AND D11 DOZERS |  | TOOTH,SURFACE RIPPING:D9-D11 RIPPER TIP;LONG PENETRATION; |  |  | 1068385 @@ ESCO AUSTRALIA HOLDINGS PTY LTD | 1438433 | 1071153 @@ BRADKEN RESOURCES PTY LTD | E4T5503A
STP_009 - Lot7 | Data Enrichment | KIB |  | 2023-11-02 |  |  | 1137569 | 1137569 |  |  |  | ERSA | M | 5620 | 1430571GZPCLNT100 | EA |  | AD40 POWERTRAIN PISTON; | AD40 POWERTRAIN PISTON; | PISTON,LINEAR CYLINDER: AD40 POWERTRAIN PISTON; POWERTRAIN SUBASSY; ELPHINSTONE AD40 DUMP TRUCK |  |  |  |  | 1068196 @@ HASTINGS DEERING(AUSTRALIA) LTD | 2G5593
STP_009 - Lot7 | Data Enrichment | KIB |  | 2023-11-02 |  |  | 1137700 | 1137700 | 1466068 | AU_QM_007124468 |  | ERSA | M | 5620 | 1466068GZPCLNT100 | EA |  | BELLHOUSING;C/W COUPLING | BELLHOUSING;C/W COUPLING | END HSG,MECH ROTATING EQUIP: BELLHOUSING;C/W COUPLING R38/45.CI.92.1B.42.TB-AH;USED FROM 15KW(D160 FRAME) MOTOR TO REXROTH SAE A 3/4" 11 TOOTH SHAFT (A10VSO16) PUMP; |  | END HSG,MECH ROTATING EQUIP:BELLHOUSING;C/W COUPLING |  |  | 1068100 @@ BERENDSEN FLUID POWER | PK350/04/01 | 1069581 @@ CUSTOM FLUID POWER P/L | 15KWA-D160
STP_009 - Lot7 | Data Enrichment | KIB |  | 2023-11-02 |  |  | 1137800 | 1137800 | 1462997 | AU_QM_004112031 |  | ERSA | M | 4025 | 1462997GZPCLNT100 | EA |  | CHAIN WIRE;50MM MESH;3.15MM WIRE DIA; | CHAIN WIRE;50MM MESH;3.15MM WIRE DIA; | FENCING,WIRE: CHAIN WIRE;50MM MESH;3.15MM WIRE DIA; GALV STEEL;2400MM W X 15M LG ROLL; DOUBLE BARBED SELVEDGE(D/B/S); |  | FENCING,WIRE: CHAIN WIRE;50MM MESH;3.15MM WIRE DIA; |  |  | 1068097 @@ ARC FENCES TOWNSVILLE | 1462997 | 1068289 @@ INFRABUILD STEEL CENTRE | 1462997
STP_009 - Lot7 | Data Enrichment | KIB |  | 2023-11-02 |  |  | 1137802 | 1137802 | 1462995 | AU_QM_004112019 |  | ERSA | M | 4025 | 1462995GZPCLNT100 | EA |  | CHAIN WIRE;1800MM W,20M LG;50MM MESH; | CHAIN WIRE;1800MM W,20M LG;50MM MESH; | FENCING,WIRE: CHAIN WIRE;1800MM W,20M LG;50MM MESH; 2.5MM DIA WIRE;GALV STEEL; KNUCKLED SELVEDGE(K/S); |  | FENCING,WIRE: CHAIN WIRE;1800MM W,20M LG;50MM MESH; |  |  | 1068097 @@ ARC FENCES TOWNSVILLE | 1462995 | 1068230 @@ BUNNINGS WAREHOUSE MT ISA | 1462995 | 1068289 @@ INFRABUILD STEEL CENTRE | 1462995
STP_009 - Lot7 | Data Enrichment | VNE |  | 2023-11-02 |  |  | 1137863 | 1137863 | 1455692 | AU_QM_001259738 |  | ERSA | M | 2200 | 1455692GZPCLNT100 | EA |  | ASSEMBLY KIT; SECONDARY SEAL; | ASSEMBLY KIT; SECONDARY SEAL; | PARTS KIT,VALVE: ASSEMBLY KIT; SECONDARY SEAL; GASKET; RETAINER; FASTENERS; 100MM KNIFEGATE VALVE; |  | PARTS KIT,VALVE:ASSEMBLY KIT; SECONDARY SEAL; |  |  | 1068471 @@ EMERSON AUTOMATION SOLUTIONS | 1455692 | 1068546 @@ KEYFLO PACIFIC PTY LTD | 2020238
STP_009 - Lot7 | Data Enrichment | VNE |  | 2023-11-02 |  |  | 1137893 | 1137893 | 1453705 | AU_QM_001215011 |  | ERSA | M | 4045 | 1453705GZPCLNT100 | EA |  | DEWATERING SCREEN;SCREEN DECK KIT; | DEWATERING SCREEN;SCREEN DECK KIT; | PARTS KIT: DEWATERING SCREEN;SCREEN DECK KIT; |  | PARTS KIT:DEWATERING SCREEN;SCREEN DECK KIT; |  |  | 1068642 @@ MULTOTEC PTY LTD | 193814
STP_009 - Lot7 | Data Enrichment | VNE |  | 2023-11-02 |  |  | 1137908 | 1137908 | 1452442 | AU_QM_001188465 |  | ERSA | M | 2200 | 1452442GZPCLNT100 | EA |  | ASSEMBLY KIT; SECONDARY; | ASSEMBLY KIT; SECONDARY; | PARTS KIT,VALVE: ASSEMBLY KIT; SECONDARY; SEAL; GASKET; RETAINER; FASTENERS; SUIT - DN450 KNIFE GATE VALVE; FLOAT PUMPS; |  | PARTS KIT,VALVE:ASSEMBLY KIT; SECONDARY; |  |  | 1068471 @@ EMERSON AUTOMATION SOLUTIONS | 1452442 | 1068546 @@ KEYFLO PACIFIC PTY LTD | 2006309
STP_009 - Lot7 | Data Enrichment | VNE |  | 2023-11-02 |  |  | 1137910 | 1137910 | 1452436 | AU_QM_001188408 |  | ERSA | M | 2200 | 1452436GZPCLNT100 | EA |  | ASSEMBLY KIT; SECONDARY; | ASSEMBLY KIT; SECONDARY; | PARTS KIT,VALVE: ASSEMBLY KIT; SECONDARY; SEAL; GASKET; RETAINER; FASTENERS; SUIT - DN400 KNIFE GATE VALVE; BM01 CYCLONE FEED PUMP; |  | PARTS KIT,VALVE:ASSEMBLY KIT; SECONDARY; |  |  | 1068471 @@ EMERSON AUTOMATION SOLUTIONS | 1452436 | 1068546 @@ KEYFLO PACIFIC PTY LTD | 1452436
STP_009 - Lot7 | Data Enrichment | VNE |  | 2023-11-02 |  |  | 1137916 | 1137916 | 1452421 | AU_QM_001188259 |  | ERSA | M | 2200 | 1452421GZPCLNT100 | EA |  | ACTUATOR REPAIR KIT; | ACTUATOR REPAIR KIT; | PARTS KIT,ACTUATOR: ACTUATOR REPAIR KIT; DN150 KNIFEGATE VALVE; FLOAT PUMPS; |  | PARTS KIT,ACTUATOR: ACTUATOR REPAIR KIT; |  |  | 1068471 @@ EMERSON AUTOMATION SOLUTIONS | 1452421 | 1068546 @@ KEYFLO PACIFIC PTY LTD | 2019545
STP_009 - Lot7 | Data Enrichment | CIR |  | 2023-11-02 |  |  | 1138057 | 1138057 | 1349288 | AU_QM_000110775 |  | ERSA | M | 5915 | 1349288GZPCLNT100 | EA |  | CAT TRANSMISSION OIL SCREEN; | CAT TRANSMISSION OIL SCREEN; | STRAINER,SUCTION: CAT TRANSMISSION OIL SCREEN; 9EL6226 OUTPUT GEAR CASE GRP; ELPHINSTONE AD40 SER.II DUMP TRUCK ELPHINSTONE R1300/1700/2900 LHD UNITS |  | STRAINER,SUCTION: CAT TRANSMISSION OIL SCREEN; |  |  | 1068181 @@ CNW (MOUNT ISA) ELECT WHOLESALER | 1349288 | 1068196 @@ HASTINGS DEERING(AUSTRALIA) LTD | 4S8598
STP_009 - Lot7 | Data Enrichment | CIR |  | 2023-11-02 |  |  | 1138478 | 1138478 |  |  |  | ERSA | M | 5915 | 1442732GZPCLNT100 | EA |  | CAT EQUIPMENT SERVICE; | CAT EQUIPMENT SERVICE; | LATCH: CAT EQUIPMENT SERVICE; |  |  |  |  | 1068181 @@ CNW (MOUNT ISA) ELECT WHOLESALER | 1442732 | 1068196 @@ HASTINGS DEERING(AUSTRALIA) LTD | 6V7621
STP_009 - Lot7 | Data Enrichment | SYC |  | 2023-11-02 |  |  | 1138671 | 1138671 | 1433567 | AU_QM_000766607 |  | ERSA | M | 2200 | 1433567GZPCLNT100 | EA |  | BURKETT 15MM 001230H VALVE DIAPHRAGM; | BURKETT 15MM 001230H VALVE DIAPHRAGM; | DIAPHRAGM,VALVE: BURKETT 15MM 001230H VALVE DIAPHRAGM; EPDM MATERIAL;DIAPHRAGM ONLY; |  | DIAPHRAGM,VALVE:BURKETT 15MM 001230H VALVE DIAPHRAGM; |  |  | 1068217 @@ THERMO GAMMA-METRICS PTY LTD | 50271
STP_009 - Lot7 | Data Enrichment | CIR |  | 2023-11-02 |  |  | 1138704 | 1138704 | 1430178 | AU_QM_000640581 |  | ERSA | M | 5915 | 1430178GZPCLNT100 | EA |  | AD40 CAB RIGHT HAND FRONT GLASS; | AD40 CAB RIGHT HAND FRONT GLASS; | WINDOW,VEHICULAR: AD40 CAB RIGHT HAND FRONT GLASS; ELPHINSTONE AD40 SER.I AND II DUMP TRUCKS |  | WINDOW,VEHICULAR: AD40 CAB RIGHT HAND FRONT GLASS; |  |  | 1068196 @@ HASTINGS DEERING(AUSTRALIA) LTD | 6DE3062L
STP_009 - Lot7 | Data Enrichment | KIB |  | 2023-11-02 |  |  | 1138734 | 1138734 | 1428916 | AU_QM_000548511 |  | ERSA | M | 5915 | 1428916GZPCLNT100 | EA |  | CAT EQUIPMENT;CAB GRP; | CAT EQUIPMENT;CAB GRP; | HOOK: CAT EQUIPMENT;CAB GRP; |  | HOOK:CAT EQUIPMENT;CAB GRP; |  |  | 1068196 @@ HASTINGS DEERING(AUSTRALIA) LTD | 1428916
STP_009 - Lot7 | Data Enrichment | KIB |  | 2023-11-02 |  |  | 1138916 | 1138916 | 1455212 | AU_QM_001247691 |  | ERSA | M | 1600 | 1455212GZPCLNT100 | EA |  | COUPLER;VDV KSKSC NICKEL COATED; | COUPLER;VDV KSKSC NICKEL COATED; | SPLICE,CONDUCTOR: COUPLER;VDV KSKSC NICKEL COATED; VDV LEAKY FEEDER SYSTEMS; |  | SPLICE,CONDUCTOR: COUPLER;VDV KSKSC NICKEL COATED; |  |  | 1068116 @@ MINE SITE TECHNOLOGIES PTY LTD | 20455
STP_009 - Lot7 | Data Enrichment | VNE |  | 2023-11-02 |  |  | 1139243 | 1139243 | 1363244 | AU_QM_000163019 |  | ERSA | M | 5100 | 1363244GZPCLNT100 | EA |  | CONTROLLER,MOTOR; 3.7KW VARIABLE SPEED D | CONTROLLER,MOTOR; 3.7KW VARIABLE SPEED D | CONTROLLER,MOTOR: CONTROLLER,MOTOR; 3.7KW VARIABLE SPEED D RIVE; FRENIC G1E 380/440V HD 150% O/LOAD ; SUITS 25/7T; STREET CRANE NQ2364; SER. NO.Z03480.1; PBSM. |  | CONTROLLER,MOTOR: CONTROLLER,MOTOR; 3.7KW VARIABLE SPEED D |  |  | 1068268 @@ NQCRANES PTY LTD | 1363244
STP_009 - Lot7 | Data Enrichment | KIB |  | 2023-11-02 |  |  | 1139301 | 1139301 | 1447126 | AU_QM_001054063 |  | ERSA | M | 5910 | 1447126GZPCLNT100 | EA |  | BUSH AXEL BREATHER; | BUSH AXEL BREATHER; | FITTING: BUSH AXEL BREATHER; ELPHINSTONE AD55 |  | FITTING:BUSH AXEL BREATHER; |  |  | 1068181 @@ CNW (MOUNT ISA) ELECT WHOLESALER | 1447126 | 1068196 @@ HASTINGS DEERING(AUSTRALIA) LTD | 1979109
STP_009 - Lot7 | Data Enrichment | CIR |  | 2023-11-02 |  |  | 1139395 | 1139395 | 1443005 | AU_QM_000999035 |  | ERSA | M | 5920 | 1443005GZPCLNT100 | EA |  | AD40 TRUCK;EXCHANGE; | AD40 TRUCK;EXCHANGE; | TURBOCHARGER,ENGINE: AD40 TRUCK;EXCHANGE; ELPHINSTONE AD40 TRUCK |  | TURBOCHARGER,ENGINE:AD40 TRUCK;EXCHANGE; |  |  | 1068196 @@ HASTINGS DEERING(AUSTRALIA) LTD | 1443005
STP_009 - Lot7 | Data Enrichment | VNE |  | 2023-11-02 |  |  | 1139497 | 1139497 | 1439068 | AU_QM_000978189 |  | ERSA | M | 5100 | 1439068GZPCLNT100 | EA |  | DELCOS 3000/3100-L ELECTRONICS; | DELCOS 3000/3100-L ELECTRONICS; | CONTROLLER,MOTOR: DELCOS 3000/3100-L ELECTRONICS; |  | CONTROLLER,MOTOR: DELCOS 3000/3100-L ELECTRONICS; |  |  | 1068378 @@ GARDNER DENVER INDUSTRIES PTY | 100005506 | 1079156 @@ GARDNER DENVER INDUSTRIES P/L | PN1139497
STP_009 - Lot7 | Data Enrichment | KIB |  | 2023-11-02 |  |  | 1139867 | 1139867 | 1459541 | AU_QM_002218746 |  | ERSA | M | 5910 | 1459541GZPCLNT100 | EA |  | COUPLING | COUPLING | FLANGE: COUPLING |  | FLANGE:COUPLING |  |  | 1068181 @@ CNW (MOUNT ISA) ELECT WHOLESALER | 1459541
STP_009 - Lot7 | Data Enrichment | VNE |  | 2023-11-02 |  |  | 1139868 | 1139868 | 1457629 | AU_QM_001305796 |  | ERSA | M | 5920 | 1457629GZPCLNT100 | EA |  | CHARMEC 1000HR SERVICE KIT; | CHARMEC 1000HR SERVICE KIT; | SERVICE KIT: CHARMEC 1000HR SERVICE KIT; |  | SERVICE KIT:CHARMEC 1000HR SERVICE KIT; |  |  | 1068143 @@ NORMET ASIA PACIFIC PTY LTD | SVKIT1082
STP_009 - Lot7 | Data Enrichment | VNE |  | 2023-11-02 |  |  | 1139869 | 1139869 | 1457628 | AU_QM_001305788 |  | ERSA | M | 5920 | 1457628GZPCLNT100 | EA |  | CHARMEC 500HR SERVICE KIT; | CHARMEC 500HR SERVICE KIT; | SERVICE KIT: CHARMEC 500HR SERVICE KIT; |  | SERVICE KIT:CHARMEC 500HR SERVICE KIT; |  |  | 1068143 @@ NORMET ASIA PACIFIC PTY LTD | SVKIT1081
STP_009 - Lot7 | Data Enrichment | VNE |  | 2023-11-02 |  |  | 1139902 | 1139902 | 1454878 | AU_QM_001240837 |  | ERSA | M | 3000 | 1454878GZPCLNT100 | EA |  | CYLINDER BODY AND PISTON; | CYLINDER BODY AND PISTON; | PARTS KIT,SEAL REPLACEMENT: CYLINDER BODY AND PISTON; KA78 TRUCK CHUTE HYD SYSTEM; |  | PARTS KIT,SEAL REPLACEMENT: CYLINDER BODY AND PISTON; |  |  | 1070708 @@ NORDIC MINESTEEL TECHNOLOGIES IN | 1454878 | 1068342 @@ ISADRAULICS | NMT-0098-1053
STP_009 - Lot7 | Data Enrichment | VNE |  | 2023-11-02 |  |  | 1140197 | 1140197 | 1367116 | AU_QM_000170335 |  | ERSA | M | 2200 | 1367116GZPCLNT100 | EA |  | ANFO ACTUATOR INSTALLATION KIT | ANFO ACTUATOR INSTALLATION KIT | PARTS KIT,ACTUATOR: ANFO ACTUATOR INSTALLATION KIT |  | PARTS KIT,ACTUATOR: ANFO ACTUATOR INSTALLATION KIT |  |  | 1068143 @@ NORMET ASIA PACIFIC PTY LTD | 56024615
STP_009 - Lot7 | Data Enrichment | KIB |  | 2023-11-02 |  |  | 1140205 | 1140205 | 1364519 | AU_QM_000165849 |  | ERSA | M | 5810 | 1364519GZPCLNT100 | EA |  | BALL MILL SPIDER MOTOR HUB; PILOT BORE; | BALL MILL SPIDER MOTOR HUB; PILOT BORE; | HUB,BODY: BALL MILL SPIDER MOTOR HUB; PILOT BORE; EATON 46VC1200 |  | HUB,BODY: BALL MILL SPIDER MOTOR HUB; PILOT BORE; |  |  | 1068409 @@ APPLIED INDUSTRIAL TECHNOLOGIES | 1364519
STP_009 - Lot7 | Data Enrichment | KIB |  | 2023-11-02 |  |  | 1140207 | 1140207 | 1363975 | AU_QM_000164566 |  | ERSA | M | 4700 | 1363975GZPCLNT100 | EA |  | CLAY GUN TAPHOLE DRILL CAM FOLLOWER | CLAY GUN TAPHOLE DRILL CAM FOLLOWER | CAM FOLLOWER ASSY; CLAY GUN TAPHOLE DRILL CAM FOLLOWER ASSYS;DANIELI CORUS REF: 2983021/01/010 CU ISASMELT FURNACE TAPPING/DRILL UNIT |  | CAM FOLLOWER ASSY;CLAY GUN TAPHOLE DRILL CAM FOLLOWER |  |  | 1068756 @@ QUINTA RADDISON LTD | 1363975
STP_009 - Lot7 | Data Enrichment | KIB |  | 2023-11-02 |  |  | 1140215 | 1140215 | 1363075 | AU_QM_000162786 |  | ERSA | M | 5810 | 1363075GZPCLNT100 | EA |  | DISCHARGE SPIRAL; LEFT HAND SCREEN ARRAN | DISCHARGE SPIRAL; LEFT HAND SCREEN ARRAN | OUTLET; DISCHARGE SPIRAL; LEFT HAND SCREEN ARRAN GEMENT; 787OD; MIMDWG 055-6-0514 MARK 3 |  | OUTLET;DISCHARGE SPIRAL; LEFT HAND SCREEN ARRAN |  |  | 1068379 @@ WULGURU STEEL FABRICATORS P/L | 1363075
STP_009 - Lot7 | Data Enrichment | KIB |  | 2023-11-02 |  |  | 1140216 | 1140216 | 1363074 | AU_QM_000162785 |  | ERSA | M | 5810 | 1363074GZPCLNT100 | EA |  | DISCHARGE SPIRAL; RIGHT HAND SCREEN ARRA | DISCHARGE SPIRAL; RIGHT HAND SCREEN ARRA | OUTLET; DISCHARGE SPIRAL; RIGHT HAND SCREEN ARRA NGEMENT; 787OD; MIMDWG 055-6-0514 MARK 2 |  | OUTLET;DISCHARGE SPIRAL; RIGHT HAND SCREEN ARRA |  |  | 1068379 @@ WULGURU STEEL FABRICATORS P/L | 1363074
STP_009 - Lot7 | Data Enrichment | VNE |  | 2023-11-02 |  |  | 1140268 | 1140268 | 1446956 | AU_QM_001050533 |  | ERSA | M | 5955 | 1446956GZPCLNT100 | EA |  | ACCUMULTOR SEAL KIT; | ACCUMULTOR SEAL KIT; | KIT: ACCUMULTOR SEAL KIT; ELPHINSTONE AD45B |  | KIT: ACCUMULTOR SEAL KIT; |  |  | 1068181 @@ CNW (MOUNT ISA) ELECT WHOLESALER | 1446956 | 1068196 @@ HASTINGS DEERING(AUSTRALIA) LTD | 1700493
STP_009 - Lot7 | Data Enrichment | KIB |  | 2023-11-02 |  |  | 1140450 | 1140450 | 1438685 | AU_QM_000973321 |  | ERSA | M | 4100 | 1438685GZPCLNT100 | EA |  | CLEAR;PLASTIC;30.5MM T RANGE; | CLEAR;PLASTIC;30.5MM T RANGE; | LENS,INDICATOR LIGHT: CLEAR;PLASTIC;30.5MM T RANGE; |  | LENS,INDICATOR LIGHT: CLEAR;PLASTIC;30.5MM T RANGE; |  |  | 1068181 @@ CNW (MOUNT ISA) ELECT WHOLESALER | E34V0
STP_009 - Lot7 | Data Enrichment | CIR |  | 2023-11-02 |  |  | 1140608 | 1140608 | 1426538 | AU_QM_000397463 |  | ERSA | M | 2200 | 1426538GZPCLNT100 | EA |  | COMPLETE, | COMPLETE, | HEAD,VALVE: COMPLETE, |  | HEAD,VALVE: COMPLETE, |  |  | 1069865 @@ TOTAL HEIGHT SAFETY PTY LTD | R-23284 | 1068539 @@ DRAEGER AUSTRALIA PTY LTD | R-23284
STP_009 - Lot7 | Data Enrichment | VNE |  | 2023-11-02 |  |  | 1140647 | 1140647 | 1424099 | AU_QM_000325183 |  | ERSA | M | 2200 | 1424099GZPCLNT100 | EA |  | BLADE CARRIER SHAFT,SUIT 200NB SWING | BLADE CARRIER SHAFT,SUIT 200NB SWING | PARTS KIT,VALVE: BLADE CARRIER AND SHAFT,SUIT 200NB SWING GATE VALVE DRAWING REVISION: \"A\" |  | PARTS KIT,VALVE:BLADE CARRIER & SHAFT,SUIT 200NB SWING |  |  | 1068677 @@ TRINKOR PTY LTD | PC25/209
STP_009 - Lot7 | Data Enrichment | VNE |  | 2023-11-02 |  |  | 1140762 | 1140762 | 1461670 | AU_QM_002710593 |  | ERSA | M | 2200 | 1461670GZPCLNT100 | EA |  | CONTAINS: 2 X SK-SOL + 1 X SK-VM8 | CONTAINS: 2 X SK-SOL + 1 X SK-VM8 | PARTS KIT,VALVE: CONTAINS: 2 X SK-SOL + 1 X SK-VM8 FOR SOLENOID VALVE (SUPPLY AS COMPLETE SET) |  | PARTS KIT,VALVE:CONTAINS: 2 X SK-SOL + 1 X SK-VM8 |  |  | 1069610 @@ PARKER HANNIFIN (AUSTRALIA) PTY. LI | 2VM-8-C-66-2-M-N-11-K | 1068100 @@ BERENDSEN FLUID POWER | 1461670
STP_009 - Lot7 | Data Enrichment | VNE |  | 2023-11-02 |  |  | 1140849 | 1140849 | 1455695 | AU_QM_001259761 |  | ERSA | M | 2200 | 1455695GZPCLNT100 | EA |  | ASSEMBLY KIT; SECONDARY SEAL; | ASSEMBLY KIT; SECONDARY SEAL; | PARTS KIT,VALVE: ASSEMBLY KIT; SECONDARY SEAL; GASKET; RETAINER; FASTENERS; 350MM KNIFEGATE VALVE; |  | PARTS KIT,VALVE:ASSEMBLY KIT; SECONDARY SEAL; |  |  | 1068471 @@ EMERSON AUTOMATION SOLUTIONS | 1455695 | 1068546 @@ KEYFLO PACIFIC PTY LTD | 1259761
STP_009 - Lot7 | Data Enrichment | PVJ |  | 2023-11-02 |  |  | 1140864 | 1140864 | 1454845 | AU_QM_001240449 |  | ERSA | M | 5955 | 1454845GZPCLNT100 | EA |  | CHECK VALVE CARTRIDGE; | CHECK VALVE CARTRIDGE; | CARTRIDGE: CHECK VALVE CARTRIDGE; KA78 TRUCK CHUTE HYD SYSTEM; |  | CARTRIDGE:CHECK VALVE CARTRIDGE; |  |  | 1070708 @@ NORDIC MINESTEEL TECHNOLOGIES IN | 1454845 | 1068342 @@ ISADRAULICS | NMT-0098-1022
STP_009 - Lot7 | Data Enrichment | PVJ |  | 2023-11-02 |  |  | 1140865 | 1140865 | 1454840 | AU_QM_001240399 |  | ERSA | M | 5955 | 1454840GZPCLNT100 | EA |  | CHECK VALVE; | CHECK VALVE; | CARTRIDGE: CHECK VALVE; KA78 TRUCK CHUTE SYSTEM; |  | CARTRIDGE:CHECK VALVE; |  |  | 1070708 @@ NORDIC MINESTEEL TECHNOLOGIES IN | 1454840 | 1068342 @@ ISADRAULICS | NT-0098-1017
STP_009 - Lot7 | Data Enrichment | CIR |  | 2023-11-02 |  |  | 1140878 | 1140878 | 1452695 | AU_QM_001193200 |  | ERSA | M | 4000 | 1452695GZPCLNT100 | EA |  | CRANE ROPE GUIDE;LEFT HAND;DH600 HOIST; | CRANE ROPE GUIDE;LEFT HAND;DH600 HOIST; | GUIDE,CABLE PULL: CRANE ROPE GUIDE;LEFT HAND;DH600 HOIST; 4/2 REEVING;SUIT 11.3MM WIRE ROPE PBSM SP 15T OHT CRANE SOUTH |  | GUIDE,CABLE PULL: CRANE ROPE GUIDE;LEFT HAND;DH600 HOIST; |  |  | 1069356 @@ MHE-DEMAG AUSTRALIA PTY LTD | 82381133
STP_009 - Lot7 | Data Enrichment | KIB |  | 2023-11-02 |  |  | 1140879 | 1140879 | 1452663 | AU_QM_001192657 |  | ERSA | M | 5935 | 1452663GZPCLNT100 | EA |  | DH1000 HOIST;LEFT HAND LAY;20MM DIA; | DH1000 HOIST;LEFT HAND LAY;20MM DIA; | HOIST,WIRE ROPE: DH1000 HOIST;LEFT HAND LAY;20MM DIA; 8 X 36 CONSTRUCTION;283KN;90MTR LONG; PBSM SP 15T MOORE GANTRY CRANE |  | HOIST,WIRE ROPE:DH1000 HOIST;LEFT HAND LAY;20MM DIA; |  |  | 1070075 @@ JASON ALLEY CRANES & ELECTRICAL | 82449044 | 1068072 @@ EILBECK CRANES | 1452663
STP_009 - Lot7 | Data Enrichment | CIR |  | 2023-11-02 |  |  | 1140954 | 1140954 | 1471006 | AU_QM_009184400 |  | ERSA | M | 2200 | 1471006GZPCLNT100 | EA |  | DELIVERY, SUIT AXIAL PLUNGER PUMP, | DELIVERY, SUIT AXIAL PLUNGER PUMP, | GUIDE,VALVE STEM: DELIVERY, SUIT AXIAL PLUNGER PUMP, REF.9/26/AP11 |  | GUIDE,VALVE STEM: DELIVERY, SUIT AXIAL PLUNGER PUMP, |  |  | 1069477 @@ IPD GROUP LTD | 2L6913
STP_009 - Lot7 | Data Enrichment | VNE |  | 2023-11-02 |  |  | 1141012 | 1141012 | 1467706 | AU_QM_007127879 |  | ERSA | M | 2200 | 1467706GZPCLNT100 | EA |  | CSC37 VALVE PARTS KIT; | CSC37 VALVE PARTS KIT; | PARTS KIT,VALVE: CSC37 VALVE PARTS KIT; CHAMPION CSC37 COMPRESSOR |  | PARTS KIT,VALVE:CSC37 VALVE PARTS KIT; |  |  | 1068100 @@ BERENDSEN FLUID POWER | 270130 | 1069581 @@ CUSTOM FLUID POWER P/L | 270130
STP_009 - Lot7 | Data Enrichment | KIB |  | 2023-11-02 |  |  | 1141191 | 1141191 | 1445542 | AU_QM_001010718 |  | ERSA | M | 1600 | 1445542GZPCLNT100 | EA |  | DIAGRAM 15;GREY; | DIAGRAM 15;GREY; | INSULATOR,STANDOFF: DIAGRAM 15;GREY; THREADED HOLES - M12 TOP;M16 BOTTOM; PART NO.1312/5; LEASE SWITCHBOARDS |  | INSULATOR,STANDOFF: DIAGRAM 15;GREY; |  |  | 1068181 @@ CNW (MOUNT ISA) ELECT WHOLESALER | 1445542
STP_009 - Lot7 | Data Enrichment | KIB |  | 2023-11-02 |  |  | 1143780 | 1143780 | 1461240 | AU_QM_002621105 |  | ERSA | M | 5910 | 1461240GZPCLNT100 | EA |  | BEND,PIPE;90 DEG,NOM 3/4 IN,GALVANIZED | BEND,PIPE;90 DEG,NOM 3/4 IN,GALVANIZED | BEND,PIPE;ANGLE:90 DEG,NOMINAL SIZE:3/4 IN,MATERIAL:MALLEABLE IRON,COATING/FINISH:GALVANIZED,ADDITIONAL FEATURES EN:M AND F,MNFR:01) |  | BEND,PIPE:20NB X 90-DEG (M & F) |  |  | 1068325 @@ MRC GLOBAL AUSTRALIA PTY LTD | 1000015205 | 1068230 @@ BUNNINGS WAREHOUSE MT ISA | 1461240 | 1068289 @@ INFRABUILD STEEL CENTRE | 113726
STP_009 - Lot7 | Data Enrichment | KIB |  | 2023-11-02 |  |  | 1143781 | 1143781 | 1461239 | AU_QM_002621104 |  | ERSA | M | 5910 | 1461239GZPCLNT100 | EA |  | BEND,PIPE;90 DEG,NOM 1/2 IN,GALVANIZED | BEND,PIPE;90 DEG,NOM 1/2 IN,GALVANIZED | BEND,PIPE;ANGLE:90 DEG,NOMINAL SIZE:1/2 IN,MATERIAL:MALLEABLE IRON,COATING/FINISH:GALVANIZED,ADDITIONAL FEATURES EN:M AND F,MNFR:01) |  | BEND,PIPE:15NB X 90-DEG (M & F) |  |  | 1068325 @@ MRC GLOBAL AUSTRALIA PTY LTD | 1000003808 | 1068230 @@ BUNNINGS WAREHOUSE MT ISA | 1461239 | 1068289 @@ INFRABUILD STEEL CENTRE | FMG-BMF-15
STP_009 - Lot7 | Data Enrichment | CIR |  | 2023-11-02 |  |  | 1144143 | 1144143 | 1366498 | AU_QM_000169205 |  | ERSA | M | 1600 | 1366498GZPCLNT100 | EA |  | CHARGER,BATT;681085595 A ZN CONC | CHARGER,BATT;681085595 A ZN CONC | CHARGER,BATTERY;ADDITIONAL FEATURES EN:681085595 A ZN CONC,MNFR:01)CNW,PTNO:01)D74564 |  | CHARGER,BATTERY:FOR CRANE REMOTE BATTERIES 681085595 A S |  |  | 1068181 @@ CNW (MOUNT ISA) ELECT WHOLESALER | D74564
STP_009 - Lot7 | Data Enrichment | KIB |  | 2023-11-02 |  |  | 1144654 | 1144654 | 1461235 | AU_QM_002621091 |  | ERSA | M | 5910 | 1461235GZPCLNT100 | EA |  | BEND,PIPE;45 DEG,NOM 3/4 IN,GALVANIZED | BEND,PIPE;45 DEG,NOM 3/4 IN,GALVANIZED | BEND,PIPE;ANGLE:45 DEG,NOMINAL SIZE:3/4 IN,MATERIAL:MALLEABLE IRON,COATING/FINISH:GALVANIZED,ADDITIONAL FEATURES EN:M AND F,MNFR:01) |  | BEND,PIPE:20NB X 45-DEG (M & F) |  |  | 1068325 @@ MRC GLOBAL AUSTRALIA PTY LTD | 1000329968 | 1068289 @@ INFRABUILD STEEL CENTRE | 165506
STP_009 - Lot7 | Data Enrichment | KIB |  | 2023-11-02 |  |  | 1144655 | 1144655 | 1461234 | AU_QM_002621090 |  | ERSA | M | 5910 | 1461234GZPCLNT100 | EA |  | BEND,PIPE;45 DEG,NOM 1/2 IN,GALVANIZED | BEND,PIPE;45 DEG,NOM 1/2 IN,GALVANIZED | BEND,PIPE;ANGLE:45 DEG,NOMINAL SIZE:1/2 IN,MATERIAL:MALLEABLE IRON,COATING/FINISH:GALVANIZED,ADDITIONAL FEATURES EN:M AND F,MNFR:01) |  | BEND,PIPE:15NB X 45-DEG (M & F) |  |  | 1068325 @@ MRC GLOBAL AUSTRALIA PTY LTD | 1000034534 | 1068289 @@ INFRABUILD STEEL CENTRE | FMG-BMF45-15
STP_009 - Lot7 | Data Enrichment | CIR |  | 2023-11-02 |  |  | 1145961 | 1145961 |  |  |  | ERSA | M | 1600 | 1537181GZPCLNT100 | EA |  | BOARD,TERM;PANEL,YURIKA,2418861 | BOARD,TERM;PANEL,YURIKA,2418861 | BOARD,TERM;ADDITIONAL FEATURES:PANEL,YURIKA,2418861 |  |  |  |  | 1068560 @@ YURIKA PTY LTD | 2418861
STP_009 - Lot7 | Data Enrichment | CIR |  | 2023-11-02 |  |  | 1146277 | 1146277 |  |  |  | ERSA | M | 1600 | 1535564GZPCLNT100 | EA |  | BOARD,IP/OP;SEAVIS FSC,17 21 16 REF 25A6 | BOARD,IP/OP;SEAVIS FSC,17 21 16 REF 25A6 | BOARD,IP/OP;ADDITIONAL FEATURES:SEAVIS FSC,17 21 16 REF 25A6 |  |  |  |  | 1071949 @@ SAACKE AUSTRALIA PTY LTD | 17 21 16 REF 25A6
STP_009 - Lot7 | Data Enrichment | CIR |  | 2023-11-02 |  |  | 1146278 | 1146278 |  |  |  | ERSA | M | 1600 | 1535563GZPCLNT100 | EA |  | BOARD,IP/OP;SEAVIS FSC,17 21 17 REF 25A3 | BOARD,IP/OP;SEAVIS FSC,17 21 17 REF 25A3 | BOARD,IP/OP;ADDITIONAL FEATURES:SEAVIS FSC,17 21 17 REF 25A3 |  |  |  |  | 1071949 @@ SAACKE AUSTRALIA PTY LTD | 17 21 17 REF 25A3
STP_009 - Lot7 | Data Enrichment | CIR |  | 2023-11-02 |  |  | 1146286 | 1146286 |  |  |  | ERSA | M | 1600 | 1535555GZPCLNT100 | EA |  | BOARD,IP/OP;SEAVIS,IO,,17 21 56 REF 16B2 | BOARD,IP/OP;SEAVIS,IO,,17 21 56 REF 16B2 | BOARD,IP/OP;ADDITIONAL FEATURES:SEAVIS,IO,,17 21 56 REF 16B2 |  |  |  |  | 1071949 @@ SAACKE AUSTRALIA PTY LTD | 17 21 56 REF 16B2
STP_009 - Lot7 | Data Enrichment | CIR |  | 2023-11-02 |  |  | 1146287 | 1146287 |  |  |  | ERSA | M | 1600 | 1535554GZPCLNT100 | EA |  | BOARD,IP/OP;SEAVIS,IO,,17 21 55 REF 16B2 | BOARD,IP/OP;SEAVIS,IO,,17 21 55 REF 16B2 | BOARD,IP/OP;ADDITIONAL FEATURES:SEAVIS,IO,,17 21 55 REF 16B2 |  |  |  |  | 1071949 @@ SAACKE AUSTRALIA PTY LTD | 17 21 55 REF 16B2
STP_009 - Lot7 | Data Enrichment | CIR |  | 2023-11-02 |  |  | 1146288 | 1146288 |  |  |  | ERSA | M | 1600 | 1535553GZPCLNT100 | EA |  | BOARD,IP/OP;SEAVIS,IO,,17 21 57 REF 16B2 | BOARD,IP/OP;SEAVIS,IO,,17 21 57 REF 16B2 | BOARD,IP/OP;ADDITIONAL FEATURES:SEAVIS,IO,,17 21 57 REF 16B2 |  |  |  |  | 1071949 @@ SAACKE AUSTRALIA PTY LTD | 17 21 57 REF 16B2
STP_009 - Lot7 | Data Enrichment | VNE |  | 2023-11-02 |  |  | 1146291 | 1146291 |  |  |  | ERSA | M | 1600 | 1535550GZPCLNT100 | EA |  | CONTROLLER,FLM;SEAVI,17 21 149 REF 09B3 | CONTROLLER,FLM;SEAVI,17 21 149 REF 09B3 | CONTROLLER,FLM;ADDITIONAL FEATURES:SEAVI,17 21 149 REF 09B3 |  |  |  |  | 1071949 @@ SAACKE AUSTRALIA PTY LTD | 17 21 149 REF 09B3
STP_009 - Lot7 | Data Enrichment | KIB |  | 2023-11-02 |  |  | 1146302 | 1146302 |  |  |  | ERSA | M | 1600 | 1535496GZPCLNT100 | EA |  | BEND,CONDT;150MM,90D,HD,1200R,VIN30985 | BEND,CONDT;150MM,90D,HD,1200R,VIN30985 | BEND,CONDT;ADDITIONAL FEATURES:150MM,90D,HD,1200R,VIN30985 |  |  |  |  | 1068181 @@ CNW (MOUNT ISA) ELECT WHOLESALER | 30985
STP_009 - Lot7 | Data Enrichment | KIB |  | 2023-11-02 |  |  | 1146303 | 1146303 |  |  |  | ERSA | M | 1600 | 1535495GZPCLNT100 | EA |  | BEND,CONDT;125MM,90D,HD,635R,VIN30950 | BEND,CONDT;125MM,90D,HD,635R,VIN30950 | BEND,CONDT;ADDITIONAL FEATURES:125MM,90D,HD,635R,VIN30950 |  |  |  |  | 1068181 @@ CNW (MOUNT ISA) ELECT WHOLESALER | 30950
STP_009 - Lot7 | Data Enrichment | KIB |  | 2023-11-02 |  |  | 1146304 | 1146304 |  |  |  | ERSA | M | 1600 | 1535494GZPCLNT100 | EA |  | BEND,CONDT;100MM,90D,HD,460R,VIN30900 | BEND,CONDT;100MM,90D,HD,460R,VIN30900 | BEND,CONDT;ADDITIONAL FEATURES:100MM,90D,HD,460R,VIN30900 |  |  |  |  | 1068181 @@ CNW (MOUNT ISA) ELECT WHOLESALER | 30900
STP_009 - Lot7 | Data Enrichment | VNE |  | 2023-11-02 |  |  | 1146375 | 1146375 |  |  |  | ERSA | M | 1600 | 1532458GZPCLNT100 | EA |  | CONTROLLER,VOLT;LIFEGUARD,SPILG7L | CONTROLLER,VOLT;LIFEGUARD,SPILG7L | CONTROLLER,VOLT;ADDITIONAL FEATURES:LIFEGUARD,SPILG7L |  |  |  |  | 1068181 @@ CNW (MOUNT ISA) ELECT WHOLESALER | SPILG7L
STP_009 - Lot7 | Data Enrichment | CIR |  | 2023-11-02 |  |  | 1146425 | 1146425 |  |  |  | ERSA | M | 1600 | 1531661GZPCLNT100 | EA |  | CHARGER,BATT;DC TO DC,24,BAXORI241236120 | CHARGER,BATT;DC TO DC,24,BAXORI241236120 | CHARGER,BATT;ADDITIONAL FEATURES:DC TO DC,24,BAXORI241236120 |  |  |  |  | 1068181 @@ CNW (MOUNT ISA) ELECT WHOLESALER | BAXORI241236120
STP_009 - Lot7 | Data Enrichment | CIR |  | 2023-11-02 |  |  | 1146426 | 1146426 |  |  |  | ERSA | M | 1600 | 1531660GZPCLNT100 | EA |  | CHARGER,BATT;DC TO DC,12,BAXORI121236120 | CHARGER,BATT;DC TO DC,12,BAXORI121236120 | CHARGER,BATT;ADDITIONAL FEATURES:DC TO DC,12,BAXORI121236120 |  |  |  |  | 1068181 @@ CNW (MOUNT ISA) ELECT WHOLESALER | BAXORI121236120
STP_009 - Lot7 | Data Enrichment | PVJ |  | 2023-11-02 |  |  | 1146444 | 1146444 |  |  |  | ERSA | M | 1600 | 1527268GZPCLNT100 | EA |  | DISPLAY;DIGITAL INPUT MES,LD-DIP-DC-38D6 | DISPLAY;DIGITAL INPUT MES,LD-DIP-DC-38D6 | DISPLAY;ADDITIONAL FEATURES:DIGITAL INPUT MES,LD-DIP-DC-38D6 |  |  |  |  | 1068181 @@ CNW (MOUNT ISA) ELECT WHOLESALER | LD-DIP-DC-38D6
STP_009 - Lot7 | Data Enrichment | CIR |  | 2023-11-02 |  |  | 1146606 | 1146606 |  |  |  | ERSA | M | 1600 | 1523974GZPCLNT100 | EA |  | BOARD;CONTROL,KMD-201AA,HOSHIZ,P01771-02 | BOARD;CONTROL,KMD-201AA,HOSHIZ,P01771-02 | BOARD;ADDITIONAL FEATURES:CONTROL,KMD-201AA,HOSHIZ,P01771-02 |  |  |  |  | 1068500 @@ ACTROL PARTS PTY LTD | 1523974
STP_009 - Lot7 | Data Enrichment | CIR |  | 2023-11-02 |  |  | 1146635 | 1146635 |  |  |  | ERSA | M | 1600 | 1523939GZPCLNT100 | EA |  | CHARGER;STATION,53 PORT,I/PUT 240V,CBE53 | CHARGER;STATION,53 PORT,I/PUT 240V,CBE53 | CHARGER;ADDITIONAL FEATURES:STATION,53 PORT,I/PUT 240V,CBE53 |  |  |  |  | 1068331 @@ ALLIANCE SAFETY EQUIPMENT P/L | CBE53
STP_009 - Lot7 | Data Enrichment | CIR |  | 2023-11-02 |  |  | 1146636 | 1146636 |  |  |  | ERSA | M | 1600 | 1523938GZPCLNT100 | EA |  | CHARGER;STATION,C/W CAP LAM,CBE53+53KH4E | CHARGER;STATION,C/W CAP LAM,CBE53+53KH4E | CHARGER;ADDITIONAL FEATURES:STATION,C/W CAP LAM,CBE53+53KH4E |  |  |  |  | 1068331 @@ ALLIANCE SAFETY EQUIPMENT P/L | CBE53+53KH4E
STP_009 - Lot7 | Data Enrichment | CIR |  | 2023-11-02 |  |  | 1146673 | 1146673 |  |  |  | ERSA | M | 1600 | 1517069GZPCLNT100 | EA |  | CHARGER;BATTERY,DUAL,11777 | CHARGER;BATTERY,DUAL,11777 | CHARGER;ADDITIONAL FEATURES:BATTERY,DUAL,11777 |  |  |  |  | 1068102 @@ REMOTE CONTROL TECHNOLOGIES P/L | 11777
STP_009 - Lot7 | Data Enrichment | VNE |  | 2023-11-02 |  |  | 1146719 | 1146719 |  |  |  | ERSA | M | 1600 | 1505902GZPCLNT100 | EA |  | CONTROLLER;300390007 | CONTROLLER;300390007 | CONTROLLER;ADDITIONAL FEATURES:300390007 |  |  |  |  | 1068083 @@ NHP ELECTRICAL ENGINEERING PROD | 300390007
STP_009 - Lot7 | Data Enrichment | VNE |  | 2023-11-02 |  |  | 1146720 | 1146720 |  |  |  | ERSA | M | 1600 | 1505901GZPCLNT100 | EA |  | CONTROLLER;ACAKPD | CONTROLLER;ACAKPD | CONTROLLER;ADDITIONAL FEATURES:ACAKPD |  |  |  |  | 1068083 @@ NHP ELECTRICAL ENGINEERING PROD | ACAKPD
STP_009 - Lot7 | Data Enrichment | CIR |  | 2023-11-02 |  |  | 1146732 | 1146732 |  |  |  | ERSA | M | 1600 | 1505678GZPCLNT100 | EA |  | BOARD,CIRCT;LOGIC,50010 | BOARD,CIRCT;LOGIC,50010 | BOARD,CIRCT;ADDITIONAL FEATURES:LOGIC,50010 |  |  |  |  | 1072013 @@ METAL MANUFACTURES PTY LTD | BLA01607252
STP_009 - Lot7 | Data Enrichment | CIR |  | 2023-11-02 |  |  | 1146733 | 1146733 |  |  |  | ERSA | M | 1600 | 1505677GZPCLNT100 | EA |  | BOARD;POWER,50009 | BOARD;POWER,50009 | BOARD;ADDITIONAL FEATURES:POWER,50009 |  |  |  |  | 1072013 @@ METAL MANUFACTURES PTY LTD | BLA01607269
STP_009 - Lot7 | Data Enrichment | SCV |  | 2023-11-02 |  |  | 1146771 | 1146771 |  |  |  | ERSA | M | 1600 | 1505510GZPCLNT100 | EA |  | DISPENSER,ICE;ICE MACHINE,SC130B | DISPENSER,ICE;ICE MACHINE,SC130B | DISPENSER,ICE;ADDITIONAL FEATURES:ICE MACHINE,SC130B |  |  |  |  | 1071578 @@ STUART ICE MAKERS | 1505510
STP_009 - Lot7 | Data Enrichment | VNE |  | 2023-11-02 |  |  | 1146789 | 1146789 |  |  |  | ERSA | M | 1600 | 1495138GZPCLNT100 | EA |  | CONTROLLER,ELECTRICAL;8,ECO-SMC8301-240V | CONTROLLER,ELECTRICAL;8,ECO-SMC8301-240V | CONTROLLER,ELECTRICAL;ADDITIONAL FEATURES:8,ECO-SMC8301-240V |  |  |  |  | 1068099 @@ ECOTECH PTY LTD | 1495138
STP_009 - Lot7 | Data Enrichment | VNE |  | 2023-11-02 |  |  | 1146790 | 1146790 |  |  |  | ERSA | M | 1600 | 1495137GZPCLNT100 | EA |  | CONTROLLER,ELECTRICAL;SOLENOID A,H050027 | CONTROLLER,ELECTRICAL;SOLENOID A,H050027 | CONTROLLER,ELECTRICAL;ADDITIONAL FEATURES:SOLENOID A,H050027 |  |  |  |  | 1068099 @@ ECOTECH PTY LTD | 1495137
STP_009 - Lot7 | Data Enrichment | VNE |  | 2023-11-02 |  |  | 1146791 | 1146791 |  |  |  | ERSA | M | 1600 | 1495136GZPCLNT100 | EA |  | CONTROLLER,ELECTRICAL;SCRUBBER S,H010116 | CONTROLLER,ELECTRICAL;SCRUBBER S,H010116 | CONTROLLER,ELECTRICAL;ADDITIONAL FEATURES:SCRUBBER S,H010116 |  |  |  |  | 1068099 @@ ECOTECH PTY LTD | 1495136
STP_009 - Lot7 | Data Enrichment | VNE |  | 2023-11-02 |  |  | 1146792 | 1146792 |  |  |  | ERSA | M | 1600 | 1495135GZPCLNT100 | EA |  | CONTROLLER,ELECTRICAL;DC SOLID,REL-1004 | CONTROLLER,ELECTRICAL;DC SOLID,REL-1004 | CONTROLLER,ELECTRICAL;ADDITIONAL FEATURES:DC SOLID,REL-1004 |  |  |  |  | 1068099 @@ ECOTECH PTY LTD | 1495135
STP_009 - Lot7 | Data Enrichment | VNE |  | 2023-11-02 |  |  | 1146793 | 1146793 |  |  |  | ERSA | M | 1600 | 1495134GZPCLNT100 | EA |  | CONTROLLER,ELECTRICAL;REGULATOR,REG-1040 | CONTROLLER,ELECTRICAL;REGULATOR,REG-1040 | CONTROLLER,ELECTRICAL;ADDITIONAL FEATURES:REGULATOR,REG-1040 |  |  |  |  | 1068099 @@ ECOTECH PTY LTD | 1495134
STP_009 - Lot7 | Data Enrichment | VNE |  | 2023-11-02 |  |  | 1146794 | 1146794 |  |  |  | ERSA | M | 1600 | 1495133GZPCLNT100 | EA |  | CONTROLLER,ELECTRICAL;MEMBRAN,ECO-1DG102 | CONTROLLER,ELECTRICAL;MEMBRAN,ECO-1DG102 | CONTROLLER,ELECTRICAL;ADDITIONAL FEATURES:MEMBRAN,ECO-1DG102 |  |  |  |  | 1068099 @@ ECOTECH PTY LTD | 1495133
STP_009 - Lot7 | Data Enrichment | VNE |  | 2023-11-02 |  |  | 1146795 | 1146795 |  |  |  | ERSA | M | 1600 | 1495132GZPCLNT100 | EA |  | CONTROLLER,ELECTRICAL;PRESSUR,FIT-B4CPA2 | CONTROLLER,ELECTRICAL;PRESSUR,FIT-B4CPA2 | CONTROLLER,ELECTRICAL;ADDITIONAL FEATURES:PRESSUR,FIT-B4CPA2 |  |  |  |  | 1068099 @@ ECOTECH PTY LTD | 1495132
STP_009 - Lot7 | Data Enrichment | VNE |  | 2023-11-02 |  |  | 1146796 | 1146796 |  |  |  | ERSA | M | 1600 | 1495131GZPCLNT100 | EA |  | CONTROLLER,ELECTRICAL;O-RING,BS,ORI-1011 | CONTROLLER,ELECTRICAL;O-RING,BS,ORI-1011 | CONTROLLER,ELECTRICAL;ADDITIONAL FEATURES:O-RING,BS,ORI-1011 |  |  |  |  | 1068099 @@ ECOTECH PTY LTD | 1495131
STP_009 - Lot7 | Data Enrichment | VNE |  | 2023-11-02 |  |  | 1146797 | 1146797 |  |  |  | ERSA | M | 1600 | 1495130GZPCLNT100 | EA |  | CONTROLLER,ELECTRICAL;AMBIENT,ZMM-BX596 | CONTROLLER,ELECTRICAL;AMBIENT,ZMM-BX596 | CONTROLLER,ELECTRICAL;ADDITIONAL FEATURES:AMBIENT,ZMM-BX596 |  |  |  |  | 1068099 @@ ECOTECH PTY LTD | 1495130
STP_009 - Lot7 | Data Enrichment | VNE |  | 2023-11-02 |  |  | 1146798 | 1146798 |  |  |  | ERSA | M | 1600 | 1495129GZPCLNT100 | EA |  | CONTROLLER,ELECTRICAL;OUTSIDE,ZMM-BX592 | CONTROLLER,ELECTRICAL;OUTSIDE,ZMM-BX592 | CONTROLLER,ELECTRICAL;ADDITIONAL FEATURES:OUTSIDE,ZMM-BX592 |  |  |  |  | 1068099 @@ ECOTECH PTY LTD | 1495129
STP_009 - Lot7 | Data Enrichment | VNE |  | 2023-11-02 |  |  | 1146799 | 1146799 |  |  |  | ERSA | M | 1600 | 1495128GZPCLNT100 | EA |  | CONTROLLER,ELECTRICAL;PUMP 220VA,E031038 | CONTROLLER,ELECTRICAL;PUMP 220VA,E031038 | CONTROLLER,ELECTRICAL;ADDITIONAL FEATURES:PUMP 220VA,E031038 |  |  |  |  | 1068099 @@ ECOTECH PTY LTD | 1495128
STP_009 - Lot7 | Data Enrichment | VNE |  | 2023-11-02 |  |  | 1146800 | 1146800 |  |  |  | ERSA | M | 1600 | 1495127GZPCLNT100 | EA |  | CONTROLLER,ELECTRICAL;8301LC,ECO-8301LC | CONTROLLER,ELECTRICAL;8301LC,ECO-8301LC | CONTROLLER,ELECTRICAL;ADDITIONAL FEATURES:8301LC,ECO-8301LC |  |  |  |  | 1068099 @@ ECOTECH PTY LTD | 1495127
STP_009 - Lot7 | Data Enrichment | PVJ |  | 2023-11-02 |  |  | 1146805 | 1146805 |  |  |  | ERSA | M | 1600 | 1495107GZPCLNT100 | EA |  | ACCELEROMETER;420 SERIES,HS-420L0255002 | ACCELEROMETER;420 SERIES,HS-420L0255002 | ACCELEROMETER;ADDITIONAL FEATURES:420 SERIES,HS-420L0255002 |  |  |  |  | 1068454 @@ GVS RELIABILITY PRODUCTS PTY LTD | 1495107
STP_009 - Lot7 | Data Enrichment | VNE |  | 2023-11-02 |  |  | 1146831 | 1146831 |  |  |  | ERSA | M | 4005 | 1535426GZPCLNT100 | EA |  | CONTROLLER;EA/PA,TIMER,21579010011 | CONTROLLER;EA/PA,TIMER,21579010011 | CONTROLLER;ADDITIONAL FEATURES:EA/PA,TIMER,21579010011 |  |  |  |  | 1068095 @@ PIRTEK ISA FLUID CONNECTIONS PTY LT | 21579010011
STP_009 - Lot7 | Data Enrichment | PVJ |  | 2023-11-02 |  |  | 1146906 | 1146906 |  |  |  | ERSA | M | 4090 | 1532191GZPCLNT100 | EA |  | CARTRIDGE;BREATHER DESI,1299653/ISADRAUL | CARTRIDGE;BREATHER DESI,1299653/ISADRAUL | CARTRIDGE;ADDITIONAL FEATURES:BREATHER DESI,1299653/ISADRAUL |  |  |  |  | 1068342 @@ ISADRAULICS | 1299653/ISADRAUL
STP_009 - Lot7 | Data Enrichment | CIR |  | 2023-11-02 |  |  | 1146965 | 1146965 |  |  |  | ERSA | M | 4090 | 1531503GZPCLNT100 | EA |  | CHARGER,BATT;WORKSHOP,12/24V,MXTS40 | CHARGER,BATT;WORKSHOP,12/24V,MXTS40 | CHARGER,BATT;ADDITIONAL FEATURES:WORKSHOP,12/24V,MXTS40 |  |  |  |  | 1068087 @@ ASHDOWN INGRAM | MXTS40
STP_009 - Lot7 | Data Enrichment | SFQ |  | 2023-11-02 |  |  | 1147057 | 1147057 |  |  |  | ERSA | M | 4090 | 1530069GZPCLNT100 | EA |  | ELBOW;3" NB,S40S,WELDED,STAIN,1000018683 | ELBOW;3" NB,S40S,WELDED,STAIN,1000018683 | ELBOW;ADDITIONAL FEATURES:3 NB,S40S,WELDED,STAIN,1000018683 |  |  |  |  | 1068325 @@ MRC GLOBAL AUSTRALIA PTY LTD | 1000018683
STP_009 - Lot7 | Data Enrichment | CIR |  | 2023-11-02 |  |  | 1147066 | 1147066 |  |  |  | ERSA | M | 4090 | 1530054GZPCLNT100 | EA |  | CHALK;BOX,REEL,100FT,30M "SPEED,05224063 | CHALK;BOX,REEL,100FT,30M "SPEED,05224063 | CHALK;ADDITIONAL FEATURES:BOX,REEL,100FT,30M SPEED,05224063 |  |  |  |  | 1069714 @@ BLACKWOODS | 5224063 | 1068652 @@ J BLACKWOOD & SONS | 5224063
STP_009 - Lot7 | Data Enrichment | CIR |  | 2023-11-02 |  |  | 1147116 | 1147116 |  |  |  | ERSA | M | 4005 | 1529804GZPCLNT100 | EA |  | CHARGER,BATT;12V/18V,MILWAUKEE ,M12-18SC | CHARGER,BATT;12V/18V,MILWAUKEE ,M12-18SC | CHARGER,BATT;ADDITIONAL FEATURES:12V/18V,MILWAUKEE ,M12-18SC |  |  |  |  | 1068254 @@ MOUNT ISA MINING SUPPLIES P/L | M12-18SC
STP_009 - Lot7 | Data Enrichment | SCV |  | 2023-11-02 |  |  | 1147361 | 1147361 |  |  |  | ERSA | M | 4090 | 1526333GZPCLNT100 | EA |  | DISPENSER;TAPE,48MM,1213-00131 | DISPENSER;TAPE,48MM,1213-00131 | DISPENSER;ADDITIONAL FEATURES:TAPE,48MM,1213-00131 |  |  |  |  | 1068802 @@ WESTERNEX PTY LTD | 1213-00131
STP_009 - Lot7 | Data Enrichment | SFQ |  | 2023-11-02 |  |  | 1147407 | 1147407 |  |  |  | ERSA | M | 4090 | 1526008GZPCLNT100 | EA |  | ELBOW;4 MM,LDPE,40245 | ELBOW;4 MM,LDPE,40245 | ELBOW;ADDITIONAL FEATURES:4 MM,LDPE,40245 |  |  |  |  | 1068250 @@ MT ISA HOME & GARDEN CENTRE | 40245
STP_009 - Lot7 | Data Enrichment | SFQ |  | 2023-11-02 |  |  | 1147422 | 1147422 |  |  |  | ERSA | M | 4090 | 1525993GZPCLNT100 | EA |  | ELBOW;25MM X 25BSP,LDPE,MALE,HR-E10G10M | ELBOW;25MM X 25BSP,LDPE,MALE,HR-E10G10M | ELBOW;ADDITIONAL FEATURES:25MM X 25BSP,LDPE,MALE,HR-E10G10M |  |  |  |  | 1068250 @@ MT ISA HOME & GARDEN CENTRE | HR-E10G10M
STP_009 - Lot7 | Data Enrichment | SFQ |  | 2023-11-02 |  |  | 1147423 | 1147423 |  |  |  | ERSA | M | 4090 | 1525992GZPCLNT100 | EA |  | ELBOW;25MM X 20BSP,LDPE,MALE,HR-E10G34M | ELBOW;25MM X 20BSP,LDPE,MALE,HR-E10G34M | ELBOW;ADDITIONAL FEATURES:25MM X 20BSP,LDPE,MALE,HR-E10G34M |  |  |  |  | 1068250 @@ MT ISA HOME & GARDEN CENTRE | HR-E10G34M
STP_009 - Lot7 | Data Enrichment | SFQ |  | 2023-11-02 |  |  | 1147424 | 1147424 |  |  |  | ERSA | M | 4090 | 1525991GZPCLNT100 | EA |  | ELBOW;25MM X 15BSP,LDPE,MALE,HR-E10G12M | ELBOW;25MM X 15BSP,LDPE,MALE,HR-E10G12M | ELBOW;ADDITIONAL FEATURES:25MM X 15BSP,LDPE,MALE,HR-E10G12M |  |  |  |  | 1068250 @@ MT ISA HOME & GARDEN CENTRE | HR-E10G12M
STP_009 - Lot7 | Data Enrichment | SFQ |  | 2023-11-02 |  |  | 1147425 | 1147425 |  |  |  | ERSA | M | 4090 | 1525990GZPCLNT100 | EA |  | ELBOW;19MM X 25BSP,LDPE,MALE,HR-E34G10M | ELBOW;19MM X 25BSP,LDPE,MALE,HR-E34G10M | ELBOW;ADDITIONAL FEATURES:19MM X 25BSP,LDPE,MALE,HR-E34G10M |  |  |  |  | 1068250 @@ MT ISA HOME & GARDEN CENTRE | HR-E34G10M
STP_009 - Lot7 | Data Enrichment | SFQ |  | 2023-11-02 |  |  | 1147426 | 1147426 |  |  |  | ERSA | M | 4090 | 1525989GZPCLNT100 | EA |  | ELBOW;19MM X 20BSP,LDPE,MALE,HR-E34G34M | ELBOW;19MM X 20BSP,LDPE,MALE,HR-E34G34M | ELBOW;ADDITIONAL FEATURES:19MM X 20BSP,LDPE,MALE,HR-E34G34M |  |  |  |  | 1068250 @@ MT ISA HOME & GARDEN CENTRE | HR-E34G34M
STP_009 - Lot7 | Data Enrichment | SFQ |  | 2023-11-02 |  |  | 1147427 | 1147427 |  |  |  | ERSA | M | 4090 | 1525988GZPCLNT100 | EA |  | ELBOW;19MM X 15BSP,LDPE,MALE,HR-E34G12M | ELBOW;19MM X 15BSP,LDPE,MALE,HR-E34G12M | ELBOW;ADDITIONAL FEATURES:19MM X 15BSP,LDPE,MALE,HR-E34G12M |  |  |  |  | 1068250 @@ MT ISA HOME & GARDEN CENTRE | HR-E34G12M
STP_009 - Lot7 | Data Enrichment | SFQ |  | 2023-11-02 |  |  | 1147428 | 1147428 |  |  |  | ERSA | M | 4090 | 1525987GZPCLNT100 | EA |  | ELBOW;13MM X 20BSP,LDPE,MALE,HR-E12G34M | ELBOW;13MM X 20BSP,LDPE,MALE,HR-E12G34M | ELBOW;ADDITIONAL FEATURES:13MM X 20BSP,LDPE,MALE,HR-E12G34M |  |  |  |  | 1068250 @@ MT ISA HOME & GARDEN CENTRE | HR-E12G34M
STP_009 - Lot7 | Data Enrichment | SFQ |  | 2023-11-02 |  |  | 1147429 | 1147429 |  |  |  | ERSA | M | 4090 | 1525986GZPCLNT100 | EA |  | ELBOW;13MM X 15BSP,LDPE,MALE,HR-E12G12M | ELBOW;13MM X 15BSP,LDPE,MALE,HR-E12G12M | ELBOW;ADDITIONAL FEATURES:13MM X 15BSP,LDPE,MALE,HR-E12G12M |  |  |  |  | 1068250 @@ MT ISA HOME & GARDEN CENTRE | HR-E12G12M
STP_009 - Lot7 | Data Enrichment | SFQ |  | 2023-11-02 |  |  | 1147449 | 1147449 |  |  |  | ERSA | M | 4090 | 1525966GZPCLNT100 | EA |  | ELBOW;LDPE,25MM,HR-E10 | ELBOW;LDPE,25MM,HR-E10 | ELBOW;ADDITIONAL FEATURES:LDPE,25MM,HR-E10 |  |  |  |  | 1068250 @@ MT ISA HOME & GARDEN CENTRE | HR-E10
STP_009 - Lot7 | Data Enrichment | SFQ |  | 2023-11-02 |  |  | 1147450 | 1147450 |  |  |  | ERSA | M | 4090 | 1525965GZPCLNT100 | EA |  | ELBOW;LDPE,1 9MM,HR-E34 | ELBOW;LDPE,1 9MM,HR-E34 | ELBOW;ADDITIONAL FEATURES:LDPE,1 9MM,HR-E34 |  |  |  |  | 1068250 @@ MT ISA HOME & GARDEN CENTRE | HR-E34
STP_009 - Lot7 | Data Enrichment | SFQ |  | 2023-11-02 |  |  | 1147451 | 1147451 |  |  |  | ERSA | M | 4090 | 1525964GZPCLNT100 | EA |  | ELBOW;LDPE,13 MM,HR-E12 | ELBOW;LDPE,13 MM,HR-E12 | ELBOW;ADDITIONAL FEATURES:LDPE,13 MM,HR-E12 |  |  |  |  | 1068250 @@ MT ISA HOME & GARDEN CENTRE | HR-E12
STP_009 - Lot7 | Data Enrichment | CIR |  | 2023-11-02 |  |  | 1147785 | 1147785 |  |  |  | ERSA | M | 4005 | 1496117GZPCLNT100 | EA |  | CHARGER,BATTERY;ACCSS6002 | CHARGER,BATTERY;ACCSS6002 | CHARGER,BATTERY;ADDITIONAL FEATURES:ACCSS6002 |  |  |  |  | 1070625 @@ FARO SINGAPORE PTE LTD | 1496117
STP_009 - Lot7 | Data Enrichment | KIB |  | 2023-11-02 |  |  | 1147914 | 1147914 |  |  |  | ERSA | M | 2200 | 1539397GZPCLNT100 | EA |  | BEND,PIPE;DN150XR750 LG RAD,5RBMIMBEND90 | BEND,PIPE;DN150XR750 LG RAD,5RBMIMBEND90 | BEND,PIPE;ADDITIONAL FEATURES:DN150XR750 LG RAD,5RBMIMBEND90 |  |  |  |  | 1068435 @@ FIELD FURNACE REFRACTORIES P/L | 5RBMIMBEND90
STP_009 - Lot7 | Data Enrichment | PVJ |  | 2023-11-02 |  |  | 1147934 | 1147934 |  |  |  | ERSA | M | 4050 | 1539328GZPCLNT100 | EA |  | CARTRIDGE;MAGENTA,ORIGINAL INK,25001249 | CARTRIDGE;MAGENTA,ORIGINAL INK,25001249 | CARTRIDGE;ADDITIONAL FEATURES:MAGENTA,ORIGINAL INK,25001249 |  |  |  |  | 1068167 @@ WINC AUSTRALIA PTY LTD | 25001249
STP_009 - Lot7 | Data Enrichment | PVJ |  | 2023-11-02 |  |  | 1147935 | 1147935 |  |  |  | ERSA | M | 4050 | 1539327GZPCLNT100 | EA |  | CARTRIDGE;YELLOW,ORIGINAL INK,H,25001251 | CARTRIDGE;YELLOW,ORIGINAL INK,H,25001251 | CARTRIDGE;ADDITIONAL FEATURES:YELLOW,ORIGINAL INK,H,25001251 |  |  |  |  | 1068167 @@ WINC AUSTRALIA PTY LTD | 25001251
STP_009 - Lot7 | Data Enrichment | KIB |  | 2023-11-02 |  |  | 1147967 | 1147967 |  |  |  | ERSA | M | 4400 | 1539249GZPCLNT100 | EA |  | BEND,PIPE;200NB,ALUMINA,MCA-RX3000-AT45 | BEND,PIPE;200NB,ALUMINA,MCA-RX3000-AT45 | BEND,PIPE;ADDITIONAL FEATURES:200NB,ALUMINA,MCA-RX3000-AT45 |  |  |  |  | 1068523 @@ MCA ENGINEERING PTY LTD | MCA-RX3000-AT45
STP_009 - Lot7 | Data Enrichment | KIB |  | 2023-11-02 |  |  | 1147968 | 1147968 |  |  |  | ERSA | M | 4400 | 1539248GZPCLNT100 | EA |  | BEND,PIPE;200NB,ALUMIN,MCA-RX3000-AT22.5 | BEND,PIPE;200NB,ALUMIN,MCA-RX3000-AT22.5 | BEND,PIPE;ADDITIONAL FEATURES:200NB,ALUMIN,MCA-RX3000-AT22.5 |  |  |  |  | 1068523 @@ MCA ENGINEERING PTY LTD | MCA-RX3000-AT22.5
STP_009 - Lot7 | Data Enrichment | KIB |  | 2023-11-02 |  |  | 1147969 | 1147969 |  |  |  | ERSA | M | 4400 | 1539247GZPCLNT100 | EA |  | BEND,PIPE;200NB,ALUMINA,MCA-RX3000-AT10 | BEND,PIPE;200NB,ALUMINA,MCA-RX3000-AT10 | BEND,PIPE;ADDITIONAL FEATURES:200NB,ALUMINA,MCA-RX3000-AT10 |  |  |  |  | 1068523 @@ MCA ENGINEERING PTY LTD | MCA-RX3000-AT10
STP_009 - Lot7 | Data Enrichment | KIB |  | 2023-11-02 |  |  | 1147971 | 1147971 |  |  |  | ERSA | M | 4400 | 1539245GZPCLNT100 | EA |  | BEND,PIPE;200NB,ALUMINA,MCA-RX3000-AT2.5 | BEND,PIPE;200NB,ALUMINA,MCA-RX3000-AT2.5 | BEND,PIPE;ADDITIONAL FEATURES:200NB,ALUMINA,MCA-RX3000-AT2.5 |  |  |  |  | 1068523 @@ MCA ENGINEERING PTY LTD | MCA-RX3000-AT2.5
STP_009 - Lot7 | Data Enrichment | KIB |  | 2023-11-02 |  |  | 1147974 | 1147974 |  |  |  | ERSA | M | 4400 | 1539242GZPCLNT100 | EA |  | BEND,PIPE;200NB,SET 10O,MCA-RX3000-10 | BEND,PIPE;200NB,SET 10O,MCA-RX3000-10 | BEND,PIPE;ADDITIONAL FEATURES:200NB,SET 10O,MCA-RX3000-10 |  |  |  |  | 1068523 @@ MCA ENGINEERING PTY LTD | MCA-RX3000-10
STP_009 - Lot7 | Data Enrichment | KIB |  | 2023-11-02 |  |  | 1147976 | 1147976 |  |  |  | ERSA | M | 4400 | 1539240GZPCLNT100 | EA |  | BEND,PIPE;200NB,SET 2.5O,MC-RX3000-2.5 | BEND,PIPE;200NB,SET 2.5O,MC-RX3000-2.5 | BEND,PIPE;ADDITIONAL FEATURES:200NB,SET 2.5O,MC-RX3000-2.5 |  |  |  |  | 1068523 @@ MCA ENGINEERING PTY LTD | MC-RX3000-2.5
STP_009 - Lot7 | Data Enrichment | KIB |  | 2023-11-02 |  |  | 1147999 | 1147999 |  |  |  | ERSA | M | 4400 | 1539217GZPCLNT100 | EA |  | BEND,PIPE;150NB,ALUMINA TILE,MCA-IPS-45 | BEND,PIPE;150NB,ALUMINA TILE,MCA-IPS-45 | BEND,PIPE;ADDITIONAL FEATURES:150NB,ALUMINA TILE,MCA-IPS-45 |  |  |  |  | 1068523 @@ MCA ENGINEERING PTY LTD | MCA-IPS-45
STP_009 - Lot7 | Data Enrichment | KIB |  | 2023-11-02 |  |  | 1148000 | 1148000 |  |  |  | ERSA | M | 4400 | 1539216GZPCLNT100 | EA |  | BEND,PIPE;150NB,ALUMINA TIL,MCA-IPS-22.5 | BEND,PIPE;150NB,ALUMINA TIL,MCA-IPS-22.5 | BEND,PIPE;ADDITIONAL FEATURES:150NB,ALUMINA TIL,MCA-IPS-22.5 |  |  |  |  | 1068523 @@ MCA ENGINEERING PTY LTD | MCA-IPS-22.5
STP_009 - Lot7 | Data Enrichment | SFQ |  | 2023-11-02 |  |  | 1148056 | 1148056 |  |  |  | ERSA | M | 2210 | 1539138GZPCLNT100 | EA |  | ELBOW,PIPE;315MM,45D,EF,SDR 11,88629 | ELBOW,PIPE;315MM,45D,EF,SDR 11,88629 | ELBOW,PIPE;ADDITIONAL FEATURES:315MM,45D,EF,SDR 11,88629 |  |  |  |  | 1068228 @@ VINIDEX PTY LTD | 88629
STP_009 - Lot7 | Data Enrichment | SFQ |  | 2023-11-02 |  |  | 1148058 | 1148058 |  |  |  | ERSA | M | 2210 | 1539136GZPCLNT100 | EA |  | ELBOW,PIPE;250MM,45D,EF,SDR 11,88627 | ELBOW,PIPE;250MM,45D,EF,SDR 11,88627 | ELBOW,PIPE;ADDITIONAL FEATURES:250MM,45D,EF,SDR 11,88627 |  |  |  |  | 1068228 @@ VINIDEX PTY LTD | 88627
STP_009 - Lot7 | Data Enrichment | SFQ |  | 2023-11-02 |  |  | 1148059 | 1148059 |  |  |  | ERSA | M | 2210 | 1539135GZPCLNT100 | EA |  | ELBOW,PIPE;225MM,45D,EF,SDR 11,88626 | ELBOW,PIPE;225MM,45D,EF,SDR 11,88626 | ELBOW,PIPE;ADDITIONAL FEATURES:225MM,45D,EF,SDR 11,88626 |  |  |  |  | 1068228 @@ VINIDEX PTY LTD | 88626
STP_009 - Lot7 | Data Enrichment | SFQ |  | 2023-11-02 |  |  | 1148060 | 1148060 |  |  |  | ERSA | M | 2210 | 1539134GZPCLNT100 | EA |  | ELBOW,PIPE;200MM,45D,EF,SDR 11,88625 | ELBOW,PIPE;200MM,45D,EF,SDR 11,88625 | ELBOW,PIPE;ADDITIONAL FEATURES:200MM,45D,EF,SDR 11,88625 |  |  |  |  | 1068228 @@ VINIDEX PTY LTD | 88625
STP_009 - Lot7 | Data Enrichment | SFQ |  | 2023-11-02 |  |  | 1148061 | 1148061 |  |  |  | ERSA | M | 2210 | 1539133GZPCLNT100 | EA |  | ELBOW,PIPE;180,45D,EF,SDR 11,88624 | ELBOW,PIPE;180,45D,EF,SDR 11,88624 | ELBOW,PIPE;ADDITIONAL FEATURES:180,45D,EF,SDR 11,88624 |  |  |  |  | 1068228 @@ VINIDEX PTY LTD | 88624
STP_009 - Lot7 | Data Enrichment | SFQ |  | 2023-11-02 |  |  | 1148062 | 1148062 |  |  |  | ERSA | M | 2210 | 1539132GZPCLNT100 | EA |  | ELBOW,PIPE;160MM,45D,EF,SDR 11,88623 | ELBOW,PIPE;160MM,45D,EF,SDR 11,88623 | ELBOW,PIPE;ADDITIONAL FEATURES:160MM,45D,EF,SDR 11,88623 |  |  |  |  | 1068228 @@ VINIDEX PTY LTD | 88623
STP_009 - Lot7 | Data Enrichment | SFQ |  | 2023-11-02 |  |  | 1148063 | 1148063 |  |  |  | ERSA | M | 2210 | 1539131GZPCLNT100 | EA |  | ELBOW,PIPE;125MM,45D,EF,SDR 11,88621 | ELBOW,PIPE;125MM,45D,EF,SDR 11,88621 | ELBOW,PIPE;ADDITIONAL FEATURES:125MM,45D,EF,SDR 11,88621 |  |  |  |  | 1068228 @@ VINIDEX PTY LTD | 88621
STP_009 - Lot7 | Data Enrichment | SFQ |  | 2023-11-02 |  |  | 1148064 | 1148064 |  |  |  | ERSA | M | 2210 | 1539130GZPCLNT100 | EA |  | ELBOW,PIPE;110MM,45D,EF,SDR 11,88620 | ELBOW,PIPE;110MM,45D,EF,SDR 11,88620 | ELBOW,PIPE;ADDITIONAL FEATURES:110MM,45D,EF,SDR 11,88620 |  |  |  |  | 1068228 @@ VINIDEX PTY LTD | 88620
STP_009 - Lot7 | Data Enrichment | SFQ |  | 2023-11-02 |  |  | 1148065 | 1148065 |  |  |  | ERSA | M | 2210 | 1539129GZPCLNT100 | EA |  | ELBOW,PIPE;90MM,45D,EF,SDR 11,88619 | ELBOW,PIPE;90MM,45D,EF,SDR 11,88619 | ELBOW,PIPE;ADDITIONAL FEATURES:90MM,45D,EF,SDR 11,88619 |  |  |  |  | 1068228 @@ VINIDEX PTY LTD | 88619
STP_009 - Lot7 | Data Enrichment | SFQ |  | 2023-11-02 |  |  | 1148066 | 1148066 |  |  |  | ERSA | M | 2210 | 1539128GZPCLNT100 | EA |  | ELBOW,PIPE;75MM,45D,EF,SDR 11,88618 | ELBOW,PIPE;75MM,45D,EF,SDR 11,88618 | ELBOW,PIPE;ADDITIONAL FEATURES:75MM,45D,EF,SDR 11,88618 |  |  |  |  | 1068228 @@ VINIDEX PTY LTD | 88618
STP_009 - Lot7 | Data Enrichment | SFQ |  | 2023-11-02 |  |  | 1148069 | 1148069 |  |  |  | ERSA | M | 2210 | 1539125GZPCLNT100 | EA |  | ELBOW,PIPE;280MM,90D,EF,SDR 11,88646 | ELBOW,PIPE;280MM,90D,EF,SDR 11,88646 | ELBOW,PIPE;ADDITIONAL FEATURES:280MM,90D,EF,SDR 11,88646 |  |  |  |  | 1068228 @@ VINIDEX PTY LTD | 88646
STP_009 - Lot7 | Data Enrichment | SFQ |  | 2023-11-02 |  |  | 1148071 | 1148071 |  |  |  | ERSA | M | 2210 | 1539123GZPCLNT100 | EA |  | ELBOW,PIPE;225MM,90D,EF,SDR 11,88644 | ELBOW,PIPE;225MM,90D,EF,SDR 11,88644 | ELBOW,PIPE;ADDITIONAL FEATURES:225MM,90D,EF,SDR 11,88644 |  |  |  |  | 1068228 @@ VINIDEX PTY LTD | 88644
STP_009 - Lot7 | Data Enrichment | SFQ |  | 2023-11-02 |  |  | 1148072 | 1148072 |  |  |  | ERSA | M | 2210 | 1539122GZPCLNT100 | EA |  | ELBOW,PIPE;200MM,90D,EF,SDR 11,88643 | ELBOW,PIPE;200MM,90D,EF,SDR 11,88643 | ELBOW,PIPE;ADDITIONAL FEATURES:200MM,90D,EF,SDR 11,88643 |  |  |  |  | 1068228 @@ VINIDEX PTY LTD | 88643
STP_009 - Lot7 | Data Enrichment | SFQ |  | 2023-11-02 |  |  | 1148073 | 1148073 |  |  |  | ERSA | M | 2210 | 1539121GZPCLNT100 | EA |  | ELBOW,PIPE;180MM,90D,EF,SDR 11,88642 | ELBOW,PIPE;180MM,90D,EF,SDR 11,88642 | ELBOW,PIPE;ADDITIONAL FEATURES:180MM,90D,EF,SDR 11,88642 |  |  |  |  | 1068228 @@ VINIDEX PTY LTD | 88642
STP_009 - Lot7 | Data Enrichment | SFQ |  | 2023-11-02 |  |  | 1148074 | 1148074 |  |  |  | ERSA | M | 2210 | 1539120GZPCLNT100 | EA |  | ELBOW,PIPE;160MM,90D,EF,SDR 11,88641 | ELBOW,PIPE;160MM,90D,EF,SDR 11,88641 | ELBOW,PIPE;ADDITIONAL FEATURES:160MM,90D,EF,SDR 11,88641 |  |  |  |  | 1068228 @@ VINIDEX PTY LTD | 88641
STP_009 - Lot7 | Data Enrichment | SFQ |  | 2023-11-02 |  |  | 1148076 | 1148076 |  |  |  | ERSA | M | 2210 | 1539118GZPCLNT100 | EA |  | ELBOW,PIPE;110MM,90D,EF,SDR 11,88638 | ELBOW,PIPE;110MM,90D,EF,SDR 11,88638 | ELBOW,PIPE;ADDITIONAL FEATURES:110MM,90D,EF,SDR 11,88638 |  |  |  |  | 1068228 @@ VINIDEX PTY LTD | 88638
STP_009 - Lot7 | Data Enrichment | SFQ |  | 2023-11-02 |  |  | 1148078 | 1148078 |  |  |  | ERSA | M | 2210 | 1539116GZPCLNT100 | EA |  | ELBOW,PIPE;75MM,90D,EF,SDR 11,88636 | ELBOW,PIPE;75MM,90D,EF,SDR 11,88636 | ELBOW,PIPE;ADDITIONAL FEATURES:75MM,90D,EF,SDR 11,88636 |  |  |  |  | 1068228 @@ VINIDEX PTY LTD | 88636
STP_009 - Lot7 | Data Enrichment | SFQ |  | 2023-11-02 |  |  | 1148156 | 1148156 |  |  |  | ERSA | M | 2210 | 1539038GZPCLNT100 | EA |  | ELBOW,PIPE;280MM,45D,SDR11,LSP,63005 | ELBOW,PIPE;280MM,45D,SDR11,LSP,63005 | ELBOW,PIPE;ADDITIONAL FEATURES:280MM,45D,SDR11,LSP,63005 |  |  |  |  | 1068228 @@ VINIDEX PTY LTD | 63005
STP_009 - Lot7 | Data Enrichment | SFQ |  | 2023-11-02 |  |  | 1148159 | 1148159 |  |  |  | ERSA | M | 2210 | 1539035GZPCLNT100 | EA |  | ELBOW,PIPE;200MM,45D,SDR11,LSP,63002 | ELBOW,PIPE;200MM,45D,SDR11,LSP,63002 | ELBOW,PIPE;ADDITIONAL FEATURES:200MM,45D,SDR11,LSP,63002 |  |  |  |  | 1068228 @@ VINIDEX PTY LTD | 63002
STP_009 - Lot7 | Data Enrichment | SFQ |  | 2023-11-02 |  |  | 1148160 | 1148160 |  |  |  | ERSA | M | 2210 | 1539034GZPCLNT100 | EA |  | ELBOW,PIPE;180MM,45D,SDR11,LSP,63001 | ELBOW,PIPE;180MM,45D,SDR11,LSP,63001 | ELBOW,PIPE;ADDITIONAL FEATURES:180MM,45D,SDR11,LSP,63001 |  |  |  |  | 1068228 @@ VINIDEX PTY LTD | 63001
STP_009 - Lot7 | Data Enrichment | SFQ |  | 2023-11-02 |  |  | 1148161 | 1148161 |  |  |  | ERSA | M | 2210 | 1539033GZPCLNT100 | EA |  | ELBOW,PIPE;160MM,45D,SDR11,LSP,63000 | ELBOW,PIPE;160MM,45D,SDR11,LSP,63000 | ELBOW,PIPE;ADDITIONAL FEATURES:160MM,45D,SDR11,LSP,63000 |  |  |  |  | 1068228 @@ VINIDEX PTY LTD | 63000
STP_009 - Lot7 | Data Enrichment | SFQ |  | 2023-11-02 |  |  | 1148162 | 1148162 |  |  |  | ERSA | M | 2210 | 1539032GZPCLNT100 | EA |  | ELBOW,PIPE;125MM,45D,SDR11,LSP,62999 | ELBOW,PIPE;125MM,45D,SDR11,LSP,62999 | ELBOW,PIPE;ADDITIONAL FEATURES:125MM,45D,SDR11,LSP,62999 |  |  |  |  | 1068228 @@ VINIDEX PTY LTD | 62999
STP_009 - Lot7 | Data Enrichment | SFQ |  | 2023-11-02 |  |  | 1148163 | 1148163 |  |  |  | ERSA | M | 2210 | 1539031GZPCLNT100 | EA |  | ELBOW,PIPE;110MM,45D,SDR11,LSP,62998 | ELBOW,PIPE;110MM,45D,SDR11,LSP,62998 | ELBOW,PIPE;ADDITIONAL FEATURES:110MM,45D,SDR11,LSP,62998 |  |  |  |  | 1068228 @@ VINIDEX PTY LTD | 62998
STP_009 - Lot7 | Data Enrichment | SFQ |  | 2023-11-02 |  |  | 1148164 | 1148164 |  |  |  | ERSA | M | 2210 | 1539030GZPCLNT100 | EA |  | ELBOW,PIPE;90MM,45D,SDR11,LSP,62997 | ELBOW,PIPE;90MM,45D,SDR11,LSP,62997 | ELBOW,PIPE;ADDITIONAL FEATURES:90MM,45D,SDR11,LSP,62997 |  |  |  |  | 1068228 @@ VINIDEX PTY LTD | 62997
STP_009 - Lot7 | Data Enrichment | SFQ |  | 2023-11-02 |  |  | 1148166 | 1148166 |  |  |  | ERSA | M | 2210 | 1539028GZPCLNT100 | EA |  | ELBOW,PIPE;63MM,45D,SDR11,LSP,62995 | ELBOW,PIPE;63MM,45D,SDR11,LSP,62995 | ELBOW,PIPE;ADDITIONAL FEATURES:63MM,45D,SDR11,LSP,62995 |  |  |  |  | 1068228 @@ VINIDEX PTY LTD | 62995
STP_009 - Lot7 | Data Enrichment | SFQ |  | 2023-11-02 |  |  | 1148169 | 1148169 |  |  |  | ERSA | M | 2210 | 1539025GZPCLNT100 | EA |  | ELBOW,PIPE;315MM,90D,SDR11,LSP,62970 | ELBOW,PIPE;315MM,90D,SDR11,LSP,62970 | ELBOW,PIPE;ADDITIONAL FEATURES:315MM,90D,SDR11,LSP,62970 |  |  |  |  | 1068228 @@ VINIDEX PTY LTD | 62970
STP_009 - Lot7 | Data Enrichment | SFQ |  | 2023-11-02 |  |  | 1148170 | 1148170 |  |  |  | ERSA | M | 2210 | 1539024GZPCLNT100 | EA |  | ELBOW,PIPE;280MM,90D,SDR11,LSP,62969 | ELBOW,PIPE;280MM,90D,SDR11,LSP,62969 | ELBOW,PIPE;ADDITIONAL FEATURES:280MM,90D,SDR11,LSP,62969 |  |  |  |  | 1068228 @@ VINIDEX PTY LTD | 62969
STP_009 - Lot7 | Data Enrichment | SFQ |  | 2023-11-02 |  |  | 1148172 | 1148172 |  |  |  | ERSA | M | 2210 | 1539022GZPCLNT100 | EA |  | ELBOW,PIPE;225MM,90D,SDR11,LSP,62967 | ELBOW,PIPE;225MM,90D,SDR11,LSP,62967 | ELBOW,PIPE;ADDITIONAL FEATURES:225MM,90D,SDR11,LSP,62967 |  |  |  |  | 1068228 @@ VINIDEX PTY LTD | 62967
STP_009 - Lot7 | Data Enrichment | SFQ |  | 2023-11-02 |  |  | 1148176 | 1148176 |  |  |  | ERSA | M | 2210 | 1539018GZPCLNT100 | EA |  | ELBOW,PIPE;125MM,90D,SDR11,LSP,62963 | ELBOW,PIPE;125MM,90D,SDR11,LSP,62963 | ELBOW,PIPE;ADDITIONAL FEATURES:125MM,90D,SDR11,LSP,62963 |  |  |  |  | 1068228 @@ VINIDEX PTY LTD | 62963
STP_009 - Lot7 | Data Enrichment | SFQ |  | 2023-11-02 |  |  | 1148179 | 1148179 |  |  |  | ERSA | M | 2210 | 1539015GZPCLNT100 | EA |  | ELBOW,PIPE;75MM,90D,SDR11,LSP,62960 | ELBOW,PIPE;75MM,90D,SDR11,LSP,62960 | ELBOW,PIPE;ADDITIONAL FEATURES:75MM,90D,SDR11,LSP,62960 |  |  |  |  | 1068228 @@ VINIDEX PTY LTD | 62960
STP_009 - Lot7 | Data Enrichment | KIB |  | 2023-11-02 |  |  | 1148210 | 1148210 |  |  |  | ERSA | M | 2200 | 1538819GZPCLNT100 | EA |  | BEND,PIPE;HORIZ CLOSURE,32NB,GAL,121894 | BEND,PIPE;HORIZ CLOSURE,32NB,GAL,121894 | BEND,PIPE;ADDITIONAL FEATURES:HORIZ CLOSURE,32NB,GAL,121894 |  |  |  |  | 1068289 @@ INFRABUILD STEEL CENTRE | FMO-STANCHION-HC-BEND-32-GAL | 1069014 @@ TONKIN STEEL (NQ) PTY LTD | 121894 | 1072117 @@ INFRABUILD TRADING P/L T/A | 1538819
STP_009 - Lot7 | Data Enrichment | PVJ |  | 2023-11-02 |  |  | 1148283 | 1148283 |  |  |  | ERSA | M | 4050 | 1532963GZPCLNT100 | EA |  | CARTRIDGE,INK;MGTA,IJET,H YLD 6,18724684 | CARTRIDGE,INK;MGTA,IJET,H YLD 6,18724684 | CARTRIDGE,INK;ADDITIONAL FEATURES:MGTA,IJET,H YLD 6,18724684 |  |  |  |  | 1068167 @@ WINC AUSTRALIA PTY LTD | 18724684
STP_009 - Lot7 | Data Enrichment | PVJ |  | 2023-11-02 |  |  | 1148284 | 1148284 |  |  |  | ERSA | M | 4050 | 1532962GZPCLNT100 | EA |  | CARTRIDGE,INK;CYN,IJET,H YLD 60,18724682 | CARTRIDGE,INK;CYN,IJET,H YLD 60,18724682 | CARTRIDGE,INK;ADDITIONAL FEATURES:CYN,IJET,H YLD 60,18724682 |  |  |  |  | 1068167 @@ WINC AUSTRALIA PTY LTD | 18724682
STP_009 - Lot7 | Data Enrichment | PVJ |  | 2023-11-02 |  |  | 1148286 | 1148286 |  |  |  | ERSA | M | 4050 | 1532960GZPCLNT100 | EA |  | CARTRIDGE,INK;3PK,COLR,IJET,18724683 | CARTRIDGE,INK;3PK,COLR,IJET,18724683 | CARTRIDGE,INK;ADDITIONAL FEATURES:3PK,COLR,IJET,18724683 |  |  |  |  | 1068167 @@ WINC AUSTRALIA PTY LTD | 18724683
STP_009 - Lot7 | Data Enrichment | PVJ |  | 2023-11-02 |  |  | 1148287 | 1148287 |  |  |  | ERSA | M | 4050 | 1532939GZPCLNT100 | EA |  | CARTRIDGE,INK;2PK,BLK,IJET,18724681 | CARTRIDGE,INK;2PK,BLK,IJET,18724681 | CARTRIDGE,INK;ADDITIONAL FEATURES:2PK,BLK,IJET,18724681 |  |  |  |  | 1068167 @@ WINC AUSTRALIA PTY LTD | 18724681
STP_009 - Lot7 | Data Enrichment | PVJ |  | 2023-11-02 |  |  | 1148290 | 1148290 |  |  |  | ERSA | M | 4050 | 1531720GZPCLNT100 | EA |  | CARTRIDGE,INK;HP 975X,YELLOW,ORI,L0S06AA | CARTRIDGE,INK;HP 975X,YELLOW,ORI,L0S06AA | CARTRIDGE,INK;ADDITIONAL FEATURES:HP 975X,YELLOW,ORI,L0S06AA |  |  |  |  | 1068251 @@ ENIGMA BUSINESS PRODUCTS | L0S06AA
STP_009 - Lot7 | Data Enrichment | PVJ |  | 2023-11-02 |  |  | 1148291 | 1148291 |  |  |  | ERSA | M | 4050 | 1531719GZPCLNT100 | EA |  | CARTRIDGE,INK;HP 975X,MAGENTA,OR,L0S03AA | CARTRIDGE,INK;HP 975X,MAGENTA,OR,L0S03AA | CARTRIDGE,INK;ADDITIONAL FEATURES:HP 975X,MAGENTA,OR,L0S03AA |  |  |  |  | 1068251 @@ ENIGMA BUSINESS PRODUCTS | L0S03AA
STP_009 - Lot7 | Data Enrichment | PVJ |  | 2023-11-02 |  |  | 1148292 | 1148292 |  |  |  | ERSA | M | 4050 | 1531718GZPCLNT100 | EA |  | CARTRIDGE,INK;HP 975X,CYAN,ORIGI,L0S00AA | CARTRIDGE,INK;HP 975X,CYAN,ORIGI,L0S00AA | CARTRIDGE,INK;ADDITIONAL FEATURES:HP 975X,CYAN,ORIGI,L0S00AA |  |  |  |  | 1068251 @@ ENIGMA BUSINESS PRODUCTS | L0S00AA
STP_009 - Lot7 | Data Enrichment | PVJ |  | 2023-11-02 |  |  | 1148327 | 1148327 |  |  |  | ERSA | M | 4050 | 1530734GZPCLNT100 | EA |  | CARTRIDGE,TONR;MAGENTA,LASERJET,,CF463XC | CARTRIDGE,TONR;MAGENTA,LASERJET,,CF463XC | CARTRIDGE,TONR;ADDITIONAL FEATURES:MAGENTA,LASERJET,,CF463XC |  |  |  |  | 1068251 @@ ENIGMA BUSINESS PRODUCTS | CF463XC
STP_009 - Lot7 | Data Enrichment | PVJ |  | 2023-11-02 |  |  | 1148329 | 1148329 |  |  |  | ERSA | M | 4050 | 1530732GZPCLNT100 | EA |  | CARTRIDGE,TONR;CYAN,LASERJET,HIG,CF461XC | CARTRIDGE,TONR;CYAN,LASERJET,HIG,CF461XC | CARTRIDGE,TONR;ADDITIONAL FEATURES:CYAN,LASERJET,HIG,CF461XC |  |  |  |  | 1068251 @@ ENIGMA BUSINESS PRODUCTS | CF461XC
STP_009 - Lot7 | Data Enrichment | PVJ |  | 2023-11-02 |  |  | 1148330 | 1148330 |  |  |  | ERSA | M | 4050 | 1530731GZPCLNT100 | EA |  | CARTRIDGE,TONR;BLACK,LASERJET,HI,CF460XC | CARTRIDGE,TONR;BLACK,LASERJET,HI,CF460XC | CARTRIDGE,TONR;ADDITIONAL FEATURES:BLACK,LASERJET,HI,CF460XC |  |  |  |  | 1068251 @@ ENIGMA BUSINESS PRODUCTS | CF460XC
STP_009 - Lot7 | Data Enrichment | PVJ |  | 2023-11-02 |  |  | 1148350 | 1148350 |  |  |  | ERSA | M | 4050 | 1530078GZPCLNT100 | EA |  | CARTRIDGE,PRNTR;HP 305A,YELLOW,CE412AC | CARTRIDGE,PRNTR;HP 305A,YELLOW,CE412AC | CARTRIDGE,PRNTR;ADDITIONAL FEATURES:HP 305A,YELLOW,CE412AC |  |  |  |  | 1068251 @@ ENIGMA BUSINESS PRODUCTS | CE412AC
STP_009 - Lot7 | Data Enrichment | PVJ |  | 2023-11-02 |  |  | 1148351 | 1148351 |  |  |  | ERSA | M | 4050 | 1530077GZPCLNT100 | EA |  | CARTRIDGE,PRNTR;HP 305A,CYAN,CE411AC | CARTRIDGE,PRNTR;HP 305A,CYAN,CE411AC | CARTRIDGE,PRNTR;ADDITIONAL FEATURES:HP 305A,CYAN,CE411AC |  |  |  |  | 1068251 @@ ENIGMA BUSINESS PRODUCTS | CE411AC
STP_009 - Lot7 | Data Enrichment | PVJ |  | 2023-11-02 |  |  | 1148352 | 1148352 |  |  |  | ERSA | M | 4050 | 1530076GZPCLNT100 | EA |  | CARTRIDGE,PRNTR;HP 305X,BLACK,CE410XC | CARTRIDGE,PRNTR;HP 305X,BLACK,CE410XC | CARTRIDGE,PRNTR;ADDITIONAL FEATURES:HP 305X,BLACK,CE410XC |  |  |  |  | 1068251 @@ ENIGMA BUSINESS PRODUCTS | CE410XC
STP_009 - Lot7 | Data Enrichment | PVJ |  | 2023-11-02 |  |  | 1148358 | 1148358 |  |  |  | ERSA | M | 4050 | 1529683GZPCLNT100 | EA |  | CARTRIDGE,INK;HP 72 130-ML YELLOW,C9373A | CARTRIDGE,INK;HP 72 130-ML YELLOW,C9373A | CARTRIDGE,INK;ADDITIONAL FEATURES:HP 72 130-ML YELLOW,C9373A |  |  |  |  | 1068251 @@ ENIGMA BUSINESS PRODUCTS | C9373A
STP_009 - Lot7 | Data Enrichment | PVJ |  | 2023-11-02 |  |  | 1148359 | 1148359 |  |  |  | ERSA | M | 4050 | 1529682GZPCLNT100 | EA |  | CARTRIDGE,INK;HP 72 130-ML MAGENT,C9372A | CARTRIDGE,INK;HP 72 130-ML MAGENT,C9372A | CARTRIDGE,INK;ADDITIONAL FEATURES:HP 72 130-ML MAGENT,C9372A |  |  |  |  | 1068251 @@ ENIGMA BUSINESS PRODUCTS | C9372A
STP_009 - Lot7 | Data Enrichment | PVJ |  | 2023-11-02 |  |  | 1148394 | 1148394 |  |  |  | ERSA | M | 4050 | 1526809GZPCLNT100 | EA |  | CARTRIDGE;INK,BLACK,62XL | CARTRIDGE;INK,BLACK,62XL | CARTRIDGE;ADDITIONAL FEATURES:INK,BLACK,62XL |  |  |  |  | 1068349 @@ ACENET LASER PRINTER SERVICES P/ | 62XL
STP_009 - Lot7 | Data Enrichment | SCV |  | 2023-11-02 |  |  | 1148426 | 1148426 |  |  |  | ERSA | M | 4050 | 1517119GZPCLNT100 | EA |  | DISPENSER;TAPE,DESKTOP,BLK,L,25091004 | DISPENSER;TAPE,DESKTOP,BLK,L,25091004 | DISPENSER;ADDITIONAL FEATURES:TAPE,DESKTOP,BLK,L,25091004 |  |  |  |  | 1068167 @@ WINC AUSTRALIA PTY LTD | 16579800
STP_009 - Lot7 | Data Enrichment | SCV |  | 2023-11-02 |  |  | 1148427 | 1148427 |  |  |  | ERSA | M | 4050 | 1517118GZPCLNT100 | EA |  | DISPENSER;CLIP,MDM,25093529 | DISPENSER;CLIP,MDM,25093529 | DISPENSER;ADDITIONAL FEATURES:CLIP,MDM,25093529 |  |  |  |  | 1068167 @@ WINC AUSTRALIA PTY LTD | 25093529
STP_009 - Lot7 | Data Enrichment | SCV |  | 2023-11-02 |  |  | 1148429 | 1148429 |  |  |  | ERSA | M | 4050 | 1517116GZPCLNT100 | EA |  | DISPENSER;CLIP,LGE,86557535 | DISPENSER;CLIP,LGE,86557535 | DISPENSER;ADDITIONAL FEATURES:CLIP,LGE,86557535 |  |  |  |  | 1068167 @@ WINC AUSTRALIA PTY LTD | 29354400
STP_009 - Lot7 | Data Enrichment | VNE |  | 2023-11-02 |  |  | 1148511 | 1148511 |  |  |  | ERSA | M | 4015 | 1516576GZPCLNT100 | EA |  | CONTROLLER,TEMPERATURE;A/C,D,MOB2706501 | CONTROLLER,TEMPERATURE;A/C,D,MOB2706501 | CONTROLLER,TEMPERATURE;ADDITIONAL FEATURES:A/C,D,MOB2706501 |  |  |  |  | 1068568 @@ MOBILISE GROUP PTY LTD | MOB2706501
STP_009 - Lot7 | Data Enrichment | VNE |  | 2023-11-02 |  |  | 1148512 | 1148512 |  |  |  | ERSA | M | 4015 | 1516575GZPCLNT100 | EA |  | CONTROLLER,TEMPERATURE;A/C,D,MOB2706496 | CONTROLLER,TEMPERATURE;A/C,D,MOB2706496 | CONTROLLER,TEMPERATURE;ADDITIONAL FEATURES:A/C,D,MOB2706496 |  |  |  |  | 1068568 @@ MOBILISE GROUP PTY LTD | MOB2706496
STP_009 - Lot7 | Data Enrichment | PVJ |  | 2023-11-02 |  |  | 1148842 | 1148842 |  |  |  | ERSA | M | 4050 | 1495104GZPCLNT100 | EA |  | CARTRIDGE,PRINTER;HP MFP,M88,110V-C1N54A | CARTRIDGE,PRINTER;HP MFP,M88,110V-C1N54A | CARTRIDGE,PRINTER;ADDITIONAL FEATURES:HP MFP,M88,110V-C1N54A |  |  |  |  | 1068624 @@ DELTA FORCE PTY LTD ATF DELTA FORCE | 1495104
STP_009 - Lot7 | Data Enrichment | SCV |  | 2023-11-02 |  |  | 1149171 | 1149171 |  |  |  | ERSA | M | 4200 | 1531675GZPCLNT100 | EA |  | DISPENSER;S ANALOG-ADJ,5-50MLX1.0,DB0019 | DISPENSER;S ANALOG-ADJ,5-50MLX1.0,DB0019 | DISPENSER;ADDITIONAL FEATURES:S ANALOG-ADJ,5-50MLX1.0,DB0019 |  |  |  |  | 1068082 @@ ROWE SCIENTIFIC PTY LTD | DB0019
STP_009 - Lot7 | Data Enrichment | PVJ |  | 2023-11-02 |  |  | 1149220 | 1149220 |  |  |  | ERSA | M | 1500 | 1531452GZPCLNT100 | EA |  | CHANNEL,STRUC;100X50X6MM,T3,CH1606100050 | CHANNEL,STRUC;100X50X6MM,T3,CH1606100050 | CHANNEL,STRUC;ADDITIONAL FEATURES:100X50X6MM,T3,CH1606100050 |  |  |  |  | 1068445 @@ MIDWAY METALS PTY LTD | CH1606100050
STP_009 - Lot7 | Data Enrichment | PVJ |  | 2023-11-02 |  |  | 1149251 | 1149251 |  |  |  | ERSA | M | 2920 | 1531252GZPCLNT100 | EA |  | CARTRIDGE;WELDING CASSETTE,SR84,170-1538 | CARTRIDGE;WELDING CASSETTE,SR84,170-1538 | CARTRIDGE;ADDITIONAL FEATURES:WELDING CASSETTE,SR84,170-1538 |  |  |  |  | 1068301 @@ WELDERS PRO SHOP | 170-1538
STP_009 - Lot7 | Data Enrichment | SCV |  | 2023-11-02 |  |  | 1149313 | 1149313 |  |  |  | ERSA | M | 4200 | 1527684GZPCLNT100 | EA |  | DISPENSER;OPTIFIX,50ML,SAFETY,DL6100 | DISPENSER;OPTIFIX,50ML,SAFETY,DL6100 | DISPENSER;ADDITIONAL FEATURES:OPTIFIX,50ML,SAFETY,DL6100 |  |  |  |  | 1068082 @@ ROWE SCIENTIFIC PTY LTD | DL6100
STP_009 - Lot7 | Data Enrichment | CIR |  | 2023-11-02 |  |  | 1149317 | 1149317 |  |  |  | ERSA | M | 4200 | 1527680GZPCLNT100 | EA |  | DISH;PETRI,ANUMBRA,80X15MM,FLINT ,GD1016 | DISH;PETRI,ANUMBRA,80X15MM,FLINT ,GD1016 | DISH;ADDITIONAL FEATURES:PETRI,ANUMBRA,80X15MM,FLINT ,GD1016 |  |  |  |  | 1068082 @@ ROWE SCIENTIFIC PTY LTD | GD1016
STP_009 - Lot7 | Data Enrichment | CIR |  | 2023-11-02 |  |  | 1149318 | 1149318 |  |  |  | ERSA | M | 4200 | 1527679GZPCLNT100 | EA |  | DISH;PETRI,STERIPLAN,80X15MM,SOD,GP11421 | DISH;PETRI,STERIPLAN,80X15MM,SOD,GP11421 | DISH;ADDITIONAL FEATURES:PETRI,STERIPLAN,80X15MM,SOD,GP11421 |  |  |  |  | 1068082 @@ ROWE SCIENTIFIC PTY LTD | GP11421
STP_009 - Lot7 | Data Enrichment | PVJ |  | 2023-11-02 |  |  | 1149501 | 1149501 |  |  |  | ERSA | M | 4200 | 1526127GZPCLNT100 | EA |  | APRON;PVC,WHITE,120 X 90CM,1701-03000-W | APRON;PVC,WHITE,120 X 90CM,1701-03000-W | APRON;ADDITIONAL FEATURES:PVC,WHITE,120 X 90CM,1701-03000-W |  |  |  |  | 1068802 @@ WESTERNEX PTY LTD | 1701-03000-W
STP_009 - Lot7 | Data Enrichment | PVJ |  | 2023-11-02 |  |  | 1149668 | 1149668 |  |  |  | ERSA | M | 1510 | 1496121GZPCLNT100 | EA |  | CHANNEL;100579 | CHANNEL;100579 | CHANNEL;ADDITIONAL FEATURES:100579 |  |  |  |  | 1069014 @@ TONKIN STEEL (NQ) PTY LTD | 1496121
STP_009 - Lot7 | Data Enrichment | PVJ |  | 2023-11-02 |  |  | 1149904 | 1149904 |  |  |  | ERSA | M | 1600 | 1538851GZPCLNT100 | EA |  | DISPLAY;ANALOG SIGNALS,DP2200 | DISPLAY;ANALOG SIGNALS,DP2200 | DISPLAY;ADDITIONAL FEATURES:ANALOG SIGNALS,DP2200 |  |  |  |  | 1069796 @@ IFM EFECTOR PTY LTD | DP2200
STP_009 - Lot7 | Data Enrichment | SFQ |  | 2023-11-02 |  |  | 1149915 | 1149915 |  |  |  | ERSA | M | 4090 | 1531531GZPCLNT100 | EA |  | ELBOW;86 DEG,DN350/LINER 15M,40581619-11 | ELBOW;86 DEG,DN350/LINER 15M,40581619-11 | ELBOW;ADDITIONAL FEATURES:86 DEG,DN350/LINER 15M,40581619-11 |  |  |  |  | 1068842 @@ AUSTRALASIAN MINING SERVICES | 40581619-11 | 1070597 @@ AUSTRALIAN MINING PRODUCT AND | 1531531
STP_009 - Lot7 | Data Enrichment | SFQ |  | 2023-11-02 |  |  | 1149917 | 1149917 |  |  |  | ERSA | M | 4090 | 1531529GZPCLNT100 | EA |  | ELBOW;15 DEG,DN350/LINER 15MM,40581619-9 | ELBOW;15 DEG,DN350/LINER 15MM,40581619-9 | ELBOW;ADDITIONAL FEATURES:15 DEG,DN350/LINER 15MM,40581619-9 |  |  |  |  | 1068842 @@ AUSTRALASIAN MINING SERVICES | 40581619-9 | 1070597 @@ AUSTRALIAN MINING PRODUCT AND | 1531529
STP_009 - Lot7 | Data Enrichment | SFQ |  | 2023-11-02 |  |  | 1149919 | 1149919 |  |  |  | ERSA | M | 4090 | 1531527GZPCLNT100 | EA |  | ELBOW;62 DEG,DN350/LINER 15MM,40581619-7 | ELBOW;62 DEG,DN350/LINER 15MM,40581619-7 | ELBOW;ADDITIONAL FEATURES:62 DEG,DN350/LINER 15MM,40581619-7 |  |  |  |  | 1068842 @@ AUSTRALASIAN MINING SERVICES | 40581619-7 | 1070597 @@ AUSTRALIAN MINING PRODUCT AND | 1531527
STP_009 - Lot7 | Data Enrichment | SFQ |  | 2023-11-02 |  |  | 1149924 | 1149924 |  |  |  | ERSA | M | 4090 | 1531522GZPCLNT100 | EA |  | ELBOW;51 DEG,DN350/LINER,15MM,40581619-2 | ELBOW;51 DEG,DN350/LINER,15MM,40581619-2 | ELBOW;ADDITIONAL FEATURES:51 DEG,DN350/LINER,15MM,40581619-2 |  |  |  |  | 1068842 @@ AUSTRALASIAN MINING SERVICES | 40581619-2 | 1070597 @@ AUSTRALIAN MINING PRODUCT AND | 1531522
STP_009 - Lot7 | Data Enrichment | VNE |  | 2023-11-02 |  |  | 1150009 | 1150009 |  |  |  | ERSA | M | 1600 | 1530025GZPCLNT100 | EA |  | CONTROLLER;ADVANCE CONTROL U,TEELUCB12BL | CONTROLLER;ADVANCE CONTROL U,TEELUCB12BL | CONTROLLER;ADDITIONAL FEATURES:ADVANCE CONTROL U,TEELUCB12BL |  |  |  |  | 1068740 @@ METAL MANUFACTURES PTY LTD | TEELUCB12BL | 1072013 @@ METAL MANUFACTURES PTY LTD | TEELUCB12BL
STP_009 - Lot7 | Data Enrichment | CIR |  | 2023-11-02 |  |  | 1150062 | 1150062 |  |  |  | ERSA | M | 4200 | 1529612GZPCLNT100 | EA |  | BOARD;COM,3216 EUROTHERM 232 COMMS BOARD | BOARD;COM,3216 EUROTHERM 232 COMMS BOARD | BOARD;ADDITIONAL FEATURES:COM,3216 EUROTHERM 232 COMMS BOARD |  |  |  |  | 1068153 @@ LABORATORY EQUIPMENT PTY LTD | 3216 EUROTHERM 232 COMMS BOARD
STP_009 - Lot7 | Data Enrichment | PVJ |  | 2023-11-02 |  |  | 1150230 | 1150230 |  |  |  | ERSA | M | 4500 | 1525118GZPCLNT100 | EA |  | DISPLAY;INTERACTIVE,DELL,4K,C5522QT | DISPLAY;INTERACTIVE,DELL,4K,C5522QT | DISPLAY;ADDITIONAL FEATURES:INTERACTIVE,DELL,4K,C5522QT |  |  |  |  | 1072013 @@ METAL MANUFACTURES PTY LTD | SCPC5522QT
STP_009 - Lot7 | Data Enrichment | VNE |  | 2023-11-02 |  |  | 1151005 | 1151005 | 1476531 | AU_QM_001278084 |  | ERSA | M | 5915 | 1476531GZPCLNT100 | EA |  | BRAKE SHOE KIT; | BRAKE SHOE KIT; |  |  | BRAKE SHOE: BRAKE SHOE KIT; |  |  | 1068514 @@ AP TOWNSVILLE P/L T/A TONY IRELA | 1476531
STP_009 - Lot7 | Data Enrichment | VNE |  | 2023-11-02 |  |  | 1151163 | 1151163 | 1476039 | AU_QM_000235167 |  | ERSA | M | 5915 | 1476039GZPCLNT100 | EA |  | BRAKE LINING KIT | BRAKE LINING KIT |  |  | BRAKE LINING KIT: BRAKE LINING KIT |  |  | 1068317 @@ SMH EQUIPMENT PTY LTD | 11708883
STP_009 - Lot7 | Data Enrichment | CIR |  | 2023-11-02 |  |  | 1151171 | 1151171 | 1476014 | AU_QM_000235121 |  | ERSA | M | 4090 | 1476014GZPCLNT100 | EA |  | BOARD;FFURNREF,NH1120-06 | BOARD;FFURNREF,NH1120-06 |  |  | BOARD: SKAMOL 1100E CALSIL BOARD- 1000X610X50MM |  |  | 1068435 @@ FIELD FURNACE REFRACTORIES P/L | NH1120-06
STP_009 - Lot7 | Data Enrichment | VNE |  | 2023-11-02 |  |  | 1151290 | 1151290 | 1475654 | AU_QM_000234279 |  | ERSA | M | 5100 | 1475654GZPCLNT100 | EA |  | CONTROLLER;SCHNEID,TBURQHHSC-01A | CONTROLLER;SCHNEID,TBURQHHSC-01A |  |  | CONTROLLER: Q HOT;STANDBY CONTROLLER;TYPE 1A |  |  | 1069347 @@ SCHNEIDER ELECTRIC SYSTEMS AUST | TBURQHHSC-01A
STP_009 - Lot7 | Data Enrichment | VNE |  | 2023-11-02 |  |  | 1151318 | 1151318 |  |  |  | ERSA | M | 5100 | 1475286GZPCLNT100 | EA |  | CONTROLLER AND DISPLAY;SIGNAL;20MA;-20 D | CONTROLLER AND DISPLAY;SIGNAL;20MA;-20 D | [5 empty] | 1068122 @@ MARCON AGENCIES PTY LTD | MET391.XXHEX
STP_009 - Lot7 | Data Enrichment | VNE |  | 2023-11-02 |  |  | 1151351 | 1151351 | 1475246 | AU_QM_000195248 |  | ERSA | M | 5100 | 1475246GZPCLNT100 | EA |  | CONTROLLER AND DISPLAY;SIGNAL;20MA;-20 D | CONTROLLER AND DISPLAY;SIGNAL;20MA;-20 D |  |  | CONTROLLER: CONTROLLER AND DISPLAY;SIGNAL;20MA;-20 D |  |  | 1068122 @@ MARCON AGENCIES PTY LTD | VEGAMET 391
STP_009 - Lot7 | Data Enrichment | VNE |  | 2023-11-02 |  |  | 1151384 | 1151384 | 1475161 | AU_QM_000190315 |  | ERSA | M | 1600 | 1475161GZPCLNT100 | EA |  | DTM 8 WAY KIT;W/SOLID TERMINALS | DTM 8 WAY KIT;W/SOLID TERMINALS |  |  | CONNECTOR:DTM 8 WAY KIT;W/SOLID TERMINALS |  |  | 1068087 @@ ASHDOWN INGRAM | ACX2904
STP_009 - Lot7 | Data Enrichment | VNE |  | 2023-11-02 |  |  | 1151385 | 1151385 | 1475160 | AU_QM_000190313 |  | ERSA | M | 1600 | 1475160GZPCLNT100 | EA |  | DTM 6 WAY KIT;W/SOLID TERMINALS | DTM 6 WAY KIT;W/SOLID TERMINALS |  |  | CONNECTOR:DTM 6 WAY KIT;W/SOLID TERMINALS |  |  | 1068087 @@ ASHDOWN INGRAM | ACX2903
STP_009 - Lot7 | Data Enrichment | CIR |  | 2023-11-02 |  |  | 1151434 | 1151434 | 1474808 | AU_QM_000176350 |  | ERSA | M | 1600 | 1474808GZPCLNT100 | EA |  | BUS,CONDUCTOR;NHP,NHPIBD218P | BUS,CONDUCTOR;NHP,NHPIBD218P |  |  | BUS,CONDUCTOR:COMBINATION;18 PIN;1P+N;80 TO 100A |  |  | 1068181 @@ CNW (MOUNT ISA) ELECT WHOLESALER | 218P
STP_009 - Lot7 | Data Enrichment | KIB |  | 2023-11-02 |  |  | 1151456 | 1151456 | 1474755 | AU_QM_000165350 |  | ERSA | M | 1600 | 1474755GZPCLNT100 | EA |  | CABLE LEAD; CONNECTION TECHNOLOGY; SOCKE | CABLE LEAD; CONNECTION TECHNOLOGY; SOCKE |  |  | CABLE ASSY: CABLE LEAD; CONNECTION TECHNOLOGY; SOCKE |  |  | 1068181 @@ CNW (MOUNT ISA) ELECT WHOLESALER | 1474755
STP_009 - Lot7 | Data Enrichment | CIR |  | 2023-11-02 |  |  | 1151590 | 1151590 | 1474564 | AU_QM_000164108 |  | ERSA | M | 5910 | 1474564GZPCLNT100 | EA |  | ADAPTOR METRIC; 90MM X 80MM FEMALE | ADAPTOR METRIC; 90MM X 80MM FEMALE |  |  | ADAPTER:ADAPTOR METRIC; 90MM X 80MM FEMALE |  |  | 1068329 @@ TOTAL EDEN | 1474564
STP_009 - Lot7 | Data Enrichment | VNE |  | 2023-11-02 |  |  | 1151639 | 1151639 |  |  |  | ERSA | M | 1825 | 1474499GZPCLNT100 | EA |  | CHESTERTON MECHANICAL SEAL KIT FACES (15 | CHESTERTON MECHANICAL SEAL KIT FACES (15 | [5 empty] | 1068142 @@ FITT RESOURCES PTY LTD | 1474499
STP_009 - Lot7 | Data Enrichment | CIR |  | 2023-11-02 |  |  | 1151671 | 1151671 | 1474432 | AU_QM_000163017 |  | ERSA | M | 1600 | 1474432GZPCLNT100 | EA |  | DC REACTOR; EXTERNAL MOUNT; 126MM X 300M | DC REACTOR; EXTERNAL MOUNT; 126MM X 300M |  |  | REACTOR:DC REACTOR; EXTERNAL MOUNT; 126MM X 300M |  |  | 1068620 @@ CSE-UNISERVE PTY LIMITED | 1474432
STP_009 - Lot7 | Data Enrichment | CIR |  | 2023-11-02 |  |  | 1151672 | 1151672 | 1474431 | AU_QM_000163016 |  | ERSA | M | 1600 | 1474431GZPCLNT100 | EA |  | DC REACTOR; EXTERNAL MOUNT; 116MM X 300M | DC REACTOR; EXTERNAL MOUNT; 116MM X 300M |  |  | REACTOR:DC REACTOR; EXTERNAL MOUNT; 116MM X 300M |  |  | 1068620 @@ CSE-UNISERVE PTY LIMITED | 1474431
STP_009 - Lot7 | Data Enrichment | SFQ |  | 2023-11-02 |  |  | 1151956 | 1151956 |  |  |  | ERSA | M | 4075 | 1535128GZPCLNT100 | EA |  | ELBOW;VICPRESS SS ELB 45DEG S/P57,740475 | ELBOW;VICPRESS SS ELB 45DEG S/P57,740475 | ELBOW;ADDITIONAL FEATURES:VICPRESS SS ELB 45DEG S/P57,740475 |  |  |  |  | 1068155 @@ REECE PTY LTD | 740475
STP_009 - Lot7 | Data Enrichment | SFQ |  | 2023-11-02 |  |  | 1151957 | 1151957 |  |  |  | ERSA | M | 4075 | 1535127GZPCLNT100 | EA |  | ELBOW;VICPRESS SS ELB 90DEG S/P56,740470 | ELBOW;VICPRESS SS ELB 90DEG S/P56,740470 | ELBOW;ADDITIONAL FEATURES:VICPRESS SS ELB 90DEG S/P56,740470 |  |  |  |  | 1068155 @@ REECE PTY LTD | 740470
STP_009 - Lot7 | Data Enrichment | SFQ |  | 2023-11-02 |  |  | 1151970 | 1151970 |  |  |  | ERSA | M | 4075 | 1535114GZPCLNT100 | EA |  | ELBOW;S/STEEL BSP F&F 90,T316 150,740198 | ELBOW;S/STEEL BSP F&F 90,T316 150,740198 | ELBOW;ADDITIONAL FEATURES:S/STEEL BSP F&F 90,T316 150,740198 |  |  |  |  | 1068155 @@ REECE PTY LTD | 740198
STP_009 - Lot7 | Data Enrichment | SFQ |  | 2023-11-02 |  |  | 1151971 | 1151971 |  |  |  | ERSA | M | 4075 | 1535113GZPCLNT100 | EA |  | ELBOW;S/STEEL 316 BSP F&F 90,150L,740194 | ELBOW;S/STEEL 316 BSP F&F 90,150L,740194 | ELBOW;ADDITIONAL FEATURES:S/STEEL 316 BSP F&F 90,150L,740194 |  |  |  |  | 1068155 @@ REECE PTY LTD | 740194
STP_009 - Lot7 | Data Enrichment | SFQ |  | 2023-11-02 |  |  | 1151972 | 1151972 |  |  |  | ERSA | M | 4075 | 1535112GZPCLNT100 | EA |  | ELBOW;S/STEEL 316 BSP M&F 90,150L,740127 | ELBOW;S/STEEL 316 BSP M&F 90,150L,740127 | ELBOW;ADDITIONAL FEATURES:S/STEEL 316 BSP M&F 90,150L,740127 |  |  |  |  | 1068155 @@ REECE PTY LTD | 740127
STP_009 - Lot7 | Data Enrichment | SFQ |  | 2023-11-02 |  |  | 1151993 | 1151993 |  |  |  | ERSA | M | 4075 | 1535091GZPCLNT100 | EA |  | ELBOW;F & F GALV 90 DEG,40MM,1101230 | ELBOW;F & F GALV 90 DEG,40MM,1101230 | ELBOW;ADDITIONAL FEATURES:F & F GALV 90 DEG,40MM,1101230 |  |  |  |  | 1068155 @@ REECE PTY LTD | 1101230
STP_009 - Lot7 | Data Enrichment | SFQ |  | 2023-11-02 |  |  | 1151994 | 1151994 |  |  |  | ERSA | M | 4075 | 1535090GZPCLNT100 | EA |  | ELBOW;F & F GALV 90 DEG,25MM,1101220 | ELBOW;F & F GALV 90 DEG,25MM,1101220 | ELBOW;ADDITIONAL FEATURES:F & F GALV 90 DEG,25MM,1101220 |  |  |  |  | 1068155 @@ REECE PTY LTD | 1101220
STP_009 - Lot7 | Data Enrichment | SFQ |  | 2023-11-02 |  |  | 1151995 | 1151995 |  |  |  | ERSA | M | 4075 | 1535089GZPCLNT100 | EA |  | ELBOW;F & F GALV 90 DEG,20MM,1101215 | ELBOW;F & F GALV 90 DEG,20MM,1101215 | ELBOW;ADDITIONAL FEATURES:F & F GALV 90 DEG,20MM,1101215 |  |  |  |  | 1068155 @@ REECE PTY LTD | 1101215
STP_009 - Lot7 | Data Enrichment | KIB |  | 2023-11-02 |  |  | 1152014 | 1152014 |  |  |  | ERSA | M | 4075 | 1535070GZPCLNT100 | EA |  | BEND;FERRULE & NUT MALE 50MM,106920 | BEND;FERRULE & NUT MALE 50MM,106920 | BEND;ADDITIONAL FEATURES:FERRULE & NUT MALE 50MM,106920 |  |  |  |  | 1068155 @@ REECE PTY LTD | 106920
STP_009 - Lot7 | Data Enrichment | SFQ |  | 2023-11-02 |  |  | 1152031 | 1152031 |  |  |  | ERSA | M | 4075 | 1535053GZPCLNT100 | EA |  | ELBOW;B-PRESS WATER THR,15 X 15MI,405138 | ELBOW;B-PRESS WATER THR,15 X 15MI,405138 | ELBOW;ADDITIONAL FEATURES:B-PRESS WATER THR,15 X 15MI,405138 |  |  |  |  | 1068155 @@ REECE PTY LTD | 405138
STP_009 - Lot7 | Data Enrichment | SFQ |  | 2023-11-02 |  |  | 1152033 | 1152033 |  |  |  | ERSA | M | 4075 | 1535051GZPCLNT100 | EA |  | ELBOW;B-PRESS WATER,45DEG X 20MM,405119 | ELBOW;B-PRESS WATER,45DEG X 20MM,405119 | ELBOW;ADDITIONAL FEATURES:B-PRESS WATER,45DEG X 20MM,405119 |  |  |  |  | 1068155 @@ REECE PTY LTD | 405119
STP_009 - Lot7 | Data Enrichment | SFQ |  | 2023-11-02 |  |  | 1152034 | 1152034 |  |  |  | ERSA | M | 4075 | 1535050GZPCLNT100 | EA |  | ELBOW;B-PRESS WATER,45DEG X 15MM,405118 | ELBOW;B-PRESS WATER,45DEG X 15MM,405118 | ELBOW;ADDITIONAL FEATURES:B-PRESS WATER,45DEG X 15MM,405118 |  |  |  |  | 1068155 @@ REECE PTY LTD | 405118
STP_009 - Lot7 | Data Enrichment | SFQ |  | 2023-11-02 |  |  | 1152035 | 1152035 |  |  |  | ERSA | M | 4075 | 1535049GZPCLNT100 | EA |  | ELBOW;B-PRESS WATER,45DEG X 100MM,404840 | ELBOW;B-PRESS WATER,45DEG X 100MM,404840 | ELBOW;ADDITIONAL FEATURES:B-PRESS WATER,45DEG X 100MM,404840 |  |  |  |  | 1068155 @@ REECE PTY LTD | 404840
STP_009 - Lot7 | Data Enrichment | SFQ |  | 2023-11-02 |  |  | 1152036 | 1152036 |  |  |  | ERSA | M | 4075 | 1535048GZPCLNT100 | EA |  | ELBOW;B-PRESS GAS,45DEG X 25MM,404769 | ELBOW;B-PRESS GAS,45DEG X 25MM,404769 | ELBOW;ADDITIONAL FEATURES:B-PRESS GAS,45DEG X 25MM,404769 |  |  |  |  | 1068155 @@ REECE PTY LTD | 404769
STP_009 - Lot7 | Data Enrichment | SFQ |  | 2023-11-02 |  |  | 1152045 | 1152045 |  |  |  | ERSA | M | 4075 | 1535039GZPCLNT100 | EA |  | ELBOW;B-PRESS WATER,45DEG X 50MM,404676 | ELBOW;B-PRESS WATER,45DEG X 50MM,404676 | ELBOW;ADDITIONAL FEATURES:B-PRESS WATER,45DEG X 50MM,404676 |  |  |  |  | 1068155 @@ REECE PTY LTD | 404676
STP_009 - Lot7 | Data Enrichment | SFQ |  | 2023-11-02 |  |  | 1152058 | 1152058 |  |  |  | ERSA | M | 4075 | 1535026GZPCLNT100 | EA |  | ELBOW;B-PRESS WATER W/P ELB 15 X,404649 | ELBOW;B-PRESS WATER W/P ELB 15 X,404649 | ELBOW;ADDITIONAL FEATURES:B-PRESS WATER W/P ELB 15 X,404649 |  |  |  |  | 1068155 @@ REECE PTY LTD | 404649
STP_009 - Lot7 | Data Enrichment | SFQ |  | 2023-11-02 |  |  | 1152080 | 1152080 |  |  |  | ERSA | M | 4075 | 1535004GZPCLNT100 | EA |  | ELBOW;B-PRESS WATER,90DEG X 25MM,404608 | ELBOW;B-PRESS WATER,90DEG X 25MM,404608 | ELBOW;ADDITIONAL FEATURES:B-PRESS WATER,90DEG X 25MM,404608 |  |  |  |  | 1068155 @@ REECE PTY LTD | 404608
STP_009 - Lot7 | Data Enrichment | SFQ |  | 2023-11-02 |  |  | 1152081 | 1152081 |  |  |  | ERSA | M | 4075 | 1535003GZPCLNT100 | EA |  | ELBOW;B-PRESS WATER,90DEG X 20MM,404607 | ELBOW;B-PRESS WATER,90DEG X 20MM,404607 | ELBOW;ADDITIONAL FEATURES:B-PRESS WATER,90DEG X 20MM,404607 |  |  |  |  | 1068155 @@ REECE PTY LTD | 404607
STP_009 - Lot7 | Data Enrichment | SFQ |  | 2023-11-02 |  |  | 1152088 | 1152088 |  |  |  | ERSA | M | 4075 | 1534996GZPCLNT100 | EA |  | ELBOW;SHARKBITE CU,(F12) 1/2",404515 | ELBOW;SHARKBITE CU,(F12) 1/2",404515 | ELBOW;ADDITIONAL FEATURES:SHARKBITE CU,(F12) 1/2,404515 |  |  |  |  | 1068155 @@ REECE PTY LTD | 404515
STP_009 - Lot7 | Data Enrichment | KIB |  | 2023-11-02 |  |  | 1152109 | 1152109 |  |  |  | ERSA | M | 4075 | 1534975GZPCLNT100 | EA |  | BEND;CONETITE,25C X 25C BRASS,420007 | BEND;CONETITE,25C X 25C BRASS,420007 | BEND;ADDITIONAL FEATURES:CONETITE,25C X 25C BRASS,420007 |  |  |  |  | 1068155 @@ REECE PTY LTD | 420007
STP_009 - Lot7 | Data Enrichment | SFQ |  | 2023-11-02 |  |  | 1152199 | 1152199 |  |  |  | ERSA | M | 4075 | 1534857GZPCLNT100 | EA |  | ELBOW;CAPILLARY W12,20MM 1D RAD,9800073 | ELBOW;CAPILLARY W12,20MM 1D RAD,9800073 | ELBOW;ADDITIONAL FEATURES:CAPILLARY W12,20MM 1D RAD,9800073 |  |  |  |  | 1068155 @@ REECE PTY LTD | 9800073
STP_009 - Lot7 | Data Enrichment | VNE |  | 2023-11-02 |  |  | 1152271 | 1152271 |  |  |  | ERSA | M | 4075 | 1534741GZPCLNT100 | EA |  | CONTROLLER;UNIVERSAL AIR-CONDITI,3212023 | CONTROLLER;UNIVERSAL AIR-CONDITI,3212023 | CONTROLLER;ADDITIONAL FEATURES:UNIVERSAL AIR-CONDITI,3212023 |  |  |  |  | 1068155 @@ REECE PTY LTD | 3212023
STP_009 - Lot7 | Data Enrichment | SFQ |  | 2023-11-02 |  |  | 1152280 | 1152280 |  |  |  | ERSA | M | 4075 | 1534732GZPCLNT100 | EA |  | ELBOW;AUSSIE DUCT FLAT 90DEG,80M,2701938 | ELBOW;AUSSIE DUCT FLAT 90DEG,80M,2701938 | ELBOW;ADDITIONAL FEATURES:AUSSIE DUCT FLAT 90DEG,80M,2701938 |  |  |  |  | 1068155 @@ REECE PTY LTD | 2701938
STP_009 - Lot7 | Data Enrichment | VNE |  | 2023-11-02 |  |  | 1152283 | 1152283 |  |  |  | ERSA | M | 4075 | 1534729GZPCLNT100 | EA |  | CONTROLLER;MHI ECO TOUCH REMOTE,1603166 | CONTROLLER;MHI ECO TOUCH REMOTE,1603166 | CONTROLLER;ADDITIONAL FEATURES:MHI ECO TOUCH REMOTE,1603166 |  |  |  |  | 1068155 @@ REECE PTY LTD | 1603166
STP_009 - Lot7 | Data Enrichment | PVJ |  | 2023-11-02 |  |  | 1152315 | 1152315 |  |  |  | ERSA | M | 4075 | 1534666GZPCLNT100 | EA |  | CARTRIDGE,FLTR;20 UM MAXI PLUS,3300046 | CARTRIDGE,FLTR;20 UM MAXI PLUS,3300046 | CARTRIDGE,FLTR;ADDITIONAL FEATURES:20 UM MAXI PLUS,3300046 |  |  |  |  | 1068155 @@ REECE PTY LTD | 3300046
STP_009 - Lot7 | Data Enrichment | PVJ |  | 2023-11-02 |  |  | 1152319 | 1152319 |  |  |  | ERSA | M | 4075 | 1534662GZPCLNT100 | EA |  | CARTRIDGE,FLTR;5 UM,TASTE/ODOUR,1909966 | CARTRIDGE,FLTR;5 UM,TASTE/ODOUR,1909966 | CARTRIDGE,FLTR;ADDITIONAL FEATURES:5 UM,TASTE/ODOUR,1909966 |  |  |  |  | 1068155 @@ REECE PTY LTD | 1909966
STP_009 - Lot7 | Data Enrichment | PVJ |  | 2023-11-02 |  |  | 1152320 | 1152320 |  |  |  | ERSA | M | 4075 | 1534661GZPCLNT100 | EA |  | CARTRIDGE,FLTR;5 UM,DIRT/RUST,1909965 | CARTRIDGE,FLTR;5 UM,DIRT/RUST,1909965 | CARTRIDGE,FLTR;ADDITIONAL FEATURES:5 UM,DIRT/RUST,1909965 |  |  |  |  | 1068155 @@ REECE PTY LTD | 1909965
STP_009 - Lot7 | Data Enrichment | PVJ |  | 2023-11-02 |  |  | 1152322 | 1152322 |  |  |  | ERSA | M | 4075 | 1534659GZPCLNT100 | EA |  | CARTRIDGE,FLTR;20 UM,20 BASIC,WO,1909904 | CARTRIDGE,FLTR;20 UM,20 BASIC,WO,1909904 | CARTRIDGE,FLTR;ADDITIONAL FEATURES:20 UM,20 BASIC,WO,1909904 |  |  |  |  | 1068155 @@ REECE PTY LTD | 1909904
STP_009 - Lot7 | Data Enrichment | PVJ |  | 2023-11-02 |  |  | 1152325 | 1152325 |  |  |  | ERSA | M | 4075 | 1534655GZPCLNT100 | EA |  | CARTRIDGE,FLTR;MAXIPLUS CARTRIDG,1909194 | CARTRIDGE,FLTR;MAXIPLUS CARTRIDG,1909194 | CARTRIDGE,FLTR;ADDITIONAL FEATURES:MAXIPLUS CARTRIDG,1909194 |  |  |  |  | 1068155 @@ REECE PTY LTD | 1909194
STP_009 - Lot7 | Data Enrichment | PVJ |  | 2023-11-02 |  |  | 1152326 | 1152326 |  |  |  | ERSA | M | 4075 | 1534654GZPCLNT100 | EA |  | CARTRIDGE,FLTR;20 UM,20 IN,MAXIP,1908867 | CARTRIDGE,FLTR;20 UM,20 IN,MAXIP,1908867 | CARTRIDGE,FLTR;ADDITIONAL FEATURES:20 UM,20 IN,MAXIP,1908867 |  |  |  |  | 1068155 @@ REECE PTY LTD | 1908867
STP_009 - Lot7 | Data Enrichment | PVJ |  | 2023-11-02 |  |  | 1152335 | 1152335 |  |  |  | ERSA | M | 4075 | 1534645GZPCLNT100 | EA |  | CARTRIDGE,FLTR;20 UM,PL SEDIMENT,1908331 | CARTRIDGE,FLTR;20 UM,PL SEDIMENT,1908331 | CARTRIDGE,FLTR;ADDITIONAL FEATURES:20 UM,PL SEDIMENT,1908331 |  |  |  |  | 1068155 @@ REECE PTY LTD | 1908331
STP_009 - Lot7 | Data Enrichment | SFQ |  | 2023-11-02 |  |  | 1152337 | 1152337 |  |  |  | ERSA | M | 4075 | 1534615GZPCLNT100 | EA |  | ELBOW;ASPEN UPVC COND,45DX15 211,8003182 | ELBOW;ASPEN UPVC COND,45DX15 211,8003182 | ELBOW;ADDITIONAL FEATURES:ASPEN UPVC COND,45DX15 211,8003182 |  |  |  |  | 1068155 @@ REECE PTY LTD | 8003182
STP_009 - Lot7 | Data Enrichment | SFQ |  | 2023-11-02 |  |  | 1152351 | 1152351 |  |  |  | ERSA | M | 4075 | 1534601GZPCLNT100 | EA |  | ELBOW;90 DEG,NO.7050 63MM,1505730 | ELBOW;90 DEG,NO.7050 63MM,1505730 | ELBOW;ADDITIONAL FEATURES:90 DEG,NO.7050 63MM,1505730 |  |  |  |  | 1068155 @@ REECE PTY LTD | 1505730
STP_009 - Lot7 | Data Enrichment | SFQ |  | 2023-11-02 |  |  | 1152352 | 1152352 |  |  |  | ERSA | M | 4075 | 1534600GZPCLNT100 | EA |  | ELBOW;90 DEG,NO.7050 40MM,1505720 | ELBOW;90 DEG,NO.7050 40MM,1505720 | ELBOW;ADDITIONAL FEATURES:90 DEG,NO.7050 40MM,1505720 |  |  |  |  | 1068155 @@ REECE PTY LTD | 1505720
STP_009 - Lot7 | Data Enrichment | SFQ |  | 2023-11-02 |  |  | 1152354 | 1152354 |  |  |  | ERSA | M | 4075 | 1534598GZPCLNT100 | EA |  | ELBOW;90 DEG,NO.7050 25MM,1505710 | ELBOW;90 DEG,NO.7050 25MM,1505710 | ELBOW;ADDITIONAL FEATURES:90 DEG,NO.7050 25MM,1505710 |  |  |  |  | 1068155 @@ REECE PTY LTD | 1505710
STP_009 - Lot7 | Data Enrichment | SFQ |  | 2023-11-02 |  |  | 1152362 | 1152362 |  |  |  | ERSA | M | 4075 | 1534590GZPCLNT100 | EA |  | ELBOW;MALE,NO.7850 25X25MM BSP,1504909 | ELBOW;MALE,NO.7850 25X25MM BSP,1504909 | ELBOW;ADDITIONAL FEATURES:MALE,NO.7850 25X25MM BSP,1504909 |  |  |  |  | 1068155 @@ REECE PTY LTD | 1504909
STP_009 - Lot7 | Data Enrichment | SFQ |  | 2023-11-02 |  |  | 1152363 | 1152363 |  |  |  | ERSA | M | 4075 | 1534589GZPCLNT100 | EA |  | ELBOW;MALE,NO.7850 25X18MM BSP,1504905 | ELBOW;MALE,NO.7850 25X18MM BSP,1504905 | ELBOW;ADDITIONAL FEATURES:MALE,NO.7850 25X18MM BSP,1504905 |  |  |  |  | 1068155 @@ REECE PTY LTD | 1504905
STP_009 - Lot7 | Data Enrichment | SFQ |  | 2023-11-02 |  |  | 1152364 | 1152364 |  |  |  | ERSA | M | 4075 | 1534588GZPCLNT100 | EA |  | ELBOW;FEM,NO.7150 25X25MM BSP,1504815 | ELBOW;FEM,NO.7150 25X25MM BSP,1504815 | ELBOW;ADDITIONAL FEATURES:FEM,NO.7150 25X25MM BSP,1504815 |  |  |  |  | 1068155 @@ REECE PTY LTD | 1504815
STP_009 - Lot7 | Data Enrichment | SFQ |  | 2023-11-02 |  |  | 1152446 | 1152446 |  |  |  | ERSA | M | 4075 | 1527719GZPCLNT100 | EA |  | ELBOW,PIPE;DWV,40 X 45 DEG,M&F,1403705 | ELBOW,PIPE;DWV,40 X 45 DEG,M&F,1403705 | ELBOW,PIPE;ADDITIONAL FEATURES:DWV,40 X 45 DEG,M&F,1403705 |  |  |  |  | 1068155 @@ REECE PTY LTD | 1403705
STP_009 - Lot7 | Data Enrichment | SFQ |  | 2023-11-02 |  |  | 1152448 | 1152448 |  |  |  | ERSA | M | 4075 | 1527714GZPCLNT100 | EA |  | ELBOW,PIPE;MALE,BSP,16 MM X 1/2 ,1534037 | ELBOW,PIPE;MALE,BSP,16 MM X 1/2 ,1534037 | ELBOW,PIPE;ADDITIONAL FEATURES:MALE,BSP,16 MM X 1/2 ,1534037 |  |  |  |  | 1068155 @@ REECE PTY LTD | 1534037
STP_009 - Lot7 | Data Enrichment | VNE |  | 2023-11-02 |  |  | 1152510 | 1152510 |  |  |  | ERSA | M | 5920 | 1478469GZPCLNT100 | EA |  | CONTROLLER,ELECTRICAL,AUTO START CONTROL | CONTROLLER,ELECTRICAL,AUTO START CONTROL | CONTROLLER,ELECTRICAL,AUTO START CONTROL |  |  |  |  | 1072013 @@ METAL MANUFACTURES PTY LTD | DSEDSE702AS | 1068740 @@ METAL MANUFACTURES PTY LTD | 1478469
STP_009 - Lot7 | Data Enrichment | VNE |  | 2023-11-02 |  |  | 1152661 | 1152661 | 1476356 | AU_QM_001009982 |  | ERSA | M | 4000 | 1476356GZPCLNT100 | EA |  | BOC (EX CIG) | BOC (EX CIG) |  |  | PETTY CASH PURCHASE;BOC (EX CIG) |  |  | 1068135 @@ BOC LIMITED | QTY MUST EQUAL GST EXCL PRICE
STP_009 - Lot7 | Data Enrichment | CIR |  | 2023-11-02 |  |  | 1152708 | 1152708 | 1476075 | AU_QM_000243055 |  | ERSA | M | 2620 | 1476075GZPCLNT100 | EA |  | CODE 052;COMPRESSED AIR;SIZE D;(1.4M3); | CODE 052;COMPRESSED AIR;SIZE D;(1.4M3); |  |  | AIR,INDUSTRIAL; CODE 052;COMPRESSED AIR;SIZE D;(1.4M3); |  |  | 1068135 @@ BOC LIMITED | 052D
STP_009 - Lot7 | Data Enrichment | PVJ |  | 2023-11-02 |  |  | 1152745 | 1152745 | 1475624 | AU_QM_000234246 |  | ERSA | M | 3020 | 1475624GZPCLNT100 | EA |  | DESICCANT BREATHER CARTRIDGE;BDE;1000 SI | DESICCANT BREATHER CARTRIDGE;BDE;1000 SI |  |  | BREATHER: DESICCANT BREATHER CARTRIDGE;BDE;1000 SI |  |  | 1068342 @@ ISADRAULICS | 1299655
STP_009 - Lot7 | Data Enrichment | VNE |  | 2023-11-02 |  |  | 1152882 | 1152882 |  |  |  | ERSA | M | 5810 | 1474451GZPCLNT100 | EA |  | 405 X 335 X 20 THK PL; MIM DRAWING 432-6 | 405 X 335 X 20 THK PL; MIM DRAWING 432-6 | [5 empty] | 1068131 @@ HARDROK ENGINEERING PTY LTD | 1474451
STP_009 - Lot7 | Data Enrichment | VNE |  | 2023-11-02 |  |  | 1152884 | 1152884 |  |  |  | ERSA | M | 5810 | 1474449GZPCLNT100 | EA |  | 419 X 335 X 20 THK PL; MIM DRAWING 432-6 | 419 X 335 X 20 THK PL; MIM DRAWING 432-6 | [5 empty] | 1068131 @@ HARDROK ENGINEERING PTY LTD | 1474449
STP_009 - Lot7 | Data Enrichment | VNE |  | 2023-11-02 |  |  | 1152886 | 1152886 |  |  |  | ERSA | M | 5810 | 1474447GZPCLNT100 | EA |  | 434 X 335 X 20 THK PL; MIM DRAWING 432-6 | 434 X 335 X 20 THK PL; MIM DRAWING 432-6 | [5 empty] | 1068131 @@ HARDROK ENGINEERING PTY LTD | 1474447
STP_009 - Lot7 | Data Enrichment | VNE |  | 2023-11-02 |  |  | 1152891 | 1152891 |  |  |  | ERSA | M | 5810 | 1474442GZPCLNT100 | EA |  | 308 X 187 X 20THK PL; MIM DRAWING 432-6- | 308 X 187 X 20THK PL; MIM DRAWING 432-6- | [5 empty] | 1068131 @@ HARDROK ENGINEERING PTY LTD | 1474442
STP_009 - Lot7 | Data Enrichment | VNE |  | 2023-11-02 |  |  | 1152893 | 1152893 |  |  |  | ERSA | M | 5810 | 1474440GZPCLNT100 | EA |  | 450 X 180 X 20 THK PL; MIM DRAWING 432-6 | 450 X 180 X 20 THK PL; MIM DRAWING 432-6 | [5 empty] | 1068131 @@ HARDROK ENGINEERING PTY LTD | 1474440
STP_009 - Lot7 | Data Enrichment | VNE |  | 2023-11-02 |  |  | 1152895 | 1152895 |  |  |  | ERSA | M | 5810 | 1474438GZPCLNT100 | EA |  | 296 X 180 X 20 THK PL; MIM DRAWING 432-6 | 296 X 180 X 20 THK PL; MIM DRAWING 432-6 | [5 empty] | 1068131 @@ HARDROK ENGINEERING PTY LTD | 1474438
STP_009 - Lot7 | Data Enrichment | PVJ |  | 2023-11-02 |  |  | 1152901 | 1152901 | 1474410 | AU_QM_000162019 |  | ERSA | M | 4500 | 1474410GZPCLNT100 | EA |  | DIGICOM CONVEYANCE INSP. UNIT RIGHT; MIK | DIGICOM CONVEYANCE INSP. UNIT RIGHT; MIK |  |  | DISPLAY UNIT: DIGICOM CONVEYANCE INSP. UNIT RIGHT; MIK |  |  | 1070724 @@ ECAM PTY LTD | 1474410
STP_009 - Lot7 | Data Enrichment | SFQ |  | 2023-11-02 |  |  | 1152966 | 1152966 |  |  |  | ERSA | M | 4075 | 1534961GZPCLNT100 | EA |  | ELBOW;NYLON OLIVE,20MI X 20C,415990 | ELBOW;NYLON OLIVE,20MI X 20C,415990 | ELBOW;ADDITIONAL FEATURES:NYLON OLIVE,20MI X 20C,415990 |  |  |  |  | 1068155 @@ REECE PTY LTD | 415990
STP_009 - Lot7 | Data Enrichment | SFQ |  | 2023-11-02 |  |  | 1152967 | 1152967 |  |  |  | ERSA | M | 4075 | 1534960GZPCLNT100 | EA |  | ELBOW;NYLON OLIVE,15FI X 15C LUGG,415975 | ELBOW;NYLON OLIVE,15FI X 15C LUGG,415975 | ELBOW;ADDITIONAL FEATURES:NYLON OLIVE,15FI X 15C LUGG,415975 |  |  |  |  | 1068155 @@ REECE PTY LTD | 415975
STP_009 - Lot7 | Data Enrichment | SFQ |  | 2023-11-02 |  |  | 1152971 | 1152971 |  |  |  | ERSA | M | 4075 | 1534956GZPCLNT100 | EA |  | ELBOW;NYLON OLIVE,15MI X 15C LUGG,415950 | ELBOW;NYLON OLIVE,15MI X 15C LUGG,415950 | ELBOW;ADDITIONAL FEATURES:NYLON OLIVE,15MI X 15C LUGG,415950 |  |  |  |  | 1068155 @@ REECE PTY LTD | 415950
STP_009 - Lot7 | Data Enrichment | SFQ |  | 2023-11-02 |  |  | 1152972 | 1152972 |  |  |  | ERSA | M | 4075 | 1534955GZPCLNT100 | EA |  | ELBOW;NYLON OLIVE,15MI X 15C,415945 | ELBOW;NYLON OLIVE,15MI X 15C,415945 | ELBOW;ADDITIONAL FEATURES:NYLON OLIVE,15MI X 15C,415945 |  |  |  |  | 1068155 @@ REECE PTY LTD | 415945
STP_009 - Lot7 | Data Enrichment | SFQ |  | 2023-11-02 |  |  | 1152974 | 1152974 |  |  |  | ERSA | M | 4075 | 1534953GZPCLNT100 | EA |  | ELBOW;NYLON OLIVE,20C X 20C,415935 | ELBOW;NYLON OLIVE,20C X 20C,415935 | ELBOW;ADDITIONAL FEATURES:NYLON OLIVE,20C X 20C,415935 |  |  |  |  | 1068155 @@ REECE PTY LTD | 415935
STP_009 - Lot7 | Data Enrichment | SFQ |  | 2023-11-02 |  |  | 1152975 | 1152975 |  |  |  | ERSA | M | 4075 | 1534952GZPCLNT100 | EA |  | ELBOW;NYLON OLIVE,15C X 15C,415930 | ELBOW;NYLON OLIVE,15C X 15C,415930 | ELBOW;ADDITIONAL FEATURES:NYLON OLIVE,15C X 15C,415930 |  |  |  |  | 1068155 @@ REECE PTY LTD | 415930
STP_009 - Lot7 | Data Enrichment | PVJ |  | 2023-11-02 |  |  | 1153033 | 1153033 |  |  |  | ERSA | M | 4075 | 1534642GZPCLNT100 | EA |  | CARTRIDGE,FLTR;DUAL PURPOSE CART,1907940 | CARTRIDGE,FLTR;DUAL PURPOSE CART,1907940 | CARTRIDGE,FLTR;ADDITIONAL FEATURES:DUAL PURPOSE CART,1907940 |  |  |  |  | 1068155 @@ REECE PTY LTD | 1907940
STP_009 - Lot7 | Data Enrichment | PVJ |  | 2023-11-02 |  |  | 1153034 | 1153034 |  |  |  | ERSA | M | 4075 | 1534641GZPCLNT100 | EA |  | CARTRIDGE,FLTR;5 UM,PL SEDIMENT,1907886 | CARTRIDGE,FLTR;5 UM,PL SEDIMENT,1907886 | CARTRIDGE,FLTR;ADDITIONAL FEATURES:5 UM,PL SEDIMENT,1907886 |  |  |  |  | 1068155 @@ REECE PTY LTD | 1907886
STP_009 - Lot7 | Data Enrichment | PVJ |  | 2023-11-02 |  |  | 1153035 | 1153035 |  |  |  | ERSA | M | 4075 | 1534640GZPCLNT100 | EA |  | CARTRIDGE,FLTR;1 MU,PL SEDIMENT,1907885 | CARTRIDGE,FLTR;1 MU,PL SEDIMENT,1907885 | CARTRIDGE,FLTR;ADDITIONAL FEATURES:1 MU,PL SEDIMENT,1907885 |  |  |  |  | 1068155 @@ REECE PTY LTD | 1907885
STP_009 - Lot7 | Data Enrichment | PVJ |  | 2023-11-02 |  |  | 1153037 | 1153037 |  |  |  | ERSA | M | 4075 | 1534638GZPCLNT100 | EA |  | CARTRIDGE,FLTR;10 MU,PX,POLYSPUN,1907730 | CARTRIDGE,FLTR;10 MU,PX,POLYSPUN,1907730 | CARTRIDGE,FLTR;ADDITIONAL FEATURES:10 MU,PX,POLYSPUN,1907730 |  |  |  |  | 1068155 @@ REECE PTY LTD | 1907730
STP_009 - Lot7 | Data Enrichment | PVJ |  | 2023-11-02 |  |  | 1153040 | 1153040 |  |  |  | ERSA | M | 4075 | 1534633GZPCLNT100 | EA |  | CARTRIDGE,FLTR;WOUND SEDIMENT CA,1906720 | CARTRIDGE,FLTR;WOUND SEDIMENT CA,1906720 | CARTRIDGE,FLTR;ADDITIONAL FEATURES:WOUND SEDIMENT CA,1906720 |  |  |  |  | 1068155 @@ REECE PTY LTD | 1906720
STP_009 - Lot7 | Data Enrichment | PVJ |  | 2023-11-02 |  |  | 1153043 | 1153043 |  |  |  | ERSA | M | 4075 | 1534630GZPCLNT100 | EA |  | CARTRIDGE,FLTR;20 UM,PX SEDIMENT,1906587 | CARTRIDGE,FLTR;20 UM,PX SEDIMENT,1906587 | CARTRIDGE,FLTR;ADDITIONAL FEATURES:20 UM,PX SEDIMENT,1906587 |  |  |  |  | 1068155 @@ REECE PTY LTD | 1906587
STP_009 - Lot7 | Data Enrichment | PVJ |  | 2023-11-02 |  |  | 1153044 | 1153044 |  |  |  | ERSA | M | 4075 | 1534629GZPCLNT100 | EA |  | CARTRIDGE,FLTR;5 UM,TASTE/ODOUR,1906580 | CARTRIDGE,FLTR;5 UM,TASTE/ODOUR,1906580 | CARTRIDGE,FLTR;ADDITIONAL FEATURES:5 UM,TASTE/ODOUR,1906580 |  |  |  |  | 1068155 @@ REECE PTY LTD | 1906580
STP_009 - Lot7 | Data Enrichment | PVJ |  | 2023-11-02 |  |  | 1153046 | 1153046 |  |  |  | ERSA | M | 4075 | 1534626GZPCLNT100 | EA |  | CARTRIDGE,FLTR;0.5 UM,CARB BLOCK,1904141 | CARTRIDGE,FLTR;0.5 UM,CARB BLOCK,1904141 | CARTRIDGE,FLTR;ADDITIONAL FEATURES:0.5 UM,CARB BLOCK,1904141 |  |  |  |  | 1068155 @@ REECE PTY LTD | 1904141
STP_009 - Lot7 | Data Enrichment | PVJ |  | 2023-11-02 |  |  | 1153047 | 1153047 |  |  |  | ERSA | M | 4075 | 1534625GZPCLNT100 | EA |  | CARTRIDGE,FLTR;5 UM,20 IN,MAXI P,1904112 | CARTRIDGE,FLTR;5 UM,20 IN,MAXI P,1904112 | CARTRIDGE,FLTR;ADDITIONAL FEATURES:5 UM,20 IN,MAXI P,1904112 |  |  |  |  | 1068155 @@ REECE PTY LTD | 1904112
STP_009 - Lot7 | Data Enrichment | PVJ |  | 2023-11-02 |  |  | 1153052 | 1153052 |  |  |  | ERSA | M | 4075 | 1534620GZPCLNT100 | EA |  | CARTRIDGE,FLTR;ZIP FIVE MICRON T,1311165 | CARTRIDGE,FLTR;ZIP FIVE MICRON T,1311165 | CARTRIDGE,FLTR;ADDITIONAL FEATURES:ZIP FIVE MICRON T,1311165 |  |  |  |  | 1068155 @@ REECE PTY LTD | 1311165
STP_009 - Lot7 | Data Enrichment | SFQ |  | 2023-11-02 |  |  | 1153055 | 1153055 |  |  |  | ERSA | M | 4075 | 1534617GZPCLNT100 | EA |  | ELBOW;ASPEN UPVC COND,90DX20 210,8003186 | ELBOW;ASPEN UPVC COND,90DX20 210,8003186 | ELBOW;ADDITIONAL FEATURES:ASPEN UPVC COND,90DX20 210,8003186 |  |  |  |  | 1068155 @@ REECE PTY LTD | 8003186
STP_009 - Lot7 | Data Enrichment | SFQ |  | 2023-11-02 |  |  | 1153056 | 1153056 |  |  |  | ERSA | M | 4075 | 1534616GZPCLNT100 | EA |  | ELBOW;ASPEN UPVC COND,90DX15 210,8003185 | ELBOW;ASPEN UPVC COND,90DX15 210,8003185 | ELBOW;ADDITIONAL FEATURES:ASPEN UPVC COND,90DX15 210,8003185 |  |  |  |  | 1068155 @@ REECE PTY LTD | 8003185
STP_009 - Lot7 | Data Enrichment | SFQ |  | 2023-11-02 |  |  | 1153064 | 1153064 |  |  |  | ERSA | M | 4075 | 1534554GZPCLNT100 | EA |  | ELBOW;PVC PRESS,13 90 DEG 32MM,1502155 | ELBOW;PVC PRESS,13 90 DEG 32MM,1502155 | ELBOW;ADDITIONAL FEATURES:PVC PRESS,13 90 DEG 32MM,1502155 |  |  |  |  | 1068155 @@ REECE PTY LTD | 1502155
STP_009 - Lot7 | Data Enrichment | SFQ |  | 2023-11-02 |  |  | 1153065 | 1153065 |  |  |  | ERSA | M | 4075 | 1534553GZPCLNT100 | EA |  | ELBOW;PVC PRESS,13 90 DEG 15MM,1502100 | ELBOW;PVC PRESS,13 90 DEG 15MM,1502100 | ELBOW;ADDITIONAL FEATURES:PVC PRESS,13 90 DEG 15MM,1502100 |  |  |  |  | 1068155 @@ REECE PTY LTD | 1502100
STP_009 - Lot7 | Data Enrichment | SFQ |  | 2023-11-02 |  |  | 1153066 | 1153066 |  |  |  | ERSA | M | 4075 | 1534552GZPCLNT100 | EA |  | ELBOW;PVC PRESS,10 45 DEG 80MM,1502035 | ELBOW;PVC PRESS,10 45 DEG 80MM,1502035 | ELBOW;ADDITIONAL FEATURES:PVC PRESS,10 45 DEG 80MM,1502035 |  |  |  |  | 1068155 @@ REECE PTY LTD | 1502035
STP_009 - Lot7 | Data Enrichment | SFQ |  | 2023-11-02 |  |  | 1153067 | 1153067 |  |  |  | ERSA | M | 4075 | 1534551GZPCLNT100 | EA |  | ELBOW;PVC PRESS,10 45 DEG 50MM,1502025 | ELBOW;PVC PRESS,10 45 DEG 50MM,1502025 | ELBOW;ADDITIONAL FEATURES:PVC PRESS,10 45 DEG 50MM,1502025 |  |  |  |  | 1068155 @@ REECE PTY LTD | 1502025
STP_009 - Lot7 | Data Enrichment | SFQ |  | 2023-11-02 |  |  | 1153069 | 1153069 |  |  |  | ERSA | M | 4075 | 1534549GZPCLNT100 | EA |  | ELBOW;PVC PRESS,10 45 DEG 15MM,1502000 | ELBOW;PVC PRESS,10 45 DEG 15MM,1502000 | ELBOW;ADDITIONAL FEATURES:PVC PRESS,10 45 DEG 15MM,1502000 |  |  |  |  | 1068155 @@ REECE PTY LTD | 1502000
STP_009 - Lot7 | Data Enrichment | SFQ |  | 2023-11-02 |  |  | 1153106 | 1153106 |  |  |  | ERSA | M | 4075 | 1534508GZPCLNT100 | EA |  | ELBOW;25MM X 25MM,1544070 | ELBOW;25MM X 25MM,1544070 | ELBOW;ADDITIONAL FEATURES:25MM X 25MM,1544070 |  |  |  |  | 1068155 @@ REECE PTY LTD | 1544070
STP_009 - Lot7 | Data Enrichment | SFQ |  | 2023-11-02 |  |  | 1153112 | 1153112 |  |  |  | ERSA | M | 4075 | 1534502GZPCLNT100 | EA |  | ELBOW;AUSPEX MI BSP(200MM)EXT LU,1534083 | ELBOW;AUSPEX MI BSP(200MM)EXT LU,1534083 | ELBOW;ADDITIONAL FEATURES:AUSPEX MI BSP(200MM)EXT LU,1534083 |  |  |  |  | 1068155 @@ REECE PTY LTD | 1534083
STP_009 - Lot7 | Data Enrichment | SFQ |  | 2023-11-02 |  |  | 1153113 | 1153113 |  |  |  | ERSA | M | 4075 | 1534500GZPCLNT100 | EA |  | ELBOW;1/2" MALE BSP X 16MM,1534045 | ELBOW;1/2" MALE BSP X 16MM,1534045 | ELBOW;ADDITIONAL FEATURES:1/2 MALE BSP X 16MM,1534045 |  |  |  |  | 1068155 @@ REECE PTY LTD | 1534045
STP_009 - Lot7 | Data Enrichment | SFQ |  | 2023-11-02 |  |  | 1153117 | 1153117 |  |  |  | ERSA | M | 4075 | 1534494GZPCLNT100 | EA |  | ELBOW;(88MM EXT) MALE LUGGED,16M,1534017 | ELBOW;(88MM EXT) MALE LUGGED,16M,1534017 | ELBOW;ADDITIONAL FEATURES:(88MM EXT) MALE LUGGED,16M,1534017 |  |  |  |  | 1068155 @@ REECE PTY LTD | 1534017
STP_009 - Lot7 | Data Enrichment | SFQ |  | 2023-11-02 |  |  | 1153119 | 1153119 |  |  |  | ERSA | M | 4075 | 1534492GZPCLNT100 | EA |  | ELBOW;FEMALE LUGGED,16MM,1534010 | ELBOW;FEMALE LUGGED,16MM,1534010 | ELBOW;ADDITIONAL FEATURES:FEMALE LUGGED,16MM,1534010 |  |  |  |  | 1068155 @@ REECE PTY LTD | 1534010
STP_009 - Lot7 | Data Enrichment | SFQ |  | 2023-11-02 |  |  | 1153137 | 1153137 |  |  |  | ERSA | M | 4075 | 1534474GZPCLNT100 | EA |  | ELBOW;PVC D/PIPE,REV FACE 45DEG,1500890 | ELBOW;PVC D/PIPE,REV FACE 45DEG,1500890 | ELBOW;ADDITIONAL FEATURES:PVC D/PIPE,REV FACE 45DEG,1500890 |  |  |  |  | 1068155 @@ REECE PTY LTD | 1500890
STP_009 - Lot7 | Data Enrichment | SFQ |  | 2023-11-02 |  |  | 1153138 | 1153138 |  |  |  | ERSA | M | 4075 | 1534473GZPCLNT100 | EA |  | ELBOW;PVC DOWNPIPE REVERSE,100X5,1500880 | ELBOW;PVC DOWNPIPE REVERSE,100X5,1500880 | ELBOW;ADDITIONAL FEATURES:PVC DOWNPIPE REVERSE,100X5,1500880 |  |  |  |  | 1068155 @@ REECE PTY LTD | 1500880
STP_009 - Lot7 | Data Enrichment | SFQ |  | 2023-11-02 |  |  | 1153140 | 1153140 |  |  |  | ERSA | M | 4075 | 1534471GZPCLNT100 | EA |  | ELBOW;PVC D/PIPE,45 DEG 100MM X,1500835 | ELBOW;PVC D/PIPE,45 DEG 100MM X,1500835 | ELBOW;ADDITIONAL FEATURES:PVC D/PIPE,45 DEG 100MM X,1500835 |  |  |  |  | 1068155 @@ REECE PTY LTD | 1500835
STP_009 - Lot7 | Data Enrichment | SFQ |  | 2023-11-02 |  |  | 1153141 | 1153141 |  |  |  | ERSA | M | 4075 | 1534470GZPCLNT100 | EA |  | ELBOW;PVC D/PIPE,95 DEG 100MM X,1500820 | ELBOW;PVC D/PIPE,95 DEG 100MM X,1500820 | ELBOW;ADDITIONAL FEATURES:PVC D/PIPE,95 DEG 100MM X,1500820 |  |  |  |  | 1068155 @@ REECE PTY LTD | 1500820
STP_009 - Lot7 | Data Enrichment | KIB |  | 2023-11-02 |  |  | 1153188 | 1153188 |  |  |  | ERSA | M | 4075 | 1534409GZPCLNT100 | EA |  | BEND;PVC S/W,225 X 90 DEG F&F,1500574 | BEND;PVC S/W,225 X 90 DEG F&F,1500574 | BEND;ADDITIONAL FEATURES:PVC S/W,225 X 90 DEG F&F,1500574 |  |  |  |  | 1068155 @@ REECE PTY LTD | 1500574
STP_009 - Lot7 | Data Enrichment | KIB |  | 2023-11-02 |  |  | 1153195 | 1153195 |  |  |  | ERSA | M | 4075 | 1534402GZPCLNT100 | EA |  | BEND;PVC S/W,90 DEG F&F 90MM,1500120 | BEND;PVC S/W,90 DEG F&F 90MM,1500120 | BEND;ADDITIONAL FEATURES:PVC S/W,90 DEG F&F 90MM,1500120 |  |  |  |  | 1068155 @@ REECE PTY LTD | 1500120
STP_009 - Lot7 | Data Enrichment | KIB |  | 2023-11-02 |  |  | 1153196 | 1153196 |  |  |  | ERSA | M | 4075 | 1534401GZPCLNT100 | EA |  | BEND;PVC S/W,PLN,45 DEG,90 MM,F&,1500115 | BEND;PVC S/W,PLN,45 DEG,90 MM,F&,1500115 | BEND;ADDITIONAL FEATURES:PVC S/W,PLN,45 DEG,90 MM,F&,1500115 |  |  |  |  | 1068155 @@ REECE PTY LTD | 1500115
STP_009 - Lot7 | Data Enrichment | KIB |  | 2023-11-02 |  |  | 1153197 | 1153197 |  |  |  | ERSA | M | 4075 | 1534400GZPCLNT100 | EA |  | BEND;PVC S/W,PLN,22 1/2 DEG,90 M,1500106 | BEND;PVC S/W,PLN,22 1/2 DEG,90 M,1500106 | BEND;ADDITIONAL FEATURES:PVC S/W,PLN,22 1/2 DEG,90 M,1500106 |  |  |  |  | 1068155 @@ REECE PTY LTD | 1500106
STP_009 - Lot7 | Data Enrichment | KIB |  | 2023-11-02 |  |  | 1153198 | 1153198 |  |  |  | ERSA | M | 4075 | 1534399GZPCLNT100 | EA |  | BEND;PVC S/W,PLN,15 DEG,90 MM,F&,1500101 | BEND;PVC S/W,PLN,15 DEG,90 MM,F&,1500101 | BEND;ADDITIONAL FEATURES:PVC S/W,PLN,15 DEG,90 MM,F&,1500101 |  |  |  |  | 1068155 @@ REECE PTY LTD | 1500101
STP_009 - Lot7 | Data Enrichment | KIB |  | 2023-11-02 |  |  | 1153225 | 1153225 |  |  |  | ERSA | M | 4075 | 1534372GZPCLNT100 | EA |  | BEND;DWV,100 X 45 DEG M&F PLAIN,1407700 | BEND;DWV,100 X 45 DEG M&F PLAIN,1407700 | BEND;ADDITIONAL FEATURES:DWV,100 X 45 DEG M&F PLAIN,1407700 |  |  |  |  | 1068155 @@ REECE PTY LTD | 1407700
STP_009 - Lot7 | Data Enrichment | KIB |  | 2023-11-02 |  |  | 1153226 | 1153226 |  |  |  | ERSA | M | 4075 | 1534371GZPCLNT100 | EA |  | BEND;DWV,100 X 45 DEG F&F PLAIN,1407660 | BEND;DWV,100 X 45 DEG F&F PLAIN,1407660 | BEND;ADDITIONAL FEATURES:DWV,100 X 45 DEG F&F PLAIN,1407660 |  |  |  |  | 1068155 @@ REECE PTY LTD | 1407660
STP_009 - Lot7 | Data Enrichment | KIB |  | 2023-11-02 |  |  | 1153227 | 1153227 |  |  |  | ERSA | M | 4075 | 1534370GZPCLNT100 | EA |  | BEND;DWV,100 X 30 DEG F&F PLAIN,1407650 | BEND;DWV,100 X 30 DEG F&F PLAIN,1407650 | BEND;ADDITIONAL FEATURES:DWV,100 X 30 DEG F&F PLAIN,1407650 |  |  |  |  | 1068155 @@ REECE PTY LTD | 1407650
STP_009 - Lot7 | Data Enrichment | KIB |  | 2023-11-02 |  |  | 1153228 | 1153228 |  |  |  | ERSA | M | 4075 | 1534369GZPCLNT100 | EA |  | BEND;DWV,100 X 15 DEG F&F PLAIN,1407640 | BEND;DWV,100 X 15 DEG F&F PLAIN,1407640 | BEND;ADDITIONAL FEATURES:DWV,100 X 15 DEG F&F PLAIN,1407640 |  |  |  |  | 1068155 @@ REECE PTY LTD | 1407640
STP_009 - Lot7 | Data Enrichment | KIB |  | 2023-11-02 |  |  | 1153229 | 1153229 |  |  |  | ERSA | M | 4075 | 1534368GZPCLNT100 | EA |  | BEND;DWV,100 X 5 DEG F&F PLAIN,1407630 | BEND;DWV,100 X 5 DEG F&F PLAIN,1407630 | BEND;ADDITIONAL FEATURES:DWV,100 X 5 DEG F&F PLAIN,1407630 |  |  |  |  | 1068155 @@ REECE PTY LTD | 1407630
STP_009 - Lot7 | Data Enrichment | KIB |  | 2023-11-02 |  |  | 1153266 | 1153266 |  |  |  | ERSA | M | 4075 | 1534330GZPCLNT100 | EA |  | BEND;DWV,50 X 45 DEG (42DEG) M&F,1403710 | BEND;DWV,50 X 45 DEG (42DEG) M&F,1403710 | BEND;ADDITIONAL FEATURES:DWV,50 X 45 DEG (42DEG) M&F,1403710 |  |  |  |  | 1068155 @@ REECE PTY LTD | 1403710
STP_009 - Lot7 | Data Enrichment | KIB |  | 2023-11-02 |  |  | 1153267 | 1153267 |  |  |  | ERSA | M | 4075 | 1534329GZPCLNT100 | EA |  | BEND;DWV,65 X 85 DEG PLAIN,1403220 | BEND;DWV,65 X 85 DEG PLAIN,1403220 | BEND;ADDITIONAL FEATURES:DWV,65 X 85 DEG PLAIN,1403220 |  |  |  |  | 1068155 @@ REECE PTY LTD | 1403220
STP_009 - Lot7 | Data Enrichment | KIB |  | 2023-11-02 |  |  | 1153268 | 1153268 |  |  |  | ERSA | M | 4075 | 1534328GZPCLNT100 | EA |  | BEND;DWV,65 X 45 DEG PLAIN,1403210 | BEND;DWV,65 X 45 DEG PLAIN,1403210 | BEND;ADDITIONAL FEATURES:DWV,65 X 45 DEG PLAIN,1403210 |  |  |  |  | 1068155 @@ REECE PTY LTD | 1403210
STP_009 - Lot7 | Data Enrichment | KIB |  | 2023-11-02 |  |  | 1153269 | 1153269 |  |  |  | ERSA | M | 4075 | 1534327GZPCLNT100 | EA |  | BEND;DWV,50 X 85 DEG IO,1403125 | BEND;DWV,50 X 85 DEG IO,1403125 | BEND;ADDITIONAL FEATURES:DWV,50 X 85 DEG IO,1403125 |  |  |  |  | 1068155 @@ REECE PTY LTD | 1403125
STP_009 - Lot7 | Data Enrichment | KIB |  | 2023-11-02 |  |  | 1153270 | 1153270 |  |  |  | ERSA | M | 4075 | 1534326GZPCLNT100 | EA |  | BEND;DWV,50 X 85 DEG PLAIN,1403120 | BEND;DWV,50 X 85 DEG PLAIN,1403120 | BEND;ADDITIONAL FEATURES:DWV,50 X 85 DEG PLAIN,1403120 |  |  |  |  | 1068155 @@ REECE PTY LTD | 1403120
STP_009 - Lot7 | Data Enrichment | KIB |  | 2023-11-02 |  |  | 1153272 | 1153272 |  |  |  | ERSA | M | 4075 | 1534324GZPCLNT100 | EA |  | BEND;DWV,40 X 85 DEG IO,1403035 | BEND;DWV,40 X 85 DEG IO,1403035 | BEND;ADDITIONAL FEATURES:DWV,40 X 85 DEG IO,1403035 |  |  |  |  | 1068155 @@ REECE PTY LTD | 1403035
STP_009 - Lot7 | Data Enrichment | KIB |  | 2023-11-02 |  |  | 1153273 | 1153273 |  |  |  | ERSA | M | 4075 | 1534323GZPCLNT100 | EA |  | BEND;DWV,40 X 85 DEG PLAIN,1403030 | BEND;DWV,40 X 85 DEG PLAIN,1403030 | BEND;ADDITIONAL FEATURES:DWV,40 X 85 DEG PLAIN,1403030 |  |  |  |  | 1068155 @@ REECE PTY LTD | 1403030
STP_009 - Lot7 | Data Enrichment | KIB |  | 2023-11-02 |  |  | 1153274 | 1153274 |  |  |  | ERSA | M | 4075 | 1534322GZPCLNT100 | EA |  | BEND;DWV,40 X 45 DEG PLAIN,1403020 | BEND;DWV,40 X 45 DEG PLAIN,1403020 | BEND;ADDITIONAL FEATURES:DWV,40 X 45 DEG PLAIN,1403020 |  |  |  |  | 1068155 @@ REECE PTY LTD | 1403020
STP_009 - Lot7 | Data Enrichment | PVJ |  | 2023-11-02 |  |  | 1153315 | 1153315 |  |  |  | ERSA | M | 4075 | 1534277GZPCLNT100 | EA |  | CARTRIDGE,FLTR;1 UM,10 IN,PRISTI,2302997 | CARTRIDGE,FLTR;1 UM,10 IN,PRISTI,2302997 | CARTRIDGE,FLTR;ADDITIONAL FEATURES:1 UM,10 IN,PRISTI,2302997 |  |  |  |  | 1068155 @@ REECE PTY LTD | 2302997
STP_009 - Lot7 | Data Enrichment | VNE |  | 2023-11-02 |  |  | 1153428 | 1153428 |  |  |  | ERSA | M | 1600 | 1533012GZPCLNT100 | EA |  | CONTROLLER,VOLT;AVC,TWO PIECE,S,100 0236 | CONTROLLER,VOLT;AVC,TWO PIECE,S,100 0236 | CONTROLLER,VOLT;ADDITIONAL FEATURES:AVC,TWO PIECE,S,100 0236 |  |  |  |  | 1070476 @@ PRECIPITATOR TECHNOLOGIES P/L | 100 0236
STP_009 - Lot7 | Data Enrichment | PVJ |  | 2023-11-02 |  |  | 1154004 | 1154004 |  |  |  | ERSA | M | 4005 | 1534342GZPCLNT100 | EA |  | APRON;DWV WEATHERING,100MM,1405020 | APRON;DWV WEATHERING,100MM,1405020 | APRON;ADDITIONAL FEATURES:DWV WEATHERING,100MM,1405020 |  |  |  |  | 1068155 @@ REECE PTY LTD | 1405020
STP_009 - Lot7 | Data Enrichment | CIR |  | 2023-11-02 |  |  | 1154070 | 1154070 |  |  |  | ERSA | M | 4005 | 1529805GZPCLNT100 | EA |  | CHARGER,BATT;18V,DUAL BAY,RAPID C,M18DFC | CHARGER,BATT;18V,DUAL BAY,RAPID C,M18DFC | CHARGER,BATT;ADDITIONAL FEATURES:18V,DUAL BAY,RAPID C,M18DFC |  |  |  |  | 1068254 @@ MOUNT ISA MINING SUPPLIES P/L | M18DFC
STP_009 - Lot7 | Data Enrichment | SCV |  | 2023-11-02 |  |  | 1154071 | 1154071 |  |  |  | ERSA | M | 4090 | 1529660GZPCLNT100 | EA |  | DISPENSER;POD UNIT,3 OUTLETS (TAPS),902 | DISPENSER;POD UNIT,3 OUTLETS (TAPS),902 | DISPENSER;ADDITIONAL FEATURES:POD UNIT,3 OUTLETS (TAPS),902 |  |  |  |  | 1068147 @@ QH2O | 902
STP_009 - Lot7 | Data Enrichment | CIR |  | 2023-11-02 |  |  | 1154824 | 1154824 |  |  |  | ERSA | M | 4090 | 1507041GZPCLNT100 | EA |  | CHLORINATOR;EAQUIP 30AMP SC CEL,MSPS0053 | CHLORINATOR;EAQUIP 30AMP SC CEL,MSPS0053 | CHLORINATOR;ADDITIONAL FEATURES:EAQUIP 30AMP SC CEL,MSPS0053 |  |  |  |  | 1068148 @@ MILES STREET POOL SUPPLIES | MSPS0053
STP_009 - Lot7 | Data Enrichment | CIR |  | 2023-11-02 |  |  | 1154825 | 1154825 |  |  |  | ERSA | M | 4090 | 1507040GZPCLNT100 | EA |  | CHLORINATOR;EAQUIP 30AMP SC CHO,MSPS0052 | CHLORINATOR;EAQUIP 30AMP SC CHO,MSPS0052 | CHLORINATOR;ADDITIONAL FEATURES:EAQUIP 30AMP SC CHO,MSPS0052 |  |  |  |  | 1068148 @@ MILES STREET POOL SUPPLIES | MSPS0052
STP_009 - Lot7 | Data Enrichment | CIR |  | 2023-11-02 |  |  | 1155004 | 1155004 |  |  |  | ERSA | M | 2700 | 1539377GZPCLNT100 | EA |  | BOARD,WRITNG;MAGNETIC WHITEBOARD,8833500 | BOARD,WRITNG;MAGNETIC WHITEBOARD,8833500 | BOARD,WRITNG;ADDITIONAL FEATURES:MAGNETIC WHITEBOARD,8833500 |  |  |  |  | 1068167 @@ WINC AUSTRALIA PTY LTD | 8833500
STP_009 - Lot7 | Data Enrichment | CIR |  | 2023-11-02 |  |  | 1155005 | 1155005 |  |  |  | ERSA | M | 2700 | 1539376GZPCLNT100 | EA |  | BOARD,WRITNG;WHITEBOARD,ALUM FRM,8742900 | BOARD,WRITNG;WHITEBOARD,ALUM FRM,8742900 | BOARD,WRITNG;ADDITIONAL FEATURES:WHITEBOARD,ALUM FRM,8742900 |  |  |  |  | 1068167 @@ WINC AUSTRALIA PTY LTD | 8742900
STP_009 - Lot7 | Data Enrichment | PVJ |  | 2023-11-02 |  |  | 1155008 | 1155008 |  |  |  | ERSA | M | 4050 | 1539312GZPCLNT100 | EA |  | CARTRIDGE;BLACK,ORIGINAL,HP 955,25001247 | CARTRIDGE;BLACK,ORIGINAL,HP 955,25001247 | CARTRIDGE;ADDITIONAL FEATURES:BLACK,ORIGINAL,HP 955,25001247 |  |  |  |  | 1068167 @@ WINC AUSTRALIA PTY LTD | 25001247
STP_009 - Lot7 | Data Enrichment | PVJ |  | 2023-11-02 |  |  | 1155009 | 1155009 |  |  |  | ERSA | M | 4050 | 1539311GZPCLNT100 | EA |  | CARTRIDGE;YELLOW OFFICEJET,HP 9,18818493 | CARTRIDGE;YELLOW OFFICEJET,HP 9,18818493 | CARTRIDGE;ADDITIONAL FEATURES:YELLOW OFFICEJET,HP 9,18818493 |  |  |  |  | 1068167 @@ WINC AUSTRALIA PTY LTD | 18818493
STP_009 - Lot7 | Data Enrichment | PVJ |  | 2023-11-02 |  |  | 1155010 | 1155010 |  |  |  | ERSA | M | 4050 | 1539310GZPCLNT100 | EA |  | CARTRIDGE;MAGENTA OFFICEJET,HP,18818492 | CARTRIDGE;MAGENTA OFFICEJET,HP,18818492 | CARTRIDGE;ADDITIONAL FEATURES:MAGENTA OFFICEJET,HP,18818492 |  |  |  |  | 1068167 @@ WINC AUSTRALIA PTY LTD | 18818492
STP_009 - Lot7 | Data Enrichment | PVJ |  | 2023-11-02 |  |  | 1155011 | 1155011 |  |  |  | ERSA | M | 4050 | 1539309GZPCLNT100 | EA |  | CARTRIDGE;CYAN OFFICEJET,HP 951,18818491 | CARTRIDGE;CYAN OFFICEJET,HP 951,18818491 | CARTRIDGE;ADDITIONAL FEATURES:CYAN OFFICEJET,HP 951,18818491 |  |  |  |  | 1068167 @@ WINC AUSTRALIA PTY LTD | 18818491
STP_009 - Lot7 | Data Enrichment | PVJ |  | 2023-11-02 |  |  | 1155041 | 1155041 |  |  |  | ERSA | M | 4050 | 1529684GZPCLNT100 | EA |  | CARTRIDGE,INK;HP 72B 130ML GRAY D,3WX08A | CARTRIDGE,INK;HP 72B 130ML GRAY D,3WX08A | CARTRIDGE,INK;ADDITIONAL FEATURES:HP 72B 130ML GRAY D,3WX08A |  |  |  |  | 1068251 @@ ENIGMA BUSINESS PRODUCTS | 3WX08A
STP_009 - Lot7 | Data Enrichment | VNE |  | 2023-11-02 |  |  | 1155142 | 1155142 |  |  |  | ERSA | M | 5820 | 1515064GZPCLNT100 | EA |  | CONTROLLER;VH412 CABINER C/W AW/,XDZ7112 | CONTROLLER;VH412 CABINER C/W AW/,XDZ7112 | CONTROLLER;ADDITIONAL FEATURES:VH412 CABINER C/W AW/,XDZ7112 |  |  |  |  | 1068125 @@ SMC CORPORATION (AUSTRALIA) PTY LTD | 1515064
STP_009 - Lot7 | Data Enrichment | PVJ |  | 2023-11-02 |  |  | 1155172 | 1155172 |  |  |  | ERSA | M | 1500 | 1514843GZPCLNT100 | EA |  | DISPLAY;STAND,TIMBER450250 | DISPLAY;STAND,TIMBER450250 | DISPLAY;ADDITIONAL FEATURES:STAND,TIMBER450250 |  |  |  |  | 1068181 @@ CNW (MOUNT ISA) ELECT WHOLESALER | 1514843
STP_009 - Lot7 | Data Enrichment | VNE |  | 2023-11-02 |  |  | 1155182 | 1155182 |  |  |  | ERSA | M | 4500 | 1514590GZPCLNT100 | EA |  | CONTROLLER,INTERFACE;HORNER XL7,HE-XW1E6 | CONTROLLER,INTERFACE;HORNER XL7,HE-XW1E6 | CONTROLLER,INTERFACE;ADDITIONAL FEATURES:HORNER XL7,HE-XW1E6 |  |  |  |  | 1071236 @@ AUTECH CONTROL GROUP PTY LTD | HE-XW1E6
STP_009 - Lot7 | Data Enrichment | CIR |  | 2023-11-02 |  |  | 1155186 | 1155186 |  |  |  | ERSA | M | 4010 | 1514536GZPCLNT100 | EA |  | CHARGER;BATTERY,18 V,ROTHENBERGE,7701306 | CHARGER;BATTERY,18 V,ROTHENBERGE,7701306 | CHARGER;ADDITIONAL FEATURES:BATTERY,18 V,ROTHENBERGE,7701306 |  |  |  |  | 1068155 @@ REECE PTY LTD | 7701306
STP_009 - Lot7 | Data Enrichment | CIR |  | 2023-11-02 |  |  | 1155408 | 1155408 |  |  |  | ERSA | M | 5905 | 1508387GZPCLNT100 | EA |  | CHARGER;HAY,MAIMC4S | CHARGER;HAY,MAIMC4S | CHARGER;ADDITIONAL FEATURES:HAY,MAIMC4S |  |  |  |  | 1072013 @@ METAL MANUFACTURES PTY LTD | MAIMC4S | 1068740 @@ METAL MANUFACTURES PTY LTD | MAIMC4S
STP_009 - Lot7 | Data Enrichment | SFQ |  | 2023-11-02 |  |  | 1155450 | 1155450 |  |  |  | ERSA | M | 2200 | 1508097GZPCLNT100 | EA |  | ELBOW;M&F 90DEG,316 S/S,25SS,1 I,5421710 | ELBOW;M&F 90DEG,316 S/S,25SS,1 I,5421710 | ELBOW;ADDITIONAL FEATURES:M&F 90DEG,316 S/S,25SS,1 I,5421710 |  |  |  |  | 1069714 @@ BLACKWOODS | 5421710
STP_009 - Lot7 | Data Enrichment | SFQ |  | 2023-11-02 |  |  | 1155477 | 1155477 |  |  |  | ERSA | M | 2200 | 1507258GZPCLNT100 | EA |  | ELBOW,PIPE;BEND,6 IN,90 DEG,LSR,FAB55650 | ELBOW,PIPE;BEND,6 IN,90 DEG,LSR,FAB55650 | ELBOW,PIPE;ADDITIONAL FEATURES:BEND,6 IN,90 DEG,LSR,FAB55650 |  |  |  |  | 1068310 @@ BARKLY ENGINEERING | 1507258
STP_009 - Lot7 | Data Enrichment | SYC |  | 2023-11-02 |  |  | 1155539 | 1155539 |  |  |  | ERSA | M | 3000 | 1507046GZPCLNT100 | EA |  | DIAPHRAGM;ZODIAC G2 DIAPHRAGM,MSPS0058 | DIAPHRAGM;ZODIAC G2 DIAPHRAGM,MSPS0058 | DIAPHRAGM;ADDITIONAL FEATURES:ZODIAC G2 DIAPHRAGM,MSPS0058 |  |  |  |  | 1068148 @@ MILES STREET POOL SUPPLIES | MSPS0058
STP_009 - Lot7 | Data Enrichment | SFQ |  | 2023-11-02 |  |  | 1155597 | 1155597 |  |  |  | ERSA | M | 2200 | 1506885GZPCLNT100 | EA |  | ELBOW;M&F 90DEG,316 S/S,25SS,1,5421710 | ELBOW;M&F 90DEG,316 S/S,25SS,1,5421710 | ELBOW;ADDITIONAL FEATURES:M&F 90DEG,316 S/S,25SS,1,5421710 |  |  |  |  | 1069714 @@ BLACKWOODS | 5421710 | 1068652 @@ J BLACKWOOD & SONS | 5421710 | 1068093 @@ BLACKWOODS & SONS | 1506885
STP_009 - Lot7 | Data Enrichment | CIR |  | 2023-11-02 |  |  | 1155698 | 1155698 |  |  |  | ERSA | M | 5955 | 1478796GZPCLNT100 | EA |  | BACKSTOP,B/U083 1095NRT | BACKSTOP,B/U083 1095NRT | BACKSTOP,B/U083 1095NRT |  |  |  |  | 1068409 @@ APPLIED INDUSTRIAL TECHNOLOGIES | 1478796
STP_009 - Lot7 | Data Enrichment | CIR |  | 2023-11-02 |  |  | 1155699 | 1155699 |  |  |  | ERSA | M | 5955 | 1478795GZPCLNT100 | EA |  | BACKSTOP,B/U083 1105NRT | BACKSTOP,B/U083 1105NRT | BACKSTOP,B/U083 1105NRT |  |  |  |  | 1068409 @@ APPLIED INDUSTRIAL TECHNOLOGIES | 1478795
STP_009 - Lot7 | Data Enrichment | VNE |  | 2023-11-02 |  |  | 1155767 | 1155767 | 1474844 | AU_QM_000176489 |  | ERSA | M | 2200 | 1474844GZPCLNT100 | EA |  | BUTTERFLY VALVE SOLENOID KIT;24VDC FOR B | BUTTERFLY VALVE SOLENOID KIT;24VDC FOR B |  |  | VALVE,SOLENOID: BUTTERFLY VALVE SOLENOID KIT;24VDC FOR B |  |  | 1068794 @@ FILQUIP PTY LTD | KPRO_NAM1
STP_009 - Lot7 | Data Enrichment | CIR |  | 2023-11-02 |  |  | 1155888 | 1155888 | 1364434 | AU_QM_000165737 |  | ERSA | M | 5100 | 1364434GZPCLNT100 | EA |  | BOARD,CIRCT;GIGABIT NETWORK MANAGEMENT | BOARD,CIRCT;GIGABIT NETWORK MANAGEMENT | BOARD,CIRCUIT;TYPE:GIGABIT NETWORK MANAGEMENT,MNFR:01)CNW,PTNO:01)NETWORK-M2 |  | CIRCUIT CARD ASSEMBLY:GIGABIT NETWORK MANAGEMENT CARD SUIT UPS |  |  | 1068181 @@ CNW (MOUNT ISA) ELECT WHOLESALER | NETWORK-M2
STP_009 - Lot7 | Data Enrichment | VNE |  | 2023-11-02 |  |  | 1156406 | 1156406 | 1457204 | AU_QM_001296623 |  | ERSA | M | 5100 | 1457204GZPCLNT100 | EA |  | CONTROLLER;PRESSURE:SENSOR PRESSURE | CONTROLLER;PRESSURE:SENSOR PRESSURE | CONTROLLER;MNFR:NORMET,PTNO:55121636,ADDITIONAL FEATURES EN:PRESSURE:SENSOR PRESSURE |  | CONTROL,PRESSURE: SENSOR PRESSURE; |  |  | 1068143 @@ NORMET ASIA PACIFIC PTY LTD | 55121636
STP_009 - Lot7 | Data Enrichment | CIR |  | 2023-11-02 |  |  | 1157073 | 1157073 | 1441964 | AU_QM_000992602 |  | ERSA | M | 2620 | 1441964GZPCLNT100 | EA |  | DIFFUSER;GAS, WELDING TORCH,BOC,B4435PK | DIFFUSER;GAS, WELDING TORCH,BOC,B4435PK | HEAD ASSY 350/400/550A SHORT TIP PK/2 PTNO: B4435PK |  | DIFFUSER,GAS,WELDING TORCH: DIFFUSER;350A BERNARD MIG TORCH; |  |  | 1068135 @@ BOC LIMITED | B4435PK
STP_009 - Lot7 | Data Enrichment | CIR |  | 2023-11-02 |  |  | 1165322 | 1165322 | 1425356 | AU_QM_000348557 |  | ERSA | M | 1600 | 1425356GZPCLNT100 | EA |  | BOARD,CIRCT;AC INPUT CARD,ASSY,TOSH | BOARD,CIRCT;AC INPUT CARD,ASSY,TOSH | BOARD,CIRCUIT;TYPE:AC INPUT CARD,ADDITIONAL FEATURES EN:ASSEMBLY,MNFR:01)TOSHIBA,PTNO:01)EX250/170 |  | CIRCUIT CARD ASSEMBLY:16-POINT AC INPUT, 100VAC |  |  | 1068181 @@ CNW (MOUNT ISA) ELECT WHOLESALER | EX250/170
STP_009 - Lot7 | Data Enrichment | CIR |  | 2023-11-02 |  |  | 1165323 | 1165323 | 1425353 | AU_QM_000348524 |  | ERSA | M | 1600 | 1425353GZPCLNT100 | EA |  | BOARD,CIRCT;BASIC CARD,TOSH,EX250/015 | BOARD,CIRCT;BASIC CARD,TOSH,EX250/015 | BOARD,CIRCUIT;TYPE:BASIC CARD,ADDITIONAL FEATURES EN:ASSEMBLY, 24 V POWERED,MNFR:01)TOSHIBA,PTNO:01)EX250/015 |  | CIRCUIT CARD ASSEMBLY:24V POWERED,BASIC UNIT,TYPE EX250 |  |  | 1068181 @@ CNW (MOUNT ISA) ELECT WHOLESALER | EX250/015
STP_009 - Lot7 | Data Enrichment | CIR |  | 2023-11-02 |  |  | 1170006 | 1170006 | 1366942 | AU_QM_000170036 |  | ERSA | M | 4500 | 1366942GZPCLNT100 | EA |  | BOARD,CIRCT;ETHERNET | BOARD,CIRCT;ETHERNET | BOARD,CIRCUIT;TYPE:ETHERNET,ADDITIONAL FEATURES EN:CARD ASSEMBLY: 2-PORT CARD, C-SERIES FOR PSPLC,MNFR:01)CNW,PTNO:01)1756-EN2TR |  | CIRCUIT CARD ASSEMBLY:2-PORT ETHERNET CARD; C-SERIES FOR PSPLC |  |  | 1068181 @@ CNW (MOUNT ISA) ELECT WHOLESALER | 1756-EN2TR
STP_009 - Lot7 | Data Enrichment | PVJ |  | 2023-11-02 |  |  | 1170607 | 1170607 |  |  |  | ERSA | M | 5955 | 1454841GZPCLNT100 | EA |  | CARTRIDGE;DIRECTIONAL CONTROL,2P3W | CARTRIDGE;DIRECTIONAL CONTROL,2P3W | CARTRIDGE;TYPE:DIRECTIONAL CONTROL,ADDITIONAL FEATURES EN:2P3W |  |  |  |  | 1070708 @@ NORDIC MINESTEEL TECHNOLOGIES IN | 1454841 | 1068342 @@ ISADRAULICS | NMT-0098-1018
STP_009 - Lot7 | Data Enrichment | KIB |  | 2023-11-02 |  |  | 1171490 | 1171490 | 1461243 | AU_QM_002621108 |  | ERSA | M | 5910 | 1461243GZPCLNT100 | EA |  | BEND,PIPE;90 DEG,NOM 1-1/2 IN,GALVANIZED | BEND,PIPE;90 DEG,NOM 1-1/2 IN,GALVANIZED | BEND,PIPE;ANGLE:90 DEG,NOMINAL SIZE:1-1/2 IN,MATERIAL:MALLEABLE IRON,COATING/FINISH:GALVANIZED,ADDITIONAL FEATURES EN:M AND F,MNFR: |  | BEND,PIPE:40NB X 90-DEG (M & F) |  |  | 1068325 @@ MRC GLOBAL AUSTRALIA PTY LTD | 1000001903 | 1068230 @@ BUNNINGS WAREHOUSE MT ISA | 1461243 | 1068289 @@ INFRABUILD STEEL CENTRE | FMG-BMF-40
STP_009 - Lot7 | Data Enrichment | KIB |  | 2023-11-02 |  |  | 1171491 | 1171491 | 1461242 | AU_QM_002621107 |  | ERSA | M | 5910 | 1461242GZPCLNT100 | EA |  | BEND,PIPE;90 DEG,NOM 1-1/4 IN,GALVANIZED | BEND,PIPE;90 DEG,NOM 1-1/4 IN,GALVANIZED | BEND,PIPE;ANGLE:90 DEG,NOMINAL SIZE:1-1/4 IN,MATERIAL:MALLEABLE IRON,COATING/FINISH:GALVANIZED,ADDITIONAL FEATURES EN:M AND F,MNFR: |  | BEND,PIPE:32NB X 90-DEG (M & F) |  |  | 1068325 @@ MRC GLOBAL AUSTRALIA PTY LTD | 1000015206 | 1068230 @@ BUNNINGS WAREHOUSE MT ISA | 1461242 | 1068289 @@ INFRABUILD STEEL CENTRE | FMG-BMF-32
STP_009 - Lot7 | Data Enrichment | VNE |  | 2023-11-02 |  |  | 1174919 | 1174919 | 1365069 | AU_QM_000167306 |  | ERSA | M | 1630 | 1365069GZPCLNT100 | EA |  | CONTROLLER;MOT,415 V 60 A 3 PH 30 KW | CONTROLLER;MOT,415 V 60 A 3 PH 30 KW | CONTROLLER;TYPE:MOTOR,ELECTRICAL RATING:415 V 60 A 3 PH 30 KW,ADDITIONAL FEATURES EN:VARIABLE FREQUENCY, HEAVY DUTY, VARIABLE OUTPUT |  | CONTROLLER,MOTOR: VARIABLE FREQUENCY CONTROLLER; HEAVY DUT |  |  | 1068620 @@ CSE-UNISERVE PTY LIMITED | 1365069
STP_009 - Lot7 | Data Enrichment | CIR |  | 2023-11-02 |  |  | 1176516 | 1176516 | 1425357 | AU_QM_000348565 |  | ERSA | M | 1600 | 1425357GZPCLNT100 | EA |  | BOARD,IP/OP;CONTACT OUTPUT,16,TOSH | BOARD,IP/OP;CONTACT OUTPUT,16,TOSH | BOARD,INPUT/OUTPUT;TYPE:CONTACT OUTPUT,NUMBER OF CHANNELS:16,MNFR:01)TOSHIBA,PTNO:01)EX250/235 |  | CIRCUIT CARD ASSEMBLY:CONTACT OUTPUT |  |  | 1068181 @@ CNW (MOUNT ISA) ELECT WHOLESALER | EX250/235
STP_009 - Lot7 | Data Enrichment | PVJ |  | 2023-11-02 |  |  | 1177932 | 1177932 | 1348356 | AU_QM_000001321 |  | ERSA | M | 2920 | 1348356GZPCLNT100 | BOX |  | CARTRIDGE,RESPTR;PRTCLTE,P3,AS 1716 | CARTRIDGE,RESPTR;PRTCLTE,P3,AS 1716 | CARTRIDGE,RESPIRATOR;TYPE:PARTICULATE,HAZARD CLASS:P3,CERTIFICATION/STANDARD:AS 1716,ADDITIONAL FEATURES EN:TOXIC DUST MIST ANDFUME |  | CARTRIDGE,RESPIRATOR: SR510 PARTICULATE;TOXIC DUST,MIST & |  |  | 1068652 @@ J BLACKWOOD & SONS | 785655 | 1068200 @@ J.BLACKWOOD & SON LIMITED | 785655 | 1068512 @@ BUNZL BRANDS & OPERATIONS PTY LIMIT | SR510BOX
STP_009 - Lot7 | Data Enrichment | CIR |  | 2023-11-02 |  |  | 1178492 | 1178492 | 1427544 | AU_QM_000468702 |  | ERSA | M | 1600 | 1427544GZPCLNT100 | EA |  | CHARGER,BATT;AUTOMATIC/MANUAL,240 V,12 A | CHARGER,BATT;AUTOMATIC/MANUAL,240 V,12 A | CHARGER,BATTERY;TYPE:AUTOMATIC/MANUAL,OUTPUT VOLTAGE RATING:6/12/24 VDC,INPUT VOLTAGE:240 V,CURRENT RATING:12 A,CHARGING TIME: AUTOMATIC 6-15, MANUAL 8-18 HR,ADDITIONAL FEATURES EN:15 ARLEC MULTIVOLTAGE,MNFR:01)CNW,PTNO:01)HDBC20 |  | CHARGER,BATTERY:12/24VDC;15AMP ARLEC;MULTIVOLTAGE; |  |  | 1070031 @@ LAWRENCE & HANSON PTY. LTD. | 4ARLBC1024 | 1072012 @@ CNW (TOWNSVILLE) ELECT SUPPLIES | HDBC20 | 1068181 @@ CNW (MOUNT ISA) ELECT WHOLESALER | 1427544
STP_009 - Lot7 | Data Enrichment | VNE |  | 2023-11-02 |  |  | 1178779 | 1178779 | 1457216 | AU_QM_001296797 |  | ERSA | M | 1600 | 1457216GZPCLNT100 | EA |  | CONTROLLER;UNIT HCM2000 | CONTROLLER;UNIT HCM2000 | CONTROLLER;MNFR:NORMET,PTNO:55155720,ADDITIONAL FEATURES EN:UNIT HCM2000 |  | CONTROL UNIT: CONTROL UNIT HCM2000; |  |  | 1068143 @@ NORMET ASIA PACIFIC PTY LTD | 55155720
STP_009 - Lot7 | Data Enrichment | PVJ |  | 2023-11-02 |  |  | 1179040 | 1179040 |  |  |  | ERSA | M | 1510 | 1544272GZPCLNT100 | EA |  | CHANNEL,STRUC;STL | CANAL ESTRUC; | CHANNEL,STRUCTURAL;MATERIAL:STEEL,ADDITIONAL FEATURES EN:200-075-L300-12000,GDE300 | CANAL ESTRUCTURAL; |  |  |  | 1069512 @@ BLUESCOPE DISTRIBUTION | 101231
STP_009 - Lot7 | Data Enrichment | PVJ |  | 2023-11-02 |  |  | 1179041 | 1179041 |  |  |  | ERSA | M | 1510 | 1544271GZPCLNT100 | EA |  | CHANNEL,STRUC;STL | CANAL ESTRUC; | CHANNEL,STRUCTURAL;MATERIAL:STEEL,ADDITIONAL FEATURES EN:200-075-L300-09000,GDE300 | CANAL ESTRUCTURAL; |  |  |  | 1069512 @@ BLUESCOPE DISTRIBUTION | 101230
STP_009 - Lot7 | Data Enrichment | PVJ |  | 2023-11-02 |  |  | 1179042 | 1179042 |  |  |  | ERSA | M | 1510 | 1544270GZPCLNT100 | EA |  | CHANNEL,STRUC;STL | CANAL ESTRUC; | CHANNEL,STRUCTURAL;MATERIAL:STEEL,ADDITIONAL FEATURES EN:180-075-L300-12000,GDE300 | CANAL ESTRUCTURAL; |  |  |  | 1069512 @@ BLUESCOPE DISTRIBUTION | 101206
STP_009 - Lot7 | Data Enrichment | PVJ |  | 2023-11-02 |  |  | 1179043 | 1179043 |  |  |  | ERSA | M | 1510 | 1544269GZPCLNT100 | EA |  | CHANNEL,STRUC;STL | CANAL ESTRUC; | CHANNEL,STRUCTURAL;MATERIAL:STEEL,ADDITIONAL FEATURES EN:180-075-L300-09000,GDE300 | CANAL ESTRUCTURAL; |  |  |  | 1069512 @@ BLUESCOPE DISTRIBUTION | 101204 | 1068184 @@ BLUESCOPE DISTRIBUTION PTY LTD | 1544269
STP_009 - Lot7 | Data Enrichment | PVJ |  | 2023-11-02 |  |  | 1179044 | 1179044 |  |  |  | ERSA | M | 1510 | 1544268GZPCLNT100 | EA |  | CHANNEL,STRUC;STL | CANAL ESTRUC; | CHANNEL,STRUCTURAL;MATERIAL:STEEL,ADDITIONAL FEATURES EN:150-075-L300-12000,GDE300 | CANAL ESTRUCTURAL; |  |  |  | 1069512 @@ BLUESCOPE DISTRIBUTION | 101200
STP_009 - Lot7 | Data Enrichment | CIR |  | 2023-11-02 |  |  | 1179060 | 1179060 |  |  |  | ERSA | M | 4050 | 1544212GZPCLNT100 | EA |  | CALENDAR;2022,TOP HOLE,REFL,102X76MM | CALENDARIO; | CALENDAR;ADDITIONAL FEATURES EN:2022,TOP HOLE,REFILL,102X76MM | CALENDARIO; |  |  |  | 1068167 @@ WINC AUSTRALIA PTY LTD | 21834600
STP_009 - Lot7 | Data Enrichment | KIB |  | 2023-11-02 |  |  | 1179535 | 1179535 |  |  |  | ERSA | M | 2200 | 1542960GZPCLNT100 | EA |  | BEND,PIPE;DN150XR750,LG RAD,SLIPON FLANG | TUBERIA CURVA; | BEND,PIPE;ADDITIONAL FEATURES EN:DN150XR750,LG RAD,SLIPON FLANGES | TUBERIA CURVA; |  |  |  | 1068435 @@ FIELD FURNACE REFRACTORIES P/L | 5RBMIMBEND90
STP_009 - Lot7 | Data Enrichment | VNE |  | 2023-11-02 |  |  | 1179600 | 1179600 |  |  |  | ERSA | M | 5930 | 1542876GZPCLNT100 | EA |  | CONTROLLER;IRRIGATION,W/PROOF | CONTROLADOR; | CONTROLLER;TYPE:IRRIGATION,W/PROOF,ADDITIONAL FEATURES EN:IRRIGATION,W/PROOF | CONTROLADOR; |  |  |  | 1068250 @@ MT ISA HOME & GARDEN CENTRE | 7101BT | 1068205 @@ BUTLER AGENCIES PTY LTD | 1542876
STP_009 - Lot7 | Data Enrichment | CIR |  | 2023-11-02 |  |  | 1179729 | 1179729 |  |  |  | ERSA | M | 4005 | 1513347GZPCLNT100 | EA |  | CHARGER;BATRY,12-18V,DL,MIWM12-18FC | CARGADOR; | CHARGER;TYPE:BATTERY,12-18V,DUAL ,MIWM12-18FC | CARGADOR; |  |  |  | 1072013 @@ METAL MANUFACTURES PTY LTD | MIWM12-18FC
STP_009 - Lot7 | Data Enrichment | CIR |  | 2023-11-02 |  |  | 1179730 | 1179730 |  |  |  | ERSA | M | 5610 | 1513346GZPCLNT100 | EA |  | CHARGER;SUBSTATION BATTE,PHM-03206010MM2 | CARGADOR; | CHARGER;TYPE:SUBSTATION BATTE,PHM-03206010MM2 | CARGADOR; |  |  |  | 1069354 @@ POWERHOUSE SYSTEMS PTY LTD | PHM-03206010MM2
STP_009 - Lot7 | Data Enrichment | CIR |  | 2023-11-02 |  |  | 1179761 | 1179761 |  |  |  | ERSA | M | 5610 | 1513299GZPCLNT100 | EA |  | CHARGER;FULLY INTEGRATED D,GSMLEPP2USB2G | CARGADOR; | CHARGER;ADDITIONAL FEATURES:FULLY INTEGRATED D,GSMLEPP2USB2G |  |  |  |  | 1068181 @@ CNW (MOUNT ISA) ELECT WHOLESALER | LEPP2USB2G
STP_009 - Lot7 | Data Enrichment | CIR |  | 2023-11-02 |  |  | 1179788 | 1179788 |  |  |  | ERSA | M | 1600 | 1513258GZPCLNT100 | EA |  | BOARD,CIRCT;CONTROL,KH356 | PLACA CIRCUIT;CONTROLAR | BOARD,CIRCUIT;TYPE:CONTROL,ADDITIONAL FEATURES EN:KH356 | PLACA CIRCUITOS;TIPO:CONTROLAR |  |  |  | 1068433 @@ NQ LAUNDRY TECH SERVICES PTY LTD | KH356
STP_009 - Lot7 | Data Enrichment | KIB |  | 2023-11-02 |  |  | 1179971 | 1179971 |  |  |  | ERSA | M | 1600 | 1569069GZPCLNT100 | EA | 3000422 | BEND,CBL TRAY;CNW,EZYN3B1504S,N3 BEND 15 | BANDEJA CURV CABL;CNW,EZYN3B1504S | BEND,CABLE TRAY;MNFR:CNW,PTNO:EZYN3B1504S,ADDITIONAL FEATURES EN:N3 BEND 150X450R 90' SS GR316 | BANDEJA CABLES CURVA;MNFR:CNW,PTNO:EZYN3B1504S |  | CNW | EZYN3B1504S | 1068181 @@ CNW (MOUNT ISA) ELECT WHOLESALER | EZYN3B1504S
STP_009 - Lot7 | Data Enrichment | KIB |  | 2023-11-02 |  |  | 1179973 | 1179973 |  |  |  | ERSA | M | 1600 | 1569067GZPCLNT100 | EA | 3000422 | BEND,CBL TRAY;CNW,EZYN3IR1504S,N3 I/RISE | BANDEJA CURV CABL;CNW,EZYN3IR1504S | BEND,CABLE TRAY;MNFR:CNW,PTNO:EZYN3IR1504S,ADDITIONAL FEATURES EN:N3 I/RISER 150X450R 90' SS GR316 | BANDEJA CABLES CURVA;MNFR:CNW,PTNO:EZYN3IR1504S |  | CNW | EZYN3IR1504S | 1068181 @@ CNW (MOUNT ISA) ELECT WHOLESALER | EZYN3IR1504S
STP_009 - Lot7 | Data Enrichment | KIB |  | 2023-11-02 |  |  | 1179976 | 1179976 |  |  |  | ERSA | M | 1600 | 1569064GZPCLNT100 | EA | 3000422 | BEND,CBL TRAY;CNW,EZYN3B3004S,N3 BEND 30 | BANDEJA CURV CABL;CNW,EZYN3B3004S | BEND,CABLE TRAY;MNFR:CNW,PTNO:EZYN3B3004S,ADDITIONAL FEATURES EN:N3 BEND 300X450R 90' SS GR316 | BANDEJA CABLES CURVA;MNFR:CNW,PTNO:EZYN3B3004S |  | CNW | EZYN3B3004S | 1068181 @@ CNW (MOUNT ISA) ELECT WHOLESALER | EZYN3B3004S
STP_009 - Lot7 | Data Enrichment | KIB |  | 2023-11-02 |  |  | 1179977 | 1179977 |  |  |  | ERSA | M | 1600 | 1569063GZPCLNT100 | EA | 3000422 | BEND,CBL TRAY;CNW,EZYN3ER3004S,N3 E/RISE | BANDEJA CURV CABL;CNW,EZYN3ER3004S | BEND,CABLE TRAY;MNFR:CNW,PTNO:EZYN3ER3004S,ADDITIONAL FEATURES EN:N3 E/RISER 300X450R 90' SS GR316 | BANDEJA CABLES CURVA;MNFR:CNW,PTNO:EZYN3ER3004S |  | CNW | EZYN3ER3004S | 1068181 @@ CNW (MOUNT ISA) ELECT WHOLESALER | EZYN3ER3004S
STP_009 - Lot7 | Data Enrichment | KIB |  | 2023-11-02 |  |  | 1179978 | 1179978 |  |  |  | ERSA | M | 1600 | 1569062GZPCLNT100 | EA | 3000422 | BEND,CBL TRAY;CNW,EZYN3IR3004S,N3 I/RISE | BANDEJA CURV CABL;CNW,EZYN3IR3004S | BEND,CABLE TRAY;MNFR:CNW,PTNO:EZYN3IR3004S,ADDITIONAL FEATURES EN:N3 I/RISER 300X450R 90' SS GR316 | BANDEJA CABLES CURVA;MNFR:CNW,PTNO:EZYN3IR3004S |  | CNW | EZYN3IR3004S | 1068181 @@ CNW (MOUNT ISA) ELECT WHOLESALER | EZYN3IR3004S
STP_009 - Lot7 | Data Enrichment | KIB |  | 2023-11-02 |  |  | 1179981 | 1179981 |  |  |  | ERSA | M | 1600 | 1569059GZPCLNT100 | EA | 3000422 | BEND,CBL TRAY;CNW,EZYN3B4504S,N3 BEND 45 | BANDEJA CURV CABL;CNW,EZYN3B4504S | BEND,CABLE TRAY;MNFR:CNW,PTNO:EZYN3B4504S,ADDITIONAL FEATURES EN:N3 BEND 450X450R 90' SS GR316 | BANDEJA CABLES CURVA;MNFR:CNW,PTNO:EZYN3B4504S |  | CNW | EZYN3B4504S | 1068181 @@ CNW (MOUNT ISA) ELECT WHOLESALER | EZYN3B4504S
STP_009 - Lot7 | Data Enrichment | KIB |  | 2023-11-02 |  |  | 1179982 | 1179982 |  |  |  | ERSA | M | 1600 | 1569058GZPCLNT100 | EA | 3000422 | BEND,CBL TRAY;CNW,EZYN3ER4504S,N3 E/RISE | BANDEJA CURV CABL;CNW,EZYN3ER4504S | BEND,CABLE TRAY;MNFR:CNW,PTNO:EZYN3ER4504S,ADDITIONAL FEATURES EN:N3 E/RISER 450X450R 90' SS GR316 | BANDEJA CABLES CURVA;MNFR:CNW,PTNO:EZYN3ER4504S |  | CNW | EZYN3ER4504S | 1068181 @@ CNW (MOUNT ISA) ELECT WHOLESALER | EZYN3ER4504S
STP_009 - Lot7 | Data Enrichment | KIB |  | 2023-11-02 |  |  | 1179983 | 1179983 |  |  |  | ERSA | M | 1600 | 1569057GZPCLNT100 | EA | 3000422 | BEND,CBL TRAY;CNW,EZYN3IR4504S,N3 I/RISE | BANDEJA CURV CABL;CNW,EZYN3IR4504S | BEND,CABLE TRAY;MNFR:CNW,PTNO:EZYN3IR4504S,ADDITIONAL FEATURES EN:N3 I/RISER 450X450R 90' SS GR316 | BANDEJA CABLES CURVA;MNFR:CNW,PTNO:EZYN3IR4504S |  | CNW | EZYN3IR4504S | 1068181 @@ CNW (MOUNT ISA) ELECT WHOLESALER | EZYN3IR4504S
STP_009 - Lot7 | Data Enrichment | KIB |  | 2023-11-02 |  |  | 1179986 | 1179986 |  |  |  | ERSA | M | 1600 | 1569054GZPCLNT100 | EA | 3000422 | BEND,CBL TRAY;CNW,EZYN3B6004S,N3 BEND 60 | BANDEJA CURV CABL;CNW,EZYN3B6004S | BEND,CABLE TRAY;MNFR:CNW,PTNO:EZYN3B6004S,ADDITIONAL FEATURES EN:N3 BEND 600X450R 90' SS GR316 | BANDEJA CABLES CURVA;MNFR:CNW,PTNO:EZYN3B6004S |  | CNW | EZYN3B6004S | 1068181 @@ CNW (MOUNT ISA) ELECT WHOLESALER | EZYN3B6004S
STP_009 - Lot7 | Data Enrichment | KIB |  | 2023-11-02 |  |  | 1179987 | 1179987 |  |  |  | ERSA | M | 1600 | 1569053GZPCLNT100 | EA | 3000422 | BEND,CBL TRAY;CNW,EZYN3ER6004S,N3 E/RISE | BANDEJA CURV CABL;CNW,EZYN3ER6004S | BEND,CABLE TRAY;MNFR:CNW,PTNO:EZYN3ER6004S,ADDITIONAL FEATURES EN:N3 E/RISER 600X450R 90' SS GR316 | BANDEJA CABLES CURVA;MNFR:CNW,PTNO:EZYN3ER6004S |  | CNW | EZYN3ER6004S | 1068181 @@ CNW (MOUNT ISA) ELECT WHOLESALER | EZYN3ER6004S
STP_009 - Lot7 | Data Enrichment | KIB |  | 2023-11-02 |  |  | 1179988 | 1179988 |  |  |  | ERSA | M | 1600 | 1569052GZPCLNT100 | EA | 3000422 | BEND,CBL TRAY;CNW,EZYN3IR6004S,N3 I/RISE | BANDEJA CURV CABL;CNW,EZYN3IR6004S | BEND,CABLE TRAY;MNFR:CNW,PTNO:EZYN3IR6004S,ADDITIONAL FEATURES EN:N3 I/RISER 600X450R 90' SS GR316 | BANDEJA CABLES CURVA;MNFR:CNW,PTNO:EZYN3IR6004S |  | CNW | EZYN3IR6004S | 1068181 @@ CNW (MOUNT ISA) ELECT WHOLESALER | EZYN3IR6004S
STP_009 - Lot7 | Data Enrichment | CIR |  | 2023-11-02 |  |  | 1180043 | 1180043 |  |  |  | ERSA | M | 4050 | 1568991GZPCLNT100 | EA |  | BOARD,WRITNG;CORK/MAGNTC,WTEBRD,ALUM,600 | PIZARRA; | BOARD,WRITING;ADDITIONAL FEATURES EN:CORK/MAGNTC,WTEBRD,ALUM,600X450MM | PIZARRA; |  |  |  | 1068167 @@ WINC AUSTRALIA PTY LTD | 25103011
STP_009 - Lot7 | Data Enrichment | PVJ |  | 2023-11-02 |  |  | 1180224 | 1180224 |  |  |  | ERSA | M | 1510 | 1544281GZPCLNT100 | EA |  | CHANNEL,STRUC;STL | CANAL ESTRUC; | CHANNEL,STRUCTURAL;MATERIAL:STEEL,ADDITIONAL FEATURES EN:380-100-L300-12000,GDE300 | CANAL ESTRUCTURAL; |  |  |  | 1069512 @@ BLUESCOPE DISTRIBUTION | 101265
STP_009 - Lot7 | Data Enrichment | PVJ |  | 2023-11-02 |  |  | 1180225 | 1180225 |  |  |  | ERSA | M | 1510 | 1544280GZPCLNT100 | EA |  | CHANNEL,STRUC;STL | CANAL ESTRUC; | CHANNEL,STRUCTURAL;MATERIAL:STEEL,ADDITIONAL FEATURES EN:300-090-L300-18000,GDE300 | CANAL ESTRUCTURAL; |  |  |  | 1069512 @@ BLUESCOPE DISTRIBUTION | 102638
STP_009 - Lot7 | Data Enrichment | PVJ |  | 2023-11-02 |  |  | 1180226 | 1180226 |  |  |  | ERSA | M | 1510 | 1544279GZPCLNT100 | EA |  | CHANNEL,STRUC;STL | CANAL ESTRUC; | CHANNEL,STRUCTURAL;MATERIAL:STEEL,ADDITIONAL FEATURES EN:300-090-L300-12000,GDE300 | CANAL ESTRUCTURAL; |  |  |  | 1069512 @@ BLUESCOPE DISTRIBUTION | 101262
STP_009 - Lot7 | Data Enrichment | PVJ |  | 2023-11-02 |  |  | 1180227 | 1180227 |  |  |  | ERSA | M | 1510 | 1544278GZPCLNT100 | EA |  | CHANNEL,STRUC;STL | CANAL ESTRUC; | CHANNEL,STRUCTURAL;MATERIAL:STEEL,ADDITIONAL FEATURES EN:300-090-L300-10500,GDE300 | CANAL ESTRUCTURAL; |  |  |  | 1069512 @@ BLUESCOPE DISTRIBUTION | 101261
STP_009 - Lot7 | Data Enrichment | PVJ |  | 2023-11-02 |  |  | 1180228 | 1180228 |  |  |  | ERSA | M | 1510 | 1544277GZPCLNT100 | EA |  | CHANNEL,STRUC;STL | CANAL ESTRUC; | CHANNEL,STRUCTURAL;MATERIAL:STEEL,ADDITIONAL FEATURES EN:300-090-L300-09000,GDE300 | CANAL ESTRUCTURAL; |  |  |  | 1069512 @@ BLUESCOPE DISTRIBUTION | 102066
STP_009 - Lot7 | Data Enrichment | PVJ |  | 2023-11-02 |  |  | 1180229 | 1180229 |  |  |  | ERSA | M | 1510 | 1544276GZPCLNT100 | EA |  | CHANNEL,STRUC;STL | CANAL ESTRUC; | CHANNEL,STRUCTURAL;MATERIAL:STEEL,ADDITIONAL FEATURES EN:250-090-L300-12000,GDE300 | CANAL ESTRUCTURAL; |  |  |  | 1069512 @@ BLUESCOPE DISTRIBUTION | 101239
STP_009 - Lot7 | Data Enrichment | PVJ |  | 2023-11-02 |  |  | 1180230 | 1180230 |  |  |  | ERSA | M | 1510 | 1544275GZPCLNT100 | EA |  | CHANNEL,STRUC;STL | CANAL ESTRUC; | CHANNEL,STRUCTURAL;MATERIAL:STEEL,ADDITIONAL FEATURES EN:250-090-L300-09000,GDE300 | CANAL ESTRUCTURAL; |  |  |  | 1069512 @@ BLUESCOPE DISTRIBUTION | 101238
STP_009 - Lot7 | Data Enrichment | PVJ |  | 2023-11-02 |  |  | 1180231 | 1180231 |  |  |  | ERSA | M | 1510 | 1544274GZPCLNT100 | EA |  | CHANNEL,STRUC;STL | CANAL ESTRUC; | CHANNEL,STRUCTURAL;MATERIAL:STEEL,ADDITIONAL FEATURES EN:230-075-L300-12000,GDE300 | CANAL ESTRUCTURAL; |  |  |  | 1069512 @@ BLUESCOPE DISTRIBUTION | 101236
STP_009 - Lot7 | Data Enrichment | PVJ |  | 2023-11-02 |  |  | 1180232 | 1180232 |  |  |  | ERSA | M | 1510 | 1544273GZPCLNT100 | EA |  | CHANNEL,STRUC;STL | CANAL ESTRUC; | CHANNEL,STRUCTURAL;MATERIAL:STEEL,ADDITIONAL FEATURES EN:230-075-L300-09000,GDE300 | CANAL ESTRUCTURAL; |  |  |  | 1069512 @@ BLUESCOPE DISTRIBUTION | 101234
STP_009 - Lot7 | Data Enrichment | PVJ |  | 2023-11-02 |  |  | 1180233 | 1180233 |  |  |  | ERSA | M | 1510 | 1544267GZPCLNT100 | EA |  | CHANNEL,STRUC;STL | CANAL ESTRUC; | CHANNEL,STRUCTURAL;MATERIAL:STEEL,ADDITIONAL FEATURES EN:150-075-L300-09000,GDE300 | CANAL ESTRUCTURAL; |  |  |  | 1069512 @@ BLUESCOPE DISTRIBUTION | 101188
STP_009 - Lot7 | Data Enrichment | PVJ |  | 2023-11-02 |  |  | 1180234 | 1180234 |  |  |  | ERSA | M | 1510 | 1544266GZPCLNT100 | EA |  | CHANNEL,STRUC;STL | CANAL ESTRUC; | CHANNEL,STRUCTURAL;MATERIAL:STEEL,ADDITIONAL FEATURES EN:125-065-L300-12000,GDE300 | CANAL ESTRUCTURAL; |  |  |  | 1069512 @@ BLUESCOPE DISTRIBUTION | 101186
STP_009 - Lot7 | Data Enrichment | PVJ |  | 2023-11-02 |  |  | 1180235 | 1180235 |  |  |  | ERSA | M | 1510 | 1544265GZPCLNT100 | EA |  | CHANNEL,STRUC;STL | CANAL ESTRUC; | CHANNEL,STRUCTURAL;MATERIAL:STEEL,ADDITIONAL FEATURES EN:125-065-L300-09000,GDE300 | CANAL ESTRUCTURAL; |  |  |  | 1069512 @@ BLUESCOPE DISTRIBUTION | 101185
STP_009 - Lot7 | Data Enrichment | PVJ |  | 2023-11-02 |  |  | 1180236 | 1180236 |  |  |  | ERSA | M | 1510 | 1544264GZPCLNT100 | EA |  | CHANNEL,STRUC;STL | CANAL ESTRUC; | CHANNEL,STRUCTURAL;MATERIAL:STEEL,ADDITIONAL FEATURES EN:100-050-L300-12000,GDE300 | CANAL ESTRUCTURAL; |  |  |  | 1069512 @@ BLUESCOPE DISTRIBUTION | 101183
STP_009 - Lot7 | Data Enrichment | PVJ |  | 2023-11-02 |  |  | 1180237 | 1180237 |  |  |  | ERSA | M | 1510 | 1544263GZPCLNT100 | EA |  | CHANNEL,STRUC;STL | CANAL ESTRUC; | CHANNEL,STRUCTURAL;MATERIAL:STEEL,ADDITIONAL FEATURES EN:100-050-L300-09000,GDE300 | CANAL ESTRUCTURAL; |  |  |  | 1069512 @@ BLUESCOPE DISTRIBUTION | 101182
STP_009 - Lot7 | Data Enrichment | PVJ |  | 2023-11-02 |  |  | 1180238 | 1180238 |  |  |  | ERSA | M | 1510 | 1544262GZPCLNT100 | EA |  | CHANNEL,STRUC;STL | CANAL ESTRUC; | CHANNEL,STRUCTURAL;MATERIAL:STEEL,ADDITIONAL FEATURES EN:075-040-L300-12000,GDE300 | CANAL ESTRUCTURAL; |  |  |  | 1069512 @@ BLUESCOPE DISTRIBUTION | 101180
STP_009 - Lot7 | Data Enrichment | PVJ |  | 2023-11-02 |  |  | 1180239 | 1180239 |  |  |  | ERSA | M | 1510 | 1544261GZPCLNT100 | EA |  | CHANNEL,STRUC;STL | CANAL ESTRUC; | CHANNEL,STRUCTURAL;MATERIAL:STEEL,ADDITIONAL FEATURES EN:075-040-L300-09000,GDE300 | CANAL ESTRUCTURAL; |  |  |  | 1069512 @@ BLUESCOPE DISTRIBUTION | 101159
STP_009 - Lot7 | Data Enrichment | VNE |  | 2023-11-02 |  |  | 1180293 | 1180293 |  |  |  | ERSA | M | 3730 | 1544073GZPCLNT100 | EA |  | CONTROLLER;VCM,VCM | CONTROLADOR; | CONTROLLER;TYPE:VCM,ADDITIONAL FEATURES EN:VCM | CONTROLADOR; |  |  |  | 1068288 @@ UNITED EQUIPMENT | 16A3640012
STP_009 - Lot7 | Data Enrichment | CIR |  | 2023-11-02 |  |  | 1180301 | 1180301 |  |  |  | ERSA | M | 1600 | 1544060GZPCLNT100 | EA |  | BOARD,DISTR;240V | PANEL DISTRIB; | BOARD,DISTRIBUTION;ELECTRICAL RATING:240V,ADDITIONAL FEATURES EN:12 POLE,40A,600X400X300MM | PANEL DISTRIBUCION; |  |  |  | 1068181 @@ CNW (MOUNT ISA) ELECT WHOLESALER | IPDGLENC40A-E43DB
STP_009 - Lot7 | Data Enrichment | SFQ |  | 2023-11-02 |  |  | 1180376 | 1180376 |  |  |  | ERSA | M | 2200 | 1543919GZPCLNT100 | EA |  | ELBOW,PIPE;PE,COMPRSN,90DEG,75MM,7050013 | CODO TUBE; | ELBOW,PIPE;END CONNECTION:TBC,MATERIAL:PE,ADDITIONAL FEATURES EN:COMPRESSION,ELBOW,90DEG,75MM | CODO TUBERIA; |  |  |  | 1068254 @@ MOUNT ISA MINING SUPPLIES P/L | 7050013
STP_009 - Lot7 | Data Enrichment | KIB |  | 2023-11-02 |  |  | 1180385 | 1180385 |  |  |  | ERSA | M | 2000 | 1543897GZPCLNT100 | EA |  | BEND;ANGLE CLOSURE,37DEG,32NB | CURVATURA; | BEND;ADDITIONAL FEATURES EN:ANGLE CLOSURE,37DEG,32NB | CURVATURA; |  |  |  | 1068289 @@ INFRABUILD STEEL CENTRE | 224795
STP_009 - Lot7 | Data Enrichment | CIR |  | 2023-11-02 |  |  | 1180396 | 1180396 |  |  |  | ERSA | M | 4500 | 1543881GZPCLNT100 | EA |  | CHARGER;PH,10W,WIRELSS,WHT | CARGADOR; | CHARGER;ADDITIONAL FEATURES EN:PH,10W,WIRELESS,WHITE | CARGADOR; |  |  |  | 1070300 @@ HARVEY NORMAN FURNITURE MT ISA | PRE-10WWC-WHT | 1068599 @@ MTI AVIT PTY LIMITED T/A MTI | 1543881
STP_009 - Lot7 | Data Enrichment | PVJ |  | 2023-11-02 |  |  | 1180398 | 1180398 |  |  |  | ERSA | M | 5810 | 1543874GZPCLNT100 | EA |  | DECAL;694 SUPERTRAK,CTRL PNL,JMG207 | CALCOMANIA; | DECAL;LEGEND:694 SUPERTRAK,ADDITIONAL FEATURES EN:CTRL PNL,JMG207 | CALCOMANIA; |  |  |  | 1068354 @@ FINLAY SCREENING & CRUSHING | 14.70.0045
STP_009 - Lot7 | Data Enrichment | CIR |  | 2023-11-02 |  |  | 1180601 | 1180601 |  |  |  | ERSA | M | 4090 | 1574586GZPCLNT100 | EA |  | CHARGER,BATT;12-36V,METABO ASC 145 | CARGADOR BATER; | CHARGER,BATTERY;CURRENT RATING:12-36V,ADDITIONAL FEATURES EN:METABO ASC 145,DUO TWIN SUPER FAST | CARGADOR BATERIA; |  |  |  | 1068391 @@ BOSS | 627498000
STP_009 - Lot7 | Data Enrichment | CIR |  | 2023-11-02 |  |  | 1180965 | 1180965 |  |  |  | ERSA | M | 5960 | 1568863GZPCLNT100 | EA |  | CHARGER,BATT;240V,140W,W/CC POWER BOX | CARGADOR BATER; | CHARGER,BATTERY;CURRENT RATING:240V,ADDITIONAL FEATURES EN:140W,W/CC POWER BOX | CARGADOR BATERIA; |  |  |  | 1068116 @@ MINE SITE TECHNOLOGIES PTY LTD | W-PB256-1210CML
STP_009 - Lot7 | Data Enrichment | CIR |  | 2023-11-02 |  |  | 1181232 | 1181232 |  |  |  | ERSA | M | 4010 | 1567941GZPCLNT100 | EA |  | CHARGER,BATT;240V,16092-L | CARGADOR BATER; | CHARGER,BATTERY;CURRENT RATING:240V,ADDITIONAL FEATURES EN:LTX,LI-ION,AU/NZ PLUG, ASC30-36,16092-L | CARGADOR BATERIA; |  |  |  | 1068342 @@ ISADRAULICS | 16092-L
STP_009 - Lot7 | Data Enrichment | PVJ |  | 2023-11-02 |  |  | 1181244 | 1181244 |  |  |  | ERSA | M | 4500 | 1567929GZPCLNT100 | EA |  | DISPLAY;240V,SAMSUNG CT55,LC32T550FDEXXY | DISPLAY; | DISPLAY;ELECTRICAL RATING:240V,ADDITIONAL FEATURES EN:SAMSUNG CT55,LC32T550FDEXXY,CURVED FTD | DISPLAY; |  |  |  | 1070300 @@ HARVEY NORMAN FURNITURE MT ISA | LC32T550FDEXXY | 1068599 @@ MTI AVIT PTY LIMITED T/A MTI | 1567929 | 1068502 @@ ATOM SUPPLY | 1567929
STP_009 - Lot7 | Data Enrichment | SFQ |  | 2023-11-02 |  |  | 1182838 | 1182838 |  |  |  | ERSA | M | 4075 | 1564357GZPCLNT100 | EA |  | ELBOW;MTL,GAL,MAL,45DEG,2IN,FF | CODO; | ELBOW;MATERIAL:METAL,ADDITIONAL FEATURES EN:GAL,MAL,45DEG,2IN,FF | CODO; |  |  |  | 1068205 @@ BUTLER AGENCIES PTY LTD | GMEF50
STP_009 - Lot7 | Data Enrichment | SFQ |  | 2023-11-02 |  |  | 1182839 | 1182839 |  |  |  | ERSA | M | 4075 | 1564356GZPCLNT100 | EA |  | ELBOW;MTL,GAL,MAL,90DEG,2IN,FF | CODO; | ELBOW;MATERIAL:METAL,ADDITIONAL FEATURES EN:GAL,MAL,90DEG,2IN,FF | CODO; |  |  |  | 1068205 @@ BUTLER AGENCIES PTY LTD | GME50
STP_009 - Lot7 | Data Enrichment | SFQ |  | 2023-11-02 |  |  | 1183271 | 1183271 |  |  |  | ERSA | M | 2220 | 1563609GZPCLNT100 | EA |  | ELBOW;CST,4IN/100MM,NO 003,45DEG | CODO; | ELBOW;MATERIAL:CAST,ADDITIONAL FEATURES EN:4IN/100MM,NO 003,45DEG,FIRELOCK | CODO; |  |  |  | 1068254 @@ MOUNT ISA MINING SUPPLIES P/L | 1563609
STP_009 - Lot7 | Data Enrichment | SFQ |  | 2023-11-02 |  |  | 1183274 | 1183274 |  |  |  | ERSA | M | 2220 | 1563606GZPCLNT100 | EA |  | ELBOW;CST,4IN/100MM,90DEG,NO 001 | CODO; | ELBOW;MATERIAL:CAST,ADDITIONAL FEATURES EN:4IN/100MM,90DEG,NO 001,FIRELOCK | CODO; |  |  |  | 1068254 @@ MOUNT ISA MINING SUPPLIES P/L | 1563606
STP_009 - Lot7 | Data Enrichment | CIR |  | 2023-11-02 |  |  | 1183377 | 1183377 |  |  |  | ERSA | M | 4050 | 1563101GZPCLNT100 | EA |  | CALENDAR;WALL,A1,FULL COLOUR,ONE SIDE,25 | CALENDARIO; | CALENDAR;ADDITIONAL FEATURES EN:WALL,A1,FULL COLOUR,ONE SIDE,250GSM,GLOSS ART | CALENDARIO; |  |  |  | 1068482 @@ STEEJO PRESS | WALL CALENDAR A1
STP_009 - Lot7 | Data Enrichment | SFQ |  | 2023-11-02 |  |  | 1183560 | 1183560 |  |  |  | ERSA | M | 2200 | 1562266GZPCLNT100 | EA |  | ELBOW;MTL,AP9200,75DEG,200NB,31447 | CODO; | ELBOW;MATERIAL:METAL,ADDITIONAL FEATURES EN:AP9200,75DEG,200NB,31447,STRONGBACK,15C,IB70 | CODO; |  |  |  | 1070032 @@ IMATECH | 1562266
STP_009 - Lot7 | Data Enrichment | CIR |  | 2023-11-02 |  |  | 1183591 | 1183591 |  |  |  | ERSA | M | 4050 | 1562234GZPCLNT100 | EA |  | BOARD,DSPLY;PORCELIAN,MGNTC,WHITEBAORD,1 | PANEL VISUAL; | BOARD,DISPLAY;ADDITIONAL FEATURES EN:PORCELIAN,MAGNETIC,WHITEBAORD,1200X1200MM | PANEL VISUALIZACION; |  |  |  | 1068167 @@ WINC AUSTRALIA PTY LTD | 87188021
STP_009 - Lot7 | Data Enrichment | CIR |  | 2023-11-02 |  |  | 1183597 | 1183597 |  |  |  | ERSA | M | 4050 | 1562228GZPCLNT100 | EA |  | BOARD,DSPLY;CORKBOARD,1200X1800,ALUM FRA | PANEL VISUAL; | BOARD,DISPLAY;ADDITIONAL FEATURES EN:CORKBOARD,1200X1800,ALUM FRAME | PANEL VISUALIZACION; |  |  |  | 1068502 @@ ATOM SUPPLY | 1562228 | 1068167 @@ WINC AUSTRALIA PTY LTD | 86634157
STP_009 - Lot7 | Data Enrichment | SFQ |  | 2023-11-02 |  |  | 1183786 | 1183786 |  |  |  | ERSA | M | 4015 | 1561742GZPCLNT100 | EA |  | ELBOW,PIPE;SLIP ON,UPVC,COND,45X20,ASPEN | CODO TUBE; | ELBOW,PIPE;END CONNECTION:SLIP ON,MATERIAL:UPVC,ADDITIONAL FEATURES EN:COND,45X20,ASPEN | CODO TUBERIA; |  |  |  | 1068500 @@ ACTROL PARTS PTY LTD | 1561742
STP_009 - Lot7 | Data Enrichment | CIR |  | 2023-11-02 |  |  | 1183839 | 1183839 |  |  |  | ERSA | M | 4500 | 1561472GZPCLNT100 | EA |  | CHARGER;WALL,DUAL USB,2.4AMP,CYGNETT | CARGADOR; | CHARGER;ADDITIONAL FEATURES EN:WALL,DUAL USB,2.4AMP,CYGNETT | CARGADOR; |  |  |  | 1070300 @@ HARVEY NORMAN FURNITURE MT ISA | CY1947POFLW
STP_009 - Lot7 | Data Enrichment | SFQ |  | 2023-11-02 |  |  | 1183859 | 1183859 |  |  |  | ERSA | M | 4090 | 1561452GZPCLNT100 | EA |  | ELBOW;CARBAN STEEL | CODO; | ELBOW;MATERIAL:CARBAN STEEL,ADDITIONAL FEATURES EN:12IN,SHORT RADIUS,90DEG | CODO; |  |  |  | 1068325 @@ MRC GLOBAL AUSTRALIA PTY LTD | 1000015111
STP_009 - Lot7 | Data Enrichment | SFQ |  | 2023-11-02 |  |  | 1183860 | 1183860 |  |  |  | ERSA | M | 4090 | 1561451GZPCLNT100 | EA |  | ELBOW;S40 CARBON STEEL | CODO; | ELBOW;MATERIAL:S40 CARBON STEEL,ADDITIONAL FEATURES EN:5IN,LG RADIUS,90DEG | CODO; |  |  |  | 1068325 @@ MRC GLOBAL AUSTRALIA PTY LTD | 1000008171
STP_009 - Lot7 | Data Enrichment | SFQ |  | 2023-11-02 |  |  | 1183875 | 1183875 |  |  |  | ERSA | M | 2210 | 1561436GZPCLNT100 | EA |  | ELBOW,TUBE;JSE1604511 | CODO TUBO; | ELBOW,TUBE;END CONNECTION:TBC,ADDITIONAL FEATURES EN:FABRICATED,JNCTN,45DEG,PE100,160MM SHOULDERED ENDS | CODO TUBO; |  |  |  | 1068254 @@ MOUNT ISA MINING SUPPLIES P/L | JSE1604511
STP_009 - Lot7 | Data Enrichment | SFQ |  | 2023-11-02 |  |  | 1183876 | 1183876 |  |  |  | ERSA | M | 2210 | 1561435GZPCLNT100 | EA |  | ELBOW,TUBE;JSE1104511 | CODO TUBO; | ELBOW,TUBE;END CONNECTION:TBC,ADDITIONAL FEATURES EN:FABRICATED,JNCTN,45DEG,PE100,110MM SHOULDERED ENDS | CODO TUBO; |  |  |  | 1068254 @@ MOUNT ISA MINING SUPPLIES P/L | JSE1104511
STP_009 - Lot7 | Data Enrichment | CIR |  | 2023-11-02 |  |  | 1184149 | 1184149 |  |  |  | ERSA | M | 5000 | 1560317GZPCLNT100 | EA | 3000010 | DISPLAY;SAN,BG00867346 | MONITOR;SAN,BG00867346 | MONITOR;MNFR:SANDVIK,PTNO:BG00867346,ADDITIONAL FEATURES EN:DISPLAY,TOUCH,21.5",OP CONSOLE | MONITOR;MNFR:SANDVIK,PTNO:BG00867346 |  | SANDVIK | BG00867346 | 1068336 @@ SANDVIK MINING & CONSTRUCTION | BG00867346
STP_009 - Lot7 | Data Enrichment | PVJ |  | 2023-11-02 |  |  | 1184421 | 1184421 |  |  |  | ERSA | M | 4050 | 1559064GZPCLNT100 | EA |  | CARTRIDGE,PRNTR;BLK,HP 995XL | CARTUCHO IMPRSRA; | CARTRIDGE,PRINTER;ADDITIONAL FEATURES EN:BLACK,HP 995XL | CARTUCHO IMPRESORA; |  |  |  | 1068349 @@ ACENET LASER PRINTER SERVICES P/ | L0S72AA
STP_009 - Lot7 | Data Enrichment | PVJ |  | 2023-11-02 |  |  | 1184422 | 1184422 |  |  |  | ERSA | M | 4050 | 1559063GZPCLNT100 | EA |  | CARTRIDGE,PRNTR;YEL,HP 995XL | CARTUCHO IMPRSRA; | CARTRIDGE,PRINTER;ADDITIONAL FEATURES EN:YELLOW,HP 995XL | CARTUCHO IMPRESORA; |  |  |  | 1068349 @@ ACENET LASER PRINTER SERVICES P/ | L0S69AA
STP_009 - Lot7 | Data Enrichment | PVJ |  | 2023-11-02 |  |  | 1184423 | 1184423 |  |  |  | ERSA | M | 4050 | 1559062GZPCLNT100 | EA |  | CARTRIDGE,PRNTR;MGNTA,HP 955XL | CARTUCHO IMPRSRA; | CARTRIDGE,PRINTER;ADDITIONAL FEATURES EN:MAGENTA,HP 955XL | CARTUCHO IMPRESORA; |  |  |  | 1068349 @@ ACENET LASER PRINTER SERVICES P/ | L0S66AA | 1068599 @@ MTI AVIT PTY LIMITED T/A MTI | 1559062
STP_009 - Lot7 | Data Enrichment | PVJ |  | 2023-11-02 |  |  | 1184424 | 1184424 |  |  |  | ERSA | M | 4050 | 1559061GZPCLNT100 | EA |  | CARTRIDGE,PRNTR;CYN,HP 955XL | CARTUCHO IMPRSRA; | CARTRIDGE,PRINTER;ADDITIONAL FEATURES EN:CYAN,HP 955XL | CARTUCHO IMPRESORA; |  |  |  | 1075963 @@ HARVEY NORMAN AVIT | 1559061 | 1068493 @@ HARVEY NORMAN AV/IT TOWNSVILLE | 1559061 | 1068349 @@ ACENET LASER PRINTER SERVICES P/ | L0S63AA
STP_009 - Lot7 | Data Enrichment | CIR |  | 2023-11-02 |  |  | 1184436 | 1184436 |  |  |  | ERSA | M | 4005 | 1559049GZPCLNT100 | EA |  | CHARGER,BATT;BT06K,BTE022BT06KCHGR | CARGADOR BATER; | CHARGER,BATTERY;CURRENT RATING:TBC,ADDITIONAL FEATURES EN:BT06K BATTERY | CARGADOR BATERIA; |  |  |  | 1068282 @@ BRETT TWYFORD ENTERPRISES | BTE022BT06KCHGR
STP_009 - Lot7 | Data Enrichment | PVJ |  | 2023-11-02 |  |  | 1184472 | 1184472 |  |  |  | ERSA | M | 1510 | 1559010GZPCLNT100 | EA |  | CHANNEL;180X75MM | CANAL; | CHANNEL;SIZE:180X75MM,ADDITIONAL FEATURES EN:STEEL,AS/NZS 3679.1,GDE300,12M | CANAL; |  |  |  | 1068289 @@ INFRABUILD STEEL CENTRE | 100560
STP_009 - Lot7 | Data Enrichment | PVJ |  | 2023-11-02 |  |  | 1184476 | 1184476 |  |  |  | ERSA | M | 4050 | 1559006GZPCLNT100 | EA |  | CARTRIDGE,PRNTR;INK,HP,BLK,61XL | CARTUCHO IMPRSRA; | CARTRIDGE,PRINTER;ADDITIONAL FEATURES EN:INK,HP,BLACK,61XL | CARTUCHO IMPRESORA; |  |  |  | 1068493 @@ HARVEY NORMAN AV/IT TOWNSVILLE | 1559006
STP_009 - Lot7 | Data Enrichment | PVJ |  | 2023-11-02 |  |  | 1184477 | 1184477 |  |  |  | ERSA | M | 4050 | 1559005GZPCLNT100 | EA |  | CARTRIDGE,PRNTR;INK,HP,TRI-COLOUR,61XL | CARTUCHO IMPRSRA; | CARTRIDGE,PRINTER;ADDITIONAL FEATURES EN:INK,HP,TRI-COLOUR,61XL | CARTUCHO IMPRESORA; |  |  |  | 1068493 @@ HARVEY NORMAN AV/IT TOWNSVILLE | 1559005
STP_009 - Lot7 | Data Enrichment | SFQ |  | 2023-11-02 |  |  | 1184621 | 1184621 |  |  |  | ERSA | M | 4090 | 1558858GZPCLNT100 | EA |  | ELBOW,TUBE;12MM x 1/2 IN | CODO TUBO; | ELBOW,TUBE;END CONNECTION:12MM x 1/2 IN,ADDITIONAL FEATURES EN:MALE,TAPERED THREAD | CODO TUBO; |  |  |  | 1070677 @@ SPRAYING SYSTEMS CO. PTY LTD | PLXXGFSSBLIDTD0
STP_009 - Lot7 | Data Enrichment | SFQ |  | 2023-11-02 |  |  | 1184637 | 1184637 |  |  |  | ERSA | M | 2200 | 1558841GZPCLNT100 | EA |  | ELBOW;MTL | CODO; | ELBOW;MATERIAL:METAL,ADDITIONAL FEATURES EN:90DEG,200NB,FLANGE-VIC LINED,7C BOREHOLE | CODO; |  |  |  | 1070032 @@ IMATECH | 1558841
STP_009 - Lot7 | Data Enrichment | SFQ |  | 2023-11-02 |  |  | 1184639 | 1184639 |  |  |  | ERSA | M | 2200 | 1558839GZPCLNT100 | EA |  | ELBOW;MTL | CODO; | ELBOW;MATERIAL:METAL,ADDITIONAL FEATURES EN:70DEG,200NB,STRONGBACK,B8C UPHOLE | CODO; |  |  |  | 1070032 @@ IMATECH | 1558839
STP_009 - Lot7 | Data Enrichment | SFQ |  | 2023-11-02 |  |  | 1184640 | 1184640 |  |  |  | ERSA | M | 2200 | 1558838GZPCLNT100 | EA |  | ELBOW;MTL | CODO; | ELBOW;MATERIAL:METAL,ADDITIONAL FEATURES EN:200NB,3D BEND,W/SUPPORT,B5L BOREHOLE | CODO; |  |  |  | 1070032 @@ IMATECH | 1558838
STP_009 - Lot7 | Data Enrichment | SCV |  | 2023-11-02 |  |  | 1184645 | 1184645 |  |  |  | ERSA | M | 4020 | 1558829GZPCLNT100 | EA |  | DISPENSER;PUMP TYPE,.,UNIVSL,1L,0.4ML | DISPENSADOR; | DISPENSER;TYPE:PUMP TYPE,OVERALL SIZE:.,ADDITIONAL FEATURES EN:UNIVERSAL,1L,0.4ML | DISPENSADOR; |  |  |  | 1068652 @@ J BLACKWOOD & SONS | 4042438
STP_009 - Lot7 | Data Enrichment | PVJ |  | 2023-11-02 |  |  | 1184698 | 1184698 |  |  |  | ERSA | M | 5935 | 1558745GZPCLNT100 | EA |  | DISPLAY;310154 | DISPLAY; | DISPLAY;ELECTRICAL RATING:TBC,ADDITIONAL FEATURES EN:DIGITAL,LOAD READOUT,LED MATRIX,ILS200SMC3 | DISPLAY; |  |  |  | 1068072 @@ EILBECK CRANES | 310154
STP_009 - Lot7 | Data Enrichment | PVJ |  | 2023-11-02 |  |  | 1184889 | 1184889 |  |  |  | ERSA | M | 1510 | 1558521GZPCLNT100 | EA |  | CHANNEL,STRUC;STL,150X75X9MM,T316,6M | CANAL ESTRUC; | CHANNEL,STRUCTURAL;MATERIAL:STEEL,ADDITIONAL FEATURES EN:150X75X9MM,T316,6M | CANAL ESTRUCTURAL; |  |  |  | 1068184 @@ BLUESCOPE DISTRIBUTION PTY LTD | 1558521
STP_009 - Lot7 | Data Enrichment | SFQ |  | 2023-11-02 |  |  | 1185032 | 1185032 |  |  |  | ERSA | M | 5000 | 1557632GZPCLNT100 | EA | 3000001 | ELBOW;EPI,606000038 | CODO;EPI,606000038 | ELBOW;MNFR:EPIROC,PTNO:606000038 | CODO;MNFR:EPIROC,PTNO:606000038 |  | EPIROC | 606000038 | 1068108 @@ EPIROC AUSTRALIA PTY LTD | 606000038
STP_009 - Lot7 | Data Enrichment | SFQ |  | 2023-11-02 |  |  | 1185035 | 1185035 |  |  |  | ERSA | M | 5000 | 1557629GZPCLNT100 | EA | 3000001 | ELBOW;EPI,606000007 | CODO;EPI,606000007 | ELBOW;MNFR:EPIROC,PTNO:606000007 | CODO;MNFR:EPIROC,PTNO:606000007 |  | EPIROC | 606000007 | 1068108 @@ EPIROC AUSTRALIA PTY LTD | 606000007
STP_009 - Lot7 | Data Enrichment | CIR |  | 2023-11-02 |  |  | 1185061 | 1185061 |  |  |  | ERSA | M | 1600 | 1557602GZPCLNT100 | EA | 3000422 | CHARGER,BATT;CNW,MAK196847-9,MAKITA 4 PO | CARGADOR BATER;CNW,MAK196847-9 | CHARGER,BATTERY;MNFR:CNW,PTNO:MAK196847-9,ADDITIONAL FEATURES EN:MAKITA 4 PORT CHARGER | CARGADOR BATERIA;MNFR:CNW,PTNO:MAK196847-9 |  | CNW | MAK196847-9 | 1068181 @@ CNW (MOUNT ISA) ELECT WHOLESALER | MAK196847-9
STP_009 - Lot7 | Data Enrichment | CIR |  | 2023-11-02 |  |  | 1185110 | 1185110 |  |  |  | ERSA | M | 1600 | 1557548GZPCLNT100 | EA | 3000422 | BOARD,IP/OP;CNW,OMRG7A-ZIM16-5,OMRON I/O | TARJETA ENTR/SAL;CNW,OMRG7A-ZIM16-5 | BOARD,INPUT/OUTPUT;MNFR:CNW,PTNO:OMRG7A-ZIM16-5,ADDITIONAL FEATURES EN:OMRON I/O SOCKET | TARJETA ENTRADA/SALIDA;MNFR:CNW,PTNO:OMRG7A-ZIM16-5 |  | CNW | OMRG7A-ZIM16-5 | 1068181 @@ CNW (MOUNT ISA) ELECT WHOLESALER | OMRG7A-ZIM16-5
STP_009 - Lot7 | Data Enrichment | PVJ |  | 2023-11-02 |  |  | 1185232 | 1185232 |  |  |  | ERSA | M | 4050 | 1557393GZPCLNT100 | EA |  | CARTRIDGE,PRNTR;BLACK RIBBON,EPSON ERC-0 | CARTUCHO IMPRSRA; | CARTRIDGE,PRINTER;ADDITIONAL FEATURES EN:BLACK RIBBON,EPSON ERC-09 | CARTUCHO IMPRESORA; |  |  |  | 1068167 @@ WINC AUSTRALIA PTY LTD | 25102798
STP_009 - Lot7 | Data Enrichment | CIR |  | 2023-11-02 |  |  | 1185289 | 1185289 |  |  |  | ERSA | M | 2620 | 1557328GZPCLNT100 | PAC |  | CHALK;MARKING, ENGINEER,WHITE,STICK,SPLT | TIZA; | CHALK;TYPE:MARKING, ENGINEER,COLOUR:WHITE,PHYSICAL FORM:STICK,ADDITIONAL FEATURES EN:SPLIT,125 X 5 X 12 MM | TIZA; |  |  |  | 1068167 @@ WINC AUSTRALIA PTY LTD | 25091637
STP_009 - Lot7 | Data Enrichment | SFQ |  | 2023-11-02 |  |  | 1185439 | 1185439 |  |  |  | ERSA | M | 4090 | 1557175GZPCLNT100 | EA |  | ELBOW,PIPE ADPTR;METRC,90DEG,25MMX1/2 IN | CODO ADAPT TUBE; | ELBOW,PIPE ADAPTOR;ADDITIONAL FEATURES EN:METRIC,90DEG,25MMX1/2 IN BSPF,PLASSON | CODO ADAPTADOR TUBERIA; |  |  |  | 1068205 @@ BUTLER AGENCIES PTY LTD | 1557175
STP_009 - Lot7 | Data Enrichment | SFQ |  | 2023-11-02 |  |  | 1185440 | 1185440 |  |  |  | ERSA | M | 4090 | 1557174GZPCLNT100 | EA |  | ELBOW,PIPE ADPTR;METRC,90DEG,25MM,PLASSO | CODO ADAPT TUBE; | ELBOW,PIPE ADAPTOR;ADDITIONAL FEATURES EN:METRIC,90DEG,25MM,PLASSON | CODO ADAPTADOR TUBERIA; |  |  |  | 1068205 @@ BUTLER AGENCIES PTY LTD | 7050 25
STP_009 - Lot7 | Data Enrichment | VNE |  | 2023-11-02 |  |  | 1185509 | 1185509 |  |  |  | ERSA | M | 4015 | 1556714GZPCLNT100 | EA | 3000422 | CONTROLLER;CNW,MHIRC-EXZ3A,WIRED REMOTE | CONTROLADOR;CNW,MHIRC-EXZ3A | CONTROLLER;MNFR:CNW,PTNO:MHIRC-EXZ3A,ADDITIONAL FEATURES EN:WIRED REMOTE | CONTROLADOR;MNFR:CNW,PTNO:MHIRC-EXZ3A |  | CNW | MHIRC-EXZ3A | 1068181 @@ CNW (MOUNT ISA) ELECT WHOLESALER | MHIRC-EXZ3A
STP_009 - Lot7 | Data Enrichment | SFQ |  | 2023-11-02 |  |  | 1186167 | 1186167 |  |  |  | ERSA | M | 4090 | 1553064GZPCLNT100 | EA |  | ELBOW;6MMX1/8 IN,BRS | CODO; | ELBOW;MATERIAL:6MMX1/8 IN,ADDITIONAL FEATURES EN:BRASS | CODO; |  |  |  | 1068330 @@ SMC CORPORATION (AUST) PTY LTD | KQ2L06-01NS1 | 1068125 @@ SMC CORPORATION (AUSTRALIA) PTY LTD | 1553064
STP_009 - Lot7 | Data Enrichment | PVJ |  | 2023-11-02 |  |  | 1186174 | 1186174 |  |  |  | ERSA | M | 1510 | 1553057GZPCLNT100 | EA |  | CHANNEL,STRUC;SS,130X65X6MM | CANAL ESTRUC; | CHANNEL,STRUCTURAL;MATERIAL:STAINLESS STEEL,ADDITIONAL FEATURES EN:130X65X6MM | CANAL ESTRUCTURAL; |  |  |  | 1068289 @@ INFRABUILD STEEL CENTRE | 22146533
STP_009 - Lot7 | Data Enrichment | PVJ |  | 2023-11-02 |  |  | 1186258 | 1186258 |  |  |  | ERSA | M | 4050 | 1552971GZPCLNT100 | EA |  | CARTRIDGE,PRNTR;YEL,HP 965XL | CARTUCHO IMPRSRA; | CARTRIDGE,PRINTER;ADDITIONAL FEATURES EN:YELLOW,HP 965XL | CARTUCHO IMPRESORA; |  |  |  | 1068572 @@ OFFICEWORKS TOWNSVILLE | HP965XLYW
STP_009 - Lot7 | Data Enrichment | PVJ |  | 2023-11-02 |  |  | 1186259 | 1186259 |  |  |  | ERSA | M | 4050 | 1552970GZPCLNT100 | EA |  | CARTRIDGE,PRNTR;MGNTA,HP 965XL | CARTUCHO IMPRSRA; | CARTRIDGE,PRINTER;ADDITIONAL FEATURES EN:MAGENTA,HP 965XL | CARTUCHO IMPRESORA; |  |  |  | 1068572 @@ OFFICEWORKS TOWNSVILLE | HP965XLMA
STP_009 - Lot7 | Data Enrichment | PVJ |  | 2023-11-02 |  |  | 1186260 | 1186260 |  |  |  | ERSA | M | 4050 | 1552969GZPCLNT100 | EA |  | CARTRIDGE,PRNTR;CYN,HP 965XL | CARTUCHO IMPRSRA; | CARTRIDGE,PRINTER;ADDITIONAL FEATURES EN:CYAN,HP 965XL | CARTUCHO IMPRESORA; |  |  |  | 1068572 @@ OFFICEWORKS TOWNSVILLE | HP965XLCY
STP_009 - Lot7 | Data Enrichment | PVJ |  | 2023-11-02 |  |  | 1186261 | 1186261 |  |  |  | ERSA | M | 4050 | 1552968GZPCLNT100 | EA |  | CARTRIDGE,PRNTR;BLK,HP 965XL | CARTUCHO IMPRSRA; | CARTRIDGE,PRINTER;ADDITIONAL FEATURES EN:BLACK,HP 965XL | CARTUCHO IMPRESORA; |  |  |  | 1068572 @@ OFFICEWORKS TOWNSVILLE | HP965XLBK
STP_009 - Lot7 | Data Enrichment | PVJ |  | 2023-11-02 |  |  | 1186262 | 1186262 |  |  |  | ERSA | M | 4050 | 1552967GZPCLNT100 | EA |  | CARTRIDGE,PRNTR;HP 965XL CMYK INK CARTRI | CARTUCHO IMPRSRA; | CARTRIDGE,PRINTER;ADDITIONAL FEATURES EN:HP 965XL CMYK INK CARTRIDGE COMBO 4 PACK | CARTUCHO IMPRESORA; |  |  |  | 1068349 @@ ACENET LASER PRINTER SERVICES P/ | 1552967 | 1068572 @@ OFFICEWORKS TOWNSVILLE | HP965XLPK4
STP_009 - Lot7 | Data Enrichment | CIR |  | 2023-11-02 |  |  | 1186273 | 1186273 |  |  |  | ERSA | M | 1600 | 1552956GZPCLNT100 | EA | 3000422 | CHARGER,BATT;CNW,BATQA115600,CRANE REMOT | CARGADOR BATER;CNW,BATQA115600 | CHARGER,BATTERY;MNFR:CNW,PTNO:BATQA115600,ADDITIONAL FEATURES EN:CRANE REMOTE BATTERY CHARGER FOR BA213030 BATTERY | CARGADOR BATERIA;MNFR:CNW,PTNO:BATQA115600 |  | CNW | BATQA115600 | 1068181 @@ CNW (MOUNT ISA) ELECT WHOLESALER | BATQA115600
STP_009 - Lot7 | Data Enrichment | VNE |  | 2023-11-02 |  |  | 1186286 | 1186286 |  |  |  | ERSA | M | 1600 | 1552938GZPCLNT100 | EA |  | CONTROLLER;ROBUST | CONTROLADOR; | CONTROLLER;TYPE:ROBUST,ADDITIONAL FEATURES EN:DISPLAY INSTRUMENT FOR LEVEL SENSORS,WALL MOUNTING | CONTROLADOR; |  |  |  | 1068122 @@ MARCON AGENCIES PTY LTD | MET842.XXXSC
STP_009 - Lot7 | Data Enrichment | VNE |  | 2023-11-02 |  |  | 1186287 | 1186287 |  |  |  | ERSA | M | 1600 | 1552937GZPCLNT100 | EA |  | CONTROLLER;SGNL | CONTROLADOR; | CONTROLLER;TYPE:SIGNAL,ADDITIONAL FEATURES EN:FIELD MOUNTABLE,24-65VDC/100-230VAC SUPPLY | CONTROLADOR; |  |  |  | 1068122 @@ MARCON AGENCIES PTY LTD | MET841.XXXSC
STP_009 - Lot7 | Data Enrichment | PVJ |  | 2023-11-02 |  |  | 1186345 | 1186345 |  |  |  | ERSA | M | 4050 | 1552872GZPCLNT100 | EA |  | CARTRIDGE,PRNTR;655A,MGNTA,HP LASERJET T | CARTUCHO IMPRSRA; | CARTRIDGE,PRINTER;ADDITIONAL FEATURES EN:655A,MAGENTA,HP LASERJET TONER | CARTUCHO IMPRESORA; |  |  |  | 1068251 @@ ENIGMA BUSINESS PRODUCTS | CF453A
STP_009 - Lot7 | Data Enrichment | PVJ |  | 2023-11-02 |  |  | 1186346 | 1186346 |  |  |  | ERSA | M | 4050 | 1552871GZPCLNT100 | EA |  | CARTRIDGE,PRNTR;655A,YEL,HP LASERJET TON | CARTUCHO IMPRSRA; | CARTRIDGE,PRINTER;ADDITIONAL FEATURES EN:655A,YELLOW,HP LASERJET TONER | CARTUCHO IMPRESORA; |  |  |  | 1068251 @@ ENIGMA BUSINESS PRODUCTS | CF452A
STP_009 - Lot7 | Data Enrichment | PVJ |  | 2023-11-02 |  |  | 1186347 | 1186347 |  |  |  | ERSA | M | 4050 | 1552870GZPCLNT100 | EA |  | CARTRIDGE,PRNTR;655A,CYN,HP LASERJET TON | CARTUCHO IMPRSRA; | CARTRIDGE,PRINTER;ADDITIONAL FEATURES EN:655A,CYAN,HP LASERJET TONER | CARTUCHO IMPRESORA; |  |  |  | 1068251 @@ ENIGMA BUSINESS PRODUCTS | CF451A
STP_009 - Lot7 | Data Enrichment | KIB |  | 2023-11-02 |  |  | 1186348 | 1186348 |  |  |  | ERSA | M | 4500 | 1552869GZPCLNT100 | EA | 3000422 | BEND,CONDT;CNW,CLIC247L20WE,BEND SWEEP C | CONDUCT CURVO;CNW,CLIC247L20WE | BEND,CONDUIT;MNFR:CNW,PTNO:CLIC247L20WE,ADDITIONAL FEATURES EN:BEND SWEEP CONDUIT 20MM 90DEG COMMS | CONDUCTO CURVO;MNFR:CNW,PTNO:CLIC247L20WE |  | CNW | CLIC247L20WE | 1068181 @@ CNW (MOUNT ISA) ELECT WHOLESALER | CLIC247L20WE
STP_009 - Lot7 | Data Enrichment | VNE |  | 2023-11-02 |  |  | 1186431 | 1186431 |  |  |  | ERSA | M | 4500 | 1552782GZPCLNT100 | EA | 3000422 | CONTROLLER;CNW,LEAU6-LITE,UBIQUITI UNIFI | CONTROLADOR;CNW,LEAU6-LITE | CONTROLLER;MNFR:CNW,PTNO:LEAU6-LITE,ADDITIONAL FEATURES EN:UBIQUITI UNIFI WI-FI 6 LITE DUAL BAND AP 2X2 HIGH-EFFICENCY WI-FI 6 | CONTROLADOR;MNFR:CNW,PTNO:LEAU6-LITE |  | CNW | LEAU6-LITE | 1068181 @@ CNW (MOUNT ISA) ELECT WHOLESALER | LEAU6-LITE
STP_009 - Lot7 | Data Enrichment | VNE |  | 2023-11-02 |  |  | 1186436 | 1186436 |  |  |  | ERSA | M | 4500 | 1552777GZPCLNT100 | EA |  | CONTROLLER;NETWRK | CONTROLADOR; | CONTROLLER;TYPE:NETWORK,ADDITIONAL FEATURES EN:WIFI, ACCESS POINT,C9130AXI-Z PKGCISCO | CONTROLADOR; |  |  |  | 1068639 @@ DATA #3 GROUP | C9130AXI-Z
STP_009 - Lot7 | Data Enrichment | SCV |  | 2023-11-02 |  |  | 1186441 | 1186441 |  |  |  | ERSA | M | 4055 | 1552772GZPCLNT100 | EA |  | DISPENSER;MAN,.,PET,STRP,H84 | DISPENSADOR; | DISPENSER;TYPE:MANUAL,OVERALL SIZE:.,ADDITIONAL FEATURES EN:PET,STRAP,H84 | DISPENSADOR; |  |  |  | 1068348 @@ SIGNODE AUSTRALIA PTY LTD | T7944A
STP_009 - Lot7 | Data Enrichment | VNE |  | 2023-11-02 |  |  | 1186447 | 1186447 |  |  |  | ERSA | M | 1600 | 1552766GZPCLNT100 | EA |  | CONTROLLER;FLW | CONTROLADOR; | CONTROLLER;TYPE:FLOW,ADDITIONAL FEATURES EN:TUBE MOUNT,DISPLAY INSTRUMENT,VEGAMET 861 | CONTROLADOR; |  |  |  | 1068122 @@ MARCON AGENCIES PTY LTD | MET861.XXXSE
STP_009 - Lot7 | Data Enrichment | PVJ |  | 2023-11-02 |  |  | 1186676 | 1186676 |  |  |  | ERSA | M | 2920 | 1551990GZPCLNT100 | EA |  | CARTRIDGE,TAPE;SPM,FLX,CC,SP,HYDRIDES | CARTUCHO CINTA; | CARTRIDGE,TAPE;ADDITIONAL FEATURES EN:SPM,FLEX,CC,SP,HYDRIDES | CARTUCHO CINTA; |  |  |  | 1068512 @@ BUNZL BRANDS & OPERATIONS PTY LIMIT | NNMDT1265-4000
STP_009 - Lot7 | Data Enrichment | PVJ |  | 2023-11-02 |  |  | 1186761 | 1186761 |  |  |  | ERSA | M | 5930 | 1551604GZPCLNT100 | EA |  | CARTRIDGE,FLTR;STD,C,DOMESTIC,UNILUX | FILTRO CARTU; | CARTRIDGE,FILTER;SIZE:STD,MATERIAL:CARBON,ADDITIONAL FEATURES EN:DOMESTIC,UNILUX | FILTRO CARTUCHO; |  |  |  | 1068599 @@ MTI AVIT PTY LIMITED T/A MTI | ULX251
STP_009 - Lot7 | Data Enrichment | KIB |  | 2023-11-02 |  |  | 1186828 | 1186828 |  |  |  | ERSA | M | 4090 | 1549631GZPCLNT100 | EA |  | DECK,ELEV;GIRAFFE G20,1.6 M, HAMMERHEAD | PLATAFORMA ELEVA; | DECK,ELEVATOR;ADDITIONAL FEATURES EN:GIRAFFE G20,1.6 M, HAMMERHEAD | PLATAFORMA ELEVACION; |  |  |  | 1069167 @@ BEND-TECH GROUP PTY LTD | 840207
STP_009 - Lot7 | Data Enrichment | KIB |  | 2023-11-02 |  |  | 1186830 | 1186830 |  |  |  | ERSA | M | 4090 | 1549609GZPCLNT100 | EA |  | DECK,ELEV;MONKEY MX21,GO BASE & HYDR | PLATAFORMA ELEVA; | DECK,ELEVATOR;ADDITIONAL FEATURES EN:MONKEY MX21,GO BASE & HYDR | PLATAFORMA ELEVACION; |  |  |  | 1069167 @@ BEND-TECH GROUP PTY LTD | 5600645
STP_009 - Lot7 | Data Enrichment | SFQ |  | 2023-11-02 |  |  | 1186878 | 1186878 |  |  |  | ERSA | M | 2200 | 1548952GZPCLNT100 | EA |  | ELBOW,PIPE;100MM,SS | CODO TUBE; | ELBOW,PIPE;END CONNECTION:100MM,MATERIAL:STAINLESS STEEL,ADDITIONAL FEATURES EN:S/S,WELDED,90 DEG,DN100,SCHEDULE 40S | CODO TUBERIA; |  |  |  | 1068521 @@ ATLAS STEELS PTY LTD | 1009184
STP_009 - Lot7 | Data Enrichment | PVJ |  | 2023-11-02 |  |  | 1186978 | 1186978 |  |  |  | ERSA | M | 5955 | 1548703GZPCLNT100 | EA | 3000001 | DISPLAY;EPI,9106972223 | DISPLAY;EPI,9106972223 | DISPLAY;MNFR:EPIROC,PTNO:9106972223 | DISPLAY;MNFR:EPIROC,PTNO:9106972223 |  | EPIROC | 9106972223 | 1068108 @@ EPIROC AUSTRALIA PTY LTD | 9106972223
STP_009 - Lot7 | Data Enrichment | PVJ |  | 2023-11-02 |  |  | 1187196 | 1187196 |  |  |  | ERSA | M | 1510 | 1544528GZPCLNT100 | EA |  | CHANNEL;200X75MM,200X75,GDE300,9M | CANAL; | CHANNEL;SIZE:200X75MM,ADDITIONAL FEATURES EN:200X75,GDE300,9M | CANAL; |  |  |  | 1068289 @@ INFRABUILD STEEL CENTRE | 100565
STP_009 - Lot7 | Data Enrichment | SFQ |  | 2023-11-02 |  |  | 1187288 | 1187288 |  |  |  | ERSA | M | 2200 | 1616142GZPCLNT100 | EA | 3000280 | ELBOW;GARD,A93581750,THD,JONT,L250 SCAVE | CODO;GARD,A93581750 | ELBOW;MNFR:GARDNER DENVER,PTNO:A93581750,ADDITIONAL FEATURES EN:THREAD,JOINT,L250 SCAVENGER LINE | CODO;MNFR:GARDNER DENVER,PTNO:A93581750 |  | GARDNER DENVER | A93581750 | 1068378 @@ GARDNER DENVER INDUSTRIES PTY | A93581750
STP_009 - Lot7 | Data Enrichment | VNE |  | 2023-11-02 |  |  | 1187341 | 1187341 |  |  |  | ERSA | M | 3020 | 1615852GZPCLNT100 | EA | 3000000 | CONTROLLER;ATL,1638313501,(XC4004) | CONTROLADOR;ATL,1638313501 | CONTROLLER;MNFR:ATLAS COPCO,PTNO:1638313501,ADDITIONAL FEATURES EN:(XC4004) | CONTROLADOR;MNFR:ATLAS COPCO,PTNO:1638313501 |  | ATLAS COPCO | 1638313501 | 1068080 @@ ATLAS COPCO COMPRESSORS | 1638313501
STP_009 - Lot7 | Data Enrichment | VNE |  | 2023-11-02 |  |  | 1187484 | 1187484 |  |  |  | ERSA | M | 5100 | 1614603GZPCLNT100 | EA |  | CONTROLLER;DSPLY,M5 MATRIX | CONTROLADOR; | CONTROLLER;TYPE:DISPLAY,ADDITIONAL FEATURES EN:M5 MATRIX | CONTROLADOR; |  |  |  | 1055084 @@ REMOTE CONTROL TECHNOLOGIES PTY LTD | CR8006
STP_009 - Lot7 | Data Enrichment | PVJ |  | 2023-11-02 |  |  | 1187570 | 1187570 |  |  |  | ERSA | M | 4050 | 1613600GZPCLNT100 | EA |  | CARTRIDGE,INK;PRINTER,MAGENTA,1500 PGS | CARTUCHO TINT;,MAGENTA | CARTRIDGE,INK;TYPE:PRINTER,COLOUR:MAGENTA,AVERAGE YIELD:1500 PAGES,SIZE:XL,COMPATIBLE HARDWARE:MN_01)FOR MFC-J5330DW/J5730DW, ADDITIONAL FEATURES EN:BRAND:BROTHER | CARTUCHO TINTA;TONO:MAGENTA |  |  |  | 1068624 @@ DELTA FORCE PTY LTD ATF DELTA FORCE | LC-3319XL MAGENTA
STP_009 - Lot7 | Data Enrichment | PVJ |  | 2023-11-02 |  |  | 1187575 | 1187575 |  |  |  | ERSA | M | 4050 | 1613569GZPCLNT100 | EA |  | CARTRIDGE,INK;PRINTER,YELLOW,1500 PGS,XL | CARTUCHO TINT;,AMARILLO | CARTRIDGE,INK;TYPE:PRINTER,COLOUR:YELLOW,AVERAGE YIELD:1500 PAGES,SIZE:XL,COMPATIBLE HARDWARE:MN_01)FOR MFC-J5330DW/J5730DW, ADDITIONAL FEATURES EN:BRAND:BROTHER | CARTUCHO TINTA;TONO:AMARILLO |  |  |  | 1068624 @@ DELTA FORCE PTY LTD ATF DELTA FORCE | LC-3319XL YELLOW
STP_009 - Lot7 | Data Enrichment | PVJ |  | 2023-11-02 |  |  | 1187576 | 1187576 |  |  |  | ERSA | M | 4050 | 1613568GZPCLNT100 | EA |  | CARTRIDGE,INK;PRINTER,CYAN,1500 PGS,XL | CARTUCHO TINT;,CIAN | CARTRIDGE,INK;TYPE:PRINTER,COLOUR:CYAN,AVERAGE YIELD:1500 PAGES,SIZE:XL,COMPATIBLE HARDWARE:FOR MFC-J5330DW/J5730DW,ADDITIONAL FEATURES EN:BRTAND:BROTHER | CARTUCHO TINTA;TONO:CIAN |  |  |  | 1068624 @@ DELTA FORCE PTY LTD ATF DELTA FORCE | LC-3319XL CYAN
STP_009 - Lot7 | Data Enrichment | PVJ |  | 2023-11-02 |  |  | 1187577 | 1187577 |  |  |  | ERSA | M | 4050 | 1613567GZPCLNT100 | EA |  | CARTRIDGE,INK;PRINTER,BLACK,3000 PAGES | CARTUCHO TINT;,NEGRO | CARTRIDGE,INK;TYPE:PRINTER,COLOUR:BLACK,AVERAGE YIELD:3000 PAGES,SIZE:XL,COMPATIBLE HARDWARE:FOR MFC-J5330DW/J5730DW/,ADDITIONAL FEATURES EN:BRAND:BROTHER | CARTUCHO TINTA;TONO:NEGRO |  |  |  | 1068624 @@ DELTA FORCE PTY LTD ATF DELTA FORCE | LC-3319XL BLACK
STP_009 - Lot7 | Data Enrichment | SFQ |  | 2023-11-02 |  |  | 1187742 | 1187742 |  |  |  | ERSA | M | 3730 | 1609667GZPCLNT100 | EA | 3000003 | ELBOW;CAT,415-2803,ASSY,EXHST | CODO;CAT,415-2803 | ELBOW;MNFR:CATERPILLAR,PTNO:415-2803,ADDITIONAL FEATURES EN:ASSEMBLY,EXHAUST | CODO;MNFR:CATERPILLAR,PTNO:415-2803 |  | CATERPILLAR | 415-2803 | 1068196 @@ HASTINGS DEERING(AUSTRALIA) LTD | 415-2803
STP_009 - Lot7 | Data Enrichment | SFQ |  | 2023-11-02 |  |  | 1187818 | 1187818 |  |  |  | ERSA | M | 3730 | 1608784GZPCLNT100 | EA | 3000003 | ELBOW;CAT,9Y-6102 | CODO;CAT,9Y-6102 | ELBOW;MNFR:CATERPILLAR,PTNO:9Y-6102 | CODO;MNFR:CATERPILLAR,PTNO:9Y-6102 |  | CATERPILLAR | 9Y-6102 | 1068196 @@ HASTINGS DEERING(AUSTRALIA) LTD | 9Y6102
STP_009 - Lot7 | Data Enrichment | CIR |  | 2023-11-02 |  |  | 1187922 | 1187922 |  |  |  | ERSA | M | 1600 | 1607548GZPCLNT100 | EA |  | CHARGER;ACCESSRS,ETALINK 3000 | CARGADOR; | CHARGER;ADDITIONAL FEATURES EN:ACCESSORIES,ETALINK 3000 | CARGADOR; |  |  |  | 1068181 @@ CNW (MOUNT ISA) ELECT WHOLESALER | MAS67003-042
STP_009 - Lot7 | Data Enrichment | CIR |  | 2023-11-02 |  |  | 1187923 | 1187923 |  |  |  | ERSA | M | 1600 | 1607547GZPCLNT100 | EA |  | CHARGER;MOBILE COIL,ETALINK 3000 15-60V | CARGADOR; | CHARGER;ADDITIONAL FEATURES EN:MOBILE COIL,ETALINK 3000 15-60V 3KW | CARGADOR; |  |  |  | 1068181 @@ CNW (MOUNT ISA) ELECT WHOLESALER | MAS67003-0411
STP_009 - Lot7 | Data Enrichment | CIR |  | 2023-11-02 |  |  | 1187924 | 1187924 |  |  |  | ERSA | M | 1600 | 1607546GZPCLNT100 | EA |  | CHARGER;MBL,ETALINK 3000 15-60V 3KW | CARGADOR; | CHARGER;ADDITIONAL FEATURES EN:MOBILE,ETALINK 3000 15-60V 3KW | CARGADOR; |  |  |  | 1068181 @@ CNW (MOUNT ISA) ELECT WHOLESALER | MAS67003-041
STP_009 - Lot7 | Data Enrichment | CIR |  | 2023-11-02 |  |  | 1187925 | 1187925 |  |  |  | ERSA | M | 1600 | 1607545GZPCLNT100 | EA |  | CHARGER;COIL,ETALINK 3000 15-60V 3KW | CARGADOR; | CHARGER;ADDITIONAL FEATURES EN:COIL,ETALINK 3000 15-60V 3KW | CARGADOR; |  |  |  | 1068181 @@ CNW (MOUNT ISA) ELECT WHOLESALER | MAS67003-0401
STP_009 - Lot7 | Data Enrichment | CIR |  | 2023-11-02 |  |  | 1187926 | 1187926 |  |  |  | ERSA | M | 1600 | 1607544GZPCLNT100 | EA |  | CHARGER;INDUCTN,ETALINK 3000 15-60V 3KW | CARGADOR; | CHARGER;ADDITIONAL FEATURES EN:INDUCTION,ETALINK 3000 15-60V 3KW | CARGADOR; |  |  |  | 1068181 @@ CNW (MOUNT ISA) ELECT WHOLESALER | MAS67003-040
STP_009 - Lot7 | Data Enrichment | SFQ |  | 2023-11-02 |  |  | 1188025 | 1188025 |  |  |  | ERSA | M | 5910 | 1605366GZPCLNT100 | EA |  | ELBOW;NYL,3/8IN BSP,12MM PUSH FIT | CODO; | ELBOW;MATERIAL:NYLON,ADDITIONAL FEATURES EN:3/8IN BSP,12MM PUSH FIT | CODO; |  |  |  | 1068527 @@ Enzed Mount Isa(RKM Investments) | EMI-3617.12.3/8
STP_009 - Lot7 | Data Enrichment | CIR |  | 2023-11-02 |  |  | 1188135 | 1188135 |  |  |  | ERSA | M | 4500 | 1587191GZPCLNT100 | EA |  | CHARGER;USB-C LAPTOP,BRAND:TARGUS,65W | CARGADOR; | CHARGER;TYPE:USB-C LAPTOP,ADDITIONAL FEATURES EN:BRAND:TARGUS,65W,CABLE LENGTH:1.8 M | CARGADOR; |  |  |  | 1068493 @@ HARVEY NORMAN AV/IT TOWNSVILLE | 5137988
STP_009 - Lot7 | Data Enrichment | CIR |  | 2023-11-02 |  |  | 1188150 | 1188150 |  |  |  | ERSA | M | 1600 | 1586917GZPCLNT100 | EA |  | CHARGER,BATT;BLUE SMART,230 VAC,15 A | CARGADOR BATER;230 VAC | CHARGER,BATTERY;TYPE:BLUE SMART,INPUT VOLTAGE:230 VAC,CURRENT RATING:15 A,SIZE:45 X 81 X 182 MM,ADDITIONAL FEATURES EN:IP65 | CARGADOR BATERIA;VOLTAJE ENTRADA:230 VAC |  |  |  | 1068132 @@ ATLAS BATTERIES MOUNT ISA | BPC121531414R
STP_009 - Lot7 | Data Enrichment | CIR |  | 2023-11-02 |  |  | 1188386 | 1188386 |  |  |  | ERSA | M | 1600 | 1585916GZPCLNT100 | EA |  | BOARD,DISTR;VERT POWER RAIL,16A | PANEL DISTRIB; | BOARD,DISTRIBUTION;TYPE:VERT POWER RAIL,ELECTRICAL RATING:16A,ADDITIONAL FEATURES EN:10X10A C13 C20 PLUG | PANEL DISTRIBUCION; |  |  |  | 1068181 @@ CNW (MOUNT ISA) ELECT WHOLESALER | B-RARPRV10C13C20
STP_009 - Lot7 | Data Enrichment | VNE |  | 2023-11-02 |  |  | 1188429 | 1188429 |  |  |  | ERSA | M | 2240 | 1585777GZPCLNT100 | EA |  | CONTROLLER,FLW;INLINE,250LPM,M:AS2000-01 | CONTROLADOR FLUJO; | CONTROLLER,FLOW;TYPE:INLINE,FLOW RATING:250LPM,ADDITIONAL FEATURES EN:M:AS2000-01,PORT SIZE:1/8 IN | CONTROLADOR FLUJO; |  |  |  | 1068342 @@ ISADRAULICS | AS2000-01
STP_009 - Lot7 | Data Enrichment | KIB |  | 2023-11-02 |  |  | 1188496 | 1188496 |  |  |  | ERSA | M | 1600 | 1585647GZPCLNT100 | EA |  | BEND,CONDT;SWEEP,NOM 100 MM,90 DEG,PVC | CONDUCT CURVO;,NOM 100 MM,90 DEG,600 MM | BEND,CONDUIT;TYPE:SWEEP,NOMINAL SIZE:100 MM,ANGLE:90 DEG,MATERIAL:PVC,RADIUS:600 MM,ADDITIONAL FEATURES EN:COMMUNICATIONS,COLOUR: WHITE,BRAND: CON-X,PTNO:CONX100COM600R90 | CONDUCTO CURVO;TAMAÃ‘O NOMINAL:100 MM,ANGULO:90 DEG,MATERIAL:CLORURO DE POLIVINILO,RADIO:600 MM,PTNO:CONX100COM600R90 |  |  | CONX100COM600R90 | 1072013 @@ METAL MANUFACTURES PTY LTD | CNXCONX100COM600R90
STP_009 - Lot7 | Data Enrichment | KIB |  | 2023-11-02 |  |  | 1188497 | 1188497 |  |  |  | ERSA | M | 1600 | 1585646GZPCLNT100 | EA |  | BEND,CONDT;SWEEP,NOM 100 MM,45 DEG,PVC | CONDUCT CURVO;,NOM 100 MM,600 MM | BEND,CONDUIT;TYPE:SWEEP,NOMINAL SIZE:100 MM,ANGLE:45 DEG,MATERIAL:PVC,RADIUS:600 MM,ADDITIONAL FEATURES EN:COMMUNICATIONS,COLOUR: WHITE,BRAND: CON-X,PTNO:CONX100COM600R45 | CONDUCTO CURVO;TAMAÃ‘O NOMINAL:100 MM,MATERIAL:CLORURO DE POLIVINILO,RADIO:600 MM,PTNO:CONX100COM600R45 |  |  | CONX100COM600R45 | 1072013 @@ METAL MANUFACTURES PTY LTD | CNXCONX100COM600R45
STP_009 - Lot7 | Data Enrichment | KIB |  | 2023-11-02 |  |  | 1188498 | 1188498 |  |  |  | ERSA | M | 1600 | 1585645GZPCLNT100 | EA |  | BEND,CONDT;SWEEP,NOM 100 MM,30 DEG,PVC | CONDUCT CURVO;,NOM 100 MM,600 MM | BEND,CONDUIT;TYPE:SWEEP,NOMINAL SIZE:100 MM,ANGLE:30 DEG,MATERIAL:PVC,RADIUS:600 MM,ADDITIONAL FEATURES EN:COMMUNICATIONS,COLOUR: WHITE,BRAND: CON-X,PTNO:CONX100COM600R30 | CONDUCTO CURVO;TAMAÃ‘O NOMINAL:100 MM,MATERIAL:CLORURO DE POLIVINILO,RADIO:600 MM,PTNO:CONX100COM600R30 |  |  | CONX100COM600R30 | 1072013 @@ METAL MANUFACTURES PTY LTD | CNXCONX100COM600R30
STP_009 - Lot7 | Data Enrichment | KIB |  | 2023-11-02 |  |  | 1188499 | 1188499 |  |  |  | ERSA | M | 1600 | 1585644GZPCLNT100 | EA |  | BEND,CONDT;SWEEP,NOM 100 MM,15 DEG,PVC | CONDUCT CURVO;,NOM 100 MM,600 MM | BEND,CONDUIT;TYPE:SWEEP,NOMINAL SIZE:100 MM,ANGLE:15 DEG,MATERIAL:PVC,RADIUS:600 MM,ADDITIONAL FEATURES EN:COMMUNICATIONS,COLOUR: WHITE,BRAND: CON-X,PTNO:CONX100COM600R15 | CONDUCTO CURVO;TAMAÃ‘O NOMINAL:100 MM,MATERIAL:CLORURO DE POLIVINILO,RADIO:600 MM,PTNO:CONX100COM600R15 |  |  | CONX100COM600R15 | 1072013 @@ METAL MANUFACTURES PTY LTD | CNXCONX100COM600R15
STP_009 - Lot7 | Data Enrichment | KIB |  | 2023-11-02 |  |  | 1188502 | 1188502 |  |  |  | ERSA | M | 1600 | 1585641GZPCLNT100 | EA |  | BEND,CONDT;SWEEP,NOM 50 MM,90 DEG,PVC | CONDUCT CURVO;,NOM ,90 DEG | BEND,CONDUIT;TYPE:SWEEP,NOMINAL SIZE:50 MM,ANGLE:90 DEG,MATERIAL:PVC,RADIUS:300 MM,ADDITIONAL FEATURES EN:COMMUNICATIONS,COLOUR: WHITE,BRAND: CON-X,PTNO:CONX50COM300R90 | CONDUCTO CURVO;ANGULO:90 DEG,MATERIAL:CLORURO DE POLIVINILO,PTNO:CONX50COM300R90 |  |  | CONX50COM300R90 | 1072013 @@ METAL MANUFACTURES PTY LTD | CNXCONX50COM300R90
STP_009 - Lot7 | Data Enrichment | KIB |  | 2023-11-02 |  |  | 1188503 | 1188503 |  |  |  | ERSA | M | 1600 | 1585640GZPCLNT100 | EA |  | BEND,CONDT;SWEEP,NOM 50 MM,45 DEG,PVC | CONDUCT CURVO;,NOM | BEND,CONDUIT;TYPE:SWEEP,NOMINAL SIZE:50 MM,ANGLE:45 DEG,MATERIAL:PVC,RADIUS:300 MM,ADDITIONAL FEATURES EN:COMMUNICATIONS,COLOUR: WHITE,BRAND: CON-X,PTNO:CONX50COM300R45 | CONDUCTO CURVO;MATERIAL:CLORURO DE POLIVINILO,PTNO:CONX50COM300R45 |  |  | CONX50COM300R45 | 1072013 @@ METAL MANUFACTURES PTY LTD | CNXCONX50COM300R45
STP_009 - Lot7 | Data Enrichment | KIB |  | 2023-11-02 |  |  | 1188504 | 1188504 |  |  |  | ERSA | M | 1600 | 1585639GZPCLNT100 | EA |  | BEND,CONDT;SWEEP,NOM 50 MM,30 DEG,PVC | CONDUCT CURVO;,NOM | BEND,CONDUIT;TYPE:SWEEP,NOMINAL SIZE:50 MM,ANGLE:30 DEG,MATERIAL:PVC,RADIUS:300 MM,ADDITIONAL FEATURES EN:COMMUNICATIONS,COLOUR: WHITE,BRAND: CON-X,PTNO:CONX50COM300R30 | CONDUCTO CURVO;MATERIAL:CLORURO DE POLIVINILO,PTNO:CONX50COM300R30 |  |  | CONX50COM300R30 | 1072013 @@ METAL MANUFACTURES PTY LTD | CNXCONX50COM300R30
STP_009 - Lot7 | Data Enrichment | KIB |  | 2023-11-02 |  |  | 1188508 | 1188508 |  |  |  | ERSA | M | 1600 | 1585635GZPCLNT100 | EA |  | BEND,CONDT;SWEEP,NOM 32 MM,45 DEG,PVC | CONDUCT CURVO;,NOM 32 MM | BEND,CONDUIT;TYPE:SWEEP,NOMINAL SIZE:32 MM,ANGLE:45 DEG,MATERIAL:PVC,RADIUS:300 MM,ADDITIONAL FEATURES EN:COMMUNICATIONS,COLOUR: WHITE,BRAND: CON-X,PTNO:CONX32COM300R45 | CONDUCTO CURVO;TAMAÃ‘O NOMINAL:32 MM,MATERIAL:CLORURO DE POLIVINILO,PTNO:CONX32COM300R45 |  |  | CONX32COM300R45 | 1072013 @@ METAL MANUFACTURES PTY LTD | CNXCONX32COM300R45
STP_009 - Lot7 | Data Enrichment | KIB |  | 2023-11-02 |  |  | 1188509 | 1188509 |  |  |  | ERSA | M | 1600 | 1585634GZPCLNT100 | EA |  | BEND,CONDT;SWEEP,NOM 32 MM,90 DEG,PVC | CONDUCT CURVO;,NOM 32 MM,90 DEG | BEND,CONDUIT;TYPE:SWEEP,NOMINAL SIZE:32 MM,ANGLE:90 DEG,MATERIAL:PVC,RADIUS:300 MM,ADDITIONAL FEATURES EN:COMMUNICATIONS,COLOUR: WHITE,BRAND: CON-X,PTNO:CONX32COM300R90 | CONDUCTO CURVO;TAMAÃ‘O NOMINAL:32 MM,ANGULO:90 DEG,MATERIAL:CLORURO DE POLIVINILO,PTNO:CONX32COM300R90 |  |  | CONX32COM300R90 | 1072013 @@ METAL MANUFACTURES PTY LTD | CNXCONX32COM300R90
STP_009 - Lot7 | Data Enrichment | KIB |  | 2023-11-02 |  |  | 1188513 | 1188513 |  |  |  | ERSA | M | 1600 | 1585630GZPCLNT100 | EA |  | BEND,CONDT;SWEEP,NOM 20 MM,45 DEG,PVC | CONDUCT CURVO;,NOM 20 MM | BEND,CONDUIT;TYPE:SWEEP,NOMINAL SIZE:20 MM,ANGLE:45 DEG,MATERIAL:PVC,RADIUS:150 MM,ADDITIONAL FEATURES EN:COMMUNICATIONS,COLOUR: WHITE,BRAND: CON-X,PTNO:CONX20COM150R45 | CONDUCTO CURVO;TAMAÃ‘O NOMINAL:20 MM,MATERIAL:CLORURO DE POLIVINILO,PTNO:CONX20COM150R45 |  |  | CONX20COM150R45 | 1072013 @@ METAL MANUFACTURES PTY LTD | CNXCONX20COM150R45
STP_009 - Lot7 | Data Enrichment | KIB |  | 2023-11-02 |  |  | 1188514 | 1188514 |  |  |  | ERSA | M | 1600 | 1585629GZPCLNT100 | EA |  | BEND,CONDT;SWEEP,NOM 20 MM,90 DEG,PVC | CONDUCT CURVO;,NOM 20 MM,90 DEG | BEND,CONDUIT;TYPE:SWEEP,NOMINAL SIZE:20 MM,ANGLE:90 DEG,MATERIAL:PVC,RADIUS:150 MM,ADDITIONAL FEATURES EN:COMMUNICATIONS,COLOUR: WHITE,BRAND: CON-X,PTNO:CONX20COM150R90 | CONDUCTO CURVO;TAMAÃ‘O NOMINAL:20 MM,ANGULO:90 DEG,MATERIAL:CLORURO DE POLIVINILO,PTNO:CONX20COM150R90 |  |  | CONX20COM150R90 | 1072013 @@ METAL MANUFACTURES PTY LTD | CNXCONX20COM150R90
STP_009 - Lot7 | Data Enrichment | PVJ |  | 2023-11-02 |  |  | 1188619 | 1188619 |  |  |  | ERSA | M | 1600 | 1585098GZPCLNT100 | EA |  | DISPLAY;24 VDC,SPEED SWITCH,MINPROVISE | DISPLAY; | DISPLAY;ELECTRICAL RATING:24 VDC,ADDITIONAL FEATURES EN:SPEED SWITCH,MINPROVISE | DISPLAY; |  |  |  | 1068181 @@ CNW (MOUNT ISA) ELECT WHOLESALER | MONPL60-24VDC
STP_009 - Lot7 | Data Enrichment | PVJ |  | 2023-11-02 |  |  | 1188656 | 1188656 |  |  |  | ERSA | M | 4090 | 1584939GZPCLNT100 | BOX |  | CARTRIDGE;CABLE SPIKER,GRAIN 20,RED | CARTUCHO; | CARTRIDGE;TYPE:CABLE SPIKER,SIZE:GRAIN 20,ADDITIONAL FEATURES EN:RED,POWERLOADS,44IN CALIBRE,BRAND: ACVOKE,PTNO:7910 | CARTUCHO;,PTNO:7910 |  |  | 7910 | 1068181 @@ CNW (MOUNT ISA) ELECT WHOLESALER | MAC7910
STP_009 - Lot7 | Data Enrichment | PVJ |  | 2023-11-02 |  |  | 1188657 | 1188657 |  |  |  | ERSA | M | 4090 | 1584938GZPCLNT100 | BOX |  | CARTRIDGE;CABLE SPIKER,GRAIN 16,GRN | CARTUCHO; | CARTRIDGE;TYPE:CABLE SPIKER,SIZE:GRAIN 16,ADDITIONAL FEATURES EN:GREEN,POWERLOADS,44IN CALIBRE,BRAND: ACVOKE,PTNO:7900 | CARTUCHO;,PTNO:7900 |  |  | 7900 | 1068181 @@ CNW (MOUNT ISA) ELECT WHOLESALER | MAC7900
STP_009 - Lot7 | Data Enrichment | PVJ |  | 2023-11-02 |  |  | 1188658 | 1188658 |  |  |  | ERSA | M | 4090 | 1584937GZPCLNT100 | BOX |  | CARTRIDGE;CABLE SPIKER,GRAIN 12,AG | CARTUCHO; | CARTRIDGE;TYPE:CABLE SPIKER,SIZE:GRAIN 12,ADDITIONAL FEATURES EN:SILVER,POWERLOADS,44IN CALIBRE,BRAND: ACVOKE,PTNO:7920 | CARTUCHO;,PTNO:7920 |  |  | 7920 | 1068181 @@ CNW (MOUNT ISA) ELECT WHOLESALER | MAC7920
STP_009 - Lot7 | Data Enrichment | PVJ |  | 2023-11-02 |  |  | 1188659 | 1188659 |  |  |  | ERSA | M | 4090 | 1584936GZPCLNT100 | BOX |  | CARTRIDGE;CABLE SPIKER,GRAIN 10,YEL | CARTUCHO; | CARTRIDGE;TYPE:CABLE SPIKER,SIZE:GRAIN 10,ADDITIONAL FEATURES EN:YELLOW,POWERLOADS,44IN CALIBRE,BRAND: ACVOKE,PTNO:7925 | CARTUCHO;,PTNO:7925 |  |  | 7925 | 1068181 @@ CNW (MOUNT ISA) ELECT WHOLESALER | MAC7925
STP_009 - Lot7 | Data Enrichment | KIB |  | 2023-11-02 |  |  | 1188664 | 1188664 |  |  |  | ERSA | M | 2600 | 1584847GZPCLNT100 | EA |  | COUNTERSINK;DIA 6-37 MM,HIGH SPEED STEEL | AVELLANADO;DIA ,ACERO DE ALTA VELOCIDAD | COUNTERSINK;DIAMETER:6-37 MM,MATERIAL:HIGH SPEED STEEL,NUMBER OF FLUTES:3,OVERALL LENGTH:89 MM,ADDITIONAL FEATURES EN:TF905,THREE FLUTE,90D | AVELLANADO;MATERIAL:ACERO DE ALTA VELOCIDAD,NUMERO FLAUTAS:3,LONGITUD GLOBAL:89 MM |  |  |  | 1068652 @@ J BLACKWOOD & SONS | 689435
STP_009 - Lot7 | Data Enrichment | CIR |  | 2023-11-02 |  |  | 1188920 | 1188920 |  |  |  | ERSA | M | 4090 | 1576552GZPCLNT100 | EA |  | CHARGER,BATT;3136707827 | CARGADOR BATER; | CHARGER,BATTERY;CURRENT RATING:3136707827 | CARGADOR BATERIA; |  |  |  | 1070205 @@ CUTRITE CUTTING & CORE DRILLING | 3136707827
STP_009 - Lot7 | Data Enrichment | SFQ |  | 2023-11-02 |  |  | 1189015 | 1189015 |  |  |  | ERSA | M | 4090 | 1576440GZPCLNT100 | EA |  | ELBOW;SS,1 IN NB S40S WELDED S/SASTM | CODO; | ELBOW;MATERIAL:SS,ADDITIONAL FEATURES EN:1 IN NB S40S WELDED S/SASTM,A403 WP316L-W LONG RADIUS 90D BUTT WELD | CODO; |  |  |  | 1068325 @@ MRC GLOBAL AUSTRALIA PTY LTD | 1000001170 | 1068289 @@ INFRABUILD STEEL CENTRE | 116361
STP_009 - Lot7 | Data Enrichment | SFQ |  | 2023-11-02 |  |  | 1189235 | 1189235 |  |  |  | ERSA | M | 3000 | 1576184GZPCLNT100 | EA | 3000400 | ELBOW;ING,P35-587,EXHST,S35 S/P | CODO;ING,P35-587 | ELBOW;MNFR:INGERSOLL RAND,PTNO:P35-587,ADDITIONAL FEATURES EN:EXHAUST,S35 S/P | CODO;MNFR:INGERSOLL RAND,PTNO:P35-587 |  | INGERSOLL RAND | P35-587 | 1068574 @@ SWANSTON TASMANIA PTY LTD | P35-587
STP_009 - Lot7 | Data Enrichment | SFQ |  | 2023-11-02 |  |  | 1189395 | 1189395 |  |  |  | ERSA | M | 4075 | 1575952GZPCLNT100 | EA |  | ELBOW;UPVC,SCH80,63MM OD,90D,SKT ND,PN16 | CODO; | ELBOW;MATERIAL:UPVC,ADDITIONAL FEATURES EN:SCH80,63MM OD,90D,SKT ND,PN16 | CODO; |  |  |  | 1068419 @@ EUREKA WATER & FILTRATION | UPVC-63MM OD-90D ELB,SKT END PN16
STP_009 - Lot7 | Data Enrichment | SFQ |  | 2023-11-02 |  |  | 1189396 | 1189396 |  |  |  | ERSA | M | 4075 | 1575951GZPCLNT100 | EA |  | ELBOW;UPVC,SCH80,63MM OD,45D,SKT ND,PN16 | CODO; | ELBOW;MATERIAL:UPVC,ADDITIONAL FEATURES EN:SCH80,63MM OD,45D,SKT ND,PN16 | CODO; |  |  |  | 1068419 @@ EUREKA WATER & FILTRATION | UPVC-63MM OD-45D ELB-SKT END PN16
STP_009 - Lot7 | Data Enrichment | SFQ |  | 2023-11-02 |  |  | 1189406 | 1189406 |  |  |  | ERSA | M | 4075 | 1575941GZPCLNT100 | EA |  | ELBOW;UPVC,SCH80,50MM OD,90D,SKT ND PN16 | CODO; | ELBOW;MATERIAL:UPVC,ADDITIONAL FEATURES EN:SCH80,50MM OD,90D,SKT ND PN16 | CODO; |  |  |  | 1068419 @@ EUREKA WATER & FILTRATION | UPVC-50MM OD-90D ELB,SKT END PN16
STP_009 - Lot7 | Data Enrichment | SFQ |  | 2023-11-02 |  |  | 1189407 | 1189407 |  |  |  | ERSA | M | 4075 | 1575940GZPCLNT100 | EA |  | ELBOW;UPVC,SCH80,50MM OD,45D,SKT ND,PN16 | CODO; | ELBOW;MATERIAL:UPVC,ADDITIONAL FEATURES EN:SCH80,50MM OD,45D,SKT ND,PN16 | CODO; |  |  |  | 1068419 @@ EUREKA WATER & FILTRATION | UPVC-50MM OD-45D ELB,SKT END PN16
STP_009 - Lot7 | Data Enrichment | SFQ |  | 2023-11-02 |  |  | 1189417 | 1189417 |  |  |  | ERSA | M | 4075 | 1575930GZPCLNT100 | EA |  | ELBOW;UPVC,SCH80,40MM OD,90D,SKT ND,PN16 | CODO; | ELBOW;MATERIAL:UPVC,ADDITIONAL FEATURES EN:SCH80,40MM OD,90D,SKT ND,PN16 | CODO; |  |  |  | 1068419 @@ EUREKA WATER & FILTRATION | UPVC-40MM OD-90D ELB,SKT END PN16
STP_009 - Lot7 | Data Enrichment | SFQ |  | 2023-11-02 |  |  | 1189418 | 1189418 |  |  |  | ERSA | M | 4075 | 1575929GZPCLNT100 | EA |  | ELBOW;40 MM OD,SCH 80,45D,SKT END,PN16 | CODO; | ELBOW;MATERIAL:40 MM OD,ADDITIONAL FEATURES EN:SCH 80,45D,SKT END,PN16 | CODO; |  |  |  | 1068419 @@ EUREKA WATER & FILTRATION | UPVC-40MM OD-45D ELB,SKT END PN16
STP_009 - Lot7 | Data Enrichment | SFQ |  | 2023-11-02 |  |  | 1189428 | 1189428 |  |  |  | ERSA | M | 4075 | 1575919GZPCLNT100 | EA |  | ELBOW;UPVC,SCH80,32MM OD,90D,SKT ND,PN16 | CODO; | ELBOW;MATERIAL:UPVC,ADDITIONAL FEATURES EN:SCH80,32MM OD,90D,SKT ND,PN16 | CODO; |  |  |  | 1068419 @@ EUREKA WATER & FILTRATION | UPVC-32MM OD-90 D ELB,SKT ND PN16
STP_009 - Lot7 | Data Enrichment | SFQ |  | 2023-11-02 |  |  | 1189429 | 1189429 |  |  |  | ERSA | M | 4075 | 1575918GZPCLNT100 | EA |  | ELBOW;UPVC,32MM,SCH 80,45 D,SKT END,PN16 | CODO; | ELBOW;MATERIAL:UPVC,ADDITIONAL FEATURES EN:32MM,SCH 80,45 D,SKT END,PN16 | CODO; |  |  |  | 1068419 @@ EUREKA WATER & FILTRATION | UPVC-32MM OD-45 D ELB,SKT ND PN16
STP_009 - Lot7 | Data Enrichment | SFQ |  | 2023-11-02 |  |  | 1189442 | 1189442 |  |  |  | ERSA | M | 4075 | 1575905GZPCLNT100 | EA |  | ELBOW;UPVC,SCH 80,3/4 IN,90 DEG | CODO; | ELBOW;MATERIAL:UPVC,ADDITIONAL FEATURES EN:SCH 80,3/4 IN,90 DEG | CODO; |  |  |  | 1068419 @@ EUREKA WATER & FILTRATION | EWF-UPVC-3/4 INCH-90 DEG ELBOW
STP_009 - Lot7 | Data Enrichment | SFQ |  | 2023-11-02 |  |  | 1189443 | 1189443 |  |  |  | ERSA | M | 4075 | 1575904GZPCLNT100 | EA |  | ELBOW;UPVC,SCH 80,3/4 IN,45 DEG | CODO; | ELBOW;MATERIAL:UPVC,ADDITIONAL FEATURES EN:SCH 80,3/4 IN,45 DEG | CODO; |  |  |  | 1068419 @@ EUREKA WATER & FILTRATION | EWF-UPVC-3/4 INCH-45 DEG ELBOW
STP_009 - Lot7 | Data Enrichment | SFQ |  | 2023-11-02 |  |  | 1189444 | 1189444 |  |  |  | ERSA | M | 4075 | 1575903GZPCLNT100 | EA |  | ELBOW;UPVC,SCH 80,3/4 IN,22.5 DEG | CODO; | ELBOW;MATERIAL:UPVC,ADDITIONAL FEATURES EN:SCH 80,3/4 IN,22.5 DEG | CODO; |  |  |  | 1068419 @@ EUREKA WATER & FILTRATION | EWF-UPVC-3/4 INCH-22.5 DEG ELBOW
STP_009 - Lot7 | Data Enrichment | SFQ |  | 2023-11-02 |  |  | 1189454 | 1189454 |  |  |  | ERSA | M | 4075 | 1575893GZPCLNT100 | EA |  | ELBOW;UPVC,SCH80,25MM OD,90 D,SKT END | CODO; | ELBOW;MATERIAL:UPVC,ADDITIONAL FEATURES EN:SCH80,25MM OD,90 D,SKT END | CODO; |  |  |  | 1068419 @@ EUREKA WATER & FILTRATION | UPVC-25MMOD-90 D ELB,SKT END PN16
STP_009 - Lot7 | Data Enrichment | SFQ |  | 2023-11-02 |  |  | 1189455 | 1189455 |  |  |  | ERSA | M | 4075 | 1575892GZPCLNT100 | EA |  | ELBOW;UPVC,SCH80,25MM OD,45D,SKT END | CODO; | ELBOW;MATERIAL:UPVC,ADDITIONAL FEATURES EN:SCH80,25MM OD,45D,SKT END | CODO; |  |  |  | 1068419 @@ EUREKA WATER & FILTRATION | UPVC-25MMOD-45 D ELB,SKT END PN16
STP_009 - Lot7 | Data Enrichment | SFQ |  | 2023-11-02 |  |  | 1189464 | 1189464 |  |  |  | ERSA | M | 4075 | 1575883GZPCLNT100 | EA |  | ELBOW;UPVC,SCH 80,20 MM OD,90 D,SKT END | CODO; | ELBOW;MATERIAL:UPVC,ADDITIONAL FEATURES EN:SCH 80,20 MM OD,90 D,SKT END | CODO; |  |  |  | 1068419 @@ EUREKA WATER & FILTRATION | UPVC-20MMOD-90 G ELB,SKT END PN16
STP_009 - Lot7 | Data Enrichment | SFQ |  | 2023-11-02 |  |  | 1189475 | 1189475 |  |  |  | ERSA | M | 4075 | 1575872GZPCLNT100 | EA |  | ELBOW;UPVC,SCH 80,2 IN-90DEG | CODO; | ELBOW;MATERIAL:UPVC,ADDITIONAL FEATURES EN:SCH 80,2 IN-90DEG | CODO; |  |  |  | 1068419 @@ EUREKA WATER & FILTRATION | EWF-UPVC-2 INCH-90 DEG ELBOW
STP_009 - Lot7 | Data Enrichment | SFQ |  | 2023-11-02 |  |  | 1189477 | 1189477 |  |  |  | ERSA | M | 4075 | 1575870GZPCLNT100 | EA |  | ELBOW;UPVC,SCH 80,2 IN-22.5 DEG | CODO; | ELBOW;MATERIAL:UPVC,ADDITIONAL FEATURES EN:SCH 80,2 IN-22.5 DEG | CODO; |  |  |  | 1068419 @@ EUREKA WATER & FILTRATION | EWF-UPVC-2 INCH-22.5 DEG ELBOW
STP_009 - Lot7 | Data Enrichment | SFQ |  | 2023-11-02 |  |  | 1189479 | 1189479 |  |  |  | ERSA | M | 4075 | 1575868GZPCLNT100 | EA |  | ELBOW;UPVC,SCH 80,1 IN-90 DEG | CODO; | ELBOW;MATERIAL:UPVC,ADDITIONAL FEATURES EN:SCH 80,1 IN-90 DEG | CODO; |  |  |  | 1068419 @@ EUREKA WATER & FILTRATION | EWF-UPVC-1INCH-90DEG ELBOW
STP_009 - Lot7 | Data Enrichment | SFQ |  | 2023-11-02 |  |  | 1189492 | 1189492 |  |  |  | ERSA | M | 4075 | 1575855GZPCLNT100 | EA |  | ELBOW;UPVC,SCH 80,1.5 IN-90 DEG | CODO; | ELBOW;MATERIAL:UPVC,ADDITIONAL FEATURES EN:SCH 80,1.5 IN-90 DEG | CODO; |  |  |  | 1068419 @@ EUREKA WATER & FILTRATION | EWF-UPVC-1.5 INCH-90 DEG ELBOW
STP_009 - Lot7 | Data Enrichment | SFQ |  | 2023-11-02 |  |  | 1189493 | 1189493 |  |  |  | ERSA | M | 4075 | 1575854GZPCLNT100 | EA |  | ELBOW;UPVC,SCH 80,1.5 IN-45 DEG | CODO; | ELBOW;MATERIAL:UPVC,ADDITIONAL FEATURES EN:SCH 80,1.5 IN-45 DEG | CODO; |  |  |  | 1068419 @@ EUREKA WATER & FILTRATION | EWF-UPVC-1.5 INCH-45 DEG ELBOW
STP_009 - Lot7 | Data Enrichment | SFQ |  | 2023-11-02 |  |  | 1189505 | 1189505 |  |  |  | ERSA | M | 4075 | 1575842GZPCLNT100 | EA |  | ELBOW;UPVC,SCH 80,1.25 IN-90 DEG | CODO; | ELBOW;MATERIAL:UPVC,ADDITIONAL FEATURES EN:SCH 80,1.25 IN-90 DEG | CODO; |  |  |  | 1068419 @@ EUREKA WATER & FILTRATION | EWF-UPVC-1.25 INCH-90 DEG ELBOW
STP_009 - Lot7 | Data Enrichment | SFQ |  | 2023-11-02 |  |  | 1189507 | 1189507 |  |  |  | ERSA | M | 4075 | 1575840GZPCLNT100 | EA |  | ELBOW;UPVC,SCH 80,1.25 IN-22.5 DEG | CODO; | ELBOW;MATERIAL:UPVC,ADDITIONAL FEATURES EN:SCH 80,1.25 IN-22.5 DEG | CODO; |  |  |  | 1068419 @@ EUREKA WATER & FILTRATION | EWF-UPVC-1.25 INCH-22.5 DEG ELBOW
STP_009 - Lot7 | Data Enrichment | SFQ |  | 2023-11-02 |  |  | 1189514 | 1189514 |  |  |  | ERSA | M | 4075 | 1575833GZPCLNT100 | EA |  | ELBOW;UPVC,SCH 80,1 IN 22.5 DEG | CODO; | ELBOW;MATERIAL:UPVC,ADDITIONAL FEATURES EN:SCH 80,1 IN 22.5 DEG | CODO; |  |  |  | 1068419 @@ EUREKA WATER & FILTRATION | EWF-UPVC-1 INCH-22.5 DEG ELBOW
STP_009 - Lot7 | Data Enrichment | SFQ |  | 2023-11-02 |  |  | 1189515 | 1189515 |  |  |  | ERSA | M | 4075 | 1575832GZPCLNT100 | EA |  | ELBOW;UPVC,SCH 80,1 IN,45 DEG | CODO; | ELBOW;MATERIAL:UPVC,ADDITIONAL FEATURES EN:SCH 80,1 IN,45 DEG | CODO; |  |  |  | 1068419 @@ EUREKA WATER & FILTRATION | EWF-UPVC-1 INCH 45 DEG ELBOW
STP_009 - Lot7 | Data Enrichment | SFQ |  | 2023-11-02 |  |  | 1189523 | 1189523 |  |  |  | ERSA | M | 4075 | 1575824GZPCLNT100 | EA |  | ELBOW;UPVC,SCH 80,0.5 IN-90 DEG | CODO; | ELBOW;MATERIAL:UPVC,ADDITIONAL FEATURES EN:SCH 80,0.5 IN-90 DEG | CODO; |  |  |  | 1068419 @@ EUREKA WATER & FILTRATION | EWF-UPVC-0.5 INCH-90 DEG ELBOW
STP_009 - Lot7 | Data Enrichment | SFQ |  | 2023-11-02 |  |  | 1189524 | 1189524 |  |  |  | ERSA | M | 4075 | 1575823GZPCLNT100 | EA |  | ELBOW;UPVC,SCH 80,0.5 IN-45 DEG | CODO; | ELBOW;MATERIAL:UPVC,ADDITIONAL FEATURES EN:SCH 80,0.5 IN-45 DEG | CODO; |  |  |  | 1068419 @@ EUREKA WATER & FILTRATION | EWF-UPVC-0.5 INCH-45 DEG ELBOW
STP_009 - Lot7 | Data Enrichment | SFQ |  | 2023-11-02 |  |  | 1189525 | 1189525 |  |  |  | ERSA | M | 4075 | 1575822GZPCLNT100 | EA |  | ELBOW;UPVC,SCH 80,0.5 IN-22.5 DEG | CODO; | ELBOW;MATERIAL:UPVC,ADDITIONAL FEATURES EN:SCH 80,0.5 IN-22.5 DEG | CODO; |  |  |  | 1068419 @@ EUREKA WATER & FILTRATION | EWF-UPVC-0.5 INCH-22.5 DEG ELBOW
STP_009 - Lot7 | Data Enrichment | SYC |  | 2023-11-02 |  |  | 1189534 | 1189534 |  |  |  | ERSA | M | 4075 | 1575813GZPCLNT100 | EA |  | DIAPHRAGM;50 MM,EWF-GEMU-60050M5M | DIAFRAG; | DIAPHRAGM;SIZE:50 MM,MATERIAL:,ADDITIONAL FEATURES EN:EWF-GEMU-60050M5M | DIAFRAGMA; |  |  |  | 1068419 @@ EUREKA WATER & FILTRATION | EWF-GEMU-60050M5M
STP_009 - Lot7 | Data Enrichment | SYC |  | 2023-11-02 |  |  | 1189535 | 1189535 |  |  |  | ERSA | M | 4075 | 1575812GZPCLNT100 | EA |  | DIAPHRAGM;40 MM,EWF-GEMU-60040M5M | DIAFRAG; | DIAPHRAGM;SIZE:40 MM,MATERIAL:,ADDITIONAL FEATURES EN:EWF-GEMU-60040M5M | DIAFRAGMA; |  |  |  | 1068419 @@ EUREKA WATER & FILTRATION | EWF-GEMU-60040M5M
STP_009 - Lot7 | Data Enrichment | SYC |  | 2023-11-02 |  |  | 1189536 | 1189536 |  |  |  | ERSA | M | 4075 | 1575811GZPCLNT100 | EA |  | DIAPHRAGM;15-25 MM,EWF-GEMU-60025M5M | DIAFRAG; | DIAPHRAGM;SIZE:15-25 MM,MATERIAL:,ADDITIONAL FEATURES EN:EWF-GEMU-60025M5M | DIAFRAGMA; |  |  |  | 1068419 @@ EUREKA WATER & FILTRATION | EWF-GEMU-60025M5M
STP_009 - Lot7 | Data Enrichment | CIR |  | 2023-11-02 |  |  | 1189539 | 1189539 |  |  |  | ERSA | M | 2700 | 1575808GZPCLNT100 | EA |  | BOARD;WHT,900 X 1200 MM,MBL,W/STAND | PLACA IMPR; | BOARD;TYPE:WHITE,SIZE:900 X 1200 MM,MATERIAL:,ADDITIONAL FEATURES EN:MOBILE,W/STAND | PLACA IMPRESA; |  |  |  | 1068167 @@ WINC AUSTRALIA PTY LTD | 9014700
STP_009 - Lot7 | Data Enrichment | KIB |  | 2023-11-02 |  |  | 1189541 | 1189541 |  |  |  | ERSA | M | 2210 | 1575806GZPCLNT100 | EA |  | BEND,PIPE;160 90D SWP SDR11 LSP | TUBERIA CURVA; | BEND,PIPE;ADDITIONAL FEATURES EN:160 90D SWP SDR11 LSP | TUBERIA CURVA; |  |  |  | 1068228 @@ VINIDEX PTY LTD | 62564
STP_009 - Lot7 | Data Enrichment | KIB |  | 2023-11-02 |  |  | 1189542 | 1189542 |  |  |  | ERSA | M | 2210 | 1575805GZPCLNT100 | EA |  | BEND,PIPE;110 90D SWP SDR11 LSP | TUBERIA CURVA; | BEND,PIPE;ADDITIONAL FEATURES EN:110 90D SWP SDR11 LSP | TUBERIA CURVA; |  |  |  | 1068228 @@ VINIDEX PTY LTD | 62561
STP_009 - Lot7 | Data Enrichment | CIR |  | 2023-11-02 |  |  | 1189555 | 1189555 |  |  |  | ERSA | M | 4090 | 1575792GZPCLNT100 | EA |  | DEODORIZER;INTERCLEAN,CUCUMBER MELON,GRN | DESODORIZANTE; | DEODORIZER;ADDITIONAL FEATURES EN:INTERCLEAN,CUCUMBER MELON,GREEN,02452445 | DESODORIZANTE; |  |  |  | 1068652 @@ J BLACKWOOD & SONS | 2452445
STP_009 - Lot7 | Data Enrichment | SCV |  | 2023-11-02 |  |  | 1189647 | 1189647 |  |  |  | ERSA | M | 4020 | 1575695GZPCLNT100 | EA |  | DISPENSER,SOAP;H/D,4L CATRIDGES HVY4LDR | DISPENSADOR JABON; | DISPENSER,SOAP;ADDITIONAL FEATURES EN:H/D,4L CATRIDGES HVY4LDR | DISPENSADOR JABON; |  |  |  | 1068502 @@ ATOM SUPPLY | 9012023
STP_009 - Lot7 | Data Enrichment | PVJ |  | 2023-11-02 |  |  | 1189667 | 1189667 |  |  |  | ERSA | M | 4090 | 1575674GZPCLNT100 | EA |  | CARTRIDGE;TYPE 61,ENWARE BUBBLE COCK,BRS | CARTUCHO; | CARTRIDGE;SIZE:TYPE 61,ADDITIONAL FEATURES EN:ENWARE BUBBLE COCK,BRASS | CARTUCHO; |  |  |  | 1068155 @@ REECE PTY LTD | 109498
STP_009 - Lot7 | Data Enrichment | CIR |  | 2023-11-02 |  |  | 1189848 | 1189848 |  |  |  | ERSA | M | 1600 | 1575421GZPCLNT100 | EA |  | CHARGER,BATT;12-36V,METABO,DL,627498000 | CARGADOR BATER; | CHARGER,BATTERY;CURRENT RATING:12-36V,ADDITIONAL FEATURES EN:METABO,DUAL,627498000 | CARGADOR BATERIA; |  |  |  | 1068740 @@ METAL MANUFACTURES PTY LTD | MET627498000
STP_009 - Lot7 | Data Enrichment | VNE |  | 2023-11-02 |  |  | 1190203 | 1190203 |  |  |  | ERSA | M | 1600 | 1574961GZPCLNT100 | EA |  | CONTROLLER;4 X VALVE VH412 CABINET | CONTROLADOR; | CONTROLLER;TYPE:4 X VALVE VH412 CABINET,ADDITIONAL FEATURES EN:C/W AF/AL | CONTROLADOR; |  |  |  | 1068125 @@ SMC CORPORATION (AUSTRALIA) PTY LTD | XDY7009
STP_009 - Lot7 | Data Enrichment | KIB |  | 2023-11-02 |  |  | 1190342 | 1190342 |  |  |  | ERSA | M | 1600 | 1574802GZPCLNT100 | EA | 3000422 | BEND,CONDT;CNW,CLI247L20EO,90DEG L/SWP | CONDUCT CURVO;CNW,CLI247L20EO | BEND,CONDUIT;MNFR:CNW,PTNO:CLI247L20EO,ADDITIONAL FEATURES EN:90DEG L/SWP 20 MM SWEEP ORG | CONDUCTO CURVO;MNFR:CNW,PTNO:CLI247L20EO |  | CNW | CLI247L20EO | 1068181 @@ CNW (MOUNT ISA) ELECT WHOLESALER | CLI247L20EO
STP_009 - Lot7 | Data Enrichment | KIB |  | 2023-11-02 |  |  | 1190345 | 1190345 |  |  |  | ERSA | M | 1600 | 1574799GZPCLNT100 | EA | 3000422 | BEND,CONDT;CNW,CLI247/16GY,16 MM SOLID G | CONDUCT CURVO;CNW,CLI247/16GY | BEND,CONDUIT;MNFR:CNW,PTNO:CLI247/16GY,ADDITIONAL FEATURES EN:16 MM SOLID GREY | CONDUCTO CURVO;MNFR:CNW,PTNO:CLI247/16GY |  | CNW | CLI247/16GY | 1068181 @@ CNW (MOUNT ISA) ELECT WHOLESALER | CLI247/16GY
STP_009 - Lot7 | Data Enrichment | SFQ |  | 2023-11-02 |  |  | 1190351 | 1190351 |  |  |  | ERSA | M | 1600 | 1574793GZPCLNT100 | EA | 3000422 | ELBOW,CONDT;CNW,CLI244/32GY,32 MM INSPEC | CODO CONDUCT;CNW,CLI244/32GY | ELBOW,CONDUIT;MNFR:CNW,PTNO:CLI244/32GY,ADDITIONAL FEATURES EN:32 MM INSPECTION GREY | CODO CONDUCTO;MNFR:CNW,PTNO:CLI244/32GY |  | CNW | CLI244/32GY | 1068181 @@ CNW (MOUNT ISA) ELECT WHOLESALER | CLI244/32GY
STP_009 - Lot7 | Data Enrichment | SFQ |  | 2023-11-02 |  |  | 1190353 | 1190353 |  |  |  | ERSA | M | 1600 | 1574791GZPCLNT100 | EA | 3000422 | ELBOW,CONDT;CNW,CLI244/16GY,16 MM INSPEC | CODO CONDUCT;CNW,CLI244/16GY | ELBOW,CONDUIT;MNFR:CNW,PTNO:CLI244/16GY,ADDITIONAL FEATURES EN:16 MM INSPECTION GREY | CODO CONDUCTO;MNFR:CNW,PTNO:CLI244/16GY |  | CNW | CLI244/16GY | 1068181 @@ CNW (MOUNT ISA) ELECT WHOLESALER | CLI244/16GY
STP_009 - Lot7 | Data Enrichment | PVJ |  | 2023-11-02 |  |  | 1203235 | 1203235 |  |  |  | ERSA | M | 2920 | 979971MRM | EA |  | CARTRIDGE,RESPIRATOR:MULTI-GAS/VAPOUR/P1 | CARTRIDGE,RESPIRATOR:MULTI-GAS/VAPOUR/P1 | CARTRIDGE,RESPIRATOR:MULTI-GAS/VAPOUR/P100;COMPONENTS TO BE SUPPLIED ASSEMBLED:1 X 3M-6059;2 X 3M-5925;2 X 3M-501; |  |  |  |  | 1068512 @@ BUNZL BRANDS & OPERATIONS PTY LIMIT | 70070709483
STP_009 - Lot7 | Data Enrichment | VNE |  | 2023-11-02 |  |  | 1203335 | 1203335 |  |  |  | ERSA | M | 1600 | 270703MRM | EA |  | CONTROLLER,PLC:RDCO-03C OPTION/SP KIT;CO | CONTROLLER,PLC:RDCO-03C OPTION/SP KIT;CO | CONTROLLER,PLC:RDCO-03C OPTION/SP KIT;COMMUNICATION MODULE |  |  |  |  | 1068212 @@ ABB AUSTRALIA PTY LTD | 64606964
STP_009 - Lot7 | Data Enrichment | SFQ |  | 2023-11-02 |  |  | 1203347 | 1203347 |  |  |  | ERSA | M | 2200 | 270716MRM | EA |  | ELBOW,PIPE:63MM X 90 DEGREE PE100;BLACK; | ELBOW,PIPE:63MM X 90 DEGREE PE100;BLACK; | ELBOW,PIPE:63MM X 90 DEGREE PE100;BLACK;ELECTRO FUSION ELBOW |  |  |  |  | 1079273 @@ ADVANCED POLY | 5-EFE90 63
STP_009 - Lot7 | Data Enrichment | SFQ |  | 2023-11-02 |  |  | 1203349 | 1203349 |  |  |  | ERSA | M | 2200 | 270718MRM | EA |  | ELBOW,PIPE:32MM X 90 DEGREE PE100;BLACK; | ELBOW,PIPE:32MM X 90 DEGREE PE100;BLACK; | ELBOW,PIPE:32MM X 90 DEGREE PE100;BLACK;ELECTRO FUSION ELBOW |  |  |  |  | 1079273 @@ ADVANCED POLY | 5-EFE90 32
STP_009 - Lot7 | Data Enrichment | VNE |  | 2023-11-02 |  |  | 1203386 | 1203386 |  |  |  | ERSA | M | 3700 | 270766MRM | EA |  | CONTROLLER:ROCM | CONTROLLER:ROCM | CONTROLLER:ROCM |  |  |  |  | 1078760 @@ NT WATER FILTERS | ROCM-CONTROLLER
STP_009 - Lot7 | Data Enrichment | PVJ |  | 2023-11-02 |  |  | 1203395 | 1203395 |  |  |  | ERSA | M | 4090 | 270776MRM | EA |  | CHANNEL,STRUCTURAL:6MTR;SS GR316 | CHANNEL,STRUCTURAL:6MTR;SS GR316 | CHANNEL,STRUCTURAL:6MTR;SS GR316 |  |  |  |  | 1072110 @@ KOVEST LTD T/A EZYSTRUT | E3300S
STP_009 - Lot7 | Data Enrichment | SFQ |  | 2023-11-02 |  |  | 1203632 | 1203632 |  |  |  | ERSA | M | 2200 | 983486MRM | EA |  | ELBOW,TUBE:10MM;JOINER;PUSH FIT;AIR SERV | ELBOW,TUBE:10MM;JOINER;PUSH FIT;AIR SERV | ELBOW,TUBE:10MM;JOINER;PUSH FIT;AIR SERVICE;MAX 1000KPA;5 TO 60DEG C; |  |  |  |  | 1068125 @@ SMC CORPORATION (AUSTRALIA) PTY LTD | KQ2L10-00-X2
STP_009 - Lot7 | Data Enrichment | VNE |  | 2023-11-02 |  |  | 1203764 | 1203764 |  |  |  | ERSA | M | 1600 | 270935MRM | EA |  | ASSEMBLY KIT:WIRING KIT;SCREW TERMINAL E | ASSEMBLY KIT:WIRING KIT;SCREW TERMINAL E | ASSEMBLY KIT:WIRING KIT;SCREW TERMINAL ELECTRICAL;MECHANICAL INCLUDING MECHANICAL INTERLOCKING FOR REVERSING STARTER;SIZE S00 |  |  |  |  | 1071180 @@ MM ELECTRICAL MERCHANDISING | 3RA2913-2AA1
STP_009 - Lot7 | Data Enrichment | VNE |  | 2023-11-02 |  |  | 1203770 | 1203770 |  |  |  | ERSA | M | 1600 | 270941MRM | EA |  | CONTROLLER,MOTOR:VARIABLE SPEED DRIVE;AL | CONTROLLER,MOTOR:VARIABLE SPEED DRIVE;AL | CONTROLLER,MOTOR:VARIABLE SPEED DRIVE;ALTIVAR PROCESS ATV600;ATV630;30KW;40 HP;380-480 V;IP21/ULTYPE 1 |  |  |  |  | 1071180 @@ MM ELECTRICAL MERCHANDISING | ATV630D30N4
STP_009 - Lot7 | Data Enrichment | VNE |  | 2023-11-02 |  |  | 1203771 | 1203771 |  |  |  | ERSA | M | 1600 | 270943MRM | EA |  | CONTROLLER,MOTOR:VARIABLE SPEED DRIVE;AL | CONTROLLER,MOTOR:VARIABLE SPEED DRIVE;AL | CONTROLLER,MOTOR:VARIABLE SPEED DRIVE;ALTIVAR PROCESS ATV600;ATV630;5.5KW;7.5 HP;380-480 V;IP21/UL TYPE 1 |  |  |  |  | 1071180 @@ MM ELECTRICAL MERCHANDISING | ATV630U55N4
STP_009 - Lot7 | Data Enrichment | PVJ |  | 2023-11-02 |  |  | 1203850 | 1203850 |  |  |  | ERSA | M | 3700 | 271032MRM | EA |  | DISPLAY UNIT:PVP7 STD;7INCH;TFT COLOUR;T | DISPLAY UNIT:PVP7 STD;7INCH;TFT COLOUR;T | DISPLAY UNIT:PVP7 STD;7INCH;TFT COLOUR;TOUCH;ENET;24VDC |  |  |  |  | 1068083 @@ NHP ELECTRICAL ENGINEERING PROD | PN1203850
STP_009 - Lot7 | Data Enrichment | SFQ |  | 2023-11-02 |  |  | 1204070 | 1204070 |  |  |  | ERSA | M | 5910 | 271091MRM | EA |  | ELBOW,PIPE-TUBE:90 DEGREE ELBOW;10MM TUB | ELBOW,PIPE-TUBE:90 DEGREE ELBOW;10MM TUB | ELBOW,PIPE-TUBE:90 DEGREE ELBOW;10MM TUBE;3/8IN BSP;NICKLE PLATED BRASS |  |  |  |  | 1068125 @@ SMC CORPORATION (AUSTRALIA) PTY LTD | KQ2L10-03NS
STP_009 - Lot7 | Data Enrichment | SFQ |  | 2023-11-02 |  |  | 1204071 | 1204071 |  |  |  | ERSA | M | 5910 | 271092MRM | EA |  | ELBOW,PIPE-TUBE:90 DEGREE ELBOW;10MM TUB | ELBOW,PIPE-TUBE:90 DEGREE ELBOW;10MM TUB | ELBOW,PIPE-TUBE:90 DEGREE ELBOW;10MM TUBE;1/2IN BSP;NICKLE PLATED BRASS |  |  |  |  | 1068125 @@ SMC CORPORATION (AUSTRALIA) PTY LTD | KQ2L10-04NS
STP_009 - Lot7 | Data Enrichment | SFQ |  | 2023-11-02 |  |  | 1204072 | 1204072 |  |  |  | ERSA | M | 5910 | 271093MRM | EA |  | ELBOW,PIPE-TUBE:90 DEGREE ELBOW;12MM TUB | ELBOW,PIPE-TUBE:90 DEGREE ELBOW;12MM TUB | ELBOW,PIPE-TUBE:90 DEGREE ELBOW;12MM TUBE;3/8IN BSP;NICKLE PLATED BRASS |  |  |  |  | 1068125 @@ SMC CORPORATION (AUSTRALIA) PTY LTD | KQ2L12-03NS
STP_009 - Lot7 | Data Enrichment | VNE |  | 2023-11-02 |  |  | 1204098 | 1204098 |  |  |  | ERSA | M | 5100 | 271125MRM | EA |  | CONTROLLER,MOTOR:VARIABLE SPEED DRIVE;AT | CONTROLLER,MOTOR:VARIABLE SPEED DRIVE;AT | CONTROLLER,MOTOR:VARIABLE SPEED DRIVE;ATV930;IP21;15KW;400V/480V;VARIABLE SPEED 15 KW |  |  |  |  | 1071180 @@ MM ELECTRICAL MERCHANDISING | ATV930DD15N4
STP_009 - Lot7 | Data Enrichment | VNE |  | 2023-11-02 |  |  | 1204099 | 1204099 |  |  |  | ERSA | M | 5100 | 271126MRM | EA |  | CONTROLLER,MOTOR:VARIABLE SPEED DRIVE;AT | CONTROLLER,MOTOR:VARIABLE SPEED DRIVE;AT | CONTROLLER,MOTOR:VARIABLE SPEED DRIVE;ATV930;IP21;30KW;400V/480V; VARIABLE SPEED 30 KW |  |  |  |  | 1071180 @@ MM ELECTRICAL MERCHANDISING | ATV930D30N4
STP_009 - Lot7 | Data Enrichment | SYC |  | 2023-11-02 |  |  | 1204217 | 1204217 |  |  |  | ERSA | M | 5820 | 148870MRM | EA |  | DIAPHRAGM,PUMP:45028 GREASE AIR PUMP 50: | DIAPHRAGM,PUMP:45028 GREASE AIR PUMP 50: | DIAPHRAGM,PUMP:45028 GREASE AIR PUMP 50:1 180KG LINCOLN |  |  |  |  | 1068342 @@ ISADRAULICS | PN1204217
STP_009 - Lot7 | Data Enrichment | CIR |  | 2023-11-02 |  |  | 1204343 | 1204343 |  |  |  | ERSA | M | 5700 | 271169MRM | EA |  | BELT ALIGNER,CONVEYOR:BELT GUIDE ASSEMBL | BELT ALIGNER,CONVEYOR:BELT GUIDE ASSEMBL | BELT ALIGNER,CONVEYOR:BELT GUIDE ASSEMBLY;IMPACT BED;300 DIA X430 BHC'S |  |  |  |  | 1069989 @@ TRANSMIN LTD | 50712
STP_009 - Lot7 | Data Enrichment | KIB |  | 2023-11-02 |  |  | 1205938 | 1205938 |  |  |  | ERSA | M | 4090 | 89532MRM | EA |  | COCK,PLUG:3 WAY STOPCOCK;DISPOSABLE UNIT | COCK,PLUG:3 WAY STOPCOCK;DISPOSABLE UNIT | COCK,PLUG:3 WAY STOPCOCK;DISPOSABLE UNIT; |  |  |  |  | 1079214 @@ ST JOHN AMBULANCE | 6360000
STP_009 - Lot7 | Data Enrichment | CIR |  | 2023-11-02 |  |  | 1206493 | 1206493 |  |  |  | ERSA | M | 2700 | 103267MRM | EA |  | CLIPBOARD:FOLDER;A4;PVC;BLUE; | CLIPBOARD:FOLDER;A4;PVC;BLUE; | CLIPBOARD:FOLDER;A4;PVC;BLUE; |  |  |  |  | 1079121 @@ COMPLETE OFFICE SUPPLIES PTY LTD | CLIP1220
STP_009 - Lot7 | Data Enrichment | SCV |  | 2023-11-02 |  |  | 1206516 | 1206516 |  |  |  | ERSA | M | 4015 | 109330MRM | EA |  | DISPENSER,DRINKING WATER,COOLED:240VAC;2 | DISPENSER,DRINKING WATER,COOLED:240VAC;2 | DISPENSER,DRINKING WATER,COOLED:240VAC;2.1AMP;WATER FLOW 1.7LPM;CHILLINGCAPACITY 29.5LPM;WATER CONNECTION 1/2INDRAIN OUTLET 32MM S<(>&<)>P;COMPRESSOR 1/4HP;370W;REFRIGERANT 250GMS R12; |  |  |  |  | 1079056 @@ CNW (NT) ELECTRICAL WHOLESALERS | PN1206516
STP_009 - Lot7 | Data Enrichment | KIB |  | 2023-11-02 |  |  | 1207350 | 1207350 |  |  |  | ERSA | M | 5920 | 132810MRM | EA |  | ECCENTRIC:ECCENTRIC SUB ASSEMBLY;ECCENTR | ECCENTRIC:ECCENTRIC SUB ASSEMBLY;ECCENTR | ECCENTRIC:ECCENTRIC SUB ASSEMBLY;ECCENTRIC ASSEMBLY;METSO HP 5 CONE CRUSHER; |  |  |  |  | 1068104 @@ METSO OUTOTEC AUSTRALIA LIMITED | PN1207350
STP_009 - Lot7 | Data Enrichment | SFQ |  | 2023-11-02 |  |  | 1208782 | 1208782 |  |  |  | ERSA | M | 2200 | 1130004MRM | EA |  | ELBOW,PIPE:OUTLET ELBOW;DRIVE END;DN100 | ELBOW,PIPE:OUTLET ELBOW;DRIVE END;DN100 | ELBOW,PIPE:OUTLET ELBOW;DRIVE END;DN100 DIN; DIN FLANGES;RUBBER LINED DURO 60; ROTOR AT DRIVE END CONFIGURATION; NETZSCH M3000 ISAMILL |  |  |  |  | 9000095 @@ Glencore Technology Pty Limited | 1332940
STP_009 - Lot7 | Data Enrichment | KIB |  | 2023-11-02 |  |  | 1208823 | 1208823 |  |  |  | ERSA | M | 2800 | 156465MRM | EA |  | DEGREASER:RENOCLEAN ECOSOLVE; SOLVENT BA | DEGREASER:RENOCLEAN ECOSOLVE; SOLVENT BA | DEGREASER:RENOCLEAN ECOSOLVE; SOLVENT BASED; BIODEGRADABLE; HEAVY-DUTY |  |  |  |  | 1068209 @@ FUCHS LUBRICANTS (AUSTRALASIA) PTY | 39191000
STP_009 - Lot7 | Data Enrichment | CIR |  | 2023-11-02 |  |  | 1209568 | 1209568 |  |  |  | ERSA | M | 5318 | 1156058MRM | BAG |  | COPPER SULPHATE:REAGENT;TASMANIAN COPPER | COPPER SULPHATE:REAGENT;TASMANIAN COPPER | COPPER SULPHATE:REAGENT;TASMANIAN COPPER;1200KG BAGS |  |  |  |  | 1079047 @@ KANINS INTERNATIONAL PTY LTD*FX* | COPPER SULPHATE 1150 K
STP_009 - Lot7 | Data Enrichment | SFQ |  | 2023-11-02 |  |  | 1209589 | 1209589 |  |  |  | ERSA | M | 2200 | 157327MRM | EA |  | ELBOW,PIPE:90MM PE100 BLACK ELECTRO FUSI | ELBOW,PIPE:90MM PE100 BLACK ELECTRO FUSI | ELBOW,PIPE:90MM PE100 BLACK ELECTRO FUSION ELBOW 90DEGREE. |  |  |  |  | 1079273 @@ ADVANCED POLY | EFE90 90
STP_009 - Lot7 | Data Enrichment | SFQ |  | 2023-11-02 |  |  | 1209595 | 1209595 |  |  |  | ERSA | M | 2200 | 157333MRM | EA |  | ELBOW,PIPE:110MM PE100 BLACK ELECTRO FUS | ELBOW,PIPE:110MM PE100 BLACK ELECTRO FUS | ELBOW,PIPE:110MM PE100 BLACK ELECTRO FUSION ELBOW 90 DEGREE |  |  |  |  | 1079273 @@ ADVANCED POLY | PN1209595
STP_009 - Lot7 | Data Enrichment | SFQ |  | 2023-11-02 |  |  | 1209606 | 1209606 |  |  |  | ERSA | M | 2200 | 157454MRM | EA |  | ELBOW,PIPE:90MM PE100 BLACK ELECTRO FUSI | ELBOW,PIPE:90MM PE100 BLACK ELECTRO FUSI | ELBOW,PIPE:90MM PE100 BLACK ELECTRO FUSION ELBOW 45DEGREE |  |  |  |  | 1079273 @@ ADVANCED POLY | PN1209606
STP_009 - Lot7 | Data Enrichment | SFQ |  | 2023-11-02 |  |  | 1209607 | 1209607 |  |  |  | ERSA | M | 2200 | 157455MRM | EA |  | ELBOW,PIPE:110MM PE100 BLACK ELECTRO FUS | ELBOW,PIPE:110MM PE100 BLACK ELECTRO FUS | ELBOW,PIPE:110MM PE100 BLACK ELECTRO FUSION ELBOW 45 DEGREE |  |  |  |  | 1079273 @@ ADVANCED POLY | EFE45110
STP_009 - Lot7 | Data Enrichment | KIB |  | 2023-11-02 |  |  | 1209850 | 1209850 |  |  |  | ERSA | M | 5920 | 159408MRM | EA |  | BALL JOINT:LOWER FRONT LH;TOYOTA HILUX K | BALL JOINT:LOWER FRONT LH;TOYOTA HILUX K | BALL JOINT:LOWER FRONT LH;TOYOTA HILUX KUN26; |  |  |  |  | 1079364 @@ DRIVELINE SERVICES AUST PTY LTD | 43330.09510.
STP_009 - Lot7 | Data Enrichment | SYC |  | 2023-11-02 |  |  | 1210005 | 1210005 |  |  |  | ERSA | M | 5980 | 134505MRM | EA |  | DIAPHRAGM,FILTER PLATE:DIAPHRAGM PPF NR; | DIAPHRAGM,FILTER PLATE:DIAPHRAGM PPF NR; | DIAPHRAGM,FILTER PLATE:DIAPHRAGM PPF NR;PLATE PACK;LAROX PF144; |  |  |  |  | 1068104 @@ METSO OUTOTEC AUSTRALIA LIMITED | PN1210005
STP_009 - Lot7 | Data Enrichment | VNE |  | 2023-11-02 |  |  | 1210422 | 1210422 |  |  |  | ERSA | M | 4010 | 355216MRM | SET |  | BLADE KIT,HOLESAW:19MM TO 64MM;9 BLADES; | BLADE KIT,HOLESAW:19MM TO 64MM;9 BLADES; | BLADE KIT,HOLESAW:19MM TO 64MM;9 BLADES;2 ARBORS;1 EXTENDPLUMBERS/ELEC TYPE KIT;METAL CARRY CASE; |  |  |  |  | 1068502 @@ ATOM SUPPLY | 40006585
STP_009 - Lot7 | Data Enrichment | CIR |  | 2023-11-02 |  |  | 1210628 | 1210628 |  |  |  | ERSA | M | 4010 | 355276MRM | EA |  | CHISEL,COLD,HAND:ENGINEERS;25MM FLAT BLA | CHISEL,COLD,HAND:ENGINEERS;25MM FLAT BLA | CHISEL,COLD,HAND:ENGINEERS;25MM FLAT BLADE;250MM LG;ALLOY STEEL; |  |  |  |  | 1068502 @@ ATOM SUPPLY | 2525016
STP_009 - Lot7 | Data Enrichment | KIB |  | 2023-11-02 |  |  | 1210634 | 1210634 |  |  |  | ERSA | M | 4090 | 355356MRM | CAN |  | CORROSION PREVENTATIVE:CRC 6-66;300GM AE | CORROSION PREVENTATIVE:CRC 6-66;300GM AE | CORROSION PREVENTATIVE:CRC 6-66;300GM AEROSOL; |  |  |  |  | 1068200 @@ J.BLACKWOOD & SON LIMITED | 3968408
STP_009 - Lot7 | Data Enrichment | KIB |  | 2023-11-02 |  |  | 1210635 | 1210635 |  |  |  | ERSA | M | 1600 | 355361MRM | CAN |  | CORROSION PREVENTATIVE:CRC 2031;LECTRA S | CORROSION PREVENTATIVE:CRC 2031;LECTRA S | CORROSION PREVENTATIVE:CRC 2031;LECTRA SHIELD;300GM AEROSOL; |  |  |  |  | 1068502 @@ ATOM SUPPLY | 1118021
STP_009 - Lot7 | Data Enrichment | CIR |  | 2023-11-02 |  |  | 1210945 | 1210945 |  |  |  | ERSA | M | 4075 | 165404MRM | EA |  | CISTERN;CISTERN SLIMLINE WITH SEAT LL 4 | CISTERN;CISTERN SLIMLINE WITH SEAT LL 4 | CISTERN;CISTERN SLIMLINE WITH SEAT LL 4 STAR |  |  |  |  | 1070514 @@ SAMIOS PLUMBING PTY LTD | PN1210945
STP_009 - Lot7 | Data Enrichment | SYC |  | 2023-11-02 |  |  | 1210984 | 1210984 |  |  |  | ERSA | M | 2200 | 134958MRM | EA |  | DIAPHRAGM,VALVE:80MM;SAUNDERS;TYPE A;;ET | DIAPHRAGM,VALVE:80MM;SAUNDERS;TYPE A;;ET | DIAPHRAGM,VALVE:80MM;SAUNDERS;TYPE A;;ETFE LINED;241/300DIA;;C/W RHW BONNET FLANGE;ANSI; |  |  |  |  | 1068073 @@ CRANE AUSTRALIA PTY LTD | IA080F4ZEPBH04
STP_009 - Lot7 | Data Enrichment | CIR |  | 2023-11-02 |  |  | 1211588 | 1211588 |  |  |  | ERSA | M | 4010 | 359581MRM | EA |  | CHISEL,COLD,HAND:ENGINEERS;19MM FLAT BLA | CHISEL,COLD,HAND:ENGINEERS;19MM FLAT BLA | CHISEL,COLD,HAND:ENGINEERS;19MM FLAT BLADE;200MM LG;ALLOY STEEL |  |  |  |  | 1068502 @@ ATOM SUPPLY | 2525012
STP_009 - Lot7 | Data Enrichment | CIR |  | 2023-11-02 |  |  | 1211755 | 1211755 |  |  |  | ERSA | M | 4090 | 1219542MRM | EA |  | CHARGER,BATTERY:SINGLE UNIT CHARGER;DP30 | CHARGER,BATTERY:SINGLE UNIT CHARGER;DP30 | CHARGER,BATTERY:SINGLE UNIT CHARGER;DP3000 SERIES;DIGITAL RADIO |  |  |  |  | 1070470 @@ CSE CROSSCOM PTY LTD | WPLN4256A
STP_009 - Lot7 | Data Enrichment | PVJ |  | 2023-11-02 |  |  | 1211953 | 1211953 |  |  |  | ERSA | M | 2920 | 360886MRM | EA |  | CARTRIDGE,RESPIRATOR:SR90 ORGANIC/INORGA | CARTRIDGE,RESPIRATOR:SR90 ORGANIC/INORGA | CARTRIDGE,RESPIRATOR:SR90 ORGANIC/INORGANIC/ACID FUMES;CLASS ABE1;AS1716;SUNDSTROM SR90 SERIES RESPIRATORS |  |  |  |  | 1068512 @@ BUNZL BRANDS & OPERATIONS PTY LIMIT | SR315
STP_009 - Lot7 | Data Enrichment | VNE |  | 2023-11-02 |  |  | 1211991 | 1211991 |  |  |  | ERSA | M | 1600 | 136551MRM | EA |  | CONTROLLER,MOTOR:VARIABLE SPEED DRIVE;15 | CONTROLLER,MOTOR:VARIABLE SPEED DRIVE;15 | CONTROLLER,MOTOR:VARIABLE SPEED DRIVE;15KW;ATV71;480V;20HP; |  |  |  |  | 1078852 @@ SCHNEIDER ELECTRIC (AUS) PTY LTD | ATV930D22N4
STP_009 - Lot7 | Data Enrichment | VNE |  | 2023-11-02 |  |  | 1212032 | 1212032 |  |  |  | ERSA | M | 1600 | 136601MRM | EA |  | CONTROLLER,MOTOR:110KW;VSD;1400-CV-008;1 | CONTROLLER,MOTOR:110KW;VSD;1400-CV-008;1 | CONTROLLER,MOTOR:110KW;VSD;1400-CV-008;1400-CV-009;1400-CV-015;1400-CV-0 13;1400-CV-006;2300-CV-001;2500-PU-115;2500-PU-116;2500-PU-117;VSD'S; |  |  |  |  | 1069483 @@ INTERGRATED SWITCHGEAR & SYSTEMS | ATV930C16N4C
STP_009 - Lot7 | Data Enrichment | KIB |  | 2023-11-02 |  |  | 1212250 | 1212250 |  |  |  | ERSA | M | 1845 | 167717MRM | EA |  | BEND,PIPE:OVERFLOW BEND, A=500 B=550 | BEND,PIPE:OVERFLOW BEND, A=500 B=550 | BEND,PIPE:OVERFLOW BEND, A=500 B=550 |  |  |  |  | 1068227 @@ WEIR MINERALS AUSTRALIA LTD | PN1212250
STP_009 - Lot7 | Data Enrichment | SFQ |  | 2023-11-02 |  |  | 1212302 | 1212302 |  |  |  | ERSA | M | 5920 | 168269MRM | EA |  | ELBOW,PIPE:1.78" -24 JIC > UNO MALE 45 D | ELBOW,PIPE:1.78" -24 JIC > UNO MALE 45 D | ELBOW,PIPE:1.78" -24 JIC > UNO MALE 45 DEGREE STRAIGHT THREAD ELBOW SUIT HP5 |  |  |  |  | 1068527 @@ Enzed Mount Isa(RKM Investments) | PN1212302
STP_009 - Lot7 | Data Enrichment | SFQ |  | 2023-11-02 |  |  | 1212305 | 1212305 |  |  |  | ERSA | M | 5920 | 168282MRM | EA |  | ELBOW,TUBE:1.78" -24 JIC > UNO MALE; STR | ELBOW,TUBE:1.78" -24 JIC > UNO MALE; STR | ELBOW,TUBE:1.78" -24 JIC > UNO MALE; STRAIGHT THREAD ELBOW; SUIT HP5 |  |  |  |  | 1068527 @@ Enzed Mount Isa(RKM Investments) | PN1212305
STP_009 - Lot7 | Data Enrichment | VNE |  | 2023-11-02 |  |  | 1213915 | 1213915 |  |  |  | ERSA | M | 3000 | 1280882MRM | EA |  | ASSEMBLY KIT:MECHANISM QUALIFIED BOLT AS | ASSEMBLY KIT:MECHANISM QUALIFIED BOLT AS | ASSEMBLY KIT:MECHANISM QUALIFIED BOLT ASSEMBLY |  |  |  |  | 1068104 @@ METSO OUTOTEC AUSTRALIA LIMITED | MM0611220
STP_009 - Lot7 | Data Enrichment | CIR |  | 2023-11-02 |  |  | 1214532 | 1214532 |  |  |  | ERSA | M | 4090 | 367701MRM | PAC |  | ARGON,TECH:CODE 062;HIGH PURITY;154,800M | ARGON,TECH:CODE 062;HIGH PURITY;154,800M | ARGON,TECH:CODE 062;HIGH PURITY;154,800M GAS;>99.997% HIGH PURITY;<(> <<)>12PPM MOISTURE;<(><<)>10PPM OXYGEN |  |  |  |  | 1068135 @@ BOC LIMITED | 062KAY9
STP_009 - Lot7 | Data Enrichment | SFQ |  | 2023-11-02 |  |  | 1215439 | 1215439 |  |  |  | ERSA | M | 5920 | 174753MRM | EA |  | ELBOW,TUBE:SIGHT;EWW-SCREW;10-LR;LP250 | ELBOW,TUBE:SIGHT;EWW-SCREW;10-LR;LP250 | ELBOW,TUBE:SIGHT;EWW-SCREW;10-LR;LP250 |  |  |  |  | 1068378 @@ GARDNER DENVER INDUSTRIES PTY | A93595670
STP_009 - Lot7 | Data Enrichment | PVJ |  | 2023-11-02 |  |  | 1217555 | 1217555 |  |  |  | ERSA | M | 2600 | 246975MRM | EA |  | CHANNEL,STRUCTURAL:STEEL;MILD;125MM X 65 | CHANNEL,STRUCTURAL:STEEL;MILD;125MM X 65 | CHANNEL,STRUCTURAL:STEEL;MILD;125MM X 65MM X 9M LGTH;GR 250;AS1204;BLASTED CL 2.5 <(>&<)> INORGANIC PAINTED;13.42KG/M; |  |  |  |  | 1071934 @@ INFRABUILD TRADING PTY LTD | SCH-125-65-12M
STP_009 - Lot7 | Data Enrichment | CIR |  | 2023-11-02 |  |  | 1217822 | 1217822 |  |  |  | ERSA | M | 4090 | 270171MRM | PAC |  | ARGON,TECH:CODE 062; K15 SIZE | ARGON,TECH:CODE 062; K15 SIZE | ARGON,TECH:CODE 062; K15 SIZE |  |  |  |  | 1068135 @@ BOC LIMITED | 062KAY15
STP_009 - Lot7 | Data Enrichment | KIB |  | 2023-11-02 |  |  | 1218379 | 1218379 |  |  |  | ERSA | M | 4075 | 270639MRM | EA |  | BEND,PIPE:BALL MILL;CYCLONE OVERFLOW HOS | BEND,PIPE:BALL MILL;CYCLONE OVERFLOW HOS | BEND,PIPE:BALL MILL;CYCLONE OVERFLOW HOSE;SHORT BEND;6MM LINATEX VS40; 6MM CERAMIC HEX TILES;90 DEG;250NB;GALVANIZED SWIEVL;ANSI 150;PLAIN CUT END;400MM X 1257MM;700KPA |  |  |  |  | 1068227 @@ WEIR MINERALS AUSTRALIA LTD | H208012-02-BCL
STP_009 - Lot7 | Data Enrichment | VNE |  | 2023-11-02 |  |  | 1218425 | 1218425 |  |  |  | ERSA | M | 1600 | 270693MRM | EA |  | CONTROLLER,MOTOR:ABB VARIABLE SPEED DRIV | CONTROLLER,MOTOR:ABB VARIABLE SPEED DRIV | CONTROLLER,MOTOR:ABB VARIABLE SPEED DRIVE;BALL MILL CYCLONE FEED PUMP;ACS880-37-0950A-7+B054+H359+K475+L500+5L506+P902+P904+P912;600MM OUTPUT CONTRACTOR UNIT;CUSTOMER DEFINED CA |  |  |  |  | 1068212 @@ ABB AUSTRALIA PTY LTD | 3AUA0000159710
STP_009 - Lot7 | Data Enrichment | VNE |  | 2023-11-02 |  |  | 1218426 | 1218426 |  |  |  | ERSA | M | 1600 | 270695MRM | EA |  | CONTROLLER,MOTOR:VARIABLE SPEED DRIVE FO | CONTROLLER,MOTOR:VARIABLE SPEED DRIVE FO | CONTROLLER,MOTOR:VARIABLE SPEED DRIVE FOR CONE CRUSHERS 450KW;ALTIVAR PROCESS HIGH PERFORMANCE DRIVE SYSTEM 630KW;415V |  |  |  |  | 1079053 @@ SCHNEIDER ELECTRIC (DARWIN) | ATV960C63Q4X1O-EP