## Sheet1
Project | Activities | Production User | Production Comments | Start Date | End Date | Remarks | Griha ID | MATNR | SAP MATERIAL NUMBER | ELLIPSE | LVORM | MTART | MBRSH | MATKL | BISMT | MEINS | MFRNR | MAKTX_EN | MAKTX_ES | TEXT_EN | TEXT_ES | ENRICHED DATA | Manufacturer Name | P/N | Manufacturer Name 1 | P/N 1 | Manufacturer Name 2 | P/N 2 | Manufacturer Name 3 | P/N 3 | Manufacturer Name 4 | P/N 4 | Manufacturer Name 5 | P/N 5 | Manufacturer Name 6 | P/N 6 | Input MNFR | Input PTNO | Verified MNFR from web | Verified MPN from Web | MNFR 1 | PTNO 1 | MNFR 2 | PTNO 2 | MNFR 3 | PTNO 3 | MNFR 4 | PTNO 4 | MNFR 5 | PTNO 5 | MNFR 6 | PTNO 6 | Vendor NAME | Vendor Part Number | Vendor NAME1 | Vendor Part Number1 | Reference URL | Reference URL1 | Item Number | Equipment Type | Equipment Manufacturer | Equipment Model | Equipment Serial | DWG | DRAWING VERSION | POS/TAG | Enriched/Cleansed | UNSPSC Ver.23.07 | ADDITIONAL FEATURES FROM INPUT | Additional Features from WEBSOURCE | Noun | Modifier | Attribute Name 1 | Attribute Value 1 | Attribute Name 2 | Attribute Value 2 | Attribute Name 3 | Attribute Value 3 | Attribute Name 4 | Attribute Value 4 | Attribute Name 5 | Attribute Value 5 | Attribute Name 6 | Attribute Value 6 | Attribute Name 7 | Attribute Value 7 | Attribute Name 8 | Attribute Value 8 | Attribute Name 9 | Attribute Value 9 | Attribute Name 10 | Attribute Value 10 | Attribute Name 11 | Attribute Value 11 | Attribute Name 12 | Attribute Value 12 | Attribute Name 13 | Attribute Value 13 | Attribute Name 14 | Attribute Value 14 | Attribute Name 15 | Attribute Value 15 | Attribute Name 16 | Attribute Value 16 | Attribute Name 17 | Attribute Value 17 | Attribute Name 18 | Attribute Value 18 | Attribute Name 19 | Attribute Value 19 | Attribute Name 20 | Attribute Value 20 | Attribute Name 21 | Attribute Value 21 | Attribute Name 22 | Attribute Value 22 | Attribute Name 23 | Attribute Value 23 | Attribute Name 24 | Attribute Value 24 | Attribute Name 25 | Attribute Value 25 | Attribute Name 26 | Attribute Value 26 | Attribute Name 27 | Attribute Value 27 | Attribute Name 28 | Attribute Value 28 | Attribute Name 29 | Attribute Value 29 | Attribute Name 30 | Attribute Value 30 | Attribute Name 31 | Attribute Value 31 | Attribute Name 32 | Attribute Value 32 | Attribute Name 33 | Attribute Value 33 | Attribute Name 34 | Attribute Value 34 | Attribute Name 35 | Attribute Value 35 | Attribute Name 36 | Attribute Value 36
STP_009 - Lot7 | Data Enrichment | KIB |  | 2023-11-08 |  |  | 1063254 | 1063254 | 1440853 | AU_QM_000985005 |  | ERSA | M | 3000 | 1440853GZPCLNT100 | EA |  | 6CNG-84 TEFLON-GLAND LANTERN RING; | 6CNG-84 TEFLON-GLAND LANTERN RING; | RING,LANTERN: 6CNG-84 TEFLON-GLAND LANTERN RING; KANDL WORTHINGTON PUMP 6CNG-84; SER.NO. A96665 |  | RING,LANTERN: 6CNG-84 TEFLON-GLAND LANTERN RING;
STP_009 - Lot7 | Data Enrichment | KIB |  | 2023-11-08 |  |  | 1205680 | 1205680 |  |  |  | ERSA | M | 5920 | 152551MRM | EA |  | AGITATOR:AGITATOR, COMPLETE WITH MOTOR/G | AGITATOR:AGITATOR, COMPLETE WITH MOTOR/G | AGITATOR:AGITATOR, COMPLETE WITH MOTOR/GEARBOX;
STP_009 - Lot7 | Data Enrichment | KIB |  | 2023-11-08 |  |  | 1218122 | 1218122 |  |  |  | ERSA | M | 5700 | 270403MRM | EA |  | AGITATOR:SCREW;BOLT;EL60;DREDGE PUMP | AGITATOR:SCREW;BOLT;EL60;DREDGE PUMP | AGITATOR:SCREW;BOLT;EL60;DREDGE PUMP
STP_009 - Lot7 | Data Enrichment | KIB |  | 2023-11-08 |  |  | 1218121 | 1218121 |  |  |  | ERSA | M | 5700 | 270402MRM | EA |  | AGITATOR:SPACER;DREDGE AGITATOR;EL60;DRE | AGITATOR:SPACER;DREDGE AGITATOR;EL60;DRE | AGITATOR:SPACER;DREDGE AGITATOR;EL60;DREDGE PUMP
STP_009 - Lot7 | Data Enrichment | KIB |  | 2023-11-08 |  |  | 1036938 | 1036938 | 1463686 | AU_QM_005084680 |  | ERSA | M | 1825 | 1463686GZPCLNT100 | PAC |  | AIR MOTOR-REFERENCE 22 | AIR MOTOR-REFERENCE 22 | RING: AIR MOTOR-REFERENCE 22 SUIT DHD 360 (CMM 1) (PKT = 5) |  | RING:AIR MOTOR-REFERENCE 22
STP_009 - Lot7 | Data Enrichment | KIB |  | 2023-11-08 |  |  | 1044436 | 1044436 | 1415006 | AU_QM_000260637 |  | ERSA | M | 5915 | 1415006GZPCLNT100 | EA |  | ANALYZER;5 KHZ TO 2 GHZ,MINI USB,IP51 | ANALYZER;5 KHZ TO 2 GHZ,MINI USB,IP51 | ANALYZER;MEASURING RANGE:5 KHZ TO 2 GHZ,DISPLAY TYPE:WVGA, 800 X 480 PX,INTERFACE TYPE:MINI USB,ENCLOSURE TYPE:IP51,MOUNTING TYPE: H |  | ANALYZER;5 KHZ TO 2 GHZ,MINI USB,IP51ANALYZER;5 KHZ TO 2 GHZ,MINI USB,IP51
STP_009 - Lot7 | Data Enrichment | KIB |  | 2023-11-08 |  |  | 1045188 | 1045188 |  |  |  | ERSA | M | 5915 | 1419423GZPCLNT100 | EA |  | ANALYZER;5 KHZ TO 2 GHZ,MINI USB,IP51 | ANALYZER;5 KHZ TO 2 GHZ,MINI USB,IP51 | ANALYZER;MEASURING RANGE:5 KHZ TO 2 GHZ,DISPLAY TYPE:WVGA, 800 X 480 PX,INTERFACE TYPE:MINI USB,ENCLOSURE TYPE:IP51,MOUNTING TYPE: H
STP_009 - Lot7 | Data Enrichment | KIB |  | 2023-11-08 |  |  | 1218134 | 1218134 |  |  |  | ERSA | M | 4090 | 270417MRM | EA |  | ANODE,CORROSION PREVENTIVE:SACRIFICIAL A | ANODE,CORROSION PREVENTIVE:SACRIFICIAL A | ANODE,CORROSION PREVENTIVE:SACRIFICIAL ANODE TO SUIT DRP 120
STP_009 - Lot7 | Data Enrichment | KIB |  | 2023-11-08 |  |  | 1207284 | 1207284 |  |  |  | ERSA | M | 5920 | 336466MRM | EA |  | ANODE,CORROSION PREVENTIVE:WATER JACKET | ANODE,CORROSION PREVENTIVE:WATER JACKET | ANODE,CORROSION PREVENTIVE:WATER JACKET CORROSION ROD;ITEM D16;REAVELL 5236MK2 COMPRESSOR
STP_009 - Lot7 | Data Enrichment | KIB |  | 2023-11-08 |  |  | 1206218 | 1206218 |  |  |  | ERSA | M | 2920 | 1031202MRM | BT |  | ANTISEPTIC SOLUTION:ISOCOL;ALCOHOL RUBB | ANTISEPTIC SOLUTION:ISOCOL;ALCOHOL RUBB | ANTISEPTIC SOLUTION:ISOCOL;ALCOHOL RUBBING ANTISEPTIC;
STP_009 - Lot7 | Data Enrichment | KIB |  | 2023-11-08 |  |  | 1217074 | 1217074 |  |  |  | ERSA | M | 4090 | 220244MRM | PAC |  | APPLICATOR,DISPOSABLE:COTTON BUD;DOUBLE- | APPLICATOR,DISPOSABLE:COTTON BUD;DOUBLE- | APPLICATOR,DISPOSABLE:COTTON BUD;DOUBLE-TIPPED;FLEXIBLE; 200PER PKT
STP_009 - Lot7 | Data Enrichment | KIB |  | 2023-11-08 |  |  | 1111496 | 1111496 | 1409315 | AU_QM_000254515 |  | ERSA | M | 5915 | 1409315GZPCLNT100 | EA |  | APPLICATOR;CLXCLI001 | APPLICATOR;CLXCLI001 | APPLICATOR;MNFR: ,PTNO:CLXCLI001 |  | APPLICATOR;CLXCLI001APPLICATOR;CLXCLI001
STP_009 - Lot7 | Data Enrichment | KIB |  | 2023-11-08 |  |  | 1137006 | 1137006 | 1467773 | AU_QM_007129740 |  | ERSA | M | 5100 | 1467773GZPCLNT100 | EA |  | ARIEL INLET AIR CIRCUIT GAUGE; | ARIEL INLET AIR CIRCUIT GAUGE; | GAUGE,PRESSURE: ARIEL INLET AIR CIRCUIT GAUGE; ARIEL JGP/2 BOOSTER COMPRESSOR |  | GAUGE,PRESSURE: ARIEL INLET AIR CIRCUIT GAUGE;
STP_009 - Lot7 | Data Enrichment | KIB |  | 2023-11-08 |  |  | 1111667 | 1111667 | 1400907 | AU_QM_000245374 |  | ERSA | M | 5915 | 1400907GZPCLNT100 | EA |  | ARMATURE;LT/4DS/1002 | ARMATURE;LT/4DS/1002 | ARMATURE;MNFR: ,PTNO:LT/4DS/1002 |  | ARMATURE;LT/4DS/1002ARMATURE;LT/4DS/1002
STP_009 - Lot7 | Data Enrichment | KIB |  | 2023-11-08 |  |  | 1134511 | 1134511 | 1400839 | AU_QM_000245299 |  | ERSA | M | 5915 | 1400839GZPCLNT100 | EA |  | ARMATURE;W-90517-39 | ARMATURE;W-90517-39 | ARMATURE;MNFR: ,PTNO:W-90517-39 |  | ARMATURE;W-90517-39ARMATURE;W-90517-39
STP_009 - Lot7 | Data Enrichment | KIB |  | 2023-11-08 |  |  | 1109972 | 1109972 | 1468214 | AU_QM_007620224 |  | ERSA | M | 3020 | 1468214GZPCLNT100 | EA |  | ASSEMBLY CONTAINS: TEFLON RING | ASSEMBLY CONTAINS: TEFLON RING | RING,PISTON: ASSEMBLY CONTAINS: TEFLON RING . EXPANDER . SPRING |  | RING,PISTON:ASSEMBLY CONTAINS:TEFLON RING
STP_009 - Lot7 | Data Enrichment | KIB |  | 2023-11-08 |  |  | 1138896 | 1138896 | 1459288 | AU_QM_002210128 |  | ERSA | M | 1600 | 1459288GZPCLNT100 | EA |  | AUTO | AUTO | TRANSFORMER,POWER: AUTO 3 PHASE 400/440V,500VA |  | TRANSFORMER,POWER:AUTO
STP_009 - Lot7 | Data Enrichment | KIB |  | 2023-11-08 |  |  | 1206304 | 1206304 |  |  |  | ERSA | M | 5910 | 271860MRM | EA |  | BACKING RING,FLANGE:225 MM; ANSI 150; GA | BACKING RING,FLANGE:225 MM; ANSI 150; GA | BACKING RING,FLANGE:225 MM; ANSI 150; GALVANISED
STP_009 - Lot7 | Data Enrichment | KIB |  | 2023-11-08 |  |  | 1206310 | 1206310 |  |  |  | ERSA | M | 5910 | 271867MRM | EA |  | BACKING RING,FLANGE:280 MM; ANSI 150; G | BACKING RING,FLANGE:280 MM; ANSI 150; G | BACKING RING,FLANGE:280 MM; ANSI 150; GALVANISED
STP_009 - Lot7 | Data Enrichment | KIB |  | 2023-11-08 |  |  | 1206316 | 1206316 |  |  |  | ERSA | M | 5910 | 271873MRM | EA |  | BACKING RING,FLANGE:315 MM; ANSI 150; GA | BACKING RING,FLANGE:315 MM; ANSI 150; GA | BACKING RING,FLANGE:315 MM; ANSI 150; GALVANISED
STP_009 - Lot7 | Data Enrichment | KIB |  | 2023-11-08 |  |  | 1210220 | 1210220 |  |  |  | ERSA | M | 5920 | 162597MRM | EA |  | BACKING RING,FLANGE:FLANGE SUPPORT; FLEX | BACKING RING,FLANGE:FLANGE SUPPORT; FLEX | BACKING RING,FLANGE:FLANGE SUPPORT; FLEX 1/4" BSP LUBRICATOR
STP_009 - Lot7 | Data Enrichment | KIB |  | 2023-11-08 |  |  | 1109181 | 1109181 | 1366045 | AU_QM_000168629 |  | ERSA | M | 2920 | 1366045GZPCLNT100 | EA |  | BALL VALVE LOCKOUT DEVICE STEEL; LARGE | BALL VALVE LOCKOUT DEVICE STEEL; LARGE | LOCKOUT DEVICE: BALL VALVE LOCKOUT DEVICE STEEL; LARGE |  | LOCKOUT DEVICE: BALL VALVE LOCKOUT DEVICE STEEL; LARGE
STP_009 - Lot7 | Data Enrichment | KIB |  | 2023-11-08 |  |  | 1109182 | 1109182 | 1366044 | AU_QM_000168628 |  | ERSA | M | 2920 | 1366044GZPCLNT100 | EA |  | BALL VALVE LOCKOUT DEVICE STEEL; SMALL | BALL VALVE LOCKOUT DEVICE STEEL; SMALL | LOCKOUT DEVICE: BALL VALVE LOCKOUT DEVICE STEEL; SMALL |  | LOCKOUT DEVICE: BALL VALVE LOCKOUT DEVICE STEEL; SMALL
STP_009 - Lot7 | Data Enrichment | KIB |  | 2023-11-08 |  |  | 1109183 | 1109183 | 1366043 | AU_QM_000168627 |  | ERSA | M | 2920 | 1366043GZPCLNT100 | EA |  | BALL VALVE LOCKOUT DEVICE; UNIVERSAL, LA | BALL VALVE LOCKOUT DEVICE; UNIVERSAL, LA | LOCKOUT DEVICE: BALL VALVE LOCKOUT DEVICE; UNIVERSAL, LA RGE |  | LOCKOUT DEVICE: BALL VALVE LOCKOUT DEVICE; UNIVERSAL, LA
STP_009 - Lot7 | Data Enrichment | KIB |  | 2023-11-08 |  |  | 1109184 | 1109184 | 1366042 | AU_QM_000168626 |  | ERSA | M | 2920 | 1366042GZPCLNT100 | EA |  | BALL VALVE LOCKOUT DEVICE; UNIVERSAL, SM | BALL VALVE LOCKOUT DEVICE; UNIVERSAL, SM | LOCKOUT DEVICE: BALL VALVE LOCKOUT DEVICE; UNIVERSAL, SM ALL |  | LOCKOUT DEVICE: BALL VALVE LOCKOUT DEVICE; UNIVERSAL, SM
STP_009 - Lot7 | Data Enrichment | KIB |  | 2023-11-08 |  |  | 1209880 | 1209880 |  |  |  | ERSA | M | 1600 | 159719MRM | EA |  | BALLAST,LAMP:35W;240VAC;DUAL FLUORESCENT | BALLAST,LAMP:35W;240VAC;DUAL FLUORESCENT | BALLAST,LAMP:35W;240VAC;DUAL FLUORESCENT;NON-DIMMABLE;280MM L X 30MM W X 28MM H;
STP_009 - Lot7 | Data Enrichment | KIB |  | 2023-11-08 |  |  | 1212498 | 1212498 |  |  |  | ERSA | M | 1600 | 137322MRM | EA |  | BALLAST,LAMP:MOTOR CHOKES;SET OF X3;2700 | BALLAST,LAMP:MOTOR CHOKES;SET OF X3;2700 | BALLAST,LAMP:MOTOR CHOKES;SET OF X3;2700-CV-003;
STP_009 - Lot7 | Data Enrichment | KIB |  | 2023-11-08 |  |  | 1063094 | 1063094 | 1460812 | AU_QM_002545026 |  | ERSA | M | 5620 | 1460812GZPCLNT100 | EA |  | BEARING CIRCLIP;(NDE);STE200R64; | BEARING CIRCLIP;(NDE);STE200R64; | RING,RETAINING: BEARING CIRCLIP;(NDE);STE200R64; SERIAL NO.25118 PETBOW GENERATING SET |  | RING,RETAINING: BEARING CIRCLIP;(NDE);STE200R64;
STP_009 - Lot7 | Data Enrichment | KIB |  | 2023-11-08 |  |  | 1206274 | 1206274 |  |  |  | ERSA | M | 2700 | 101832MRM | PAC |  | BINDING ELEMENT,PLASTIC:ROUND;21 RING;12 | BINDING ELEMENT,PLASTIC:ROUND;21 RING;12 | BINDING ELEMENT,PLASTIC:ROUND;21 RING;12MM;BLACK;95 PAGE CAP;STD PKT OF 25
STP_009 - Lot7 | Data Enrichment | KIB |  | 2023-11-08 |  |  | 1206275 | 1206275 |  |  |  | ERSA | M | 2700 | 101881MRM | BOX |  | BINDING ELEMENT,PLASTIC:ROUND;21 RING;19 | BINDING ELEMENT,PLASTIC:ROUND;21 RING;19 | BINDING ELEMENT,PLASTIC:ROUND;21 RING;19MM;BLACK;180 PAGE CAP;STD BOX OF 100
STP_009 - Lot7 | Data Enrichment | KIB |  | 2023-11-08 |  |  | 1216841 | 1216841 |  |  |  | ERSA | M | 2700 | 565051MRM | BOX |  | BINDING ELEMENT,PLASTIC:WIDEBACK;20 RING | BINDING ELEMENT,PLASTIC:WIDEBACK;20 RING | BINDING ELEMENT,PLASTIC:WIDEBACK;20 RING;11MM DIA;WHITE;STD BOX OF 100
STP_009 - Lot7 | Data Enrichment | KIB |  | 2023-11-08 |  |  | 1216842 | 1216842 |  |  |  | ERSA | M | 2700 | 565101MRM | BOX |  | BINDING ELEMENT,PLASTIC:WIDEBACK;20 RING | BINDING ELEMENT,PLASTIC:WIDEBACK;20 RING | BINDING ELEMENT,PLASTIC:WIDEBACK;20 RING;20MM;BLACK;STD BOX OF 100
STP_009 - Lot7 | Data Enrichment | KIB |  | 2023-11-08 |  |  | 1216843 | 1216843 |  |  |  | ERSA | M | 2700 | 565135MRM | BOX |  | BINDING ELEMENT,PLASTIC:WIDEBACK;20 RING | BINDING ELEMENT,PLASTIC:WIDEBACK;20 RING | BINDING ELEMENT,PLASTIC:WIDEBACK;20 RING;8MM DIA;BLACK;STD BOX OF 100
STP_009 - Lot7 | Data Enrichment | KIB |  | 2023-11-08 |  |  | 1037016 | 1037016 |  |  |  | ERSA | M | 5820 | 1478558GZPCLNT100 | PAC |  | BLANK,POLE FILLER,DIN-T POLE FILLER,12PK | BLANK,POLE FILLER,DIN-T POLE FILLER,12PK | BLANK,POLE FILLER,DIN-T POLE FILLER,12PK
STP_009 - Lot7 | Data Enrichment | KIB |  | 2023-11-08 |  |  | 1026305 | 1026305 | 1381916 | AU_QM_000221928 |  | ERSA | M | 5820 | 1381916GZPCLNT100 | EA | 3000012 | BLANK;TOY,AERPRO | BLANK;TOY,AERPRO | BLANK;MNFR:TOYOTA,PTNO:AERPRO |  | BLANK;TOY,AERPROBLANK;TOY,AERPRO | TOYOTA | AERPRO
STP_009 - Lot7 | Data Enrichment | KIB |  | 2023-11-08 |  |  | 1135748 | 1135748 | 1466262 | AU_QM_007124897 |  | ERSA | M | 5620 | 1466262GZPCLNT100 | EA |  | BLAST LINE ROTARY JOINT RING; | BLAST LINE ROTARY JOINT RING; | RING,PISTON: BLAST LINE ROTARY JOINT RING; CONVERTER NO.4 |  | RING,PISTON:BLAST LINE ROTARY JOINT RING;
STP_009 - Lot7 | Data Enrichment | KIB |  | 2023-11-08 |  |  | 1067864 | 1067864 | 1450136 | AU_QM_001127018 |  | ERSA | M | 5100 | 1450136GZPCLNT100 | EA |  | BLOWER PRESSURE GAUGE; | BLOWER PRESSURE GAUGE; | GAUGE,PRESSURE: BLOWER PRESSURE GAUGE; ROBOX RBS155/F BLOWER LEAD CIRCUIT FLOTATION TANKS |  | GAUGE,PRESSURE: BLOWER PRESSURE GAUGE;
STP_009 - Lot7 | Data Enrichment | KIB |  | 2023-11-08 |  |  | 1064984 | 1064984 | 1450137 | AU_QM_001127026 |  | ERSA | M | 5100 | 1450137GZPCLNT100 | EA |  | BLOWER VACUUM GAUGE; | BLOWER VACUUM GAUGE; | GAUGE,VACUUM: BLOWER VACUUM GAUGE; ROBOX RBS155/F BLOWER LEAD CIRCUIT FLOTATION TANKS |  | GAUGE,VACUUM: BLOWER VACUUM GAUGE;
STP_009 - Lot7 | Data Enrichment | KIB |  | 2023-11-08 |  |  | 1135789 | 1135789 | 1461732 | AU_QM_002714034 |  | ERSA | M | 1825 | 1461732GZPCLNT100 | EA |  | BODY SEAT (1/4" OVERSIZE ON OD) | BODY SEAT (1/4" OVERSIZE ON OD) | RING: BODY SEAT (1/4" OVERSIZE ON OD) UNTHREADED |  | RING:BODY SEAT (1/4" OVERSIZE ON OD)
STP_009 - Lot7 | Data Enrichment | KIB |  | 2023-11-08 |  |  | 1112586 | 1112586 | 1465605 | AU_QM_007123684 |  | ERSA | M | 5620 | 1465605GZPCLNT100 | EA |  | BONFIGLIOLI 307L2 GEARBOX; | BONFIGLIOLI 307L2 GEARBOX; | RING,RETAINING: BONFIGLIOLI 307L2 GEARBOX; INTERNAL TYPE; |  | RING,RETAINING: BONFIGLIOLI 307L2 GEARBOX;
STP_009 - Lot7 | Data Enrichment | KIB |  | 2023-11-08 |  |  | 1211029 | 1211029 |  |  |  | ERSA | M | 3300 | 135597MRM | EA |  | BOSS:A SIZE BOSS;DEFENDER;PC5500;BRADKEN | BOSS:A SIZE BOSS;DEFENDER;PC5500;BRADKEN | BOSS:A SIZE BOSS;DEFENDER;PC5500;BRADKEN TYPE;
STP_009 - Lot7 | Data Enrichment | KIB |  | 2023-11-08 |  |  | 1211033 | 1211033 |  |  |  | ERSA | M | 3300 | 135601MRM | EA |  | BOSS:C SIZE BOSS;DEFENDER;PC5500;BRADKEN | BOSS:C SIZE BOSS;DEFENDER;PC5500;BRADKEN | BOSS:C SIZE BOSS;DEFENDER;PC5500;BRADKEN TYPE;
STP_009 - Lot7 | Data Enrichment | KIB |  | 2023-11-08 |  |  | 1217737 | 1217737 |  |  |  | ERSA | M | 3300 | 917930MRM | EA |  | BOSS:KWIKLOK BASE;MB SERIES;FLAT TO 1778 | BOSS:KWIKLOK BASE;MB SERIES;FLAT TO 1778 | BOSS:KWIKLOK BASE;MB SERIES;FLAT TO 1778MM R;25 X 286 X 196MM;SIDEWINDER BUCKET LIP;LIEBHERR R996 HYDRAULIC SHOVEL
STP_009 - Lot7 | Data Enrichment | KIB |  | 2023-11-08 |  |  | 1213654 | 1213654 |  |  |  | ERSA | M | 3300 | 171091MRM | EA |  | BOSS:THRUST LEFT; N1TBL; N1; WELDED TO C | BOSS:THRUST LEFT; N1TBL; N1; WELDED TO C | BOSS:THRUST LEFT; N1TBL; N1; WELDED TO CAST LIP
STP_009 - Lot7 | Data Enrichment | KIB |  | 2023-11-08 |  |  | 1213645 | 1213645 |  |  |  | ERSA | M | 3300 | 171080MRM | EA |  | BOSS:THRUST RIGHT; N1TBR; N1; WELDED TO | BOSS:THRUST RIGHT; N1TBR; N1; WELDED TO | BOSS:THRUST RIGHT; N1TBR; N1; WELDED TO CASTLIP
STP_009 - Lot7 | Data Enrichment | KIB |  | 2023-11-08 |  |  | 1204257 | 1204257 |  |  |  | ERSA | M | 3300 | 990424MRM | EA |  | BOSS:TOPLOK SHROUD;130MM CAST LIP;SERIES | BOSS:TOPLOK SHROUD;130MM CAST LIP;SERIES | BOSS:TOPLOK SHROUD;130MM CAST LIP;SERIES C;LIEBHERR R996 HYDRAULIC SHOVEL
STP_009 - Lot7 | Data Enrichment | KIB |  | 2023-11-08 |  |  | 1065900 | 1065900 | 1468524 | AU_QM_007825256 |  | ERSA | M | 4090 | 1468524GZPCLNT100 | EA |  | BRONZE (TO AS.1565-935B) | BRONZE (TO AS.1565-935B) | RING,SEALING: BRONZE (TO AS.1565-935B) FOR 2" 2-STAGE ECS PUMP |  | RING,SEALING: BRONZE (TO AS.1565-935B)
STP_009 - Lot7 | Data Enrichment | KIB |  | 2023-11-08 |  |  | 1064395 | 1064395 | 1468467 | AU_QM_007817404 |  | ERSA | M | 3000 | 1468467GZPCLNT100 | EA |  | BRONZE;AS1565 GRADE C93500; | BRONZE;AS1565 GRADE C93500; | RING,LANTERN: BRONZE;AS1565 GRADE C93500; TKL SUPER-TITAN PUMPS |  | RING,LANTERN: BRONZE;AS1565 GRADE C93500;
STP_009 - Lot7 | Data Enrichment | KIB |  | 2023-11-08 |  |  | 1141193 | 1141193 | 1445531 | AU_QM_001010695 |  | ERSA | M | 1600 | 1445531GZPCLNT100 | EA |  | BRUSH RING C/W BRUSH ARMS,HOLDERS | BRUSH RING C/W BRUSH ARMS,HOLDERS | RING ASSY,ELEC CONTACT: BRUSH RING C/W BRUSH ARMS,HOLDERS AND BRUSHES;ASEA DC MOTOR TYPE LC1908; SERIAL NO 7253904;2850KW; M62 WINDE |  | RING ASSY,ELEC CONTACT: BRUSH RING C/W BRUSH ARMS,HOLDERS &
STP_009 - Lot7 | Data Enrichment | KIB |  | 2023-11-08 |  |  | 1137448 | 1137448 | 1438539 | AU_QM_000971267 |  | ERSA | M | 5620 | 1438539GZPCLNT100 | EA |  | BSFG408 BRAKE CYLINDER CIRCLIP; | BSFG408 BRAKE CYLINDER CIRCLIP; | RING,RETAINING: BSFG408 BRAKE CYLINDER CIRCLIP; ITEM 32;SPEC 90 X 3.0 DIN472/1; HAGGLUNDS BSFG408E000100 BRAKE |  | RING,RETAINING: BSFG408 BRAKE CYLINDER CIRCLIP;
STP_009 - Lot7 | Data Enrichment | KIB |  | 2023-11-08 |  |  | 1137450 | 1137450 | 1438515 | AU_QM_000970954 |  | ERSA | M | 5620 | 1438515GZPCLNT100 | EA |  | BSFG408 BRAKE PISTON CIRCLIP; | BSFG408 BRAKE PISTON CIRCLIP; | RING,RETAINING: BSFG408 BRAKE PISTON CIRCLIP; ITEM 27;SPEC SB85 X 2.0; |  | RING,RETAINING: BSFG408 BRAKE PISTON CIRCLIP;
STP_009 - Lot7 | Data Enrichment | KIB |  | 2023-11-08 |  |  | 1109981 | 1109981 | 1467988 | AU_QM_007526105 |  | ERSA | M | 3020 | 1467988GZPCLNT100 | EA |  | BU7A SINGLE DRUM WINCH | BU7A SINGLE DRUM WINCH | RING,PISTON: BU7A SINGLE DRUM WINCH (IN PKTS OF 8) |  | RING,PISTON:BU7A SINGLE DRUM WINCH
STP_009 - Lot7 | Data Enrichment | KIB |  | 2023-11-08 |  |  | 1204873 | 1204873 |  |  |  | ERSA | M | 5820 | 149834MRM | EA |  | BUFFER SOLUTION,STD:PH FILLING SOLUTION | BUFFER SOLUTION,STD:PH FILLING SOLUTION | BUFFER SOLUTION,STD:PH FILLING SOLUTION 120ML;
STP_009 - Lot7 | Data Enrichment | KIB |  | 2023-11-08 |  |  | 1103333 | 1103333 |  |  |  | ERSA | M | 4005 | 1570928GZPCLNT100 | EA |  | BURNER;ELCTRD,NOZL,KARCHER,26389740 | QUEMADOR; | BURNER;TYPE:ELECTRODE,ADDITIONAL FEATURES EN:NOZZLE,KARCHER,26389740 | QUEMADOR;
STP_009 - Lot7 | Data Enrichment | KIB |  | 2023-11-08 |  |  | 1064434 | 1064434 | 1468520 | AU_QM_007825143 |  | ERSA | M | 3300 | 1468520GZPCLNT100 | EA |  | C/W-ACCESSORIES | C/W-ACCESSORIES | CASE: C/W-ACCESSORIES CAST IRON SUIT THOMPSON PUMP |  | CASE:C/W-ACCESSORIES
STP_009 - Lot7 | Data Enrichment | KIB |  | 2023-11-08 |  |  | 1109560 | 1109560 | 1430612 | AU_QM_000658922 |  | ERSA | M | 4005 | 1430612GZPCLNT100 | EA |  | CABLE BOLT TENSIONER JACK JAWS; | CABLE BOLT TENSIONER JACK JAWS; | JAW,CHUCK: CABLE BOLT TENSIONER JACK JAWS; 3 PIECE SET; 10T CABLE BOLT JACK |  | JAW,CHUCK:CABLE BOLT TENSIONER JACK JAWS;
STP_009 - Lot7 | Data Enrichment | KIB |  | 2023-11-08 |  |  | 1215481 | 1215481 |  |  |  | ERSA | M | 4090 | 175398MRM | EA |  | CANNULA,INTRAVENOUS:14GMEDICAL CENTRE | CANNULA,INTRAVENOUS:14GMEDICAL CENTRE | CANNULA,INTRAVENOUS:14GMEDICAL CENTRE
STP_009 - Lot7 | Data Enrichment | KIB |  | 2023-11-08 |  |  | 1215482 | 1215482 |  |  |  | ERSA | M | 4090 | 175406MRM | EA |  | CANNULA,INTRAVENOUS:16GMEDICAL CENTRE | CANNULA,INTRAVENOUS:16GMEDICAL CENTRE | CANNULA,INTRAVENOUS:16GMEDICAL CENTRE
STP_009 - Lot7 | Data Enrichment | KIB |  | 2023-11-08 |  |  | 1215483 | 1215483 |  |  |  | ERSA | M | 4090 | 175414MRM | EA |  | CANNULA,INTRAVENOUS:18GMEDICAL CENTRE | CANNULA,INTRAVENOUS:18GMEDICAL CENTRE | CANNULA,INTRAVENOUS:18GMEDICAL CENTRE
STP_009 - Lot7 | Data Enrichment | KIB |  | 2023-11-08 |  |  | 1215484 | 1215484 |  |  |  | ERSA | M | 4090 | 175422MRM | EA |  | CANNULA,INTRAVENOUS:20GMEDICAL CENTRE | CANNULA,INTRAVENOUS:20GMEDICAL CENTRE | CANNULA,INTRAVENOUS:20GMEDICAL CENTRE
STP_009 - Lot7 | Data Enrichment | KIB |  | 2023-11-08 |  |  | 1206244 | 1206244 |  |  |  | ERSA | M | 4090 | 89730MRM | EA |  | CANNULA,INTRAVENOUS:IV INTERLINK SYRINGE | CANNULA,INTRAVENOUS:IV INTERLINK SYRINGE | CANNULA,INTRAVENOUS:IV INTERLINK SYRINGE CANNULA;DISPOSABLE;
STP_009 - Lot7 | Data Enrichment | KIB |  | 2023-11-08 |  |  | 1206243 | 1206243 |  |  |  | ERSA | M | 4090 | 89722MRM | EA |  | CANNULA,NASAL:OXYGEN DELIVERY CANNULA;DI | CANNULA,NASAL:OXYGEN DELIVERY CANNULA;DI | CANNULA,NASAL:OXYGEN DELIVERY CANNULA;DISPOSABLE;
STP_009 - Lot7 | Data Enrichment | KIB |  | 2023-11-08 |  |  | 1021798 | 1021798 | 1376241 | AU_QM_000215333 |  | ERSA | M | 5955 | 1376241GZPCLNT100 | EA | 3000001 | CART;EPI,9111 4032 50 | CART;EPI,9111 4032 50 | CART;MNFR:EPIROC,PTNO:9111 4032 50 |  | CART;EPI,9111 4032 50CART;EPI,9111 4032 50 | EPIROC | 9111 4032 50
STP_009 - Lot7 | Data Enrichment | KIB |  | 2023-11-08 |  |  | 1204002 | 1204002 |  |  |  | ERSA | M | 2920 | 30163MRM | EA |  | CASE,SPECTACLE:SAFETY GLASSES;C/W POCKET | CASE,SPECTACLE:SAFETY GLASSES;C/W POCKET | CASE,SPECTACLE:SAFETY GLASSES;C/W POCKET CLIP;
STP_009 - Lot7 | Data Enrichment | KIB |  | 2023-11-08 |  |  | 1211410 | 1211410 |  |  |  | ERSA | M | 5920 | 1218395MRM | EA |  | CASE:CASE RR AXEL | CASE:CASE RR AXEL | CASE:CASE RR AXEL
STP_009 - Lot7 | Data Enrichment | KIB |  | 2023-11-08 |  |  | 1207627 | 1207627 |  |  |  | ERSA | M | 5920 | 154999MRM | EA |  | CASE:CASE; GREY PELICAN SPACECASE 55X55X | CASE:CASE; GREY PELICAN SPACECASE 55X55X | CASE:CASE; GREY PELICAN SPACECASE 55X55X31CM;PELICAN
STP_009 - Lot7 | Data Enrichment | KIB |  | 2023-11-08 |  |  | 1205203 | 1205203 |  |  |  | ERSA | M | 3000 | 271483MRM | EA |  | CASE:CASING FOR 40VCH-GPS SUMP PUMP | CASE:CASING FOR 40VCH-GPS SUMP PUMP | CASE:CASING FOR 40VCH-GPS SUMP PUMP
STP_009 - Lot7 | Data Enrichment | KIB |  | 2023-11-08 |  |  | 1205204 | 1205204 |  |  |  | ERSA | M | 3000 | 271484MRM | EA |  | CASE:CASING FOR 40VCH-SPR SUMP PUMP | CASE:CASING FOR 40VCH-SPR SUMP PUMP | CASE:CASING FOR 40VCH-SPR SUMP PUMP
STP_009 - Lot7 | Data Enrichment | KIB |  | 2023-11-08 |  |  | 1043344 | 1043344 | 1415658 | AU_QM_000261350 |  | ERSA | M | 5915 | 1415658GZPCLNT100 | EA |  | CASE;CARRY SWIVEL BELT LOOK,3 IN | CASE;CARRY SWIVEL BELT LOOK,3 IN | CASE;TYPE:CARRY SWIVEL BELT LOOK,SIZE:3 IN,MATERIAL:LEATHER HARD,ADDITIONAL FEATURES EN:R62 LAMP ROOM - VINCEHOLD FOR PHIL ABEL AND |  | CASE;CARRY SWIVEL BELT LOOK,3 INCASE;CARRY SWIVEL BELT LOOK,3IN,R62
STP_009 - Lot7 | Data Enrichment | KIB |  | 2023-11-08 |  |  | 1073464 | 1073464 |  |  |  | ERSA | M | 3730 | 1086926GZPCLNT100 | EA | 3000003 | CASE;CAT,1349817,ASSY,XFR | ESTUCHE;CAT,1349817,ENSAMBLE | CASE;MNFR:CATERPILLAR,PTNO:1349817,ADDITIONAL FEATURES EN:ASSEMBLY,TRANSFER | ESTUCHE;MNFR:CATERPILLAR,PTNO:1349817,CARACTERISTICAS ADICIONALES ES:ENSAMBLE,TRANSFERENCIA |  | CATERPILLAR | 1349817
STP_009 - Lot7 | Data Enrichment | KIB |  | 2023-11-08 |  |  | 1099961 | 1099961 | 1390950 | AU_QM_000232689 |  | ERSA | M | 1500 | 1390950GZPCLNT100 | EA | 3000003 | CASE;CAT,203174 | CASE;CAT,203174 | CASE;MNFR:CATERPILLAR,PTNO:203174 |  | CASE;CAT,203174CASE;HAS,203174 | CATERPILLAR | 203174
STP_009 - Lot7 | Data Enrichment | KIB |  | 2023-11-08 |  |  | 1074846 | 1074846 |  |  |  | ERSA | M | 3730 | 1092015GZPCLNT100 | EA | 3000003 | CASE;CAT,2087534,ASSY,DIFFRNTL | ESTUCHE;CAT,2087534,ENSAMBLE,DIFERENCIAL | CASE;MNFR:CATERPILLAR,PTNO:2087534,ADDITIONAL FEATURES EN:ASSEMBLY,DIFFERENTIAL | ESTUCHE;MNFR:CATERPILLAR,PTNO:2087534,CARACTERISTICAS ADICIONALES ES:ENSAMBLE,DIFERENCIAL |  | CATERPILLAR | 2087534
STP_009 - Lot7 | Data Enrichment | KIB |  | 2023-11-08 |  |  | 1099897 | 1099897 | 1393588 | AU_QM_000237054 |  | ERSA | M | 1500 | 1393588GZPCLNT100 | EA | 3000003 | CASE;CAT,2584273 | CASE;CAT,2584273 | CASE;MNFR:CATERPILLAR,PTNO:2584273 |  | OEM-E-LISTCASE;CAT,2584273 | CATERPILLAR | 2584273
STP_009 - Lot7 | Data Enrichment | KIB |  | 2023-11-08 |  |  | 1099896 | 1099896 | 1393589 | AU_QM_000237055 |  | ERSA | M | 1500 | 1393589GZPCLNT100 | EA | 3000003 | CASE;CAT,284-2430 | CASE;CAT,284-2430 | CASE;MNFR:CATERPILLAR,PTNO:284-2430 |  | OEM-E-LISTCASE;CAT,284-2430 | CATERPILLAR | 284-2430
STP_009 - Lot7 | Data Enrichment | KIB |  | 2023-11-08 |  |  | 1099895 | 1099895 | 1393590 | AU_QM_000237056 |  | ERSA | M | 1500 | 1393590GZPCLNT100 | EA | 3000003 | CASE;CAT,287-8222 | CASE;CAT,287-8222 | CASE;MNFR:CATERPILLAR,PTNO:287-8222 |  | OEM-E-LISTCASE;CAT,287-8222 | CATERPILLAR | 287-8222
STP_009 - Lot7 | Data Enrichment | KIB |  | 2023-11-08 |  |  | 1099894 | 1099894 | 1393592 | AU_QM_000237058 |  | ERSA | M | 1500 | 1393592GZPCLNT100 | EA | 3000003 | CASE;CAT,347-8612 | CASE;CAT,347-8612 | CASE;MNFR:CATERPILLAR,PTNO:347-8612 |  | OEM-E-LISTCASE;CAT,347-8612 | CATERPILLAR | 347-8612
STP_009 - Lot7 | Data Enrichment | KIB |  | 2023-11-08 |  |  | 1099893 | 1099893 | 1393593 | AU_QM_000237059 |  | ERSA | M | 1500 | 1393593GZPCLNT100 | EA | 3000003 | CASE;CAT,396-6551 | CASE;CAT,396-6551 | CASE;MNFR:CATERPILLAR,PTNO:396-6551 |  | OEM-E-LISTCASE;CAT,396-6551 | CATERPILLAR | 396-6551
STP_009 - Lot7 | Data Enrichment | KIB |  | 2023-11-08 |  |  | 1100199 | 1100199 | 1384987 | AU_QM_000225673 |  | ERSA | M | 1500 | 1384987GZPCLNT100 | EA | 3000003 | CASE;CAT,4C9650 | CASE;CAT,4C9650 | CASE;MNFR:CATERPILLAR,PTNO:4C9650 |  | CASE;CAT,4C9650CASE;HAS,4C9650 | CATERPILLAR | 4C9650
STP_009 - Lot7 | Data Enrichment | KIB |  | 2023-11-08 |  |  | 1030452 | 1030452 | 1388439 | AU_QM_000229755 |  | ERSA | M | 1500 | 1388439GZPCLNT100 | EA | 3000003 | CASE;CAT,6V-3072 | CASE;CAT,6V-3072 | CASE;MNFR:CATERPILLAR,PTNO:6V-3072 |  | CASE;CAT,6V-3072CASE;HAS,6V-3072 | CATERPILLAR | 6V-3072
STP_009 - Lot7 | Data Enrichment | KIB |  | 2023-11-08 |  |  | 1100374 | 1100374 | 1380825 | AU_QM_000220379 |  | ERSA | M | 1500 | 1380825GZPCLNT100 | EA | 3000001 | CASE;EPI,5590 0038 73 | CASE;EPI,5590 0038 73 | CASE;MNFR:EPIROC,PTNO:5590 0038 73 |  | CASE;EPI,5590 0038 73CASE;EPI,5590 0038 73 | EPIROC | 5590 0038 73
STP_009 - Lot7 | Data Enrichment | KIB |  | 2023-11-08 |  |  | 1100554 | 1100554 | 1377013 | AU_QM_000216185 |  | ERSA | M | 1500 | 1377013GZPCLNT100 | EA | 3000001 | CASE;EPI,9110 8969 05 | CASE;EPI,9110 8969 05 | CASE;MNFR:EPIROC,PTNO:9110 8969 05 |  | CASE;EPI,9110 8969 05CASE;EPI,9110 8969 05 | EPIROC | 9110 8969 05
STP_009 - Lot7 | Data Enrichment | KIB |  | 2023-11-08 |  |  | 1100607 | 1100607 | 1374834 | AU_QM_000205497 |  | ERSA | M | 1500 | 1374834GZPCLNT100 | EA | 3000006 | CASE;KOM,3EB-21-51120 | CASE;KOM,3EB-21-51120 | CASE;MNFR:KOMATSU MINING SYSTEMS INC.,PTNO:3EB-21-51120 |  | CASE;KOM,3EB-21-51120CASE;KOM,3EB-21-51120 | KOMATSU MINING SYSTEMS INC. | 3EB-21-51120
STP_009 - Lot7 | Data Enrichment | KIB |  | 2023-11-08 |  |  | 1100606 | 1100606 | 1374860 | AU_QM_000205525 |  | ERSA | M | 1500 | 1374860GZPCLNT100 | EA | 3000006 | CASE;KOM,3EB-21-53110 | CASE;KOM,3EB-21-53110 | CASE;MNFR:KOMATSU MINING SYSTEMS INC.,PTNO:3EB-21-53110 |  | CASE;KOM,3EB-21-53110CASE;KOM,3EB-21-53110 | KOMATSU MINING SYSTEMS INC. | 3EB-21-53110
STP_009 - Lot7 | Data Enrichment | KIB |  | 2023-11-08 |  |  | 1100605 | 1100605 | 1374861 | AU_QM_000205527 |  | ERSA | M | 1500 | 1374861GZPCLNT100 | EA | 3000006 | CASE;KOM,3EB-21-53110SZ | CASE;KOM,3EB-21-53110SZ | CASE;MNFR:KOMATSU MINING SYSTEMS INC.,PTNO:3EB-21-53110SZ |  | CASE;KOM,3EB-21-53110SZCASE;KOM,3EB-21-53110SZ | KOMATSU MINING SYSTEMS INC. | 3EB-21-53110SZ
STP_009 - Lot7 | Data Enrichment | KIB |  | 2023-11-08 |  |  | 1099992 | 1099992 | 1389975 | AU_QM_000231552 |  | ERSA | M | 1500 | 1389975GZPCLNT100 | EA | 3000006 | CASE;KOM,419-15-14820 | CASE;KOM,419-15-14820 | CASE;MNFR:KOMATSU MINING SYSTEMS INC.,PTNO:419-15-14820 |  | CASE;KOM,419-15-14820CASE;KOM,419-15-14820 | KOMATSU MINING SYSTEMS INC. | 419-15-14820
STP_009 - Lot7 | Data Enrichment | KIB |  | 2023-11-08 |  |  | 1100124 | 1100124 | 1386430 | AU_QM_000227379 |  | ERSA | M | 1500 | 1386430GZPCLNT100 | EA | 3000006 | CASE;KOM,6003119350 | CASE;KOM,6003119350 | CASE;MNFR:KOMATSU MINING SYSTEMS INC.,PTNO:6003119350 |  | CASE;KOM,6003119350CASE;KOM,6003119350 | KOMATSU MINING SYSTEMS INC. | 6003119350
STP_009 - Lot7 | Data Enrichment | KIB |  | 2023-11-08 |  |  | 1155303 | 1155303 |  |  |  | ERSA | M | 1500 | 1509391GZPCLNT100 | EA |  | CASE;PLATEN CARRYING CASE;SSP4 ,SSP4-114 | CASE;PLATEN CARRYING CASE;SSP4 ,SSP4-114 | CASE;ADDITIONAL FEATURES:PLATEN CARRYING CASE;SSP4 ,SSP4-114
STP_009 - Lot7 | Data Enrichment | KIB |  | 2023-11-08 |  |  | 1101051 | 1101051 | 1389426 | AU_QM_000230919 |  | ERSA | M | 1500 | 1389426GZPCLNT100 | EA | 3000012 | CASE;TOY,3310160140 | CASE;TOY,3310160140 | CASE;MNFR:TOYOTA,PTNO:3310160140 |  | CASE;TOY,3310160140CASE;BEL,3310160140 | TOYOTA | 3310160140
STP_009 - Lot7 | Data Enrichment | KIB |  | 2023-11-08 |  |  | 1101193 | 1101193 | 1383751 | AU_QM_000224201 |  | ERSA | M | 1500 | 1383751GZPCLNT100 | EA | 3000012 | CASE;TOY,3612060410 | CASE;TOY,3612060410 | CASE;MNFR:TOYOTA,PTNO:3612060410 |  | CASE;TOY,3612060410CASE;BEL,3612060410 | TOYOTA | 3612060410
STP_009 - Lot7 | Data Enrichment | KIB |  | 2023-11-08 |  |  | 1099892 | 1099892 | 1393595 | AU_QM_000237062 |  | ERSA | M | 1500 | 1393595GZPCLNT100 | EA | 3000012 | CASE;TOY,361306A460 | CASE;TOY,361306A460 | CASE;MNFR:TOYOTA,PTNO:361306A460 |  | OEM-E-LISTCASE;TOY,361306A460 | TOYOTA | 361306A460
STP_009 - Lot7 | Data Enrichment | KIB |  | 2023-11-08 |  |  | 1100051 | 1100051 | 1388180 | AU_QM_000229447 |  | ERSA | M | 1500 | 1388180GZPCLNT100 | EA | 3000012 | CASE;TOY,424210K020 | CASE;TOY,424210K020 | CASE;MNFR:TOYOTA,PTNO:424210K020 |  | CASE;TOY,424210K020CASE;BEL,424210K020 | TOYOTA | 424210K020
STP_009 - Lot7 | Data Enrichment | KIB |  | 2023-11-08 |  |  | 1100249 | 1100249 | 1383625 | AU_QM_000224046 |  | ERSA | M | 1500 | 1383625GZPCLNT100 | EA | 3000012 | CASE;TOY,4242126030 | CASE;TOY,4242126030 | CASE;MNFR:TOYOTA,PTNO:4242126030 |  | CASE;TOY,4242126030CASE;BEL,4242126030 | TOYOTA | 4242126030
STP_009 - Lot7 | Data Enrichment | KIB |  | 2023-11-08 |  |  | 1100058 | 1100058 | 1388024 | AU_QM_000229259 |  | ERSA | M | 1500 | 1388024GZPCLNT100 | EA | 3000012 | CASE;TOY,4242135040 | CASE;TOY,4242135040 | CASE;MNFR:TOYOTA,PTNO:4242135040 |  | CASE;TOY,4242135040CASE;BEL,4242135040 | TOYOTA | 4242135040
STP_009 - Lot7 | Data Enrichment | KIB |  | 2023-11-08 |  |  | 1100318 | 1100318 | 1382214 | AU_QM_000222288 |  | ERSA | M | 1500 | 1382214GZPCLNT100 | EA | 3000012 | CASE;TOY,8713060270 | CASE;TOY,8713060270 | CASE;MNFR:TOYOTA,PTNO:8713060270 |  | CASE;TOY,8713060270CASE;BEL,8713060270 | TOYOTA | 8713060270
STP_009 - Lot7 | Data Enrichment | KIB |  | 2023-11-08 |  |  | 1100317 | 1100317 | 1382225 | AU_QM_000222302 |  | ERSA | M | 1500 | 1382225GZPCLNT100 | EA | 3000012 | CASE;TOY,8715060511 | CASE;TOY,8715060511 | CASE;MNFR:TOYOTA,PTNO:8715060511 |  | CASE;TOY,8715060511CASE;BEL,8715060511 | TOYOTA | 8715060511
STP_009 - Lot7 | Data Enrichment | KIB |  | 2023-11-08 |  |  | 1100251 | 1100251 | 1383545 | AU_QM_000223950 |  | ERSA | M | 1500 | 1383545GZPCLNT100 | EA | 3000012 | CASE;TOY,885480K010 | CASE;TOY,885480K010 | CASE;MNFR:TOYOTA,PTNO:885480K010 |  | CASE;TOY,885480K010CASE;BEL,885480K010 | TOYOTA | 885480K010
STP_009 - Lot7 | Data Enrichment | KIB |  | 2023-11-08 |  |  | 1100212 | 1100212 | 1384762 | AU_QM_000225403 |  | ERSA | M | 1500 | 1384762GZPCLNT100 | EA | 3000012 | CASE;TOY,897520K070 | CASE;TOY,897520K070 | CASE;MNFR:TOYOTA,PTNO:897520K070 |  | CASE;TOY,897520K070CASE;BEL,897520K070 | TOYOTA | 897520K070
STP_009 - Lot7 | Data Enrichment | KIB |  | 2023-11-08 |  |  | 1100029 | 1100029 | 1388898 | AU_QM_000230266 |  | ERSA | M | 1500 | 1388898GZPCLNT100 | EA | 3000012 | CASE;TOY,8975228050 | CASE;TOY,8975228050 | CASE;MNFR:TOYOTA,PTNO:8975228050 |  | CASE;TOY,8975228050CASE;BEL,8975228050 | TOYOTA | 8975228050
STP_009 - Lot7 | Data Enrichment | KIB |  | 2023-11-08 |  |  | 1100673 | 1100673 | 1371122 | AU_QM_000195459 |  | ERSA | M | 1500 | 1371122GZPCLNT100 | EA | 3000035 | CASE;WAR,MK40934A | CASE;WAR,MK40934A | CASE;MNFR:WARMAN,PTNO:MK40934A |  | CASE;WAR,MK40934ACASE;WEI,MK40934A | WARMAN | MK40934A
STP_009 - Lot7 | Data Enrichment | KIB |  | 2023-11-08 |  |  | 1043840 | 1043840 | 1403907 | AU_QM_000248655 |  | ERSA | M | 5915 | 1403907GZPCLNT100 | EA |  | CASE;ZIPPERED,WD 115 X LG 280 X DP 55 MM | CASE;ZIPPERED,WD 115 X LG 280 X DP 55 MM | CASE;TYPE:ZIPPERED,SIZE:WD 115 X LG 280 X DP 55 MM,MATERIAL:POLYESTER,ADDITIONAL FEATURES EN:FOR AMP METER,MNFR:01)CNW,PTNO:01) FLUC33 |  | CASE;ZIPPERED,WD 115 X LG 280 X DP 55 MMCASE;ZIPPERED,WD 115 X LG 280 X DP 55MM
STP_009 - Lot7 | Data Enrichment | KIB |  | 2023-11-08 |  |  | 1137514 | 1137514 | 1435583 | AU_QM_000789891 |  | ERSA | M | 5620 | 1435583GZPCLNT100 | EA |  | CAT EQUIPMENT SERVICE; | CAT EQUIPMENT SERVICE; | RING,BEARING,INNER: CAT EQUIPMENT SERVICE; |  | RING,BEARING,INNER: CAT EQUIPMENT SERVICE;
STP_009 - Lot7 | Data Enrichment | KIB |  | 2023-11-08 |  |  | 1137519 | 1137519 | 1435481 | AU_QM_000778126 |  | ERSA | M | 5620 | 1435481GZPCLNT100 | EA |  | CAT EQUIPMENT SERVICE; | CAT EQUIPMENT SERVICE; | RING,RETAINING: CAT EQUIPMENT SERVICE; |  | RING,RETAINING: CAT EQUIPMENT SERVICE;
STP_009 - Lot7 | Data Enrichment | KIB |  | 2023-11-08 |  |  | 1137518 | 1137518 |  |  |  | ERSA | M | 5620 | 1435482GZPCLNT100 | EA |  | CAT EQUIPMENT SERVICE; | CAT EQUIPMENT SERVICE; | RING,RETAINING: CAT EQUIPMENT SERVICE;
STP_009 - Lot7 | Data Enrichment | KIB |  | 2023-11-08 |  |  | 1137520 | 1137520 |  |  |  | ERSA | M | 5620 | 1435415GZPCLNT100 | EA |  | CAT EQUIPMENT SERVICE; | CAT EQUIPMENT SERVICE; | RING: CAT EQUIPMENT SERVICE;
STP_009 - Lot7 | Data Enrichment | KIB |  | 2023-11-08 |  |  | 1036913 | 1036913 | 1364658 | AU_QM_000166041 |  | ERSA | M | 5315 | 1364658GZPCLNT100 | DR |  | CHLORINE;13% MIN.W/V;200L DRUM; | CHLORINE;13% MIN.W/V;200L DRUM; | SODIUM HYPOCHLORITE SOLUTION: CHLORINE;13% MIN.W/V;200L DRUM; SODIUM HYDROXIDE 0.10-0.6%W/V |  | SODIUM HYPOCHLORITE SOLUTION: CHLORINE;13% MIN.W/V;200L DRUM;
STP_009 - Lot7 | Data Enrichment | KIB |  | 2023-11-08 |  |  | 1112294 | 1112294 | 1448344 | AU_QM_001086644 |  | ERSA | M | 5100 | 1448344GZPCLNT100 | EA |  | CIP LAUNDER HOOD HYDRAULIC SYSTEM; | CIP LAUNDER HOOD HYDRAULIC SYSTEM; | GAUGE,PRESSURE: CIP LAUNDER HOOD HYDRAULIC SYSTEM; |  | GAUGE,PRESSURE: CIP LAUNDER HOOD HYDRAULIC SYSTEM;
STP_009 - Lot7 | Data Enrichment | KIB |  | 2023-11-08 |  |  | 1207496 | 1207496 |  |  |  | ERSA | M | 5920 | 132879MRM | EA |  | CIRCLIP ASSORTMENT;EXTERNAL CIRCLIP;HEAD | CIRCLIP ASSORTMENT;EXTERNAL CIRCLIP;HEAD | CIRCLIP ASSORTMENT;EXTERNAL CIRCLIP;HEAD SHAFT ASSEMBLY 300MM DIA;D6 APRON FEEDER;
STP_009 - Lot7 | Data Enrichment | KIB |  | 2023-11-08 |  |  | 1141080 | 1141080 | 1361754 | AU_QM_000160422 |  | ERSA | M | 1600 | 1361754GZPCLNT100 | EA |  | CIRCUIT BREAKER LOCKOUT;ARM TYPE;FOR DTC | CIRCUIT BREAKER LOCKOUT;ARM TYPE;FOR DTC | LOCKOUT DEVICE: CIRCUIT BREAKER LOCKOUT;ARM TYPE;FOR DTC B CIRCUIT BREAKERS |  | LOCKOUT DEVICE: CIRCUIT BREAKER LOCKOUT;ARM TYPE;FOR DTC
STP_009 - Lot7 | Data Enrichment | KIB |  | 2023-11-08 |  |  | 1065869 | 1065869 | 1468269 | AU_QM_007803048 |  | ERSA | M | 1825 | 1468269GZPCLNT100 | EA |  | CIRCULATING PUMP | CIRCULATING PUMP | RING: CIRCULATING PUMP POWERHOUSE SUIT CP SLUDGE PUMP |  | RING:CIRCULATING PUMP
STP_009 - Lot7 | Data Enrichment | KIB |  | 2023-11-08 |  |  | 1108113 | 1108113 | 1380959 | AU_QM_000220525 |  | ERSA | M | 1825 | 1380959GZPCLNT100 | EA |  | CLAMP | CLAMP | RING: CLAMP |  | RING:CLAMP
STP_009 - Lot7 | Data Enrichment | KIB |  | 2023-11-08 |  |  | 1067671 | 1067671 |  |  |  | ERSA | M | 2000 | 1463823GZPCLNT100 | EA |  | CLAMP JAWS;SET OF 2; | CLAMP JAWS;SET OF 2; | JAW: CLAMP JAWS;SET OF 2;
STP_009 - Lot7 | Data Enrichment | KIB |  | 2023-11-08 |  |  | 1112402 | 1112402 | 1426258 | AU_QM_000371757 |  | ERSA | M | 5620 | 1426258GZPCLNT100 | EA |  | CLARK CLUTCH DRIVE RING; | CLARK CLUTCH DRIVE RING; | DRIVE RING: CLARK CLUTCH DRIVE RING; PART NO.20996/9/C 1734/14/49 CONVEYOR CLUTCH/COUPLING |  | DRIVE RING: CLARK CLUTCH DRIVE RING;
STP_009 - Lot7 | Data Enrichment | KIB |  | 2023-11-08 |  |  | 1208847 | 1208847 |  |  |  | ERSA | M | 5380 | 156502MRM | EA |  | CLEANING FLUID:OSA OIL ANALYSIS CHECK FL | CLEANING FLUID:OSA OIL ANALYSIS CHECK FL | CLEANING FLUID:OSA OIL ANALYSIS CHECK FLUSH FLUID
STP_009 - Lot7 | Data Enrichment | KIB |  | 2023-11-08 |  |  | 1100845 | 1100845 | 1393862 | AU_QM_000237377 |  | ERSA | M | 3000 | 1393862GZPCLNT100 | EA | 3000003 | COMPENSATOR;CAT,284-9552 | COMPENSATOR;CAT,284-9552 | COMPENSATOR;MNFR:CATERPILLAR,PTNO:284-9552 |  | OEM-E-LISTCOMPENSATOR;CAT,284-9552 | CATERPILLAR | 284-9552
STP_009 - Lot7 | Data Enrichment | KIB |  | 2023-11-08 |  |  | 1101436 | 1101436 | 1376448 | AU_QM_000215562 |  | ERSA | M | 3000 | 1376448GZPCLNT100 | EA | 3000001 | COMPENSATOR;EPI,5112 3234 39 | COMPENSATOR;EPI,5112 3234 39 | COMPENSATOR;MNFR:EPIROC,PTNO:5112 3234 39 |  | COMPENSATOR;EPI,5112 3234 39COMPENSATOR;EPI,5112 3234 39 | EPIROC | 5112 3234 39
STP_009 - Lot7 | Data Enrichment | KIB |  | 2023-11-08 |  |  | 1139273 | 1139273 | 1448440 | AU_QM_001088087 |  | ERSA | M | 5920 | 1448440GZPCLNT100 | EA |  | COMPLETE SET, LOW HIGH PRESSURE | COMPLETE SET, LOW HIGH PRESSURE | RING SET,PISTON: COMPLETE SET, LOW AND HIGH PRESSURE; PILOT K50 AIR COMPRESSOR; |  | RING SET,PISTON:COMPLETE SET, LOW & HIGH PRESSURE;
STP_009 - Lot7 | Data Enrichment | KIB |  | 2023-11-08 |  |  | 1206474 | 1206474 |  |  |  | ERSA | M | 1600 | 333641MRM | EA |  | CONTROL-INDICATOR:ROSE 29 50 01 00 | CONTROL-INDICATOR:ROSE 29 50 01 00 | CONTROL-INDICATOR:ROSE 29 50 01 00
STP_009 - Lot7 | Data Enrichment | KIB |  | 2023-11-08 |  |  | 1217895 | 1217895 |  |  |  | ERSA | M | 1600 | 270258MRM | EA |  | COUNTER,ELECTRICAL:BUS TERMINAL;1-CHANNE | COUNTER,ELECTRICAL:BUS TERMINAL;1-CHANNE | COUNTER,ELECTRICAL:BUS TERMINAL;1-CHANNEL ENCODER INTERFACE;INCREMENTAL;24 V DC HTL;250 KHZ
STP_009 - Lot7 | Data Enrichment | KIB |  | 2023-11-08 |  |  | 1210530 | 1210530 |  |  |  | ERSA | M | 1600 | 162807MRM | EA |  | COUNTER,ELECTRICAL:TOTALISER,FLOW,:MILL | COUNTER,ELECTRICAL:TOTALISER,FLOW,:MILL | COUNTER,ELECTRICAL:TOTALISER,FLOW,:MILL LUBRICANT FLOW, FLOWMEC FRT12
STP_009 - Lot7 | Data Enrichment | KIB |  | 2023-11-08 |  |  | 1088989 | 1088989 | 1387097 | AU_QM_000228177 |  | ERSA | M | 5955 | 1387097GZPCLNT100 | EA | 3000438 | COUPLING;NRMT,100006630 | ACOPLAMIENTO; | ACOPLAMIENTO;MNFR:NORMET,PTNO:100006630 | ACOPLAMIENTO;,MNFR:NORMET,PTNO:100006630 | COUPLING;NRMT,100006630COUPLING;NOR,100006630 | NORMET | 100006630
STP_009 - Lot7 | Data Enrichment | KIB |  | 2023-11-08 |  |  | 1089082 | 1089082 | 1385400 | AU_QM_000226172 |  | ERSA | M | 5955 | 1385400GZPCLNT100 | EA | 3000438 | COUPLING;NRMT,100083340 | ACOPLAMIENTO; | ACOPLAMIENTO;MNFR:NORMET,PTNO:100083340 | ACOPLAMIENTO;,MNFR:NORMET,PTNO:100083340 | COUPLING;NRMT,100083340COUPLING;NOR,100083340 | NORMET | 100083340
STP_009 - Lot7 | Data Enrichment | KIB |  | 2023-11-08 |  |  | 1089052 | 1089052 | 1386112 | AU_QM_000227002 |  | ERSA | M | 5955 | 1386112GZPCLNT100 | EA | 3000438 | COUPLING;NRMT,55156680 | ACOPLAMIENTO; | ACOPLAMIENTO;MNFR:NORMET,PTNO:55156680 | ACOPLAMIENTO;,MNFR:NORMET,PTNO:55156680 | COUPLING;NRMT,55156680COUPLING;NOR,55156680 | NORMET | 55156680
STP_009 - Lot7 | Data Enrichment | KIB |  | 2023-11-08 |  |  | 1089031 | 1089031 | 1386505 | AU_QM_000227468 |  | ERSA | M | 5955 | 1386505GZPCLNT100 | EA | 3000438 | COUPLING;NRMT,57952244 | ACOPLAMIENTO; | ACOPLAMIENTO;MNFR:NORMET,PTNO:57952244 | ACOPLAMIENTO;,MNFR:NORMET,PTNO:57952244 | COUPLING;NRMT,57952244COUPLING;NOR,57952244 | NORMET | 57952244
STP_009 - Lot7 | Data Enrichment | KIB |  | 2023-11-08 |  |  | 1138750 | 1138750 | 1427339 | AU_QM_000455824 |  | ERSA | M | 1825 | 1427339GZPCLNT100 | EA |  | CP6000 CYLINDER WIPER; | CP6000 CYLINDER WIPER; | RING,WIPER: CP6000 CYLINDER WIPER; PT NO. M1 125 175/1/4"; BROUGHTON CP 6000 AIR CYLINDER; CP6000 AIR CYL 6"NB 24"STROKE |  | RING,WIPER: CP6000 CYLINDER WIPER;
STP_009 - Lot7 | Data Enrichment | KIB |  | 2023-11-08 |  |  | 1209834 | 1209834 |  |  |  | ERSA | M | 3300 | 1162528MRM | EA |  | CUTTING EDGE,BUCKET:992G BUCKET;CATERPIL | CUTTING EDGE,BUCKET:992G BUCKET;CATERPIL | CUTTING EDGE,BUCKET:992G BUCKET;CATERPILLAR 992G LOADER
STP_009 - Lot7 | Data Enrichment | KIB |  | 2023-11-08 |  |  | 1212673 | 1212673 |  |  |  | ERSA | M | 3300 | 1264514MRM | EA |  | CUTTING EDGE,BUCKET:CENTER LIP PROTECTOR | CUTTING EDGE,BUCKET:CENTER LIP PROTECTOR | CUTTING EDGE,BUCKET:CENTER LIP PROTECTOR;CENTER BOLT ON LOADER EDGE;CAT 972G
STP_009 - Lot7 | Data Enrichment | KIB |  | 2023-11-08 |  |  | 1216951 | 1216951 |  |  |  | ERSA | M | 3300 | 147362MRM | EA |  | CUTTING EDGE,BUCKET:EDGE SEGMENT | CUTTING EDGE,BUCKET:EDGE SEGMENT | CUTTING EDGE,BUCKET:EDGE SEGMENT
STP_009 - Lot7 | Data Enrichment | KIB |  | 2023-11-08 |  |  | 1216952 | 1216952 |  |  |  | ERSA | M | 3300 | 147364MRM | EA |  | CUTTING EDGE,BUCKET:EDGE SEGMENT | CUTTING EDGE,BUCKET:EDGE SEGMENT | CUTTING EDGE,BUCKET:EDGE SEGMENT
STP_009 - Lot7 | Data Enrichment | KIB |  | 2023-11-08 |  |  | 1216953 | 1216953 |  |  |  | ERSA | M | 3300 | 147365MRM | EA |  | CUTTING EDGE,BUCKET:EDGE SEGMENT | CUTTING EDGE,BUCKET:EDGE SEGMENT | CUTTING EDGE,BUCKET:EDGE SEGMENT
STP_009 - Lot7 | Data Enrichment | KIB |  | 2023-11-08 |  |  | 1216954 | 1216954 |  |  |  | ERSA | M | 3300 | 147366MRM | EA |  | CUTTING EDGE,BUCKET:EDGE SEGMENT | CUTTING EDGE,BUCKET:EDGE SEGMENT | CUTTING EDGE,BUCKET:EDGE SEGMENT
STP_009 - Lot7 | Data Enrichment | KIB |  | 2023-11-08 |  |  | 1209578 | 1209578 |  |  |  | ERSA | M | 3300 | 1159508MRM | EA |  | CUTTING EDGE,BUCKET:EDGE SEGMENT;CENTRE; | CUTTING EDGE,BUCKET:EDGE SEGMENT;CENTRE; | CUTTING EDGE,BUCKET:EDGE SEGMENT;CENTRE;CATERPILLAR 992G LOADER
STP_009 - Lot7 | Data Enrichment | KIB |  | 2023-11-08 |  |  | 1209580 | 1209580 |  |  |  | ERSA | M | 3300 | 1159524MRM | EA |  | CUTTING EDGE,BUCKET:EDGE SEGMENT;LH;CATE | CUTTING EDGE,BUCKET:EDGE SEGMENT;LH;CATE | CUTTING EDGE,BUCKET:EDGE SEGMENT;LH;CATERPILLAR 992G LOADER
STP_009 - Lot7 | Data Enrichment | KIB |  | 2023-11-08 |  |  | 1209579 | 1209579 |  |  |  | ERSA | M | 3300 | 1159516MRM | EA |  | CUTTING EDGE,BUCKET:EDGE SEGMENT;RH;CATE | CUTTING EDGE,BUCKET:EDGE SEGMENT;RH;CATE | CUTTING EDGE,BUCKET:EDGE SEGMENT;RH;CATERPILLAR 992G LOADER
STP_009 - Lot7 | Data Enrichment | KIB |  | 2023-11-08 |  |  | 1205842 | 1205842 |  |  |  | ERSA | M | 5955 | 1024553MRM | EA |  | CUTTING EDGE,BUCKET:LHD BUCKET EDGE;L/HA | CUTTING EDGE,BUCKET:LHD BUCKET EDGE;L/HA | CUTTING EDGE,BUCKET:LHD BUCKET EDGE;L/HAND;325MM W;3 BOLT;KEECH WEARPACT SYSTEM;ELPHINSTONE/TORO LHD SERVICE
STP_009 - Lot7 | Data Enrichment | KIB |  | 2023-11-08 |  |  | 1205847 | 1205847 |  |  |  | ERSA | M | 5955 | 1024603MRM | EA |  | CUTTING EDGE,BUCKET:LHD BUCKET EDGE;L/HA | CUTTING EDGE,BUCKET:LHD BUCKET EDGE;L/HA | CUTTING EDGE,BUCKET:LHD BUCKET EDGE;L/HAND;END EDGE WRAP;KEECH WEARPACT SYSTEM;ELPHINSTONE/TORO LHD SERVICE
STP_009 - Lot7 | Data Enrichment | KIB |  | 2023-11-08 |  |  | 1205850 | 1205850 |  |  |  | ERSA | M | 5955 | 1024785MRM | EA |  | CUTTING EDGE,BUCKET:LHD BUCKET EDGE;L/HA | CUTTING EDGE,BUCKET:LHD BUCKET EDGE;L/HA | CUTTING EDGE,BUCKET:LHD BUCKET EDGE;L/HAND;430MM W;4 BOLT;KEECH WEARPACT SYSTEM;ELPHINSTONE/TORO LHD SERVICE
STP_009 - Lot7 | Data Enrichment | KIB |  | 2023-11-08 |  |  | 1205843 | 1205843 |  |  |  | ERSA | M | 5955 | 1024561MRM | EA |  | CUTTING EDGE,BUCKET:LHD BUCKET EDGE;R/HA | CUTTING EDGE,BUCKET:LHD BUCKET EDGE;R/HA | CUTTING EDGE,BUCKET:LHD BUCKET EDGE;R/HAND;325MM W;3 BOLT;KEECH WEARPACT SYSTEM;ELPHINSTONE/TORO LHD SERVICE
STP_009 - Lot7 | Data Enrichment | KIB |  | 2023-11-08 |  |  | 1205845 | 1205845 |  |  |  | ERSA | M | 5955 | 1024587MRM | EA |  | CUTTING EDGE,BUCKET:LHD BUCKET EDGE;R/HA | CUTTING EDGE,BUCKET:LHD BUCKET EDGE;R/HA | CUTTING EDGE,BUCKET:LHD BUCKET EDGE;R/HAND;430MM W;4 BOLT;KEECH WEARPACT SYSTEM;ELPHINSTONE/TORO LHD SERVICE
STP_009 - Lot7 | Data Enrichment | KIB |  | 2023-11-08 |  |  | 1205846 | 1205846 |  |  |  | ERSA | M | 5955 | 1024595MRM | EA |  | CUTTING EDGE,BUCKET:LHD BUCKET EDGE;R/HA | CUTTING EDGE,BUCKET:LHD BUCKET EDGE;R/HA | CUTTING EDGE,BUCKET:LHD BUCKET EDGE;R/HAND;END EDGE WRAP;KEECH WEARPACT SYSTEM;ELPHINSTONE/TORO LHD SERVICE
STP_009 - Lot7 | Data Enrichment | KIB |  | 2023-11-08 |  |  | 1205844 | 1205844 |  |  |  | ERSA | M | 5955 | 1024579MRM | EA |  | CUTTING EDGE,BUCKET:LHD BUCKET EDGE;STRA | CUTTING EDGE,BUCKET:LHD BUCKET EDGE;STRA | CUTTING EDGE,BUCKET:LHD BUCKET EDGE;STRAIGHT;415MM W;4 BOLT;KEECH WEARPACT SYSTEM;ELPHINSTONE/TORO LHD SERVICE
STP_009 - Lot7 | Data Enrichment | KIB |  | 2023-11-08 |  |  | 1205851 | 1205851 |  |  |  | ERSA | M | 5955 | 1024793MRM | EA |  | CUTTING EDGE,BUCKET:LHD BUCKET EDGE;STRA | CUTTING EDGE,BUCKET:LHD BUCKET EDGE;STRA | CUTTING EDGE,BUCKET:LHD BUCKET EDGE;STRAIGHT;325MM W;3 BOLT;KEECH WEARPACT SYSTEM;ELPHINSTONE/TORO LHD SERVICE
STP_009 - Lot7 | Data Enrichment | KIB |  | 2023-11-08 |  |  | 1212674 | 1212674 |  |  |  | ERSA | M | 3300 | 1264522MRM | EA |  | CUTTING EDGE,BUCKET:SIDE LIP PROTECTOR;E | CUTTING EDGE,BUCKET:SIDE LIP PROTECTOR;E | CUTTING EDGE,BUCKET:SIDE LIP PROTECTOR;END BOLT ON LOADER EDGE;CAT 972G
STP_009 - Lot7 | Data Enrichment | KIB |  | 2023-11-08 |  |  | 1212105 | 1212105 |  |  |  | ERSA | M | 3300 | 1244193MRM | EA |  | CUTTING EDGE,BULLDOZER:CENTRAL EDGE;CAT | CUTTING EDGE,BULLDOZER:CENTRAL EDGE;CAT | CUTTING EDGE,BULLDOZER:CENTRAL EDGE;CAT 834G;
STP_009 - Lot7 | Data Enrichment | KIB |  | 2023-11-08 |  |  | 1211770 | 1211770 |  |  |  | ERSA | M | 3300 | 1223460MRM | EA |  | CUTTING EDGE,BULLDOZER:CUTTING EDGE; | CUTTING EDGE,BULLDOZER:CUTTING EDGE; | CUTTING EDGE,BULLDOZER:CUTTING EDGE;
STP_009 - Lot7 | Data Enrichment | KIB |  | 2023-11-08 |  |  | 1212109 | 1212109 |  |  |  | ERSA | M | 3300 | 1244235MRM | EA |  | CUTTING EDGE,BULLDOZER:CUTTING;CENTER BL | CUTTING EDGE,BULLDOZER:CUTTING;CENTER BL | CUTTING EDGE,BULLDOZER:CUTTING;CENTER BLADE;CAT 825G;
STP_009 - Lot7 | Data Enrichment | KIB |  | 2023-11-08 |  |  | 1212108 | 1212108 |  |  |  | ERSA | M | 3300 | 1244227MRM | EA |  | CUTTING EDGE,BULLDOZER:CUTTING;SIDE BLAD | CUTTING EDGE,BULLDOZER:CUTTING;SIDE BLAD | CUTTING EDGE,BULLDOZER:CUTTING;SIDE BLADE;CAT 825G;
STP_009 - Lot7 | Data Enrichment | KIB |  | 2023-11-08 |  |  | 1217606 | 1217606 |  |  |  | ERSA | M | 3300 | 860932MRM | EA |  | CUTTING EDGE,MOULDBOARD:UNIVERSAL BLADE; | CUTTING EDGE,MOULDBOARD:UNIVERSAL BLADE; | CUTTING EDGE,MOULDBOARD:UNIVERSAL BLADE;L <(>&<)> R/HAND END;35MM THK;CAT D9 DOZER
STP_009 - Lot7 | Data Enrichment | KIB |  | 2023-11-08 |  |  | 1208015 | 1208015 |  |  |  | ERSA | M | 2800 | 155179MRM | EA |  | CUTTING FLUID:CUTTING OIL; HEAVY DUTY SO | CUTTING FLUID:CUTTING OIL; HEAVY DUTY SO | CUTTING FLUID:CUTTING OIL; HEAVY DUTY SOLUBLE GARRICK;20 LITRES
STP_009 - Lot7 | Data Enrichment | KIB |  | 2023-11-08 |  |  | 1112243 | 1112243 | 1401155 | AU_QM_000245646 |  | ERSA | M | 5915 | 1401155GZPCLNT100 | EA |  | DATALOGGER;DCPRO 63C | DATALOGGER;DCPRO 63C | DATALOGGER;MNFR: ,PTNO:DCPRO 63C |  | DATALOGGER;DCPRO 63CDATALOGGER;DCPRO 63C
STP_009 - Lot7 | Data Enrichment | KIB |  | 2023-11-08 |  |  | 1040862 | 1040862 | 1423426 | AU_QM_000269862 |  | ERSA | M | 5915 | 1423426GZPCLNT100 | EA |  | DATALOGGER;LOAD CELL,5000 DATA SETS,IP65 | DATALOGGER;LOAD CELL,5000 DATA SETS,IP65 | DATALOGGER;TYPE:LOAD CELL,MEMORY CAPACITY:5000 DATA SETS,ENCLOSURE:IP65,ADDITIONAL FEATURES EN:231 FLUE,MNFR:01)PARTS,PTNO:01)AD- 1688 |  | DATALOGGER;LOAD CELL,5000 DATA SETS,IP65DATALOGGER;LOAD CELL,5000 DATA SETS,231
STP_009 - Lot7 | Data Enrichment | KIB |  | 2023-11-08 |  |  | 1143322 | 1143322 | 1403872 | AU_QM_000248616 |  | ERSA | M | 5915 | 1403872GZPCLNT100 | EA |  | DETONATOR,ELEC;SUPER STARTER,RED/YELLOW | DETONATOR,ELEC;SUPER STARTER,RED/YELLOW | DETONATOR,ELECTRIC;TYPE:SUPER STARTER,WIRE LENGTH:24.4 M,WIRE COLOUR:RED/YELLOW,RESISTANCE:2.6 OHM,SERIES FIRING CURRENT:10 A, CASE SIZE:127 X 194 X 286 MM,TEMPERATURE RANGE:66 DEG C,HAZARD CLASS:1.4B UN 0255,CERTIFICATION/STANDARD:AS 2187.2-2006, ADDITIONAL FEATURES EN:MS,MNFR:01)PARTS,PTNO:01)ECMS0000080 |  | DETONATOR,ELEC;SUPER STARTER,RED/YELLOWDETONATOR,ELEC;SUPER STARTER,24.4M,10A
STP_009 - Lot7 | Data Enrichment | KIB |  | 2023-11-08 |  |  | 1108952 | 1108952 | 1470665 | AU_QM_009152354 |  | ERSA | M | 5920 | 1470665GZPCLNT100 | EA |  | DEUTZ F4L + F6L-812 ENGINES; | DEUTZ F4L + F6L-812 ENGINES; | RING,PISTON: DEUTZ F4L + F6L-812 ENGINES; |  | RING,PISTON:DEUTZ F4L + F6L-812 ENGINES;
STP_009 - Lot7 | Data Enrichment | KIB |  | 2023-11-08 |  |  | 1037026 | 1037026 | 1470666 | AU_QM_009152363 |  | ERSA | M | 1825 | 1470666GZPCLNT100 | PAA |  | DEUTZ STOP RING; | DEUTZ STOP RING; | RING: DEUTZ STOP RING; (PAIR = 2 HALVES); DEUTZ F4L + F6L-812 ENGINES |  | RING:DEUTZ STOP RING;
STP_009 - Lot7 | Data Enrichment | KIB |  | 2023-11-08 |  |  | 1136843 | 1136843 | 1461731 | AU_QM_002714033 |  | ERSA | M | 4090 | 1461731GZPCLNT100 | EA |  | DISK (1/4" UNDERSIZE ON ID) | DISK (1/4" UNDERSIZE ON ID) | RING,SEALING: DISK (1/4" UNDERSIZE ON ID) UNTHREADED |  | RING,SEALING: DISK (1/4" UNDERSIZE ON ID)
STP_009 - Lot7 | Data Enrichment | KIB |  | 2023-11-08 |  |  | 1208757 | 1208757 |  |  |  | ERSA | M | 2700 | 722041MRM | BOX |  | DISK,MAGNETIC,DATA STORAGE;3.5"DOUBLE SI | DISK,MAGNETIC,DATA STORAGE;3.5"DOUBLE SI | DISK,MAGNETIC,DATA STORAGE;3.5"DOUBLE SIDED;DOUBLE DENSITY;1MB CAPACITY;BOX OF 10
STP_009 - Lot7 | Data Enrichment | KIB |  | 2023-11-08 |  |  | 1044297 | 1044297 | 1417378 | AU_QM_000263226 |  | ERSA | M | 5915 | 1417378GZPCLNT100 | EA |  | DISK,STORG;MICRO SD ADAPTER CARD,512 GB | DISK,STORG;MICRO SD ADAPTER CARD,512 GB | DISK,STORAGE;TYPE:MICRO SD ADAPTER CARD,CAPACITY:512 GB,SIZE:WD 15 X HT 11 X DP 1 MM,DATA TRANSFER RATE:READ 100, WRITE 90 MB/S, INTERFACE TYPE:UHS-I, HS,MNFR:01)HARVEY NORMAN,PTNO:01)EVO PLUS,MNFR:02)SAMSUNG,PTNO:02)MB-MC512GA/APC |  | DISK,STORG;MICRO SD ADAPTER CARD,512 GBDISK,STORG;MICRO SD ADAPTER CARD,512GB
STP_009 - Lot7 | Data Enrichment | KIB |  | 2023-11-08 |  |  | 1044998 | 1044998 | 1423524 | AU_QM_000269970 |  | ERSA | M | 5915 | 1423524GZPCLNT100 | EA |  | DISK,STORG;SSD,1 TB,2-1/2 IN,SATA 3 | DISK,STORG;SSD,1 TB,2-1/2 IN,SATA 3 | DISK,STORAGE;TYPE:SSD,CAPACITY:1 TB,SIZE:2-1/2 IN,DATA TRANSFER RATE:READ 550, WRITE 520 MB/S,INTERFACE TYPE:SATA 3, CERTIFICATION/STANDARD:IEEE 1667,ADDITIONAL FEATURES EN:PART, MANUFACTURER: SAMSUNG, SERIES NO: 860 EVO,MNFR:01)TOPSTAR COMPUTERS INT,PTNO:01)SSD-SAM-MZ-76E1T0BW |  | DISK,STORG;SSD,1 TB,2-1/2 IN,SATA 3DISK,STORG;SSD,1TB,2.5IN,SATA 3,PART
STP_009 - Lot7 | Data Enrichment | KIB |  | 2023-11-08 |  |  | 1044783 | 1044783 | 1407044 | AU_QM_000252068 |  | ERSA | M | 5915 | 1407044GZPCLNT100 | EA |  | DISK,STORG;SSD,1 TB,IEEE 1667 | DISK,STORG;SSD,1 TB,IEEE 1667 | DISK,STORAGE;TYPE:SSD,CAPACITY:1 TB,DATA TRANSFER RATE:READ 3400, WRITE 2500 MB/S,INTERFACE TYPE:PCIE GEN 3.0 X 4, NVME 1.3, CERTIFICATION/STANDARD:IEEE 1667,ADDITIONAL FEATURES EN:M.2 970, 64L 3-BIT, MANUFACTURER: SAMSUNG, SERI,MNFR:01)TOPSTAR COMPUTERS INT,PTNO:01)SSD-SAM-MZ-V7S1T0BW |  | DISK,STORG;SSD,1 TB,IEEE 1667DISK,STORG;SSD,1TB,IEEE 1667,M.2 970
STP_009 - Lot7 | Data Enrichment | KIB |  | 2023-11-08 |  |  | 1044833 | 1044833 | 1406202 | AU_QM_000251147 |  | ERSA | M | 5915 | 1406202GZPCLNT100 | EA |  | DISK,STORG;SSD,250 GB,2-1/2 IN | DISK,STORG;SSD,250 GB,2-1/2 IN | DISK,STORAGE;TYPE:SSD,CAPACITY:250 GB,SIZE:2-1/2 IN,DATA TRANSFER RATE:READ 550, WRITE 520 MB/S,INTERFACE TYPE:SATA 6 GB/S, 3 GB/S,CERTIFICATION/STANDARD:IEEE 1667, OPAL,MNFR:01)MINE SITE TECHNOLOGIES PTY LTD,PTNO:01)26640,MNFR:02)SAMSUNG,PTNO:02)860 EVO |  | DISK,STORG;SSD,250 GB,2-1/2 INDISK,STORG;SSD,250GB,2.5IN,26640
STP_009 - Lot7 | Data Enrichment | KIB |  | 2023-11-08 |  |  | 1044686 | 1044686 | 1408647 | AU_QM_000253788 |  | ERSA | M | 5915 | 1408647GZPCLNT100 | EA |  | DISK,STORG;SSD,500 GB,2-1/2 IN | DISK,STORG;SSD,500 GB,2-1/2 IN | DISK,STORAGE;TYPE:SSD,CAPACITY:500 GB,SIZE:2-1/2 IN,DATA TRANSFER RATE:READ 550, WRITE 520 MB/S,INTERFACE TYPE:SATA 6 GB/S, CERTIFICATION/STANDARD:IEEE 1667, TCG/OPAL,ADDITIONAL FEATURES EN:SATA 32, MANUFACTURER: SAMSUNG, SERIES NO: 860,MNFR:01)TOPSTAR COMPUTERS INT,PTNO:01)SSD-SAM-MZ-76E500BW |  | DISK,STORG;SSD,500 GB,2-1/2 INDISK,STORG;SSD,500GB,2.5IN,SATA 6 GB/S
STP_009 - Lot7 | Data Enrichment | KIB |  | 2023-11-08 |  |  | 1034291 | 1034291 | 1394443 | AU_QM_000238028 |  | ERSA | M | 5955 | 1394443GZPCLNT100 | EA | 3000030 | DIVERTER;OUT,N031010626 | DIVERTER;OUT,N031010626 | DIVERTER;MNFR:OUTOTEC,PTNO:N031010626 |  | OEM-E-LISTDIVERTER;OUT,N031010626 | OUTOTEC | N031010626
STP_009 - Lot7 | Data Enrichment | KIB |  | 2023-11-08 |  |  | 1204480 | 1204480 |  |  |  | ERSA | M | 5100 | 149000MRM | EA |  | DIVERTER;SAMPLE DIVERTER;CALIBRATION SAM | DIVERTER;SAMPLE DIVERTER;CALIBRATION SAM | DIVERTER;SAMPLE DIVERTER;CALIBRATION SAMPLER ASSEMBLY;(CSA 3446);FOUR OUTLETS;OPERATIONALSPARE;
STP_009 - Lot7 | Data Enrichment | KIB |  | 2023-11-08 |  |  | 1020036 | 1020036 | 1394444 | AU_QM_000238029 |  | ERSA | M | 5955 | 1394444GZPCLNT100 | EA | 3000011 | DIVERTER;TER,PL16A3067 | DIVERTER;TER,PL16A3067 | DIVERTER;MNFR:TEREX,PTNO:PL16A3067 |  | OEM-E-LISTDIVERTER;TER,PL16A3067 | TEREX | PL16A3067
STP_009 - Lot7 | Data Enrichment | KIB |  | 2023-11-08 |  |  | 1214678 | 1214678 |  |  |  | ERSA | M | 5920 | 138023MRM | EA |  | DRILLING MACHINE,ROTARY:DRIFTER ASSEMBLY | DRILLING MACHINE,ROTARY:DRIFTER ASSEMBLY | DRILLING MACHINE,ROTARY:DRIFTER ASSEMBLY;DPI1500;
STP_009 - Lot7 | Data Enrichment | KIB |  | 2023-11-08 |  |  | 1211569 | 1211569 |  |  |  | ERSA | M | 5955 | 775169MRM | EA |  | DRILLING MACHINE,ROTARY:HH200 BOLT HAMME | DRILLING MACHINE,ROTARY:HH200 BOLT HAMME | DRILLING MACHINE,ROTARY:HH200 BOLT HAMMER IMPACTOR;COMPRISINGFRONT SHANK GUIDE;PERCUSSION ASSY;NITROGEN ACCUMULATOR; "REPAIRABLE ITEM"SECOMA PLUTON 30 ROCK BOLTER
STP_009 - Lot7 | Data Enrichment | KIB |  | 2023-11-08 |  |  | 1203283 | 1203283 |  |  |  | ERSA | M | 5955 | 16816MRM | EA |  | DRILLING MACHINE,ROTARY:HL500S DRIFTER;H | DRILLING MACHINE,ROTARY:HL500S DRIFTER;H | DRILLING MACHINE,ROTARY:HL500S DRIFTER;HYDRAULIC;COMPLETE;INCL OMSU80 HYD MOTOR <(>&<)> JIC ADAPTERS;"REPAIRABLE ITEM"TAMROCK H205D MINIMATIC JUMBO
STP_009 - Lot7 | Data Enrichment | KIB |  | 2023-11-08 |  |  | 1217740 | 1217740 |  |  |  | ERSA | M | 5955 | 918367MRM | EA |  | DRILLING MACHINE,ROTARY:HL600 DRIFTER;"R | DRILLING MACHINE,ROTARY:HL600 DRIFTER;"R | DRILLING MACHINE,ROTARY:HL600 DRIFTER;"REPAIRABLE ITEM"TAMROCK SOLO H610 LONG HOLE DRILL RIG
STP_009 - Lot7 | Data Enrichment | KIB |  | 2023-11-08 |  |  | 1206775 | 1206775 |  |  |  | ERSA | M | 5955 | 1049121MRM | EA |  | DRILLING MACHINE,ROTARY:HLX5 DRIFTER; | DRILLING MACHINE,ROTARY:HLX5 DRIFTER; | DRILLING MACHINE,ROTARY:HLX5 DRIFTER; (REP'D)TAMROCK AXERA 7 DRILL RIG
STP_009 - Lot7 | Data Enrichment | KIB |  | 2023-11-08 |  |  | 1213926 | 1213926 |  |  |  | ERSA | M | 5810 | 1280999MRM | EA |  | DRIVE ASSY:DRIVE ASSEMBLY (RIGHT HAND) A | DRIVE ASSY:DRIVE ASSEMBLY (RIGHT HAND) A | DRIVE ASSY:DRIVE ASSEMBLY (RIGHT HAND) A8435 <(>&<)> A843
STP_009 - Lot7 | Data Enrichment | KIB |  | 2023-11-08 |  |  | 1209413 | 1209413 |  |  |  | ERSA | M | 5920 | 134236MRM | EA |  | DRIVE ASSY:DRIVE ASSEMBLY;LH;LOW HEAD SC | DRIVE ASSY:DRIVE ASSEMBLY;LH;LOW HEAD SC | DRIVE ASSY:DRIVE ASSEMBLY;LH;LOW HEAD SCREEN;
STP_009 - Lot7 | Data Enrichment | KIB |  | 2023-11-08 |  |  | 1208150 | 1208150 |  |  |  | ERSA | M | 5920 | 133145MRM | EA |  | DRIVE ASSY:DRIVE BEAM;VIBRATING GRIZZLY | DRIVE ASSY:DRIVE BEAM;VIBRATING GRIZZLY | DRIVE ASSY:DRIVE BEAM;VIBRATING GRIZZLY FEEDER;
STP_009 - Lot7 | Data Enrichment | KIB |  | 2023-11-08 |  |  | 1213929 | 1213929 |  |  |  | ERSA | M | 5920 | 1281021MRM | EA |  | DRIVE ASSY:DRIVE PULLEY ASSEMBLY | DRIVE ASSY:DRIVE PULLEY ASSEMBLY | DRIVE ASSY:DRIVE PULLEY ASSEMBLY
STP_009 - Lot7 | Data Enrichment | KIB |  | 2023-11-08 |  |  | 1215301 | 1215301 |  |  |  | ERSA | M | 5955 | 1303411MRM | EA |  | DRIVE ASSY:FINAL DRIVE GROUP - L OR RCAT | DRIVE ASSY:FINAL DRIVE GROUP - L OR RCAT | DRIVE ASSY:FINAL DRIVE GROUP - L OR RCAT 349DL EX142
STP_009 - Lot7 | Data Enrichment | KIB |  | 2023-11-08 |  |  | 1215637 | 1215637 |  |  |  | ERSA | M | 5915 | 1303551MRM | EA |  | DRIVE ASSY:SWING DRIVE L/HCAT 349DL EX1 | DRIVE ASSY:SWING DRIVE L/HCAT 349DL EX1 | DRIVE ASSY:SWING DRIVE L/HCAT 349DL EX142
STP_009 - Lot7 | Data Enrichment | KIB |  | 2023-11-08 |  |  | 1215638 | 1215638 |  |  |  | ERSA | M | 5915 | 1303569MRM | EA |  | DRIVE ASSY:SWING DRIVE R/HCAT 349DL EX1 | DRIVE ASSY:SWING DRIVE R/HCAT 349DL EX1 | DRIVE ASSY:SWING DRIVE R/HCAT 349DL EX142
STP_009 - Lot7 | Data Enrichment | KIB |  | 2023-11-08 |  |  | 1207420 | 1207420 |  |  |  | ERSA | M | 1600 | 1082205MRM | EA |  | DRIVE UNIT,VARIABLE FREQUENCY:280KW; 415 | DRIVE UNIT,VARIABLE FREQUENCY:280KW; 415 | DRIVE UNIT,VARIABLE FREQUENCY:280KW; 415V; 520A; IP00;FUJI G11; FRN280G11S-4JE;1400MM H X 680MM W, X 450MM D;HEAT LOSS 5550W NOM; C/W OPC-PRT2 <(>&<)> OPC-RY; DCR4-315C
STP_009 - Lot7 | Data Enrichment | KIB |  | 2023-11-08 |  |  | 1203588 | 1203588 |  |  |  | ERSA | M | 5920 | 270880MRM | EA |  | DRIVE UNIT,VARIABLE FREQUENCY:TRAVELLING | DRIVE UNIT,VARIABLE FREQUENCY:TRAVELLING | DRIVE UNIT,VARIABLE FREQUENCY:TRAVELLING UNIT;TRAVEL DRIVE UNIT; E130;B3;50HZ-STAR;V=5/20;0.18KW
STP_009 - Lot7 | Data Enrichment | KIB |  | 2023-11-08 |  |  | 1208625 | 1208625 |  |  |  | ERSA | M | 1600 | 133360MRM | EA |  | DRIVE UNIT,VARIABLE FREQUENCY:VARIABLE S | DRIVE UNIT,VARIABLE FREQUENCY:VARIABLE S | DRIVE UNIT,VARIABLE FREQUENCY:VARIABLE SPEED DRIVE;CONTROL PANEL;LIQUID RESISTANCE STARTER;BALL MILL LRS;
STP_009 - Lot7 | Data Enrichment | KIB |  | 2023-11-08 |  |  | 1100575 | 1100575 | 1376126 | AU_QM_000215207 |  | ERSA | M | 5100 | 1376126GZPCLNT100 | EA | 3000001 | DRIVE,DISK;EPI,3128 3170 19 | DRIVE,DISK;EPI,3128 3170 19 | DRIVE,DISK;MNFR:EPIROC,PTNO:3128 3170 19 |  | DRIVE,DISK;EPI,3128 3170 19DRIVE,DISK;EPI,3128 3170 19 | EPIROC | 3128 3170 19
STP_009 - Lot7 | Data Enrichment | KIB |  | 2023-11-08 |  |  | 1100574 | 1100574 | 1376138 | AU_QM_000215220 |  | ERSA | M | 5100 | 1376138GZPCLNT100 | EA | 3000001 | DRIVE,DISK;EPI,3177 0001 68 | DRIVE,DISK;EPI,3177 0001 68 | DRIVE,DISK;MNFR:EPIROC,PTNO:3177 0001 68 |  | DRIVE,DISK;EPI,3177 0001 68DRIVE,DISK;EPI,3177 0001 68 | EPIROC | 3177 0001 68
STP_009 - Lot7 | Data Enrichment | KIB |  | 2023-11-08 |  |  | 1105864 | 1105864 | 1417396 | AU_QM_000263247 |  | ERSA | M | 5915 | 1417396GZPCLNT100 | EA |  | DRIVE,DISK;USB | DRIVE,DISK;USB | DRIVE,DISK;INTERFACE TYPE:USB,SIZE:WD 136 X HT 13.2 X DP 154 MM,ADDITIONAL FEATURES EN:AUSTRALIA AND NEW ZEALAND, DVD BURNER, THINKP |  | DRIVE,DISK;USBDRIVE,DISK;USB,AS PER QUOTE 201902181 @
STP_009 - Lot7 | Data Enrichment | KIB |  | 2023-11-08 |  |  | 1217819 | 1217819 |  |  |  | ERSA | M | 5920 | 270168MRM | EA |  | DRIVE:DC;DCS800 | DRIVE:DC;DCS800 | DRIVE:DC;DCS800
STP_009 - Lot7 | Data Enrichment | KIB |  | 2023-11-08 |  |  | 1024053 | 1024053 | 1394474 | AU_QM_000238073 |  | ERSA | M | 5800 | 1394474GZPCLNT100 | EA | 3000003 | DRIVE;CAT,1666358 | DRIVE;CAT,1666358 | DRIVE;MNFR:CATERPILLAR,PTNO:1666358 |  | OEM-E-LISTDRIVE;CAT,1666358 | CATERPILLAR | 1666358
STP_009 - Lot7 | Data Enrichment | KIB |  | 2023-11-08 |  |  | 1024253 | 1024253 | 1387636 | AU_QM_000228810 |  | ERSA | M | 5800 | 1387636GZPCLNT100 | EA | 3000003 | DRIVE;CAT,1996154 | DRIVE;CAT,1996154 | DRIVE;MNFR:CATERPILLAR,PTNO:1996154 |  | DRIVE;CAT,1996154DRIVE;HAS,1996154 | CATERPILLAR | 1996154
STP_009 - Lot7 | Data Enrichment | KIB |  | 2023-11-08 |  |  | 1024052 | 1024052 | 1394475 | AU_QM_000238074 |  | ERSA | M | 5800 | 1394475GZPCLNT100 | EA | 3000003 | DRIVE;CAT,20R-5457 | DRIVE;CAT,20R-5457 | DRIVE;MNFR:CATERPILLAR,PTNO:20R-5457 |  | OEM-E-LISTDRIVE;CAT,20R-5457 | CATERPILLAR | 20R-5457
STP_009 - Lot7 | Data Enrichment | KIB |  | 2023-11-08 |  |  | 1024051 | 1024051 | 1394477 | AU_QM_000238076 |  | ERSA | M | 5800 | 1394477GZPCLNT100 | EA | 3000003 | DRIVE;CAT,291-6874 | DRIVE;CAT,291-6874 | DRIVE;MNFR:CATERPILLAR,PTNO:291-6874 |  | OEM-E-LISTDRIVE;CAT,291-6874 | CATERPILLAR | 291-6874
STP_009 - Lot7 | Data Enrichment | KIB |  | 2023-11-08 |  |  | 1024838 | 1024838 | 1374215 | AU_QM_000203107 |  | ERSA | M | 5800 | 1374215GZPCLNT100 | EA | 3000003 | DRIVE;CAT,3240123 | DRIVE;CAT,3240123 | DRIVE;MNFR:CATERPILLAR,PTNO:3240123 |  | DRIVE;CAT,3240123DRIVE;CAT,3240123 | CATERPILLAR | 3240123
STP_009 - Lot7 | Data Enrichment | KIB |  | 2023-11-08 |  |  | 1078014 | 1078014 |  |  |  | ERSA | M | 5620 | 1054896GZPCLNT100 | EA | 3000003 | DRIVE;CAT,4234971,CRCL,GP | DRIVE;CAT,4234971,CRCL,GP | DRIVE;MNFR:CATERPILLAR,PTNO:4234971,ADDITIONAL FEATURES EN:CIRCLE,GROUP |  |  | CATERPILLAR | 4234971
STP_009 - Lot7 | Data Enrichment | KIB |  | 2023-11-08 |  |  | 1024420 | 1024420 | 1381486 | AU_QM_000221409 |  | ERSA | M | 5800 | 1381486GZPCLNT100 | EA | 3000003 | DRIVE;CAT,483-2225 | DRIVE;CAT,483-2225 | DRIVE;MNFR:CATERPILLAR,PTNO:483-2225 |  | DRIVE;CAT,483-2225DRIVE;CAT,483-2225 | CATERPILLAR | 483-2225
STP_009 - Lot7 | Data Enrichment | KIB |  | 2023-11-08 |  |  | 1025454 | 1025454 | 1383405 | AU_QM_000223777 |  | ERSA | M | 5800 | 1383405GZPCLNT100 | EA | 3000003 | DRIVE;CAT,5P-3534 | DRIVE;CAT,5P-3534 | DRIVE;MNFR:CATERPILLAR,PTNO:5P-3534 |  | DRIVE;CAT,5P-3534DRIVE;HAS,5P-3534 | CATERPILLAR | 5P-3534
STP_009 - Lot7 | Data Enrichment | KIB |  | 2023-11-08 |  |  | 1025136 | 1025136 | 1391876 | AU_QM_000233854 |  | ERSA | M | 5800 | 1391876GZPCLNT100 | EA | 3000003 | DRIVE;CAT,OR8956 | DRIVE;CAT,OR8956 | DRIVE;MNFR:CATERPILLAR,PTNO:OR8956 |  | DRIVE;CAT,OR8956DRIVE;HAS,OR8956 | CATERPILLAR | OR8956
STP_009 - Lot7 | Data Enrichment | KIB |  | 2023-11-08 |  |  | 1025137 | 1025137 | 1391873 | AU_QM_000233851 |  | ERSA | M | 5800 | 1391873GZPCLNT100 | EA | 3000003 | DRIVE;CAT,OR8956CC | DRIVE;CAT,OR8956CC | DRIVE;MNFR:CATERPILLAR,PTNO:OR8956CC |  | DRIVE;CAT,OR8956CCDRIVE;HAS,OR8956CC | CATERPILLAR | OR8956CC
STP_009 - Lot7 | Data Enrichment | KIB |  | 2023-11-08 |  |  | 1025630 | 1025630 | 1380904 | AU_QM_000220466 |  | ERSA | M | 5800 | 1380904GZPCLNT100 | EA | 3000001 | DRIVE;EPI,5590 0178 40 | DRIVE;EPI,5590 0178 40 | DRIVE;MNFR:EPIROC,PTNO:5590 0178 40 |  | DRIVE;EPI,5590 0178 40DRIVE;EPI,5590 0178 40 | EPIROC | 5590 0178 40
STP_009 - Lot7 | Data Enrichment | KIB |  | 2023-11-08 |  |  | 1025628 | 1025628 | 1380915 | AU_QM_000220478 |  | ERSA | M | 5800 | 1380915GZPCLNT100 | EA | 3000001 | DRIVE;EPI,5590 0178 43 | DRIVE;EPI,5590 0178 43 | DRIVE;MNFR:EPIROC,PTNO:5590 0178 43 |  | DRIVE;EPI,5590 0178 43DRIVE;EPI,5590 0178 43 | EPIROC | 5590 0178 43
STP_009 - Lot7 | Data Enrichment | KIB |  | 2023-11-08 |  |  | 1028598 | 1028598 | 1371321 | AU_QM_000195681 |  | ERSA | M | 5800 | 1371321GZPCLNT100 | EA | 3000284 | DRIVE;GLE,401016010008 | DRIVE;GLE,401016010008 | DRIVE;MNFR:GLENCORE,PTNO:401016010008 |  | DRIVE;GLE,401016010008DRIVE;GLE,401016010008 | GLENCORE | 401016010008
STP_009 - Lot7 | Data Enrichment | KIB |  | 2023-11-08 |  |  | 1024416 | 1024416 | 1381598 | AU_QM_000221550 |  | ERSA | M | 5800 | 1381598GZPCLNT100 | EA | 3000024 | DRIVE;ISU,8973778180 | DRIVE;ISU,8973778180 | DRIVE;MNFR:ISUZU,PTNO:8973778180 |  | DRIVE;ISU,8973778180DRIVE;ISU,8973778180 | ISUZU | 8973778180
STP_009 - Lot7 | Data Enrichment | KIB |  | 2023-11-08 |  |  | 1025199 | 1025199 | 1390326 | AU_QM_000231949 |  | ERSA | M | 5800 | 1390326GZPCLNT100 | EA | 3000006 | DRIVE;KOM,34B 27 11340 | DRIVE;KOM,34B 27 11340 | DRIVE;MNFR:KOMATSU MINING SYSTEMS INC.,PTNO:34B 27 11340 |  | DRIVE;KOM,34B 27 11340DRIVE;KOM,34B 27 11340 | KOMATSU MINING SYSTEMS INC. | 34B 27 11340
STP_009 - Lot7 | Data Enrichment | KIB |  | 2023-11-08 |  |  | 1025469 | 1025469 | 1382997 | AU_QM_000223272 |  | ERSA | M | 5800 | 1382997GZPCLNT100 | EA | 3000006 | DRIVE;KOM,3EC 21 52340 | DRIVE;KOM,3EC 21 52340 | DRIVE;MNFR:KOMATSU MINING SYSTEMS INC.,PTNO:3EC 21 52340 |  | DRIVE;KOM,3EC 21 52340DRIVE;KOM,3EC 21 52340 | KOMATSU MINING SYSTEMS INC. | 3EC 21 52340
STP_009 - Lot7 | Data Enrichment | KIB |  | 2023-11-08 |  |  | 1025468 | 1025468 | 1382999 | AU_QM_000223274 |  | ERSA | M | 5800 | 1382999GZPCLNT100 | EA | 3000006 | DRIVE;KOM,3FE 30 18550 | DRIVE;KOM,3FE 30 18550 | DRIVE;MNFR:KOMATSU MINING SYSTEMS INC.,PTNO:3FE 30 18550 |  | DRIVE;KOM,3FE 30 18550DRIVE;KOM,3FE 30 18550 | KOMATSU MINING SYSTEMS INC. | 3FE 30 18550
STP_009 - Lot7 | Data Enrichment | KIB |  | 2023-11-08 |  |  | 1024321 | 1024321 | 1385437 | AU_QM_000226212 |  | ERSA | M | 5800 | 1385437GZPCLNT100 | EA | 3000006 | DRIVE;KOM,42W00H0P89 | DRIVE;KOM,42W00H0P89 | DRIVE;MNFR:KOMATSU MINING SYSTEMS INC.,PTNO:42W00H0P89 |  | DRIVE;KOM,42W00H0P89DRIVE;KOM,42W00H0P89 | KOMATSU MINING SYSTEMS INC. | 42W00H0P89
STP_009 - Lot7 | Data Enrichment | KIB |  | 2023-11-08 |  |  | 1025186 | 1025186 | 1390563 | AU_QM_000232242 |  | ERSA | M | 5800 | 1390563GZPCLNT100 | EA | 3000006 | DRIVE;KOM,FUFZD-8144-34 | DRIVE;KOM,FUFZD-8144-34 | DRIVE;MNFR:KOMATSU MINING SYSTEMS INC.,PTNO:FUFZD-8144-34 |  | DRIVE;KOM,FUFZD-8144-34DRIVE;KOM,FUFZD-8144-34 | KOMATSU MINING SYSTEMS INC. | FUFZD-8144-34
STP_009 - Lot7 | Data Enrichment | KIB |  | 2023-11-08 |  |  | 1025185 | 1025185 | 1390570 | AU_QM_000232250 |  | ERSA | M | 5800 | 1390570GZPCLNT100 | EA | 3000006 | DRIVE;KOM,FUROA-264 | DRIVE;KOM,FUROA-264 | DRIVE;MNFR:KOMATSU MINING SYSTEMS INC.,PTNO:FUROA-264 |  | DRIVE;KOM,FUROA-264DRIVE;KOM,FUROA-264 | KOMATSU MINING SYSTEMS INC. | FUROA-264
STP_009 - Lot7 | Data Enrichment | KIB |  | 2023-11-08 |  |  | 1025187 | 1025187 | 1390562 | AU_QM_000232241 |  | ERSA | M | 5800 | 1390562GZPCLNT100 | EA | 3000006 | DRIVE;KOM,FUROP1490 | DRIVE;KOM,FUROP1490 | DRIVE;MNFR:KOMATSU MINING SYSTEMS INC.,PTNO:FUROP1490 |  | DRIVE;KOM,FUROP1490DRIVE;KOM,FUROP1490 | KOMATSU MINING SYSTEMS INC. | FUROP1490
STP_009 - Lot7 | Data Enrichment | KIB |  | 2023-11-08 |  |  | 1025184 | 1025184 | 1390571 | AU_QM_000232251 |  | ERSA | M | 5800 | 1390571GZPCLNT100 | EA | 3000006 | DRIVE;KOM,FURO-P8-90 | DRIVE;KOM,FURO-P8-90 | DRIVE;MNFR:KOMATSU MINING SYSTEMS INC.,PTNO:FURO-P8-90 |  | DRIVE;KOM,FURO-P8-90DRIVE;KOM,FURO-P8-90 | KOMATSU MINING SYSTEMS INC. | FURO-P8-90
STP_009 - Lot7 | Data Enrichment | KIB |  | 2023-11-08 |  |  | 1028380 | 1028380 | 1372178 | AU_QM_000196628 |  | ERSA | M | 5800 | 1372178GZPCLNT100 | EA | 3000030 | DRIVE;OUT,S.T.HY.G.PR.D | DRIVE;OUT,S.T.HY.G.PR.D | DRIVE;MNFR:OUTOTEC,PTNO:S.T.HY.G.PR.D |  | DRIVE;OUT,S.T.HY.G.PR.DDRIVE;OUT,S.T.HY.G.PR.D | OUTOTEC | S.T.HY.G.PR.D
STP_009 - Lot7 | Data Enrichment | KIB |  | 2023-11-08 |  |  | 1102548 | 1102548 |  |  |  | ERSA | M | 5920 | 1525323GZPCLNT100 | EA |  | DRIVE;PLT,SUIT A11VO260&VO75,10173788 | DRIVE;PLT,SUIT A11VO260&VO75,10173788 | DRIVE;ADDITIONAL FEATURES:PLT,SUIT A11VO260&VO75,10173788
STP_009 - Lot7 | Data Enrichment | KIB |  | 2023-11-08 |  |  | 1073290 | 1073290 |  |  | X | ERSA | M | 5000 | 1612035GZPCLNT100 | EA | 3000010 | DRIVE;SAN,G9125-00035 | MOTRIZ;SAN,G9125-00035 | DRIVE;MNFR:SANDVIK,PTNO:G9125-00035 | MOTRIZ;MNFR:SANDVIK,PTNO:G9125-00035 |  | SANDVIK
STP_009 - Lot7 | Data Enrichment | KIB |  | 2023-11-08 |  |  | 1103001 | 1103001 |  |  |  | ERSA | M | 5920 | 1525322GZPCLNT100 | EA |  | DRIVE;THRU,SUIT A11VO260,10175490 | DRIVE;THRU,SUIT A11VO260,10175490 | DRIVE;ADDITIONAL FEATURES:THRU,SUIT A11VO260,10175490
STP_009 - Lot7 | Data Enrichment | KIB |  | 2023-11-08 |  |  | 1102547 | 1102547 |  |  |  | ERSA | M | 5920 | 1525324GZPCLNT100 | EA |  | DRIVE;THRU,SUIT A11VO75&VO45,10174060 | DRIVE;THRU,SUIT A11VO75&VO45,10174060 | DRIVE;ADDITIONAL FEATURES:THRU,SUIT A11VO75&VO45,10174060
STP_009 - Lot7 | Data Enrichment | KIB |  | 2023-11-08 |  |  | 1028744 | 1028744 | 1435391 | AU_QM_000775898 |  | ERSA | M | 5800 | 1435391GZPCLNT100 | EA | 3000012 | DRIVE;TOY,43405-60016(NG) | DRIVE;TOY,43405-60016(NG) | DRIVE;MNFR:TOYOTA,PTNO:43405-60016(NG) |  | DRIVE SHAFT ASSY,CV,VEH:LN106 FRONT OUTER CV ASSY; | TOYOTA | 43405-60016(NG)
STP_009 - Lot7 | Data Enrichment | KIB |  | 2023-11-08 |  |  | 1024846 | 1024846 | 1373992 | AU_QM_000202864 |  | ERSA | M | 5800 | 1373992GZPCLNT100 | EA | 3000012 | DRIVE;TOY,9017920018 | DRIVE;TOY,9017920018 | DRIVE;MNFR:TOYOTA,PTNO:9017920018 |  | DRIVE;TOY,9017920018DRIVE;BEL,9017920018 | TOYOTA | 9017920018
STP_009 - Lot7 | Data Enrichment | KIB |  | 2023-11-08 |  |  | 1028289 | 1028289 | 1373259 | AU_QM_000197858 |  | ERSA | M | 5800 | 1373259GZPCLNT100 | EA | 3000035 | DRIVE;WAR,CMDFBCZV1 | DRIVE;WAR,CMDFBCZV1 | DRIVE;MNFR:WARMAN,PTNO:CMDFBCZV1 |  | DRIVE;WAR,CMDFBCZV1DRIVE;WAR,CM-DFB-C-ZV1 | WARMAN | CMDFBCZV1
STP_009 - Lot7 | Data Enrichment | KIB |  | 2023-11-08 |  |  | 1025478 | 1025478 | 1382291 | AU_QM_000222386 |  | ERSA | M | 5800 | 1382291GZPCLNT100 | EA | 3000035 | DRIVE;WAR,CS0304 | DRIVE;WAR,CS0304 | DRIVE;MNFR:WARMAN,PTNO:CS0304 |  | DRIVE;WAR,CS0304DRIVE;WEI,CS0304 | WARMAN | CS0304
STP_009 - Lot7 | Data Enrichment | KIB |  | 2023-11-08 |  |  | 1028290 | 1028290 | 1373241 | AU_QM_000197839 |  | ERSA | M | 5800 | 1373241GZPCLNT100 | EA | 3000035 | DRIVE;WAR,EE024D10E62 | DRIVE;WAR,EE024D10E62 | DRIVE;MNFR:WARMAN,PTNO:EE024D10E62 |  | DRIVE;WAR,EE024D10E62DRIVE;WAR,EE024D-10E62 | WARMAN | EE024D10E62
STP_009 - Lot7 | Data Enrichment | KIB |  | 2023-11-08 |  |  | 1025188 | 1025188 | 1390552 | AU_QM_000232229 |  | ERSA | M | 5800 | 1390552GZPCLNT100 | EA | 3000035 | DRIVE;WAR,VC4277TE02 | DRIVE;WAR,VC4277TE02 | DRIVE;MNFR:WARMAN,PTNO:VC4277TE02 |  | DRIVE;WAR,VC4277TE02DRIVE;WEI,VC4277TE02 | WARMAN | VC4277TE02
STP_009 - Lot7 | Data Enrichment | KIB |  | 2023-11-08 |  |  | 1120596 | 1120596 |  |  |  | ERSA | M | 2920 | 1528901GZPCLNT100 | BOX |  | EARMUFF;EAR PLUGS DISP,1712-00214 | OREJERA; | EARMUFF;ADDITIONAL FEATURES EN:EAR PLUGS DISP,1712-00214 | OREJERA;
STP_009 - Lot7 | Data Enrichment | KIB |  | 2023-11-08 |  |  | 1023182 | 1023182 | 1394498 | AU_QM_000238098 |  | ERSA | M | 4090 | 1394498GZPCLNT100 | EA | 3000003 | EDGE,CUTNG;CAT,1187110 | EDGE,CUTNG;CAT,1187110 | EDGE,CUTTING;MNFR:CATERPILLAR,PTNO:1187110 |  | OEM-E-LISTEDGE,CUTTING;CAT,1187110 | CATERPILLAR | 1187110
STP_009 - Lot7 | Data Enrichment | KIB |  | 2023-11-08 |  |  | 1009122 | 1009122 |  |  |  | ERSA | M | 5000 | 1612515GZPCLNT100 | EA | 3000010 | EDGE,CUTNG;SAN,E2CE7-5386L | CUCHILLA;SAN,E2CE7-5386L | EDGE,CUTTING;MNFR:SANDVIK,PTNO:E2CE7-5386L,ADDITIONAL FEATURES EN:LOADER, LH,EIMCO 913 | CUCHILLA;MNFR:SANDVIK,PTNO:E2CE7-5386L |  | SANDVIK | E2CE7-5386L
STP_009 - Lot7 | Data Enrichment | KIB |  | 2023-11-08 |  |  | 1154620 | 1154620 |  |  |  | ERSA | M | 4090 | 1509178GZPCLNT100 | EA |  | EDGE; NEOPRENE EDGE TRIM,,T6-M-20941-088 | EDGE; NEOPRENE EDGE TRIM,,T6-M-20941-088 | EDGE;ADDITIONAL FEATURES: NEOPRENE EDGE TRIM,,T6-M-20941-088
STP_009 - Lot7 | Data Enrichment | KIB |  | 2023-11-08 |  |  | 1023485 | 1023485 | 1385612 | AU_QM_000226411 |  | ERSA | M | 4090 | 1385612GZPCLNT100 | EA | 3000000 | EDGE;ATL,Z102525HT3048 | EDGE;ATL,Z102525HT3048 | EDGE;MNFR:ATLAS COPCO,PTNO:Z102525HT3048 |  | EDGE;ATL,Z102525HT3048EDGE;ATL,Z102525HT3048 | ATLAS COPCO | Z102525HT3048
STP_009 - Lot7 | Data Enrichment | KIB |  | 2023-11-08 |  |  | 1023444 | 1023444 | 1386516 | AU_QM_000227481 |  | ERSA | M | 4090 | 1386516GZPCLNT100 | EA | 3000000 | EDGE;ATL,Z104-5841-50 | EDGE;ATL,Z104-5841-50 | EDGE;MNFR:ATLAS COPCO,PTNO:Z104-5841-50 |  | EDGE;ATL,Z104-5841-50EDGE;ATL,Z104-5841-50 | ATLAS COPCO | Z104-5841-50
STP_009 - Lot7 | Data Enrichment | KIB |  | 2023-11-08 |  |  | 1023449 | 1023449 | 1386410 | AU_QM_000227357 |  | ERSA | M | 4090 | 1386410GZPCLNT100 | EA | 3000000 | EDGE;ATL,Z1U0761 | EDGE;ATL,Z1U0761 | EDGE;MNFR:ATLAS COPCO,PTNO:Z1U0761 |  | EDGE;ATL,Z1U0761EDGE;ATL,Z1U0761 | ATLAS COPCO | Z1U0761
STP_009 - Lot7 | Data Enrichment | KIB |  | 2023-11-08 |  |  | 1023443 | 1023443 | 1386518 | AU_QM_000227483 |  | ERSA | M | 4090 | 1386518GZPCLNT100 | EA | 3000000 | EDGE;ATL,Z1U0761-50 | EDGE;ATL,Z1U0761-50 | EDGE;MNFR:ATLAS COPCO,PTNO:Z1U0761-50 |  | EDGE;ATL,Z1U0761-50EDGE;ATL,Z1U0761-50 | ATLAS COPCO | Z1U0761-50
STP_009 - Lot7 | Data Enrichment | KIB |  | 2023-11-08 |  |  | 1023450 | 1023450 | 1386401 | AU_QM_000227347 |  | ERSA | M | 4090 | 1386401GZPCLNT100 | EA | 3000000 | EDGE;ATL,ZMISC | EDGE;ATL,ZMISC | EDGE;MNFR:ATLAS COPCO,PTNO:ZMISC |  | EDGE;ATL,ZMISCEDGE;ATL,ZMISC | ATLAS COPCO | ZMISC
STP_009 - Lot7 | Data Enrichment | KIB |  | 2023-11-08 |  |  | 1023588 | 1023588 | 1381483 | AU_QM_000221405 |  | ERSA | M | 4090 | 1381483GZPCLNT100 | EA | 3000003 | EDGE;CAT,100-4043 | EDGE;CAT,100-4043 | EDGE;MNFR:CATERPILLAR,PTNO:100-4043 |  | EDGE;CAT,100-4043EDGE;CAT,100-4043 | CATERPILLAR | 100-4043
STP_009 - Lot7 | Data Enrichment | KIB |  | 2023-11-08 |  |  | 1023587 | 1023587 | 1381485 | AU_QM_000221407 |  | ERSA | M | 4090 | 1381485GZPCLNT100 | EA | 3000003 | EDGE;CAT,100-4043+30 | EDGE;CAT,100-4043+30 | EDGE;MNFR:CATERPILLAR,PTNO:100-4043+30 |  | EDGE;CAT,100-4043+30EDGE;CAT,100-4043+30 | CATERPILLAR | 100-4043+30
STP_009 - Lot7 | Data Enrichment | KIB |  | 2023-11-08 |  |  | 1074739 | 1074739 |  |  |  | ERSA | M | 3300 | 1098342GZPCLNT100 | EA | 3000003 | EDGE;CAT,2804068,END | BORDE;CAT,2804068,EXTREMO | EDGE;MNFR:CATERPILLAR,PTNO:2804068,ADDITIONAL FEATURES EN:END | BORDE;MNFR:CATERPILLAR,PTNO:2804068,CARACTERISTICAS ADICIONALES ES:EXTREMO |  | CATERPILLAR | 2804068
STP_009 - Lot7 | Data Enrichment | KIB |  | 2023-11-08 |  |  | 1023804 | 1023804 | 1377170 | AU_QM_000216359 |  | ERSA | M | 4090 | 1377170GZPCLNT100 | EA | 3000001 | EDGE;EPI,5112 2425 00 | EDGE;EPI,5112 2425 00 | EDGE;MNFR:EPIROC,PTNO:5112 2425 00 |  | EDGE;EPI,5112 2425 00EDGE;EPI,5112 2425 00 | EPIROC | 5112 2425 00
STP_009 - Lot7 | Data Enrichment | KIB |  | 2023-11-08 |  |  | 1023491 | 1023491 | 1385111 | AU_QM_000225817 |  | ERSA | M | 4090 | 1385111GZPCLNT100 | EA | 3000006 | EDGE;KOM,31060000 | EDGE;KOM,31060000 | EDGE;MNFR:KOMATSU MINING SYSTEMS INC.,PTNO:31060000 |  | EDGE;KOM,31060000EDGE;KOM,31060000 | KOMATSU MINING SYSTEMS INC. | 31060000
STP_009 - Lot7 | Data Enrichment | KIB |  | 2023-11-08 |  |  | 1023278 | 1023278 | 1390904 | AU_QM_000232638 |  | ERSA | M | 4090 | 1390904GZPCLNT100 | EA | 3000006 | EDGE;KOM,69398LP | EDGE;KOM,69398LP | EDGE;MNFR:KOMATSU MINING SYSTEMS INC.,PTNO:69398LP |  | EDGE;KOM,69398LPEDGE;KOM,69398LP | KOMATSU MINING SYSTEMS INC. | 69398LP
STP_009 - Lot7 | Data Enrichment | KIB |  | 2023-11-08 |  |  | 1023582 | 1023582 | 1381772 | AU_QM_000221750 |  | ERSA | M | 4090 | 1381772GZPCLNT100 | EA | 3000006 | EDGE;KOM,KENAMETAL | EDGE;KOM,KENAMETAL | EDGE;MNFR:KOMATSU MINING SYSTEMS INC.,PTNO:KENAMETAL |  | EDGE;KOM,KENAMETALEDGE;KOM,KENAMETAL | KOMATSU MINING SYSTEMS INC. | KENAMETAL
STP_009 - Lot7 | Data Enrichment | KIB |  | 2023-11-08 |  |  | 1074628 | 1074628 |  |  |  | ERSA | M | 3730 | 1104635GZPCLNT100 | EA | 3000003 | EJECTOR;CAT,3487748,ASSY | EYECTOR;CAT,3487748,ENSAMBLE | EJECTOR;MNFR:CATERPILLAR,PTNO:3487748,ADDITIONAL FEATURES EN:ASSEMBLY | EYECTOR;MNFR:CATERPILLAR,PTNO:3487748,CARACTERISTICAS ADICIONALES ES:ENSAMBLE |  | CATERPILLAR | 3487748
STP_009 - Lot7 | Data Enrichment | KIB |  | 2023-11-08 |  |  | 1001530 | 1001530 |  |  |  | ERSA | M | 5000 | 1598189GZPCLNT100 | EA | 3000010 | COMPENSATOR;SAN,88670869 | COMPENSADOR;SAN,88670869 | COMPENSATOR;MNFR:SANDVIK,PTNO:88670869 | COMPENSADOR;MNFR:SANDVIK,PTNO:88670869 |  | SANDVIK | 88670869 | 1068336 @@ SANDVIK MINING & CONSTRUCTION | 88670869
STP_009 - Lot7 | Data Enrichment | KIB |  | 2023-11-08 |  |  | 1008818 | 1008818 |  |  |  | ERSA | M | 5000 | 1593981GZPCLNT100 | EA | 3000010 | COUNTER;SAN,55213589 | CONTADOR;SAN,55213589 | COUNTER;MNFR:SANDVIK,PTNO:55213589 | CONTADOR;MNFR:SANDVIK,PTNO:55213589 |  | SANDVIK | 55213589 | 1068336 @@ SANDVIK MINING & CONSTRUCTION | 55213589
STP_009 - Lot7 | Data Enrichment | KIB |  | 2023-11-08 |  |  | 1009674 | 1009674 | 1457582 | AU_QM_001305226 |  | ERSA | M | 4090 | 1457582GZPCLNT100 | EA | 3000013 | EDGE;VOL,V11045808 | EDGE;VOL,V11045808 | EDGE;MNFR:VOLVO,PTNO:V11045808 |  | CUTTING EDGE,MOULDBOARD:CUTTING EDGE;ENDS; | VOLVO | V11045808 | 1068233 @@ ISA DIESEL & EARTHMOVING REPAIRS | V11045808
STP_009 - Lot7 | Data Enrichment | KIB |  | 2023-11-08 |  |  | 1009739 | 1009739 | 1457989 | AU_QM_001310424 |  | ERSA | M | 5800 | 1457989GZPCLNT100 | EA | 3000000 | DRIVE;ATL,9106 1852 54 | DRIVE;ATL,9106 1852 54 | DRIVE;MNFR:ATLAS COPCO,PTNO:9106 1852 54 |  | DRIVE UNIT,VARIABLE FREQUENCY:DRIVE UNIT; | ATLAS COPCO | 9106 1852 54 | 1068108 @@ EPIROC AUSTRALIA PTY LTD | 9106 1852 54
STP_009 - Lot7 | Data Enrichment | KIB |  | 2023-11-08 |  |  | 1010421 | 1010421 |  |  |  | ERSA | M | 3730 | 1607238GZPCLNT100 | EA | 3000003 | EDGE,CUTNG;CAT,4T-2231,25MM THICK OPTION | CUCHILLA;CAT,4T-2231 | EDGE,CUTTING;MNFR:CATERPILLAR,PTNO:4T-2231,ADDITIONAL FEATURES EN:25MM THICK OPTION,MACHINE:MOTOR GRADER,MATERIAL:THROUGH HARDENED (DH2) | CUCHILLA;MNFR:CATERPILLAR,PTNO:4T-2231 |  | CATERPILLAR | 4T-2231 | 1068196 @@ HASTINGS DEERING(AUSTRALIA) LTD | 4T2231
STP_009 - Lot7 | Data Enrichment | KIB |  | 2023-11-08 |  |  | 1010426 | 1010426 |  |  |  | ERSA | M | 3730 | 1607260GZPCLNT100 | EA | 3000003 | EDGE,CUTNG;CAT,1359397 | CUCHILLA;CAT,1359397 | EDGE,CUTTING;MNFR:CATERPILLAR,PTNO:1359397 | CUCHILLA;MNFR:CATERPILLAR,PTNO:1359397 |  | CATERPILLAR | 1359397 | 1068196 @@ HASTINGS DEERING(AUSTRALIA) LTD | 1359397
STP_009 - Lot7 | Data Enrichment | KIB |  | 2023-11-08 |  |  | 1010796 | 1010796 |  |  |  | ERSA | M | 5100 | 1613892GZPCLNT100 | EA | 3000278 | CASE;FLUK,617-024,MULTIMETERSOFT,MPN:C25 | ESTUCHE;FLUK,617-024 | CASE;MNFR:FLUKE,PTNO:617-024,ADDITIONAL FEATURES EN:MULTIMETERSOFT,MPN:C25,FOR USE WITH 113 SERIES, 114 SERIES, 115 SERIES, 116 SERIES, 117 SE,1503 SERIES, 1507 | ESTUCHE;MNFR:FLUKE,PTNO:617-024 |  | FLUKE | 617-024 | 1068206 @@ RS COMPONENTS PTY LTD | 514-938
STP_009 - Lot7 | Data Enrichment | KIB |  | 2023-11-08 |  |  | 1011154 | 1011154 |  |  |  | ERSA | M | 5920 | 1584247GZPCLNT100 | EA | 3000000 | DRIVE;ATL,3310-1460-80,TRIG | MOTRIZ;ATL,3310-1460-80 | DRIVE;MNFR:ATLAS COPCO,PTNO:3310-1460-80,ADDITIONAL FEATURES EN:TRIGGER | MOTRIZ;MNFR:ATLAS COPCO,PTNO:3310-1460-80 |  | ATLAS COPCO | 3310-1460-80 | 1068574 @@ SWANSTON TASMANIA PTY LTD | 3310-1460-80
STP_009 - Lot7 | Data Enrichment | KIB |  | 2023-11-08 |  |  | 1011849 | 1011849 |  |  |  | ERSA | M | 3730 | 1614230GZPCLNT100 | EA | 3000003 | DRIVE;CAT,552-4952,WHEEL & FINAL | MOTRIZ;CAT,552-4952 | DRIVE;MNFR:CATERPILLAR,PTNO:552-4952,ADDITIONAL FEATURES EN:WHEEL & FINAL | MOTRIZ;MNFR:CATERPILLAR,PTNO:552-4952 |  | CATERPILLAR | 552-4952 | 1068196 @@ HASTINGS DEERING(AUSTRALIA) LTD | 552-4952
STP_009 - Lot7 | Data Enrichment | KIB |  | 2023-11-08 |  |  | 1012444 | 1012444 |  |  |  | ERSA | M | 3730 | 1609663GZPCLNT100 | EA | 3000003 | EDGE,CUTNG;CAT,135-9395 | CUCHILLA;CAT,135-9395 | EDGE,CUTTING;MNFR:CATERPILLAR,PTNO:135-9395 | CUCHILLA;MNFR:CATERPILLAR,PTNO:135-9395 |  | CATERPILLAR | 135-9395 | 1068196 @@ HASTINGS DEERING(AUSTRALIA) LTD | 135-9395
STP_009 - Lot7 | Data Enrichment | KIB |  | 2023-11-08 |  |  | 1013085 | 1013085 |  |  |  | ERSA | M | 1500 | 1478634GZPCLNT100 | EA | 3000418 | CASE;BORT,5005378 | CASE;BORT,5005378 | CASE;MNFR:BOART LONGYEAR,PTNO:5005378 |  |  | BOART LONGYEAR | 5005378 | 1068617 @@ BOART LONGYEAR PTY LTD | 5005378
STP_009 - Lot7 | Data Enrichment | KIB |  | 2023-11-08 |  |  | 1014580 | 1014580 |  |  |  | ERSA | M | 3730 | 1584073GZPCLNT100 | EA | 3000003 | EDGE;CAT,134-1773,CTNG | BORDE;CAT,134-1773 | EDGE;MNFR:CATERPILLAR,PTNO:134-1773,ADDITIONAL FEATURES EN:CUTTING | BORDE;MNFR:CATERPILLAR,PTNO:134-1773 |  | CATERPILLAR | 134-1773 | 1068196 @@ HASTINGS DEERING(AUSTRALIA) LTD | 1341773
STP_009 - Lot7 | Data Enrichment | KIB |  | 2023-11-08 |  |  | 1015357 | 1015357 |  |  |  | ERSA | M | 1600 | 1616726GZPCLNT100 | EA | 3000014 | DRIVE;ABB,DCS800-S01-0125-05,DCS800,125A | MOTRIZ;ABB,DCS800-S01-0125-05 | DRIVE;MNFR:ABB,PTNO:DCS800-S01-0125-05,ADDITIONAL FEATURES EN:DCS800,125A,73KW | MOTRIZ;MNFR:ABB,PTNO:DCS800-S01-0125-05 |  | ABB | DCS800-S01-0125-05 | 1068212 @@ ABB AUSTRALIA PTY LTD | DCS800-S01-0125-05
STP_009 - Lot7 | Data Enrichment | KIB |  | 2023-11-08 |  |  | 1015428 | 1015428 |  |  |  | ERSA | M | 1600 | 1616717GZPCLNT100 | EA |  | DRIVE;VARIABLE SPEED,250X400X195 MM | MOTRIZ;VELOCIDAD VARIABLE | DRIVE;TYPE:VARIABLE SPEED,SIZE:250X400X195 MM,ADDITIONAL FEATURES EN:NOMINAL APPLIED MOTOR RATING: 15KW,RATED OUTPUT CURRENT:32A AT 50 DEG C,INPUT VOLTAGE:415V,3-PHASE, 50HZ,HEAT LOSSES:MAXIMUM 610W,INTEGRAL RFI(EMC)FILTER,INTEGRAL BRAKE TRANSISTOR, ULTIFUNCTION KEYPAD PART NO.TP-A2SW | MOTRIZ;TIPO:VELOCIDAD VARIABLE |  |  |  | 1068620 @@ CSE-UNISERVE PTY LIMITED | FRN0038G2E-4G/HHD/MK
STP_009 - Lot7 | Data Enrichment | KIB |  | 2023-11-08 |  |  | 1015587 | 1015587 | 1452384 | AU_QM_001187764 |  | ERSA | M | 5955 | 1452384GZPCLNT100 | EA | 3000030 | DIVERTER;OUT,3887468L | DIVERTER;OUT,3887468L | DIVERTER;MNFR:OUTOTEC,PTNO:3887468L |  | DIVERTER; CYCLINDER 40 - 50/100 | OUTOTEC | 3887468L | 1068243 @@ OUTOTEC PTY LTD | 3887468L | 1068104 @@ METSO OUTOTEC AUSTRALIA LIMITED | PN1015587
STP_009 - Lot7 | Data Enrichment | KIB |  | 2023-11-08 |  |  | 1015802 | 1015802 | 1470566 | AU_QM_009146750 |  | ERSA | M | 5610 | 1470566GZPCLNT100 | EA |  | CURRENT, 800/5 AMP 50 CYCLE | CURRENT, 800/5 AMP 50 CYCLE | TRANSFORMER: CURRENT, 800/5 AMP 50 CYCLE FOR ITEM B2:30-05 FOR K57 WINDERS |  | TRANSFORMER:CURRENT, 800/5 AMP 50 CYCLE |  |  | 1068212 @@ ABB AUSTRALIA PTY LTD | 1470566
STP_009 - Lot7 | Data Enrichment | KIB |  | 2023-11-08 |  |  | 1015803 | 1015803 | 1470565 | AU_QM_009146749 |  | ERSA | M | 5610 | 1470565GZPCLNT100 | EA |  | CURRENT, 600/5AMP 50 CYCLES | CURRENT, 600/5AMP 50 CYCLES | TRANSFORMER: CURRENT, 600/5AMP 50 CYCLES FOR ITEM BI:03-05 FOR K57 WINDERS |  | TRANSFORMER:CURRENT, 600/5AMP 50 CYCLES |  |  | 1068212 @@ ABB AUSTRALIA PTY LTD | 1470565
STP_009 - Lot7 | Data Enrichment | KIB |  | 2023-11-08 |  |  | 1016016 | 1016016 |  |  |  | ERSA | M | 5000 | 1616915GZPCLNT100 | EA | 3000010 | EJECTOR;SAN,56040823 | EYECTOR;SAN,56040823 | EJECTOR;MNFR:SANDVIK,PTNO:56040823 | EYECTOR;MNFR:SANDVIK,PTNO:56040823 |  | SANDVIK | 56040823 | 1068336 @@ SANDVIK MINING & CONSTRUCTION | 56040823
STP_009 - Lot7 | Data Enrichment | KIB |  | 2023-11-08 |  |  | 1016245 | 1016245 |  |  |  | ERSA | M | 3750 | 1167321GZPCLNT100 | EA | 3000000 | DRIVE;ATL,3222327724,UNT | MOTRIZ;ATL,3222327724,UN | DRIVE;MNFR:ATLAS COPCO,PTNO:3222327724,ADDITIONAL FEATURES EN:UNIT | MOTRIZ;MNFR:ATLAS COPCO,PTNO:3222327724,CARACTERISTICAS ADICIONALES ES:UNIDAD |  | ATLAS COPCO | 3222327724 | 1068108 @@ EPIROC AUSTRALIA PTY LTD | 6060011141
STP_009 - Lot7 | Data Enrichment | KIB |  | 2023-11-08 |  |  | 1017091 | 1017091 |  |  |  | ERSA | M | 3300 | 1038216GZPCLNT100 | EA | 3000003 | EDGE,CUTNG;CAT,1359394 | EDGE,CUTNG;CAT,1359394 | EDGE,CUTTING;MNFR:CATERPILLAR,PTNO:1359394 |  |  | CATERPILLAR | 1359394 | 1068196 @@ HASTINGS DEERING(AUSTRALIA) LTD | 1359394
STP_009 - Lot7 | Data Enrichment | KIB |  | 2023-11-08 |  |  | 1017434 | 1017434 | 1208181 | AU_QM_000165661 |  | ERSA | M | 3300 | 1208181GZPCLNT100 | EA | 3000003 | EDGE,CUTNG;CAT,9W6656,FNE POINTE | EDGE,CUTNG;CAT,9W6656,FNE POINTE | EDGE,CUTTING;MNFR:CATERPILLAR,PTNO:9W6656,ADDITIONAL FEATURES EN:FINE POINTE |  | CUTTING EDGE,MOULDBOARD:Cutting Edge | CATERPILLAR | 9W6656 | 1068196 @@ HASTINGS DEERING(AUSTRALIA) LTD | 9W6656
STP_009 - Lot7 | Data Enrichment | KIB |  | 2023-11-08 |  |  | 1021749 | 1021749 | 1377104 | AU_QM_000216286 |  | ERSA | M | 5955 | 1377104GZPCLNT100 | EA | 3000001 | CART;EPI,3216 6508 81 | CART;EPI,3216 6508 81 | CART;MNFR:EPIROC,PTNO:3216 6508 81 |  | CART;EPI,3216 6508 81CART;EPI,3216 6508 81 | EPIROC | 3216 6508 81 | 1068108 @@ EPIROC AUSTRALIA PTY LTD | 3216650881
STP_009 - Lot7 | Data Enrichment | KIB |  | 2023-11-08 |  |  | 1025629 | 1025629 | 1380906 | AU_QM_000220468 |  | ERSA | M | 5800 | 1380906GZPCLNT100 | EA | 3000001 | DRIVE;EPI,5590 0178 41 | DRIVE;EPI,5590 0178 41 | DRIVE;MNFR:EPIROC,PTNO:5590 0178 41 |  | DRIVE;EPI,5590 0178 41DRIVE;EPI,5590 0178 41 | EPIROC | 5590 0178 41 | 1068108 @@ EPIROC AUSTRALIA PTY LTD | 5590017841
STP_009 - Lot7 | Data Enrichment | KIB |  | 2023-11-08 |  |  | 1026030 | 1026030 | 1431065 | AU_QM_000685031 |  | ERSA | M | 5800 | 1431065GZPCLNT100 | EA | 3000012 | DRIVE;TOY,43405-60040(NG) | DRIVE;TOY,43405-60040(NG) | DRIVE;MNFR:TOYOTA,PTNO:43405-60040(NG) |  | DRIVE SHAFT ASSY,CV,VEH:HZJ75 CV JOINT/SHAFT ASSY;1991 ONWARDS; | TOYOTA | 43405-60040(NG) | 1068534 @@ HARDY SPICER | CV436 | 1068114 @@ BELL & MOIR - PARTS ORDERS ONLY | CV436
STP_009 - Lot7 | Data Enrichment | KIB |  | 2023-11-08 |  |  | 1030697 | 1030697 |  |  |  | ERSA | M | 5800 | 1381810GZPCLNT100 | EA | 3000008 | COUPLING;SAN,9062000922,FAN DRIVE | ACOPLAMIENTO;SAN,9062000922 | DRIVE;MNFR:MERCEDES,PTNO:9062000922 |  |  | MERCEDES | 9062000922 | 1068211 @@ PENSKE POWER SYSTEMS | 9062000922 | 1068336 @@ SANDVIK MINING & CONSTRUCTION | 9062000922
STP_009 - Lot7 | Data Enrichment | KIB |  | 2023-11-08 |  |  | 1031699 | 1031699 | 1463810 | AU_QM_005120214 |  | ERSA | M | 1500 | 1463810GZPCLNT100 | EA | 3000000 | CASE;ATL,3863015600 | CASE;ATL,3863015600 | CASE;MNFR:ATLAS COPCO,PTNO:3863015600 |  | CASE,CORE LIFTER; TT-56 | ATLAS COPCO | 3863015600 | 1068108 @@ EPIROC AUSTRALIA PTY LTD | 3863-0156-00
STP_009 - Lot7 | Data Enrichment | KIB |  | 2023-11-08 |  |  | 1033822 | 1033822 |  |  |  | ERSA | M | 3760 | 1532167GZPCLNT100 | EA | 3000013 | EDGE,CUTNG;VOL,11045808 | EDGE,CUTNG;VOL,11045808 | EDGE,CUTNG;MNFR:VOLVO,PTNO:11045808 |  |  | VOLVO | 11045808 | 1068317 @@ SMH EQUIPMENT PTY LTD | 11045808
STP_009 - Lot7 | Data Enrichment | KIB |  | 2023-11-08 |  |  | 1033823 | 1033823 |  |  |  | ERSA | M | 3760 | 1532166GZPCLNT100 | EA | 3000013 | EDGE,CUTNG;VOL,11045809 | EDGE,CUTNG;VOL,11045809 | EDGE,CUTNG;MNFR:VOLVO,PTNO:11045809 |  |  | VOLVO | 11045809 | 1068317 @@ SMH EQUIPMENT PTY LTD | 11045809
STP_009 - Lot7 | Data Enrichment | KIB |  | 2023-11-08 |  |  | 1035278 | 1035278 | 1375233 | AU_QM_000214223 |  | ERSA | M | 5955 | 1375233GZPCLNT100 | EA | 3000001 | CART;EPI,9106970255 | CART;EPI,9106970255 | CART;MNFR:EPIROC,PTNO:9106970255 |  | CART;EPI,9106970255CART;EPI,9106970255 | EPIROC | 9106970255 | 1068108 @@ EPIROC AUSTRALIA PTY LTD | 9106970255
STP_009 - Lot7 | Data Enrichment | KIB |  | 2023-11-08 |  |  | 1035391 | 1035391 |  |  |  | ERSA | M | 5000 | 1535459GZPCLNT100 | EA |  | DRIVE;ROTOR,PR1000 DRIFTER,1058507-1 | DRIVE;ROTOR,PR1000 DRIFTER,1058507-1 | DRIVE;ADDITIONAL FEATURES:ROTOR,PR1000 DRIFTER,1058507-1 |  |  |  |  | 1068574 @@ SWANSTON TASMANIA PTY LTD | 1058507-1
STP_009 - Lot7 | Data Enrichment | KIB |  | 2023-11-08 |  |  | 1035402 | 1035402 |  |  |  | ERSA | M | 1600 | 1505706GZPCLNT100 | EA |  | DRIVE;18.5KW,20F11NC037JA0NNNNN | DRIVE;18.5KW,20F11NC037JA0NNNNN | DRIVE;ADDITIONAL FEATURES:18.5KW,20F11NC037JA0NNNNN |  |  |  |  | 1068206 @@ RS COMPONENTS PTY LTD | 1505706
STP_009 - Lot7 | Data Enrichment | KIB |  | 2023-11-08 |  |  | 1035534 | 1035534 |  |  |  | ERSA | M | 1600 | 1505705GZPCLNT100 | EA |  | DRIVE;7.5KW,20F11NC022JA0NNNNN | DRIVE;7.5KW,20F11NC022JA0NNNNN | DRIVE;ADDITIONAL FEATURES:7.5KW,20F11NC022JA0NNNNN |  |  |  |  | 1068206 @@ RS COMPONENTS PTY LTD | 1828783
STP_009 - Lot7 | Data Enrichment | KIB |  | 2023-11-08 |  |  | 1035535 | 1035535 |  |  |  | ERSA | M | 1600 | 1505704GZPCLNT100 | EA |  | DRIVE;5.5KW,20F11NC011JA0NNNNN | DRIVE;5.5KW,20F11NC011JA0NNNNN | DRIVE;ADDITIONAL FEATURES:5.5KW,20F11NC011JA0NNNNN |  |  |  |  | 1068206 @@ RS COMPONENTS PTY LTD | 9055712
STP_009 - Lot7 | Data Enrichment | KIB |  | 2023-11-08 |  |  | 1035537 | 1035537 |  |  |  | ERSA | M | 1600 | 1505707GZPCLNT100 | EA |  | DRIVE;22KW,20F11NC043JA0NNNNN | DRIVE;22KW,20F11NC043JA0NNNNN | DRIVE;ADDITIONAL FEATURES:22KW,20F11NC043JA0NNNNN |  |  |  |  | 1068206 @@ RS COMPONENTS PTY LTD | 7887924
STP_009 - Lot7 | Data Enrichment | KIB |  | 2023-11-08 |  |  | 1036015 | 1036015 |  |  |  | ERSA | M | 4090 | 1527781GZPCLNT100 | BAG |  | AGGREGATE;10MM MINUS,1,BLUE STONE< 10 MM | AGGREGATE;10MM MINUS,1,BLUE STONE< 10 MM | AGGREGATE;ADDITIONAL FEATURES:10MM MINUS,1,BLUE STONE< 10 MM |  |  |  |  | 1068608 @@ ISA QUARRY PTY LTD | BLUE STONE< 10 MM
STP_009 - Lot7 | Data Enrichment | KIB |  | 2023-11-08 |  |  | 1036044 | 1036044 |  |  |  | ERSA | M | 2920 | 1526185GZPCLNT100 | PAA |  | EARMUFF;SLIM CLASS 5 31DB,1712-00215 | EARMUFF;SLIM CLASS 5 31DB,1712-00215 | EARMUFF;ADDITIONAL FEATURES:SLIM CLASS 5 31DB,1712-00215 |  |  |  |  | 1068802 @@ WESTERNEX PTY LTD | 1712-00215
STP_009 - Lot7 | Data Enrichment | KIB |  | 2023-11-08 |  |  | 1036363 | 1036363 | 1475800 | AU_QM_000234509 |  | ERSA | M | 5620 | 1475800GZPCLNT100 | BAG |  | CIRCLIP;S/S;EXTERNAL;18MM SHAFT DIA X 17 | CIRCLIP;S/S;EXTERNAL;18MM SHAFT DIA X 17 |  |  | RING,RETAINING: CIRCLIP;S/S;EXTERNAL;18MM SHAFT DIA X 17 |  |  | 1068206 @@ RS COMPONENTS PTY LTD | 209-6665
STP_009 - Lot7 | Data Enrichment | KIB |  | 2023-11-08 |  |  | 1036364 | 1036364 | 1475799 | AU_QM_000234508 |  | ERSA | M | 5620 | 1475799GZPCLNT100 | BAG |  | CIRCLIP;S/S;EXTERNAL;14MM SHAFT DIA X 13 | CIRCLIP;S/S;EXTERNAL;14MM SHAFT DIA X 13 |  |  | RING,RETAINING: CIRCLIP;S/S;EXTERNAL;14MM SHAFT DIA X 13 |  |  | 1068206 @@ RS COMPONENTS PTY LTD | 209-6643
STP_009 - Lot7 | Data Enrichment | KIB |  | 2023-11-08 |  |  | 1036365 | 1036365 | 1475798 | AU_QM_000234507 |  | ERSA | M | 5620 | 1475798GZPCLNT100 | BAG |  | CIRCLIP;S/S;E TYPE;20MM SHAFT DIA X 15MM | CIRCLIP;S/S;E TYPE;20MM SHAFT DIA X 15MM |  |  | RING,RETAINING: CIRCLIP;S/S;E TYPE;20MM SHAFT DIA X 15MM |  |  | 1068206 @@ RS COMPONENTS PTY LTD | 209-6924
STP_009 - Lot7 | Data Enrichment | KIB |  | 2023-11-08 |  |  | 1036366 | 1036366 | 1475797 | AU_QM_000234506 |  | ERSA | M | 5620 | 1475797GZPCLNT100 | BAG |  | CIRCLIP;S/S;E TYPE;15.5MM SHAFT DIA X 12 | CIRCLIP;S/S;E TYPE;15.5MM SHAFT DIA X 12 |  |  | RING,RETAINING: CIRCLIP;S/S;E TYPE;15.5MM SHAFT DIA X 12 |  |  | 1068206 @@ RS COMPONENTS PTY LTD | 209-6918
STP_009 - Lot7 | Data Enrichment | KIB |  | 2023-11-08 |  |  | 1036367 | 1036367 | 1475796 | AU_QM_000234505 |  | ERSA | M | 5620 | 1475796GZPCLNT100 | BAG |  | CIRCLIP;S/S;E TYPE;9.5MM SHAFT DIA X 7MM | CIRCLIP;S/S;E TYPE;9.5MM SHAFT DIA X 7MM |  |  | RING,RETAINING: CIRCLIP;S/S;E TYPE;9.5MM SHAFT DIA X 7MM |  |  | 1068206 @@ RS COMPONENTS PTY LTD | 209-6873
STP_009 - Lot7 | Data Enrichment | KIB |  | 2023-11-08 |  |  | 1036368 | 1036368 | 1475795 | AU_QM_000234504 |  | ERSA | M | 5620 | 1475795GZPCLNT100 | BAG |  | CIRCLIP;S/S;E TYPE;6MM SHAFT DIA X 4MM G | CIRCLIP;S/S;E TYPE;6MM SHAFT DIA X 4MM G |  |  | RING,RETAINING: CIRCLIP;S/S;E TYPE;6MM SHAFT DIA X 4MM G |  |  | 1068206 @@ RS COMPONENTS PTY LTD | 209-6851
STP_009 - Lot7 | Data Enrichment | KIB |  | 2023-11-08 |  |  | 1037029 | 1037029 | 1468840 | AU_QM_007873072 |  | ERSA | M | 3000 | 1468840GZPCLNT100 | PAA |  | CASING,AJAX PUMP | CASING,AJAX PUMP | RING,WEARING: CASING,AJAX PUMP (SUPPLY IN MATCHED PAIRS) |  | RING,WEARING: CASING,AJAX PUMP |  |  | 1069538 @@ KSB AUSTRALIA PTY LTD | 42-AK-41
STP_009 - Lot7 | Data Enrichment | KIB |  | 2023-11-08 |  |  | 1043373 | 1043373 | 1415120 | AU_QM_000260761 |  | ERSA | M | 5915 | 1415120GZPCLNT100 | EA |  | CASE;SPECS,UVEX 1089,BLACK,TH BELT CLIP | CASE;SPECS,UVEX 1089,BLACK,TH BELT CLIP | CASE;TYPE:SPECS,MATERIAL:UVEX 1089,COLOUR:BLACK,ADDITIONAL FEATURES EN:REQUIRED FOR CUTTING GLASSES PROTECTION, REQUES,TH BELT CLIP, |  | CASE;SPECS,UVEX 1089,BLACK,TH BELT CLIPCASE;SPECS,UVEX 1089,BLK,REQUIRED FOR |  |  | 1068652 @@ J BLACKWOOD & SONS | 1415120
STP_009 - Lot7 | Data Enrichment | KIB |  | 2023-11-08 |  |  | 1043885 | 1043885 | 1402360 | AU_QM_000246980 |  | ERSA | M | 5915 | 1402360GZPCLNT100 | EA |  | CASE;MULTMTR,WD 128 X LG 218 X HT 64 MM | CASE;MULTMTR,WD 128 X LG 218 X HT 64 MM | CASE;TYPE:MULTIMETER,SIZE:WD 128 X LG 218 X HT 64 MM,MATERIAL:POLYESTER,COLOUR:BLACK,MNFR:01)CNW,PTNO:01)FLUC25 |  | CASE;MULTMTR,WD 128 X LG 218 X HT 64 MMCASE;MULTIMETER,POLYESTER,BLACK,FLUC25 |  |  | 1068181 @@ CNW (MOUNT ISA) ELECT WHOLESALER | 1402360
STP_009 - Lot7 | Data Enrichment | KIB |  | 2023-11-08 |  |  | 1050929 | 1050929 |  |  |  | ERSA | M | 4090 | 1577948GZPCLNT100 | EA |  | ANODE;SUIT HEAT EXCHANGER,22439-3-34A | ANODO; | ANODE;ADDITIONAL FEATURES EN:SUIT HEAT EXCHANGER,22439-3-34A | ANODO; |  |  |  | 1068129 @@ TERRATEC AUSTRALIA PTY LTD | 1577948
STP_009 - Lot7 | Data Enrichment | KIB |  | 2023-11-08 |  |  | 1050944 | 1050944 |  |  |  | ERSA | M | 4090 | 1578192GZPCLNT100 | EA |  | CASE;IPHONE,8/7/SE G2/3 BLK,OTTERBOX DEF | ESTUCHE; | CASE;TYPE:IPHONE,SIZE:,MATERIAL:,ADDITIONAL FEATURES EN:8/7/SE G2/3 BLK,OTTERBOX DEF | ESTUCHE; |  |  |  | 1068599 @@ MTI AVIT PTY LIMITED T/A MTI | 1578192 | 1070300 @@ HARVEY NORMAN FURNITURE MT ISA | 10150859
STP_009 - Lot7 | Data Enrichment | KIB |  | 2023-11-08 |  |  | 1050945 | 1050945 |  |  |  | ERSA | M | 4090 | 1578193GZPCLNT100 | EA |  | CASE;IPAD,7/8/9/GEN,BLK,10.2 IN,UAG MET | ESTUCHE; | CASE;TYPE:IPAD,SIZE:,MATERIAL:,ADDITIONAL FEATURES EN:7/8/9/GEN,BLK,10.2 IN,UAG MET,UAG METROPOLIS | ESTUCHE; |  |  |  | 1070300 @@ HARVEY NORMAN FURNITURE MT ISA | 10156754
STP_009 - Lot7 | Data Enrichment | KIB |  | 2023-11-08 |  |  | 1050946 | 1050946 |  |  |  | ERSA | M | 4090 | 1578194GZPCLNT100 | EA |  | CASE;IPAD,7/8/9 GEN,BLK,10.2 IN,GRIFFIN | ESTUCHE; | CASE;TYPE:IPAD,SIZE:,MATERIAL:,ADDITIONAL FEATURES EN:7/8/9 GEN,BLK,10.2 IN,GRIFFIN,GRIFFIN SURVIVOR ALL TER | ESTUCHE; |  |  |  | 1070300 @@ HARVEY NORMAN FURNITURE MT ISA | 10156758
STP_009 - Lot7 | Data Enrichment | KIB |  | 2023-11-08 |  |  | 1050947 | 1050947 |  |  |  | ERSA | M | 4090 | 1578195GZPCLNT100 | EA |  | CASE;IPAD,7/8/9 GEN,BLK,10.2 IN,3SIXT AP | ESTUCHE; | CASE;TYPE:IPAD,SIZE:,MATERIAL:,ADDITIONAL FEATURES EN:7/8/9 GEN,BLK,10.2 IN,3SIXT AP,3SIXT APACHE RUGGED | ESTUCHE; |  |  |  | 1070300 @@ HARVEY NORMAN FURNITURE MT ISA | 10156768
STP_009 - Lot7 | Data Enrichment | KIB |  | 2023-11-08 |  |  | 1050988 | 1050988 |  |  |  | ERSA | M | 4090 | 1578467GZPCLNT100 | EA |  | CARABINER;80 MM,HOOK SNAP | MOSQUETON; | CARABINER;SIZE:80 MM,MATERIAL:,ADDITIONAL FEATURES EN:HOOK SNAP | MOSQUETON; |  |  |  | 1068652 @@ J BLACKWOOD & SONS | 2397738
STP_009 - Lot7 | Data Enrichment | KIB |  | 2023-11-08 |  |  | 1051080 | 1051080 |  |  |  | ERSA | M | 4090 | 1579416GZPCLNT100 | EA |  | CASE;PELICAN,300 X 200 MM | ESTUCHE; | CASE;TYPE:PELICAN,SIZE:300 X 200 MM,MATERIAL: | ESTUCHE; |  |  |  | 1068144 @@ AUTOBARN MOUNT ISA | HB6381
STP_009 - Lot7 | Data Enrichment | KIB |  | 2023-11-08 |  |  | 1051507 | 1051507 |  |  |  | ERSA | M | 4005 | 1582142GZPCLNT100 | EA |  | CASE;PF TRANSPORT,MONOMATIC/POLYMATIC | ESTUCHE; | CASE;TYPE:PF TRANSPORT,SIZE:,MATERIAL:,ADDITIONAL FEATURES EN:MONOMATIC/POLYMATIC | ESTUCHE; |  |  |  | 1068205 @@ BUTLER AGENCIES PTY LTD | 2002017
STP_009 - Lot7 | Data Enrichment | KIB |  | 2023-11-08 |  |  | 1051571 | 1051571 |  |  |  | ERSA | M | 1600 | 1577506GZPCLNT100 | EA |  | DRIVE,DISK;HPE 300GB SAS ENTERPRISE15K | UNIDAD DISCO; | DRIVE,DISK;ADDITIONAL FEATURES EN:HPE 300GB SAS ENTERPRISE15K SFF | UNIDAD DISCO; |  |  |  | 1071835 @@ REXEL AUSTRALIA | WMP870792-001
STP_009 - Lot7 | Data Enrichment | KIB |  | 2023-11-08 |  |  | 1051627 | 1051627 |  |  |  | ERSA | M | 1600 | 1582764GZPCLNT100 | EA |  | DRIVE;UNT,ULTRA BLUETOOTH INC CLEAR CVR | MOTRIZ; | DRIVE;ADDITIONAL FEATURES EN:UNIT,ULTRA BLUETOOTH INC CLEAR CVR | MOTRIZ; |  |  |  | 1068622 @@ PERMA INDUSTRIAL DIST P/L | ULTRADRIVEBT
STP_009 - Lot7 | Data Enrichment | KIB |  | 2023-11-08 |  |  | 1051798 | 1051798 |  |  |  | ERSA | M | 2920 | 1577467GZPCLNT100 | EA |  | COAT;S,FURNACE ALUMINISED,CUSTOM | BATA;S | COAT;SIZE:S,ADDITIONAL FEATURES EN:FURNACE ALUMINISED,CUSTOM | BATA;TAMAÃ‘O:S |  |  |  | 1068512 @@ BUNZL BRANDS & OPERATIONS PTY LIMIT | FCPR720JG00C00S
STP_009 - Lot7 | Data Enrichment | KIB |  | 2023-11-08 |  |  | 1051925 | 1051925 |  |  |  | ERSA | M | 4005 | 1578551GZPCLNT100 | EA |  | ANALYZER;FREQUENCY TENSION TESTER | ANALIZADOR; | ANALYZER;TYPE:FREQUENCY TENSION TESTER,MEASURING RANGE:,ADDITIONAL FEATURES EN:OPTIBELT TT 3-B | ANALIZADOR; |  |  |  | 1068409 @@ APPLIED INDUSTRIAL TECHNOLOGIES | OPTIBELT-TT
STP_009 - Lot7 | Data Enrichment | KIB |  | 2023-11-08 |  |  | 1052106 | 1052106 |  |  |  | ERSA | M | 1600 | 1580280GZPCLNT100 | EA |  | DRIVE;HPE 16GB,1X16GB,DUAL RANK X4 DDR4 | MOTRIZ; | DRIVE;ADDITIONAL FEATURES EN:HPE 16GB,1X16GB,DUAL RANK X4 DDR4 2133 CAS-15-15-15 REGIST | MOTRIZ; |  |  |  | 1068639 @@ DATA #3 GROUP | 726719-B21-ES
STP_009 - Lot7 | Data Enrichment | KIB |  | 2023-11-08 |  |  | 1052108 | 1052108 |  |  |  | ERSA | M | 1600 | 1580282GZPCLNT100 | EA |  | DRIVE;HPE 600GB SAS 12G ENTERPRISE 15K S | MOTRIZ; | DRIVE;ADDITIONAL FEATURES EN:HPE 600GB SAS 12G ENTERPRISE 15K SFF,2.5 IN,SC DS HDD | MOTRIZ; |  |  |  | 1068639 @@ DATA #3 GROUP | 870794-001
STP_009 - Lot7 | Data Enrichment | KIB |  | 2023-11-08 |  |  | 1052821 | 1052821 |  |  |  | ERSA | M | 2240 | 1577693GZPCLNT100 | EA |  | DIVERTER;VLV,8 IN,725S SER,3WAY 4D 1500P | DESVIADORA; | DIVERTER;ADDITIONAL FEATURES EN:VALVE,8 IN,725S SER,3WAY 4D 1500PSI,219.1MM | DESVIADORA; |  |  |  | 1068254 @@ MOUNT ISA MINING SUPPLIES P/L | E725S0080EC13A5
STP_009 - Lot7 | Data Enrichment | KIB |  | 2023-11-08 |  |  | 1052822 | 1052822 |  |  |  | ERSA | M | 2240 | 1577694GZPCLNT100 | EA |  | DIVERTER;VLV,8 IN,725T SER,4 WAY,HP70END | DESVIADORA; | DIVERTER;ADDITIONAL FEATURES EN:VALVE,8 IN,725T SER,4 WAY,HP70ENDSEAL,219.1MM | DESVIADORA; |  |  |  | 1068254 @@ MOUNT ISA MINING SUPPLIES P/L | E725T0080EC14A5
STP_009 - Lot7 | Data Enrichment | KIB |  | 2023-11-08 |  |  | 1053736 | 1053736 |  |  |  | ERSA | M | 5935 | 1580279GZPCLNT100 | EA |  | CRANE,JIB;PUSH TROLLEY,2T 88-230MM TIGER | GRUA TORRE; | CRANE,JIB;ADDITIONAL FEATURES EN:PUSH TROLLEY,2T 88-230MM TIGER | GRUA TORRE; |  |  |  | 1068332 @@ BULLIVANTS PTY LTD | WPT-0200-088-230-TG
STP_009 - Lot7 | Data Enrichment | KIB |  | 2023-11-08 |  |  | 1053830 | 1053830 |  |  |  | ERSA | M | 1830 | 1583070GZPCLNT100 | EA |  | AGITATOR;COMPLETE ASSY,MIXTEC 2018 | AGITADOR; | AGITATOR;TYPE:COMPLETE ASSY,ADDITIONAL FEATURES EN:MIXTEC 2018 | AGITADOR; |  |  |  | 1069620 @@ MIXTEC SOLUTIONS PTY LTD | MC4631/01B
STP_009 - Lot7 | Data Enrichment | KIB |  | 2023-11-08 |  |  | 1053974 | 1053974 |  |  |  | ERSA | M | 1500 | 1200095GZPCLNT100 | MT |  | AGGREGATE;25 TO 50 MM | AGGREGATE;25 TO 50 MM | AGGREGATE;SIZE:25 TO 50 MM |  |  |  |  | 1068359 @@ QCRUSH PTY LTD | 1200095
STP_009 - Lot7 | Data Enrichment | KIB |  | 2023-11-08 |  |  | 1053990 | 1053990 |  |  |  | ERSA | M | 4020 | 1573773GZPCLNT100 | PAC |  | ANTISCALANT;CLEANING TABLET,JURA | ANTIINCRUSTANTE; | ANTISCALANT;ADDITIONAL FEATURES EN:CLEANING TABLET,JURA | ANTIINCRUSTANTE; |  |  |  | 1068493 @@ HARVEY NORMAN AV/IT TOWNSVILLE | 7610917242252
STP_009 - Lot7 | Data Enrichment | KIB |  | 2023-11-08 |  |  | 1053991 | 1053991 |  |  |  | ERSA | M | 4020 | 1573774GZPCLNT100 | PAC |  | ANTISCALANT;DECALCIFYING TABLET,JURA | ANTIINCRUSTANTE; | ANTISCALANT;ADDITIONAL FEATURES EN:DECALCIFYING TABLET,JURA | ANTIINCRUSTANTE; |  |  |  | 1068493 @@ HARVEY NORMAN AV/IT TOWNSVILLE | 7610917618484
STP_009 - Lot7 | Data Enrichment | KIB |  | 2023-11-08 |  |  | 1054236 | 1054236 |  |  |  | ERSA | M | 4090 | 1613702GZPCLNT100 | ROL |  | ABSORBENT,MAT;91 CM X 33M,STICKY BACK | TAPETE ABS; | ABSORBENT,MAT;SIZE:91 CM X 33M,ADDITIONAL FEATURES EN:STICKY BACK,BRAND:STRATEX,COLOUR:GREY | TAPETE ABSORBENTE; |  |  |  | 1071801 @@ STRATEX P/L | MR1210
STP_009 - Lot7 | Data Enrichment | KIB |  | 2023-11-08 |  |  | 1054960 | 1054960 |  |  |  | ERSA | M | 5100 | 1608115GZPCLNT100 | EA |  | EJECTOR;VACUUM,Ø1.2MM,FLW:300LPM,2X1/2IN | EYECTOR; | EJECTOR;TYPE:VACUUM,INLET/OUTLET SIZE:Ã˜1.2MM,ADDITIONAL FEATURES EN:FLW:300LPM,2X1/2IN | EYECTOR; |  |  |  | 1068125 @@ SMC CORPORATION (AUSTRALIA) PTY LTD | ZL3H04-G
STP_009 - Lot7 | Data Enrichment | KIB |  | 2023-11-08 |  |  | 1054997 | 1054997 |  |  |  | ERSA | M | 5920 | 1609108GZPCLNT100 | EA |  | DRIVE;FAN,VISCOUS COUPLING | MOTRIZ; | DRIVE;TYPE:FAN,ADDITIONAL FEATURES EN:VISCOUS COUPLING,FITS FOR -580/590SR,580/590ST,580/590ST,590SN TIER 3 (08-15) | MOTRIZ; |  |  |  | 1068417 @@ MAK DIESEL & EARTHMOVING | 87340008
STP_009 - Lot7 | Data Enrichment | KIB |  | 2023-11-08 |  |  | 1055071 | 1055071 |  |  |  | ERSA | M | 4500 | 1609749GZPCLNT100 | EA |  | CASE;PIPE CAMERA,10 IN | ESTUCHE; | CASE;TYPE:PIPE CAMERA,SIZE:10 IN,MATERIAL: | ESTUCHE; |  |  |  | 1071239 @@ CAMTEK SURVEILLANCE PRODUCTS P/L | 1609749
STP_009 - Lot7 | Data Enrichment | KIB |  | 2023-11-08 |  |  | 1056023 | 1056023 |  |  |  | ERSA | M | 1600 | 1613998GZPCLNT100 | EA |  | COUNTER;IMP,LCD,7KHZ,8 DIG,ISI30.010AA01 | CONTADOR; | COUNTER;TYPE:IMPULSE,DISPLAY TYPE:LCD,POWER SUPPLY:7KHZ,ADDITIONAL FEATURES EN:8 DIG,ISI30.010AA01,TOTALIZERS ELECTRONIC,SERIES ISI30,MNFR:BAUMER | CONTADOR; |  |  |  | 1068206 @@ RS COMPONENTS PTY LTD | 712-6695
STP_009 - Lot7 | Data Enrichment | KIB |  | 2023-11-08 |  |  | 1056051 | 1056051 |  |  |  | ERSA | M | 4090 | 1616025GZPCLNT100 | EA |  | BURNER;DRYR,PN:M412025P | QUEMADOR; | BURNER;TYPE:DRYER,ADDITIONAL FEATURES EN:PN:M412025P,MNFR:ALLIANCE LAUNDRY SYSTEMS | QUEMADOR; |  |  |  | 1068433 @@ NQ LAUNDRY TECH SERVICES PTY LTD | M412025P
STP_009 - Lot7 | Data Enrichment | KIB |  | 2023-11-08 |  |  | 1056070 | 1056070 |  |  |  | ERSA | M | 4090 | 1588258GZPCLNT100 | EA |  | CASE;EQPT,79 X 190 X 128 MM,PLSTC,BLACK | ESTUCHE;NEGRO | CASE;TYPE:EQUIPMENT,SIZE:79 X 190 X 128 MM,MATERIAL:PLASTIC,COLOUR:BLACK,ADDITIONAL FEATURES EN:1050 SERIES,WATERPROOF,BRAND:PELI | ESTUCHE;TONO:NEGRO |  |  |  | 1068181 @@ CNW (MOUNT ISA) ELECT WHOLESALER | RSC460-2111
STP_009 - Lot7 | Data Enrichment | KIB |  | 2023-11-08 |  |  | 1056208 | 1056208 |  |  |  | ERSA | M | 4090 | 1588433GZPCLNT100 | M |  | EDGE;STEEL,PN:1219212,CLASSIC CREAM | BORDE;ACERO | EDGE;MATERIAL:STEEL,ADDITIONAL FEATURES EN:PN:1219212,FLASHING C/BOND 3 BEND .60MM 400MM,CLASSIC CREAM | BORDE;MATERIAL:ACERO |  |  |  | 1068155 @@ REECE PTY LTD | 1219212
STP_009 - Lot7 | Data Enrichment | KIB |  | 2023-11-08 |  |  | 1057126 | 1057126 |  |  |  | ERSA | M | 4090 | 1557287GZPCLNT100 | EA |  | CASE;MULT PURPS,326x222x77mm | ESTUCHE; | CASE;TYPE:MULTI PURPOSE,SIZE:326x222x77mm,MATERIAL:INJ MOLDED PLASTIC,ADDITIONAL FEATURES EN:PROTECTIVE, TEKNO 2007. INTERNAL DIMENSIONS 326X222X77MM. BLACK WIT | ESTUCHE; |  |  |  | 1068652 @@ J BLACKWOOD & SONS | B-00034568
STP_009 - Lot7 | Data Enrichment | KIB |  | 2023-11-08 |  |  | 1057295 | 1057295 |  |  |  | ERSA | M | 2920 | 1542634GZPCLNT100 | EA |  | EARMUFF;N/BAND | OREJERA; | EARMUFF;ADDITIONAL FEATURES EN:N/BAND | OREJERA; |  |  |  | 1068512 @@ BUNZL BRANDS & OPERATIONS PTY LIMIT | 1542634 | 1068652 @@ J BLACKWOOD & SONS | 411132
STP_009 - Lot7 | Data Enrichment | KIB |  | 2023-11-08 |  |  | 1057939 | 1057939 |  |  |  | ERSA | M | 2920 | 1541926GZPCLNT100 | EA |  | CASE;HRD,.,.,NO FOAM,YELL | ESTUCHE; | CASE;TYPE:HARD,SIZE:.,MATERIAL:.,ADDITIONAL FEATURES EN:NO FOAM,YELL | ESTUCHE; |  |  |  | 1068331 @@ ALLIANCE SAFETY EQUIPMENT P/L | PE1500YNF
STP_009 - Lot7 | Data Enrichment | KIB |  | 2023-11-08 |  |  | 1058071 | 1058071 |  |  |  | ERSA | M | 4045 | 1584693GZPCLNT100 | EA |  | CASE;STOR,70 L,FOOD GRADE,MED,F/CARGO | ESTUCHE; | CASE;TYPE:STORAGE,SIZE:70 L,MATERIAL:FOOD GRADE,ADDITIONAL FEATURES EN:MEDIUM,F/CARGO,BRAND: ROUGH COUNTRY | ESTUCHE; |  |  |  | 1068144 @@ AUTOBARN MOUNT ISA | RCSC70L
STP_009 - Lot7 | Data Enrichment | KIB |  | 2023-11-08 |  |  | 1058274 | 1058274 |  |  |  | ERSA | M | 1600 | 1573478GZPCLNT100 | PAC |  | CARABINER;8 MM,PLSTC,CHAIN LINK,RED,PK4 | MOSQUETON; | CARABINER;SIZE:8 MM,MATERIAL:PLASTIC,ADDITIONAL FEATURES EN:CHAIN LINK,RED,PK4 | MOSQUETON; |  |  |  | 1068206 @@ RS COMPONENTS PTY LTD | 4362059
STP_009 - Lot7 | Data Enrichment | KIB |  | 2023-11-08 |  |  | 1058419 | 1058419 |  |  |  | ERSA | M | 5100 | 1606722GZPCLNT100 | EA |  | DRIVE,VAR FREQ;22 KW,480 V,PH 3 | MANDO FRECUE VARIAB;,480 V,FASE 3 | DRIVE,VARIABLE FREQUENCY;POWER RATING:22 KW,INPUT VOLTAGE:480 V,NUMBER OF PHASE:3,ADDITIONAL FEATURES EN:52A,24VDC OPTION,W/EMC | MANDO FRECUENCIA VARIABLE;VOLTAJE ENTRADA:480 V,NUMERO FASE:3 |  |  |  | 1070461 @@ ESM AUSTRALIA PTY LTD | UU4W0052AUA-AUS
STP_009 - Lot7 | Data Enrichment | KIB |  | 2023-11-08 |  |  | 1058464 | 1058464 |  |  |  | ERSA | M | 1600 | 1608594GZPCLNT100 | EA |  | BALLAST;DIGITAL DIMMING,220-240 V,TC-TEL | BALASTO;220-240 V | BALLAST;TYPE:DIGITAL DIMMING,VOLTAGE RATING:220-240 V,LAMP TYPE:TC-TEL,FREQUENCY RATING:50-60 HZ,ADDITIONAL FEATURES EN:WGT 0.206 KG,LXWXH 123X102X31 MM,HOLE DISTANCE 110.5 | BALASTO;VOLTAJE:220-240 V |  |  |  | 1068181 @@ CNW (MOUNT ISA) ELECT WHOLESALER | PCA2X26/32/42 TC ECO
STP_009 - Lot7 | Data Enrichment | KIB |  | 2023-11-08 |  |  | 1058616 | 1058616 |  |  |  | ERSA | M | 4090 | 1610638GZPCLNT100 | EA |  | CRANE,JIB;TELESCOPIC,LONG 10T WLL | GRUA TORRE; | CRANE,JIB;ADDITIONAL FEATURES EN:TELESCOPIC,LONG 10T WLL | GRUA TORRE; |  |  |  | 1068289 @@ INFRABUILD STEEL CENTRE | SFJCL100-OP | 1069471 @@ EAST WEST ENGINEERING | 1610638
STP_009 - Lot7 | Data Enrichment | KIB |  | 2023-11-08 |  |  | 1058962 | 1058962 |  |  |  | ERSA | M | 5935 | 1586710GZPCLNT100 | EA |  | CRANE;BACKSAVER 0.3T MANUAL WINCH GAL | GRUA; | CRANE;ADDITIONAL FEATURES EN:BACKSAVER 0.3T MANUAL WINCH GAL,MODEL:F12643G | GRUA; |  |  |  | 1068652 @@ J BLACKWOOD & SONS | 6147938
STP_009 - Lot7 | Data Enrichment | KIB |  | 2023-11-08 |  |  | 1059768 | 1059768 |  |  |  | ERSA | M | 4090 | 1586184GZPCLNT100 | PAC |  | CANDY;KOOL FRUITS,WRAPPED,5 KG,ALLENS | CARAMELO; | CANDY;FLAVOUR:KOOL FRUITS,PACKAGE TYPE:WRAPPED,PACKAGE WEIGHT:5 KG,ADDITIONAL FEATURES EN:ALLENS | CARAMELO; |  |  |  | 1068167 @@ WINC AUSTRALIA PTY LTD | 86737797
STP_009 - Lot7 | Data Enrichment | KIB |  | 2023-11-08 |  |  | 1060023 | 1060023 |  |  |  | ERSA | M | 4030 | 1578806GZPCLNT100 | EA |  | COFFE;DOUBLE ESPRESSO,CAPSULE,8G,10/BOX | CAFE; | COFFEE;TYPE:DOUBLE ESPRESSO,BRAND NAME:GRINDER,PACKAGE TYPE:CAPSULE,PACKAGE WEIGHT:8 G,ADDITIONAL FEATURES EN:10 CAPSULE/BOX, STRENGTH:14 | CAFE; |  |  |  | 1068167 @@ WINC AUSTRALIA PTY LTD | 25073389
STP_009 - Lot7 | Data Enrichment | KIB |  | 2023-11-08 |  |  | 1060024 | 1060024 |  |  |  | ERSA | M | 4030 | 1578807GZPCLNT100 | EA |  | COFFE;CREMA,CAPSULE,8G,10/BOX | CAFE; | COFFEE;TYPE:CREMA,BRAND NAME:GRINDER,PACKAGE TYPE:CAPSULE,PACKAGE WEIGHT:8 G,ADDITIONAL FEATURES EN:10 CAPSULE/BOX,STRENGTH:9 | CAFE; |  |  |  | 1068167 @@ WINC AUSTRALIA PTY LTD | 25073393
STP_009 - Lot7 | Data Enrichment | KIB |  | 2023-11-08 |  |  | 1060118 | 1060118 |  |  |  | ERSA | M | 2200 | 1615014GZPCLNT100 | EA |  | COMPENSATOR;EXPANSION,28 MM,SS316,X97002 | COMPENSADOR; | COMPENSATOR;TYPE:EXPANSION,SIZE:28 MM,MATERIAL:STAINLESS STEEL 316,ADDITIONAL FEATURES EN:SS316,X97002 | COMPENSADOR; |  |  |  | 1069275 @@ KEMBLA WIRE & ROD | X97002
STP_009 - Lot7 | Data Enrichment | KIB |  | 2023-11-08 |  |  | 1060119 | 1060119 |  |  |  | ERSA | M | 2200 | 1615015GZPCLNT100 | EA |  | COMPENSATOR;EXPANSION,54 MM,SS316,X97005 | COMPENSADOR; | COMPENSATOR;TYPE:EXPANSION,SIZE:54 MM,MATERIAL:STAINLESS STEEL 316,ADDITIONAL FEATURES EN:SS316,X97005 | COMPENSADOR; |  |  |  | 1069275 @@ KEMBLA WIRE & ROD | X97005
STP_009 - Lot7 | Data Enrichment | KIB |  | 2023-11-08 |  |  | 1060205 | 1060205 |  |  |  | ERSA | M | 4090 | 1615697GZPCLNT100 | EA |  | EDGE,CUTNG;1550 MM L X 200 MM W X 20 MM | CUCHILLA; | EDGE,CUTTING;SIZE:1550 MM L X 200 MM W X 20 MM,ADDITIONAL FEATURES EN:3/4 IN BOLT | CUCHILLA; |  |  |  | 1068356 @@ HONEYCOMBES SALES & SERVICE P/L | DB200X20X1550X34
STP_009 - Lot7 | Data Enrichment | KIB |  | 2023-11-08 |  |  | 1060258 | 1060258 |  |  |  | ERSA | M | 5935 | 1616159GZPCLNT100 | EA |  | DRIVE;HOISTING,TOWER CRANE | MOTRIZ; | DRIVE;TYPE:HOISTING,ADDITIONAL FEATURES EN:TOWER CRANE | MOTRIZ; |  |  |  | 1068181 @@ CNW (MOUNT ISA) ELECT WHOLESALER | G-71406-55
STP_009 - Lot7 | Data Enrichment | KIB |  | 2023-11-08 |  |  | 1060264 | 1060264 |  |  |  | ERSA | M | 1600 | 1616243GZPCLNT100 | EA |  | CASE;SPC,1045X495X405 MM,PE,ORANGE | ESTUCHE;NARANJA | CASE;TYPE:SPACE,SIZE:1045X495X405 MM,MATERIAL:POLYETHYLENE,COLOUR:ORANGE,ADDITIONAL FEATURES EN:MODULAR,OPEN:1020 X 440 MM,ZINC PLATED AND E-COATED HARDWARE,MNFR:PELICAN | ESTUCHE;TONO:NARANJA |  |  |  | 1068181 @@ CNW (MOUNT ISA) ELECT WHOLESALER | PEL1105545
STP_009 - Lot7 | Data Enrichment | KIB |  | 2023-11-08 |  |  | 1060362 | 1060362 |  |  |  | ERSA | M | 4050 | 1543904GZPCLNT100 | EA |  | CASE;HARD PLASTIC,BMP21-PLUS | ESTUCHE; | CASE;TYPE:TBC,SIZE:TBC,MATERIAL:HARD PLASTIC,ADDITIONAL FEATURES EN:TBC | ESTUCHE; |  |  |  | 1068181 @@ CNW (MOUNT ISA) ELECT WHOLESALER | ACCESSORY HARD CASE, BMP21-P
STP_009 - Lot7 | Data Enrichment | KIB |  | 2023-11-08 |  |  | 1060601 | 1060601 |  |  |  | ERSA | M | 4010 | 1607160GZPCLNT100 | EA |  | DRIVE;SQ,3/4 IN,1837NM MAX,TRQ | MOTRIZ;,3/4 IN | DRIVE;TYPE:SQ,SIZE:3/4 IN,ADDITIONAL FEATURES EN:1837NM MAX,TORQUE | MOTRIZ;TAMAÃ‘O:3/4 IN |  |  |  | 1068621 @@ COOPER FLUID SYSTEMS | TW1
STP_009 - Lot7 | Data Enrichment | KIB |  | 2023-11-08 |  |  | 1060602 | 1060602 |  |  |  | ERSA | M | 4010 | 1607161GZPCLNT100 | EA |  | DRIVE;SQ 1 IN,4512NM MAX,TRQ | MOTRIZ;SQ 1 IN | DRIVE;SIZE:SQ 1 IN,ADDITIONAL FEATURES EN:4512NM MAX,TRQ | MOTRIZ;TAMAÃ‘O:SQ 1 IN |  |  |  | 1068621 @@ COOPER FLUID SYSTEMS | TW3
STP_009 - Lot7 | Data Enrichment | KIB |  | 2023-11-08 |  |  | 1060673 | 1060673 |  |  |  | ERSA | M | 1540 | 1609351GZPCLNT100 | BOX |  | DRIVE;NYLON HAMMER,DIA5X25 MM,RND HD | MOTRIZ; | DRIVE;TYPE:NYLON HAMMER,SIZE:DIA5X25 MM,MATERIAL:NYLON BODY/STEEL NAIL,CERTIFICATION/STANDARD:ROUND HEAD | MOTRIZ; |  |  |  | 1068155 @@ REECE PTY LTD | 4913060
STP_009 - Lot7 | Data Enrichment | KIB |  | 2023-11-08 |  |  | 1060822 | 1060822 |  |  |  | ERSA | M | 4090 | 1615050GZPCLNT100 | EA |  | BURNER;SOFT FLAME,STEEL,38 MM | QUEMADOR;ACERO | BURNER;TYPE:SOFT FLAME,MATERIAL:STEEL,OVERALL SIZE:38 MM | QUEMADOR;MATERIAL:ACERO |  |  |  | 1068135 @@ BOC LIMITED | 215212
STP_009 - Lot7 | Data Enrichment | KIB |  | 2023-11-08 |  |  | 1061038 | 1061038 |  |  |  | ERSA | M | 2920 | 1553522GZPCLNT100 | EA |  | COAT;CSTG,380GSM,NO TAPE | BATA; | COAT;ADDITIONAL FEATURES EN:CASTING,380GSM,NO TAPE | BATA; |  |  |  | 1069544 @@ PYROTEK PTY LTD | PR97-77-L-NT
STP_009 - Lot7 | Data Enrichment | KIB |  | 2023-11-08 |  |  | 1061039 | 1061039 |  |  |  | ERSA | M | 2920 | 1553523GZPCLNT100 | EA |  | COAT;CSTG,380GSM,NO TAPE | BATA; | COAT;ADDITIONAL FEATURES EN:CASTING,380GSM,NO TAPE | BATA; |  |  |  | 1069544 @@ PYROTEK PTY LTD | PR97-77-XL-NT
STP_009 - Lot7 | Data Enrichment | KIB |  | 2023-11-08 |  |  | 1061040 | 1061040 |  |  |  | ERSA | M | 2920 | 1553524GZPCLNT100 | EA |  | COAT;CSTG,380GSM,NO TAPE | BATA; | COAT;ADDITIONAL FEATURES EN:CASTING,380GSM,NO TAPE | BATA; |  |  |  | 1069544 @@ PYROTEK PTY LTD | PR97-77-2XL-NT
STP_009 - Lot7 | Data Enrichment | KIB |  | 2023-11-08 |  |  | 1061983 | 1061983 |  |  |  | ERSA | M | 2800 | 1513218GZPCLNT100 | EA |  | ACTIVATOR;TYPE 1 YE,FUTURA-1 | ACTIVADOR; | ACTIVATOR;ADDITIONAL FEATURES:TYPE 1 YE,FUTURA-1 |  |  |  |  | 1068621 @@ COOPER FLUID SYSTEMS | FUTURA-1
STP_009 - Lot7 | Data Enrichment | KIB |  | 2023-11-08 |  |  | 1062367 | 1062367 |  |  |  | ERSA | M | 1600 | 1558524GZPCLNT100 | EA |  | DRIVE,VAR FREQ;FUJI FRENIC | MANDO FRECUE VARIAB; | DRIVE,VARIABLE FREQUENCY;ADDITIONAL FEATURES EN:FUJI FRENIC | MANDO FRECUENCIA VARIABLE; |  |  |  | 1068620 @@ CSE-UNISERVE PTY LIMITED | 1558524
STP_009 - Lot7 | Data Enrichment | KIB |  | 2023-11-08 |  |  | 1063256 | 1063256 | 1440847 | AU_QM_000984983 |  | ERSA | M | 3000 | 1440847GZPCLNT100 | EA |  | CLYDE MORRIS 2JC11 SLURRY PUMP; | CLYDE MORRIS 2JC11 SLURRY PUMP; | RING,LANTERN: CLYDE MORRIS 2JC11 SLURRY PUMP; SER.NO.CM6601321; TEFLON GLAND; |  | RING,LANTERN: CLYDE MORRIS 2JC11 SLURRY PUMP; |  |  | 1068652 @@ J BLACKWOOD & SONS | 1440847
STP_009 - Lot7 | Data Enrichment | KIB |  | 2023-11-08 |  |  | 1063431 | 1063431 | 1468546 | AU_QM_007825826 |  | ERSA | M | 3000 | 1468546GZPCLNT100 | EA |  | BRONZE AS 1565 935B | BRONZE AS 1565 935B | RING,LANTERN: BRONZE AS 1565 935B FOR 4" VERTICAL SPINDLE PUMP S/N 22130/1 |  | RING,LANTERN: BRONZE AS 1565 935B |  |  | 1069568 @@ FLOWSERVE PUMP DIVISION | 49403-Q
STP_009 - Lot7 | Data Enrichment | KIB |  | 2023-11-08 |  |  | 1063438 | 1063438 | 1468444 | AU_QM_007813091 |  | ERSA | M | 3000 | 1468444GZPCLNT100 | EA |  | CASE, | CASE, | RING,WEARING: CASE, FOR 6019 NCPS PUMP NOS 21165-1 AND 21165-2 MOTOR NOS HBH 1426 AND 1425 |  | RING,WEARING: CASE, |  |  | 1069538 @@ KSB AUSTRALIA PTY LTD | 83365
STP_009 - Lot7 | Data Enrichment | KIB |  | 2023-11-08 |  |  | 1063440 | 1063440 | 1468320 | AU_QM_007809166 |  | ERSA | M | 4090 | 1468320GZPCLNT100 | EA |  | CASING (STANDARD) | CASING (STANDARD) | RING,SEALING: CASING (STANDARD) FOR 7" X 10" M.S.S., 5-STAGE PUMP |  | RING,SEALING: CASING (STANDARD) |  |  | 1069568 @@ FLOWSERVE PUMP DIVISION | 1468320
STP_009 - Lot7 | Data Enrichment | KIB |  | 2023-11-08 |  |  | 1063472 | 1063472 | 1430914 | AU_QM_000680678 |  | ERSA | M | 3000 | 1430914GZPCLNT100 | EA |  | ASH 14/12 LANTERN RING;2 PIECE; | ASH 14/12 LANTERN RING;2 PIECE; | RING,LANTERN: ASH 14/12 LANTERN RING;2 PIECE; ASH 14X12 SRH PUMP |  | RING,LANTERN: ASH 14/12 LANTERN RING;2 PIECE; |  |  | 1068227 @@ WEIR MINERALS AUSTRALIA LTD | 1430914
STP_009 - Lot7 | Data Enrichment | KIB |  | 2023-11-08 |  |  | 1063543 | 1063543 | 1365849 | AU_QM_000168364 |  | ERSA | M | 4090 | 1365849GZPCLNT100 | EA |  | CIRCLIP DERRICK; ATLAS COPCO EASER L | CIRCLIP DERRICK; ATLAS COPCO EASER L | RING,RETAINING: CIRCLIP DERRICK; ATLAS COPCO EASER L |  | RING,RETAINING: CIRCLIP DERRICK; ATLAS COPCO EASER L |  |  | 1068108 @@ EPIROC AUSTRALIA PTY LTD | 1365849
STP_009 - Lot7 | Data Enrichment | KIB |  | 2023-11-08 |  |  | 1063733 | 1063733 |  |  |  | ERSA | M | 5810 | 1429224GZPCLNT100 | EA |  | 2134MM LG POLYURETHANE | 2134MM LG POLYURETHANE | RAIL,SUPPORT; 2134MM LG POLYURETHANE LONGITUDINAL |  |  |  |  | 1068692 @@ AQSEPTENCE GROUP PTY LTD | PT1009AC04DR
STP_009 - Lot7 | Data Enrichment | KIB |  | 2023-11-08 |  |  | 1063906 | 1063906 | 1363862 | AU_QM_000164306 |  | ERSA | M | 5620 | 1363862GZPCLNT100 | EA |  | ANNULUS; 560OD X 420ID X 30THICK; 10 EQU | ANNULUS; 560OD X 420ID X 30THICK; 10 EQU | RING,RETAINING: ANNULUS; 560OD X 420ID X 30THICK; 10 EQU I SPACED HOLES; 26MM DIA ON 488.95MM PCD ; PBSM CRUSHERS; MIMDWG 163-6-1345REV02/ ANNULUS |  | RING,RETAINING: ANNULUS; 560OD X 420ID X 30THICK; 10 EQU |  |  | 1068131 @@ HARDROK ENGINEERING PTY LTD | 1363862
STP_009 - Lot7 | Data Enrichment | KIB |  | 2023-11-08 |  |  | 1064007 | 1064007 | 1452535 | AU_QM_001190552 |  | ERSA | M | 3000 | 1452535GZPCLNT100 | EA |  | CASING; | CASING; | CASE: CASING; 150SV-SPR PUMP; BM04 SUMP PUMP; |  | CASE:CASING; |  |  | 1068227 @@ WEIR MINERALS AUSTRALIA LTD | SPR15092R55
STP_009 - Lot7 | Data Enrichment | KIB |  | 2023-11-08 |  |  | 1064286 | 1064286 | 1362089 | AU_QM_000161039 |  | ERSA | M | 1825 | 1362089GZPCLNT100 | EA |  | D140 X 164 X 24; BLOB PASTE PLANT PUMP | D140 X 164 X 24; BLOB PASTE PLANT PUMP | RING,WIPER: D140 X 164 X 24; BLOB PASTE PLANT PUMP |  | RING,WIPER: D140 X 164 X 24; BLOB PASTE PLANT PUMP |  |  | 1070054 @@ SCHWING AUSTRALIA PTY LTD | 98324290
STP_009 - Lot7 | Data Enrichment | KIB |  | 2023-11-08 |  |  | 1064721 | 1064721 |  |  |  | ERSA | M | 4090 | 1365851GZPCLNT100 | EA |  | CIRCLIP DERRICK; ATLAS COPCO EASER L | CIRCLIP DERRICK; ATLAS COPCO EASER L | RING,RETAINING: CIRCLIP DERRICK; ATLAS COPCO EASER L |  |  |  |  | 1068108 @@ EPIROC AUSTRALIA PTY LTD | 1365851
STP_009 - Lot7 | Data Enrichment | KIB |  | 2023-11-08 |  |  | 1064971 | 1064971 | 1367403 | AU_QM_000170745 |  | ERSA | M | 5620 | 1367403GZPCLNT100 | EA |  | COUPLING; 75 64SH-D GS; L250 COMPRESSOR | COUPLING; 75 64SH-D GS; L250 COMPRESSOR | RING: COUPLING; 75_64SH-D GS; L250 COMPRESSOR |  | RING:COUPLING; 75_64SH-D GS; L250 COMPRESSOR |  |  | 1068378 @@ GARDNER DENVER INDUSTRIES PTY | ZS1155550
STP_009 - Lot7 | Data Enrichment | KIB |  | 2023-11-08 |  |  | 1065255 | 1065255 |  |  |  | ERSA | M | 4090 | 1468323GZPCLNT100 | EA |  | CASING (STANDARD) | CASING (STANDARD) | RING,SEALING: CASING (STANDARD) FOR 7" X 10" M.S.S., 5-STAGE PUMP |  |  |  |  | 1069568 @@ FLOWSERVE PUMP DIVISION | 86349/1170 STANDARD
STP_009 - Lot7 | Data Enrichment | KIB |  | 2023-11-08 |  |  | 1065384 | 1065384 | 1470436 | AU_QM_009146237 |  | ERSA | M | 1630 | 1470436GZPCLNT100 | EA |  | C/W DIAPHRAGM | C/W DIAPHRAGM | ARMATURE,MOTOR: C/W DIAPHRAGM USED AT R62 WINDER, ELECTRICAL |  | ARMATURE,MOTOR: C/W DIAPHRAGM |  |  | 1068212 @@ ABB AUSTRALIA PTY LTD | 1470436
STP_009 - Lot7 | Data Enrichment | KIB |  | 2023-11-08 |  |  | 1065762 | 1065762 | 1470451 | AU_QM_009146308 |  | ERSA | M | 5100 | 1470451GZPCLNT100 | EA |  | DEPTH C/W INDEX PLATES FOR TEXT | DEPTH C/W INDEX PLATES FOR TEXT | INDICATOR: DEPTH C/W INDEX AND PLATES FOR TEXT 110V AC |  | INDICATOR:DEPTH C/W INDEX & PLATES FOR TEXT |  |  | 1068212 @@ ABB AUSTRALIA PTY LTD | 1470451
STP_009 - Lot7 | Data Enrichment | KIB |  | 2023-11-08 |  |  | 1065841 | 1065841 | 1471647 | AU_QM_009250691 |  | ERSA | M | 5100 | 1471647GZPCLNT100 | EA |  | AUTOMATIC CURRENT | AUTOMATIC CURRENT | REGULATOR: AUTOMATIC CURRENT FOR FUJI MOTORS |  | REGULATOR:AUTOMATIC CURRENT |  |  | 1068113 @@ SIEMENS LTD | C/CSR-121/C
STP_009 - Lot7 | Data Enrichment | KIB |  | 2023-11-08 |  |  | 1065857 | 1065857 | 1468039 | AU_QM_007553065 |  | ERSA | M | 5620 | 1468039GZPCLNT100 | EA |  | C/W LINING | C/W LINING | RING,BRAKE: C/W LINING |  | RING,BRAKE: C/W LINING |  |  | 1069356 @@ MHE-DEMAG AUSTRALIA PTY LTD | 1468039
STP_009 - Lot7 | Data Enrichment | KIB |  | 2023-11-08 |  |  | 1065899 | 1065899 | 1468466 | AU_QM_007817403 |  | ERSA | M | 4090 | 1468466GZPCLNT100 | EA |  | BRONZE (AS1565,GRADE 935B) | BRONZE (AS1565,GRADE 935B) | RING,SEALING: BRONZE (AS1565,GRADE 935B) (SET = 2) FOR 250X300-425 SUPER-TITAN PUMP |  | RING,SEALING: BRONZE (AS1565,GRADE 935B) |  |  | 1068544 @@ HEAVYMECH PTY LTD | 1468466
STP_009 - Lot7 | Data Enrichment | KIB |  | 2023-11-08 |  |  | 1066147 | 1066147 | 1470081 | AU_QM_009107341 |  | ERSA | M | 5100 | 1470081GZPCLNT100 | EA |  | CLOSING COIL | CLOSING COIL | RING,PACKING: CLOSING COIL FOR PLR122 HIGH SPEED DC CIRCUIT BREAKER 550HP GEC WINDER |  | RING,PACKING: CLOSING COIL |  |  | 1071835 @@ REXEL AUSTRALIA | K2614172-1
STP_009 - Lot7 | Data Enrichment | KIB |  | 2023-11-08 |  |  | 1066540 | 1066540 | 1370918 | AU_QM_000190220 |  | ERSA | M | 4090 | 1370918GZPCLNT100 | EA |  | BM10;FEED DISHARGE FILLER RING KIT | BM10;FEED DISHARGE FILLER RING KIT | RING: BM10;FEED AND DISHARGE FILLER RING KIT |  | RING:BM10;FEED & DISHARGE FILLER RING KIT |  |  | 1068642 @@ MULTOTEC PTY LTD | 284795
STP_009 - Lot7 | Data Enrichment | KIB |  | 2023-11-08 |  |  | 1066886 | 1066886 | 1362072 | AU_QM_000161021 |  | ERSA | M | 4500 | 1362072GZPCLNT100 | EA |  | CLOGGING INDICATOR VR 5 CX; BLOB PASTE P | CLOGGING INDICATOR VR 5 CX; BLOB PASTE P | INDICATOR: CLOGGING INDICATOR VR 5 CX; BLOB PASTE P LANT PUMP;HYDRAULIC SYSTEM; |  | INDICATOR:CLOGGING INDICATOR VR 5 CX; BLOB PASTE P |  |  | 1070054 @@ SCHWING AUSTRALIA PTY LTD | 10304945
STP_009 - Lot7 | Data Enrichment | KIB |  | 2023-11-08 |  |  | 1067353 | 1067353 | 1351653 | AU_QM_000136488 |  | ERSA | M | 5620 | 1351653GZPCLNT100 | EA |  | DRIVE ASSY FOR LEAD SHED RAPID DOOR;COMP | DRIVE ASSY FOR LEAD SHED RAPID DOOR;COMP | DRIVE ASSY: DRIVE ASSY FOR LEAD SHED RAPID DOOR;COMP RISES MOTOR AND G/BOX;INCLUDES TORQUE ARM AND LIMIT SWITCH MOUNT;A20 2 UH35 14. |  | DRIVE ASSY: DRIVE ASSY FOR LEAD SHED RAPID DOOR;COMP |  |  | 1068412 @@ ASSA ABLOY AUSTRALIA PTY LTD | 1351653 | 1070191 @@ ASSA ABLOY ENTRANCE SYSTEMS AUST | 1351653
STP_009 - Lot7 | Data Enrichment | KIB |  | 2023-11-08 |  |  | 1067498 | 1067498 | 1439536 | AU_QM_000982316 |  | ERSA | M | 5610 | 1439536GZPCLNT100 | EA |  | BURNER IGNITION TRANSFORMER; | BURNER IGNITION TRANSFORMER; | TRANSFORMER,POWER: BURNER IGNITION TRANSFORMER; BURNER HD100 62BC75 CCW |  | TRANSFORMER,POWER:BURNER IGNITION TRANSFORMER; |  |  | 1072005 @@ HUNT BOILERS | 1439536
STP_009 - Lot7 | Data Enrichment | KIB |  | 2023-11-08 |  |  | 1067670 | 1067670 | 1463822 | AU_QM_005120391 |  | ERSA | M | 2000 | 1463822GZPCLNT100 | EA |  | CLAMP JAWS;SET OF 2; | CLAMP JAWS;SET OF 2; | JAW: CLAMP JAWS;SET OF 2; |  | JAW: CLAMP JAWS;SET OF 2; |  |  | 1068617 @@ BOART LONGYEAR PTY LTD | 166-12B
STP_009 - Lot7 | Data Enrichment | KIB |  | 2023-11-08 |  |  | 1067672 | 1067672 |  |  |  | ERSA | M | 2000 | 1463824GZPCLNT100 | EA |  | CLAMP JAWS;SET OF 2; | CLAMP JAWS;SET OF 2; | JAW: CLAMP JAWS;SET OF 2; |  |  |  |  | 1068617 @@ BOART LONGYEAR PTY LTD | 166-20BX
STP_009 - Lot7 | Data Enrichment | KIB |  | 2023-11-08 |  |  | 1067689 | 1067689 | 1436586 | AU_QM_000880286 |  | ERSA | M | 1600 | 1436586GZPCLNT100 | EA |  | C/W BASE,GANTRY,PORTAINER CRANE, | C/W BASE,GANTRY,PORTAINER CRANE, | RING ASSY,ELEC CONTACT: C/W BASE,GANTRY,PORTAINER CRANE, |  | RING ASSY,ELEC CONTACT: C/W BASE,GANTRY,PORTAINER CRANE, |  |  | 1072012 @@ CNW (TOWNSVILLE) ELECT SUPPLIES | 1436586
STP_009 - Lot7 | Data Enrichment | KIB |  | 2023-11-08 |  |  | 1067913 | 1067913 | 1428089 | AU_QM_000486670 |  | ERSA | M | 4500 | 1428089GZPCLNT100 | EA |  | CSM PILER LOAD INDICATOR | CSM PILER LOAD INDICATOR | INDICATOR: CSM PILER LOAD INDICATOR |  | INDICATOR:CSM PILER LOAD INDICATOR |  |  | 1070269 @@ ACCURATE WEIGHING MACHINES | AD4325A
STP_009 - Lot7 | Data Enrichment | KIB |  | 2023-11-08 |  |  | 1068487 | 1068487 |  |  |  | ERSA | M | 5915 | 1452217GZPCLNT100 | EA |  | AD55B;HANDRAIL ASSEMBLY; | AD55B;HANDRAIL ASSEMBLY; | HANDRAIL,METALLIC: AD55B;HANDRAIL ASSEMBLY; CATERPILLER AD55B |  |  |  |  | 1068196 @@ HASTINGS DEERING(AUSTRALIA) LTD | 3133123 | 1068181 @@ CNW (MOUNT ISA) ELECT WHOLESALER | 1452217
STP_009 - Lot7 | Data Enrichment | KIB |  | 2023-11-08 |  |  | 1068488 | 1068488 |  |  |  | ERSA | M | 5915 | 1452216GZPCLNT100 | EA |  | AD55B;HANDRAIL; | AD55B;HANDRAIL; | HANDRAIL,METALLIC: AD55B;HANDRAIL; CATERPILLER AD55B |  |  |  |  | 1068196 @@ HASTINGS DEERING(AUSTRALIA) LTD | 3132827
STP_009 - Lot7 | Data Enrichment | KIB |  | 2023-11-08 |  |  | 1068489 | 1068489 |  |  |  | ERSA | M | 5915 | 1452214GZPCLNT100 | EA |  | AD55B;HANDRAIL; | AD55B;HANDRAIL; | HANDRAIL,METALLIC: AD55B;HANDRAIL; CATERPILLER AD55B |  |  |  |  | 1068196 @@ HASTINGS DEERING(AUSTRALIA) LTD | 3046145
STP_009 - Lot7 | Data Enrichment | KIB |  | 2023-11-08 |  |  | 1071022 | 1071022 | 1451797 | AU_QM_001163534 |  | ERSA | M | 1500 | 1451797GZPCLNT100 | EA | 3000012 | CASE;TOY,8710360431 | CASE;TOY,8710360431 | CASE;MNFR:TOYOTA,PTNO:8710360431 |  | CASE:SUB ASSY;FAN MOTOR BLOWER; | TOYOTA | 8710360431 | 1068114 @@ BELL & MOIR - PARTS ORDERS ONLY | 8710360431 | 1071809 @@ ASHDOWN ENTERPRISES | 8710360431
STP_009 - Lot7 | Data Enrichment | KIB |  | 2023-11-08 |  |  | 1071521 | 1071521 |  |  |  | ERSA | M | 3750 | 1482659GZPCLNT100 | EA | 3000000 | DAMPING ELEMENT, GRIPPER JAWS, MT3128235 | ELEMENTO;SAN,3128235300 | DAMPING ELEMENT, GRIPPER JAWS, MT3128235300 |  |  | ATLAS COPCO | 3128235300 | 1068410 @@ MAINTENANCE TECHNIQUE PTY LTD | MT3128235300 | 1068108 @@ EPIROC AUSTRALIA PTY LTD | MT3128235300
STP_009 - Lot7 | Data Enrichment | KIB |  | 2023-11-08 |  |  | 1072583 | 1072583 |  |  |  | ERSA | M | 1540 | 1616548GZPCLNT100 | EA | 3000011 | DRIVE;TER,20.984.06.01,DRUM SCRAPER RUBB | MOTRIZ;TER,20.984.06.01 | DRIVE;MNFR:TEREX,PTNO:20.984.06.01,ADDITIONAL FEATURES EN:DRUM SCRAPER RUBBER | MOTRIZ;MNFR:TEREX,PTNO:20.984.06.01 |  | TEREX | 20.984.06.01 | 1068354 @@ FINLAY SCREENING & CRUSHING | 20.984.06.01
STP_009 - Lot7 | Data Enrichment | KIB |  | 2023-11-08 |  |  | 1073934 | 1073934 |  |  |  | ERSA | M | 3730 | 1087196GZPCLNT100 | EA | 3000003 | CASE;CAT,1378859,ASSY,DIFFRNTL | ESTUCHE;CAT,1378859,ENSAMBLE,DIFERENCIAL | CASE;MNFR:CATERPILLAR,PTNO:1378859,ADDITIONAL FEATURES EN:ASSEMBLY,DIFFERENTIAL | ESTUCHE;MNFR:CATERPILLAR,PTNO:1378859,CARACTERISTICAS ADICIONALES ES:ENSAMBLE,DIFERENCIAL |  | CATERPILLAR | 1378859 | 1068196 @@ HASTINGS DEERING(AUSTRALIA) LTD | 1378859
STP_009 - Lot7 | Data Enrichment | KIB |  | 2023-11-08 |  |  | 1077457 | 1077457 | 1200706 | AU_QM_000359861 |  | ERSA | M | 3000 | 1200706GZPCLNT100 | EA | 3000035 | EJECTOR;WAR,SV077-C21,SHFT SLV | EJECTOR;WAR,SV077-C21,SHFT SLV | EJECTOR;MNFR:WARMAN,PTNO:SV077-C21,ADDITIONAL FEATURES EN:SHAFT SLEEVE |  | DEFLECTOR:SVAF005 BRG SHAFT SLEEVE EJECTOR; | WARMAN | SV077-C21 | 1068227 @@ WEIR MINERALS AUSTRALIA LTD | SV077C21
STP_009 - Lot7 | Data Enrichment | KIB |  | 2023-11-08 |  |  | 1077504 | 1077504 | 1198723 | AU_QM_000175423 |  | ERSA | M | 3300 | 1198723GZPCLNT100 | EA | 3000003 | EDGE,CUTNG;CAT,1359396 | FILO CORTANTE,CAT,1359396 | EDGE,CUTTING;MNFR:CATERPILLAR,PTNO:1359396 | FILO CORTANTE,MNFR:CATERPILLAR,PTNO:1359396 | CUTTING EDGE,BUCKET:BUCKET;16MM X 1893MM;CATERPILLAR;SKID ST | CATERPILLAR | 1359396 | 1068196 @@ HASTINGS DEERING(AUSTRALIA) LTD | 1359396
STP_009 - Lot7 | Data Enrichment | KIB |  | 2023-11-08 |  |  | 1079316 | 1079316 |  |  |  | ERSA | M | 4020 | 1613970GZPCLNT100 | EA |  | AGGREGATE;JOTUN ANTI SKID FINE,3 KG | AGREGADO; | AGGREGATE;TYPE:JOTUN ANTI SKID FINE,ADDITIONAL FEATURES EN:3 KG,PTNO:8004286 | AGREGADO;,PTNO:8004286 |  |  | 8004286 | 1068619 @@ PAINT & DECOR | 8004286
STP_009 - Lot7 | Data Enrichment | KIB |  | 2023-11-08 |  |  | 1079317 | 1079317 |  |  |  | ERSA | M | 4020 | 1613971GZPCLNT100 | EA |  | AGGREGATE;JOTUN ANTI SKID MEDIUM,3 KG | AGREGADO; | AGGREGATE;TYPE:JOTUN ANTI SKID MEDIUM,ADDITIONAL FEATURES EN:3 KG,PTNO:8004285 | AGREGADO;,PTNO:8004285 |  |  | 8004285 | 1068619 @@ PAINT & DECOR | 8004285
STP_009 - Lot7 | Data Enrichment | KIB |  | 2023-11-08 |  |  | 1081201 | 1081201 | 1449870 | AU_QM_001120310 |  | ERSA | M | 5800 | 1449870GZPCLNT100 | EA | 3000024 | DRIVE;ISU,8970430260 | DRIVE;ISU,8970430260 | DRIVE;MNFR:ISUZU,PTNO:8970430260 |  | DRIVE SHAFT ASSY,CV,VEH:R/H DRIVE SHAFT(CV JOINT; | ISUZU | 8970430260 | 1068514 @@ AP TOWNSVILLE P/L T/A TONY IRELA | 8970430260
STP_009 - Lot7 | Data Enrichment | KIB |  | 2023-11-08 |  |  | 1081202 | 1081202 | 1449871 | AU_QM_001120328 |  | ERSA | M | 5800 | 1449871GZPCLNT100 | EA | 3000024 | DRIVE;ISU,8970430270 | DRIVE;ISU,8970430270 | DRIVE;MNFR:ISUZU,PTNO:8970430270 |  | DRIVE SHAFT ASSY,CV,VEH:L/H DRIVE SHAFT(CV JOINT); | ISUZU | 8970430270 | 1068514 @@ AP TOWNSVILLE P/L T/A TONY IRELA | 8970430270
STP_009 - Lot7 | Data Enrichment | KIB |  | 2023-11-08 |  |  | 1082096 | 1082096 |  |  |  | ERSA | M | 3750 | 1585825GZPCLNT100 | EA | 3000418 | CASE;BORT,26529,NQ3,C/LIFTER | ESTUCHE;BORT,26529 | CASE;MNFR:BOART LONGYEAR,PTNO:26529,ADDITIONAL FEATURES EN:NQ3,C/LIFTER | ESTUCHE;MNFR:BOART LONGYEAR,PTNO:26529 |  | BOART LONGYEAR | 26529 | 1068617 @@ BOART LONGYEAR PTY LTD | 26529
STP_009 - Lot7 | Data Enrichment | KIB |  | 2023-11-08 |  |  | 1084764 | 1084764 |  |  |  | ERSA | M | 3730 | 1584072GZPCLNT100 | EA | 3000003 | EDGE;CAT,9J-7701,CTNG | BORDE;CAT,9J-7701 | EDGE;MNFR:CATERPILLAR,PTNO:9J-7701,ADDITIONAL FEATURES EN:CUTTING | BORDE;MNFR:CATERPILLAR,PTNO:9J-7701 |  | CATERPILLAR | 9J-7701 | 1068196 @@ HASTINGS DEERING(AUSTRALIA) LTD | 9J7701
STP_009 - Lot7 | Data Enrichment | KIB |  | 2023-11-08 |  |  | 1085271 | 1085271 |  |  |  | ERSA | M | 1600 | 1577587GZPCLNT100 | EA | 3000422 | CASE;CNW,PEL1050CWB,PELICAN,PROTCTV,CWB | ESTUCHE;CNW,PEL1050CWB | CASE;MNFR:CNW,PTNO:PEL1050CWB,ADDITIONAL FEATURES EN:PELICAN,PROTECTIVE,CWB | ESTUCHE;MNFR:CNW,PTNO:PEL1050CWB |  | CNW | PEL1050CWB | 1068181 @@ CNW (MOUNT ISA) ELECT WHOLESALER | PEL1050CWB
STP_009 - Lot7 | Data Enrichment | KIB |  | 2023-11-08 |  |  | 1085272 | 1085272 |  |  |  | ERSA | M | 1600 | 1577588GZPCLNT100 | EA | 3000422 | CASE;CNW,PEL1050CWY,PELICAN,PROTCTV,CWY | ESTUCHE;CNW,PEL1050CWY | CASE;MNFR:CNW,PTNO:PEL1050CWY,ADDITIONAL FEATURES EN:PELICAN,PROTECTIVE,CWY | ESTUCHE;MNFR:CNW,PTNO:PEL1050CWY |  | CNW | PEL1050CWY | 1068181 @@ CNW (MOUNT ISA) ELECT WHOLESALER | PEL1050CWY
STP_009 - Lot7 | Data Enrichment | KIB |  | 2023-11-08 |  |  | 1085273 | 1085273 |  |  |  | ERSA | M | 1600 | 1577589GZPCLNT100 | EA | 3000422 | CASE;CNW,PEL1300B,PELICAN,BLACK WTH FOAM | ESTUCHE;CNW,PEL1300B | CASE;MNFR:CNW,PTNO:PEL1300B,ADDITIONAL FEATURES EN:PELICAN,BLACK WTH FOAM | ESTUCHE;MNFR:CNW,PTNO:PEL1300B |  | CNW | PEL1300B | 1068181 @@ CNW (MOUNT ISA) ELECT WHOLESALER | PEL1300B
STP_009 - Lot7 | Data Enrichment | KIB |  | 2023-11-08 |  |  | 1085337 | 1085337 |  |  |  | ERSA | M | 1600 | 1578940GZPCLNT100 | EA | 3000422 | DRIVE,VAR FREQ;CNW,ADVM0005-4T-BA2K2-38 | MANDO FRECUE VARIAB;CNW,ADVM0005-4T-BA2K | DRIVE,VARIABLE FREQUENCY;MNFR:CNW,PTNO:ADVM0005-4T-BA2K2-38,ADDITIONAL FEATURES EN:SINUS VFD 2.2KW ADVM0005-4T-BA2K2-375 | MANDO FRECUENCIA VARIABLE;MNFR:CNW,PTNO:ADVM0005-4T-BA2K2-38 |  | CNW | ADVM0005-4T-BA2K2-38 | 1068181 @@ CNW (MOUNT ISA) ELECT WHOLESALER | ADVM0005-4T-BA2K2-38
STP_009 - Lot7 | Data Enrichment | KIB |  | 2023-11-08 |  |  | 1085845 | 1085845 |  |  |  | ERSA | M | 5000 | 1583406GZPCLNT100 | EA | 3000418 | COUNTER;BORT,5306092,ASM WIRELINE DCI | CONTADOR;BORT,5306092 | COUNTER;MNFR:BOART LONGYEAR,PTNO:5306092,ADDITIONAL FEATURES EN:ASM WIRELINE DCI | CONTADOR;MNFR:BOART LONGYEAR,PTNO:5306092 |  | BOART LONGYEAR | 5306092 | 1068617 @@ BOART LONGYEAR PTY LTD | 5306092
STP_009 - Lot7 | Data Enrichment | KIB |  | 2023-11-08 |  |  | 1087322 | 1087322 |  |  |  | ERSA | M | 3300 | 1577165GZPCLNT100 | EA | 3000010 | EDGE;SAN,SBP50X2610-544B,BARE LIP SL0560 | BORDE;SAN,SBP50X2610-544B | EDGE;MNFR:SANDVIK,PTNO:SBP50X2610-544B,ADDITIONAL FEATURES EN:BARE LIP SL0560 - LH514 6.2M3 | BORDE;MNFR:SANDVIK,PTNO:SBP50X2610-544B |  | SANDVIK | SBP50X2610-544B | 1068336 @@ SANDVIK MINING & CONSTRUCTION | SBP50X2610-544B | 1068089 @@ SANDVIK MINING & CONSTRUCTION | SBP50X2610-544B
STP_009 - Lot7 | Data Enrichment | KIB |  | 2023-11-08 |  |  | 1088061 | 1088061 |  |  |  | ERSA | M | 4090 | 1553181GZPCLNT100 | EA | 3000422 | CASE;CNW,1650AB | ESTUCHE;CNW,1650AB | CASE;MNFR:CNW,PTNO:1650AB | ESTUCHE;MNFR:CNW,PTNO:1650AB |  | CNW | 1650AB | 1068181 @@ CNW (MOUNT ISA) ELECT WHOLESALER | 1650AB
STP_009 - Lot7 | Data Enrichment | KIB |  | 2023-11-08 |  |  | 1088797 | 1088797 | 1391311 | AU_QM_000233139 |  | ERSA | M | 5955 | 1391311GZPCLNT100 | EA | 3000438 | COUPLING;NRMT,55156460 | ACOPLAMIENTO; | ACOPLAMIENTO;MNFR:NORMET,PTNO:55156460 | ACOPLAMIENTO;,MNFR:NORMET,PTNO:55156460 | COUPLING;NRMT,55156460COUPLING;NOR,55156460 | NORMET | 55156460 | 1068143 @@ NORMET ASIA PACIFIC PTY LTD | 55156460
STP_009 - Lot7 | Data Enrichment | KIB |  | 2023-11-08 |  |  | 1089029 | 1089029 | 1386546 | AU_QM_000227517 |  | ERSA | M | 5955 | 1386546GZPCLNT100 | EA | 3000438 | COUPLING;NRMT,55133227 | ACOPLAMIENTO; | ACOPLAMIENTO;MNFR:NORMET,PTNO:55133227 | ACOPLAMIENTO;,MNFR:NORMET,PTNO:55133227 | COUPLING;NRMT,55133227COUPLING;NOR,55133227 | NORMET | 55133227 | 1068143 @@ NORMET ASIA PACIFIC PTY LTD | 55133227
STP_009 - Lot7 | Data Enrichment | KIB |  | 2023-11-08 |  |  | 1102530 | 1102530 |  |  |  | ERSA | M | 4005 | 1526781GZPCLNT100 | EA |  | CASE;LOWER CASE,P031632 | CASE;LOWER CASE,P031632 | CASE;ADDITIONAL FEATURES:LOWER CASE,P031632 |  |  |  |  | 1069739 @@ AIR & ALLIED SALES (PACIFIC) P/L | P031632
STP_009 - Lot7 | Data Enrichment | KIB |  | 2023-11-08 |  |  | 1103879 | 1103879 |  |  |  | ERSA | M | 1500 | 1507138GZPCLNT100 | EA |  | CASE;1020 MICRO CASE,CLEAR WI,PE1020CWBL | CASE;1020 MICRO CASE,CLEAR WI,PE1020CWBL | CASE;ADDITIONAL FEATURES:1020 MICRO CASE,CLEAR WI,PE1020CWBL |  |  |  |  | 1068331 @@ ALLIANCE SAFETY EQUIPMENT P/L | PE1020CWBL
STP_009 - Lot7 | Data Enrichment | KIB |  | 2023-11-08 |  |  | 1104246 | 1104246 |  |  |  | ERSA | M | 1600 | 1523734GZPCLNT100 | EA |  | DRIVE,VARIABLE FREQUENCY;230 VAC12 AMP | DRIVE,VARIABLE FREQUENCY;230 VAC12 AMP | DRIVE,VARIABLE FREQUENCY;ADDITIONAL FEATURES:230 VAC12 AMP |  |  |  |  | 1069624 @@ R & D TECHNOLOGY PTY LTD | NXP00122A2H1SSSA1A2000000
STP_009 - Lot7 | Data Enrichment | KIB |  | 2023-11-08 |  |  | 1104553 | 1104553 |  |  |  | ERSA | M | 5380 | 1508129GZPCLNT100 | EA |  | ANTISCALANT;CHEMICAL,ZALT,ZALTA MA11-443 | ANTISCALANT;CHEMICAL,ZALT,ZALTA MA11-443 | ANTISCALANT;ADDITIONAL FEATURES:CHEMICAL,ZALT,ZALTA MA11-443 |  |  |  |  | 1068450 @@ SOLENIS ( FORMERLY DREW AUST) | ZALTA MA11-443
STP_009 - Lot7 | Data Enrichment | KIB |  | 2023-11-08 |  |  | 1104570 | 1104570 |  |  |  | ERSA | M | 4090 | 1508013GZPCLNT100 | EA |  | EDGE;101019 | EDGE;101019 | EDGE;ADDITIONAL FEATURES:101019 |  |  |  |  | 1069014 @@ TONKIN STEEL (NQ) PTY LTD | 101019
STP_009 - Lot7 | Data Enrichment | KIB |  | 2023-11-08 |  |  | 1104571 | 1104571 |  |  |  | ERSA | M | 4090 | 1508012GZPCLNT100 | EA |  | EDGE;101005 | EDGE;101005 | EDGE;ADDITIONAL FEATURES:101005 |  |  |  |  | 1069014 @@ TONKIN STEEL (NQ) PTY LTD | 101005
STP_009 - Lot7 | Data Enrichment | KIB |  | 2023-11-08 |  |  | 1104939 | 1104939 |  |  |  | ERSA | M | 4090 | 1535778GZPCLNT100 | EA |  | ABSORBENT;DRAIN WARDEN,1.2X1.,AES DW 1.2 | ABSORBENT;DRAIN WARDEN,1.2X1.,AES DW 1.2 | [5 empty] | 1068225 @@ ABSORB ENVIRONMENTAL SOLUTIONS | AES DW 1.2
STP_009 - Lot7 | Data Enrichment | KIB |  | 2023-11-08 |  |  | 1107513 | 1107513 | 1427277 | AU_QM_000451179 |  | ERSA | M | 5620 | 1427277GZPCLNT100 | EA |  | CAT PLANETARY;FINAL DRIVE GRP; | CAT PLANETARY;FINAL DRIVE GRP; | RING,RETAINING: CAT PLANETARY;FINAL DRIVE GRP; CATERPILLAR EQUIPMENT SERVICE |  | RING,RETAINING: CAT PLANETARY;FINAL DRIVE GRP; |  |  | 1068196 @@ HASTINGS DEERING(AUSTRALIA) LTD | 1427277 | 1068181 @@ CNW (MOUNT ISA) ELECT WHOLESALER | 1427277
STP_009 - Lot7 | Data Enrichment | KIB |  | 2023-11-08 |  |  | 1107547 | 1107547 | 1426665 | AU_QM_000402396 |  | ERSA | M | 5620 | 1426665GZPCLNT100 | EA |  | E0407S PUMP SNAP RING; | E0407S PUMP SNAP RING; | RING,RETAINING: E0407S PUMP SNAP RING; |  | RING,RETAINING: E0407S PUMP SNAP RING; |  |  | 1071823 @@ PROMINENT FLUID CONTROLS P/L | 1426665
STP_009 - Lot7 | Data Enrichment | KIB |  | 2023-11-08 |  |  | 1107810 | 1107810 | 1449153 | AU_QM_001103480 |  | ERSA | M | 5620 | 1449153GZPCLNT100 | EA |  | BEARING RETAINING RING; | BEARING RETAINING RING; | RING,RETAINING: BEARING RETAINING RING; |  | RING,RETAINING: BEARING RETAINING RING; |  |  | 1068196 @@ HASTINGS DEERING(AUSTRALIA) LTD | 8T7567 | 1068181 @@ CNW (MOUNT ISA) ELECT WHOLESALER | 1449153
STP_009 - Lot7 | Data Enrichment | KIB |  | 2023-11-08 |  |  | 1107968 | 1107968 | 1468560 | AU_QM_007825946 |  | ERSA | M | 3000 | 1468560GZPCLNT100 | EA |  | BACK | BACK | RING,WEARING: BACK 9-" OD 13% CHROME STEEL FOR 6" 2 STAGE EC PUMP |  | RING,WEARING: BACK |  |  | 1069568 @@ FLOWSERVE PUMP DIVISION | SE-401850
STP_009 - Lot7 | Data Enrichment | KIB |  | 2023-11-08 |  |  | 1108007 | 1108007 | 1468068 | AU_QM_007558039 |  | ERSA | M | 5620 | 1468068GZPCLNT100 | EA |  | CREEP MOTOR,SUIT DEMAG 14 TONNE | CREEP MOTOR,SUIT DEMAG 14 TONNE | RING,BRAKE: CREEP MOTOR,SUIT DEMAG 14 TONNE U/G NO.3 PRIMARY CRUSHER CRANE |  | RING,BRAKE: CREEP MOTOR,SUIT DEMAG 14 TONNE |  |  | 1069356 @@ MHE-DEMAG AUSTRALIA PTY LTD | 56129044
STP_009 - Lot7 | Data Enrichment | KIB |  | 2023-11-08 |  |  | 1108019 | 1108019 | 1467591 | AU_QM_007127700 |  | ERSA | M | 1600 | 1467591GZPCLNT100 | EA |  | ABB TEMPERATURE TRANSMITTER TRANSFORMER; | ABB TEMPERATURE TRANSMITTER TRANSFORMER; | TRANSFORMER,POWER: ABB TEMPERATURE TRANSMITTER TRANSFORMER; FOR ABB TPT-300CFLT; ABB 2.420M FRICTION WINDER; ENTERPRISE MINE M62 WINDER |  | TRANSFORMER,POWER:ABB TEMPERATURE TRANSMITTER TRANSFORMER; |  |  | 1068212 @@ ABB AUSTRALIA PTY LTD | 1467591
STP_009 - Lot7 | Data Enrichment | KIB |  | 2023-11-08 |  |  | 1108426 | 1108426 |  |  |  | ERSA | M | 1825 | 1442495GZPCLNT100 | EA |  | CAT 988B WHEEL LOADER | CAT 988B WHEEL LOADER | RING: CAT 988B WHEEL LOADER |  |  |  |  | 1068196 @@ HASTINGS DEERING(AUSTRALIA) LTD | 4J3420
STP_009 - Lot7 | Data Enrichment | KIB |  | 2023-11-08 |  |  | 1108577 | 1108577 | 1428662 | AU_QM_000529867 |  | ERSA | M | 1630 | 1428662GZPCLNT100 | EA |  | ARMATURE,MOTOR: | ARMATURE,MOTOR: | ARMATURE,MOTOR: |  | ARMATURE,MOTOR: |  |  | 1071809 @@ ASHDOWN ENTERPRISES | 16-11489 | 1068087 @@ ASHDOWN INGRAM | 16-11489
STP_009 - Lot7 | Data Enrichment | KIB |  | 2023-11-08 |  |  | 1108798 | 1108798 |  |  |  | ERSA | M | 5100 | 1458351GZPCLNT100 | EA |  | 24V DC | 24V DC | REGULATOR,VOLTAGE: 24V DC |  |  |  |  | 1071809 @@ ASHDOWN ENTERPRISES | N68-831214 | 1068087 @@ ASHDOWN INGRAM | 1458351
STP_009 - Lot7 | Data Enrichment | KIB |  | 2023-11-08 |  |  | 1108803 | 1108803 |  |  |  | ERSA | M | 5100 | 1458313GZPCLNT100 | EA |  | 12V DC | 12V DC | REGULATOR,VOLTAGE: 12V DC |  |  |  |  | 1071809 @@ ASHDOWN ENTERPRISES | 9-190-067-003 | 1068087 @@ ASHDOWN INGRAM | 1458313
STP_009 - Lot7 | Data Enrichment | KIB |  | 2023-11-08 |  |  | 1108997 | 1108997 | 1468541 | AU_QM_007825631 |  | ERSA | M | 4090 | 1468541GZPCLNT100 | EA |  | CASING (CU/MO/CI) | CASING (CU/MO/CI) | RING,SEALING: CASING (CU/MO/CI) TO AS1830-T250 FOR 8"/10" C-PUMP SERIAL NO.19319/19644/5/6 |  | RING,SEALING: CASING (CU/MO/CI) |  |  | 1069568 @@ FLOWSERVE PUMP DIVISION | 64221-B
STP_009 - Lot7 | Data Enrichment | KIB |  | 2023-11-08 |  |  | 1109064 | 1109064 | 1349227 | AU_QM_000100875 |  | ERSA | M | 5620 | 1349227GZPCLNT100 | EA |  | CUP TYPE | CUP TYPE | RING,BRAKE: CUP TYPE FOR CREEP SPEED UNIT WITH 16/8-K MOTOR |  | RING,BRAKE: CUP TYPE |  |  | 1069356 @@ MHE-DEMAG AUSTRALIA PTY LTD | 1349227
STP_009 - Lot7 | Data Enrichment | KIB |  | 2023-11-08 |  |  | 1109593 | 1109593 |  |  |  | ERSA | M | 5810 | 1429222GZPCLNT100 | EA |  | 2134MM LG POLYURETHANE | 2134MM LG POLYURETHANE | RAIL,SUPPORT; 2134MM LG POLYURETHANE LONGITUDINAL |  |  |  |  | 1068692 @@ AQSEPTENCE GROUP PTY LTD | PT1009AC01DR
STP_009 - Lot7 | Data Enrichment | KIB |  | 2023-11-08 |  |  | 1109663 | 1109663 | 1426216 | AU_QM_000367904 |  | ERSA | M | 1825 | 1426216GZPCLNT100 | EA |  | DISCHARGE VALVE | DISCHARGE VALVE | RING: DISCHARGE VALVE |  | RING:DISCHARGE VALVE |  |  | 1069532 @@ CHUBB FIRE & SECURITY | 77-90024
STP_009 - Lot7 | Data Enrichment | KIB |  | 2023-11-08 |  |  | 1109700 | 1109700 | 1424103 | AU_QM_000325472 |  | ERSA | M | 4005 | 1424103GZPCLNT100 | EA |  | CHUCK,1IN | CHUCK,1IN | GAUGE: CHUCK,1IN SUIT GD EQUIPMENT |  | GAUGE: CHUCK,1IN |  |  | 1068106 @@ EPIROC AUSTRALIA RDT | 9133 [SPECIAL MAKE] | 1072015 @@ SANDVIK TAMROCK | 1424103
STP_009 - Lot7 | Data Enrichment | KIB |  | 2023-11-08 |  |  | 1109800 | 1109800 | 1460154 | AU_QM_002303433 |  | ERSA | M | 4100 | 1460154GZPCLNT100 | EA |  | CHOKE;660W;HP SODIUM;240V; | CHOKE;660W;HP SODIUM;240V; | BALLAST,LAMP: CHOKE;660W;HP SODIUM;240V; EYE CONTROL GEAR EQUIPMENT; |  | BALLAST,LAMP: CHOKE;660W;HP SODIUM;240V; |  |  | 1068181 @@ CNW (MOUNT ISA) ELECT WHOLESALER | 510268
STP_009 - Lot7 | Data Enrichment | KIB |  | 2023-11-08 |  |  | 1110882 | 1110882 | 1426152 | AU_QM_000366583 |  | ERSA | M | 4090 | 1426152GZPCLNT100 | EA |  | BUCKET TOOTH TIP RETAINER; | BUCKET TOOTH TIP RETAINER; | RING,RETAINING: BUCKET TOOTH TIP RETAINER; CAT LOADERS AND GRADERS |  | RING,RETAINING: BUCKET TOOTH TIP RETAINER; |  |  | 1068308 @@ HASTINGS DEERING (AUSTRALIA) LTD | 3G9549 | 1068196 @@ HASTINGS DEERING(AUSTRALIA) LTD | 1140359 | 1068181 @@ CNW (MOUNT ISA) ELECT WHOLESALER | 1426152 | 1071153 @@ BRADKEN RESOURCES PTY LTD | E3G9549A | 1068127 @@ KONNECT FASTENING SYSTEMS | 1426152 | 1068385 @@ ESCO AUSTRALIA HOLDINGS PTY LTD | 4252473
STP_009 - Lot7 | Data Enrichment | KIB |  | 2023-11-08 |  |  | 1112091 | 1112091 | 1348306 | AU_QM_000000307 |  | ERSA | M | 5620 | 1348306GZPCLNT100 | EA |  | AM282 PROBE BACK UP WINDOW RING; | AM282 PROBE BACK UP WINDOW RING; | RING,RETAINING: AM282 PROBE BACK UP WINDOW RING; STD PKT OF 2 |  | RING,RETAINING: AM282 PROBE BACK UP WINDOW RING; |  |  | 1068217 @@ THERMO GAMMA-METRICS PTY LTD | 34177
STP_009 - Lot7 | Data Enrichment | KIB |  | 2023-11-08 |  |  | 1112092 | 1112092 | 1362148 | AU_QM_000161164 |  | ERSA | M | 5700 | 1362148GZPCLNT100 | EA |  | CHAIN SLIDING; HS1330-1.2 LINEAR SAMPLER | CHAIN SLIDING; HS1330-1.2 LINEAR SAMPLER | RAIL: CHAIN SLIDING; HS1330-1.2 LINEAR SAMPLER |  | RAIL:CHAIN SLIDING; HS1330-1.2 LINEAR SAMPLER |  |  | 1068646 @@ CENTURY YUASA BATTERIES PTY LTD | 351060-1200
STP_009 - Lot7 | Data Enrichment | KIB |  | 2023-11-08 |  |  | 1112657 | 1112657 |  |  |  | ERSA | M | 3020 | 1471953GZPCLNT100 | EA |  | CYLINDER HEAD | CYLINDER HEAD | RING,PISTON: CYLINDER HEAD |  |  |  |  | 1070551 @@ QUARRY MINING & CONSTRUCTION | HG9
STP_009 - Lot7 | Data Enrichment | KIB |  | 2023-11-08 |  |  | 1112667 | 1112667 | 1470915 | AU_QM_009182107 |  | ERSA | M | 1630 | 1470915GZPCLNT100 | EA |  | ARMATURE,MOTOR; POLE PITCH P49 | ARMATURE,MOTOR; POLE PITCH P49 | ARMATURE,MOTOR: POLE PITCH INCLUDING SLOT WEDGES AND PACKERS FOR F58 AND P49 WINDERS MOTOR DCL144/75 |  | ARMATURE,MOTOR: POLE PITCH |  |  | 1071835 @@ REXEL AUSTRALIA | DLC-144/75;POLE PITCH
STP_009 - Lot7 | Data Enrichment | KIB |  | 2023-11-08 |  |  | 1112850 | 1112850 |  |  |  | ERSA | M | 2920 | 1573722GZPCLNT100 | EA |  | CASE;PELICAN,1600,PLSTC,NO FOAM - ORANGE | ESTUCHE; | CASE;TYPE:PELICAN,SIZE:1600,MATERIAL:PLASTIC,ADDITIONAL FEATURES EN:NO FOAM - ORANGE | ESTUCHE; |  |  |  | 1068331 @@ ALLIANCE SAFETY EQUIPMENT P/L | PE1600ONF
STP_009 - Lot7 | Data Enrichment | KIB |  | 2023-11-08 |  |  | 1112851 | 1112851 |  |  |  | ERSA | M | 2920 | 1573721GZPCLNT100 | EA |  | CASE;PELICAN,1500,PLSTC,NO FOAM - ORANGE | ESTUCHE; | CASE;TYPE:PELICAN,SIZE:1500,MATERIAL:PLASTIC,ADDITIONAL FEATURES EN:NO FOAM - ORANGE | ESTUCHE; |  |  |  | 1068331 @@ ALLIANCE SAFETY EQUIPMENT P/L | PE1500ONF
STP_009 - Lot7 | Data Enrichment | KIB |  | 2023-11-08 |  |  | 1112852 | 1112852 |  |  |  | ERSA | M | 2920 | 1573720GZPCLNT100 | EA |  | CASE;PELICAN,1450,PLSTC,NO FOAM - ORANGE | ESTUCHE; | CASE;TYPE:PELICAN,SIZE:1450,MATERIAL:PLASTIC,ADDITIONAL FEATURES EN:NO FOAM - ORANGE | ESTUCHE; |  |  |  | 1068331 @@ ALLIANCE SAFETY EQUIPMENT P/L | PE1450ONF
STP_009 - Lot7 | Data Enrichment | KIB |  | 2023-11-08 |  |  | 1112853 | 1112853 |  |  |  | ERSA | M | 2920 | 1573719GZPCLNT100 | EA |  | CARABINER;30KN,STL,TRIPLE LOCK,2 PAC | MOSQUETON; | CARABINER;SIZE:30KN,MATERIAL:STEEL,ADDITIONAL FEATURES EN:TRIPLE LOCK,2 PAC,C/W CAPTIVE PIN IN RETAIL PACKAGIN | MOSQUETON; |  |  |  | 1068331 @@ ALLIANCE SAFETY EQUIPMENT P/L | K4.CRABSET
STP_009 - Lot7 | Data Enrichment | KIB |  | 2023-11-08 |  |  | 1113113 | 1113113 |  |  |  | ERSA | M | 4090 | 1573352GZPCLNT100 | EA |  | COAT;VIPER COIL COATING,RT640A | BATA; | COAT;ADDITIONAL FEATURES EN:VIPER COIL COATING,RT640A | BATA; |  |  |  | 1071809 @@ ASHDOWN ENTERPRISES | RT640A
STP_009 - Lot7 | Data Enrichment | KIB |  | 2023-11-08 |  |  | 1113376 | 1113376 |  |  |  | ERSA | M | 2800 | 1572849GZPCLNT100 | EA |  | ACTIVATOR;PERMA CLASSIC,12 MTH GREY | ACTIVADOR; | ACTIVATOR;ADDITIONAL FEATURES EN:PERMA CLASSIC,12 MTH GREY | ACTIVADOR; |  |  |  | 1068652 @@ J BLACKWOOD & SONS | 1150516
STP_009 - Lot7 | Data Enrichment | KIB |  | 2023-11-08 |  |  | 1113377 | 1113377 |  |  |  | ERSA | M | 2800 | 1572848GZPCLNT100 | EA |  | ACTIVATOR;PERMA CLASSIC,6 MTH RED | ACTIVADOR; | ACTIVATOR;ADDITIONAL FEATURES EN:PERMA CLASSIC,6 MTH RED | ACTIVADOR; |  |  |  | 1068652 @@ J BLACKWOOD & SONS | 975042
STP_009 - Lot7 | Data Enrichment | KIB |  | 2023-11-08 |  |  | 1113378 | 1113378 |  |  |  | ERSA | M | 2800 | 1572847GZPCLNT100 | EA |  | ACTIVATOR;PERMA CLASSIC,3 MTH GREEN | ACTIVADOR; | ACTIVATOR;ADDITIONAL FEATURES EN:PERMA CLASSIC,3 MTH GREEN | ACTIVADOR; |  |  |  | 1068652 @@ J BLACKWOOD & SONS | 975025
STP_009 - Lot7 | Data Enrichment | KIB |  | 2023-11-08 |  |  | 1113379 | 1113379 |  |  |  | ERSA | M | 2800 | 1572846GZPCLNT100 | EA |  | ACTIVATOR;PERMA CLASSIC,1 MTH YELLOW | ACTIVADOR; | ACTIVATOR;ADDITIONAL FEATURES EN:PERMA CLASSIC,1 MTH YELLOW | ACTIVADOR; |  |  |  | 1068652 @@ J BLACKWOOD & SONS | 899164
STP_009 - Lot7 | Data Enrichment | KIB |  | 2023-11-08 |  |  | 1114197 | 1114197 |  |  |  | ERSA | M | 4090 | 1571617GZPCLNT100 | EA |  | BLANK;PLTE,VP544-5D1-03A,PELLETISER LUBE | EN BLANCO; | BLANK;ADDITIONAL FEATURES EN:PLATE,VP544-5D1-03A,PELLETISER LUBE SYS | EN BLANCO; |  |  |  | 1068125 @@ SMC CORPORATION (AUSTRALIA) PTY LTD | VP500-25-1A
STP_009 - Lot7 | Data Enrichment | KIB |  | 2023-11-08 |  |  | 1114219 | 1114219 |  |  |  | ERSA | M | 1700 | 1571586GZPCLNT100 | EA |  | DETONATOR;DONGLE,REM,BL,B3000 | DETONADOR; | DETONATOR;ADDITIONAL FEATURES EN:DONGLE,REM,BL,B3000 | DETONADOR; |  |  |  | 1070667 @@ ORICA AUSTRALIA PTY LTD | 1011998
STP_009 - Lot7 | Data Enrichment | KIB |  | 2023-11-08 |  |  | 1114220 | 1114220 |  |  |  | ERSA | M | 1700 | 1571585GZPCLNT100 | EA |  | DETONATOR;DONGLE,MSTR,RD,B3000 | DETONADOR; | DETONATOR;ADDITIONAL FEATURES EN:DONGLE,MSTR,RD,B3000 | DETONADOR; |  |  |  | 1070667 @@ ORICA AUSTRALIA PTY LTD | 1011997
STP_009 - Lot7 | Data Enrichment | KIB |  | 2023-11-08 |  |  | 1114221 | 1114221 |  |  |  | ERSA | M | 1700 | 1571584GZPCLNT100 | EA |  | DETONATOR;I-KON BLSTR,3000,WLAN/LAN | DETONADOR; | DETONATOR;ADDITIONAL FEATURES EN:I-KONâ„¢,BLASTER,3000,WLAN/LAN | DETONADOR; |  |  |  | 1070667 @@ ORICA AUSTRALIA PTY LTD | 1010823
STP_009 - Lot7 | Data Enrichment | KIB |  | 2023-11-08 |  |  | 1114222 | 1114222 |  |  |  | ERSA | M | 1700 | 1571583GZPCLNT100 | EA |  | DETONATOR;I-KON,LOGGER II | DETONADOR; | DETONATOR;ADDITIONAL FEATURES EN:I-KONâ„¢,LOGGER II | DETONADOR; |  |  |  | 1070667 @@ ORICA AUSTRALIA PTY LTD | 1007432
STP_009 - Lot7 | Data Enrichment | KIB |  | 2023-11-08 |  |  | 1114226 | 1114226 |  |  |  | ERSA | M | 1700 | 1571579GZPCLNT100 | EA |  | APPLICATOR;PENTEX D | UTENSILIO APLICAR ALGO; | APPLICATOR;ADDITIONAL FEATURES EN:PENTEXâ„¢ D | UTENSILIO APLICAR ALGO; |  |  |  | 1070667 @@ ORICA AUSTRALIA PTY LTD | 1005648
STP_009 - Lot7 | Data Enrichment | KIB |  | 2023-11-08 |  |  | 1114237 | 1114237 |  |  |  | ERSA | M | 5100 | 1571562GZPCLNT100 | EA |  | BLANK;3500,1/2,F/P | EN BLANCO; | BLANK;ADDITIONAL FEATURES EN:3500,1/2,F/P | EN BLANCO; |  |  |  | 1068304 @@ NVMS PTY LTD | 131151-01
STP_009 - Lot7 | Data Enrichment | KIB |  | 2023-11-08 |  |  | 1114439 | 1114439 |  |  |  | ERSA | M | 5000 | 1571358GZPCLNT100 | EA |  | DRIVE;HYDRAULIC WHEEL,MOTOR NON FLU | MOTRIZ; | DRIVE;ADDITIONAL FEATURES EN:HYDRAULIC WHEEL,MOTOR NON FLU | MOTRIZ; |  |  |  | 1068585 @@ Jacon Equipment Pty Ltd | JSA-30043
STP_009 - Lot7 | Data Enrichment | KIB |  | 2023-11-08 |  |  | 1116959 | 1116959 | 1368205 | AU_QM_000172024 |  | ERSA | M | 1630 | 1368205GZPCLNT100 | EA |  | DRIVE,VAR FREQ;1.5 KW,400 V,4.2 A,IP20 | DRIVE,VAR FREQ;1.5 KW,400 V,4.2 A,IP20 | DRIVE,VARIABLE FREQUENCY;POWER RATING:1.5 KW,INPUT VOLTAGE:400 V,OUTPUT CURRENT RATING:4.2 A,DEGREE OF PROTECTION:IP20,ADDITIONAL FEATURES EN:PF4M,ND/HD,MNFR:01)CNW,PTNO:01)NHP22FD4P2N113 |  | DRIVE UNIT,VARIABLE FREQUENCY:PF4M;400V;IP20;4.2A;1.5KW;ND/HD;POWER FL |  |  | 1068181 @@ CNW (MOUNT ISA) ELECT WHOLESALER | 22FD4P2N113
STP_009 - Lot7 | Data Enrichment | KIB |  | 2023-11-08 |  |  | 1120619 | 1120619 |  |  |  | ERSA | M | 4090 | 1574192GZPCLNT100 | EA |  | CASE;IPHONE 11,LIFEPROOF | ESTUCHE; | CASE;TYPE:IPHONE 11,SIZE:,MATERIAL:LIFEPROOF | ESTUCHE; |  |  |  | 1069048 @@ JB HI-FI | 525242
STP_009 - Lot7 | Data Enrichment | KIB |  | 2023-11-08 |  |  | 1120633 | 1120633 |  |  |  | ERSA | M | 4090 | 1615502GZPCLNT100 | EA |  | CASE;SAF,465X360X175 MMM,PP,BLACK | ESTUCHE;NEGRO | CASE;TYPE:SAFE,SIZE:465X360X175 MMM,MATERIAL:POLYPROPYLENE,COLOUR:BLACK,ADDITIONAL FEATURES EN:CRAFTRIGHT,MODEL NUMBER:141070180F | ESTUCHE;TONO:NEGRO |  |  |  | 1068230 @@ BUNNINGS WAREHOUSE MT ISA | 5810252
STP_009 - Lot7 | Data Enrichment | KIB |  | 2023-11-08 |  |  | 1134048 | 1134048 | 1360886 | AU_QM_000158418 |  | ERSA | M | 5915 | 1360886GZPCLNT100 | EA |  | CYLINDER; JACON WATER TRUCK | CYLINDER; JACON WATER TRUCK | RAIL,SLIDE: CYLINDER; JACON WATER TRUCK |  | RAIL,SLIDE: CYLINDER; JACON WATER TRUCK |  |  | 1068585 @@ Jacon Equipment Pty Ltd | 1360886 | 1071178 @@ JACON TECHNOLOGIES | 1360886
STP_009 - Lot7 | Data Enrichment | KIB |  | 2023-11-08 |  |  | 1135032 | 1135032 | 1352478 | AU_QM_000140658 |  | ERSA | M | 5620 | 1352478GZPCLNT100 | EA |  | BUCKET TOOTH TIP RETAINER;CAT LOADERS _ | BUCKET TOOTH TIP RETAINER;CAT LOADERS _ | RING,RETAINING: BUCKET TOOTH TIP RETAINER;CAT LOADERS AND GRADERS |  | RING,RETAINING: BUCKET TOOTH TIP RETAINER;CAT LOADERS & |  |  | 1068305 @@ DON CLARK TRACTORS PTY LTD | 1352478
STP_009 - Lot7 | Data Enrichment | KIB |  | 2023-11-08 |  |  | 1135569 | 1135569 | 1436372 | AU_QM_000847467 |  | ERSA | M | 5620 | 1436372GZPCLNT100 | EA |  | CIRCLIP;STABILIZER CYLINDER; | CIRCLIP;STABILIZER CYLINDER; | RING,RETAINING: CIRCLIP;STABILIZER CYLINDER; NORMET BLAST VEHICLE |  | RING,RETAINING: CIRCLIP;STABILIZER CYLINDER; |  |  | 1068143 @@ NORMET ASIA PACIFIC PTY LTD | 52231479
STP_009 - Lot7 | Data Enrichment | KIB |  | 2023-11-08 |  |  | 1135813 | 1135813 | 1461166 | AU_QM_002599897 |  | ERSA | M | 1825 | 1461166GZPCLNT100 | EA |  | BODY SEAT (1/4" O/S ON OD) | BODY SEAT (1/4" O/S ON OD) | RING: BODY SEAT (1/4" O/S ON OD) UNTHREADED |  | RING:BODY SEAT (1/4" O/S ON OD) |  |  | 1068289 @@ INFRABUILD STEEL CENTRE | C/AC337
STP_009 - Lot7 | Data Enrichment | KIB |  | 2023-11-08 |  |  | 1136062 | 1136062 |  |  |  | ERSA | M | 5955 | 1349009GZPCLNT100 | EA |  | 988F BUCKET OUTER EDGE; | 988F BUCKET OUTER EDGE; | CUTTING EDGE,BUCKET: 988F BUCKET OUTER EDGE; CAT 988F II WHEEL LOADER |  |  |  |  | 1068385 @@ ESCO AUSTRALIA HOLDINGS PTY LTD | B109-9082MT | 1071153 @@ BRADKEN RESOURCES PTY LTD | 1099082 | 1068196 @@ HASTINGS DEERING(AUSTRALIA) LTD | 1099082
STP_009 - Lot7 | Data Enrichment | KIB |  | 2023-11-08 |  |  | 1136070 | 1136070 | 1348677 | AU_QM_000017590 |  | ERSA | M | 4090 | 1348677GZPCLNT100 | EA |  | BUCKET TIP PIN RETAINER; | BUCKET TIP PIN RETAINER; | RING,RETAINING: BUCKET TIP PIN RETAINER; CAT 992 AND 988 LOADERS |  | RING,RETAINING: BUCKET TIP PIN RETAINER; |  |  | 1068181 @@ CNW (MOUNT ISA) ELECT WHOLESALER | 1348677 | 1071153 @@ BRADKEN RESOURCES PTY LTD | E8E5559 | 1068385 @@ ESCO AUSTRALIA HOLDINGS PTY LTD | 8E5559
STP_009 - Lot7 | Data Enrichment | KIB |  | 2023-11-08 |  |  | 1136276 | 1136276 | 1365857 | AU_QM_000168373 |  | ERSA | M | 4090 | 1365857GZPCLNT100 | EA |  | CIRCLIP DRIVE TRAIN; ATLAS COPCO EASER | CIRCLIP DRIVE TRAIN; ATLAS COPCO EASER | RING,RETAINING: CIRCLIP DRIVE TRAIN; ATLAS COPCO EASER L |  | RING,RETAINING: CIRCLIPDRIVE TRAIN; ATLAS COPCO EASER |  |  | 1068108 @@ EPIROC AUSTRALIA PTY LTD | 1365857
STP_009 - Lot7 | Data Enrichment | KIB |  | 2023-11-08 |  |  | 1136326 | 1136326 | 1448275 | AU_QM_001085828 |  | ERSA | M | 5955 | 1448275GZPCLNT100 | EA |  | CUTTING EDGE,HARD FACED; | CUTTING EDGE,HARD FACED; | CUTTING EDGE,MOULDBOARD: CUTTING EDGE,HARD FACED; CATERPILLAR 140H GRADER |  | CUTTING EDGE,MOULDBOARD:CUTTING EDGE,HARD FACED; |  |  | 1068152 @@ NORTH QLD HARD FACING | MIM-HFGB-C781075
STP_009 - Lot7 | Data Enrichment | KIB |  | 2023-11-08 |  |  | 1136328 | 1136328 | 1448268 | AU_QM_001085752 |  | ERSA | M | 5955 | 1448268GZPCLNT100 | EA |  | CUTTING EDGE SET,HARD FACED; | CUTTING EDGE SET,HARD FACED; | CUTTING EDGE,BUCKET: CUTTING EDGE SET,HARD FACED; C/W 2 CENTRE SEGMENTS,2 CORNER SEGMENTS; CORNER SEGMENTS 30MM WIDER THAN STANDARD CATERPILLAR 980G LOADER #9359 |  | CUTTING EDGE,BUCKET:CUTTING EDGE SET,HARD FACED; |  |  | 1068152 @@ NORTH QLD HARD FACING | MIM-HFCE980G4-40ST+30
STP_009 - Lot7 | Data Enrichment | KIB |  | 2023-11-08 |  |  | 1136329 | 1136329 | 1448267 | AU_QM_001085745 |  | ERSA | M | 5955 | 1448267GZPCLNT100 | EA |  | CUTTING EDGE SET,HARD FACED; | CUTTING EDGE SET,HARD FACED; | CUTTING EDGE,BUCKET: CUTTING EDGE SET,HARD FACED; C/W 2 CENTRE SEGMENTS,2 CORNER SEGMENTS; (SET = 4 PEICES) CATERPILLAR 980G LOADER |  | CUTTING EDGE,BUCKET:CUTTING EDGE SET,HARD FACED; |  |  | 1068152 @@ NORTH QLD HARD FACING | MIM-HFCE980G4-40ST
STP_009 - Lot7 | Data Enrichment | KIB |  | 2023-11-08 |  |  | 1136330 | 1136330 | 1448266 | AU_QM_001085737 |  | ERSA | M | 5955 | 1448266GZPCLNT100 | EA |  | CUTTING EDGE SET,HARD FACED; | CUTTING EDGE SET,HARD FACED; | CUTTING EDGE,BUCKET: CUTTING EDGE SET,HARD FACED; C/W 1 CENTRE SEGMENT,2 CORNER SEGMENTS; 550KGS;(SET = 3 PIECES) CATERPILLAR 988G/988H LOADER |  | CUTTING EDGE,BUCKET:CUTTING EDGE SET,HARD FACED; |  |  | 1068152 @@ NORTH QLD HARD FACING | NQHRDFAC
STP_009 - Lot7 | Data Enrichment | KIB |  | 2023-11-08 |  |  | 1136368 | 1136368 | 1447426 | AU_QM_001064419 |  | ERSA | M | 5955 | 1447426GZPCLNT100 | EA |  | CENTRE TOPLOCK; | CENTRE TOPLOCK; | SHROUD,BUCKET LIP: CENTRE TOPLOCK; HITACHI EX1900 |  | SHROUD,BUCKET LIP:CENTRE TOPLOCK; |  |  | 1068385 @@ ESCO AUSTRALIA HOLDINGS PTY LTD | 1447426 | 1071153 @@ BRADKEN RESOURCES PTY LTD | TBC100X300-3
STP_009 - Lot7 | Data Enrichment | KIB |  | 2023-11-08 |  |  | 1136386 | 1136386 | 1446702 | AU_QM_001044205 |  | ERSA | M | 5955 | 1446702GZPCLNT100 | EA |  | CORNER SHROUD;R/HAND;50MM LIP; | CORNER SHROUD;R/HAND;50MM LIP; | SHROUD,BUCKET LIP: CORNER SHROUD;R/HAND;50MM LIP; BLUE POINTER GET'S;HARDFACED; UNDERGROUND LHD SERVICE |  | SHROUD,BUCKET LIP:CORNER SHROUD;R/HAND;50MM LIP; |  |  | 1068152 @@ NORTH QLD HARD FACING | SBP50X235-CRHF
STP_009 - Lot7 | Data Enrichment | KIB |  | 2023-11-08 |  |  | 1136387 | 1136387 | 1446701 | AU_QM_001044197 |  | ERSA | M | 5955 | 1446701GZPCLNT100 | EA |  | CORNER SHROUD;L/HAND;50MM LIP; | CORNER SHROUD;L/HAND;50MM LIP; | SHROUD,BUCKET LIP: CORNER SHROUD;L/HAND;50MM LIP; BLUE POINTER GET'S;HARDFACED; UNDERGROUND LHD SERVICE |  | SHROUD,BUCKET LIP:CORNER SHROUD;L/HAND;50MM LIP; |  |  | 1068152 @@ NORTH QLD HARD FACING | SBP50X235-CLHF
STP_009 - Lot7 | Data Enrichment | KIB |  | 2023-11-08 |  |  | 1136437 | 1136437 | 1446248 | AU_QM_001035518 |  | ERSA | M | 5920 | 1446248GZPCLNT100 | EA |  | BIRRANA WEAR RING OEM ONLY | BIRRANA WEAR RING OEM ONLY | RING,WEARING: BIRRANA WEAR RING OEM ONLY |  | RING,WEARING: BIRRANA WEAR RING OEM ONLY |  |  | 1068114 @@ BELL & MOIR - PARTS ORDERS ONLY | B6503
STP_009 - Lot7 | Data Enrichment | KIB |  | 2023-11-08 |  |  | 1136465 | 1136465 | 1445237 | AU_QM_001009096 |  | ERSA | M | 3000 | 1445237GZPCLNT100 | EA |  | ASH 5/4 PUMP LANTERN RING; | ASH 5/4 PUMP LANTERN RING; | RING,LANTERN: ASH 5/4 PUMP LANTERN RING; ASH 5/4 SRH PUMP |  | RING,LANTERN: ASH 5/4 PUMP LANTERN RING; |  |  | 1068227 @@ WEIR MINERALS AUSTRALIA LTD | ASH102800-459
STP_009 - Lot7 | Data Enrichment | KIB |  | 2023-11-08 |  |  | 1136688 | 1136688 | 1435125 | AU_QM_000772665 |  | ERSA | M | 5955 | 1435125GZPCLNT100 | EA |  | CENTRE;120MM LIP;350MM W;SERIES B;TYPE 6 | CENTRE;120MM LIP;350MM W;SERIES B;TYPE 6 | SHROUD,BUCKET LIP: CENTRE;120MM LIP;350MM W;SERIES B;TYPE 6 TOPLOK LIP SHROUD; HITACHI EX2500 EXCAVATOR |  | SHROUD,BUCKET LIP:CENTRE;120MM LIP;350MM W;SERIES B;TYPE 6 |  |  | 1071153 @@ BRADKEN RESOURCES PTY LTD | TBC 120X350-5 | 1068385 @@ ESCO AUSTRALIA HOLDINGS PTY LTD | 5131485
STP_009 - Lot7 | Data Enrichment | KIB |  | 2023-11-08 |  |  | 1136846 | 1136846 | 1461202 | AU_QM_002599994 |  | ERSA | M | 3000 | 1461202GZPCLNT100 | EA |  | CASING WEAR RING;K_L 16\"X 20\"DV-SDS | CASING WEAR RING;K_L 16\"X 20\"DV-SDS | RING,WEARING: CASING WEAR RING;KANDL 16\"X 20\"DV-SDS PUMP; LAKE JULIUS PUMPS |  | RING,WEARING: CASING WEAR RING;K&L 16"X 20"DV-SDS |  |  | 1069568 @@ FLOWSERVE PUMP DIVISION | 121833-1170 | 1068399 @@ TRUFLO PUMPING SYSTEMS | 121833-1170
STP_009 - Lot7 | Data Enrichment | KIB |  | 2023-11-08 |  |  | 1136956 | 1136956 | 1448859 | AU_QM_001096858 |  | ERSA | M | 5955 | 1448859GZPCLNT100 | EA |  | CORNER SET;30MM OVERSIZE CUTTING EDGE; | CORNER SET;30MM OVERSIZE CUTTING EDGE; | CUTTING EDGE,BUCKET: CORNER SET;30MM OVERSIZE CUTTING EDGE; (SET = 2) CATERPILLAR 980G/980H LOADER |  | CUTTING EDGE,BUCKET:CORNER SET;30MM OVERSIZE CUTTING EDGE; |  |  | 1068152 @@ NORTH QLD HARD FACING | HFCE100-4043+30
STP_009 - Lot7 | Data Enrichment | KIB |  | 2023-11-08 |  |  | 1136957 | 1136957 | 1448858 | AU_QM_001096841 |  | ERSA | M | 5955 | 1448858GZPCLNT100 | EA |  | CORNER SET;STANDARD CUTTING EDGE; | CORNER SET;STANDARD CUTTING EDGE; | CUTTING EDGE,BUCKET: CORNER SET;STANDARD CUTTING EDGE; (SET = 2) CATERPILLAR 980G/980H LOADER |  | CUTTING EDGE,BUCKET:CORNER SET;STANDARD CUTTING EDGE; |  |  | 1068152 @@ NORTH QLD HARD FACING | HFCE100-4043
STP_009 - Lot7 | Data Enrichment | KIB |  | 2023-11-08 |  |  | 1136974 | 1136974 | 1468888 | AU_QM_007881030 |  | ERSA | M | 3000 | 1468888GZPCLNT100 | EA |  | CASING | CASING | RING,WEARING: CASING MATERIAL: BRONZE SUIT PUMP MODEL 10LN22 |  | RING,WEARING: CASING |  |  | 1069568 @@ FLOWSERVE PUMP DIVISION | 5-27559-M3447 RY112881 | 1068399 @@ TRUFLO PUMPING SYSTEMS | 5-27559-M3447 RY112881
STP_009 - Lot7 | Data Enrichment | KIB |  | 2023-11-08 |  |  | 1136987 | 1136987 | 1468455 | AU_QM_007817100 |  | ERSA | M | 3000 | 1468455GZPCLNT100 | EA |  | CASING WEAR RING;(BZE)AS1565,GRADE 906D; | CASING WEAR RING;(BZE)AS1565,GRADE 906D; | RING,WEARING: CASING WEAR RING;(BZE)AS1565,GRADE 906D; TKL 20/27" CLASS VS'C'PUMP; S/NOS 74-SB-0506/7;G/ARRG'T 108515; LAKE MOONDARRA BOOSTER PUMP STATION |  | RING,WEARING: CASING WEAR RING;(BZE)AS1565,GRADE 906D; |  |  | 1069568 @@ FLOWSERVE PUMP DIVISION | SE-401733
STP_009 - Lot7 | Data Enrichment | KIB |  | 2023-11-08 |  |  | 1136994 | 1136994 | 1468366 | AU_QM_007809902 |  | ERSA | M | 3000 | 1468366GZPCLNT100 | EA |  | CASING;MATERIAL C93500 BZE; | CASING;MATERIAL C93500 BZE; | RING,WEARING: CASING;MATERIAL C93500 BZE; KL-WORTHINGTON 8LN-21D PUMP |  | RING,WEARING: CASING;MATERIAL C93500 BZE; |  |  | 1069568 @@ FLOWSERVE PUMP DIVISION | 5-27087-RY-99861 | 1068399 @@ TRUFLO PUMPING SYSTEMS | 5-27087-RY-99861
STP_009 - Lot7 | Data Enrichment | KIB |  | 2023-11-08 |  |  | 1137025 | 1137025 | 1355433 | AU_QM_000145494 |  | ERSA | M | 2000 | 1355433GZPCLNT100 | EA |  | DATASOLO PITO JAW;76MM; | DATASOLO PITO JAW;76MM; | JAW: DATASOLO PITO JAW;76MM; |  | JAW: DATASOLO PITO JAW;76MM; |  |  | 1068530 @@ MASPRO ENGINEERING TRADING P/L | 1355433
STP_009 - Lot7 | Data Enrichment | KIB |  | 2023-11-08 |  |  | 1137274 | 1137274 | 1448276 | AU_QM_001085836 |  | ERSA | M | 3300 | 1448276GZPCLNT100 | EA |  | CUTTING EDGE SET,HARD FACED; | CUTTING EDGE SET,HARD FACED; | CUTTING EDGE,BULLDOZER: CUTTING EDGE SET,HARD FACED; (SET=5 PEICES) **SEE EXTENDED DESCRIPTION** CATERPILLAR D9R DOZER |  | CUTTING EDGE,BULLDOZER: CUTTING EDGE SET,HARD FACED; |  |  | 1068152 @@ NORTH QLD HARD FACING | MIM-HFDCE-D9RSU
STP_009 - Lot7 | Data Enrichment | KIB |  | 2023-11-08 |  |  | 1137325 | 1137325 | 1446019 | AU_QM_001025303 |  | ERSA | M | 3300 | 1446019GZPCLNT100 | EA |  | CENTRE;120MM LIP;380MM W;605MM OAL; | CENTRE;120MM LIP;380MM W;605MM OAL; | SHROUD,BUCKET LIP: CENTRE;120MM LIP;380MM W;605MM OAL; SER.B;TYPE 10;TOPLOK EXCAVATOR PROFILE; 115KG HITACHI EX2500 EXCAVATOR |  | SHROUD,BUCKET LIP:CENTRE;120MM LIP;380MM W;605MM OAL; |  |  | 1071153 @@ BRADKEN RESOURCES PTY LTD | TBC120X380-1 | 1068385 @@ ESCO AUSTRALIA HOLDINGS PTY LTD | 4157613
STP_009 - Lot7 | Data Enrichment | KIB |  | 2023-11-08 |  |  | 1137368 | 1137368 | 1443316 | AU_QM_001000076 |  | ERSA | M | 5620 | 1443316GZPCLNT100 | EA |  | CONICAL,FOR 28/17-K.4P MOTOR,SUIT | CONICAL,FOR 28/17-K.4P MOTOR,SUIT | RING,BRAKE: CONICAL,FOR 28/17-K.4P MOTOR,SUIT DEMAG 10 TONNE ACP CRANE |  | RING,BRAKE: CONICAL,FOR 28/17-K.4P MOTOR,SUIT |  |  | 1069356 @@ MHE-DEMAG AUSTRALIA PTY LTD | 62862644(10-TONNE)
STP_009 - Lot7 | Data Enrichment | KIB |  | 2023-11-08 |  |  | 1137592 | 1137592 | 1429103 | AU_QM_000564237 |  | ERSA | M | 4030 | 1429103GZPCLNT100 | EA |  | CATERERS BLEND BRAND ONLY ACCEPTABLE | CATERERS BLEND BRAND ONLY ACCEPTABLE | COFFEE,INSTANT: CATERERS BLEND BRAND ONLY ACCEPTABLE (TIN = 500GM) |  | COFFEE,INSTANT: CATERERS BLEND BRAND ONLY ACCEPTABLE |  |  | 1068652 @@ J BLACKWOOD & SONS | 580533 | 1068502 @@ ATOM SUPPLY | 87000327
STP_009 - Lot7 | Data Enrichment | KIB |  | 2023-11-08 |  |  | 1137635 | 1137635 | 1426125 | AU_QM_000366001 |  | ERSA | M | 5620 | 1426125GZPCLNT100 | EA |  | CV JOINT CIRCLIP; | CV JOINT CIRCLIP; | RING,RETAINING: CV JOINT CIRCLIP; TOYOTA HZJ75 LANDCRUISER |  | RING,RETAINING: CV JOINT CIRCLIP; |  |  | 1068114 @@ BELL & MOIR - PARTS ORDERS ONLY | 90520-28036 | 1068087 @@ ASHDOWN INGRAM | 90520-28036 | 1071809 @@ ASHDOWN ENTERPRISES | 90520-28036
STP_009 - Lot7 | Data Enrichment | KIB |  | 2023-11-08 |  |  | 1137691 | 1137691 | 1466173 | AU_QM_007124619 |  | ERSA | M | 5620 | 1466173GZPCLNT100 | EA |  | D34KSL OUTER IMPELLER SHAFT RING; | D34KSL OUTER IMPELLER SHAFT RING; | RING,RETAINING: D34KSL OUTER IMPELLER SHAFT RING; ITEM 67; TRANSFLUID D-34-KSL FLUID COUPLING |  | RING,RETAINING: D34KSL OUTER IMPELLER SHAFT RING; |  |  | 1068418 @@ CONSOLIDATED BEARING CO (QLD) | D-34-KSL ITEM 67
STP_009 - Lot7 | Data Enrichment | KIB |  | 2023-11-08 |  |  | 1137693 | 1137693 | 1466163 | AU_QM_007124608 |  | ERSA | M | 5620 | 1466163GZPCLNT100 | EA |  | D34KSL INNER IMPELLER SHAFT BEARING RING | D34KSL INNER IMPELLER SHAFT BEARING RING | RING,RETAINING: D34KSL INNER IMPELLER SHAFT BEARING RING ITEM 45; TRANSFLUID D-34-KSL FLUID COUPLING |  | RING,RETAINING: D34KSL INNER IMPELLER SHAFT BEARING RING |  |  | 1068418 @@ CONSOLIDATED BEARING CO (QLD) | D-34-KSL ITEM 45
STP_009 - Lot7 | Data Enrichment | KIB |  | 2023-11-08 |  |  | 1137694 | 1137694 | 1466159 | AU_QM_007124604 |  | ERSA | M | 5620 | 1466159GZPCLNT100 | EA |  | D34KSL OUTER IMPELLER SHAFT RING; | D34KSL OUTER IMPELLER SHAFT RING; | RING,RETAINING: D34KSL OUTER IMPELLER SHAFT RING; ITEM 25; TRANSFLUID D-34-KSL FLUID COUPLING |  | RING,RETAINING: D34KSL OUTER IMPELLER SHAFT RING; |  |  | 1068418 @@ CONSOLIDATED BEARING CO (QLD) | D-34-KSL ITEM 25
STP_009 - Lot7 | Data Enrichment | KIB |  | 2023-11-08 |  |  | 1137695 | 1137695 | 1466157 | AU_QM_007124602 |  | ERSA | M | 5620 | 1466157GZPCLNT100 | EA |  | D34KSL INNER IMPELLER SHAFT RING; | D34KSL INNER IMPELLER SHAFT RING; | RING,RETAINING: D34KSL INNER IMPELLER SHAFT RING; ITEM 7; TRANSFLUID D-34-KSL FLUID COUPLING |  | RING,RETAINING: D34KSL INNER IMPELLER SHAFT RING; |  |  | 1068418 @@ CONSOLIDATED BEARING CO (QLD) | D-34-KSL ITEM 7
STP_009 - Lot7 | Data Enrichment | KIB |  | 2023-11-08 |  |  | 1137729 | 1137729 | 1465564 | AU_QM_007123643 |  | ERSA | M | 5620 | 1465564GZPCLNT100 | EA |  | BOSH TANK TAKE-OFF CYLINDERS; | BOSH TANK TAKE-OFF CYLINDERS; | RING,RETAINING: BOSH TANK TAKE-OFF CYLINDERS; |  | RING,RETAINING: BOSH TANK TAKE-OFF CYLINDERS; |  |  | 1068243 @@ OUTOTEC PTY LTD | 17407
STP_009 - Lot7 | Data Enrichment | KIB |  | 2023-11-08 |  |  | 1137945 | 1137945 | 1449732 | AU_QM_001118553 |  | ERSA | M | 5620 | 1449732GZPCLNT100 | EA |  | DRIVING RING; 348 POWER GRIP CLUTCH; S | DRIVING RING; 348 POWER GRIP CLUTCH; S | RING ASSEMBLY,LOCKING: DRIVING RING; 348 POWER GRIP CLUTCH; S M01 SAG MILL NO.1 |  | RING ASSEMBLY,LOCKING:DRIVING RING;348 POWER GRIP CLUTCH;S |  |  | 1069953 @@ STATEWIDE BEARINGS | W48-75-103 | 1068162 @@ FLSMIDTH PTY LTD | C44843-072
STP_009 - Lot7 | Data Enrichment | KIB |  | 2023-11-08 |  |  | 1138899 | 1138899 | 1459224 | AU_QM_002210002 |  | ERSA | M | 1600 | 1459224GZPCLNT100 | EA |  | BELL, 240V PRIMARY | BELL, 240V PRIMARY | TRANSFORMER,POWER: BELL, 240V PRIMARY 5-8-12-16V @ 1A SECONDARY |  | TRANSFORMER,POWER:BELL, 240V PRIMARY |  |  | 1068181 @@ CNW (MOUNT ISA) ELECT WHOLESALER | 1459224
STP_009 - Lot7 | Data Enrichment | KIB |  | 2023-11-08 |  |  | 1138961 | 1138961 |  |  |  | ERSA | M | 5915 | 1452219GZPCLNT100 | EA |  | AD55B;HANDRAIL; | AD55B;HANDRAIL; | HANDRAIL,METALLIC: AD55B;HANDRAIL; CATERPILLER AD55B |  |  |  |  | 1068196 @@ HASTINGS DEERING(AUSTRALIA) LTD | 3162954 | 1068181 @@ CNW (MOUNT ISA) ELECT WHOLESALER | 1452219
STP_009 - Lot7 | Data Enrichment | KIB |  | 2023-11-08 |  |  | 1138962 | 1138962 |  |  |  | ERSA | M | 5915 | 1452218GZPCLNT100 | EA |  | AD55B;HANDRAIL ASSEMBLY; | AD55B;HANDRAIL ASSEMBLY; | HANDRAIL,METALLIC: AD55B;HANDRAIL ASSEMBLY; CATERPILLER AD55B |  |  |  |  | 1068196 @@ HASTINGS DEERING(AUSTRALIA) LTD | 3133146 | 1068181 @@ CNW (MOUNT ISA) ELECT WHOLESALER | 1452218
STP_009 - Lot7 | Data Enrichment | KIB |  | 2023-11-08 |  |  | 1138963 | 1138963 |  |  |  | ERSA | M | 5915 | 1452215GZPCLNT100 | EA |  | AD55B;HANDRAIL; | AD55B;HANDRAIL; | HANDRAIL,METALLIC: AD55B;HANDRAIL; CATERPILLER AD55B |  |  |  |  | 1068196 @@ HASTINGS DEERING(AUSTRALIA) LTD | 3046148
STP_009 - Lot7 | Data Enrichment | KIB |  | 2023-11-08 |  |  | 1139329 | 1139329 | 1445236 | AU_QM_001009095 |  | ERSA | M | 3000 | 1445236GZPCLNT100 | EA |  | ASH 18/16 PUMP LANTERN RING; | ASH 18/16 PUMP LANTERN RING; | RING,LANTERN: ASH 18/16 PUMP LANTERN RING; ASH 18/16 SRH PUMP |  | RING,LANTERN: ASH 18/16 PUMP LANTERN RING; |  |  | 1068227 @@ WEIR MINERALS AUSTRALIA LTD | ASH 104530-459
STP_009 - Lot7 | Data Enrichment | KIB |  | 2023-11-08 |  |  | 1139810 | 1139810 | 1423668 | AU_QM_000280826 |  | ERSA | M | 4090 | 1423668GZPCLNT100 | EA |  | CASING | CASING | RING,SEALING: CASING MATERIAL 316SS |  | RING,SEALING: CASING |  |  | 1069568 @@ FLOWSERVE PUMP DIVISION | 1423668
STP_009 - Lot7 | Data Enrichment | KIB |  | 2023-11-08 |  |  | 1141014 | 1141014 | 1467685 | AU_QM_007127827 |  | ERSA | M | 5700 | 1467685GZPCLNT100 | EA |  | AF24 DRIVESHAFT IMPACT RAIL; | AF24 DRIVESHAFT IMPACT RAIL; | RAIL: AF24 DRIVESHAFT IMPACT RAIL; KRUPP AF24 X 6.3/7.5 D7 APRON FEEDERS |  | RAIL:AF24 DRIVESHAFT IMPACT RAIL; |  |  | 1068316 @@ THYSSENKRUPP INDUSTRIAL SOLUTION | 1467685
STP_009 - Lot7 | Data Enrichment | KIB |  | 2023-11-08 |  |  | 1145794 | 1145794 |  |  |  | ERSA | M | 1600 | 1539499GZPCLNT100 | EA |  | DRIVE,VAR FREQ;SPEED,FUJFRN1.5G1E-4AHDMK | DRIVE,VAR FREQ;SPEED,FUJFRN1.5G1E-4AHDMK | DRIVE,VAR FREQ;ADDITIONAL FEATURES:SPEED,FUJFRN1.5G1E-4AHDMK |  |  |  |  | 1072013 @@ METAL MANUFACTURES PTY LTD | FUJFRN1.5G1E-4A/HD/MK | 1068740 @@ METAL MANUFACTURES PTY LTD | FUJFRN1.5G1E-4AHDMK
STP_009 - Lot7 | Data Enrichment | KIB |  | 2023-11-08 |  |  | 1145803 | 1145803 |  |  |  | ERSA | M | 1600 | 1538870GZPCLNT100 | EA |  | CASE;ALUMINIUM,TRANSPORT,HARD-CASE-ME | CASE;ALUMINIUM,TRANSPORT,HARD-CASE-ME | CASE;ADDITIONAL FEATURES:ALUMINIUM,TRANSPORT,HARD-CASE-ME |  |  |  |  | 1071709 @@ PACIFIC TEST EQUIPMENT PTY LTD | HARD-CASE-ME
STP_009 - Lot7 | Data Enrichment | KIB |  | 2023-11-08 |  |  | 1146741 | 1146741 |  |  |  | ERSA | M | 1600 | 1505666GZPCLNT100 | EA |  | DRIVE;EBSEM-4SE8TE3-B3Q66T | DRIVE;EBSEM-4SE8TE3-B3Q66T | DRIVE;ADDITIONAL FEATURES:EBSEM-4SE8TE3-B3Q66T |  |  |  |  | 1068121 @@ TECO AUSTRALIA PTY LTD | EBSEM-4SE8TE3-B3Q66T
STP_009 - Lot7 | Data Enrichment | KIB |  | 2023-11-08 |  |  | 1146765 | 1146765 |  |  |  | ERSA | M | 1600 | 1505589GZPCLNT100 | EA |  | DRIVE;EBSEM-4SC8TE4-B3L66-015 | DRIVE;EBSEM-4SC8TE4-B3L66-015 | DRIVE;ADDITIONAL FEATURES:EBSEM-4SC8TE4-B3L66-015 |  |  |  |  | 1068121 @@ TECO AUSTRALIA PTY LTD | EBSEM-4SC8TE4-B3L66-015
STP_009 - Lot7 | Data Enrichment | KIB |  | 2023-11-08 |  |  | 1147343 | 1147343 |  |  |  | ERSA | M | 4090 | 1527659GZPCLNT100 | EA |  | CART;UTILITY,B4500 | CART;UTILITY,B4500 | CART;ADDITIONAL FEATURES:UTILITY,B4500 |  |  |  |  | 1069398 @@ MATERIALS HANDLING PTY LTD | B4500
STP_009 - Lot7 | Data Enrichment | KIB |  | 2023-11-08 |  |  | 1147346 | 1147346 |  |  |  | ERSA | M | 4090 | 1527656GZPCLNT100 | EA |  | CART;UTILITY,B4520 | CART;UTILITY,B4520 | CART;ADDITIONAL FEATURES:UTILITY,B4520 |  |  |  |  | 1069398 @@ MATERIALS HANDLING PTY LTD | B4520
STP_009 - Lot7 | Data Enrichment | KIB |  | 2023-11-08 |  |  | 1147351 | 1147351 |  |  |  | ERSA | M | 4090 | 1527645GZPCLNT100 | EA |  | EARMUFF;EARMUFF 3M X4A SERIES HE,2188078 | EARMUFF;EARMUFF 3M X4A SERIES HE,2188078 | EARMUFF;ADDITIONAL FEATURES:EARMUFF 3M X4A SERIES HE,2188078 |  |  |  |  | 1069714 @@ BLACKWOODS | 2188078 | 1068652 @@ J BLACKWOOD & SONS | 2188078
STP_009 - Lot7 | Data Enrichment | KIB |  | 2023-11-08 |  |  | 1148631 | 1148631 |  |  |  | ERSA | M | 4030 | 1505703GZPCLNT100 | EA |  | COFFEE;BEANS,CO01 | COFFEE;BEANS,CO01 | COFFEE;ADDITIONAL FEATURES:BEANS,CO01 |  |  |  |  | 1068652 @@ J BLACKWOOD & SONS | 193855 | 1068493 @@ HARVEY NORMAN AV/IT TOWNSVILLE | 1505703
STP_009 - Lot7 | Data Enrichment | KIB |  | 2023-11-08 |  |  | 1149280 | 1149280 |  |  |  | ERSA | M | 5100 | 1527835GZPCLNT100 | EA |  | DATALOGGER;CO/CO2/TEMP/HU,DL-303-IP65 CR | DATALOGGER;CO/CO2/TEMP/HU,DL-303-IP65 CR | DATALOGGER;ADDITIONAL FEATURES:CO/CO2/TEMP/HU,DL-303-IP65 CR |  |  |  |  | 1071474 @@ ICP ELECTRONICS AUSTRALIA | DL-303-IP65 CR
STP_009 - Lot7 | Data Enrichment | KIB |  | 2023-11-08 |  |  | 1149303 | 1149303 |  |  |  | ERSA | M | 4020 | 1527757GZPCLNT100 | EA |  | ANTISCALANT;DECALCIFYING TABL,JURA,61848 | ANTISCALANT;DECALCIFYING TABL,JURA,61848 | ANTISCALANT;ADDITIONAL FEATURES:DECALCIFYING TABL,JURA,61848 |  |  |  |  | 1075963 @@ HARVEY NORMAN AVIT | 1527757 | 1068599 @@ MTI AVIT PTY LIMITED T/A MTI | 7610917618484 | 1070300 @@ HARVEY NORMAN FURNITURE MT ISA | 61848
STP_009 - Lot7 | Data Enrichment | KIB |  | 2023-11-08 |  |  | 1149304 | 1149304 |  |  |  | ERSA | M | 4020 | 1527756GZPCLNT100 | EA |  | ANTISCALANT;CLEANING TABLETS,JURA,64488 | ANTISCALANT;CLEANING TABLETS,JURA,64488 | ANTISCALANT;ADDITIONAL FEATURES:CLEANING TABLETS,JURA,64488 |  |  |  |  | 1075963 @@ HARVEY NORMAN AVIT | 1527756 | 1068599 @@ MTI AVIT PTY LIMITED T/A MTI | 7610917242252 | 1070300 @@ HARVEY NORMAN FURNITURE MT ISA | 64488
STP_009 - Lot7 | Data Enrichment | KIB |  | 2023-11-08 |  |  | 1149310 | 1149310 |  |  |  | ERSA | M | 5100 | 1527690GZPCLNT100 | EA |  | ANALYZER;DISTANCE,LASER,LEICA D,LG850833 | ANALYZER;DISTANCE,LASER,LEICA D,LG850833 | ANALYZER;ADDITIONAL FEATURES:DISTANCE,LASER,LEICA D,LG850833 |  |  |  |  | 1068254 @@ MOUNT ISA MINING SUPPLIES P/L | LG850833
STP_009 - Lot7 | Data Enrichment | KIB |  | 2023-11-08 |  |  | 1150354 | 1150354 |  |  |  | ERSA | M | 5100 | 1480675GZPCLNT100 | EA |  | DRIVE,DISK,ABB3AUA0000040000 | DRIVE,DISK,ABB3AUA0000040000 | DRIVE,DISK,ABB3AUA0000040000 |  |  |  |  | 1068181 @@ CNW (MOUNT ISA) ELECT WHOLESALER | 1480675
STP_009 - Lot7 | Data Enrichment | KIB |  | 2023-11-08 |  |  | 1150997 | 1150997 | 1476552 | AU_QM_002014060 |  | ERSA | M | 1600 | 1476552GZPCLNT100 | EA |  | DIN RAIL;STEEL;G TYPE PROFILE; | DIN RAIL;STEEL;G TYPE PROFILE; |  |  | MOUNTING RAIL,ELEC: DIN RAIL;STEEL;G TYPE PROFILE; |  |  | 1068181 @@ CNW (MOUNT ISA) ELECT WHOLESALER | 676200000
STP_009 - Lot7 | Data Enrichment | KIB |  | 2023-11-08 |  |  | 1151323 | 1151323 |  |  |  | ERSA | M | 1600 | 1475281GZPCLNT100 | EA |  | EARTH LEAKAGE TRIP INDICATOR;ILLUMINATED | EARTH LEAKAGE TRIP INDICATOR;ILLUMINATED | [5 empty] | 1068181 @@ CNW (MOUNT ISA) ELECT WHOLESALER | D7P-LF5-PN3Y-X10
STP_009 - Lot7 | Data Enrichment | KIB |  | 2023-11-08 |  |  | 1151335 | 1151335 | 1475266 | AU_QM_000195270 |  | ERSA | M | 1600 | 1475266GZPCLNT100 | EA |  | EARTH LEAKAGE TRIP INDICATOR;ILLUMINATED | EARTH LEAKAGE TRIP INDICATOR;ILLUMINATED |  |  | PUSH BUTTON:EARTH LEAKAGE TRIP INDICATOR;ILLUMINATED |  |  | 1068181 @@ CNW (MOUNT ISA) ELECT WHOLESALER | D7P-LF5-PN3Y-X10 YELLOW
STP_009 - Lot7 | Data Enrichment | KIB |  | 2023-11-08 |  |  | 1151435 | 1151435 | 1474801 | AU_QM_000176231 |  | ERSA | M | 5620 | 1474801GZPCLNT100 | EA |  | DRIVE;R62 MAIN CAGE | DRIVE;R62 MAIN CAGE |  |  | SHAFT: DRIVE;R62 MAIN CAGE |  |  | 1069497 @@ CROWN ENGINEERING | 103281
STP_009 - Lot7 | Data Enrichment | KIB |  | 2023-11-08 |  |  | 1151703 | 1151703 | 1474338 | AU_QM_000148224 |  | ERSA | M | 1825 | 1474338GZPCLNT100 | EA |  | BACK-UP RING - 210 FOR SIBS 4 BRAKE SYST | BACK-UP RING - 210 FOR SIBS 4 BRAKE SYST |  |  | RING,BACKING: BACK-UP RING - 210 FOR SIBS 4 BRAKE SYST |  |  | 1069986 @@ ADVANCED BRAKING PTY LTD | 1474338
STP_009 - Lot7 | Data Enrichment | KIB |  | 2023-11-08 |  |  | 1151878 | 1151878 | 1473508 | AU_QM_000365957 |  | ERSA | M | 5920 | 1473508GZPCLNT100 | EA |  | CAT WATER TEMPERATURE REGULATOR GRP; | CAT WATER TEMPERATURE REGULATOR GRP; |  |  | THERMOSTAT,FLOW CONTROL:CAT WATER TEMPERATURE REGULATOR GRP; |  |  | 1068181 @@ CNW (MOUNT ISA) ELECT WHOLESALER | 1473508 | 1068196 @@ HASTINGS DEERING(AUSTRALIA) LTD | 1118010
STP_009 - Lot7 | Data Enrichment | KIB |  | 2023-11-08 |  |  | 1152427 | 1152427 |  |  |  | ERSA | M | 4075 | 1534088GZPCLNT100 | EA |  | CASE;MILWAUKEE PACKOUT COMPACT O,8068091 | CASE;MILWAUKEE PACKOUT COMPACT O,8068091 | CASE;ADDITIONAL FEATURES:MILWAUKEE PACKOUT COMPACT O,8068091 |  |  |  |  | 1068155 @@ REECE PTY LTD | 8068091
STP_009 - Lot7 | Data Enrichment | KIB |  | 2023-11-08 |  |  | 1152618 | 1152618 | 1476602 | AU_QM_005113515 |  | ERSA | M | 2000 | 1476602GZPCLNT100 | EA |  | CASE,CORE LIFTER; | CASE,CORE LIFTER; |  |  | CASE,CORE LIFTER; |  |  | 1068360 @@ FORDIA (SOUTH EAST ASIA) PTY LTD | 1476602 | 1068617 @@ BOART LONGYEAR PTY LTD | 24892
STP_009 - Lot7 | Data Enrichment | KIB |  | 2023-11-08 |  |  | 1152799 | 1152799 | 1475119 | AU_QM_000190224 |  | ERSA | M | 1900 | 1475119GZPCLNT100 | EA |  | ADJUST;SIEVERT;POL 20KG/HR;LPG | ADJUST;SIEVERT;POL 20KG/HR;LPG | REGULATOR ADJUST SIEVERT POL 20KG/HR PTNO: SV3061-11 |  | REGULATOR:ADJUST;SIEVERT;POL 20KG/HR;LPG |  |  | 1068135 @@ BOC LIMITED | SV3061-11
STP_009 - Lot7 | Data Enrichment | KIB |  | 2023-11-08 |  |  | 1153975 | 1153975 |  |  |  | ERSA | M | 4090 | 1496216GZPCLNT100 | EA |  | ANALYZER;MB120 | ANALYZER;MB120 | ANALYZER;ADDITIONAL FEATURES:MB120 |  |  |  |  | 1071271 @@ NATIONAL WEIGHING & INSTRUMENTS | 1496216
STP_009 - Lot7 | Data Enrichment | KIB |  | 2023-11-08 |  |  | 1154403 | 1154403 |  |  |  | ERSA | M | 4005 | 1514116GZPCLNT100 | EA |  | CASE;SMALL DUST AND WATERPROO,51010 | CASE;SMALL DUST AND WATERPROO,51010 | CASE;ADDITIONAL FEATURES:SMALL DUST AND WATERPROO,51010 |  |  |  |  | 1068256 @@ TOOL 'N' TACKLE | 51010
STP_009 - Lot7 | Data Enrichment | KIB |  | 2023-11-08 |  |  | 1154948 | 1154948 |  |  |  | ERSA | M | 5100 | 1496049GZPCLNT100 | EA |  | CASE;TBCG1XSTP-P | CASE;TBCG1XSTP-P | CASE;ADDITIONAL FEATURES:TBCG1XSTP-P |  |  |  |  | 1068541 @@ DATACOM SYSTEMS (AU) PTY LTD- | 1496049
STP_009 - Lot7 | Data Enrichment | KIB |  | 2023-11-08 |  |  | 1155183 | 1155183 |  |  |  | ERSA | M | 4030 | 1514588GZPCLNT100 | EA |  | COFFEE;BLEND,ESPRESSO,RED ESPRESSO BLEND | COFFEE;BLEND,ESPRESSO,RED ESPRESSO BLEND | COFFEE;ADDITIONAL FEATURES:BLEND,ESPRESSO,RED ESPRESSO BLEND |  |  |  |  | 1075963 @@ HARVEY NORMAN AVIT | 1514588 | 1068167 @@ WINC AUSTRALIA PTY LTD | 1514588 | 1068569 @@ VENDOR LINK PTY LTD | RED ESPRESSO BLEND | 1068599 @@ MTI AVIT PTY LIMITED T/A MTI | VP261 | 1068493 @@ HARVEY NORMAN AV/IT TOWNSVILLE | 1514588
STP_009 - Lot7 | Data Enrichment | KIB |  | 2023-11-08 |  |  | 1155184 | 1155184 |  |  |  | ERSA | M | 4030 | 1514587GZPCLNT100 | EA |  | COFFEE;BLEND,COLO,COLOURS ESPRESSO BLEND | COFFEE;BLEND,COLO,COLOURS ESPRESSO BLEND | COFFEE;ADDITIONAL FEATURES:BLEND,COLO,COLOURS ESPRESSO BLEND |  |  |  |  | 1068569 @@ VENDOR LINK PTY LTD | COLOURS ESPRESSO BLEND | 1068502 @@ ATOM SUPPLY | 515604
STP_009 - Lot7 | Data Enrichment | KIB |  | 2023-11-08 |  |  | 1177023 | 1177023 | 1368305 | AU_QM_000172164 |  | ERSA | M | 1600 | 1368305GZPCLNT100 | EA |  | BLANK;POLE FILLER,12PK, DIN-T | BLANK;POLE FILLER,12PK, DIN-T | BLANK;TYPE:POLE FILLER,ADDITIONAL FEATURES EN:12PK, DIN-T,MNFR:01)CNW,PTNO:01)NHPDTLLB |  | BLANK: LOCKING;POLE FILLER;DIN-T;12PK |  |  | 1068181 @@ CNW (MOUNT ISA) ELECT WHOLESALER | DTLLB
STP_009 - Lot7 | Data Enrichment | KIB |  | 2023-11-08 |  |  | 1179180 | 1179180 |  |  |  | ERSA | M | 2920 | 1543933GZPCLNT100 | EA |  | CARABINER;10MM,SS,S/S,DELTA,MAILON,10MM | MOSQUETON; | CARABINER;SIZE:10MM,MATERIAL:STAINLESS STEEL,ADDITIONAL FEATURES EN:S/S,DELTA,MAILON,10MM | MOSQUETON; |  |  |  | 1069865 @@ TOTAL HEIGHT SAFETY PTY LTD | K6400,10,D
STP_009 - Lot7 | Data Enrichment | KIB |  | 2023-11-08 |  |  | 1179181 | 1179181 |  |  |  | ERSA | M | 2920 | 1543932GZPCLNT100 | EA |  | CARABINER;114MM,STL | MOSQUETON; | CARABINER;SIZE:114MM,MATERIAL:STEEL,ADDITIONAL FEATURES EN:XL,D STEEL,SCREW GATE,114MM | MOSQUETON; |  |  |  | 1069865 @@ TOTAL HEIGHT SAFETY PTY LTD | K358,KON04110
STP_009 - Lot7 | Data Enrichment | KIB |  | 2023-11-08 |  |  | 1179224 | 1179224 |  |  |  | ERSA | M | 1600 | 1543304GZPCLNT100 | EA |  | DATALOGGER;DT80,SER4,GEN PURPOSE | REGISTRADOR DATOS; | DATALOGGER;ADDITIONAL FEATURES EN:DT80,SER4,GEN PURPOSE | REGISTRADOR DATOS; |  |  |  | 1070399 @@ PACIFIC DATA SYSTEMS AUSTRALIA | TFS-DT4DT80
STP_009 - Lot7 | Data Enrichment | KIB |  | 2023-11-08 |  |  | 1179766 | 1179766 |  |  |  | ERSA | M | 1600 | 1513294GZPCLNT100 | EA |  | DRIVE,VAR FREQ;SMC,150F251NBR | MANDO FRECUE VARIAB; | DRIVE,VARIABLE FREQUENCY;ADDITIONAL FEATURES EN:SMC,150F251NBR | MANDO FRECUENCIA VARIABLE; |  |  |  | 1068181 @@ CNW (MOUNT ISA) ELECT WHOLESALER | 150F251NBR
STP_009 - Lot7 | Data Enrichment | KIB |  | 2023-11-08 |  |  | 1179767 | 1179767 |  |  |  | ERSA | M | 1600 | 1513293GZPCLNT100 | EA |  | DRIVE,VAR FREQ;SMC,150F251NBD | MANDO FRECUE VARIAB; | DRIVE,VARIABLE FREQUENCY;ADDITIONAL FEATURES EN:SMC,150F251NBD | MANDO FRECUENCIA VARIABLE; |  |  |  | 1068181 @@ CNW (MOUNT ISA) ELECT WHOLESALER | 150F251NBD
STP_009 - Lot7 | Data Enrichment | KIB |  | 2023-11-08 |  |  | 1179803 | 1179803 |  |  |  | ERSA | M | 4030 | 1513243GZPCLNT100 | PAC |  | CANDY;ALLENS SNAKESALIVE 1.3KG,86639338 | CARAMELO; | CANDY;ADDITIONAL FEATURES EN:ALLENS SNAKESALIVE 1.3KG ,86639338 | CARAMELO; |  |  |  | 1068167 @@ WINC AUSTRALIA PTY LTD | 86639338
STP_009 - Lot7 | Data Enrichment | KIB |  | 2023-11-08 |  |  | 1179804 | 1179804 |  |  |  | ERSA | M | 4030 | 1513242GZPCLNT100 | PAC |  | CANDY;ALLENS PARTY MIX LOLLIES,86774946 | CARAMELO; | CANDY;ADDITIONAL FEATURES EN:ALLENS PARTY MIX LOLLIES ,86774946 | CARAMELO; |  |  |  | 1068167 @@ WINC AUSTRALIA PTY LTD | 86774946
STP_009 - Lot7 | Data Enrichment | KIB |  | 2023-11-08 |  |  | 1179805 | 1179805 |  |  |  | ERSA | M | 4030 | 1513241GZPCLNT100 | PAC |  | CANDY;ALLENS RED FROGS 1.3KG,86768785 | CARAMELO; | CANDY;ADDITIONAL FEATURES:ALLENS RED FROGS 1.3KG,86768785 |  |  |  |  | 1068167 @@ WINC AUSTRALIA PTY LTD | 86768785
STP_009 - Lot7 | Data Enrichment | KIB |  | 2023-11-08 |  |  | 1179806 | 1179806 |  |  |  | ERSA | M | 4030 | 1513240GZPCLNT100 | PAC |  | CANDY;ALLENS JELLY BABIES 1KG,86626604 | CARAMELO; | CANDY;ADDITIONAL FEATURES EN:ALLENS JELLY BABIES 1KG ,86626604 | CARAMELO; |  |  |  | 1068167 @@ WINC AUSTRALIA PTY LTD | 86626604
STP_009 - Lot7 | Data Enrichment | KIB |  | 2023-11-08 |  |  | 1179962 | 1179962 |  |  |  | ERSA | M | 4400 | 1569079GZPCLNT100 | EA | 3000011 | EJECTOR;TER,15.02.0762,EXHAUSE | EYECTOR;TER,15.02.0762 | EJECTOR;MNFR:TEREX,PTNO:15.02.0762,ADDITIONAL FEATURES EN:EXHAUSE | EYECTOR;MNFR:TEREX,PTNO:15.02.0762 |  | TEREX | 15.02.0762 | 1068354 @@ FINLAY SCREENING & CRUSHING | 15.02.0762
STP_009 - Lot7 | Data Enrichment | KIB |  | 2023-11-08 |  |  | 1180470 | 1180470 |  |  |  | ERSA | M | 5955 | 1528885GZPCLNT100 | EA |  | CRANE,JIB;CUSTOM,SFJCS100,J7938,FRKLFT | GRUA TORRE; | CRANE,JIB;ADDITIONAL FEATURES EN:CUSTOM,SFJCS100,J7938,FORKLIFT | GRUA TORRE; |  |  |  | 1069471 @@ EAST WEST ENGINEERING | 1528885
STP_009 - Lot7 | Data Enrichment | KIB |  | 2023-11-08 |  |  | 1180524 | 1180524 |  |  |  | ERSA | M | 2920 | 1522810GZPCLNT100 | EA |  | EARMUFF;BEHIND NECK SMART HEADS,SM1PE002 | OREJERA; | EARMUFF;ADDITIONAL FEATURES EN:BEHIND NECK SMART HEADS,SM1PE002 | OREJERA; |  |  |  | 1068652 @@ J BLACKWOOD & SONS | 1171967
STP_009 - Lot7 | Data Enrichment | KIB |  | 2023-11-08 |  |  | 1180525 | 1180525 |  |  |  | ERSA | M | 2920 | 1522809GZPCLNT100 | EA |  | EARMUFF;HELMET MOUNTED,SMART HE,SM1PH002 | OREJERA; | EARMUFF;ADDITIONAL FEATURES EN:HELMET MOUNTED,SMART HE,SM1PH002 | OREJERA; |  |  |  | 1068264 @@ GLOBAL WELDING SUPPLIES (MT ISA) | 1522809
STP_009 - Lot7 | Data Enrichment | KIB |  | 2023-11-08 |  |  | 1180530 | 1180530 |  |  |  | ERSA | M | 4090 | 1522804GZPCLNT100 | EA |  | APPLICATOR;REDCR,SS,1/4 IN,BSP,F,2466SS | UTENSILIO APLICAR ALGO; | APPLICATOR;ADDITIONAL FEATURES EN:REDUCER,SS,1/4 IN,BSP,F,2466SS | UTENSILIO APLICAR ALGO; |  |  |  | 1068622 @@ PERMA INDUSTRIAL DIST P/L | 2466SS
STP_009 - Lot7 | Data Enrichment | KIB |  | 2023-11-08 |  |  | 1180531 | 1180531 |  |  |  | ERSA | M | 2800 | 1522803GZPCLNT100 | EA |  | APPLICATOR;STAR VARIO 2,PSF731SVL250COMP | UTENSILIO APLICAR ALGO; | APPLICATOR;ADDITIONAL FEATURES EN:STAR VARIO 2,PSF731SVL250COMP | UTENSILIO APLICAR ALGO; |  |  |  | 1068622 @@ PERMA INDUSTRIAL DIST P/L | PSF731SVL250COMP
STP_009 - Lot7 | Data Enrichment | KIB |  | 2023-11-08 |  |  | 1180532 | 1180532 |  |  |  | ERSA | M | 2800 | 1522802GZPCLNT100 | EA |  | APPLICATOR;STAR VARIO,250,SF01SVL250COMP | UTENSILIO APLICAR ALGO; | APPLICATOR;ADDITIONAL FEATURES EN:STAR VARIO,250,SF01SVL250COMP | UTENSILIO APLICAR ALGO; |  |  |  | 1068622 @@ PERMA INDUSTRIAL DIST P/L | SF01SVL250COMP
STP_009 - Lot7 | Data Enrichment | KIB |  | 2023-11-08 |  |  | 1180550 | 1180550 |  |  |  | ERSA | M | 1600 | 1513192GZPCLNT100 | EA |  | DRIVE;SIEMENS,SIE3WL91110AF040AA0 | MOTRIZ; | DRIVE;ADDITIONAL FEATURES EN:SIEMENS,SIE3WL91110AF040AA0 | MOTRIZ; |  |  |  | 1072013 @@ METAL MANUFACTURES PTY LTD | SIE3WA9111-0AF06
STP_009 - Lot7 | Data Enrichment | KIB |  | 2023-11-08 |  |  | 1180929 | 1180929 |  |  |  | ERSA | M | 5100 | 1568902GZPCLNT100 | EA |  | ANALYZER;SPECTRUM,3600 - 6000MHZ | ANALIZADOR; | ANALYZER;TYPE:SPECTRUM,MEASURING RANGE:3600 - 6000MHZ,ADDITIONAL FEATURES EN:HANDHELD,PSA5,10MHZ-3.6GHZ,TTI | ANALIZADOR; |  |  |  | 1068206 @@ RS COMPONENTS PTY LTD | 7180857
STP_009 - Lot7 | Data Enrichment | KIB |  | 2023-11-08 |  |  | 1181081 | 1181081 |  |  |  | ERSA | M | 5955 | 1568341GZPCLNT100 | EA | 3000025 | EDGE,CUTNG;JOH,T202940,DURA-MAX | CUCHILLA;JOH,T202940 | EDGE,CUTTING;MNFR:JOHN DEERE,PTNO:T202940,ADDITIONAL FEATURES EN:DURA-MAX | CUCHILLA;MNFR:JOHN DEERE,PTNO:T202940 |  | JOHN DEERE | T202940 | 1068592 @@ RDO EQUIPMENT PTY LTD | T202940
STP_009 - Lot7 | Data Enrichment | KIB |  | 2023-11-08 |  |  | 1183149 | 1183149 |  |  |  | ERSA | M | 1600 | 1563976GZPCLNT100 | EA | 3000422 | CRANE;CNW,SCHXACA881,PNDNT,STA,8 INT/LKD | GRUA;CNW,SCHXACA881 | CRANE;MNFR:CNW,PTNO:SCHXACA881,ADDITIONAL FEATURES EN:PENDANT,STATION,8 INT/LKD(PAIRS)-P/BTNS | GRUA;MNFR:CNW,PTNO:SCHXACA881 |  | CNW | SCHXACA881 | 1068181 @@ CNW (MOUNT ISA) ELECT WHOLESALER | SCHXACA881
STP_009 - Lot7 | Data Enrichment | KIB |  | 2023-11-08 |  |  | 1183150 | 1183150 |  |  |  | ERSA | M | 1600 | 1563975GZPCLNT100 | EA | 3000422 | CRANE;CNW,SCHXACA6913,PNDNT,STA,6PB,2SP | GRUA;CNW,SCHXACA6913 | CRANE;MNFR:CNW,PTNO:SCHXACA6913,ADDITIONAL FEATURES EN:PENDANT,STATION,6PB,2SP,ES | GRUA;MNFR:CNW,PTNO:SCHXACA6913 |  | CNW | SCHXACA6913 | 1068181 @@ CNW (MOUNT ISA) ELECT WHOLESALER | SCHXACA6913
STP_009 - Lot7 | Data Enrichment | KIB |  | 2023-11-08 |  |  | 1183383 | 1183383 |  |  |  | ERSA | M | 1600 | 1563095GZPCLNT100 | EA |  | CASE;MBL,165X361X289MM,EQPT,PELI IM2100 | ESTUCHE; | CASE;TYPE:MOBILE,SIZE:165X361X289MM,MATERIAL:WATERPROOF POLYMER,ADDITIONAL FEATURES EN:EQUIPMENT,PELI IM2100 | ESTUCHE; |  |  |  | 1068206 @@ RS COMPONENTS PTY LTD | 811-2075
STP_009 - Lot7 | Data Enrichment | KIB |  | 2023-11-08 |  |  | 1183384 | 1183384 |  |  |  | ERSA | M | 1600 | 1563094GZPCLNT100 | EA |  | CASE;MBL,387X394X260MM,EQPT, PELI IM2275 | ESTUCHE; | CASE;TYPE:MOBILE,SIZE:387X394X260MM,MATERIAL:WATERPROOF POLYMER,ADDITIONAL FEATURES EN:EQUIPMENT, PELI IM2275 | ESTUCHE; |  |  |  | 1068206 @@ RS COMPONENTS PTY LTD | 169-6978
STP_009 - Lot7 | Data Enrichment | KIB |  | 2023-11-08 |  |  | 1183385 | 1183385 |  |  |  | ERSA | M | 1600 | 1563093GZPCLNT100 | EA |  | CASE;MBL,802X520X316MM | ESTUCHE; | CASE;TYPE:MOBILE,SIZE:802X520X316MM,MATERIAL:WATERPROOF POLYMER,ADDITIONAL FEATURES EN:EQUIPMENT WITH WHEELS,PELI 1650 | ESTUCHE; |  |  |  | 1068206 @@ RS COMPONENTS PTY LTD | 748-4701
STP_009 - Lot7 | Data Enrichment | KIB |  | 2023-11-08 |  |  | 1184341 | 1184341 |  |  |  | ERSA | M | 4200 | 1559539GZPCLNT100 | EA |  | BURETTE,LAB;DOSING UNIT, 807, GLASS 20 | BURETA LABO; | BURETTE,LAB;ADDITIONAL FEATURES EN:DOSING UNIT, 807, GLASS 20 | BURETA LABORATORIO; |  |  |  | 1068877 @@ METROHM AUSTRALIA PTY LTD | 63032220
STP_009 - Lot7 | Data Enrichment | KIB |  | 2023-11-08 |  |  | 1184344 | 1184344 |  |  |  | ERSA | M | 4200 | 1559536GZPCLNT100 | EA |  | BURETTE,LAB;DU,GLASS CYLINDER,CPL,50ML | BURETA LABO; | BURETTE,LAB;ADDITIONAL FEATURES EN:DU,GLASS CYLINDER,CPL,50ML | BURETA LABORATORIO; |  |  |  | 1068877 @@ METROHM AUSTRALIA PTY LTD | 61574250
STP_009 - Lot7 | Data Enrichment | KIB |  | 2023-11-08 |  |  | 1184345 | 1184345 |  |  |  | ERSA | M | 4200 | 1559535GZPCLNT100 | EA |  | BURETTE,LAB;DU,GLASS CYLINDER,CPL,20ML | BURETA LABO; | BURETTE,LAB;ADDITIONAL FEATURES EN:DU,GLASS CYLINDER,CPL,20ML | BURETA LABORATORIO; |  |  |  | 1068877 @@ METROHM AUSTRALIA PTY LTD | 61574220
STP_009 - Lot7 | Data Enrichment | KIB |  | 2023-11-08 |  |  | 1184346 | 1184346 |  |  |  | ERSA | M | 4200 | 1559534GZPCLNT100 | EA |  | BURETTE,LAB;DU,GLASS CYLINDER,CPL,10ML | BURETA LABO; | BURETTE,LAB;ADDITIONAL FEATURES EN:DU,GLASS CYLINDER,CPL,10ML | BURETA LABORATORIO; |  |  |  | 1068877 @@ METROHM AUSTRALIA PTY LTD | 61574210
STP_009 - Lot7 | Data Enrichment | KIB |  | 2023-11-08 |  |  | 1184347 | 1184347 |  |  |  | ERSA | M | 4200 | 1559533GZPCLNT100 | EA |  | BURETTE,LAB;DU,GLASS CYLINDER,CPL,5ML | BURETA LABO; | BURETTE,LAB;ADDITIONAL FEATURES EN:DU,GLASS CYLINDER,CPL,5ML | BURETA LABORATORIO; |  |  |  | 1068877 @@ METROHM AUSTRALIA PTY LTD | 61574150
STP_009 - Lot7 | Data Enrichment | KIB |  | 2023-11-08 |  |  | 1184578 | 1184578 |  |  |  | ERSA | M | 4005 | 1558901GZPCLNT100 | EA |  | DRIVE;UNT,PMP,2 IN,4.7HP,YANMAR | MOTRIZ; | DRIVE;ADDITIONAL FEATURES EN:UNIT,PUMP,2 IN ,4.7HP,YANMAR | MOTRIZ; |  |  |  | 1068602 @@ MCGHIE ENTERPRISES QLD PTY LTD | 1558901
STP_009 - Lot7 | Data Enrichment | KIB |  | 2023-11-08 |  |  | 1184695 | 1184695 |  |  |  | ERSA | M | 5935 | 1558748GZPCLNT100 | EA |  | DATALOGGER;110VAC,DATA PRO,63C AT 42-48V | REGISTRADOR DATOS; | DATALOGGER;ADDITIONAL FEATURES EN:110VAC,DATA PRO,63C AT 42-48VAC/DC,110VAC ONLY | REGISTRADOR DATOS; |  |  |  | 1068072 @@ EILBECK CRANES | DC PRO63C
STP_009 - Lot7 | Data Enrichment | KIB |  | 2023-11-08 |  |  | 1184738 | 1184738 |  |  |  | ERSA | M | 5930 | 1558683GZPCLNT100 | EA |  | BURNER;BBQ | QUEMADOR; | BURNER;TYPE:BBQ,ADDITIONAL FEATURES EN:6 BURNER,BLACK,V2,W/COVER,MASPORT MB6600 | QUEMADOR; |  |  |  | 1075963 @@ HARVEY NORMAN AVIT | 553084 | 1068599 @@ MTI AVIT PTY LIMITED T/A MTI | 1558683
STP_009 - Lot7 | Data Enrichment | KIB |  | 2023-11-08 |  |  | 1185090 | 1185090 |  |  |  | ERSA | M | 1600 | 1557573GZPCLNT100 | EA | 3000422 | CASE;CNW,PELPE1450,PELICAN PROTETOR,37.2 | ESTUCHE;CNW,PELPE1450 | CASE;MNFR:CNW,PTNO:PELPE1450,ADDITIONAL FEATURES EN:PELICAN PROTETOR,37.2 X 26 X 15.5 PELPE1,450 | ESTUCHE;MNFR:CNW,PTNO:PELPE1450 |  | CNW | PELPE1450 | 1068181 @@ CNW (MOUNT ISA) ELECT WHOLESALER | PELPE1450
STP_009 - Lot7 | Data Enrichment | KIB |  | 2023-11-08 |  |  | 1185314 | 1185314 |  |  |  | ERSA | M | 4045 | 1557303GZPCLNT100 | EA |  | CASE;CARGO,800x470x370mm,MOLDED PLASTIC | ESTUCHE; | CASE;TYPE:CARGO,SIZE:800x470x370mm,MATERIAL:MOLDED PLASTIC | ESTUCHE; |  |  |  | 1068256 @@ TOOL 'N' TACKLE | 1557303
STP_009 - Lot7 | Data Enrichment | KIB |  | 2023-11-08 |  |  | 1185434 | 1185434 |  |  |  | ERSA | M | 5940 | 1557180GZPCLNT100 | EA |  | DRIVE,DISK;8GB,INDUSTRIAL GRADE,USB FLAS | UNIDAD DISCO; | DRIVE,DISK;ADDITIONAL FEATURES EN:8GB,INDUSTRIAL GRADE,USB FLASH DRIVE | UNIDAD DISCO; |  |  |  | 1068372 @@ INSTITUTE OF MINE SEISMOLOGY PTY LT | 1557180
STP_009 - Lot7 | Data Enrichment | KIB |  | 2023-11-08 |  |  | 1185928 | 1185928 |  |  |  | ERSA | M | 1600 | 1555556GZPCLNT100 | EA | 3000422 | CASE;CNW,PEL1630B,PROTECTR,70.4X53.3X39. | ESTUCHE;CNW,PEL1630B | CASE;MNFR:CNW,PTNO:PEL1630B,ADDITIONAL FEATURES EN:PROTECTOR,70.4X53.3X39.4 | ESTUCHE;MNFR:CNW,PTNO:PEL1630B |  | CNW | PEL1630B | 1068181 @@ CNW (MOUNT ISA) ELECT WHOLESALER | PEL1630B
STP_009 - Lot7 | Data Enrichment | KIB |  | 2023-11-08 |  |  | 1186778 | 1186778 |  |  |  | ERSA | M | 5955 | 1551587GZPCLNT100 | EA | 3000025 | EDGE,CUTNG;JOH,T223802 | CUCHILLA;JOH,T223802 | EDGE,CUTTING;MNFR:JOHN DEERE,PTNO:T223802 | CUCHILLA;MNFR:JOHN DEERE,PTNO:T223802 |  | JOHN DEERE | T223802 | 1068592 @@ RDO EQUIPMENT PTY LTD | T223802
STP_009 - Lot7 | Data Enrichment | KIB |  | 2023-11-08 |  |  | 1188799 | 1188799 |  |  |  | ERSA | M | 5955 | 1576707GZPCLNT100 | EA |  | CASE;ROCKER ASSY,QME357795 | ESTUCHE; | CASE;TYPE:ROCKER ASSY,SIZE:,MATERIAL:,ADDITIONAL FEATURES EN:QME357795 | ESTUCHE; |  |  |  | 1068259 @@ RGM MAINTENANCE PTY LTD | 1576707
STP_009 - Lot7 | Data Enrichment | KIB |  | 2023-11-08 |  |  | 1189002 | 1189002 |  |  |  | ERSA | M | 1600 | 1576454GZPCLNT100 | EA | 3000422 | CASE;CNW,AES47385,P/C BLUE MIDDLE SECTN | ESTUCHE;CNW,AES47385 | CASE;MNFR:CNW,PTNO:AES47385,ADDITIONAL FEATURES EN:P/C BLUE MIDDLE SECTN MAXI | ESTUCHE;MNFR:CNW,PTNO:AES47385 |  | CNW | AES47385 | 1068181 @@ CNW (MOUNT ISA) ELECT WHOLESALER | AES47385
STP_009 - Lot7 | Data Enrichment | KIB |  | 2023-11-08 |  |  | 1189353 | 1189353 |  |  |  | ERSA | M | 3300 | 1576020GZPCLNT100 | EA | 3000025 | EDGE,CUTNG;JOH,T202876,DURA-MAX | CUCHILLA;JOH,T202876 | EDGE,CUTTING;MNFR:JOHN DEERE,PTNO:T202876,ADDITIONAL FEATURES EN:DURA-MAX | CUCHILLA;MNFR:JOHN DEERE,PTNO:T202876 |  | JOHN DEERE | T202876 | 1068592 @@ RDO EQUIPMENT PTY LTD | T202876
STP_009 - Lot7 | Data Enrichment | KIB |  | 2023-11-08 |  |  | 1190399 | 1190399 |  |  |  | ERSA | M | 4090 | 1574661GZPCLNT100 | EA |  | BURNER;ROF,RHF 1 | QUEMADOR; | BURNER;TYPE:ROOF,ADDITIONAL FEATURES EN:RHF 1 | QUEMADOR; |  |  |  | 1068653 @@ WOODFIELDS ENGINEERING | 148-8-1397
STP_009 - Lot7 | Data Enrichment | KIB |  | 2023-11-08 |  |  | 1203345 | 1203345 |  |  |  | ERSA | M | 2200 | 270714MRM | EA |  | BACKING RING,FLANGE:32MM;ANSI150;SS;BACK | BACKING RING,FLANGE:32MM;ANSI150;SS;BACK | BACKING RING,FLANGE:32MM;ANSI150;SS;BACKING RING |  |  |  |  | 1079273 @@ ADVANCED POLY | 1-BRASS 32
STP_009 - Lot7 | Data Enrichment | KIB |  | 2023-11-08 |  |  | 1205596 | 1205596 |  |  |  | ERSA | M | 4090 | 271670MRM | EA |  | CUTTING EDGE,BUCKET:HEAVY DUTY EDGE END | CUTTING EDGE,BUCKET:HEAVY DUTY EDGE END | CUTTING EDGE,BUCKET:HEAVY DUTY EDGE END |  |  |  |  | 1068196 @@ HASTINGS DEERING(AUSTRALIA) LTD | 280-4068
STP_009 - Lot7 | Data Enrichment | KIB |  | 2023-11-08 |  |  | 1205967 | 1205967 |  |  |  | ERSA | M | 3300 | 271737MRM | EA |  | CUTTING EDGE,BULLDOZER:GROUND ENGAGING T | CUTTING EDGE,BULLDOZER:GROUND ENGAGING T | CUTTING EDGE,BULLDOZER:GROUND ENGAGING TOOLS |  |  |  |  | 1078952 @@ FOUNDER ENTERPRISES PTY LTD | FB4T6588C
STP_009 - Lot7 | Data Enrichment | KIB |  | 2023-11-08 |  |  | 1205972 | 1205972 |  |  |  | ERSA | M | 3300 | 271744MRM | EA |  | CUTTING EDGE,BULLDOZER:GROUND ENGAGING T | CUTTING EDGE,BULLDOZER:GROUND ENGAGING T | CUTTING EDGE,BULLDOZER:GROUND ENGAGING TOOLS |  |  |  |  | 1078952 @@ FOUNDER ENTERPRISES PTY LTD | FB4T2950C
STP_009 - Lot7 | Data Enrichment | KIB |  | 2023-11-08 |  |  | 1205981 | 1205981 |  |  |  | ERSA | M | 3300 | 271753MRM | EA |  | CUTTING EDGE,BULLDOZER:GROUND ENGAGING T | CUTTING EDGE,BULLDOZER:GROUND ENGAGING T | CUTTING EDGE,BULLDOZER:GROUND ENGAGING TOOLS |  |  |  |  | 1068196 @@ HASTINGS DEERING(AUSTRALIA) LTD | 6Y-5540
STP_009 - Lot7 | Data Enrichment | KIB |  | 2023-11-08 |  |  | 1205984 | 1205984 |  |  |  | ERSA | M | 3300 | 271757MRM | EA |  | CUTTING EDGE,BULLDOZER:GROUND ENGAGING T | CUTTING EDGE,BULLDOZER:GROUND ENGAGING T | CUTTING EDGE,BULLDOZER:GROUND ENGAGING TOOLS |  |  |  |  | 1068196 @@ HASTINGS DEERING(AUSTRALIA) LTD | 460-4973
STP_009 - Lot7 | Data Enrichment | KIB |  | 2023-11-08 |  |  | 1205986 | 1205986 |  |  |  | ERSA | M | 3300 | 271760MRM | EA |  | CUTTING EDGE,BULLDOZER:GROUND ENGAGING T | CUTTING EDGE,BULLDOZER:GROUND ENGAGING T | CUTTING EDGE,BULLDOZER:GROUND ENGAGING TOOLS |  |  |  |  | 1068196 @@ HASTINGS DEERING(AUSTRALIA) LTD | 7D-1949
STP_009 - Lot7 | Data Enrichment | KIB |  | 2023-11-08 |  |  | 1205987 | 1205987 |  |  |  | ERSA | M | 3300 | 271761MRM | EA |  | CUTTING EDGE,BULLDOZER:GROUND ENGAGING T | CUTTING EDGE,BULLDOZER:GROUND ENGAGING T | CUTTING EDGE,BULLDOZER:GROUND ENGAGING TOOLS |  |  |  |  | 1068196 @@ HASTINGS DEERING(AUSTRALIA) LTD | 4E-0659
STP_009 - Lot7 | Data Enrichment | KIB |  | 2023-11-08 |  |  | 1205990 | 1205990 |  |  |  | ERSA | M | 3300 | 271764MRM | EA |  | CUTTING EDGE,BULLDOZER:GROUND ENGAGING T | CUTTING EDGE,BULLDOZER:GROUND ENGAGING T | CUTTING EDGE,BULLDOZER:GROUND ENGAGING TOOLS |  |  |  |  | 1068196 @@ HASTINGS DEERING(AUSTRALIA) LTD | 7I-3015
STP_009 - Lot7 | Data Enrichment | KIB |  | 2023-11-08 |  |  | 1206397 | 1206397 |  |  |  | ERSA | M | 2800 | 1041326MRM | BT |  | BRAKE FLUID,AUTO:MOBIL HYDRAULIC BRAKE F | BRAKE FLUID,AUTO:MOBIL HYDRAULIC BRAKE F | BRAKE FLUID,AUTO:MOBIL HYDRAULIC BRAKE FLUID;4L BOTTLE;DOT 4 SYNTHETIC BRAKE FLUID;CTN = 4 X 4L BOTLS |  |  |  |  | 1079321 @@ EAST COAST LUBES PTY LTD | 135244
STP_009 - Lot7 | Data Enrichment | KIB |  | 2023-11-08 |  |  | 1207283 | 1207283 |  |  |  | ERSA | M | 5920 | 336456MRM | EA |  | ANODE,CORROSION PREVENTIVE:RAKE ANODE;MA | ANODE,CORROSION PREVENTIVE:RAKE ANODE;MA | ANODE,CORROSION PREVENTIVE:RAKE ANODE;MAGNESIUM;BAR TYPE;EIMCO 20M THICKENER |  |  |  |  | 1068177 @@ FLSMIDTH KREBS AUSTRALIA PTY LTD | PN1207283
STP_009 - Lot7 | Data Enrichment | KIB |  | 2023-11-08 |  |  | 1208780 | 1208780 |  |  |  | ERSA | M | 3300 | 1128933MRM | EA |  | CUTTING EDGE,MOULDBOARD:GRADER CUTTING E | CUTTING EDGE,MOULDBOARD:GRADER CUTTING E | CUTTING EDGE,MOULDBOARD:GRADER CUTTING EDGE;8FT LG,10IN W,1-3/8IN THK;CAT 16M GRADER |  |  |  |  | 1068385 @@ ESCO AUSTRALIA HOLDINGS PTY LTD | PN1208780
STP_009 - Lot7 | Data Enrichment | KIB |  | 2023-11-08 |  |  | 1209591 | 1209591 |  |  |  | ERSA | M | 2200 | 157329MRM | EA |  | BACKING RING,FLANGE:90MM ANSI150 BACKING | BACKING RING,FLANGE:90MM ANSI150 BACKING | BACKING RING,FLANGE:90MM ANSI150 BACKING RING GALV |  |  |  |  | 1079273 @@ ADVANCED POLY | PN1209591
STP_009 - Lot7 | Data Enrichment | KIB |  | 2023-11-08 |  |  | 1209608 | 1209608 |  |  |  | ERSA | M | 2200 | 157456MRM | EA |  | BACKING RING,FLANGE:110MM ANSI150 BACKIN | BACKING RING,FLANGE:110MM ANSI150 BACKIN | BACKING RING,FLANGE:110MM ANSI150 BACKING RING GAL |  |  |  |  | 1079273 @@ ADVANCED POLY | PN1209608
STP_009 - Lot7 | Data Enrichment | KIB |  | 2023-11-08 |  |  | 1209705 | 1209705 |  |  |  | ERSA | M | 4090 | 772232MRM | BAG |  | ABSORBENT,OIL & WATER:DRY UP OIL ABSORBE | ABSORBENT,OIL & WATER:DRY UP OIL ABSORBE | ABSORBENT,OIL <(>&<)> WATER:DRY UP OIL ABSORBENT;DIATOMITE; DIATOMACEOUS EARTH;NON COMBUSTIBLE; 20KG BAG |  |  |  |  | 1068502 @@ ATOM SUPPLY | 262196
STP_009 - Lot7 | Data Enrichment | KIB |  | 2023-11-08 |  |  | 1209917 | 1209917 |  |  |  | ERSA | M | 2000 | 160646MRM | EA |  | CLEANING FLUID:GLASS OR WINODW; SEE THRU | CLEANING FLUID:GLASS OR WINODW; SEE THRU | CLEANING FLUID:GLASS OR WINODW; SEE THRU; 20LTRE; NON HAZARDOUS |  |  |  |  | 1068200 @@ J.BLACKWOOD & SON LIMITED | 3476609
STP_009 - Lot7 | Data Enrichment | KIB |  | 2023-11-08 |  |  | 1209918 | 1209918 |  |  |  | ERSA | M | 2000 | 160647MRM | EA |  | CLEANING FLUID:PROTECTANT CHEMTECH SHIEL | CLEANING FLUID:PROTECTANT CHEMTECH SHIEL | CLEANING FLUID:PROTECTANT CHEMTECH SHIELD; VANILLA; 20L |  |  |  |  | 1068200 @@ J.BLACKWOOD & SON LIMITED | 3736471
STP_009 - Lot7 | Data Enrichment | KIB |  | 2023-11-08 |  |  | 1209934 | 1209934 |  |  |  | ERSA | M | 4090 | 773240MRM | CAR |  | ABSORBENT,OIL & WATER:ABSORB SHEETS;48CM | ABSORBENT,OIL & WATER:ABSORB SHEETS;48CM | ABSORBENT,OIL <(>&<)> WATER:ABSORB SHEETS;48CM X 43CM;175GSM; POLYPROPYLENE; SMALL LEAKS AND MAINTENANCE SPILLS OLIOPHILIC <(>&<)> HYDROPHOBIC; 200 SHEETS PER CASE |  |  |  |  | 1068225 @@ ABSORB ENVIRONMENTAL SOLUTIONS | PN1209934
STP_009 - Lot7 | Data Enrichment | KIB |  | 2023-11-08 |  |  | 1211769 | 1211769 |  |  |  | ERSA | M | 3300 | 1223445MRM | EA |  | CUTTING EDGE,BULLDOZER:CUTTING EDGE; | CUTTING EDGE,BULLDOZER:CUTTING EDGE; | CUTTING EDGE,BULLDOZER:CUTTING EDGE; |  |  |  |  | 1068196 @@ HASTINGS DEERING(AUSTRALIA) LTD | 4T-3017
STP_009 - Lot7 | Data Enrichment | KIB |  | 2023-11-08 |  |  | 1212103 | 1212103 |  |  |  | ERSA | M | 3300 | 1244177MRM | EA |  | CUTTING EDGE,BULLDOZER:CENTRAL EDGE;CAT | CUTTING EDGE,BULLDOZER:CENTRAL EDGE;CAT | CUTTING EDGE,BULLDOZER:CENTRAL EDGE;CAT D10; |  |  |  |  | 1068385 @@ ESCO AUSTRALIA HOLDINGS PTY LTD | 4311489
STP_009 - Lot7 | Data Enrichment | KIB |  | 2023-11-08 |  |  | 1213927 | 1213927 |  |  |  | ERSA | M | 5810 | 1281005MRM | EA |  | DRIVE ASSY:DRIVE ASSEMBLY (LEFT HAND) A8 | DRIVE ASSY:DRIVE ASSEMBLY (LEFT HAND) A8 | DRIVE ASSY:DRIVE ASSEMBLY (LEFT HAND) A8437 |  |  |  |  | 1068104 @@ METSO OUTOTEC AUSTRALIA LIMITED | MM0620597
STP_009 - Lot7 | Data Enrichment | KIB |  | 2023-11-08 |  |  | 1215951 | 1215951 |  |  |  | ERSA | M | 3300 | 140746MRM | EA |  | CUTTING EDGE,BUCKET:ANGLED END EDGE;L/HA | CUTTING EDGE,BUCKET:ANGLED END EDGE;L/HA | CUTTING EDGE,BUCKET:ANGLED END EDGE;L/HAND <(>&<)> R/HAND;CATERPILLAR 960 - 977 LOADERS |  |  |  |  | 1068385 @@ ESCO AUSTRALIA HOLDINGS PTY LTD | 4177511
STP_009 - Lot7 | Data Enrichment | KIB |  | 2023-11-08 |  |  | 1216101 | 1216101 |  |  |  | ERSA | M | 3300 | 190501MRM | EA |  | CUTTING EDGE,BUCKET:BOLT-ON LOADER EDGE; | CUTTING EDGE,BUCKET:BOLT-ON LOADER EDGE; | CUTTING EDGE,BUCKET:BOLT-ON LOADER EDGE;CA61325;GET;972H |  |  |  |  | 1068385 @@ ESCO AUSTRALIA HOLDINGS PTY LTD | 4175905
STP_009 - Lot7 | Data Enrichment | KIB |  | 2023-11-08 |  |  | 1216714 | 1216714 |  |  |  | ERSA | M | 5100 | 145301MRM | EA |  | BUFFER SOLUTION,STD:PH7 CALIBRATION SOLU | BUFFER SOLUTION,STD:PH7 CALIBRATION SOLU | BUFFER SOLUTION,STD:PH7 CALIBRATION SOLUTION;5LTR |  |  |  |  | 1068312 @@ THERMO FISHER SCIENTIFIC AUSTRAL | PN1216714
STP_009 - Lot7 | Data Enrichment | KIB |  | 2023-11-08 |  |  | 1216715 | 1216715 |  |  |  | ERSA | M | 5100 | 145302MRM | EA |  | BUFFER SOLUTION,STD:PH10 CALIBRATION SOL | BUFFER SOLUTION,STD:PH10 CALIBRATION SOL | BUFFER SOLUTION,STD:PH10 CALIBRATION SOLUTION;5LTR |  |  |  |  | 1068312 @@ THERMO FISHER SCIENTIFIC AUSTRAL | PN1216715
STP_009 - Lot7 | Data Enrichment | KIB |  | 2023-11-08 |  |  | 1217487 | 1217487 |  |  |  | ERSA | M | 3300 | 241901MRM | EA |  | CUTTING EDGE,MOULDBOARD:D9G TRACKED DOZE | CUTTING EDGE,MOULDBOARD:D9G TRACKED DOZE | CUTTING EDGE,MOULDBOARD:D9G TRACKED DOZER |  |  |  |  | 1068196 @@ HASTINGS DEERING(AUSTRALIA) LTD | 4T6386
STP_009 - Lot7 | Data Enrichment | KIB |  | 2023-11-08 |  |  | 1217595 | 1217595 |  |  |  | ERSA | M | 5920 | 270039MRM | EA |  | BOLTM48;OVAL HEAD;TAPERED;330(C) X 160(H | BOLTM48;OVAL HEAD;TAPERED;330(C) X 160(H | BOLTM48;OVAL HEAD;TAPERED;330(C) X 160(H) X91(E) - YELLOW |  |  |  |  | 1070755 @@ GROWTH STEEL AUSTRALIA | GA-B4970
STP_009 - Lot7 | Data Enrichment | KIB |  | 2023-11-08 |  |  | 1217596 | 1217596 |  |  |  | ERSA | M | 5920 | 270040MRM | EA |  | BOLTM48;OVAL HEAD;TAPERED;310(C) X 160(H | BOLTM48;OVAL HEAD;TAPERED;310(C) X 160(H | BOLTM48;OVAL HEAD;TAPERED;310(C) X 160(H) X91(E) - RED |  |  |  |  | 1070755 @@ GROWTH STEEL AUSTRALIA | GA-B4971
STP_009 - Lot7 | Data Enrichment | KIB |  | 2023-11-08 |  |  | 1217597 | 1217597 |  |  |  | ERSA | M | 5920 | 270042MRM | EA |  | BOLTM48;OVAL HEAD TAPERED;280(C) X 160(H | BOLTM48;OVAL HEAD TAPERED;280(C) X 160(H | BOLTM48;OVAL HEAD TAPERED;280(C) X 160(H) X91(E) - BLUE |  |  |  |  | 1070755 @@ GROWTH STEEL AUSTRALIA | GA-B4972
STP_009 - Lot7 | Data Enrichment | KIB |  | 2023-11-08 |  |  | 1217598 | 1217598 |  |  |  | ERSA | M | 5920 | 270043MRM | EA |  | BOLTM48;OVAL HEAD TAPERED;210(C) X 135(H | BOLTM48;OVAL HEAD TAPERED;210(C) X 135(H | BOLTM48;OVAL HEAD TAPERED;210(C) X 135(H) X91(E) - MAGENTA |  |  |  |  | 1070755 @@ GROWTH STEEL AUSTRALIA | GA-B4973
STP_009 - Lot7 | Data Enrichment | KIB |  | 2023-11-08 |  |  | 1218393 | 1218393 |  |  |  | ERSA | M | 3300 | 270657MRM | EA |  | CUTTING EDGE,BUCKET:LH CUTTING EDGE LIPS | CUTTING EDGE,BUCKET:LH CUTTING EDGE LIPS | CUTTING EDGE,BUCKET:LH CUTTING EDGE LIPSHROUD; EDGE SEGM 1/2ARR HD |  |  |  |  | 1079151 @@ ITR PACIFIC PTY LTD | 2755472
STP_009 - Lot7 | Data Enrichment | KIB |  | 2023-11-08 |  |  | 1218394 | 1218394 |  |  |  | ERSA | M | 3300 | 270658MRM | EA |  | CUTTING EDGE,BUCKET:RH CUTTING EDGE LIPS | CUTTING EDGE,BUCKET:RH CUTTING EDGE LIPS | CUTTING EDGE,BUCKET:RH CUTTING EDGE LIPSHROUD; EDGE SEGM 1/2ARR HD |  |  |  |  | 1079151 @@ ITR PACIFIC PTY LTD | 2755471
STP_009 - Lot7 | Data Enrichment | KIB |  | 2023-11-08 |  |  | 1218395 | 1218395 |  |  |  | ERSA | M | 3300 | 270659MRM | EA |  | CUTTING EDGE,BUCKET:CENTER CUTTING EDGE | CUTTING EDGE,BUCKET:CENTER CUTTING EDGE | CUTTING EDGE,BUCKET:CENTER CUTTING EDGE LIPSHROUD; EDGE SEGM1/2 ARR HD |  |  |  |  | 1079151 @@ ITR PACIFIC PTY LTD | 2755470
STP_009 - Lot7 | Data Enrichment | KIB |  | 2023-11-08 |  |  | 1218506 | 1218506 |  |  |  | ERSA | M | 4090 | 8300MRM | EA |  | CASE,COMMUNICATIONS:GP300 RADIO LEATHER | CASE,COMMUNICATIONS:GP300 RADIO LEATHER | CASE,COMMUNICATIONS:GP300 RADIO LEATHER CARRY CASE;FOR MOTOROLA GP300 WITH KEYPAD; |  |  |  |  | 1070470 @@ CSE CROSSCOM PTY LTD | PN1218506