## Sheet1
Project | Activities | Production User | Production Comments | Start Date | End Date | Remarks | Griha ID | MATNR | SAP MATERIAL NUMBER | ELLIPSE | LVORM | MTART | MBRSH | MATKL | BISMT | MEINS | MFRNR | MAKTX_EN | MAKTX_ES | TEXT_EN | TEXT_ES | ENRICHED DATA | Manufacturer Name | P/N | Manufacturer Name 1 | P/N 1 | Manufacturer Name 2 | P/N 2 | Manufacturer Name 3 | P/N 3 | Manufacturer Name 4 | P/N 4 | Manufacturer Name 5 | P/N 5 | Manufacturer Name 6 | P/N 6 | Input MNFR | Input PTNO | Verified MNFR from web | Verified MPN from Web | MNFR 1 | PTNO 1 | MNFR 2 | PTNO 2 | MNFR 3 | PTNO 3 | MNFR 4 | PTNO 4 | MNFR 5 | PTNO 5 | MNFR 6 | PTNO 6 | Vendor NAME | Vendor Part Number | Vendor NAME1 | Vendor Part Number1 | Reference URL | Reference URL1 | Item Number | Equipment Type | Equipment Manufacturer | Equipment Model | Equipment Serial | DWG | DRAWING VERSION | POS/TAG | Enriched/Cleansed | UNSPSC Ver.23.07 | ADDITIONAL FEATURES FROM INPUT | Additional Features from WEBSOURCE | Noun | Modifier | Attribute Name 1 | Attribute Value 1 | Attribute Name 2 | Attribute Value 2 | Attribute Name 3 | Attribute Value 3 | Attribute Name 4 | Attribute Value 4 | Attribute Name 5 | Attribute Value 5 | Attribute Name 6 | Attribute Value 6 | Attribute Name 7 | Attribute Value 7 | Attribute Name 8 | Attribute Value 8 | Attribute Name 9 | Attribute Value 9 | Attribute Name 10 | Attribute Value 10 | Attribute Name 11 | Attribute Value 11 | Attribute Name 12 | Attribute Value 12 | Attribute Name 13 | Attribute Value 13 | Attribute Name 14 | Attribute Value 14 | Attribute Name 15 | Attribute Value 15 | Attribute Name 16 | Attribute Value 16 | Attribute Name 17 | Attribute Value 17 | Attribute Name 18 | Attribute Value 18 | Attribute Name 19 | Attribute Value 19 | Attribute Name 20 | Attribute Value 20 | Attribute Name 21 | Attribute Value 21 | Attribute Name 22 | Attribute Value 22 | Attribute Name 23 | Attribute Value 23 | Attribute Name 24 | Attribute Value 24 | Attribute Name 25 | Attribute Value 25 | Attribute Name 26 | Attribute Value 26 | Attribute Name 27 | Attribute Value 27 | Attribute Name 28 | Attribute Value 28 | Attribute Name 29 | Attribute Value 29 | Attribute Name 30 | Attribute Value 30 | Attribute Name 31 | Attribute Value 31 | Attribute Name 32 | Attribute Value 32 | Attribute Name 33 | Attribute Value 33 | Attribute Name 34 | Attribute Value 34 | Attribute Name 35 | Attribute Value 35 | Attribute Name 36 | Attribute Value 36
STP_009 - Lot7 | Data Enrichment | PJR |  | 2023-11-09 |  |  | 1062975 | 1062975 | 1440692 | AU_QM_000984506 |  | ERSA | M | 1825 | 1440692GZPCLNT100 | EA |  | (P/NO.JWB/CR-001) | (P/NO.JWB/CR-001) | PACKING,PREFORMED: (P/NO.JWB/CR-001) |  | PACKING,PREFORMED:(P/NO.JWB/CR-001)
STP_009 - Lot7 | Data Enrichment | RYM |  | 2023-11-09 |  |  | 1062979 | 1062979 | 1440592 | AU_QM_000984206 |  | ERSA | M | 5620 | 1440592GZPCLNT100 | EA |  | 1-1/2"X 150 | 1-1/2"X 150 | CYLINDER ASSY,HYDRAULIC: 1-1/2"X 150 |  | CYLINDER ASSY,HYDRAULIC:1-1/2"X 150
STP_009 - Lot7 | Data Enrichment | RYM |  | 2023-11-09 |  |  | 1068151 | 1068151 | 1440596 | AU_QM_000984214 |  | ERSA | M | 5620 | 1440596GZPCLNT100 | EA |  | 1-1/2"X 200MM | 1-1/2"X 200MM | CYLINDER ASSY,HYDRAULIC: 1-1/2"X 200MM |  | CYLINDER ASSY,HYDRAULIC:1-1/2"X 200MM
STP_009 - Lot7 | Data Enrichment | NGB |  | 2023-11-09 |  |  | 1065744 | 1065744 |  |  |  | ERSA | M | 1600 | 1459569GZPCLNT100 | EA |  | 15 - 100KPA RANGE | 15 - 100KPA RANGE | SWITCH,PRESSURE: 15 - 100KPA RANGE
STP_009 - Lot7 | Data Enrichment | RYM |  | 2023-11-09 |  |  | 1062978 | 1062978 | 1440593 | AU_QM_000984208 |  | ERSA | M | 5620 | 1440593GZPCLNT100 | EA |  | 2"X 200 | 2"X 200 | CYLINDER ASSY,HYDRAULIC: 2"X 200 |  | CYLINDER ASSY,HYDRAULIC:2"X 200
STP_009 - Lot7 | Data Enrichment | RYM |  | 2023-11-09 |  |  | 1062980 | 1062980 | 1440589 | AU_QM_000984202 |  | ERSA | M | 5620 | 1440589GZPCLNT100 | EA |  | 2-1/2"X 140 | 2-1/2"X 140 | CYLINDER ASSY,HYDRAULIC: 2-1/2"X 140 |  | CYLINDER ASSY,HYDRAULIC:2-1/2"X 140
STP_009 - Lot7 | Data Enrichment | scv |  | 2023-11-09 |  |  | 1068462 | 1068462 | 1430255 | AU_QM_000643957 |  | ERSA | M | 5010 | 1430255GZPCLNT100 | EA |  | 24VDC,250MM DIA,85W,SUIT DAVIES CRAIG | 24VDC,250MM DIA,85W,SUIT DAVIES CRAIG | FAN: 24VDC,250MM DIA,85W,SUIT DAVIES CRAIG CONDENSER COOLING SYSTEM |  | FAN: 24VDC,250MM DIA,85W,SUIT DAVIES CRAIG
STP_009 - Lot7 | Data Enrichment | BHJ |  | 2023-11-09 |  |  | 1063319 | 1063319 | 1430152 | AU_QM_000640060 |  | ERSA | M | 5100 | 1430152GZPCLNT100 | EA |  | 45KW,415VAC,AUTOTRANSFORMER, | 45KW,415VAC,AUTOTRANSFORMER, | STARTER,MOTOR: 45KW,415VAC,AUTOTRANSFORMER, C/W CLOSED TRANSITION STARTING |  | STARTER,MOTOR:45KW,415VAC,AUTOTRANSFORMER,
STP_009 - Lot7 | Data Enrichment | NGB |  | 2023-11-09 |  |  | 1062957 | 1062957 | 1440859 | AU_QM_000985123 |  | ERSA | M | 1825 | 1440859GZPCLNT100 | EA |  | 4FRB141 CAGE HALVES; | 4FRB141 CAGE HALVES; | RETAINER,PACKING: 4FRB141 CAGE HALVES; KANDL WORTHINGTON 4FRB141 PUMP |  | RETAINER,PACKING: 4FRB141 CAGE HALVES;
STP_009 - Lot7 | Data Enrichment | CIR |  | 2023-11-09 |  |  | 1068239 | 1068239 | 1441319 | AU_QM_000986981 |  | ERSA | M | 2200 | 1441319GZPCLNT100 | EA |  | 50MM BUTTERFLY VALVE;EPDM MATERIAL; | 50MM BUTTERFLY VALVE;EPDM MATERIAL; | SEAT,VALVE: 50MM BUTTERFLY VALVE;EPDM MATERIAL; |  | SEAT,VALVE: 50MM BUTTERFLY VALVE;EPDM MATERIAL;
STP_009 - Lot7 | Data Enrichment | NGB |  | 2023-11-09 |  |  | 1064754 | 1064754 | 1456475 | AU_QM_001284744 |  | ERSA | M | 1600 | 1456475GZPCLNT100 | EA |  | ABB DEVICENET RELAY | ABB DEVICENET RELAY | RELAY: ABB DEVICENET RELAY GFM SURFACE CRUSHING PLANT |  | RELAY: ABB DEVICENET RELAY
STP_009 - Lot7 | Data Enrichment | NGB |  | 2023-11-09 |  |  | 1207020 | 1207020 |  |  |  | ERSA | M | 1600 | 335146MRM | EA |  | ABSORBER,OVERVOLTAGE:FARNELL 218-893 | ABSORBER,OVERVOLTAGE:FARNELL 218-893 | ABSORBER,OVERVOLTAGE:FARNELL 218-893
STP_009 - Lot7 | Data Enrichment | NGB |  | 2023-11-09 |  |  | 1111382 | 1111382 | 1410508 | AU_QM_000255803 |  | ERSA | M | 5915 | 1410508GZPCLNT100 | EA |  | ABSORBER,SHCK;A30464-08000 | ABSORBER,SHCK;A30464-08000 | ABSORBER,SHCK;MNFR: ,PTNO:A30464-08000 |  | ABSORBER,SHCK;A30464-08000ABSORBER,SHCK;A30464-08000
STP_009 - Lot7 | Data Enrichment | NGB |  | 2023-11-09 |  |  | 1106036 | 1106036 | 1413781 | AU_QM_000259307 |  | ERSA | M | 5915 | 1413781GZPCLNT100 | EA |  | ABSORBER,SHCK;FR, FOAM CELL | ABSORBER,SHCK;FR, FOAM CELL | ABSORBER,SHOCK;TYPE:FRONT, FOAM CELL,MNFR:01)PARTS,PTNO:01)24667FE |  | ABSORBER,SHCK;FR, FOAM CELLABSORBER,SHCK;FRONT, FOAM CELL,24667FE
STP_009 - Lot7 | Data Enrichment | NGB |  | 2023-11-09 |  |  | 1106649 | 1106649 | 1422324 | AU_QM_000268638 |  | ERSA | M | 5915 | 1422324GZPCLNT100 | EA |  | ABSORBER,SHCK;RR | ABSORBER,SHCK;RR | ABSORBER,SHOCK;TYPE:REAR,MNFR:01)PARTS,PTNO:01)UF9R28700A |  | ABSORBER,SHCK;RRABSORBER,SHCK;REAR,UF9R28700A
STP_009 - Lot7 | Data Enrichment | NGB |  | 2023-11-09 |  |  | 1106737 | 1106737 | 1420188 | AU_QM_000266314 |  | ERSA | M | 5915 | 1420188GZPCLNT100 | EA |  | ABSORBER,SHCK;SWAY BAR LINK | ABSORBER,SHCK;SWAY BAR LINK | ABSORBER,SHOCK;ADDITIONAL FEATURES EN:SWAY BAR LINK,MNFR:01)PARTS,PTNO:01)42772 |  | ABSORBER,SHCK;SWAY BAR LINKABSORBER,SHCK;SWAY BAR LINK,42772
STP_009 - Lot7 | Data Enrichment | NGB |  | 2023-11-09 |  |  | 1009442 | 1009442 |  |  |  | ERSA | M | 5000 | 1613276GZPCLNT100 | EA | 3000010 | ABSORBER;SAN,9047028 | ABSORBEDOR;SAN,9047028 | ABSORBER;MNFR:SANDVIK,PTNO:9047028 | ABSORBEDOR;MNFR:SANDVIK,PTNO:9047028 |  | SANDVIK | 9047028
STP_009 - Lot7 | Data Enrichment | NGB |  | 2023-11-09 |  |  | 1214929 | 1214929 |  |  |  | ERSA | M | 5920 | 173301MRM | EA |  | ABSORBERSUITS 2700CM015;GA200 | ABSORBERSUITS 2700CM015;GA200 | ABSORBERSUITS 2700CM015;GA200
STP_009 - Lot7 | Data Enrichment | MKV |  | 2023-11-09 |  |  | 1139019 | 1139019 | 1467395 | AU_QM_007127199 |  | ERSA | M | 1600 | 1467395GZPCLNT100 | EA |  | ABUS CRANE;K65; | ABUS CRANE;K65; | RECTIFIER,UNITIZED: ABUS CRANE;K65; ABUS 20T X 7.3M ELK GIRDER CRANE |  | RECTIFIER,UNITIZED: ABUS CRANE;K65;
STP_009 - Lot7 | Data Enrichment | MKV |  | 2023-11-09 |  |  | 1139018 | 1139018 | 1467396 | AU_QM_007127200 |  | ERSA | M | 1600 | 1467396GZPCLNT100 | EA |  | ABUS CRANE;V61; | ABUS CRANE;V61; | RECTIFIER,UNITIZED: ABUS CRANE;V61; ABUS 20T X 7.3M ELK GIRDER CRANE |  | RECTIFIER,UNITIZED: ABUS CRANE;V61;
STP_009 - Lot7 | Data Enrichment | CIR |  | 2023-11-09 |  |  | 1083126 | 1083126 |  |  |  | ERSA | M | 5000 | 1611570GZPCLNT100 | EA | 3000010 | ACID;SAN,1141460 | ACIDO;SAN,1141460 | ACID;MNFR:SANDVIK,PTNO:1141460 | ACIDO;MNFR:SANDVIK,PTNO:1141460 |  | SANDVIK | 1141460
STP_009 - Lot7 | Data Enrichment | NGB |  | 2023-11-09 |  |  | 1065741 | 1065741 | 1459522 | AU_QM_002218675 |  | ERSA | M | 1600 | 1459522GZPCLNT100 | EA |  | ACTUATOR; | ACTUATOR; | SWITCH,PUSH: ACTUATOR; |  | SWITCH,PUSH:ACTUATOR;
STP_009 - Lot7 | Data Enrichment | RYM |  | 2023-11-09 |  |  | 1063969 | 1063969 | 1370850 | AU_QM_000189746 |  | ERSA | M | 5620 | 1370850GZPCLNT100 | EA |  | AD40 I/II HOIST CYLINDER; * REPAIRED * | AD40 I/II HOIST CYLINDER; * REPAIRED * | CYLINDER ASSEMBLY,LINEAR: AD40 I/II HOIST CYLINDER; * REPAIRED * CAT 775D TRUCK ELPHINSTONE AD40 SER I AND II DUMP TRUCKS |  | CYLINDER ASSEMBLY,LINEAR: AD40 I/II HOIST CYLINDER; * REPAIRED *
STP_009 - Lot7 | Data Enrichment | scv |  | 2023-11-09 |  |  | 1108698 | 1108698 | 1463687 | AU_QM_005084681 |  | ERSA | M | 1825 | 1463687GZPCLNT100 | EA |  | AIR MOTOR-REF 17; | AIR MOTOR-REF 17; | SEAL RING,METAL: AIR MOTOR-REF 17; INGRAND DHD360(CMM 1)SERVICE; |  | SEAL RING,METAL:AIR MOTOR-REF 17;
STP_009 - Lot7 | Data Enrichment | NGB |  | 2023-11-09 |  |  | 1107779 | 1107779 | 1458322 | AU_QM_001704620 |  | ERSA | M | 5920 | 1458322GZPCLNT100 | EA |  | AIR STARTER SERVICE; | AIR STARTER SERVICE; | GUIDE PIECE: AIR STARTER SERVICE; |  | GUIDE PIECE:AIR STARTER SERVICE;
STP_009 - Lot7 | Data Enrichment | scv |  | 2023-11-09 |  |  | 1108624 | 1108624 | 1426799 | AU_QM_000412155 |  | ERSA | M | 1825 | 1426799GZPCLNT100 | EA |  | AIR VALVE | AIR VALVE | SEAL,PLAIN: AIR VALVE |  | SEAL,PLAIN: AIR VALVE
STP_009 - Lot7 | Data Enrichment | BHJ |  | 2023-11-09 |  |  | 1153627 | 1153627 |  |  |  | ERSA | M | 1600 | 1509063GZPCLNT100 | EA |  | ALARM;30-120 VAC/DC;MODEL,T4-A-29006-001 | ALARM;30-120 VAC/DC;MODEL,T4-A-29006-001 | ALARM;ADDITIONAL FEATURES:30-120 VAC/DC;MODEL,T4-A-29006-001
STP_009 - Lot7 | Data Enrichment | BHJ |  | 2023-11-09 |  |  | 1153626 | 1153626 |  |  |  | ERSA | M | 1600 | 1509064GZPCLNT100 | EA |  | ALARM;30-120 VAC/DC;MODEL,T6-M-29006-001 | ALARM;30-120 VAC/DC;MODEL,T6-M-29006-001 | ALARM;ADDITIONAL FEATURES:30-120 VAC/DC;MODEL,T6-M-29006-001
STP_009 - Lot7 | Data Enrichment | BHJ |  | 2023-11-09 |  |  | 1153628 | 1153628 |  |  |  | ERSA | M | 1600 | 1509062GZPCLNT100 | EA |  | ALARM;30-120 VAC/DC;MODELS T1,T1-A-L0452 | ALARM;30-120 VAC/DC;MODELS T1,T1-A-L0452 | ALARM;ADDITIONAL FEATURES:30-120 VAC/DC;MODELS T1,T1-A-L0452
STP_009 - Lot7 | Data Enrichment | BHJ |  | 2023-11-09 |  |  | 1077349 | 1077349 |  |  |  | ERSA | M | 1600 | 1205266GZPCLNT100 | EA | 3000000 | ALARM;ATL,3176000156,REVERSE | ALARM;ATL,3176000156,REVERSE | ALARM;REVERSE,MNFR:ATLAS COPCO,PTNO:3176000156 |  |  | ATLAS COPCO | 3176000156
STP_009 - Lot7 | Data Enrichment | BHJ |  | 2023-11-09 |  |  | 1075789 | 1075789 |  |  |  | ERSA | M | 3730 | 1106400GZPCLNT100 | EA | 3000003 | ALARM;CAT,3701485,BCK-UP | ALARMA;CAT,3701485,COPIA DE SEGUIRDAD | ALARM;MNFR:CATERPILLAR,PTNO:3701485,ADDITIONAL FEATURES EN:BACK-UP | ALARMA;MNFR:CATERPILLAR,PTNO:3701485,CARACTERISTICAS ADICIONALES ES:COPIA DE SEGURIDAD |  | CATERPILLAR | 3701485
STP_009 - Lot7 | Data Enrichment | BHJ |  | 2023-11-09 |  |  | 1153545 | 1153545 |  |  |  | ERSA | M | 1600 | 1509313GZPCLNT100 | EA |  | ALARM;MODELS T4,T4P,T4T,T4TP,T4T,T4-A-05 | ALARM;MODELS T4,T4P,T4T,T4TP,T4T,T4-A-05 | ALARM;ADDITIONAL FEATURES:MODELS T4,T4P,T4T,T4TP,T4T,T4-A-05
STP_009 - Lot7 | Data Enrichment | BHJ |  | 2023-11-09 |  |  | 1014557 | 1014557 |  |  |  | ERSA | M | 5000 | 1612043GZPCLNT100 | EA | 3000010 | ALARM;SAN,G464668 | ALARMA;SAN,G464668 | ALARM;MNFR:SANDVIK,PTNO:G464668 | ALARMA;MNFR:SANDVIK,PTNO:G464668 |  | SANDVIK | G464668
STP_009 - Lot7 | Data Enrichment | BHJ |  | 2023-11-09 |  |  | 1208353 | 1208353 |  |  |  | ERSA | M | 2000 | 155251MRM | EA |  | ALARM-MONITOR:PERSONAL ALERT SAFETY SYST | ALARM-MONITOR:PERSONAL ALERT SAFETY SYST | ALARM-MONITOR:PERSONAL ALERT SAFETY SYSTEM; MOTION SCOUT K-R MANUAL
STP_009 - Lot7 | Data Enrichment | CIR |  | 2023-11-09 |  |  | 1140460 | 1140460 | 1437410 | AU_QM_000946483 |  | ERSA | M | 4900 | 1437410GZPCLNT100 | EA |  | ALTERNATOR MOUNTING GP; | ALTERNATOR MOUNTING GP; | PULLEY,GROOVE: ALTERNATOR MOUNTING GP; CAT D11N DOZER |  | PULLEY,GROOVE:ALTERNATOR MOUNTING GP;
STP_009 - Lot7 | Data Enrichment | PJR |  | 2023-11-09 |  |  | 1206444 | 1206444 |  |  |  | ERSA | M | 1600 | 333126MRM | EA |  | AMMETER:0-150A O/S TO 750A; SCALED | AMMETER:0-150A O/S TO 750A; SCALED | AMMETER:0-150A O/S TO 750A; SCALED
STP_009 - Lot7 | Data Enrichment | PJR |  | 2023-11-09 |  |  | 1213732 | 1213732 |  |  |  | ERSA | M | 1600 | 366431MRM | EA |  | AMMETER:0-5ADC;70MM W X 60MM D;PANEL MTD | AMMETER:0-5ADC;70MM W X 60MM D;PANEL MTD | AMMETER:0-5ADC;70MM W X 60MM D;PANEL MTD;
STP_009 - Lot7 | Data Enrichment | PJR |  | 2023-11-09 |  |  | 1153625 | 1153625 |  |  |  | ERSA | M | 1600 | 1509069GZPCLNT100 | EA |  | AMMETER;0-15 AMPS C/W GAS,T1-A-26510-022 | AMMETER;0-15 AMPS C/W GAS,T1-A-26510-022 | AMMETER;ADDITIONAL FEATURES:0-15 AMPS C/W GAS,T1-A-26510-022
STP_009 - Lot7 | Data Enrichment | PJR |  | 2023-11-09 |  |  | 1153624 | 1153624 |  |  |  | ERSA | M | 1600 | 1509070GZPCLNT100 | EA |  | AMMETER;0-15 AMPS C/W GAS,T4-A-29054-014 | AMMETER;0-15 AMPS C/W GAS,T4-A-29054-014 | AMMETER;ADDITIONAL FEATURES:0-15 AMPS C/W GAS,T4-A-29054-014
STP_009 - Lot7 | Data Enrichment | PJR |  | 2023-11-09 |  |  | 1153623 | 1153623 |  |  |  | ERSA | M | 1600 | 1509071GZPCLNT100 | EA |  | AMMETER;0-60 AMP,IP65 DIG,T1-A-26500-026 | AMMETER;0-60 AMP,IP65 DIG,T1-A-26500-026 | AMMETER;ADDITIONAL FEATURES:0-60 AMP,IP65 DIG,T1-A-26500-026
STP_009 - Lot7 | Data Enrichment | PJR |  | 2023-11-09 |  |  | 1153622 | 1153622 |  |  |  | ERSA | M | 1600 | 1509072GZPCLNT100 | EA |  | AMMETER;0-60 AMP,IP65 DIG,T4-A-29054-020 | AMMETER;0-60 AMP,IP65 DIG,T4-A-29054-020 | AMMETER;ADDITIONAL FEATURES:0-60 AMP,IP65 DIG,T4-A-29054-020
STP_009 - Lot7 | Data Enrichment | PJR |  | 2023-11-09 |  |  | 1153621 | 1153621 |  |  |  | ERSA | M | 1600 | 1509073GZPCLNT100 | EA |  | AMMETER;0-60 AMP,IP65 DIG,T6-M-29054-020 | AMMETER;0-60 AMP,IP65 DIG,T6-M-29054-020 | AMMETER;ADDITIONAL FEATURES:0-60 AMP,IP65 DIG,T6-M-29054-020
STP_009 - Lot7 | Data Enrichment | PJR |  | 2023-11-09 |  |  | 1153542 | 1153542 |  |  |  | ERSA | M | 1600 | 1509316GZPCLNT100 | EA |  | AMMETER;MODELS T4,T4P,T4T,T4TP,T,T4-A-03 | AMMETER;MODELS T4,T4P,T4T,T4TP,T,T4-A-03 | AMMETER;ADDITIONAL FEATURES:MODELS T4,T4P,T4T,T4TP,T,T4-A-03
STP_009 - Lot7 | Data Enrichment | MKV |  | 2023-11-09 |  |  | 1210306 | 1210306 |  |  |  | ERSA | M | 1600 | 134598MRM | EA |  | AMPLIFIER,ELECTRONIC CONTROL:AMPLIFIER V | AMPLIFIER,ELECTRONIC CONTROL:AMPLIFIER V | AMPLIFIER,ELECTRONIC CONTROL:AMPLIFIER VT-VPCD-1-1X/V0/1-0-1 PF48;HYDRAULIC UNIT;LAROX PF144;
STP_009 - Lot7 | Data Enrichment | MKV |  | 2023-11-09 |  |  | 1214167 | 1214167 |  |  |  | ERSA | M | 1600 | 367476MRM | EA |  | AMPLIFIER,ELECTRONIC CONTROL:VICKERS PRO | AMPLIFIER,ELECTRONIC CONTROL:VICKERS PRO | AMPLIFIER,ELECTRONIC CONTROL:VICKERS PROPORTIONAL AMPLIFIER CARD;FOR PROPORTIONAL CONTROL VALVE;
STP_009 - Lot7 | Data Enrichment | MKV |  | 2023-11-09 |  |  | 1138290 | 1138290 | 1402625 | AU_QM_000247267 |  | ERSA | M | 5915 | 1402625GZPCLNT100 | EA |  | AMPLIFIER,ISLN;14.38581498 | AMPLIFIER,ISLN;14.38581498 | AMPLIFIER,ISLN;MNFR: ,PTNO:14.38581498 |  | AMPLIFIER,ISLN;14.38581498AMPLIFIER,ISLN;14.38581498
STP_009 - Lot7 | Data Enrichment | MKV |  | 2023-11-09 |  |  | 1209763 | 1209763 |  |  |  | ERSA | M | 1600 | 134384MRM | EA |  | AMPLIFIER:AMPLIFIER;KAE400;BALL MILL DAV | AMPLIFIER:AMPLIFIER;KAE400;BALL MILL DAV | AMPLIFIER:AMPLIFIER;KAE400;BALL MILL DAVIT CRANE;
STP_009 - Lot7 | Data Enrichment | MKV |  | 2023-11-09 |  |  | 1218227 | 1218227 |  |  |  | ERSA | M | 1600 | 958686MRM | EA |  | AMPLIFIER:MULTICOM LINE SPLITTER AMPLIFI | AMPLIFIER:MULTICOM LINE SPLITTER AMPLIFI | AMPLIFIER:MULTICOM LINE SPLITTER AMPLIFIER;UNDERGROUND RADIO COMMUNICATIONS
STP_009 - Lot7 | Data Enrichment | MKV |  | 2023-11-09 |  |  | 1218092 | 1218092 |  |  |  | ERSA | M | 1600 | 953976MRM | EA |  | AMPLIFIER:UNIVERSAL VIDEO LINE AMPLIFIER | AMPLIFIER:UNIVERSAL VIDEO LINE AMPLIFIER | AMPLIFIER:UNIVERSAL VIDEO LINE AMPLIFIER;MINING REMOTE COMMS
STP_009 - Lot7 | Data Enrichment | MKV |  | 2023-11-09 |  |  | 1214133 | 1214133 |  |  |  | ERSA | M | 1600 | 367156MRM | EA |  | AMPLIFIER-OSCILLATOR:VARIS LINE AMP/RETU | AMPLIFIER-OSCILLATOR:VARIS LINE AMP/RETU | AMPLIFIER-OSCILLATOR:VARIS LINE AMP/RETURN OSCILLATOR;5.5-16VDC INPUT;15mhZ F/R BANDWIDTH(3dB)C/W REMOTE/LOCAL DIAGNOSTICS;UNDERGROUND COMMS SYSTEM
STP_009 - Lot7 | Data Enrichment | scv |  | 2023-11-09 |  |  | 1066711 | 1066711 | 1452868 | AU_QM_001196070 |  | ERSA | M | 5010 | 1452868GZPCLNT100 | EA |  | ANODE WHEEL DRIVE MOTOR; 230V 50Hz; | ANODE WHEEL DRIVE MOTOR; 230V 50Hz; | FAN: ANODE WHEEL DRIVE MOTOR; 230V 50Hz; 200MM TOP; 9 BLADE; 2650 RPM; AIR FLOW910; M3/H; NOISE LEVEL 56DB(A); BLADES BLACK COATED STEEL; |  | FAN: ANODE WHEEL DRIVE MOTOR; 230V 50Hz;
STP_009 - Lot7 | Data Enrichment | MKV |  | 2023-11-09 |  |  | 1205930 | 1205930 |  |  |  | ERSA | M | 4090 | 89375MRM | BT |  | ANTIBIOTIC:ABBOCILLIN VK TABLET;500MG;25 | ANTIBIOTIC:ABBOCILLIN VK TABLET;500MG;25 | ANTIBIOTIC:ABBOCILLIN VK TABLET;500MG;25 TABLETS PER BOTTLE;
STP_009 - Lot7 | Data Enrichment | MKV |  | 2023-11-09 |  |  | 1205926 | 1205926 |  |  |  | ERSA | M | 4090 | 89334MRM | BOX |  | ANTIBIOTIC:AMOXICILLIN/CLAVULANATE DUO C | ANTIBIOTIC:AMOXICILLIN/CLAVULANATE DUO C | ANTIBIOTIC:AMOXICILLIN/CLAVULANATE DUO CAPSULES;10 CAPSULES PER BOX;
STP_009 - Lot7 | Data Enrichment | MKV |  | 2023-11-09 |  |  | 1205927 | 1205927 |  |  |  | ERSA | M | 4090 | 89342MRM | BOX |  | ANTIBIOTIC:AMOXICILLIN;500MG CAPSULE; ( | ANTIBIOTIC:AMOXICILLIN;500MG CAPSULE; ( | ANTIBIOTIC:AMOXICILLIN;500MG CAPSULE; (BOX = 20)
STP_009 - Lot7 | Data Enrichment | MKV |  | 2023-11-09 |  |  | 1203649 | 1203649 |  |  |  | ERSA | M | 4090 | 985918MRM | EA |  | ANTIBIOTIC:CEFTRIAXONE;1G VIAL;SINGLE IV | ANTIBIOTIC:CEFTRIAXONE;1G VIAL;SINGLE IV | ANTIBIOTIC:CEFTRIAXONE;1G VIAL;SINGLE IVOR INJECTION;
STP_009 - Lot7 | Data Enrichment | MKV |  | 2023-11-09 |  |  | 1203647 | 1203647 |  |  |  | ERSA | M | 4090 | 985916MRM | BOX |  | ANTIBIOTIC:CEPHALEXIN;500MG TABLET; (BO | ANTIBIOTIC:CEPHALEXIN;500MG TABLET; (BO | ANTIBIOTIC:CEPHALEXIN;500MG TABLET; (BOX = 20)
STP_009 - Lot7 | Data Enrichment | MKV |  | 2023-11-09 |  |  | 1203643 | 1203643 |  |  |  | ERSA | M | 4090 | 985911MRM | BOX |  | ANTIBIOTIC:DOXYCYCLINE;100MG TABLET; (B | ANTIBIOTIC:DOXYCYCLINE;100MG TABLET; (B | ANTIBIOTIC:DOXYCYCLINE;100MG TABLET; (BOX = 7)
STP_009 - Lot7 | Data Enrichment | MKV |  | 2023-11-09 |  |  | 1205918 | 1205918 |  |  |  | ERSA | M | 4090 | 89094MRM | BOX |  | ANTIBIOTIC:FLUCLOXACILLIN;500MG CAPSULE; | ANTIBIOTIC:FLUCLOXACILLIN;500MG CAPSULE; | ANTIBIOTIC:FLUCLOXACILLIN;500MG CAPSULE;24 PER BOX;
STP_009 - Lot7 | Data Enrichment | MKV |  | 2023-11-09 |  |  | 1205917 | 1205917 |  |  |  | ERSA | M | 4090 | 89086MRM | BOX |  | ANTIBIOTIC:FLUCLOXACILLIN;500MG VIAL;5 P | ANTIBIOTIC:FLUCLOXACILLIN;500MG VIAL;5 P | ANTIBIOTIC:FLUCLOXACILLIN;500MG VIAL;5 PER BOX;INTRAMUSCULAR OR INTRAVENOUS USE;
STP_009 - Lot7 | Data Enrichment | MKV |  | 2023-11-09 |  |  | 1203641 | 1203641 |  |  |  | ERSA | M | 4090 | 985909MRM | BOX |  | ANTIBIOTIC:GENTAMYCIN;80MG/2ML AMPOULE;5 | ANTIBIOTIC:GENTAMYCIN;80MG/2ML AMPOULE;5 | ANTIBIOTIC:GENTAMYCIN;80MG/2ML AMPOULE;5 AMPOULES PER BOX;
STP_009 - Lot7 | Data Enrichment | MKV |  | 2023-11-09 |  |  | 1205906 | 1205906 |  |  |  | ERSA | M | 4090 | 88898MRM | EA |  | ANTIBIOTIC:PROCAINE PENICILLIN;1.5GM SYR | ANTIBIOTIC:PROCAINE PENICILLIN;1.5GM SYR | ANTIBIOTIC:PROCAINE PENICILLIN;1.5GM SYRINGE;1.5GM/3.4ML;AQUEOUS SOLUTION FOR IMI;5 SYRINGES PER BOX;
STP_009 - Lot7 | Data Enrichment | MKV |  | 2023-11-09 |  |  | 1203970 | 1203970 |  |  |  | ERSA | M | 4090 | 988504MRM | BOX |  | ANTIBIOTIC:ROXITHROMYCIN;300MG TABLET;5 | ANTIBIOTIC:ROXITHROMYCIN;300MG TABLET;5 | ANTIBIOTIC:ROXITHROMYCIN;300MG TABLET;5 PER BOX
STP_009 - Lot7 | Data Enrichment | MKV |  | 2023-11-09 |  |  | 1205889 | 1205889 |  |  |  | ERSA | M | 4090 | 88559MRM | BOX |  | ANTIBIOTIC:TINIDAZOLE;500MG TABLET;4 PER | ANTIBIOTIC:TINIDAZOLE;500MG TABLET;4 PER | ANTIBIOTIC:TINIDAZOLE;500MG TABLET;4 PER BOX;
STP_009 - Lot7 | Data Enrichment | MKV |  | 2023-11-09 |  |  | 1205888 | 1205888 |  |  |  | ERSA | M | 4090 | 88542MRM | BOX |  | ANTIBIOTIC:TRIMETHOPRIM;300MG TABLET;10 | ANTIBIOTIC:TRIMETHOPRIM;300MG TABLET;10 | ANTIBIOTIC:TRIMETHOPRIM;300MG TABLET;10 PER BOX;
STP_009 - Lot7 | Data Enrichment | MKV |  | 2023-11-09 |  |  | 1205922 | 1205922 |  |  |  | ERSA | M | 4090 | 89193MRM | BOX |  | ANTIBIOTIC:ZITHROMAX;500MG TABLET;2 PER | ANTIBIOTIC:ZITHROMAX;500MG TABLET;2 PER | ANTIBIOTIC:ZITHROMAX;500MG TABLET;2 PER BOX;
STP_009 - Lot7 | Data Enrichment | BHJ |  | 2023-11-09 |  |  | 1215902 | 1215902 |  |  |  | ERSA | M | 5100 | 138673MRM | BT |  | ANTI-EMETIC AGENT:ANTIMONY;1000PPM;;AAS/ | ANTI-EMETIC AGENT:ANTIMONY;1000PPM;;AAS/ | ANTI-EMETIC AGENT:ANTIMONY;1000PPM;;AAS/ICP STANDARD;;500MIL BOTTLE;
STP_009 - Lot7 | Data Enrichment | BHJ |  | 2023-11-09 |  |  | 1205914 | 1205914 |  |  |  | ERSA | M | 4090 | 89037MRM | BOX |  | ANTI-EMETIC AGENT:METOCLOPRAMIDE 10MG TA | ANTI-EMETIC AGENT:METOCLOPRAMIDE 10MG TA | ANTI-EMETIC AGENT:METOCLOPRAMIDE 10MG TABLETS;(BOX = 24)
STP_009 - Lot7 | Data Enrichment | BHJ |  | 2023-11-09 |  |  | 1205915 | 1205915 |  |  |  | ERSA | M | 4090 | 89045MRM | BOX |  | ANTI-EMETIC AGENT:METOCLOPRAMIDE 10MG/2M | ANTI-EMETIC AGENT:METOCLOPRAMIDE 10MG/2M | ANTI-EMETIC AGENT:METOCLOPRAMIDE 10MG/2ML AMPOULES;10 AMPOULES PER BOX;
STP_009 - Lot7 | Data Enrichment | BHJ |  | 2023-11-09 |  |  | 1139009 | 1139009 | 1469870 | AU_QM_008926062 |  | ERSA | M | 1825 | 1469870GZPCLNT100 | EA |  | AR150 48" X 60" ST CRUSHER; | AR150 48" X 60" ST CRUSHER; | SEAL RING,METAL: AR150 48" X 60" ST CRUSHER; |  | SEAL RING,METAL:AR150 48" X 60" ST CRUSHER;
STP_009 - Lot7 | Data Enrichment | BHJ |  | 2023-11-09 |  |  | 1139003 | 1139003 |  |  |  | ERSA | M | 1825 | 1469876GZPCLNT100 | EA |  | AR150 48" X 60" ST CRUSHER; | AR150 48" X 60" ST CRUSHER; | SEAL RING,METAL: AR150 48" X 60" ST CRUSHER;
STP_009 - Lot7 | Data Enrichment | BHJ |  | 2023-11-09 |  |  | 1139006 | 1139006 |  |  |  | ERSA | M | 1825 | 1469873GZPCLNT100 | EA |  | AR150 48" X 60" ST CRUSHER; | AR150 48" X 60" ST CRUSHER; | SEAL RING,METAL: AR150 48" X 60" ST CRUSHER;
STP_009 - Lot7 | Data Enrichment | BHJ |  | 2023-11-09 |  |  | 1139008 | 1139008 | 1469871 | AU_QM_008926063 |  | ERSA | M | 1825 | 1469871GZPCLNT100 | EA |  | AR150;SET OF 2 HALVES; | AR150;SET OF 2 HALVES; | SEAL RING,METAL: AR150;SET OF 2 HALVES; RUWOLT AR150 48" X 60" ST CRUSHER |  | SEAL RING,METAL:AR150;SET OF 2 HALVES;
STP_009 - Lot7 | Data Enrichment | BHJ |  | 2023-11-09 |  |  | 1139001 | 1139001 |  |  |  | ERSA | M | 1825 | 1469878GZPCLNT100 | EA |  | AR150;SET OF 2 HALVES; | AR150;SET OF 2 HALVES; | SEAL RING,METAL: AR150;SET OF 2 HALVES; RUWOLT AR150 48" X 60" ST CRUSHER
STP_009 - Lot7 | Data Enrichment | BHJ |  | 2023-11-09 |  |  | 1139002 | 1139002 |  |  |  | ERSA | M | 1825 | 1469877GZPCLNT100 | EA |  | AR150;SET OF 2 HALVES; | AR150;SET OF 2 HALVES; | SEAL RING,METAL: AR150;SET OF 2 HALVES; RUWOLT AR150 48" X 60" ST CRUSHER
STP_009 - Lot7 | Data Enrichment | BHJ |  | 2023-11-09 |  |  | 1139004 | 1139004 |  |  |  | ERSA | M | 1825 | 1469875GZPCLNT100 | EA |  | AR150;SET OF 2 HALVES; | AR150;SET OF 2 HALVES; | SEAL RING,METAL: AR150;SET OF 2 HALVES; RUWOLT AR150 48" X 60" ST CRUSHER
STP_009 - Lot7 | Data Enrichment | BHJ |  | 2023-11-09 |  |  | 1139005 | 1139005 |  |  |  | ERSA | M | 1825 | 1469874GZPCLNT100 | EA |  | AR150;SET OF 2 HALVES; | AR150;SET OF 2 HALVES; | SEAL RING,METAL: AR150;SET OF 2 HALVES; RUWOLT AR150 48" X 60" ST CRUSHER
STP_009 - Lot7 | Data Enrichment | BHJ |  | 2023-11-09 |  |  | 1139007 | 1139007 |  |  |  | ERSA | M | 1825 | 1469872GZPCLNT100 | EA |  | AR150;SET OF 2 HALVES; | AR150;SET OF 2 HALVES; | SEAL RING,METAL: AR150;SET OF 2 HALVES; RUWOLT AR150 48" X 60" ST CRUSHER
STP_009 - Lot7 | Data Enrichment | PJR |  | 2023-11-09 |  |  | 1008075 | 1008075 |  |  |  | ERSA | M | 5000 | 1611244GZPCLNT100 | EA | 3000010 | ARBOR;SAN,AR9 | HUSO;SAN,AR9 | ARBOR;MNFR:SANDVIK,PTNO:AR9 | HUSO;MNFR:SANDVIK,PTNO:AR9 |  | SANDVIK | AR9
STP_009 - Lot7 | Data Enrichment | scv |  | 2023-11-09 |  |  | 1135622 | 1135622 | 1431507 | AU_QM_000727834 |  | ERSA | M | 1825 | 1431507GZPCLNT100 | EA |  | ARIEL 50NB BALL AIR VALVE KIT; | ARIEL 50NB BALL AIR VALVE KIT; | SEAL SET: ARIEL 50NB BALL AIR VALVE KIT; ARIEL JGP/2 BOOST COMPRESSOR |  | SEAL SET: ARIEL 50NB BALL AIR VALVE KIT;
STP_009 - Lot7 | Data Enrichment | MKV |  | 2023-11-09 |  |  | 1026359 | 1026359 | 1374617 | AU_QM_000205258 |  | ERSA | M | 4500 | 1374617GZPCLNT100 | EA | 3000006 | ARRESTER;KOM,3EB-03-53710 | ARRESTER;KOM,3EB-03-53710 | ARRESTER;MNFR:KOMATSU MINING SYSTEMS INC.,PTNO:3EB-03-53710 |  | ARRESTER;KOM,3EB-03-53710ARRESTER;KOM,3EB-03-53710 | KOMATSU MINING SYSTEMS INC. | 3EB-03-53710
STP_009 - Lot7 | Data Enrichment | MKV |  | 2023-11-09 |  |  | 1026358 | 1026358 | 1374634 | AU_QM_000205276 |  | ERSA | M | 4500 | 1374634GZPCLNT100 | EA | 3000006 | ARRESTER;KOM,3EB-03-64760 | ARRESTER;KOM,3EB-03-64760 | ARRESTER;MNFR:KOMATSU MINING SYSTEMS INC.,PTNO:3EB-03-64760 |  | ARRESTER;KOM,3EB-03-64760ARRESTER;KOM,3EB-03-64760 | KOMATSU MINING SYSTEMS INC. | 3EB-03-64760
STP_009 - Lot7 | Data Enrichment | MKV |  | 2023-11-09 |  |  | 1067102 | 1067102 | 1356709 | AU_QM_000148719 |  | ERSA | M | 2000 | 1356709GZPCLNT100 | EA |  | ATLAS COPCO M2D JUMBO DRIFTER CRADLE ASS | ATLAS COPCO M2D JUMBO DRIFTER CRADLE ASS | CRADLE ASSY: ATLAS COPCO M2D JUMBO DRIFTER CRADLE ASS EMBLY |  | CRADLE ASSY:ATLAS COPCO M2D JUMBO DRIFTER CRADLE ASS
STP_009 - Lot7 | Data Enrichment | BHJ |  | 2023-11-09 |  |  | 1204292 | 1204292 |  |  |  | ERSA | M | 4090 | 995496MRM | BT |  | BACTERIAL INHIBITING AGENT:PLATE COUNT A | BACTERIAL INHIBITING AGENT:PLATE COUNT A | BACTERIAL INHIBITING AGENT:PLATE COUNT AGAR(BOTL = 500G)
STP_009 - Lot7 | Data Enrichment | NGB |  | 2023-11-09 |  |  | 1063452 | 1063452 | 1463359 | AU_QM_004848038 |  | ERSA | M | 5915 | 1463359GZPCLNT100 | EA |  | BALL,TUBE,SUIT SECO GRINDER | BALL,TUBE,SUIT SECO GRINDER | GUIDE PIECE: BALL,TUBE,SUIT SECO GRINDER |  | GUIDE PIECE:BALL,TUBE,SUIT SECO GRINDER
STP_009 - Lot7 | Data Enrichment | CIR |  | 2023-11-09 |  |  | 1101102 | 1101102 | 1387721 | AU_QM_000228906 |  | ERSA | M | 3000 | 1387721GZPCLNT100 | EA | 3000003 | BARREL;CAT,248-9970 | BARREL;CAT,248-9970 | BARREL;MNFR:CATERPILLAR,PTNO:248-9970 |  | BARREL;CAT,248-9970BARREL;HAS,248-9970 | CATERPILLAR | 248-9970
STP_009 - Lot7 | Data Enrichment | CIR |  | 2023-11-09 |  |  | 1100918 | 1100918 | 1392359 | AU_QM_000235609 |  | ERSA | M | 3000 | 1392359GZPCLNT100 | EA | 3000003 | BARREL;CAT,259-5502 | BARREL;CAT,259-5502 | BARREL;MNFR:CATERPILLAR,PTNO:259-5502 |  | OEM-E-LISTBARREL;CAT,259-5502 | CATERPILLAR | 259-5502
STP_009 - Lot7 | Data Enrichment | CIR |  | 2023-11-09 |  |  | 1073587 | 1073587 |  |  |  | ERSA | M | 3730 | 1116358GZPCLNT100 | EA | 3000003 | BARREL;CAT,9T7774 | BARRIL;CAT,9T7774 | BARREL;MNFR:CATERPILLAR,PTNO:9T7774 | BARRIL;MNFR:CATERPILLAR,PTNO:9T7774 |  | CATERPILLAR | 9T7774
STP_009 - Lot7 | Data Enrichment | CIR |  | 2023-11-09 |  |  | 1101425 | 1101425 | 1376680 | AU_QM_000215818 |  | ERSA | M | 3000 | 1376680GZPCLNT100 | EA | 3000001 | BARREL;EPI,9121 5926 02 | BARREL;EPI,9121 5926 02 | BARREL;MNFR:EPIROC,PTNO:9121 5926 02 |  | BARREL;EPI,9121 5926 02BARREL;EPI,9121 5926 02 | EPIROC | 9121 5926 02
STP_009 - Lot7 | Data Enrichment | CIR |  | 2023-11-09 |  |  | 1148952 | 1148952 |  |  |  | ERSA | M | 2920 | 1533220GZPCLNT100 | EA |  | BARRICADE,SAFTY;BARRIER REEL,W,RC3010/25 | BARRICADE,SAFTY;BARRIER REEL,W,RC3010/25 | BARRICADE,SAFTY;ADDITIONAL FEATURES:BARRIER REEL,W,RC3010/25
STP_009 - Lot7 | Data Enrichment | CIR |  | 2023-11-09 |  |  | 1142144 | 1142144 | 1412269 | AU_QM_000257710 |  | ERSA | M | 5915 | 1412269GZPCLNT100 | EA |  | BARRICADE,SAFTY;WEB, HI VIS,25 M,8KG | BARRICADE,SAFTY;WEB, HI VIS,25 M,8KG | BARRICADE,SAFETY;TYPE:WEB, HI VIS,SIZE:25 M,COLOUR:BLACK/YELLOW,ADDITIONAL FEATURES EN:8KG,MNFR:01)PARTS,PTNO:01)A3986 |  | BARRICADE,SAFTY;WEB, HI VIS,25 M,8KGBARRICADE,SAFTY;WEB, HI VIS,25M,8KG
STP_009 - Lot7 | Data Enrichment | CIR |  | 2023-11-09 |  |  | 1142489 | 1142489 | 1405175 | AU_QM_000250028 |  | ERSA | M | 5915 | 1405175GZPCLNT100 | EA |  | BARRICADE,SAFTY;WEB, HI VIS,25 M,YELLOW | BARRICADE,SAFTY;WEB, HI VIS,25 M,YELLOW | BARRICADE,SAFETY;TYPE:WEB, HI VIS,SIZE:25 M,COLOUR:YELLOW,ADDITIONAL FEATURES EN:8KG,MNFR:01)PARTS,PTNO:01)A3985 |  | BARRICADE,SAFTY;WEB, HI VIS,25 M,YELLOWBARRICADE,SAFTY;WEB, HI VIS,25M,YELLOW
STP_009 - Lot7 | Data Enrichment | CIR |  | 2023-11-09 |  |  | 1037926 | 1037926 | 1421204 | AU_QM_000267398 |  | ERSA | M | 5915 | 1421204GZPCLNT100 | EA |  | BARRICADE;FENCING, HARD,2.2 M | BARRICADE;FENCING, HARD,2.2 M | BARRICADE;TYPE:FENCING, HARD,SIZE:2.2 M,MNFR:01)PARTS,PTNO:01)SCBCR |  | BARRICADE;FENCING, HARD,2.2 MBARRICADE;FENCING, HARD,2.2M,SCBCR
STP_009 - Lot7 | Data Enrichment | MKV |  | 2023-11-09 |  |  | 1149320 | 1149320 |  |  |  | ERSA | M | 4200 | 1527677GZPCLNT100 | EA |  | BEAKER,LAB;TALL FRM,300 ML,CB1162 | BEAKER,LAB;TALL FRM,300 ML,CB1162 | BEAKER,LAB;ADDITIONAL FEATURES:TALL FRM,300 ML,CB1162
STP_009 - Lot7 | Data Enrichment | MKV |  | 2023-11-09 |  |  | 1207384 | 1207384 |  |  |  | ERSA | M | 4090 | 1075936MRM | EA |  | BEAKER,LABORATORY;100ML;TALL FORM;GLASS | BEAKER,LABORATORY;100ML;TALL FORM;GLASS | BEAKER,LABORATORY;100ML;TALL FORM;GLASS BOROSILICATE;C/W SPOUT ,GRADUATIONS;
STP_009 - Lot7 | Data Enrichment | MKV |  | 2023-11-09 |  |  | 1206337 | 1206337 |  |  |  | ERSA | M | 5380 | 293431MRM | EA |  | BEAKER,LABORATORY;TALL FORM,600ML,GRADUA | BEAKER,LABORATORY;TALL FORM,600ML,GRADUA | BEAKER,LABORATORY;TALL FORM,600ML,GRADUATED,POURING SPOUT;BORCSILISATE GLASS;
STP_009 - Lot7 | Data Enrichment | MKV |  | 2023-11-09 |  |  | 1217798 | 1217798 |  |  |  | ERSA | M | 4090 | 933408MRM | EA |  | BEAKER,LABORATORY;TALL FORM;100ML;SPOUT; | BEAKER,LABORATORY;TALL FORM;100ML;SPOUT; | BEAKER,LABORATORY;TALL FORM;100ML;SPOUT;GRADUATIONS;GLASS BOROSILICATE;
STP_009 - Lot7 | Data Enrichment | MKV |  | 2023-11-09 |  |  | 1217799 | 1217799 |  |  |  | ERSA | M | 4090 | 933416MRM | EA |  | BEAKER,LABORATORY;TALL FORM;100ML;SPOUT; | BEAKER,LABORATORY;TALL FORM;100ML;SPOUT; | BEAKER,LABORATORY;TALL FORM;100ML;SPOUT;GRADUATIONS;GLASS BOROSILICATE;
STP_009 - Lot7 | Data Enrichment | MKV |  | 2023-11-09 |  |  | 1217942 | 1217942 |  |  |  | ERSA | M | 4090 | 941575MRM | EA |  | BEAKER,LABORATORY;TALL FORM;150ML;SPOUT; | BEAKER,LABORATORY;TALL FORM;150ML;SPOUT; | BEAKER,LABORATORY;TALL FORM;150ML;SPOUT;GRADUATIONS50 75 100ML;GLASS BOROSILICATE;55MM OD BASE;90MM H;
STP_009 - Lot7 | Data Enrichment | scv |  | 2023-11-09 |  |  | 1139132 | 1139132 | 1358557 | AU_QM_000153639 |  | ERSA | M | 1540 | 1358557GZPCLNT100 | EA |  | BEARING HOUSING HOLDING STUD, MIM DWG 16 | BEARING HOUSING HOLDING STUD, MIM DWG 16 | STUD: BEARING HOUSING HOLDING STUD, MIM DWG 16 3-6-0591 |  | STUD:BEARING HOUSING HOLDING STUD, MIM DWG 16
STP_009 - Lot7 | Data Enrichment | scv |  | 2023-11-09 |  |  | 1210305 | 1210305 |  |  |  | ERSA | M | 5920 | 134597MRM | EA |  | BELL HOUSING;BRACKET VT 12302-3X/1;HYDRA | BELL HOUSING;BRACKET VT 12302-3X/1;HYDRA | BELL HOUSING;BRACKET VT 12302-3X/1;HYDRAULIC UNIT;PUMP MOUNT;LAROX PF144;
STP_009 - Lot7 | Data Enrichment | NGB |  | 2023-11-09 |  |  | 1154087 | 1154087 |  |  |  | ERSA | M | 4005 | 1529422GZPCLNT100 | EA |  | BENDER,PIPE/TUB;LEVER TYPE,3/8,TB12 | BENDER,PIPE/TUB;LEVER TYPE,3/8,TB12 | BENDER,PIPE/TUB;ADDITIONAL FEATURES:LEVER TYPE,3/8,TB12
STP_009 - Lot7 | Data Enrichment | NGB |  | 2023-11-09 |  |  | 1154090 | 1154090 |  |  |  | ERSA | M | 4005 | 1529419GZPCLNT100 | EA |  | BENDER,PIPE/TUB;LEVER TYPE,6,8,10M,TB368 | BENDER,PIPE/TUB;LEVER TYPE,6,8,10M,TB368 | BENDER,PIPE/TUB;ADDITIONAL FEATURES:LEVER TYPE,6,8,10M,TB368
STP_009 - Lot7 | Data Enrichment | NGB |  | 2023-11-09 |  |  | 1143538 | 1143538 | 1421843 | AU_QM_000268105 |  | ERSA | M | 5915 | 1421843GZPCLNT100 | EA |  | BENDER;BAR,120 DEG,1 X 2 IN | BENDER;BAR,120 DEG,1 X 2 IN | BENDER;TYPE:BAR,BENDING ANGLE:120 DEG,SIZE:1 X 2 IN,MNFR:01)PARTS,PTNO:01)B044 |  | BENDER;BAR,120 DEG,1 X 2 INBENDER;BAR,120DEG,1 X 2IN,B044
STP_009 - Lot7 | Data Enrichment | MKV |  | 2023-11-09 |  |  | 1207688 | 1207688 |  |  |  | ERSA | M | 4090 | 1089911MRM | BAG |  | BEVERAGE BASE:FRUIT PUNCH;ELECTROLYTE RE | BEVERAGE BASE:FRUIT PUNCH;ELECTROLYTE RE | BEVERAGE BASE:FRUIT PUNCH;ELECTROLYTE REPLACEMENT,DRINK;SINGLE SERVE;CONSENTRATE SUGAR FREE POWDER;(BAG = 50 SACHETS)
STP_009 - Lot7 | Data Enrichment | MKV |  | 2023-11-09 |  |  | 1203976 | 1203976 |  |  |  | ERSA | M | 4090 | 988512MRM | BOX |  | BEVERAGE BASE:GASTROLYTE SACHET;ORANGE F | BEVERAGE BASE:GASTROLYTE SACHET;ORANGE F | BEVERAGE BASE:GASTROLYTE SACHET;ORANGE FLAVOUR;10 SACHETS PER BOX;
STP_009 - Lot7 | Data Enrichment | MKV |  | 2023-11-09 |  |  | 1203972 | 1203972 |  |  |  | ERSA | M | 4090 | 988506MRM | BOX |  | BEVERAGE BASE:URAL SACHETS;SUGAR FREE,EF | BEVERAGE BASE:URAL SACHETS;SUGAR FREE,EF | BEVERAGE BASE:URAL SACHETS;SUGAR FREE,EFFERVESCENTGRANULES;28 X 4GM SACHETS PER BOX;
STP_009 - Lot7 | Data Enrichment | NGB |  | 2023-11-09 |  |  | 1073817 | 1073817 |  |  |  | ERSA | M | 3730 | 1092926GZPCLNT100 | EA | 3000003 | BEZEL;CAT,2286054 | BISEL;CAT,2286054 | BEZEL;MNFR:CATERPILLAR,PTNO:2286054 | BISEL;MNFR:CATERPILLAR,PTNO:2286054 |  | CATERPILLAR | 2286054
STP_009 - Lot7 | Data Enrichment | NGB |  | 2023-11-09 |  |  | 1024215 | 1024215 | 1389852 | AU_QM_000231412 |  | ERSA | M | 1600 | 1389852GZPCLNT100 | EA | 3000003 | BEZEL;CAT,6T6329 | BEZEL;CAT,6T6329 | BEZEL;MNFR:CATERPILLAR,PTNO:6T6329 |  | BEZEL;CAT,6T6329BEZEL;HAS,6T6329 | CATERPILLAR | 6T6329
STP_009 - Lot7 | Data Enrichment | NGB |  | 2023-11-09 |  |  | 1024301 | 1024301 | 1386373 | AU_QM_000227315 |  | ERSA | M | 1600 | 1386373GZPCLNT100 | EA | 3000012 | BEZEL;TOY,5884360010 | BEZEL;TOY,5884360010 | BEZEL;MNFR:TOYOTA,PTNO:5884360010 |  | BEZEL;TOY,5884360010BEZEL;BEL,5884360010 | TOYOTA | 5884360010
STP_009 - Lot7 | Data Enrichment | NGB |  | 2023-11-09 |  |  | 1024318 | 1024318 | 1385490 | AU_QM_000226270 |  | ERSA | M | 1600 | 1385490GZPCLNT100 | EA | 3000012 | BEZEL;TOY,692776001003 | BEZEL;TOY,692776001003 | BEZEL;MNFR:TOYOTA,PTNO:692776001003 |  | BEZEL;TOY,692776001003BEZEL;BEL,692776001003 | TOYOTA | 692776001003
STP_009 - Lot7 | Data Enrichment | NGB |  | 2023-11-09 |  |  | 1024312 | 1024312 | 1385996 | AU_QM_000226866 |  | ERSA | M | 1600 | 1385996GZPCLNT100 | EA | 3000012 | BEZEL;TOY,692776001006 | BEZEL;TOY,692776001006 | BEZEL;MNFR:TOYOTA,PTNO:692776001006 |  | BEZEL;TOY,692776001006BEZEL;BEL,692776001006 | TOYOTA | 692776001006
STP_009 - Lot7 | Data Enrichment | NGB |  | 2023-11-09 |  |  | 1024143 | 1024143 | 1392582 | AU_QM_000235869 |  | ERSA | M | 1600 | 1392582GZPCLNT100 | EA | 3000012 | BEZEL;TOY,6927760040B0 | BEZEL;TOY,6927760040B0 | BEZEL;MNFR:TOYOTA,PTNO:6927760040B0 |  | OEM-E-LISTBEZEL;TOY,6927760040B0 | TOYOTA | 6927760040B0
STP_009 - Lot7 | Data Enrichment | NGB |  | 2023-11-09 |  |  | 1024319 | 1024319 | 1385485 | AU_QM_000226264 |  | ERSA | M | 1600 | 1385485GZPCLNT100 | EA | 3000012 | BEZEL;TOY,692786001003 | BEZEL;TOY,692786001003 | BEZEL;MNFR:TOYOTA,PTNO:692786001003 |  | BEZEL;TOY,692786001003BEZEL;BEL,692786001003 | TOYOTA | 692786001003
STP_009 - Lot7 | Data Enrichment | NGB |  | 2023-11-09 |  |  | 1024286 | 1024286 | 1386908 | AU_QM_000227948 |  | ERSA | M | 1600 | 1386908GZPCLNT100 | EA | 3000012 | BEZEL;TOY,692786001006 | BEZEL;TOY,692786001006 | BEZEL;MNFR:TOYOTA,PTNO:692786001006 |  | BEZEL;TOY,692786001006BEZEL;BEL,692786001006 | TOYOTA | 692786001006
STP_009 - Lot7 | Data Enrichment | CIR |  | 2023-11-09 |  |  | 1137641 | 1137641 | 1425840 | AU_QM_000359869 |  | ERSA | M | 5620 | 1425840GZPCLNT100 | EA |  | BHI BRAKE FRICTION DISCS; | BHI BRAKE FRICTION DISCS; | ROTOR,DISK BRAKE: BHI BRAKE FRICTION DISCS; BRAKE UNIT 63144H 736-06 SIZE 32 SER NO DB 7252J7; 1612/07/52 AUTO HOIST / HOIST BRAKE. |  | ROTOR,DISK BRAKE: BHI BRAKE FRICTION DISCS;
STP_009 - Lot7 | Data Enrichment | NGB |  | 2023-11-09 |  |  | 1217613 | 1217613 |  |  |  | ERSA | M | 2700 | 870444MRM | EA |  | BINDER,LOOSE-LEAF:A3; 3 D 38MM OBLONG BL | BINDER,LOOSE-LEAF:A3; 3 D 38MM OBLONG BL | BINDER,LOOSE-LEAF:A3; 3 D 38MM OBLONG BLACK BANTEX;
STP_009 - Lot7 | Data Enrichment | NGB |  | 2023-11-09 |  |  | 1216659 | 1216659 |  |  |  | ERSA | M | 2700 | 543629MRM | EA |  | BINDER,LOOSE-LEAF:A4;25MM CAP;2 D-RING;P | BINDER,LOOSE-LEAF:A4;25MM CAP;2 D-RING;P | BINDER,LOOSE-LEAF:A4;25MM CAP;2 D-RING;PVC;BLACK;
STP_009 - Lot7 | Data Enrichment | NGB |  | 2023-11-09 |  |  | 1216661 | 1216661 |  |  |  | ERSA | M | 2700 | 543660MRM | EA |  | BINDER,LOOSE-LEAF:A4;25MM CAP;3 D-RING;P | BINDER,LOOSE-LEAF:A4;25MM CAP;3 D-RING;P | BINDER,LOOSE-LEAF:A4;25MM CAP;3 D-RING;PVC;BLACK;
STP_009 - Lot7 | Data Enrichment | NGB |  | 2023-11-09 |  |  | 1217478 | 1217478 |  |  |  | ERSA | M | 2700 | 237404MRM | EA |  | BINDER,LOOSE-LEAF:DISPLAY BOOK;A4;REFILL | BINDER,LOOSE-LEAF:DISPLAY BOOK;A4;REFILL | BINDER,LOOSE-LEAF:DISPLAY BOOK;A4;REFILLABLE;MAROON;POLYPROPYLENE COVER;
STP_009 - Lot7 | Data Enrichment | NGB |  | 2023-11-09 |  |  | 1111560 | 1111560 | 1406282 | AU_QM_000251234 |  | ERSA | M | 5915 | 1406282GZPCLNT100 | EA |  | BINDER,RNG;A3 BLUE | BINDER,RNG;A3 BLUE | BINDER,RNG;MNFR: ,PTNO:A3 BLUE |  | BINDER,RNG;A3 BLUEBINDER,RNG;A3 BLUE
STP_009 - Lot7 | Data Enrichment | NGB |  | 2023-11-09 |  |  | 1134305 | 1134305 | 1414748 | AU_QM_000260359 |  | ERSA | M | 5915 | 1414748GZPCLNT100 | EA |  | BINDER,RNG;A3, PORTRAIT,4 D,WD 38MM,BLK | BINDER,RNG;A3, PORTRAIT,4 D,WD 38MM,BLK | BINDER,RNG;MNFR: ,PTNO:A3, PORTRAIT,4 D,WD 38MM,BLK |  | BINDER,RNG;A3, PORTRAIT,4 D,WD 38MM,BLKBINDER,RNG;A3, PORTRAIT,4 D,WD 38MM,BLK
STP_009 - Lot7 | Data Enrichment | NGB |  | 2023-11-09 |  |  | 1147527 | 1147527 |  |  |  | ERSA | M | 4090 | 1525165GZPCLNT100 | EA |  | BINDER;LOAD,13MM,RATCH,WLDB-130-R-GH-AS | BINDER;LOAD,13MM,RATCH,WLDB-130-R-GH-AS | BINDER;ADDITIONAL FEATURES:LOAD,13MM,RATCH,WLDB-130-R-GH-AS
STP_009 - Lot7 | Data Enrichment | BHJ |  | 2023-11-09 |  |  | 1217578 | 1217578 |  |  |  | ERSA | M | 3700 | 256974MRM | EA |  | BLADDER,ACCUMULATOR,HYD:10L CAPACITY;LAR | BLADDER,ACCUMULATOR,HYD:10L CAPACITY;LAR | BLADDER,ACCUMULATOR,HYD:10L CAPACITY;LAROX PRESSURE FILTER
STP_009 - Lot7 | Data Enrichment | BHJ |  | 2023-11-09 |  |  | 1207577 | 1207577 |  |  |  | ERSA | M | 5920 | 337251MRM | EA |  | BLADDER,ACCUMULATOR,HYD:CHRISTIE EXP K50 | BLADDER,ACCUMULATOR,HYD:CHRISTIE EXP K50 | BLADDER,ACCUMULATOR,HYD:CHRISTIE EXP K50
STP_009 - Lot7 | Data Enrichment | BHJ |  | 2023-11-09 |  |  | 1101008 | 1101008 | 1390242 | AU_QM_000231854 |  | ERSA | M | 1500 | 1390242GZPCLNT100 | EA | 3000003 | BLADDER;CAT,1296262 | BLADDER;CAT,1296262 | BLADDER;MNFR:CATERPILLAR,PTNO:1296262 |  | BLADDER;CAT,1296262BLADDER;HAS,1296262 | CATERPILLAR | 1296262
STP_009 - Lot7 | Data Enrichment | scv |  | 2023-11-09 |  |  | 1138845 | 1138845 | 1466000 | AU_QM_007124312 |  | ERSA | M | 1825 | 1466000GZPCLNT100 | EA |  | BLADE ROLLER;RECLAIMER SCRAPER | BLADE ROLLER;RECLAIMER SCRAPER | SEAL,ENCASED: BLADE ROLLER;RECLAIMER SCRAPER KRUPP RECLAIMER SCRAPER BLADES |  | SEAL,ENCASED: BLADE ROLLER;RECLAIMER SCRAPER
STP_009 - Lot7 | Data Enrichment | CIR |  | 2023-11-09 |  |  | 1105222 | 1105222 |  |  |  | ERSA | M | 4005 | 1492817GZPCLNT100 | EA |  | BLOWER CORDLESS 18V COMPACT MB18BBL SKIN | BLOWER CORDLESS 18V COMPACT MB18BBL SKIN
STP_009 - Lot7 | Data Enrichment | CIR |  | 2023-11-09 |  |  | 1141867 | 1141867 | 1418396 | AU_QM_000264343 |  | ERSA | M | 5915 | 1418396GZPCLNT100 | EA |  | BLOWER,AIR;1392 M3/HR,230 VAC,0.19 KW | BLOWER,AIR;1392 M3/HR,230 VAC,0.19 KW | BLOWER,AIR;FLOW CAPACITY:1392 M3/HR,ELECTRICAL RATING:230 VAC,POWER RATING:0.19 KW,OVERALL SIZE:200 MM,ADDITIONAL FEATURES EN: PRICI |  | BLOWER,AIR;1392 M3/HR,230 VAC,0.19 KWBLOWER,AIR;1392M3/HR,230V,0.19KW,200MM
STP_009 - Lot7 | Data Enrichment | CIR |  | 2023-11-09 |  |  | 1103336 | 1103336 |  |  |  | ERSA | M | 4005 | 1570925GZPCLNT100 | EA |  | BLOWER,AIR;FAN,KARCHER,61100230 | SOPLADOR AIRE; | BLOWER,AIR;ADDITIONAL FEATURES EN:FAN,KARCHER,61100230 | SOPLADOR AIRE;
STP_009 - Lot7 | Data Enrichment | CIR |  | 2023-11-09 |  |  | 1215628 | 1215628 |  |  |  | ERSA | M | 5920 | 138665MRM | EA |  | BLOWER,ROTARY:SINGLE 3 SPEED BLOWER; | BLOWER,ROTARY:SINGLE 3 SPEED BLOWER; | BLOWER,ROTARY:SINGLE 3 SPEED BLOWER;
STP_009 - Lot7 | Data Enrichment | CIR |  | 2023-11-09 |  |  | 1095171 | 1095171 | 1385873 | AU_QM_000226728 |  | ERSA | M | 5920 | 1385873GZPCLNT100 | EA | 3000003 | BLOWER;CAT,3589911 | BLOWER;CAT,3589911 | BLOWER;MNFR:CATERPILLAR,PTNO:3589911 |  | BLOWER;CAT,3589911BLOWER;HAS,3589911 | CATERPILLAR | 3589911
STP_009 - Lot7 | Data Enrichment | CIR |  | 2023-11-09 |  |  | 1028601 | 1028601 | 1371313 | AU_QM_000195672 |  | ERSA | M | 5915 | 1371313GZPCLNT100 | EA | 3000284 | BLOWER;GLE,401016010009 | BLOWER;GLE,401016010009 | BLOWER;MNFR:GLENCORE,PTNO:401016010009 |  | BLOWER;GLE,401016010009NON-DRIVEEND;GLE,401016010009 | GLENCORE | 401016010009
STP_009 - Lot7 | Data Enrichment | CIR |  | 2023-11-09 |  |  | 1095026 | 1095026 | 1390086 | AU_QM_000231674 |  | ERSA | M | 5920 | 1390086GZPCLNT100 | EA | 3000006 | BLOWER;KOM,TQ3112457SLLP | BLOWER;KOM,TQ3112457SLLP | BLOWER;MNFR:KOMATSU MINING SYSTEMS INC.,PTNO:TQ3112457SLLP |  | BLOWER;KOM,TQ3112457SLLPBLOWER;KOM,TQ3112457SLLP | KOMATSU MINING SYSTEMS INC. | TQ3112457SLLP
STP_009 - Lot7 | Data Enrichment | CIR |  | 2023-11-09 |  |  | 1094929 | 1094929 | 1392677 | AU_QM_000235981 |  | ERSA | M | 5920 | 1392677GZPCLNT100 | EA | 3000011 | BLOWER;TER,PP1714000 | BLOWER;TER,PP1714000 | BLOWER;MNFR:TEREX,PTNO:PP1714000 |  | OEM-E-LISTBLOWER;TER,PP1714000 | TEREX | PP1714000
STP_009 - Lot7 | Data Enrichment | CIR |  | 2023-11-09 |  |  | 1094928 | 1094928 | 1392678 | AU_QM_000235982 |  | ERSA | M | 5920 | 1392678GZPCLNT100 | EA | 3000012 | BLOWER;TOY,8710360230 | BLOWER;TOY,8710360230 | BLOWER;MNFR:TOYOTA,PTNO:8710360230 |  | OEM-E-LISTBLOWER;TOY,8710360230 | TOYOTA | 8710360230
STP_009 - Lot7 | Data Enrichment | CIR |  | 2023-11-09 |  |  | 1095267 | 1095267 | 1383315 | AU_QM_000223668 |  | ERSA | M | 5920 | 1383315GZPCLNT100 | EA | 3000012 | BLOWER;TOY,871300K042 | BLOWER;TOY,871300K042 | BLOWER;MNFR:TOYOTA,PTNO:871300K042 |  | BLOWER;TOY,871300K042BLOWER;BEL,871300K042 | TOYOTA | 871300K042
STP_009 - Lot7 | Data Enrichment | CIR |  | 2023-11-09 |  |  | 1095252 | 1095252 | 1383642 | AU_QM_000224068 |  | ERSA | M | 5920 | 1383642GZPCLNT100 | EA | 3000012 | BLOWER;TOY,871300K102 | BLOWER;TOY,871300K102 | BLOWER;MNFR:TOYOTA,PTNO:871300K102 |  | BLOWER;TOY,871300K102BLOWER;BEL,871300K102 | TOYOTA | 871300K102
STP_009 - Lot7 | Data Enrichment | MKV |  | 2023-11-09 |  |  | 1097940 | 1097940 | 1391479 | AU_QM_000233344 |  | ERSA | M | 1540 | 1391479GZPCLNT100 | EA | 3000438 | BOLT;NRMT,100031685 | PERNO; | PERNO;MNFR:NORMET,PTNO:100031685 | PERNO;,MNFR:NORMET,PTNO:100031685 | BOLT;NRMT,100031685BOLT;NOR,100031685 | NORMET | 100031685
STP_009 - Lot7 | Data Enrichment | MKV |  | 2023-11-09 |  |  | 1097764 | 1097764 | 1392986 | AU_QM_000236341 |  | ERSA | M | 1540 | 1392986GZPCLNT100 | EA | 3000438 | BOLT;NRMT,100034640 | PERNO; | PERNO;MNFR:NORMET,PTNO:100034640 | PERNO;,MNFR:NORMET,PTNO:100034640 | OEM-E-LISTBOLT;NOR,100034640 | NORMET | 100034640
STP_009 - Lot7 | Data Enrichment | MKV |  | 2023-11-09 |  |  | 1098056 | 1098056 | 1389805 | AU_QM_000231364 |  | ERSA | M | 1540 | 1389805GZPCLNT100 | EA | 3000438 | BOLT;NRMT,45911769 | PERNO; | PERNO;MNFR:NORMET,PTNO:45911769 | PERNO;,MNFR:NORMET,PTNO:45911769 | BOLT;NRMT,45911769BOLT;NOR,45911769 | NORMET | 45911769
STP_009 - Lot7 | Data Enrichment | MKV |  | 2023-11-09 |  |  | 1098163 | 1098163 | 1385348 | AU_QM_000226111 |  | ERSA | M | 1540 | 1385348GZPCLNT100 | EA | 3000438 | BOLT;NRMT,52091220 | PERNO; | PERNO;MNFR:NORMET,PTNO:52091220 | PERNO;,MNFR:NORMET,PTNO:52091220 | BOLT;NRMT,52091220BOLT;NOR,52091220 | NORMET | 52091220
STP_009 - Lot7 | Data Enrichment | MKV |  | 2023-11-09 |  |  | 1098167 | 1098167 | 1385174 | AU_QM_000225907 |  | ERSA | M | 1540 | 1385174GZPCLNT100 | EA | 3000438 | BOLT;NRMT,57977076 | PERNO; | PERNO;MNFR:NORMET,PTNO:57977076 | PERNO;,MNFR:NORMET,PTNO:57977076 | BOLT;NRMT,57977076BOLT;NOR,57977076 | NORMET | 57977076
STP_009 - Lot7 | Data Enrichment | MKV |  | 2023-11-09 |  |  | 1097110 | 1097110 | 1386110 | AU_QM_000227000 |  | ERSA | M | 1540 | 1386110GZPCLNT100 | EA | 3000438 | BOLT;NRMT,57983736 | PERNO; | PERNO;MNFR:NORMET,PTNO:57983736 | PERNO;,MNFR:NORMET,PTNO:57983736 | BOLT;NRMT,57983736BOLT;NOR,57983736 | NORMET | 57983736
STP_009 - Lot7 | Data Enrichment | scv |  | 2023-11-09 |  |  | 1137726 | 1137726 | 1465607 | AU_QM_007123686 |  | ERSA | M | 5620 | 1465607GZPCLNT100 | EA |  | BONFIGLIOLI 307L2 GEARBOX; | BONFIGLIOLI 307L2 GEARBOX; | HOUSING,MECH DRIVE: BONFIGLIOLI 307L2 GEARBOX; |  | HOUSING,MECH DRIVE: BONFIGLIOLI 307L2 GEARBOX;
STP_009 - Lot7 | Data Enrichment | scv |  | 2023-11-09 |  |  | 1137746 | 1137746 | 1465227 | AU_QM_007123079 |  | ERSA | M | 5620 | 1465227GZPCLNT100 | EA |  | BONFIGLIOLI 307R4-344-PC-EOAG-W2 GEARBOX | BONFIGLIOLI 307R4-344-PC-EOAG-W2 GEARBOX | HOUSING,MECH DRIVE: BONFIGLIOLI 307R4-344-PC-EOAG-W2 GEARBOX ANODE WHEEL DRIVE UNIT |  | HOUSING,MECH DRIVE: BONFIGLIOLI 307R4-344-PC-EOAG-W2 GEARBOX
STP_009 - Lot7 | Data Enrichment | scv |  | 2023-11-09 |  |  | 1137747 | 1137747 | 1465203 | AU_QM_007123050 |  | ERSA | M | 5620 | 1465203GZPCLNT100 | EA |  | BONFIGLIOLI OUTPUT END HOUSING; | BONFIGLIOLI OUTPUT END HOUSING; | HOUSING,MECH DRIVE: BONFIGLIOLI OUTPUT END HOUSING; BONFIGLIOLI 307R4-344-PC-EOAG-W2; ANODE WHEEL DRIVE UNIT |  | HOUSING,MECH DRIVE: BONFIGLIOLI OUTPUT END HOUSING;
STP_009 - Lot7 | Data Enrichment | NGB |  | 2023-11-09 |  |  | 1218351 | 1218351 |  |  |  | ERSA | M | 2920 | 270608MRM | EA |  | BOOSTER,DEMOLITION CHARGE:JUMPSTARTER;22 | BOOSTER,DEMOLITION CHARGE:JUMPSTARTER;22 | BOOSTER,DEMOLITION CHARGE:JUMPSTARTER;2200A;12-24V;PROJECTA
STP_009 - Lot7 | Data Enrichment | NGB |  | 2023-11-09 |  |  | 1020090 | 1020090 | 1393033 | AU_QM_000236390 |  | ERSA | M | 5955 | 1393033GZPCLNT100 | EA | 3000000 | BOOSTER;ATL,ASX0646 | BOOSTER;ATL,ASX0646 | BOOSTER;MNFR:ATLAS COPCO,PTNO:ASX0646 |  | OEM-E-LISTBOOSTER;ATL,ASX0646 | ATLAS COPCO | ASX0646
STP_009 - Lot7 | Data Enrichment | NGB |  | 2023-11-09 |  |  | 1020760 | 1020760 | 1374923 | AU_QM_000205595 |  | ERSA | M | 5955 | 1374923GZPCLNT100 | EA | 3000006 | BOOSTER;KOM,3FD 38 21171 | BOOSTER;KOM,3FD 38 21171 | BOOSTER;MNFR:KOMATSU MINING SYSTEMS INC.,PTNO:3FD 38 21171 |  | BOOSTER;KOM,3FD 38 21171BOOSTER;KOM,3FD 38 21171 | KOMATSU MINING SYSTEMS INC. | 3FD 38 21171
STP_009 - Lot7 | Data Enrichment | CIR |  | 2023-11-09 |  |  | 1204915 | 1204915 |  |  |  | ERSA | M | 5380 | 51409MRM | DR |  | BORIC ACID:GRANULAR AR BORIC ACID;UNIVAR | BORIC ACID:GRANULAR AR BORIC ACID;UNIVAR | BORIC ACID:GRANULAR AR BORIC ACID;UNIVAR GRADE;25KG DRUM;
STP_009 - Lot7 | Data Enrichment | NGB |  | 2023-11-09 |  |  | 1212535 | 1212535 |  |  |  | ERSA | M | 5955 | 775799MRM | EA |  | BRAKE BOOSTER:HZJ75 BRAKE POWER BOOSTER; | BRAKE BOOSTER:HZJ75 BRAKE POWER BOOSTER; | BRAKE BOOSTER:HZJ75 BRAKE POWER BOOSTER;
STP_009 - Lot7 | Data Enrichment | CIR |  | 2023-11-09 |  |  | 1111744 | 1111744 | 1425847 | AU_QM_000359919 |  | ERSA | M | 5620 | 1425847GZPCLNT100 | EA |  | BRAKE DISC; PT NO. 13A-5451 | BRAKE DISC; PT NO. 13A-5451 | ROTOR,DISK BRAKE: BRAKE DISC; PT NO. 13A-5451 |  | ROTOR,DISK BRAKE: BRAKE DISC; PT NO. 13A-5451
STP_009 - Lot7 | Data Enrichment | CIR |  | 2023-11-09 |  |  | 1111741 | 1111741 | 1425852 | AU_QM_000359950 |  | ERSA | M | 5620 | 1425852GZPCLNT100 | EA |  | BRAKE DISC;PT NO 560-240-44 | BRAKE DISC;PT NO 560-240-44 | ROTOR,DISK BRAKE: BRAKE DISC;PT NO 560-240-44 |  | ROTOR,DISK BRAKE: BRAKE DISC;PT NO 560-240-44
STP_009 - Lot7 | Data Enrichment | CIR |  | 2023-11-09 |  |  | 1111737 | 1111737 | 1425859 | AU_QM_000360008 |  | ERSA | M | 5620 | 1425859GZPCLNT100 | EA |  | BRAKE DISC;PT NO 602-810-44 | BRAKE DISC;PT NO 602-810-44 | ROTOR,DISK BRAKE: BRAKE DISC;PT NO 602-810-44 |  | ROTOR,DISK BRAKE: BRAKE DISC;PT NO 602-810-44
STP_009 - Lot7 | Data Enrichment | NGB |  | 2023-11-09 |  |  | 1064670 | 1064670 | 1358543 | AU_QM_000153610 |  | ERSA | M | 5915 | 1358543GZPCLNT100 | EA |  | BRAKE PAD;SIBS 4 BRAKE PAD | BRAKE PAD;SIBS 4 BRAKE PAD | DISC BRAKE PAD: BRAKE PAD;SIBS 4 BRAKE PAD |  | DISC BRAKE PAD: BRAKE PAD;SIBS 4 BRAKE PAD
STP_009 - Lot7 | Data Enrichment | RYM |  | 2023-11-09 |  |  | 1107785 | 1107785 | 1458259 | AU_QM_001520016 |  | ERSA | M | 5620 | 1458259GZPCLNT100 | EA |  | BRAKE;PNEUMATIC;DOUBLE ACTING; | BRAKE;PNEUMATIC;DOUBLE ACTING; | CYLINDER ASSEMBLY,LINEAR: BRAKE;PNEUMATIC;DOUBLE ACTING; WILLIAMS/PBR BRAKE ASSY |  | CYLINDER ASSEMBLY,LINEAR: BRAKE;PNEUMATIC;DOUBLE ACTING;
STP_009 - Lot7 | Data Enrichment | NGB |  | 2023-11-09 |  |  | 1207802 | 1207802 |  |  |  | ERSA | M | 5920 | 338726MRM | EA |  | BREATHER:10 MIC;3/8" M.BSP;POS PRESSURE | BREATHER:10 MIC;3/8" M.BSP;POS PRESSURE | BREATHER:10 MIC;3/8" M.BSP;POS PRESSURE TYPE;NON METAL BODY
STP_009 - Lot7 | Data Enrichment | NGB |  | 2023-11-09 |  |  | 1207800 | 1207800 |  |  |  | ERSA | M | 5920 | 338711MRM | EA |  | BREATHER:10 MICRON;1/2"M.BSP;0.2 BAR PRE | BREATHER:10 MICRON;1/2"M.BSP;0.2 BAR PRE | BREATHER:10 MICRON;1/2"M.BSP;0.2 BAR PRESSURE;FOAM ELEMENT;
STP_009 - Lot7 | Data Enrichment | NGB |  | 2023-11-09 |  |  | 1207801 | 1207801 |  |  |  | ERSA | M | 5700 | 338716MRM | EA |  | BREATHER:10 MICRON;3/4"M.BSP;0.2 BAR PRE | BREATHER:10 MICRON;3/4"M.BSP;0.2 BAR PRE | BREATHER:10 MICRON;3/4"M.BSP;0.2 BAR PRESSURE;FOAM ELEMENT;
STP_009 - Lot7 | Data Enrichment | NGB |  | 2023-11-09 |  |  | 1203887 | 1203887 |  |  |  | ERSA | M | 5915 | 148008MRM | EA |  | BREATHER:BREATHER | BREATHER:BREATHER | BREATHER:BREATHER
STP_009 - Lot7 | Data Enrichment | NGB |  | 2023-11-09 |  |  | 1206885 | 1206885 |  |  |  | ERSA | M | 5920 | 154017MRM | EA |  | BREATHER:BREATHER - AIR SPIN ON | BREATHER:BREATHER - AIR SPIN ON | BREATHER:BREATHER - AIR SPIN ON
STP_009 - Lot7 | Data Enrichment | NGB |  | 2023-11-09 |  |  | 1215675 | 1215675 |  |  |  | ERSA | M | 5915 | 1303999MRM | EA |  | BREATHER:BREATHER (HYDRAULIC TANK)WHERE | BREATHER:BREATHER (HYDRAULIC TANK)WHERE | BREATHER:BREATHER (HYDRAULIC TANK)WHERE USED 227-0431 TANK <(>&<)> FILTER GP-HYDCAT 349DL EX142
STP_009 - Lot7 | Data Enrichment | NGB |  | 2023-11-09 |  |  | 1212997 | 1212997 |  |  |  | ERSA | M | 5920 | 137563MRM | EA |  | BREATHER:BREATHER 3/8 MPT;DR460; | BREATHER:BREATHER 3/8 MPT;DR460; | BREATHER:BREATHER 3/8 MPT;DR460;
STP_009 - Lot7 | Data Enrichment | NGB |  | 2023-11-09 |  |  | 1203889 | 1203889 |  |  |  | ERSA | M | 5915 | 148010MRM | EA |  | BREATHER:BREATHER HYDRAULIC | BREATHER:BREATHER HYDRAULIC | BREATHER:BREATHER HYDRAULIC
STP_009 - Lot7 | Data Enrichment | NGB |  | 2023-11-09 |  |  | 1212237 | 1212237 |  |  |  | ERSA | M | 5920 | 167535MRM | EA |  | BREATHER:BREATHER:FILLER: SCREW-IN G1/2" | BREATHER:BREATHER:FILLER: SCREW-IN G1/2" | BREATHER:BREATHER:FILLER: SCREW-IN G1/2" PLASTIC- M10K BEARINGS
STP_009 - Lot7 | Data Enrichment | NGB |  | 2023-11-09 |  |  | 1215395 | 1215395 |  |  |  | ERSA | M | 5920 | 138494MRM | EA |  | BREATHER:BREATHER; | BREATHER:BREATHER; | BREATHER:BREATHER;
STP_009 - Lot7 | Data Enrichment | NGB |  | 2023-11-09 |  |  | 1213830 | 1213830 |  |  |  | ERSA | M | 5920 | 137806MRM | EA |  | BREATHER:BREATHER;DPI1500; | BREATHER:BREATHER;DPI1500; | BREATHER:BREATHER;DPI1500;
STP_009 - Lot7 | Data Enrichment | NGB |  | 2023-11-09 |  |  | 1206565 | 1206565 |  |  |  | ERSA | M | 5955 | 681761MRM | EA |  | BREATHER:CAT ENGINE CRANKCASE BREATHER;C | BREATHER:CAT ENGINE CRANKCASE BREATHER;C | BREATHER:CAT ENGINE CRANKCASE BREATHER;CAT/ELPHINSTONE MOBILE EQUIPMENT
STP_009 - Lot7 | Data Enrichment | NGB |  | 2023-11-09 |  |  | 1212212 | 1212212 |  |  |  | ERSA | M | 5955 | 775601MRM | EA |  | BREATHER:CLARK TRANSMISSION BREATHER;CLA | BREATHER:CLARK TRANSMISSION BREATHER;CLA | BREATHER:CLARK TRANSMISSION BREATHER;CLARK C270 TORQUE CONVERTER;CLARK 8000/28000 TRANSMISSIONS
STP_009 - Lot7 | Data Enrichment | NGB |  | 2023-11-09 |  |  | 1204897 | 1204897 |  |  |  | ERSA | M | 5820 | 150004MRM | EA |  | BREATHER:ELEMENT BREATHER DRYER SIZE 100 | BREATHER:ELEMENT BREATHER DRYER SIZE 100 | BREATHER:ELEMENT BREATHER DRYER SIZE 1000
STP_009 - Lot7 | Data Enrichment | NGB |  | 2023-11-09 |  |  | 1216504 | 1216504 |  |  |  | ERSA | M | 5900 | 144332MRM | EA |  | BREATHER:HYDRAULIC OIL TANK BREATHER; | BREATHER:HYDRAULIC OIL TANK BREATHER; | BREATHER:HYDRAULIC OIL TANK BREATHER;
STP_009 - Lot7 | Data Enrichment | NGB |  | 2023-11-09 |  |  | 1211686 | 1211686 |  |  |  | ERSA | M | 5920 | 136518MRM | EA |  | BREATHER:OIL BREATHER;AGITATOR;REGRIND P | BREATHER:OIL BREATHER;AGITATOR;REGRIND P | BREATHER:OIL BREATHER;AGITATOR;REGRIND PRODUCT CONDITIONER TANK AGITATOR;
STP_009 - Lot7 | Data Enrichment | NGB |  | 2023-11-09 |  |  | 1204571 | 1204571 |  |  |  | ERSA | M | 5955 | 999263MRM | EA |  | BREATHER:R1700/G ENGINE VALVE COVER;6I27 | BREATHER:R1700/G ENGINE VALVE COVER;6I27 | BREATHER:R1700/G ENGINE VALVE COVER;6I2756 VALVE COVER GROUP;ELPHINSTONE R1700 II <(>&<)> R1700G LOADERS
STP_009 - Lot7 | Data Enrichment | NGB |  | 2023-11-09 |  |  | 1213603 | 1213603 |  |  |  | ERSA | M | 5955 | 776756MRM | EA |  | BREATHER:TORO T450D OIL TANK BREATHER;HY | BREATHER:TORO T450D OIL TANK BREATHER;HY | BREATHER:TORO T450D OIL TANK BREATHER;HYDRAULIC OIL TANK ASSY;TAMROCK TORO T450D LOADER
STP_009 - Lot7 | Data Enrichment | NGB |  | 2023-11-09 |  |  | 1111653 | 1111653 | 1401217 | AU_QM_000245715 |  | ERSA | M | 5915 | 1401217GZPCLNT100 | EA |  | BREATHER;29110146 | BREATHER;29110146 | BREATHER;MNFR: ,PTNO:29110146 |  | BREATHER;29110146BREATHER;29110146
STP_009 - Lot7 | Data Enrichment | NGB |  | 2023-11-09 |  |  | 1077671 | 1077671 |  |  |  | ERSA | M | 5955 | 1192956GZPCLNT100 | EA | 3000002 | BREATHER;BEL,H216169,FUEL TK BACKHOES | BREATHER;BEL,H216169,FUEL TK BACKHOES | BREATHER;MNFR:BELL,PTNO:H216169,ADDITIONAL FEATURES EN:FUEL TANK BACKHOES |  |  | BELL | H216169
STP_009 - Lot7 | Data Enrichment | NGB |  | 2023-11-09 |  |  | 1094921 | 1094921 | 1393343 | AU_QM_000236733 |  | ERSA | M | 5920 | 1393343GZPCLNT100 | EA | 3000003 | BREATHER;CAT,164-0210 | BREATHER;CAT,164-0210 | BREATHER;MNFR:CATERPILLAR,PTNO:164-0210 |  | OEM-E-LISTBREATHER;CAT,164-0210 | CATERPILLAR | 164-0210
STP_009 - Lot7 | Data Enrichment | NGB |  | 2023-11-09 |  |  | 1095552 | 1095552 | 1373746 | AU_QM_000202591 |  | ERSA | M | 5920 | 1373746GZPCLNT100 | EA | 3000003 | BREATHER;CAT,2079729 | BREATHER;CAT,2079729 | BREATHER;MNFR:CATERPILLAR,PTNO:2079729 |  | BREATHER;CAT,2079729BREATHER;HAS,2079729 | CATERPILLAR | 2079729
STP_009 - Lot7 | Data Enrichment | NGB |  | 2023-11-09 |  |  | 1095537 | 1095537 | 1374241 | AU_QM_000203138 |  | ERSA | M | 5920 | 1374241GZPCLNT100 | EA | 3000003 | BREATHER;CAT,2107804 | BREATHER;CAT,2107804 | BREATHER;MNFR:CATERPILLAR,PTNO:2107804 |  | BREATHER;CAT,2107804BREATHER;CAT,2107804 | CATERPILLAR | 2107804
STP_009 - Lot7 | Data Enrichment | NGB |  | 2023-11-09 |  |  | 1094920 | 1094920 | 1393344 | AU_QM_000236734 |  | ERSA | M | 5920 | 1393344GZPCLNT100 | EA | 3000003 | BREATHER;CAT,250-4095 | BREATHER;CAT,250-4095 | BREATHER;MNFR:CATERPILLAR,PTNO:250-4095 |  | OEM-E-LISTBREATHER;CAT,250-4095 | CATERPILLAR | 250-4095
STP_009 - Lot7 | Data Enrichment | NGB |  | 2023-11-09 |  |  | 1095115 | 1095115 | 1387247 | AU_QM_000228358 |  | ERSA | M | 5920 | 1387247GZPCLNT100 | EA | 3000003 | BREATHER;CAT,2621044 | BREATHER;CAT,2621044 | BREATHER;MNFR:CATERPILLAR,PTNO:2621044 |  | BREATHER;CAT,2621044BREATHER;HAS,2621044 | CATERPILLAR | 2621044
STP_009 - Lot7 | Data Enrichment | NGB |  | 2023-11-09 |  |  | 1075943 | 1075943 |  |  |  | ERSA | M | 3730 | 1061930GZPCLNT100 | EA | 3000003 | BREATHER;CAT,9Y4357,ASSY | BOQUETE,CAT,9Y4357 | BREATHER;MNFR:CATERPILLAR,PTNO:9Y4357,ADDITIONAL FEATURES EN:ASSEMBLY | BOQUETE,MNFR:CATERPILLAR,PTNO:9Y4357 |  | CATERPILLAR | 9Y4357
STP_009 - Lot7 | Data Enrichment | NGB |  | 2023-11-09 |  |  | 1095357 | 1095357 | 1380441 | AU_QM_000219955 |  | ERSA | M | 5920 | 1380441GZPCLNT100 | EA | 3000001 | BREATHER;EPI,5541 1880 00 | BREATHER;EPI,5541 1880 00 | BREATHER;MNFR:EPIROC,PTNO:5541 1880 00 |  | BREATHER;EPI,5541 1880 00BREATHER;EPI,5541 1880 00 | EPIROC | 5541 1880 00
STP_009 - Lot7 | Data Enrichment | NGB |  | 2023-11-09 |  |  | 1095409 | 1095409 | 1378158 | AU_QM_000217445 |  | ERSA | M | 5920 | 1378158GZPCLNT100 | EA | 3000001 | BREATHER;EPI,9106 2173 77 | BREATHER;EPI,9106 2173 77 | BREATHER;MNFR:EPIROC,PTNO:9106 2173 77 |  | BREATHER;EPI,9106 2173 77BREATHER;EPI,9106 2173 77 | EPIROC | 9106 2173 77
STP_009 - Lot7 | Data Enrichment | NGB |  | 2023-11-09 |  |  | 1095274 | 1095274 | 1383007 | AU_QM_000223282 |  | ERSA | M | 5920 | 1383007GZPCLNT100 | EA | 3000006 | BREATHER;KOM,3EC 21 58560 | BREATHER;KOM,3EC 21 58560 | BREATHER;MNFR:KOMATSU MINING SYSTEMS INC.,PTNO:3EC 21 58560 |  | BREATHER;KOM,3EC 21 58560BREATHER;KOM,3EC 21 58560 | KOMATSU MINING SYSTEMS INC. | 3EC 21 58560
STP_009 - Lot7 | Data Enrichment | NGB |  | 2023-11-09 |  |  | 1095075 | 1095075 | 1388658 | AU_QM_000229999 |  | ERSA | M | 5920 | 1388658GZPCLNT100 | EA | 3000006 | BREATHER;KOM,419-60-15231 | BREATHER;KOM,419-60-15231 | BREATHER;MNFR:KOMATSU MINING SYSTEMS INC.,PTNO:419-60-15231 |  | BREATHER;KOM,419-60-15231BREATHER;KOM,419-60-15231 | KOMATSU MINING SYSTEMS INC. | 419-60-15231
STP_009 - Lot7 | Data Enrichment | NGB |  | 2023-11-09 |  |  | 1095272 | 1095272 | 1383064 | AU_QM_000223345 |  | ERSA | M | 5920 | 1383064GZPCLNT100 | EA | 3000006 | BREATHER;KOM,421-60-H5230 | BREATHER;KOM,421-60-H5230 | BREATHER;MNFR:KOMATSU MINING SYSTEMS INC.,PTNO:421-60-H5230 |  | BREATHER;KOM,421-60-H5230BREATHER;KOM,421-60-H5230 | KOMATSU MINING SYSTEMS INC. | 421-60-H5230
STP_009 - Lot7 | Data Enrichment | NGB |  | 2023-11-09 |  |  | 1095311 | 1095311 | 1381822 | AU_QM_000221818 |  | ERSA | M | 5920 | 1381822GZPCLNT100 | EA | 3000028 | BREATHER;MIT,ME302763 | BREATHER;MIT,ME302763 | BREATHER;MNFR:MITSUBISHI,PTNO:ME302763 |  | BREATHER;MIT,ME302763BREATHER;MIT,ME302763 | MITSUBISHI | ME302763
STP_009 - Lot7 | Data Enrichment | NGB |  | 2023-11-09 |  |  | 1080682 | 1080682 |  |  |  | ERSA | M | 5000 | 1612841GZPCLNT100 | EA | 3000010 | BREATHER;SAN,54892021 | BOQUETE;SAN,54892021 | BREATHER;MNFR:SANDVIK,PTNO:54892021 | BOQUETE;MNFR:SANDVIK,PTNO:54892021 |  | SANDVIK | 04699556
STP_009 - Lot7 | Data Enrichment | NGB |  | 2023-11-09 |  |  | 1008580 | 1008580 |  |  |  | ERSA | M | 5000 | 1613483GZPCLNT100 | EA | 3000010 | BREATHER;SAN,810498500 | BOQUETE;SAN,810498500 | BREATHER;MNFR:SANDVIK,PTNO:810498500 | BOQUETE;MNFR:SANDVIK,PTNO:810498500 |  | SANDVIK | 810498500
STP_009 - Lot7 | Data Enrichment | NGB |  | 2023-11-09 |  |  | 1082290 | 1082290 |  |  |  | ERSA | M | 5000 | 1612826GZPCLNT100 | EA | 3000010 | BREATHER;SAN,G23327-02,TRAMMER SERVICE | BOQUETE;SAN,G23327-02 | BREATHER;MNFR:SANDVIK,PTNO:G23327-02,ADDITIONAL FEATURES EN:TRAMMER SERVICE | BOQUETE;MNFR:SANDVIK,PTNO:G23327-02 |  | SANDVIK | G23327-02
STP_009 - Lot7 | Data Enrichment | NGB |  | 2023-11-09 |  |  | 1141550 | 1141550 | 1402067 | AU_QM_000246656 |  | ERSA | M | 5915 | 1402067GZPCLNT100 | EA |  | BREATHER;TUBE,SERIES NO: NOVA 3 | BREATHER;TUBE,SERIES NO: NOVA 3 | BREATHER;TYPE:TUBE,ADDITIONAL FEATURES EN:SERIES NO: NOVA 3,MNFR:01)PARTS,PTNO:01)0703-2021 |  | BREATHER;TUBE,SERIES NO: NOVA 3BREATHER;TUBE,SERIES NO: NOVA 3
STP_009 - Lot7 | Data Enrichment | MKV |  | 2023-11-09 |  |  | 1138755 | 1138755 | 1427061 | AU_QM_000429373 |  | ERSA | M | 1600 | 1427061GZPCLNT100 | EA |  | BRIDGE;1 PHASE;ENCAPSULATED; | BRIDGE;1 PHASE;ENCAPSULATED; | RECTIFIER,UNITIZED: BRIDGE;1 PHASE;ENCAPSULATED; MALLARD TYPE BYW46-800 NO 54384ZR (R.S.6.6A 800V NO 262-062) VACUUM CONTACTORS |  | RECTIFIER,UNITIZED: BRIDGE;1 PHASE;ENCAPSULATED;
STP_009 - Lot7 | Data Enrichment | MKV |  | 2023-11-09 |  |  | 1111722 | 1111722 | 1427065 | AU_QM_000429506 |  | ERSA | M | 1600 | 1427065GZPCLNT100 | EA |  | BRIDGE;RS COMPONENTS 264-894 | BRIDGE;RS COMPONENTS 264-894 | RECTIFIER,UNITIZED: BRIDGE;RS COMPONENTS 264-894 VACUUM CONTACTORS |  | RECTIFIER,UNITIZED: BRIDGE;RS COMPONENTS 264-894
STP_009 - Lot7 | Data Enrichment | MKV |  | 2023-11-09 |  |  | 1111721 | 1111721 | 1427067 | AU_QM_000429548 |  | ERSA | M | 1600 | 1427067GZPCLNT100 | EA |  | BRIDGE;VGB0494-MY7 BIN NO | BRIDGE;VGB0494-MY7 BIN NO | RECTIFIER,UNITIZED: BRIDGE;VGB0494-MY7 BIN NO 28613-7533 AUTO HOIST CIR REF X1 (THORN) |  | RECTIFIER,UNITIZED: BRIDGE;VGB0494-MY7BIN NO
STP_009 - Lot7 | Data Enrichment | CIR |  | 2023-11-09 |  |  | 1142701 | 1142701 | 1421969 | AU_QM_000268244 |  | ERSA | M | 5915 | 1421969GZPCLNT100 | EA |  | BUCKLE;9.53 MM,STAINLESS STEEL 201 | BUCKLE;9.53 MM,STAINLESS STEEL 201 | BUCKLE;SIZE:9.53 MM,MATERIAL:STAINLESS STEEL 201,MNFR:01)PARTS,PTNO:01)B0084-0463 |  | BUCKLE;9.53 MM,STAINLESS STEEL 201BUCKLE;9.53MM,STAINLESS STEEL 201
STP_009 - Lot7 | Data Enrichment | scv |  | 2023-11-09 |  |  | 1141204 | 1141204 | 1445326 | AU_QM_001009422 |  | ERSA | M | 1540 | 1445326GZPCLNT100 | EA |  | BUK WHEEL STUD;5/8"UNF X 2-1/8"LG; | BUK WHEEL STUD;5/8"UNF X 2-1/8"LG; | STUD,WHEEL: BUK WHEEL STUD;5/8"UNF X 2-1/8"LG; ATLAS COPCO BUK 11-R DRILL |  | STUD,WHEEL: BUK WHEEL STUD;5/8"UNF X 2-1/8"LG;
STP_009 - Lot7 | Data Enrichment | CIR |  | 2023-11-09 |  |  | 1074670 | 1074670 |  |  |  | ERSA | M | 3730 | 1102902GZPCLNT100 | EA | 3000003 | BUS BAR;CAT,3303356 | BARRA BUS;CAT,3303356 | BUS BAR;MNFR:CATERPILLAR,PTNO:3303356 | BARRA BUS;MNFR:CATERPILLAR,PTNO:3303356 |  | CATERPILLAR | 3303356
STP_009 - Lot7 | Data Enrichment | CIR |  | 2023-11-09 |  |  | 1106625 | 1106625 | 1422737 | AU_QM_000269097 |  | ERSA | M | 5915 | 1422737GZPCLNT100 | EA |  | BUS BAR;FORK,80 A | BUS BAR;FORK,80 A | BUS BAR;TYPE:FORK,CURRENT RATING:80 A,ADDITIONAL FEATURES EN:12 POLE, AS PER ITEM 15, LC 10 AND 13 UPGRADE,MNFR:01)PARTS,PTNO:01) HAGKDN380A |  | BUS BAR;FORK,80 ABUS BAR;FK,80A,12 POLE; AS PER ITEM 15
STP_009 - Lot7 | Data Enrichment | MKV |  | 2023-11-09 |  |  | 1065039 | 1065039 | 1456481 | AU_QM_001284801 |  | ERSA | M | 1600 | 1456481GZPCLNT100 | EA |  | BUSPLUG | BUSPLUG | PLUG: BUSPLUG GFM SURFACE CRUSHING PLANT |  | PLUG:BUSPLUG
STP_009 - Lot7 | Data Enrichment | NGB |  | 2023-11-09 |  |  | 1212563 | 1212563 |  |  |  | ERSA | M | 1600 | 776003MRM | EA |  | BUZZER:INTERMITTENT REVERSING 12V | BUZZER:INTERMITTENT REVERSING 12V | BUZZER:INTERMITTENT REVERSING 12V
STP_009 - Lot7 | Data Enrichment | NGB |  | 2023-11-09 |  |  | 1111333 | 1111333 | 1410952 | AU_QM_000256278 |  | ERSA | M | 5915 | 1410952GZPCLNT100 | EA |  | BUZZER;30324-00035 | BUZZER;30324-00035 | BUZZER;MNFR: ,PTNO:30324-00035 |  | BUZZER;30324-00035BUZZER;30324-00035
STP_009 - Lot7 | Data Enrichment | NGB |  | 2023-11-09 |  |  | 1025912 | 1025912 | 1374927 | AU_QM_000205599 |  | ERSA | M | 1610 | 1374927GZPCLNT100 | EA | 3000006 | BUZZER;KOM,3FD-55-21980 | BUZZER;KOM,3FD-55-21980 | BUZZER;MNFR:KOMATSU MINING SYSTEMS INC.,PTNO:3FD-55-21980 |  | BUZZER;KOM,3FD-55-21980BUZZER;KOM,3FD-55-21980 | KOMATSU MINING SYSTEMS INC. | 3FD-55-21980
STP_009 - Lot7 | Data Enrichment | CIR |  | 2023-11-09 |  |  | 1015199 | 1015199 | 1461554 | AU_QM_002707456 |  | ERSA | M | 2200 | 1461554GZPCLNT100 | EA |  | C/W GOVERNOR VALVE SEAT BUSH,NEI-PARSONS | C/W GOVERNOR VALVE SEAT BUSH,NEI-PARSONS | SEAT,VALVE: C/W GOVERNOR VALVE SEAT BUSH,NEI-PARSONS DWG.41A/U1812 MK.14 AND 1 SET (9 EACH) 3/4"DIA BSF SPECIAL RETAINING SCREWS NEI-PARSONS DWG TU189 MK.19 |  | SEAT,VALVE: C/W GOVERNOR VALVE SEAT BUSH,NEI-PARSONS
STP_009 - Lot7 | Data Enrichment | scv |  | 2023-11-09 |  |  | 1138437 | 1138437 | 1443644 | AU_QM_001001528 |  | ERSA | M | 1825 | 1443644GZPCLNT100 | EA |  | C/W O-RING SET | C/W O-RING SET | SEAL ASSEMBLY,SHAFT,MECHANICAL: C/W O-RING SET |  | SEAL ASSEMBLY,SHAFT,MECHANICAL: C/W O-RING SET
STP_009 - Lot7 | Data Enrichment | BHJ |  | 2023-11-09 |  |  | 1014945 | 1014945 | 1470585 | AU_QM_009146818 |  | ERSA | M | 5100 | 1470585GZPCLNT100 | EA |  | C/W SECONDARY RESISTANCE | C/W SECONDARY RESISTANCE | STARTER,MOTOR: C/W SECONDARY RESISTANCE |  | STARTER,MOTOR:C/W SECONDARY RESISTANCE
STP_009 - Lot7 | Data Enrichment | scv |  | 2023-11-09 |  |  | 1065934 | 1065934 | 1469682 | AU_QM_008702216 |  | ERSA | M | 5920 | 1469682GZPCLNT100 | EA |  | C/W SLEEVE | C/W SLEEVE | HOUSING ASSY; C/W SLEEVE COMPRISING: 1 X ITEM.15 VALVE SLEEVE . 1 X ITEM.23 HOUSING |  | HOUSING ASSY; C/W SLEEVE
STP_009 - Lot7 | Data Enrichment | MKV |  | 2023-11-09 |  |  | 1109281 | 1109281 | 1446723 | AU_QM_001044700 |  | ERSA | M | 3300 | 1446723GZPCLNT100 | EA |  | CALIPER CRADLE;REAR BRAKE ASSY; | CALIPER CRADLE;REAR BRAKE ASSY; | CRADLE: CALIPER CRADLE;REAR BRAKE ASSY; |  | CRADLE:CALIPER CRADLE;REAR BRAKE ASSY;
STP_009 - Lot7 | Data Enrichment | MKV |  | 2023-11-09 |  |  | 1136867 | 1136867 | 1460710 | AU_QM_002542196 |  | ERSA | M | 5100 | 1460710GZPCLNT100 | EA |  | CARBON | CARBON | RESISTOR,FIXED: CARBON 1 OHM 1W,5% TOLERANCE MAX |  | RESISTOR,FIXED: CARBON
STP_009 - Lot7 | Data Enrichment | MKV |  | 2023-11-09 |  |  | 1108754 | 1108754 | 1460712 | AU_QM_002542200 |  | ERSA | M | 5100 | 1460712GZPCLNT100 | EA |  | CARBON | CARBON | RESISTOR,FIXED: CARBON 1.5 OHM 1W,5% MAX TOLERANCE |  | RESISTOR,FIXED: CARBON
STP_009 - Lot7 | Data Enrichment | MKV |  | 2023-11-09 |  |  | 1064464 | 1064464 | 1460722 | AU_QM_002542220 |  | ERSA | M | 5100 | 1460722GZPCLNT100 | EA |  | CARBON | CARBON | RESISTOR,FIXED: CARBON 10 OHM 1W,5% MAX TOLERANCE |  | RESISTOR,FIXED: CARBON
STP_009 - Lot7 | Data Enrichment | MKV |  | 2023-11-09 |  |  | 1065596 | 1065596 | 1460734 | AU_QM_002542248 |  | ERSA | M | 5100 | 1460734GZPCLNT100 | EA |  | CARBON | CARBON | RESISTOR,FIXED: CARBON 150 OHM 1W,5% MAX TOLERANCE |  | RESISTOR,FIXED: CARBON
STP_009 - Lot7 | Data Enrichment | MKV |  | 2023-11-09 |  |  | 1064450 | 1064450 | 1460750 | AU_QM_002542298 |  | ERSA | M | 5100 | 1460750GZPCLNT100 | EA |  | CARBON | CARBON | RESISTOR,FIXED: CARBON 18K OHM 1W,5% MAX TOLERANCE |  | RESISTOR,FIXED: CARBON
STP_009 - Lot7 | Data Enrichment | MKV |  | 2023-11-09 |  |  | 1108753 | 1108753 | 1460714 | AU_QM_002542204 |  | ERSA | M | 5100 | 1460714GZPCLNT100 | EA |  | CARBON | CARBON | RESISTOR,FIXED: CARBON 2.2 OHM 1W,5% MAX TOLERANCE |  | RESISTOR,FIXED: CARBON
STP_009 - Lot7 | Data Enrichment | MKV |  | 2023-11-09 |  |  | 1065597 | 1065597 | 1460751 | AU_QM_002542300 |  | ERSA | M | 5100 | 1460751GZPCLNT100 | EA |  | CARBON | CARBON | RESISTOR,FIXED: CARBON 22K OHM 1W,5% MAX TOLERANCE |  | RESISTOR,FIXED: CARBON
STP_009 - Lot7 | Data Enrichment | MKV |  | 2023-11-09 |  |  | 1064469 | 1064469 | 1460752 | AU_QM_002542302 |  | ERSA | M | 5100 | 1460752GZPCLNT100 | EA |  | CARBON | CARBON | RESISTOR,FIXED: CARBON 27K OHM 1W,5% MAX TOLERANCE |  | RESISTOR,FIXED: CARBON
STP_009 - Lot7 | Data Enrichment | MKV |  | 2023-11-09 |  |  | 1136865 | 1136865 | 1460738 | AU_QM_002542260 |  | ERSA | M | 5100 | 1460738GZPCLNT100 | EA |  | CARBON | CARBON | RESISTOR,FIXED: CARBON 470 OHM 1W,5% MAX TOLERANCE |  | RESISTOR,FIXED: CARBON
STP_009 - Lot7 | Data Enrichment | MKV |  | 2023-11-09 |  |  | 1136862 | 1136862 | 1460753 | AU_QM_002542308 |  | ERSA | M | 5100 | 1460753GZPCLNT100 | EA |  | CARBON | CARBON | RESISTOR,FIXED: CARBON 47K OHM 1W,5% MAX TOLERANCE |  | RESISTOR,FIXED: CARBON
STP_009 - Lot7 | Data Enrichment | MKV |  | 2023-11-09 |  |  | 1108746 | 1108746 | 1460739 | AU_QM_002542262 |  | ERSA | M | 5100 | 1460739GZPCLNT100 | EA |  | CARBON | CARBON | RESISTOR,FIXED: CARBON 560 OHM 1W,5% MAX TOLERANCE |  | RESISTOR,FIXED: CARBON
STP_009 - Lot7 | Data Enrichment | MKV |  | 2023-11-09 |  |  | 1108741 | 1108741 | 1460746 | AU_QM_002542288 |  | ERSA | M | 5100 | 1460746GZPCLNT100 | EA |  | CARBON | CARBON | RESISTOR,FIXED: CARBON 6.8K OHM 1W,5% MAX TOLERANCE |  | RESISTOR,FIXED: CARBON
STP_009 - Lot7 | Data Enrichment | MKV |  | 2023-11-09 |  |  | 1064463 | 1064463 | 1460721 | AU_QM_002542218 |  | ERSA | M | 5100 | 1460721GZPCLNT100 | EA |  | CARBON | CARBON | RESISTOR,FIXED: CARBON 8.2 OHM 1W,5% MAX TOLERANCE |  | RESISTOR,FIXED: CARBON
STP_009 - Lot7 | Data Enrichment | MKV |  | 2023-11-09 |  |  | 1065595 | 1065595 | 1460731 | AU_QM_002542242 |  | ERSA | M | 5100 | 1460731GZPCLNT100 | EA |  | CARBON | CARBON | RESISTOR,FIXED: CARBON 82 OHM 1W,5% MAX TOLERANCE |  | RESISTOR,FIXED: CARBON
STP_009 - Lot7 | Data Enrichment | CIR |  | 2023-11-09 |  |  | 1111445 | 1111445 | 1409830 | AU_QM_000255062 |  | ERSA | M | 5915 | 1409830GZPCLNT100 | EA |  | CASING;30342M-00003 | CASING;30342M-00003 | CASING;MNFR: ,PTNO:30342M-00003 |  | CASING;30342M-00003CASING;30342M-00003
STP_009 - Lot7 | Data Enrichment | CIR |  | 2023-11-09 |  |  | 1110921 | 1110921 | 1420248 | AU_QM_000266376 |  | ERSA | M | 5915 | 1420248GZPCLNT100 | EA |  | CASING;A30474-00002 | CASING;A30474-00002 | CASING;MNFR: ,PTNO:A30474-00002 |  | CASING;A30474-00002CASING;A30474-00002
STP_009 - Lot7 | Data Enrichment | CIR |  | 2023-11-09 |  |  | 1101359 | 1101359 | 1379624 | AU_QM_000219061 |  | ERSA | M | 3000 | 1379624GZPCLNT100 | EA | 3000001 | CASING;EPI,5580 1012 74 | CASING;EPI,5580 1012 74 | CASING;MNFR:EPIROC,PTNO:5580 1012 74 |  | CASING;EPI,5580 1012 74CASING;EPI,5580 1012 74 | EPIROC | 5580 1012 74
STP_009 - Lot7 | Data Enrichment | CIR |  | 2023-11-09 |  |  | 1101399 | 1101399 | 1378090 | AU_QM_000217370 |  | ERSA | M | 3000 | 1378090GZPCLNT100 | EA | 3000001 | CASING;EPI,9106 1426 51 | CASING;EPI,9106 1426 51 | CASING;MNFR:EPIROC,PTNO:9106 1426 51 |  | CASING;EPI,9106 1426 51CASING;EPI,9106 1426 51 | EPIROC | 9106 1426 51
STP_009 - Lot7 | Data Enrichment | scv |  | 2023-11-09 |  |  | 1141981 | 1141981 | 1416825 | AU_QM_000262631 |  | ERSA | M | 5915 | 1416825GZPCLNT100 | EA |  | CASTER;PRECISION BEARING, FIXED WHEELS | CASTER;PRECISION BEARING, FIXED WHEELS | CASTER;TYPE:PRECISION BEARING, FIXED WHEELS,LOAD RATING:455 KG,WHEEL SIZE:DIA 200 X WD 43 MM,WHEEL MATERIAL:PU,PLATE MATERIAL: CAST |  | CASTER;PRECISION BEARING, FIXED WHEELSCASTER;PRECISION BEARING, FIXED WHEELS
STP_009 - Lot7 | Data Enrichment | scv |  | 2023-11-09 |  |  | 1142746 | 1142746 | 1420901 | AU_QM_000267087 |  | ERSA | M | 5915 | 1420901GZPCLNT100 | EA |  | CASTER;SWIVEL PLATE, PLAIN BEARING,55 KG | CASTER;SWIVEL PLATE, PLAIN BEARING,55 KG | CASTER;TYPE:SWIVEL PLATE, PLAIN BEARING,LOAD RATING:55 KG,OVERALL HEIGHT:64 MM,WHEEL SIZE:DIA 50 X WD 21 MM,PLATE MATERIAL:CAST IRON |  | CASTER;SWIVEL PLATE, PLAIN BEARING,55 KGCASTER;SWIVEL PLATE, PLAIN BEARING,55KG
STP_009 - Lot7 | Data Enrichment | scv |  | 2023-11-09 |  |  | 1142023 | 1142023 | 1415720 | AU_QM_000261418 |  | ERSA | M | 5915 | 1415720GZPCLNT100 | EA |  | CASTER;SWVL, MEDIUM HEAVY INDUSTRIAL | CASTER;SWVL, MEDIUM HEAVY INDUSTRIAL | CASTER;TYPE:SWIVEL, MEDIUM HEAVY INDUSTRIAL,LOAD RATING:410 KG,WHEEL SIZE:DIA 150 X WD 43 MM,WHEEL MATERIAL:URETHANE,PLATE MATERIAL: |  | CASTER;SWVL, MEDIUM HEAVY INDUSTRIALCASTER;SWIVEL, MEDIUM HEAVY INDUSTRIAL
STP_009 - Lot7 | Data Enrichment | PJR |  | 2023-11-09 |  |  | 1140547 | 1140547 | 1429824 | AU_QM_000628436 |  | ERSA | M | 4900 | 1429824GZPCLNT100 | EA |  | CAT 4N0965 CAMSHAFT;GEAR;86 TEETH | CAT 4N0965 CAMSHAFT;GEAR;86 TEETH | GEAR,HELICAL: CAT 4N0965 CAMSHAFT;GEAR;86 TEETH |  | GEAR,HELICAL: CAT 4N0965 CAMSHAFT;GEAR;86 TEETH
STP_009 - Lot7 | Data Enrichment | MKV |  | 2023-11-09 |  |  | 1137583 | 1137583 | 1429868 | AU_QM_000629806 |  | ERSA | M | 5620 | 1429868GZPCLNT100 | EA |  | CAT 4N2931 FLYWHEEL HSG;PIPE PLUG | CAT 4N2931 FLYWHEEL HSG;PIPE PLUG | PLUG,MACHINE THREAD: CAT 4N2931 FLYWHEEL HSG;PIPE PLUG |  | PLUG,MACHINE THREAD:CAT 4N2931 FLYWHEEL HSG;PIPE PLUG
STP_009 - Lot7 | Data Enrichment | scv |  | 2023-11-09 |  |  | 1138714 | 1138714 | 1429927 | AU_QM_000630891 |  | ERSA | M | 1540 | 1429927GZPCLNT100 | EA |  | CAT 4N6798 FRONT HOUSING COVER;STUD | CAT 4N6798 FRONT HOUSING COVER;STUD | STUD,PLAIN: CAT 4N6798 FRONT HOUSING COVER;STUD |  | STUD,PLAIN: CAT 4N6798 FRONT HOUSING COVER;STUD
STP_009 - Lot7 | Data Enrichment | MKV |  | 2023-11-09 |  |  | 1137582 | 1137582 | 1429871 | AU_QM_000629816 |  | ERSA | M | 5620 | 1429871GZPCLNT100 | EA |  | CAT 4N7657 WATER PUMP;PLUG | CAT 4N7657 WATER PUMP;PLUG | PLUG,MACHINE THREAD: CAT 4N7657 WATER PUMP;PLUG |  | PLUG,MACHINE THREAD:CAT 4N7657 WATER PUMP;PLUG
STP_009 - Lot7 | Data Enrichment | RYM |  | 2023-11-09 |  |  | 1138748 | 1138748 | 1427660 | AU_QM_000474833 |  | ERSA | M | 5915 | 1427660GZPCLNT100 | EA |  | CAT 776/777 REAR; | CAT 776/777 REAR; | CYLINDER ASSY,BRAKE,WHEEL: CAT 776/777 REAR; "REPAIRABLE ITEM" |  | CYLINDER ASSY,BRAKE,WHEEL:CAT 776/777 REAR;
STP_009 - Lot7 | Data Enrichment | MKV |  | 2023-11-09 |  |  | 1139691 | 1139691 | 1429823 | AU_QM_000628281 |  | ERSA | M | 5910 | 1429823GZPCLNT100 | EA |  | CAT 7E3266 AIR LINES PLUG | CAT 7E3266 AIR LINES PLUG | PLUG,PIPE: CAT 7E3266 AIR LINES PLUG |  | PLUG,PIPE:CAT 7E3266 AIR LINES PLUG
STP_009 - Lot7 | Data Enrichment | MKV |  | 2023-11-09 |  |  | 1139682 | 1139682 | 1429881 | AU_QM_000629921 |  | ERSA | M | 5910 | 1429881GZPCLNT100 | EA |  | CAT 9Y7150 AFTERCOOLER;PLUG | CAT 9Y7150 AFTERCOOLER;PLUG | PLUG,PIPE: CAT 9Y7150 AFTERCOOLER;PLUG |  | PLUG,PIPE:CAT 9Y7150 AFTERCOOLER;PLUG
STP_009 - Lot7 | Data Enrichment | scv |  | 2023-11-09 |  |  | 1138711 | 1138711 | 1429930 | AU_QM_000630931 |  | ERSA | M | 1540 | 1429930GZPCLNT100 | EA |  | CAT 9Y8502 GP CYL BLOCK;DOWEL | CAT 9Y8502 GP CYL BLOCK;DOWEL | STUD,PLAIN: CAT 9Y8502 GP CYL BLOCK;DOWEL |  | STUD,PLAIN: CAT 9Y8502 GP CYL BLOCK;DOWEL
STP_009 - Lot7 | Data Enrichment | PJR |  | 2023-11-09 |  |  | 1139633 | 1139633 | 1431758 | AU_QM_000758938 |  | ERSA | M | 5910 | 1431758GZPCLNT100 | EA |  | CAT ADAPTER;1-1/16"NF X 1-1/16" X 9/16" | CAT ADAPTER;1-1/16"NF X 1-1/16" X 9/16" | REDUCER,PIPE: CAT ADAPTER;1-1/16"NF X 1-1/16" X 9/16" NF INTERNAL X 1/2";1-1/4"HEX HEAD; |  | REDUCER,PIPE: CAT ADAPTER;1-1/16"NF X 1-1/16" X 9/16"
STP_009 - Lot7 | Data Enrichment | scv |  | 2023-11-09 |  |  | 1138804 | 1138804 | 1423673 | AU_QM_000280917 |  | ERSA | M | 1825 | 1423673GZPCLNT100 | EA |  | CAT BRAKE GRP; | CAT BRAKE GRP; | SEAL,ENCASED: CAT BRAKE GRP; CATERPILLAR EQUIPMENT SERVICE |  | SEAL,ENCASED: CAT BRAKE GRP;
STP_009 - Lot7 | Data Enrichment | MKV |  | 2023-11-09 |  |  | 1139604 | 1139604 | 1435530 | AU_QM_000785188 |  | ERSA | M | 5910 | 1435530GZPCLNT100 | EA |  | CAT EQUIPMENT SERVICE; | CAT EQUIPMENT SERVICE; | PLUG: CAT EQUIPMENT SERVICE; |  | PLUG:CAT EQUIPMENT SERVICE;
STP_009 - Lot7 | Data Enrichment | NGB |  | 2023-11-09 |  |  | 1137515 | 1137515 | 1435574 | AU_QM_000788562 |  | ERSA | M | 5620 | 1435574GZPCLNT100 | EA |  | CAT EQUIPMENT SERVICE; | CAT EQUIPMENT SERVICE; | RETAINER: CAT EQUIPMENT SERVICE; |  | RETAINER: CAT EQUIPMENT SERVICE;
STP_009 - Lot7 | Data Enrichment | scv |  | 2023-11-09 |  |  | 1036927 | 1036927 | 1436853 | AU_QM_000916593 |  | ERSA | M | 1825 | 1436853GZPCLNT100 | CM |  | CAT EQUIPMENT SERVICE; | CAT EQUIPMENT SERVICE; | SEAL,NONMETAL STRIP: CAT EQUIPMENT SERVICE; |  | SEAL,NONMETAL STRIP:CAT EQUIPMENT SERVICE;
STP_009 - Lot7 | Data Enrichment | scv |  | 2023-11-09 |  |  | 1138595 | 1138595 | 1437473 | AU_QM_000952074 |  | ERSA | M | 1825 | 1437473GZPCLNT100 | EA |  | CAT EQUIPMENT SERVICE; | CAT EQUIPMENT SERVICE; | SEAL: CAT EQUIPMENT SERVICE; |  | SEAL:CAT EQUIPMENT SERVICE;
STP_009 - Lot7 | Data Enrichment | scv |  | 2023-11-09 |  |  | 1138729 | 1138729 | 1429055 | AU_QM_000560862 |  | ERSA | M | 1825 | 1429055GZPCLNT100 | EA |  | CAT FUEL VALVE SEAL; | CAT FUEL VALVE SEAL; | SEAL,ENCASED: CAT FUEL VALVE SEAL; CATERPILLAR 16G GRADER |  | SEAL,ENCASED: CAT FUEL VALVE SEAL;
STP_009 - Lot7 | Data Enrichment | PJR |  | 2023-11-09 |  |  | 1139426 | 1139426 | 1442690 | AU_QM_000996781 |  | ERSA | M | 5910 | 1442690GZPCLNT100 | EA |  | CAT OIL LINES GRP; | CAT OIL LINES GRP; | REDUCER,PIPE: CAT OIL LINES GRP; |  | REDUCER,PIPE: CAT OIL LINES GRP;
STP_009 - Lot7 | Data Enrichment | scv |  | 2023-11-09 |  |  | 1138663 | 1138663 | 1434265 | AU_QM_000769182 |  | ERSA | M | 1825 | 1434265GZPCLNT100 | EA |  | CAT PIVOT SHAFT SEAL;TELESCOPING RECOIL; | CAT PIVOT SHAFT SEAL;TELESCOPING RECOIL; | SEAL,ENCASED: CAT PIVOT SHAFT SEAL;TELESCOPING RECOIL; FRAME GRP; CATERPILLAR D10,D11N AND D11R DOZERS |  | SEAL,ENCASED: CAT PIVOT SHAFT SEAL;TELESCOPING RECOIL;
STP_009 - Lot7 | Data Enrichment | CIR |  | 2023-11-09 |  |  | 1139435 | 1139435 | 1442657 | AU_QM_000996625 |  | ERSA | M | 4090 | 1442657GZPCLNT100 | EA |  | CAT PLATE;RELIEF VALVE GRP; | CAT PLATE;RELIEF VALVE GRP; | SEAT,COIL SPRING: CAT PLATE;RELIEF VALVE GRP; CATERPILLAR EQUIPMENT SERVICE |  | SEAT,COIL SPRING: CAT PLATE;RELIEF VALVE GRP;
STP_009 - Lot7 | Data Enrichment | PJR |  | 2023-11-09 |  |  | 1021125 | 1021125 | 1393596 | AU_QM_000237063 |  | ERSA | M | 5955 | 1393596GZPCLNT100 | EA | 3000003 | CATCH;CAT,177-2932 | CATCH;CAT,177-2932 | CATCH;MNFR:CATERPILLAR,PTNO:177-2932 |  | OEM-E-LISTCATCH;CAT,177-2932 | CATERPILLAR | 177-2932
STP_009 - Lot7 | Data Enrichment | PJR |  | 2023-11-09 |  |  | 1021124 | 1021124 | 1393598 | AU_QM_000237066 |  | ERSA | M | 5955 | 1393598GZPCLNT100 | EA | 3000003 | CATCH;CAT,227-4399 | CATCH;CAT,227-4399 | CATCH;MNFR:CATERPILLAR,PTNO:227-4399 |  | OEM-E-LISTCATCH;CAT,227-4399 | CATERPILLAR | 227-4399
STP_009 - Lot7 | Data Enrichment | PJR |  | 2023-11-09 |  |  | 1021123 | 1021123 | 1393599 | AU_QM_000237067 |  | ERSA | M | 5955 | 1393599GZPCLNT100 | EA | 3000003 | CATCH;CAT,5558138 | CATCH;CAT,5558138 | CATCH;MNFR:CATERPILLAR,PTNO:5558138 |  | OEM-E-LISTCATCH;CAT,5558138 | CATERPILLAR | 5558138
STP_009 - Lot7 | Data Enrichment | PJR |  | 2023-11-09 |  |  | 1021433 | 1021433 | 1383697 | AU_QM_000224133 |  | ERSA | M | 5955 | 1383697GZPCLNT100 | EA | 3000003 | CATCH;CAT,91A1200010 | CATCH;CAT,91A1200010 | CATCH;MNFR:CATERPILLAR,PTNO:91A1200010 |  | CATCH;CAT,91A1200010CATCH;HAS,91A1200010 | CATERPILLAR | 91A1200010
STP_009 - Lot7 | Data Enrichment | PJR |  | 2023-11-09 |  |  | 1054166 | 1054166 |  |  |  | ERSA | M | 2000 | 1463818GZPCLNT100 | EA |  | CATCH;DOG, PULLING, BALL | CATCH;DOG, PULLING, BALL | CATCH;TYPE:DOG, PULLING, BALL
STP_009 - Lot7 | Data Enrichment | PJR |  | 2023-11-09 |  |  | 1021614 | 1021614 | 1379194 | AU_QM_000218585 |  | ERSA | M | 5955 | 1379194GZPCLNT100 | EA | 3000001 | CATCH;EPI,3717 0022 90 | CATCH;EPI,3717 0022 90 | CATCH;MNFR:EPIROC,PTNO:3717 0022 90 |  | CATCH;EPI,3717 0022 90CATCH;EPI,3717 0022 90 | EPIROC | 3717 0022 90
STP_009 - Lot7 | Data Enrichment | PJR |  | 2023-11-09 |  |  | 1021796 | 1021796 | 1376251 | AU_QM_000215345 |  | ERSA | M | 5955 | 1376251GZPCLNT100 | EA | 3000001 | CATCH;EPI,3719 0095 87 | CATCH;EPI,3719 0095 87 | CATCH;MNFR:EPIROC,PTNO:3719 0095 87 |  | CATCH;EPI,3719 0095 87CATCH;EPI,3719 0095 87 | EPIROC | 3719 0095 87
STP_009 - Lot7 | Data Enrichment | PJR |  | 2023-11-09 |  |  | 1089311 | 1089311 | 1374751 | AU_QM_000205405 |  | ERSA | M | 5955 | 1374751GZPCLNT100 | EA | 3000006 | CATCH;KOM,3EB-05-48860 | CATCH;KOM,3EB-05-48860 | CATCH;MNFR:KOMATSU MINING SYSTEMS INC.,PTNO:3EB-05-48860 |  | CATCH;KOM,3EB-05-48860CATCH;KOM,3EB-05-48860 | KOMATSU MINING SYSTEMS INC. | 3EB-05-48860
STP_009 - Lot7 | Data Enrichment | CIR |  | 2023-11-09 |  |  | 1204871 | 1204871 |  |  |  | ERSA | M | 5820 | 149832MRM | EA |  | CELL SET,SPECTROPHOTOMETER:TURBIDITY PRI | CELL SET,SPECTROPHOTOMETER:TURBIDITY PRI | CELL SET,SPECTROPHOTOMETER:TURBIDITY PRIMARY STANDARD; POLYMER BEADS 37.4NTU;
STP_009 - Lot7 | Data Enrichment | CIR |  | 2023-11-09 |  |  | 1204872 | 1204872 |  |  |  | ERSA | M | 5820 | 149833MRM | EA |  | CELL SET,SPECTROPHOTOMETER:TURBIDITY STA | CELL SET,SPECTROPHOTOMETER:TURBIDITY STA | CELL SET,SPECTROPHOTOMETER:TURBIDITY STANDARD 250NTU; 500ML;POLYMER BEADS;
STP_009 - Lot7 | Data Enrichment | NGB |  | 2023-11-09 |  |  | 1208348 | 1208348 |  |  |  | ERSA | M | 5920 | 155230MRM | EA |  | CENTERING PIECE:CENTER HEAD; 26537 CENTE | CENTERING PIECE:CENTER HEAD; 26537 CENTE | CENTERING PIECE:CENTER HEAD; 26537 CENTERING HEAD FOR ARIDGED PIPE
STP_009 - Lot7 | Data Enrichment | NGB |  | 2023-11-09 |  |  | 1107891 | 1107891 | 1470628 | AU_QM_009150595 |  | ERSA | M | 5920 | 1470628GZPCLNT100 | EA |  | CENTRE;DEUTZ ENGINE; | CENTRE;DEUTZ ENGINE; | PIECE; CENTRE;DEUTZ ENGINE; |  | PIECE; CENTRE;DEUTZ ENGINE;
STP_009 - Lot7 | Data Enrichment | CIR |  | 2023-11-09 |  |  | 1208617 | 1208617 |  |  |  | ERSA | M | 5920 | 133345MRM | PAA |  | CHAIN ASSY SET:BALL MILL LINER TWIN HOOK | CHAIN ASSY SET:BALL MILL LINER TWIN HOOK | CHAIN ASSY SET:BALL MILL LINER TWIN HOOK SLING;GREEN 2500KG TWIN OR SINGLE;O-ZONE LINER LIFTINGTOOLS;RME;
STP_009 - Lot7 | Data Enrichment | CIR |  | 2023-11-09 |  |  | 1207214 | 1207214 |  |  |  | ERSA | M | 4010 | 154810MRM | EA |  | CHAIN ASSY SET:STRAP RATCHET; HEAVY DUTY | CHAIN ASSY SET:STRAP RATCHET; HEAVY DUTY | CHAIN ASSY SET:STRAP RATCHET; HEAVY DUTY LASHING ASSEMBLY 4M CHAIN WITH GRAB HOOK 5000KG; SPANSET
STP_009 - Lot7 | Data Enrichment | CIR |  | 2023-11-09 |  |  | 1215529 | 1215529 |  |  |  | ERSA | M | 5935 | 486381MRM | EA |  | CHAIN ASSY,SINGLE LEG:10MM X 1.6M;1 LEG | CHAIN ASSY,SINGLE LEG:10MM X 1.6M;1 LEG | CHAIN ASSY,SINGLE LEG:10MM X 1.6M;1 LEG CHAIN; WLL 3.20T; COMPRISES 1 OBLONG LINK C/W SINGLE LEGCHAIN<(>&<)> GRAB HOOK; ALLOY GDE 80;
STP_009 - Lot7 | Data Enrichment | CIR |  | 2023-11-09 |  |  | 1211434 | 1211434 |  |  |  | ERSA | M | 5935 | 165735MRM | EA |  | CHAIN ASSY,SINGLE LEG:BALL KIBBLE LIFT C | CHAIN ASSY,SINGLE LEG:BALL KIBBLE LIFT C | CHAIN ASSY,SINGLE LEG:BALL KIBBLE LIFT CHAIN; 16MM GR100 CHAINASSEMBLY 1 LEG STAR ALLOY
STP_009 - Lot7 | Data Enrichment | CIR |  | 2023-11-09 |  |  | 1215393 | 1215393 |  |  |  | ERSA | M | 5920 | 138303MRM | EA |  | CHAIN,CHAIN HOIST:CHAIN BLOCK 1T 6M HOL | CHAIN,CHAIN HOIST:CHAIN BLOCK 1T 6M HOL | CHAIN,CHAIN HOIST:CHAIN BLOCK 1T 6M HOL 5.5M HAND CHAIN
STP_009 - Lot7 | Data Enrichment | CIR |  | 2023-11-09 |  |  | 1142740 | 1142740 | 1421076 | AU_QM_000267269 |  | ERSA | M | 5915 | 1421076GZPCLNT100 | EA |  | CHAIN,PWR XMSN;LEAF,LG 50 M,STEEL ALLOY | CHAIN,PWR XMSN;LEAF,LG 50 M,STEEL ALLOY | CHAIN,POWER TRANSMISSION;STYLE:LEAF,LENGTH:50 M,MATERIAL:STEEL ALLOY,TENSILE STRENGTH:381.1 KN,MNFR:01)PARTS,PTNO:01)BL1246 |  | CHAIN,PWR XMSN;LEAF,LG 50 M,STEEL ALLOYCHAIN,PWR XMSN;LEAF,50M,STEEL ALLOY
STP_009 - Lot7 | Data Enrichment | CIR |  | 2023-11-09 |  |  | 1008488 | 1008488 |  |  |  | ERSA | M | 5000 | 1611933GZPCLNT100 | EA | 3000010 | CHAIN,PWR XMSN;SAN,86982199,ROLR | CADENA TRANSM ENERG;SAN,86982199 | CHAIN,POWER TRANSMISSION;MNFR:SANDVIK,PTNO:86982199,ADDITIONAL FEATURES EN:ROLLER | CADENA TRANSMISION ENERGIA;MNFR:SANDVIK,PTNO:86982199 |  | SANDVIK | 86982199
STP_009 - Lot7 | Data Enrichment | CIR |  | 2023-11-09 |  |  | 1203289 | 1203289 |  |  |  | ERSA | M | 5955 | 17913MRM | EA |  | CHAIN,ROLLER:WATER HOSE REEL DRIVE;191 L | CHAIN,ROLLER:WATER HOSE REEL DRIVE;191 L | CHAIN,ROLLER:WATER HOSE REEL DRIVE;191 LINKS;ISO 606-1982 3.032M 10B-1 191L SFS2392;H205D MINIMATIC JUMBO
STP_009 - Lot7 | Data Enrichment | CIR |  | 2023-11-09 |  |  | 1207819 | 1207819 |  |  |  | ERSA | M | 5920 | 339181MRM | M |  | CHAIN,WELDED:3MM SIZE;STEEL;GALV | CHAIN,WELDED:3MM SIZE;STEEL;GALV | CHAIN,WELDED:3MM SIZE;STEEL;GALV
STP_009 - Lot7 | Data Enrichment | CIR |  | 2023-11-09 |  |  | 1205495 | 1205495 |  |  |  | ERSA | M | 5935 | 78279MRM | M |  | CHAIN,WELDLESS:14G,STEEL,ZINC PLTD,TWIST | CHAIN,WELDLESS:14G,STEEL,ZINC PLTD,TWIST | CHAIN,WELDLESS:14G,STEEL,ZINC PLTD,TWISTED LINK NO.111COIL CHAINSTD PACK 30METRES
STP_009 - Lot7 | Data Enrichment | CIR |  | 2023-11-09 |  |  | 1205496 | 1205496 |  |  |  | ERSA | M | 5935 | 78287MRM | M |  | CHAIN,WELDLESS:JACK CHAIN 3.0MM SGL ZINC | CHAIN,WELDLESS:JACK CHAIN 3.0MM SGL ZINC | CHAIN,WELDLESS:JACK CHAIN 3.0MM SGL ZINC 30M
STP_009 - Lot7 | Data Enrichment | CIR |  | 2023-11-09 |  |  | 1207995 | 1207995 |  |  |  | ERSA | M | 5920 | 155129MRM | EA |  | CHAIN:CHAIN; CHAIN LOAD AND GRAB HOOK EA | CHAIN:CHAIN; CHAIN LOAD AND GRAB HOOK EA | CHAIN:CHAIN; CHAIN LOAD AND GRAB HOOK EA END 10MMX9M
STP_009 - Lot7 | Data Enrichment | CIR |  | 2023-11-09 |  |  | 1213002 | 1213002 |  |  |  | ERSA | M | 5920 | 137568MRM | EA |  | CHAIN:CHAIN;12IN PITCH X 36IN;DR460; | CHAIN:CHAIN;12IN PITCH X 36IN;DR460; | CHAIN:CHAIN;12IN PITCH X 36IN;DR460;
STP_009 - Lot7 | Data Enrichment | CIR |  | 2023-11-09 |  |  | 1111683 | 1111683 | 1400502 | AU_QM_000244927 |  | ERSA | M | 5915 | 1400502GZPCLNT100 | EA |  | CHAIN;20B80-01000 | CHAIN;20B80-01000 | CHAIN;MNFR: ,PTNO:20B80-01000 |  | CHAIN;20B80-01000CHAIN;20B80-01000
STP_009 - Lot7 | Data Enrichment | CIR |  | 2023-11-09 |  |  | 1111832 | 1111832 | 1423157 | AU_QM_000269562 |  | ERSA | M | 5915 | 1423157GZPCLNT100 | EA |  | CHAIN;20B84-07000 | CHAIN;20B84-07000 | CHAIN;MNFR: ,PTNO:20B84-07000 |  | CHAIN;20B84-07000CHAIN;20B84-07000
STP_009 - Lot7 | Data Enrichment | CIR |  | 2023-11-09 |  |  | 1110530 | 1110530 | 1411771 | AU_QM_000257165 |  | ERSA | M | 5915 | 1411771GZPCLNT100 | EA |  | CHAIN;35B80-01000 | CHAIN;35B80-01000 | CHAIN;MNFR: ,PTNO:35B80-01000 |  | CHAIN;35B80-01000CHAIN;35B80-01000
STP_009 - Lot7 | Data Enrichment | CIR |  | 2023-11-09 |  |  | 1110529 | 1110529 | 1411772 | AU_QM_000257166 |  | ERSA | M | 5915 | 1411772GZPCLNT100 | EA |  | CHAIN;35B84-01000 | CHAIN;35B84-01000 | CHAIN;MNFR: ,PTNO:35B84-01000 |  | CHAIN;35B84-01000CHAIN;35B84-01000
STP_009 - Lot7 | Data Enrichment | CIR |  | 2023-11-09 |  |  | 1110528 | 1110528 | 1411773 | AU_QM_000257167 |  | ERSA | M | 5915 | 1411773GZPCLNT100 | EA |  | CHAIN;35B84-07000 | CHAIN;35B84-07000 | CHAIN;MNFR: ,PTNO:35B84-07000 |  | CHAIN;35B84-07000CHAIN;35B84-07000
STP_009 - Lot7 | Data Enrichment | CIR |  | 2023-11-09 |  |  | 1086229 | 1086229 |  |  |  | ERSA | M | 5955 | 1578414GZPCLNT100 | M | 3000410 | CHAIN;ADLF,BL846MT,LFT | CADENA;ADLF,BL846MT | CHAIN;MNFR:ADAPT-A-LIFT,PTNO:BL846MT,ADDITIONAL FEATURES EN:LIFT | CADENA;MNFR:ADAPT-A-LIFT,PTNO:BL846MT |  | ADAPT-A-LIFT | BL846MT
STP_009 - Lot7 | Data Enrichment | CIR |  | 2023-11-09 |  |  | 1030586 | 1030586 | 1384757 | AU_QM_000225398 |  | ERSA | M | 4900 | 1384757GZPCLNT100 | EA | 3000003 | CHAIN;CAT,2978777 | CHAIN;CAT,2978777 | CHAIN;MNFR:CATERPILLAR,PTNO:2978777 |  | CHAIN;CAT,2978777CHAIN;HAS,2978777 | CATERPILLAR | 2978777
STP_009 - Lot7 | Data Enrichment | CIR |  | 2023-11-09 |  |  | 1025309 | 1025309 | 1387571 | AU_QM_000228735 |  | ERSA | M | 4900 | 1387571GZPCLNT100 | EA | 3000003 | CHAIN;CAT,4713081 | CHAIN;CAT,4713081 | CHAIN;MNFR:CATERPILLAR,PTNO:4713081 |  | CHAIN;CAT,4713081CHAIN;HAS,4713081 | CATERPILLAR | 4713081
STP_009 - Lot7 | Data Enrichment | CIR |  | 2023-11-09 |  |  | 1030294 | 1030294 | 1391123 | AU_QM_000232907 |  | ERSA | M | 4900 | 1391123GZPCLNT100 | EA | 3000003 | CHAIN;CAT,5628117 | CHAIN;CAT,5628117 | CHAIN;MNFR:CATERPILLAR,PTNO:5628117 |  | CHAIN;CAT,5628117CHAIN;HAS,5628117 | CATERPILLAR | 5628117
STP_009 - Lot7 | Data Enrichment | CIR |  | 2023-11-09 |  |  | 1146588 | 1146588 |  |  |  | ERSA | M | 1600 | 1523992GZPCLNT100 | EA |  | CHAIN;DRIVE,DB-200H,HOSHIZAKI,435797-01 | CHAIN;DRIVE,DB-200H,HOSHIZAKI,435797-01 | CHAIN;ADDITIONAL FEATURES:DRIVE,DB-200H,HOSHIZAKI,435797-01
STP_009 - Lot7 | Data Enrichment | CIR |  | 2023-11-09 |  |  | 1025823 | 1025823 | 1376343 | AU_QM_000215446 |  | ERSA | M | 4900 | 1376343GZPCLNT100 | EA | 3000001 | CHAIN;EPI,0369 1000 06 | CHAIN;EPI,0369 1000 06 | CHAIN;MNFR:EPIROC,PTNO:0369 1000 06 |  | CHAIN;EPI,0369 1000 06CHAIN;EPI,0369 1000 06 | EPIROC | 0369 1000 06
STP_009 - Lot7 | Data Enrichment | CIR |  | 2023-11-09 |  |  | 1025820 | 1025820 | 1376346 | AU_QM_000215449 |  | ERSA | M | 4900 | 1376346GZPCLNT100 | EA | 3000001 | CHAIN;EPI,0369 1000 14 | CHAIN;EPI,0369 1000 14 | CHAIN;MNFR:EPIROC,PTNO:0369 1000 14 |  | CHAIN;EPI,0369 1000 14CHAIN;EPI,0369 1000 14 | EPIROC | 0369 1000 14
STP_009 - Lot7 | Data Enrichment | CIR |  | 2023-11-09 |  |  | 1025131 | 1025131 | 1392101 | AU_QM_000234147 |  | ERSA | M | 4900 | 1392101GZPCLNT100 | EA | 3000001 | CHAIN;EPI,3161075200 | CHAIN;EPI,3161075200 | CHAIN;MNFR:EPIROC,PTNO:3161075200 |  | CHAIN;EPI,3161075200CHAIN;EPI,3161075200 | EPIROC | 3161075200
STP_009 - Lot7 | Data Enrichment | CIR |  | 2023-11-09 |  |  | 1025081 | 1025081 | 1393612 | AU_QM_000237083 |  | ERSA | M | 4900 | 1393612GZPCLNT100 | EA | 3000006 | CHAIN;KOM,BL823P | CHAIN;KOM,BL823P | CHAIN;MNFR:KOMATSU MINING SYSTEMS INC.,PTNO:BL823P |  | OEM-E-LISTCHAIN;KOM,BL823P | KOMATSU MINING SYSTEMS INC. | BL823P
STP_009 - Lot7 | Data Enrichment | CIR |  | 2023-11-09 |  |  | 1028123 | 1028123 | 1350738 | AU_QM_000134485 |  | ERSA | M | 4900 | 1350738GZPCLNT100 | EA | 3000030 | CHAIN;OUT,P210049-144-242 | CHAIN;OUT,P210049-144-242 | CHAIN;MNFR:OUTOTEC,PTNO:P210049-144-242 |  | CHAIN ASSY,ROLLER:CHAIN PPF144;CLOTH TENSIONING;LAROX PF14 | OUTOTEC | P210049-144-242
STP_009 - Lot7 | Data Enrichment | CIR |  | 2023-11-09 |  |  | 1155292 | 1155292 |  |  |  | ERSA | M | 4900 | 1509448GZPCLNT100 | EA |  | CHAIN;SAFETY CHAIN;SP & SPHD SER,SP-A-10 | CHAIN;SAFETY CHAIN;SP & SPHD SER,SP-A-10 | CHAIN;ADDITIONAL FEATURES:SAFETY CHAIN;SP & SPHD SER,SP-A-10
STP_009 - Lot7 | Data Enrichment | CIR |  | 2023-11-09 |  |  | 1002042 | 1002042 |  |  |  | ERSA | M | 5000 | 1590366GZPCLNT100 | EA | 3000010 | CHAIN;SAN,15806648 | CADENA;SAN,15806648 | CHAIN;MNFR:SANDVIK,PTNO:15806648 | CADENA;MNFR:SANDVIK,PTNO:15806648 |  | SANDVIK | 15806648
STP_009 - Lot7 | Data Enrichment | CIR |  | 2023-11-09 |  |  | 1028441 | 1028441 | 1371936 | AU_QM_000196364 |  | ERSA | M | 4900 | 1371936GZPCLNT100 | EA | 3000450 | CHAIN;TECH,0601102547259,TECH,0601102547 | CADENA;TECH,0601102547259, | CHAIN;MNFR:TECNICAS HIDRAULICAS,PTNO:0601102547259,ADDITIONAL FEATURES EN:TECH,0601102547259 | CADENA;MNFR:TECNICAS HIDRAULICAS,PTNO:0601102547259 | CHAIN;TECH,0601102547259,TECH,0601102547CHAIN;TEC,0601102547259 | TECNICAS HIDRAULICAS | 0601102547259
STP_009 - Lot7 | Data Enrichment | CIR |  | 2023-11-09 |  |  | 1028452 | 1028452 | 1371898 | AU_QM_000196322 |  | ERSA | M | 4900 | 1371898GZPCLNT100 | EA | 3000450 | CHAIN;TECH,0603402553879,TECH,0603402553 | CADENA;TECH,0603402553879, | CHAIN;MNFR:TECNICAS HIDRAULICAS,PTNO:0603402553879,ADDITIONAL FEATURES EN:TECH,0603402553879 | CADENA;MNFR:TECNICAS HIDRAULICAS,PTNO:0603402553879 | CHAIN;TECH,0603402553879,TECH,0603402553CHAIN;TEC,0603402553879 | TECNICAS HIDRAULICAS | 0603402553879
STP_009 - Lot7 | Data Enrichment | CIR |  | 2023-11-09 |  |  | 1025080 | 1025080 | 1393613 | AU_QM_000237087 |  | ERSA | M | 4900 | 1393613GZPCLNT100 | EA | 3000012 | CHAIN;TOY,1355975020 | CHAIN;TOY,1355975020 | CHAIN;MNFR:TOYOTA,PTNO:1355975020 |  | OEM-E-LISTCHAIN;TOY,1355975020 | TOYOTA | 1355975020
STP_009 - Lot7 | Data Enrichment | BHJ |  | 2023-11-09 |  |  | 1204316 | 1204316 |  |  |  | ERSA | M | 3700 | 41145MRM | EA |  | CHAMBER:CYCLONIC SPRAY CHAMBER;INDUCTIVE | CHAMBER:CYCLONIC SPRAY CHAMBER;INDUCTIVE | CHAMBER:CYCLONIC SPRAY CHAMBER;INDUCTIVELY COUPLED PLASMA TORCH;ANALYTICAL LABORATORY
STP_009 - Lot7 | Data Enrichment | BHJ |  | 2023-11-09 |  |  | 1204538 | 1204538 |  |  |  | ERSA | M | 5820 | 149402MRM | EA |  | CHAMBER:ISA CHARGER MIXING CHAMBER (200N | CHAMBER:ISA CHARGER MIXING CHAMBER (200N | CHAMBER:ISA CHARGER MIXING CHAMBER (200NB)
STP_009 - Lot7 | Data Enrichment | BHJ |  | 2023-11-09 |  |  | 1024414 | 1024414 | 1381643 | AU_QM_000221600 |  | ERSA | M | 4300 | 1381643GZPCLNT100 | EA | 3000024 | CHAMBER;ISU,IS-1482509140 | CHAMBER;ISU,IS-1482509140 | CHAMBER;MNFR:ISUZU,PTNO:IS-1482509140 |  | CHAMBER;ISU,IS-1482509140CHAMBER;ISU,IS-1482509140 | ISUZU | IS-1482509140
STP_009 - Lot7 | Data Enrichment | BHJ |  | 2023-11-09 |  |  | 1024413 | 1024413 | 1381644 | AU_QM_000221601 |  | ERSA | M | 4300 | 1381644GZPCLNT100 | EA | 3000024 | CHAMBER;ISU,IS-1482509150 | CHAMBER;ISU,IS-1482509150 | CHAMBER;MNFR:ISUZU,PTNO:IS-1482509150 |  | CHAMBER;ISU,IS-1482509150CHAMBER;ISU,IS-1482509150 | ISUZU | IS-1482509150
STP_009 - Lot7 | Data Enrichment | BHJ |  | 2023-11-09 |  |  | 1024085 | 1024085 | 1393615 | AU_QM_000237089 |  | ERSA | M | 4300 | 1393615GZPCLNT100 | EA | 3000035 | CHAMBER;WAR,RSL30556A05 | CHAMBER;WAR,RSL30556A05 | CHAMBER;MNFR:WARMAN,PTNO:RSL30556A05 |  | OEM-E-LISTCHAMBER;WEI,RSL30556A05 | WARMAN | RSL30556A05
STP_009 - Lot7 | Data Enrichment | BHJ |  | 2023-11-09 |  |  | 1212417 | 1212417 |  |  |  | ERSA | M | 5380 | 1253681MRM | BT |  | CHEMICAL AGENT:AMMONIUM THIOSULPHATE;99% | CHEMICAL AGENT:AMMONIUM THIOSULPHATE;99% | CHEMICAL AGENT:AMMONIUM THIOSULPHATE;99%;
STP_009 - Lot7 | Data Enrichment | BHJ |  | 2023-11-09 |  |  | 1206700 | 1206700 |  |  |  | ERSA | M | 5380 | 131892MRM | DR |  | CHEMICAL AGENT:MEMBRANE CLEANER;REVERSE | CHEMICAL AGENT:MEMBRANE CLEANER;REVERSE | CHEMICAL AGENT:MEMBRANE CLEANER;REVERSE OSMOSIS;;PERMACLEAN;
STP_009 - Lot7 | Data Enrichment | PJR |  | 2023-11-09 |  |  | 1142146 | 1142146 | 1412159 | AU_QM_000257590 |  | ERSA | M | 5915 | 1412159GZPCLNT100 | EA |  | CHOCK,WHL;MINING,URETHANE,YELLOW | CHOCK,WHL;MINING,URETHANE,YELLOW | CHOCK,WHEEL;TYPE:MINING,MATERIAL:URETHANE,COLOUR:YELLOW,CERTIFICATION/STANDARD:NFPA 1901, SAE-J348,MNFR:01)PARTS,PTNO:01) OZCC055YEL |  | CHOCK,WHL;MINING,URETHANE,YELLOWCHOCK,WHL;MINING,URETHANE,YELLOW
STP_009 - Lot7 | Data Enrichment | BHJ |  | 2023-11-09 |  |  | 1112522 | 1112522 | 1424563 | AU_QM_000337246 |  | ERSA | M | 5620 | 1424563GZPCLNT100 | EA |  | CHRISTIE 011 00A 00 341 ACCUMULATOR KIT | CHRISTIE 011 00A 00 341 ACCUMULATOR KIT | BLADDER,ACCUMULATOR,HYD: CHRISTIE 011 00A 00 341 ACCUMULATOR KIT |  | BLADDER,ACCUMULATOR,HYD:CHRISTIE 011 00A 00 341 ACCUMULATOR KIT
STP_009 - Lot7 | Data Enrichment | BHJ |  | 2023-11-09 |  |  | 1204254 | 1204254 |  |  |  | ERSA | M | 5920 | 990386MRM | EA |  | CHUCK,DRILL:CHUCK;BOAR ROCKDRILL MODEL M | CHUCK,DRILL:CHUCK;BOAR ROCKDRILL MODEL M | CHUCK,DRILL:CHUCK;BOAR ROCKDRILL MODEL MFD90 DI;
STP_009 - Lot7 | Data Enrichment | BHJ |  | 2023-11-09 |  |  | 1214188 | 1214188 |  |  |  | ERSA | M | 5920 | 137850MRM | EA |  | CHUCK,DRILL:CHUCK;DPI1500; | CHUCK,DRILL:CHUCK;DPI1500; | CHUCK,DRILL:CHUCK;DPI1500;
STP_009 - Lot7 | Data Enrichment | BHJ |  | 2023-11-09 |  |  | 1215200 | 1215200 |  |  |  | ERSA | M | 5955 | 777989MRM | EA |  | CHUCK,DRILL:HL500S DRIFTER CHUCK;CABOLT | CHUCK,DRILL:HL500S DRIFTER CHUCK;CABOLT | CHUCK,DRILL:HL500S DRIFTER CHUCK;CABOLT H520 CABLE BOLTERH205D POWER CLASS MINIMATIC JUMBO
STP_009 - Lot7 | Data Enrichment | BHJ |  | 2023-11-09 |  |  | 1111523 | 1111523 | 1407393 | AU_QM_000252434 |  | ERSA | M | 5915 | 1407393GZPCLNT100 | EA |  | CHUCK;64 242 321 | CHUCK;64 242 321 | CHUCK;MNFR: ,PTNO:64 242 321 |  | CHUCK;64 242 321CHUCK;64 242 321
STP_009 - Lot7 | Data Enrichment | BHJ |  | 2023-11-09 |  |  | 1021823 | 1021823 | 1375391 | AU_QM_000214398 |  | ERSA | M | 5955 | 1375391GZPCLNT100 | EA | 3000001 | CHUCK;EPI,3115 5708 80 | CHUCK;EPI,3115 5708 80 | CHUCK;MNFR:EPIROC,PTNO:3115 5708 80 |  | CHUCK;EPI,3115 5708 80CHUCK;EPI,3115 5708 80 | EPIROC | 3115 5708 80
STP_009 - Lot7 | Data Enrichment | BHJ |  | 2023-11-09 |  |  | 1186738 | 1186738 |  |  |  | ERSA | M | 5955 | 1551791GZPCLNT100 | EA | 3000001 | CHUCK;EPI,3715934787,JAW KIT NQ | CEPO;EPI,3715934787 | CHUCK;MNFR:EPIROC,PTNO:3715934787,ADDITIONAL FEATURES EN:JAW KIT NQ | CEPO;MNFR:EPIROC,PTNO:3715934787 |  | EPIROC | 3715934787
STP_009 - Lot7 | Data Enrichment | BHJ |  | 2023-11-09 |  |  | 1009216 | 1009216 |  |  |  | ERSA | M | 5000 | 1612955GZPCLNT100 | EA | 3000010 | CHUCK;SAN,15272368 | CEPO;SAN,15272368 | CHUCK;MNFR:SANDVIK,PTNO:15272368 | CEPO;MNFR:SANDVIK,PTNO:15272368 |  | SANDVIK | 15272368
STP_009 - Lot7 | Data Enrichment | NGB |  | 2023-11-09 |  |  | 1091676 | 1091676 | 1393706 | AU_QM_000237193 |  | ERSA | M | 5910 | 1393706GZPCLNT100 | EA | 3000438 | CLAMP;NRMT,100041467 | ABRAZADERA; | ABRAZADERA;MNFR:NORMET,PTNO:100041467 | ABRAZADERA;,MNFR:NORMET,PTNO:100041467 | OEM-E-LISTCLAMP;NOR,100041467 | NORMET | 100041467
STP_009 - Lot7 | Data Enrichment | NGB |  | 2023-11-09 |  |  | 1091675 | 1091675 | 1393707 | AU_QM_000237194 |  | ERSA | M | 5910 | 1393707GZPCLNT100 | EA | 3000438 | CLAMP;NRMT,100041468 | ABRAZADERA; | ABRAZADERA;MNFR:NORMET,PTNO:100041468 | ABRAZADERA;,MNFR:NORMET,PTNO:100041468 | OEM-E-LISTCLAMP;NOR,100041468 | NORMET | 100041468
STP_009 - Lot7 | Data Enrichment | NGB |  | 2023-11-09 |  |  | 1092032 | 1092032 | 1383291 | AU_QM_000223640 |  | ERSA | M | 5910 | 1383291GZPCLNT100 | EA | 3000438 | CLAMP;NRMT,54917679 | PINCE;NRMT,54917679 | ABRAZADERA;MNFR:NORMET,PTNO:54917679 | ABRAZADERA;,MNFR:NORMET,PTNO:54917679 | CLAMP;NRMT,54917679CLAMP;NOR,54917679 | NORMET | 54917679
STP_009 - Lot7 | Data Enrichment | NGB |  | 2023-11-09 |  |  | 1091672 | 1091672 | 1393710 | AU_QM_000237197 |  | ERSA | M | 5910 | 1393710GZPCLNT100 | EA | 3000438 | CLAMP;NRMT,5602079 | ABRAZADERA; | ABRAZADERA;MNFR:NORMET,PTNO:5602079 | ABRAZADERA;,MNFR:NORMET,PTNO:5602079 | OEM-E-LISTCLAMP;NOR,5602079 | NORMET | 5602079
STP_009 - Lot7 | Data Enrichment | NGB |  | 2023-11-09 |  |  | 1091671 | 1091671 | 1393711 | AU_QM_000237199 |  | ERSA | M | 5910 | 1393711GZPCLNT100 | EA | 3000438 | CLAMP;NRMT,56052079 | ABRAZADERA; | ABRAZADERA;MNFR:NORMET,PTNO:56052079 | ABRAZADERA;,MNFR:NORMET,PTNO:56052079 | OEM-E-LISTCLAMP;NOR,56052079 | NORMET | 56052079
STP_009 - Lot7 | Data Enrichment | scv |  | 2023-11-09 |  |  | 1138551 | 1138551 | 1438917 | AU_QM_000975987 |  | ERSA | M | 1825 | 1438917GZPCLNT100 | EA |  | CLUTCH CYLINDER SEAL;POLYURETHANE; | CLUTCH CYLINDER SEAL;POLYURETHANE; | SEAL,PLAIN: CLUTCH CYLINDER SEAL;POLYURETHANE; 200MM NB X 250MM OD;4MM THK PU; 25MM H EXTERNAL CUP FACE; X41 P49 WINDER CLUTCH ASSY |  | SEAL,PLAIN: CLUTCH CYLINDER SEAL;POLYURETHANE;
STP_009 - Lot7 | Data Enrichment | PJR |  | 2023-11-09 |  |  | 1062963 | 1062963 | 1440843 | AU_QM_000984978 |  | ERSA | M | 1825 | 1440843GZPCLNT100 | EA |  | CLYDE MORRIS 2JC11 PUMP S/NO.CM660132; | CLYDE MORRIS 2JC11 PUMP S/NO.CM660132; | PACKING,PREFORMED: CLYDE MORRIS 2JC11 PUMP S/NO.CM660132; FRONT COVER;3/16"RUBBER CORD TO MAKE O RING 11-9/16"ID: |  | PACKING,PREFORMED:CLYDE MORRIS 2JC11 PUMP S/NO.CM660132;
STP_009 - Lot7 | Data Enrichment | RYM |  | 2023-11-09 |  |  | 1067668 | 1067668 | 1463759 | AU_QM_005087044 |  | ERSA | M | 5620 | 1463759GZPCLNT100 | EA |  | CMM-2 AIR MOTOR CONTROL; | CMM-2 AIR MOTOR CONTROL; | CYLINDER ASSEMBLY,LINEAR: CMM-2 AIR MOTOR CONTROL; HYDRAULIC; |  | CYLINDER ASSEMBLY,LINEAR: CMM-2 AIR MOTOR CONTROL;
STP_009 - Lot7 | Data Enrichment | MKV |  | 2023-11-09 |  |  | 1211356 | 1211356 |  |  |  | ERSA | M | 5980 | 1215383MRM | EA |  | COLLECTOR:COLLECTOR PPFPLATE PACKLAROX P | COLLECTOR:COLLECTOR PPFPLATE PACKLAROX P | COLLECTOR:COLLECTOR PPFPLATE PACKLAROX PF144
STP_009 - Lot7 | Data Enrichment | MKV |  | 2023-11-09 |  |  | 1210021 | 1210021 |  |  |  | ERSA | M | 5980 | 134522MRM | EA |  | COLLECTOR:COLLECTOR;PLATE PACK;BOTTOM PL | COLLECTOR:COLLECTOR;PLATE PACK;BOTTOM PL | COLLECTOR:COLLECTOR;PLATE PACK;BOTTOM PLATE;LAROXPF144;
STP_009 - Lot7 | Data Enrichment | MKV |  | 2023-11-09 |  |  | 1210020 | 1210020 |  |  |  | ERSA | M | 5980 | 134521MRM | EA |  | COLLECTOR:COLLECTOR;PLATE PACK;TOP PLATE | COLLECTOR:COLLECTOR;PLATE PACK;TOP PLATE | COLLECTOR:COLLECTOR;PLATE PACK;TOP PLATE;LAROX PF144;
STP_009 - Lot7 | Data Enrichment | MKV |  | 2023-11-09 |  |  | 1110361 | 1110361 | 1412919 | AU_QM_000258407 |  | ERSA | M | 5915 | 1412919GZPCLNT100 | EA |  | COLLECTOR;BHE1362 | COLLECTOR;BHE1362 | COLLECTOR;MNFR: ,PTNO:BHE1362 |  | COLLECTOR;BHE1362COLLECTOR;BHE1362
STP_009 - Lot7 | Data Enrichment | MKV |  | 2023-11-09 |  |  | 1110360 | 1110360 | 1412920 | AU_QM_000258408 |  | ERSA | M | 5915 | 1412920GZPCLNT100 | EA |  | COLLECTOR;BWM1503 | COLLECTOR;BWM1503 | COLLECTOR;MNFR: ,PTNO:BWM1503 |  | COLLECTOR;BWM1503COLLECTOR;BWM1503
STP_009 - Lot7 | Data Enrichment | MKV |  | 2023-11-09 |  |  | 1110359 | 1110359 | 1412921 | AU_QM_000258409 |  | ERSA | M | 5915 | 1412921GZPCLNT100 | EA |  | COLLECTOR;BWM1509 | COLLECTOR;BWM1509 | COLLECTOR;MNFR: ,PTNO:BWM1509 |  | COLLECTOR;BWM1509COLLECTOR;BWM1509
STP_009 - Lot7 | Data Enrichment | MKV |  | 2023-11-09 |  |  | 1110662 | 1110662 | 1410443 | AU_QM_000255732 |  | ERSA | M | 5915 | 1410443GZPCLNT100 | EA |  | COLLECTOR;MOE0000185 | COLLECTOR;MOE0000185 | COLLECTOR;MNFR: ,PTNO:MOE0000185 |  | COLLECTOR;MOE0000185COLLECTOR;MOE0000185
STP_009 - Lot7 | Data Enrichment | PJR |  | 2023-11-09 |  |  | 1015170 | 1015170 | 1469931 | AU_QM_009009034 |  | ERSA | M | 4900 | 1469931GZPCLNT100 | EA |  | COMPRISING: TACHOMETER BEVEL GEAR NO.65 | COMPRISING: TACHOMETER BEVEL GEAR NO.65 | GEAR SET,BEVEL,MATCHED: COMPRISING: TACHOMETER BEVEL GEAR NO.65 . GOVERNOR SPINDLE GEAR NO.66 . OIL PUMP DRIVE GEAR NO.67 (TO GENERAL ARRANGEMENT DWG F-5628) |  | GEAR SET,BEVEL,MATCHED: COMPRISING: TACHOMETER BEVEL GEAR NO.65
STP_009 - Lot7 | Data Enrichment | CIR |  | 2023-11-09 |  |  | 1100620 | 1100620 | 1374216 | AU_QM_000203108 |  | ERSA | M | 5100 | 1374216GZPCLNT100 | EA | 3000003 | CONDITIONER;CAT,2844568 | CONDITIONER;CAT,2844568 | CONDITIONER;MNFR:CATERPILLAR,PTNO:2844568 |  | CONDITIONER;CAT,2844568CONDITIONER;CAT,2844568 | CATERPILLAR | 2844568
STP_009 - Lot7 | Data Enrichment | CIR |  | 2023-11-09 |  |  | 1100007 | 1100007 | 1389594 | AU_QM_000231119 |  | ERSA | M | 5100 | 1389594GZPCLNT100 | EA | 3000003 | CONDITIONER;CAT,3332741 | CONDITIONER;CAT,3332741 | CONDITIONER;MNFR:CATERPILLAR,PTNO:3332741 |  | CONDITIONER;CAT,3332741CONDITIONER;HAS,3332741 | CATERPILLAR | 3332741
STP_009 - Lot7 | Data Enrichment | CIR |  | 2023-11-09 |  |  | 1100337 | 1100337 | 1381845 | AU_QM_000221843 |  | ERSA | M | 5100 | 1381845GZPCLNT100 | EA | 3000028 | CONDITIONER;MIT,SRK50ZMA-S | CONDITIONER;MIT,SRK50ZMA-S | CONDITIONER;MNFR:MITSUBISHI,PTNO:SRK50ZMA-S |  | CONDITIONER;MIT,SRK50ZMA-SCONDITIONER;MIT,SRK50ZMA-S | MITSUBISHI | SRK50ZMA-S
STP_009 - Lot7 | Data Enrichment | CIR |  | 2023-11-09 |  |  | 1100340 | 1100340 | 1381842 | AU_QM_000221840 |  | ERSA | M | 5100 | 1381842GZPCLNT100 | EA | 3000028 | CONDITIONER;MIT,SRK63ZMA-S | CONDITIONER;MIT,SRK63ZMA-S | CONDITIONER;MNFR:MITSUBISHI,PTNO:SRK63ZMA-S |  | CONDITIONER;MIT,SRK63ZMA-SCONDITIONER;MIT,SRK63ZMA-S | MITSUBISHI | SRK63ZMA-S
STP_009 - Lot7 | Data Enrichment | CIR |  | 2023-11-09 |  |  | 1100339 | 1100339 | 1381843 | AU_QM_000221841 |  | ERSA | M | 5100 | 1381843GZPCLNT100 | EA | 3000028 | CONDITIONER;MIT,SRK71ZMA-S | CONDITIONER;MIT,SRK71ZMA-S | CONDITIONER;MNFR:MITSUBISHI,PTNO:SRK71ZMA-S |  | CONDITIONER;MIT,SRK71ZMA-SCONDITIONER;MIT,SRK71ZMA-S | MITSUBISHI | SRK71ZMA-S
STP_009 - Lot7 | Data Enrichment | CIR |  | 2023-11-09 |  |  | 1100336 | 1100336 | 1381846 | AU_QM_000221844 |  | ERSA | M | 5100 | 1381846GZPCLNT100 | EA | 3000028 | CONDITIONER;MIT,SRK80ZMA-S | CONDITIONER;MIT,SRK80ZMA-S | CONDITIONER;MNFR:MITSUBISHI,PTNO:SRK80ZMA-S |  | CONDITIONER;MIT,SRK80ZMA-SCONDITIONER;MIT,SRK80ZMA-S | MITSUBISHI | SRK80ZMA-S
STP_009 - Lot7 | Data Enrichment | CIR |  | 2023-11-09 |  |  | 1100338 | 1100338 | 1381844 | AU_QM_000221842 |  | ERSA | M | 5100 | 1381844GZPCLNT100 | EA | 3000028 | CONDITIONER;MIT,SRK92ZMA-S | CONDITIONER;MIT,SRK92ZMA-S | CONDITIONER;MNFR:MITSUBISHI,PTNO:SRK92ZMA-S |  | CONDITIONER;MIT,SRK92ZMA-SCONDITIONER;MIT,SRK92ZMA-S | MITSUBISHI | SRK92ZMA-S
STP_009 - Lot7 | Data Enrichment | CIR |  | 2023-11-09 |  |  | 1186034 | 1186034 |  |  |  | ERSA | M | 1600 | 1555373GZPCLNT100 | EA |  | CONDITIONER;PWR,60KVA,VOLTAGE: 255V | ACONDICIONADOR; | CONDITIONER;ADDITIONAL FEATURES EN:POWER,60KVA,INPUT PHASE AND WIRE,3 - 4 W+G,Y CONNECTION,VOLTAGE: 255V,FREQUENCY: 47HZ - 63 HZ, OUTPUT PHASE AND WIRE,3 - 4 W+G,Y CONNECTION,Voltage: 230V regulation: Â± 2%,Frequency: 47Hz - 63 Hz | ACONDICIONADOR;
STP_009 - Lot7 | Data Enrichment | CIR |  | 2023-11-09 |  |  | 1073313 | 1073313 |  |  | X | ERSA | M | 5000 | 1611973GZPCLNT100 | EA | 3000010 | CONDITIONER;SAN,G284247 | ACONDICIONADOR;SAN,G284247 | CONDITIONER;MNFR:SANDVIK,PTNO:G284247 | ACONDICIONADOR;MNFR:SANDVIK,PTNO:G284247 |  | SANDVIK
STP_009 - Lot7 | Data Enrichment | CIR |  | 2023-11-09 |  |  | 1030640 | 1030640 | 1383731 | AU_QM_000224177 |  | ERSA | M | 5100 | 1383731GZPCLNT100 | EA | 3000012 | CONDITIONER;TOY,559000K350 | CONDITIONER;TOY,559000K350 | CONDITIONER;MNFR:TOYOTA,PTNO:559000K350 |  | CONDITIONER;TOY,559000K350CONDITIONER;BEL,559000K350 | TOYOTA | 559000K350
STP_009 - Lot7 | Data Enrichment | CIR |  | 2023-11-09 |  |  | 1217010 | 1217010 |  |  |  | ERSA | M | 5955 | 791137MRM | EA |  | CONNECTING LINK,RIGID:TORO 1400 DOGBONE; | CONNECTING LINK,RIGID:TORO 1400 DOGBONE; | CONNECTING LINK,RIGID:TORO 1400 DOGBONE;"REPAIRABLE ITEM"TORO 1400 LOADER
STP_009 - Lot7 | Data Enrichment | CIR |  | 2023-11-09 |  |  | 1214379 | 1214379 |  |  |  | ERSA | M | 5955 | 777179MRM | EA |  | CONNECTING LINK,RIGID:TORO 450D REACTION | CONNECTING LINK,RIGID:TORO 450D REACTION | CONNECTING LINK,RIGID:TORO 450D REACTION ARM;CABIN MOUNTING GROUP;LH 24MM RH 20MMTAMROCK TORO T450D LOADER
STP_009 - Lot7 | Data Enrichment | CIR |  | 2023-11-09 |  |  | 1205141 | 1205141 |  |  |  | ERSA | M | 5955 | 1007625MRM | EA |  | CONNECTING LINK,RIGID:TORO 501DL CABIN R | CONNECTING LINK,RIGID:TORO 501DL CABIN R | CONNECTING LINK,RIGID:TORO 501DL CABIN REAR REACTION ROD;TAMROCK TORO 501DL LOADER
STP_009 - Lot7 | Data Enrichment | CIR |  | 2023-11-09 |  |  | 1214004 | 1214004 |  |  |  | ERSA | M | 5955 | 776990MRM | EA |  | CONNECTING LINK,RIGID:TORO CABIN END LIN | CONNECTING LINK,RIGID:TORO CABIN END LIN | CONNECTING LINK,RIGID:TORO CABIN END LINK;CABIN EQUIPMENT GROUP;TAMROCK TORO 0011 LOADER <(>&<)> 50D TRUCK
STP_009 - Lot7 | Data Enrichment | PJR |  | 2023-11-09 |  |  | 1063598 | 1063598 | 1436535 | AU_QM_000879080 |  | ERSA | M | 4900 | 1436535GZPCLNT100 | EA |  | CONTAINER SPREADER EXTENSION; | CONTAINER SPREADER EXTENSION; | GEAR,SPUR: CONTAINER SPREADER EXTENSION; DEER PARK PORTRAINER CRANE |  | GEAR,SPUR:CONTAINER SPREADER EXTENSION;
STP_009 - Lot7 | Data Enrichment | PJR |  | 2023-11-09 |  |  | 1063597 | 1063597 |  |  |  | ERSA | M | 4900 | 1436536GZPCLNT100 | EA |  | CONTAINER SPREADER EXTENSION; | CONTAINER SPREADER EXTENSION; | GEAR,SPUR: CONTAINER SPREADER EXTENSION; DEER PARK PORTRAINER CRANE
STP_009 - Lot7 | Data Enrichment | RYM |  | 2023-11-09 |  |  | 1062977 | 1062977 | 1440594 | AU_QM_000984210 |  | ERSA | M | 5620 | 1440594GZPCLNT100 | EA |  | CONTAINER SPREADER FLIPPER ARM ACTUATOR; | CONTAINER SPREADER FLIPPER ARM ACTUATOR; | CYLINDER ASSY,HYDRAULIC: CONTAINER SPREADER FLIPPER ARM ACTUATOR; 2"X 200 DEER PARK PORTAINER CRANE |  | CYLINDER ASSY,HYDRAULIC:CONTAINER SPREADER FLIPPER ARM ACTUATOR;
STP_009 - Lot7 | Data Enrichment | NGB |  | 2023-11-09 |  |  | 1062930 | 1062930 | 1428024 | AU_QM_000483750 |  | ERSA | M | 5620 | 1428024GZPCLNT100 | EA |  | CONTROL ASSEMBLY,PUSH-PULL: | CONTROL ASSEMBLY,PUSH-PULL: | CONTROL ASSEMBLY,PUSH-PULL: |  | CONTROL ASSEMBLY,PUSH-PULL:
STP_009 - Lot7 | Data Enrichment | NGB |  | 2023-11-09 |  |  | 1107484 | 1107484 |  |  |  | ERSA | M | 5620 | 1428596GZPCLNT100 | EA |  | CONTROL ASSEMBLY,PUSH-PULL: | CONTROL ASSEMBLY,PUSH-PULL: | CONTROL ASSEMBLY,PUSH-PULL:
STP_009 - Lot7 | Data Enrichment | NGB |  | 2023-11-09 |  |  | 1210600 | 1210600 |  |  |  | ERSA | M | 5955 | 774338MRM | EA |  | CONTROL ASSEMBLY,PUSH-PULL:H205D THROTTL | CONTROL ASSEMBLY,PUSH-PULL:H205D THROTTL | CONTROL ASSEMBLY,PUSH-PULL:H205D THROTTLE CABLE ASSY;CARRIER ASSY;H205D POWER CLASS MINIMATIC JUMBO
STP_009 - Lot7 | Data Enrichment | NGB |  | 2023-11-09 |  |  | 1204589 | 1204589 |  |  |  | ERSA | M | 5955 | 43760MRM | EA |  | CONTROL ASSEMBLY,PUSH-PULL:THROTTLE CABL | CONTROL ASSEMBLY,PUSH-PULL:THROTTLE CABL | CONTROL ASSEMBLY,PUSH-PULL:THROTTLE CABLE ASSY;CATERPILLAR 226B SKID STEER LOADER
STP_009 - Lot7 | Data Enrichment | CIR |  | 2023-11-09 |  |  | 1214721 | 1214721 |  |  |  | ERSA | M | 5920 | 1282375MRM | EA |  | CONTROL UNIT:CONTROL UNIT, METAL DETECTO | CONTROL UNIT:CONTROL UNIT, METAL DETECTO | CONTROL UNIT:CONTROL UNIT, METAL DETECTOR, ERIEZ
STP_009 - Lot7 | Data Enrichment | CIR |  | 2023-11-09 |  |  | 1208142 | 1208142 |  |  |  | ERSA | M | 1600 | 133131MRM | EA |  | CONTROL UNIT:CONTROLLER BASE UNIT;HPU CO | CONTROL UNIT:CONTROLLER BASE UNIT;HPU CO | CONTROL UNIT:CONTROLLER BASE UNIT;HPU CONTROL PANEL;100 SERIES ROCKBREAKER;MRM1400RB002;
STP_009 - Lot7 | Data Enrichment | CIR |  | 2023-11-09 |  |  | 1208143 | 1208143 |  |  |  | ERSA | M | 1600 | 133133MRM | EA |  | CONTROL UNIT:CONTROLLER EXPANSION 16IN;H | CONTROL UNIT:CONTROLLER EXPANSION 16IN;H | CONTROL UNIT:CONTROLLER EXPANSION 16IN;HPU CONTROL PANEL;100 SERIES ROCKBREAKER;MRM1400RB002;
STP_009 - Lot7 | Data Enrichment | CIR |  | 2023-11-09 |  |  | 1208144 | 1208144 |  |  |  | ERSA | M | 1600 | 133134MRM | EA |  | CONTROL UNIT:CONTROLLER EXPANSION 8OUT;H | CONTROL UNIT:CONTROLLER EXPANSION 8OUT;H | CONTROL UNIT:CONTROLLER EXPANSION 8OUT;HPU CONTROL PANEL;100 SERIES ROCKBREAKER;MRM1400RB002;
STP_009 - Lot7 | Data Enrichment | CIR |  | 2023-11-09 |  |  | 1209572 | 1209572 |  |  |  | ERSA | M | 1600 | 1157023MRM | EA |  | CONTROL UNIT:OMRON PLC ASC11 UNIT; | CONTROL UNIT:OMRON PLC ASC11 UNIT; | CONTROL UNIT:OMRON PLC ASC11 UNIT;
STP_009 - Lot7 | Data Enrichment | NGB |  | 2023-11-09 |  |  | 1209340 | 1209340 |  |  |  | ERSA | M | 1600 | 761540MRM | EA |  | CONTROL,PRESSURE:0.3 - 1.5 BAR ADJ SET;G | CONTROL,PRESSURE:0.3 - 1.5 BAR ADJ SET;G | CONTROL,PRESSURE:0.3 - 1.5 BAR ADJ SET;G1/4 THD CONNECT;IP65;1 SWITCHING CONTACT;NBR DIAPHRAGM;GALV STEEL HSG;POLYAMIDE COUPLER;AS PER FLENDER STD W5925;
STP_009 - Lot7 | Data Enrichment | NGB |  | 2023-11-09 |  |  | 1210906 | 1210906 |  |  |  | ERSA | M | 1600 | 164482MRM | EA |  | CONTROL,PRESSURE:COMPRESSOR PRESSURE 500 | CONTROL,PRESSURE:COMPRESSOR PRESSURE 500 | CONTROL,PRESSURE:COMPRESSOR PRESSURE 500 TO 3000KPA
STP_009 - Lot7 | Data Enrichment | NGB |  | 2023-11-09 |  |  | 1209339 | 1209339 |  |  |  | ERSA | M | 1600 | 761537MRM | EA |  | CONTROL,RATE OF FLOW,LIQUID:0 - 100% SCA | CONTROL,RATE OF FLOW,LIQUID:0 - 100% SCA | CONTROL,RATE OF FLOW,LIQUID:0 - 100% SCALE;ADJ 2 SWITCH CONTACTS;IP54;0.4A/30VDC/25W;VITON DIAPHRAGM;MAX 16BAR;CABLE CONNECT PG13.5;AS PER FLENDER STD W5927;
STP_009 - Lot7 | Data Enrichment | NGB |  | 2023-11-09 |  |  | 1217821 | 1217821 |  |  |  | ERSA | M | 5920 | 270170MRM | EA |  | CONTROL,RATE OF FLOW,LIQUID:IFM;SR0151 | CONTROL,RATE OF FLOW,LIQUID:IFM;SR0151 | CONTROL,RATE OF FLOW,LIQUID:IFM;SR0151
STP_009 - Lot7 | Data Enrichment | NGB |  | 2023-11-09 |  |  | 1211933 | 1211933 |  |  |  | ERSA | M | 1600 | 360501MRM | EA |  | CONTROL,REMOTE SWITCHING:2 BUTTON;PENDAN | CONTROL,REMOTE SWITCHING:2 BUTTON;PENDAN | CONTROL,REMOTE SWITCHING:2 BUTTON;PENDANT TYPE;IP65;MOULDED CASE;C/W GROMMET;
STP_009 - Lot7 | Data Enrichment | NGB |  | 2023-11-09 |  |  | 1206655 | 1206655 |  |  |  | ERSA | M | 1600 | 334766MRM | EA |  | CONTROL,REMOTE SWITCHING:COMPLETE;DOUBLE | CONTROL,REMOTE SWITCHING:COMPLETE;DOUBLE | CONTROL,REMOTE SWITCHING:COMPLETE;DOUBLE INSULATED;
STP_009 - Lot7 | Data Enrichment | NGB |  | 2023-11-09 |  |  | 1218415 | 1218415 |  |  |  | ERSA | M | 3700 | 270682MRM | EA |  | CONTROL,REMOTE SWITCHING:RS232 OR RS485 | CONTROL,REMOTE SWITCHING:RS232 OR RS485 | CONTROL,REMOTE SWITCHING:RS232 OR RS485 COMMS MODULE FOR STERIDIUM OVEN
STP_009 - Lot7 | Data Enrichment | NGB |  | 2023-11-09 |  |  | 1209341 | 1209341 |  |  |  | ERSA | M | 1600 | 761543MRM | EA |  | CONTROL,TEMP,INDICATING:MINUS 20 TO + 10 | CONTROL,TEMP,INDICATING:MINUS 20 TO + 10 | CONTROL,TEMP,INDICATING:MINUS 20 TO + 100 DEG C ADJ;1/2 THD;IP54;100MM DIP TUBE;2 SWITCH CONTACTS;0.25A/250VDC/60W;DIECAST HSG;VITON RINAS PER FLENDER STD W5926;
STP_009 - Lot7 | Data Enrichment | BHJ |  | 2023-11-09 |  |  | 1207438 | 1207438 |  |  |  | ERSA | M | 1600 | 683791MRM | EA |  | CONTROL-MONITOR:110VAC CONVERTER/INDICAT | CONTROL-MONITOR:110VAC CONVERTER/INDICAT | CONTROL-MONITOR:110VAC CONVERTER/INDICATOR;C/W4-20MA OUTPUT CARD <(>&<)> OPEN COLLECTOROUTPUT CARD
STP_009 - Lot7 | Data Enrichment | BHJ |  | 2023-11-09 |  |  | 1208469 | 1208469 |  |  |  | ERSA | M | 5955 | 687020MRM | EA |  | CONTROL-MONITOR:CAT FUEL CONTROL;ELECTRO | CONTROL-MONITOR:CAT FUEL CONTROL;ELECTRO | CONTROL-MONITOR:CAT FUEL CONTROL;ELECTRONIC;ELPHINSTONE R1700/R2900 LOADERS
STP_009 - Lot7 | Data Enrichment | BHJ |  | 2023-11-09 |  |  | 1210563 | 1210563 |  |  |  | ERSA | M | 5920 | 163987MRM | EA |  | CONTROL-MONITOR:CONTROLLER" BRAKE" REDAR | CONTROL-MONITOR:CONTROLLER" BRAKE" REDAR | CONTROL-MONITOR:CONTROLLER" BRAKE" REDARC
STP_009 - Lot7 | Data Enrichment | BHJ |  | 2023-11-09 |  |  | 1207171 | 1207171 |  |  |  | ERSA | M | 1600 | 683176MRM | EA |  | CONTROL-MONITOR:DCB "D" NET CONTROLLER; | CONTROL-MONITOR:DCB "D" NET CONTROLLER; | CONTROL-MONITOR:DCB "D" NET CONTROLLER;
STP_009 - Lot7 | Data Enrichment | BHJ |  | 2023-11-09 |  |  | 1207443 | 1207443 |  |  |  | ERSA | M | 1600 | 683891MRM | EA |  | CONTROL-MONITOR:DCS OPERATOR STATION ASS | CONTROL-MONITOR:DCS OPERATOR STATION ASS | CONTROL-MONITOR:DCS OPERATOR STATION ASSY;"REPAIRABLE ITEM"YOKOGAWA DCS SYSTEM
STP_009 - Lot7 | Data Enrichment | BHJ |  | 2023-11-09 |  |  | 1212478 | 1212478 |  |  |  | ERSA | M | 1600 | 137293MRM | EA |  | CONTROL-MONITOR:PROCESS MONITOR RED LION | CONTROL-MONITOR:PROCESS MONITOR RED LION | CONTROL-MONITOR:PROCESS MONITOR RED LION;BED LEVEL;BED MASS;RAKE TORQUE;CONTROL PANEL;SLIMES HIGH RATE THICKENER;
STP_009 - Lot7 | Data Enrichment | PJR |  | 2023-11-09 |  |  | 1138269 | 1138269 | 1404311 | AU_QM_000249090 |  | ERSA | M | 5915 | 1404311GZPCLNT100 | EA |  | CONVEYOR | CONVEYOR | APL-A-LIST CONVEYOR |  | CONVEYORCONVEYOR
STP_009 - Lot7 | Data Enrichment | PJR |  | 2023-11-09 |  |  | 1138259 | 1138259 |  |  |  | ERSA | M | 5915 | 1405032GZPCLNT100 | EA |  | CONVEYOR | CONVEYOR | APL-A-LIST CONVEYOR
STP_009 - Lot7 | Data Enrichment | CIR |  | 2023-11-09 |  |  | 1067652 | 1067652 | 1441424 | AU_QM_000987157 |  | ERSA | M | 1600 | 1441424GZPCLNT100 | EA |  | CONVEYOR SERVO MOTOR CONTROL; | CONVEYOR SERVO MOTOR CONTROL; | CONTROL UNIT: CONVEYOR SERVO MOTOR CONTROL; CRL TRAVERSE CONVEYOR |  | CONTROL UNIT: CONVEYOR SERVO MOTOR CONTROL;
STP_009 - Lot7 | Data Enrichment | PJR |  | 2023-11-09 |  |  | 1214440 | 1214440 |  |  |  | ERSA | M | 3700 | 171705MRM | EA |  | CONVEYOR,BELT:1200MM W X 6840MM;FOR USE | CONVEYOR,BELT:1200MM W X 6840MM;FOR USE | CONVEYOR,BELT:1200MM W X 6840MM;FOR USE ON 3M CONVEYING SYSTEM;CONVEYOR LEAD BAGGING MACHINE CON SHED
STP_009 - Lot7 | Data Enrichment | PJR |  | 2023-11-09 |  |  | 1216964 | 1216964 |  |  |  | ERSA | M | 5700 | 147763MRM | EA |  | CONVEYOR,BELT:1200MM WIDE CONVEYOR BELTI | CONVEYOR,BELT:1200MM WIDE CONVEYOR BELTI | CONVEYOR,BELT:1200MM WIDE CONVEYOR BELTING;1.5M LENGTHCONVEYOR;2T BULK BAG FILLER SYSTEM
STP_009 - Lot7 | Data Enrichment | PJR |  | 2023-11-09 |  |  | 1216966 | 1216966 |  |  |  | ERSA | M | 5700 | 147765MRM | EA |  | CONVEYOR,BELT:1200MM WIDE CONVEYOR BELTI | CONVEYOR,BELT:1200MM WIDE CONVEYOR BELTI | CONVEYOR,BELT:1200MM WIDE CONVEYOR BELTING;3M LENGTH CONVEYOR;2T BULK BAG FILLER SYSTEM
STP_009 - Lot7 | Data Enrichment | PJR |  | 2023-11-09 |  |  | 1207315 | 1207315 |  |  |  | ERSA | M | 5700 | 132744MRM | M |  | CONVEYOR,BELT:1500MM WIDE CONVEYOR BELTI | CONVEYOR,BELT:1500MM WIDE CONVEYOR BELTI | CONVEYOR,BELT:1500MM WIDE CONVEYOR BELTING;12/4MM COVERS M+ GRADE;STEEL BREAKER IN TOP COVER;160M NEEDED FOR 14CV05;
STP_009 - Lot7 | Data Enrichment | PJR |  | 2023-11-09 |  |  | 1207314 | 1207314 |  |  |  | ERSA | M | 5700 | 132743MRM | ROL |  | CONVEYOR,BELT:2600MM WIDE CONVEYOR BELTI | CONVEYOR,BELT:2600MM WIDE CONVEYOR BELTI | CONVEYOR,BELT:2600MM WIDE CONVEYOR BELTING;10/3MM COVERS M+ GRADE;30M OF BELT NEEDED FOR 27CV'S;30 METER ROLL;
STP_009 - Lot7 | Data Enrichment | PJR |  | 2023-11-09 |  |  | 1207318 | 1207318 |  |  |  | ERSA | M | 5700 | 132748MRM | M |  | CONVEYOR,BELT:600MM WIDE CONVEYOR BELTIN | CONVEYOR,BELT:600MM WIDE CONVEYOR BELTIN | CONVEYOR,BELT:600MM WIDE CONVEYOR BELTING;10/3MM COVERS M+ GRADE;70M NEEDED FOR 23CV09;
STP_009 - Lot7 | Data Enrichment | PJR |  | 2023-11-09 |  |  | 1217906 | 1217906 |  |  |  | ERSA | M | 5700 | 270270MRM | EA |  | CONVEYOR,BELT:QUARRYMASTER BELT;2700CV00 | CONVEYOR,BELT:QUARRYMASTER BELT;2700CV00 | CONVEYOR,BELT:QUARRYMASTER BELT;2700CV003 BELT;FLAT;390M LONG;650MM WIDE;PN 600/4 6X2;0.50 SKIM M
STP_009 - Lot7 | Data Enrichment | PJR |  | 2023-11-09 |  |  | 1205647 | 1205647 |  |  |  | ERSA | M | 5700 | 152311MRM | EA |  | CONVEYOR:COVER;BELT FEEDER HEAD | CONVEYOR:COVER;BELT FEEDER HEAD | CONVEYOR:COVER;BELT FEEDER HEAD
STP_009 - Lot7 | Data Enrichment | PJR |  | 2023-11-09 |  |  | 1205649 | 1205649 |  |  |  | ERSA | M | 5700 | 152313MRM | EA |  | CONVEYOR:COVER;BELT FEEDER MIDDLE FAB 01 | CONVEYOR:COVER;BELT FEEDER MIDDLE FAB 01 | CONVEYOR:COVER;BELT FEEDER MIDDLE FAB 01
STP_009 - Lot7 | Data Enrichment | PJR |  | 2023-11-09 |  |  | 1205650 | 1205650 |  |  |  | ERSA | M | 5700 | 152315MRM | EA |  | CONVEYOR:COVER;BELT FEEDER MIDDLE FAB 02 | CONVEYOR:COVER;BELT FEEDER MIDDLE FAB 02 | CONVEYOR:COVER;BELT FEEDER MIDDLE FAB 02
STP_009 - Lot7 | Data Enrichment | PJR |  | 2023-11-09 |  |  | 1205651 | 1205651 |  |  |  | ERSA | M | 5700 | 152316MRM | EA |  | CONVEYOR:COVER;BELT FEEDER TAIL | CONVEYOR:COVER;BELT FEEDER TAIL | CONVEYOR:COVER;BELT FEEDER TAIL
STP_009 - Lot7 | Data Enrichment | PJR |  | 2023-11-09 |  |  | 1205648 | 1205648 |  |  |  | ERSA | M | 5700 | 152312MRM | EA |  | CONVEYOR:COVER;REAR HEAD CHUTE | CONVEYOR:COVER;REAR HEAD CHUTE | CONVEYOR:COVER;REAR HEAD CHUTE
STP_009 - Lot7 | Data Enrichment | PJR |  | 2023-11-09 |  |  | 1111326 | 1111326 | 1411116 | AU_QM_000256459 |  | ERSA | M | 5915 | 1411116GZPCLNT100 | EA |  | CONVEYOR;4M.0310101DIE | CONVEYOR;4M.0310101DIE | CONVEYOR;MNFR: ,PTNO:4M.0310101DIE |  | CONVEYOR;4M.0310101DIECONVEYOR;4M.0310101DIE
STP_009 - Lot7 | Data Enrichment | PJR |  | 2023-11-09 |  |  | 1110149 | 1110149 | 1414388 | AU_QM_000259966 |  | ERSA | M | 5915 | 1414388GZPCLNT100 | EA |  | CONVEYOR;BVK0320 | CONVEYOR;BVK0320 | CONVEYOR;MNFR: ,PTNO:BVK0320 |  | CONVEYOR;BVK0320CONVEYOR;BVK0320
STP_009 - Lot7 | Data Enrichment | PJR |  | 2023-11-09 |  |  | 1045527 | 1045527 |  |  |  | ERSA | M | 5915 | 1413518GZPCLNT100 | EA |  | CONVEYOR;ELECTRICAL,299, CRITICAL SPARES | CONVEYOR;ELECTRICAL,299, CRITICAL SPARES | CONVEYOR;TYPE:ELECTRICAL,ADDITIONAL FEATURES EN:299, CRITICAL SPARES
STP_009 - Lot7 | Data Enrichment | PJR |  | 2023-11-09 |  |  | 1045920 | 1045920 | 1404312 | AU_QM_000249091 |  | ERSA | M | 5915 | 1404312GZPCLNT100 | EA |  | CONVEYOR;HEAD DRUM SHAFT | CONVEYOR;HEAD DRUM SHAFT | CONVEYOR;TYPE:HEAD DRUM SHAFT,MNFR:01)PARTS,PTNO:01)162-6-1367/2 |  | CONVEYOR;HEAD DRUM SHAFTCONVEYOR;HEAD DRUM SHAFT,162-6-1367/2
STP_009 - Lot7 | Data Enrichment | PJR |  | 2023-11-09 |  |  | 1111243 | 1111243 | 1411924 | AU_QM_000257333 |  | ERSA | M | 5915 | 1411924GZPCLNT100 | EA |  | CONVEYOR;RIV0000075 | CONVEYOR;RIV0000075 | CONVEYOR;MNFR: ,PTNO:RIV0000075 |  | CONVEYOR;RIV0000075CONVEYOR;RIV0000075
STP_009 - Lot7 | Data Enrichment | PJR |  | 2023-11-09 |  |  | 1111240 | 1111240 | 1411933 | AU_QM_000257343 |  | ERSA | M | 5915 | 1411933GZPCLNT100 | EA |  | CONVEYOR;RIVCV0000006 | CONVEYOR;RIVCV0000006 | CONVEYOR;MNFR: ,PTNO:RIVCV0000006 |  | CONVEYOR;RIVCV0000006CONVEYOR;RIVCV0000006
STP_009 - Lot7 | Data Enrichment | NGB |  | 2023-11-09 |  |  | 1206763 | 1206763 |  |  |  | ERSA | M | 5955 | 1047638MRM | EA |  | COOLANT,LIQUID COOLING SYSTEM:CAT SERVIC | COOLANT,LIQUID COOLING SYSTEM:CAT SERVIC | COOLANT,LIQUID COOLING SYSTEM:CAT SERVICE EQUIPMENT;1000L IBC;
STP_009 - Lot7 | Data Enrichment | NGB |  | 2023-11-09 |  |  | 1206350 | 1206350 |  |  |  | ERSA | M | 2800 | 153298MRM | EA |  | COOLANT,LIQUID COOLING SYSTEM:PCOOL CMF; | COOLANT,LIQUID COOLING SYSTEM:PCOOL CMF; | COOLANT,LIQUID COOLING SYSTEM:PCOOL CMF;
STP_009 - Lot7 | Data Enrichment | NGB |  | 2023-11-09 |  |  | 1203446 | 1203446 |  |  |  | ERSA | M | 2800 | 980946MRM | EA |  | COOLANT,LIQUID COOLING SYSTEM:PROTECTACO | COOLANT,LIQUID COOLING SYSTEM:PROTECTACO | COOLANT,LIQUID COOLING SYSTEM:PROTECTACOOL 50;950L POD;PREMIX;DIESEL ENGINES;
STP_009 - Lot7 | Data Enrichment | NGB |  | 2023-11-09 |  |  | 1025937 | 1025937 | 1374225 | AU_QM_000203119 |  | ERSA | M | 5380 | 1374225GZPCLNT100 | EA | 3000003 | COOLANT;CAT,3244128 | COOLANT;CAT,3244128 | COOLANT;MNFR:CATERPILLAR,PTNO:3244128 |  | COOLANT;CAT,3244128COOLANT;CAT,3244128 | CATERPILLAR | 3244128
STP_009 - Lot7 | Data Enrichment | NGB |  | 2023-11-09 |  |  | 1025258 | 1025258 | 1388911 | AU_QM_000230280 |  | ERSA | M | 5380 | 1388911GZPCLNT100 | EA | 3000003 | COOLANT;CAT,5I7699 | COOLANT;CAT,5I7699 | COOLANT;MNFR:CATERPILLAR,PTNO:5I7699 |  | COOLANT;CAT,5I7699COOLANT;HAS,5I7699 | CATERPILLAR | 5I7699
STP_009 - Lot7 | Data Enrichment | NGB |  | 2023-11-09 |  |  | 1025500 | 1025500 | 1381839 | AU_QM_000221836 |  | ERSA | M | 5380 | 1381839GZPCLNT100 | EA | 3000028 | COOLANT;MIT,MR936572 | COOLANT;MIT,MR936572 | COOLANT;MNFR:MITSUBISHI,PTNO:MR936572 |  | COOLANT;MIT,MR936572COOLANT;MIT,MR936572 | MITSUBISHI | MR936572
STP_009 - Lot7 | Data Enrichment | NGB |  | 2023-11-09 |  |  | 1025497 | 1025497 | 1381854 | AU_QM_000221854 |  | ERSA | M | 5380 | 1381854GZPCLNT100 | EA | 3000029 | COOLANT;NIS,10120LLC005 | COOLANT;NIS,10120LLC005 | COOLANT;MNFR:NISSAN,PTNO:10120LLC005 |  | COOLANT;NIS,10120LLC005COOLANT;NIS,10120LLC005 | NISSAN | 10120LLC005
STP_009 - Lot7 | Data Enrichment | NGB |  | 2023-11-09 |  |  | 1025487 | 1025487 | 1382143 | AU_QM_000222194 |  | ERSA | M | 5380 | 1382143GZPCLNT100 | EA | 3000013 | COOLANT;VOL,11715726 | COOLANT;VOL,11715726 | COOLANT;MNFR:VOLVO,PTNO:11715726 |  | COOLANT;VOL,11715726COOLANT;VOL,11715726 | VOLVO | 11715726
STP_009 - Lot7 | Data Enrichment | PJR |  | 2023-11-09 |  |  | 1065015 | 1065015 | 1469417 | AU_QM_008213013 |  | ERSA | M | 5010 | 1469417GZPCLNT100 | EA |  | COOLER TUBE;GHH 35000CU.FT BLOWER; | COOLER TUBE;GHH 35000CU.FT BLOWER; | TUBE,METALLIC: COOLER TUBE;GHH 35000CU.FT BLOWER; |  | TUBE,METALLIC:COOLER TUBE;GHH 35000CU.FT BLOWER;
STP_009 - Lot7 | Data Enrichment | NGB |  | 2023-11-09 |  |  | 1111340 | 1111340 | 1410782 | AU_QM_000256097 |  | ERSA | M | 5915 | 1410782GZPCLNT100 | EA |  | COUNTERWEIGHT;BCA8622/0D | COUNTERWEIGHT;BCA8622/0D | COUNTERWEIGHT;MNFR: ,PTNO:BCA8622/0D |  | COUNTERWEIGHT;BCA8622/0DCOUNTERWEIGHT;BCA8622/0D
STP_009 - Lot7 | Data Enrichment | NGB |  | 2023-11-09 |  |  | 1111339 | 1111339 | 1410783 | AU_QM_000256098 |  | ERSA | M | 5915 | 1410783GZPCLNT100 | EA |  | COUNTERWEIGHT;BCA8623/0D | COUNTERWEIGHT;BCA8623/0D | COUNTERWEIGHT;MNFR: ,PTNO:BCA8623/0D |  | COUNTERWEIGHT;BCA8623/0DCOUNTERWEIGHT;BCA8623/0D
STP_009 - Lot7 | Data Enrichment | NGB |  | 2023-11-09 |  |  | 1111483 | 1111483 | 1409517 | AU_QM_000254732 |  | ERSA | M | 5915 | 1409517GZPCLNT100 | EA |  | COUNTERWEIGHT;BCA8633/0D2 | COUNTERWEIGHT;BCA8633/0D2 | COUNTERWEIGHT;MNFR: ,PTNO:BCA8633/0D2 |  | COUNTERWEIGHT;BCA8633/0D2COUNTERWEIGHT;BCA8633/0D2
STP_009 - Lot7 | Data Enrichment | NGB |  | 2023-11-09 |  |  | 1111338 | 1111338 | 1410784 | AU_QM_000256100 |  | ERSA | M | 5915 | 1410784GZPCLNT100 | EA |  | COUNTERWEIGHT;BCA8642/0D | COUNTERWEIGHT;BCA8642/0D | COUNTERWEIGHT;MNFR: ,PTNO:BCA8642/0D |  | COUNTERWEIGHT;BCA8642/0DCOUNTERWEIGHT;BCA8642/0D
STP_009 - Lot7 | Data Enrichment | NGB |  | 2023-11-09 |  |  | 1209435 | 1209435 |  |  |  | ERSA | M | 5920 | 134261MRM | EA |  | COUNTERWEIGHT;MAIN COUNTERWEIGHT ASSY;LH | COUNTERWEIGHT;MAIN COUNTERWEIGHT ASSY;LH | COUNTERWEIGHT;MAIN COUNTERWEIGHT ASSY;LH;ML80 EXCITERPARTS;
STP_009 - Lot7 | Data Enrichment | NGB |  | 2023-11-09 |  |  | 1209434 | 1209434 |  |  |  | ERSA | M | 5920 | 134260MRM | EA |  | COUNTERWEIGHT;MAIN COUNTERWEIGHT ASSY;RH | COUNTERWEIGHT;MAIN COUNTERWEIGHT ASSY;RH | COUNTERWEIGHT;MAIN COUNTERWEIGHT ASSY;RH;ML80 EXCITERPARTS;
STP_009 - Lot7 | Data Enrichment | NGB |  | 2023-11-09 |  |  | 1209436 | 1209436 |  |  |  | ERSA | M | 5920 | 134263MRM | EA |  | COUNTERWEIGHT;MOVEABLE COUNTERWEIGHT;ML8 | COUNTERWEIGHT;MOVEABLE COUNTERWEIGHT;ML8 | COUNTERWEIGHT;MOVEABLE COUNTERWEIGHT;ML80 EXCITER PARTS;
STP_009 - Lot7 | Data Enrichment | NGB |  | 2023-11-09 |  |  | 1028119 | 1028119 | 1350745 | AU_QM_000134492 |  | ERSA | M | 5810 | 1350745GZPCLNT100 | EA | 3000030 | COUNTERWEIGHT;OUT,F500272/2 | COUNTERWEIGHT;OUT,F500272/2 | COUNTERWEIGHT;MNFR:OUTOTEC,PTNO:F500272/2 |  | COUNTERWEIGHT;COUNTERPART 1.4436;CLOTH TENSIONING;TRAC | OUTOTEC | F500272/2
STP_009 - Lot7 | Data Enrichment | BHJ |  | 2023-11-09 |  |  | 1023324 | 1023324 | 1389477 | AU_QM_000230973 |  | ERSA | M | 2900 | 1389477GZPCLNT100 | EA | 3000438 | COVER;NRMT,100003042 | CUBIERTA; | CUBIERTA;MNFR:NORMET,PTNO:100003042 | CUBIERTA;,MNFR:NORMET,PTNO:100003042 | COVER;NRMT,100003042COVER;NOR,100003042 | NORMET | 100003042
STP_009 - Lot7 | Data Enrichment | BHJ |  | 2023-11-09 |  |  | 1101825 | 1101825 | 1394240 | AU_QM_000237787 |  | ERSA | M | 2900 | 1394240GZPCLNT100 | EA | 3000438 | COVER;NRMT,100006043 | CUBIERTA; | CUBIERTA;MNFR:NORMET,PTNO:100006043 | CUBIERTA;,MNFR:NORMET,PTNO:100006043 | OEM-E-LISTCOVER;NOR,100006043 | NORMET | 100006043
STP_009 - Lot7 | Data Enrichment | BHJ |  | 2023-11-09 |  |  | 1022254 | 1022254 | 1384386 | AU_QM_000224951 |  | ERSA | M | 2900 | 1384386GZPCLNT100 | EA | 3000438 | COVER;NRMT,100009424 | COUVERCLES;NRMT,100009424 | CUBIERTA;MNFR:NORMET,PTNO:100009424 | CUBIERTA;,MNFR:NORMET,PTNO:100009424 | COVER;NRMT,100009424COVER;NOR,100009424 | NORMET | 100009424
STP_009 - Lot7 | Data Enrichment | BHJ |  | 2023-11-09 |  |  | 1022212 | 1022212 | 1386125 | AU_QM_000227019 |  | ERSA | M | 2900 | 1386125GZPCLNT100 | EA | 3000438 | COVER;NRMT,100019518 | CUBIERTA; | CUBIERTA;MNFR:NORMET,PTNO:100019518 | CUBIERTA;,MNFR:NORMET,PTNO:100019518 | COVER;NRMT,100019518COVER;NOR,100019518 | NORMET | 100019518
STP_009 - Lot7 | Data Enrichment | BHJ |  | 2023-11-09 |  |  | 1101824 | 1101824 | 1394241 | AU_QM_000237788 |  | ERSA | M | 2900 | 1394241GZPCLNT100 | EA | 3000438 | COVER;NRMT,100022253 | CUBIERTA; | CUBIERTA;MNFR:NORMET,PTNO:100022253 | CUBIERTA;,MNFR:NORMET,PTNO:100022253 | OEM-E-LISTCOVER;NOR,100022253 | NORMET | 100022253
STP_009 - Lot7 | Data Enrichment | BHJ |  | 2023-11-09 |  |  | 1034538 | 1034538 | 1387347 | AU_QM_000228474 |  | ERSA | M | 2900 | 1387347GZPCLNT100 | EA | 3000438 | COVER;NRMT,100036865 | CUBIERTA; | CUBIERTA;MNFR:NORMET,PTNO:100036865 | CUBIERTA;,MNFR:NORMET,PTNO:100036865 | COVER;NRMT,100036865COVER;NOR,100036865 | NORMET | 100036865
STP_009 - Lot7 | Data Enrichment | BHJ |  | 2023-11-09 |  |  | 1101823 | 1101823 | 1394242 | AU_QM_000237789 |  | ERSA | M | 2900 | 1394242GZPCLNT100 | EA | 3000438 | COVER;NRMT,100049624 | CUBIERTA; | CUBIERTA;MNFR:NORMET,PTNO:100049624 | CUBIERTA;,MNFR:NORMET,PTNO:100049624 | OEM-E-LISTCOVER;NOR,100049624 | NORMET | 100049624
STP_009 - Lot7 | Data Enrichment | BHJ |  | 2023-11-09 |  |  | 1022215 | 1022215 | 1386030 | AU_QM_000226907 |  | ERSA | M | 2900 | 1386030GZPCLNT100 | EA | 3000438 | COVER;NRMT,100104037 | CUBIERTA; | CUBIERTA;MNFR:NORMET,PTNO:100104037 | CUBIERTA;,MNFR:NORMET,PTNO:100104037 | COVER;NRMT,100104037COVER;NOR,100104037 | NORMET | 100104037
STP_009 - Lot7 | Data Enrichment | BHJ |  | 2023-11-09 |  |  | 1022181 | 1022181 | 1387919 | AU_QM_000229135 |  | ERSA | M | 2900 | 1387919GZPCLNT100 | EA | 3000438 | COVER;NRMT,100129489 | CUBIERTA; | CUBIERTA;MNFR:NORMET,PTNO:100129489 | CUBIERTA;,MNFR:NORMET,PTNO:100129489 | COVER;NRMT,100129489COVER;NOR,100129489 | NORMET | 100129489
STP_009 - Lot7 | Data Enrichment | BHJ |  | 2023-11-09 |  |  | 1022277 | 1022277 | 1382323 | AU_QM_000222420 |  | ERSA | M | 2900 | 1382323GZPCLNT100 | EA | 3000438 | COVER;NRMT,45572480 | COUVERCLES;NRMT,45572480 | CUBIERTA;MNFR:NORMET,PTNO:45572480 | CUBIERTA;,MNFR:NORMET,PTNO:45572480 | COVER;NRMT,45572480COVER;NOR,45572480 | NORMET | 45572480
STP_009 - Lot7 | Data Enrichment | BHJ |  | 2023-11-09 |  |  | 1101821 | 1101821 | 1394244 | AU_QM_000237791 |  | ERSA | M | 2900 | 1394244GZPCLNT100 | EA | 3000438 | COVER;NRMT,560418336 | CUBIERTA; | CUBIERTA;MNFR:NORMET,PTNO:560418336 | CUBIERTA;,MNFR:NORMET,PTNO:560418336 | OEM-E-LISTCOVER;NOR,560418336 | NORMET | 560418336
STP_009 - Lot7 | Data Enrichment | BHJ |  | 2023-11-09 |  |  | 1101820 | 1101820 | 1394246 | AU_QM_000237793 |  | ERSA | M | 2900 | 1394246GZPCLNT100 | EA | 3000438 | COVER;NRMT,57702037 | CUBIERTA; | CUBIERTA;MNFR:NORMET,PTNO:57702037 | CUBIERTA;,MNFR:NORMET,PTNO:57702037 | OEM-E-LISTCOVER;NOR,57702037 | NORMET | 57702037
STP_009 - Lot7 | Data Enrichment | MKV |  | 2023-11-09 |  |  | 1213855 | 1213855 |  |  |  | ERSA | M | 1845 | 1280197MRM | EA |  | CRADLE ASSY:CRADLE - SPECIAL DESIGN | CRADLE ASSY:CRADLE - SPECIAL DESIGN | CRADLE ASSY:CRADLE - SPECIAL DESIGN
STP_009 - Lot7 | Data Enrichment | MKV |  | 2023-11-09 |  |  | 1216889 | 1216889 |  |  |  | ERSA | M | 5955 | 773921RMRM | EA |  | CRADLE ASSY:H205D BOOM CRADLE ASSY; [ | CRADLE ASSY:H205D BOOM CRADLE ASSY; [ | CRADLE ASSY:H205D BOOM CRADLE ASSY; [ REP'D ]ZRU700-94 BOOM ASSY;"REPAIRED ITEM"H205D POWER CLASS MINIMATIC JUMBO
STP_009 - Lot7 | Data Enrichment | MKV |  | 2023-11-09 |  |  | 1210230 | 1210230 |  |  |  | ERSA | M | 5955 | 773921MRM | EA |  | CRADLE ASSY:H205D BOOM CRADLE ASSY;ZRU70 | CRADLE ASSY:H205D BOOM CRADLE ASSY;ZRU70 | CRADLE ASSY:H205D BOOM CRADLE ASSY;ZRU700-94 BOOM ASSY;H205D POWER CLASS MINIMATIC JUMBO
STP_009 - Lot7 | Data Enrichment | MKV |  | 2023-11-09 |  |  | 1213865 | 1213865 |  |  |  | ERSA | M | 1845 | 1280296MRM | EA |  | CRADLE ASSY:INSTALLATION CRADLE | CRADLE ASSY:INSTALLATION CRADLE | CRADLE ASSY:INSTALLATION CRADLE
STP_009 - Lot7 | Data Enrichment | MKV |  | 2023-11-09 |  |  | 1211568 | 1211568 |  |  |  | ERSA | M | 5955 | 775166MRM | EA |  | CRADLE ASSY:PLUTON 30 DRIFTER CRADLE;DRI | CRADLE ASSY:PLUTON 30 DRIFTER CRADLE;DRI | CRADLE ASSY:PLUTON 30 DRIFTER CRADLE;DRILL BOOM SUBASSY;SECOMA PLUTON 30 ROCK BOLTER
STP_009 - Lot7 | Data Enrichment | MKV |  | 2023-11-09 |  |  | 1210977 | 1210977 |  |  |  | ERSA | M | 5955 | 134924MRM | EA |  | CRADLE:DRILL CRADLE/ACTUATOR FRAME;MODUL | CRADLE:DRILL CRADLE/ACTUATOR FRAME;MODUL | CRADLE:DRILL CRADLE/ACTUATOR FRAME;MODULE 328 830 01 POS 1;TAMROCK 205-40 MINIMATIC DRILL RIG
STP_009 - Lot7 | Data Enrichment | MKV |  | 2023-11-09 |  |  | 1018323 | 1018323 | 1381423 | AU_QM_000221334 |  | ERSA | M | 5955 | 1381423GZPCLNT100 | EA | 3000000 | CRADLE;ATL,3128305977 | CRADLE;ATL,3128305977 | CRADLE;MNFR:ATLAS COPCO,PTNO:3128305977 |  | CRADLE;ATL,3128305977CRADLE;ATL,3128305977 | ATLAS COPCO | 3128305977
STP_009 - Lot7 | Data Enrichment | MKV |  | 2023-11-09 |  |  | 1018621 | 1018621 | 1375585 | AU_QM_000214611 |  | ERSA | M | 5955 | 1375585GZPCLNT100 | EA | 3000001 | CRADLE;EPI,3128 0032 15 | CRADLE;EPI,3128 0032 15 | CRADLE;MNFR:EPIROC,PTNO:3128 0032 15 |  | CRADLE;EPI,3128 0032 15CRADLE;EPI,3128 0032 15 | EPIROC | 3128 0032 15
STP_009 - Lot7 | Data Enrichment | MKV |  | 2023-11-09 |  |  | 1018590 | 1018590 | 1375999 | AU_QM_000215068 |  | ERSA | M | 5955 | 1375999GZPCLNT100 | EA | 3000001 | CRADLE;EPI,3128 3095 56 | CRADLE;EPI,3128 3095 56 | CRADLE;MNFR:EPIROC,PTNO:3128 3095 56 |  | CRADLE;EPI,3128 3095 56CRADLE;EPI,3128 3095 56 | EPIROC | 3128 3095 56
STP_009 - Lot7 | Data Enrichment | MKV |  | 2023-11-09 |  |  | 1017771 | 1017771 | 1376983 | AU_QM_000216152 |  | ERSA | M | 5955 | 1376983GZPCLNT100 | EA | 3000001 | CRADLE;EPI,3217 9206 48 | CRADLE;EPI,3217 9206 48 | CRADLE;MNFR:EPIROC,PTNO:3217 9206 48 |  | CRADLE;EPI,3217 9206 48CRADLE;EPI,3217 9206 48 | EPIROC | 3217 9206 48
STP_009 - Lot7 | Data Enrichment | MKV |  | 2023-11-09 |  |  | 1008555 | 1008555 |  |  |  | ERSA | M | 5000 | 1613080GZPCLNT100 | EA | 3000010 | CRADLE;SAN,BG00376223 | CUNA;SAN,BG00376223 | CRADLE;MNFR:SANDVIK,PTNO:BG00376223 | CUNA;MNFR:SANDVIK,PTNO:BG00376223 |  | SANDVIK | BG00376223
STP_009 - Lot7 | Data Enrichment | MKV |  | 2023-11-09 |  |  | 1068362 | 1068362 | 1436601 | AU_QM_000880955 |  | ERSA | M | 5100 | 1436601GZPCLNT100 | EA |  | CRANE GANTRY SLIPRING MOTOR; | CRANE GANTRY SLIPRING MOTOR; | RESISTOR ASSY: CRANE GANTRY SLIPRING MOTOR; GRID;3 BANK;80HP DUTY; DEER PARK PORTAINER CRANE |  | RESISTOR ASSY:CRANE GANTRY SLIPRING MOTOR;
STP_009 - Lot7 | Data Enrichment | NGB |  | 2023-11-09 |  |  | 1141043 | 1141043 | 1466501 | AU_QM_007126023 |  | ERSA | M | 5935 | 1466501GZPCLNT100 | EA |  | CRANE LONG TRAVEL BUMPER; | CRANE LONG TRAVEL BUMPER; | SHOCK ABSORBER,BUMPER: CRANE LONG TRAVEL BUMPER; MANGHH CONVERTER AISLE CRANE |  | SHOCK ABSORBER,BUMPER:CRANE LONG TRAVEL BUMPER;
STP_009 - Lot7 | Data Enrichment | NGB |  | 2023-11-09 |  |  | 1139593 | 1139593 | 1436208 | AU_QM_000833228 |  | ERSA | M | 5920 | 1436208GZPCLNT100 | EA |  | CRANKCASE | CRANKCASE | BREATHER: CRANKCASE |  | BREATHER: CRANKCASE
STP_009 - Lot7 | Data Enrichment | BHJ |  | 2023-11-09 |  |  | 1100516 | 1100516 | 1377732 | AU_QM_000216977 |  | ERSA | M | 5100 | 1377732GZPCLNT100 | EA | 3000001 | CRATE;EPI,3217 0000 36 | CRATE;EPI,3217 0000 36 | CRATE;MNFR:EPIROC,PTNO:3217 0000 36 |  | CRATE;EPI,3217 0000 36CRATE;EPI,3217 0000 36 | EPIROC | 3217 0000 36
STP_009 - Lot7 | Data Enrichment | BHJ |  | 2023-11-09 |  |  | 1184650 | 1184650 |  |  |  | ERSA | M | 4090 | 1558824GZPCLNT100 | EA |  | CRATE;SCRTY,BLACK BASE,W/RED LID,34L | RECIPIENTE; | CRATE;ADDITIONAL FEATURES EN:SECURITY,BLACK BASE,W/RED LID,34L | RECIPIENTE;
STP_009 - Lot7 | Data Enrichment | BHJ |  | 2023-11-09 |  |  | 1184649 | 1184649 |  |  |  | ERSA | M | 4090 | 1558825GZPCLNT100 | EA |  | CRATE;SCRTY,BLACK BASE,W/RED LID,68L | RECIPIENTE; | CRATE;ADDITIONAL FEATURES EN:SECURITY,BLACK BASE,W/RED LID,68L | RECIPIENTE;
STP_009 - Lot7 | Data Enrichment | PJR |  | 2023-11-09 |  |  | 1185192 | 1185192 |  |  |  | ERSA | M | 2200 | 1557433GZPCLNT100 | EA |  | CROSS,PIPE;AIC-219-18 BOX X PPL-219-18 P | TUBERIA TRANSV; | CROSS,PIPE;ADDITIONAL FEATURES EN:AIC-219-18 BOX X PPL-219-18 PIN X-OVER X 1.4M | TUBERIA TRANSVERSAL;
STP_009 - Lot7 | Data Enrichment | PJR |  | 2023-11-09 |  |  | 1023183 | 1023183 | 1394270 | AU_QM_000237825 |  | ERSA | M | 4090 | 1394270GZPCLNT100 | EA | 3000003 | CROSS;CAT,2681645 | CROSS;CAT,2681645 | CROSS;MNFR:CATERPILLAR,PTNO:2681645 |  | OEM-E-LISTCROSS;CAT,2681645 | CATERPILLAR | 2681645
STP_009 - Lot7 | Data Enrichment | PJR |  | 2023-11-09 |  |  | 1023653 | 1023653 | 1380622 | AU_QM_000220155 |  | ERSA | M | 4090 | 1380622GZPCLNT100 | EA | 3000001 | CROSS;EPI,5541 2089 00 | CROSS;EPI,5541 2089 00 | CROSS;MNFR:EPIROC,PTNO:5541 2089 00 |  | CROSS;EPI,5541 2089 00CROSS;EPI,5541 2089 00 | EPIROC | 5541 2089 00
STP_009 - Lot7 | Data Enrichment | CIR |  | 2023-11-09 |  |  | 1008941 | 1008941 |  |  |  | ERSA | M | 5000 | 1611914GZPCLNT100 | EA | 3000010 | CURTAIN;SAN,26424278 | CORTINA;SAN,26424278 | CURTAIN;MNFR:SANDVIK,PTNO:26424278 | CORTINA;MNFR:SANDVIK,PTNO:26424278 |  | SANDVIK | 26424278
STP_009 - Lot7 | Data Enrichment | CIR |  | 2023-11-09 |  |  | 1057684 | 1057684 |  |  |  | ERSA | M | 4090 | 1613904GZPCLNT100 | EA |  | CURTAIN;SHOWER,180 X210CM,NAVY BLUE,POLY | CORTINA;DUCHA | CURTAIN;TYPE:SHOWER,SIZE:180 X210CM,COLOUR:NAVY BLUE,MATERIAL:POLY,HANGING STYLE:RING,DESIGN:BOX STRIPE | CORTINA;TIPO:DUCHA
STP_009 - Lot7 | Data Enrichment | RYM |  | 2023-11-09 |  |  | 1217918 | 1217918 |  |  |  | ERSA | M | 5920 | 936021MRM | EA |  | CYLINDER ASSEMBLY,LINEAR:100MM NB X 500M | CYLINDER ASSEMBLY,LINEAR:100MM NB X 500M | CYLINDER ASSEMBLY,LINEAR:100MM NB X 500MM STROKE;PNEUMATIC;MAGNETIC PISTON;OFF CENTRE TRUNNION;740MM TO END OF PISTON ROD;OIL LESS;
STP_009 - Lot7 | Data Enrichment | RYM |  | 2023-11-09 |  |  | 1204566 | 1204566 |  |  |  | ERSA | M | 5955 | 999106MRM | EA |  | CYLINDER ASSEMBLY,LINEAR:120G/120H/140H | CYLINDER ASSEMBLY,LINEAR:120G/120H/140H | CYLINDER ASSEMBLY,LINEAR:120G/120H/140H STEER.CYLINDER;L/HAND;HYDRAULIC;CATERPILLAR 120G/H <(>&<)> 140H GRADERS
STP_009 - Lot7 | Data Enrichment | RYM |  | 2023-11-09 |  |  | 1204567 | 1204567 |  |  |  | ERSA | M | 5955 | 999107MRM | EA |  | CYLINDER ASSEMBLY,LINEAR:120G/120H/140H | CYLINDER ASSEMBLY,LINEAR:120G/120H/140H | CYLINDER ASSEMBLY,LINEAR:120G/120H/140H STEER.CYLINDER;R/HAND;HYDRAULIC;CAT 120G/H <(>&<)> 140H GRADERS
STP_009 - Lot7 | Data Enrichment | RYM |  | 2023-11-09 |  |  | 1208043 | 1208043 |  |  |  | ERSA | M | 5920 | 685616MRM | EA |  | CYLINDER ASSEMBLY,LINEAR:160MM NB X 500M | CYLINDER ASSEMBLY,LINEAR:160MM NB X 500M | CYLINDER ASSEMBLY,LINEAR:160MM NB X 500MM STROKE;PNEUMATIC;
STP_009 - Lot7 | Data Enrichment | RYM |  | 2023-11-09 |  |  | 1205128 | 1205128 |  |  |  | ERSA | M | 5955 | 1005669MRM | EA |  | CYLINDER ASSEMBLY,LINEAR:1814B BOOM EXTE | CYLINDER ASSEMBLY,LINEAR:1814B BOOM EXTE | CYLINDER ASSEMBLY,LINEAR:1814B BOOM EXTENSION;REARBOOM SERVICE;HYDRAULIC;NORMET CHARMEC 1814B CHARGE VEHICLE
STP_009 - Lot7 | Data Enrichment | RYM |  | 2023-11-09 |  |  | 1208479 | 1208479 |  |  |  | ERSA | M | 5955 | 694265MRM | EA |  | CYLINDER ASSEMBLY,LINEAR:1814B BOOM EXTE | CYLINDER ASSEMBLY,LINEAR:1814B BOOM EXTE | CYLINDER ASSEMBLY,LINEAR:1814B BOOM EXTENSION;MIDDLEBOOM SERVICE;HYDRAULIC;NORMET CHARMEC 1814B CHARGE VEHICLE
STP_009 - Lot7 | Data Enrichment | RYM |  | 2023-11-09 |  |  | 1208480 | 1208480 |  |  |  | ERSA | M | 5955 | 694281MRM | EA |  | CYLINDER ASSEMBLY,LINEAR:1814B REAR LIFT | CYLINDER ASSEMBLY,LINEAR:1814B REAR LIFT | CYLINDER ASSEMBLY,LINEAR:1814B REAR LIFTING CYLINDER;REAR BOOM SERVICE;HYDRAULIC;NORMET CHARMEC 1814B CHARGE VEHICLE
STP_009 - Lot7 | Data Enrichment | RYM |  | 2023-11-09 |  |  | 1205127 | 1205127 |  |  |  | ERSA | M | 5955 | 1005638MRM | EA |  | CYLINDER ASSEMBLY,LINEAR:1814B TURNING C | CYLINDER ASSEMBLY,LINEAR:1814B TURNING C | CYLINDER ASSEMBLY,LINEAR:1814B TURNING CYLINDER;HYDRAULIC;NORMET CHARMEC 1814B CHARGE VEHICLE
STP_009 - Lot7 | Data Enrichment | RYM |  | 2023-11-09 |  |  | 1212608 | 1212608 |  |  |  | ERSA | M | 5920 | 364431MRM | EA |  | CYLINDER ASSEMBLY,LINEAR:203.2MM NB X 30 | CYLINDER ASSEMBLY,LINEAR:203.2MM NB X 30 | CYLINDER ASSEMBLY,LINEAR:203.2MM NB X 300MM STROKE;101.6MM ROD;HYDRAULIC;DOUBLE ACTING;"REPAIRABLE ITEM"
STP_009 - Lot7 | Data Enrichment | RYM |  | 2023-11-09 |  |  | 1209342 | 1209342 |  |  |  | ERSA | M | 5820 | 761564MRM | EA |  | CYLINDER ASSEMBLY,LINEAR:29MM NB X 76MM | CYLINDER ASSEMBLY,LINEAR:29MM NB X 76MM | CYLINDER ASSEMBLY,LINEAR:29MM NB X 76MM STROKE;SGLE ACTING;CAPACITY 45KNYORK PART NO. A04-096302
STP_009 - Lot7 | Data Enrichment | RYM |  | 2023-11-09 |  |  | 1218074 | 1218074 |  |  |  | ERSA | M | 5955 | 950480MRM | EA |  | CYLINDER ASSEMBLY,LINEAR:913-6 LHD TILT | CYLINDER ASSEMBLY,LINEAR:913-6 LHD TILT | CYLINDER ASSEMBLY,LINEAR:913-6 LHD TILT CYLINDER ASSY;DUPLEX ROD SEAL;"REPAIRABLE ITEM"EIMCO 913-6 LHD
STP_009 - Lot7 | Data Enrichment | RYM |  | 2023-11-09 |  |  | 1204300 | 1204300 |  |  |  | ERSA | M | 5955 | 37093MRM | EA |  | CYLINDER ASSEMBLY,LINEAR:AE40/AE55B EJEC | CYLINDER ASSEMBLY,LINEAR:AE40/AE55B EJEC | CYLINDER ASSEMBLY,LINEAR:AE40/AE55B EJECTOR CYLINDER; HYDRAULIC;"REPAIRABLE ITEM" CAT AE40/AE55B EJECTOR TRUCK
STP_009 - Lot7 | Data Enrichment | RYM |  | 2023-11-09 |  |  | 1218232 | 1218232 |  |  |  | ERSA | M | 5955 | 959437MRM | EA |  | CYLINDER ASSEMBLY,LINEAR:AXERA FEED RAIL | CYLINDER ASSEMBLY,LINEAR:AXERA FEED RAIL | CYLINDER ASSEMBLY,LINEAR:AXERA FEED RAIL EXTENSION CYLINDER;TAMROCK AXERA DRILL JUMBO
STP_009 - Lot7 | Data Enrichment | RYM |  | 2023-11-09 |  |  | 1217908 | 1217908 |  |  |  | ERSA | M | 5955 | 934760MRM | EA |  | CYLINDER ASSEMBLY,LINEAR:BOOM SWING CYLI | CYLINDER ASSEMBLY,LINEAR:BOOM SWING CYLI | CYLINDER ASSEMBLY,LINEAR:BOOM SWING CYLINDER;"REPAIRABLE ITEM"NORMET CHARMEC 1310F CHARGE VEHICLE;
STP_009 - Lot7 | Data Enrichment | RYM |  | 2023-11-09 |  |  | 1212846 | 1212846 |  |  |  | ERSA | M | 5915 | 170393MRM | EA |  | CYLINDER ASSEMBLY,LINEAR:CLUTCH MASTER; | CYLINDER ASSEMBLY,LINEAR:CLUTCH MASTER; | CYLINDER ASSEMBLY,LINEAR:CLUTCH MASTER; NPR400; FLAT TOP TRUCK: 5200cc; ISUZU
STP_009 - Lot7 | Data Enrichment | RYM |  | 2023-11-09 |  |  | 1212825 | 1212825 |  |  |  | ERSA | M | 5915 | 170370MRM | EA |  | CYLINDER ASSEMBLY,LINEAR:CYLINDER ASM; B | CYLINDER ASSEMBLY,LINEAR:CYLINDER ASM; B | CYLINDER ASSEMBLY,LINEAR:CYLINDER ASM; BRAKE; NPR400; FLAT TOP TRUCK: 5200cc; ISUZU
STP_009 - Lot7 | Data Enrichment | RYM |  | 2023-11-09 |  |  | 1208829 | 1208829 |  |  |  | ERSA | M | 5920 | 156477MRM | EA |  | CYLINDER ASSEMBLY,LINEAR:CYLINDER GROUP; | CYLINDER ASSEMBLY,LINEAR:CYLINDER GROUP; | CYLINDER ASSEMBLY,LINEAR:CYLINDER GROUP; MRM311 FRONT JACK
STP_009 - Lot7 | Data Enrichment | RYM |  | 2023-11-09 |  |  | 1212829 | 1212829 |  |  |  | ERSA | M | 5915 | 170375MRM | EA |  | CYLINDER ASSEMBLY,LINEAR:CYLINDER; WHEEL | CYLINDER ASSEMBLY,LINEAR:CYLINDER; WHEEL | CYLINDER ASSEMBLY,LINEAR:CYLINDER; WHEEL-RR BRK; NPR400; FLAT TOPTRUCK: 5200cc; ISUZU
STP_009 - Lot7 | Data Enrichment | RYM |  | 2023-11-09 |  |  | 1212830 | 1212830 |  |  |  | ERSA | M | 5915 | 170376MRM | EA |  | CYLINDER ASSEMBLY,LINEAR:CYLINDER; WHEEL | CYLINDER ASSEMBLY,LINEAR:CYLINDER; WHEEL | CYLINDER ASSEMBLY,LINEAR:CYLINDER; WHEEL-RR BRK; NPR400; FLAT TOPTRUCK: 5200cc; ISUZU
STP_009 - Lot7 | Data Enrichment | RYM |  | 2023-11-09 |  |  | 1211262 | 1211262 |  |  |  | ERSA | M | 5920 | 135713MRM | EA |  | CYLINDER ASSEMBLY,LINEAR:CYLINDER;CLOTH | CYLINDER ASSEMBLY,LINEAR:CYLINDER;CLOTH | CYLINDER ASSEMBLY,LINEAR:CYLINDER;CLOTH TENSION;
STP_009 - Lot7 | Data Enrichment | RYM |  | 2023-11-09 |  |  | 1217741 | 1217741 |  |  |  | ERSA | M | 3700 | 919522MRM | EA |  | CYLINDER ASSEMBLY,LINEAR:D90K BAILING AI | CYLINDER ASSEMBLY,LINEAR:D90K BAILING AI | CYLINDER ASSEMBLY,LINEAR:D90K BAILING AIR VALVE CYLINDER;PNEUMATIC;1-1/2"NB X 3"STROKE;REPAIRABLE;DRILLTECH D90KS OVERBURDEN DRILL
STP_009 - Lot7 | Data Enrichment | RYM |  | 2023-11-09 |  |  | 1217513 | 1217513 |  |  |  | ERSA | M | 5955 | 847475MRM | EA |  | CYLINDER ASSEMBLY,LINEAR:FEED CYLINDER;" | CYLINDER ASSEMBLY,LINEAR:FEED CYLINDER;" | CYLINDER ASSEMBLY,LINEAR:FEED CYLINDER;"REPAIRABLE ITEM"TAMROCK AXERA D07 JUMBO
STP_009 - Lot7 | Data Enrichment | RYM |  | 2023-11-09 |  |  | 1209376 | 1209376 |  |  |  | ERSA | M | 5955 | 765115MRM | EA |  | CYLINDER ASSEMBLY,LINEAR:FEED TILT CYLIN | CYLINDER ASSEMBLY,LINEAR:FEED TILT CYLIN | CYLINDER ASSEMBLY,LINEAR:FEED TILT CYLINDER;"REPAIRABLE ITEM"SECOMA QUASAR TRACKED DRILL RIG
STP_009 - Lot7 | Data Enrichment | RYM |  | 2023-11-09 |  |  | 1210232 | 1210232 |  |  |  | ERSA | M | 5955 | 773939MRM | EA |  | CYLINDER ASSEMBLY,LINEAR:H205D BOOM SWIN | CYLINDER ASSEMBLY,LINEAR:H205D BOOM SWIN | CYLINDER ASSEMBLY,LINEAR:H205D BOOM SWING CYLINDER;CYLINDER LIST ZRU700-94 BOOM;"REPAIRABLE ITEM"H205D POWER CLASS MINIMATIC JUMBO
STP_009 - Lot7 | Data Enrichment | RYM |  | 2023-11-09 |  |  | 1216687 | 1216687 |  |  |  | ERSA | M | 5955 | 7128516MRM | EA |  | CYLINDER ASSEMBLY,LINEAR:H205D FEED CYLI | CYLINDER ASSEMBLY,LINEAR:H205D FEED CYLI | CYLINDER ASSEMBLY,LINEAR:H205D FEED CYLINDER ASSY;TELESCOPIC FEEDTTF 500;10-14 ASSY;"REPAIRABLE ITEM"H205D MINIMATIC POWERCLASS JUMBO
STP_009 - Lot7 | Data Enrichment | RYM |  | 2023-11-09 |  |  | 1216688 | 1216688 |  |  |  | ERSA | M | 5955 | 7128518MRM | EA |  | CYLINDER ASSEMBLY,LINEAR:H205D FEED CYLI | CYLINDER ASSEMBLY,LINEAR:H205D FEED CYLI | CYLINDER ASSEMBLY,LINEAR:H205D FEED CYLINDER;FEED CYLINDER ASSY;H205D MINIMATIC POWERCLASS JUMBO
STP_009 - Lot7 | Data Enrichment | RYM |  | 2023-11-09 |  |  | 1216690 | 1216690 |  |  |  | ERSA | M | 5955 | 7128521MRM | EA |  | CYLINDER ASSEMBLY,LINEAR:H205D FEED EXTE | CYLINDER ASSEMBLY,LINEAR:H205D FEED EXTE | CYLINDER ASSEMBLY,LINEAR:H205D FEED EXTENSION CYLINDER;HYDRAULIC;ZRU/TTF ASSY;H205D MINIMATIC POWERCLASS JUMBO
STP_009 - Lot7 | Data Enrichment | RYM |  | 2023-11-09 |  |  | 1206361 | 1206361 |  |  |  | ERSA | M | 2200 | 153482MRM | EA |  | CYLINDER ASSEMBLY,LINEAR:HP6 TRAMP CYL H | CYLINDER ASSEMBLY,LINEAR:HP6 TRAMP CYL H | CYLINDER ASSEMBLY,LINEAR:HP6 TRAMP CYL HOSE FITTING -24 JIC;BSP 90 DEGREE ELBOW
STP_009 - Lot7 | Data Enrichment | RYM |  | 2023-11-09 |  |  | 1216691 | 1216691 |  |  |  | ERSA | M | 5955 | 7128533MRM | EA |  | CYLINDER ASSEMBLY,LINEAR:HYDRAULIC;ROD H | CYLINDER ASSEMBLY,LINEAR:HYDRAULIC;ROD H | CYLINDER ASSEMBLY,LINEAR:HYDRAULIC;ROD HANDLER;SOLO H610 LONG HOLE DRILL;1959 GRABSHORT ARM;TM120 CEMENT MIXER;DRILL RIGASSY;ROBOLT H320-30C ROOF BOLTER
STP_009 - Lot7 | Data Enrichment | RYM |  | 2023-11-09 |  |  | 1216209 | 1216209 |  |  |  | ERSA | M | 5920 | 340336RMRM | EA |  | CYLINDER ASSEMBLY,LINEAR:L250/10 CONTROL | CYLINDER ASSEMBLY,LINEAR:L250/10 CONTROL | CYLINDER ASSEMBLY,LINEAR:L250/10 CONTROL CYL ASSY;"REPAIRED ITEM"TAMROTOR L250/10 COMPRESSOR
STP_009 - Lot7 | Data Enrichment | RYM |  | 2023-11-09 |  |  | 1218509 | 1218509 |  |  |  | ERSA | M | 5955 | 8748MRM | EA |  | CYLINDER ASSEMBLY,LINEAR:PLUTON 17/30 TU | CYLINDER ASSEMBLY,LINEAR:PLUTON 17/30 TU | CYLINDER ASSEMBLY,LINEAR:PLUTON 17/30 TURRET SWING CYLINDER ASSY;DRILL BOOM SUBASSY;"REPAIRABLE ITEM"SECOMA PLUTON 17 <(>&<)> 30 BOLTERS
STP_009 - Lot7 | Data Enrichment | RYM |  | 2023-11-09 |  |  | 1215714 | 1215714 |  |  |  | ERSA | M | 5955 | 778217MRM | EA |  | CYLINDER ASSEMBLY,LINEAR:PLUTON 30 BOOM | CYLINDER ASSEMBLY,LINEAR:PLUTON 30 BOOM | CYLINDER ASSEMBLY,LINEAR:PLUTON 30 BOOM EXTENSION RAM;HYDRAULIC GROUP ASSY;SECOMA PLUTON 30 ROCK BOLTER
STP_009 - Lot7 | Data Enrichment | RYM |  | 2023-11-09 |  |  | 1203285 | 1203285 |  |  |  | ERSA | M | 5955 | 16857MRM | EA |  | CYLINDER ASSEMBLY,LINEAR:PLUTON 30 FEED | CYLINDER ASSEMBLY,LINEAR:PLUTON 30 FEED | CYLINDER ASSEMBLY,LINEAR:PLUTON 30 FEED EXTENSION CYLINDER;"REPAIRABLE ITEM"SECOMA PLUTON 30 ROCK BOLTER
STP_009 - Lot7 | Data Enrichment | RYM |  | 2023-11-09 |  |  | 1211543 | 1211543 |  |  |  | ERSA | M | 5955 | 775082MRM | EA |  | CYLINDER ASSEMBLY,LINEAR:PLUTON CARRIAGE | CYLINDER ASSEMBLY,LINEAR:PLUTON CARRIAGE | CYLINDER ASSEMBLY,LINEAR:PLUTON CARRIAGE LOCK OUT CYLINDER;"REPAIRABLE"SECOMA PLUTON 17/24/30 ROCK BOLTERS
STP_009 - Lot7 | Data Enrichment | RYM |  | 2023-11-09 |  |  | 1217451 | 1217451 |  |  |  | ERSA | M | 2600 | 836155MRM | EA |  | CYLINDER ASSEMBLY,LINEAR:QUASAR NVTF FEE | CYLINDER ASSEMBLY,LINEAR:QUASAR NVTF FEE | CYLINDER ASSEMBLY,LINEAR:QUASAR NVTF FEED CYLINDER;SECOMA QUASAR TRACKED DRILL RIG
STP_009 - Lot7 | Data Enrichment | RYM |  | 2023-11-09 |  |  | 1209048 | 1209048 |  |  |  | ERSA | M | 5980 | 760700MRM | EA |  | CYLINDER ASSEMBLY,LINEAR:QUICK ACTING HY | CYLINDER ASSEMBLY,LINEAR:QUICK ACTING HY | CYLINDER ASSEMBLY,LINEAR:QUICK ACTING HYDRAULIC CYLINDER;COMPLETE ASSY;"REPAIRABLE ITEM"LAROX PF 144 A1 60 NO.465
STP_009 - Lot7 | Data Enrichment | RYM |  | 2023-11-09 |  |  | 1204795 | 1204795 |  |  |  | ERSA | M | 5955 | 1000319MRM | EA |  | CYLINDER ASSEMBLY,LINEAR:R1700G/II LHD S | CYLINDER ASSEMBLY,LINEAR:R1700G/II LHD S | CYLINDER ASSEMBLY,LINEAR:R1700G/II LHD STEERING CYL; [ PEX ]C/W SEALS;ELPHINSTONE R1700G <(>&<)> R1700 II LOADERS
STP_009 - Lot7 | Data Enrichment | RYM |  | 2023-11-09 |  |  | 1204949 | 1204949 |  |  |  | ERSA | M | 5955 | 58719MRM | EA |  | CYLINDER ASSEMBLY,LINEAR:SCH2500 BOOM EX | CYLINDER ASSEMBLY,LINEAR:SCH2500 BOOM EX | CYLINDER ASSEMBLY,LINEAR:SCH2500 BOOM EXTENSION/SWING CYLINDER;BOOM MOUNT <(>&<)> EXTENSION SECTION;GD MK65P PNEUMATIC JUMBO;SVEDALA SCH2500 HYDRA-TRAC DRILL
STP_009 - Lot7 | Data Enrichment | RYM |  | 2023-11-09 |  |  | 1204950 | 1204950 |  |  |  | ERSA | M | 5955 | 58867MRM | EA |  | CYLINDER ASSEMBLY,LINEAR:SCH2500 FEED DU | CYLINDER ASSEMBLY,LINEAR:SCH2500 FEED DU | CYLINDER ASSEMBLY,LINEAR:SCH2500 FEED DUMP;HYDRAULIC;DRILL POSITIONING UNIT;GD MK65P PNEUMATIC JUMBO;SVEDALA SCH2500 HYDRA-TRAC DRILL
STP_009 - Lot7 | Data Enrichment | RYM |  | 2023-11-09 |  |  | 1204953 | 1204953 |  |  |  | ERSA | M | 5955 | 61556MRM | EA |  | CYLINDER ASSEMBLY,LINEAR:SCH2500 FEED SW | CYLINDER ASSEMBLY,LINEAR:SCH2500 FEED SW | CYLINDER ASSEMBLY,LINEAR:SCH2500 FEED SWING;HYDRAULIC;GD MK65P PNEUMATIC JUMBO;SVEDALA SCH2500 HYDRA-TRAC DRILL
STP_009 - Lot7 | Data Enrichment | RYM |  | 2023-11-09 |  |  | 1204951 | 1204951 |  |  |  | ERSA | M | 5955 | 60913MRM | EA |  | CYLINDER ASSEMBLY,LINEAR:SCH2500 SLIDE C | CYLINDER ASSEMBLY,LINEAR:SCH2500 SLIDE C | CYLINDER ASSEMBLY,LINEAR:SCH2500 SLIDE CYLINDER;SVEDALA SCH2500 HYDRA-TRAC DRILL
STP_009 - Lot7 | Data Enrichment | RYM |  | 2023-11-09 |  |  | 1217909 | 1217909 |  |  |  | ERSA | M | 5955 | 934778MRM | EA |  | CYLINDER ASSEMBLY,LINEAR:SHORT FEED CYLI | CYLINDER ASSEMBLY,LINEAR:SHORT FEED CYLI | CYLINDER ASSEMBLY,LINEAR:SHORT FEED CYLINDER;"REPAIRABLE ITEM"TAMROCK 205D MINIMATIC JUMBO
STP_009 - Lot7 | Data Enrichment | RYM |  | 2023-11-09 |  |  | 1217429 | 1217429 |  |  |  | ERSA | M | 5955 | 834192MRM | EA |  | CYLINDER ASSEMBLY,LINEAR:STEERING CYLIND | CYLINDER ASSEMBLY,LINEAR:STEERING CYLIND | CYLINDER ASSEMBLY,LINEAR:STEERING CYLINDER;"REPAIRABLE ITEM"TORO 50D TRUCK
STP_009 - Lot7 | Data Enrichment | RYM |  | 2023-11-09 |  |  | 1203298 | 1203298 |  |  |  | ERSA | M | 5955 | 19034MRM | EA |  | CYLINDER ASSEMBLY,LINEAR:TAMROCK TILT CY | CYLINDER ASSEMBLY,LINEAR:TAMROCK TILT CY | CYLINDER ASSEMBLY,LINEAR:TAMROCK TILT CYLINDER;(NEW);"REPAIRABLE ITEM"H205D FEED TILT;ZRU700 BOOM HEAD TILT;ZRU707 BOOM FEED SWING <(>&<)> FEED TILT;
STP_009 - Lot7 | Data Enrichment | RYM |  | 2023-11-09 |  |  | 1210760 | 1210760 |  |  |  | ERSA | M | 5955 | 134775MRM | EA |  | CYLINDER ASSEMBLY,LINEAR:TB40 BOOM ASSY | CYLINDER ASSEMBLY,LINEAR:TB40 BOOM ASSY | CYLINDER ASSEMBLY,LINEAR:TB40 BOOM ASSY LIFT CYLINDER;140/110/80;REPAIRABLE ITEMTAMROCK H205-40 MINIMATIC DRILL RIG
STP_009 - Lot7 | Data Enrichment | RYM |  | 2023-11-09 |  |  | 1210022 | 1210022 |  |  |  | ERSA | M | 5955 | 134528MRM | EA |  | CYLINDER ASSEMBLY,LINEAR:TF500-16 FEED E | CYLINDER ASSEMBLY,LINEAR:TF500-16 FEED E | CYLINDER ASSEMBLY,LINEAR:TF500-16 FEED EXTENSION CYLINDER;"REPAIRABLE ITEM"TAMROCK H205-40 MINIMATIC DRILL RIG
STP_009 - Lot7 | Data Enrichment | RYM |  | 2023-11-09 |  |  | 1213595 | 1213595 |  |  |  | ERSA | M | 5955 | 776726MRM | EA |  | CYLINDER ASSEMBLY,LINEAR:TORO 50D STEERI | CYLINDER ASSEMBLY,LINEAR:TORO 50D STEERI | CYLINDER ASSEMBLY,LINEAR:TORO 50D STEERING CYL;LEFT HAND SIDE;"REPAIRABLE ITEM"TAMROCK TORO 50D TRUCK
STP_009 - Lot7 | Data Enrichment | RYM |  | 2023-11-09 |  |  | 1213596 | 1213596 |  |  |  | ERSA | M | 5955 | 776729MRM | EA |  | CYLINDER ASSEMBLY,LINEAR:TORO 50D STEERI | CYLINDER ASSEMBLY,LINEAR:TORO 50D STEERI | CYLINDER ASSEMBLY,LINEAR:TORO 50D STEERING CYLINDER;RIGHT HAND SIDE;"REPAIRABLE ITEM"TAMROCK TORO 50D TRUCK
STP_009 - Lot7 | Data Enrichment | RYM |  | 2023-11-09 |  |  | 1215717 | 1215717 |  |  |  | ERSA | M | 5955 | 778226MRM | EA |  | CYLINDER ASSEMBLY,LINEAR:TORO 50D/500D H | CYLINDER ASSEMBLY,LINEAR:TORO 50D/500D H | CYLINDER ASSEMBLY,LINEAR:TORO 50D/500D HYDRAULIC CYLINDER ASSY;ENGINE GROUP ASSY;TAMROCK TORO 50D TRUCK <(>&<)> 500D LOADER
STP_009 - Lot7 | Data Enrichment | RYM |  | 2023-11-09 |  |  | 1213563 | 1213563 |  |  |  | ERSA | M | 5955 | 776621MRM | EA |  | CYLINDER ASSEMBLY,LINEAR:TORO T450D STEE | CYLINDER ASSEMBLY,LINEAR:TORO T450D STEE | CYLINDER ASSEMBLY,LINEAR:TORO T450D STEERING CYLINDER ASSY;T450D BUILD LIST;TAMROCK TORO T450D LOADER
STP_009 - Lot7 | Data Enrichment | RYM |  | 2023-11-09 |  |  | 1216986 | 1216986 |  |  |  | ERSA | M | 5955 | 779793MRM | EA |  | CYLINDER ASSEMBLY,LINEAR:TTF500-10/14'FE | CYLINDER ASSEMBLY,LINEAR:TTF500-10/14'FE | CYLINDER ASSEMBLY,LINEAR:TTF500-10/14'FEED EXTENSION CYLINDER;"REPAIRABLE ITEM"TAMROCK 205-40 MINIMATIC JUMBO
STP_009 - Lot7 | Data Enrichment | RYM |  | 2023-11-09 |  |  | 1210231 | 1210231 |  |  |  | ERSA | M | 5955 | 773936MRM | EA |  | CYLINDER ASSEMBLY,LINEAR:ZRU700-94 FEED | CYLINDER ASSEMBLY,LINEAR:ZRU700-94 FEED | CYLINDER ASSEMBLY,LINEAR:ZRU700-94 FEED EXTENSION CYL;55/32-DIA;CHROME ROD;"REPAIRABLE ITEM"H205D POWER CLASS MINIMATIC JUMBO
STP_009 - Lot7 | Data Enrichment | RYM |  | 2023-11-09 |  |  | 1213816 | 1213816 |  |  |  | ERSA | M | 5920 | 137790MRM | EA |  | CYLINDER ASSY,AIR:AIR CYLINDER;DPI1500; | CYLINDER ASSY,AIR:AIR CYLINDER;DPI1500; | CYLINDER ASSY,AIR:AIR CYLINDER;DPI1500;
STP_009 - Lot7 | Data Enrichment | RYM |  | 2023-11-09 |  |  | 1212430 | 1212430 |  |  |  | ERSA | M | 3700 | 1255462MRM | EA |  | CYLINDER ASSY,AIR:PNEUMATIC AIR CYLINDER | CYLINDER ASSY,AIR:PNEUMATIC AIR CYLINDER | CYLINDER ASSY,AIR:PNEUMATIC AIR CYLINDER;RICHWOOD BELT CLEANING;
STP_009 - Lot7 | Data Enrichment | RYM |  | 2023-11-09 |  |  | 1211715 | 1211715 |  |  |  | ERSA | M | 5920 | 1218577MRM | EA |  | CYLINDER ASSY,BRAKE,MASTER:CYLINDER ASM | CYLINDER ASSY,BRAKE,MASTER:CYLINDER ASM | CYLINDER ASSY,BRAKE,MASTER:CYLINDER ASM BRAKE MASTER
STP_009 - Lot7 | Data Enrichment | RYM |  | 2023-11-09 |  |  | 1207751 | 1207751 |  |  |  | ERSA | M | 5955 | 685126MRM | EA |  | CYLINDER ASSY,BRAKE,WHEEL:HILUX LN106;RE | CYLINDER ASSY,BRAKE,WHEEL:HILUX LN106;RE | CYLINDER ASSY,BRAKE,WHEEL:HILUX LN106;REAR WHEEL;
STP_009 - Lot7 | Data Enrichment | RYM |  | 2023-11-09 |  |  | 1212543 | 1212543 |  |  |  | ERSA | M | 5955 | 775871MRM | EA |  | CYLINDER ASSY,CLUTCH,MASTER:SLAVE CYLIND | CYLINDER ASSY,CLUTCH,MASTER:SLAVE CYLIND | CYLINDER ASSY,CLUTCH,MASTER:SLAVE CYLINDER ASSY
STP_009 - Lot7 | Data Enrichment | RYM |  | 2023-11-09 |  |  | 1212542 | 1212542 |  |  |  | ERSA | M | 5955 | 775868MRM | EA |  | CYLINDER ASSY,CLUTCH,SLAVE:COASTER BUS M | CYLINDER ASSY,CLUTCH,SLAVE:COASTER BUS M | CYLINDER ASSY,CLUTCH,SLAVE:COASTER BUS MASTER CYLINDER ASSY
STP_009 - Lot7 | Data Enrichment | RYM |  | 2023-11-09 |  |  | 1211402 | 1211402 |  |  |  | ERSA | M | 5920 | 1218312MRM | EA |  | CYLINDER ASSY,CLUTCH,SLAVE:CYLINDER SLAV | CYLINDER ASSY,CLUTCH,SLAVE:CYLINDER SLAV | CYLINDER ASSY,CLUTCH,SLAVE:CYLINDER SLAVE,CLUTCH
STP_009 - Lot7 | Data Enrichment | RYM |  | 2023-11-09 |  |  | 1214659 | 1214659 |  |  |  | ERSA | M | 5920 | 138003MRM | EA |  | CYLINDER ASSY,HYDRAULIC:BOOM EXTENSION C | CYLINDER ASSY,HYDRAULIC:BOOM EXTENSION C | CYLINDER ASSY,HYDRAULIC:BOOM EXTENSION CYLINDER/LINEAR SENSOR;DPI1500;
STP_009 - Lot7 | Data Enrichment | RYM |  | 2023-11-09 |  |  | 1214657 | 1214657 |  |  |  | ERSA | M | 5920 | 138001MRM | EA |  | CYLINDER ASSY,HYDRAULIC:BOOM LIFT CYLIND | CYLINDER ASSY,HYDRAULIC:BOOM LIFT CYLIND | CYLINDER ASSY,HYDRAULIC:BOOM LIFT CYLINDER;DPI1500;
STP_009 - Lot7 | Data Enrichment | RYM |  | 2023-11-09 |  |  | 1214658 | 1214658 |  |  |  | ERSA | M | 5920 | 138002MRM | EA |  | CYLINDER ASSY,HYDRAULIC:BOOM SWING CYLIN | CYLINDER ASSY,HYDRAULIC:BOOM SWING CYLIN | CYLINDER ASSY,HYDRAULIC:BOOM SWING CYLINDER;DPI1500;
STP_009 - Lot7 | Data Enrichment | RYM |  | 2023-11-09 |  |  | 1214672 | 1214672 |  |  |  | ERSA | M | 5920 | 138017MRM | EA |  | CYLINDER ASSY,HYDRAULIC:COLLARING FLAP C | CYLINDER ASSY,HYDRAULIC:COLLARING FLAP C | CYLINDER ASSY,HYDRAULIC:COLLARING FLAP CYLINDER;DPI1500;
STP_009 - Lot7 | Data Enrichment | RYM |  | 2023-11-09 |  |  | 1212955 | 1212955 |  |  |  | ERSA | M | 5920 | 137516MRM | EA |  | CYLINDER ASSY,HYDRAULIC:CYLINDER 1-1/2X1 | CYLINDER ASSY,HYDRAULIC:CYLINDER 1-1/2X1 | CYLINDER ASSY,HYDRAULIC:CYLINDER 1-1/2X1-1/2;DR460;
STP_009 - Lot7 | Data Enrichment | RYM |  | 2023-11-09 |  |  | 1208613 | 1208613 |  |  |  | ERSA | M | 5920 | 133320MRM | EA |  | CYLINDER ASSY,HYDRAULIC:CYLINDER BOOM EX | CYLINDER ASSY,HYDRAULIC:CYLINDER BOOM EX | CYLINDER ASSY,HYDRAULIC:CYLINDER BOOM EXTEND;GRAPPLE BOOM;RME LINER HANDLER RTX4X2 2.5T;
STP_009 - Lot7 | Data Enrichment | RYM |  | 2023-11-09 |  |  | 1208611 | 1208611 |  |  |  | ERSA | M | 5920 | 133318MRM | EA |  | CYLINDER ASSY,HYDRAULIC:CYLINDER BOOM;BO | CYLINDER ASSY,HYDRAULIC:CYLINDER BOOM;BO | CYLINDER ASSY,HYDRAULIC:CYLINDER BOOM;BOOM ASSY;RME LINER HANDLER RTX4X2 2.5T;
STP_009 - Lot7 | Data Enrichment | RYM |  | 2023-11-09 |  |  | 1208612 | 1208612 |  |  |  | ERSA | M | 5920 | 133319MRM | EA |  | CYLINDER ASSY,HYDRAULIC:CYLINDER EXTEND; | CYLINDER ASSY,HYDRAULIC:CYLINDER EXTEND; | CYLINDER ASSY,HYDRAULIC:CYLINDER EXTEND;MAIN BOOM INNER;RME LINER HANDLER RTX4X2 2.5T;
STP_009 - Lot7 | Data Enrichment | RYM |  | 2023-11-09 |  |  | 1208614 | 1208614 |  |  |  | ERSA | M | 5920 | 133321MRM | EA |  | CYLINDER ASSY,HYDRAULIC:CYLINDER GRAPPLE | CYLINDER ASSY,HYDRAULIC:CYLINDER GRAPPLE | CYLINDER ASSY,HYDRAULIC:CYLINDER GRAPPLE;RME LINER HANDLER RTX4X2 2.5T;
STP_009 - Lot7 | Data Enrichment | RYM |  | 2023-11-09 |  |  | 1206968 | 1206968 |  |  |  | ERSA | M | 5920 | 132679MRM | EA |  | CYLINDER ASSY,HYDRAULIC:CYLINDER INSTALL | CYLINDER ASSY,HYDRAULIC:CYLINDER INSTALL | CYLINDER ASSY,HYDRAULIC:CYLINDER INSTALLATION;HYDRAULIC WEDGE ADJUSTMENT;C160 JAW CRUSHER;
STP_009 - Lot7 | Data Enrichment | RYM |  | 2023-11-09 |  |  | 1214210 | 1214210 |  |  |  | ERSA | M | 5920 | 137875MRM | EA |  | CYLINDER ASSY,HYDRAULIC:CYLINDER;DPI1500 | CYLINDER ASSY,HYDRAULIC:CYLINDER;DPI1500 | CYLINDER ASSY,HYDRAULIC:CYLINDER;DPI1500;
STP_009 - Lot7 | Data Enrichment | RYM |  | 2023-11-09 |  |  | 1214620 | 1214620 |  |  |  | ERSA | M | 5920 | 137959MRM | EA |  | CYLINDER ASSY,HYDRAULIC:CYLINDER;DPI1500 | CYLINDER ASSY,HYDRAULIC:CYLINDER;DPI1500 | CYLINDER ASSY,HYDRAULIC:CYLINDER;DPI1500;
STP_009 - Lot7 | Data Enrichment | RYM |  | 2023-11-09 |  |  | 1212996 | 1212996 |  |  |  | ERSA | M | 5920 | 137561MRM | EA |  | CYLINDER ASSY,HYDRAULIC:CYLINDER;MODIFIE | CYLINDER ASSY,HYDRAULIC:CYLINDER;MODIFIE | CYLINDER ASSY,HYDRAULIC:CYLINDER;MODIFIED;DR460;
STP_009 - Lot7 | Data Enrichment | RYM |  | 2023-11-09 |  |  | 1214667 | 1214667 |  |  |  | ERSA | M | 5920 | 138011MRM | EA |  | CYLINDER ASSY,HYDRAULIC:DUST POT POSITIO | CYLINDER ASSY,HYDRAULIC:DUST POT POSITIO | CYLINDER ASSY,HYDRAULIC:DUST POT POSITIONING CYLINDER;DPI1500;
STP_009 - Lot7 | Data Enrichment | RYM |  | 2023-11-09 |  |  | 1214663 | 1214663 |  |  |  | ERSA | M | 5920 | 138007MRM | EA |  | CYLINDER ASSY,HYDRAULIC:FEED CYLINDER;DP | CYLINDER ASSY,HYDRAULIC:FEED CYLINDER;DP | CYLINDER ASSY,HYDRAULIC:FEED CYLINDER;DPI1500;
STP_009 - Lot7 | Data Enrichment | RYM |  | 2023-11-09 |  |  | 1214662 | 1214662 |  |  |  | ERSA | M | 5920 | 138006MRM | EA |  | CYLINDER ASSY,HYDRAULIC:FEED EXTENSION C | CYLINDER ASSY,HYDRAULIC:FEED EXTENSION C | CYLINDER ASSY,HYDRAULIC:FEED EXTENSION CYLINDER/LINEAR SENSOR;DPI1500;
STP_009 - Lot7 | Data Enrichment | RYM |  | 2023-11-09 |  |  | 1214661 | 1214661 |  |  |  | ERSA | M | 5920 | 138005MRM | EA |  | CYLINDER ASSY,HYDRAULIC:FEED SWING CYLIN | CYLINDER ASSY,HYDRAULIC:FEED SWING CYLIN | CYLINDER ASSY,HYDRAULIC:FEED SWING CYLINDER;DPI1500;
STP_009 - Lot7 | Data Enrichment | RYM |  | 2023-11-09 |  |  | 1214660 | 1214660 |  |  |  | ERSA | M | 5920 | 138004MRM | EA |  | CYLINDER ASSY,HYDRAULIC:FEED TILT CYLIND | CYLINDER ASSY,HYDRAULIC:FEED TILT CYLIND | CYLINDER ASSY,HYDRAULIC:FEED TILT CYLINDER;DPI1500;
STP_009 - Lot7 | Data Enrichment | RYM |  | 2023-11-09 |  |  | 1213787 | 1213787 |  |  |  | ERSA | M | 5920 | 137757MRM | EA |  | CYLINDER ASSY,HYDRAULIC:HYDR.CYLINDER;DP | CYLINDER ASSY,HYDRAULIC:HYDR.CYLINDER;DP | CYLINDER ASSY,HYDRAULIC:HYDR.CYLINDER;DPI1500;
STP_009 - Lot7 | Data Enrichment | RYM |  | 2023-11-09 |  |  | 1213818 | 1213818 |  |  |  | ERSA | M | 5920 | 137792MRM | EA |  | CYLINDER ASSY,HYDRAULIC:HYDR.CYLINDER;DP | CYLINDER ASSY,HYDRAULIC:HYDR.CYLINDER;DP | CYLINDER ASSY,HYDRAULIC:HYDR.CYLINDER;DPI1500;
STP_009 - Lot7 | Data Enrichment | RYM |  | 2023-11-09 |  |  | 1214664 | 1214664 |  |  |  | ERSA | M | 5920 | 138008MRM | EA |  | CYLINDER ASSY,HYDRAULIC:OSCILLATION CYLI | CYLINDER ASSY,HYDRAULIC:OSCILLATION CYLI | CYLINDER ASSY,HYDRAULIC:OSCILLATION CYLINDER;DPI1500;
STP_009 - Lot7 | Data Enrichment | RYM |  | 2023-11-09 |  |  | 1214666 | 1214666 |  |  |  | ERSA | M | 5920 | 138010MRM | EA |  | CYLINDER ASSY,HYDRAULIC:PITO CYLINDER;DP | CYLINDER ASSY,HYDRAULIC:PITO CYLINDER;DP | CYLINDER ASSY,HYDRAULIC:PITO CYLINDER;DPI1500;
STP_009 - Lot7 | Data Enrichment | RYM |  | 2023-11-09 |  |  | 1214665 | 1214665 |  |  |  | ERSA | M | 5920 | 138009MRM | EA |  | CYLINDER ASSY,HYDRAULIC:REAR JACK LEG CY | CYLINDER ASSY,HYDRAULIC:REAR JACK LEG CY | CYLINDER ASSY,HYDRAULIC:REAR JACK LEG CYLINDER;DPI1500;
STP_009 - Lot7 | Data Enrichment | RYM |  | 2023-11-09 |  |  | 1214670 | 1214670 |  |  |  | ERSA | M | 5920 | 138014MRM | EA |  | CYLINDER ASSY,HYDRAULIC:ROD GRIPPER CYLI | CYLINDER ASSY,HYDRAULIC:ROD GRIPPER CYLI | CYLINDER ASSY,HYDRAULIC:ROD GRIPPER CYLINDER;DPI1500;
STP_009 - Lot7 | Data Enrichment | RYM |  | 2023-11-09 |  |  | 1214671 | 1214671 |  |  |  | ERSA | M | 5920 | 138015MRM | EA |  | CYLINDER ASSY,HYDRAULIC:ROD HANDLER CYLI | CYLINDER ASSY,HYDRAULIC:ROD HANDLER CYLI | CYLINDER ASSY,HYDRAULIC:ROD HANDLER CYLINDER;DPI1500;
STP_009 - Lot7 | Data Enrichment | RYM |  | 2023-11-09 |  |  | 1214669 | 1214669 |  |  |  | ERSA | M | 5920 | 138013MRM | EA |  | CYLINDER ASSY,HYDRAULIC:ROD ROLLER GRIPP | CYLINDER ASSY,HYDRAULIC:ROD ROLLER GRIPP | CYLINDER ASSY,HYDRAULIC:ROD ROLLER GRIPPER CYLINDER;DPI1500;
STP_009 - Lot7 | Data Enrichment | RYM |  | 2023-11-09 |  |  | 1214668 | 1214668 |  |  |  | ERSA | M | 5920 | 138012MRM | EA |  | CYLINDER ASSY,HYDRAULIC:ROD ROLLER POSIT | CYLINDER ASSY,HYDRAULIC:ROD ROLLER POSIT | CYLINDER ASSY,HYDRAULIC:ROD ROLLER POSITIONING CYLINDER;DPI1500;
STP_009 - Lot7 | Data Enrichment | RYM |  | 2023-11-09 |  |  | 1214673 | 1214673 |  |  |  | ERSA | M | 5920 | 138018MRM | EA |  | CYLINDER ASSY,HYDRAULIC:SAFETY LATCH CYL | CYLINDER ASSY,HYDRAULIC:SAFETY LATCH CYL | CYLINDER ASSY,HYDRAULIC:SAFETY LATCH CYLINDER;DPI1500;
STP_009 - Lot7 | Data Enrichment | RYM |  | 2023-11-09 |  |  | 1213788 | 1213788 |  |  |  | ERSA | M | 5920 | 137758MRM | EA |  | CYLINDER ASSY,HYDRAULIC:SX FEED CYLINDER | CYLINDER ASSY,HYDRAULIC:SX FEED CYLINDER | CYLINDER ASSY,HYDRAULIC:SX FEED CYLINDER ASSY;DPI1500;
STP_009 - Lot7 | Data Enrichment | CIR |  | 2023-11-09 |  |  | 1213860 | 1213860 |  |  |  | ERSA | M | 1845 | 1280247MRM | EA |  | CYLINDER BARREL:BARREL SHELL | CYLINDER BARREL:BARREL SHELL | CYLINDER BARREL:BARREL SHELL
STP_009 - Lot7 | Data Enrichment | CIR |  | 2023-11-09 |  |  | 1216692 | 1216692 |  |  |  | ERSA | M | 5955 | 7128538MRM | EA |  | CYLINDER BARREL:H205D FEED INNER TUBE;TE | CYLINDER BARREL:H205D FEED INNER TUBE;TE | CYLINDER BARREL:H205D FEED INNER TUBE;TELESCOPIC FEED TTF 500 10X14 ASSY;H205D MINIMATIC POWERCLASS JUMBO
STP_009 - Lot7 | Data Enrichment | RYM |  | 2023-11-09 |  |  | 1204534 | 1204534 |  |  |  | ERSA | M | 5820 | 149397MRM | EA |  | CYLINDER,AIR;CLY80X350 D/A CYLINDER | CYLINDER,AIR;CLY80X350 D/A CYLINDER | CYLINDER,AIR;CLY80X350 D/A CYLINDER
STP_009 - Lot7 | Data Enrichment | RYM |  | 2023-11-09 |  |  | 1207083 | 1207083 |  |  |  | ERSA | M | 5920 | 1057181MRM | EA |  | CYLINDER,FIRE EXTINGUISHER:25 LITRE;MOBI | CYLINDER,FIRE EXTINGUISHER:25 LITRE;MOBI | CYLINDER,FIRE EXTINGUISHER:25 LITRE;MOBILE EQUIPMENT FIRE SUPRESSION SYSTEM
STP_009 - Lot7 | Data Enrichment | RYM |  | 2023-11-09 |  |  | 1203278 | 1203278 |  |  |  | ERSA | M | 2920 | 980408MRM | EA |  | CYLINDER,FIRE EXTINGUISHER:34 LTR;PAINTE | CYLINDER,FIRE EXTINGUISHER:34 LTR;PAINTE | CYLINDER,FIRE EXTINGUISHER:34 LTR;PAINTED;QUELL FIRE SUPPRESSION SYSTEM
STP_009 - Lot7 | Data Enrichment | RYM |  | 2023-11-09 |  |  | 1203277 | 1203277 |  |  |  | ERSA | M | 2920 | 980407MRM | EA |  | CYLINDER,FIRE EXTINGUISHER:50L PRESSURE | CYLINDER,FIRE EXTINGUISHER:50L PRESSURE | CYLINDER,FIRE EXTINGUISHER:50L PRESSURE VESSEL(CYL);SS;PAINTED;QUELL FIRE SUPPRESSION SYSTEM;MOBILE EQUIPMENT FIRE SUPPRESSION
STP_009 - Lot7 | Data Enrichment | RYM |  | 2023-11-09 |  |  | 1076871 | 1076871 |  |  |  | ERSA | M | 4010 | 1036808GZPCLNT100 | EA |  | CYLINDER,GRAD;MEASURE,500 ML,PLSTC,3605 | CYLINDER,GRAD;MEASURE,500 ML,PLSTC,3605 | CYLINDER,GRADUATED;TYPE:MEASURE,CAPACITY:500 ML,MATERIAL:PLASTIC,PTNO:3605 |  |  |  | 3605
STP_009 - Lot7 | Data Enrichment | RYM |  | 2023-11-09 |  |  | 1211269 | 1211269 |  |  |  | ERSA | M | 5920 | 135720MRM | EA |  | CYLINDER,GRADUATED:DISPERSION CYLINDER;; | CYLINDER,GRADUATED:DISPERSION CYLINDER;; | CYLINDER,GRADUATED:DISPERSION CYLINDER;;100NB;PESPEX MATERIAL;
STP_009 - Lot7 | Data Enrichment | RYM |  | 2023-11-09 |  |  | 1209990 | 1209990 |  |  |  | ERSA | M | 5955 | 773810MRM | EA |  | CYLINDER,GRADUATED:H205D TMS DISPENSING | CYLINDER,GRADUATED:H205D TMS DISPENSING | CYLINDER,GRADUATED:H205D TMS DISPENSING GLASS;CARRIER ASSY;H205D POWER CLASS MINIMATIC JUMBO
STP_009 - Lot7 | Data Enrichment | RYM |  | 2023-11-09 |  |  | 1212409 | 1212409 |  |  |  | ERSA | M | 5920 | 1253574MRM | EA |  | CYLINDER,GRADUATED:MEASURING;1L PLASTIC; | CYLINDER,GRADUATED:MEASURING;1L PLASTIC; | CYLINDER,GRADUATED:MEASURING;1L PLASTIC;
STP_009 - Lot7 | Data Enrichment | RYM |  | 2023-11-09 |  |  | 1212408 | 1212408 |  |  |  | ERSA | M | 5100 | 1253566MRM | EA |  | CYLINDER,GRADUATED:MEASURING;2L PLASTIC; | CYLINDER,GRADUATED:MEASURING;2L PLASTIC; | CYLINDER,GRADUATED:MEASURING;2L PLASTIC;
STP_009 - Lot7 | Data Enrichment | RYM |  | 2023-11-09 |  |  | 1214368 | 1214368 |  |  |  | ERSA | M | 5955 | 777125MRM | EA |  | CYLINDER,LOCK,VEH:TORO 50D CABIN DOOR LO | CYLINDER,LOCK,VEH:TORO 50D CABIN DOOR LO | CYLINDER,LOCK,VEH:TORO 50D CABIN DOOR LOCK;CABIN EQUIPMENT GROUP;TAMROCK TORO 50D TRUCK
STP_009 - Lot7 | Data Enrichment | RYM |  | 2023-11-09 |  |  | 1204477 | 1204477 |  |  |  | ERSA | M | 5100 | 148996MRM | EA |  | CYLINDER:26-S-2-H-032-A-50;CALIBRATION S | CYLINDER:26-S-2-H-032-A-50;CALIBRATION S | CYLINDER:26-S-2-H-032-A-50;CALIBRATION SAMPLER ASSEMBLY;(CSA 3446);FOUR OUTLETS;OPERATIONAL SPARE;
STP_009 - Lot7 | Data Enrichment | RYM |  | 2023-11-09 |  |  | 1204478 | 1204478 |  |  |  | ERSA | M | 5100 | 148997MRM | EA |  | CYLINDER:26-S-2-H-040-A-160;CALIBRATION | CYLINDER:26-S-2-H-040-A-160;CALIBRATION | CYLINDER:26-S-2-H-040-A-160;CALIBRATION SAMPLER ASSEMBLY;(CSA 3446);FOUR OUTLETS;OPERATIONAL SPARE;
STP_009 - Lot7 | Data Enrichment | RYM |  | 2023-11-09 |  |  | 1204479 | 1204479 |  |  |  | ERSA | M | 5100 | 148998MRM | EA |  | CYLINDER:26-S-2-H-040-A-80;CALIBRATION S | CYLINDER:26-S-2-H-040-A-80;CALIBRATION S | CYLINDER:26-S-2-H-040-A-80;CALIBRATION SAMPLER ASSEMBLY;(CSA 3446);FOUR OUTLETS;OPERATIONAL SPARE;
STP_009 - Lot7 | Data Enrichment | RYM |  | 2023-11-09 |  |  | 1212987 | 1212987 |  |  |  | ERSA | M | 5920 | 137551MRM | EA |  | CYLINDER:CYL ASM INLET CNTRL;DR460; | CYLINDER:CYL ASM INLET CNTRL;DR460; | CYLINDER:CYL ASM INLET CNTRL;DR460;
STP_009 - Lot7 | Data Enrichment | RYM |  | 2023-11-09 |  |  | 1208467 | 1208467 |  |  |  | ERSA | M | 5920 | 133301MRM | EA |  | CYLINDER:CYLINDER STEERING;BASE DRIVE GR | CYLINDER:CYLINDER STEERING;BASE DRIVE GR | CYLINDER:CYLINDER STEERING;BASE DRIVE GROUP;NON DRIVEN;RME LINER HANDLER RTX4X2 2.5T;
STP_009 - Lot7 | Data Enrichment | RYM |  | 2023-11-09 |  |  | 1208464 | 1208464 |  |  |  | ERSA | M | 5920 | 133297MRM | EA |  | CYLINDER:CYLINDER STEERING;BASE FRAME GR | CYLINDER:CYLINDER STEERING;BASE FRAME GR | CYLINDER:CYLINDER STEERING;BASE FRAME GROUP;DRIVEN;RME LINER HANDLER RTX4X2 2.5T;
STP_009 - Lot7 | Data Enrichment | RYM |  | 2023-11-09 |  |  | 1207635 | 1207635 |  |  |  | ERSA | M | 4010 | 155020MRM | EA |  | CYLINDER:CYLINDER; HYDRAULIC 10T 203MM E | CYLINDER:CYLINDER; HYDRAULIC 10T 203MM E | CYLINDER:CYLINDER; HYDRAULIC 10T 203MM ENERPAC RC108; ENERPAC
STP_009 - Lot7 | Data Enrichment | RYM |  | 2023-11-09 |  |  | 1207639 | 1207639 |  |  |  | ERSA | M | 4010 | 155032MRM | EA |  | CYLINDER:CYLINDER; HYDRAULIC 5T 16MM ENE | CYLINDER:CYLINDER; HYDRAULIC 5T 16MM ENE | CYLINDER:CYLINDER; HYDRAULIC 5T 16MM ENERPAC RC50; ENERPAC
STP_009 - Lot7 | Data Enrichment | RYM |  | 2023-11-09 |  |  | 1207636 | 1207636 |  |  |  | ERSA | M | 4010 | 155021MRM | EA |  | CYLINDER:CYLINDER; HYDRAULIC 5T 177MM EN | CYLINDER:CYLINDER; HYDRAULIC 5T 177MM EN | CYLINDER:CYLINDER; HYDRAULIC 5T 177MM ENERPAC RC57; ENERPAC
STP_009 - Lot7 | Data Enrichment | RYM |  | 2023-11-09 |  |  | 1207640 | 1207640 |  |  |  | ERSA | M | 4010 | 155033MRM | EA |  | CYLINDER:CYLINDER; HYDRAULIC 5T 76MM ENE | CYLINDER:CYLINDER; HYDRAULIC 5T 76MM ENE | CYLINDER:CYLINDER; HYDRAULIC 5T 76MM ENERPAC RC53; ENERPAC
STP_009 - Lot7 | Data Enrichment | RYM |  | 2023-11-09 |  |  | 1207617 | 1207617 |  |  |  | ERSA | M | 1900 | 154958MRM | EA |  | CYLINDER:CYLINDER; LP GAS CYLINDER 0.34K | CYLINDER:CYLINDER; LP GAS CYLINDER 0.34K | CYLINDER:CYLINDER; LP GAS CYLINDER 0.34KG CAPACITY PRIMUS PRI2000; PRIMUS
STP_009 - Lot7 | Data Enrichment | RYM |  | 2023-11-09 |  |  | 1204539 | 1204539 |  |  |  | ERSA | M | 5820 | 149403MRM | EA |  | CYLINDER:GATOR SCUTTLE VALVE CYLINDER | CYLINDER:GATOR SCUTTLE VALVE CYLINDER | CYLINDER:GATOR SCUTTLE VALVE CYLINDER
STP_009 - Lot7 | Data Enrichment | RYM |  | 2023-11-09 |  |  | 1213640 | 1213640 |  |  |  | ERSA | M | 1500 | 170959MRM | EA |  | CYLINDER:HYDRAULIC; VERTIMILL DOOR 2300M | CYLINDER:HYDRAULIC; VERTIMILL DOOR 2300M | CYLINDER:HYDRAULIC; VERTIMILL DOOR 2300MI002; 2.5INCH BORE; 14INCH STROKE; 1.5INCH ROD DIA
STP_009 - Lot7 | Data Enrichment | RYM |  | 2023-11-09 |  |  | 1204239 | 1204239 |  |  |  | ERSA | M | 5100 | 148984MRM | EA |  | CYLINDER:MINITURE CYLINDER ASSEMBLY;AUTO | CYLINDER:MINITURE CYLINDER ASSEMBLY;AUTO | CYLINDER:MINITURE CYLINDER ASSEMBLY;AUTOMATIC WINDOW CHANGER(AWC 4030);OPERATIONAL SPARE;
STP_009 - Lot7 | Data Enrichment | RYM |  | 2023-11-09 |  |  | 1212845 | 1212845 |  |  |  | ERSA | M | 5915 | 170392MRM | EA |  | CYLINDER:SLAVE; NPR400; FLAT TOP TRUCK: | CYLINDER:SLAVE; NPR400; FLAT TOP TRUCK: | CYLINDER:SLAVE; NPR400; FLAT TOP TRUCK: 5200cc; ISUZU
STP_009 - Lot7 | Data Enrichment | RYM |  | 2023-11-09 |  |  | 1215636 | 1215636 |  |  |  | ERSA | M | 5915 | 1303544MRM | EA |  | CYLINDER:STICK CYLINDERCAT 349DL EX142 | CYLINDER:STICK CYLINDERCAT 349DL EX142 | CYLINDER:STICK CYLINDERCAT 349DL EX142
STP_009 - Lot7 | Data Enrichment | RYM |  | 2023-11-09 |  |  | 1111324 | 1111324 | 1411118 | AU_QM_000256462 |  | ERSA | M | 5915 | 1411118GZPCLNT100 | EA |  | CYLINDER;5H.2122463313 | CYLINDER;5H.2122463313 | CYLINDER;MNFR: ,PTNO:5H.2122463313 |  | CYLINDER;5H.2122463313CYLINDER;5H.2122463313
STP_009 - Lot7 | Data Enrichment | RYM |  | 2023-11-09 |  |  | 1111119 | 1111119 | 1416462 | AU_QM_000262229 |  | ERSA | M | 5915 | 1416462GZPCLNT100 | EA |  | CYLINDER;5H.2122463334 | CYLINDER;5H.2122463334 | CYLINDER;MNFR: ,PTNO:5H.2122463334 |  | CYLINDER;5H.2122463334CYLINDER;5H.2122463334
STP_009 - Lot7 | Data Enrichment | RYM |  | 2023-11-09 |  |  | 1020224 | 1020224 | 1389833 | AU_QM_000231393 |  | ERSA | M | 5955 | 1389833GZPCLNT100 | EA | 3000000 | CYLINDER;ATL,210216 | CYLINDER;ATL,210216 | CYLINDER;MNFR:ATLAS COPCO,PTNO:210216 |  | CYLINDER;ATL,210216CYLINDER;ATL,210216 | ATLAS COPCO | 210216
STP_009 - Lot7 | Data Enrichment | RYM |  | 2023-11-09 |  |  | 1020959 | 1020959 | 1472150 | AU_QM_009905255 |  | ERSA | M | 5955 | 1472150GZPCLNT100 | EA | 3000000 | CYLINDER;ATL,3175-0700-00 | CYLINDER;ATL,3175-0700-00 | CYLINDER;MNFR:ATLAS COPCO,PTNO:3175-0700-00 |  | CYLINDER BARREL:BUK DOWEL STABILIZER BARREL; | ATLAS COPCO | 3175-0700-00
STP_009 - Lot7 | Data Enrichment | RYM |  | 2023-11-09 |  |  | 1074087 | 1074087 |  |  |  | ERSA | M | 3750 | 1153316GZPCLNT100 | EA | 3000000 | CYLINDER;ATL,3222330149,HYDR | CILINDRO;ATL,3222330149,HIDRAUL | CYLINDER;MNFR:ATLAS COPCO,PTNO:3222330149,ADDITIONAL FEATURES EN:HYDRAULIC | CILINDRO;MNFR:ATLAS COPCO,PTNO:3222330149,CARACTERISTICAS ADICIONALES ES:HIDRAULICO |  | ATLAS COPCO | 3222330149
STP_009 - Lot7 | Data Enrichment | RYM |  | 2023-11-09 |  |  | 1026452 | 1026452 | 1372932 | AU_QM_000197506 |  | ERSA | M | 5955 | 1372932GZPCLNT100 | EA | 3000000 | CYLINDER;ATL,5590000662 | CYLINDER;ATL,5590000662 | CYLINDER;MNFR:ATLAS COPCO,PTNO:5590000662 |  | CYLINDER;ATL,5590000662CYLINDER;ATC,5590000662 | ATLAS COPCO | 5590000662
STP_009 - Lot7 | Data Enrichment | RYM |  | 2023-11-09 |  |  | 1111915 | 1111915 | 1421245 | AU_QM_000267442 |  | ERSA | M | 5915 | 1421245GZPCLNT100 | EA |  | CYLINDER;BHM1302 | CYLINDER;BHM1302 | CYLINDER;MNFR: ,PTNO:BHM1302 |  | CYLINDER;BHM1302CYLINDER;BHM1302
STP_009 - Lot7 | Data Enrichment | RYM |  | 2023-11-09 |  |  | 1110124 | 1110124 | 1414536 | AU_QM_000260129 |  | ERSA | M | 5915 | 1414536GZPCLNT100 | EA |  | CYLINDER;BHM1899 | CYLINDER;BHM1899 | CYLINDER;MNFR: ,PTNO:BHM1899 |  | CYLINDER;BHM1899CYLINDER;BHM1899
STP_009 - Lot7 | Data Enrichment | RYM |  | 2023-11-09 |  |  | 1020550 | 1020550 | 1383302 | AU_QM_000223653 |  | ERSA | M | 5955 | 1383302GZPCLNT100 | EA | 3000003 | CYLINDER;CAT,1052441 | CYLINDER;CAT,1052441 | CYLINDER;MNFR:CATERPILLAR,PTNO:1052441 |  | CYLINDER;CAT,1052441CYLINDER;HAS,1052441 | CATERPILLAR | 1052441
STP_009 - Lot7 | Data Enrichment | RYM |  | 2023-11-09 |  |  | 1073961 | 1073961 |  |  |  | ERSA | M | 3730 | 1085510GZPCLNT100 | EA | 3000003 | CYLINDER;CAT,1153595,ASSY | CILINDRO;CAT,1153595,ENSAMBLE | CYLINDER;MNFR:CATERPILLAR,PTNO:1153595,ADDITIONAL FEATURES EN:ASSEMBLY | CILINDRO;MNFR:CATERPILLAR,PTNO:1153595,CARACTERISTICAS ADICIONALES ES:ENSAMBLE |  | CATERPILLAR | 1153595
STP_009 - Lot7 | Data Enrichment | RYM |  | 2023-11-09 |  |  | 1020062 | 1020062 | 1394312 | AU_QM_000237870 |  | ERSA | M | 5955 | 1394312GZPCLNT100 | EA | 3000003 | CYLINDER;CAT,11R-0131 | CYLINDER;CAT,11R-0131 | CYLINDER;MNFR:CATERPILLAR,PTNO:11R-0131 |  | OEM-E-LISTCYLINDER;CAT,11R-0131 | CATERPILLAR | 11R-0131
STP_009 - Lot7 | Data Enrichment | RYM |  | 2023-11-09 |  |  | 1020221 | 1020221 | 1389846 | AU_QM_000231406 |  | ERSA | M | 5955 | 1389846GZPCLNT100 | EA | 3000003 | CYLINDER;CAT,1652506 | CYLINDER;CAT,1652506 | CYLINDER;MNFR:CATERPILLAR,PTNO:1652506 |  | CYLINDER;CAT,1652506CYLINDER;HAS,1652506 | CATERPILLAR | 1652506
STP_009 - Lot7 | Data Enrichment | RYM |  | 2023-11-09 |  |  | 1020548 | 1020548 | 1383328 | AU_QM_000223683 |  | ERSA | M | 5955 | 1383328GZPCLNT100 | EA | 3000003 | CYLINDER;CAT,1652507 | CYLINDER;CAT,1652507 | CYLINDER;MNFR:CATERPILLAR,PTNO:1652507 |  | CYLINDER;CAT,1652507CYLINDER;HAS,1652507 | CATERPILLAR | 1652507
STP_009 - Lot7 | Data Enrichment | RYM |  | 2023-11-09 |  |  | 1020373 | 1020373 | 1386976 | AU_QM_000228032 |  | ERSA | M | 5955 | 1386976GZPCLNT100 | EA | 3000003 | CYLINDER;CAT,1738615 | CYLINDER;CAT,1738615 | CYLINDER;MNFR:CATERPILLAR,PTNO:1738615 |  | CYLINDER;CAT,1738615CYLINDER;HAS,1738615 | CATERPILLAR | 1738615
STP_009 - Lot7 | Data Enrichment | RYM |  | 2023-11-09 |  |  | 1020525 | 1020525 | 1384236 | AU_QM_000224780 |  | ERSA | M | 5955 | 1384236GZPCLNT100 | EA | 3000003 | CYLINDER;CAT,1991363 | CYLINDER;CAT,1991363 | CYLINDER;MNFR:CATERPILLAR,PTNO:1991363 |  | CYLINDER;CAT,1991363CYLINDER;HAS,1991363 | CATERPILLAR | 1991363
STP_009 - Lot7 | Data Enrichment | RYM |  | 2023-11-09 |  |  | 1020383 | 1020383 | 1386767 | AU_QM_000227783 |  | ERSA | M | 5955 | 1386767GZPCLNT100 | EA | 3000003 | CYLINDER;CAT,1U4744 | CYLINDER;CAT,1U4744 | CYLINDER;MNFR:CATERPILLAR,PTNO:1U4744 |  | CYLINDER;CAT,1U4744CYLINDER;HAS,1U4744 | CATERPILLAR | 1U4744
STP_009 - Lot7 | Data Enrichment | RYM |  | 2023-11-09 |  |  | 1020060 | 1020060 | 1394315 | AU_QM_000237873 |  | ERSA | M | 5955 | 1394315GZPCLNT100 | EA | 3000003 | CYLINDER;CAT,211-0131 | CYLINDER;CAT,211-0131 | CYLINDER;MNFR:CATERPILLAR,PTNO:211-0131 |  | OEM-E-LISTCYLINDER;CAT,211-0131 | CATERPILLAR | 211-0131
STP_009 - Lot7 | Data Enrichment | RYM |  | 2023-11-09 |  |  | 1020251 | 1020251 | 1389088 | AU_QM_000230491 |  | ERSA | M | 5955 | 1389088GZPCLNT100 | EA | 3000003 | CYLINDER;CAT,2127469 | CYLINDER;CAT,2127469 | CYLINDER;MNFR:CATERPILLAR,PTNO:2127469 |  | CYLINDER;CAT,2127469CYLINDER;HAS,2127469 | CATERPILLAR | 2127469
STP_009 - Lot7 | Data Enrichment | RYM |  | 2023-11-09 |  |  | 1020059 | 1020059 | 1394316 | AU_QM_000237874 |  | ERSA | M | 5955 | 1394316GZPCLNT100 | EA | 3000003 | CYLINDER;CAT,219-5846 | CYLINDER;CAT,219-5846 | CYLINDER;MNFR:CATERPILLAR,PTNO:219-5846 |  | OEM-E-LISTCYLINDER;CAT,219-5846 | CATERPILLAR | 219-5846
STP_009 - Lot7 | Data Enrichment | RYM |  | 2023-11-09 |  |  | 1020058 | 1020058 | 1394317 | AU_QM_000237876 |  | ERSA | M | 5955 | 1394317GZPCLNT100 | EA | 3000003 | CYLINDER;CAT,219-5847 | CYLINDER;CAT,219-5847 | CYLINDER;MNFR:CATERPILLAR,PTNO:219-5847 |  | OEM-E-LISTCYLINDER;CAT,219-5847 | CATERPILLAR | 219-5847
STP_009 - Lot7 | Data Enrichment | RYM |  | 2023-11-09 |  |  | 1028229 | 1028229 | 1374245 | AU_QM_000203143 |  | ERSA | M | 5955 | 1374245GZPCLNT100 | EA | 3000003 | CYLINDER;CAT,2246433 | CYLINDER;CAT,2246433 | CYLINDER;MNFR:CATERPILLAR,PTNO:2246433 |  | CYLINDER;CAT,2246433CYLINDER;CAT,2246433 | CATERPILLAR | 2246433
STP_009 - Lot7 | Data Enrichment | RYM |  | 2023-11-09 |  |  | 1028228 | 1028228 | 1374246 | AU_QM_000203144 |  | ERSA | M | 5955 | 1374246GZPCLNT100 | EA | 3000003 | CYLINDER;CAT,2246434 | CYLINDER;CAT,2246434 | CYLINDER;MNFR:CATERPILLAR,PTNO:2246434 |  | CYLINDER;CAT,2246434CYLINDER;CAT,2246434 | CATERPILLAR | 2246434
STP_009 - Lot7 | Data Enrichment | RYM |  | 2023-11-09 |  |  | 1028227 | 1028227 | 1374249 | AU_QM_000203147 |  | ERSA | M | 5955 | 1374249GZPCLNT100 | EA | 3000003 | CYLINDER;CAT,2249464 | CYLINDER;CAT,2249464 | CYLINDER;MNFR:CATERPILLAR,PTNO:2249464 |  | CYLINDER;CAT,2249464CYLINDER;CAT,2249464 | CATERPILLAR | 2249464
STP_009 - Lot7 | Data Enrichment | RYM |  | 2023-11-09 |  |  | 1020057 | 1020057 | 1394320 | AU_QM_000237879 |  | ERSA | M | 5955 | 1394320GZPCLNT100 | EA | 3000003 | CYLINDER;CAT,234-2680 | CYLINDER;CAT,234-2680 | CYLINDER;MNFR:CATERPILLAR,PTNO:234-2680 |  | OEM-E-LISTCYLINDER;CAT,234-2680 | CATERPILLAR | 234-2680
STP_009 - Lot7 | Data Enrichment | RYM |  | 2023-11-09 |  |  | 1074818 | 1074818 |  |  |  | ERSA | M | 3730 | 1093503GZPCLNT100 | EA | 3000003 | CYLINDER;CAT,2355337,TLT,GP,HOD | CILINDRO;CAT,2355337,INCLINACION,GRUPO | CYLINDER;MNFR:CATERPILLAR,PTNO:2355337,ADDITIONAL FEATURES EN:TILT,GROUP,HOOD | CILINDRO;MNFR:CATERPILLAR,PTNO:2355337,CARACTERISTICAS ADICIONALES ES:INCLINACION,GRUPO,CAPO |  | CATERPILLAR | 2355337
STP_009 - Lot7 | Data Enrichment | RYM |  | 2023-11-09 |  |  | 1034539 | 1034539 | 1387333 | AU_QM_000228456 |  | ERSA | M | 5955 | 1387333GZPCLNT100 | EA | 3000003 | CYLINDER;CAT,247-0096 | CYLINDER;CAT,247-0096 | CYLINDER;MNFR:CATERPILLAR,PTNO:247-0096 |  | CYLINDER;CAT,247-0096CYLINDER;HAS,247-0096 | CATERPILLAR | 247-0096
STP_009 - Lot7 | Data Enrichment | RYM |  | 2023-11-09 |  |  | 1028196 | 1028196 | 1387758 | AU_QM_000228946 |  | ERSA | M | 5955 | 1387758GZPCLNT100 | EA | 3000003 | CYLINDER;CAT,2558715 | CYLINDER;CAT,2558715 | CYLINDER;MNFR:CATERPILLAR,PTNO:2558715 |  | CYLINDER;CAT,2558715CYLINDER;HAS,2558715 | CATERPILLAR | 2558715
STP_009 - Lot7 | Data Enrichment | RYM |  | 2023-11-09 |  |  | 1020056 | 1020056 | 1394326 | AU_QM_000237885 |  | ERSA | M | 5955 | 1394326GZPCLNT100 | EA | 3000003 | CYLINDER;CAT,258-9864 | CYLINDER;CAT,258-9864 | CYLINDER;MNFR:CATERPILLAR,PTNO:258-9864 |  | OEM-E-LISTCYLINDER;CAT,258-9864 | CATERPILLAR | 258-9864
STP_009 - Lot7 | Data Enrichment | RYM |  | 2023-11-09 |  |  | 1020055 | 1020055 | 1394330 | AU_QM_000237889 |  | ERSA | M | 5955 | 1394330GZPCLNT100 | EA | 3000003 | CYLINDER;CAT,300-9550 | CYLINDER;CAT,300-9550 | CYLINDER;MNFR:CATERPILLAR,PTNO:300-9550 |  | OEM-E-LISTCYLINDER;CAT,300-9550 | CATERPILLAR | 300-9550
STP_009 - Lot7 | Data Enrichment | RYM |  | 2023-11-09 |  |  | 1020201 | 1020201 | 1390239 | AU_QM_000231850 |  | ERSA | M | 5955 | 1390239GZPCLNT100 | EA | 3000003 | CYLINDER;CAT,3161493 | CYLINDER;CAT,3161493 | CYLINDER;MNFR:CATERPILLAR,PTNO:3161493 |  | CYLINDER;CAT,3161493CYLINDER;HAS,3161493 | CATERPILLAR | 3161493
STP_009 - Lot7 | Data Enrichment | RYM |  | 2023-11-09 |  |  | 1020483 | 1020483 | 1385302 | AU_QM_000226057 |  | ERSA | M | 5955 | 1385302GZPCLNT100 | EA | 3000003 | CYLINDER;CAT,3560672 | CYLINDER;CAT,3560672 | CYLINDER;MNFR:CATERPILLAR,PTNO:3560672 |  | CYLINDER;CAT,3560672CYLINDER;HAS,3560672 | CATERPILLAR | 3560672
STP_009 - Lot7 | Data Enrichment | RYM |  | 2023-11-09 |  |  | 1020054 | 1020054 | 1394331 | AU_QM_000237890 |  | ERSA | M | 5955 | 1394331GZPCLNT100 | EA | 3000003 | CYLINDER;CAT,3787963 | CYLINDER;CAT,3787963 | CYLINDER;MNFR:CATERPILLAR,PTNO:3787963 |  | OEM-E-LISTCYLINDER;CAT,3787963 | CATERPILLAR | 3787963
STP_009 - Lot7 | Data Enrichment | RYM |  | 2023-11-09 |  |  | 1020053 | 1020053 | 1394333 | AU_QM_000237892 |  | ERSA | M | 5955 | 1394333GZPCLNT100 | EA | 3000003 | CYLINDER;CAT,3787964 | CYLINDER;CAT,3787964 | CYLINDER;MNFR:CATERPILLAR,PTNO:3787964 |  | OEM-E-LISTCYLINDER;CAT,3787964 | CATERPILLAR | 3787964
STP_009 - Lot7 | Data Enrichment | RYM |  | 2023-11-09 |  |  | 1020528 | 1020528 | 1384086 | AU_QM_000224594 |  | ERSA | M | 5955 | 1384086GZPCLNT100 | EA | 3000003 | CYLINDER;CAT,5J2388 | CYLINDER;CAT,5J2388 | CYLINDER;MNFR:CATERPILLAR,PTNO:5J2388 |  | CYLINDER;CAT,5J2388CYLINDER;HAS,5J2388 | CATERPILLAR | 5J2388
STP_009 - Lot7 | Data Enrichment | RYM |  | 2023-11-09 |  |  | 1020051 | 1020051 | 1394336 | AU_QM_000237895 |  | ERSA | M | 5955 | 1394336GZPCLNT100 | EA | 3000003 | CYLINDER;CAT,6E-5024 | CYLINDER;CAT,6E-5024 | CYLINDER;MNFR:CATERPILLAR,PTNO:6E-5024 |  | OEM-E-LISTCYLINDER;CAT,6E-5024 | CATERPILLAR | 6E-5024
STP_009 - Lot7 | Data Enrichment | RYM |  | 2023-11-09 |  |  | 1020050 | 1020050 | 1394337 | AU_QM_000237896 |  | ERSA | M | 5955 | 1394337GZPCLNT100 | EA | 3000003 | CYLINDER;CAT,6E-5025 | CYLINDER;CAT,6E-5025 | CYLINDER;MNFR:CATERPILLAR,PTNO:6E-5025 |  | OEM-E-LISTCYLINDER;CAT,6E-5025 | CATERPILLAR | 6E-5025
STP_009 - Lot7 | Data Enrichment | RYM |  | 2023-11-09 |  |  | 1020049 | 1020049 | 1394338 | AU_QM_000237897 |  | ERSA | M | 5955 | 1394338GZPCLNT100 | EA | 3000003 | CYLINDER;CAT,6G3641 | CYLINDER;CAT,6G3641 | CYLINDER;MNFR:CATERPILLAR,PTNO:6G3641 |  | OEM-E-LISTCYLINDER;CAT,6G3641 | CATERPILLAR | 6G3641
STP_009 - Lot7 | Data Enrichment | RYM |  | 2023-11-09 |  |  | 1020526 | 1020526 | 1384160 | AU_QM_000224693 |  | ERSA | M | 5955 | 1384160GZPCLNT100 | EA | 3000003 | CYLINDER;CAT,9204701500 | CYLINDER;CAT,9204701500 | CYLINDER;MNFR:CATERPILLAR,PTNO:9204701500 |  | CYLINDER;CAT,9204701500CYLINDER;HAS,9204701500 | CATERPILLAR | 9204701500
STP_009 - Lot7 | Data Enrichment | RYM |  | 2023-11-09 |  |  | 1020048 | 1020048 | 1394340 | AU_QM_000237899 |  | ERSA | M | 5955 | 1394340GZPCLNT100 | EA | 3000003 | CYLINDER;CAT,9U-9361 | CYLINDER;CAT,9U-9361 | CYLINDER;MNFR:CATERPILLAR,PTNO:9U-9361 |  | OEM-E-LISTCYLINDER;CAT,9U-9361 | CATERPILLAR | 9U-9361
STP_009 - Lot7 | Data Enrichment | RYM |  | 2023-11-09 |  |  | 1020308 | 1020308 | 1388139 | AU_QM_000229398 |  | ERSA | M | 5955 | 1388139GZPCLNT100 | EA | 3000003 | CYLINDER;CAT,NEWM-JLK-STRHOSE | CYLINDER;CAT,NEWM-JLK-STRHOSE | CYLINDER;MNFR:CATERPILLAR,PTNO:NEWM-JLK-STRHOSE |  | CYLINDER;CAT,NEWM-JLK-STRHOSECYLINDER;HAS,NEWM-JLK-STRHOSE | CATERPILLAR | NEWM-JLK-STRHOSE
STP_009 - Lot7 | Data Enrichment | RYM |  | 2023-11-09 |  |  | 1020775 | 1020775 | 1374201 | AU_QM_000203093 |  | ERSA | M | 5955 | 1374201GZPCLNT100 | EA | 3000003 | CYLINDER;CAT,SEN00271 | CYLINDER;CAT,SEN00271 | CYLINDER;MNFR:CATERPILLAR,PTNO:SEN00271 |  | CYLINDER;CAT,SEN00271CYLINDER;HAS,SEN00271 | CATERPILLAR | SEN00271
STP_009 - Lot7 | Data Enrichment | RYM |  | 2023-11-09 |  |  | 1020577 | 1020577 | 1382603 | AU_QM_000222757 |  | ERSA | M | 5955 | 1382603GZPCLNT100 | EA | 3000003 | CYLINDER;CAT,SVS000505-20 | CYLINDER;CAT,SVS000505-20 | CYLINDER;MNFR:CATERPILLAR,PTNO:SVS000505-20 |  | CYLINDER;CAT,SVS000505-20CYLINDER;HAS,SVS000505-20 | CATERPILLAR | SVS000505-20
STP_009 - Lot7 | Data Enrichment | RYM |  | 2023-11-09 |  |  | 1020747 | 1020747 | 1375399 | AU_QM_000214407 |  | ERSA | M | 5955 | 1375399GZPCLNT100 | EA | 3000001 | CYLINDER;EPI,3115 6005 43 | CYLINDER;EPI,3115 6005 43 | CYLINDER;MNFR:EPIROC,PTNO:3115 6005 43 |  | CYLINDER;EPI,3115 6005 43CYLINDER;EPI,3115 6005 43 | EPIROC | 3115 6005 43
STP_009 - Lot7 | Data Enrichment | RYM |  | 2023-11-09 |  |  | 1020726 | 1020726 |  |  |  | ERSA | M | 5955 | 1376055GZPCLNT100 | EA | 3000001 | CYLINDER;EPI,3128 3060 90 | CYLINDER;EPI,3128 3060 90 | CYLINDER;MNFR:EPIROC,PTNO:3128 3060 90 |  |  | EPIROC | 3128 3060 90
STP_009 - Lot7 | Data Enrichment | RYM |  | 2023-11-09 |  |  | 1020722 | 1020722 |  |  |  | ERSA | M | 5955 | 1376179GZPCLNT100 | EA | 3000001 | CYLINDER;EPI,3128 3115 28 | CYLINDER;EPI,3128 3115 28 | CYLINDER;MNFR:EPIROC,PTNO:3128 3115 28 |  |  | EPIROC | 3128 3115 28
STP_009 - Lot7 | Data Enrichment | RYM |  | 2023-11-09 |  |  | 1020702 | 1020702 | 1376970 | AU_QM_000216137 |  | ERSA | M | 5955 | 1376970GZPCLNT100 | EA | 3000001 | CYLINDER;EPI,3217 9206 32 | CYLINDER;EPI,3217 9206 32 | CYLINDER;MNFR:EPIROC,PTNO:3217 9206 32 |  | CYLINDER;EPI,3217 9206 32CYLINDER;EPI,3217 9206 32 | EPIROC | 3217 9206 32
STP_009 - Lot7 | Data Enrichment | RYM |  | 2023-11-09 |  |  | 1020671 | 1020671 | 1379688 | AU_QM_000219132 |  | ERSA | M | 5955 | 1379688GZPCLNT100 | EA | 3000001 | CYLINDER;EPI,5590 0137 90 | CYLINDER;EPI,5590 0137 90 | CYLINDER;MNFR:EPIROC,PTNO:5590 0137 90 |  | CYLINDER;EPI,5590 0137 90CYLINDER;EPI,5590 0137 90 | EPIROC | 5590 0137 90
STP_009 - Lot7 | Data Enrichment | RYM |  | 2023-11-09 |  |  | 1020670 | 1020670 | 1379754 | AU_QM_000219199 |  | ERSA | M | 5955 | 1379754GZPCLNT100 | EA | 3000001 | CYLINDER;EPI,6060 0014 41 | CYLINDER;EPI,6060 0014 41 | CYLINDER;MNFR:EPIROC,PTNO:6060 0014 41 |  | CYLINDER;EPI,6060 0014 41CYLINDER;EPI,6060 0014 41 | EPIROC | 6060 0014 41
STP_009 - Lot7 | Data Enrichment | RYM |  | 2023-11-09 |  |  | 1020731 | 1020731 | 1375938 | AU_QM_000215000 |  | ERSA | M | 5955 | 1375938GZPCLNT100 | EA | 3000001 | CYLINDER;EPI,9111 4326 08 | CYLINDER;EPI,9111 4326 08 | CYLINDER;MNFR:EPIROC,PTNO:9111 4326 08 |  | CYLINDER;EPI,9111 4326 08CYLINDER;EPI,9111 4326 08 | EPIROC | 9111 4326 08
STP_009 - Lot7 | Data Enrichment | RYM |  | 2023-11-09 |  |  | 1020046 | 1020046 | 1394342 | AU_QM_000237901 |  | ERSA | M | 5955 | 1394342GZPCLNT100 | EA | 3000001 | CYLINDER;EPI,9111406029 | CYLINDER;EPI,9111406029 | CYLINDER;MNFR:EPIROC,PTNO:9111406029 |  | OEM-E-LISTCYLINDER;EPI,9111406029 | EPIROC | 9111406029
STP_009 - Lot7 | Data Enrichment | RYM |  | 2023-11-09 |  |  | 1020134 | 1020134 | 1391831 | AU_QM_000233793 |  | ERSA | M | 5955 | 1391831GZPCLNT100 | EA | 3000001 | CYLINDER;EPI,S/C 995268 | CYLINDER;EPI,S/C 995268 | CYLINDER;MNFR:EPIROC,PTNO:S/C 995268 |  | CYLINDER;EPI,S/C 995268CYLINDER;EPI,S/C 995268 | EPIROC | S/C 995268
STP_009 - Lot7 | Data Enrichment | RYM |  | 2023-11-09 |  |  | 1026777 | 1026777 | 1369640 | AU_QM_000174448 |  | ERSA | M | 5955 | 1369640GZPCLNT100 | EA | 3000284 | CYLINDER;GLE,23161600518 | CYLINDER;GLE,23161600518 | CYLINDER;MNFR:GLENCORE,PTNO:23161600518 |  | CYLINDER: AUTORODDER;80MM DIA X 800MM STROKE;ISASM | GLENCORE | 23161600518
STP_009 - Lot7 | Data Enrichment | RYM |  | 2023-11-09 |  |  | 1020614 | 1020614 | 1381696 | AU_QM_000221659 |  | ERSA | M | 5955 | 1381696GZPCLNT100 | EA | 3000024 | CYLINDER;ISU,1318005113 | CYLINDER;ISU,1318005113 | CYLINDER;MNFR:ISUZU,PTNO:1318005113 |  | CYLINDER;ISU,1318005113CYLINDER;ISU,1318005113 | ISUZU | 1318005113
STP_009 - Lot7 | Data Enrichment | RYM |  | 2023-11-09 |  |  | 1020610 | 1020610 | 1381706 | AU_QM_000221670 |  | ERSA | M | 5955 | 1381706GZPCLNT100 | EA | 3000024 | CYLINDER;ISU,1475002502 | CYLINDER;ISU,1475002502 | CYLINDER;MNFR:ISUZU,PTNO:1475002502 |  | CYLINDER;ISU,1475002502CYLINDER;ISU,1475002502 | ISUZU | 1475002502
STP_009 - Lot7 | Data Enrichment | RYM |  | 2023-11-09 |  |  | 1020613 | 1020613 | 1381703 | AU_QM_000221667 |  | ERSA | M | 5955 | 1381703GZPCLNT100 | EA | 3000024 | CYLINDER;ISU,1476010921 | CYLINDER;ISU,1476010921 | CYLINDER;MNFR:ISUZU,PTNO:1476010921 |  | CYLINDER;ISU,1476010921CYLINDER;ISU,1476010921 | ISUZU | 1476010921
STP_009 - Lot7 | Data Enrichment | RYM |  | 2023-11-09 |  |  | 1020612 | 1020612 | 1381704 | AU_QM_000221668 |  | ERSA | M | 5955 | 1381704GZPCLNT100 | EA | 3000024 | CYLINDER;ISU,1476010931 | CYLINDER;ISU,1476010931 | CYLINDER;MNFR:ISUZU,PTNO:1476010931 |  | CYLINDER;ISU,1476010931CYLINDER;ISU,1476010931 | ISUZU | 1476010931
STP_009 - Lot7 | Data Enrichment | RYM |  | 2023-11-09 |  |  | 1020611 | 1020611 | 1381705 | AU_QM_000221669 |  | ERSA | M | 5955 | 1381705GZPCLNT100 | EA | 3000024 | CYLINDER;ISU,1476012050 | CYLINDER;ISU,1476012050 | CYLINDER;MNFR:ISUZU,PTNO:1476012050 |  | CYLINDER;ISU,1476012050CYLINDER;ISU,1476012050 | ISUZU | 1476012050
STP_009 - Lot7 | Data Enrichment | RYM |  | 2023-11-09 |  |  | 1020609 | 1020609 | 1381707 | AU_QM_000221672 |  | ERSA | M | 5955 | 1381707GZPCLNT100 | EA | 3000024 | CYLINDER;ISU,1476012060 | CYLINDER;ISU,1476012060 | CYLINDER;MNFR:ISUZU,PTNO:1476012060 |  | CYLINDER;ISU,1476012060CYLINDER;ISU,1476012060 | ISUZU | 1476012060
STP_009 - Lot7 | Data Enrichment | RYM |  | 2023-11-09 |  |  | 1020608 | 1020608 | 1381708 | AU_QM_000221673 |  | ERSA | M | 5955 | 1381708GZPCLNT100 | EA | 3000024 | CYLINDER;ISU,1478006651 | CYLINDER;ISU,1478006651 | CYLINDER;MNFR:ISUZU,PTNO:1478006651 |  | CYLINDER;ISU,1478006651CYLINDER;ISU,1478006651 | ISUZU | 1478006651
STP_009 - Lot7 | Data Enrichment | RYM |  | 2023-11-09 |  |  | 1020618 | 1020618 | 1381664 | AU_QM_000221624 |  | ERSA | M | 5955 | 1381664GZPCLNT100 | EA | 3000024 | CYLINDER;ISU,IS-1476010921 | CYLINDER;ISU,IS-1476010921 | CYLINDER;MNFR:ISUZU,PTNO:IS-1476010921 |  | CYLINDER;ISU,IS-1476010921CYLINDER;ISU,IS-1476010921 | ISUZU | IS-1476010921
STP_009 - Lot7 | Data Enrichment | RYM |  | 2023-11-09 |  |  | 1020617 | 1020617 | 1381665 | AU_QM_000221625 |  | ERSA | M | 5955 | 1381665GZPCLNT100 | EA | 3000024 | CYLINDER;ISU,IS-1476010931 | CYLINDER;ISU,IS-1476010931 | CYLINDER;MNFR:ISUZU,PTNO:IS-1476010931 |  | CYLINDER;ISU,IS-1476010931CYLINDER;ISU,IS-1476010931 | ISUZU | IS-1476010931
STP_009 - Lot7 | Data Enrichment | RYM |  | 2023-11-09 |  |  | 1020620 | 1020620 | 1381651 | AU_QM_000221609 |  | ERSA | M | 5955 | 1381651GZPCLNT100 | EA | 3000024 | CYLINDER;ISU,IS-1476012050 | CYLINDER;ISU,IS-1476012050 | CYLINDER;MNFR:ISUZU,PTNO:IS-1476012050 |  | CYLINDER;ISU,IS-1476012050CYLINDER;ISU,IS-1476012050 | ISUZU | IS-1476012050
STP_009 - Lot7 | Data Enrichment | RYM |  | 2023-11-09 |  |  | 1020619 | 1020619 | 1381652 | AU_QM_000221610 |  | ERSA | M | 5955 | 1381652GZPCLNT100 | EA | 3000024 | CYLINDER;ISU,IS-1476012060 | CYLINDER;ISU,IS-1476012060 | CYLINDER;MNFR:ISUZU,PTNO:IS-1476012060 |  | CYLINDER;ISU,IS-1476012060CYLINDER;ISU,IS-1476012060 | ISUZU | IS-1476012060
STP_009 - Lot7 | Data Enrichment | RYM |  | 2023-11-09 |  |  | 1134495 | 1134495 | 1401416 | AU_QM_000245933 |  | ERSA | M | 5915 | 1401416GZPCLNT100 | EA |  | CYLINDER;JB-332/H9867 | CYLINDER;JB-332/H9867 | CYLINDER;MNFR: ,PTNO:JB-332/H9867 |  | CYLINDER;JB-332/H9867CYLINDER;JB-332/H9867
STP_009 - Lot7 | Data Enrichment | RYM |  | 2023-11-09 |  |  | 1020629 | 1020629 | 1381355 | AU_QM_000220958 |  | ERSA | M | 5955 | 1381355GZPCLNT100 | EA | 3000005 | CYLINDER;JCB,JB-332/H9867 | CYLINDER;JCB,JB-332/H9867 | CYLINDER;MNFR:JCB,PTNO:JB-332/H9867 |  | CYLINDER;JCB,JB-332/H9867CYLINDER;JCB,JB-332/H9867 | JCB | JB-332/H9867
STP_009 - Lot7 | Data Enrichment | RYM |  | 2023-11-09 |  |  | 1020605 | 1020605 | 1381735 | AU_QM_000221708 |  | ERSA | M | 5955 | 1381735GZPCLNT100 | EA | 3000025 | CYLINDER;JOH,AH212103 | CYLINDER;JOH,AH212103 | CYLINDER;MNFR:JOHN DEERE,PTNO:AH212103 |  | CYLINDER;JOH,AH212103CYLINDER;JOH,AH212103 | JOHN DEERE | AH212103
STP_009 - Lot7 | Data Enrichment | RYM |  | 2023-11-09 |  |  | 1020607 | 1020607 | 1381733 | AU_QM_000221706 |  | ERSA | M | 5955 | 1381733GZPCLNT100 | EA | 3000025 | CYLINDER;JOH,AHC16954 | CYLINDER;JOH,AHC16954 | CYLINDER;MNFR:JOHN DEERE,PTNO:AHC16954 |  | CYLINDER;JOH,AHC16954CYLINDER;JOH,AHC16954 | JOHN DEERE | AHC16954
STP_009 - Lot7 | Data Enrichment | RYM |  | 2023-11-09 |  |  | 1020606 | 1020606 | 1381734 | AU_QM_000221707 |  | ERSA | M | 5955 | 1381734GZPCLNT100 | EA | 3000025 | CYLINDER;JOH,AHC19515 | CYLINDER;JOH,AHC19515 | CYLINDER;MNFR:JOHN DEERE,PTNO:AHC19515 |  | CYLINDER;JOH,AHC19515CYLINDER;JOH,AHC19515 | JOHN DEERE | AHC19515
STP_009 - Lot7 | Data Enrichment | RYM |  | 2023-11-09 |  |  | 1020335 | 1020335 | 1387559 | AU_QM_000228721 |  | ERSA | M | 5955 | 1387559GZPCLNT100 | EA | 3000006 | CYLINDER;KOM,42SP4 | CYLINDER;KOM,42SP4 | CYLINDER;MNFR:KOMATSU MINING SYSTEMS INC.,PTNO:42SP4 |  | CYLINDER;KOM,42SP4CYLINDER;KOM,42SP4 | KOMATSU MINING SYSTEMS INC. | 42SP4
STP_009 - Lot7 | Data Enrichment | RYM |  | 2023-11-09 |  |  | 1020399 | 1020399 | 1386291 | AU_QM_000227218 |  | ERSA | M | 5955 | 1386291GZPCLNT100 | EA | 3000006 | CYLINDER;KOM,702000111746 | CYLINDER;KOM,702000111746 | CYLINDER;MNFR:KOMATSU MINING SYSTEMS INC.,PTNO:702000111746 |  | CYLINDER;KOM,702000111746CYLINDER;KOM,702000111746 | KOMATSU MINING SYSTEMS INC. | 702000111746
STP_009 - Lot7 | Data Enrichment | RYM |  | 2023-11-09 |  |  | 1020045 | 1020045 | 1394343 | AU_QM_000237902 |  | ERSA | M | 5955 | 1394343GZPCLNT100 | EA | 3000006 | CYLINDER;KOM,707-01-0CA41RM | CYLINDER;KOM,707-01-0CA41RM | CYLINDER;MNFR:KOMATSU MINING SYSTEMS INC.,PTNO:707-01-0CA41RM |  | OEM-E-LISTCYLINDER;KOM, 707-01-0CA41RM | KOMATSU MINING SYSTEMS INC. | 707-01-0CA41RM
STP_009 - Lot7 | Data Enrichment | RYM |  | 2023-11-09 |  |  | 1020220 | 1020220 | 1389853 | AU_QM_000231413 |  | ERSA | M | 5955 | 1389853GZPCLNT100 | EA | 3000006 | CYLINDER;KOM,707-18-15171 | CYLINDER;KOM,707-18-15171 | CYLINDER;MNFR:KOMATSU MINING SYSTEMS INC.,PTNO:707-18-15171 |  | CYLINDER;KOM,707-18-15171CYLINDER;KOM,707-18-15171 | KOMATSU MINING SYSTEMS INC. | 707-18-15171
STP_009 - Lot7 | Data Enrichment | RYM |  | 2023-11-09 |  |  | 1020277 | 1020277 | 1388758 | AU_QM_000230108 |  | ERSA | M | 5955 | 1388758GZPCLNT100 | EA | 3000006 | CYLINDER;KOM,707-99-69710 | CYLINDER;KOM,707-99-69710 | CYLINDER;MNFR:KOMATSU MINING SYSTEMS INC.,PTNO:707-99-69710 |  | CYLINDER;KOM,707-99-69710CYLINDER;KOM,707-99-69710 | KOMATSU MINING SYSTEMS INC. | 707-99-69710
STP_009 - Lot7 | Data Enrichment | RYM |  | 2023-11-09 |  |  | 1020405 | 1020405 | 1386084 | AU_QM_000226971 |  | ERSA | M | 5955 | 1386084GZPCLNT100 | EA | 3000006 | CYLINDER;KOM,721-98-00210 | CYLINDER;KOM,721-98-00210 | CYLINDER;MNFR:KOMATSU MINING SYSTEMS INC.,PTNO:721-98-00210 |  | CYLINDER;KOM,721-98-00210CYLINDER;KOM,721-98-00210 | KOMATSU MINING SYSTEMS INC. | 721-98-00210
STP_009 - Lot7 | Data Enrichment | RYM |  | 2023-11-09 |  |  | 1020279 | 1020279 | 1388753 | AU_QM_000230103 |  | ERSA | M | 5955 | 1388753GZPCLNT100 | EA | 3000300 | CYLINDER;KRESS,004829A | CYLINDER;KRESS,004829A | CYLINDER;MNFR:KRESS CORPORATION,PTNO:004829A |  | CYLINDER;KRESS,004829ACYLINDER;KRE,004829A | KRESS CORPORATION | 004829A
STP_009 - Lot7 | Data Enrichment | RYM |  | 2023-11-09 |  |  | 1111389 | 1111389 | 1410477 | AU_QM_000255770 |  | ERSA | M | 5915 | 1410477GZPCLNT100 | EA |  | CYLINDER;MAX202J01-100 | CYLINDER;MAX202J01-100 | CYLINDER;MNFR: ,PTNO:MAX202J01-100 |  | CYLINDER;MAX202J01-100CYLINDER;MAX202J01-100
STP_009 - Lot7 | Data Enrichment | RYM |  | 2023-11-09 |  |  | 1110910 | 1110910 | 1420477 | AU_QM_000266628 |  | ERSA | M | 5915 | 1420477GZPCLNT100 | EA |  | CYLINDER;MAX302J01-100 | CYLINDER;MAX302J01-100 | CYLINDER;MNFR: ,PTNO:MAX302J01-100 |  | CYLINDER;MAX302J01-100CYLINDER;MAX302J01-100
STP_009 - Lot7 | Data Enrichment | RYM |  | 2023-11-09 |  |  | 1020778 | 1020778 | 1374179 | AU_QM_000203068 |  | ERSA | M | 5955 | 1374179GZPCLNT100 | EA | 1068410 | CYLINDER;MTC,MT9120 0993 19 | CYLINDER;MTC,MT9120 0993 19 | CYLINDER;MNFR:ATLAS COPCO,PTNO:MT9120 0993 19 |  | CYLINDER;MTC,MT9120 0993 19CYLINDER;ATL,MT9120 0993 19 | MAINTENANCE TECHNIQUE PTY LTD | MT9120 0993 19
STP_009 - Lot7 | Data Enrichment | NGB |  | 2023-11-09 |  |  | 1020323 | 1020323 | 1387746 | AU_QM_000228933 |  | ERSA | M | 5955 | 1387746GZPCLNT100 | EA | 3000438 | CYLINDER;NRMT,100098019 | CILINDRO; | CILINDRO;MNFR:NORMET,PTNO:100098019 | CILINDRO;,MNFR:NORMET,PTNO:100098019 | CYLINDER;NRMT,100098019CYLINDER;NOR,100098019 | NORMET | 100098019
STP_009 - Lot7 | Data Enrichment | RYM |  | 2023-11-09 |  |  | 1184969 | 1184969 |  |  |  | ERSA | M | 5000 | 1557700GZPCLNT100 | EA | 3000438 | CYLINDER;NRMT,100112463,PUSH/PULL | CILINDRO;NRMT,100112463 | CYLINDER;MNFR:NORMET,PTNO:100112463,ADDITIONAL FEATURES EN:PUSH/PULL | CILINDRO;MNFR:NORMET,PTNO:100112463 |  | NORMET | 100112463
STP_009 - Lot7 | Data Enrichment | NGB |  | 2023-11-09 |  |  | 1020586 | 1020586 | 1382326 | AU_QM_000222424 |  | ERSA | M | 5955 | 1382326GZPCLNT100 | EA | 3000438 | CYLINDER;NRMT,45396590 | CYLINDRE;NRMT,45396590 | CILINDRO;MNFR:NORMET,PTNO:45396590 | CILINDRO;,MNFR:NORMET,PTNO:45396590 | CYLINDER;NRMT,45396590CYLINDER;NOR,45396590 | NORMET | 45396590
STP_009 - Lot7 | Data Enrichment | NGB |  | 2023-11-09 |  |  | 1020187 | 1020187 | 1390642 | AU_QM_000232331 |  | ERSA | M | 5955 | 1390642GZPCLNT100 | EA | 3000438 | CYLINDER;NRMT,56044258 | CILINDRO; | CILINDRO;MNFR:NORMET,PTNO:56044258 | CILINDRO;,MNFR:NORMET,PTNO:56044258 | CYLINDER;NRMT,56044258CYLINDER;NOR,56044258 | NORMET | 56044258
STP_009 - Lot7 | Data Enrichment | NGB |  | 2023-11-09 |  |  | 1035261 | 1035261 | 1383812 | AU_QM_000224275 |  | ERSA | M | 5955 | 1383812GZPCLNT100 | EA | 3000438 | CYLINDER;NRMT,56091093 | CYLINDRE;NRMT,56091093 | CILINDRO;MNFR:NORMET,PTNO:56091093 | CILINDRO;,MNFR:NORMET,PTNO:56091093 | CYLINDER;NRMT,56091093CYLINDER;NOR,56091093 | NORMET | 56091093
STP_009 - Lot7 | Data Enrichment | NGB |  | 2023-11-09 |  |  | 1020371 | 1020371 | 1387031 | AU_QM_000228100 |  | ERSA | M | 5955 | 1387031GZPCLNT100 | EA | 3000438 | CYLINDER;NRMT,56095086 | CILINDRO; | CILINDRO;MNFR:NORMET,PTNO:56095086 | CILINDRO;,MNFR:NORMET,PTNO:56095086 | CYLINDER;NRMT,56095086CYLINDER;NOR,56095086 | NORMET | 56095086
STP_009 - Lot7 | Data Enrichment | NGB |  | 2023-11-09 |  |  | 1020240 | 1020240 | 1389396 | AU_QM_000230885 |  | ERSA | M | 5955 | 1389396GZPCLNT100 | EA | 3000438 | CYLINDER;NRMT,56095433 | CILINDRO; | CILINDRO;MNFR:NORMET,PTNO:56095433 | CILINDRO;,MNFR:NORMET,PTNO:56095433 | CYLINDER;NRMT,56095433CYLINDER;NOR,56095433 | NORMET | 56095433
STP_009 - Lot7 | Data Enrichment | NGB |  | 2023-11-09 |  |  | 1020511 | 1020511 | 1384507 | AU_QM_000225092 |  | ERSA | M | 5955 | 1384507GZPCLNT100 | EA | 3000438 | CYLINDER;NRMT,56096209 | CYLINDRE;NRMT,56096209 | CILINDRO;MNFR:NORMET,PTNO:56096209 | CILINDRO;,MNFR:NORMET,PTNO:56096209 | CYLINDER;NRMT,56096209CYLINDER;NOR,56096209 | NORMET | 56096209
STP_009 - Lot7 | Data Enrichment | NGB |  | 2023-11-09 |  |  | 1020547 | 1020547 | 1383333 | AU_QM_000223689 |  | ERSA | M | 5955 | 1383333GZPCLNT100 | EA | 3000438 | CYLINDER;NRMT,56097107 | CYLINDRE;NRMT,56097107 | CILINDRO;MNFR:NORMET,PTNO:56097107 | CILINDRO;,MNFR:NORMET,PTNO:56097107 | CYLINDER;NRMT,56097107CYLINDER;NOR,56097107 | NORMET | 56097107
STP_009 - Lot7 | Data Enrichment | NGB |  | 2023-11-09 |  |  | 1020306 | 1020306 | 1388173 | AU_QM_000229437 |  | ERSA | M | 5955 | 1388173GZPCLNT100 | EA | 3000438 | CYLINDER;NRMT,57829780 | CILINDRO; | CILINDRO;MNFR:NORMET,PTNO:57829780 | CILINDRO;,MNFR:NORMET,PTNO:57829780 | CYLINDER;NRMT,57829780CYLINDER;NOR,57829780 | NORMET | 57829780
STP_009 - Lot7 | Data Enrichment | RYM |  | 2023-11-09 |  |  | 1072735 | 1072735 |  |  |  | ERSA | M | 5915 | 1314130GZPCLNT100 | EA | 3000013 | CYLINDER;PALFINGER, EXT 4,UP164300001 | CILINDRO;PALFINGER, EXT 4 ,UP164300001 | CYLINDER;TYPE:EXTENTION 4,ADDITIONAL FEATURES:PALFINGER PK23500,PTNO:UP164300001 | CILINDRO;CARACTERISTICAS ADICIONALES:PALFINGER, EXTENCION 4 CONTINUACION, GRUA PK23500,PTNO:UP164300001 |  | VOLVO | UP164300001
STP_009 - Lot7 | Data Enrichment | RYM |  | 2023-11-09 |  |  | 1014403 | 1014403 |  |  |  | ERSA | M | 5955 | 1587572GZPCLNT100 | EA | 3000010 | CYLINDER;SAN,32009224 | CILINDRO;SAN,32009224 | CYLINDER;MNFR:SANDVIK,PTNO:32009224 | CILINDRO;MNFR:SANDVIK,PTNO:32009224 |  | SANDVIK | 32009224
STP_009 - Lot7 | Data Enrichment | RYM |  | 2023-11-09 |  |  | 1008911 | 1008911 |  |  |  | ERSA | M | 5000 | 1611877GZPCLNT100 | EA | 3000010 | CYLINDER;SAN,32109647 | CILINDRO;SAN,32109647 | CYLINDER;MNFR:SANDVIK,PTNO:32109647 | CILINDRO;MNFR:SANDVIK,PTNO:32109647 |  | SANDVIK | 32109647
STP_009 - Lot7 | Data Enrichment | RYM |  | 2023-11-09 |  |  | 1014402 | 1014402 |  |  |  | ERSA | M | 5955 | 1587574GZPCLNT100 | EA | 3000010 | CYLINDER;SAN,32119263 | CILINDRO;SAN,32119263 | CYLINDER;MNFR:SANDVIK,PTNO:32119263 | CILINDRO;MNFR:SANDVIK,PTNO:32119263 |  | SANDVIK | 32119263
STP_009 - Lot7 | Data Enrichment | RYM |  | 2023-11-09 |  |  | 1009404 | 1009404 |  |  |  | ERSA | M | 5000 | 1612630GZPCLNT100 | EA | 3000010 | CYLINDER;SAN,32145051 | CILINDRO;SAN,32145051 | CYLINDER;MNFR:SANDVIK,PTNO:32145051 | CILINDRO;MNFR:SANDVIK,PTNO:32145051 |  | SANDVIK | 32145051
STP_009 - Lot7 | Data Enrichment | RYM |  | 2023-11-09 |  |  | 1009173 | 1009173 |  |  |  | ERSA | M | 5000 | 1612723GZPCLNT100 | EA | 3000010 | CYLINDER;SAN,32165827-REP | CILINDRO;SAN,32165827-REP | CYLINDER;MNFR:SANDVIK,PTNO:32165827-REP | CILINDRO;MNFR:SANDVIK,PTNO:32165827-REP |  | SANDVIK | 32165827-REP
STP_009 - Lot7 | Data Enrichment | RYM |  | 2023-11-09 |  |  | 1008617 | 1008617 |  |  |  | ERSA | M | 5000 | 1613339GZPCLNT100 | EA | 3000010 | CYLINDER;SAN,32167027 | CILINDRO;SAN,32167027 | CYLINDER;MNFR:SANDVIK,PTNO:32167027 | CILINDRO;MNFR:SANDVIK,PTNO:32167027 |  | SANDVIK | 32167027
STP_009 - Lot7 | Data Enrichment | RYM |  | 2023-11-09 |  |  | 1008543 | 1008543 |  |  |  | ERSA | M | 5000 | 1612896GZPCLNT100 | EA | 3000010 | CYLINDER;SAN,32235448 | CILINDRO;SAN,32235448 | CYLINDER;MNFR:SANDVIK,PTNO:32235448 | CILINDRO;MNFR:SANDVIK,PTNO:32235448 |  | SANDVIK | 32235448
STP_009 - Lot7 | Data Enrichment | RYM |  | 2023-11-09 |  |  | 1008545 | 1008545 |  |  |  | ERSA | M | 5000 | 1612900GZPCLNT100 | EA | 3000010 | CYLINDER;SAN,32328171 | CILINDRO;SAN,32328171 | CYLINDER;MNFR:SANDVIK,PTNO:32328171 | CILINDRO;MNFR:SANDVIK,PTNO:32328171 |  | SANDVIK | 32328171
STP_009 - Lot7 | Data Enrichment | RYM |  | 2023-11-09 |  |  | 1009447 | 1009447 |  |  |  | ERSA | M | 5000 | 1613351GZPCLNT100 | EA | 3000010 | CYLINDER;SAN,32753276,ASSY | CILINDRO;SAN,32753276 | CYLINDER;MNFR:SANDVIK,PTNO:32753276,ADDITIONAL FEATURES EN:ASSY | CILINDRO;MNFR:SANDVIK,PTNO:32753276 |  | SANDVIK | 32753276
STP_009 - Lot7 | Data Enrichment | RYM |  | 2023-11-09 |  |  | 1009071 | 1009071 |  |  |  | ERSA | M | 5000 | 1612245GZPCLNT100 | EA | 3000010 | CYLINDER;SAN,442.9873-01 | CILINDRO;SAN,442.9873-01 | CYLINDER;MNFR:SANDVIK,PTNO:442.9873-01 | CILINDRO;MNFR:SANDVIK,PTNO:442.9873-01 |  | SANDVIK | 442.9873-01
STP_009 - Lot7 | Data Enrichment | RYM |  | 2023-11-09 |  |  | 1009172 | 1009172 |  |  |  | ERSA | M | 5000 | 1612722GZPCLNT100 | EA | 3000010 | CYLINDER;SAN,55004121 | CILINDRO;SAN,55004121 | CYLINDER;MNFR:SANDVIK,PTNO:55004121 | CILINDRO;MNFR:SANDVIK,PTNO:55004121 |  | SANDVIK | 55004121
STP_009 - Lot7 | Data Enrichment | RYM |  | 2023-11-09 |  |  | 1009174 | 1009174 |  |  |  | ERSA | M | 5000 | 1612724GZPCLNT100 | EA | 3000010 | CYLINDER;SAN,55004125 | CILINDRO;SAN,55004125 | CYLINDER;MNFR:SANDVIK,PTNO:55004125 | CILINDRO;MNFR:SANDVIK,PTNO:55004125 |  | SANDVIK | 55004125
STP_009 - Lot7 | Data Enrichment | RYM |  | 2023-11-09 |  |  | 1008997 | 1008997 |  |  |  | ERSA | M | 5000 | 1612124GZPCLNT100 | EA | 3000010 | CYLINDER;SAN,55004784 | CILINDRO;SAN,55004784 | CYLINDER;MNFR:SANDVIK,PTNO:55004784 | CILINDRO;MNFR:SANDVIK,PTNO:55004784 |  | SANDVIK | 55004784
STP_009 - Lot7 | Data Enrichment | RYM |  | 2023-11-09 |  |  | 1009081 | 1009081 |  |  |  | ERSA | M | 5000 | 1612256GZPCLNT100 | EA | 3000010 | CYLINDER;SAN,550193155 | CILINDRO;SAN,550193155 | CYLINDER;MNFR:SANDVIK,PTNO:550193155 | CILINDRO;MNFR:SANDVIK,PTNO:550193155 |  | SANDVIK | 550193155
STP_009 - Lot7 | Data Enrichment | RYM |  | 2023-11-09 |  |  | 1084836 | 1084836 |  |  |  | ERSA | M | 5000 | 1611838GZPCLNT100 | EA | 3000010 | CYLINDER;SAN,55054064 | CILINDRO;SAN,55054064 | CYLINDER;MNFR:SANDVIK,PTNO:55054064 | CILINDRO;MNFR:SANDVIK,PTNO:55054064 |  | SANDVIK | 55054064
STP_009 - Lot7 | Data Enrichment | RYM |  | 2023-11-09 |  |  | 1014401 | 1014401 |  |  |  | ERSA | M | 5955 | 1587661GZPCLNT100 | EA | 3000010 | CYLINDER;SAN,55082928 | CILINDRO;SAN,55082928 | CYLINDER;MNFR:SANDVIK,PTNO:55082928 | CILINDRO;MNFR:SANDVIK,PTNO:55082928 |  | SANDVIK | 55082928
STP_009 - Lot7 | Data Enrichment | RYM |  | 2023-11-09 |  |  | 1014400 | 1014400 |  |  |  | ERSA | M | 5955 | 1587662GZPCLNT100 | EA | 3000010 | CYLINDER;SAN,55083064 | CILINDRO;SAN,55083064 | CYLINDER;MNFR:SANDVIK,PTNO:55083064 | CILINDRO;MNFR:SANDVIK,PTNO:55083064 |  | SANDVIK | 55083064
STP_009 - Lot7 | Data Enrichment | RYM |  | 2023-11-09 |  |  | 1009004 | 1009004 |  |  |  | ERSA | M | 5000 | 1612135GZPCLNT100 | EA | 3000010 | CYLINDER;SAN,55085899 | CILINDRO;SAN,55085899 | CYLINDER;MNFR:SANDVIK,PTNO:55085899 | CILINDRO;MNFR:SANDVIK,PTNO:55085899 |  | SANDVIK | 55085899
STP_009 - Lot7 | Data Enrichment | RYM |  | 2023-11-09 |  |  | 1083124 | 1083124 |  |  |  | ERSA | M | 5000 | 1611508GZPCLNT100 | EA | 3000010 | CYLINDER;SAN,55151490 | CILINDRO;SAN,55151490 | CYLINDER;MNFR:SANDVIK,PTNO:55151490 | CILINDRO;MNFR:SANDVIK,PTNO:55151490 |  | SANDVIK | 55151490
STP_009 - Lot7 | Data Enrichment | RYM |  | 2023-11-09 |  |  | 1008962 | 1008962 |  |  |  | ERSA | M | 5000 | 1612001GZPCLNT100 | EA | 3000010 | CYLINDER;SAN,55152721 | CILINDRO;SAN,55152721 | CYLINDER;MNFR:SANDVIK,PTNO:55152721 | CILINDRO;MNFR:SANDVIK,PTNO:55152721 |  | SANDVIK | 55152721
STP_009 - Lot7 | Data Enrichment | RYM |  | 2023-11-09 |  |  | 1008963 | 1008963 |  |  |  | ERSA | M | 5000 | 1612002GZPCLNT100 | EA | 3000010 | CYLINDER;SAN,55153338 | CILINDRO;SAN,55153338 | CYLINDER;MNFR:SANDVIK,PTNO:55153338 | CILINDRO;MNFR:SANDVIK,PTNO:55153338 |  | SANDVIK | 55153338
STP_009 - Lot7 | Data Enrichment | RYM |  | 2023-11-09 |  |  | 1008965 | 1008965 |  |  |  | ERSA | M | 5000 | 1612004GZPCLNT100 | EA | 3000010 | CYLINDER;SAN,55160993 | CILINDRO;SAN,55160993 | CYLINDER;MNFR:SANDVIK,PTNO:55160993 | CILINDRO;MNFR:SANDVIK,PTNO:55160993 |  | SANDVIK | 55160993
STP_009 - Lot7 | Data Enrichment | RYM |  | 2023-11-09 |  |  | 1014195 | 1014195 |  |  |  | ERSA | M | 5000 | 1611086GZPCLNT100 | EA | 3000010 | CYLINDER;SAN,55193029 | CILINDRO;SAN,55193029 | CYLINDER;MNFR:SANDVIK,PTNO:55193029 | CILINDRO;MNFR:SANDVIK,PTNO:55193029 |  | SANDVIK | 55193029
STP_009 - Lot7 | Data Enrichment | RYM |  | 2023-11-09 |  |  | 1009435 | 1009435 |  |  |  | ERSA | M | 5000 | 1612835GZPCLNT100 | EA | 3000010 | CYLINDER;SAN,5541268 | CILINDRO;SAN,5541268 | CYLINDER;MNFR:SANDVIK,PTNO:5541268 | CILINDRO;MNFR:SANDVIK,PTNO:5541268 |  | SANDVIK | 5541268
STP_009 - Lot7 | Data Enrichment | RYM |  | 2023-11-09 |  |  | 1082423 | 1082423 |  |  |  | ERSA | M | 5000 | 1611277GZPCLNT100 | EA | 3000010 | CYLINDER;SAN,56044316 | CILINDRO;SAN,56044316 | CYLINDER;MNFR:SANDVIK,PTNO:56044316 | CILINDRO;MNFR:SANDVIK,PTNO:56044316 |  | SANDVIK | 56044316
STP_009 - Lot7 | Data Enrichment | RYM |  | 2023-11-09 |  |  | 1008499 | 1008499 |  |  |  | ERSA | M | 5000 | 1612294GZPCLNT100 | EA | 3000010 | CYLINDER;SAN,BG00656752 | CILINDRO;SAN,BG00656752 | CYLINDER;MNFR:SANDVIK,PTNO:BG00656752 | CILINDRO;MNFR:SANDVIK,PTNO:BG00656752 |  | SANDVIK | BG00656752
STP_009 - Lot7 | Data Enrichment | RYM |  | 2023-11-09 |  |  | 1016094 | 1016094 |  |  |  | ERSA | M | 5000 | 1616993GZPCLNT100 | EA | 3000010 | CYLINDER;SAN,BG01411817,HYDR,DOUBLE-ACTI | CILINDRO;SAN,BG01411817 | CYLINDER;MNFR:SANDVIK,PTNO:BG01411817,ADDITIONAL FEATURES EN:HYDRAULIC,DOUBLE-ACTING | CILINDRO;MNFR:SANDVIK,PTNO:BG01411817 |  | SANDVIK | BG01411817
STP_009 - Lot7 | Data Enrichment | RYM |  | 2023-11-09 |  |  | 1008740 | 1008740 |  |  |  | ERSA | M | 5955 | 1588240GZPCLNT100 | EA | 3000010 | CYLINDER;SAN,BG01522779,TLT | CILINDRO;SAN,BG01522779 | CYLINDER;MNFR:SANDVIK,PTNO:BG01522779,ADDITIONAL FEATURES EN:TILT | CILINDRO;MNFR:SANDVIK,PTNO:BG01522779 |  | SANDVIK | BG01522779
STP_009 - Lot7 | Data Enrichment | RYM |  | 2023-11-09 |  |  | 1073268 | 1073268 |  |  | X | ERSA | M | 5000 | 1612384GZPCLNT100 | EA | 3000010 | CYLINDER;SAN,G464693 | CILINDRO;SAN,G464693 | CYLINDER;MNFR:SANDVIK,PTNO:G464693 | CILINDRO;MNFR:SANDVIK,PTNO:G464693 |  | SANDVIK
STP_009 - Lot7 | Data Enrichment | RYM |  | 2023-11-09 |  |  | 1073311 | 1073311 |  |  | X | ERSA | M | 5000 | 1611975GZPCLNT100 | EA | 3000010 | CYLINDER;SAN,G465114 | CILINDRO;SAN,G465114 | CYLINDER;MNFR:SANDVIK,PTNO:G465114 | CILINDRO;MNFR:SANDVIK,PTNO:G465114 |  | SANDVIK
STP_009 - Lot7 | Data Enrichment | RYM |  | 2023-11-09 |  |  | 1073310 | 1073310 |  |  | X | ERSA | M | 5000 | 1611980GZPCLNT100 | EA | 3000010 | CYLINDER;SAN,G465300 | CILINDRO;SAN,G465300 | CYLINDER;MNFR:SANDVIK,PTNO:G465300 | CILINDRO;MNFR:SANDVIK,PTNO:G465300 |  | SANDVIK
STP_009 - Lot7 | Data Enrichment | RYM |  | 2023-11-09 |  |  | 1073284 | 1073284 |  |  | X | ERSA | M | 5000 | 1612295GZPCLNT100 | EA | 3000010 | CYLINDER;SAN,G465405-09 | CILINDRO;SAN,G465405-09 | CYLINDER;MNFR:SANDVIK,PTNO:G465405-09 | CILINDRO;MNFR:SANDVIK,PTNO:G465405-09 |  | SANDVIK
STP_009 - Lot7 | Data Enrichment | RYM |  | 2023-11-09 |  |  | 1072807 | 1072807 |  |  |  | ERSA | M | 5000 | 1611977GZPCLNT100 | EA | 3000010 | CYLINDER;SAN,G9117-00001 | CILINDRO;SAN,G9117-00001 | CYLINDER;MNFR:SANDVIK,PTNO:G9117-00001 | CILINDRO;MNFR:SANDVIK,PTNO:G9117-00001 |  | SANDVIK | G9117-00001
STP_009 - Lot7 | Data Enrichment | RYM |  | 2023-11-09 |  |  | 1181979 | 1181979 |  |  |  | ERSA | M | 5000 | 1611979GZPCLNT100 | EA | 3000010 | CYLINDER;SAN,G9117-00005 | CILINDRO;SAN,G9117-00005 | CYLINDER;MNFR:SANDVIK,PTNO:G9117-00005 | CILINDRO;MNFR:SANDVIK,PTNO:G9117-00005 |  | SANDVIK | G9117-00005
STP_009 - Lot7 | Data Enrichment | RYM |  | 2023-11-09 |  |  | 1014536 | 1014536 |  |  |  | ERSA | M | 5000 | 1611978GZPCLNT100 | EA | 3000010 | CYLINDER;SAN,G9125-00088 | CILINDRO;SAN,G9125-00088 | CYLINDER;MNFR:SANDVIK,PTNO:G9125-00088 | CILINDRO;MNFR:SANDVIK,PTNO:G9125-00088 |  | SANDVIK | G9125-00088
STP_009 - Lot7 | Data Enrichment | RYM |  | 2023-11-09 |  |  | 1082134 | 1082134 |  |  |  | ERSA | M | 5000 | 1611976GZPCLNT100 | EA | 3000010 | CYLINDER;SAN,G9125-00093 | CILINDRO;SAN,G9125-00093 | CYLINDER;MNFR:SANDVIK,PTNO:G9125-00093 | CILINDRO;MNFR:SANDVIK,PTNO:G9125-00093 |  | SANDVIK | G9125-00093
STP_009 - Lot7 | Data Enrichment | RYM |  | 2023-11-09 |  |  | 1009074 | 1009074 |  |  |  | ERSA | M | 5000 | 1612248GZPCLNT100 | EA | 3000010 | CYLINDER;SAN,S/C 1060979 | CILINDRO;SAN,S/C 1060979 | CYLINDER;MNFR:SANDVIK,PTNO:S/C 1060979 | CILINDRO;MNFR:SANDVIK,PTNO:S/C 1060979 |  | SANDVIK | S/C 1060979
STP_009 - Lot7 | Data Enrichment | RYM |  | 2023-11-09 |  |  | 1189121 | 1189121 |  |  |  | ERSA | M | 5000 | 1576329GZPCLNT100 | EA |  | CYLINDER;STL,HIAB,HYD LIFT,597-4370 | CILINDRO; | CYLINDER;MATERIAL:STEEL,SIZE:,ADDITIONAL FEATURES EN:HIAB,HYD LIFT,597-4370 | CILINDRO;
STP_009 - Lot7 | Data Enrichment | RYM |  | 2023-11-09 |  |  | 1189128 | 1189128 |  |  |  | ERSA | M | 5000 | 1576322GZPCLNT100 | EA |  | CYLINDER;STL,HIAB,MAIN HYD EXT,597-3695 | CILINDRO; | CYLINDER;MATERIAL:STEEL,SIZE:,ADDITIONAL FEATURES EN:HIAB,MAIN HYD EXT,597-3695 | CILINDRO;
STP_009 - Lot7 | Data Enrichment | RYM |  | 2023-11-09 |  |  | 1189136 | 1189136 |  |  |  | ERSA | M | 5000 | 1576314GZPCLNT100 | EA |  | CYLINDER;STL,HIAB,SEC HYD EXT,597-2600 | CILINDRO; | CYLINDER;MATERIAL:STEEL,SIZE:,ADDITIONAL FEATURES EN:HIAB,SEC HYD EXT,597-2600 | CILINDRO;
STP_009 - Lot7 | Data Enrichment | RYM |  | 2023-11-09 |  |  | 1042887 | 1042887 | 1402311 | AU_QM_000246925 |  | ERSA | M | 5915 | 1402311GZPCLNT100 | EA |  | CYLINDER;TANDEM BRAKE MASTER | CYLINDER;TANDEM BRAKE MASTER | CYLINDER;TYPE:TANDEM BRAKE MASTER,MNFR:01)PARTS,PTNO:01)UR5643400A |  | CYLINDER;TANDEM BRAKE MASTERCYLINDER;TANDEM BRAKE MASTER
STP_009 - Lot7 | Data Enrichment | RYM |  | 2023-11-09 |  |  | 1020325 | 1020325 | 1387663 | AU_QM_000228842 |  | ERSA | M | 5955 | 1387663GZPCLNT100 | EA | 3000011 | CYLINDER;TER,T138350 | CYLINDER;TER,T138350 | CYLINDER;MNFR:TEREX,PTNO:T138350 |  | CYLINDER;TER,T138350CYLINDER;TER,T138350 | TEREX | T138350
STP_009 - Lot7 | Data Enrichment | RYM |  | 2023-11-09 |  |  | 1020418 | 1020418 | 1385904 | AU_QM_000226763 |  | ERSA | M | 5955 | 1385904GZPCLNT100 | EA | 3000012 | CYLINDER;TOY,0431312030 | CYLINDER;TOY,0431312030 | CYLINDER;MNFR:TOYOTA,PTNO:0431312030 |  | CYLINDER;TOY,0431312030CYLINDER;BEL,0431312030 | TOYOTA | 0431312030
STP_009 - Lot7 | Data Enrichment | RYM |  | 2023-11-09 |  |  | 1020145 | 1020145 | 1391469 | AU_QM_000233333 |  | ERSA | M | 5955 | 1391469GZPCLNT100 | EA | 3000012 | CYLINDER;TOY,0447860090 | CYLINDER;TOY,0447860090 | CYLINDER;MNFR:TOYOTA,PTNO:0447860090 |  | CYLINDER;TOY,0447860090CYLINDER;BEL,0447860090 | TOYOTA | 0447860090
STP_009 - Lot7 | Data Enrichment | RYM |  | 2023-11-09 |  |  | 1020250 | 1020250 | 1389178 | AU_QM_000230609 |  | ERSA | M | 5955 | 1389178GZPCLNT100 | EA | 3000012 | CYLINDER;TOY,046513099171 | CYLINDER;TOY,046513099171 | CYLINDER;MNFR:TOYOTA,PTNO:046513099171 |  | CYLINDER;TOY,046513099171CYLINDER;TOY,046513099171 | TOYOTA | 046513099171
STP_009 - Lot7 | Data Enrichment | RYM |  | 2023-11-09 |  |  | 1020417 | 1020417 | 1385905 | AU_QM_000226764 |  | ERSA | M | 5955 | 1385905GZPCLNT100 | EA | 3000012 | CYLINDER;TOY,3141035271 | CYLINDER;TOY,3141035271 | CYLINDER;MNFR:TOYOTA,PTNO:3141035271 |  | CYLINDER;TOY,3141035271CYLINDER;BEL,3141035271 | TOYOTA | 3141035271
STP_009 - Lot7 | Data Enrichment | RYM |  | 2023-11-09 |  |  | 1076525 | 1076525 |  |  |  | ERSA | M | 5915 | 1050407GZPCLNT100 | EA | 3000012 | CYLINDER;TOY,31410-60560,ASSY,CLTCH,MSTR | CYLINDER;TOY,31410-60560,ASSY,CLTCH,MSTR | CYLINDER;MNFR:TOYOTA,PTNO:31410-60560,ADDITIONAL FEATURES EN:ASSEMBLY,CLUTCH,MASTER |  |  | TOYOTA | 31410-60560
STP_009 - Lot7 | Data Enrichment | RYM |  | 2023-11-09 |  |  | 1020042 | 1020042 | 1394347 | AU_QM_000237916 |  | ERSA | M | 5955 | 1394347GZPCLNT100 | EA | 3000012 | CYLINDER;TOY,3141060630 | CYLINDER;TOY,3141060630 | CYLINDER;MNFR:TOYOTA,PTNO:3141060630 |  | OEM-E-LISTCYLINDER;TOY,3141060630 | TOYOTA | 3141060630
STP_009 - Lot7 | Data Enrichment | RYM |  | 2023-11-09 |  |  | 1020041 | 1020041 | 1394348 | AU_QM_000237918 |  | ERSA | M | 5955 | 1394348GZPCLNT100 | EA | 3000012 | CYLINDER;TOY,314200K014 | CYLINDER;TOY,314200K014 | CYLINDER;MNFR:TOYOTA,PTNO:314200K014 |  | OEM-E-LISTCYLINDER;TOY,314200K014 | TOYOTA | 314200K014
STP_009 - Lot7 | Data Enrichment | RYM |  | 2023-11-09 |  |  | 1020143 | 1020143 | 1391560 | AU_QM_000233447 |  | ERSA | M | 5955 | 1391560GZPCLNT100 | EA | 3000012 | CYLINDER;TOY,314200K030 | CYLINDER;TOY,314200K030 | CYLINDER;MNFR:TOYOTA,PTNO:314200K030 |  | CYLINDER;TOY,314200K030CYLINDER;BEL,314200K030 | TOYOTA | 314200K030
STP_009 - Lot7 | Data Enrichment | RYM |  | 2023-11-09 |  |  | 1020797 | 1020797 | 1372832 | AU_QM_000197338 |  | ERSA | M | 5955 | 1372832GZPCLNT100 | EA | 3000012 | CYLINDER;TOY,314700K051 | CYLINDER;TOY,314700K051 | CYLINDER;MNFR:TOYOTA,PTNO:314700K051 |  | CYLINDER;TOY,314700K051CYLINDER;BEL,314700K051 | TOYOTA | 314700K051
STP_009 - Lot7 | Data Enrichment | RYM |  | 2023-11-09 |  |  | 1020040 | 1020040 | 1394349 | AU_QM_000237919 |  | ERSA | M | 5955 | 1394349GZPCLNT100 | EA | 3000012 | CYLINDER;TOY,3147060180 | CYLINDER;TOY,3147060180 | CYLINDER;MNFR:TOYOTA,PTNO:3147060180 |  | OEM-E-LISTCYLINDER;TOY,3147060180 | TOYOTA | 3147060180
STP_009 - Lot7 | Data Enrichment | RYM |  | 2023-11-09 |  |  | 1029426 | 1029426 | 1386896 | AU_QM_000227935 |  | ERSA | M | 5955 | 1386896GZPCLNT100 | EA | 3000012 | CYLINDER;TOY,3147060190 | CYLINDER;TOY,3147060190 | CYLINDER;MNFR:TOYOTA,PTNO:3147060190 |  | CYLINDER;TOY,3147060190CYLINDER;BEL,3147060190 | TOYOTA | 3147060190
STP_009 - Lot7 | Data Enrichment | RYM |  | 2023-11-09 |  |  | 1020039 | 1020039 | 1394350 | AU_QM_000237920 |  | ERSA | M | 5955 | 1394350GZPCLNT100 | EA | 3000012 | CYLINDER;TOY,3147060270 | CYLINDER;TOY,3147060270 | CYLINDER;MNFR:TOYOTA,PTNO:3147060270 |  | OEM-E-LISTCYLINDER;TOY,3147060270 | TOYOTA | 3147060270
STP_009 - Lot7 | Data Enrichment | RYM |  | 2023-11-09 |  |  | 1020415 | 1020415 | 1385937 | AU_QM_000226802 |  | ERSA | M | 5955 | 1385937GZPCLNT100 | EA | 3000012 | CYLINDER;TOY,3147060280 | CYLINDER;TOY,3147060280 | CYLINDER;MNFR:TOYOTA,PTNO:3147060280 |  | CYLINDER;TOY,3147060280CYLINDER;BEL,3147060280 | TOYOTA | 3147060280
STP_009 - Lot7 | Data Enrichment | RYM |  | 2023-11-09 |  |  | 1020238 | 1020238 | 1389436 | AU_QM_000230929 |  | ERSA | M | 5955 | 1389436GZPCLNT100 | EA | 3000012 | CYLINDER;TOY,3147060340 | CYLINDER;TOY,3147060340 | CYLINDER;MNFR:TOYOTA,PTNO:3147060340 |  | CYLINDER;TOY,3147060340CYLINDER;BEL,3147060340 | TOYOTA | 3147060340
STP_009 - Lot7 | Data Enrichment | RYM |  | 2023-11-09 |  |  | 1020590 | 1020590 | 1381987 | AU_QM_000222012 |  | ERSA | M | 5955 | 1381987GZPCLNT100 | EA | 3000012 | CYLINDER;TOY,31470-60370 | CYLINDER;TOY,31470-60370 | CYLINDER;MNFR:TOYOTA,PTNO:31470-60370 |  | CYLINDER;TOY,31470-60370CYLINDER;TOY,31470-60370 | TOYOTA | 31470-60370
STP_009 - Lot7 | Data Enrichment | RYM |  | 2023-11-09 |  |  | 1016805 | 1016805 |  |  |  | ERSA | M | 5915 | 1286660GZPCLNT100 | EA | 3000012 | CYLINDER;TOY,31470-60371,CLUTCH RELEASE | CYLINDER;TOY,31470-60371,CLUTCH RELEASE | CYLINDER;CLUTCH RELEASE,MNFR:TOYOTA,PTNO:31470-60371 |  |  | TOYOTA | 31470-60371
STP_009 - Lot7 | Data Enrichment | RYM |  | 2023-11-09 |  |  | 1020517 | 1020517 | 1384362 | AU_QM_000224924 |  | ERSA | M | 5955 | 1384362GZPCLNT100 | EA | 3000012 | CYLINDER;TOY,4720160530 | CYLINDER;TOY,4720160530 | CYLINDER;MNFR:TOYOTA,PTNO:4720160530 |  | CYLINDER;TOY,4720160530CYLINDER;BEL,4720160530 | TOYOTA | 4720160530
STP_009 - Lot7 | Data Enrichment | RYM |  | 2023-11-09 |  |  | 1020138 | 1020138 | 1391740 | AU_QM_000233679 |  | ERSA | M | 5955 | 1391740GZPCLNT100 | EA | 3000012 | CYLINDER;TOY,4720160540 | CYLINDER;TOY,4720160540 | CYLINDER;MNFR:TOYOTA,PTNO:4720160540 |  | CYLINDER;TOY,4720160540CYLINDER;BEL,4720160540 | TOYOTA | 4720160540
STP_009 - Lot7 | Data Enrichment | RYM |  | 2023-11-09 |  |  | 1020500 | 1020500 | 1384821 | AU_QM_000225476 |  | ERSA | M | 5955 | 1384821GZPCLNT100 | EA | 3000012 | CYLINDER;TOY,4755026140 | CYLINDER;TOY,4755026140 | CYLINDER;MNFR:TOYOTA,PTNO:4755026140 |  | CYLINDER;TOY,4755026140CYLINDER;BEL,4755026140 | TOYOTA | 4755026140
STP_009 - Lot7 | Data Enrichment | RYM |  | 2023-11-09 |  |  | 1034386 | 1034386 | 1391667 | AU_QM_000233574 |  | ERSA | M | 5955 | 1391667GZPCLNT100 | EA | 3000012 | CYLINDER;TOY,477300K190 | CYLINDER;TOY,477300K190 | CYLINDER;MNFR:TOYOTA,PTNO:477300K190 |  | CYLINDER;TOY,477300K190CYLINDER;BEL,477300K190 | TOYOTA | 477300K190
STP_009 - Lot7 | Data Enrichment | RYM |  | 2023-11-09 |  |  | 1020487 | 1020487 | 1385221 | AU_QM_000225960 |  | ERSA | M | 5955 | 1385221GZPCLNT100 | EA | 3000012 | CYLINDER;TOY,4773035130 | CYLINDER;TOY,4773035130 | CYLINDER;MNFR:TOYOTA,PTNO:4773035130 |  | CYLINDER;TOY,4773035130CYLINDER;BEL,4773035130 | TOYOTA | 4773035130
STP_009 - Lot7 | Data Enrichment | RYM |  | 2023-11-09 |  |  | 1020467 | 1020467 | 1385488 | AU_QM_000226268 |  | ERSA | M | 5955 | 1385488GZPCLNT100 | EA | 3000012 | CYLINDER;TOY,4773060080 | CYLINDER;TOY,4773060080 | CYLINDER;MNFR:TOYOTA,PTNO:4773060080 |  | CYLINDER;TOY,4773060080CYLINDER;BEL,4773060080 | TOYOTA | 4773060080
STP_009 - Lot7 | Data Enrichment | RYM |  | 2023-11-09 |  |  | 1020485 | 1020485 | 1385233 | AU_QM_000225973 |  | ERSA | M | 5955 | 1385233GZPCLNT100 | EA | 3000012 | CYLINDER;TOY,4775035130 | CYLINDER;TOY,4775035130 | CYLINDER;MNFR:TOYOTA,PTNO:4775035130 |  | CYLINDER;TOY,4775035130CYLINDER;BEL,4775035130 | TOYOTA | 4775035130
STP_009 - Lot7 | Data Enrichment | RYM |  | 2023-11-09 |  |  | 1020468 | 1020468 | 1385484 | AU_QM_000226263 |  | ERSA | M | 5955 | 1385484GZPCLNT100 | EA | 3000012 | CYLINDER;TOY,4775060080 | CYLINDER;TOY,4775060080 | CYLINDER;MNFR:TOYOTA,PTNO:4775060080 |  | CYLINDER;TOY,4775060080CYLINDER;BEL,4775060080 | TOYOTA | 4775060080
STP_009 - Lot7 | Data Enrichment | RYM |  | 2023-11-09 |  |  | 1020522 | 1020522 | 1384268 | AU_QM_000224814 |  | ERSA | M | 5955 | 1384268GZPCLNT100 | EA | 3000012 | CYLINDER;TOY,6900560190 | CYLINDER;TOY,6900560190 | CYLINDER;MNFR:TOYOTA,PTNO:6900560190 |  | CYLINDER;TOY,6900560190CYLINDER;BEL,6900560190 | TOYOTA | 6900560190
STP_009 - Lot7 | Data Enrichment | RYM |  | 2023-11-09 |  |  | 1020038 | 1020038 | 1394351 | AU_QM_000237921 |  | ERSA | M | 5955 | 1394351GZPCLNT100 | EA | 3000012 | CYLINDER;TOY,690580K010 | CYLINDER;TOY,690580K010 | CYLINDER;MNFR:TOYOTA,PTNO:690580K010 |  | OEM-E-LISTCYLINDER;TOY,690580K010 | TOYOTA | 690580K010
STP_009 - Lot7 | Data Enrichment | RYM |  | 2023-11-09 |  |  | 1020037 | 1020037 | 1394352 | AU_QM_000237922 |  | ERSA | M | 5955 | 1394352GZPCLNT100 | EA | 3000012 | CYLINDER;TOY,9038706045 | CYLINDER;TOY,9038706045 | CYLINDER;MNFR:TOYOTA,PTNO:9038706045 |  | OEM-E-LISTCYLINDER;TOY,9038706045 | TOYOTA | 9038706045
STP_009 - Lot7 | Data Enrichment | RYM |  | 2023-11-09 |  |  | 1148601 | 1148601 |  |  |  | ERSA | M | 3700 | 1505838GZPCLNT100 | EA |  | CYLINDER;VOL,17225201 | CYLINDER;VOL,17225201 | CYLINDER;ADDITIONAL FEATURES:VOL,17225201
STP_009 - Lot7 | Data Enrichment | RYM |  | 2023-11-09 |  |  | 1148603 | 1148603 |  |  |  | ERSA | M | 3700 | 1505836GZPCLNT100 | EA |  | CYLINDER;VOL,17229007 | CYLINDER;VOL,17229007 | CYLINDER;ADDITIONAL FEATURES:VOL,17229007
STP_009 - Lot7 | Data Enrichment | RYM |  | 2023-11-09 |  |  | 1148602 | 1148602 |  |  |  | ERSA | M | 3700 | 1505837GZPCLNT100 | EA |  | CYLINDER;VOL,17229009 | CYLINDER;VOL,17229009 | CYLINDER;ADDITIONAL FEATURES:VOL,17229009
STP_009 - Lot7 | Data Enrichment | RYM |  | 2023-11-09 |  |  | 1016422 | 1016422 |  |  |  | ERSA | M | 3760 | 1074717GZPCLNT100 | EA | 3000013 | CYLINDER;VOL,VOE17214200,LDR 183 | CYLINDER;VOL,VOE17214200,LDR 183 | CYLINDER;MNFR:VOLVO,PTNO:VOE17214200,ADDITIONAL FEATURES EN:LDR 183 |  |  | VOLVO | VOE17214200
STP_009 - Lot7 | Data Enrichment | RYM |  | 2023-11-09 |  |  | 1043136 | 1043136 | 1419454 | AU_QM_000265507 |  | ERSA | M | 5915 | 1419454GZPCLNT100 | EA |  | CYLINDER;WD 160 MM X LG 1.055 M | CYLINDER;WD 160 MM X LG 1.055 M | CYLINDER;SIZE:WD 160 MM X LG 1.055 M,ADDITIONAL FEATURES EN:MAG REQUIRED TO REPLACE SPECIAL PROJECTS STOCK,GLAZIER PRICING,MNFR: 01) |  | CYLINDER;WD 160 MM X LG 1.055 MCYLINDER;WD 160 MM X LG 1.055 M,MAG
STP_009 - Lot7 | Data Enrichment | scv |  | 2023-11-09 |  |  | 1139527 | 1139527 | 1437411 | AU_QM_000946491 |  | ERSA | M | 5920 | 1437411GZPCLNT100 | EA |  | D11N;REMAN;(MODEL EXCL.LUBE PUMP) | D11N;REMAN;(MODEL EXCL.LUBE PUMP) | STARTER,ENGINE,ELECTRICAL: D11N;REMAN;(MODEL EXCL.LUBE PUMP) CATERPILLAR D11N DOZER |  | STARTER,ENGINE,ELECTRICAL:D11N;REMAN;(MODEL EXCL.LUBE PUMP)
STP_009 - Lot7 | Data Enrichment | MKV |  | 2023-11-09 |  |  | 1209642 | 1209642 |  |  |  | ERSA | M | 2200 | 158970MRM | EA |  | DAMPENER,FLUID PRESSURE:PULSATION DAMPEN | DAMPENER,FLUID PRESSURE:PULSATION DAMPEN | DAMPENER,FLUID PRESSURE:PULSATION DAMPENER;10 GALLON;37.85LTRS;DN80 FLANGES PN25;EPDM BLADDER;SUIT FLOWROX LPPT80 HOSE PUMP
STP_009 - Lot7 | Data Enrichment | MKV |  | 2023-11-09 |  |  | 1216718 | 1216718 |  |  |  | ERSA | M | 4090 | 145571MRM | EA |  | DAMPENER,FLUID PRESSURE:PULSATION DAMPEN | DAMPENER,FLUID PRESSURE:PULSATION DAMPEN | DAMPENER,FLUID PRESSURE:PULSATION DAMPENER;
STP_009 - Lot7 | Data Enrichment | MKV |  | 2023-11-09 |  |  | 1206579 | 1206579 |  |  |  | ERSA | M | 5955 | 681836MRM | EA |  | DAMPENER,VIBRATION:CAT 3N2885 DAMPER;CRA | DAMPENER,VIBRATION:CAT 3N2885 DAMPER;CRA | DAMPENER,VIBRATION:CAT 3N2885 DAMPER;CRANKSHAFT;ELPHINSTONE 1500CAT D250E ARTICULATED TRUCK
STP_009 - Lot7 | Data Enrichment | MKV |  | 2023-11-09 |  |  | 1215612 | 1215612 |  |  |  | ERSA | M | 5920 | 138595MRM | EA |  | DAMPENER,VIBRATION:VIBRATION DAMPER; | DAMPENER,VIBRATION:VIBRATION DAMPER; | DAMPENER,VIBRATION:VIBRATION DAMPER;
STP_009 - Lot7 | Data Enrichment | MKV |  | 2023-11-09 |  |  | 1209130 | 1209130 |  |  |  | ERSA | M | 3000 | 133582MRM | EA |  | DAMPENER,VIBRATION:VIBRATION DAMPERS;ATL | DAMPENER,VIBRATION:VIBRATION DAMPERS;ATL | DAMPENER,VIBRATION:VIBRATION DAMPERS;ATLAS COPCO GR200;
STP_009 - Lot7 | Data Enrichment | MKV |  | 2023-11-09 |  |  | 1209131 | 1209131 |  |  |  | ERSA | M | 3000 | 133583MRM | EA |  | DAMPENER,VIBRATION:VIBRATION DAMPERS;ATL | DAMPENER,VIBRATION:VIBRATION DAMPERS;ATL | DAMPENER,VIBRATION:VIBRATION DAMPERS;ATLAS COPCO GR200;
STP_009 - Lot7 | Data Enrichment | MKV |  | 2023-11-09 |  |  | 1209132 | 1209132 |  |  |  | ERSA | M | 3000 | 133584MRM | EA |  | DAMPENER,VIBRATION:VIBRATION DAMPERS;ATL | DAMPENER,VIBRATION:VIBRATION DAMPERS;ATL | DAMPENER,VIBRATION:VIBRATION DAMPERS;ATLAS COPCO GR200;
STP_009 - Lot7 | Data Enrichment | MKV |  | 2023-11-09 |  |  | 1209145 | 1209145 |  |  |  | ERSA | M | 5920 | 133666MRM | PAA |  | DAMPER ASSYDAMPER BLADES;FILTER 3 SCRUBB | DAMPER ASSYDAMPER BLADES;FILTER 3 SCRUBB | DAMPER ASSYDAMPER BLADES;FILTER 3 SCRUBBER;
STP_009 - Lot7 | Data Enrichment | MKV |  | 2023-11-09 |  |  | 1206951 | 1206951 |  |  |  | ERSA | M | 5920 | 132659MRM | EA |  | DAMPER ASSYDAMPER;STOPPER;SUPPORT MOUNTI | DAMPER ASSYDAMPER;STOPPER;SUPPORT MOUNTI | DAMPER ASSYDAMPER;STOPPER;SUPPORT MOUNTING;C160 JAWCRUSHER;
STP_009 - Lot7 | Data Enrichment | MKV |  | 2023-11-09 |  |  | 1206950 | 1206950 |  |  |  | ERSA | M | 5920 | 132658MRM | EA |  | DAMPER ASSYDAMPER;SUPPORT MOUNTING;C160 | DAMPER ASSYDAMPER;SUPPORT MOUNTING;C160 | DAMPER ASSYDAMPER;SUPPORT MOUNTING;C160 JAW CRUSHER;
STP_009 - Lot7 | Data Enrichment | MKV |  | 2023-11-09 |  |  | 1208401 | 1208401 |  |  |  | ERSA | M | 5920 | 133211MRM | EA |  | DAMPER ASSYDAMPER;VIBRATING GRIZZLY FEED | DAMPER ASSYDAMPER;VIBRATING GRIZZLY FEED | DAMPER ASSYDAMPER;VIBRATING GRIZZLY FEEDER;
STP_009 - Lot7 | Data Enrichment | MKV |  | 2023-11-09 |  |  | 1063671 | 1063671 | 1366041 | AU_QM_000168625 |  | ERSA | M | 4500 | 1366041GZPCLNT100 | EA |  | DAMPER BLADE;VERTICAL;3CR12 STEEL; | DAMPER BLADE;VERTICAL;3CR12 STEEL; | DAMPER,FLUE; DAMPER BLADE;VERTICAL;3CR12 STEEL; 1380MM H X 900MM W; CUSM CONVERTERS ACID PLANT GAS DUCTING |  | DAMPER,FLUE;DAMPER BLADE;VERTICAL;3CR12 STEEL;
STP_009 - Lot7 | Data Enrichment | MKV |  | 2023-11-09 |  |  | 1215718 | 1215718 |  |  |  | ERSA | M | 5955 | 778229MRM | EA |  | DAMPER,INERTIA:TORO 50D COMPRESSOR DAMPE | DAMPER,INERTIA:TORO 50D COMPRESSOR DAMPE | DAMPER,INERTIA:TORO 50D COMPRESSOR DAMPER ASSY;COMPRESSOR UNIT ASSY;TAMROCK TORO 50D TRUCK
STP_009 - Lot7 | Data Enrichment | MKV |  | 2023-11-09 |  |  | 1213953 | 1213953 |  |  |  | ERSA | M | 5955 | 776789MRM | EA |  | DAMPER,INERTIA:TORO 50D ENGINE DAMPENER; | DAMPER,INERTIA:TORO 50D ENGINE DAMPENER; | DAMPER,INERTIA:TORO 50D ENGINE DAMPENER;MOUNTING OF CABIN;TAMROCK TORO 50D TRUCK
STP_009 - Lot7 | Data Enrichment | MKV |  | 2023-11-09 |  |  | 1212544 | 1212544 |  |  |  | ERSA | M | 5955 | 775874MRM | EA |  | DAMPER,SHIMMY:HZJ75 STEERING DAMPER CYLI | DAMPER,SHIMMY:HZJ75 STEERING DAMPER CYLI | DAMPER,SHIMMY:HZJ75 STEERING DAMPER CYLINDER;
STP_009 - Lot7 | Data Enrichment | MKV |  | 2023-11-09 |  |  | 1212545 | 1212545 |  |  |  | ERSA | M | 5955 | 775877MRM | EA |  | DAMPER,SHIMMY:STEERING DAMPER;TOYOTA LN1 | DAMPER,SHIMMY:STEERING DAMPER;TOYOTA LN1 | DAMPER,SHIMMY:STEERING DAMPER;TOYOTA LN106/LN565
STP_009 - Lot7 | Data Enrichment | MKV |  | 2023-11-09 |  |  | 1106585 | 1106585 | 1400654 | AU_QM_000245094 |  | ERSA | M | 5915 | 1400654GZPCLNT100 | EA |  | DAMPER;BR777 | DAMPER;BR777 | DAMPER;ADDITIONAL FEATURES EN:BR777,MNFR:01)PARTS,PTNO:01)RAM161593 |  | DAMPER;BR777DAMPER;BR777,RAM161593
STP_009 - Lot7 | Data Enrichment | MKV |  | 2023-11-09 |  |  | 1106584 | 1106584 | 1400655 | AU_QM_000245095 |  | ERSA | M | 5915 | 1400655GZPCLNT100 | EA |  | DAMPER;BR777 | DAMPER;BR777 | DAMPER;ADDITIONAL FEATURES EN:BR777,MNFR:01)PARTS,PTNO:01)RAM161594 |  | DAMPER;BR777DAMPER;BR777,RAM161594
STP_009 - Lot7 | Data Enrichment | MKV |  | 2023-11-09 |  |  | 1073891 | 1073891 |  |  |  | ERSA | M | 3730 | 1089476GZPCLNT100 | EA | 3000003 | DAMPER;CAT,1678125,ASSY | AMORTIGUADOR;CAT,1678125,ENSAMBLE | DAMPER;MNFR:CATERPILLAR,PTNO:1678125,ADDITIONAL FEATURES EN:ASSEMBLY | AMORTIGUADOR;MNFR:CATERPILLAR,PTNO:1678125,CARACTERISTICAS ADICIONALES ES:ENSAMBLE |  | CATERPILLAR | 1678125
STP_009 - Lot7 | Data Enrichment | MKV |  | 2023-11-09 |  |  | 1021435 | 1021435 | 1383596 | AU_QM_000224007 |  | ERSA | M | 5955 | 1383596GZPCLNT100 | EA | 3000003 | DAMPER;CAT,3813643 | DAMPER;CAT,3813643 | DAMPER;MNFR:CATERPILLAR,PTNO:3813643 |  | DAMPER;CAT,3813643DAMPER;HAS,3813643 | CATERPILLAR | 3813643
STP_009 - Lot7 | Data Enrichment | MKV |  | 2023-11-09 |  |  | 1021627 | 1021627 | 1379038 | AU_QM_000218413 |  | ERSA | M | 5955 | 1379038GZPCLNT100 | EA | 3000001 | DAMPER;EPI,0392 1100 26 | DAMPER;EPI,0392 1100 26 | DAMPER;MNFR:EPIROC,PTNO:0392 1100 26 |  | DAMPER;EPI,0392 1100 26DAMPER;EPI,0392 1100 26 | EPIROC | 0392 1100 26
STP_009 - Lot7 | Data Enrichment | MKV |  | 2023-11-09 |  |  | 1021537 | 1021537 | 1380101 | AU_QM_000219581 |  | ERSA | M | 5955 | 1380101GZPCLNT100 | EA | 3000001 | DAMPER;EPI,0392 1100 60 | DAMPER;EPI,0392 1100 60 | DAMPER;MNFR:EPIROC,PTNO:0392 1100 60 |  | DAMPER;EPI,0392 1100 60DAMPER;EPI,0392 1100 60 | EPIROC | 0392 1100 60
STP_009 - Lot7 | Data Enrichment | MKV |  | 2023-11-09 |  |  | 1021591 | 1021591 | 1379488 | AU_QM_000218911 |  | ERSA | M | 5955 | 1379488GZPCLNT100 | EA | 3000001 | DAMPER;EPI,0392 1100 67 | DAMPER;EPI,0392 1100 67 | DAMPER;MNFR:EPIROC,PTNO:0392 1100 67 |  | DAMPER;EPI,0392 1100 67DAMPER;EPI,0392 1100 67 | EPIROC | 0392 1100 67
STP_009 - Lot7 | Data Enrichment | MKV |  | 2023-11-09 |  |  | 1021689 | 1021689 | 1377755 | AU_QM_000217004 |  | ERSA | M | 5955 | 1377755GZPCLNT100 | EA | 3000001 | DAMPER;EPI,0392 1110 02 | DAMPER;EPI,0392 1110 02 | DAMPER;MNFR:EPIROC,PTNO:0392 1110 02 |  | DAMPER;EPI,0392 1110 02DAMPER;EPI,0392 1110 02 | EPIROC | 0392 1110 02
STP_009 - Lot7 | Data Enrichment | MKV |  | 2023-11-09 |  |  | 1021723 | 1021723 | 1377351 | AU_QM_000216559 |  | ERSA | M | 5955 | 1377351GZPCLNT100 | EA | 3000001 | DAMPER;EPI,0399 9999 09 | DAMPER;EPI,0399 9999 09 | DAMPER;MNFR:EPIROC,PTNO:0399 9999 09 |  | DAMPER;EPI,0399 9999 09DAMPER;EPI,0399 9999 09 | EPIROC | 0399 9999 09
STP_009 - Lot7 | Data Enrichment | MKV |  | 2023-11-09 |  |  | 1021328 | 1021328 | 1386983 | AU_QM_000228043 |  | ERSA | M | 5955 | 1386983GZPCLNT100 | EA | 3000001 | DAMPER;EPI,3115586600 | DAMPER;EPI,3115586600 | DAMPER;MNFR:EPIROC,PTNO:3115586600 |  | DAMPER;EPI,3115586600DAMPER;EPI,3115586600 | EPIROC | 3115586600
STP_009 - Lot7 | Data Enrichment | MKV |  | 2023-11-09 |  |  | 1021814 | 1021814 |  |  |  | ERSA | M | 5955 | 1375692GZPCLNT100 | EA | 3000001 | DAMPER;EPI,3176 5409 00 | DAMPER;EPI,3176 5409 00 | DAMPER;MNFR:EPIROC,PTNO:3176 5409 00 |  |  | EPIROC | 3176 5409 00
STP_009 - Lot7 | Data Enrichment | MKV |  | 2023-11-09 |  |  | 1021774 | 1021774 | 1376500 | AU_QM_000215619 |  | ERSA | M | 5955 | 1376500GZPCLNT100 | EA | 3000001 | DAMPER;EPI,5112 0126 42 | DAMPER;EPI,5112 0126 42 | DAMPER;MNFR:EPIROC,PTNO:5112 0126 42 |  | DAMPER;EPI,5112 0126 42DAMPER;EPI,5112 0126 42 | EPIROC | 5112 0126 42
STP_009 - Lot7 | Data Enrichment | MKV |  | 2023-11-09 |  |  | 1021775 | 1021775 | 1376498 | AU_QM_000215617 |  | ERSA | M | 5955 | 1376498GZPCLNT100 | EA | 3000001 | DAMPER;EPI,5112 0130 51 | DAMPER;EPI,5112 0130 51 | DAMPER;MNFR:EPIROC,PTNO:5112 0130 51 |  | DAMPER;EPI,5112 0130 51DAMPER;EPI,5112 0130 51 | EPIROC | 5112 0130 51
STP_009 - Lot7 | Data Enrichment | MKV |  | 2023-11-09 |  |  | 1021426 | 1021426 | 1383998 | AU_QM_000224497 |  | ERSA | M | 5955 | 1383998GZPCLNT100 | EA | 3000001 | DAMPER;EPI,5112370093 | DAMPER;EPI,5112370093 | DAMPER;MNFR:EPIROC,PTNO:5112370093 |  | DAMPER;EPI,5112370093DAMPER;EPI,5112370093 | EPIROC | 5112370093
STP_009 - Lot7 | Data Enrichment | MKV |  | 2023-11-09 |  |  | 1021095 | 1021095 | 1394354 | AU_QM_000237924 |  | ERSA | M | 5955 | 1394354GZPCLNT100 | EA | 3000001 | DAMPER;EPI,5112999409 | DAMPER;EPI,5112999409 | DAMPER;MNFR:EPIROC,PTNO:5112999409 |  | OEM-E-LISTDAMPER;EPI,5112999409 | EPIROC | 5112999409
STP_009 - Lot7 | Data Enrichment | MKV |  | 2023-11-09 |  |  | 1021616 | 1021616 | 1379114 | AU_QM_000218497 |  | ERSA | M | 5955 | 1379114GZPCLNT100 | EA | 3000001 | DAMPER;EPI,5590 0019 26 | DAMPER;EPI,5590 0019 26 | DAMPER;MNFR:EPIROC,PTNO:5590 0019 26 |  | DAMPER;EPI,5590 0019 26DAMPER;EPI,5590 0019 26 | EPIROC | 5590 0019 26
STP_009 - Lot7 | Data Enrichment | MKV |  | 2023-11-09 |  |  | 1170987 | 1170987 |  |  |  | ERSA | M | 1600 | 1445521GZPCLNT100 | EA |  | DAMPER;INERTIA | DAMPER;INERTIA | DAMPER;TYPE:INERTIA
STP_009 - Lot7 | Data Enrichment | MKV |  | 2023-11-09 |  |  | 1089225 | 1089225 | 1381737 | AU_QM_000221710 |  | ERSA | M | 5955 | 1381737GZPCLNT100 | EA | 3000025 | DAMPER;JOH,RE522932 | DAMPER;JOH,RE522932 | DAMPER;MNFR:JOHN DEERE,PTNO:RE522932 |  | DAMPER;JOH,RE522932DAMPER;JOH,RE522932 | JOHN DEERE | RE522932
STP_009 - Lot7 | Data Enrichment | MKV |  | 2023-11-09 |  |  | 1089226 | 1089226 | 1381736 | AU_QM_000221709 |  | ERSA | M | 5955 | 1381736GZPCLNT100 | EA | 3000025 | DAMPER;JOH,RE57604 | DAMPER;JOH,RE57604 | DAMPER;MNFR:JOHN DEERE,PTNO:RE57604 |  | DAMPER;JOH,RE57604DAMPER;JOH,RE57604 | JOHN DEERE | RE57604
STP_009 - Lot7 | Data Enrichment | MKV |  | 2023-11-09 |  |  | 1089033 | 1089033 | 1386491 | AU_QM_000227451 |  | ERSA | M | 5955 | 1386491GZPCLNT100 | EA | 3000006 | DAMPER;KOM,2015471180 | DAMPER;KOM,2015471180 | DAMPER;MNFR:KOMATSU MINING SYSTEMS INC.,PTNO:2015471180 |  | DAMPER;KOM,2015471180DAMPER;KOM,2015471180 | KOMATSU MINING SYSTEMS INC. | 2015471180
STP_009 - Lot7 | Data Enrichment | MKV |  | 2023-11-09 |  |  | 1089305 | 1089305 | 1374917 | AU_QM_000205588 |  | ERSA | M | 5955 | 1374917GZPCLNT100 | EA | 3000006 | DAMPER;KOM,3EC-50-31130 | DAMPER;KOM,3EC-50-31130 | DAMPER;MNFR:KOMATSU MINING SYSTEMS INC.,PTNO:3EC-50-31130 |  | DAMPER;KOM,3EC-50-31130DAMPER;KOM,3EC-50-31130 | KOMATSU MINING SYSTEMS INC. | 3EC-50-31130
STP_009 - Lot7 | Data Enrichment | MKV |  | 2023-11-09 |  |  | 1074009 | 1074009 |  |  |  | ERSA | M | 3770 | 1078111GZPCLNT100 | EA | 3000006 | DAMPER;KOM,561-33-62260 | AMORTIGUADOR;KOM,561-33-62260 | DAMPER;MNFR:KOMATSU,PTNO:561-33-62260 | AMORTIGUADOR;MNFR:KOMATSU,PTNO:561-33-62260 |  | KOMATSU MINING SYSTEMS INC. | ZZ - 561-33-62260
STP_009 - Lot7 | Data Enrichment | MKV |  | 2023-11-09 |  |  | 1110734 | 1110734 | 1401225 | AU_QM_000245724 |  | ERSA | M | 5915 | 1401225GZPCLNT100 | EA |  | DAMPER;QMK573092 | DAMPER;QMK573092 | DAMPER;MNFR: ,PTNO:QMK573092 |  | DAMPER;QMK573092DAMPER;QMK573092
STP_009 - Lot7 | Data Enrichment | MKV |  | 2023-11-09 |  |  | 1111465 | 1111465 |  |  |  | ERSA | M | 5915 | 1409719GZPCLNT100 | EA |  | DAMPER;QMK573092 | DAMPER;QMK573092 | DAMPER;MNFR: ,PTNO:QMK573092
STP_009 - Lot7 | Data Enrichment | MKV |  | 2023-11-09 |  |  | 1088699 | 1088699 | 1394355 | AU_QM_000237927 |  | ERSA | M | 5955 | 1394355GZPCLNT100 | EA | 3000012 | DAMPER;TOY,1356175020 | DAMPER;TOY,1356175020 | DAMPER;MNFR:TOYOTA,PTNO:1356175020 |  | OEM-E-LISTDAMPER;TOY,1356175020 | TOYOTA | 1356175020
STP_009 - Lot7 | Data Enrichment | MKV |  | 2023-11-09 |  |  | 1088871 | 1088871 | 1389149 | AU_QM_000230576 |  | ERSA | M | 5955 | 1389149GZPCLNT100 | EA | 3000012 | DAMPER;TOY,2569364010 | DAMPER;TOY,2569364010 | DAMPER;MNFR:TOYOTA,PTNO:2569364010 |  | DAMPER;TOY,2569364010DAMPER;BEL,2569364010 | TOYOTA | 2569364010
STP_009 - Lot7 | Data Enrichment | MKV |  | 2023-11-09 |  |  | 1088890 | 1088890 | 1388986 | AU_QM_000230364 |  | ERSA | M | 5955 | 1388986GZPCLNT100 | EA | 3000012 | DAMPER;TOY,4570069115 | DAMPER;TOY,4570069115 | DAMPER;MNFR:TOYOTA,PTNO:4570069115 |  | DAMPER;TOY,4570069115DAMPER;BEL,4570069115 | TOYOTA | 4570069115
STP_009 - Lot7 | Data Enrichment | MKV |  | 2023-11-09 |  |  | 1105900 | 1105900 | 1416764 | AU_QM_000262564 |  | ERSA | M | 5915 | 1416764GZPCLNT100 | EA |  | DAMPER;VIBRATION | DAMPER;VIBRATION | DAMPER;TYPE:VIBRATION,ADDITIONAL FEATURES EN:7/3.00 AAC AND AAAC, 7/3.75 AAC AND AAAC, 7/.134 AA, 6/1/3.00 ACSR/GZ, 3/4/.134 ACSR/GZ |  | DAMPER;VIBRATIONDAMPER;VIBRATION,7/3.00 AAC & AAAC
STP_009 - Lot7 | Data Enrichment | MKV |  | 2023-11-09 |  |  | 1089200 | 1089200 | 1382085 | AU_QM_000222128 |  | ERSA | M | 5955 | 1382085GZPCLNT100 | EA | 3000013 | DAMPER;VOL,16835582 | DAMPER;VOL,16835582 | DAMPER;MNFR:VOLVO,PTNO:16835582 |  | DAMPER;VOL,16835582DAMPER;VOL,16835582 | VOLVO | 16835582
STP_009 - Lot7 | Data Enrichment | BHJ |  | 2023-11-09 |  |  | 1100832 | 1100832 | 1394381 | AU_QM_000237955 |  | ERSA | M | 3000 | 1394381GZPCLNT100 | EA | 3000438 | DECAL;NRMT,100012588 | CALCOMANIA; | CALCOMANIA;MNFR:NORMET,PTNO:100012588 | CALCOMANIA;,MNFR:NORMET,PTNO:100012588 | OEM-E-LISTDECAL;NOR,100012588 | NORMET | 100012588
STP_009 - Lot7 | Data Enrichment | BHJ |  | 2023-11-09 |  |  | 1100831 | 1100831 | 1394382 | AU_QM_000237956 |  | ERSA | M | 3000 | 1394382GZPCLNT100 | EA | 3000438 | DECAL;NRMT,100034005 | CALCOMANIA; | CALCOMANIA;MNFR:NORMET,PTNO:100034005 | CALCOMANIA;,MNFR:NORMET,PTNO:100034005 | OEM-E-LISTDECAL;NOR,100034005 | NORMET | 100034005
STP_009 - Lot7 | Data Enrichment | BHJ |  | 2023-11-09 |  |  | 1101237 | 1101237 | 1382930 | AU_QM_000223194 |  | ERSA | M | 3000 | 1382930GZPCLNT100 | EA | 3000438 | DECAL;NRMT,41011330 | DECALQUE;NRMT,41011330 | CALCOMANIA;MNFR:NORMET,PTNO:41011330 | CALCOMANIA;,MNFR:NORMET,PTNO:41011330 | DECAL;NRMT,41011330DECAL;NOR,41011330 | NORMET | 41011330
STP_009 - Lot7 | Data Enrichment | BHJ |  | 2023-11-09 |  |  | 1101240 | 1101240 | 1382927 | AU_QM_000223189 |  | ERSA | M | 3000 | 1382927GZPCLNT100 | EA | 3000438 | DECAL;NRMT,41011340 | DECALQUE;NRMT,41011340 | CALCOMANIA;MNFR:NORMET,PTNO:41011340 | CALCOMANIA;,MNFR:NORMET,PTNO:41011340 | DECAL;NRMT,41011340DECAL;NOR,41011340 | NORMET | 41011340
STP_009 - Lot7 | Data Enrichment | BHJ |  | 2023-11-09 |  |  | 1101239 | 1101239 | 1382928 | AU_QM_000223190 |  | ERSA | M | 3000 | 1382928GZPCLNT100 | EA | 3000438 | DECAL;NRMT,41011350 | DECALQUE;NRMT,41011350 | CALCOMANIA;MNFR:NORMET,PTNO:41011350 | CALCOMANIA;,MNFR:NORMET,PTNO:41011350 | DECAL;NRMT,41011350DECAL;NOR,41011350 | NORMET | 41011350
STP_009 - Lot7 | Data Enrichment | BHJ |  | 2023-11-09 |  |  | 1101243 | 1101243 | 1382918 | AU_QM_000223178 |  | ERSA | M | 3000 | 1382918GZPCLNT100 | EA | 3000438 | DECAL;NRMT,41011360 | DECALQUE;NRMT,41011360 | CALCOMANIA;MNFR:NORMET,PTNO:41011360 | CALCOMANIA;,MNFR:NORMET,PTNO:41011360 | DECAL;NRMT,41011360DECAL;NOR,41011360 | NORMET | 41011360
STP_009 - Lot7 | Data Enrichment | BHJ |  | 2023-11-09 |  |  | 1101235 | 1101235 | 1382936 | AU_QM_000223201 |  | ERSA | M | 3000 | 1382936GZPCLNT100 | EA | 3000438 | DECAL;NRMT,41011370 | DECALQUE;NRMT,41011370 | CALCOMANIA;MNFR:NORMET,PTNO:41011370 | CALCOMANIA;,MNFR:NORMET,PTNO:41011370 | DECAL;NRMT,41011370DECAL;NOR,41011370 | NORMET | 41011370
STP_009 - Lot7 | Data Enrichment | BHJ |  | 2023-11-09 |  |  | 1101238 | 1101238 | 1382929 | AU_QM_000223193 |  | ERSA | M | 3000 | 1382929GZPCLNT100 | EA | 3000438 | DECAL;NRMT,41014270 | DECALQUE;NRMT,41014270 | CALCOMANIA;MNFR:NORMET,PTNO:41014270 | CALCOMANIA;,MNFR:NORMET,PTNO:41014270 | DECAL;NRMT,41014270DECAL;NOR,41014270 | NORMET | 41014270
STP_009 - Lot7 | Data Enrichment | BHJ |  | 2023-11-09 |  |  | 1100996 | 1100996 | 1390344 | AU_QM_000231968 |  | ERSA | M | 3000 | 1390344GZPCLNT100 | EA | 3000438 | DECAL;NRMT,41016410 | CALCOMANIA; | CALCOMANIA;MNFR:NORMET,PTNO:41016410 | CALCOMANIA;,MNFR:NORMET,PTNO:41016410 | DECAL;NRMT,41016410DECAL;NOR,41016410 | NORMET | 41016410
STP_009 - Lot7 | Data Enrichment | BHJ |  | 2023-11-09 |  |  | 1101241 | 1101241 | 1382925 | AU_QM_000223187 |  | ERSA | M | 3000 | 1382925GZPCLNT100 | EA | 3000438 | DECAL;NRMT,41016990 | DECALQUE;NRMT,41016990 | CALCOMANIA;MNFR:NORMET,PTNO:41016990 | CALCOMANIA;,MNFR:NORMET,PTNO:41016990 | DECAL;NRMT,41016990DECAL;NOR,41016990 | NORMET | 41016990
STP_009 - Lot7 | Data Enrichment | BHJ |  | 2023-11-09 |  |  | 1101236 | 1101236 | 1382935 | AU_QM_000223200 |  | ERSA | M | 3000 | 1382935GZPCLNT100 | EA | 3000438 | DECAL;NRMT,41017210 | DECALQUE;NRMT,41017210 | CALCOMANIA;MNFR:NORMET,PTNO:41017210 | CALCOMANIA;,MNFR:NORMET,PTNO:41017210 | DECAL;NRMT,41017210DECAL;NOR,41017210 | NORMET | 41017210
STP_009 - Lot7 | Data Enrichment | BHJ |  | 2023-11-09 |  |  | 1100995 | 1100995 | 1390351 | AU_QM_000231976 |  | ERSA | M | 3000 | 1390351GZPCLNT100 | EA | 3000438 | DECAL;NRMT,41019070 | CALCOMANIA; | CALCOMANIA;MNFR:NORMET,PTNO:41019070 | CALCOMANIA;,MNFR:NORMET,PTNO:41019070 | DECAL;NRMT,41019070DECAL;NOR,41019070 | NORMET | 41019070
STP_009 - Lot7 | Data Enrichment | BHJ |  | 2023-11-09 |  |  | 1101242 | 1101242 | 1382924 | AU_QM_000223186 |  | ERSA | M | 3000 | 1382924GZPCLNT100 | EA | 3000438 | DECAL;NRMT,45398320 | DECALQUE;NRMT,45398320 | CALCOMANIA;MNFR:NORMET,PTNO:45398320 | CALCOMANIA;,MNFR:NORMET,PTNO:45398320 | DECAL;NRMT,45398320DECAL;NOR,45398320 | NORMET | 45398320
STP_009 - Lot7 | Data Enrichment | BHJ |  | 2023-11-09 |  |  | 1066103 | 1066103 | 1469391 | AU_QM_008104026 |  | ERSA | M | 4070 | 1469391GZPCLNT100 | EA |  | DELAVAN 60DEGW 4.5;STEAM BOILER; | DELAVAN 60DEGW 4.5;STEAM BOILER; | NOZZLE,VALVE; DELAVAN 60DEGW 4.5;STEAM BOILER; GEORGE AND GEORGE 30HP PACKAGE BOILER |  | NOZZLE,VALVE; DELAVAN 60DEGW 4.5;STEAM BOILER;
STP_009 - Lot7 | Data Enrichment | NGB |  | 2023-11-09 |  |  | 1138779 | 1138779 | 1425981 | AU_QM_000361477 |  | ERSA | M | 1600 | 1425981GZPCLNT100 | EA |  | DELTA TYPE 201;SS BELLOWS;5-120MB; | DELTA TYPE 201;SS BELLOWS;5-120MB; | SWITCH,PRESSURE: DELTA TYPE 201;SS BELLOWS;5-120MB; WEATHERPROOF NO 3 COWPER STOVE (ISF) |  | SWITCH,PRESSURE:DELTA TYPE 201;SS BELLOWS;5-120MB;
STP_009 - Lot7 | Data Enrichment | PJR |  | 2023-11-09 |  |  | 1210138 | 1210138 |  |  |  | ERSA | M | 2800 | 1193531MRM | EA |  | DETERGENT,GEN.PURPOSE:APPLIED 5007;ALL P | DETERGENT,GEN.PURPOSE:APPLIED 5007;ALL P | DETERGENT,GEN.PURPOSE:APPLIED 5007;ALL PURPOSE ALKALINE DETERGENT;IBC = 1000 LITRES
STP_009 - Lot7 | Data Enrichment | PJR |  | 2023-11-09 |  |  | 1210139 | 1210139 |  |  |  | ERSA | M | 2800 | 1193549MRM | DR |  | DETERGENT,GEN.PURPOSE:APPLIED 5007;ALL P | DETERGENT,GEN.PURPOSE:APPLIED 5007;ALL P | DETERGENT,GEN.PURPOSE:APPLIED 5007;ALL PURPOSE ALKALINE DETERGENT;DRUM = 200 LITRES
STP_009 - Lot7 | Data Enrichment | PJR |  | 2023-11-09 |  |  | 1210140 | 1210140 |  |  |  | ERSA | M | 2800 | 1193556MRM | DR |  | DETERGENT,GEN.PURPOSE:APPLIED 5007;ALL P | DETERGENT,GEN.PURPOSE:APPLIED 5007;ALL P | DETERGENT,GEN.PURPOSE:APPLIED 5007;ALL PURPOSE ALKALINE DETERGENT;DRUM = 15 LITRES
STP_009 - Lot7 | Data Enrichment | PJR |  | 2023-11-09 |  |  | 1218453 | 1218453 |  |  |  | ERSA | M | 5380 | 1750MRM | EA |  | DETERGENT,GEN.PURPOSE:RENOCLEAN HEAVY WA | DETERGENT,GEN.PURPOSE:RENOCLEAN HEAVY WA | DETERGENT,GEN.PURPOSE:RENOCLEAN HEAVY WASH; IBC
STP_009 - Lot7 | Data Enrichment | PJR |  | 2023-11-09 |  |  | 1213730 | 1213730 |  |  |  | ERSA | M | 5380 | 366416MRM | DR |  | DETERGENT,GEN.PURPOSE:ROCKDRILL 320; P20 | DETERGENT,GEN.PURPOSE:ROCKDRILL 320; P20 | DETERGENT,GEN.PURPOSE:ROCKDRILL 320; P20L (STEEL)
STP_009 - Lot7 | Data Enrichment | PJR |  | 2023-11-09 |  |  | 1106407 | 1106407 | 1406198 | AU_QM_000251143 |  | ERSA | M | 5915 | 1406198GZPCLNT100 | EA |  | DETERGENT;WSH, HAND,250 ML,PUMP | DETERGENT;WSH, HAND,250 ML,PUMP | DETERGENT;TYPE:WASH, HAND,CONTAINER:250 ML,PACKAGE TYPE:PUMP |  | DETERGENT;WSH, HAND,250 ML,PUMPDETERGENT;WASH, HAND,250 ML,PUMP
STP_009 - Lot7 | Data Enrichment | scv |  | 2023-11-09 |  |  | 1138536 | 1138536 | 1439432 | AU_QM_000981578 |  | ERSA | M | 1825 | 1439432GZPCLNT100 | EA |  | DETROIT 60 LOWER INJECTOR BODY SEAL; | DETROIT 60 LOWER INJECTOR BODY SEAL; | SEAL RING,METAL: DETROIT 60 LOWER INJECTOR BODY SEAL; DETROIT SERIES 60 DDEC 3 ENGINES |  | SEAL RING,METAL:DETROIT 60 LOWER INJECTOR BODY SEAL;
STP_009 - Lot7 | Data Enrichment | scv |  | 2023-11-09 |  |  | 1138535 | 1138535 | 1439433 | AU_QM_000981579 |  | ERSA | M | 1825 | 1439433GZPCLNT100 | EA |  | DETROIT 60 UPPER INJECTOR BODY SEAL; | DETROIT 60 UPPER INJECTOR BODY SEAL; | SEAL RING,METAL: DETROIT 60 UPPER INJECTOR BODY SEAL; DETROIT SERIES 60 DDEC 3 ENGINES |  | SEAL RING,METAL:DETROIT 60 UPPER INJECTOR BODY SEAL;
STP_009 - Lot7 | Data Enrichment | CIR |  | 2023-11-09 |  |  | 1108950 | 1108950 | 1470725 | AU_QM_009162307 |  | ERSA | M | 4900 | 1470725GZPCLNT100 | EA |  | DEUTZ DIESEL ENGINE; | DEUTZ DIESEL ENGINE; | PULLEY,GROOVE: DEUTZ DIESEL ENGINE; DEUTZ F6L-912W ENGINE |  | PULLEY,GROOVE:DEUTZ DIESEL ENGINE;
STP_009 - Lot7 | Data Enrichment | CIR |  | 2023-11-09 |  |  | 1065779 | 1065779 | 1470626 | AU_QM_009150579 |  | ERSA | M | 4900 | 1470626GZPCLNT100 | EA |  | DEUTZ ENGINE; | DEUTZ ENGINE; | PULLEY,GROOVE: DEUTZ ENGINE; |  | PULLEY,GROOVE:DEUTZ ENGINE;
STP_009 - Lot7 | Data Enrichment | CIR |  | 2023-11-09 |  |  | 1108953 | 1108953 |  |  |  | ERSA | M | 4900 | 1470664GZPCLNT100 | EA |  | DEUTZ ENGINE; | DEUTZ ENGINE; | PULLEY,GROOVE: DEUTZ ENGINE;
STP_009 - Lot7 | Data Enrichment | CIR |  | 2023-11-09 |  |  | 1108956 | 1108956 |  |  |  | ERSA | M | 4900 | 1470651GZPCLNT100 | EA |  | DEUTZ ENGINE; | DEUTZ ENGINE; | PULLEY,GROOVE: DEUTZ ENGINE;
STP_009 - Lot7 | Data Enrichment | PJR |  | 2023-11-09 |  |  | 1108955 | 1108955 | 1470660 | AU_QM_009152321 |  | ERSA | M | 5920 | 1470660GZPCLNT100 | EA |  | DEUTZ INJECTOR PIPE; | DEUTZ INJECTOR PIPE; | TUBE ASSEMBLY,METAL: DEUTZ INJECTOR PIPE; DEUTZ F4L + F6L-812 ENGINES |  | TUBE ASSEMBLY,METAL:DEUTZ INJECTOR PIPE;
STP_009 - Lot7 | Data Enrichment | PJR |  | 2023-11-09 |  |  | 1108954 | 1108954 |  |  |  | ERSA | M | 5920 | 1470661GZPCLNT100 | EA |  | DEUTZ INJECTOR PIPE; | DEUTZ INJECTOR PIPE; | TUBE ASSEMBLY,METAL: DEUTZ INJECTOR PIPE; DEUTZ F4L + F6L-812 ENGINES
STP_009 - Lot7 | Data Enrichment | CIR |  | 2023-11-09 |  |  | 1108951 | 1108951 | 1470708 | AU_QM_009162148 |  | ERSA | M | 5920 | 1470708GZPCLNT100 | EA |  | DEUTZ INLET VALVE SEAT INSERT; | DEUTZ INLET VALVE SEAT INSERT; | SEAT,VALVE: DEUTZ INLET VALVE SEAT INSERT; DEUTZ F6L-912W ENGINE |  | SEAT,VALVE: DEUTZ INLET VALVE SEAT INSERT;
STP_009 - Lot7 | Data Enrichment | PJR |  | 2023-11-09 |  |  | 1065782 | 1065782 | 1470697 | AU_QM_009157321 |  | ERSA | M | 5920 | 1470697GZPCLNT100 | EA |  | DEUTZ SUCTION PIPE; | DEUTZ SUCTION PIPE; | TUBE ASSEMBLY,METAL: DEUTZ SUCTION PIPE; DEUTZ F6L + A6L-714 ENGINE |  | TUBE ASSEMBLY,METAL:DEUTZ SUCTION PIPE;
STP_009 - Lot7 | Data Enrichment | scv |  | 2023-11-09 |  |  | 1135945 | 1135945 | 1470732 | AU_QM_009162375 |  | ERSA | M | 1825 | 1470732GZPCLNT100 | EA |  | DEUTZ VALVE STEM SEAL; | DEUTZ VALVE STEM SEAL; | SEAL,PLAIN: DEUTZ VALVE STEM SEAL; DEUTZ F6L-912W ENGINE |  | SEAL,PLAIN: DEUTZ VALVE STEM SEAL;
STP_009 - Lot7 | Data Enrichment | NGB |  | 2023-11-09 |  |  | 1065745 | 1065745 | 1459571 | AU_QM_002220210 |  | ERSA | M | 1600 | 1459571GZPCLNT100 | EA |  | DIFFERENTIAL | DIFFERENTIAL | SWITCH,PRESSURE: DIFFERENTIAL |  | SWITCH,PRESSURE:DIFFERENTIAL
STP_009 - Lot7 | Data Enrichment | NGB |  | 2023-11-09 |  |  | 1206888 | 1206888 |  |  |  | ERSA | M | 5920 | 154020MRM | SET |  | DISC BRAKE PAD SET:BRAKE PAD SET | DISC BRAKE PAD SET:BRAKE PAD SET | DISC BRAKE PAD SET:BRAKE PAD SET
STP_009 - Lot7 | Data Enrichment | NGB |  | 2023-11-09 |  |  | 1211333 | 1211333 |  |  |  | ERSA | M | 5915 | 135993MRM | EA |  | DISC BRAKE PAD SET:FRONT+REAR BRAKE PADS | DISC BRAKE PAD SET:FRONT+REAR BRAKE PADS | DISC BRAKE PAD SET:FRONT+REAR BRAKE PADS
STP_009 - Lot7 | Data Enrichment | NGB |  | 2023-11-09 |  |  | 1207741 | 1207741 |  |  |  | ERSA | M | 5955 | 685001MRM | SET |  | DISC BRAKE PAD SET:HZJ75;REAR DISC PAD S | DISC BRAKE PAD SET:HZJ75;REAR DISC PAD S | DISC BRAKE PAD SET:HZJ75;REAR DISC PAD SET;
STP_009 - Lot7 | Data Enrichment | NGB |  | 2023-11-09 |  |  | 1210549 | 1210549 |  |  |  | ERSA | M | 3700 | 163231MRM | EA |  | DISC BRAKE PAD SET:PAD KIT DISC BRAKE; F | DISC BRAKE PAD SET:PAD KIT DISC BRAKE; F | DISC BRAKE PAD SET:PAD KIT DISC BRAKE; FRONT; MARK ADVICS;HZJ76;78;79?GEN; GRJ7#; HZJ71; VDJ7#
STP_009 - Lot7 | Data Enrichment | NGB |  | 2023-11-09 |  |  | 1211403 | 1211403 |  |  |  | ERSA | M | 5920 | 1218320MRM | SET |  | DISC BRAKE PAD:PAD KIT DISC BRAKE,FRONT | DISC BRAKE PAD:PAD KIT DISC BRAKE,FRONT | DISC BRAKE PAD:PAD KIT DISC BRAKE,FRONT
STP_009 - Lot7 | Data Enrichment | NGB |  | 2023-11-09 |  |  | 1203892 | 1203892 |  |  |  | ERSA | M | 5915 | 148013MRM | EA |  | DISC BRAKE PAD:PARK BRAKE PADS | DISC BRAKE PAD:PARK BRAKE PADS | DISC BRAKE PAD:PARK BRAKE PADS
STP_009 - Lot7 | Data Enrichment | PJR |  | 2023-11-09 |  |  | 1106510 | 1106510 | 1403474 | AU_QM_000248188 |  | ERSA | M | 5915 | 1403474GZPCLNT100 | EA |  | DISINFECTANT;METHYLATED SPIRITS,20 L,DRM | DISINFECTANT;METHYLATED SPIRITS,20 L,DRM | DISINFECTANT;TYPE:METHYLATED SPIRITS,CONTAINER:20 L,ADDITIONAL FEATURES EN:DRUM,MNFR:01)PARTS,PTNO:01)04297806 |  | DISINFECTANT;METHYLATED SPIRITS,20 L,DRMDISINFECTANT;METHYLATED SPIRITS,20 L
STP_009 - Lot7 | Data Enrichment | PJR |  | 2023-11-09 |  |  | 1106068 | 1106068 | 1412451 | AU_QM_000257910 |  | ERSA | M | 5915 | 1412451GZPCLNT100 | EA |  | DISINFECTANT;SHIELD CLEANER,5 L,LIQUID | DISINFECTANT;SHIELD CLEANER,5 L,LIQUID | DISINFECTANT;TYPE:SHIELD CLEANER,CONTAINER:5 L,FORM:LIQUID,FRAGRANCE:PINE,COLOUR:GREEN,MNFR:01)PARTS,PTNO:01)04214854 |  | DISINFECTANT;SHIELD CLEANER,5 L,LIQUIDDISINFECTANT;SHIELD CLEANER,5 L,LIQUID
STP_009 - Lot7 | Data Enrichment | scv |  | 2023-11-09 |  |  | 1102883 | 1102883 | 1475829 | AU_QM_000234563 |  | ERSA | M | 1825 | 1475829GZPCLNT100 | EA |  | DISPOSABLE FIBRE;DUST SEALS;ZO MOCAP | DISPOSABLE FIBRE;DUST SEALS;ZO MOCAP |  |  | SEAL:DISPOSABLE FIBRE;DUST SEALS;ZO MOCAP
STP_009 - Lot7 | Data Enrichment | PJR |  | 2023-11-09 |  |  | 1134498 | 1134498 | 1401257 | AU_QM_000245759 |  | ERSA | M | 5915 | 1401257GZPCLNT100 | EA |  | DISTRIBUTOR;111140 | DISTRIBUTOR;111140 | DISTRIBUTOR;MNFR: ,PTNO:111140 |  | DISTRIBUTOR;111140DISTRIBUTOR;111140
STP_009 - Lot7 | Data Enrichment | PJR |  | 2023-11-09 |  |  | 1111323 | 1111323 | 1411119 | AU_QM_000256463 |  | ERSA | M | 5915 | 1411119GZPCLNT100 | EA |  | DISTRIBUTOR;BHB0125/D1 | DISTRIBUTOR;BHB0125/D1 | DISTRIBUTOR;MNFR: ,PTNO:BHB0125/D1 |  | DISTRIBUTOR;BHB0125/D1DISTRIBUTOR;BHB0125/D1
STP_009 - Lot7 | Data Enrichment | PJR |  | 2023-11-09 |  |  | 1111910 | 1111910 | 1421252 | AU_QM_000267451 |  | ERSA | M | 5915 | 1421252GZPCLNT100 | EA |  | DISTRIBUTOR;BHB3251 | DISTRIBUTOR;BHB3251 | DISTRIBUTOR;MNFR: ,PTNO:BHB3251 |  | DISTRIBUTOR;BHB3251DISTRIBUTOR;BHB3251
STP_009 - Lot7 | Data Enrichment | PJR |  | 2023-11-09 |  |  | 1026121 | 1026121 | 1359065 | AU_QM_000154672 |  | ERSA | M | 5955 | 1359065GZPCLNT100 | EA | 3000284 | DISTRIBUTOR;BODY,SLURRY AN,GLENTECH | DISTRIBUTOR;BODY,SLURRY AN,GLENTECH | DISTRIBUTOR;TYPE:BODY,ADDITIONAL FEATURES EN:SLURRY AN,MNFR:GLENCORE,PTNO:PJ077-XT-4-523-6-2111,MNFR:01)GLENTECH,PTNO:01)PJ077-XT- 4-523-6-2111 |  | DISTRIBUTOR BODY: DISTRIBUTOR SLURRY AND AIR FEED ASSEMBLY | GLENCORE | PJ077-XT-4-523-6-2111
STP_009 - Lot7 | Data Enrichment | PJR |  | 2023-11-09 |  |  | 1008988 | 1008988 |  |  |  | ERSA | M | 5000 | 1612104GZPCLNT100 | EA | 3000010 | DISTRIBUTOR;SAN,15257638 | DISTRIBUIDOR;SAN,15257638 | DISTRIBUTOR;MNFR:SANDVIK,PTNO:15257638 | DISTRIBUIDOR;MNFR:SANDVIK,PTNO:15257638 |  | SANDVIK | 15257638
STP_009 - Lot7 | Data Enrichment | PJR |  | 2023-11-09 |  |  | 1026935 | 1026935 | 1424819 | AU_QM_000340471 |  | ERSA | M | 5955 | 1424819GZPCLNT100 | EA | 3000035 | DISTRIBUTOR;WAR,A1-112-0-128373 REV 2 IT | DISTRIBUTOR;WAR,A1-112-0-128373 REV 2 IT | DISTRIBUTOR;MNFR:WARMAN,PTNO:A1-112-0-128373 REV 2 ITEM 03 |  | DISTRIBUTOR BODY: 12X15CS-10 WARMAN CYCLONE; | WARMAN | A1-112-0-128373 REV 2 ITEM 03
STP_009 - Lot7 | Data Enrichment | BHJ |  | 2023-11-09 |  |  | 1063608 | 1063608 | 1441510 | AU_QM_000987338 |  | ERSA | M | 4500 | 1441510GZPCLNT100 | EA |  | DOSING PUMP SERVO CONTROL UNIT; | DOSING PUMP SERVO CONTROL UNIT; | CONTROL-MONITOR: DOSING PUMP SERVO CONTROL UNIT; D.G.ELECTRONICS P/L |  | CONTROL-MONITOR:DOSING PUMP SERVO CONTROL UNIT;
STP_009 - Lot7 | Data Enrichment | CIR |  | 2023-11-09 |  |  | 1212548 | 1212548 |  |  |  | ERSA | M | 5955 | 775895MRM | EA |  | DRAG LINK,STEERING:HILUX LN106 & YN6; | DRAG LINK,STEERING:HILUX LN106 & YN6; | DRAG LINK,STEERING:HILUX LN106 <(>&<)> YN6;
STP_009 - Lot7 | Data Enrichment | BHJ |  | 2023-11-09 |  |  | 1203452 | 1203452 |  |  |  | ERSA | M | 4090 | 981743MRM | EA |  | DRESSING,BURN,FIRST AID:BURNS CASUALTY S | DRESSING,BURN,FIRST AID:BURNS CASUALTY S | DRESSING,BURN,FIRST AID:BURNS CASUALTY SHEET;70 X 220CM;
STP_009 - Lot7 | Data Enrichment | BHJ |  | 2023-11-09 |  |  | 1203454 | 1203454 |  |  |  | ERSA | M | 4090 | 981745MRM | EA |  | DRESSING,COMBINE:20CM X 20CM;STERILE;SIN | DRESSING,COMBINE:20CM X 20CM;STERILE;SIN | DRESSING,COMBINE:20CM X 20CM;STERILE;SINGLE USE;
STP_009 - Lot7 | Data Enrichment | BHJ |  | 2023-11-09 |  |  | 1203453 | 1203453 |  |  |  | ERSA | M | 4090 | 981744MRM | EA |  | DRESSING,COMBINE:9CM X 20CM;STERILE;INDI | DRESSING,COMBINE:9CM X 20CM;STERILE;INDI | DRESSING,COMBINE:9CM X 20CM;STERILE;INDIVIDUAL;SINGLE USE;
STP_009 - Lot7 | Data Enrichment | BHJ |  | 2023-11-09 |  |  | 1203450 | 1203450 |  |  |  | ERSA | M | 4090 | 981741MRM | EA |  | DRESSING,FIELD:ALFOIL;10CM X 10CM;STERIL | DRESSING,FIELD:ALFOIL;10CM X 10CM;STERIL | DRESSING,FIELD:ALFOIL;10CM X 10CM;STERILE;DISPOSABLE;SINGLE USE;
STP_009 - Lot7 | Data Enrichment | BHJ |  | 2023-11-09 |  |  | 1203660 | 1203660 |  |  |  | ERSA | M | 4090 | 986828MRM | BOX |  | DRESSING,OP SITE:15CM X 28CM;BOX OF 10; | DRESSING,OP SITE:15CM X 28CM;BOX OF 10; | DRESSING,OP SITE:15CM X 28CM;BOX OF 10;
STP_009 - Lot7 | Data Enrichment | BHJ |  | 2023-11-09 |  |  | 1203659 | 1203659 |  |  |  | ERSA | M | 4090 | 986827MRM | EA |  | DRESSING,OP SITE:6CM W,8.5CM LG; | DRESSING,OP SITE:6CM W,8.5CM LG; | DRESSING,OP SITE:6CM W,8.5CM LG;
STP_009 - Lot7 | Data Enrichment | BHJ |  | 2023-11-09 |  |  | 1205936 | 1205936 |  |  |  | ERSA | M | 4090 | 89474MRM | BOX |  | DRESSING,WOUND,FIRST AID:ADHESIVE DRESSI | DRESSING,WOUND,FIRST AID:ADHESIVE DRESSI | DRESSING,WOUND,FIRST AID:ADHESIVE DRESSING WITH PAD;STERILE;15CM X 8CM;20 PER BOX;
STP_009 - Lot7 | Data Enrichment | BHJ |  | 2023-11-09 |  |  | 1205937 | 1205937 |  |  |  | ERSA | M | 4090 | 89490MRM | BOX |  | DRESSING,WOUND,FIRST AID:ADHESIVE DRESSI | DRESSING,WOUND,FIRST AID:ADHESIVE DRESSI | DRESSING,WOUND,FIRST AID:ADHESIVE DRESSING WITH PAD;STERILE;8.5CM X 6CM;50 PER BOX;
STP_009 - Lot7 | Data Enrichment | BHJ |  | 2023-11-09 |  |  | 1203477 | 1203477 |  |  |  | ERSA | M | 4090 | 981773MRM | EA |  | DRESSING,WOUND,FIRST AID:NO.13;STERILE;S | DRESSING,WOUND,FIRST AID:NO.13;STERILE;S | DRESSING,WOUND,FIRST AID:NO.13;STERILE;SMALL;BPC;SINGLE USE;
STP_009 - Lot7 | Data Enrichment | BHJ |  | 2023-11-09 |  |  | 1203478 | 1203478 |  |  |  | ERSA | M | 4090 | 981774MRM | EA |  | DRESSING,WOUND,FIRST AID:NO.15;STERILE;B | DRESSING,WOUND,FIRST AID:NO.15;STERILE;B | DRESSING,WOUND,FIRST AID:NO.15;STERILE;BPC;SINGLE USE;
STP_009 - Lot7 | Data Enrichment | BHJ |  | 2023-11-09 |  |  | 1217956 | 1217956 |  |  |  | ERSA | M | 4090 | 944082MRM | EA |  | DRESSING,WOUND,FIRST AID:UNIVERSAL DRESS | DRESSING,WOUND,FIRST AID:UNIVERSAL DRESS | DRESSING,WOUND,FIRST AID:UNIVERSAL DRESSING;LARGE;91 X 20CM;
STP_009 - Lot7 | Data Enrichment | NGB |  | 2023-11-09 |  |  | 1112344 | 1112344 | 1439093 | AU_QM_000978494 |  | ERSA | M | 1600 | 1439093GZPCLNT100 | EA |  | DRIER FAN PRESSURE SWITCH (PV); | DRIER FAN PRESSURE SWITCH (PV); | SWITCH,PRESSURE: DRIER FAN PRESSURE SWITCH (PV); R22 REFRIGERANT GAS SERVICE; FOR COMPAIR S/NO.147596002 SCM422 REFRIGERATED AIR DRYER |  | SWITCH,PRESSURE:DRIER FAN PRESSURE SWITCH (PV);
STP_009 - Lot7 | Data Enrichment | MKV |  | 2023-11-09 |  |  | 1217770 | 1217770 |  |  |  | ERSA | M | 1600 | 931980MRM | EA |  | DRIER,AIR/GAS,DESICCANT:105 X 43MM;1/4"M | DRIER,AIR/GAS,DESICCANT:105 X 43MM;1/4"M | DRIER,AIR/GAS,DESICCANT:105 X 43MM;1/4"MALE FLARE;SMALL DRYER;
STP_009 - Lot7 | Data Enrichment | MKV |  | 2023-11-09 |  |  | 1210508 | 1210508 |  |  |  | ERSA | M | 5920 | 162609MRM | EA |  | DRIER,AIR/GAS,DESICCANT:INLET 3/8 INCH M | DRIER,AIR/GAS,DESICCANT:INLET 3/8 INCH M | DRIER,AIR/GAS,DESICCANT:INLET 3/8 INCH MALE FLARE; 76MM BODY HEIGHT 165MM BODY DIAMETER OUTLET CONNECTIONS;
STP_009 - Lot7 | Data Enrichment | MKV |  | 2023-11-09 |  |  | 1217783 | 1217783 |  |  |  | ERSA | M | 2200 | 932137MRM | EA |  | DRIER,AIR-GAS,REFRIGERATED:1/4"COPPER SP | DRIER,AIR-GAS,REFRIGERATED:1/4"COPPER SP | DRIER,AIR-GAS,REFRIGERATED:1/4"COPPER SPUN DRIER;
STP_009 - Lot7 | Data Enrichment | MKV |  | 2023-11-09 |  |  | 1217784 | 1217784 |  |  |  | ERSA | M | 2200 | 932145MRM | EA |  | DRIER,AIR-GAS,REFRIGERATED:1/4"FLARE LIQ | DRIER,AIR-GAS,REFRIGERATED:1/4"FLARE LIQ | DRIER,AIR-GAS,REFRIGERATED:1/4"FLARE LIQUID LINE DRIER;R22REFRIGERANT;
STP_009 - Lot7 | Data Enrichment | MKV |  | 2023-11-09 |  |  | 1213017 | 1213017 |  |  |  | ERSA | M | 5920 | 137584MRM | EA |  | DRIER,AIR-GAS,REFRIGERATED:DRIER;DR460; | DRIER,AIR-GAS,REFRIGERATED:DRIER;DR460; | DRIER,AIR-GAS,REFRIGERATED:DRIER;DR460;
STP_009 - Lot7 | Data Enrichment | MKV |  | 2023-11-09 |  |  | 1211712 | 1211712 |  |  |  | ERSA | M | 5920 | 1218544MRM | EA |  | DRIER,AIR-GAS,REFRIGERATED:DRYER RECEIVE | DRIER,AIR-GAS,REFRIGERATED:DRYER RECEIVE | DRIER,AIR-GAS,REFRIGERATED:DRYER RECEIVER
STP_009 - Lot7 | Data Enrichment | MKV |  | 2023-11-09 |  |  | 1208913 | 1208913 |  |  |  | ERSA | M | 1600 | 133498MRM | EA |  | DRIER,AIR-GAS,REFRIGERATED:FILTER DRIER | DRIER,AIR-GAS,REFRIGERATED:FILTER DRIER | DRIER,AIR-GAS,REFRIGERATED:FILTER DRIER REPLACEMENT CORE;BALL MILLCHILLER;
STP_009 - Lot7 | Data Enrichment | MKV |  | 2023-11-09 |  |  | 1217443 | 1217443 |  |  |  | ERSA | M | 5955 | 835298MRM | EA |  | DRIER,AIR-GAS,REFRIGERATED:RECEIVER DRIE | DRIER,AIR-GAS,REFRIGERATED:RECEIVER DRIE | DRIER,AIR-GAS,REFRIGERATED:RECEIVER DRIER;AIR CONDITIONER;TAMROCK TORO 1400 LOADER
STP_009 - Lot7 | Data Enrichment | MKV |  | 2023-11-09 |  |  | 1217987 | 1217987 |  |  |  | ERSA | M | 3020 | 270291MRM | EA |  | DRIER,AIR-GAS,REFRIGERATED:RECEIVER DRIE | DRIER,AIR-GAS,REFRIGERATED:RECEIVER DRIE | DRIER,AIR-GAS,REFRIGERATED:RECEIVER DRIER AIR CON;WAS 26-0018
STP_009 - Lot7 | Data Enrichment | MKV |  | 2023-11-09 |  |  | 1203445 | 1203445 |  |  |  | ERSA | M | 5955 | 980944MRM | EA |  | DRIER,AIR-GAS,REFRIGERATED:TORO AIRCONDI | DRIER,AIR-GAS,REFRIGERATED:TORO AIRCONDI | DRIER,AIR-GAS,REFRIGERATED:TORO AIRCONDITIONING RECEIVER DRIER;TAMROCK TORO 50D TRUCK <(>&<)> 450D LOADER
STP_009 - Lot7 | Data Enrichment | NGB |  | 2023-11-09 |  |  | 1112632 | 1112632 | 1458049 | AU_QM_001311158 |  | ERSA | M | 1825 | 1458049GZPCLNT100 | EA |  | DRIVE PINION BEARING OIL SEAL; | DRIVE PINION BEARING OIL SEAL; | RETAINER,OIL SEAL: DRIVE PINION BEARING OIL SEAL; |  | RETAINER,OIL SEAL:DRIVE PINION BEARING OIL SEAL;
STP_009 - Lot7 | Data Enrichment | PJR |  | 2023-11-09 |  |  | 1155691 | 1155691 |  |  |  | ERSA | M | 5955 | 1488333GZPCLNT100 | EA |  | DRIVER COP3060 CRADLE SIMBA, MT312830982 | DRIVER COP3060 CRADLE SIMBA, MT312830982 | DRIVER COP3060 CRADLE SIMBA, MT3128309829
STP_009 - Lot7 | Data Enrichment | PJR |  | 2023-11-09 |  |  | 1030204 | 1030204 | 1394483 | AU_QM_000238082 |  | ERSA | M | 4800 | 1394483GZPCLNT100 | EA | 3000000 | DRIVER;ATL,4250286500 | DRIVER;ATL,4250286500 | DRIVER;MNFR:ATLAS COPCO,PTNO:4250286500 |  | OEM-E-LISTDRIVER;ATL,4250286500 | ATLAS COPCO | 4250286500
STP_009 - Lot7 | Data Enrichment | PJR |  | 2023-11-09 |  |  | 1025072 | 1025072 | 1394484 | AU_QM_000238083 |  | ERSA | M | 4800 | 1394484GZPCLNT100 | EA | 3000003 | DRIVER;CAT,332-0328 | DRIVER;CAT,332-0328 | DRIVER;MNFR:CATERPILLAR,PTNO:332-0328 |  | OEM-E-LISTDRIVER;CAT,332-0328 | CATERPILLAR | 332-0328
STP_009 - Lot7 | Data Enrichment | PJR |  | 2023-11-09 |  |  | 1025139 | 1025139 | 1391835 | AU_QM_000233797 |  | ERSA | M | 4800 | 1391835GZPCLNT100 | EA | 3000003 | DRIVER;CAT,5P6208 | DRIVER;CAT,5P6208 | DRIVER;MNFR:CATERPILLAR,PTNO:5P6208 |  | DRIVER;CAT,5P6208DRIVER;HAS,5P6208 | CATERPILLAR | 5P6208
STP_009 - Lot7 | Data Enrichment | PJR |  | 2023-11-09 |  |  | 1025856 | 1025856 | 1375331 | AU_QM_000214331 |  | ERSA | M | 4800 | 1375331GZPCLNT100 | EA | 3000001 | DRIVER;EPI,3115 3570 00 | DRIVER;EPI,3115 3570 00 | DRIVER;MNFR:EPIROC,PTNO:3115 3570 00 |  | DRIVER;EPI,3115 3570 00DRIVER;EPI,3115 3570 00 | EPIROC | 3115 3570 00
STP_009 - Lot7 | Data Enrichment | PJR |  | 2023-11-09 |  |  | 1025633 | 1025633 | 1380736 | AU_QM_000220280 |  | ERSA | M | 4800 | 1380736GZPCLNT100 | EA | 3000001 | DRIVER;EPI,6060 0031 22 | DRIVER;EPI,6060 0031 22 | DRIVER;MNFR:EPIROC,PTNO:6060 0031 22 |  | DRIVER;EPI,6060 0031 22DRIVER;EPI,6060 0031 22 | EPIROC | 6060 0031 22
STP_009 - Lot7 | Data Enrichment | MKV |  | 2023-11-09 |  |  | 1137267 | 1137267 | 1448582 | AU_QM_001089952 |  | ERSA | M | 4000 | 1448582GZPCLNT100 | EA |  | DUAL CHANNEL VIDEO TRANSMITTER; | DUAL CHANNEL VIDEO TRANSMITTER; | TRANSMITTER,DIGITAL IMAGE: DUAL CHANNEL VIDEO TRANSMITTER; UNDERGROUND REMOTE CONTROL SYSTEM |  | TRANSMITTER,DIGITAL IMAGE:DUAL CHANNEL VIDEO TRANSMITTER;
STP_009 - Lot7 | Data Enrichment | CIR |  | 2023-11-09 |  |  | 1152682 | 1152682 | 1476210 | AU_QM_000684027 |  | ERSA | M | 1500 | 1476210GZPCLNT100 | EA |  | DUX DOOR CLOSER INVERTED MOUNTING; | DUX DOOR CLOSER INVERTED MOUNTING; |  |  | BRACKET,MOUNTING: DUX DOOR CLOSER INVERTED MOUNTING;
STP_009 - Lot7 | Data Enrichment | BHJ |  | 2023-11-09 |  |  | 1140982 | 1140982 | 1469932 | AU_QM_009009050 |  | ERSA | M | 2200 | 1469932GZPCLNT100 | EA |  | EJECT NOZZLE;12.5MW TURBO ALTERNATOR; | EJECT NOZZLE;12.5MW TURBO ALTERNATOR; | NOZZLE,VALVE; EJECT NOZZLE;12.5MW TURBO ALTERNATOR; MINES POWER STATION; |  | NOZZLE,VALVE; EJECT NOZZLE;12.5MW TURBO ALTERNATOR;
STP_009 - Lot7 | Data Enrichment | NGB |  | 2023-11-09 |  |  | 1001531 | 1001531 |  |  |  | ERSA | M | 5000 | 1598168GZPCLNT100 | EA | 3000010 | BREATHER;SAN,88628519 | BOQUETE;SAN,88628519 | BREATHER;MNFR:SANDVIK,PTNO:88628519 | BOQUETE;MNFR:SANDVIK,PTNO:88628519 |  | SANDVIK | 88628519 | 1068336 @@ SANDVIK MINING & CONSTRUCTION | 88628519
STP_009 - Lot7 | Data Enrichment | MKV |  | 2023-11-09 |  |  | 1001576 | 1001576 |  |  |  | ERSA | M | 5000 | 1597597GZPCLNT100 | EA | 3000010 | DAMPER;SAN,85162009 | AMORTIGUADOR;SAN,85162009 | DAMPER;MNFR:SANDVIK,PTNO:85162009 | AMORTIGUADOR;MNFR:SANDVIK,PTNO:85162009 |  | SANDVIK | 85162009 | 1068336 @@ SANDVIK MINING & CONSTRUCTION | 85162009
STP_009 - Lot7 | Data Enrichment | CIR |  | 2023-11-09 |  |  | 1001591 | 1001591 |  |  |  | ERSA | M | 5000 | 1597415GZPCLNT100 | EA | 3000010 | CHAIN;SAN,81329639 | CADENA;SAN,81329639 | CHAIN;MNFR:SANDVIK,PTNO:81329639 | CADENA;MNFR:SANDVIK,PTNO:81329639 |  | SANDVIK | 81329639 | 1068336 @@ SANDVIK MINING & CONSTRUCTION | 81329639
STP_009 - Lot7 | Data Enrichment | CIR |  | 2023-11-09 |  |  | 1001596 | 1001596 |  |  |  | ERSA | M | 5000 | 1597390GZPCLNT100 | EA | 3000010 | CHAIN;SAN,81160089 | CADENA;SAN,81160089 | CHAIN;MNFR:SANDVIK,PTNO:81160089 | CADENA;MNFR:SANDVIK,PTNO:81160089 |  | SANDVIK | 81160089 | 1068336 @@ SANDVIK MINING & CONSTRUCTION | 81160089
STP_009 - Lot7 | Data Enrichment | NGB |  | 2023-11-09 |  |  | 1001818 | 1001818 |  |  |  | ERSA | M | 5000 | 1593759GZPCLNT100 | EA | 3000010 | BREATHER;SAN,55199066 | BOQUETE;SAN,55199066 | BREATHER;MNFR:SANDVIK,PTNO:55199066 | BOQUETE;MNFR:SANDVIK,PTNO:55199066 |  | SANDVIK | 55199066 | 1068336 @@ SANDVIK MINING & CONSTRUCTION | 55199066
STP_009 - Lot7 | Data Enrichment | MKV |  | 2023-11-09 |  |  | 1001833 | 1001833 |  |  |  | ERSA | M | 5000 | 1593591GZPCLNT100 | EA | 3000010 | DAMPER;SAN,55187695 | AMORTIGUADOR;SAN,55187695 | DAMPER;MNFR:SANDVIK,PTNO:55187695 | AMORTIGUADOR;MNFR:SANDVIK,PTNO:55187695 |  | SANDVIK | 55187695 | 1068336 @@ SANDVIK MINING & CONSTRUCTION | 55187695
STP_009 - Lot7 | Data Enrichment | NGB |  | 2023-11-09 |  |  | 1001849 | 1001849 |  |  |  | ERSA | M | 5000 | 1593400GZPCLNT100 | EA | 3000010 | BREATHER;SAN,55179627 | BOQUETE;SAN,55179627 | BREATHER;MNFR:SANDVIK,PTNO:55179627 | BOQUETE;MNFR:SANDVIK,PTNO:55179627 |  | SANDVIK | 55179627 | 1068336 @@ SANDVIK MINING & CONSTRUCTION | 55179627
STP_009 - Lot7 | Data Enrichment | CIR |  | 2023-11-09 |  |  | 1001927 | 1001927 |  |  |  | ERSA | M | 5000 | 1592180GZPCLNT100 | EA | 3000010 | CHAIN;SAN,55053145 | CADENA;SAN,55053145 | CHAIN;MNFR:SANDVIK,PTNO:55053145 | CADENA;MNFR:SANDVIK,PTNO:55053145 |  | SANDVIK | 55053145 | 1068336 @@ SANDVIK MINING & CONSTRUCTION | 55053145
STP_009 - Lot7 | Data Enrichment | CIR |  | 2023-11-09 |  |  | 1001928 | 1001928 |  |  |  | ERSA | M | 5000 | 1592179GZPCLNT100 | EA | 3000010 | CHAIN;SAN,55053144 | CADENA;SAN,55053144 | CHAIN;MNFR:SANDVIK,PTNO:55053144 | CADENA;MNFR:SANDVIK,PTNO:55053144 |  | SANDVIK | 55053144 | 1068336 @@ SANDVIK MINING & CONSTRUCTION | 55053144
STP_009 - Lot7 | Data Enrichment | CIR |  | 2023-11-09 |  |  | 1001929 | 1001929 |  |  |  | ERSA | M | 5000 | 1592178GZPCLNT100 | EA | 3000010 | CHAIN;SAN,55053143 | CADENA;SAN,55053143 | CHAIN;MNFR:SANDVIK,PTNO:55053143 | CADENA;MNFR:SANDVIK,PTNO:55053143 |  | SANDVIK | 55053143 | 1068336 @@ SANDVIK MINING & CONSTRUCTION | 55053143
STP_009 - Lot7 | Data Enrichment | NGB |  | 2023-11-09 |  |  | 1002157 | 1002157 |  |  |  | ERSA | M | 5000 | 1606170GZPCLNT100 | EA | 3000010 | BREATHER;SAN,04723001 | BOQUETE;SAN,04723001 | BREATHER;MNFR:SANDVIK,PTNO:04723001 | BOQUETE;MNFR:SANDVIK,PTNO:04723001 |  | SANDVIK | 04723001 | 1068336 @@ SANDVIK MINING & CONSTRUCTION | 4723001
STP_009 - Lot7 | Data Enrichment | CIR |  | 2023-11-09 |  |  | 1002316 | 1002316 |  |  |  | ERSA | M | 5000 | 1599967GZPCLNT100 | EA | 3000010 | BLOWER,EXHST;SAN,BG00356612 | SOPLADOR EXTRACTOR;SAN,BG00356612 | BLOWER,EXHAUST;MNFR:SANDVIK,PTNO:BG00356612 | SOPLADOR EXTRACTOR;MNFR:SANDVIK,PTNO:BG00356612 |  | SANDVIK | BG00356612 | 1068336 @@ SANDVIK MINING & CONSTRUCTION | BG00356612
STP_009 - Lot7 | Data Enrichment | NGB |  | 2023-11-09 |  |  | 1002426 | 1002426 |  |  |  | ERSA | M | 5000 | 1595173GZPCLNT100 | EA | 3000010 | BUZZER;SAN,56027361 | ZUMBIDO;SAN,56027361 | BUZZER;MNFR:SANDVIK,PTNO:56027361 | ZUMBIDO;MNFR:SANDVIK,PTNO:56027361 |  | SANDVIK | 56027361 | 1068336 @@ SANDVIK MINING & CONSTRUCTION | 56027361
STP_009 - Lot7 | Data Enrichment | RYM |  | 2023-11-09 |  |  | 1002555 | 1002555 |  |  |  | ERSA | M | 5955 | 1586262GZPCLNT100 | EA | 3000010 | CYLINDER;SAN,55013745,HYDR | CILINDRO;SAN,55013745 | CYLINDER;MNFR:SANDVIK,PTNO:55013745,ADDITIONAL FEATURES EN:HYDRAULIC | CILINDRO;MNFR:SANDVIK,PTNO:55013745 |  | SANDVIK | 55013745 | 1068336 @@ SANDVIK MINING & CONSTRUCTION | 55013745
STP_009 - Lot7 | Data Enrichment | CIR |  | 2023-11-09 |  |  | 1002559 | 1002559 |  |  |  | ERSA | M | 2920 | 1584447GZPCLNT100 | EA | 3000010 | CURTAIN;SAN,BG00910382,SPLSH,OIL | CORTINA;SAN,BG00910382 | CURTAIN;MNFR:SANDVIK,PTNO:BG00910382,ADDITIONAL FEATURES EN:SPLASH,OIL | CORTINA;MNFR:SANDVIK,PTNO:BG00910382 |  | SANDVIK | BG00910382 | 1068089 @@ SANDVIK MINING & CONSTRUCTION | BG00910382 | 1068336 @@ SANDVIK MINING & CONSTRUCTION | BG00910382
STP_009 - Lot7 | Data Enrichment | RYM |  | 2023-11-09 |  |  | 1002677 | 1002677 |  |  |  | ERSA | M | 5000 | 1592832GZPCLNT100 | EA | 3000010 | CYLINDER;SAN,55155241 | CILINDRO;SAN,55155241 | CYLINDER;MNFR:SANDVIK,PTNO:55155241 | CILINDRO;MNFR:SANDVIK,PTNO:55155241 |  | SANDVIK | 55155241 | 1068089 @@ SANDVIK MINING & CONSTRUCTION | 55155241 | 1068336 @@ SANDVIK MINING & CONSTRUCTION | 55155241
STP_009 - Lot7 | Data Enrichment | PJR |  | 2023-11-09 |  |  | 1003044 | 1003044 |  |  |  | ERSA | M | 5000 | 1590321GZPCLNT100 | EA | 3000010 | DISTRIBUTOR;SAN,15367828 | DISTRIBUIDOR;SAN,15367828 | DISTRIBUTOR;MNFR:SANDVIK,PTNO:15367828 | DISTRIBUIDOR;MNFR:SANDVIK,PTNO:15367828 |  | SANDVIK | 15367828 | 1068336 @@ SANDVIK MINING & CONSTRUCTION | 15367828
STP_009 - Lot7 | Data Enrichment | RYM |  | 2023-11-09 |  |  | 1003045 | 1003045 |  |  |  | ERSA | M | 5000 | 1590320GZPCLNT100 | EA | 3000010 | CYLINDER;SAN,15367138 | CILINDRO;SAN,15367138 | CYLINDER;MNFR:SANDVIK,PTNO:15367138 | CILINDRO;MNFR:SANDVIK,PTNO:15367138 |  | SANDVIK | 15367138 | 1068336 @@ SANDVIK MINING & CONSTRUCTION | 15367138
STP_009 - Lot7 | Data Enrichment | RYM |  | 2023-11-09 |  |  | 1003046 | 1003046 |  |  |  | ERSA | M | 5000 | 1590318GZPCLNT100 | EA | 3000010 | CYLINDER;SAN,15366818 | CILINDRO;SAN,15366818 | CYLINDER;MNFR:SANDVIK,PTNO:15366818 | CILINDRO;MNFR:SANDVIK,PTNO:15366818 |  | SANDVIK | 15366818 | 1068336 @@ SANDVIK MINING & CONSTRUCTION | 15366818
STP_009 - Lot7 | Data Enrichment | CIR |  | 2023-11-09 |  |  | 1003115 | 1003115 |  |  |  | ERSA | M | 5000 | 1597443GZPCLNT100 | EA | 3000010 | CHAIN;SAN,81494849 | CADENA;SAN,81494849 | CHAIN;MNFR:SANDVIK,PTNO:81494849 | CADENA;MNFR:SANDVIK,PTNO:81494849 |  | SANDVIK | 81494849 | 1068336 @@ SANDVIK MINING & CONSTRUCTION | 81494849
STP_009 - Lot7 | Data Enrichment | CIR |  | 2023-11-09 |  |  | 1003130 | 1003130 |  |  |  | ERSA | M | 5000 | 1591500GZPCLNT100 | EA | 3000010 | CELL;SAN,55013262 | CELDA;SAN,55013262 | CELL;MNFR:SANDVIK,PTNO:55013262 | CELDA;MNFR:SANDVIK,PTNO:55013262 |  | SANDVIK | 55013262 | 1068336 @@ SANDVIK MINING & CONSTRUCTION | 55013262
STP_009 - Lot7 | Data Enrichment | CIR |  | 2023-11-09 |  |  | 1003132 | 1003132 |  |  |  | ERSA | M | 5000 | 1597687GZPCLNT100 | EA | 3000010 | CHAIN;SAN,85616619 | CADENA;SAN,85616619 | CHAIN;MNFR:SANDVIK,PTNO:85616619 | CADENA;MNFR:SANDVIK,PTNO:85616619 |  | SANDVIK | 85616619 | 1068336 @@ SANDVIK MINING & CONSTRUCTION | 85616619
STP_009 - Lot7 | Data Enrichment | CIR |  | 2023-11-09 |  |  | 1003984 | 1003984 | 1349624 | AU_QM_000131328 |  | ERSA | M | 4900 | 1349624GZPCLNT100 | EA | 3000000 | CHAIN;ATL,3217 9536 16 | CHAIN;ATL,3217 9536 16 | CHAIN;MNFR:ATLAS COPCO,PTNO:3217 9536 16 |  | CHAIN: DRUM CHAIN;CABLE REEL ASSY;ATLAS COPCO M | ATLAS COPCO | 3217 9536 16 | 1068108 @@ EPIROC AUSTRALIA PTY LTD | 3217953616
STP_009 - Lot7 | Data Enrichment | PJR |  | 2023-11-09 |  |  | 1003993 | 1003993 | 1349640 | AU_QM_000131346 |  | ERSA | M | 4800 | 1349640GZPCLNT100 | EA | 3000000 | DRIVER;ATL,3217 9536 10 | DRIVER;ATL,3217 9536 10 | DRIVER;MNFR:ATLAS COPCO,PTNO:3217 9536 10 |  | DRIVER:DRUM DRIVER;CABLE REEL ASSY;ATLAS COPCO | ATLAS COPCO | 3217 9536 10 | 1068108 @@ EPIROC AUSTRALIA PTY LTD | 3217953610
STP_009 - Lot7 | Data Enrichment | CIR |  | 2023-11-09 |  |  | 1004263 | 1004263 | 1357268 | AU_QM_000150320 |  | ERSA | M | 5100 | 1357268GZPCLNT100 | EA | 3000025 | CONDITIONER;JOH,P609445 | CONDITIONER;JOH,P609445 | CONDITIONER;MNFR:JOHN DEERE,PTNO:P609445 |  | AIR CONDITIONER:AIR CONDITIONER FILTER FOR AIOR CONDITIO | JOHN DEERE | P609445 | 1068352 @@ HITACHI | P609445
STP_009 - Lot7 | Data Enrichment | NGB |  | 2023-11-09 |  |  | 1004317 | 1004317 | 1365687 | AU_QM_000168105 |  | ERSA | M | 5920 | 1365687GZPCLNT100 | EA | 3000004 | BREATHER;HIT,RE62981 | BREATHER;HIT,RE62981 | BREATHER;MNFR:HITACHI,PTNO:RE62981 |  | BREATHER: ASSEMBLY | HITACHI | RE62981 | 1068352 @@ HITACHI | RE62981 | 1068592 @@ RDO EQUIPMENT PTY LTD | RE62981
STP_009 - Lot7 | Data Enrichment | RYM |  | 2023-11-09 |  |  | 1004547 | 1004547 | 1442219 | AU_QM_000994550 |  | ERSA | M | 5955 | 1442219GZPCLNT100 | EA | 3000000 | CYLINDER;ATL,3128 2597 93 | CYLINDER;ATL,3128 2597 93 | CYLINDER;MNFR:ATLAS COPCO,PTNO:3128 2597 93 |  | CYLINDER ASSEMBLY,LINEAR: BOLTEC HYDRAULIC CYLINDER | ATLAS COPCO | 3128 2597 93 | 1068108 @@ EPIROC AUSTRALIA PTY LTD | 3128 2597 93
STP_009 - Lot7 | Data Enrichment | RYM |  | 2023-11-09 |  |  | 1004569 | 1004569 | 1449885 | AU_QM_001120492 |  | ERSA | M | 5955 | 1449885GZPCLNT100 | EA | 3000024 | CYLINDER;ISU,8973494240 | CYLINDER;ISU,8973494240 | CYLINDER;MNFR:ISUZU,PTNO:8973494240 |  | CYLINDER ASSY,CLUTCH,SLAVE: CLUTCH SLAVE CYL; | ISUZU | 8973494240 | 1068514 @@ AP TOWNSVILLE P/L T/A TONY IRELA | 8973494240
STP_009 - Lot7 | Data Enrichment | RYM |  | 2023-11-09 |  |  | 1004578 | 1004578 | 1449897 | AU_QM_001120617 |  | ERSA | M | 5955 | 1449897GZPCLNT100 | EA | 3000024 | CYLINDER;ISU,8971398140 | CYLINDER;ISU,8971398140 | CYLINDER;MNFR:ISUZU,PTNO:8971398140 |  | CYLINDER ASSY,BRAKE,WHEEL:FRONT WHEEL CYLINDER;R/H FRONT; | ISUZU | 8971398140 | 1068514 @@ AP TOWNSVILLE P/L T/A TONY IRELA | 8971398140 | 1069100 @@ BRISBANE ISUZU | 8971398140
STP_009 - Lot7 | Data Enrichment | RYM |  | 2023-11-09 |  |  | 1004579 | 1004579 | 1449898 | AU_QM_001120625 |  | ERSA | M | 5955 | 1449898GZPCLNT100 | EA | 3000024 | CYLINDER;ISU,8971398160 | CYLINDER;ISU,8971398160 | CYLINDER;MNFR:ISUZU,PTNO:8971398160 |  | CYLINDER ASSY,BRAKE,WHEEL:FRONT WHEEL CYLINDER;R/H REAR; | ISUZU | 8971398160 | 1068514 @@ AP TOWNSVILLE P/L T/A TONY IRELA | 8971398160 | 1069100 @@ BRISBANE ISUZU | 8971398160
STP_009 - Lot7 | Data Enrichment | RYM |  | 2023-11-09 |  |  | 1004580 | 1004580 | 1449899 | AU_QM_001120633 |  | ERSA | M | 5955 | 1449899GZPCLNT100 | EA | 3000024 | CYLINDER;ISU,8971398150 | CYLINDER;ISU,8971398150 | CYLINDER;MNFR:ISUZU,PTNO:8971398150 |  | CYLINDER ASSY,BRAKE,WHEEL:FRONT WHEEL CYLINDER;L/H FRONT; | ISUZU | 8971398150 | 1068514 @@ AP TOWNSVILLE P/L T/A TONY IRELA | 8971398150 | 1069100 @@ BRISBANE ISUZU | 8971398150
STP_009 - Lot7 | Data Enrichment | RYM |  | 2023-11-09 |  |  | 1004581 | 1004581 | 1449900 | AU_QM_001120641 |  | ERSA | M | 5955 | 1449900GZPCLNT100 | EA | 3000024 | CYLINDER;ISU,8971398170 | CYLINDER;ISU,8971398170 | CYLINDER;MNFR:ISUZU,PTNO:8971398170 |  | CYLINDER ASSY,BRAKE,WHEEL:FRONT WHEEL CYLINDER;L/H REAR; | ISUZU | 8971398170 | 1068514 @@ AP TOWNSVILLE P/L T/A TONY IRELA | 8971398170 | 1069100 @@ BRISBANE ISUZU | 8971398170
STP_009 - Lot7 | Data Enrichment | RYM |  | 2023-11-09 |  |  | 1004589 | 1004589 | 1449910 | AU_QM_001120740 |  | ERSA | M | 5955 | 1449910GZPCLNT100 | EA | 3000024 | CYLINDER;ISU,8973322250 | CYLINDER;ISU,8973322250 | CYLINDER;MNFR:ISUZU,PTNO:8973322250 |  | CYLINDER ASSY,BRAKE,WHEEL:REAR WHEEL CYLINDER;R/H FRONT; | ISUZU | 8973322250 | 1068514 @@ AP TOWNSVILLE P/L T/A TONY IRELA | 8973322250
STP_009 - Lot7 | Data Enrichment | RYM |  | 2023-11-09 |  |  | 1004590 | 1004590 | 1449911 | AU_QM_001120757 |  | ERSA | M | 5955 | 1449911GZPCLNT100 | EA | 3000024 | CYLINDER;ISU,8973322260 | CYLINDER;ISU,8973322260 | CYLINDER;MNFR:ISUZU,PTNO:8973322260 |  | CYLINDER ASSY,BRAKE,WHEEL:REAR WHEEL CYLINDER;R/H REAR; | ISUZU | 8973322260 | 1068514 @@ AP TOWNSVILLE P/L T/A TONY IRELA | 8973322260 | 1079065 @@ AIRPOWER PTY LTD | 8973322260
STP_009 - Lot7 | Data Enrichment | RYM |  | 2023-11-09 |  |  | 1004591 | 1004591 | 1449912 | AU_QM_001120765 |  | ERSA | M | 5955 | 1449912GZPCLNT100 | EA | 3000024 | CYLINDER;ISU,8973322270 | CYLINDER;ISU,8973322270 | CYLINDER;MNFR:ISUZU,PTNO:8973322270 |  | CYLINDER ASSY,BRAKE,WHEEL:REAR WHEEL CYLINDER;L/H FRONT & REAR; | ISUZU | 8973322270 | 1068514 @@ AP TOWNSVILLE P/L T/A TONY IRELA | 8973322270
STP_009 - Lot7 | Data Enrichment | NGB |  | 2023-11-09 |  |  | 1004702 | 1004702 | 1455551 | AU_QM_001257229 |  | ERSA | M | 5920 | 1455551GZPCLNT100 | EA | 3000011 | BREATHER;TER,2277-811 | BREATHER;TER,2277-811 | BREATHER;MNFR:TEREX,PTNO:2277-811 |  | BREATHER: BREATHER ELEMENT; | TEREX | 2277-811 | 1068393 @@ TEREX LIFTING T/A TEREX JAQUES | 2277-811
STP_009 - Lot7 | Data Enrichment | RYM |  | 2023-11-09 |  |  | 1004751 | 1004751 | 1458104 | AU_QM_001311844 |  | ERSA | M | 5955 | 1458104GZPCLNT100 | EA | 3000012 | CYLINDER;TOY,3141060650 | CYLINDER;TOY,3141060650 | CYLINDER;MNFR:TOYOTA,PTNO:3141060650 |  | CYLINDER: CYLINDER ASSEMBLY;J807; | TOYOTA | 3141060650 | 1068322 @@ NQ CRASH & 4WD SPARES | JB7544 | 1068114 @@ BELL & MOIR - PARTS ORDERS ONLY | 6141060651 | 1071809 @@ ASHDOWN ENTERPRISES | 31410-60650 | 1068087 @@ ASHDOWN INGRAM | 31410-60650 | 1068112 @@ DRIVELINE SERVICES AUSTRALIA PTY LT | 31410-60650
STP_009 - Lot7 | Data Enrichment | PJR |  | 2023-11-09 |  |  | 1005067 | 1005067 | 1351732 | AU_QM_000136823 |  | ERSA | M | 1500 | 1351732GZPCLNT100 | EA | 3000011 | CONVEYOR;TER,FNCOL2380 | CONVEYOR;TER,FNCOL2380 | CONVEYOR;MNFR:TEREX,PTNO:FNCOL2380 |  | SKIRTING,CONVEYOR:SIDE SKIRT RUBBER;GFM 18A D6 APRON FEEDE | TEREX | FNCOL2380 | 1068393 @@ TEREX LIFTING T/A TEREX JAQUES | FNCOL2380
STP_009 - Lot7 | Data Enrichment | RYM |  | 2023-11-09 |  |  | 1005280 | 1005280 | 1357790 | AU_QM_000151650 |  | ERSA | M | 5955 | 1357790GZPCLNT100 | EA | 3000004 | CYLINDER;HIT,AH229006 | CYLINDER;HIT,AH229006 | CYLINDER;MNFR:HITACHI,PTNO:AH229006 |  | CYLINDER ASSEMBLY,LINEAR: STEERING CYLINDER;JOHN DEERE;GRADER 672G | HITACHI | AH229006 | 1068631 @@ HITACHI | AH229006 | 1068352 @@ HITACHI | AH229006
STP_009 - Lot7 | Data Enrichment | RYM |  | 2023-11-09 |  |  | 1005281 | 1005281 |  |  |  | ERSA | M | 5955 | 1357792GZPCLNT100 | EA | 3000004 | CYLINDER;HIT,T204711 | COLLAR;JOH,T204711 | CYLINDER;MNFR:HITACHI,PTNO:T204711 |  |  | HITACHI | T204711 | 1068631 @@ HITACHI | T204711 | 1068352 @@ HITACHI | T204711
STP_009 - Lot7 | Data Enrichment | NGB |  | 2023-11-09 |  |  | 1005411 | 1005411 | 1370095 | AU_QM_000175367 |  | ERSA | M | 5920 | 1370095GZPCLNT100 | EA | 3000005 | BREATHER;JCB,JB-333/X2764 | BREATHER;JCB,JB-333/X2764 | BREATHER;MNFR:JCB,PTNO:JB-333/X2764 |  | BREATHER: TBE;HYDRALIC | JCB | JB-333/X2764 | 1068536 @@ JCB CONSTRUCTION EQUIPMENT AUST | JB-333/X2764
STP_009 - Lot7 | Data Enrichment | RYM |  | 2023-11-09 |  |  | 1005573 | 1005573 | 1449853 | AU_QM_001120146 |  | ERSA | M | 5955 | 1449853GZPCLNT100 | EA | 3000024 | CYLINDER;ISU,8971629630 | CYLINDER;ISU,8971629630 | CYLINDER;MNFR:ISUZU,PTNO:8971629630 |  | CYLINDER ASSY,CLUTCH,MASTER:CLUTCH MASTER CYLINDER; | ISUZU | 8971629630 | 1068514 @@ AP TOWNSVILLE P/L T/A TONY IRELA | 8971629630
STP_009 - Lot7 | Data Enrichment | NGB |  | 2023-11-09 |  |  | 1005638 | 1005638 | 1451953 | AU_QM_001166651 |  | ERSA | M | 5920 | 1451953GZPCLNT100 | EA | 3000030 | BREATHER;OUT,S.T.GB.BR | BREATHER;OUT,S.T.GB.BR | BREATHER;MNFR:OUTOTEC,PTNO:S.T.GB.BR |  | BREATHER: GEARBOX OIL CANISTER; | OUTOTEC | S.T.GB.BR | 1068243 @@ OUTOTEC PTY LTD | S.T.GB.BR
STP_009 - Lot7 | Data Enrichment | NGB |  | 2023-11-09 |  |  | 1005639 | 1005639 | 1451954 | AU_QM_001166669 |  | ERSA | M | 5920 | 1451954GZPCLNT100 | EA | 3000030 | BREATHER;OUT,S.T.HY.F.BR | BREATHER;OUT,S.T.HY.F.BR | BREATHER;MNFR:OUTOTEC,PTNO:S.T.HY.F.BR |  | BREATHER: HYDRAULIC POWER PACK OIL RESEVOIR; | OUTOTEC | S.T.HY.F.BR | 1068243 @@ OUTOTEC PTY LTD | S.T.HY.F.BR
STP_009 - Lot7 | Data Enrichment | RYM |  | 2023-11-09 |  |  | 1008317 | 1008317 |  |  |  | ERSA | M | 5000 | 1590409GZPCLNT100 | EA | 3000010 | CYLINDER;SAN,16960438 | CILINDRO;SAN,16960438 | CYLINDER;MNFR:SANDVIK,PTNO:16960438 | CILINDRO;MNFR:SANDVIK,PTNO:16960438 |  | SANDVIK | 16960438 | 1068336 @@ SANDVIK MINING & CONSTRUCTION | 16960438
STP_009 - Lot7 | Data Enrichment | MKV |  | 2023-11-09 |  |  | 1008374 | 1008374 |  |  |  | ERSA | M | 5000 | 1597395GZPCLNT100 | EA | 3000010 | DAMPER;SAN,81228209 | AMORTIGUADOR;SAN,81228209 | DAMPER;MNFR:SANDVIK,PTNO:81228209 | AMORTIGUADOR;MNFR:SANDVIK,PTNO:81228209 |  | SANDVIK | 81228209 | 1068336 @@ SANDVIK MINING & CONSTRUCTION | 81228209
STP_009 - Lot7 | Data Enrichment | RYM |  | 2023-11-09 |  |  | 1008406 | 1008406 |  |  |  | ERSA | M | 5000 | 1600847GZPCLNT100 | EA | 3000010 | CYLINDER;SAN,BG00642817 | CILINDRO;SAN,BG00642817 | CYLINDER;MNFR:SANDVIK,PTNO:BG00642817 | CILINDRO;MNFR:SANDVIK,PTNO:BG00642817 |  | SANDVIK | BG00642817 | 1068336 @@ SANDVIK MINING & CONSTRUCTION | BG00642817
STP_009 - Lot7 | Data Enrichment | CIR |  | 2023-11-09 |  |  | 1008791 | 1008791 |  |  |  | ERSA | M | 5000 | 1591497GZPCLNT100 | EA | 3000010 | CELL;SAN,55013151 | CELDA;SAN,55013151 | CELL;MNFR:SANDVIK,PTNO:55013151 | CELDA;MNFR:SANDVIK,PTNO:55013151 |  | SANDVIK | 55013151 | 1068336 @@ SANDVIK MINING & CONSTRUCTION | 55013151
STP_009 - Lot7 | Data Enrichment | MKV |  | 2023-11-09 |  |  | 1008854 | 1008854 |  |  |  | ERSA | M | 5000 | 1598244GZPCLNT100 | EA | 3000010 | AMPLIFIER;SAN,88780929 | AMPLIFICADOR;SAN,88780929 | AMPLIFIER;MNFR:SANDVIK,PTNO:88780929 | AMPLIFICADOR;MNFR:SANDVIK,PTNO:88780929 |  | SANDVIK | 88780929 | 1068336 @@ SANDVIK MINING & CONSTRUCTION | 88780929
STP_009 - Lot7 | Data Enrichment | RYM |  | 2023-11-09 |  |  | 1008964 | 1008964 |  |  |  | ERSA | M | 5000 | 1612003GZPCLNT100 | EA | 3000010 | CYLINDER;SAN,55155242 | CILINDRO;SAN,55155242 | CYLINDER;MNFR:SANDVIK,PTNO:55155242 | CILINDRO;MNFR:SANDVIK,PTNO:55155242 |  | SANDVIK | 55155242 | 1068336 @@ SANDVIK MINING & CONSTRUCTION | 55155242
STP_009 - Lot7 | Data Enrichment | PJR |  | 2023-11-09 |  |  | 1009032 | 1009032 |  |  |  | ERSA | M | 5000 | 1612167GZPCLNT100 | EA | 3000010 | DISTRIBUTOR;SAN,77016197 | DISTRIBUIDOR;SAN,77016197 | DISTRIBUTOR;MNFR:SANDVIK,PTNO:77016197 | DISTRIBUIDOR;MNFR:SANDVIK,PTNO:77016197 |  | SANDVIK | 77016197 | 1068336 @@ SANDVIK MINING & CONSTRUCTION | 1612167
STP_009 - Lot7 | Data Enrichment | RYM |  | 2023-11-09 |  |  | 1009330 | 1009330 | 1355640 | AU_QM_000145842 |  | ERSA | M | 5955 | 1355640GZPCLNT100 | EA | 3000000 | CYLINDER;ATL,5580080116 | CYLINDER;ATL,5580080116 | CYLINDER;MNFR:ATLAS COPCO,PTNO:5580080116 |  | CYLINDER: CYLINDER | ATLAS COPCO | 5580080116 | 1068108 @@ EPIROC AUSTRALIA PTY LTD | 5580080116
STP_009 - Lot7 | Data Enrichment | RYM |  | 2023-11-09 |  |  | 1009499 | 1009499 | 1351344 | AU_QM_000135787 |  | ERSA | M | 5955 | 1351344GZPCLNT100 | EA | 3000000 | CYLINDER;ATL,9121709304 | CYLINDER;ATL,9121709304 | CYLINDER;MNFR:ATLAS COPCO,PTNO:9121709304 |  | CYLINDER: CYLINDER;SWING;;ATLAS COPCO MD2 BOOMER; | ATLAS COPCO | 9121709304 | 1068108 @@ EPIROC AUSTRALIA PTY LTD | 9121709304
STP_009 - Lot7 | Data Enrichment | RYM |  | 2023-11-09 |  |  | 1009515 | 1009515 | 1352066 | AU_QM_000138280 |  | ERSA | M | 5955 | 1352066GZPCLNT100 | EA | 3000000 | CYLINDER;ATL,9106187500 | CYLINDER;ATL,9106187500 | CYLINDER;MNFR:ATLAS COPCO,PTNO:9106187500 |  | CYLINDER ASSY,HYDRAULIC:CYLINDER;WIRE CABLE CUTTING;;CABLETEC L6 | ATLAS COPCO | 9106187500 | 1068108 @@ EPIROC AUSTRALIA PTY LTD | 9106187500
STP_009 - Lot7 | Data Enrichment | RYM |  | 2023-11-09 |  |  | 1009575 | 1009575 | 1355330 | AU_QM_000145244 |  | ERSA | M | 5955 | 1355330GZPCLNT100 | EA | 3000000 | CYLINDER;ATL,3128306032 | CYLINDER;ATL,3128306032 | CYLINDER;MNFR:ATLAS COPCO,PTNO:3128306032 |  | CYLINDER ASSY,HYDRAULIC:BOOMER M2D HYDRAULIC CYLINDER; | ATLAS COPCO | 3128306032 | 1068108 @@ EPIROC AUSTRALIA PTY LTD | 3128306032
STP_009 - Lot7 | Data Enrichment | RYM |  | 2023-11-09 |  |  | 1009576 | 1009576 | 1355339 | AU_QM_000145254 |  | ERSA | M | 5955 | 1355339GZPCLNT100 | EA | 3000000 | CYLINDER;ATL,3128259848 | CYLINDER;ATL,3128259848 | CYLINDER;MNFR:ATLAS COPCO,PTNO:3128259848 |  | CYLINDER ASSY,HYDRAULIC:FEED EXTENSION CYLINDER;M2D JUMBO; | ATLAS COPCO | 3128259848 | 1068108 @@ EPIROC AUSTRALIA PTY LTD | 3128259848
STP_009 - Lot7 | Data Enrichment | CIR |  | 2023-11-09 |  |  | 1009579 | 1009579 | 1355929 | AU_QM_000146352 |  | ERSA | M | 5100 | 1355929GZPCLNT100 | EA | 3000000 | CELL;ATL,9106206645 | CELL;ATL,9106206645 | CELL;MNFR:ATLAS COPCO,PTNO:9106206645 |  | LOAD CELL,FORCE-WEIGHT: CABLETEC LOAD CELL | ATLAS COPCO | 9106206645 | 1068108 @@ EPIROC AUSTRALIA PTY LTD | 9106206645
STP_009 - Lot7 | Data Enrichment | RYM |  | 2023-11-09 |  |  | 1009580 | 1009580 |  |  |  | ERSA | M | 5955 | 1355941GZPCLNT100 | EA | 3000000 | CYLINDER;ATL,3128310612 | CILINDRO;EPI,3128310612 | CYLINDER;MNFR:ATLAS COPCO,PTNO:3128310612 |  |  | ATLAS COPCO | 3128310612 | 1068108 @@ EPIROC AUSTRALIA PTY LTD | 3128310612 | 1068410 @@ MAINTENANCE TECHNIQUE PTY LTD | MT3128 3106 12
STP_009 - Lot7 | Data Enrichment | RYM |  | 2023-11-09 |  |  | 1009591 | 1009591 | 1356278 | AU_QM_000147154 |  | ERSA | M | 5955 | 1356278GZPCLNT100 | EA | 3000000 | CYLINDER;ATL,3128313401 | CYLINDER;ATL,3128313401 | CYLINDER;MNFR:ATLAS COPCO,PTNO:3128313401 |  | CYLINDER ASSEMBLY,LINEAR: ROD CHANGER HYDRAULIC CYLINDER TO SUIT A | ATLAS COPCO | 3128313401 | 1068108 @@ EPIROC AUSTRALIA PTY LTD | 3128313401
STP_009 - Lot7 | Data Enrichment | PJR |  | 2023-11-09 |  |  | 1009738 | 1009738 | 1457986 | AU_QM_001310390 |  | ERSA | M | 4800 | 1457986GZPCLNT100 | EA | 3000000 | DRIVER;ATL,9106 1854 74 | DRIVER;ATL,9106 1854 74 | DRIVER;MNFR:ATLAS COPCO,PTNO:9106 1854 74 |  | DRIVER:DRIVER; | ATLAS COPCO | 9106 1854 74 | 1068108 @@ EPIROC AUSTRALIA PTY LTD | 9106 1854 74
STP_009 - Lot7 | Data Enrichment | RYM |  | 2023-11-09 |  |  | 1009790 | 1009790 |  |  |  | ERSA | M | 3730 | 1583413GZPCLNT100 | EA | 3000003 | CYLINDER;CAT,252-5871 | CILINDRO;CAT,252-7274 | CYLINDER;MNFR:CATERPILLAR,PTNO:252-5871 | CILINDRO;MNFR:CATERPILLAR,PTNO:252-7274 |  | CATERPILLAR | 252-7274 | 1068196 @@ HASTINGS DEERING(AUSTRALIA) LTD | 252-7274
STP_009 - Lot7 | Data Enrichment | PJR |  | 2023-11-09 |  |  | 1009818 | 1009818 |  |  |  | ERSA | M | 5100 | 1615098GZPCLNT100 | EA | 3000014 | AMMETER;ABB,3ADV050119P0010,DC,PQ 72X72 | AMPERIMETRO;ABB,3ADV050119P0010 | AMMETER;MNFR:ABB,PTNO:3ADV050119P0010,ADDITIONAL FEATURES EN:DC,PQ 72X72, SCALE:0 - 100 PCT,0 - 10V,FOR DCS800 DRIVE | AMPERIMETRO;MNFR:ABB,PTNO:3ADV050119P0010 |  | ABB | 3ADV050119P0010 | 1068212 @@ ABB AUSTRALIA PTY LTD | 3ADV050119P0010
STP_009 - Lot7 | Data Enrichment | NGB |  | 2023-11-09 |  |  | 1009978 | 1009978 |  |  |  | ERSA | M | 1650 | 1616533GZPCLNT100 | EA | 3000014 | ABSORBER;ABB,SG150907R00500,SHCK,HPB ASS | ABSORBEDOR;ABB,SG150907R00500 | ABSORBER;MNFR:ABB,PTNO:SG150907R00500,ADDITIONAL FEATURES EN:SHOCK,HPB ASSEMBLY-NEW,TO SUIT SECHERON DC BREAKER HPB45-81S,P49 | ABSORBEDOR;MNFR:ABB,PTNO:SG150907R00500 |  | ABB | SG150907R00500 | 1068212 @@ ABB AUSTRALIA PTY LTD | SG150907R00500
STP_009 - Lot7 | Data Enrichment | RYM |  | 2023-11-09 |  |  | 1010416 | 1010416 |  |  |  | ERSA | M | 2600 | 1607171GZPCLNT100 | EA | 3000418 | CYLINDER;BORT,3004933,ASM,PQ ROD HOLDER | CILINDRO;BORT,3004933 | CYLINDER;MNFR:BOART LONGYEAR,PTNO:3004933,ADDITIONAL FEATURES EN:ASM,PQ ROD HOLDER | CILINDRO;MNFR:BOART LONGYEAR,PTNO:3004933 |  | BOART LONGYEAR | 3004933 | 1068617 @@ BOART LONGYEAR PTY LTD | 3004933
STP_009 - Lot7 | Data Enrichment | RYM |  | 2023-11-09 |  |  | 1010596 | 1010596 |  |  |  | ERSA | M | 3770 | 1609361GZPCLNT100 | EA | 3000006 | CYLINDER;KOM,1849010,FP A-SERIES LGFP | CILINDRO;KOM,1849010 | CYLINDER;MNFR:KOMATSU MINING SYSTEMS INC.,PTNO:1849010,ADDITIONAL FEATURES EN:FP A-SERIES LGFP, CASCADE FORKS SIDE SHIFT | CILINDRO;MNFR:KOMATSU MINING SYSTEMS INC.,PTNO:1849010 |  | KOMATSU MINING SYSTEMS INC. | 1849010 | 1069667 @@ CASCADE AUSTRALIA | 1849010
STP_009 - Lot7 | Data Enrichment | RYM |  | 2023-11-09 |  |  | 1010611 | 1010611 |  |  |  | ERSA | M | 3730 | 1609552GZPCLNT100 | EA | 3000003 | CYLINDER;CAT,235-6824,GP 0153 | CILINDRO;CAT,235-6824 | CYLINDER;MNFR:CATERPILLAR,PTNO:235-6824,ADDITIONAL FEATURES EN:GP 0153 | CILINDRO;MNFR:CATERPILLAR,PTNO:235-6824 |  | CATERPILLAR | 235-6824 | 1068196 @@ HASTINGS DEERING(AUSTRALIA) LTD | 2356824
STP_009 - Lot7 | Data Enrichment | MKV |  | 2023-11-09 |  |  | 1010941 | 1010941 |  |  |  | ERSA | M | 2200 | 1616516GZPCLNT100 | EA | 3000280 | DAMPER;GARD,100005407 | AMORTIGUADOR;GARD,100005407 | DAMPER;MNFR:GARDNER DENVER,PTNO:100005407 | AMORTIGUADOR;MNFR:GARDNER DENVER,PTNO:100005407 |  | GARDNER DENVER | 100005407 | 1068378 @@ GARDNER DENVER INDUSTRIES PTY | 100005407
STP_009 - Lot7 | Data Enrichment | RYM |  | 2023-11-09 |  |  | 1011283 | 1011283 |  |  |  | ERSA | M | 3730 | 1586757GZPCLNT100 | EA | 3000003 | CYLINDER;CAT,HM38194,ASSY | CILINDRO;CAT,HM38194 | CYLINDER;MNFR:CATERPILLAR,PTNO:HM38194,ADDITIONAL FEATURES EN:ASSEMBLY | CILINDRO;MNFR:CATERPILLAR,PTNO:HM38194 |  | CATERPILLAR | HM38194 | 1068196 @@ HASTINGS DEERING(AUSTRALIA) LTD | HM38194_270
STP_009 - Lot7 | Data Enrichment | RYM |  | 2023-11-09 |  |  | 1011285 | 1011285 |  |  |  | ERSA | M | 3730 | 1586760GZPCLNT100 | EA | 3000003 | CYLINDER;CAT,HM38769,GP -WATER | CILINDRO;CAT,HM38769 | CYLINDER;MNFR:CATERPILLAR,PTNO:HM38769,ADDITIONAL FEATURES EN:GP -WATER | CILINDRO;MNFR:CATERPILLAR,PTNO:HM38769 |  | CATERPILLAR | HM38769 | 1068196 @@ HASTINGS DEERING(AUSTRALIA) LTD | HM38769_270
STP_009 - Lot7 | Data Enrichment | RYM |  | 2023-11-09 |  |  | 1011287 | 1011287 |  |  |  | ERSA | M | 3730 | 1586762GZPCLNT100 | EA | 3000003 | CYLINDER;CAT,3184545,GP-LOCKING HITCH | CILINDRO;CAT,3184545 | CYLINDER;MNFR:CATERPILLAR,PTNO:3184545,ADDITIONAL FEATURES EN:GP-LOCKING HITCH | CILINDRO;MNFR:CATERPILLAR,PTNO:3184545 |  | CATERPILLAR | 3184545 | 1068196 @@ HASTINGS DEERING(AUSTRALIA) LTD | 3184545
STP_009 - Lot7 | Data Enrichment | RYM |  | 2023-11-09 |  |  | 1011288 | 1011288 |  |  |  | ERSA | M | 3730 | 1586764GZPCLNT100 | EA | 3000003 | CYLINDER;CAT,HM38488,GP-BOOM | CILINDRO;CAT,HM38488 | CYLINDER;MNFR:CATERPILLAR,PTNO:HM38488,ADDITIONAL FEATURES EN:GP-BOOM | CILINDRO;MNFR:CATERPILLAR,PTNO:HM38488 |  | CATERPILLAR | HM38488 | 1068196 @@ HASTINGS DEERING(AUSTRALIA) LTD | HM38488_270
STP_009 - Lot7 | Data Enrichment | RYM |  | 2023-11-09 |  |  | 1011289 | 1011289 |  |  |  | ERSA | M | 3730 | 1586765GZPCLNT100 | EA | 3000003 | CYLINDER;CAT,HM32329,GP-SUSPENSI | CILINDRO;CAT,HM32329 | CYLINDER;MNFR:CATERPILLAR,PTNO:HM32329,ADDITIONAL FEATURES EN:GP-SUSPENSI | CILINDRO;MNFR:CATERPILLAR,PTNO:HM32329 |  | CATERPILLAR | HM32329 | 1068196 @@ HASTINGS DEERING(AUSTRALIA) LTD | HM32329_270
STP_009 - Lot7 | Data Enrichment | PJR |  | 2023-11-09 |  |  | 1011290 | 1011290 |  |  |  | ERSA | M | 3730 | 1586766GZPCLNT100 | EA | 3000003 | DRIVER;CAT,2666396,DRIVE GP-SWING - 2666 | CONDUCTOR;CAT,2666396 | DRIVER;MNFR:CATERPILLAR,PTNO:2666396,ADDITIONAL FEATURES EN:DRIVE GP-SWING - 2666396 | CONDUCTOR;MNFR:CATERPILLAR,PTNO:2666396 |  | CATERPILLAR | 2666396 | 1068196 @@ HASTINGS DEERING(AUSTRALIA) LTD | 2666396
STP_009 - Lot7 | Data Enrichment | RYM |  | 2023-11-09 |  |  | 1011487 | 1011487 |  |  |  | ERSA | M | 3730 | 1607580GZPCLNT100 | EA | 3000003 | CYLINDER;CAT,2D-8652,HYDR,(MIXING CHAMBE | CILINDRO;CAT,2D-8652 | CYLINDER;MNFR:CATERPILLAR,PTNO:2D-8652,ADDITIONAL FEATURES EN:HYDRAULIC,(MIXING CHAMBER REAR DOOR) | CILINDRO;MNFR:CATERPILLAR,PTNO:2D-8652 |  | CATERPILLAR | 2D-8652 | 1068196 @@ HASTINGS DEERING(AUSTRALIA) LTD | 2D8652
STP_009 - Lot7 | Data Enrichment | RYM |  | 2023-11-09 |  |  | 1011795 | 1011795 |  |  |  | ERSA | M | 3730 | 1613760GZPCLNT100 | EA | 3000003 | CYLINDER;CAT,5831263,ASSY | CILINDRO;CAT,5831263 | CYLINDER;MNFR:CATERPILLAR,PTNO:5831263,ADDITIONAL FEATURES EN:ASSEMBLY | CILINDRO;MNFR:CATERPILLAR,PTNO:5831263 |  | CATERPILLAR | 5831263 | 1068196 @@ HASTINGS DEERING(AUSTRALIA) LTD | 5831263
STP_009 - Lot7 | Data Enrichment | BHJ |  | 2023-11-09 |  |  | 1011904 | 1011904 |  |  |  | ERSA | M | 5920 | 1614389GZPCLNT100 | EA | 3000620 | CHAMBER;IVEC,IT4043030SC,BRAKE,SINGLE CL | CAMARA INDUST;IVEC,IT4043030SC | CHAMBER;MNFR:IVECO,PTNO:IT4043030SC,ADDITIONAL FEATURES EN:BRAKE,SINGLE CLAMP 3030 | CAMARA INDUSTRIAL;MNFR:IVECO,PTNO:IT4043030SC |  | IVECO | IT4043030SC | 1068356 @@ HONEYCOMBES SALES & SERVICE P/L | IT4043030SC
STP_009 - Lot7 | Data Enrichment | RYM |  | 2023-11-09 |  |  | 1011995 | 1011995 |  |  |  | ERSA | M | 3730 | 1587161GZPCLNT100 | EA | 3000003 | CYLINDER;CAT,5622800 | CILINDRO;CAT,5622800 | CYLINDER;MNFR:CATERPILLAR,PTNO:5622800 | CILINDRO;MNFR:CATERPILLAR,PTNO:5622800 |  | CATERPILLAR | 5622800 | 1068196 @@ HASTINGS DEERING(AUSTRALIA) LTD | 5622800
STP_009 - Lot7 | Data Enrichment | RYM |  | 2023-11-09 |  |  | 1012129 | 1012129 |  |  |  | ERSA | M | 3000 | 1586563GZPCLNT100 | EA | 3000418 | CYLINDER;BORT,5307904,CHUCK HQ MK2 | CILINDRO;BORT,5307904 | CYLINDER;MNFR:BOART LONGYEAR,PTNO:5307904,ADDITIONAL FEATURES EN:CHUCK HQ MK2 | CILINDRO;MNFR:BOART LONGYEAR,PTNO:5307904 |  | BOART LONGYEAR | 5307904 | 1068617 @@ BOART LONGYEAR PTY LTD | 5307904
STP_009 - Lot7 | Data Enrichment | RYM |  | 2023-11-09 |  |  | 1012383 | 1012383 |  |  |  | ERSA | M | 3730 | 1609473GZPCLNT100 | EA | 3000003 | CYLINDER;CAT,2107088,GP | CILINDRO;CAT,2107088 | CYLINDER;MNFR:CATERPILLAR,PTNO:2107088,ADDITIONAL FEATURES EN:GP | CILINDRO;MNFR:CATERPILLAR,PTNO:2107088 |  | CATERPILLAR | 2107088 | 1068196 @@ HASTINGS DEERING(AUSTRALIA) LTD | 2107088
STP_009 - Lot7 | Data Enrichment | RYM |  | 2023-11-09 |  |  | 1012630 | 1012630 | 1349789 | AU_QM_000131504 |  | ERSA | M | 5955 | 1349789GZPCLNT100 | EA | 3000000 | CYLINDER;EPI,9772 0410 78 | CYLINDER;EPI,9772 0410 78 | CYLINDER;MNFR:EPIROC,PTNO:9772 0410 78 |  | CYLINDER: STINGER CYLINDER STK;FEED FRAME STINGERS | ATLAS COPCO | 9772 0410 78 | 1068108 @@ EPIROC AUSTRALIA PTY LTD | 9772041078
STP_009 - Lot7 | Data Enrichment | RYM |  | 2023-11-09 |  |  | 1012661 | 1012661 |  |  |  | ERSA | M | 5920 | 1615920GZPCLNT100 | EA | 3000300 | CYLINDER;KRESS,153763,AIR | CILINDRO;KRESS,153763 | CYLINDER;MNFR:KRESS CORPORATION,PTNO:153763,ADDITIONAL FEATURES EN:AIR | CILINDRO;MNFR:KRESS CORPORATION,PTNO:153763 |  | KRESS CORPORATION | 153763 | 1070674 @@ KRESS CORPORATION | 153763
STP_009 - Lot7 | Data Enrichment | BHJ |  | 2023-11-09 |  |  | 1012795 | 1012795 |  |  |  | ERSA | M | 4300 | 1478668GZPCLNT100 | EA | 3000418 | CHAMBER;BORT,5009142 | CHAMBER;BORT,5009142 | CHAMBER;MNFR:BOART LONGYEAR,PTNO:5009142 |  |  | BOART LONGYEAR | 5009142 | 1068617 @@ BOART LONGYEAR PTY LTD | 5009142
STP_009 - Lot7 | Data Enrichment | BHJ |  | 2023-11-09 |  |  | 1012796 | 1012796 |  |  |  | ERSA | M | 4300 | 1478667GZPCLNT100 | EA | 3000418 | CHAMBER;BORT,5009241 | CHAMBER;BORT,5009241 | CHAMBER;MNFR:BOART LONGYEAR,PTNO:5009241 |  |  | BOART LONGYEAR | 5009241 | 1068617 @@ BOART LONGYEAR PTY LTD | 5009241
STP_009 - Lot7 | Data Enrichment | RYM |  | 2023-11-09 |  |  | 1013305 | 1013305 |  |  |  | ERSA | M | 3730 | 1614676GZPCLNT100 | EA | 3000003 | CYLINDER;CAT,5760995,GP,LFT | CILINDRO;CAT,5760995 | CYLINDER;MNFR:CATERPILLAR,PTNO:5760995,ADDITIONAL FEATURES EN:GP,LIFT | CILINDRO;MNFR:CATERPILLAR,PTNO:5760995 |  | CATERPILLAR | 5760995 | 1068196 @@ HASTINGS DEERING(AUSTRALIA) LTD | 5760995
STP_009 - Lot7 | Data Enrichment | MKV |  | 2023-11-09 |  |  | 1013361 | 1013361 |  |  |  | ERSA | M | 3700 | 1615382GZPCLNT100 | EA | 3000438 | DAMPER;NRMT,54923420,VIB | AMORTIGUADOR;NRMT,54923420 | DAMPER;MNFR:NORMET,PTNO:54923420,ADDITIONAL FEATURES EN:VIBRATION | AMORTIGUADOR;MNFR:NORMET,PTNO:54923420 |  | NORMET | 54923420 | 1068143 @@ NORMET ASIA PACIFIC PTY LTD | 54923420
STP_009 - Lot7 | Data Enrichment | NGB |  | 2023-11-09 |  |  | 1013392 | 1013392 |  |  |  | ERSA | M | 5000 | 1595700GZPCLNT100 | EA | 3000010 | BREATHER;SAN,56042841 | BOQUETE;SAN,56042841 | BREATHER;MNFR:SANDVIK,PTNO:56042841 | BOQUETE;MNFR:SANDVIK,PTNO:56042841 |  | SANDVIK | 56042841 | 1068336 @@ SANDVIK MINING & CONSTRUCTION | 56042841
STP_009 - Lot7 | Data Enrichment | RYM |  | 2023-11-09 |  |  | 1013413 | 1013413 |  |  |  | ERSA | M | 5955 | 1443002GZPCLNT100 | EA | 3000003 | CYLINDER;CAT,2960738 | CYLINDER;CAT,2960738 | CYLINDER;MNFR:CATERPILLAR,PTNO:2960738 |  |  | CATERPILLAR | 2960738 | 1068249 @@ HASTINGS DEERING (SERVICES) | 9J2017X | 1068181 @@ CNW (MOUNT ISA) ELECT WHOLESALER | 2960738 | 1068196 @@ HASTINGS DEERING(AUSTRALIA) LTD | 2960738
STP_009 - Lot7 | Data Enrichment | RYM |  | 2023-11-09 |  |  | 1013484 | 1013484 |  |  |  | ERSA | M | 5955 | 1587689GZPCLNT100 | EA | 3000010 | CYLINDER;SAN,55168156 | CILINDRO;SAN,55168156 | CYLINDER;MNFR:SANDVIK,PTNO:55168156 | CILINDRO;MNFR:SANDVIK,PTNO:55168156 |  | SANDVIK | 55168156 | 1068336 @@ SANDVIK MINING & CONSTRUCTION | 55168156
STP_009 - Lot7 | Data Enrichment | RYM |  | 2023-11-09 |  |  | 1013485 | 1013485 |  |  |  | ERSA | M | 5955 | 1616504GZPCLNT100 | EA | 3000023 | CYLINDER;HYS,4607449,LFT | CILINDRO;HYS,4607449 | CYLINDER;MNFR:HYSTER,PTNO:4607449,ADDITIONAL FEATURES EN:LIFT | CILINDRO;MNFR:HYSTER,PTNO:4607449 |  | HYSTER | 4607449 | 1068511 @@ ADAPT-A-LIFT GROUP PTY LTD | 4607449
STP_009 - Lot7 | Data Enrichment | RYM |  | 2023-11-09 |  |  | 1013489 | 1013489 | 1349627 | AU_QM_000131331 |  | ERSA | M | 5955 | 1349627GZPCLNT100 | EA | 3000000 | CYLINDER;ATL,3128 3060 00 | CYLINDER;ATL,3128 3060 00 | CYLINDER;MNFR:ATLAS COPCO,PTNO:3128 3060 00 |  | CYLINDER ASSY,HYDRAULIC:HYDRAULIC STEER CYLINDER;CARRIER;ATLAS C | ATLAS COPCO | 3128 3060 00 | 1068108 @@ EPIROC AUSTRALIA PTY LTD | 3128306000
STP_009 - Lot7 | Data Enrichment | MKV |  | 2023-11-09 |  |  | 1013756 | 1013756 |  |  |  | ERSA | M | 5000 | 1560314GZPCLNT100 | EA | 3000010 | DAMPER;SAN,BG00741357,THREAD MNT,MALE-MA | AMORTIGUADOR;SAN,BG00741357 | DAMPER;MNFR:SANDVIK,PTNO:BG00741357,ADDITIONAL FEATURES EN:THREAD MNT,MALE-MALE,M10 | AMORTIGUADOR;MNFR:SANDVIK,PTNO:BG00741357 |  | SANDVIK | BG00741357 | 1068336 @@ SANDVIK MINING & CONSTRUCTION | BG00741357
STP_009 - Lot7 | Data Enrichment | MKV |  | 2023-11-09 |  |  | 1013991 | 1013991 |  |  |  | ERSA | M | 5000 | 1581107GZPCLNT100 | EA | 3000010 | CRADLE;SAN,BG00875187,CRG | CUNA;SAN,BG00875187 | CRADLE;MNFR:SANDVIK,PTNO:BG00875187,ADDITIONAL FEATURES EN:CARRIAGE | CUNA;MNFR:SANDVIK,PTNO:BG00875187 |  | SANDVIK | BG00875187 | 1068336 @@ SANDVIK MINING & CONSTRUCTION | BG00875187 | 1068089 @@ SANDVIK MINING & CONSTRUCTION | BG00875187
STP_009 - Lot7 | Data Enrichment | RYM |  | 2023-11-09 |  |  | 1014134 | 1014134 |  |  |  | ERSA | M | 5000 | 1591508GZPCLNT100 | EA | 3000010 | CYLINDER;SAN,55013983 | CILINDRO;SAN,55013983 | CYLINDER;MNFR:SANDVIK,PTNO:55013983 | CILINDRO;MNFR:SANDVIK,PTNO:55013983 |  | SANDVIK | 55013983 | 1068336 @@ SANDVIK MINING & CONSTRUCTION | 55013983
STP_009 - Lot7 | Data Enrichment | RYM |  | 2023-11-09 |  |  | 1014412 | 1014412 |  |  |  | ERSA | M | 4400 | 1553517GZPCLNT100 | EA | 3000293 | CYLINDER;INDT,7250620,AIR 40MM X 16 STR | CILINDRO;INDT,7250620 | CYLINDER;MNFR:INDUCTOTHERM CORP,PTNO:7250620,ADDITIONAL FEATURES EN:AIR 40MM X 16 STR | CILINDRO;MNFR:INDUCTOTHERM CORP,PTNO:7250620 |  | INDUCTOTHERM CORP | 7250620 | 1071998 @@ INDUCTOTHERM (MELTING) PTY LTD | 7250620
STP_009 - Lot7 | Data Enrichment | RYM |  | 2023-11-09 |  |  | 1014478 | 1014478 |  |  |  | ERSA | M | 5920 | 1607075GZPCLNT100 | EA | 3000010 | CYLINDER;SAN,26452778B,ASSY | CILINDRO;SAN,26452778B | CYLINDER;MNFR:SANDVIK,PTNO:26452778B,ADDITIONAL FEATURES EN:ASSEMBLY | CILINDRO;MNFR:SANDVIK,PTNO:26452778B |  | SANDVIK | 26452778B | 1068336 @@ SANDVIK MINING & CONSTRUCTION | 26452778B | 1068089 @@ SANDVIK MINING & CONSTRUCTION | 26452778B
STP_009 - Lot7 | Data Enrichment | RYM |  | 2023-11-09 |  |  | 1014633 | 1014633 |  |  |  | ERSA | M | 5000 | 1611129GZPCLNT100 | EA | 3000010 | CYLINDER;SAN,55157534 | CILINDRO;SAN,55157534 | CYLINDER;MNFR:SANDVIK,PTNO:55157534 | CILINDRO;MNFR:SANDVIK,PTNO:55157534 |  | SANDVIK | 55157534 | 1068336 @@ SANDVIK MINING & CONSTRUCTION | 55157534
STP_009 - Lot7 | Data Enrichment | NGB |  | 2023-11-09 |  |  | 1014924 | 1014924 | 1457358 | AU_QM_001299072 |  | ERSA | M | 5100 | 1457358GZPCLNT100 | EA |  | ALARM;MINICAS II;SUMP PUMP CONTROL; | ALARM;MINICAS II;SUMP PUMP CONTROL; | RELAY: ALARM;MINICAS II;SUMP PUMP CONTROL; BM04 SAG MILL - FLOAT SUMP PUMPS; |  | RELAY: ALARM;MINICAS II;SUMP PUMP CONTROL; |  |  | 1068118 @@ XYLEM WATER SOLUTIONS AUSTRALIA LIM | 40-50101098
STP_009 - Lot7 | Data Enrichment | PJR |  | 2023-11-09 |  |  | 1014960 | 1014960 | 1470384 | AU_QM_009146019 |  | ERSA | M | 5100 | 1470384GZPCLNT100 | EA |  | CENTRE ZERO-300-0-300A DC | CENTRE ZERO-300-0-300A DC | AMMETER: CENTRE ZERO-300-0-300A DC SUIT ELECTRICAL WINDER AT R62 |  | AMMETER:CENTRE ZERO-300-0-300A DC |  |  | 1068212 @@ ABB AUSTRALIA PTY LTD | 1470384
STP_009 - Lot7 | Data Enrichment | CIR |  | 2023-11-09 |  |  | 1015330 | 1015330 | 1247744 | AU_QM_000343581 |  | ERSA | M | 3000 | 1247744GZPCLNT100 | EA | 3000035 | CASING,PMP;WAR,GPS10092A05 | CAJA BOMBA;WAR,GPS10092A05 | CASING,PUMP;MNFR:WARMAN,PTNO:GPS10092A05 | CAJA BOMBA;MNFR:WARMAN,PTNO:GPS10092A05 | HOUSING,PUMP: 100VE-GPS PUMP CASING; | WARMAN | GPS10092A05 | 1068227 @@ WEIR MINERALS AUSTRALIA LTD | PN1015330
STP_009 - Lot7 | Data Enrichment | RYM |  | 2023-11-09 |  |  | 1015615 | 1015615 | 1354620 | AU_QM_000143836 |  | ERSA | M | 5955 | 1354620GZPCLNT100 | EA | 3000030 | CYLINDER;OUT,3059369 | CYLINDER;OUT,3059369 | CYLINDER;MNFR:OUTOTEC,PTNO:3059369 |  | CYLINDER ASSY,AIR:PNEUMATIC CYLINDER;DZH-40-100;;CALIBRATI | OUTOTEC | 3059369 | 1068243 @@ OUTOTEC PTY LTD | 3059369
STP_009 - Lot7 | Data Enrichment | NGB |  | 2023-11-09 |  |  | 1015794 | 1015794 | 1470759 | AU_QM_009176079 |  | ERSA | M | 5620 | 1470759GZPCLNT100 | EA |  | DERRICK | DERRICK | CONTROL ASSEMBLY,PUSH-PULL: DERRICK LGTH = 70FT FOR 81R BORER |  | CONTROL ASSEMBLY,PUSH-PULL: DERRICK |  |  | 1068108 @@ EPIROC AUSTRALIA PTY LTD | 1470759
STP_009 - Lot7 | Data Enrichment | scv |  | 2023-11-09 |  |  | 1015841 | 1015841 | 1455372 | AU_QM_001253129 |  | ERSA | M | 3000 | 1455372GZPCLNT100 | EA |  | COVER PLATE HOUSING;WARMAN 250MCR; | COVER PLATE HOUSING;WARMAN 250MCR; | HOUSING,PUMP: COVER PLATE HOUSING;WARMAN 250MCR; BM04CYLONE FEED PUMP; |  | HOUSING,PUMP: COVER PLATE HOUSING;WARMAN 250MCR; |  |  | 1068227 @@ WEIR MINERALS AUSTRALIA LTD | GMCR25013D20
STP_009 - Lot7 | Data Enrichment | PJR |  | 2023-11-09 |  |  | 1015891 | 1015891 |  |  |  | ERSA | M | 4090 | 1616790GZPCLNT100 | EA |  | DRIVER;LED VISTA,MFR:HANECO LIGHT | CONDUCTOR; | DRIVER;TYPE:LED VISTA,SIZE:,ADDITIONAL FEATURES EN:MFR:HANECO LIGHT | CONDUCTOR; |  |  |  | 1068181 @@ CNW (MOUNT ISA) ELECT WHOLESALER | HANHC-0740W-35/70
STP_009 - Lot7 | Data Enrichment | MKV |  | 2023-11-09 |  |  | 1015957 | 1015957 |  |  |  | ERSA | M | 5000 | 1616856GZPCLNT100 | EA | 3000010 | DAMPER;SAN,04000032 | AMORTIGUADOR;SAN,04000032 | DAMPER;MNFR:SANDVIK,PTNO:04000032 | AMORTIGUADOR;MNFR:SANDVIK,PTNO:04000032 |  | SANDVIK | 04000032 | 1068336 @@ SANDVIK MINING & CONSTRUCTION | 4000032
STP_009 - Lot7 | Data Enrichment | NGB |  | 2023-11-09 |  |  | 1015983 | 1015983 |  |  |  | ERSA | M | 5000 | 1616882GZPCLNT100 | EA | 3000010 | BREATHER;SAN,BG00378281 | BOQUETE;SAN,BG00378281 | BREATHER;MNFR:SANDVIK,PTNO:BG00378281 | BOQUETE;MNFR:SANDVIK,PTNO:BG00378281 |  | SANDVIK | BG00378281 | 1068336 @@ SANDVIK MINING & CONSTRUCTION | BG00378281
STP_009 - Lot7 | Data Enrichment | RYM |  | 2023-11-09 |  |  | 1016045 | 1016045 |  |  |  | ERSA | M | 5000 | 1616944GZPCLNT100 | EA | 3000010 | CYLINDER;SAN,56013313,HYDR,DOUBLE-ACTING | CILINDRO;SAN,56013313 | CYLINDER;MNFR:SANDVIK,PTNO:56013313,ADDITIONAL FEATURES EN:HYDRAULIC,DOUBLE-ACTING | CILINDRO;MNFR:SANDVIK,PTNO:56013313 |  | SANDVIK | 56013313 | 1068336 @@ SANDVIK MINING & CONSTRUCTION | 56013313
STP_009 - Lot7 | Data Enrichment | RYM |  | 2023-11-09 |  |  | 1016046 | 1016046 |  |  |  | ERSA | M | 5000 | 1616945GZPCLNT100 | EA | 3000010 | CYLINDER;SAN,BG01695409,HYDR,DBL ACTNG | CILINDRO;SAN,BG01695409 | CYLINDER;MNFR:SANDVIK,PTNO:BG01695409,ADDITIONAL FEATURES EN:HYDRAULIC,DOUBLE ACTING | CILINDRO;MNFR:SANDVIK,PTNO:BG01695409 |  | SANDVIK | BG01695409 | 1068336 @@ SANDVIK MINING & CONSTRUCTION | BG01695409
STP_009 - Lot7 | Data Enrichment | NGB |  | 2023-11-09 |  |  | 1016927 | 1016927 |  |  |  | ERSA | M | 3730 | 1264059GZPCLNT100 | EA | 3000003 | BEZEL;CAT,2364631 | BISEL;CAT,2364631 | BEZEL;MNFR:CATERPILLAR,PTNO:2364631 | BISEL;MNFR:CATERPILLAR,PTNO:2364631 |  | CATERPILLAR | 2364631 | 1068196 @@ HASTINGS DEERING(AUSTRALIA) LTD | 2364631
STP_009 - Lot7 | Data Enrichment | RYM |  | 2023-11-09 |  |  | 1017087 | 1017087 |  |  |  | ERSA | M | 3730 | 1109398GZPCLNT100 | EA | 3000003 | CYLINDER;CAT,10R6007,PK,GP | CILINDRO;CAT,10R6007,PAQUETE,GRUPO | CYLINDER;MNFR:CATERPILLAR,PTNO:10R6007,ADDITIONAL FEATURES EN:PACK,GROUP | CILINDRO;MNFR:CATERPILLAR,PTNO:10R6007,CARACTERISTICAS ADICIONALES ES:PAQUETE,GRUPO |  | CATERPILLAR | 10R6007 | 1068196 @@ HASTINGS DEERING(AUSTRALIA) LTD | 10R6007
STP_009 - Lot7 | Data Enrichment | RYM |  | 2023-11-09 |  |  | 1017161 | 1017161 |  |  |  | ERSA | M | 3730 | 1109275GZPCLNT100 | EA | 3000003 | CYLINDER;CAT,0R9231,ASSY | CILINDRO;CAT,0R9231,ENSAMBLE | CYLINDER;MNFR:CATERPILLAR,PTNO:0R9231,ADDITIONAL FEATURES EN:ASSEMBLY | CILINDRO;MNFR:CATERPILLAR,PTNO:0R9231,CARACTERISTICAS ADICIONALES ES:ENSAMBLE |  | CATERPILLAR | 0R9231 | 1068196 @@ HASTINGS DEERING(AUSTRALIA) LTD | 0R9231
STP_009 - Lot7 | Data Enrichment | RYM |  | 2023-11-09 |  |  | 1017171 | 1017171 |  |  |  | ERSA | M | 3730 | 1038438GZPCLNT100 | EA | 3000003 | CYLINDER;CAT,2935708 | CYLINDER;CAT,2935708 | CYLINDER;MNFR:CATERPILLAR,PTNO:2935708 |  |  | CATERPILLAR | 2935708 | 1068196 @@ HASTINGS DEERING(AUSTRALIA) LTD | 2935708
STP_009 - Lot7 | Data Enrichment | RYM |  | 2023-11-09 |  |  | 1017172 | 1017172 |  |  |  | ERSA | M | 3730 | 1038573GZPCLNT100 | EA | 3000003 | CYLINDER;CAT,2935707,TLT,R.H SIDE GP | CYLINDER;CAT,2935707,TLT,R.H SIDE GP | CYLINDER;MNFR:CATERPILLAR,PTNO:2935707,ADDITIONAL FEATURES EN:TILT,RIGHT HAND SIDE GROUP |  |  | CATERPILLAR | 2935707 | 1068196 @@ HASTINGS DEERING(AUSTRALIA) LTD | 2935707
STP_009 - Lot7 | Data Enrichment | RYM |  | 2023-11-09 |  |  | 1017173 | 1017173 |  |  |  | ERSA | M | 3730 | 1038439GZPCLNT100 | EA | 3000003 | CYLINDER;CAT,2935705,LIFTG | CYLINDER;CAT,2935705,LIFTG | CYLINDER;MNFR:CATERPILLAR,PTNO:2935705,ADDITIONAL FEATURES EN:LIFTING |  |  | CATERPILLAR | 2935705 | 1068196 @@ HASTINGS DEERING(AUSTRALIA) LTD | 2935705
STP_009 - Lot7 | Data Enrichment | NGB |  | 2023-11-09 |  |  | 1017187 | 1017187 |  |  |  | ERSA | M | 3760 | 1287250GZPCLNT100 | EA | 3000013 | BREATHER;VOL,VOE14561585,HYDR | BREATHER;VOL,VOE14561585,HYDR | BREATHER;MNFR:VOLVO,PTNO:VOE14561585,ADDITIONAL FEATURES EN:HYDRAULIC |  |  | VOLVO | VOE14561585 | 1068317 @@ SMH EQUIPMENT PTY LTD | VOE14561585
STP_009 - Lot7 | Data Enrichment | NGB |  | 2023-11-09 |  |  | 1017538 | 1017538 | 1215495 | AU_QM_001266626 |  | ERSA | M | 3730 | 1215495GZPCLNT100 | EA | 3000003 | Breather CAT 3214686 | Breather CAT 3214686 | BREATHER;MNFR:CATERPILLAR,PTNO:3214686 | BOQUETE;MNFR:CATERPILLAR,PTNO:3214686 | VENT UNIT,RELIEF: FUEL FAST FILL BREATHER ADAPTER; | CATERPILLAR | 3214686 | 1068196 @@ HASTINGS DEERING(AUSTRALIA) LTD | 3214686 | 1068197 @@ HASTINGS DEERING (AUSTRALIA) LTD | 3214686
STP_009 - Lot7 | Data Enrichment | MKV |  | 2023-11-09 |  |  | 1017962 | 1017962 | 1392011 | AU_QM_000234024 |  | ERSA | M | 5955 | 1392011GZPCLNT100 | EA | 3000001 | CRADLE;EPI,3128309562 | CRADLE;EPI,3128309562 | CRADLE;MNFR:EPIROC,PTNO:3128309562 |  | CRADLE;EPI,3128309562CRADLE;EPI,3128309562 | EPIROC | 3128309562 | 1068108 @@ EPIROC AUSTRALIA PTY LTD | 3128309562
STP_009 - Lot7 | Data Enrichment | RYM |  | 2023-11-09 |  |  | 1019948 | 1019948 | 1349904 | AU_QM_000131748 |  | ERSA | M | 5955 | 1349904GZPCLNT100 | EA | 3000000 | CYLINDER;ATL,3128306009 | CYLINDER;ATL,3128306009 | CYLINDER;MNFR:ATLAS COPCO,PTNO:3128306009 |  | CYLINDER ASSEMBLY,LINEAR: RHS27C HYDRAULIC CYLINDER; | ATLAS COPCO | 3128306009 | 1068108 @@ EPIROC AUSTRALIA PTY LTD | 3128306009
STP_009 - Lot7 | Data Enrichment | RYM |  | 2023-11-09 |  |  | 1019949 | 1019949 | 1349589 | AU_QM_000131227 |  | ERSA | M | 5955 | 1349589GZPCLNT100 | EA | 3000000 | CYLINDER;ATL,3128306019 | CYLINDER;ATL,3128306019 | CYLINDER;MNFR:ATLAS COPCO,PTNO:3128306019 |  | CYLINDER ASSEMBLY,LINEAR: DRILL FEED BREAK-OUT CYL; | ATLAS COPCO | 3128306019 | 1068108 @@ EPIROC AUSTRALIA PTY LTD | 3128306019
STP_009 - Lot7 | Data Enrichment | RYM |  | 2023-11-09 |  |  | 1019952 | 1019952 | 1361410 | AU_QM_000159448 |  | ERSA | M | 5955 | 1361410GZPCLNT100 | EA | 3000012 | CYLINDER;TOY,5345069026 | CYLINDER;TOY,5345069026 | CYLINDER;MNFR:TOYOTA,PTNO:5345069026 |  | CYLINDER ASSEMBLY,LINEAR: BONNET SUPPORT STRUT;LH; | TOYOTA | 5345069026 | 1071809 @@ ASHDOWN ENTERPRISES | 53450-69026 | 1068087 @@ ASHDOWN INGRAM | 5345069026 | 1068114 @@ BELL & MOIR - PARTS ORDERS ONLY | 5345069026
STP_009 - Lot7 | Data Enrichment | RYM |  | 2023-11-09 |  |  | 1019953 | 1019953 | 1361409 | AU_QM_000159447 |  | ERSA | M | 5955 | 1361409GZPCLNT100 | EA | 3000012 | CYLINDER;TOY,5344069026 | CYLINDER;TOY,5344069026 | CYLINDER;MNFR:TOYOTA,PTNO:5344069026 |  | CYLINDER ASSEMBLY,LINEAR: BONNET SUPPORT STRUT;RH; | TOYOTA | 5344069026 | 1068087 @@ ASHDOWN INGRAM | 53440-69026 | 1068114 @@ BELL & MOIR - PARTS ORDERS ONLY | 5344069026 | 1071809 @@ ASHDOWN ENTERPRISES | 53440-69026
STP_009 - Lot7 | Data Enrichment | RYM |  | 2023-11-09 |  |  | 1020043 | 1020043 | 1394345 | AU_QM_000237914 |  | ERSA | M | 5955 | 1394345GZPCLNT100 | EA | 3000012 | CYLINDER;TOY,1121451010 | CYLINDER;TOY,1121451010 | CYLINDER;MNFR:TOYOTA,PTNO:1121451010 |  | OEM-E-LISTCYLINDER;TOY,1121451010 | TOYOTA | 1121451010 | 1068114 @@ BELL & MOIR - PARTS ORDERS ONLY | 1121451010
STP_009 - Lot7 | Data Enrichment | RYM |  | 2023-11-09 |  |  | 1020044 | 1020044 | 1394344 | AU_QM_000237913 |  | ERSA | M | 5955 | 1394344GZPCLNT100 | EA | 3000012 | CYLINDER;TOY,1121351020 | CYLINDER;TOY,1121351020 | CYLINDER;MNFR:TOYOTA,PTNO:1121351020 |  | OEM-E-LISTCYLINDER;TOY,1121351020 | TOYOTA | 1121351020 | 1068114 @@ BELL & MOIR - PARTS ORDERS ONLY | 1121351020
STP_009 - Lot7 | Data Enrichment | RYM |  | 2023-11-09 |  |  | 1020047 | 1020047 | 1394341 | AU_QM_000237900 |  | ERSA | M | 5955 | 1394341GZPCLNT100 | EA | 3000001 | CYLINDER;EPI,5590003520SX | CYLINDER;EPI,5590003520SX | CYLINDER;MNFR:EPIROC,PTNO:5590003520SX |  | OEM-E-LISTCYLINDER;EPI,5590003520SX | EPIROC | 5590003520SX | 1068108 @@ EPIROC AUSTRALIA PTY LTD | 5590003520SX
STP_009 - Lot7 | Data Enrichment | RYM |  | 2023-11-09 |  |  | 1020061 | 1020061 |  |  |  | ERSA | M | 5955 | 1394314GZPCLNT100 | EA | 3000003 | CYLINDER;CAT,20R-0631 | CYLINDER;CAT,20R-0631 | CYLINDER;MNFR:CATERPILLAR,PTNO:20R-0631 |  |  | CATERPILLAR | 20R-0631 | 1068197 @@ HASTINGS DEERING (AUSTRALIA) LTD | 20R-0631 | 1068196 @@ HASTINGS DEERING(AUSTRALIA) LTD | 20R0631
STP_009 - Lot7 | Data Enrichment | NGB |  | 2023-11-09 |  |  | 1020091 | 1020091 | 1393032 | AU_QM_000236389 |  | ERSA | M | 5955 | 1393032GZPCLNT100 | EA | 3000000 | BOOSTER;ATL,ACX0647 | BOOSTER;ATL,ACX0647 | BOOSTER;MNFR:ATLAS COPCO,PTNO:ACX0647 |  | OEM-E-LISTBOOSTER;ATL,ACX0647 | ATLAS COPCO | ACX0647 | 1071809 @@ ASHDOWN ENTERPRISES | ACX0647
STP_009 - Lot7 | Data Enrichment | RYM |  | 2023-11-09 |  |  | 1020162 | 1020162 | 1391138 | AU_QM_000232923 |  | ERSA | M | 5955 | 1391138GZPCLNT100 | EA | 3000001 | CYLINDER;EPI,6060003708 | CYLINDER;EPI,6060003708 | CYLINDER;MNFR:EPIROC,PTNO:6060003708 |  | CYLINDER;EPI,6060003708CYLINDER;EPI,6060003708 | EPIROC | 6060003708 | 1068108 @@ EPIROC AUSTRALIA PTY LTD | 6060003708
STP_009 - Lot7 | Data Enrichment | RYM |  | 2023-11-09 |  |  | 1020290 | 1020290 | 1388368 | AU_QM_000229673 |  | ERSA | M | 5955 | 1388368GZPCLNT100 | EA | 3000001 | CYLINDER;EPI,9106190739 | CYLINDER;EPI,9106190739 | CYLINDER;MNFR:EPIROC,PTNO:9106190739 |  | CYLINDER;EPI,9106190739CYLINDER;EPI,9106190739 | EPIROC | 9106190739 | 1068108 @@ EPIROC AUSTRALIA PTY LTD | 9106190739
STP_009 - Lot7 | Data Enrichment | NGB |  | 2023-11-09 |  |  | 1020407 | 1020407 | 1386046 | AU_QM_000226924 |  | ERSA | M | 5955 | 1386046GZPCLNT100 | EA | 3000438 | CYLINDER;NRMT,56095631 | CILINDRO; | CILINDRO;MNFR:NORMET,PTNO:56095631 | CILINDRO;,MNFR:NORMET,PTNO:56095631 | CYLINDER;NRMT,56095631CYLINDER;NOR,56095631 | NORMET | 56095631 | 1068143 @@ NORMET ASIA PACIFIC PTY LTD | 56095631
STP_009 - Lot7 | Data Enrichment | RYM |  | 2023-11-09 |  |  | 1020499 | 1020499 | 1384848 | AU_QM_000225514 |  | ERSA | M | 5955 | 1384848GZPCLNT100 | EA | 3000012 | CYLINDER;TOY,475500K010 | CYLINDER;TOY,475500K010 | CYLINDER;MNFR:TOYOTA,PTNO:475500K010 |  | CYLINDER;TOY,475500K010CYLINDER;BEL,475500K010 | TOYOTA | 475500K010 | 1068114 @@ BELL & MOIR - PARTS ORDERS ONLY | 475500K010
STP_009 - Lot7 | Data Enrichment | NGB |  | 2023-11-09 |  |  | 1020512 | 1020512 | 1384505 | AU_QM_000225090 |  | ERSA | M | 5955 | 1384505GZPCLNT100 | EA | 3000438 | CYLINDER;NRMT,56044233 | CYLINDRE;NRMT,56044233 | CILINDRO;MNFR:NORMET,PTNO:56044233 | CILINDRO;,MNFR:NORMET,PTNO:56044233 | CYLINDER;NRMT,56044233CYLINDER;NOR,56044233 | NORMET | 56044233 | 1068143 @@ NORMET ASIA PACIFIC PTY LTD | 56044233
STP_009 - Lot7 | Data Enrichment | RYM |  | 2023-11-09 |  |  | 1020557 | 1020557 | 1383168 | AU_QM_000223490 |  | ERSA | M | 5955 | 1383168GZPCLNT100 | EA | 3000003 | CYLINDER;CAT,1903085 | CYLINDER;CAT,1903085 | CYLINDER;MNFR:CATERPILLAR,PTNO:1903085 |  | CYLINDER;CAT,1903085CYLINDER;HAS,1903085 | CATERPILLAR | 1903085 | 1068196 @@ HASTINGS DEERING(AUSTRALIA) LTD | 1903085
STP_009 - Lot7 | Data Enrichment | RYM |  | 2023-11-09 |  |  | 1020696 | 1020696 | 1377578 | AU_QM_000216809 |  | ERSA | M | 5955 | 1377578GZPCLNT100 | EA | 3000001 | CYLINDER;EPI,9106 2190 22 | CYLINDER;EPI,9106 2190 22 | CYLINDER;MNFR:EPIROC,PTNO:9106 2190 22 |  | CYLINDER;EPI,9106 2190 22CYLINDER;EPI,9106 2190 22 | EPIROC | 9106 2190 22 | 1068108 @@ EPIROC AUSTRALIA PTY LTD | 9106219022
STP_009 - Lot7 | Data Enrichment | RYM |  | 2023-11-09 |  |  | 1020699 | 1020699 | 1377224 | AU_QM_000216418 |  | ERSA | M | 5955 | 1377224GZPCLNT100 | EA | 3000001 | CYLINDER;EPI,9126 1580 00 | CYLINDER;EPI,9126 1580 00 | CYLINDER;MNFR:EPIROC,PTNO:9126 1580 00 |  | CYLINDER;EPI,9126 1580 00CYLINDER;EPI,9126 1580 00 | EPIROC | 9126 1580 00 | 1068108 @@ EPIROC AUSTRALIA PTY LTD | 9126158000
STP_009 - Lot7 | Data Enrichment | RYM |  | 2023-11-09 |  |  | 1020720 | 1020720 | 1376378 | AU_QM_000215485 |  | ERSA | M | 5955 | 1376378GZPCLNT100 | EA | 3000001 | CYLINDER;EPI,3128 3060 28 | CYLINDER;EPI,3128 3060 28 | CYLINDER;MNFR:EPIROC,PTNO:3128 3060 28 |  | CYLINDER;EPI,3128 3060 28CYLINDER;EPI,3128 3060 28 | EPIROC | 3128 3060 28 | 1068108 @@ EPIROC AUSTRALIA PTY LTD | 3128306028
STP_009 - Lot7 | Data Enrichment | RYM |  | 2023-11-09 |  |  | 1020723 | 1020723 | 1376178 | AU_QM_000215263 |  | ERSA | M | 5955 | 1376178GZPCLNT100 | EA | 3000001 | CYLINDER;EPI,3128 3060 89 | CYLINDER;EPI,3128 3060 89 | CYLINDER;MNFR:EPIROC,PTNO:3128 3060 89 |  | CYLINDER;EPI,3128 3060 89CYLINDER;EPI,3128 3060 89 | EPIROC | 3128 3060 89 | 1068108 @@ EPIROC AUSTRALIA PTY LTD | 3128306089
STP_009 - Lot7 | Data Enrichment | RYM |  | 2023-11-09 |  |  | 1020728 | 1020728 | 1376003 | AU_QM_000215072 |  | ERSA | M | 5955 | 1376003GZPCLNT100 | EA | 3000001 | CYLINDER;EPI,3128 0560 80 | CYLINDER;EPI,3128 0560 80 | CYLINDER;MNFR:EPIROC,PTNO:3128 0560 80 |  | CYLINDER;EPI,3128 0560 80CYLINDER;EPI,3128 0560 80 | EPIROC | 3128 0560 80 | 1068108 @@ EPIROC AUSTRALIA PTY LTD | 3128056080
STP_009 - Lot7 | Data Enrichment | RYM |  | 2023-11-09 |  |  | 1020730 | 1020730 |  |  |  | ERSA | M | 5955 | 1375981GZPCLNT100 | EA | 3000001 | CYLINDER;EPI,3128 3156 92 | CYLINDER;EPI,3128 3156 92 | CYLINDER;MNFR:EPIROC,PTNO:3128 3156 92 |  |  | EPIROC | 3128 3156 92 | 1068108 @@ EPIROC AUSTRALIA PTY LTD | 3128315692
STP_009 - Lot7 | Data Enrichment | RYM |  | 2023-11-09 |  |  | 1020743 | 1020743 |  |  |  | ERSA | M | 5955 | 1375489GZPCLNT100 | EA | 3000001 | CYLINDER;EPI,3128 0030 51 | CYLINDER;EPI,3128 0030 51 | CYLINDER;MNFR:EPIROC,PTNO:3128 0030 51 |  |  | EPIROC | 3128 0030 51 | 1068108 @@ EPIROC AUSTRALIA PTY LTD | 3128008216
STP_009 - Lot7 | Data Enrichment | RYM |  | 2023-11-09 |  |  | 1020781 | 1020781 | 1374110 | AU_QM_000202991 |  | ERSA | M | 5955 | 1374110GZPCLNT100 | EA | 1068410 | CYLINDER;MTC,MT3128 3134 02 | CYLINDER;MTC,MT3128 3134 02 | CYLINDER;MNFR:ATLAS COPCO,PTNO:MT3128 3134 02 |  | CYLINDER;MTC,MT3128 3134 02CYLINDER;ATL,MT3128 3134 02 | MAINTENANCE TECHNIQUE PTY LTD | MT3128 3134 02 | 1068108 @@ EPIROC AUSTRALIA PTY LTD | 3128313402
STP_009 - Lot7 | Data Enrichment | RYM |  | 2023-11-09 |  |  | 1020915 | 1020915 |  |  |  | ERSA | M | 5955 | 1446034GZPCLNT100 | EA | 3000000 | CYLINDER;ATL,3128306056 | CYLINDER;ATL,3128306056 | CYLINDER;MNFR:ATLAS COPCO,PTNO:3128306056 |  |  | ATLAS COPCO | 3128306056 | 1068108 @@ EPIROC AUSTRALIA PTY LTD | 3128306056
STP_009 - Lot7 | Data Enrichment | RYM |  | 2023-11-09 |  |  | 1020917 | 1020917 | 1442228 | AU_QM_000994774 |  | ERSA | M | 5955 | 1442228GZPCLNT100 | EA | 3000000 | CYLINDER;ATL,3128259843 | CYLINDER;ATL,3128259843 | CYLINDER;MNFR:ATLAS COPCO,PTNO:3128259843 |  | CYLINDER ASSEMBLY,LINEAR: BOOMER DRILL SETTING HYD.CYLINDER; | ATLAS COPCO | 3128259843 | 1068108 @@ EPIROC AUSTRALIA PTY LTD | 3128259843
STP_009 - Lot7 | Data Enrichment | RYM |  | 2023-11-09 |  |  | 1020958 | 1020958 | 1472208 | AU_QM_009917067 |  | ERSA | M | 5955 | 1472208GZPCLNT100 | EA | 3000000 | CYLINDER;ATL,3128056081 | CYLINDER;ATL,3128056081 | CYLINDER;MNFR:ATLAS COPCO,PTNO:3128056081 |  | CYLINDER ASSEMBLY,LINEAR: H364 TRAVERSE;HYDRAULIC; | ATLAS COPCO | 3128056081 | 1068108 @@ EPIROC AUSTRALIA PTY LTD | 3128056080
STP_009 - Lot7 | Data Enrichment | NGB |  | 2023-11-09 |  |  | 1021138 | 1021138 | 1393031 | AU_QM_000236388 |  | ERSA | M | 5955 | 1393031GZPCLNT100 | EA | 3000003 | BOOSTER,PRES;CAT,5413406 | BOOSTER,PRES;CAT,5413406 | BOOSTER,PRESSURE;MNFR:CATERPILLAR,PTNO:5413406 |  | OEM-E-LISTBOOSTER,PRESSURE;CAT,5413406 | CATERPILLAR | 5413406 | 1068196 @@ HASTINGS DEERING(AUSTRALIA) LTD | 1393031
STP_009 - Lot7 | Data Enrichment | PJR |  | 2023-11-09 |  |  | 1021239 | 1021239 | 1389546 | AU_QM_000231058 |  | ERSA | M | 5955 | 1389546GZPCLNT100 | EA | 3000001 | DISTRIBUTOR;EPI,5590000092 | DISTRIBUTOR;EPI,5590000092 | DISTRIBUTOR;MNFR:EPIROC,PTNO:5590000092 |  | DISTRIBUTOR;EPI,5590000092DISTRIBUTOR;EPI,5590000092 | EPIROC | 5590000092 | 1068108 @@ EPIROC AUSTRALIA PTY LTD | 5590000092
STP_009 - Lot7 | Data Enrichment | BHJ |  | 2023-11-09 |  |  | 1022183 | 1022183 | 1387592 | AU_QM_000228761 |  | ERSA | M | 2900 | 1387592GZPCLNT100 | EA | 3000438 | COVER;NRMT,100001027 | CUBIERTA; | CUBIERTA;MNFR:NORMET,PTNO:100001027 | CUBIERTA;,MNFR:NORMET,PTNO:100001027 | COVER;NRMT,100001027COVER;NOR,100001027 | NORMET | 100001027 | 1068143 @@ NORMET ASIA PACIFIC PTY LTD | 100001027
STP_009 - Lot7 | Data Enrichment | BHJ |  | 2023-11-09 |  |  | 1022248 | 1022248 | 1384562 | AU_QM_000225160 |  | ERSA | M | 2900 | 1384562GZPCLNT100 | EA | 3000438 | COVER;NRMT,56041833 | COUVERCLES;NRMT,56041833 | CUBIERTA;MNFR:NORMET,PTNO:56041833 | CUBIERTA;,MNFR:NORMET,PTNO:56041833 | COVER;NRMT,56041833COVER;NOR,56041833 | NORMET | 56041833 | 1068143 @@ NORMET ASIA PACIFIC PTY LTD | 56041833
STP_009 - Lot7 | Data Enrichment | CIR |  | 2023-11-09 |  |  | 1025082 | 1025082 |  |  |  | ERSA | M | 4900 | 1393610GZPCLNT100 | EA | 3000003 | CHAIN;CAT,562-8115 | CADENA;CAT,5628115 | CHAIN;MNFR:CATERPILLAR,PTNO:562-8115 |  |  | CATERPILLAR | 562-8115 | 1068196 @@ HASTINGS DEERING(AUSTRALIA) LTD | 5628115
STP_009 - Lot7 | Data Enrichment | NGB |  | 2023-11-09 |  |  | 1025347 | 1025347 | 1386706 | AU_QM_000227708 |  | ERSA | M | 5380 | 1386706GZPCLNT100 | EA | 3000012 | COOLANT;TOY,0888980077 | COOLANT;TOY,0888980077 | COOLANT;MNFR:TOYOTA,PTNO:0888980077 |  | COOLANT;TOY,0888980077COOLANT;BEL | TOYOTA | 0888980077 | 1068114 @@ BELL & MOIR - PARTS ORDERS ONLY | 888980431
STP_009 - Lot7 | Data Enrichment | PJR |  | 2023-11-09 |  |  | 1025377 | 1025377 | 1386067 | AU_QM_000226951 |  | ERSA | M | 4800 | 1386067GZPCLNT100 | EA | 3000000 | DRIVER;ATL,3115158200 | DRIVER;ATL,3115158200 | DRIVER;MNFR:ATLAS COPCO,PTNO:3115158200 |  | DRIVER:COP1432 ROCKDRILL DRIVER; | ATLAS COPCO | 3115158200 | 1068108 @@ EPIROC AUSTRALIA PTY LTD | 3115158200
STP_009 - Lot7 | Data Enrichment | PJR |  | 2023-11-09 |  |  | 1025838 | 1025838 | 1375604 | AU_QM_000214631 |  | ERSA | M | 4800 | 1375604GZPCLNT100 | EA | 3000001 | DRIVER;EPI,3128 3098 29 | DRIVER;EPI,3128 3098 29 | DRIVER;MNFR:EPIROC,PTNO:3128 3098 29 |  | DRIVER;EPI,3128 3098 29DRIVER;EPI,3128 3098 29 | EPIROC | 3128 3098 29 | 1068108 @@ EPIROC AUSTRALIA PTY LTD | 3128309829
STP_009 - Lot7 | Data Enrichment | CIR |  | 2023-11-09 |  |  | 1025942 | 1025942 | 1374185 | AU_QM_000203074 |  | ERSA | M | 2700 | 1374185GZPCLNT100 | EA | 3000012 | DESK;TOY,PROPLUS48 | DESK;TOY,PROPLUS48 | DESK;MNFR:TOYOTA,PTNO:PROPLUS48 |  | DESK;TOY,PROPLUS48DESK;BEL,PROPLUS48 | TOYOTA | PROPLUS48 | 1068114 @@ BELL & MOIR - PARTS ORDERS ONLY | PROPLUS48
STP_009 - Lot7 | Data Enrichment | PJR |  | 2023-11-09 |  |  | 1026024 | 1026024 | 1442112 | AU_QM_000993822 |  | ERSA | M | 4800 | 1442112GZPCLNT100 | EA | 3000000 | DRIVER;ATL,3115203100 | DRIVER;ATL,3115203100 | DRIVER;MNFR:ATLAS COPCO,PTNO:3115203100 |  | DRIVER:COP4050 DRIVER; | ATLAS COPCO | 3115203100 | 1068108 @@ EPIROC AUSTRALIA PTY LTD | 3115203100
STP_009 - Lot7 | Data Enrichment | NGB |  | 2023-11-09 |  |  | 1026816 | 1026816 |  |  |  | ERSA | M | 5955 | 1399641GZPCLNT100 | EA | 3000438 | BUSHING;SAN,55156370 | INTERRUPTOR PALAN;NRMT,55156370 | SWITCH,TOGGLE;MNFR:NORMET,PTNO:55156370,ADDITIONAL FEATURES EN:CURRENT CUTTER | INTERRUPTOR PALANCA;MNFR:NORMET,PTNO:55156370 |  | NORMET | 55156370 | 1068143 @@ NORMET ASIA PACIFIC PTY LTD | 55156370 | 1068336 @@ SANDVIK MINING & CONSTRUCTION | 55156370
STP_009 - Lot7 | Data Enrichment | RYM |  | 2023-11-09 |  |  | 1026868 | 1026868 | 1437508 | AU_QM_000952480 |  | ERSA | M | 5955 | 1437508GZPCLNT100 | EA | 3000012 | CYLINDER;TOY,47550-60120(NG) | CYLINDER;TOY,47550-60120(NG) | CYLINDER;MNFR:TOYOTA,PTNO:47550-60120(NG) |  | CYLINDER ASSY,BRAKE,WHEEL:LANDCRUISER RIGHT REAR; | TOYOTA | 47550-60120(NG) | 1068114 @@ BELL & MOIR - PARTS ORDERS ONLY | 47550-60120(NG) | 1071809 @@ ASHDOWN ENTERPRISES | 47550-60120(NG) | 1068087 @@ ASHDOWN INGRAM | 47550-60120(NG)
STP_009 - Lot7 | Data Enrichment | RYM |  | 2023-11-09 |  |  | 1026978 | 1026978 | 1455722 | AU_QM_001262922 |  | ERSA | M | 5955 | 1455722GZPCLNT100 | EA | 3000027 | CYLINDER;MET,N98000515 | CYLINDER;MET,N98000515 | CYLINDER;MNFR:METSO,PTNO:N98000515 |  | CYLINDER: TRAMP RELEASE CYLINDER SET;METSO HP5 C | METSO | N98000515 | 1068104 @@ METSO OUTOTEC AUSTRALIA LIMITED | N98000515
STP_009 - Lot7 | Data Enrichment | RYM |  | 2023-11-09 |  |  | 1026981 | 1026981 | 1455117 | AU_QM_001245664 |  | ERSA | M | 5955 | 1455117GZPCLNT100 | EA | 3000012 | CYLINDER;TOY,47550-60130(NG) | CYLINDER;TOY,47550-60130(NG) | CYLINDER;MNFR:TOYOTA,PTNO:47550-60130(NG) |  | CYLINDER ASSY,BRAKE,WHEEL:LANDCRUISER FRONT UPPER RIGHT HAND; | TOYOTA | 47550-60130(NG) | 1068114 @@ BELL & MOIR - PARTS ORDERS ONLY | 47550-60130(NG)
STP_009 - Lot7 | Data Enrichment | RYM |  | 2023-11-09 |  |  | 1026982 | 1026982 | 1455106 | AU_QM_001245594 |  | ERSA | M | 5955 | 1455106GZPCLNT100 | EA | 3000012 | CYLINDER;TOY,31470-60091(NG) | CYLINDER;TOY,31470-60091(NG) | CYLINDER;MNFR:TOYOTA,PTNO:31470-60091(NG) |  | CYLINDER ASSY,CLUTCH,SLAVE: TOYOTA CLUTCH RELEASE | TOYOTA | 31470-60091(NG) | 1068114 @@ BELL & MOIR - PARTS ORDERS ONLY | 31470-60091(NG) | 1071809 @@ ASHDOWN ENTERPRISES | 31470-60091(NG) | 1068087 @@ ASHDOWN INGRAM | 31470-60091(NG)
STP_009 - Lot7 | Data Enrichment | RYM |  | 2023-11-09 |  |  | 1026987 | 1026987 | 1455024 | AU_QM_001245094 |  | ERSA | M | 5955 | 1455024GZPCLNT100 | EA | 3000012 | CYLINDER;TOY,31410-60051(NG) | CYLINDER;TOY,31410-60051(NG) | CYLINDER;MNFR:TOYOTA,PTNO:31410-60051(NG) |  | CYLINDER ASSY,CLUTCH,MASTER:TOYOTA LANDCRUISER; | TOYOTA | 31410-60051(NG) | 1068114 @@ BELL & MOIR - PARTS ORDERS ONLY | 3141060050 | 1071809 @@ ASHDOWN ENTERPRISES | 31410-60051(NG) | 1068087 @@ ASHDOWN INGRAM | 31410-60051(NG)
STP_009 - Lot7 | Data Enrichment | RYM |  | 2023-11-09 |  |  | 1026988 | 1026988 | 1455023 | AU_QM_001245093 |  | ERSA | M | 5955 | 1455023GZPCLNT100 | EA | 3000012 | CYLINDER;TOY,31470-60050(NG) | CYLINDER;TOY,31470-60050(NG) | CYLINDER;MNFR:TOYOTA,PTNO:31470-60050(NG) |  | CYLINDER ASSY,CLUTCH,SLAVE: TOYOTA LANDCRUISER; | TOYOTA | 31470-60050(NG) | 1068114 @@ BELL & MOIR - PARTS ORDERS ONLY | 31470-60050(NG) | 1071809 @@ ASHDOWN ENTERPRISES | 31470-60050(NG) | 1068087 @@ ASHDOWN INGRAM | 31470-60050(NG)
STP_009 - Lot7 | Data Enrichment | NGB |  | 2023-11-09 |  |  | 1027682 | 1027682 | 1443909 | AU_QM_001002446 |  | ERSA | M | 5920 | 1443909GZPCLNT100 | EA | 3000000 | BREATHER;ATL,3136260006 | BREATHER;ATL,3136260006 | BREATHER;MNFR:ATLAS COPCO,PTNO:3136260006 |  | BREATHER: 10 MICRON;3/4"M.BSPT;STEEL BODY; | ATLAS COPCO | 3136260006 | 1069434 @@ HYDAC PTY LTD | BFP3G10W4.0/RV | 1068342 @@ ISADRAULICS | 3136260006 | 1068156 @@ BOSCH REXROTH PTY LTD | SES-5-10-B12-0-0
STP_009 - Lot7 | Data Enrichment | NGB |  | 2023-11-09 |  |  | 1028038 | 1028038 | 1470738 | AU_QM_009174209 |  | ERSA | M | 5920 | 1470738GZPCLNT100 | EA | 3000000 | BREATHER;ATL,9724-6837-15 | BREATHER;ATL,9724-6837-15 | BREATHER;MNFR:ATLAS COPCO,PTNO:9724-6837-15 |  | BREATHER: 10 MICRON;1/4"BSP MTG; | ATLAS COPCO | 9724-6837-15 | 1069434 @@ HYDAC PTY LTD | UC-SAB-1563-10 | 1068342 @@ ISADRAULICS | UC-SAB-1563-10
STP_009 - Lot7 | Data Enrichment | BHJ |  | 2023-11-09 |  |  | 1028109 | 1028109 | 1351774 | AU_QM_000136886 |  | ERSA | M | 1500 | 1351774GZPCLNT100 | EA | 3000011 | BLADDER,ACCUM;PRONAL | BLADDER,ACCUM;PRONAL | BLADDER,ACCUMULATOR;TYPE:PRONAL,MNFR:TEREX,PTNO:FSC0070-1-01-01 |  | BLADDER,ACCUMULATOR,HYD:PRONAL BLADDER; BREVINI HYDRAULIC DRIVE; | TEREX | FSC0070-1-01-01 | 1068393 @@ TEREX LIFTING T/A TEREX JAQUES | FSC0070-1-01-01
STP_009 - Lot7 | Data Enrichment | PJR |  | 2023-11-09 |  |  | 1028116 | 1028116 | 1351733 | AU_QM_000136824 |  | ERSA | M | 1500 | 1351733GZPCLNT100 | EA | 3000011 | CONVEYOR;TER,FNCOL2318 | CONVEYOR;TER,FNCOL2318 | CONVEYOR;MNFR:TEREX,PTNO:FNCOL2318 |  | SKIRTING,CONVEYOR:REAR SKIRT RUBBER;GFM 18A D6 APRON FEEDE | TEREX | FNCOL2318 | 1068393 @@ TEREX LIFTING T/A TEREX JAQUES | FNCOL2318
STP_009 - Lot7 | Data Enrichment | CIR |  | 2023-11-09 |  |  | 1028271 | 1028271 |  |  |  | ERSA | M | 4015 | 1616622GZPCLNT100 | EA | 3000028 | CASING;MIT,PSA099A616,UPPER AND LOWER | REVESTIDOR;MIT,PSA099A616 | CASING;MNFR:MITSUBISHI,PTNO:PSA099A616,ADDITIONAL FEATURES EN:UPPER AND LOWER | REVESTIDOR;MNFR:MITSUBISHI,PTNO:PSA099A616 |  | MITSUBISHI | PSA099A616 | 1068181 @@ CNW (MOUNT ISA) ELECT WHOLESALER | MHIPSA099A616
STP_009 - Lot7 | Data Enrichment | CIR |  | 2023-11-09 |  |  | 1028884 | 1028884 | 1465601 | AU_QM_007123680 |  | ERSA | M | 4900 | 1465601GZPCLNT100 | EA | 3000030 | CHAIN,PWR XMSN;SIMPLEX,125 MM,WENMEC | CHAIN,PWR XMSN;SIMPLEX,125 MM,WENMEC | CHAIN,POWER TRANSMISSION;STYLE:SIMPLEX,PITCH:125 MM,ADDITIONAL FEATURES EN:25MM , ROLLER, ST,MNFR:OUTOTEC,PTNO:514932,MNFR:01) WENMEC,PTNO:01)33263 |  | CHAIN,ROLLER: 25MM X 125MM P;SIMPLEX;STEEL STR LINKED; | OUTOTEC | 514932 | 1069630 @@ RENOLD AUSTRALIA PTY LTD | 514932 | 1068243 @@ OUTOTEC PTY LTD | 514932
STP_009 - Lot7 | Data Enrichment | BHJ |  | 2023-11-09 |  |  | 1028929 | 1028929 | 1456411 | AU_QM_001280437 |  | ERSA | M | 4300 | 1456411GZPCLNT100 | EA | 3000035 | CHAMBER;WAR,50032CVXE02 | CHAMBER;WAR,50032CVXE02 | CHAMBER;MNFR:WARMAN,PTNO:50032CVXE02 |  | CHAMBER:FEED CHAMBER;OUTER; | WARMAN | 50032CVXE02 | 1068227 @@ WEIR MINERALS AUSTRALIA LTD | 50032CVXE02
STP_009 - Lot7 | Data Enrichment | NGB |  | 2023-11-09 |  |  | 1029099 | 1029099 | 1355647 | AU_QM_000145851 |  | ERSA | M | 5920 | 1355647GZPCLNT100 | EA | 3000000 | BREATHER;ATL,5590001235 | BREATHER;ATL,5590001235 | BREATHER;MNFR:ATLAS COPCO,PTNO:5590001235 |  | BREATHER: BREATHER | ATLAS COPCO | 5590001235 | 1068108 @@ EPIROC AUSTRALIA PTY LTD | 5590001235
STP_009 - Lot7 | Data Enrichment | RYM |  | 2023-11-09 |  |  | 1029122 | 1029122 | 1360987 | AU_QM_000158701 |  | ERSA | M | 5955 | 1360987GZPCLNT100 | EA | 3000000 | CYLINDER;ATL,5590014923 | CYLINDER;ATL,5590014923 | CYLINDER;MNFR:ATLAS COPCO,PTNO:5590014923 |  | CYLINDER ASSEMBLY,LINEAR: CAB LIFT CYLINDER;ATLAS COPCO MT65 | ATLAS COPCO | 5590014923 | 1068108 @@ EPIROC AUSTRALIA PTY LTD | 5590014923 | 1068274 @@ EPIROC AUSTRALIA-SERVICE &REPAIR | 5590014923
STP_009 - Lot7 | Data Enrichment | RYM |  | 2023-11-09 |  |  | 1029131 | 1029131 | 1360232 | AU_QM_000157285 |  | ERSA | M | 5955 | 1360232GZPCLNT100 | EA | 3000012 | CYLINDER;TOY,472010K020 | CYLINDER;TOY,472010K020 | CYLINDER;MNFR:TOYOTA,PTNO:472010K020 |  | CYLINDER ASSY,BRAKE,MASTER: BRAKE MASTER CYLINDER SUB-ASSY; TOYOTA H | TOYOTA | 472010K020 | 1068114 @@ BELL & MOIR - PARTS ORDERS ONLY | 472010K020
STP_009 - Lot7 | Data Enrichment | RYM |  | 2023-11-09 |  |  | 1029139 | 1029139 | 1358794 | AU_QM_000154223 |  | ERSA | M | 5955 | 1358794GZPCLNT100 | EA | 3000012 | CYLINDER;TOY,4720160A50 | CYLINDER;TOY,4720160A50 | CYLINDER;MNFR:TOYOTA,PTNO:4720160A50 |  | CYLINDER ASSY,BRAKE,MASTER: SUB ASSY; BRAKE MASTER CYLINDER; VDJ7#, | TOYOTA | 4720160A50 | 1068114 @@ BELL & MOIR - PARTS ORDERS ONLY | 4720160A50
STP_009 - Lot7 | Data Enrichment | RYM |  | 2023-11-09 |  |  | 1030082 | 1030082 | 1430360 | AU_QM_000648717 |  | ERSA | M | 5955 | 1430360GZPCLNT100 | EA | 3000000 | CYLINDER;ATL,9106077228 | CYLINDER;ATL,9106077228 | CYLINDER;MNFR:ATLAS COPCO,PTNO:9106077228 |  | CYLINDER ASSEMBLY,LINEAR: BOOMER OUTRIGGER CYLINDER ASSY; | ATLAS COPCO | 9106077228 | 1068108 @@ EPIROC AUSTRALIA PTY LTD | 9106077228
STP_009 - Lot7 | Data Enrichment | RYM |  | 2023-11-09 |  |  | 1030083 | 1030083 | 1429539 | AU_QM_000617837 |  | ERSA | M | 5955 | 1429539GZPCLNT100 | EA | 3000000 | CYLINDER;ATL,9126178300 | CYLINDER;ATL,9126178300 | CYLINDER;MNFR:ATLAS COPCO,PTNO:9126178300 |  | CYLINDER ASSEMBLY,LINEAR: INNER CASING FEED CYLINDER; | ATLAS COPCO | 9126178300 | 1068100 @@ BERENDSEN FLUID POWER | 9126-1783-00-S3 | 1069581 @@ CUSTOM FLUID POWER P/L | 9126-1783-00-S3 | 1068108 @@ EPIROC AUSTRALIA PTY LTD | 9126178300
STP_009 - Lot7 | Data Enrichment | BHJ |  | 2023-11-09 |  |  | 1030206 | 1030206 |  |  |  | ERSA | M | 3000 | 1394385GZPCLNT100 | EA | 3000438 | DECAL;NRMT,46072770 | CALCOMANIA; | CALCOMANIA;MNFR:NORMET,PTNO:46072770 | CALCOMANIA;,MNFR:NORMET,PTNO:46072770 |  | NORMET | 46072770 | 1068143 @@ NORMET ASIA PACIFIC PTY LTD | 46072770
STP_009 - Lot7 | Data Enrichment | BHJ |  | 2023-11-09 |  |  | 1030207 | 1030207 |  |  |  | ERSA | M | 3000 | 1394384GZPCLNT100 | EA | 3000438 | DECAL;NRMT,41019010 | CALCOMANIA; | CALCOMANIA;MNFR:NORMET,PTNO:41019010 | CALCOMANIA;,MNFR:NORMET,PTNO:41019010 |  | NORMET | 41019010 | 1068143 @@ NORMET ASIA PACIFIC PTY LTD | 41019010
STP_009 - Lot7 | Data Enrichment | BHJ |  | 2023-11-09 |  |  | 1030208 | 1030208 |  |  |  | ERSA | M | 3000 | 1394383GZPCLNT100 | EA | 3000438 | DECAL;NRMT,41016390 | CALCOMANIA; | CALCOMANIA;MNFR:NORMET,PTNO:41016390 | CALCOMANIA;,MNFR:NORMET,PTNO:41016390 |  | NORMET | 41016390 | 1068143 @@ NORMET ASIA PACIFIC PTY LTD | 41016390
STP_009 - Lot7 | Data Enrichment | BHJ |  | 2023-11-09 |  |  | 1030268 | 1030268 |  |  |  | ERSA | M | 3000 | 1392033GZPCLNT100 | EA | 3000438 | DECAL;NRMT,41016460 | CALCOMANIA; | CALCOMANIA;MNFR:NORMET,PTNO:41016460 | CALCOMANIA;,MNFR:NORMET,PTNO:41016460 |  | NORMET | 41016460 | 1068143 @@ NORMET ASIA PACIFIC PTY LTD | 41016460
STP_009 - Lot7 | Data Enrichment | BHJ |  | 2023-11-09 |  |  | 1030269 | 1030269 |  |  |  | ERSA | M | 3000 | 1392032GZPCLNT100 | EA | 3000438 | DECAL;NRMT,41019020 | CALCOMANIA; | CALCOMANIA;MNFR:NORMET,PTNO:41019020 | CALCOMANIA;,MNFR:NORMET,PTNO:41019020 |  | NORMET | 41019020 | 1068143 @@ NORMET ASIA PACIFIC PTY LTD | 41019020
STP_009 - Lot7 | Data Enrichment | MKV |  | 2023-11-09 |  |  | 1030400 | 1030400 | 1388553 | AU_QM_000229883 |  | ERSA | M | 1540 | 1388553GZPCLNT100 | EA | 3000438 | BOLT;NRMT,57004764 | PERNO; | PERNO;MNFR:NORMET,PTNO:57004764 | PERNO;,MNFR:NORMET,PTNO:57004764 | BOLT;NRMT,57004764BOLT;NOR,57004764 | NORMET | 57004764 | 1068143 @@ NORMET ASIA PACIFIC PTY LTD | 57004764
STP_009 - Lot7 | Data Enrichment | MKV |  | 2023-11-09 |  |  | 1030654 | 1030654 | 1383244 | AU_QM_000223583 |  | ERSA | M | 1540 | 1383244GZPCLNT100 | EA | 3000438 | BOLT;NRMT,45497980 | BOULON;NRMT,45497980 | PERNO;MNFR:NORMET,PTNO:45497980 | PERNO;,MNFR:NORMET,PTNO:45497980 | BOLT;NRMT,45497980BOLT;NOR,45497980 | NORMET | 45497980 | 1068143 @@ NORMET ASIA PACIFIC PTY LTD | 45497980
STP_009 - Lot7 | Data Enrichment | BHJ |  | 2023-11-09 |  |  | 1030661 | 1030661 |  |  |  | ERSA | M | 3000 | 1382931GZPCLNT100 | EA | 3000438 | DECAL;NRMT,100019777 | DECALQUE;NRMT,100019777 | CALCOMANIA;MNFR:NORMET,PTNO:100019777 | CALCOMANIA;,MNFR:NORMET,PTNO:100019777 |  | NORMET | 100019777 | 1068143 @@ NORMET ASIA PACIFIC PTY LTD | 100019777
STP_009 - Lot7 | Data Enrichment | PJR |  | 2023-11-09 |  |  | 1030702 | 1030702 |  |  |  | ERSA | M | 4800 | 1380921GZPCLNT100 | EA | 3000001 | DRIVER;EPI,5590 0181 37 | CONDUCTOR;EPI,5590018137 | DRIVER;MNFR:EPIROC,PTNO:5590 0181 37 |  |  | EPIROC | 5590 0181 37 | 1068274 @@ EPIROC AUSTRALIA-SERVICE &REPAIR | 5590018137
STP_009 - Lot7 | Data Enrichment | PJR |  | 2023-11-09 |  |  | 1030990 | 1030990 | 1429440 | AU_QM_000611053 |  | ERSA | M | 5955 | 1429440GZPCLNT100 | EA | 3000000 | CATCH;ATL,5537706700 | CATCH;ATL,5537706700 | CATCH;MNFR:ATLAS COPCO,PTNO:5537706700 |  | STRIKE,CATCH: | ATLAS COPCO | 5537706700 | 1068108 @@ EPIROC AUSTRALIA PTY LTD | 5537-7067-00
STP_009 - Lot7 | Data Enrichment | CIR |  | 2023-11-09 |  |  | 1031127 | 1031127 | 1355900 | AU_QM_000146294 |  | ERSA | M | 5100 | 1355900GZPCLNT100 | EA | 3000028 | CONDITIONER;MIT,MHISETSRK80ZRA-W | CONDITIONER;MIT,MHISETSRK80ZRA-W | CONDITIONER;MNFR:MITSUBISHI,PTNO:MHISETSRK80ZRA-W |  | AIR CONDITIONER:MITSUBISHI HEAVY INDUSTRIES 8.0KW INVERT | MITSUBISHI | MHISETSRK80ZRA-W | 1068181 @@ CNW (MOUNT ISA) ELECT WHOLESALER | MHIDXK28ZRA-W-SET | 1072013 @@ METAL MANUFACTURES PTY LTD | MHIDXK28ZRA-W-SET
STP_009 - Lot7 | Data Enrichment | CIR |  | 2023-11-09 |  |  | 1031128 | 1031128 | 1355899 | AU_QM_000146293 |  | ERSA | M | 5100 | 1355899GZPCLNT100 | EA | 3000028 | CONDITIONER;MIT,MHISETSRK71ZRA-W | CONDITIONER;MIT,MHISETSRK71ZRA-W | CONDITIONER;MNFR:MITSUBISHI,PTNO:MHISETSRK71ZRA-W |  | AIR CONDITIONER:MITSUBISHI HEAVY INDUSTRIES 7.1KW INVERT | MITSUBISHI | MHISETSRK71ZRA-W | 1068181 @@ CNW (MOUNT ISA) ELECT WHOLESALER | MHIDXK24ZRA-W-SET
STP_009 - Lot7 | Data Enrichment | CIR |  | 2023-11-09 |  |  | 1031129 | 1031129 | 1355897 | AU_QM_000146291 |  | ERSA | M | 5100 | 1355897GZPCLNT100 | EA | 3000028 | CONDITIONER;MIT,MHISETSRK50ZA-W | CONDITIONER;MIT,MHISETSRK50ZA-W | CONDITIONER;MNFR:MITSUBISHI,PTNO:MHISETSRK50ZA-W |  | AIR CONDITIONER:MITSUBISHI HEAVY INDUSTRIES 5.0KW INVERT | MITSUBISHI | MHISETSRK50ZA-W | 1068181 @@ CNW (MOUNT ISA) ELECT WHOLESALER | MHIDXK18ZSA-W-SET
STP_009 - Lot7 | Data Enrichment | NGB |  | 2023-11-09 |  |  | 1031169 | 1031169 | 1350434 | AU_QM_000133462 |  | ERSA | M | 5810 | 1350434GZPCLNT100 | EA | 3000000 | COUNTERWEIGHT;ATL,4406436600 | COUNTERWEIGHT;ATL,4406436600 | COUNTERWEIGHT;MNFR:ATLAS COPCO,PTNO:4406436600 |  | COUNTERWEIGHT;HOIST CRANKSHAFT COUNTERWEIGHT; | ATLAS COPCO | 4406436600 | 1068108 @@ EPIROC AUSTRALIA PTY LTD | 4406436600
STP_009 - Lot7 | Data Enrichment | RYM |  | 2023-11-09 |  |  | 1031177 | 1031177 | 1349915 | AU_QM_000131763 |  | ERSA | M | 5955 | 1349915GZPCLNT100 | EA | 3000000 | CYLINDER;ATL,3128306011 | CYLINDER;ATL,3128306011 | CYLINDER;MNFR:ATLAS COPCO,PTNO:3128306011 |  | CYLINDER ASSEMBLY,LINEAR: RHS27C HYDRAULIC CYLINDER; | ATLAS COPCO | 3128306011 | 1068108 @@ EPIROC AUSTRALIA PTY LTD | 3128306011
STP_009 - Lot7 | Data Enrichment | RYM |  | 2023-11-09 |  |  | 1031178 | 1031178 | 1349909 | AU_QM_000131755 |  | ERSA | M | 5955 | 1349909GZPCLNT100 | EA | 3000000 | CYLINDER;ATL,3128306010 | CYLINDER;ATL,3128306010 | CYLINDER;MNFR:ATLAS COPCO,PTNO:3128306010 |  | CYLINDER ASSEMBLY,LINEAR: RHS27C HYDRAULIC CYLINDER; | ATLAS COPCO | 3128306010 | 1068108 @@ EPIROC AUSTRALIA PTY LTD | 3128306010
STP_009 - Lot7 | Data Enrichment | MKV |  | 2023-11-09 |  |  | 1031591 | 1031591 | 1427270 | AU_QM_000450239 |  | ERSA | M | 5955 | 1427270GZPCLNT100 | EA | 3000000 | DAMPER;ATL,3128005500 | DAMPER;ATL,3128005500 | DAMPER;MNFR:ATLAS COPCO,PTNO:3128005500 |  | DAMPER,INERTIA: 1238 DRIFTER DAMPER; | ATLAS COPCO | 3128005500 | 1068108 @@ EPIROC AUSTRALIA PTY LTD | 3128005500
STP_009 - Lot7 | Data Enrichment | RYM |  | 2023-11-09 |  |  | 1031647 | 1031647 | 1423788 | AU_QM_000297838 |  | ERSA | M | 5955 | 1423788GZPCLNT100 | EA | 3000000 | CYLINDER;ATL,5112255680 | CYLINDER;ATL,5112255680 | CYLINDER;MNFR:ATLAS COPCO,PTNO:5112255680 |  | CYLINDER ASSEMBLY,LINEAR: SIMBA STEERING HYDRAULIC CYL; | ATLAS COPCO | 5112255680 | 1068108 @@ EPIROC AUSTRALIA PTY LTD | 5112255680
STP_009 - Lot7 | Data Enrichment | MKV |  | 2023-11-09 |  |  | 1031821 | 1031821 | 1457116 | AU_QM_001295187 |  | ERSA | M | 5955 | 1457116GZPCLNT100 | EA | 3000027 | DAMPER;MET,7004205209 | DAMPER;MET,7004205209 | DAMPER;MNFR:METSO,PTNO:7004205209 |  | DAMPER ASSY VIBRATION DAMPER; | METSO | 7004205209 | 1068104 @@ METSO OUTOTEC AUSTRALIA LIMITED | 7004205209
STP_009 - Lot7 | Data Enrichment | NGB |  | 2023-11-09 |  |  | 1032311 | 1032311 |  |  |  | ERSA | M | 5920 | 1535595GZPCLNT100 | EA | 3000264 | BREATHER;DONA,P923075 | BREATHER;DONA,P923075 | BREATHER;MNFR:DONALDSON COMPANY INC,PTNO:P923075 |  |  | DONALDSON COMPANY INC | P923075 | 1068211 @@ PENSKE POWER SYSTEMS | P923075
STP_009 - Lot7 | Data Enrichment | RYM |  | 2023-11-09 |  |  | 1032324 | 1032324 |  |  |  | ERSA | M | 5955 | 1535576GZPCLNT100 | EA | 3000470 | CYLINDER;CASCADE,123285 | CYLINDER;CASCADE,123285 | CYLINDER;MNFR:CASCADE,PTNO:123285 |  |  | CASCADE | 123285 | 1069667 @@ CASCADE AUSTRALIA | 123285
STP_009 - Lot7 | Data Enrichment | RYM |  | 2023-11-09 |  |  | 1032694 | 1032694 |  |  |  | ERSA | M | 5915 | 1530216GZPCLNT100 | EA | 3000028 | CYLINDER;MIT,QMB060581 | CYLINDER;MIT,QMB060581 | CYLINDER;MNFR:MITSUBISHI,PTNO:QMB060581 |  |  | MITSUBISHI | QMB060581 | 1068259 @@ RGM MAINTENANCE PTY LTD | QMB060581
STP_009 - Lot7 | Data Enrichment | RYM |  | 2023-11-09 |  |  | 1032695 | 1032695 |  |  |  | ERSA | M | 5915 | 1530215GZPCLNT100 | EA | 3000028 | CYLINDER;MIT,QMB060580 | CYLINDER;MIT,QMB060580 | CYLINDER;MNFR:MITSUBISHI,PTNO:QMB060580 |  |  | MITSUBISHI | QMB060580 | 1068259 @@ RGM MAINTENANCE PTY LTD | QMB060580
STP_009 - Lot7 | Data Enrichment | RYM |  | 2023-11-09 |  |  | 1032698 | 1032698 |  |  |  | ERSA | M | 5915 | 1530212GZPCLNT100 | EA | 3000028 | CYLINDER;MIT,QMB060583 | CYLINDER;MIT,QMB060583 | CYLINDER;MNFR:MITSUBISHI,PTNO:QMB060583 |  |  | MITSUBISHI | QMB060583 | 1068259 @@ RGM MAINTENANCE PTY LTD | QMB060583
STP_009 - Lot7 | Data Enrichment | RYM |  | 2023-11-09 |  |  | 1032699 | 1032699 |  |  |  | ERSA | M | 5915 | 1530211GZPCLNT100 | EA | 3000028 | CYLINDER;MIT,QMB060582 | CYLINDER;MIT,QMB060582 | CYLINDER;MNFR:MITSUBISHI,PTNO:QMB060582 |  |  | MITSUBISHI | QMB060582 | 1068259 @@ RGM MAINTENANCE PTY LTD | QMB060582
STP_009 - Lot7 | Data Enrichment | RYM |  | 2023-11-09 |  |  | 1032700 | 1032700 |  |  |  | ERSA | M | 5915 | 1530210GZPCLNT100 | EA | 3000028 | CYLINDER;MIT,QMK384488 | CYLINDER;MIT,QMK384488 | CYLINDER;MNFR:MITSUBISHI,PTNO:QMK384488 |  |  | MITSUBISHI | QMK384488 | 1068259 @@ RGM MAINTENANCE PTY LTD | QMK384488
STP_009 - Lot7 | Data Enrichment | RYM |  | 2023-11-09 |  |  | 1033205 | 1033205 |  |  |  | ERSA | M | 5955 | 1394313GZPCLNT100 | EA | 3000003 | CYLINDER;CAT,186-9711 | CYLINDER;CAT,186-9711 | CYLINDER;MNFR:CATERPILLAR,PTNO:186-9711 |  |  | CATERPILLAR | 186-9711 | 1068196 @@ HASTINGS DEERING(AUSTRALIA) LTD | 1869711
STP_009 - Lot7 | Data Enrichment | NGB |  | 2023-11-09 |  |  | 1033467 | 1033467 | 1382336 | AU_QM_000222435 |  | ERSA | M | 5380 | 1382336GZPCLNT100 | EA | 3000012 | COOLANT;TOY,NG0888980078 | COOLANT;TOY,NG0888980078 | COOLANT;MNFR:TOYOTA,PTNO:NG0888980078 |  | COOLANT;TOY,NG0888980078COOLANT;BEL,NG0888980078 | TOYOTA | NG0888980078 | 1068114 @@ BELL & MOIR - PARTS ORDERS ONLY | 888980432
STP_009 - Lot7 | Data Enrichment | RYM |  | 2023-11-09 |  |  | 1033505 | 1033505 |  |  |  | ERSA | M | 5955 | 1380110GZPCLNT100 | EA | 3000001 | CYLINDER;EPI,5590 0172 93 | CYLINDER;EPI,5590 0172 93 | CYLINDER;MNFR:EPIROC,PTNO:5590 0172 93 |  |  | EPIROC | 5590 0172 93 | 1068108 @@ EPIROC AUSTRALIA PTY LTD | 5590028820
STP_009 - Lot7 | Data Enrichment | NGB |  | 2023-11-09 |  |  | 1034044 | 1034044 |  |  |  | ERSA | M | 3700 | 1523924GZPCLNT100 | EA | 3000025 | BREATHER;JOH,T116918 | BREATHER;JOH,T116918 | BREATHER;MNFR:JOHN DEERE,PTNO:T116918 |  |  | JOHN DEERE | T116918 | 1068592 @@ RDO EQUIPMENT PTY LTD | T116918
STP_009 - Lot7 | Data Enrichment | NGB |  | 2023-11-09 |  |  | 1034182 | 1034182 | 1360899 | AU_QM_000158439 |  | ERSA | M | 5920 | 1360899GZPCLNT100 | EA | 3000000 | BREATHER;ATL,5532823700 | BREATHER;ATL,5532823700 | BREATHER;MNFR:ATLAS COPCO,PTNO:5532823700 |  | BREATHER: FAN HUB;MT6020 TRUCK | ATLAS COPCO | 5532823700 | 1068274 @@ EPIROC AUSTRALIA-SERVICE &REPAIR | 5532823700 | 1068108 @@ EPIROC AUSTRALIA PTY LTD | 5532823700
STP_009 - Lot7 | Data Enrichment | RYM |  | 2023-11-09 |  |  | 1034856 | 1034856 | 1375857 | AU_QM_000214910 |  | ERSA | M | 5955 | 1375857GZPCLNT100 | EA | 3000001 | CYLINDER;EPI,3128 3134 04 | CYLINDER;EPI,3128 3134 04 | CYLINDER;MNFR:EPIROC,PTNO:3128 3134 04 |  | CYLINDER;EPI,3128 3134 04CYLINDER;EPI,3128 3134 04 | EPIROC | 3128 3134 04 | 1068108 @@ EPIROC AUSTRALIA PTY LTD | 3128313404
STP_009 - Lot7 | Data Enrichment | RYM |  | 2023-11-09 |  |  | 1034857 | 1034857 | 1375854 | AU_QM_000214906 |  | ERSA | M | 5955 | 1375854GZPCLNT100 | EA | 3000001 | CYLINDER;EPI,3128 3134 02 | CYLINDER;EPI,3128 3134 02 | CYLINDER;MNFR:EPIROC,PTNO:3128 3134 02 |  | CYLINDER;EPI,3128 3134 02CYLINDER;EPI,3128 3134 02 | EPIROC | 3128 3134 02 | 1068108 @@ EPIROC AUSTRALIA PTY LTD | 3128313402
STP_009 - Lot7 | Data Enrichment | RYM |  | 2023-11-09 |  |  | 1034858 | 1034858 |  |  |  | ERSA | M | 5955 | 1375849GZPCLNT100 | EA | 3000001 | CYLINDER;EPI,3128 3134 03 | CYLINDER;EPI,3128 3134 03 | CYLINDER;MNFR:EPIROC,PTNO:3128 3134 03 |  |  | EPIROC | 3128 3134 03 | 1068108 @@ EPIROC AUSTRALIA PTY LTD | 3128313403
STP_009 - Lot7 | Data Enrichment | RYM |  | 2023-11-09 |  |  | 1035011 | 1035011 | 1443107 | AU_QM_000999392 |  | ERSA | M | 5955 | 1443107GZPCLNT100 | EA | 3000003 | CYLINDER;CAT,1411974X | CYLINDER;CAT,1411974X | CYLINDER;MNFR:CATERPILLAR,PTNO:1411974X |  | CYLINDER ASSEMBLY,LINEAR: R1700 LIFT CYLINDER ASSY; [ PEX ] | CATERPILLAR | 1411974X | 1068249 @@ HASTINGS DEERING (SERVICES) | 1411974
STP_009 - Lot7 | Data Enrichment | NGB |  | 2023-11-09 |  |  | 1035159 | 1035159 | 1351140 | AU_QM_000135355 |  | ERSA | M | 5920 | 1351140GZPCLNT100 | EA | 3000012 | BREATHER;TOY,9040451068 | BREATHER;TOY,9040451068 | BREATHER;MNFR:TOYOTA,PTNO:9040451068 |  | BREATHER: DIFF BREATHER V8;TOYOTA LANDCRUISER; | TOYOTA | 9040451068 | 1071809 @@ ASHDOWN ENTERPRISES | 90404-51068 | 1068114 @@ BELL & MOIR - PARTS ORDERS ONLY | 9040451068
STP_009 - Lot7 | Data Enrichment | BHJ |  | 2023-11-09 |  |  | 1035267 | 1035267 | 1382938 | AU_QM_000223203 |  | ERSA | M | 3000 | 1382938GZPCLNT100 | EA | 3000438 | DECAL;NRMT,41011310 | DECALQUE;NRMT,41011310 | CALCOMANIA;MNFR:NORMET,PTNO:41011310 | CALCOMANIA;,MNFR:NORMET,PTNO:41011310 | DECAL;NRMT,41011310DECAL;NOR,41011310 | NORMET | 41011310 | 1068143 @@ NORMET ASIA PACIFIC PTY LTD | 41011310
STP_009 - Lot7 | Data Enrichment | PJR |  | 2023-11-09 |  |  | 1035339 | 1035339 | 1446613 | AU_QM_001040732 |  | ERSA | M | 5955 | 1446613GZPCLNT100 | EA | 3000012 | CATCH;TOY,53510-60220 | CATCH;TOY,53510-60220 | CATCH;MNFR:TOYOTA,PTNO:53510-60220 |  | CATCH,CLAMPING: LOCK ASSY BONNET | TOYOTA | 53510-60220 | 1071809 @@ ASHDOWN ENTERPRISES | 53510-60220 | 1068087 @@ ASHDOWN INGRAM | 53510-60220 | 1068114 @@ BELL & MOIR - PARTS ORDERS ONLY | 5341060220
STP_009 - Lot7 | Data Enrichment | scv |  | 2023-11-09 |  |  | 1035441 | 1035441 | 1476297 | AU_QM_000985325 |  | ERSA | M | 1825 | 1476297GZPCLNT100 | EA |  | 1-3/4" DIA ROD;C/W GLAND CARTRIDGE; | 1-3/4" DIA ROD;C/W GLAND CARTRIDGE; |  |  | SEAL SET: 1-3/4" DIA ROD;C/W GLAND CARTRIDGE; |  |  | 1070425 @@ AUSHOSE NQ PTY LTD | 1476297
STP_009 - Lot7 | Data Enrichment | PJR |  | 2023-11-09 |  |  | 1035464 | 1035464 |  |  |  | ERSA | M | 4020 | 1522148GZPCLNT100 | EA |  | DETERGENT;DISH WASHING,5L | DETERGENT;DISH WASHING,5L | [5 empty] | 1068254 @@ MOUNT ISA MINING SUPPLIES P/L | 13426
STP_009 - Lot7 | Data Enrichment | scv |  | 2023-11-09 |  |  | 1035568 | 1035568 | 1369467 | AU_QM_000173948 |  | ERSA | M | 1825 | 1369467GZPCLNT100 | M |  | AD40 II DOOR SEAL;CAB DOOR GRP; | AD40 II DOOR SEAL;CAB DOOR GRP; | SEAL,RUBBER,SPECIAL: AD40 II DOOR SEAL;CAB DOOR GRP; (1.4M REQ'D) ELPHINSTONE AD40 SER.II DUMP TRUCK |  | SEAL,RUBBER,SPECIAL:AD40 II DOOR SEAL;CAB DOOR GRP; |  |  | 1068181 @@ CNW (MOUNT ISA) ELECT WHOLESALER | 1369467 | 1068196 @@ HASTINGS DEERING(AUSTRALIA) LTD | 5P5921
STP_009 - Lot7 | Data Enrichment | scv |  | 2023-11-09 |  |  | 1035583 | 1035583 | 1429016 | AU_QM_000557538 |  | ERSA | M | 1825 | 1429016GZPCLNT100 | M |  | CAT WINDOW RUBBER; | CAT WINDOW RUBBER; | SEAL,NONMETAL SPECIAL SHAPED: CAT WINDOW RUBBER; |  | SEAL,NONMETAL SPECIAL SHAPED: CAT WINDOW RUBBER; |  |  | 1068181 @@ CNW (MOUNT ISA) ELECT WHOLESALER | 1429016 | 1068196 @@ HASTINGS DEERING(AUSTRALIA) LTD | 5P5768
STP_009 - Lot7 | Data Enrichment | scv |  | 2023-11-09 |  |  | 1035585 | 1035585 | 1428878 | AU_QM_000544395 |  | ERSA | M | 1825 | 1428878GZPCLNT100 | M |  | CAT SEAL;19MM X 12.7MM SECTION; | CAT SEAL;19MM X 12.7MM SECTION; | SEAL,RUBBER,SPECIAL: CAT SEAL;19MM X 12.7MM SECTION; |  | SEAL,RUBBER,SPECIAL:CAT SEAL;19MM X 12.7MM SECTION; |  |  | 1068196 @@ HASTINGS DEERING(AUSTRALIA) LTD | 1428878
STP_009 - Lot7 | Data Enrichment | PJR |  | 2023-11-09 |  |  | 1035603 | 1035603 | 1458845 | AU_QM_002099536 |  | ERSA | M | 1640 | 1458845GZPCLNT100 | M |  | ALUMINIUM CLAD STEEL REINFORCED | ALUMINIUM CLAD STEEL REINFORCED | WIRE,ELECTRICAL: ALUMINUM CLAD STEEL REINFORCED 30/7/3.71 MM ACSR 'GOAT' |  | WIRE,ELECTRICAL:ALUMINIUM CLAD STEEL REINFORCED |  |  | 1068181 @@ CNW (MOUNT ISA) ELECT WHOLESALER | 1458845
STP_009 - Lot7 | Data Enrichment | PJR |  | 2023-11-09 |  |  | 1035604 | 1035604 | 1458844 | AU_QM_002099534 |  | ERSA | M | 1640 | 1458844GZPCLNT100 | M |  | BARE COPPER;37/2.62MM; | BARE COPPER;37/2.62MM; | WIRE,ELECTRICAL: BARE COPPER;37/2.62MM; HARD DRAWN;HIGH CONDUCTIVITY; |  | WIRE,ELECTRICAL:BARE COPPER;37/2.62MM; |  |  | 1068181 @@ CNW (MOUNT ISA) ELECT WHOLESALER | 1458844
STP_009 - Lot7 | Data Enrichment | PJR |  | 2023-11-09 |  |  | 1035952 | 1035952 |  |  |  | ERSA | M | 5700 | 1532463GZPCLNT100 | M |  | CONVEYOR,BLT;630/4 6X2 0.50,1000,312850 | CONVEYOR,BLT;630/4 6X2 0.50,1000,312850 | CONVEYOR,BLT;ADDITIONAL FEATURES:630/4 6X2 0.50,1000,312850 |  |  |  |  | 1068237 @@ FENNER DUNLOP AUSTRALIA PTY LTD | 312850
STP_009 - Lot7 | Data Enrichment | PJR |  | 2023-11-09 |  |  | 1035953 | 1035953 |  |  |  | ERSA | M | 5700 | 1532461GZPCLNT100 | M |  | CONVEYOR,BLT;630/4 6X2,0.50,1600,312740 | CONVEYOR,BLT;630/4 6X2,0.50,1600,312740 | CONVEYOR,BLT;ADDITIONAL FEATURES:630/4 6X2,0.50,1600,312740 |  |  |  |  | 1068237 @@ FENNER DUNLOP AUSTRALIA PTY LTD | 312740
STP_009 - Lot7 | Data Enrichment | CIR |  | 2023-11-09 |  |  | 1036022 | 1036022 |  |  |  | ERSA | M | 4090 | 1526325GZPCLNT100 | BOX |  | BUCKLE;STEEL STRAP,16MM,BX,1213-00112-16 | BUCKLE;STEEL STRAP,16MM,BX,1213-00112-16 | BUCKLE;ADDITIONAL FEATURES:STEEL STRAP,16MM,BX,1213-00112-16 |  |  |  |  | 1068802 @@ WESTERNEX PTY LTD | 1213-00112-16
STP_009 - Lot7 | Data Enrichment | CIR |  | 2023-11-09 |  |  | 1036023 | 1036023 |  |  |  | ERSA | M | 4090 | 1526324GZPCLNT100 | BOX |  | BUCKLE;STEEL STRAP,12MM,BX,1213-00112-12 | BUCKLE;STEEL STRAP,12MM,BX,1213-00112-12 | BUCKLE;ADDITIONAL FEATURES:STEEL STRAP,12MM,BX,1213-00112-12 |  |  |  |  | 1068802 @@ WESTERNEX PTY LTD | 1213-00112-12
STP_009 - Lot7 | Data Enrichment | MKV |  | 2023-11-09 |  |  | 1036040 | 1036040 |  |  |  | ERSA | M | 2920 | 1526203GZPCLNT100 | PAC |  | BEVERAGE BASE;HYDRATION,MIXED,1717-00047 | BEVERAGE BASE;HYDRATION,MIXED,1717-00047 | BEVERAGE BASE;ADDITIONAL FEATURES:HYDRATION,MIXED,1717-00047 |  |  |  |  | 1068802 @@ WESTERNEX PTY LTD | 1717-00047
STP_009 - Lot7 | Data Enrichment | NGB |  | 2023-11-09 |  |  | 1036056 | 1036056 |  |  |  | ERSA | M | 2920 | 1526138GZPCLNT100 | ROL |  | BARRIER;MESH,ORANGE50M X 1M,1715-00054 | BARRIER;MESH,ORANGE50M X 1M,1715-00054 | BARRIER;ADDITIONAL FEATURES:MESH,ORANGE50M X 1M,1715-00054 |  |  |  |  | 1068802 @@ WESTERNEX PTY LTD | 1715-00054
STP_009 - Lot7 | Data Enrichment | PJR |  | 2023-11-09 |  |  | 1036240 | 1036240 |  |  |  | ERSA | M | 4020 | 1478749GZPCLNT100 | DR |  | DETERGENT,1022167 | DETERGENT,1022167 | DETERGENT,1022167 |  |  |  |  | 1069714 @@ BLACKWOODS | 1478749 | 1068652 @@ J BLACKWOOD & SONS | 1478749
STP_009 - Lot7 | Data Enrichment | CIR |  | 2023-11-09 |  |  | 1036267 | 1036267 | 1476077 | AU_QM_000248484 |  | ERSA | M | 5315 | 1476077GZPCLNT100 | BT |  | AR GDE; (BOTL = 500G) | AR GDE; (BOTL = 500G) |  |  | TARTARIC ACID,ANALYTICAL REAGENT: AR GDE; (BOTL = 500G) |  |  | 1068082 @@ ROWE SCIENTIFIC PTY LTD | CT1070 | 1068312 @@ THERMO FISHER SCIENTIFIC AUSTRAL | AJA537-500G
STP_009 - Lot7 | Data Enrichment | CIR |  | 2023-11-09 |  |  | 1036314 | 1036314 |  |  |  | ERSA | M | 4090 | 1506076GZPCLNT100 | M |  | CHAIN;412114 | CHAIN;412114 | [5 empty] | 1069714 @@ BLACKWOODS | 412114 | 1068652 @@ J BLACKWOOD & SONS | 412114
STP_009 - Lot7 | Data Enrichment | CIR |  | 2023-11-09 |  |  | 1036329 | 1036329 |  |  |  | ERSA | M | 4090 | 1505753GZPCLNT100 | M |  | CHAIN;10004005 | CHAIN;10004005 | [5 empty] | 1068502 @@ ATOM SUPPLY | 10004005
STP_009 - Lot7 | Data Enrichment | PJR |  | 2023-11-09 |  |  | 1036353 | 1036353 | 1476269 | AU_QM_000971342 |  | ERSA | M | 1640 | 1476269GZPCLNT100 | M |  | 2.5MM2 (7/0.67MM),GREEN/YELLOW,PVC | 2.5MM2 (7/0.67MM),GREEN/YELLOW,PVC |  |  | WIRE,ELECTRICAL:2.5MM2 (7/0.67MM),GREEN/YELLOW,PVC |  |  | 1070031 @@ LAWRENCE & HANSON PTY. LTD. | OLX7/067EW | 1068181 @@ CNW (MOUNT ISA) ELECT WHOLESALER | SR1025-100G/Y | 1071835 @@ REXEL AUSTRALIA | 1476269 | 1072012 @@ CNW (TOWNSVILLE) ELECT SUPPLIES | AATP07A1001AAHN
STP_009 - Lot7 | Data Enrichment | PJR |  | 2023-11-09 |  |  | 1036354 | 1036354 | 1476266 | AU_QM_000952348 |  | ERSA | M | 1640 | 1476266GZPCLNT100 | M |  | 2.5MM2 (7/0.67MM),BLUE,PVC INSULATED,V75 | 2.5MM2 (7/0.67MM),BLUE,PVC INSULATED,V75 |  |  | WIRE,ELECTRICAL:2.5MM2 (7/0.67MM),BLUE,PVC INSULATED,V75 |  |  | 1070031 @@ LAWRENCE & HANSON PTY. LTD. | OLX7/067BWBL | 1068181 @@ CNW (MOUNT ISA) ELECT WHOLESALER | SR1025-100BLU | 1071835 @@ REXEL AUSTRALIA | 1476266 | 1072012 @@ CNW (TOWNSVILLE) ELECT SUPPLIES | 1476266
STP_009 - Lot7 | Data Enrichment | PJR |  | 2023-11-09 |  |  | 1036355 | 1036355 | 1476265 | AU_QM_000952347 |  | ERSA | M | 1640 | 1476265GZPCLNT100 | M |  | 2.5MM2 (7/0.67MM),WHITE,PVC INSULATED, | 2.5MM2 (7/0.67MM),WHITE,PVC INSULATED, |  |  | WIRE,ELECTRICAL:2.5MM2 (7/0.67MM),WHITE,PVC INSULATED, |  |  | 1070031 @@ LAWRENCE & HANSON PTY. LTD. | OLX7/067BWW | 1068181 @@ CNW (MOUNT ISA) ELECT WHOLESALER | SR1025-100WHE | 1071835 @@ REXEL AUSTRALIA | 1476265 | 1072012 @@ CNW (TOWNSVILLE) ELECT SUPPLIES | 1476265
STP_009 - Lot7 | Data Enrichment | PJR |  | 2023-11-09 |  |  | 1036356 | 1036356 | 1476264 | AU_QM_000952346 |  | ERSA | M | 1640 | 1476264GZPCLNT100 | M |  | 2.5MM2 (7/0.67MM),BLACK,PVC INSULATED, | 2.5MM2 (7/0.67MM),BLACK,PVC INSULATED, |  |  | WIRE,ELECTRICAL:2.5MM2 (7/0.67MM),BLACK,PVC INSULATED, |  |  | 1070031 @@ LAWRENCE & HANSON PTY. LTD. | OLX7/067BWBK | 1068181 @@ CNW (MOUNT ISA) ELECT WHOLESALER | SR1025-100BLK | 1071835 @@ REXEL AUSTRALIA | 1476264 | 1072012 @@ CNW (TOWNSVILLE) ELECT SUPPLIES | OLXBAAP07AA001AABK
STP_009 - Lot7 | Data Enrichment | PJR |  | 2023-11-09 |  |  | 1036357 | 1036357 | 1476263 | AU_QM_000952344 |  | ERSA | M | 1640 | 1476263GZPCLNT100 | M |  | 2.5MM2 (7/0.67MM),RED,PVC INSULATED,V75 | 2.5MM2 (7/0.67MM),RED,PVC INSULATED,V75 |  |  | WIRE,ELECTRICAL:2.5MM2 (7/0.67MM),RED,PVC INSULATED,V75 |  |  | 1070031 @@ LAWRENCE & HANSON PTY. LTD. | OLX7/067BWR | 1068181 @@ CNW (MOUNT ISA) ELECT WHOLESALER | SR1025-100RED | 1071835 @@ REXEL AUSTRALIA | 1476263 | 1072012 @@ CNW (TOWNSVILLE) ELECT SUPPLIES | OLXBAAP07AA001AARD
STP_009 - Lot7 | Data Enrichment | PJR |  | 2023-11-09 |  |  | 1036358 | 1036358 | 1476261 | AU_QM_000952297 |  | ERSA | M | 1640 | 1476261GZPCLNT100 | M |  | 6MM2 (7/1.04MM),BLACK,PVC INSULATED,V75, | 6MM2 (7/1.04MM),BLACK,PVC INSULATED,V75, |  |  | WIRE,ELECTRICAL:6MM2 (7/1.04MM),BLACK,PVC INSULATED,V75, |  |  | 1070031 @@ LAWRENCE & HANSON PTY. LTD. | OLX7/104BWBK | 1068181 @@ CNW (MOUNT ISA) ELECT WHOLESALER | SR1060-100BLK | 1071835 @@ REXEL AUSTRALIA | 1476261 | 1072012 @@ CNW (TOWNSVILLE) ELECT SUPPLIES | 1476261
STP_009 - Lot7 | Data Enrichment | PJR |  | 2023-11-09 |  |  | 1036359 | 1036359 | 1476260 | AU_QM_000952296 |  | ERSA | M | 1640 | 1476260GZPCLNT100 | M |  | 6MM2 (7/1.04MM),BLUE,PVC INSULATED,V75, | 6MM2 (7/1.04MM),BLUE,PVC INSULATED,V75, |  |  | WIRE,ELECTRICAL:6MM2 (7/1.04MM),BLUE,PVC INSULATED,V75, |  |  | 1070031 @@ LAWRENCE & HANSON PTY. LTD. | OLX7/104BWBL | 1068181 @@ CNW (MOUNT ISA) ELECT WHOLESALER | SR1060-100BLU | 1071835 @@ REXEL AUSTRALIA | 1476260 | 1072012 @@ CNW (TOWNSVILLE) ELECT SUPPLIES | 1476260
STP_009 - Lot7 | Data Enrichment | PJR |  | 2023-11-09 |  |  | 1036360 | 1036360 | 1476258 | AU_QM_000952261 |  | ERSA | M | 1640 | 1476258GZPCLNT100 | M |  | 6MM2 (7/1.04MM),RED,PVC INSULATED,39AMP, | 6MM2 (7/1.04MM),RED,PVC INSULATED,39AMP, |  |  | WIRE,ELECTRICAL:6MM2 (7/1.04MM),RED,PVC INSULATED,39AMP, |  |  | 1070031 @@ LAWRENCE & HANSON PTY. LTD. | OLX7/104BWR | 1068181 @@ CNW (MOUNT ISA) ELECT WHOLESALER | SR1060-100RED | 1071835 @@ REXEL AUSTRALIA | 1476258 | 1072012 @@ CNW (TOWNSVILLE) ELECT SUPPLIES | 1476258
STP_009 - Lot7 | Data Enrichment | PJR |  | 2023-11-09 |  |  | 1036466 | 1036466 |  |  |  | ERSA | M | 5700 | 1535860GZPCLNT100 | M |  | CONVEYOR,BLT;CONVEYOR B,1050 ST1000 15:5 | CONVEYOR,BLT;CONVEYOR B,1050 ST1000 15:5 | [5 empty] | 1068293 @@ BRITRAC (AUST) PTY LTD | 1050 ST1000 15:5
STP_009 - Lot7 | Data Enrichment | MKV |  | 2023-11-09 |  |  | 1036968 | 1036968 |  |  |  | ERSA | M | 4200 | 1532133GZPCLNT100 | CRA |  | CRUCIBLE,LAB;55G,FIRE ASSAY,YC1007 | CRUCIBLE,LAB;55G,FIRE ASSAY,YC1007 | CRUCIBLE,LAB;ADDITIONAL FEATURES:55G,FIRE ASSAY,YC1007 |  |  |  |  | 1068082 @@ ROWE SCIENTIFIC PTY LTD | YC1007
STP_009 - Lot7 | Data Enrichment | CIR |  | 2023-11-09 |  |  | 1036993 | 1036993 |  |  |  | ERSA | M | 4900 | 1508691GZPCLNT100 | M |  | CHAIN;RUD,7993187 | CHAIN;RUD,7993187 | CHAIN;ADDITIONAL FEATURES:RUD,7993187 |  |  |  |  | 1069975 @@ RUD CHAINS PTY/LTD | 7993187
STP_009 - Lot7 | Data Enrichment | scv |  | 2023-11-09 |  |  | 1037050 | 1037050 | 1428884 | AU_QM_000544742 |  | ERSA | M | 1825 | 1428884GZPCLNT100 | M |  | CAT SEAL STOCK; | CAT SEAL STOCK; | SEAL,RUBBER,SPECIAL: CAT SEAL STOCK; CATERPILLAR EQUIPMENT SERVICE |  | SEAL,RUBBER,SPECIAL:CAT SEAL STOCK; |  |  | 1068196 @@ HASTINGS DEERING(AUSTRALIA) LTD | 5P7483
STP_009 - Lot7 | Data Enrichment | RYM |  | 2023-11-09 |  |  | 1049772 | 1049772 |  |  |  | ERSA | M | 5810 | 1581924GZPCLNT100 | EA |  | CYLINDER;HYDR,2564-5053 | CILINDRO; | CYLINDER;TYPE:HYDRAULIC,MATERIAL:,SIZE:,ADDITIONAL FEATURES EN:2564-5053 | CILINDRO; |  |  |  | 1068354 @@ FINLAY SCREENING & CRUSHING | 2564-5053
STP_009 - Lot7 | Data Enrichment | NGB |  | 2023-11-09 |  |  | 1050028 | 1050028 |  |  |  | ERSA | M | 2700 | 1579085GZPCLNT100 | EA |  | BINDER,RNG;3D,A3,50 MM,WHT,LANDSCAPE | ANILLO FIJA; | BINDER,RING;ADDITIONAL FEATURES EN:3D,A3,50 MM,WHITE,LANDSCAPE | ANILLO FIJACION; |  |  |  | 1068167 @@ WINC AUSTRALIA PTY LTD | 87261128
STP_009 - Lot7 | Data Enrichment | CIR |  | 2023-11-09 |  |  | 1050502 | 1050502 |  |  |  | ERSA | M | 4090 | 1581123GZPCLNT100 | EA |  | BARRICADE;STND,HRD,2022RB-BCS | BARRICADA; | BARRICADE;ADDITIONAL FEATURES EN:STAND,HARD,2022RB-BCS | BARRICADA; |  |  |  | 1068310 @@ BARKLY ENGINEERING | 2022RB-BCS
STP_009 - Lot7 | Data Enrichment | MKV |  | 2023-11-09 |  |  | 1050534 | 1050534 |  |  |  | ERSA | M | 4090 | 1575025GZPCLNT100 | EA |  | CRADLE;COMPLETE 3060,MT3128001643 | CUNA; | CRADLE;ADDITIONAL FEATURES EN:COMPLETE 3060,MT3128001643 | CUNA; |  |  |  | 1068410 @@ MAINTENANCE TECHNIQUE PTY LTD | MT3128001643
STP_009 - Lot7 | Data Enrichment | MKV |  | 2023-11-09 |  |  | 1050536 | 1050536 |  |  |  | ERSA | M | 4090 | 1575027GZPCLNT100 | EA |  | CRADLE;DRIVER 3060,MT3128309829 | CUNA; | CRADLE;ADDITIONAL FEATURES EN:DRIVER 3060,MT3128309829 | CUNA; |  |  |  | 1068410 @@ MAINTENANCE TECHNIQUE PTY LTD | MT3128309829
STP_009 - Lot7 | Data Enrichment | BHJ |  | 2023-11-09 |  |  | 1050845 | 1050845 |  |  |  | ERSA | M | 4090 | 1577140GZPCLNT100 | EA |  | CRATE;NESTING STACKABLE,PP,13.5L | RECIPIENTE; | CRATE;ADDITIONAL FEATURES EN:NESTING STACKABLE,POLYPROPYLENE,13.5L | RECIPIENTE; |  |  |  | 1068502 @@ ATOM SUPPLY | 90560119á
STP_009 - Lot7 | Data Enrichment | BHJ |  | 2023-11-09 |  |  | 1050848 | 1050848 |  |  |  | ERSA | M | 4090 | 1577293GZPCLNT100 | EA |  | CHUCK;LTHE,125 MM 3 JAW,C202 | CEPO; | CHUCK;TYPE:LATHE,ADDITIONAL FEATURES EN:125 MM 3 JAW,C202 | CEPO; |  |  |  | 1068290 @@ HARE & FORBES | C202
STP_009 - Lot7 | Data Enrichment | BHJ |  | 2023-11-09 |  |  | 1050894 | 1050894 |  |  |  | ERSA | M | 4090 | 1577802GZPCLNT100 | EA |  | CRATE;STILLAGE,1160X1160X1100MM,1000KG | RECIPIENTE; | CRATE;ADDITIONAL FEATURES EN:STILLAGE,1160X1160X1100MM,1000KG SWL EVENLY DISTRIBUTED | RECIPIENTE; |  |  |  | 1068926 @@ CONTAIN IT SOLUTIONS | .CPPS-1100
STP_009 - Lot7 | Data Enrichment | BHJ |  | 2023-11-09 |  |  | 1050895 | 1050895 |  |  |  | ERSA | M | 4090 | 1577803GZPCLNT100 | EA |  | CRATE;STILLAGE,1160X1160X750MM,1000KG | RECIPIENTE; | CRATE;ADDITIONAL FEATURES EN:STILLAGE,1160X1160X750MM,1000KG SWL EVENLY DISTRI | RECIPIENTE; |  |  |  | 1068926 @@ CONTAIN IT SOLUTIONS | .CPPS-750
STP_009 - Lot7 | Data Enrichment | scv |  | 2023-11-09 |  |  | 1050905 | 1050905 |  |  |  | ERSA | M | 4090 | 1577872GZPCLNT100 | EA |  | CASTER;SWIVEL BRAKE,BLK,500KG,150 MM | RUEDA; | CASTER;ADDITIONAL FEATURES EN:SWIVEL BRAKE,BLACK,500KG,150 MM | RUEDA; |  |  |  | 1068652 @@ J BLACKWOOD & SONS | 139829
STP_009 - Lot7 | Data Enrichment | BHJ |  | 2023-11-09 |  |  | 1051090 | 1051090 |  |  |  | ERSA | M | 4090 | 1579484GZPCLNT100 | EA |  | CRATE;PLSTC,BLU,32L,645X413X210MM | RECIPIENTE; | CRATE;ADDITIONAL FEATURES EN:PLASTIC,BLUE,32L,645X413X210MM | RECIPIENTE; |  |  |  | 1068502 @@ ATOM SUPPLY | 91368002
STP_009 - Lot7 | Data Enrichment | NGB |  | 2023-11-09 |  |  | 1051251 | 1051251 |  |  |  | ERSA | M | 4090 | 1581337GZPCLNT100 | EA |  | BINDER,LD;RATCHET,10 MM,EYE CLAW HOOK | AMARRE CARGA;TRINQUETE | BINDER,LOAD;TYPE:RATCHET,MATERIAL:,ADDITIONAL FEATURES EN:10 MM,EYE CLAW HOOK | AMARRE CARGA;TIPO:TRINQUETE |  |  |  | 1068502 @@ ATOM SUPPLY | 90048423
STP_009 - Lot7 | Data Enrichment | BHJ |  | 2023-11-09 |  |  | 1051323 | 1051323 |  |  |  | ERSA | M | 1600 | 1583040GZPCLNT100 | EA |  | ALARM;BACK UP,12/24V 107DB FIXED | ALARMA; | ALARM;TYPE:BACK UP,ADDITIONAL FEATURES EN:12/24V 107DB FIXED | ALARMA; |  |  |  | 1071809 @@ ASHDOWN ENTERPRISES | ACX5156
STP_009 - Lot7 | Data Enrichment | BHJ |  | 2023-11-09 |  |  | 1051525 | 1051525 |  |  |  | ERSA | M | 4005 | 1581133GZPCLNT100 | EA |  | CHUCK,DRIL;MT3 MORSE TAPER KEYED | PORTABROCAS; | CHUCK,DRILL;ADDITIONAL FEATURES EN:MT3 MORSE TAPER KEYED | PORTABROCAS; |  |  |  | 1068254 @@ MOUNT ISA MINING SUPPLIES P/L | A0107385
STP_009 - Lot7 | Data Enrichment | CIR |  | 2023-11-09 |  |  | 1051780 | 1051780 |  |  |  | ERSA | M | 4005 | 1577133GZPCLNT100 | EA |  | CHAIN,SAW;HUSQVARNA 572 XP PROFESSIONAL | SIERRA CADE; | CHAIN,SAW;ADDITIONAL FEATURES EN:HUSQVARNA 572 XP PROFESSIONAL | SIERRA CADENA; |  |  |  | 1068404 @@ ATLAS 4 X 4 ACCESSORIES | 9667331-48
STP_009 - Lot7 | Data Enrichment | CIR |  | 2023-11-09 |  |  | 1051782 | 1051782 |  |  |  | ERSA | M | 4005 | 1577135GZPCLNT100 | EA |  | CHAIN;PROKUT,.325 P .58 G 78 DL | CADENA; | CHAIN;TYPE:PROKUT,SIZE:,ADDITIONAL FEATURES EN:.325 P .58 G 78 DL | CADENA; |  |  |  | 1068404 @@ ATLAS 4 X 4 ACCESSORIES | GAF20S078DL
STP_009 - Lot7 | Data Enrichment | CIR |  | 2023-11-09 |  |  | 1051783 | 1051783 |  |  |  | ERSA | M | 4005 | 1577136GZPCLNT100 | EA |  | CHAIN;MADE WITH LINKS,.050 92 DL 3/8 | CADENA; | CHAIN;TYPE:MADE WITH LINKS,SIZE:,ADDITIONAL FEATURES EN:.050 92 DL 3/8 | CADENA; |  |  |  | 1068404 @@ ATLAS 4 X 4 ACCESSORIES | GAF40F025R
STP_009 - Lot7 | Data Enrichment | MKV |  | 2023-11-09 |  |  | 1052033 | 1052033 |  |  |  | ERSA | M | 4005 | 1579425GZPCLNT100 | EA |  | BURR;BALL NOSE,CARBIDE 2.5MM,SHANK 3MM | REBABA; | BURR;SHAPE:BALL NOSE,ADDITIONAL FEATURES EN:CARBIDE 2.5MM,SHANK 3MM | REBABA; |  |  |  | 1068256 @@ TOOL 'N' TACKLE | SC-41MDC
STP_009 - Lot7 | Data Enrichment | MKV |  | 2023-11-09 |  |  | 1052034 | 1052034 |  |  |  | ERSA | M | 4005 | 1579426GZPCLNT100 | EA |  | BURR;BALL NOSE,CARBIDE 3MM,SHANK 3MM | REBABA; | BURR;SHAPE:BALL NOSE,ADDITIONAL FEATURES EN:CARBIDE 3MM,SHANK 3MM | REBABA; |  |  |  | 1068256 @@ TOOL 'N' TACKLE | SC-42MDC
STP_009 - Lot7 | Data Enrichment | MKV |  | 2023-11-09 |  |  | 1052035 | 1052035 |  |  |  | ERSA | M | 4005 | 1579427GZPCLNT100 | EA |  | BURR;BALL,CARBIDE 3.18MM,SHANK 3MM | REBABA; | BURR;SHAPE:BALL,ADDITIONAL FEATURES EN:CARBIDE 3.18MM,SHANK 3MM | REBABA; |  |  |  | 1068256 @@ TOOL 'N' TACKLE | SD-42MDC
STP_009 - Lot7 | Data Enrichment | MKV |  | 2023-11-09 |  |  | 1052036 | 1052036 |  |  |  | ERSA | M | 4005 | 1579428GZPCLNT100 | EA |  | BURR;OVL,CARBIDE 6MM,SHANK 3MM | REBABA; | BURR;SHAPE:OVAL,ADDITIONAL FEATURES EN:CARBIDE 6MM,SHANK 3MM | REBABA; |  |  |  | 1068256 @@ TOOL 'N' TACKLE | SE-51MDC
STP_009 - Lot7 | Data Enrichment | MKV |  | 2023-11-09 |  |  | 1052037 | 1052037 |  |  |  | ERSA | M | 4005 | 1579429GZPCLNT100 | EA |  | BURR;TREE POINTED,CARBIDE 6MM,SHANK 3MM | REBABA; | BURR;SHAPE:TREE POINTED,ADDITIONAL FEATURES EN:CARBIDE 6MM,SHANK 3MM | REBABA; |  |  |  | 1068256 @@ TOOL 'N' TACKLE | SG-51MDC
STP_009 - Lot7 | Data Enrichment | PJR |  | 2023-11-09 |  |  | 1052061 | 1052061 |  |  |  | ERSA | M | 4005 | 1579517GZPCLNT100 | EA |  | ARBOR,HOLSW;90MM PILOTDRILL,32-210MM SAW | MANDRIL CORN; | ARBOR,HOLESAW;ADDITIONAL FEATURES EN:90MM PILOTDRILL,32-210MM SAWS | MANDRIL CORONA; |  |  |  | 1071835 @@ REXEL AUSTRALIA | SRTA10E
STP_009 - Lot7 | Data Enrichment | PJR |  | 2023-11-09 |  |  | 1052062 | 1052062 |  |  |  | ERSA | M | 4005 | 1579518GZPCLNT100 | EA |  | ARBOR,HOLSW;90MM PILOTDRILL,14-30MM SAWS | MANDRIL CORN; | ARBOR,HOLESAW;ADDITIONAL FEATURES EN:90MM PILOTDRILL,14-30MM SAWS | MANDRIL CORONA; |  |  |  | 1071835 @@ REXEL AUSTRALIA | SRTA4E
STP_009 - Lot7 | Data Enrichment | PJR |  | 2023-11-09 |  |  | 1052212 | 1052212 |  |  |  | ERSA | M | 4005 | 1581438GZPCLNT100 | EA |  | BENCH;WORK,STEEL/PC,920 X 1200 X 750MM | BANCO; | BENCH;ADDITIONAL FEATURES EN:WORK,STEEL/PC,920 X 1200 X 750MM | BANCO; |  |  |  | 1068652 @@ J BLACKWOOD & SONS | 982982
STP_009 - Lot7 | Data Enrichment | BHJ |  | 2023-11-09 |  |  | 1052217 | 1052217 |  |  |  | ERSA | M | 4005 | 1581443GZPCLNT100 | EA |  | CHUCK;B/BEARING,H/D,3-16MM-3JT,CBB-16-JS | CEPO; | CHUCK;TYPE:B/BEARING,ADDITIONAL FEATURES EN:H/D,3-16MM-3JT,CBB-16-JS | CEPO; |  |  |  | 1068652 @@ J BLACKWOOD & SONS | 6826107
STP_009 - Lot7 | Data Enrichment | PJR |  | 2023-11-09 |  |  | 1052219 | 1052219 |  |  |  | ERSA | M | 4005 | 1581445GZPCLNT100 | EA |  | ARBOR;CHCK,5 MORSE TAPER,3JT-190.5MM,MT5 | HUSO; | ARBOR;ADDITIONAL FEATURES EN:CHUCK,5 MORSE TAPER,3JT-190.5MM,MT5JT3 | HUSO; |  |  |  | 1068652 @@ J BLACKWOOD & SONS | 3832806
STP_009 - Lot7 | Data Enrichment | CIR |  | 2023-11-09 |  |  | 1052391 | 1052391 |  |  |  | ERSA | M | 4005 | 1583733GZPCLNT100 | EA |  | CHAIN;ASSY,8MM X 1M,G100,4 LEG | CADENA; | CHAIN;TYPE:ASSEMBLY,SIZE:8MM X 1M,ADDITIONAL FEATURES EN:G100,4 LEG | CADENA; |  |  |  | 1068291 @@ BULLIVANTS PTY LIMITED | 1583733 | 1068332 @@ BULLIVANTS PTY LTD | WCS-08-4-010-MCOCO
STP_009 - Lot7 | Data Enrichment | CIR |  | 2023-11-09 |  |  | 1052392 | 1052392 |  |  |  | ERSA | M | 4005 | 1583734GZPCLNT100 | EA |  | CHAIN;SLNG,16MM X 3M,G100,2LEG,GRAB TYPE | CADENA; | CHAIN;TYPE:SLING,SIZE:16MM X 3M,ADDITIONAL FEATURES EN:G100,2LEG,GRAB TYPE,SHORTENING HOOK,SAFETY HKS | CADENA; |  |  |  | 1068332 @@ BULLIVANTS PTY LTD | WCS-16-2-030-BE
STP_009 - Lot7 | Data Enrichment | CIR |  | 2023-11-09 |  |  | 1052777 | 1052777 |  |  |  | ERSA | M | 2920 | 1577063GZPCLNT100 | EA |  | CLOTHING,SAFTY;COVERALLS 97ST HI VIS,ORN | ROPA SEGU; | CLOTHING,SAFETY;ADDITIONAL FEATURES EN:COVERALLS 97ST HI VIS,ORANGE,COTTON DRILL 190GSM 3M TAPE BISLEY BC6 | ROPA SEGURIDAD; |  |  |  | 1068590 @@ ATOM SUPPLY MACKAY | 90011489
STP_009 - Lot7 | Data Enrichment | RYM |  | 2023-11-09 |  |  | 1052957 | 1052957 |  |  |  | ERSA | M | 5955 | 1578892GZPCLNT100 | EA |  | CYLINDER;STL,BRAKE WHEEL,91846-00801 | CILINDRO; | CYLINDER;MATERIAL:STEEL,SIZE:,ADDITIONAL FEATURES EN:BRAKE WHEEL,91846-00801 | CILINDRO; |  |  |  | 1068288 @@ UNITED EQUIPMENT | 91846-00801
STP_009 - Lot7 | Data Enrichment | NGB |  | 2023-11-09 |  |  | 1052998 | 1052998 |  |  |  | ERSA | M | 5905 | 1579334GZPCLNT100 | EA |  | BREATHER;RESRVR,1352107 | BOQUETE; | BREATHER;TYPE:RESERVOIR,MATERIAL:,ADDITIONAL FEATURES EN:1352107 | BOQUETE; |  |  |  | 1068342 @@ ISADRAULICS | 1352107
STP_009 - Lot7 | Data Enrichment | CIR |  | 2023-11-09 |  |  | 1053109 | 1053109 |  |  |  | ERSA | M | 2700 | 1580472GZPCLNT100 | EA |  | DESK;CITI,CABLE ACCESS,1500 X 750 MM | ESCRITORIO; | DESK;ADDITIONAL FEATURES EN:CITI,CABLE ACCESS,1500 X 750 MM | ESCRITORIO; |  |  |  | 1068126 @@ EMPIRE OFFICE FURNITURE | CT5SDK1575C.WWH
STP_009 - Lot7 | Data Enrichment | CIR |  | 2023-11-09 |  |  | 1053208 | 1053208 |  |  |  | ERSA | M | 2920 | 1582689GZPCLNT100 | EA |  | CLOTHING,SAFTY;LEG BOTTOMS,DBL LINED,94L | ROPA SEGU; | CLOTHING,SAFETY;ADDITIONAL FEATURES EN:LEG BOTTOMS,DBL LINED,94L | ROPA SEGURIDAD; |  |  |  | 1069544 @@ PYROTEK PTY LTD | PR97-21-94L
STP_009 - Lot7 | Data Enrichment | BHJ |  | 2023-11-09 |  |  | 1053386 | 1053386 |  |  |  | ERSA | M | 4200 | 1581378GZPCLNT100 | EA |  | CRATE;COLLAPSIBLE,1000KG,750L,GREY | RECIPIENTE; | CRATE;ADDITIONAL FEATURES EN:COLLAPSIBLE,1000KG,750L,GREY | RECIPIENTE; |  |  |  | 1069031 @@ DYNAMICS G-EX PTY LTD | 1
STP_009 - Lot7 | Data Enrichment | CIR |  | 2023-11-09 |  |  | 1053490 | 1053490 |  |  |  | ERSA | M | 2920 | 1577060GZPCLNT100 | EA |  | CLOTHING,SAFTY;COVERALLS 117R HI VIS,ORN | ROPA SEGU; | CLOTHING,SAFETY;ADDITIONAL FEATURES EN:COVERALLS 117R HI VIS,ORANGE,COTTON DRILL 190GSM 3M TAPE BISLEY BC6 | ROPA SEGURIDAD; |  |  |  | 1068590 @@ ATOM SUPPLY MACKAY | 36001178
STP_009 - Lot7 | Data Enrichment | CIR |  | 2023-11-09 |  |  | 1053491 | 1053491 |  |  |  | ERSA | M | 2920 | 1577061GZPCLNT100 | EA |  | CLOTHING,SAFTY;COVERALLS 132ST HI VIS,OR | ROPA SEGU; | CLOTHING,SAFETY;ADDITIONAL FEATURES EN:COVERALLS 132ST HI VIS,ORANGE,COTTON DRILL 190GSM 3M TAPE BISLEY BC | ROPA SEGURIDAD; |  |  |  | 1068590 @@ ATOM SUPPLY MACKAY | 36001180 | 1068502 @@ ATOM SUPPLY | 36001180
STP_009 - Lot7 | Data Enrichment | CIR |  | 2023-11-09 |  |  | 1053492 | 1053492 |  |  |  | ERSA | M | 2920 | 1577062GZPCLNT100 | EA |  | CLOTHING,SAFTY;COVERALLS 87R HI VIS,ORNG | ROPA SEGU; | CLOTHING,SAFETY;ADDITIONAL FEATURES EN:COVERALLS 87R HI VIS,ORANGE,COTTON DRILL 190GSM 3M TAPE BISLEY BC67 | ROPA SEGURIDAD; |  |  |  | 1068590 @@ ATOM SUPPLY MACKAY | 36001186
STP_009 - Lot7 | Data Enrichment | CIR |  | 2023-11-09 |  |  | 1053493 | 1053493 |  |  |  | ERSA | M | 2920 | 1577064GZPCLNT100 | EA |  | CLOTHING,SAFTY;COVERALLS 107ST HI VIS,OR | ROPA SEGU; | CLOTHING,SAFETY;ADDITIONAL FEATURES EN:COVERALLS 107ST HI VIS,ORANGE,COTTON DRILL 190GSM 3M TAPE BISLEY BC | ROPA SEGURIDAD; |  |  |  | 1068590 @@ ATOM SUPPLY MACKAY | 90011491
STP_009 - Lot7 | Data Enrichment | MKV |  | 2023-11-09 |  |  | 1053704 | 1053704 |  |  |  | ERSA | M | 4090 | 1578909GZPCLNT100 | EA |  | COLLECTOR;FROTH CROWDER HDPE BLACK | COLECTOR; | COLLECTOR;ADDITIONAL FEATURES EN:FROTH CROWDER HDPE BLACK | COLECTOR; |  |  |  | 1068138 @@ GOUGH PLASTICS | MIM-FC-002-C
STP_009 - Lot7 | Data Enrichment | CIR |  | 2023-11-09 |  |  | 1053764 | 1053764 |  |  |  | ERSA | M | 4900 | 1580680GZPCLNT100 | EA |  | CHAIN;ALY,10 MM,GRABIQ 200C | CADENA; | CHAIN;TYPE:ALLOY,SIZE:10 MM,ADDITIONAL FEATURES EN:GRABIQ 200C | CADENA; |  |  |  | 1068332 @@ BULLIVANTS PTY LTD | WCCA-100G | 1068291 @@ BULLIVANTS PTY LIMITED | 1580680
STP_009 - Lot7 | Data Enrichment | CIR |  | 2023-11-09 |  |  | 1053776 | 1053776 |  |  |  | ERSA | M | 4900 | 1581335GZPCLNT100 | EA |  | CHAIN,LD RATED;TRNSPRT,10MMX9 M,G/HOOKS | CADENA CARGA NOMINAL; | CHAIN,LOAD RATED;ADDITIONAL FEATURES EN:TRNSPRT,10MMX9 M,G/HOOKS GR 70,HI TENSILE | CADENA CARGA NOMINAL; |  |  |  | 1068502 @@ ATOM SUPPLY | 79012031
STP_009 - Lot7 | Data Enrichment | BHJ |  | 2023-11-09 |  |  | 1053840 | 1053840 |  |  |  | ERSA | M | 5000 | 1583236GZPCLNT100 | EA |  | CHUCK;MAX,R/H,307.05.027-R | CEPO; | CHUCK;TYPE:MAX,ADDITIONAL FEATURES EN:R/H,307.05.027-R | CEPO; |  |  |  | 1069307 @@ DOWNUNDER MINING | 307.05.027-R
STP_009 - Lot7 | Data Enrichment | BHJ |  | 2023-11-09 |  |  | 1053842 | 1053842 |  |  |  | ERSA | M | 5000 | 1583238GZPCLNT100 | EA |  | CHUCK;ROTTN,COMPLT,R/H,89.307.05.003 | CEPO; | CHUCK;TYPE:ROTATION,ADDITIONAL FEATURES EN:COMPLETE,R/H,89.307.05.003 | CEPO; |  |  |  | 1069307 @@ DOWNUNDER MINING | 89.307.05.003
STP_009 - Lot7 | Data Enrichment | PJR |  | 2023-11-09 |  |  | 1053860 | 1053860 |  |  |  | ERSA | M | 5700 | 1583393GZPCLNT100 | EA |  | CONVEYOR,ROLR;BLOB TAILINGS SIDES,FEED I | RODILLO TRANSP; | CONVEYOR,ROLLER;ADDITIONAL FEATURES EN:BLOB TAILINGS SIDES,FEED IN WEIGHER ROLLER | RODILLO TRANSPORTADOR; |  |  |  | 1069878 @@ SRO TECHNOLOGY PTY LTD | R01-255S-0250-14-GS
STP_009 - Lot7 | Data Enrichment | PJR |  | 2023-11-09 |  |  | 1053861 | 1053861 |  |  |  | ERSA | M | 5700 | 1583394GZPCLNT100 | EA |  | CONVEYOR,ROLR;BLOB TAILINGS BOTTOM,FEED | RODILLO TRANSP; | CONVEYOR,ROLLER;ADDITIONAL FEATURES EN:BLOB TAILINGS BOTTOM,FEED IN WEIGHER ROLLER | RODILLO TRANSPORTADOR; |  |  |  | 1069878 @@ SRO TECHNOLOGY PTY LTD | R01-255S-0889-14-GS
STP_009 - Lot7 | Data Enrichment | PJR |  | 2023-11-09 |  |  | 1053862 | 1053862 |  |  |  | ERSA | M | 5700 | 1583395GZPCLNT100 | EA |  | CONVEYOR,ROLR;CCC WEIGHER ROLLER | RODILLO TRANSP; | CONVEYOR,ROLLER;ADDITIONAL FEATURES EN:CCC WEIGHER ROLLER | RODILLO TRANSPORTADOR; |  |  |  | 1069878 @@ SRO TECHNOLOGY PTY LTD | R04-306S-0625-16-GS
STP_009 - Lot7 | Data Enrichment | CIR |  | 2023-11-09 |  |  | 1053993 | 1053993 |  |  |  | ERSA | M | 4900 | 1577795GZPCLNT100 | M |  | CHAIN;ALY,22 MM,200C,HRDD,TEMPRD,GRABIQ | CADENA; | CHAIN;TYPE:ALLOY,SIZE:22 MM,ADDITIONAL FEATURES EN:200C,HARDENED,TEMPERED,GRABIQ | CADENA; |  |  |  | 1068291 @@ BULLIVANTS PTY LIMITED | 1577795 | 1068332 @@ BULLIVANTS PTY LTD | WCCA-220G
STP_009 - Lot7 | Data Enrichment | CIR |  | 2023-11-09 |  |  | 1053994 | 1053994 |  |  |  | ERSA | M | 4900 | 1578321GZPCLNT100 | M |  | CHAIN;HERC ALLOY,20 MM | CADENA; | CHAIN;TYPE:HERC ALLOY,SIZE:20 MM | CADENA; |  |  |  | 1068291 @@ BULLIVANTS PTY LIMITED | WCHA-200P
STP_009 - Lot7 | Data Enrichment | BHJ |  | 2023-11-09 |  |  | 1054097 | 1054097 |  |  |  | ERSA | M | 1500 | 1608615GZPCLNT100 | EA |  | BEAD;CORNER,2.7 M,90 DEG,BRND:RONDO | TALON; | BEAD;TYPE:CORNER,SIZE:2.7 M,ADDITIONAL FEATURES EN:90 DEG,BRND:RONDO | TALON; |  |  |  | 1068115 @@ ELLIOTT TIMBER SALES PTY LTD | ROP3227
STP_009 - Lot7 | Data Enrichment | BHJ |  | 2023-11-09 |  |  | 1054098 | 1054098 |  |  |  | ERSA | M | 1500 | 1608616GZPCLNT100 | EA |  | BEAD;CORNER,3 M,90 DEG,BRND:RONDO | TALON; | BEAD;TYPE:CORNER,SIZE:3 M,ADDITIONAL FEATURES EN:90 DEG,BRND:RONDO | TALON; |  |  |  | 1068115 @@ ELLIOTT TIMBER SALES PTY LTD | RONPO1LG30
STP_009 - Lot7 | Data Enrichment | BHJ |  | 2023-11-09 |  |  | 1054100 | 1054100 |  |  |  | ERSA | M | 1500 | 1608618GZPCLNT100 | EA |  | BEAD;CORNER,2.4M,135DEG,BRND:RONDO,EXTNL | TALON; | BEAD;TYPE:CORNER,SIZE:2.4M,ADDITIONAL FEATURES EN:135DEG,BRND:RONDO,EXTNL | TALON; |  |  |  | 1068115 @@ ELLIOTT TIMBER SALES PTY LTD | ROP3213524
STP_009 - Lot7 | Data Enrichment | BHJ |  | 2023-11-09 |  |  | 1054101 | 1054101 |  |  |  | ERSA | M | 1500 | 1608619GZPCLNT100 | EA |  | BEAD;CORNER,2.7M,135DEG,BRND:RONDO,EXTNL | TALON; | BEAD;TYPE:CORNER,SIZE:2.7M,ADDITIONAL FEATURES EN:135DEG,BRND:RONDO,EXTNL | TALON; |  |  |  | 1068115 @@ ELLIOTT TIMBER SALES PTY LTD | ROP3213527
STP_009 - Lot7 | Data Enrichment | BHJ |  | 2023-11-09 |  |  | 1054102 | 1054102 |  |  |  | ERSA | M | 1500 | 1608620GZPCLNT100 | EA |  | BEAD;CORNER,3 M,135 DEG,BRND:RONDO,EXTNL | TALON; | BEAD;TYPE:CORNER,SIZE:3 M,ADDITIONAL FEATURES EN:135 DEG,BRND:RONDO,EXTNL | TALON; |  |  |  | 1068115 @@ ELLIOTT TIMBER SALES PTY LTD | ROP3213530
STP_009 - Lot7 | Data Enrichment | BHJ |  | 2023-11-09 |  |  | 1054103 | 1054103 |  |  |  | ERSA | M | 1500 | 1608621GZPCLNT100 | EA |  | BEAD;CORNER,2.4M,135DEG,BRD:RONDO,INTRNL | TALON; | BEAD;TYPE:CORNER,SIZE:2.4M,ADDITIONAL FEATURES EN:135DEG,BRD:RONDO,INTRNL | TALON; |  |  |  | 1068115 @@ ELLIOTT TIMBER SALES PTY LTD | ROPSIA24
STP_009 - Lot7 | Data Enrichment | BHJ |  | 2023-11-09 |  |  | 1054104 | 1054104 |  |  |  | ERSA | M | 1500 | 1608622GZPCLNT100 | EA |  | BEAD;CORNER,2.7M,135DEG,BRD:RONDO,INTRNL | TALON; | BEAD;TYPE:CORNER,SIZE:2.7M,ADDITIONAL FEATURES EN:135DEG,BRD:RONDO,INTRNL | TALON; |  |  |  | 1068115 @@ ELLIOTT TIMBER SALES PTY LTD | ROPSIA27
STP_009 - Lot7 | Data Enrichment | BHJ |  | 2023-11-09 |  |  | 1054105 | 1054105 |  |  |  | ERSA | M | 1500 | 1608623GZPCLNT100 | EA |  | BEAD;CORNER,3M,135DEG,BRD:RONDO,INTRNL | TALON; | BEAD;TYPE:CORNER,SIZE:3M,ADDITIONAL FEATURES EN:135DEG,BRD:RONDO,INTRNL | TALON; |  |  |  | 1068115 @@ ELLIOTT TIMBER SALES PTY LTD | ROPSIA30
STP_009 - Lot7 | Data Enrichment | PJR |  | 2023-11-09 |  |  | 1054206 | 1054206 |  |  |  | ERSA | M | 2220 | 1609984GZPCLNT100 | EA |  | CROSS,PIPE;SHOULDERED,NOM 2 IN | TUBERIA TRANSV;,NOM | CROSS,PIPE;TYPE:SHOULDERED,NOMINAL SIZE:2 IN,COATING/FINISH:GALVANIZED,ADDITIONAL FEATURES EN:BRAND:VICTAULIC,TYPE:SC35 | TUBERIA TRANSVERSAL; |  |  |  | 1068325 @@ MRC GLOBAL AUSTRALIA PTY LTD | 1609984
STP_009 - Lot7 | Data Enrichment | PJR |  | 2023-11-09 |  |  | 1054279 | 1054279 |  |  |  | ERSA | M | 5700 | 1575216GZPCLNT100 | EA |  | CONVEYOR;RC-600,600 MM X 3 M,L824 | TRANSPORTADOR; | CONVEYOR;ADDITIONAL FEATURES EN:RC-600,600 MM X 3 M,L824 | TRANSPORTADOR; |  |  |  | 1068290 @@ HARE & FORBES | L824
STP_009 - Lot7 | Data Enrichment | CIR |  | 2023-11-09 |  |  | 1054294 | 1054294 |  |  |  | ERSA | M | 4900 | 1615150GZPCLNT100 | EA |  | CHAIN,SAW;B:STIHL,MPN:3610-000-0044 | SIERRA CADE; | CHAIN,SAW;ADDITIONAL FEATURES EN:B:STIHL,MPN:3610-000-0044,LENGTH:12 IN,PITCH: 3/8IN PGAUGE: 1.1MMLINKS | SIERRA CADENA; |  |  |  | 1068614 @@ BIKE & RIDER YAMAHA PTY LTD | 17748
STP_009 - Lot7 | Data Enrichment | CIR |  | 2023-11-09 |  |  | 1054297 | 1054297 |  |  |  | ERSA | M | 4900 | 1615153GZPCLNT100 | EA |  | CHAIN,SAW;B:STHIL,PN3621-000-0072 | SIERRA CADE;LENGTH:20 IN,PITCH: 3/8IN GA | CHAIN,SAW;ADDITIONAL FEATURES EN:B:STHIL,PN3621-000-0072 | SIERRA CADENA;CARACTERISTICAS ADICIONALES ES:LENGTH:20 IN,PITCH: 3/8IN GAUGE:1.6MMLINKS: 72 |  |  |  | 1068614 @@ BIKE & RIDER YAMAHA PTY LTD | 12769
STP_009 - Lot7 | Data Enrichment | CIR |  | 2023-11-09 |  |  | 1054302 | 1054302 |  |  |  | ERSA | M | 4900 | 1615158GZPCLNT100 | EA |  | CHAIN,SAW;B:STHIL,MPN:3670-000-0064 | SIERRA CADE; | CHAIN,SAW;ADDITIONAL FEATURES EN:B:STHIL,MPN:3670-000-0064,CHAIN PITCH: 6.35MM,DRIVE LINK THICKNESS: 1.1MM | SIERRA CADENA; |  |  |  | 1068614 @@ BIKE & RIDER YAMAHA PTY LTD | 35451
STP_009 - Lot7 | Data Enrichment | CIR |  | 2023-11-09 |  |  | 1054305 | 1054305 |  |  |  | ERSA | M | 4900 | 1615161GZPCLNT100 | EA |  | CHAIN,SAW;RND,DIA:150MM,L:3.2MM,B:STHIL | SIERRA CADE; | CHAIN,SAW;ADDITIONAL FEATURES EN:ROUND,DIA:150MM,L:3.2MM,B:STHIL,MPN:5605-771-3206 | SIERRA CADENA; |  |  |  | 1068614 @@ BIKE & RIDER YAMAHA PTY LTD | 37913
STP_009 - Lot7 | Data Enrichment | RYM |  | 2023-11-09 |  |  | 1054388 | 1054388 |  |  |  | ERSA | M | 1830 | 1616526GZPCLNT100 | EA |  | CYLINDER;FLOT,10 TON,4 IN | CILINDRO;10 TON | CYLINDER;TYPE:FLOAT,CAPACITY:10 TON,MATERIAL:,SIZE:4 IN | CILINDRO;CAPACIDAD:10 TON |  |  |  | 1068342 @@ ISADRAULICS | RG-104
STP_009 - Lot7 | Data Enrichment | NGB |  | 2023-11-09 |  |  | 1054492 | 1054492 |  |  |  | ERSA | M | 1600 | 1584288GZPCLNT100 | EA |  | BREATHER;PLUG KIT,G3/8 MOTOVARIO | BOQUETE; | BREATHER;TYPE:PLUG KIT,MATERIAL:,ADDITIONAL FEATURES EN:G3/8 MOTOVARIO | BOQUETE; |  |  |  | 1068418 @@ CONSOLIDATED BEARING CO (QLD) | 3033135
STP_009 - Lot7 | Data Enrichment | RYM |  | 2023-11-09 |  |  | 1054616 | 1054616 |  |  |  | ERSA | M | 5965 | 1585392GZPCLNT100 | EA |  | CYLINDER;HST,STL,LTG 1150 MM | CILINDRO; | CYLINDER;TYPE:HOIST,MATERIAL:STEEL,SIZE:LTG 1150 MM | CILINDRO; |  |  |  | 1069320 @@ ALLIGHT PTY LTD | MPMD01110000
STP_009 - Lot7 | Data Enrichment | MKV |  | 2023-11-09 |  |  | 1054818 | 1054818 |  |  |  | ERSA | M | 4090 | 1586283GZPCLNT100 | PAC |  | BEVERAGE BASE;HYDRATION,LEMON LIME,PACK | BASE BEBIDAS;,LEMON LIME,PACK,600 ML | BEVERAGE BASE;PRODUCT TYPE:HYDRATION,FLAVOUR:LEMON LIME,BASIC INGREDIENT:MAGNESIUM/POTASSIUM/SODIUM,CONTAINER TYPE:PACK,CONTAINER CAPACITY:600 ML,ADDITIONAL FEATURES EN:PN:SSSFLL,BRAND:THORZT,SUGAR FREE,PHYSICAL FORM:POWDER,3 GM SOLO SHOTS,50 SACHETS PER PACK | BASE BEBIDAS;AROMA:LEMON LIME,INGREDIENTE BASICO:MAGNESIO / POTASIO / SODIO,TIPO CONTENEDOR:PACK,CAPACIDAD CONTENEDOR:600 ML |  |  |  | 1068331 @@ ALLIANCE SAFETY EQUIPMENT P/L | SSSFLL
STP_009 - Lot7 | Data Enrichment | MKV |  | 2023-11-09 |  |  | 1054819 | 1054819 |  |  |  | ERSA | M | 4090 | 1586284GZPCLNT100 | PAC |  | BEVERAGE BASE;HYDRATION,ORANGE,PACK | BASE BEBIDAS;,ORANGE,PACK,600 ML | BEVERAGE BASE;PRODUCT TYPE:HYDRATION,FLAVOUR:ORANGE,BASIC INGREDIENT:MAGNESIUM/POTASSIUM/SODIUM,CONTAINER TYPE:PACK,CONTAINER CAPACITY:600 ML,ADDITIONAL FEATURES EN:PN:SSSFOR,BRAND:THORZT,SUGAR FREE,PHYSICAL FORM:POWDER,3 GM SOLO SHOTS,50 SACHETS PER PACK | BASE BEBIDAS;AROMA:ORANGE,INGREDIENTE BASICO:MAGNESIO / POTASIO / SODIO,TIPO CONTENEDOR:PACK,CAPACIDAD CONTENEDOR:600 ML |  |  |  | 1068331 @@ ALLIANCE SAFETY EQUIPMENT P/L | SSSFOR
STP_009 - Lot7 | Data Enrichment | CIR |  | 2023-11-09 |  |  | 1054957 | 1054957 |  |  |  | ERSA | M | 4090 | 1608112GZPCLNT100 | EA |  | CURTAIN;SHOWER,5 MM,WHITE,RING | CORTINA;DUCHA,BLANCO | CURTAIN;TYPE:SHOWER,SIZE:5 MM,COLOUR:WHITE,HANGING STYLE:RING | CORTINA;TIPO:DUCHA,TONO:BLANCO |  |  |  | 1069829 @@ J. THOMAS P/L (ACTIL DISTRIBUTOR | SCWHT5ML
STP_009 - Lot7 | Data Enrichment | PJR |  | 2023-11-09 |  |  | 1054994 | 1054994 |  |  |  | ERSA | M | 3300 | 1608869GZPCLNT100 | EA |  | ARBOR,HOLSW;32-198MM,11 MM,HEX | MANDRIL CORN;,HEX | ARBOR,HOLESAW;HOLESAW SIZE:32-198MM,SHANK SIZE:11 MM,SHANK TYPE:HEX,ADDITIONAL FEATURES EN:BRAND:SHEFFIELD,PTN:SHEARB-2 | MANDRIL CORONA;TIPO VASTAGO:HEX |  |  |  | 1068181 @@ CNW (MOUNT ISA) ELECT WHOLESALER | SHEARB-2
STP_009 - Lot7 | Data Enrichment | PJR |  | 2023-11-09 |  |  | 1055085 | 1055085 |  |  |  | ERSA | M | 2220 | 1609985GZPCLNT100 | EA |  | CROSS,PIPE;SHOULDERED,NOM 4 IN | TUBERIA TRANSV;,NOM | CROSS,PIPE;TYPE:SHOULDERED,NOMINAL SIZE:4 IN,COATING/FINISH:GALVANIZED,ADDITIONAL FEATURES EN:BRAND:VICTAULIC,TYPE:SC35 | TUBERIA TRANSVERSAL; |  |  |  | 1068325 @@ MRC GLOBAL AUSTRALIA PTY LTD | 1609985
STP_009 - Lot7 | Data Enrichment | PJR |  | 2023-11-09 |  |  | 1055086 | 1055086 |  |  |  | ERSA | M | 2220 | 1609986GZPCLNT100 | EA |  | CROSS,PIPE;SHOULDERED,NOM 6 IN | TUBERIA TRANSV;,NOM | CROSS,PIPE;TYPE:SHOULDERED,NOMINAL SIZE:6 IN,COATING/FINISH:GALVANIZED,ADDITIONAL FEATURES EN:BRAND:VICTAULIC,TYPE:SC35 | TUBERIA TRANSVERSAL; |  |  |  | 1068325 @@ MRC GLOBAL AUSTRALIA PTY LTD | 1609986
STP_009 - Lot7 | Data Enrichment | NGB |  | 2023-11-09 |  |  | 1055206 | 1055206 |  |  |  | ERSA | M | 2920 | 1614618GZPCLNT100 | EA |  | BARRIER;RETRACT,25 M,RED/WHITE,REEL,SFTY | BARRERA; | BARRIER;TYPE:RETRACT,SIZE:25 M,COLOUR:RED/WHITE,ADDITIONAL FEATURES EN:REEL,SFTY,304 STAINLESS STEEL SPRING MECHANISM | BARRERA; |  |  |  | 1068331 @@ ALLIANCE SAFETY EQUIPMENT P/L | RC 3012/25
STP_009 - Lot7 | Data Enrichment | NGB |  | 2023-11-09 |  |  | 1055207 | 1055207 |  |  |  | ERSA | M | 2920 | 1614619GZPCLNT100 | EA |  | BARRIER;10 M,MINI REEL | BARRERA; | BARRIER;SIZE:10 M,ADDITIONAL FEATURES EN:MINI REEL,304 STAINLESS STEEL SPRING MECHANISM | BARRERA; |  |  |  | 1068331 @@ ALLIANCE SAFETY EQUIPMENT P/L | BC312/10
STP_009 - Lot7 | Data Enrichment | NGB |  | 2023-11-09 |  |  | 1055209 | 1055209 |  |  |  | ERSA | M | 2920 | 1614621GZPCLNT100 | EA |  | BARRIER;EXPANDABLE,400-3450 MM,RED/WHITE | BARRERA;EXPANDIBLE | BARRIER;TYPE:EXPANDABLE,SIZE:400-3450 MM,COLOUR:RED/WHITE,ADDITIONAL FEATURES EN:SUPER GUARD | BARRERA;TIPO:EXPANDIBLE |  |  |  | 1068331 @@ ALLIANCE SAFETY EQUIPMENT P/L | EBRW
STP_009 - Lot7 | Data Enrichment | MKV |  | 2023-11-09 |  |  | 1055211 | 1055211 |  |  |  | ERSA | M | 4090 | 1614625GZPCLNT100 | EA |  | CRADLE;2 MTR,LIGHT WEIGHT,DUAL FITTING | CUNA; | CRADLE;ADDITIONAL FEATURES EN:2 MTR,LIGHT WEIGHT,DUAL FITTING | CUNA; |  |  |  | 1071435 @@ ABSAFE PTY LTD | 8888888
STP_009 - Lot7 | Data Enrichment | CIR |  | 2023-11-09 |  |  | 1055311 | 1055311 |  |  |  | ERSA | M | 1500 | 1615364GZPCLNT100 | EA |  | CLOSER,DR;PNEUMATIC,BLK,B:WHITCO | CIERRAPUERTAS; | CLOSER,DOOR;TYPE:PNEUMATIC,ADDITIONAL FEATURES EN:BLACK,B:WHITCO | CIERRAPUERTAS; |  |  |  | 1068222 @@ SHAINE HUNTER LOCKSMITHS | W810517
STP_009 - Lot7 | Data Enrichment | CIR |  | 2023-11-09 |  |  | 1055481 | 1055481 |  |  |  | ERSA | M | 3710 | 1584299GZPCLNT100 | EA |  | CHAIN;GRAB,3LEG,8MMX1.5M,CH SLG,G100 | CADENA; | CHAIN;TYPE:GRAB,SIZE:3LEG,8MMX1.5M,ADDITIONAL FEATURES EN:CH SLG,G100,SHORTENING HOOK& SAFETY HOOKS+TAG | CADENA; |  |  |  | 1068291 @@ BULLIVANTS PTY LIMITED | WCS-08-3-015-BVE
STP_009 - Lot7 | Data Enrichment | NGB |  | 2023-11-09 |  |  | 1055731 | 1055731 |  |  |  | ERSA | M | 2920 | 1607009GZPCLNT100 | EA |  | BARRIER;FLEXIBLE BOLLARD,750 MM,TPU,PREM | BARRERA; | BARRIER;TYPE:FLEXIBLE BOLLARD,SIZE:750 MM,MATERIAL:TPU,COLOUR:ORANGE,ADDITIONAL FEATURES EN:PREMIUM | BARRERA; |  |  |  | 1068254 @@ MOUNT ISA MINING SUPPLIES P/L | A4948
STP_009 - Lot7 | Data Enrichment | CIR |  | 2023-11-09 |  |  | 1055778 | 1055778 |  |  |  | ERSA | M | 2920 | 1607656GZPCLNT100 | EA |  | BARRICADE,SAFTY;REPLACEMENT BOLLARD | BARRERA SEGU; | BARRICADE,SAFETY;TYPE:REPLACEMENT BOLLARD,ADDITIONAL FEATURES EN:STEM ONLY | BARRERA SEGURIDAD; |  |  |  | 1068331 @@ ALLIANCE SAFETY EQUIPMENT P/L | BOL
STP_009 - Lot7 | Data Enrichment | CIR |  | 2023-11-09 |  |  | 1055779 | 1055779 |  |  |  | ERSA | M | 2920 | 1607657GZPCLNT100 | EA |  | BARRICADE,SAFTY;BOLLARD,6 KG,RUBBER,BAS | BARRERA SEGU; | BARRICADE,SAFETY;TYPE:BOLLARD,SIZE:6 KG,MATERIAL:RUBBER,ADDITIONAL FEATURES EN:BASE | BARRERA SEGURIDAD; |  |  |  | 1068331 @@ ALLIANCE SAFETY EQUIPMENT P/L | BB6
STP_009 - Lot7 | Data Enrichment | RYM |  | 2023-11-09 |  |  | 1055781 | 1055781 |  |  |  | ERSA | M | 5620 | 1606693GZPCLNT100 | EA |  | CYLINDER;PNEU,STL,80X500,D/A MAG,W/CEVIS | CILINDRO; | CYLINDER;TYPE:PNEUMATIC,MATERIAL:STEEL,SIZE:80X500,ADDITIONAL FEATURES EN:D/A MAG,W/CEVIS,DOUBLE ACTING, SINGLE ROD,TIE ROD | CILINDRO; |  |  |  | 1068125 @@ SMC CORPORATION (AUSTRALIA) PTY LTD | CDA2D80-500JZ
STP_009 - Lot7 | Data Enrichment | CIR |  | 2023-11-09 |  |  | 1055791 | 1055791 |  |  |  | ERSA | M | 1600 | 1607956GZPCLNT100 | EA |  | BLOWER;PK,DUAL ENDED,12 V,3SP,223 CFM | SOPLADOR;12 V | BLOWER;TYPE:PACK,DUAL ENDED,ELECTRICAL RATING:12 V,ADDITIONAL FEATURES EN:3SP,223 CFM,BRAND:OEX | SOPLADOR;VALOR ELECTRICO:12 V |  |  |  | 1068087 @@ ASHDOWN INGRAM | EMX009
STP_009 - Lot7 | Data Enrichment | RYM |  | 2023-11-09 |  |  | 1055899 | 1055899 |  |  |  | ERSA | M | 5000 | 1609600GZPCLNT100 | EA |  | CYLINDER;BOOM LIFT,040,STL,150 MM | CILINDRO; | CYLINDER;TYPE:BOOM LIFT,040,MATERIAL:STEEL,SIZE:150 MM | CILINDRO; |  |  |  | 1068585 @@ Jacon Equipment Pty Ltd | 12025027
STP_009 - Lot7 | Data Enrichment | BHJ |  | 2023-11-09 |  |  | 1055916 | 1055916 |  |  |  | ERSA | M | 4000 | 1609759GZPCLNT100 | EA |  | BEAD;MUD SET FLAT AWAY,TRIM-TEX TEAR,3 M | TALON; | BEAD;TYPE:MUD SET FLAT AWAY,TRIM-TEX TEAR,SIZE:3 M | TALON; |  |  |  | 1068115 @@ ELLIOTT TIMBER SALES PTY LTD | CSR123492
STP_009 - Lot7 | Data Enrichment | CIR |  | 2023-11-09 |  |  | 1055952 | 1055952 |  |  |  | ERSA | M | 1600 | 1609884GZPCLNT100 | EA |  | BARREL;TO FIT HANDLE CONMO021 OR CONMO02 | BARRIL; | BARREL;ADDITIONAL FEATURES EN:TO FIT HANDLE CONMO021 OR CONMO023 | BARRIL; |  |  |  | 1068181 @@ CNW (MOUNT ISA) ELECT WHOLESALER | CONMO043-4528
STP_009 - Lot7 | Data Enrichment | PJR |  | 2023-11-09 |  |  | 1056041 | 1056041 |  |  |  | ERSA | M | 5915 | 1615338GZPCLNT100 | EA |  | CHOCK,WHL;LIGHT WEIGHT,1200-1800 MM,3.5 | CUÑA RUEDAS; | CHOCK,WHEEL;TYPE:LIGHT WEIGHT,TIRE SIZE:1200-1800 MM,SIZE:3.5,ADDITIONAL FEATURES EN:SUIT MEDIUM SIZE VEHICLES | CUÃ‘A RUEDAS; |  |  |  | 1068797 @@ NATIONAL PLASTICS & RUBBER | NPR02097-00
STP_009 - Lot7 | Data Enrichment | PJR |  | 2023-11-09 |  |  | 1056077 | 1056077 |  |  |  | ERSA | M | 4010 | 1586834GZPCLNT100 | EA |  | CONVEYOR,ROLR;HEAVY DUTY ADJUSTABLE STAN | RODILLO TRANSP;,DIA RODI ,LG ,AN | CONVEYOR,ROLLER;TYPE:HEAVY DUTY ADJUSTABLE STANDS,CAPACITY:200 KG-EACH,ROLLER DIAMETER:60 MM,LENGTH:3000 MM,WIDTH:540 MM,PITCH: 300 MM,MATERIAL:ZINC PLATED STEEL | RODILLO TRANSPORTADOR; |  |  |  | 1068181 @@ CNW (MOUNT ISA) ELECT WHOLESALER | HARL830
STP_009 - Lot7 | Data Enrichment | PJR |  | 2023-11-09 |  |  | 1056078 | 1056078 |  |  |  | ERSA | M | 4050 | 1586835GZPCLNT100 | EA |  | BENCH;WORK TABLE,STEEL,POWDER COATED | BANCO;MESA DE TRABAJO,ACERO | BENCH;TYPE:WORK TABLE,SIZE:WD 2000X D 640 X H 870 MM,MATERIAL:STEEL,FINISH:POWDER COATED,ADDITIONAL FEATURES EN:MODEL:WBS-3D,PTNO: HARLA380,BRAND:HAFCO,LOAD CAPACITY:500KG,3 X LOCKABLE DRAWERS | BANCO;TIPO:MESA DE TRABAJO,MATERIAL:ACERO,ACABADO:POLVO RECUBIERTO |  |  |  | 1068181 @@ CNW (MOUNT ISA) ELECT WHOLESALER | HARLA380
STP_009 - Lot7 | Data Enrichment | CIR |  | 2023-11-09 |  |  | 1056083 | 1056083 |  |  |  | ERSA | M | 5920 | 1588566GZPCLNT100 | EA |  | CLOSER,DR;HEAVY DUTY,70 DEG,EN 1154 | CIERRAPUERTAS;CARGA PESADA | CLOSER,DOOR;TYPE:HEAVY DUTY,OPENING ANGLE:70 DEG,CERTIFICATION/STANDARD:EN 1154,ADDITIONAL FEATURES EN:BRAND:RYOBI,SERIES:2550 | CIERRAPUERTAS;TIPO:CARGA PESADA |  |  |  | 1068222 @@ SHAINE HUNTER LOCKSMITHS | D2550BCUNIVS
STP_009 - Lot7 | Data Enrichment | CIR |  | 2023-11-09 |  |  | 1056111 | 1056111 |  |  |  | ERSA | M | 5960 | 1586662GZPCLNT100 | EA |  | BARRICADE;ARCH,UPRIGHT,LEFT,RIGHT,FRME | BARRICADA; | BARRICADE;TYPE:ARCH,LEGEND:UPRIGHT,LEFT,RIGHT,ADDITIONAL FEATURES EN:FRAME | BARRICADA; |  |  |  | 1070840 @@ HOLLEY INDUSTRIES PTY LTD | ABLRU01
STP_009 - Lot7 | Data Enrichment | RYM |  | 2023-11-09 |  |  | 1056378 | 1056378 |  |  |  | ERSA | M | 5920 | 1608678GZPCLNT100 | EA |  | CYLINDER;STROKE CYLINDER,2X12 IN | CILINDRO; | CYLINDER;TYPE:STROKE CYLINDER,MATERIAL:,SIZE:2X12 IN,ADDITIONAL FEATURES EN:BRAND:JACON | CILINDRO; |  |  |  | 1068585 @@ Jacon Equipment Pty Ltd | 17045002
STP_009 - Lot7 | Data Enrichment | PJR |  | 2023-11-09 |  |  | 1056400 | 1056400 |  |  |  | ERSA | M | 4005 | 1609194GZPCLNT100 | EA |  | DRIVER;18V COMPACT BRUSHLESS | CONDUCTOR; | DRIVER;SIZE:18V COMPACT BRUSHLESS,ADDITIONAL FEATURES EN:4-STAGE IMPACT DRIVER | CONDUCTOR; |  |  |  | 1068254 @@ MOUNT ISA MINING SUPPLIES P/L | DTD172Z
STP_009 - Lot7 | Data Enrichment | PJR |  | 2023-11-09 |  |  | 1056435 | 1056435 |  |  |  | ERSA | M | 4090 | 1609658GZPCLNT100 | EA |  | DISINFECTANT;SAFETY DUCT/AIR GEL,4 KG | DESINFECTANTE; | DISINFECTANT;TYPE:SAFETY DUCT/AIR GEL,CONTAINER:4 KG | DESINFECTANTE; |  |  |  | 1068928 @@ SO-SAFE SPECIALTY PRODUCTS | SADGEL4KG
STP_009 - Lot7 | Data Enrichment | PJR |  | 2023-11-09 |  |  | 1056436 | 1056436 |  |  |  | ERSA | M | 4090 | 1609659GZPCLNT100 | EA |  | DISINFECTANT;FOGING LIQUID,SAFETY AIR,5L | DESINFECTANTE; | DISINFECTANT;TYPE:FOGING LIQUID,SAFETY AIR,CONTAINER:5L | DESINFECTANTE; |  |  |  | 1068928 @@ SO-SAFE SPECIALTY PRODUCTS | SAFOG5
STP_009 - Lot7 | Data Enrichment | RYM |  | 2023-11-09 |  |  | 1056449 | 1056449 |  |  |  | ERSA | M | 4090 | 1609889GZPCLNT100 | EA |  | CYLINDER;MXA,STL,40X50 MM,50 D/A | CILINDRO; | CYLINDER;TYPE:MXA,MATERIAL:STEEL,SIZE:40X50 MM,ADDITIONAL FEATURES EN:50 D/A | CILINDRO; |  |  |  | 1068330 @@ SMC CORPORATION (AUST) PTY LTD | C96ST40-50+50CK-XAZ20531
STP_009 - Lot7 | Data Enrichment | CIR |  | 2023-11-09 |  |  | 1056787 | 1056787 |  |  |  | ERSA | M | 4900 | 1615667GZPCLNT100 | FT |  | CHAIN;DIAMOND O8B-2,PITCH 1/2 IN | CADENA; | CHAIN;TYPE:DIAMOND O8B-2,SIZE:PITCH 1/2 IN,ADDITIONAL FEATURES EN:SAPHIRE ,BS DUP CHAIN,BS DUP CHAIN | CADENA; |  |  |  | 1068418 @@ CONSOLIDATED BEARING CO (QLD) | 10646953
STP_009 - Lot7 | Data Enrichment | RYM |  | 2023-11-09 |  |  | 1056802 | 1056802 |  |  |  | ERSA | M | 4040 | 1615758GZPCLNT100 | EA |  | CYLINDER,GAS;AIR,400 L,163 BAR | CILINDRO GAS; | CYLINDER,GAS;TYPE:AIR,CAPACITY:400 L,PRESSURE RATING:163 BAR,ADDITIONAL FEATURES EN:MEDICAL DRY AIR MAN 15 SIZE | CILINDRO GAS; |  |  |  | 1069414 @@ BOC GASES (GAS DELIVERIES) | 470MAN15
STP_009 - Lot7 | Data Enrichment | CIR |  | 2023-11-09 |  |  | 1056908 | 1056908 |  |  |  | ERSA | M | 5820 | 1555404GZPCLNT100 | EA |  | BLOWER;HTR,CONVEYING SYSTEM | SOPLADOR; | BLOWER;TYPE:HEATER,ADDITIONAL FEATURES EN:CONVEYING SYSTEM | SOPLADOR; |  |  |  | 1071823 @@ PROMINENT FLUID CONTROLS P/L | SC40
STP_009 - Lot7 | Data Enrichment | BHJ |  | 2023-11-09 |  |  | 1057241 | 1057241 |  |  |  | ERSA | M | 4305 | 1542566GZPCLNT100 | EA |  | CHAMBER;BURNR | CAMARA INDUST; | CHAMBER;ADDITIONAL FEATURES EN:BURNER | CAMARA INDUSTRIAL; |  |  |  | 1072034 @@ ACCUTHERM INTERNATIONAL P/L | 1542566
STP_009 - Lot7 | Data Enrichment | MKV |  | 2023-11-09 |  |  | 1057272 | 1057272 |  |  |  | ERSA | M | 4200 | 1542604GZPCLNT100 | EA |  | CRUCIBLE,LAB;C | CRISOL LABO; | CRUCIBLE,LAB;SIZE:CARBON | CRISOL LABORATORIO; |  |  |  | 1068653 @@ WOODFIELDS ENGINEERING | 1542604
STP_009 - Lot7 | Data Enrichment | CIR |  | 2023-11-09 |  |  | 1057454 | 1057454 |  |  |  | ERSA | M | 1600 | 1604649GZPCLNT100 | EA |  | BUS BAR;INSULATED,LG 35 MM,THREAD:M8 | BARRA BUS;AISLADO,LG | BUS BAR;TYPE:INSULATED,LENGTH:35 MM,ADDITIONAL FEATURES EN:THREAD:M8 | BARRA BUS;TIPO:AISLADO |  |  |  | 1068181 @@ CNW (MOUNT ISA) ELECT WHOLESALER | REPSM-35-M8
STP_009 - Lot7 | Data Enrichment | CIR |  | 2023-11-09 |  |  | 1057515 | 1057515 |  |  |  | ERSA | M | 4090 | 1549386GZPCLNT100 | PAC |  | BUCKLE;PLSTC,STRAPPING | HEBILLA; | BUCKLE;ADDITIONAL FEATURES EN:PLASTIC,STRAPPING | HEBILLA; |  |  |  | 1068652 @@ J BLACKWOOD & SONS | 1033258 | 1068093 @@ BLACKWOODS & SONS | 1033258
STP_009 - Lot7 | Data Enrichment | CIR |  | 2023-11-09 |  |  | 1057551 | 1057551 |  |  |  | ERSA | M | 4090 | 1569961GZPCLNT100 | M |  | CHAIN;LNK,4MM,S/S 316 | CADENA; | CHAIN;TYPE:LINK,SIZE:4MM,ADDITIONAL FEATURES EN:S/S 316 | CADENA; |  |  |  | 1069714 @@ BLACKWOODS | 812413 | 1068652 @@ J BLACKWOOD & SONS | 812413
STP_009 - Lot7 | Data Enrichment | CIR |  | 2023-11-09 |  |  | 1057587 | 1057587 |  |  |  | ERSA | M | 1600 | 1604947GZPCLNT100 | EA |  | CONDITIONER,SGNL;ANALOGUE,0.5-2.5 A DC | ACONDICIONADOR SEÑAL;,DIN RAIL | CONDITIONER,SIGNAL;TYPE:ANALOGUE,INPUT RATING:0.5-2.5 A DC,OUTPUT RATING:21.6-26.4 V DC,SIZE:112.5X6.1 MM,MOUNTING TYPE:DIN RAIL, TEMPERATURE RATING:-20-60 DEG C,CERTIFICATION/STANDARD:IEC 61326-1,NE 21,ADDITIONAL FEATURES EN:SUPPLY MODULE, DISTRIBUTES SUPPLY VOLTAGE TO RAIL BUS,TYPE OF CONNECTION:SCREW CONNECTION,BRAND:WEIDMUELLER | ACONDICIONADOR SEÃ‘AL;TIPO MONTAJE:DIN RAIL |  |  |  | 1069660 @@ PACIFIC RIM TECHNICAL SERVICES | 1282490000
STP_009 - Lot7 | Data Enrichment | CIR |  | 2023-11-09 |  |  | 1057638 | 1057638 |  |  |  | ERSA | M | 4005 | 1608174GZPCLNT100 | EA |  | CLOSER,DR;BACKCHECK,COLOUR:SILVER | CIERRAPUERTAS; | CLOSER,DOOR;TYPE:BACKCHECK,ADDITIONAL FEATURES EN:COLOUR:SILVER,BRAND:LOCKWOOD ASSA ABLOY | CIERRAPUERTAS; |  |  |  | 1068652 @@ J BLACKWOOD & SONS | 6580792
STP_009 - Lot7 | Data Enrichment | NGB |  | 2023-11-09 |  |  | 1057727 | 1057727 |  |  |  | ERSA | M | 1500 | 1614978GZPCLNT100 | EA |  | BINDER;WET POUR PROCURE,4KG PAIL | AGLUTINANTE; | BINDER;TYPE:WET POUR PROCURE,MATERIAL:DI-ISOCYANATE AND POLYETHER POLYOLS,ADDITIONAL FEATURES EN:4KG PAIL | AGLUTINANTE; |  |  |  | 1071696 @@ CLARK RUBBER TOWNSVILLE | 52587
STP_009 - Lot7 | Data Enrichment | CIR |  | 2023-11-09 |  |  | 1057739 | 1057739 |  |  |  | ERSA | M | 4900 | 1615073GZPCLNT100 | EA |  | CHAIN;CRUSHER LIFTING,10 MM,LG 3 M,4 LEG | CADENA;LG | CHAIN;TYPE:CRUSHER LIFTING,SIZE:10 MM,LENGTH:3 M,ADDITIONAL FEATURES EN:4 LEG,CH SLG GRABIQ,MF16/13 MASTERLINK & CGD C-GRAB DUO & GBK HOOKS | CADENA; |  |  |  | 1068291 @@ BULLIVANTS PTY LIMITED | WCS-10-4-MCGB-3
STP_009 - Lot7 | Data Enrichment | CIR |  | 2023-11-09 |  |  | 1057769 | 1057769 |  |  |  | ERSA | M | 5920 | 1614565GZPCLNT100 | EA |  | CHAIN;ROLR,1/2 IN,ISO 08B1 | CADENA; | CHAIN;TYPE:ROLLER,SIZE:1/2 IN,CERTIFICATION/STANDARD:ISO 08B1,ADDITIONAL FEATURES EN:INCL.CHAIN LOCK 212175 | CADENA; |  |  |  | 1071823 @@ PROMINENT FLUID CONTROLS P/L | T212181
STP_009 - Lot7 | Data Enrichment | CIR |  | 2023-11-09 |  |  | 1057819 | 1057819 |  |  |  | ERSA | M | 2700 | 1553132GZPCLNT100 | EA |  | DESK;SIT/STAND,890MM,BLK,PROFESSIONAL EL | ESCRITORIO; | DESK;ADDITIONAL FEATURES EN:SIT/STAND,890MM,BLACK,PROFESSIONAL ELECTRONIC | ESCRITORIO; |  |  |  | 1068572 @@ OFFICEWORKS TOWNSVILLE | STPROESSMB | 1068167 @@ WINC AUSTRALIA PTY LTD | 1553132
STP_009 - Lot7 | Data Enrichment | PJR |  | 2023-11-09 |  |  | 1057856 | 1057856 |  |  |  | ERSA | M | 4020 | 1562170GZPCLNT100 | EA |  | DISINFECTANT;HOSP GDE,BOTTLE 500 ML | DESINFECTANTE; | DISINFECTANT;TYPE:HOSP GDE,CONTAINER:BOTTLE 500 ML,ADDITIONAL FEATURES EN:12X500ML,BRACTON MEDI 1 | DESINFECTANTE; |  |  |  | 1068928 @@ SO-SAFE SPECIALTY PRODUCTS | 1562170
STP_009 - Lot7 | Data Enrichment | PJR |  | 2023-11-09 |  |  | 1057857 | 1057857 |  |  |  | ERSA | M | 4020 | 1562171GZPCLNT100 | EA |  | DISINFECTANT;HOSP GDE,25 L,LIQUID | DESINFECTANTE;25 L,EL LIQUIDO | DISINFECTANT;TYPE:HOSP GDE,CONTAINER:25 L,FORM:LIQUID,ADDITIONAL FEATURES EN:CTN 25 LITRES,BRACTON MEDI 1 | DESINFECTANTE;CONTENEDOR:25 L,MOLDE:EL LIQUIDO |  |  |  | 1068928 @@ SO-SAFE SPECIALTY PRODUCTS | 1562171
STP_009 - Lot7 | Data Enrichment | PJR |  | 2023-11-09 |  |  | 1057858 | 1057858 |  |  |  | ERSA | M | 4020 | 1562172GZPCLNT100 | EA |  | DISINFECTANT;HOSP GDE,5 L | DESINFECTANTE;5 L | DISINFECTANT;TYPE:HOSP GDE,CONTAINER:5 L,ADDITIONAL FEATURES EN:3X5 L,BRACTON MEDI 1 | DESINFECTANTE;CONTENEDOR:5 L |  |  |  | 1068928 @@ SO-SAFE SPECIALTY PRODUCTS | 1562172
STP_009 - Lot7 | Data Enrichment | PJR |  | 2023-11-09 |  |  | 1058042 | 1058042 |  |  |  | ERSA | M | 5700 | 1544563GZPCLNT100 | EA |  | CONVEYOR,ROLR;SIDE GUIDE,54X110X20MM | RODILLO TRANSP; | CONVEYOR,ROLLER;ADDITIONAL FEATURES EN:SIDE GUIDE,54X110X20MM | RODILLO TRANSPORTADOR; |  |  |  | 1068293 @@ BRITRAC (AUST) PTY LTD | BES-K-ROL-SG-54X110
STP_009 - Lot7 | Data Enrichment | BHJ |  | 2023-11-09 |  |  | 1058259 | 1058259 |  |  |  | ERSA | M | 1600 | 1587160GZPCLNT100 | EA |  | ALARM;AUDIBLE SIGNALS,115 VAC,0.08 A | ALARMA; | ALARM;TYPE:AUDIBLE SIGNALS,VOLTAGE RATING:115 VAC,CURRENT RATING:0.08 A,MATERIAL:POLYESTER,ADDITIONAL FEATURES EN:YODALEX SOUNDER | ALARMA; |  |  |  | 1068181 @@ CNW (MOUNT ISA) ELECT WHOLESALER | YA90-C-L-EN-RN-ST-00-00-00
STP_009 - Lot7 | Data Enrichment | CIR |  | 2023-11-09 |  |  | 1058273 | 1058273 |  |  |  | ERSA | M | 4090 | 1567809GZPCLNT100 | M |  | CHAIN;HND,MGGT050,EXTRA DROP,PER METRE | CADENA; | CHAIN;TYPE:HAND,SIZE:MGGT050,ADDITIONAL FEATURES EN:EXTRA DROP,PER METRE | CADENA; |  |  |  | 1068502 @@ ATOM SUPPLY | 504615
STP_009 - Lot7 | Data Enrichment | PJR |  | 2023-11-09 |  |  | 1058420 | 1058420 |  |  |  | ERSA | M | 4500 | 1606724GZPCLNT100 | EA |  | DRIVER;SINGLE ENCODER,A1000 ACCESSORY | CONDUCTOR; | DRIVER;TYPE:SINGLE ENCODER,SIZE:A1000 ACCESSORY,ADDITIONAL FEATURES EN:DIFFERENTIAL LINE DRIVER,MAXIMUM INPUT FREQUENCY: 300 KHZ, PHASES A AND B MOUNTS AT OPTION CONNECTOR CN5-C OR CN5-B | CONDUCTOR; |  |  |  | 1070461 @@ ESM AUSTRALIA PTY LTD | PG-X3
STP_009 - Lot7 | Data Enrichment | NGB |  | 2023-11-09 |  |  | 1058510 | 1058510 |  |  |  | ERSA | M | 4005 | 1609032GZPCLNT100 | EA |  | BENDER,PIPE/TUB;BENDR,3/4 IN TUBE | CURVADORA TUBE/TUBO; | BENDER,PIPE/TUBE;ADDITIONAL FEATURES EN:BENDER,3/4 IN TUBE | CURVADORA TUBERIA/TUBO; |  |  |  | 1068155 @@ REECE PTY LTD | 7705207
STP_009 - Lot7 | Data Enrichment | NGB |  | 2023-11-09 |  |  | 1058511 | 1058511 |  |  |  | ERSA | M | 4005 | 1609033GZPCLNT100 | EA |  | BENDER,PIPE/TUB;BENDR,1/2 IN TUBE | CURVADORA TUBE/TUBO; | BENDER,PIPE/TUBE;ADDITIONAL FEATURES EN:BENDER,1/2 IN TUBE | CURVADORA TUBERIA/TUBO; |  |  |  | 1068155 @@ REECE PTY LTD | 7705206
STP_009 - Lot7 | Data Enrichment | MKV |  | 2023-11-09 |  |  | 1058683 | 1058683 |  |  |  | ERSA | M | 1600 | 1583981GZPCLNT100 | EA |  | AMPLIFIER;AIR,8 IN,DELUXE SUPER KIT | AMPLIFICADOR; | AMPLIFIER;TYPE:AIR,ADDITIONAL FEATURES EN:8 IN,DELUXE SUPER KIT,KIT CONSIST SUPER AIR AMPLIFIER,SHIM SET,FILTER SEPARATOR AND, PRESSURE REGULATOR (WITH COUPLER) | AMPLIFICADOR; |  |  |  | 1068181 @@ CNW (MOUNT ISA) ELECT WHOLESALER | PNE120228DX
STP_009 - Lot7 | Data Enrichment | MKV |  | 2023-11-09 |  |  | 1058684 | 1058684 |  |  |  | ERSA | M | 1600 | 1583982GZPCLNT100 | EA |  | AMPLIFIER;AIR,2 IN,DELUXE SUPER KIT | AMPLIFICADOR; | AMPLIFIER;TYPE:AIR,ADDITIONAL FEATURES EN:2 IN,DELUXE SUPER KIT,KIT CONSIST SUPER AIR AMPLIFIER,SHIM SET,FILTER SEPARATOR AND, PRESSURE REGULATOR (WITH COUPLER) | AMPLIFICADOR; |  |  |  | 1068181 @@ CNW (MOUNT ISA) ELECT WHOLESALER | PNE120222DX
STP_009 - Lot7 | Data Enrichment | RYM |  | 2023-11-09 |  |  | 1058948 | 1058948 |  |  |  | ERSA | M | 5920 | 1586424GZPCLNT100 | EA |  | CYLINDER; ALLOY, 160 X 350 | CILINDRO; | CYLINDER;MATERIAL:Â ALLOY,SIZE:Â 160 X 350 | CILINDRO; |  |  |  | 1068125 @@ SMC CORPORATION (AUSTRALIA) PTY LTD | CDS1TN160-350-XAQ20326
STP_009 - Lot7 | Data Enrichment | MKV |  | 2023-11-09 |  |  | 1059137 | 1059137 |  |  |  | ERSA | M | 4090 | 1608075GZPCLNT100 | EA |  | DAMPER;PN:256162001,PRIMUS FS1000 | AMORTIGUADOR; | DAMPER;ADDITIONAL FEATURES EN:PN:256162001,PRIMUS FS1000 | AMORTIGUADOR; |  |  |  | 1068433 @@ NQ LAUNDRY TECH SERVICES PTY LTD | 256162001
STP_009 - Lot7 | Data Enrichment | CIR |  | 2023-11-09 |  |  | 1059455 | 1059455 |  |  |  | ERSA | M | 4900 | 1614056GZPCLNT100 | M |  | CHAIN;TRANSPORT,10 MM,GRADE 70,AU | CADENA; | CHAIN;TYPE:TRANSPORT,SIZE:10 MM,MATERIAL:GRADE 70,ADDITIONAL FEATURES EN:GOLD | CADENA; |  |  |  | 1068332 @@ BULLIVANTS PTY LTD | WCTP-100D
STP_009 - Lot7 | Data Enrichment | CIR |  | 2023-11-09 |  |  | 1059463 | 1059463 |  |  |  | ERSA | M | 4015 | 1614096GZPCLNT100 | EA |  | CONDITIONER;WTR,HYDROMAX 100 | ACONDICIONADOR; | CONDITIONER;ADDITIONAL FEATURES EN:WATER,HYDROMAX 100 | ACONDICIONADOR; |  |  |  | 1071577 @@ IONIZED PTY T/AS HYDROSMART | HYDROMAX 100
STP_009 - Lot7 | Data Enrichment | CIR |  | 2023-11-09 |  |  | 1059471 | 1059471 |  |  |  | ERSA | M | 1500 | 1614167GZPCLNT100 | EA |  | CLOSER,DR;PNEUMATIC,36 X 274 X42 MM,BLK | CIERRAPUERTAS; | CLOSER,DOOR;TYPE:PNEUMATIC,SIZE:36 X 274 X42 MM,MATERIAL:STEEL,ADDITIONAL FEATURES EN:BLACK,SCREEN,BRAND:TRIO,18KG,DC018BL | CIERRAPUERTAS; |  |  |  | 1068115 @@ ELLIOTT TIMBER SALES PTY LTD | 9328879111711
STP_009 - Lot7 | Data Enrichment | PJR |  | 2023-11-09 |  |  | 1059493 | 1059493 |  |  |  | ERSA | M | 4090 | 1615037GZPCLNT100 | EA |  | CHOCK,WHL;280X560X390 MM,PLASTIC,YELLOW | CUÑA RUEDAS;,AMARILLO | CHOCK,WHEEL;SIZE:280X560X390 MM,MATERIAL:PLASTIC,COLOUR:YELLOW,ADDITIONAL FEATURES EN:OZCC105YEL,16 KG,BRAND:FSP AUSTRALIA | CUÃ‘A RUEDAS;TONO:AMARILLO |  |  |  | 1068652 @@ J BLACKWOOD & SONS | 1068849
STP_009 - Lot7 | Data Enrichment | NGB |  | 2023-11-09 |  |  | 1059507 | 1059507 |  |  |  | ERSA | M | 4050 | 1586176GZPCLNT100 | EA |  | BINDER;A4,250 PG,3 D RING,25 MM,WHITE | AGLUTINANTE;A 4 | BINDER;SHEET SIZE:A4,SHEET CAPACITY:250 PG,BINDING STYLE:3 D RING,SIZE:25 MM,COLOUR:WHITE,ADDITIONAL FEATURES EN:MATERIAL: POLYPROPYLENE,BRAND:WINC EARTH | AGLUTINANTE;TAMAÃ‘O LAMINA:A 4 |  |  |  | 1068167 @@ WINC AUSTRALIA PTY LTD | 37236601
STP_009 - Lot7 | Data Enrichment | NGB |  | 2023-11-09 |  |  | 1059510 | 1059510 |  |  |  | ERSA | M | 4050 | 1586179GZPCLNT100 | EA |  | BINDER;DOCUMENT,A3,150 PG,BUTTON,CLEAR | AGLUTINANTE; | BINDER;TYPE:DOCUMENT,SHEET SIZE:A3,SHEET CAPACITY:150 PG,BINDING STYLE:BUTTON,COLOUR:CLEAR,ADDITIONAL FEATURES EN:BRAND: MARBIG | AGLUTINANTE; |  |  |  | 1068167 @@ WINC AUSTRALIA PTY LTD | 25095949
STP_009 - Lot7 | Data Enrichment | PJR |  | 2023-11-09 |  |  | 1059585 | 1059585 |  |  |  | ERSA | M | 4020 | 1584115GZPCLNT100 | EA |  | DISINFECTANT;LIQ,LEMON,5L,X-5 | DESINFECTANTE; | DISINFECTANT;TYPE:LIQUID,FRAGRANCE:LEMON,ADDITIONAL FEATURES EN:5L,X-5 | DESINFECTANTE; |  |  |  | 1068652 @@ J BLACKWOOD & SONS | 701318
STP_009 - Lot7 | Data Enrichment | PJR |  | 2023-11-09 |  |  | 1059586 | 1059586 |  |  |  | ERSA | M | 4020 | 1584116GZPCLNT100 | EA |  | DISINFECTANT;LIQ,LEMON,5L,BLEACH | DESINFECTANTE; | DISINFECTANT;TYPE:LIQUID,FRAGRANCE:LEMON,ADDITIONAL FEATURES EN:5L,BLEACH | DESINFECTANTE; |  |  |  | 1068652 @@ J BLACKWOOD & SONS | 899746
STP_009 - Lot7 | Data Enrichment | PJR |  | 2023-11-09 |  |  | 1059587 | 1059587 |  |  |  | ERSA | M | 4020 | 1584117GZPCLNT100 | EA |  | DISINFECTANT;LIQ,LEMON,5L | DESINFECTANTE; | DISINFECTANT;TYPE:LIQUID,FRAGRANCE:LEMON,ADDITIONAL FEATURES EN:5L | DESINFECTANTE; |  |  |  | 1068652 @@ J BLACKWOOD & SONS | 4042081
STP_009 - Lot7 | Data Enrichment | RYM |  | 2023-11-09 |  |  | 1060056 | 1060056 |  |  |  | ERSA | M | 5920 | 1614377GZPCLNT100 | EA |  | CYLINDER;HYDR,HOLD DWN,PN:L3106420-R3 | CILINDRO; | CYLINDER;TYPE:HYDRAULIC,MATERIAL:,SIZE:,ADDITIONAL FEATURES EN:HOLD DOWN,PN:L3106420-R3,TO SUIT HGL-3108 GUILLOTINE BAYKAL | CILINDRO; |  |  |  | 1068290 @@ HARE & FORBES | HK1011
STP_009 - Lot7 | Data Enrichment | RYM |  | 2023-11-09 |  |  | 1060058 | 1060058 |  |  |  | ERSA | M | 5920 | 1614379GZPCLNT100 | EA |  | CYLINDER;HYDR,MAIN,PN:YEDEK L3108370-R4 | CILINDRO; | CYLINDER;TYPE:HYDRAULIC,MATERIAL:,SIZE:,ADDITIONAL FEATURES EN:MAIN,PN:YEDEK L3108370-R4,TO SUIT HGL -3108 GUILLOTINE BAYKAL | CILINDRO; |  |  |  | 1068290 @@ HARE & FORBES | HK1004
STP_009 - Lot7 | Data Enrichment | RYM |  | 2023-11-09 |  |  | 1060060 | 1060060 |  |  |  | ERSA | M | 5920 | 1614391GZPCLNT100 | EA |  | CYLINDER;N,BAYKAL,PN:L3108490-R1 | CILINDRO; | CYLINDER;TYPE:NITROGEN,MATERIAL:,SIZE:,ADDITIONAL FEATURES EN:BAYKAL,PN:L3108490-R1,TO SUIT HGL-3108 GUILLOTINE | CILINDRO; |  |  |  | 1068290 @@ HARE & FORBES | HK0999
STP_009 - Lot7 | Data Enrichment | NGB |  | 2023-11-09 |  |  | 1060183 | 1060183 |  |  |  | ERSA | M | 5905 | 1615332GZPCLNT100 | EA |  | BREATHER;DSCC,CRTG,VMF 0.035 UBM.0 | BOQUETE; | BREATHER;TYPE:DESICCANT,MATERIAL:,ADDITIONAL FEATURES EN:CARTRIDGE,VMF 0.035 UBM.0 | BOQUETE; |  |  |  | 1068342 @@ ISADRAULICS | 1279244
STP_009 - Lot7 | Data Enrichment | RYM |  | 2023-11-09 |  |  | 1060309 | 1060309 |  |  |  | ERSA | M | 5000 | 1563528GZPCLNT100 | EA |  | CYLINDER;STL,224663-3 | CILINDRO; | CYLINDER;MATERIAL:STEEL,SIZE:TBC,ADDITIONAL FEATURES EN:PIPELOADER GRIPPER,PT224663-3,ASSY22436-3-10 | CILINDRO; |  |  |  | 1068129 @@ TERRATEC AUSTRALIA PTY LTD | 1563528
STP_009 - Lot7 | Data Enrichment | NGB |  | 2023-11-09 |  |  | 1060322 | 1060322 |  |  |  | ERSA | M | 5910 | 1544520GZPCLNT100 | EA |  | BREATHER;CRTG,DSCC,2207462 | BOQUETE; | BREATHER;TYPE:CARTRIDGE,MATERIAL:TBC,ADDITIONAL FEATURES EN:DESICCANT | BOQUETE; |  |  |  | 1068621 @@ COOPER FLUID SYSTEMS | 2207462
STP_009 - Lot7 | Data Enrichment | CIR |  | 2023-11-09 |  |  | 1060458 | 1060458 |  |  |  | ERSA | M | 5955 | 1522815GZPCLNT100 | EA |  | BARRICADE;CONCERTINA WALL,05717522 | BARRICADA; | BARRICADE;ADDITIONAL FEATURES EN:CONCERTINA WALL,05717522 | BARRICADA; |  |  |  | 1071029 @@ TUTT BRYANT HIRE PTY LTD | 5717522
STP_009 - Lot7 | Data Enrichment | PJR |  | 2023-11-09 |  |  | 1060584 | 1060584 |  |  |  | ERSA | M | 5700 | 1606923GZPCLNT100 | EA |  | CONVEYOR,ROLR;STEEL RETURN,ROL DIA 152 | RODILLO TRANSP;,DIA RODI | CONVEYOR,ROLLER;TYPE:STEEL RETURN,ROLLER DIAMETER:152,ADDITIONAL FEATURES EN:1644FACE,30MM SHAFT,STEEL RETURN,6306ZZBRG | RODILLO TRANSPORTADOR; |  |  |  | 1068293 @@ BRITRAC (AUST) PTY LTD | K-ROL-SRR-1400O30
STP_009 - Lot7 | Data Enrichment | PJR |  | 2023-11-09 |  |  | 1060585 | 1060585 |  |  |  | ERSA | M | 5700 | 1606924GZPCLNT100 | EA |  | CONVEYOR,ROLR;RUBBER DISC RETURN | RODILLO TRANSP;,DIA RODI ,6206ZZBRG | CONVEYOR,ROLLER;TYPE:RUBBER DISC RETURN,ROLLER DIAMETER:152,ADDITIONAL FEATURES EN:1644FACE,30MM SHAFT | RODILLO TRANSPORTADOR;CARACTERISTICAS ADICIONALES ES:6206ZZBRG |  |  |  | 1068293 @@ BRITRAC (AUST) PTY LTD | K-ROL-RDRT-1400N30
STP_009 - Lot7 | Data Enrichment | CIR |  | 2023-11-09 |  |  | 1060598 | 1060598 |  |  |  | ERSA | M | 2700 | 1607091GZPCLNT100 | EA |  | DESK;SHIPSHAPE,CORNER,1200WX1200WX600D | ESCRITORIO; | DESK;TYPE:SHIPSHAPE,CORNER,SIZE:1200WX1200WX600D,COLOUR:RED CHERRY/IRONSTONE,CERTIFICATION/STANDARD:AS/NZS 4442,ADDITIONAL FEATURES EN:324KG STATIC LOAD TEST | ESCRITORIO; |  |  |  | 1068126 @@ EMPIRE OFFICE FURNITURE | SHWS61212.RCIR
STP_009 - Lot7 | Data Enrichment | MKV |  | 2023-11-09 |  |  | 1060791 | 1060791 |  |  |  | ERSA | M | 4090 | 1614638GZPCLNT100 | EA |  | DAMPER,PULSN;NOM 5 MM DIA,HP,TOMAL | AMORTIGUADOR PULSA;NOM | DAMPER,PULSATION;NOMINAL SIZE:5 MM DIA,ADDITIONAL FEATURES EN:HP,TOMAL | AMORTIGUADOR PULSACIONES; |  |  |  | 1071751 @@ HYDROFLUX UTILITIES PTY LTD | STOM-PDAMP-P210-HPPP/5
STP_009 - Lot7 | Data Enrichment | NGB |  | 2023-11-09 |  |  | 1060836 | 1060836 |  |  |  | ERSA | M | 4090 | 1615583GZPCLNT100 | EA |  | BREATHER;HYDR,BUNA N | BOQUETE; | BREATHER;TYPE:HYDRAULIC,MATERIAL:BUNA N,ADDITIONAL FEATURES EN:F/SPIN-0N FILTER ELEMENT | BOQUETE; |  |  |  | 1068087 @@ ASHDOWN INGRAM | P528211
STP_009 - Lot7 | Data Enrichment | NGB |  | 2023-11-09 |  |  | 1060961 | 1060961 |  |  |  | ERSA | M | 2800 | 1544345GZPCLNT100 | EA |  | COOLANT;OIL SOLUBLE,205L | LIQUIDO REFRIG; | COOLANT;ADDITIONAL FEATURES EN:OIL SOLUBLE,205L | LIQUIDO REFRIGERANTE; |  |  |  | 1069714 @@ BLACKWOODS | 4427401 | 1068652 @@ J BLACKWOOD & SONS | 4427401
STP_009 - Lot7 | Data Enrichment | CIR |  | 2023-11-09 |  |  | 1061037 | 1061037 |  |  |  | ERSA | M | 2920 | 1553521GZPCLNT100 | EA |  | CLOTHING,SAFTY;TROUSERS,112S | ROPA SEGU; | CLOTHING,SAFETY;ADDITIONAL FEATURES EN:TROUSERS,112S | ROPA SEGURIDAD; |  |  |  | 1069544 @@ PYROTEK PTY LTD | PR97-21-112S
STP_009 - Lot7 | Data Enrichment | CIR |  | 2023-11-09 |  |  | 1061213 | 1061213 |  |  |  | ERSA | M | 3000 | 1567923GZPCLNT100 | EA |  | CASING,PMP;CST,VOLTE,200ANZE,G001-20Z | CAJA BOMBA; | CASING,PUMP;MATERIAL:CAST,ADDITIONAL FEATURES EN:VOLUTE,200ANZE,G001-20Z | CAJA BOMBA; |  |  |  | 1070265 @@ GOODWIN SUBMERSIBLE PUMPS AUSTRA | G001-20Z
STP_009 - Lot7 | Data Enrichment | NGB |  | 2023-11-09 |  |  | 1061218 | 1061218 |  |  |  | ERSA | M | 4090 | 1572614GZPCLNT100 | EA |  | BREATHER;DSCC,SILICA GEL,AB-PD101 | BOQUETE; | BREATHER;TYPE:DESICCANT,MATERIAL:SILICA GEL,ADDITIONAL FEATURES EN:660GM,1IN SLIP FIT,AB-PD101 | BOQUETE; |  |  |  | 1069921 @@ ALEMITE LUBREQUIP PTY LTD | AB-PD101
STP_009 - Lot7 | Data Enrichment | CIR |  | 2023-11-09 |  |  | 1061227 | 1061227 |  |  |  | ERSA | M | 4090 | 1571593GZPCLNT100 | EA |  | CHAIN;ROLR,1-1/2IN,DRV,24B2 DUPLEX | CADENA; | CHAIN;TYPE:ROLLER,SIZE:1-1/2IN,ADDITIONAL FEATURES EN:DRIVE,24B2 DUPLEX | CADENA; |  |  |  | 1069630 @@ RENOLD AUSTRALIA PTY LTD | GY24B2
STP_009 - Lot7 | Data Enrichment | RYM |  | 2023-11-09 |  |  | 1061435 | 1061435 | 1369560 | AU_QM_000174106 |  | ERSA | M | 5620 | 1369560GZPCLNT100 | EA |  | CYLINDER;NRMT,100063761 | CYLINDER;NRMT,100063761 | CYLINDER;MNFR:NORMET,PTNO:100063761,ADDITIONAL FEATURES EN:TBE, COMPLETE, CHARGE CAR |  | CYLINDER: COMPLETE;CHARGE CAR |  |  | 1068143 @@ NORMET ASIA PACIFIC PTY LTD | 100063761
STP_009 - Lot7 | Data Enrichment | NGB |  | 2023-11-09 |  |  | 1061499 | 1061499 |  |  |  | ERSA | M | 2240 | 1586352GZPCLNT100 | EA |  | BREATHER;VAC,CS,HPV AIR RELEASE | BOQUETE; | BREATHER;TYPE:VACUUM,MATERIAL:CS,ADDITIONAL FEATURES EN:HPV AIR RELEASE | BOQUETE; |  |  |  | 1069657 @@ HY-PERFORMANCE VALVES | ARCCRE-XXX100
STP_009 - Lot7 | Data Enrichment | CIR |  | 2023-11-09 |  |  | 1061581 | 1061581 |  |  |  | ERSA | M | 4090 | 1585507GZPCLNT100 | M |  | CHAIN;REGULAR LINK,8 MM,SS316 | CADENA; | CHAIN;TYPE:REGULAR LINK,SIZE:8 MM,ADDITIONAL FEATURES EN:SS316 | CADENA; |  |  |  | 1068332 @@ BULLIVANTS PTY LTD | WCSR-0806
STP_009 - Lot7 | Data Enrichment | RYM |  | 2023-11-09 |  |  | 1061639 | 1061639 |  |  |  | ERSA | M | 5000 | 1563526GZPCLNT100 | EA |  | CYLINDER;STL,10023-3 | CILINDRO; | CYLINDER;MATERIAL:STEEL,SIZE:TBC,ADDITIONAL FEATURES EN:TILT ARM,PT10023-3,ASSY24436-3-8 | CILINDRO; |  |  |  | 1068129 @@ TERRATEC AUSTRALIA PTY LTD | 1563526
STP_009 - Lot7 | Data Enrichment | RYM |  | 2023-11-09 |  |  | 1061640 | 1061640 |  |  |  | ERSA | M | 5000 | 1563527GZPCLNT100 | EA |  | CYLINDER;STL,10024-3 | CILINDRO; | CYLINDER;MATERIAL:STEEL,SIZE:TBC,ADDITIONAL FEATURES EN:SWING ARM,PT10024-3,ASSY22436-3-9 | CILINDRO; |  |  |  | 1068129 @@ TERRATEC AUSTRALIA PTY LTD | 1563527
STP_009 - Lot7 | Data Enrichment | RYM |  | 2023-11-09 |  |  | 1062024 | 1062024 |  |  |  | ERSA | M | 1000 | 1585050GZPCLNT100 | EA |  | CYLINDER;HYDULIC,STL,3.5 IN BORE DIA | CILINDRO; | CYLINDER;TYPE:HYDULIC,MATERIAL:STEEL,SIZE:3.5 IN BORE DIA,ADDITIONAL FEATURES EN:BASE STEER,SHAFT MATERIAL: CHROME PLATED STEEL, STROKE LENGTH: 10 IN,SHAFT DIA: 1.75 IN | CILINDRO; |  |  |  | 1068229 @@ RUSSELL MINERAL EQUIPMENT P/L | 03A0120
STP_009 - Lot7 | Data Enrichment | MKV |  | 2023-11-09 |  |  | 1062158 | 1062158 |  |  |  | ERSA | M | 4700 | 1588830GZPCLNT100 | EA |  | CRUCIBLE;XXL,REFRC,TYPE 2 REAR BLOCK,GRN | CRISOL; | CRUCIBLE;SIZE:XXL,ADDITIONAL FEATURES EN:REFRACTORY,TYPE 2 REAR BLOCK,GREEN,MATERIAL:SHIRACRETE 90 | CRISOL; |  |  |  | 1068967 @@ GALWAY REFRACTORIES | SHIRACRETE 90 CR
STP_009 - Lot7 | Data Enrichment | MKV |  | 2023-11-09 |  |  | 1062159 | 1062159 |  |  |  | ERSA | M | 4700 | 1588799GZPCLNT100 | EA |  | CRUCIBLE;XXL,REFRC,TYPE 2 FRONT BLOCK | CRISOL; | CRUCIBLE;SIZE:XXL,ADDITIONAL FEATURES EN:REFRACTORY,TYPE 2 FRONT BLOCK,MATERIAL:SHIRACRETE 90 | CRISOL; |  |  |  | 1068967 @@ GALWAY REFRACTORIES | SHIRACRETE 90 TS
STP_009 - Lot7 | Data Enrichment | MKV |  | 2023-11-09 |  |  | 1062334 | 1062334 | 1429870 | AU_QM_000629811 |  | ERSA | M | 5620 | 1429870GZPCLNT100 | EA |  | CAT 4N2931 FLYWHEEL HSG;PIPE PLUG | CAT 4N2931 FLYWHEEL HSG;PIPE PLUG | PLUG,MACHINE THREAD: CAT 4N2931 FLYWHEEL HSG;PIPE PLUG |  | PLUG,MACHINE THREAD:CAT 4N2931 FLYWHEEL HSG;PIPE PLUG |  |  | 1068181 @@ CNW (MOUNT ISA) ELECT WHOLESALER | 1429870 | 1068196 @@ HASTINGS DEERING(AUSTRALIA) LTD | 7H3171
STP_009 - Lot7 | Data Enrichment | CIR |  | 2023-11-09 |  |  | 1062416 | 1062416 |  |  |  | ERSA | M | 1600 | 1571253GZPCLNT100 | EA |  | BUS BAR;PWR DISTRIBUTION POST | BARRA BUS; | BUS BAR;ADDITIONAL FEATURES EN:PWR DISTRIBUTION POST | BARRA BUS; |  |  |  | 1068087 @@ ASHDOWN INGRAM | ACX3146BL
STP_009 - Lot7 | Data Enrichment | CIR |  | 2023-11-09 |  |  | 1062755 | 1062755 | 1439680 | AU_QM_000982556 |  | ERSA | M | 1600 | 1439680GZPCLNT100 | EA |  | BANNER Q45 BB6 DLQ5 PHOTOCELL; | BANNER Q45 BB6 DLQ5 PHOTOCELL; | PHOTOELECTRIC CELL: BANNER Q45 BB6 DLQ5 PHOTOCELL; |  | PHOTOELECTRIC CELL: BANNER Q45 BB6 DLQ5 PHOTOCELL; |  |  | 1072012 @@ CNW (TOWNSVILLE) ELECT SUPPLIES | 1439680
STP_009 - Lot7 | Data Enrichment | CIR |  | 2023-11-09 |  |  | 1062770 | 1062770 | 1437715 | AU_QM_000959890 |  | ERSA | M | 2200 | 1437715GZPCLNT100 | EA |  | 80NB BUTTERFLY VALVE;EPDM; | 80NB BUTTERFLY VALVE;EPDM; | SEAT,VALVE: 80NB BUTTERFLY VALVE;EPDM; |  | SEAT,VALVE: 80NB BUTTERFLY VALVE;EPDM; |  |  | 1068471 @@ EMERSON AUTOMATION SOLUTIONS | 1437715 | 1068546 @@ KEYFLO PACIFIC PTY LTD | 1437715
STP_009 - Lot7 | Data Enrichment | MKV |  | 2023-11-09 |  |  | 1062784 | 1062784 | 1430091 | AU_QM_000637512 |  | ERSA | M | 1600 | 1430091GZPCLNT100 | EA |  | BRIDGE | BRIDGE | RECTIFIER: BRIDGE |  | RECTIFIER:BRIDGE |  |  | 1070031 @@ LAWRENCE & HANSON PTY. LTD. | 4SEMSKB30/16A1 | 1072012 @@ CNW (TOWNSVILLE) ELECT SUPPLIES | ELESKB30/16A1 (1761329)
STP_009 - Lot7 | Data Enrichment | CIR |  | 2023-11-09 |  |  | 1062811 | 1062811 | 1427666 | AU_QM_000474940 |  | ERSA | M | 1600 | 1427666GZPCLNT100 | EA |  | BANNER PHOTO SENSOR; | BANNER PHOTO SENSOR; | PHOTOELECTRIC CELL: BANNER PHOTO SENSOR; |  | PHOTOELECTRIC CELL: BANNER PHOTO SENSOR; |  |  | 1072012 @@ CNW (TOWNSVILLE) ELECT SUPPLIES | Q25SN6RE | 1068181 @@ CNW (MOUNT ISA) ELECT WHOLESALER | 1427666
STP_009 - Lot7 | Data Enrichment | NGB |  | 2023-11-09 |  |  | 1062831 | 1062831 | 1467879 | AU_QM_007501505 |  | ERSA | M | 1600 | 1467879GZPCLNT100 | EA |  | ABSORBER,OVERVOLTAGE: | ABSORBER,OVERVOLTAGE: | ABSORBER,OVERVOLTAGE: |  | ABSORBER,OVERVOLTAGE: |  |  | 1069379 @@ OTIS ELEVATOR CO. PTY LTD | MC-220
STP_009 - Lot7 | Data Enrichment | NGB |  | 2023-11-09 |  |  | 1062889 | 1062889 | 1428555 | AU_QM_000519678 |  | ERSA | M | 1600 | 1428555GZPCLNT100 | EA |  | CAT START SWITCH ASSY;INSTRUMENT PANEL | CAT START SWITCH ASSY;INSTRUMENT PANEL | SWITCH: CAT START SWITCH ASSY;INSTRUMENT PANEL GRP; CATERPILLAR EQUIPMENT SERVICE |  | SWITCH:CAT START SWITCH ASSY;INSTRUMENT PANEL |  |  | 1068196 @@ HASTINGS DEERING(AUSTRALIA) LTD | 1428555 | 1068181 @@ CNW (MOUNT ISA) ELECT WHOLESALER | 1428555
STP_009 - Lot7 | Data Enrichment | scv |  | 2023-11-09 |  |  | 1062916 | 1062916 | 1431442 | AU_QM_000724856 |  | ERSA | M | 1825 | 1431442GZPCLNT100 | EA |  | BRAKE MASTER CYL: | BRAKE MASTER CYL: | SEAL,PLAIN: BRAKE MASTER CYL: |  | SEAL,PLAIN: BRAKE MASTER CYL: |  |  | 1071986 @@ REPCO AUTO PARTS | 1431442
STP_009 - Lot7 | Data Enrichment | scv |  | 2023-11-09 |  |  | 1062921 | 1062921 | 1428310 | AU_QM_000492579 |  | ERSA | M | 5620 | 1428310GZPCLNT100 | EA |  | APM AUTO SAMPLING UNIT; | APM AUTO SAMPLING UNIT; | HOUSING,BEARING: APM AUTO SAMPLING UNIT; ANODE PREPARATION MACHINE; |  | HOUSING,BEARING:APM AUTO SAMPLING UNIT; |  |  | 1068418 @@ CONSOLIDATED BEARING CO (QLD) | 1428310
STP_009 - Lot7 | Data Enrichment | scv |  | 2023-11-09 |  |  | 1062938 | 1062938 | 1441106 | AU_QM_000985800 |  | ERSA | M | 1825 | 1441106GZPCLNT100 | EA |  | CHESTERTON 440E-16RU CB/S, | CHESTERTON 440E-16RU CB/S, | SEAL ASSEMBLY,SHAFT,MECHANICAL: CHESTERTON 440E-16RU CB/S, SHAFT SIZE 2\",SEAL SIZE 16 TYPE 316, TO SUIT KANDL WORTHINGTON PUMP 3FRB |  | SEAL ASSEMBLY,SHAFT,MECHANICAL: CHESTERTON 440E-16RU CB/S, |  |  | 1069918 @@ NTH QLD PUMP & SEALING SOLUTIONS | PSS043208 | 1069264 @@ JAMES WALKER AUSTRALIA PTY LTD | 1441106
STP_009 - Lot7 | Data Enrichment | RYM |  | 2023-11-09 |  |  | 1062940 | 1062940 | 1441091 | AU_QM_000985737 |  | ERSA | M | 5620 | 1441091GZPCLNT100 | EA |  | 5-1/2"X 12"POWER CYLINDER MK.6 | 5-1/2"X 12"POWER CYLINDER MK.6 | CYLINDER: 5-1/2"X 12"POWER CYLINDER MK.6 K.I.(A) REF P2/78/2026Z |  | CYLINDER: 5-1/2"X 12"POWER CYLINDER MK.6 |  |  | 1071976 @@ ABB INSTRUMENTATION | 1441091 | 1068212 @@ ABB AUSTRALIA PTY LTD | 1441091
STP_009 - Lot7 | Data Enrichment | scv |  | 2023-11-09 |  |  | 1062943 | 1062943 |  |  |  | ERSA | M | 1825 | 1440913GZPCLNT100 | EA |  | BRAKE MASTER CYL: | BRAKE MASTER CYL: | SEAL,PLAIN: BRAKE MASTER CYL: |  |  |  |  | 1071986 @@ REPCO AUTO PARTS | 1440913
STP_009 - Lot7 | Data Enrichment | scv |  | 2023-11-09 |  |  | 1062962 | 1062962 | 1440848 | AU_QM_000984985 |  | ERSA | M | 1825 | 1440848GZPCLNT100 | EA |  | CLYDE MORRIS 2JC11 PUMP SHA1255; | CLYDE MORRIS 2JC11 PUMP SHA1255; | SEAL RING,NONMETAL: CLYDE MORRIS 2JC11 PUMP SHA1255; REAR CASING;8-1/8"X 9-5/8";TEFLON; |  | SEAL RING,NONMETAL: CLYDE MORRIS 2JC11 PUMP SHA1255; |  |  | 1068142 @@ FITT RESOURCES PTY LTD | 1440848
STP_009 - Lot7 | Data Enrichment | PJR |  | 2023-11-09 |  |  | 1062976 | 1062976 | 1440691 | AU_QM_000984505 |  | ERSA | M | 1825 | 1440691GZPCLNT100 | EA |  | (P/NO.JWB/CR-002) | (P/NO.JWB/CR-002) | PACKING,PREFORMED: (P/NO.JWB/CR-002) |  | PACKING,PREFORMED:(P/NO.JWB/CR-002) |  |  | 1069264 @@ JAMES WALKER AUSTRALIA PTY LTD | 1440691
STP_009 - Lot7 | Data Enrichment | scv |  | 2023-11-09 |  |  | 1062985 | 1062985 |  |  |  | ERSA | M | 1825 | 1440257GZPCLNT100 | EA |  | APM SIDE MILLING UNIT; | APM SIDE MILLING UNIT; | SEAL: APM SIDE MILLING UNIT; ANODE PREPARATION MACHINE; |  |  |  |  | 1068418 @@ CONSOLIDATED BEARING CO (QLD) | TC12578KOK
STP_009 - Lot7 | Data Enrichment | scv |  | 2023-11-09 |  |  | 1063000 | 1063000 | 1439759 | AU_QM_000982640 |  | ERSA | M | 1825 | 1439759GZPCLNT100 | EA |  | APM DIRECTIONAL VALVE SEAL KIT; | APM DIRECTIONAL VALVE SEAL KIT; | SEAL SET: APM DIRECTIONAL VALVE SEAL KIT; FOR 37300 VALVE; DWG 819206-1 R2; |  | SEAL SET: APM DIRECTIONAL VALVE SEAL KIT; |  |  | 1068243 @@ OUTOTEC PTY LTD | 1439759 | 1070670 @@ METSO OUTOTEC FINLAND OY | 1439759
STP_009 - Lot7 | Data Enrichment | scv |  | 2023-11-09 |  |  | 1063001 | 1063001 | 1439746 | AU_QM_000982624 |  | ERSA | M | 1825 | 1439746GZPCLNT100 | EA |  | EDI VEI-A2 VALVE SEAL KIT; | EDI VEI-A2 VALVE SEAL KIT; | SEAL SET: EDI VEI-A2 VALVE SEAL KIT; EDI SYSTEMS VEI-A2-12.OD.15-05 VALVE |  | SEAL SET: EDI VEI-A2 VALVE SEAL KIT; |  |  | 1068243 @@ OUTOTEC PTY LTD | 1439746 | 1070670 @@ METSO OUTOTEC FINLAND OY | 1439746
STP_009 - Lot7 | Data Enrichment | CIR |  | 2023-11-09 |  |  | 1063093 | 1063093 | 1461142 | AU_QM_002599762 |  | ERSA | M | 5920 | 1461142GZPCLNT100 | EA |  | CAM,LOWER | CAM,LOWER | LINK: CAM,LOWER SUIT L/JULIUS PUMP STATION |  | LINK:CAM,LOWER |  |  | 1069379 @@ OTIS ELEVATOR CO. PTY LTD | DCS-37
STP_009 - Lot7 | Data Enrichment | scv |  | 2023-11-09 |  |  | 1063118 | 1063118 | 1365862 | AU_QM_000168379 |  | ERSA | M | 1825 | 1365862GZPCLNT100 | EA |  | DRIVE TRAIN; ATLAS COPCO EASER L | DRIVE TRAIN; ATLAS COPCO EASER L | SEAL,PLAIN: DRIVE TRAIN; ATLAS COPCO EASER L |  | SEAL,PLAIN: DRIVE TRAIN; ATLAS COPCO EASER L |  |  | 1068108 @@ EPIROC AUSTRALIA PTY LTD | 1365862
STP_009 - Lot7 | Data Enrichment | NGB |  | 2023-11-09 |  |  | 1063224 | 1063224 | 1427362 | AU_QM_000457713 |  | ERSA | M | 5100 | 1427362GZPCLNT100 | EA |  | 3 X 38VAC COILS,UNDERVOLTAGE TYPE | 3 X 38VAC COILS,UNDERVOLTAGE TYPE | RELAY ASSY: 3 X 38VAC COILS,UNDERVOLTAGE TYPE |  | RELAY ASSY: 3 X 38VAC COILS,UNDERVOLTAGE TYPE |  |  | 1068212 @@ ABB AUSTRALIA PTY LTD | 1427362
STP_009 - Lot7 | Data Enrichment | BHJ |  | 2023-11-09 |  |  | 1063322 | 1063322 | 1430140 | AU_QM_000639559 |  | ERSA | M | 5100 | 1430140GZPCLNT100 | EA |  | DOL,110VAC COIL,2.5A TO 4A O/LOAD, | DOL,110VAC COIL,2.5A TO 4A O/LOAD, | STARTER,MOTOR: DOL,110VAC COIL,2.5A TO 4A O/LOAD, OPEN TYPE UNMOUNTED,C/W 3N/O 2N/C AUX CONTACTS |  | STARTER,MOTOR:DOL,110VAC COIL,2.5A TO 4A O/LOAD, |  |  | 1070031 @@ LAWRENCE & HANSON PTY. LTD. | 4T-ELC1-D1810U5 | 1072012 @@ CNW (TOWNSVILLE) ELECT SUPPLIES | 1430140
STP_009 - Lot7 | Data Enrichment | BHJ |  | 2023-11-09 |  |  | 1063327 | 1063327 | 1430128 | AU_QM_000639146 |  | ERSA | M | 5100 | 1430128GZPCLNT100 | EA |  | 110VAC COIL,DOL,5.5A TO 8A O/LOAD, | 110VAC COIL,DOL,5.5A TO 8A O/LOAD, | STARTER,MOTOR: 110VAC COIL,DOL,5.5A TO 8A O/LOAD, OPEN TYPE UNMOUNTED,C/W 1N/O AUX CONTACT |  | STARTER,MOTOR:110VAC COIL,DOL,5.5A TO 8A O/LOAD, |  |  | 1070031 @@ LAWRENCE & HANSON PTY. LTD. | 4T-ELC1D1810F508 | 1072012 @@ CNW (TOWNSVILLE) ELECT SUPPLIES | 1430128
STP_009 - Lot7 | Data Enrichment | BHJ |  | 2023-11-09 |  |  | 1063328 | 1063328 | 1430127 | AU_QM_000639112 |  | ERSA | M | 5100 | 1430127GZPCLNT100 | EA |  | 110VAC COIL,DOL,7A TO 10A O/LOAD, | 110VAC COIL,DOL,7A TO 10A O/LOAD, | STARTER,MOTOR: 110VAC COIL,DOL,7A TO 10A O/LOAD, OPEN TYPE UNMOUNTED,C/W 1N/O AUX CONTACT |  | STARTER,MOTOR:110VAC COIL,DOL,7A TO 10A O/LOAD, |  |  | 1070031 @@ LAWRENCE & HANSON PTY. LTD. | T-ELC1D1810F5 | 1072012 @@ CNW (TOWNSVILLE) ELECT SUPPLIES | 1430127
STP_009 - Lot7 | Data Enrichment | NGB |  | 2023-11-09 |  |  | 1063330 | 1063330 | 1430073 | AU_QM_000636910 |  | ERSA | M | 5100 | 1430073GZPCLNT100 | EA |  | DOUBLE,24VDC COIL,2 N/O,1 N/C,RXMM1 TYPE | DOUBLE,24VDC COIL,2 N/O,1 N/C,RXMM1 TYPE | RELAY ASSY: DOUBLE,24VDC COIL,2 N/O,1 N/C,RXMM1 TYPE |  | RELAY ASSY: DOUBLE,24VDC COIL,2 N/O,1 N/C,RXMM1 TYPE |  |  | 1068212 @@ ABB AUSTRALIA PTY LTD | 1430073
STP_009 - Lot7 | Data Enrichment | NGB |  | 2023-11-09 |  |  | 1063331 | 1063331 | 1430069 | AU_QM_000636852 |  | ERSA | M | 5100 | 1430069GZPCLNT100 | EA |  | 24VDC COIL,PLUG IN,2 POLE DOUBLE THROW | 24VDC COIL,PLUG IN,2 POLE DOUBLE THROW | RELAY,ELECTROMAGNETIC: 24VDC COIL,PLUG IN,2 POLE DOUBLE THROW |  | RELAY,ELECTROMAGNETIC:24VDC COIL,PLUG IN,2 POLE DOUBLE THROW |  |  | 1070031 @@ LAWRENCE & HANSON PTY. LTD. | 4NATHL2-H-DC24V | 1072012 @@ CNW (TOWNSVILLE) ELECT SUPPLIES | 1430069
STP_009 - Lot7 | Data Enrichment | NGB |  | 2023-11-09 |  |  | 1063332 | 1063332 | 1430065 | AU_QM_000636787 |  | ERSA | M | 5100 | 1430065GZPCLNT100 | EA |  | 110VAC COIL | 110VAC COIL | RELAY,ELECTROMAGNETIC: 110VAC COIL |  | RELAY,ELECTROMAGNETIC:110VAC COIL |  |  | 1070031 @@ LAWRENCE & HANSON PTY. LTD. | 9T-ECA2-AN4F
STP_009 - Lot7 | Data Enrichment | NGB |  | 2023-11-09 |  |  | 1063333 | 1063333 | 1430064 | AU_QM_000636761 |  | ERSA | M | 5100 | 1430064GZPCLNT100 | EA |  | 24VDC COIL | 24VDC COIL | RELAY,ELECTROMAGNETIC: 24VDC COIL |  | RELAY,ELECTROMAGNETIC:24VDC COIL |  |  | 1070031 @@ LAWRENCE & HANSON PTY. LTD. | T-ECA3KN22BD | 1072012 @@ CNW (TOWNSVILLE) ELECT SUPPLIES | 1430064
STP_009 - Lot7 | Data Enrichment | NGB |  | 2023-11-09 |  |  | 1063335 | 1063335 | 1430046 | AU_QM_000635961 |  | ERSA | M | 5100 | 1430046GZPCLNT100 | EA |  | 0 SEC TO 30 SEC,110VAC,PLUG IN | 0 SEC TO 30 SEC,110VAC,PLUG IN | RELAY,TIME DELAY: 0 SEC TO 30 SEC,110VAC,PLUG IN |  | RELAY,TIME DELAY: 0 SEC TO 30 SEC,110VAC,PLUG IN |  |  | 1072012 @@ CNW (TOWNSVILLE) ELECT SUPPLIES | 1430046
STP_009 - Lot7 | Data Enrichment | NGB |  | 2023-11-09 |  |  | 1063336 | 1063336 | 1430039 | AU_QM_000635656 |  | ERSA | M | 5100 | 1430039GZPCLNT100 | EA |  | 110VDC COIL,N/O,16A CONTACTS,C/W BASE | 110VDC COIL,N/O,16A CONTACTS,C/W BASE | RELAY,ELECTROMAGNETIC: 110VDC COIL,N/O,16A CONTACTS,C/W BASE |  | RELAY,ELECTROMAGNETIC:110VDC COIL,N/O,16A CONTACTS,C/W BASE |  |  | 1068652 @@ J BLACKWOOD & SONS | 1430039 | 1070031 @@ LAWRENCE & HANSON PTY. LTD. | 4S-SCS1110 | 1072012 @@ CNW (TOWNSVILLE) ELECT SUPPLIES | 1430039 | 1068093 @@ BLACKWOODS & SONS | 1430039
STP_009 - Lot7 | Data Enrichment | MKV |  | 2023-11-09 |  |  | 1063442 | 1063442 | 1467892 | AU_QM_007501570 |  | ERSA | M | 5100 | 1467892GZPCLNT100 | EA |  | CONTROL PANEL | CONTROL PANEL | RESISTOR,FIXED: CONTROL PANEL |  | RESISTOR,FIXED: CONTROL PANEL |  |  | 1069379 @@ OTIS ELEVATOR CO. PTY LTD | RT-8
STP_009 - Lot7 | Data Enrichment | scv |  | 2023-11-09 |  |  | 1063534 | 1063534 | 1351150 | AU_QM_000135365 |  | ERSA | M | 5910 | 1351150GZPCLNT100 | EA |  | CLUTCH PIPE V8;TOYOTA LANDCRUISER; | CLUTCH PIPE V8;TOYOTA LANDCRUISER; | PIPE ASSY: CLUTCH PIPE V8;TOYOTA LANDCRUISER; |  | PIPE ASSY:CLUTCH PIPE V8;TOYOTA LANDCRUISER; |  |  | 1068114 @@ BELL & MOIR - PARTS ORDERS ONLY | 1351150
STP_009 - Lot7 | Data Enrichment | scv |  | 2023-11-09 |  |  | 1063535 | 1063535 | 1351148 | AU_QM_000135363 |  | ERSA | M | 5910 | 1351148GZPCLNT100 | EA |  | ACCUMULATOR PIPE V8;TOYOTA LANDCRUISER; | ACCUMULATOR PIPE V8;TOYOTA LANDCRUISER; | PIPE ASSY: ACCUMULATOR PIPE V8;TOYOTA LANDCRUISER; |  | PIPE ASSY:ACCUMULATOR PIPE V8;TOYOTA LANDCRUISER; |  |  | 1068114 @@ BELL & MOIR - PARTS ORDERS ONLY | 1351148
STP_009 - Lot7 | Data Enrichment | CIR |  | 2023-11-09 |  |  | 1063547 | 1063547 |  |  |  | ERSA | M | 1600 | 1571252GZPCLNT100 | EA |  | BUS BAR;PWR DISTRIBUTION POST | BARRA BUS; | BUS BAR;ADDITIONAL FEATURES EN:PWR DISTRIBUTION POST | BARRA BUS; |  |  |  | 1068087 @@ ASHDOWN INGRAM | ACX3145BL
STP_009 - Lot7 | Data Enrichment | MKV |  | 2023-11-09 |  |  | 1063577 | 1063577 |  |  |  | ERSA | M | 5100 | 1467893GZPCLNT100 | EA |  | CONTROL PANEL | CONTROL PANEL | RESISTOR,FIXED: CONTROL PANEL |  |  |  |  | 1069379 @@ OTIS ELEVATOR CO. PTY LTD | RT-16
STP_009 - Lot7 | Data Enrichment | NGB |  | 2023-11-09 |  |  | 1063644 | 1063644 | 1461155 | AU_QM_002599842 |  | ERSA | M | 4000 | 1461155GZPCLNT100 | EA |  | CAR SLIPPER; | CAR SLIPPER; | SLIDE PIECE: CAR SLIPPER; LAKE JULIUS PUMPING STATION |  | SLIDE PIECE:CAR SLIPPER; |  |  | 1069379 @@ OTIS ELEVATOR CO. PTY LTD | GCT-7
STP_009 - Lot7 | Data Enrichment | MKV |  | 2023-11-09 |  |  | 1063672 | 1063672 | 1442535 | AU_QM_000996112 |  | ERSA | M | 5955 | 1442535GZPCLNT100 | EA |  | CAT 769 DUMP TRUCK | CAT 769 DUMP TRUCK | PLUG: CAT 769 DUMP TRUCK |  | PLUG:CAT 769 DUMP TRUCK |  |  | 1068196 @@ HASTINGS DEERING(AUSTRALIA) LTD | 1442535 | 1068181 @@ CNW (MOUNT ISA) ELECT WHOLESALER | 1442535
STP_009 - Lot7 | Data Enrichment | PJR |  | 2023-11-09 |  |  | 1063753 | 1063753 | 1365860 | AU_QM_000168376 |  | ERSA | M | 3300 | 1365860GZPCLNT100 | EA |  | AIR TUBE DRIVE TRAIN; ATLAS COPCO EASER | AIR TUBE DRIVE TRAIN; ATLAS COPCO EASER | TUBE,AIR; AIR TUBE DRIVE TRAIN; ATLAS COPCO EASER L |  | TUBE,AIR; AIR TUBEDRIVE TRAIN; ATLAS COPCO EASER |  |  | 1068108 @@ EPIROC AUSTRALIA PTY LTD | 5740012034
STP_009 - Lot7 | Data Enrichment | PJR |  | 2023-11-09 |  |  | 1063849 | 1063849 | 1449949 | AU_QM_001124627 |  | ERSA | M | 2200 | 1449949GZPCLNT100 | EA |  | COUNTERBALANCE;20-3S;CAV.4:1 A.V. | COUNTERBALANCE;20-3S;CAV.4:1 A.V. | INSERT,CARTRIDGE VALVE: COUNTERBALANCE;20-3S;CAV.4:1 A.V. ID B69032 GFM 75KW PLATE FEEDER HYDRAULICS |  | INSERT,CARTRIDGE VALVE: COUNTERBALANCE;20-3S;CAV.4:1 A.V. |  |  | 1068156 @@ BOSCH REXROTH PTY LTD | VBST-20A/045918035835
STP_009 - Lot7 | Data Enrichment | scv |  | 2023-11-09 |  |  | 1063915 | 1063915 | 1362372 | AU_QM_000161624 |  | ERSA | M | 1825 | 1362372GZPCLNT100 | EA |  | DISCHARGE HOOD SEAL;LINATEX RUBBER;1355 | DISCHARGE HOOD SEAL;LINATEX RUBBER;1355 | SEAL,RUBBER,SPECIAL: DISCHARGE HOOD SEAL;LINATEX RUBBER;1355 ID X 1855OD;MARCY ROD MILLS;MIM DWG 055- 6-1550 REV 2 |  | SEAL,RUBBER,SPECIAL:DISCHARGE HOOD SEAL;LINATEX RUBBER;1355 |  |  | 1068227 @@ WEIR MINERALS AUSTRALIA LTD | 055-6-1550 REV 2
STP_009 - Lot7 | Data Enrichment | MKV |  | 2023-11-09 |  |  | 1063948 | 1063948 | 1354581 | AU_QM_000143777 |  | ERSA | M | 1600 | 1354581GZPCLNT100 | EA |  | DUAL DRIVER MODULE;MULTIPURPOSE;;PROPORT | DUAL DRIVER MODULE;MULTIPURPOSE;;PROPORT | ELECTRONIC MODULE: DUAL DRIVER MODULE;MULTIPURPOSE;;PROPORT IONAL VALVE;;LOAD CONVEYOR HYDRAULIC POW ER PACK; |  | ELECTRONIC MODULE:DUAL DRIVER MODULE;MULTIPURPOSE;;PROPORT |  |  | 1068095 @@ PIRTEK ISA FLUID CONNECTIONS PTY LT | 027-22071-0
STP_009 - Lot7 | Data Enrichment | scv |  | 2023-11-09 |  |  | 1063963 | 1063963 | 1466992 | AU_QM_007126697 |  | ERSA | M | 1825 | 1466992GZPCLNT100 | EA |  | COPPER;22 X 27 X 1.5MM THK; | COPPER;22 X 27 X 1.5MM THK; | SEAL RING,METAL: COPPER;22 X 27 X 1.5MM THK; |  | SEAL RING,METAL:COPPER;22 X 27 X 1.5MM THK; |  |  | 1068418 @@ CONSOLIDATED BEARING CO (QLD) | 462045
STP_009 - Lot7 | Data Enrichment | NGB |  | 2023-11-09 |  |  | 1063981 | 1063981 | 1424373 | AU_QM_000334986 |  | ERSA | M | 5100 | 1424373GZPCLNT100 | EA |  | 1-1.6A;0.35-0.6KW;CONTACTOR CA3-9/12/16 | 1-1.6A;0.35-0.6KW;CONTACTOR CA3-9/12/16 | RELAY,THERMAL OVERLOAD: 1-1.6A;0.35-0.6KW;CONTACTOR CA3-9/12/16 *REPLACED BY S/C 989350 CA3 SERIES REPLACED BY CA7 SERIES* |  | RELAY,THERMAL OVERLOAD: 1-1.6A;0.35-0.6KW;CONTACTOR CA3-9/12/16 |  |  | 1068652 @@ J BLACKWOOD & SONS | 1424373 | 1068093 @@ BLACKWOODS & SONS | 1424373
STP_009 - Lot7 | Data Enrichment | MKV |  | 2023-11-09 |  |  | 1064136 | 1064136 | 1350954 | AU_QM_000135085 |  | ERSA | M | 5100 | 1350954GZPCLNT100 | EA |  | DETECTOR B;APNSIX40C SLURRY PUMP POSITIO | DETECTOR B;APNSIX40C SLURRY PUMP POSITIO | TRANSMITTER,POSITION: DETECTOR B;APNSIX40C SLURRY PUMP POSITIO N SENSOR XS630B1MAL2; |  | TRANSMITTER,POSITION: DETECTOR B;APNSIX40C SLURRY PUMP POSITIO |  |  | 1070715 @@ TECNICAS HIDRAULICAS S.A. | 1350954
STP_009 - Lot7 | Data Enrichment | PJR |  | 2023-11-09 |  |  | 1064146 | 1064146 |  |  | X | ERSA | M | 4000 | 1447372GZPCLNT100 | EA |  | CONFINED SPACE 2; 9-10 HOURS; PER COURS | CONFINED SPACE 2; 9-10 HOURS; PER COURS | CONSULTING,TRAINING: CONFINED SPACE 2; 9-10 HOURS; PER COURS E; MAXIMUM PARTICIPANTS: 12 (IMPORTANT SEE EXTENDED DESCRIPTION) |  |  |  |  | 1068179 @@ BAKHASH SAFETY PTY LTD
STP_009 - Lot7 | Data Enrichment | PJR |  | 2023-11-09 |  |  | 1064179 | 1064179 |  |  | X | ERSA | M | 4000 | 1455381GZPCLNT100 | EA |  | CPR + BASIC FIRST AID; 2.5 HOURS; PER P | CPR + BASIC FIRST AID; 2.5 HOURS; PER P | CONSULTING,TRAINING: CPR + BASIC FIRST AID; 2.5 HOURS; PER P ERSON; PUBLIC COURSE |  |  |  |  | 1068578 @@ KRAUSE HEALTH AND SAFETY
STP_009 - Lot7 | Data Enrichment | PJR |  | 2023-11-09 |  |  | 1064191 | 1064191 |  |  | X | ERSA | M | 4000 | 1447371GZPCLNT100 | EA |  | CONFINED SPACE 1; 4-5 HOURS; PER COURSE | CONFINED SPACE 1; 4-5 HOURS; PER COURSE | CONSULTING,TRAINING: CONFINED SPACE 1; 4-5 HOURS; PER COURSE ; MAXIMUM PARTICIPANTS: 16 (IMPORTANT S EE EXTENED DESCRIPTION) |  |  |  |  | 1068179 @@ BAKHASH SAFETY PTY LTD
STP_009 - Lot7 | Data Enrichment | PJR |  | 2023-11-09 |  |  | 1064210 | 1064210 |  |  | X | ERSA | M | 4000 | 1355951GZPCLNT100 | EA |  | CONFINED SPACE 1; | CONFINED SPACE 1; | CONSULTING,TRAINING: CONFINED SPACE 1; 6 HOURS; |  |  |  |  | 1068578 @@ KRAUSE HEALTH AND SAFETY
STP_009 - Lot7 | Data Enrichment | PJR |  | 2023-11-09 |  |  | 1064213 | 1064213 |  |  | X | ERSA | M | 4000 | 1367698GZPCLNT100 | EA |  | DRIVING ON THE MOUNT ISA MINES SURFACE O | DRIVING ON THE MOUNT ISA MINES SURFACE O | CONSULTING,TRAINING: DRIVING ON THE MOUNT ISA MINES SURFACE O PERATIONS; 4 HOURS; PER PERSON; PUBLIC C OURSE |  |  |  |  | 1068272 @@ MARTYR TRAINING SERVICES PTY LTD
STP_009 - Lot7 | Data Enrichment | PJR |  | 2023-11-09 |  |  | 1064216 | 1064216 |  |  | X | ERSA | M | 4000 | 1367694GZPCLNT100 | EA |  | CONFINED SPACE 2; 9-10 HOURS; PER PERSON | CONFINED SPACE 2; 9-10 HOURS; PER PERSON | CONSULTING,TRAINING: CONFINED SPACE 2; 9-10 HOURS; PER PERSON ; PUBLIC COURSE |  |  |  |  | 1068179 @@ BAKHASH SAFETY PTY LTD
STP_009 - Lot7 | Data Enrichment | PJR |  | 2023-11-09 |  |  | 1064217 | 1064217 |  |  | X | ERSA | M | 4000 | 1367693GZPCLNT100 | EA |  | CONFINED SPACE 1 REFRESHER; 3 HOURS; PER | CONFINED SPACE 1 REFRESHER; 3 HOURS; PER | CONSULTING,TRAINING: CONFINED SPACE 1 REFRESHER; 3 HOURS; PER COURSE; MAXIMUM PARTICIPANTS - 16 |  |  |  |  | 1068179 @@ BAKHASH SAFETY PTY LTD
STP_009 - Lot7 | Data Enrichment | PJR |  | 2023-11-09 |  |  | 1064218 | 1064218 |  |  | X | ERSA | M | 4000 | 1367692GZPCLNT100 | EA |  | CONFINED SPACE 1; 4-5 HOURS; PER PERSON; | CONFINED SPACE 1; 4-5 HOURS; PER PERSON; | CONSULTING,TRAINING: CONFINED SPACE 1; 4-5 HOURS; PER PERSON; PUBLIC COURSE |  |  |  |  | 1068179 @@ BAKHASH SAFETY PTY LTD
STP_009 - Lot7 | Data Enrichment | PJR |  | 2023-11-09 |  |  | 1064221 | 1064221 |  |  | X | ERSA | M | 4000 | 1367686GZPCLNT100 | EA |  | CPR; 2.5 HOURS; PER PERSON | CPR; 2.5 HOURS; PER PERSON | CONSULTING,TRAINING: CPR; 2.5 HOURS; PER PERSON |  |  |  |  | 1068578 @@ KRAUSE HEALTH AND SAFETY
STP_009 - Lot7 | Data Enrichment | PJR |  | 2023-11-09 |  |  | 1064222 | 1064222 |  |  | X | ERSA | M | 4000 | 1367684GZPCLNT100 | EA |  | CPR + BASIC FIRST AID; 2.5 HOURS; PER CO | CPR + BASIC FIRST AID; 2.5 HOURS; PER CO | CONSULTING,TRAINING: CPR + BASIC FIRST AID; 2.5 HOURS; PER CO URSE; MAXIMUM PARTICIPANTS - 20 |  |  |  |  | 1068578 @@ KRAUSE HEALTH AND SAFETY
STP_009 - Lot7 | Data Enrichment | PJR |  | 2023-11-09 |  |  | 1064228 | 1064228 |  |  | X | ERSA | M | 4000 | 1367677GZPCLNT100 | EA |  | DRIVING ON THE LEASE; 4 HOURS; PER PERSO | DRIVING ON THE LEASE; 4 HOURS; PER PERSO | CONSULTING,TRAINING: DRIVING ON THE LEASE; 4 HOURS; PER PERSO N; PUBLIC COURSE |  |  |  |  | 1068578 @@ KRAUSE HEALTH AND SAFETY
STP_009 - Lot7 | Data Enrichment | PJR |  | 2023-11-09 |  |  | 1064241 | 1064241 |  |  | X | ERSA | M | 4000 | 1356056GZPCLNT100 | EA |  | BASIC RIGGER (RB);5 DAYS AT 8 HOURS PER | BASIC RIGGER (RB);5 DAYS AT 8 HOURS PER | CONSULTING,TRAINING: BASIC RIGGER (RB);5 DAYS AT 8 HOURS PER DAY;PER PERSON;PUBLIC COURSE (CPCCLRG300 1A);MIN 6/MAX 8PER COURSE |  |  |  |  | 1068272 @@ MARTYR TRAINING SERVICES PTY LTD
STP_009 - Lot7 | Data Enrichment | PJR |  | 2023-11-09 |  |  | 1064248 | 1064248 |  |  | X | ERSA | M | 4000 | 1350554GZPCLNT100 | EA |  | CPR;BFA;FIRE EXTINGUISHER; EMERGENCY RE | CPR;BFA;FIRE EXTINGUISHER; EMERGENCY RE | CONSULTING,TRAINING: CPR;BFA;FIRE EXTINGUISHER; EMERGENCY RE SPONSE; REFRESHER;PER PERSON; MIN 10;M AX 20 PER COURSE; |  |  |  |  | 1068578 @@ KRAUSE HEALTH AND SAFETY
STP_009 - Lot7 | Data Enrichment | NGB |  | 2023-11-09 |  |  | 1064287 | 1064287 | 1362084 | AU_QM_000161033 |  | ERSA | M | 1825 | 1362084GZPCLNT100 | EA |  | BACK-UP RING SLOTTED; 200 X 191.8X 1.9; | BACK-UP RING SLOTTED; 200 X 191.8X 1.9; | RETAINER,PACKING: BACK-UP RING SLOTTED; 200 X 191.8X 1.9; BLOB PASTE PLANT PUMP; PUMPING CYLINDERS / WATER BOX / DIFFERENTIAL ASSEMBLY |  | RETAINER,PACKING: BACK-UP RING SLOTTED; 200 X 191.8X 1.9; |  |  | 1070054 @@ SCHWING AUSTRALIA PTY LTD | 10104231
STP_009 - Lot7 | Data Enrichment | PJR |  | 2023-11-09 |  |  | 1064296 | 1064296 | 1364312 | AU_QM_000165445 |  | ERSA | M | 5915 | 1364312GZPCLNT100 | EA |  | COUPLING ELEMENT; (COUPLING RING RT55-98 | COUPLING ELEMENT; (COUPLING RING RT55-98 | INSERT,FLEX COUPLING: COUPLING ELEMENT; (COUPLING RING RT55-98 A-T-PUR-VT); SUIT ROTEX 001-55 CLAW COUP LING; MOTOR TO GEARBOX COUPLING FOR A SE W X4KS200 GEARBOX; |  | INSERT,FLEX COUPLING: COUPLING ELEMENT; (COUPLING RING RT55-98 |  |  | 1068232 @@ SEW EURODRIVE PTY LTD | 1364312
STP_009 - Lot7 | Data Enrichment | NGB |  | 2023-11-09 |  |  | 1064307 | 1064307 |  |  |  | ERSA | M | 5100 | 1470473GZPCLNT100 | EA |  | AUXILIARY | AUXILIARY | RELAY,ELECTROMAGNETIC: AUXILIARY |  |  |  |  | 1068212 @@ ABB AUSTRALIA PTY LTD | 1470473
STP_009 - Lot7 | Data Enrichment | NGB |  | 2023-11-09 |  |  | 1064327 | 1064327 | 1365866 | AU_QM_000168383 |  | ERSA | M | 5100 | 1365866GZPCLNT100 | EA |  | EARTH FAULT RELAY ELECTRICAL; ATLAS COPC | EARTH FAULT RELAY ELECTRICAL; ATLAS COPC | RELAY,THERMAL OVERLOAD: EARTH FAULT RELAY ELECTRICAL; ATLAS COPC O EASER L |  | RELAY,THERMAL OVERLOAD: EARTH FAULT RELAY ELECTRICAL; ATLAS COPC |  |  | 1068108 @@ EPIROC AUSTRALIA PTY LTD | 1365866
STP_009 - Lot7 | Data Enrichment | NGB |  | 2023-11-09 |  |  | 1064328 | 1064328 |  |  |  | ERSA | M | 5100 | 1365867GZPCLNT100 | EA |  | EARTH FAULT RELAY ELECTRICAL; ATLAS COPC | EARTH FAULT RELAY ELECTRICAL; ATLAS COPC | RELAY,THERMAL OVERLOAD: EARTH FAULT RELAY ELECTRICAL; ATLAS COPC O EASER L |  |  |  |  | 1068108 @@ EPIROC AUSTRALIA PTY LTD | 1365867
STP_009 - Lot7 | Data Enrichment | NGB |  | 2023-11-09 |  |  | 1064342 | 1064342 | 1365893 | AU_QM_000168413 |  | ERSA | M | 5620 | 1365893GZPCLNT100 | EA |  | BREATHER; ATLAS COPCO EASER L | BREATHER; ATLAS COPCO EASER L | BREATHER: BREATHER; ATLAS COPCO EASER L |  | BREATHER: BREATHER; ATLAS COPCO EASER L |  |  | 1068108 @@ EPIROC AUSTRALIA PTY LTD | 1365893
STP_009 - Lot7 | Data Enrichment | PJR |  | 2023-11-09 |  |  | 1064427 | 1064427 |  |  | X | ERSA | M | 4000 | 1367685GZPCLNT100 | EA |  | CPR; 2.5 HOURS; PER COURSE; MAXIMUM PAR | CPR; 2.5 HOURS; PER COURSE; MAXIMUM PAR | CONSULTING,TRAINING: CPR; 2.5 HOURS; PER COURSE; MAXIMUM PAR TICIPANTS - 20 |  |  |  |  | 1068578 @@ KRAUSE HEALTH AND SAFETY
STP_009 - Lot7 | Data Enrichment | scv |  | 2023-11-09 |  |  | 1064428 | 1064428 | 1457639 | AU_QM_001305911 |  | ERSA | M | 5620 | 1457639GZPCLNT100 | EA |  | BEARING HOUSING; | BEARING HOUSING; | HOUSING: BEARING HOUSING; KJ76 VENT FANS; GFMS MINE; |  | HOUSING:BEARING HOUSING; |  |  | 1068409 @@ APPLIED INDUSTRIAL TECHNOLOGIES | SNL3160
STP_009 - Lot7 | Data Enrichment | CIR |  | 2023-11-09 |  |  | 1064461 | 1064461 | 1452594 | AU_QM_001191394 |  | ERSA | M | 4900 | 1452594GZPCLNT100 | EA |  | DIVIDERS; 0665.030/040 TYPE I; | DIVIDERS; 0665.030/040 TYPE I; | CHAIN: DIVIDERS; 0665.030/040 TYPE I; SUIT ENERGY CHAIN; |  | CHAIN: DIVIDERS; 0665.030/040 TYPE I; |  |  | 1069311 @@ CONDUCTIX WAMPFLER PTY LTD | 52567
STP_009 - Lot7 | Data Enrichment | RYM |  | 2023-11-09 |  |  | 1064593 | 1064593 | 1369558 | AU_QM_000174104 |  | ERSA | M | 5620 | 1369558GZPCLNT100 | EA |  | COMPLETE;CHARGE CAR | COMPLETE;CHARGE CAR | CYLINDER: COMPLETE;CHARGE CAR |  | CYLINDER: COMPLETE;CHARGE CAR |  |  | 1068143 @@ NORMET ASIA PACIFIC PTY LTD | 56044803
STP_009 - Lot7 | Data Enrichment | PJR |  | 2023-11-09 |  |  | 1064647 | 1064647 | 1470768 | AU_QM_009176220 |  | ERSA | M | 4900 | 1470768GZPCLNT100 | EA |  | DRIVE HEAD ASSY D-3921; | DRIVE HEAD ASSY D-3921; | GEAR: DRIVE HEAD ASSY D-3921; 81R-1164 RAISEBORER |  | GEAR:DRIVE HEAD ASSY D-3921; |  |  | 1068108 @@ EPIROC AUSTRALIA PTY LTD | C3701
STP_009 - Lot7 | Data Enrichment | NGB |  | 2023-11-09 |  |  | 1064663 | 1064663 | 1357288 | AU_QM_000150365 |  | ERSA | M | 5100 | 1357288GZPCLNT100 | EA |  | DANFOSS MP54 DIFFERENTIAL PRESSURE CONTR | DANFOSS MP54 DIFFERENTIAL PRESSURE CONTR | SWITCH,PRESSURE: DANFOSS MP54 DIFFERENTIAL PRESSURE CONTR OL;FOR GFM L72 WINDER DRIVE CHILLER SYST EM |  | SWITCH,PRESSURE:DANFOSS MP54 DIFFERENTIAL PRESSURE CONTR |  |  | 1068321 @@ ABB AUSTRALIA PTY LTD | 1357288
STP_009 - Lot7 | Data Enrichment | NGB |  | 2023-11-09 |  |  | 1064669 | 1064669 | 1358542 | AU_QM_000153609 |  | ERSA | M | 5915 | 1358542GZPCLNT100 | EA |  | BRAKE PAD;SIBS 4 BRAKE PAD; | BRAKE PAD;SIBS 4 BRAKE PAD; | DISC BRAKE PAD: BRAKE PAD;SIBS 4 BRAKE PAD; |  | DISC BRAKE PAD: BRAKE PAD;SIBS 4 BRAKE PAD; |  |  | 1069986 @@ ADVANCED BRAKING PTY LTD | 25-4029
STP_009 - Lot7 | Data Enrichment | scv |  | 2023-11-09 |  |  | 1064697 | 1064697 | 1362609 | AU_QM_000162053 |  | ERSA | M | 5620 | 1362609GZPCLNT100 | EA |  | BEARING HOUSING; SHAKER BOX | BEARING HOUSING; SHAKER BOX | HOUSING,BEARING: BEARING HOUSING; SHAKER BOX |  | HOUSING,BEARING:BEARING HOUSING; SHAKER BOX |  |  | 1068215 @@ PRECISIONSCREEN PTY LTD | 1362609
STP_009 - Lot7 | Data Enrichment | PJR |  | 2023-11-09 |  |  | 1064811 | 1064811 | 1468036 | AU_QM_007552040 |  | ERSA | M | 4900 | 1468036GZPCLNT100 | EA |  | DRIVE WHEEL (15-" DIA) | DRIVE WHEEL (15-" DIA) | GEAR,SPUR: DRIVE WHEEL (15-" DIA) |  | GEAR,SPUR:DRIVE WHEEL (15-" DIA) |  |  | 1069356 @@ MHE-DEMAG AUSTRALIA PTY LTD | 209198.56
STP_009 - Lot7 | Data Enrichment | MKV |  | 2023-11-09 |  |  | 1064845 | 1064845 | 1360852 | AU_QM_000158371 |  | ERSA | M | 5620 | 1360852GZPCLNT100 | EA |  | CAB PRESSURISER GROUP | CAB PRESSURISER GROUP | PLUG,MACHINE THREAD: CAB PRESSURISER GROUP |  | PLUG,MACHINE THREAD:CAB PRESSURISER GROUP |  |  | 1068196 @@ HASTINGS DEERING(AUSTRALIA) LTD | 1360852
STP_009 - Lot7 | Data Enrichment | scv |  | 2023-11-09 |  |  | 1064853 | 1064853 | 1365000 | AU_QM_000167228 |  | ERSA | M | 1540 | 1365000GZPCLNT100 | EA |  | BACKLINER STUD, 10X8 UMD MILMAX PUMP | BACKLINER STUD, 10X8 UMD MILMAX PUMP | STUD: BACKLINER STUD, 10X8 UMD MILMAX PUMP |  | STUD:BACKLINER STUD, 10X8 UMD MILMAX PUMP |  |  | 1068162 @@ FLSMIDTH PTY LTD | 1365000
STP_009 - Lot7 | Data Enrichment | scv |  | 2023-11-09 |  |  | 1064930 | 1064930 | 1469706 | AU_QM_008703155 |  | ERSA | M | 5620 | 1469706GZPCLNT100 | EA |  | CYLINDER, | CYLINDER, | HOUSING,CYL,AIR ACTUATOR: CYLINDER, FOR HASKEL PUMP |  | HOUSING,CYL,AIR ACTUATOR: CYLINDER, |  |  | 1068865 @@ RFD AUSTRALIA PTY LTD | 1469706 | 1068181 @@ CNW (MOUNT ISA) ELECT WHOLESALER | 16778
STP_009 - Lot7 | Data Enrichment | PJR |  | 2023-11-09 |  |  | 1064931 | 1064931 | 1361098 | AU_QM_000158976 |  | ERSA | M | 2620 | 1361098GZPCLNT100 | EA |  | BOOM OUTER TUBE FOR MC605DA NORMET CHARG | BOOM OUTER TUBE FOR MC605DA NORMET CHARG | TUBE: BOOM OUTER TUBE FOR MC605DA NORMET CHARG E CAR |  | TUBE:BOOM OUTER TUBE FOR MC605DA NORMET CHARG |  |  | 1068143 @@ NORMET ASIA PACIFIC PTY LTD | 15818160
STP_009 - Lot7 | Data Enrichment | scv |  | 2023-11-09 |  |  | 1064940 | 1064940 | 1351018 | AU_QM_000135173 |  | ERSA | M | 5620 | 1351018GZPCLNT100 | EA |  | BEARING HOUSING ASSY,BEARING HOUSING, BE | BEARING HOUSING ASSY,BEARING HOUSING, BE | HOUSING,BEARING: BEARING HOUSING ASSY,BEARING HOUSING, BE ARING AND ADAPTOR SLEEVE,CONVEYOR PULLEY |  | HOUSING,BEARING:BEARING HOUSING ASSY,BEARING HOUSING, BE |  |  | 1068409 @@ APPLIED INDUSTRIAL TECHNOLOGIES | SDVD3152TACMB
STP_009 - Lot7 | Data Enrichment | NGB |  | 2023-11-09 |  |  | 1065035 | 1065035 |  |  |  | ERSA | M | 1600 | 1456492GZPCLNT100 | EA |  | DIN FUSE | DIN FUSE | FUSE SWITCH; DIN FUSE GFM SURFACE CRUSHING PLANT |  |  |  |  | 1068181 @@ CNW (MOUNT ISA) ELECT WHOLESALER | OFAF00H125
STP_009 - Lot7 | Data Enrichment | NGB |  | 2023-11-09 |  |  | 1065036 | 1065036 | 1456491 | AU_QM_001284918 |  | ERSA | M | 1600 | 1456491GZPCLNT100 | EA |  | DIN FUSE | DIN FUSE | FUSE SWITCH; DIN FUSE GFM SURFACE CRUSHING PLANT |  | FUSE SWITCH;DIN FUSE |  |  | 1068181 @@ CNW (MOUNT ISA) ELECT WHOLESALER | OFAF000H40
STP_009 - Lot7 | Data Enrichment | NGB |  | 2023-11-09 |  |  | 1065113 | 1065113 | 1457313 | AU_QM_001298207 |  | ERSA | M | 1600 | 1457313GZPCLNT100 | EA |  | COMPLETE SET BRUSH GEAR ASSEMBLY; | COMPLETE SET BRUSH GEAR ASSEMBLY; | HOLDER ASSY,ELEC CONTACT BRUSH: COMPLETE SET BRUSH GEAR ASSEMBLY; SUIT TECO AEJS;450KW;4 POLE;440V;50HZ; ELECTRIC MOTOR;HP5 CRUSHER MOTOR; GFMS SURFACE CRUSHING PLANT; |  | HOLDER ASSY,ELEC CONTACT BRUSH: COMPLETE SET BRUSH GEAR ASSEMBLY; |  |  | 1068121 @@ TECO AUSTRALIA PTY LTD | BQ7255(TAC6488) ITEM 5
STP_009 - Lot7 | Data Enrichment | MKV |  | 2023-11-09 |  |  | 1065129 | 1065129 | 1452659 | AU_QM_001192582 |  | ERSA | M | 5100 | 1452659GZPCLNT100 | EA |  | COMMUNICATION MODULE; | COMMUNICATION MODULE; | ELECTRONIC MODULE: COMMUNICATION MODULE; SUIT TYCO VALVE POSITION CONTROLLER; ZINC FILTER PLANT; |  | ELECTRONIC MODULE:COMMUNICATION MODULE; |  |  | 1068471 @@ EMERSON AUTOMATION SOLUTIONS | 1452659 | 1068546 @@ KEYFLO PACIFIC PTY LTD | 1452659
STP_009 - Lot7 | Data Enrichment | scv |  | 2023-11-09 |  |  | 1065200 | 1065200 | 1424341 | AU_QM_000334458 |  | ERSA | M | 1825 | 1424341GZPCLNT100 | EA |  | CYLINDER PISTON | CYLINDER PISTON | SEAL,PLAIN: CYLINDER PISTON |  | SEAL,PLAIN: CYLINDER PISTON |  |  | 1069369 @@ HYDROIL PTY LTD | 1424341
STP_009 - Lot7 | Data Enrichment | PJR |  | 2023-11-09 |  |  | 1065228 | 1065228 | 1449952 | AU_QM_001124650 |  | ERSA | M | 2200 | 1449952GZPCLNT100 | EA |  | CART.SOL.DIR.3/2.NO.SOL;ID 69963; | CART.SOL.DIR.3/2.NO.SOL;ID 69963; | INSERT,CARTRIDGE VALVE: CART.SOL.DIR.3/2.NO.SOL;ID 69963; GFM 75KW PLATE FEEDER HYDRAULICS |  | INSERT,CARTRIDGE VALVE: CART.SOL.DIR.3/2.NO.SOL;ID 69963; |  |  | 1068156 @@ BOSCH REXROTH PTY LTD | KK10-3/EMDV-10-N-3C-0-XXX-X
STP_009 - Lot7 | Data Enrichment | PJR |  | 2023-11-09 |  |  | 1065236 | 1065236 |  |  | X | ERSA | M | 4000 | 1367678GZPCLNT100 | EA |  | CONFINED SPACE 1 REFRESHER; 3.5 HOURS; P | CONFINED SPACE 1 REFRESHER; 3.5 HOURS; P | CONSULTING,TRAINING: CONFINED SPACE 1 REFRESHER; 3.5 HOURS; P ER COURSE; MAXIMUM PARTICIPANTS - 20 |  |  |  |  | 1068578 @@ KRAUSE HEALTH AND SAFETY
STP_009 - Lot7 | Data Enrichment | NGB |  | 2023-11-09 |  |  | 1065400 | 1065400 |  |  |  | ERSA | M | 5100 | 1470475GZPCLNT100 | EA |  | AUXILIARY | AUXILIARY | RELAY,ELECTROMAGNETIC: AUXILIARY |  |  |  |  | 1068212 @@ ABB AUSTRALIA PTY LTD | 1470475
STP_009 - Lot7 | Data Enrichment | NGB |  | 2023-11-09 |  |  | 1065401 | 1065401 |  |  |  | ERSA | M | 5100 | 1470476GZPCLNT100 | EA |  | AUXILIARY | AUXILIARY | RELAY,ELECTROMAGNETIC: AUXILIARY |  |  |  |  | 1068212 @@ ABB AUSTRALIA PTY LTD | 1470476
STP_009 - Lot7 | Data Enrichment | NGB |  | 2023-11-09 |  |  | 1065402 | 1065402 |  |  |  | ERSA | M | 5100 | 1470477GZPCLNT100 | EA |  | AUXILIARY | AUXILIARY | RELAY,ELECTROMAGNETIC: AUXILIARY |  |  |  |  | 1068212 @@ ABB AUSTRALIA PTY LTD | 1470477
STP_009 - Lot7 | Data Enrichment | NGB |  | 2023-11-09 |  |  | 1065403 | 1065403 |  |  |  | ERSA | M | 5100 | 1470478GZPCLNT100 | EA |  | AUXILIARY | AUXILIARY | RELAY,ELECTROMAGNETIC: AUXILIARY |  |  |  |  | 1068212 @@ ABB AUSTRALIA PTY LTD | 1470478
STP_009 - Lot7 | Data Enrichment | NGB |  | 2023-11-09 |  |  | 1065408 | 1065408 | 1470483 | AU_QM_009146515 |  | ERSA | M | 5100 | 1470483GZPCLNT100 | EA |  | CURRENT (DIRECTIONAL) | CURRENT (DIRECTIONAL) | RELAY,ELECTROMAGNETIC: CURRENT (DIRECTIONAL) |  | RELAY,ELECTROMAGNETIC:CURRENT (DIRECTIONAL) |  |  | 1068212 @@ ABB AUSTRALIA PTY LTD | 1470483
STP_009 - Lot7 | Data Enrichment | NGB |  | 2023-11-09 |  |  | 1065740 | 1065740 | 1459422 | AU_QM_002217311 |  | ERSA | M | 5100 | 1459422GZPCLNT100 | EA |  | DELAY RELAY (SPECIAL) | DELAY RELAY (SPECIAL) | RELAY,MOTOR DRIVEN: DELAY RELAY (SPECIAL) 110V AC MOTOR IDENTICAL TO SERIAL NO.015673E |  | RELAY,MOTOR DRIVEN: DELAY RELAY (SPECIAL) |  |  | 1068181 @@ CNW (MOUNT ISA) ELECT WHOLESALER | 1459422
STP_009 - Lot7 | Data Enrichment | BHJ |  | 2023-11-09 |  |  | 1065801 | 1065801 | 1470917 | AU_QM_009182110 |  | ERSA | M | 5100 | 1470917GZPCLNT100 | EA |  | C/W MTO RELAY | C/W MTO RELAY | STARTER,MOTOR: C/W MTO RELAY |  | STARTER,MOTOR:C/W MTO RELAY |  |  | 1071835 @@ REXEL AUSTRALIA | PD0203AB4
STP_009 - Lot7 | Data Enrichment | scv |  | 2023-11-09 |  |  | 1065803 | 1065803 | 1470925 | AU_QM_009182220 |  | ERSA | M | 5920 | 1470925GZPCLNT100 | EA |  | C/W MOTOR | C/W MOTOR | FAN: C/W MOTOR FOR U62 AND O62 SHAFT WINDERS |  | FAN: C/W MOTOR |  |  | 1071835 @@ REXEL AUSTRALIA | Y2982495-11
STP_009 - Lot7 | Data Enrichment | PJR |  | 2023-11-09 |  |  | 1065856 | 1065856 | 1468037 | AU_QM_007553026 |  | ERSA | M | 5920 | 1468037GZPCLNT100 | EA |  | DISK TYPE | DISK TYPE | INSERT,FLEX COUPLING: DISK TYPE |  | INSERT,FLEX COUPLING: DISK TYPE |  |  | 1069356 @@ MHE-DEMAG AUSTRALIA PTY LTD | 629600,ITEM E4
STP_009 - Lot7 | Data Enrichment | scv |  | 2023-11-09 |  |  | 1065915 | 1065915 | 1468874 | AU_QM_007878101 |  | ERSA | M | 5620 | 1468874GZPCLNT100 | EA |  | DIAPHRAGM | DIAPHRAGM | HOUSING: DIAPHRAGM |  | HOUSING:DIAPHRAGM |  |  | 1069400 @@ SIEMENS LTD. | UXA-17643
STP_009 - Lot7 | Data Enrichment | PJR |  | 2023-11-09 |  |  | 1065936 | 1065936 | 1469695 | AU_QM_008703066 |  | ERSA | M | 5920 | 1469695GZPCLNT100 | EA |  | C/W SHAFT | C/W SHAFT | GEAR,IDLER; C/W SHAFT FOR ROPER 801-2AM08 ROTARY GEAR PUMP |  | GEAR,IDLER; C/W SHAFT |  |  | 1068919 @@ GILBARCO AUSTRALIA PTY LTD | 801-D2-1430(IDLER-GEAR)
STP_009 - Lot7 | Data Enrichment | MKV |  | 2023-11-09 |  |  | 1065992 | 1065992 | 1362029 | AU_QM_000160963 |  | ERSA | M | 5100 | 1362029GZPCLNT100 | EA |  | AICM MODULE INTERFACE FOR COMMAND MXY;CA | AICM MODULE INTERFACE FOR COMMAND MXY;CA | ELECTRONIC MODULE: AICM MODULE INTERFACE FOR COMMAND MXY;CA T EQUIPMENT; |  | ELECTRONIC MODULE:AICM MODULE INTERFACE FOR COMMAND MXY;CA |  |  | 1068196 @@ HASTINGS DEERING(AUSTRALIA) LTD | 1362029
STP_009 - Lot7 | Data Enrichment | NGB |  | 2023-11-09 |  |  | 1066148 | 1066148 | 1470091 | AU_QM_009107370 |  | ERSA | M | 1600 | 1470091GZPCLNT100 | EA |  | COMPLETE | COMPLETE | SWITCH,ROTARY: COMPLETE FOR 550 HP GEC WINDER |  | SWITCH,ROTARY:COMPLETE |  |  | 1071835 @@ REXEL AUSTRALIA | D66
STP_009 - Lot7 | Data Enrichment | PJR |  | 2023-11-09 |  |  | 1066501 | 1066501 | 1362545 | AU_QM_000161986 |  | ERSA | M | 1600 | 1362545GZPCLNT100 | EA |  | CONNECTOR MOBILE 10PIN; FEMALE STRAIGHT | CONNECTOR MOBILE 10PIN; FEMALE STRAIGHT | INSERT,ELEC CONNECTOR: CONNECTOR MOBILE 10PIN; FEMALE STRAIGHT |  | INSERT,ELEC CONNECTOR:CONNECTOR MOBILE 10PIN; FEMALE STRAIGHT |  |  | 1068181 @@ CNW (MOUNT ISA) ELECT WHOLESALER | 1362545
STP_009 - Lot7 | Data Enrichment | PJR |  | 2023-11-09 |  |  | 1066502 | 1066502 | 1362544 | AU_QM_000161985 |  | ERSA | M | 1600 | 1362544GZPCLNT100 | EA |  | CONNECTOR NARROW INSERT FEMALE; 10PIN | CONNECTOR NARROW INSERT FEMALE; 10PIN | INSERT,ELEC CONNECTOR: CONNECTOR NARROW INSERT FEMALE; 10PIN |  | INSERT,ELEC CONNECTOR:CONNECTOR NARROW INSERT FEMALE; 10PIN |  |  | 1068181 @@ CNW (MOUNT ISA) ELECT WHOLESALER | 1362544
STP_009 - Lot7 | Data Enrichment | PJR |  | 2023-11-09 |  |  | 1066503 | 1066503 | 1362543 | AU_QM_000161983 |  | ERSA | M | 1600 | 1362543GZPCLNT100 | EA |  | CONNECTOR NARROW INSERT MALE; 10PIN | CONNECTOR NARROW INSERT MALE; 10PIN | INSERT,ELEC CONNECTOR: CONNECTOR NARROW INSERT MALE; 10PIN |  | INSERT,ELEC CONNECTOR:CONNECTOR NARROW INSERT MALE; 10PIN |  |  | 1068181 @@ CNW (MOUNT ISA) ELECT WHOLESALER | 1362543
STP_009 - Lot7 | Data Enrichment | PJR |  | 2023-11-09 |  |  | 1066531 | 1066531 |  |  | X | ERSA | M | 4000 | 1450284GZPCLNT100 | EA |  | BASIC FIRST AID CPR | BASIC FIRST AID CPR | CONSULTING,TRAINING: BASIC FIRST AID AND CPR; MIN 6/MAX 20 PER COURSE; NATIONAL COMPETENCY CODE MNCG1013A |  |  |  |  | 1068578 @@ KRAUSE HEALTH AND SAFETY
STP_009 - Lot7 | Data Enrichment | scv |  | 2023-11-09 |  |  | 1066749 | 1066749 | 1367642 | AU_QM_000171072 |  | ERSA | M | 5010 | 1367642GZPCLNT100 | EA |  | COOLING; MOTOR ; NO MOTOR; SUIT HEAT EX | COOLING; MOTOR ; NO MOTOR; SUIT HEAT EX | FAN ASSY,CENTRIFUGAL: COOLING; MOTOR ; NO MOTOR; SUIT HEAT EX CHANGER - ALLIED HEAT TRANSFER MODEL ACX 1500-415V-BP; PBSM STACK ID FAN VOITH OI L COOLING SYSTEM |  | FAN ASSY,CENTRIFUGAL: COOLING; MOTOR ; NO MOTOR; SUITHEAT EX |  |  | 1068749 @@ ALLIED HEAT TRANSFER | W/MWI
STP_009 - Lot7 | Data Enrichment | scv |  | 2023-11-09 |  |  | 1066793 | 1066793 | 1357799 | AU_QM_000151665 |  | ERSA | M | 5010 | 1357799GZPCLNT100 | EA |  | ANODE CASTING WHEEL DRIVE MOTOR; WITH FA | ANODE CASTING WHEEL DRIVE MOTOR; WITH FA | FAN: ANODE CASTING WHEEL DRIVE MOTOR; WITH FA N AND ENCODER; |  | FAN: ANODE CASTING WHEEL DRIVE MOTOR; WITH FA |  |  | 1068298 @@ DAVE CLANCY ELECTRICAL | 1357799
STP_009 - Lot7 | Data Enrichment | NGB |  | 2023-11-09 |  |  | 1066854 | 1066854 | 1364449 | AU_QM_000165767 |  | ERSA | M | 1600 | 1364449GZPCLNT100 | EA |  | BRUSH HOLDER; AC WINGED - WEAR IND 40MM | BRUSH HOLDER; AC WINGED - WEAR IND 40MM | HOLDER,CARBON BRUSH: BRUSH HOLDER; AC WINGED - WEAR IND 40MM X 25MM SUITS BM04 MILL MOTOR |  | HOLDER,CARBON BRUSH:BRUSH HOLDER; AC WINGED - WEAR IND 40MM |  |  | 1070060 @@ CORTELA CARBON PTY LTD | 1364449
STP_009 - Lot7 | Data Enrichment | BHJ |  | 2023-11-09 |  |  | 1066878 | 1066878 | 1354724 | AU_QM_000144057 |  | ERSA | M | 4700 | 1354724GZPCLNT100 | EA |  | COLLECTION CHAMBER;STUFFING BOX;WARMAN 6 | COLLECTION CHAMBER;STUFFING BOX;WARMAN 6 | CHAMBER: COLLECTION CHAMBER;STUFFING BOX;WARMAN 6 E-AHF CARS PUMP; |  | CHAMBER:COLLECTION CHAMBER;STUFFING BOX;WARMAN 6 |  |  | 1068227 @@ WEIR MINERALS AUSTRALIA LTD | EAM556A05
STP_009 - Lot7 | Data Enrichment | MKV |  | 2023-11-09 |  |  | 1066942 | 1066942 | 1363111 | AU_QM_000162856 |  | ERSA | M | 2200 | 1363111GZPCLNT100 | EA |  | DART PLUG | DART PLUG | PLUG,VALVE: DART PLUG |  | PLUG,VALVE: DART PLUG |  |  | 1068642 @@ MULTOTEC PTY LTD | 1363111
STP_009 - Lot7 | Data Enrichment | MKV |  | 2023-11-09 |  |  | 1066954 | 1066954 | 1369551 | AU_QM_000174096 |  | ERSA | M | 5920 | 1369551GZPCLNT100 | EA |  | CRANKSHAFT;PULLEY;JOHN DEERE;GRADER | CRANKSHAFT;PULLEY;JOHN DEERE;GRADER | DAMPER: CRANKSHAFT;PULLEY;JOHN DEERE;GRADER |  | DAMPER:CRANKSHAFT;PULLEY;JOHN DEERE;GRADER |  |  | 1068592 @@ RDO EQUIPMENT PTY LTD | RE522932
STP_009 - Lot7 | Data Enrichment | scv |  | 2023-11-09 |  |  | 1066973 | 1066973 | 1364307 | AU_QM_000165436 |  | ERSA | M | 5620 | 1364307GZPCLNT100 | EA |  | BEARING HOUSING; MOBILE SCREENERS 1-4 (F | BEARING HOUSING; MOBILE SCREENERS 1-4 (F | HOUSING,BEARING: BEARING HOUSING; MOBILE SCREENERS 1-4 (F INLAY) |  | HOUSING,BEARING:BEARING HOUSING; MOBILE SCREENERS 1-4 (F |  |  | 1068409 @@ APPLIED INDUSTRIAL TECHNOLOGIES | 1364307
STP_009 - Lot7 | Data Enrichment | NGB |  | 2023-11-09 |  |  | 1066982 | 1066982 |  |  |  | ERSA | M | 1600 | 1368615GZPCLNT100 | EA |  | 2 ENGINE ASSY:CHARMEC MC 605 D(V) | 2 ENGINE ASSY:CHARMEC MC 605 D(V) | SWITCH,PRESSURE: 2 ENGINE ASSY:CHARMEC MC 605 D(V) |  |  |  |  | 1068143 @@ NORMET ASIA PACIFIC PTY LTD | 55121719
STP_009 - Lot7 | Data Enrichment | scv |  | 2023-11-09 |  |  | 1067002 | 1067002 | 1461901 | AU_QM_002732125 |  | ERSA | M | 1825 | 1461901GZPCLNT100 | EA |  | CAP \"HYCAR\"(BUNA-N) | CAP \"HYCAR\"(BUNA-N) | SEAL,PLAIN: CAP \"HYCAR\"(BUNA-N) FOR GLEN BALL VALVE SIZE 1-1/2\" AND 2\" |  | SEAL,PLAIN: CAP "HYCAR"(BUNA-N) |  |  | 1070551 @@ QUARRY MINING & CONSTRUCTION | 1461901
STP_009 - Lot7 | Data Enrichment | PJR |  | 2023-11-09 |  |  | 1067015 | 1067015 | 1351325 | AU_QM_000135747 |  | ERSA | M | 3600 | 1351325GZPCLNT100 | EA |  | 1400 X 24;TUBE;;ATLAS COPCO M2D DRILL/NO | 1400 X 24;TUBE;;ATLAS COPCO M2D DRILL/NO | INNER TUBE,PNEUMATIC TYRE: 1400 X 24;TUBE;;ATLAS COPCO M2D DRILL/NO RMET; |  | INNER TUBE,PNEUMATIC TYRE:1400 X 24;TUBE;;ATLAS COPCO M2D DRILL/NO |  |  | 1068174 @@ BRIDGESTONE MINING SOLUTIONS | ORSCK062
STP_009 - Lot7 | Data Enrichment | scv |  | 2023-11-09 |  |  | 1067061 | 1067061 | 1355383 | AU_QM_000145360 |  | ERSA | M | 1825 | 1355383GZPCLNT100 | EA |  | DIFF PINION SEAL;VOLVO 120F IT; | DIFF PINION SEAL;VOLVO 120F IT; | SEAL,ENCASED: DIFF PINION SEAL;VOLVO 120F IT; |  | SEAL,ENCASED: DIFF PINION SEAL;VOLVO 120F IT; |  |  | 1068317 @@ SMH EQUIPMENT PTY LTD | 1355383
STP_009 - Lot7 | Data Enrichment | CIR |  | 2023-11-09 |  |  | 1067074 | 1067074 | 1356114 | AU_QM_000146780 |  | ERSA | M | 5620 | 1356114GZPCLNT100 | EA |  | CYLINDER TUBE SUMMARY | CYLINDER TUBE SUMMARY | CYLINDER BARREL: CYLINDER TUBE SUMMARY |  | CYLINDER BARREL:CYLINDER TUBE SUMMARY |  |  | 1070054 @@ SCHWING AUSTRALIA PTY LTD | 10143445
STP_009 - Lot7 | Data Enrichment | NGB |  | 2023-11-09 |  |  | 1067100 | 1067100 | 1356573 | AU_QM_000148230 |  | ERSA | M | 1600 | 1356573GZPCLNT100 | EA |  | CONVEYOR BELT DRIFT SWITCH | CONVEYOR BELT DRIFT SWITCH | SWITCH,SENSITIVE: CONVEYOR BELT DRIFT SWITCH |  | SWITCH,SENSITIVE: CONVEYOR BELT DRIFT SWITCH |  |  | 1068181 @@ CNW (MOUNT ISA) ELECT WHOLESALER | 1356573
STP_009 - Lot7 | Data Enrichment | PJR |  | 2023-11-09 |  |  | 1067377 | 1067377 | 1364899 | AU_QM_000167026 |  | ERSA | M | 5915 | 1364899GZPCLNT100 | EA |  | CAM RING; SUITS BIPEX BWN 97; FOR PBSM S | CAM RING; SUITS BIPEX BWN 97; FOR PBSM S | INSERT,FLEX COUPLING: CAM RING; SUITS BIPEX BWN 97; FOR PBSM S TREET CRANE AUX HOIST MOTOR-GEARBOX |  | INSERT,FLEX COUPLING: CAM RING; SUITS BIPEX BWN 97; FOR PBSM S |  |  | 1068563 @@ FLENDER PTY. LTD. | 1364899
STP_009 - Lot7 | Data Enrichment | PJR |  | 2023-11-09 |  |  | 1067394 | 1067394 | 1458942 | AU_QM_002202482 |  | ERSA | M | 1825 | 1458942GZPCLNT100 | EA |  | ARCING CONTACT | ARCING CONTACT | PACKING,PREFORMED: ARCING CONTACT FOR M24 CIRCUIT BREAKER |  | PACKING,PREFORMED:ARCING CONTACT |  |  | 1069477 @@ IPD GROUP LTD | LL5307-Z-11160-1
STP_009 - Lot7 | Data Enrichment | scv |  | 2023-11-09 |  |  | 1067449 | 1067449 | 1370738 | AU_QM_000181420 |  | ERSA | M | 5920 | 1370738GZPCLNT100 | EA |  | 1HZ ENGINE; | 1HZ ENGINE; | STARTER,ENGINE,ELECTRICAL: 1HZ ENGINE; "REPAIRABLE ITEM" TOYOTA HZJ75 LANDCRUISER |  | STARTER,ENGINE,ELECTRICAL:1HZ ENGINE; |  |  | 1068114 @@ BELL & MOIR - PARTS ORDERS ONLY | 28100-17061 | 1071809 @@ ASHDOWN ENTERPRISES | 28100-17061 | 1068087 @@ ASHDOWN INGRAM | 28100-17061 | 1068112 @@ DRIVELINE SERVICES AUSTRALIA PTY LT | 28100-17061
STP_009 - Lot7 | Data Enrichment | NGB |  | 2023-11-09 |  |  | 1067451 | 1067451 | 1362888 | AU_QM_000162506 |  | ERSA | M | 2200 | 1362888GZPCLNT100 | EA |  | BS_B SAFETY HEAD; 4''; SRB-7RS; 316SS; A | BS_B SAFETY HEAD; 4''; SRB-7RS; 316SS; A | RETAINER,DISC,VALVE: BSANDB SAFETY HEAD; 4''; SRB-7RS; 316SS; A NSI 150Ã‚Â Ã‚Â Ã‚Â Ã‚Â Ã‚Â Ã‚Â Ã‚Â Ã‚Â Ã‚Â Ã‚Â Ã‚Â Ã‚Â |  | RETAINER,DISC,VALVE:BS&B SAFETY HEAD; 4''; SRB-7RS; 316SS; A |  |  | 1069689 @@ HMA INSTRUMENTATION | 1362888
STP_009 - Lot7 | Data Enrichment | PJR |  | 2023-11-09 |  |  | 1067526 | 1067526 |  |  | X | ERSA | M | 4000 | 1356055GZPCLNT100 | EA |  | DOGGER; 5 DAYS AT 8 HOURS PER DAY; PER P | DOGGER; 5 DAYS AT 8 HOURS PER DAY; PER P | CONSULTING,TRAINING: DOGGER; 5 DAYS AT 8 HOURS PER DAY; PER P ERSON; PUBLIC COURSE |  |  |  |  | 1068272 @@ MARTYR TRAINING SERVICES PTY LTD
STP_009 - Lot7 | Data Enrichment | PJR |  | 2023-11-09 |  |  | 1067549 | 1067549 | 1364932 | AU_QM_000167089 |  | ERSA | M | 5915 | 1364932GZPCLNT100 | EA |  | CAM RING; SUITS NORMEX COUPLING; FOR PBS | CAM RING; SUITS NORMEX COUPLING; FOR PBS | INSERT,FLEX COUPLING: CAM RING; SUITS NORMEX COUPLING; FOR PBS M #4 CRANE AUX HOIST MOTOR-GEARBOX |  | INSERT,FLEX COUPLING: CAM RING; SUITS NORMEX COUPLING; FOR PBS |  |  | 1068418 @@ CONSOLIDATED BEARING CO (QLD) | 1364932
STP_009 - Lot7 | Data Enrichment | scv |  | 2023-11-09 |  |  | 1067550 | 1067550 | 1365002 | AU_QM_000167230 |  | ERSA | M | 5620 | 1365002GZPCLNT100 | EA |  | CASING, 10X8 UMD MILMAX PUMP | CASING, 10X8 UMD MILMAX PUMP | HOUSING: CASING, 10X8 UMD MILMAX PUMP |  | HOUSING:CASING, 10X8 UMD MILMAX PUMP |  |  | 1068162 @@ FLSMIDTH PTY LTD | UM250-010-00001
STP_009 - Lot7 | Data Enrichment | PJR |  | 2023-11-09 |  |  | 1067590 | 1067590 | 1449685 | AU_QM_001117738 |  | ERSA | M | 4900 | 1449685GZPCLNT100 | EA |  | BM03 PINION GEAR;22 TOOTH;C/W KEYS; | BM03 PINION GEAR;22 TOOTH;C/W KEYS; | GEAR,HELICAL: BM03 PINION GEAR;22 TOOTH;C/W KEYS; LESS BEARINGS;TO DIN17210 - 17CrNiMo6 CASE CARBURISED HRC HARDNESS 60-62; REF: 07-E468-01 |  | GEAR,HELICAL: BM03 PINION GEAR;22 TOOTH;C/W KEYS; |  |  | 1068162 @@ FLSMIDTH PTY LTD | 1449685
STP_009 - Lot7 | Data Enrichment | scv |  | 2023-11-09 |  |  | 1067813 | 1067813 | 1358628 | AU_QM_000153958 |  | ERSA | M | 5910 | 1358628GZPCLNT100 | EA |  | BRAKE COOLING PIPE, SUITS CATERPILLAR UN | BRAKE COOLING PIPE, SUITS CATERPILLAR UN | PIPE ASSY,METAL: BRAKE COOLING PIPE, SUITS CATERPILLAR UN DERGROUND EQUIPMENT: AD45B CXM TRUCK |  | PIPE ASSY,METAL:BRAKE COOLING PIPE, SUITS CATERPILLAR UN |  |  | 1068196 @@ HASTINGS DEERING(AUSTRALIA) LTD | 2754845
STP_009 - Lot7 | Data Enrichment | NGB |  | 2023-11-09 |  |  | 1067930 | 1067930 | 1439946 | AU_QM_000982907 |  | ERSA | M | 1600 | 1439946GZPCLNT100 | EA |  | CSM SAMPLER | CSM SAMPLER | SWITCH: CSM SAMPLER |  | SWITCH:CSM SAMPLER |  |  | 1072012 @@ CNW (TOWNSVILLE) ELECT SUPPLIES | 1439946
STP_009 - Lot7 | Data Enrichment | BHJ |  | 2023-11-09 |  |  | 1067931 | 1067931 | 1439947 | AU_QM_000982908 |  | ERSA | M | 5910 | 1439947GZPCLNT100 | EA |  | CSM WASHING CHAMBER | CSM WASHING CHAMBER | NOZZLE,SPRAY: CSM WASHING CHAMBER |  | NOZZLE,SPRAY: CSM WASHING CHAMBER |  |  | 1070677 @@ SPRAYING SYSTEMS CO. PTY LTD | HB1/4U-316SS 9550
STP_009 - Lot7 | Data Enrichment | BHJ |  | 2023-11-09 |  |  | 1067932 | 1067932 |  |  |  | ERSA | M | 5910 | 1439948GZPCLNT100 | EA |  | CSM WASHING CHAMBER | CSM WASHING CHAMBER | NOZZLE,SPRAY: CSM WASHING CHAMBER |  |  |  |  | 1070677 @@ SPRAYING SYSTEMS CO. PTY LTD | HB1/4U-316SS 9570
STP_009 - Lot7 | Data Enrichment | BHJ |  | 2023-11-09 |  |  | 1067933 | 1067933 |  |  |  | ERSA | M | 5910 | 1439949GZPCLNT100 | EA |  | CSM WASHING CHAMBER | CSM WASHING CHAMBER | NOZZLE,SPRAY: CSM WASHING CHAMBER |  |  |  |  | 1070677 @@ SPRAYING SYSTEMS CO. PTY LTD | HB1/4U-316SS 9560
STP_009 - Lot7 | Data Enrichment | BHJ |  | 2023-11-09 |  |  | 1067934 | 1067934 |  |  |  | ERSA | M | 5910 | 1439950GZPCLNT100 | EA |  | CSM WASHING CHAMBER | CSM WASHING CHAMBER | NOZZLE,SPRAY: CSM WASHING CHAMBER |  |  |  |  | 1070677 @@ SPRAYING SYSTEMS CO. PTY LTD | HB1/4VV-316SS 9503
STP_009 - Lot7 | Data Enrichment | MKV |  | 2023-11-09 |  |  | 1067975 | 1067975 | 1362581 | AU_QM_000162025 |  | ERSA | M | 5100 | 1362581GZPCLNT100 | EA |  | DIGICOM P49 CAGE SUBMARINE OUTER | DIGICOM P49 CAGE SUBMARINE OUTER | ELECTRONIC MODULE: DIGICOM P49 CAGE SUBMARINE OUTER |  | ELECTRONIC MODULE:DIGICOM P49 CAGE SUBMARINE OUTER |  |  | 1070724 @@ ECAM PTY LTD | 1362581
STP_009 - Lot7 | Data Enrichment | CIR |  | 2023-11-09 |  |  | 1068022 | 1068022 | 1361012 | AU_QM_000158778 |  | ERSA | M | 4900 | 1361012GZPCLNT100 | EA |  | COMPRESSOR BELT TENSIONER PULLEY;75MM DI | COMPRESSOR BELT TENSIONER PULLEY;75MM DI | PULLEY,FLAT: COMPRESSOR BELT TENSIONER PULLEY;75MM DI AM X 33MM W;MERCEDES BENZ 904 ENGINE |  | PULLEY,FLAT:COMPRESSOR BELT TENSIONER PULLEY;75MM DI |  |  | 1068211 @@ PENSKE POWER SYSTEMS | 1361012
STP_009 - Lot7 | Data Enrichment | scv |  | 2023-11-09 |  |  | 1068026 | 1068026 | 1449942 | AU_QM_001121755 |  | ERSA | M | 5810 | 1449942GZPCLNT100 | EA |  | DISCHARGE END FILLER RING;RUBBER MAT'L; | DISCHARGE END FILLER RING;RUBBER MAT'L; | SEAL RING,NONMETAL: DISCHARGE END FILLER RING;RUBBER MAT'L; DWG REF: RC-3428-98-002,REV.A SM01 SAG MILL NO.1 PULP LIFTER HARDWARE |  | SEAL RING,NONMETAL: DISCHARGE END FILLER RING;RUBBER MAT'L; |  |  | 1068221 @@ BRADKEN RESOURCES PTY LIMITED | RFDEIT15 | 1068164 @@ BRADKEN RESOURCES PTY LIMITED | RFDEIT15
STP_009 - Lot7 | Data Enrichment | MKV |  | 2023-11-09 |  |  | 1068060 | 1068060 | 1430294 | AU_QM_000646406 |  | ERSA | M | 5100 | 1430294GZPCLNT100 | EA |  | 10 TURN,1/4"SHAFT | 10 TURN,1/4"SHAFT | RESISTOR,VARIABLE: 10 TURN,1/4"SHAFT |  | RESISTOR,VARIABLE:10 TURN,1/4"SHAFT |  |  | 1070061 @@ NORDSON AUSTRALIA PTY LTD | 1K-7285 | 1072012 @@ CNW (TOWNSVILLE) ELECT SUPPLIES | 1430294
STP_009 - Lot7 | Data Enrichment | CIR |  | 2023-11-09 |  |  | 1068079 | 1068079 | 1361011 | AU_QM_000158777 |  | ERSA | M | 4900 | 1361011GZPCLNT100 | EA |  | DIVERTER PULLEY;106.6MM DIAM X 34MM W;ME | DIVERTER PULLEY;106.6MM DIAM X 34MM W;ME | PULLEY,FLAT: DIVERTER PULLEY;106.6MM DIAM X 34MM W;ME RCEDES BENZ 904 ENGINE |  | PULLEY,FLAT:DIVERTER PULLEY;106.6MM DIAM X 34MM W;ME |  |  | 1068211 @@ PENSKE POWER SYSTEMS | DE-9062001170
STP_009 - Lot7 | Data Enrichment | PJR |  | 2023-11-09 |  |  | 1068093 | 1068093 |  |  | X | ERSA | M | 4000 | 1355950GZPCLNT100 | EA |  | CONFINED SPACE 1; 6 HOURS; PER PERSON; | CONFINED SPACE 1; 6 HOURS; PER PERSON; | CONSULTING,TRAINING: CONFINED SPACE 1; 6 HOURS; PER PERSON; PUBLIC COURSE |  |  |  |  | 1068578 @@ KRAUSE HEALTH AND SAFETY
STP_009 - Lot7 | Data Enrichment | MKV |  | 2023-11-09 |  |  | 1068146 | 1068146 | 1358135 | AU_QM_000152580 |  | ERSA | M | 4000 | 1358135GZPCLNT100 | EA |  | DRIER;RECEIVER, VOLVO, IT183 | DRIER;RECEIVER, VOLVO, IT183 | DRIER,AIR/GAS,DESICCANT: DRIER;RECEIVER, VOLVO, IT183 |  | DRIER,AIR/GAS,DESICCANT:DRIER;RECEIVER, VOLVO, IT183 |  |  | 1068317 @@ SMH EQUIPMENT PTY LTD | 11164457
STP_009 - Lot7 | Data Enrichment | PJR |  | 2023-11-09 |  |  | 1068175 | 1068175 | 1445924 | AU_QM_001022532 |  | ERSA | M | 5910 | 1445924GZPCLNT100 | EA |  | 60MM OD;4M LGTH;ALUMINIUM;1.6MM WALL; | 60MM OD;4M LGTH;ALUMINIUM;1.6MM WALL; | TUBE,METALLIC: 60MM OD;4M LGTH;ALUMINUM;1.6MM WALL; WHITE POWDER COAT;RED REFLECT. STRIPING; BOOM GATE BOOM |  | TUBE,METALLIC:60MM OD;4M LGTH;ALUMINIUM;1.6MM WALL; |  |  | 1069633 @@ MCGOVERN AGENCIES | 1445924
STP_009 - Lot7 | Data Enrichment | CIR |  | 2023-11-09 |  |  | 1068240 | 1068240 | 1441320 | AU_QM_000986982 |  | ERSA | M | 2200 | 1441320GZPCLNT100 | EA |  | 150MM BUTTERFLY VALVE;EPDM MATERIAL; | 150MM BUTTERFLY VALVE;EPDM MATERIAL; | SEAT,VALVE: 150MM BUTTERFLY VALVE;EPDM MATERIAL; TANK HOUSE CELL UPGRADE |  | SEAT,VALVE: 150MM BUTTERFLY VALVE;EPDM MATERIAL; |  |  | 1068471 @@ EMERSON AUTOMATION SOLUTIONS | 1441320 | 1068546 @@ KEYFLO PACIFIC PTY LTD | 1441320
STP_009 - Lot7 | Data Enrichment | PJR |  | 2023-11-09 |  |  | 1068255 | 1068255 | 1370105 | AU_QM_000175383 |  | ERSA | M | 5910 | 1370105GZPCLNT100 | EA |  | CAT;AD45B/55;TRUCK;238-9979;INCL BACK PR | CAT;AD45B/55;TRUCK;238-9979;INCL BACK PR | TUBE ASSEMBLY: CAT;AD45B/55;TRUCK;238-9979;INCL BACK PR ESSURE MONITOR PORTS |  | TUBE ASSEMBLY:CAT;AD45B/55;TRUCK;238-9979;INCL BACK PR |  |  | 1068452 @@ MEI GROUP P/L T/AS MAMMOTH | E77398 | 1068196 @@ HASTINGS DEERING(AUSTRALIA) LTD | 1370105
STP_009 - Lot7 | Data Enrichment | PJR |  | 2023-11-09 |  |  | 1068263 | 1068263 | 1364310 | AU_QM_000165443 |  | ERSA | M | 5915 | 1364310GZPCLNT100 | EA |  | COUPLING ELEMENT; SUIT GE-148 CLAW COUPL | COUPLING ELEMENT; SUIT GE-148 CLAW COUPL | INSERT,FLEX COUPLING: COUPLING ELEMENT; SUIT GE-148 CLAW COUPL ING; MOTOR TO GEARBOX COUPLING FOR SEW M 4RSF70 MODEL GEARBOX; (G148 VULCAN ELEME NT SH85) |  | INSERT,FLEX COUPLING: COUPLING ELEMENT; SUIT GE-148 CLAW COUPL |  |  | 1068232 @@ SEW EURODRIVE PTY LTD | 1364310
STP_009 - Lot7 | Data Enrichment | PJR |  | 2023-11-09 |  |  | 1068264 | 1068264 | 1364314 | AU_QM_000165447 |  | ERSA | M | 5915 | 1364314GZPCLNT100 | EA |  | COUPLING ELEMENT; (COUPLING RING RT48-98 | COUPLING ELEMENT; (COUPLING RING RT48-98 | INSERT,FLEX COUPLING: COUPLING ELEMENT; (COUPLING RING RT48-98 A-T-PUR-VT); SUIT ROTEX 001-48 CLAW COUP LING; MOTOR TO GEARBOX COUPLING FOR A SE W X4KS170 GEARBOX; |  | INSERT,FLEX COUPLING: COUPLING ELEMENT; (COUPLING RING RT48-98 |  |  | 1068232 @@ SEW EURODRIVE PTY LTD | 1364314
STP_009 - Lot7 | Data Enrichment | NGB |  | 2023-11-09 |  |  | 1068322 | 1068322 | 1430051 | AU_QM_000636118 |  | ERSA | M | 5100 | 1430051GZPCLNT100 | EA |  | 24VDC COIL;3PDT;INDICATOR; | 24VDC COIL;3PDT;INDICATOR; | RELAY,ELECTROMAGNETIC: 24VDC COIL;3PDT;INDICATOR; 11 PIN PLUG IN TERMINAL; |  | RELAY,ELECTROMAGNETIC:24VDC COIL;3PDT;INDICATOR; |  |  | 1070031 @@ LAWRENCE & HANSON PTY. LTD. | 4OMRMK3P24VDC | 1072012 @@ CNW (TOWNSVILLE) ELECT SUPPLIES | 1430051
STP_009 - Lot7 | Data Enrichment | MKV |  | 2023-11-09 |  |  | 1068407 | 1068407 | 1370723 | AU_QM_000180703 |  | ERSA | M | 5100 | 1370723GZPCLNT100 | EA |  | 6MM WAFER MAGMASTER;ELECTROMAGNETIC; | 6MM WAFER MAGMASTER;ELECTROMAGNETIC; | TRANSMITTER,RATE OF FLOW: 6MM WAFER MAGMASTER;ELECTROMAGNETIC; 240VAC;POLYPROPYLENE LINING SS316 ELECTRODE;;4-20MA OUTPUT; REMOTE ELECTRONICS;5M SENSOR CABLE |  | TRANSMITTER,RATE OF FLOW: 6MM WAFER MAGMASTER;ELECTROMAGNETIC; |  |  | 1071976 @@ ABB INSTRUMENTATION | MF/E06042111055ER1301111 | 1068212 @@ ABB AUSTRALIA PTY LTD | MF/E06042111055ER1301111
STP_009 - Lot7 | Data Enrichment | MKV |  | 2023-11-09 |  |  | 1068408 | 1068408 | 1370724 | AU_QM_000180711 |  | ERSA | M | 5100 | 1370724GZPCLNT100 | EA |  | 40MM WAFER MAGMASTER;ELECTROMAGNETIC; | 40MM WAFER MAGMASTER;ELECTROMAGNETIC; | TRANSMITTER,RATE OF FLOW: 40MM WAFER MAGMASTER;ELECTROMAGNETIC; 240VAC;POLYPROPYLENE LINING SS316 ELECTRODE;4-20MA OUTPUT; REMOTE ELECTRONICS;5M SENSOR CABLE |  | TRANSMITTER,RATE OF FLOW: 40MM WAFER MAGMASTER;ELECTROMAGNETIC; |  |  | 1071976 @@ ABB INSTRUMENTATION | MF/E40042111055ER1301111 | 1068212 @@ ABB AUSTRALIA PTY LTD | MF/E40042111055ER1301111
STP_009 - Lot7 | Data Enrichment | MKV |  | 2023-11-09 |  |  | 1068409 | 1068409 | 1370726 | AU_QM_000180737 |  | ERSA | M | 5100 | 1370726GZPCLNT100 | EA |  | 100MM WAFER MAGMASTER;ELECTROMAGNETIC; | 100MM WAFER MAGMASTER;ELECTROMAGNETIC; | TRANSMITTER,RATE OF FLOW: 100MM WAFER MAGMASTER;ELECTROMAGNETIC; 240VAC;POLYPROPYLENE LINING SS316 ELECTRODE;4-20MA OUTPUT; REMOTE ELECTRONICS;5M SENSOR CABLE |  | TRANSMITTER,RATE OF FLOW: 100MM WAFER MAGMASTER;ELECTROMAGNETIC; |  |  | 1071976 @@ ABB INSTRUMENTATION | MF/E10142111055ER1301111 | 1068212 @@ ABB AUSTRALIA PTY LTD | MF/E10142111055ER1301111
STP_009 - Lot7 | Data Enrichment | PJR |  | 2023-11-09 |  |  | 1068442 | 1068442 | 1462140 | AU_QM_003305055 |  | ERSA | M | 5100 | 1462140GZPCLNT100 | EA |  | AMMETER: | AMMETER: | AMMETER: |  | AMMETER: |  |  | 1069783 @@ TOWNSVILLE WELDING SUPPLIES | M10485-4
STP_009 - Lot7 | Data Enrichment | CIR |  | 2023-11-09 |  |  | 1068464 | 1068464 | 1427419 | AU_QM_000460188 |  | ERSA | M | 5315 | 1427419GZPCLNT100 | EA |  | 32%W/W;SG 1.16;1000L BULKIBOX | 32%W/W;SG 1.16;1000L BULKIBOX | HYDROCHLORIC ACID; 32%W/W;SG 1.16;1000L BULKIBOX |  | HYDROCHLORIC ACID;32%W/W;SG 1.16;1000L BULKIBOX |  |  | 1069699 @@ REDOX PTY LTD | 1427419 | 1069196 @@ COOGEE QCA | 1427419 | 1068917 @@ ELITE SURFACE TECHNOLOGIES P/L | 1427419
STP_009 - Lot7 | Data Enrichment | scv |  | 2023-11-09 |  |  | 1068500 | 1068500 | 1356580 | AU_QM_000148244 |  | ERSA | M | 5910 | 1356580GZPCLNT100 | EA |  | DN150 PERMAGLASS PUMP COLUMN PIPEWORK X | DN150 PERMAGLASS PUMP COLUMN PIPEWORK X | PIPE ASSY: DN150 PERMAGLASS PUMP COLUMN PIPEWORK X 5M INTERMEDIATE PIPE;C/W SEALS AND STAIN LESS LOCKING SUITS GFM LC80 BORE PUMP |  | PIPE ASSY:DN150 PERMAGLASS PUMP COLUMN PIPEWORK X |  |  | 1069049 @@ ADVANCED PUMP TECHNOLOGIES | 1356580
STP_009 - Lot7 | Data Enrichment | MKV |  | 2023-11-09 |  |  | 1068524 | 1068524 | 1350983 | AU_QM_000135122 |  | ERSA | M | 5620 | 1350983GZPCLNT100 | EA |  | DAMPNER BAR;SUIT ELECTRIC MOTOR.; | DAMPNER BAR;SUIT ELECTRIC MOTOR.; | DAMPENER,VIBRATION: DAMPNER BAR;SUIT ELECTRIC MOTOR.; |  | DAMPENER,VIBRATION: DAMPNER BAR;SUIT ELECTRIC MOTOR.; |  |  | 1068342 @@ ISADRAULICS | 1350983
STP_009 - Lot7 | Data Enrichment | NGB |  | 2023-11-09 |  |  | 1068556 | 1068556 | 1459205 | AU_QM_002209125 | X | ERSA | M | 1600 | 1459205GZPCLNT100 | EA |  | COMPLETE | COMPLETE | SWITCH ASSEMBLY: COMPLETE FOR CKME CONTROLLER-CAMS-WAFERS SPRINGS-CONTACTS |  | SWITCH ASSEMBLY:COMPLETE |  |  | 1068212 @@ ABB AUSTRALIA PTY LTD
STP_009 - Lot7 | Data Enrichment | scv |  | 2023-11-09 |  |  | 1068579 | 1068579 |  |  | X | ERSA | M | 5915 | 1450005GZPCLNT100 | EA |  | AD55 BRAKE COOLING TUBE; | AD55 BRAKE COOLING TUBE; | PIPE ASSY,METAL: AD55 BRAKE COOLING TUBE; ELPHINSTONE AD55 TRUCKS |  |  |  |  | 1068181 @@ CNW (MOUNT ISA) ELECT WHOLESALER |  | 1068196 @@ HASTINGS DEERING(AUSTRALIA) LTD | 2539617
STP_009 - Lot7 | Data Enrichment | scv |  | 2023-11-09 |  |  | 1068580 | 1068580 |  |  | X | ERSA | M | 5915 | 1450003GZPCLNT100 | EA |  | AD55 BRAKE COOLING TUBE; | AD55 BRAKE COOLING TUBE; | PIPE ASSY,METAL: AD55 BRAKE COOLING TUBE; ELPHINSTONE AD55 TRUCKS |  |  |  |  | 1068181 @@ CNW (MOUNT ISA) ELECT WHOLESALER |  | 1068196 @@ HASTINGS DEERING(AUSTRALIA) LTD | 2539615
STP_009 - Lot7 | Data Enrichment | scv |  | 2023-11-09 |  |  | 1068582 | 1068582 |  |  | X | ERSA | M | 5915 | 1450004GZPCLNT100 | EA |  | AD55 BRAKE COOLING TUBE; | AD55 BRAKE COOLING TUBE; | PIPE ASSY,METAL: AD55 BRAKE COOLING TUBE; ELPHINSTONE AD55 TRUCKS |  |  |  |  | 1068196 @@ HASTINGS DEERING(AUSTRALIA) LTD | 2539616
STP_009 - Lot7 | Data Enrichment | RYM |  | 2023-11-09 |  |  | 1068769 | 1068769 | 1457227 | AU_QM_001296979 |  | ERSA | M | 5620 | 1457227GZPCLNT100 | EA |  | CYLINDER;TRNG | CYLINDER;TRNG | CYLINDER;MNFR:NORMET,PTNO:56096993,ADDITIONAL FEATURES EN:TURNING |  | CYLINDER: TURN CYL.; |  |  | 1068143 @@ NORMET ASIA PACIFIC PTY LTD | 56096993
STP_009 - Lot7 | Data Enrichment | PJR |  | 2023-11-09 |  |  | 1070671 | 1070671 |  |  |  | ERSA | M | 1600 | 1537375GZPCLNT100 | EA |  | DISTRIBUTOR;MU, 12KV, SAF,YURIKA,2451748 | DISTRIBUTOR;MU, 12KV, SAF,YURIKA,2451748 | DISTRIBUTOR;ADDITIONAL FEATURES:MU, 12KV, SAF,YURIKA,2451748 |  |  |  |  | 1068560 @@ YURIKA PTY LTD | 2451748
STP_009 - Lot7 | Data Enrichment | PJR |  | 2023-11-09 |  |  | 1070672 | 1070672 |  |  |  | ERSA | M | 1600 | 1537374GZPCLNT100 | EA |  | DISTRIBUTOR;MU, 12KV, 3 X,YURIKA,2451730 | DISTRIBUTOR;MU, 12KV, 3 X,YURIKA,2451730 | DISTRIBUTOR;ADDITIONAL FEATURES:MU, 12KV, 3 X,YURIKA,2451730 |  |  |  |  | 1068560 @@ YURIKA PTY LTD | 2451730
STP_009 - Lot7 | Data Enrichment | PJR |  | 2023-11-09 |  |  | 1070673 | 1070673 |  |  |  | ERSA | M | 1600 | 1537373GZPCLNT100 | EA |  | DISTRIBUTOR;MU, 12KV, 3 X,YURIKA,2451722 | DISTRIBUTOR;MU, 12KV, 3 X,YURIKA,2451722 | DISTRIBUTOR;ADDITIONAL FEATURES:MU, 12KV, 3 X,YURIKA,2451722 |  |  |  |  | 1068560 @@ YURIKA PTY LTD | 2451722
STP_009 - Lot7 | Data Enrichment | PJR |  | 2023-11-09 |  |  | 1070674 | 1070674 |  |  |  | ERSA | M | 1600 | 1537372GZPCLNT100 | EA |  | DISTRIBUTOR;MU, 12KV, 2 X,YURIKA,2451714 | DISTRIBUTOR;MU, 12KV, 2 X,YURIKA,2451714 | DISTRIBUTOR;ADDITIONAL FEATURES:MU, 12KV, 2 X,YURIKA,2451714 |  |  |  |  | 1068560 @@ YURIKA PTY LTD | 2451714
STP_009 - Lot7 | Data Enrichment | PJR |  | 2023-11-09 |  |  | 1070675 | 1070675 |  |  |  | ERSA | M | 1600 | 1537371GZPCLNT100 | EA |  | DISTRIBUTOR;MU, 12KV, 2 X,YURIKA,2451706 | DISTRIBUTOR;MU, 12KV, 2 X,YURIKA,2451706 | DISTRIBUTOR;ADDITIONAL FEATURES:MU, 12KV, 2 X,YURIKA,2451706 |  |  |  |  | 1068560 @@ YURIKA PTY LTD | 2451706
STP_009 - Lot7 | Data Enrichment | PJR |  | 2023-11-09 |  |  | 1070676 | 1070676 |  |  |  | ERSA | M | 1600 | 1537370GZPCLNT100 | EA |  | DISTRIBUTOR;MU, 12KV, 2 X,YURIKA,2451698 | DISTRIBUTOR;MU, 12KV, 2 X,YURIKA,2451698 | DISTRIBUTOR;ADDITIONAL FEATURES:MU, 12KV, 2 X,YURIKA,2451698 |  |  |  |  | 1068560 @@ YURIKA PTY LTD | 2451698
STP_009 - Lot7 | Data Enrichment | MKV |  | 2023-11-09 |  |  | 1070694 | 1070694 |  |  |  | ERSA | M | 1600 | 1537352GZPCLNT100 | EA |  | ARRESTER;SAFELINK KIT,YURIKA,2443828 | ARRESTER;SAFELINK KIT,YURIKA,2443828 | ARRESTER;ADDITIONAL FEATURES:SAFELINK KIT,YURIKA,2443828 |  |  |  |  | 1068560 @@ YURIKA PTY LTD | 2443828
STP_009 - Lot7 | Data Enrichment | CIR |  | 2023-11-09 |  |  | 1071228 | 1071228 |  |  |  | ERSA | M | 3730 | 1515135GZPCLNT100 | EA | 3000003 | BLOWER;CAT,3787565 | BLOWER;CAT,3787565 | BLOWER;MNFR:CATERPILLAR,PTNO:3787565 |  |  | CATERPILLAR | 3787565 | 1068197 @@ HASTINGS DEERING (AUSTRALIA) LTD | 3787565 | 1069616 @@ HASTINGS DEERING (AUSTRALIA) P/L | 3787565 | 1068196 @@ HASTINGS DEERING(AUSTRALIA) LTD | 3787565
STP_009 - Lot7 | Data Enrichment | RYM |  | 2023-11-09 |  |  | 1071390 | 1071390 |  |  |  | ERSA | M | 5915 | 1506879GZPCLNT100 | EA | 3000025 | CYLINDER;JOH,AH227099 | CYLINDER;JOH,AH227099 | CYLINDER;MNFR:JOHN DEERE,PTNO:AH227099 |  |  | JOHN DEERE | AH227099 | 1068592 @@ RDO EQUIPMENT PTY LTD | AH227099
STP_009 - Lot7 | Data Enrichment | RYM |  | 2023-11-09 |  |  | 1071457 | 1071457 |  |  |  | ERSA | M | 5915 | 1506807GZPCLNT100 | EA | 3000025 | CYLINDER;JOH,AH227921 | CYLINDER;JOH,AH227921 | CYLINDER;MNFR:JOHN DEERE,PTNO:AH227921 |  |  | JOHN DEERE | AH227921 | 1068592 @@ RDO EQUIPMENT PTY LTD | AH227921
STP_009 - Lot7 | Data Enrichment | CIR |  | 2023-11-09 |  |  | 1072041 | 1072041 |  |  |  | ERSA | M | 5955 | 1538097GZPCLNT100 | EA | 3000001 | CHAIN;EPI,5740008125,CBL | CADENA;EPI,5740008125 | CHAIN;MNFR:EPIROC,PTNO:5740008125,ADDITIONAL FEATURES EN:CABLE | CADENA;MNFR:EPIROC,PTNO:5740008125 |  | EPIROC | 5740008125 | 1068108 @@ EPIROC AUSTRALIA PTY LTD | 5740008125
STP_009 - Lot7 | Data Enrichment | RYM |  | 2023-11-09 |  |  | 1072082 | 1072082 |  |  |  | ERSA | M | 5910 | 1525415GZPCLNT100 | EA | 3000010 | CYLINDER;SAN,55012360 | CILINDRO;SAN,55012360 | CYLINDER;MNFR:SANDVIK,PTNO:55012360,ADDITIONAL FEATURES EN:HYDRAULIC | CILINDRO;MNFR:SANDVIK,PTNO:55012360 |  | SANDVIK | 55012360 | 1068336 @@ SANDVIK MINING & CONSTRUCTION | 55012360 | 1070672 @@ SANDVIK AUSTRALIA | 55012360
STP_009 - Lot7 | Data Enrichment | CIR |  | 2023-11-09 |  |  | 1072499 | 1072499 |  |  |  | ERSA | M | 4010 | 1574609GZPCLNT100 | EA |  | BLOWER,AIR;MAKITA 18V COMPACT,TOOL ONLY | SOPLADOR AIRE; | BLOWER,AIR;ADDITIONAL FEATURES EN:MAKITA 18V COMPACT,TOOL ONLY,PTNO:DUB185Z | SOPLADOR AIRE;,PTNO:DUB185Z |  |  | DUB185Z | 1068254 @@ MOUNT ISA MINING SUPPLIES P/L | DUB185Z
STP_009 - Lot7 | Data Enrichment | RYM |  | 2023-11-09 |  |  | 1072917 | 1072917 |  |  |  | ERSA | M | 3750 | 1574276GZPCLNT100 | EA | 3000418 | CYLINDER;BORT,173 - 3447 | CILINDRO;BORT,173447 | CYLINDER;MNFR:BOART LONGYEAR,PTNO:173447Â Â Â Â Â Â Â Â Â Â Â Â Â Â Â Â Â Â Â Â Â Â Â Â Â Â ,ADDITIONAL FEATURES EN:STRUT KIT | CILINDRO;MNFR:BOART LONGYEAR,PTNO:173447Â Â Â Â Â Â Â Â Â Â Â Â Â Â Â Â Â Â Â Â Â Â Â Â Â Â |  | BOART LONGYEAR | 173447 | 1068617 @@ BOART LONGYEAR PTY LTD | 173447áááááááááááááááááááááááááá
STP_009 - Lot7 | Data Enrichment | RYM |  | 2023-11-09 |  |  | 1075179 | 1075179 | 1055720 | AU_QM_000154442 |  | ERSA | M | 3730 | 1055720GZPCLNT100 | EA | 3000003 | CYLINDER;CAT,2781969,HYDR,BCKT GP | CYLINDER;CAT,2781969,HYDR,BCKT GP | CYLINDER;MNFR:CATERPILLAR,PTNO:2781969,ADDITIONAL FEATURES EN:HYDRAULIC,BUCKET GROUP |  | CYLINDER: BOBCAT CYLINDER;BASIC; | CATERPILLAR | 2781969 | 1068196 @@ HASTINGS DEERING(AUSTRALIA) LTD | 5660409
STP_009 - Lot7 | Data Enrichment | RYM |  | 2023-11-09 |  |  | 1075240 | 1075240 | 1050415 | AU_QM_000775832 |  | ERSA | M | 5915 | 1050415GZPCLNT100 | EA | 3000012 | CYLINDER;TOY,47750-60110,ASSY,DSC BRAKE | CYLINDER;TOY,47750-60110,ASSY,DSC BRAKE | CYLINDER;MNFR:TOYOTA,PTNO:47750-60110,ADDITIONAL FEATURES EN:ASSEMBLY,DISC BRAKE REAR LEFT HAND |  | CALIPER ASSY,DISC BRAKE:HZJ75 LEFT REAR CALIPER; | TOYOTA | 47750-60110 | 1068087 @@ ASHDOWN INGRAM | 47750-60110 | 1071809 @@ ASHDOWN ENTERPRISES | 47750-60110 | 1068112 @@ DRIVELINE SERVICES AUSTRALIA PTY LT | 4775060110 | 1068114 @@ BELL & MOIR - PARTS ORDERS ONLY | 4775060110
STP_009 - Lot7 | Data Enrichment | RYM |  | 2023-11-09 |  |  | 1075241 | 1075241 | 1050414 | AU_QM_000775835 |  | ERSA | M | 5915 | 1050414GZPCLNT100 | EA | 3000012 | CYLINDER;TOY,47730-60110,ASSY,BRAKE DSC | CYLINDER;TOY,47730-60110,ASSY,BRAKE DSC | CYLINDER;MNFR:TOYOTA,PTNO:47730-60110,ADDITIONAL FEATURES EN:ASSEMBLY,BRAKE DISC REAR RIGHT HAND |  | CALIPER ASSY,DISC BRAKE:HZJ75 RIGHT REAR; | TOYOTA | 47730-60110 | 1068114 @@ BELL & MOIR - PARTS ORDERS ONLY | 4773060110 | 1068112 @@ DRIVELINE SERVICES AUSTRALIA PTY LT | 4773060110
STP_009 - Lot7 | Data Enrichment | RYM |  | 2023-11-09 |  |  | 1075289 | 1075289 |  |  |  | ERSA | M | 3730 | 1038437GZPCLNT100 | EA | 3000003 | CYLINDER;CAT,2935706 | CYLINDER;CAT,2935706 | CYLINDER;MNFR:CATERPILLAR,PTNO:2935706 |  |  | CATERPILLAR | 2935706 | 1068196 @@ HASTINGS DEERING(AUSTRALIA) LTD | 2935706
STP_009 - Lot7 | Data Enrichment | NGB |  | 2023-11-09 |  |  | 1075366 | 1075366 | 1010595 | AU_QM_001299601 |  | ERSA | M | 5905 | 1010595GZPCLNT100 | EA | 3000013 | BREATHER;VOL,11707077 | BREATHER;VOL,11707077 | BREATHER;MNFR:VOLVO,PTNO:11707077 |  | BREATHER: FILTER INSERT BREATHER HYD; | VOLVO | 11707077 | 1068352 @@ HITACHI | P500196 | 1071923 @@ CJD EQUIPMENT PTY LTD | 11707077 | 1070036 @@ HILTI (AUST) PTY LTD | P500196
STP_009 - Lot7 | Data Enrichment | NGB |  | 2023-11-09 |  |  | 1075386 | 1075386 |  |  |  | ERSA | M | 5905 | 1004957GZPCLNT100 | EA |  | BREATHER;ALLI,11172907 | BREATHER;ALLI,11172907 | BREATHER;MNFR:ALLIED CONTRUCTION EQUIPMENT CO,PTNO:11172907 |  |  |  | 11172907 | 1068317 @@ SMH EQUIPMENT PTY LTD | 1004957
STP_009 - Lot7 | Data Enrichment | CIR |  | 2023-11-09 |  |  | 1075568 | 1075568 |  |  |  | ERSA | M | 3730 | 1128070GZPCLNT100 | EA | 3000003 | CONDITIONER;CAT,4377412 | ACONDICIONADOR;CAT,4377412 | CONDITIONER;MNFR:CATERPILLAR,PTNO:4377412 | ACONDICIONADOR;MNFR:CATERPILLAR,PTNO:4377412 |  | CATERPILLAR | 4377412 | 1068196 @@ HASTINGS DEERING(AUSTRALIA) LTD | 4377412
STP_009 - Lot7 | Data Enrichment | NGB |  | 2023-11-09 |  |  | 1075870 | 1075870 | 1091500 | AU_QM_001221498 |  | ERSA | M | 3730 | 1091500GZPCLNT100 | EA | 3000003 | BEZEL;CAT,1988774 | BISEL;CAT,1988774 | BEZEL;MNFR:CATERPILLAR,PTNO:1988774 | BISEL;MNFR:CATERPILLAR,PTNO:1988774 | BEZEL,INSTRUMENT: BEZEL TRIM; | CATERPILLAR | 1988774 | 1068196 @@ HASTINGS DEERING(AUSTRALIA) LTD | 1988774
STP_009 - Lot7 | Data Enrichment | RYM |  | 2023-11-09 |  |  | 1075975 | 1075975 |  |  |  | ERSA | M | 3730 | 1061414GZPCLNT100 | EA | 3000003 | CYLINDER;CAT,3039598 | CYLINDER;CAT,3039598 | CYLINDER;MNFR:CATERPILLAR,PTNO:3039598 |  |  | CATERPILLAR | 3039598 | 1068196 @@ HASTINGS DEERING(AUSTRALIA) LTD | 3039598
STP_009 - Lot7 | Data Enrichment | MKV |  | 2023-11-09 |  |  | 1076482 | 1076482 | 1052446 | AU_QM_001039486 |  | ERSA | M | 5915 | 1052446GZPCLNT100 | EA | 3000012 | DAMPER;TOY,45700-69135,ASSY,STEERING | DAMPER;TOY,45700-69135,ASSY,STEERING | DAMPER;MNFR:TOYOTA,PTNO:45700-69135,ADDITIONAL FEATURES EN:ASSEMBLY,STEERING |  | DAMPER,INERTIA: STEERING DAMPER | TOYOTA | 45700-69135 | 1071809 @@ ASHDOWN ENTERPRISES | 23.T3003 | 1068112 @@ DRIVELINE SERVICES AUSTRALIA PTY LT | DAM024 | 1068114 @@ BELL & MOIR - PARTS ORDERS ONLY | 4570069135
STP_009 - Lot7 | Data Enrichment | RYM |  | 2023-11-09 |  |  | 1076492 | 1076492 | 1051628 | AU_QM_000157284 |  | ERSA | M | 5915 | 1051628GZPCLNT100 | EA | 3000012 | CYLINDER;TOY,31470-0K030,ASSY | CYLINDER;TOY,31470-0K030,ASSY | CYLINDER;MNFR:TOYOTA,PTNO:31470-0K030,ADDITIONAL FEATURES EN:ASSEMBLY |  | CYLINDER ASSY,CLUTCH,SLAVE: CLUTCH RELEASE CYLINDER ASSY; TOYOTA HIL | TOYOTA | 31470-0K030 | 1068114 @@ BELL & MOIR - PARTS ORDERS ONLY | 314700K030
STP_009 - Lot7 | Data Enrichment | MKV |  | 2023-11-09 |  |  | 1077215 | 1077215 |  |  |  | ERSA | M | 3730 | 1210191GZPCLNT100 | EA | 3000003 | DAMPER;CAT,1678126,ASSY,AMORTISSEUR | DAMPER;CAT,1678126,ASSY,AMORTISSEUR | DAMPER;MNFR:CATERPILLAR,PTNO:1678126,ADDITIONAL FEATURES EN:ASSEMBLY,AMORTISSEUR |  |  | CATERPILLAR | 1678126 | 1068196 @@ HASTINGS DEERING(AUSTRALIA) LTD | 1678126
STP_009 - Lot7 | Data Enrichment | RYM |  | 2023-11-09 |  |  | 1077251 | 1077251 | 1208677 | AU_QM_000775865 |  | ERSA | M | 5915 | 1208677GZPCLNT100 | EA | 3000012 | CYLINDER;TOY,31410-60432,CLTCH | CYLINDER;TOY,31410-60432,CLTCH | CYLINDER;MNFR:TOYOTA,PTNO:31410-60432,ADDITIONAL FEATURES EN:CLUTCH |  | CYLINDER ASSY,CLUTCH,MASTER:HZJ75 CLUTCH MASTER CYLINDER; | TOYOTA | 31410-60432 | 1071809 @@ ASHDOWN ENTERPRISES | 31410-60432 | 1068114 @@ BELL & MOIR - PARTS ORDERS ONLY | 3141060432
STP_009 - Lot7 | Data Enrichment | RYM |  | 2023-11-09 |  |  | 1077288 | 1077288 | 1207656 | AU_QM_000652735 |  | ERSA | M | 3700 | 1207656GZPCLNT100 | EA | 3000000 | CYLINDER;ATL,3128309386,HYDR | CYLINDER;ATL,3128309386,HYDR | CYLINDER;MNFR:ATLAS COPCO,PTNO:3128309386,ADDITIONAL FEATURES EN:HYDRAULIC |  | CYLINDER ASSEMBLY,LINEAR: BOOMER 351 BOOM CYLINDER ASSY; | ATLAS COPCO | 3128309386 | 1068108 @@ EPIROC AUSTRALIA PTY LTD | 3128309386
STP_009 - Lot7 | Data Enrichment | MKV |  | 2023-11-09 |  |  | 1077304 | 1077304 |  |  |  | ERSA | M | 3730 | 1207068GZPCLNT100 | EA | 3000003 | DAMPER;CAT,5D6328,ASSY | DAMPER;CAT,5D6328,ASSY | DAMPER;MNFR:CATERPILLAR,PTNO:5D6328,ADDITIONAL FEATURES EN:ASSEMBLY |  |  | CATERPILLAR | 5D6328 | 1068196 @@ HASTINGS DEERING(AUSTRALIA) LTD | 5D6328
STP_009 - Lot7 | Data Enrichment | RYM |  | 2023-11-09 |  |  | 1077685 | 1077685 | 1192494 | AU_QM_001037985 |  | ERSA | M | 5915 | 1192494GZPCLNT100 | EA | 3000012 | CYLINDER;TOY,47201-60832,SUB-ASSY | CYLINDER;TOY,47201-60832,SUB-ASSY | CYLINDER;MNFR:TOYOTA,PTNO:47201-60832,ADDITIONAL FEATURES EN:SUB-ASSEMBLY |  | CYLINDER ASSY,BRAKE,MASTER: MASTER CYLINDER BRAKE 78S/79S | TOYOTA | 47201-60832 | 1071809 @@ ASHDOWN ENTERPRISES | 47201-60832 | 1068114 @@ BELL & MOIR - PARTS ORDERS ONLY | 4720160832
STP_009 - Lot7 | Data Enrichment | RYM |  | 2023-11-09 |  |  | 1077854 | 1077854 | 1185645 | AU_QM_000994775 |  | ERSA | M | 3730 | 1185645GZPCLNT100 | EA | 3000000 | CYLINDER;ATL,3128259241,HYDR | CYLINDER;ATL,3128259241,HYDR | CYLINDER;MNFR:ATLAS COPCO,PTNO:3128259241,ADDITIONAL FEATURES EN:HYDRAULIC |  | CYLINDER ASSEMBLY,LINEAR: BOOMER HYDRAULIC CYLINDER | ATLAS COPCO | 3128259241 | 1068108 @@ EPIROC AUSTRALIA PTY LTD | 3128259241
STP_009 - Lot7 | Data Enrichment | CIR |  | 2023-11-09 |  |  | 1079323 | 1079323 |  |  |  | ERSA | M | 3760 | 1614001GZPCLNT100 | EA | 3000013 | CASING;VOL,15146970 | REVESTIDOR;VOL,15146970 | CASING;MNFR:VOLVO,PTNO:15146970 | REVESTIDOR;MNFR:VOLVO,PTNO:15146970 |  | VOLVO | 15146970 | 1068317 @@ SMH EQUIPMENT PTY LTD | 15146970
STP_009 - Lot7 | Data Enrichment | RYM |  | 2023-11-09 |  |  | 1079734 | 1079734 |  |  |  | ERSA | M | 5000 | 1592589GZPCLNT100 | EA | 3000010 | CYLINDER;SAN,55085920 | CILINDRO;SAN,55085920 | CYLINDER;MNFR:SANDVIK,PTNO:55085920 | CILINDRO;MNFR:SANDVIK,PTNO:55085920 |  | SANDVIK | 55085920 | 1068336 @@ SANDVIK MINING & CONSTRUCTION | 55085920 | 1068089 @@ SANDVIK MINING & CONSTRUCTION | 55085920
STP_009 - Lot7 | Data Enrichment | RYM |  | 2023-11-09 |  |  | 1079823 | 1079823 |  |  |  | ERSA | M | 5955 | 1587584GZPCLNT100 | EA | 3000010 | CYLINDER;SAN,33276778 | CILINDRO;SAN,33276778 | CYLINDER;MNFR:SANDVIK,PTNO:33276778 | CILINDRO;MNFR:SANDVIK,PTNO:33276778 |  | SANDVIK | 33276778 | 1068336 @@ SANDVIK MINING & CONSTRUCTION | 33276778 | 1068089 @@ SANDVIK MINING & CONSTRUCTION | 33276778
STP_009 - Lot7 | Data Enrichment | RYM |  | 2023-11-09 |  |  | 1080006 | 1080006 |  |  |  | ERSA | M | 3750 | 1565051GZPCLNT100 | EA | 3000010 | CYLINDER;SAN,55085906 | CILINDRO;SAN,55085906 | CYLINDER;MNFR:SANDVIK,PTNO:55085906 | CILINDRO;MNFR:SANDVIK,PTNO:55085906 |  | SANDVIK | 55085906 | 1068089 @@ SANDVIK MINING & CONSTRUCTION | 55085906 | 1068336 @@ SANDVIK MINING & CONSTRUCTION | 55085906
STP_009 - Lot7 | Data Enrichment | RYM |  | 2023-11-09 |  |  | 1080041 | 1080041 |  |  |  | ERSA | M | 5955 | 1587686GZPCLNT100 | EA | 3000010 | CYLINDER;SAN,55161091 | CILINDRO;SAN,55161091 | CYLINDER;MNFR:SANDVIK,PTNO:55161091 | CILINDRO;MNFR:SANDVIK,PTNO:55161091 |  | SANDVIK | 55161091 | 1068089 @@ SANDVIK MINING & CONSTRUCTION | 55161091
STP_009 - Lot7 | Data Enrichment | CIR |  | 2023-11-09 |  |  | 1080391 | 1080391 |  |  |  | ERSA | M | 5000 | 1612048GZPCLNT100 | EA | 3000010 | BLOWER;SAN,BG00837461 | SOPLADOR;SAN,BG00837461 | BLOWER;MNFR:SANDVIK,PTNO:BG00837461 | SOPLADOR;MNFR:SANDVIK,PTNO:BG00837461 |  | SANDVIK | BG01383917 | 1068336 @@ SANDVIK MINING & CONSTRUCTION | BG01383917
STP_009 - Lot7 | Data Enrichment | PJR |  | 2023-11-09 |  |  | 1080515 | 1080515 |  |  |  | ERSA | M | 5000 | 1613341GZPCLNT100 | EA | 3000010 | DISTRIBUTOR;SAN,5789418 | DISTRIBUIDOR;SAN,5789418 | DISTRIBUTOR;MNFR:SANDVIK,PTNO:5789418 | DISTRIBUIDOR;MNFR:SANDVIK,PTNO:5789418 |  | SANDVIK | 32035018 | 1068336 @@ SANDVIK MINING & CONSTRUCTION | 32035018
STP_009 - Lot7 | Data Enrichment | NGB |  | 2023-11-09 |  |  | 1080625 | 1080625 |  |  |  | ERSA | M | 3730 | 1615421GZPCLNT100 | EA | 3000003 | ABSORBER;CAT,201-0357,SHCK | ABSORBEDOR;CAT,201-0357 | ABSORBER;MNFR:CATERPILLAR,PTNO:201-0357,ADDITIONAL FEATURES EN:SHOCK | ABSORBEDOR;MNFR:CATERPILLAR,PTNO:201-0357 |  | CATERPILLAR | 201-0357 | 1068196 @@ HASTINGS DEERING(AUSTRALIA) LTD | 201-0357
STP_009 - Lot7 | Data Enrichment | NGB |  | 2023-11-09 |  |  | 1081157 | 1081157 | 1365674 | AU_QM_000168090 |  | ERSA | M | 5380 | 1365674GZPCLNT100 | EA | 3000004 | COOLANT;HIT,RE537637 | COOLANT;HIT,RE537637 | COOLANT;MNFR:HITACHI,PTNO:RE537637 |  | COOLANT,LIQUID COOLING SYSTEM:COOLANT TEMPERATURE | HITACHI | RE537637 | 1068352 @@ HITACHI | RE537637 | 1068592 @@ RDO EQUIPMENT PTY LTD | RE537637
STP_009 - Lot7 | Data Enrichment | RYM |  | 2023-11-09 |  |  | 1081183 | 1081183 | 1450467 | AU_QM_001133388 |  | ERSA | M | 5955 | 1450467GZPCLNT100 | EA | 3000030 | CYLINDER;OUT,3059675 | CYLINDER;OUT,3059675 | CYLINDER;MNFR:OUTOTEC,PTNO:3059675 |  | CYLINDER ASSY,AIR:GLIDING CYLINDER ASSEMBLY FOR DMA 4642; | OUTOTEC | 3059675 | 1068243 @@ OUTOTEC PTY LTD | 3059675
STP_009 - Lot7 | Data Enrichment | RYM |  | 2023-11-09 |  |  | 1081184 | 1081184 | 1450468 | AU_QM_001133396 |  | ERSA | M | 5955 | 1450468GZPCLNT100 | EA | 3000030 | CYLINDER;OUT,3059676 | CYLINDER;OUT,3059676 | CYLINDER;MNFR:OUTOTEC,PTNO:3059676 |  | CYLINDER ASSY,AIR:CYLINDER ASSEMBLY FOR DMA 4642; | OUTOTEC | 3059676 | 1068243 @@ OUTOTEC PTY LTD | 3059676
STP_009 - Lot7 | Data Enrichment | RYM |  | 2023-11-09 |  |  | 1081252 | 1081252 | 1451958 | AU_QM_001166719 |  | ERSA | M | 5955 | 1451958GZPCLNT100 | EA | 3000030 | CYLINDER;OUT,S.T.RL.C.25305 | CYLINDER;OUT,S.T.RL.C.25305 | CYLINDER;MNFR:OUTOTEC,PTNO:S.T.RL.C.25305 |  | CYLINDER ASSEMBLY,LINEAR: RAKE LIFT CYLINDER;HYDRAULIC | OUTOTEC | S.T.RL.C.25305 | 1068243 @@ OUTOTEC PTY LTD | S.T.RL.C.25305
STP_009 - Lot7 | Data Enrichment | RYM |  | 2023-11-09 |  |  | 1081765 | 1081765 | 1452388 | AU_QM_001187814 |  | ERSA | M | 5955 | 1452388GZPCLNT100 | EA | 3000030 | CYLINDER;OUT,6102613 | CYLINDER;OUT,6102613 | CYLINDER;MNFR:OUTOTEC,PTNO:6102613 |  | CYLINDER,LOCK:AUTOMATIC WINDOW LOCK ASSEMBLY; | OUTOTEC | 6102613 | 1068243 @@ OUTOTEC PTY LTD | 6102613
STP_009 - Lot7 | Data Enrichment | RYM |  | 2023-11-09 |  |  | 1081768 | 1081768 | 1452392 | AU_QM_001187889 |  | ERSA | M | 5955 | 1452392GZPCLNT100 | EA | 3000030 | CYLINDER;OUT,6102643 | CYLINDER;OUT,6102643 | CYLINDER;MNFR:OUTOTEC,PTNO:6102643 |  | CYLINDER ASSY,AIR:CYLINDER,MACHINED; | OUTOTEC | 6102643 | 1068243 @@ OUTOTEC PTY LTD | 6102643
STP_009 - Lot7 | Data Enrichment | RYM |  | 2023-11-09 |  |  | 1082612 | 1082612 | 1472151 | AU_QM_009905272 |  | ERSA | M | 5955 | 1472151GZPCLNT100 | EA | 3000000 | CYLINDER;ATL,5021011800 | CYLINDER;ATL,5021011800 | CYLINDER;MNFR:ATLAS COPCO,PTNO:5021011800 |  | CYLINDER BLOCK,MOTOR-PUMP:M177-1 DRILL SERVICE; | ATLAS COPCO | 5021011800 | 1068108 @@ EPIROC AUSTRALIA PTY LTD | 5021-0118-00
STP_009 - Lot7 | Data Enrichment | MKV |  | 2023-11-09 |  |  | 1082996 | 1082996 |  |  |  | ERSA | M | 5000 | 1557727GZPCLNT100 | EA | 3000010 | DAMPER;SAN,56208939 | AMORTIGUADOR;SAN,56208939 | DAMPER;MNFR:SANDVIK,PTNO:56208939,ADDITIONAL FEATURES EN:VIBRATION,SCANNER MOUNT;AUTOMATION | AMORTIGUADOR;MNFR:SANDVIK,PTNO:56208939 |  | SANDVIK | 56208939 | 1068336 @@ SANDVIK MINING & CONSTRUCTION | 56208939
STP_009 - Lot7 | Data Enrichment | RYM |  | 2023-11-09 |  |  | 1083105 | 1083105 |  |  |  | ERSA | M | 5920 | 1614757GZPCLNT100 | EA | 3000418 | CYLINDER;BORT,602217,RETURN ROD B/OUT | CILINDRO;BORT,602217 | CYLINDER;MNFR:BOART LONGYEAR,PTNO:602217,ADDITIONAL FEATURES EN:RETURN ROD B/OUT | CILINDRO;MNFR:BOART LONGYEAR,PTNO:602217 |  | BOART LONGYEAR | 602217 | 1068617 @@ BOART LONGYEAR PTY LTD | 602217
STP_009 - Lot7 | Data Enrichment | RYM |  | 2023-11-09 |  |  | 1083106 | 1083106 |  |  |  | ERSA | M | 5920 | 1614758GZPCLNT100 | EA | 3000418 | CYLINDER;BORT,602216,MAIN ROD B/OUT | CILINDRO;BORT,602216 | CYLINDER;MNFR:BOART LONGYEAR,PTNO:602216,ADDITIONAL FEATURES EN:MAIN ROD B/OUT | CILINDRO;MNFR:BOART LONGYEAR,PTNO:602216 |  | BOART LONGYEAR | 602216 | 1068617 @@ BOART LONGYEAR PTY LTD | 602216
STP_009 - Lot7 | Data Enrichment | MKV |  | 2023-11-09 |  |  | 1083970 | 1083970 |  |  |  | ERSA | M | 4200 | 1507869GZPCLNT100 | EA | 3000293 | CRUCIBLE,LAB;INDT,1810560 | CRISOL LABO;INDT,1810560 | CRUCIBLE,LAB;MNFR:INDUCTOTHERM CORP,PTNO:1810560 | CRISOL LABORATORIO;NOMBRE DEL FABRICANTE:INDUCTOTHERM CORP,NUMERO DE PIEZA DEL FABRICANTE:1810560 |  | INDUCTOTHERM CORP | 1810560 | 1071998 @@ INDUCTOTHERM (MELTING) PTY LTD | 1810560
STP_009 - Lot7 | Data Enrichment | MKV |  | 2023-11-09 |  |  | 1083971 | 1083971 |  |  |  | ERSA | M | 4200 | 1507870GZPCLNT100 | EA | 3000293 | CRUCIBLE,LAB;INDT,1810500 | CRISOL LABO;INDT,1810500 | CRUCIBLE,LAB;MNFR:INDUCTOTHERM CORP,PTNO:1810500 | CRISOL LABORATORIO;NOMBRE DEL FABRICANTE:INDUCTOTHERM CORP,NUMERO DE PIEZA DEL FABRICANTE:1810500 |  | INDUCTOTHERM CORP | 1810500 | 1071998 @@ INDUCTOTHERM (MELTING) PTY LTD | 1810500
STP_009 - Lot7 | Data Enrichment | RYM |  | 2023-11-09 |  |  | 1083999 | 1083999 |  |  |  | ERSA | M | 3020 | 1531460GZPCLNT100 | EA | 3000000 | CYLINDER;ATL,3510-0303-00 | CYLINDER;ATL,3510-0303-00 | CYLINDER;MNFR:ATLAS COPCO,PTNO:3510-0303-00 |  |  | ATLAS COPCO | 3510-0303-00 | 1068574 @@ SWANSTON TASMANIA PTY LTD | 3510-0303-00
STP_009 - Lot7 | Data Enrichment | CIR |  | 2023-11-09 |  |  | 1084087 | 1084087 | 1365182 | AU_QM_000167435 |  | ERSA | M | 5920 | 1365182GZPCLNT100 | EA | 3000003 | BLOWER;CAT,361-5586 | BLOWER;CAT,361-5586 | BLOWER;MNFR:CATERPILLAR,PTNO:361-5586 | SOPLADOR;,MNFR:CATERPILLAR,PTNO:3615586 | BLOWER,COOLING; BLOWER ASSEMBLY | CATERPILLAR | 361-5586 | 1068196 @@ HASTINGS DEERING(AUSTRALIA) LTD | 3615586
STP_009 - Lot7 | Data Enrichment | CIR |  | 2023-11-09 |  |  | 1084682 | 1084682 |  |  |  | ERSA | M | 1600 | 1583519GZPCLNT100 | PAC | 3000422 | BUCKLE;CNW,UESG440,GIANT,19.05MM | HEBILLA;CNW,UESG440 | BUCKLE;MNFR:CNW,PTNO:UESG440,ADDITIONAL FEATURES EN:GIANT,19.05MM | HEBILLA;MNFR:CNW,PTNO:UESG440 |  | CNW | UESG440 | 1068181 @@ CNW (MOUNT ISA) ELECT WHOLESALER | UESG440
STP_009 - Lot7 | Data Enrichment | CIR |  | 2023-11-09 |  |  | 1084683 | 1084683 |  |  |  | ERSA | M | 1600 | 1583520GZPCLNT100 | PAC | 3000422 | BUCKLE;CNW,UESG441,GIANT,25.4MM | HEBILLA;CNW,UESG441 | BUCKLE;MNFR:CNW,PTNO:UESG441,ADDITIONAL FEATURES EN:GIANT,25.4MM | HEBILLA;MNFR:CNW,PTNO:UESG441 |  | CNW | UESG441 | 1068181 @@ CNW (MOUNT ISA) ELECT WHOLESALER | UESG441
STP_009 - Lot7 | Data Enrichment | CIR |  | 2023-11-09 |  |  | 1084684 | 1084684 |  |  |  | ERSA | M | 1600 | 1583521GZPCLNT100 | PAC | 3000422 | BUCKLE;CNW,UESG442,GIANT,31.75MM | HEBILLA;CNW,UESG442 | BUCKLE;MNFR:CNW,PTNO:UESG442,ADDITIONAL FEATURES EN:GIANT,31.75MM | HEBILLA;MNFR:CNW,PTNO:UESG442 |  | CNW | UESG442 | 1068181 @@ CNW (MOUNT ISA) ELECT WHOLESALER | UESG442
STP_009 - Lot7 | Data Enrichment | RYM |  | 2023-11-09 |  |  | 1084792 | 1084792 |  |  |  | ERSA | M | 3730 | 1586754GZPCLNT100 | EA | 3000003 | CYLINDER;CAT,HM39948,GP STEERING | CILINDRO;CAT,HM39948 | CYLINDER;MNFR:CATERPILLAR,PTNO:HM39948,ADDITIONAL FEATURES EN:GP STEERING | CILINDRO;MNFR:CATERPILLAR,PTNO:HM39948 |  | CATERPILLAR | HM39948 | 1068196 @@ HASTINGS DEERING(AUSTRALIA) LTD | HM39948_270
STP_009 - Lot7 | Data Enrichment | RYM |  | 2023-11-09 |  |  | 1084793 | 1084793 |  |  |  | ERSA | M | 3730 | 1586755GZPCLNT100 | EA | 3000003 | CYLINDER;CAT,HM39947,GP STEERING | CILINDRO;CAT,HM39947 | CYLINDER;MNFR:CATERPILLAR,PTNO:HM39947,ADDITIONAL FEATURES EN:GP STEERING | CILINDRO;MNFR:CATERPILLAR,PTNO:HM39947 |  | CATERPILLAR | HM39947 | 1068196 @@ HASTINGS DEERING(AUSTRALIA) LTD | HM39947_270
STP_009 - Lot7 | Data Enrichment | RYM |  | 2023-11-09 |  |  | 1084941 | 1084941 |  |  |  | ERSA | M | 3730 | 1615917GZPCLNT100 | EA | 3000003 | CYLINDER;CAT,5J1326,STEER | CILINDRO;CAT,5J1326 | CYLINDER;MNFR:CATERPILLAR,PTNO:5J1326,ADDITIONAL FEATURES EN:STEER | CILINDRO;MNFR:CATERPILLAR,PTNO:5J1326 |  | CATERPILLAR | 5J1326 | 1068197 @@ HASTINGS DEERING (AUSTRALIA) LTD | 5J1326 | 1068196 @@ HASTINGS DEERING(AUSTRALIA) LTD | 1615917
STP_009 - Lot7 | Data Enrichment | RYM |  | 2023-11-09 |  |  | 1084942 | 1084942 |  |  |  | ERSA | M | 3730 | 1615918GZPCLNT100 | EA | 3000003 | CYLINDER;CAT,8J-9447,ASS | CILINDRO;CAT,8J-9447 | CYLINDER;MNFR:CATERPILLAR,PTNO:8J-9447,ADDITIONAL FEATURES EN:ASS | CILINDRO;MNFR:CATERPILLAR,PTNO:8J-9447 |  | CATERPILLAR | 8J-9447 | 1068196 @@ HASTINGS DEERING(AUSTRALIA) LTD | 8J-9447 | 1068197 @@ HASTINGS DEERING (AUSTRALIA) LTD | 8J-9447
STP_009 - Lot7 | Data Enrichment | MKV |  | 2023-11-09 |  |  | 1085503 | 1085503 |  |  |  | ERSA | M | 5000 | 1580795GZPCLNT100 | EA | 3000010 | DAMPER;SAN,55212597,VIB | AMORTIGUADOR;SAN,55212597 | DAMPER;MNFR:SANDVIK,PTNO:55212597,ADDITIONAL FEATURES EN:VIBRATION | AMORTIGUADOR;MNFR:SANDVIK,PTNO:55212597 |  | SANDVIK | 55212597 | 1068089 @@ SANDVIK MINING & CONSTRUCTION | 55212597 | 1068336 @@ SANDVIK MINING & CONSTRUCTION | 55212597
STP_009 - Lot7 | Data Enrichment | RYM |  | 2023-11-09 |  |  | 1085514 | 1085514 |  |  |  | ERSA | M | 3730 | 1580893GZPCLNT100 | EA | 3000003 | CYLINDER;CAT,5880174,GP | CILINDRO;CAT,5880174 | CYLINDER;MNFR:CATERPILLAR,PTNO:5880174,ADDITIONAL FEATURES EN:GP | CILINDRO;MNFR:CATERPILLAR,PTNO:5880174 |  | CATERPILLAR | 5880174 | 1068196 @@ HASTINGS DEERING(AUSTRALIA) LTD | 5880174
STP_009 - Lot7 | Data Enrichment | RYM |  | 2023-11-09 |  |  | 1085515 | 1085515 |  |  |  | ERSA | M | 3730 | 1580894GZPCLNT100 | EA | 3000003 | CYLINDER;CAT,20R7379,TLT,REMAN | CILINDRO;CAT,20R7379 | CYLINDER;MNFR:CATERPILLAR,PTNO:20R7379,ADDITIONAL FEATURES EN:TILT,REMAN | CILINDRO;MNFR:CATERPILLAR,PTNO:20R7379 |  | CATERPILLAR | 20R7379 | 1068196 @@ HASTINGS DEERING(AUSTRALIA) LTD | 20R7379
STP_009 - Lot7 | Data Enrichment | RYM |  | 2023-11-09 |  |  | 1085522 | 1085522 |  |  |  | ERSA | M | 5000 | 1580904GZPCLNT100 | EA | 3000001 | CYLINDER;EPI,5740008678 | CILINDRO;EPI,5740008678 | CYLINDER;MNFR:EPIROC,PTNO:5740008678 | CILINDRO;MNFR:EPIROC,PTNO:5740008678 |  | EPIROC | 5740008678 | 1068108 @@ EPIROC AUSTRALIA PTY LTD | 5740008678
STP_009 - Lot7 | Data Enrichment | RYM |  | 2023-11-09 |  |  | 1085548 | 1085548 |  |  |  | ERSA | M | 5000 | 1581024GZPCLNT100 | EA | 3000010 | CYLINDER;SAN,55078945,RR | CILINDRO;SAN,55078945 | CYLINDER;MNFR:SANDVIK,PTNO:55078945,ADDITIONAL FEATURES EN:REAR | CILINDRO;MNFR:SANDVIK,PTNO:55078945 |  | SANDVIK | 55078945 | 1068089 @@ SANDVIK MINING & CONSTRUCTION | 55078945
STP_009 - Lot7 | Data Enrichment | RYM |  | 2023-11-09 |  |  | 1085553 | 1085553 |  |  |  | ERSA | M | 5000 | 1581032GZPCLNT100 | EA | 3000010 | CYLINDER;SAN,55186990,FR | CILINDRO;SAN,55186990 | CYLINDER;MNFR:SANDVIK,PTNO:55186990,ADDITIONAL FEATURES EN:FRONT | CILINDRO;MNFR:SANDVIK,PTNO:55186990 |  | SANDVIK | 55186990 | 1068089 @@ SANDVIK MINING & CONSTRUCTION | 55186990
STP_009 - Lot7 | Data Enrichment | MKV |  | 2023-11-09 |  |  | 1085571 | 1085571 |  |  |  | ERSA | M | 5000 | 1581057GZPCLNT100 | EA | 3000010 | CRADLE;SAN,77020242,CRG | CUNA;SAN,77020242 | CRADLE;MNFR:SANDVIK,PTNO:77020242,ADDITIONAL FEATURES EN:CARRIAGE | CUNA;MNFR:SANDVIK,PTNO:77020242 |  | SANDVIK | 77020242 | 1068089 @@ SANDVIK MINING & CONSTRUCTION | 77020242
STP_009 - Lot7 | Data Enrichment | RYM |  | 2023-11-09 |  |  | 1085628 | 1085628 |  |  |  | ERSA | M | 5000 | 1581320GZPCLNT100 | EA | 3000438 | CYLINDER;NRMT,56091010,HYDR | CILINDRO;NRMT,56091010 | CYLINDER;MNFR:NORMET,PTNO:56091010,ADDITIONAL FEATURES EN:HYDRAULIC | CILINDRO;MNFR:NORMET,PTNO:56091010 |  | NORMET | 56091010 | 1068143 @@ NORMET ASIA PACIFIC PTY LTD | 56091010
STP_009 - Lot7 | Data Enrichment | RYM |  | 2023-11-09 |  |  | 1085654 | 1085654 |  |  |  | ERSA | M | 3730 | 1581603GZPCLNT100 | EA | 3000003 | CYLINDER;CAT,1524189,AS | CILINDRO;CAT,1524189 | CYLINDER;MNFR:CATERPILLAR,PTNO:1524189,ADDITIONAL FEATURES EN:AS | CILINDRO;MNFR:CATERPILLAR,PTNO:1524189 |  | CATERPILLAR | 1524189 | 1068196 @@ HASTINGS DEERING(AUSTRALIA) LTD | 1524189
STP_009 - Lot7 | Data Enrichment | RYM |  | 2023-11-09 |  |  | 1085812 | 1085812 |  |  |  | ERSA | M | 5000 | 1579358GZPCLNT100 | EA | 3000001 | CYLINDER;EPI,3128004603,HYDR | CILINDRO;EPI,3128004603 | CYLINDER;MNFR:EPIROC,PTNO:3128004603,ADDITIONAL FEATURES EN:HYDRAULIC | CILINDRO;MNFR:EPIROC,PTNO:3128004603 |  | EPIROC | 3128004603 | 1068108 @@ EPIROC AUSTRALIA PTY LTD | 3128004603
STP_009 - Lot7 | Data Enrichment | RYM |  | 2023-11-09 |  |  | 1085816 | 1085816 |  |  |  | ERSA | M | 5000 | 1580666GZPCLNT100 | EA | 3000001 | CYLINDER;EPI,3128131175,BSH | CILINDRO;EPI,3128131175 | CYLINDER;MNFR:EPIROC,PTNO:3128131175,ADDITIONAL FEATURES EN:BSH | CILINDRO;MNFR:EPIROC,PTNO:3128131175 |  | EPIROC | 3128131175 | 1068410 @@ MAINTENANCE TECHNIQUE PTY LTD | MT3128 1311 75
STP_009 - Lot7 | Data Enrichment | RYM |  | 2023-11-09 |  |  | 1086023 | 1086023 |  |  |  | ERSA | M | 3730 | 1577557GZPCLNT100 | EA | 3000003 | CYLINDER;CAT,257-5083,GP-SIDESHIFT | CILINDRO;CAT,257-5083 | CYLINDER;MNFR:CATERPILLAR,PTNO:257-5083,ADDITIONAL FEATURES EN:GP-SIDESHIFT | CILINDRO;MNFR:CATERPILLAR,PTNO:257-5083 |  | CATERPILLAR | 257-5083 | 1068196 @@ HASTINGS DEERING(AUSTRALIA) LTD | 2575083_280
STP_009 - Lot7 | Data Enrichment | RYM |  | 2023-11-09 |  |  | 1086209 | 1086209 |  |  |  | ERSA | M | 3750 | 1578009GZPCLNT100 | EA | 3000418 | CYLINDER;BORT,601231,SUPPORT SLIDE | CILINDRO;BORT,601231 | CYLINDER;MNFR:BOART LONGYEAR,PTNO:601231,ADDITIONAL FEATURES EN:SUPPORT SLIDE | CILINDRO;MNFR:BOART LONGYEAR,PTNO:601231 |  | BOART LONGYEAR | 601231 | 1068617 @@ BOART LONGYEAR PTY LTD | 601231
STP_009 - Lot7 | Data Enrichment | NGB |  | 2023-11-09 |  |  | 1086554 | 1086554 |  |  |  | ERSA | M | 5915 | 1582714GZPCLNT100 | EA | 3000012 | BOOSTER;TOY,4461060A00,BRAKE | REFORZADOR;TOY,4461060A00 | BOOSTER;MNFR:TOYOTA,PTNO:4461060A00,ADDITIONAL FEATURES EN:BRAKE | REFORZADOR;MNFR:TOYOTA,PTNO:4461060A00 |  | TOYOTA | 4461060A00 | 1068114 @@ BELL & MOIR - PARTS ORDERS ONLY | 4461060A00
STP_009 - Lot7 | Data Enrichment | RYM |  | 2023-11-09 |  |  | 1086848 | 1086848 |  |  |  | ERSA | M | 3760 | 1581322GZPCLNT100 | EA | 3000013 | CYLINDER;VOL,9017230560,HYDR,REMAN | CILINDRO;VOL,9017230560 | CYLINDER;MNFR:VOLVO,PTNO:9017230560,ADDITIONAL FEATURES EN:HYDRAULIC,REMAN | CILINDRO;MNFR:VOLVO,PTNO:9017230560 |  | VOLVO | 9017230560 | 1068317 @@ SMH EQUIPMENT PTY LTD | 9017230560
STP_009 - Lot7 | Data Enrichment | CIR |  | 2023-11-09 |  |  | 1086989 | 1086989 | 1431341 | AU_QM_000717096 |  | ERSA | M | 4900 | 1431341GZPCLNT100 | EA | 3000000 | CHAIN;ATL,5415136200 | CHAIN;ATL,5415136200 | CHAIN;MNFR:ATLAS COPCO,PTNO:5415136200 |  | CHAIN: DRIVE-AIR MOTOR | ATLAS COPCO | 5415136200 | 1068108 @@ EPIROC AUSTRALIA PTY LTD | 5415-1362-00
STP_009 - Lot7 | Data Enrichment | RYM |  | 2023-11-09 |  |  | 1087105 | 1087105 |  |  |  | ERSA | M | 5000 | 1568352GZPCLNT100 | EA | 3000010 | CYLINDER;SAN,180126,HYD | CILINDRO;SAN,180126 | CYLINDER;MNFR:SANDVIK,PTNO:180126,ADDITIONAL FEATURES EN:HYD | CILINDRO;MNFR:SANDVIK,PTNO:180126 |  | SANDVIK | 180126 | 1068336 @@ SANDVIK MINING & CONSTRUCTION | 180126
STP_009 - Lot7 | Data Enrichment | NGB |  | 2023-11-09 |  |  | 1087230 | 1087230 | 1370104 | AU_QM_000175382 |  | ERSA | M | 5380 | 1370104GZPCLNT100 | EA | 3000013 | COOLANT;VOL,22567335 | COOLANT;VOL,22567335 | COOLANT;MNFR:VOLVO,PTNO:22567335 |  | COOLANT,LIQUID COOLING SYSTEM:VCS;ENGINE;READY MIXED;20L;YLW;ANTI-FREE | VOLVO | 22567335 | 1068317 @@ SMH EQUIPMENT PTY LTD | 22567335
STP_009 - Lot7 | Data Enrichment | MKV |  | 2023-11-09 |  |  | 1087257 | 1087257 | 1349753 | AU_QM_000131467 |  | ERSA | M | 5955 | 1349753GZPCLNT100 | EA | 3000000 | DAMPER;ATL,3719 0000 32 | DAMPER;ATL,3719 0000 32 | DAMPER;MNFR:ATLAS COPCO,PTNO:3719 0000 32 |  | DAMPER,INERTIA: FEED FRAME END CUSHION;FEED FRAME;ATLAS | ATLAS COPCO | 3719 0000 32 | 1068108 @@ EPIROC AUSTRALIA PTY LTD | 3719000032
STP_009 - Lot7 | Data Enrichment | MKV |  | 2023-11-09 |  |  | 1087258 | 1087258 | 1349754 | AU_QM_000131468 |  | ERSA | M | 5955 | 1349754GZPCLNT100 | EA | 3000000 | DAMPER;ATL,3719 0000 33 | DAMPER;ATL,3719 0000 33 | DAMPER;MNFR:ATLAS COPCO,PTNO:3719 0000 33 |  | DAMPER,INERTIA: INTERMEDIATE CUSHION;FEED FRAME;ATLAS CO | ATLAS COPCO | 3719 0000 33 | 1068108 @@ EPIROC AUSTRALIA PTY LTD | 3719000033
STP_009 - Lot7 | Data Enrichment | RYM |  | 2023-11-09 |  |  | 1087299 | 1087299 | 1450476 | AU_QM_001133487 |  | ERSA | M | 5955 | 1450476GZPCLNT100 | EA | 3000030 | CYLINDER;OUT,6102791 | CYLINDER;OUT,6102791 | CYLINDER;MNFR:OUTOTEC,PTNO:6102791 |  | CYLINDER ASSY,AIR:CYL ASSY;AUTOMATIC WINDOW CHANGER, | OUTOTEC | 6102791 | 1068243 @@ OUTOTEC PTY LTD | 6102791
STP_009 - Lot7 | Data Enrichment | PJR |  | 2023-11-09 |  |  | 1088247 | 1088247 |  |  |  | ERSA | M | 2700 | 1585735GZPCLNT100 | EA |  | BENCH;WORKSTATION,760W X 1800L X 910H MM | BANCO;,POLVO RECUBIERTO | BENCH;TYPE:WORKSTATION,SIZE:760W X 1800L X 910H MM,MATERIAL:GALVANIZED,FINISH:POWDER COATED,ADDITIONAL FEATURES EN:HEAVY DUTY, BRAND: STOREMAN,PTNO:CWB-G | BANCO;ACABADO:POLVO RECUBIERTO,PTNO:CWB-G |  |  | CWB-G | 1068926 @@ CONTAIN IT SOLUTIONS | CWB-G
STP_009 - Lot7 | Data Enrichment | PJR |  | 2023-11-09 |  |  | 1088327 | 1088327 |  |  |  | ERSA | M | 5920 | 1587198GZPCLNT100 | EA | 3000438 | CHOCK,WHL;NRMT,43306740 | CUÑA RUEDAS;NRMT,43306740 | CHOCK,WHEEL;MNFR:NORMET,PTNO:43306740 | CUÃ‘A RUEDAS;MNFR:NORMET,PTNO:43306740 |  | NORMET | 43306740 | 1068143 @@ NORMET ASIA PACIFIC PTY LTD | 43306740
STP_009 - Lot7 | Data Enrichment | BHJ |  | 2023-11-09 |  |  | 1088525 | 1088525 |  |  |  | ERSA | M | 5955 | 1609063GZPCLNT100 | EA | 3000024 | CHAMBER;ISU,D873276D30,ASM | CAMARA INDUST;ISU,D873276D30 | CHAMBER;MNFR:ISUZU,PTNO:D873276D30,ADDITIONAL FEATURES EN:ASM | CAMARA INDUSTRIAL;MNFR:ISUZU,PTNO:D873276D30 |  | ISUZU | D873276D30 | 1068514 @@ AP TOWNSVILLE P/L T/A TONY IRELA | IS-D873276D30
STP_009 - Lot7 | Data Enrichment | MKV |  | 2023-11-09 |  |  | 1089348 | 1089348 | 1374022 | AU_QM_000202896 |  | ERSA | M | 5955 | 1374022GZPCLNT100 | EA | 3000000 | DAMPER;ATL,9111413234 | DAMPER;ATL,9111413234 | DAMPER;MNFR:ATLAS COPCO,PTNO:9111413234 |  | DAMPER;ATL,9111413234DAMPER;ATL,9111413234 | ATLAS COPCO | 9111413234 | 1068108 @@ EPIROC AUSTRALIA PTY LTD | 9111413234
STP_009 - Lot7 | Data Enrichment | MKV |  | 2023-11-09 |  |  | 1089355 | 1089355 | 1373860 | AU_QM_000202718 |  | ERSA | M | 5955 | 1373860GZPCLNT100 | EA | 3000000 | DAMPER;ATL,399999909 | DAMPER;ATL,399999909 | DAMPER;MNFR:ATLAS COPCO,PTNO:399999909 |  | DAMPER;ATL,399999909DAMPER;ATL,399999909 | ATLAS COPCO | 399999909 | 1068108 @@ EPIROC AUSTRALIA PTY LTD | 399999909
STP_009 - Lot7 | Data Enrichment | MKV |  | 2023-11-09 |  |  | 1089497 | 1089497 | 1442237 | AU_QM_000994855 |  | ERSA | M | 5955 | 1442237GZPCLNT100 | EA | 3000000 | DAMPER;ATL,5112232200 | DAMPER;ATL,5112232200 | DAMPER;MNFR:ATLAS COPCO,PTNO:5112232200 |  | DAMPER,INERTIA: BOOMER DAMPER | ATLAS COPCO | 5112232200 | 1068108 @@ EPIROC AUSTRALIA PTY LTD | 5112232200
STP_009 - Lot7 | Data Enrichment | MKV |  | 2023-11-09 |  |  | 1089508 | 1089508 | 1437507 | AU_QM_000952478 |  | ERSA | M | 5955 | 1437507GZPCLNT100 | EA | 3000012 | DAMPER;TOY,45700-69025(NG) | DAMPER;TOY,45700-69025(NG) | DAMPER;MNFR:TOYOTA,PTNO:45700-69025(NG) |  | DAMPER,SHIMMY:HJ75 STEERING DAMPER; | TOYOTA | 45700-69025(NG) | 1071809 @@ ASHDOWN ENTERPRISES | 45700-69025(NG) | 1068114 @@ BELL & MOIR - PARTS ORDERS ONLY | 45700-69025 | 1068087 @@ ASHDOWN INGRAM | 45700-69025(NG)
STP_009 - Lot7 | Data Enrichment | BHJ |  | 2023-11-09 |  |  | 1089511 | 1089511 | 1427254 | AU_QM_000449108 |  | ERSA | M | 5955 | 1427254GZPCLNT100 | EA | 3000000 | CHUCK;ATL,4150104988 | CHUCK;ATL,4150104988 | CHUCK;MNFR:ATLAS COPCO,PTNO:4150104988 |  | CHUCK,DRILL:1/4, SUIT PENCIL GRINDER; | ATLAS COPCO | 4150104988 | 1068652 @@ J BLACKWOOD & SONS | 6486518 | 1068108 @@ EPIROC AUSTRALIA PTY LTD | 4150-1049-88 | 1069739 @@ AIR & ALLIED SALES (PACIFIC) P/L | 4150104988
STP_009 - Lot7 | Data Enrichment | BHJ |  | 2023-11-09 |  |  | 1089515 | 1089515 | 1426356 | AU_QM_000377390 |  | ERSA | M | 5955 | 1426356GZPCLNT100 | EA | 3000000 | CHUCK;ATL,4150-1049-83 | CHUCK;ATL,4150-1049-83 | CHUCK;MNFR:ATLAS COPCO,PTNO:4150-1049-83 |  | CHUCK,DRILL:6MM | ATLAS COPCO | 4150-1049-83 | 1068652 @@ J BLACKWOOD & SONS | 6486615 | 1069739 @@ AIR & ALLIED SALES (PACIFIC) P/L | 4150-1049-83 | 1068108 @@ EPIROC AUSTRALIA PTY LTD | 4150-1049-83 | 1068574 @@ SWANSTON TASMANIA PTY LTD | 1426356
STP_009 - Lot7 | Data Enrichment | NGB |  | 2023-11-09 |  |  | 1091673 | 1091673 | 1393709 | AU_QM_000237196 |  | ERSA | M | 5910 | 1393709GZPCLNT100 | EA | 3000438 | CLAMP;NRMT,54917299 | ABRAZADERA; | ABRAZADERA;MNFR:NORMET,PTNO:54917299 | ABRAZADERA;,MNFR:NORMET,PTNO:54917299 | OEM-E-LISTCLAMP;NOR,54917299 | NORMET | 54917299 | 1068143 @@ NORMET ASIA PACIFIC PTY LTD | 54917299
STP_009 - Lot7 | Data Enrichment | NGB |  | 2023-11-09 |  |  | 1091674 | 1091674 | 1393708 | AU_QM_000237195 |  | ERSA | M | 5910 | 1393708GZPCLNT100 | EA | 3000438 | CLAMP;NRMT,54916650 | ABRAZADERA; | ABRAZADERA;MNFR:NORMET,PTNO:54916650 | ABRAZADERA;,MNFR:NORMET,PTNO:54916650 | OEM-E-LISTCLAMP;NOR,54916650 | NORMET | 54916650 | 1068143 @@ NORMET ASIA PACIFIC PTY LTD | 54916650
STP_009 - Lot7 | Data Enrichment | NGB |  | 2023-11-09 |  |  | 1094655 | 1094655 | 1349567 | AU_QM_000130195 |  | ERSA | M | 5920 | 1349567GZPCLNT100 | EA | 3000000 | BREATHER;ATL,5112239209 | BREATHER;ATL,5112239209 | BREATHER;MNFR:ATLAS COPCO,PTNO:5112239209 |  | BREATHER: DC17B TRANSMISSION BREATHER; | ATLAS COPCO | 5112239209 | 1068108 @@ EPIROC AUSTRALIA PTY LTD | 5112239209
STP_009 - Lot7 | Data Enrichment | NGB |  | 2023-11-09 |  |  | 1095635 | 1095635 | 1446337 | AU_QM_001036763 |  | ERSA | M | 5920 | 1446337GZPCLNT100 | EA | 3000012 | BREATHER;TOY,9093003097 | BREATHER;TOY,9093003097 | BREATHER;MNFR:TOYOTA,PTNO:9093003097 |  | BREATHER: DIFF BREATHER PLUG (STRAIGHT) | TOYOTA | 9093003097 | 1071809 @@ ASHDOWN ENTERPRISES | 90930-03097 | 1068087 @@ ASHDOWN INGRAM | 90930-03097 | 1068114 @@ BELL & MOIR - PARTS ORDERS ONLY | 9093003097
STP_009 - Lot7 | Data Enrichment | NGB |  | 2023-11-09 |  |  | 1095636 | 1095636 | 1446336 | AU_QM_001036755 |  | ERSA | M | 5920 | 1446336GZPCLNT100 | EA | 3000012 | BREATHER;TOY,90404-10019 | BREATHER;TOY,90404-10019 | BREATHER;MNFR:TOYOTA,PTNO:90404-10019 |  | BREATHER: DIFF BREATHER (SCREWIN 90DEG) | TOYOTA | 90404-10019 | 1071809 @@ ASHDOWN ENTERPRISES | 90404-10019 | 1068087 @@ ASHDOWN INGRAM | 90404-10019 | 1068114 @@ BELL & MOIR - PARTS ORDERS ONLY | 9040410019
STP_009 - Lot7 | Data Enrichment | NGB |  | 2023-11-09 |  |  | 1095659 | 1095659 | 1458218 | AU_QM_001512035 |  | ERSA | M | 5920 | 1458218GZPCLNT100 | EA | 3000000 | BREATHER;ATL,5541501500 | BREATHER;ATL,5541501500 | BREATHER;MNFR:ATLAS COPCO,PTNO:5541501500 |  | BREATHER: TRANSMISSION/DIFFERENTIAL;3/8"BSP; | ATLAS COPCO | 5541501500 | 1068108 @@ EPIROC AUSTRALIA PTY LTD | 5541-5015-00 | 1068336 @@ SANDVIK MINING & CONSTRUCTION | F3T569022-01
STP_009 - Lot7 | Data Enrichment | MKV |  | 2023-11-09 |  |  | 1097994 | 1097994 | 1390908 | AU_QM_000232642 |  | ERSA | M | 1540 | 1390908GZPCLNT100 | EA | 3000438 | BOLT;NRMT,100022257 | PERNO; | PERNO;MNFR:NORMET,PTNO:100022257 | PERNO;,MNFR:NORMET,PTNO:100022257 | BOLT;NRMT,100022257BOLT;NOR,100022257 | NORMET | 100022257 | 1068143 @@ NORMET ASIA PACIFIC PTY LTD
STP_009 - Lot7 | Data Enrichment | RYM |  | 2023-11-09 |  |  | 1098693 | 1098693 | 1439422 | AU_QM_000981519 |  | ERSA | M | 1540 | 1439422GZPCLNT100 | EA | 3000003 | CYLINDER,As;CAT,6003551 | CYLINDER,As;CAT,6003551 | CYLINDER As;MNFR:CATERPILLAR,PTNO:6003551 |  | PIN: R1300;FUEL SUBASSY; | CATERPILLAR | 1596170 | 1068196 @@ HASTINGS DEERING(AUSTRALIA) LTD | 6003551
STP_009 - Lot7 | Data Enrichment | CIR |  | 2023-11-09 |  |  | 1100257 | 1100257 | 1383435 | AU_QM_000223812 |  | ERSA | M | 5100 | 1383435GZPCLNT100 | EA | 3000003 | CONDITIONER;CAT,213-3384 | CONDITIONER;CAT,213-3384 | CONDITIONER;MNFR:CATERPILLAR,PTNO:213-3384 |  | CONDITIONER;CAT,213-3384CONDITIONER;HAS,213-3384 | CATERPILLAR | 213-3384 | 1068196 @@ HASTINGS DEERING(AUSTRALIA) LTD | 1383435
STP_009 - Lot7 | Data Enrichment | CIR |  | 2023-11-09 |  |  | 1100424 | 1100424 | 1379590 | AU_QM_000219024 |  | ERSA | M | 5100 | 1379590GZPCLNT100 | EA | 3000001 | CONDITIONER;EPI,5590 0166 50 | CONDITIONER;EPI,5590 0166 50 | CONDITIONER;MNFR:EPIROC,PTNO:5590 0166 50 |  | CONDITIONER;EPI,5590 0166 50CONDITIONER;EPI,5590 0166 50 | EPIROC | 5590 0166 50 | 1068108 @@ EPIROC AUSTRALIA PTY LTD | 5590016650
STP_009 - Lot7 | Data Enrichment | BHJ |  | 2023-11-09 |  |  | 1101822 | 1101822 | 1394243 | AU_QM_000237790 |  | ERSA | M | 2900 | 1394243GZPCLNT100 | EA | 3000438 | COVER;NRMT,100137978 | CUBIERTA; | CUBIERTA;MNFR:NORMET,PTNO:100137978 | CUBIERTA;,MNFR:NORMET,PTNO:100137978 | OEM-E-LISTCOVER;NOR,100137978 | NORMET | 100137978 | 1068143 @@ NORMET ASIA PACIFIC PTY LTD | 100137978
STP_009 - Lot7 | Data Enrichment | RYM |  | 2023-11-09 |  |  | 1102165 | 1102165 |  |  |  | ERSA | M | 4090 | 1530093GZPCLNT100 | EA |  | CYLINDER;493 | CYLINDER;493 | CYLINDER;ADDITIONAL FEATURES:493 |  |  |  |  | 1068137 @@ CAVA HYDRAULICS & ENGINEERING PTY L | 493
STP_009 - Lot7 | Data Enrichment | CIR |  | 2023-11-09 |  |  | 1102225 | 1102225 |  |  |  | ERSA | M | 1600 | 1523751GZPCLNT100 | EA |  | CONDITIONER,SGNL;RED LION PROGR,PGMMOD00 | CONDITIONER,SGNL;RED LION PROGR,PGMMOD00 | [5 empty] | 1068206 @@ RS COMPONENTS PTY LTD | 9221916
STP_009 - Lot7 | Data Enrichment | CIR |  | 2023-11-09 |  |  | 1102226 | 1102226 |  |  |  | ERSA | M | 1600 | 1523750GZPCLNT100 | EA |  | CONDITIONER,SGNL;RED LION UNIVE,IAMS0010 | CONDITIONER,SGNL;RED LION UNIVE,IAMS0010 | [5 empty] | 1068206 @@ RS COMPONENTS PTY LTD | 9075971
STP_009 - Lot7 | Data Enrichment | CIR |  | 2023-11-09 |  |  | 1102313 | 1102313 |  |  |  | ERSA | M | 5920 | 1525187GZPCLNT100 | EA |  | BLOWER,AIR;BIGBOI,PRO9MOFFER | BLOWER,AIR;BIGBOI,PRO9MOFFER | [5 empty] | 1071986 @@ REPCO AUTO PARTS | 1525187 | 1069695 @@ REPCO AUTO PARTS (QLD) | 1525187
STP_009 - Lot7 | Data Enrichment | RYM |  | 2023-11-09 |  |  | 1102494 | 1102494 |  |  |  | ERSA | M | 5920 | 1527784GZPCLNT100 | EA |  | CYLINDER;SMC,CDA2F50-400KZ,CDA2F50-400KZ | CYLINDER;SMC,CDA2F50-400KZ,CDA2F50-400KZ | CYLINDER;ADDITIONAL FEATURES:SMC,CDA2F50-400KZ,CDA2F50-400KZ |  |  |  |  | 1068330 @@ SMC CORPORATION (AUST) PTY LTD | CDA2F50-400KZ | 1068125 @@ SMC CORPORATION (AUSTRALIA) PTY LTD | 1527784
STP_009 - Lot7 | Data Enrichment | PJR |  | 2023-11-09 |  |  | 1102521 | 1102521 |  |  |  | ERSA | M | 4005 | 1526790GZPCLNT100 | EA |  | DRIVER;,P031645 | DRIVER;,P031645 | DRIVER;ADDITIONAL FEATURES:,P031645 |  |  |  |  | 1069739 @@ AIR & ALLIED SALES (PACIFIC) P/L | P031645
STP_009 - Lot7 | Data Enrichment | CIR |  | 2023-11-09 |  |  | 1102523 | 1102523 |  |  |  | ERSA | M | 4005 | 1526788GZPCLNT100 | EA |  | BARREL;,P031640 | BARREL;,P031640 | BARREL;ADDITIONAL FEATURES:,P031640 |  |  |  |  | 1069739 @@ AIR & ALLIED SALES (PACIFIC) P/L | P031640
STP_009 - Lot7 | Data Enrichment | MKV |  | 2023-11-09 |  |  | 1102661 | 1102661 |  |  |  | ERSA | M | 4200 | 1495077GZPCLNT100 | EA |  | CRUCIBLE,LAB;CLAY GRAPHITE,A3,1810578 | CRUCIBLE,LAB;CLAY GRAPHITE,A3,1810578 | [5 empty] | 1071998 @@ INDUCTOTHERM (MELTING) PTY LTD | 1810578
STP_009 - Lot7 | Data Enrichment | NGB |  | 2023-11-09 |  |  | 1102765 | 1102765 |  |  |  | ERSA | M | 5910 | 1516464GZPCLNT100 | EA |  | BREATHER;HYD,DESICCANT 200MM REPLACEMENT | BREATHER;HYD,DESICCANT 200MM REPLACEMENT | BREATHER;ADDITIONAL FEATURES:HYD,DESICCANT 200MM REPLACEMENT |  |  |  |  | 1068342 @@ ISADRAULICS | DESICCANT 200MM REPLACEMENT
STP_009 - Lot7 | Data Enrichment | NGB |  | 2023-11-09 |  |  | 1102891 | 1102891 | 1475728 | AU_QM_000234395 |  | ERSA | M | 5100 | 1475728GZPCLNT100 | EA |  | 100260VAC,35A,DC TRIG;ALTABLUE 30 MELTER | 100260VAC,35A,DC TRIG;ALTABLUE 30 MELTER |  |  | RELAY,SOLID STATE:100260VAC,35A,DC TRIG;ALTABLUE 30 MELTER |  |  | 1070061 @@ NORDSON AUSTRALIA PTY LTD | 7400070
STP_009 - Lot7 | Data Enrichment | NGB |  | 2023-11-09 |  |  | 1102951 | 1102951 |  |  |  | ERSA | M | 5905 | 1528833GZPCLNT100 | EA |  | BREATHER;SILICA GEL,BLUE,BOTTLE,TMS2 | BREATHER;SILICA GEL,BLUE,BOTTLE,TMS2 | [5 empty] | 1073691 @@ CBR Power Services Pty Ltd | 1528833
STP_009 - Lot7 | Data Enrichment | PJR |  | 2023-11-09 |  |  | 1103022 | 1103022 | 1476173 | AU_QM_000649970 |  | ERSA | M | 5910 | 1476173GZPCLNT100 | EA |  | 10MM NB>8MM NB;NIPPLE;HEX;GALV STEEL | 10MM NB>8MM NB;NIPPLE;HEX;GALV STEEL |  |  | REDUCER,PIPE: 10MM NB>8MM NB;NIPPLE;HEX;GALV STEEL |  |  | 1068367 @@ SOUTHERN QUEENSLAND STEEL P/L | 1476173
STP_009 - Lot7 | Data Enrichment | PJR |  | 2023-11-09 |  |  | 1103023 | 1103023 | 1476172 | AU_QM_000649491 |  | ERSA | M | 5910 | 1476172GZPCLNT100 | EA |  | 15MM NB>10MM NB;BUSH;HEX;GALV STEEL: | 15MM NB>10MM NB;BUSH;HEX;GALV STEEL: |  |  | REDUCER,PIPE: 15MM NB>10MM NB;BUSH;HEX;GALV STEEL: |  |  | 1068367 @@ SOUTHERN QUEENSLAND STEEL P/L | 1476172
STP_009 - Lot7 | Data Enrichment | PJR |  | 2023-11-09 |  |  | 1103024 | 1103024 | 1476171 | AU_QM_000649483 |  | ERSA | M | 5910 | 1476171GZPCLNT100 | EA |  | 15MM NB>8MM NB;BUSH;HEX;GALV STEEL: | 15MM NB>8MM NB;BUSH;HEX;GALV STEEL: |  |  | REDUCER,PIPE: 15MM NB>8MM NB;BUSH;HEX;GALV STEEL: |  |  | 1068367 @@ SOUTHERN QUEENSLAND STEEL P/L | 1476171
STP_009 - Lot7 | Data Enrichment | PJR |  | 2023-11-09 |  |  | 1103025 | 1103025 | 1476170 | AU_QM_000649475 |  | ERSA | M | 5910 | 1476170GZPCLNT100 | EA |  | 10MM NB>8MM NB;BUSH;HEX;GALV STEEL: | 10MM NB>8MM NB;BUSH;HEX;GALV STEEL: |  |  | REDUCER,PIPE: 10MM NB>8MM NB;BUSH;HEX;GALV STEEL: |  |  | 1068367 @@ SOUTHERN QUEENSLAND STEEL P/L | 1476170
STP_009 - Lot7 | Data Enrichment | scv |  | 2023-11-09 |  |  | 1103087 | 1103087 | 1475211 | AU_QM_000190497 |  | ERSA | M | 1825 | 1475211GZPCLNT100 | EA |  | 65MM ID;INPRO;BEARING ISOLATOR;MECHANICA | 65MM ID;INPRO;BEARING ISOLATOR;MECHANICA |  |  | SEAL,PLAIN: 65MM ID;INPRO;BEARING ISOLATOR;MECHANICA |  |  | 1069918 @@ NTH QLD PUMP & SEALING SOLUTIONS | 1221-R-49284-0
STP_009 - Lot7 | Data Enrichment | NGB |  | 2023-11-09 |  |  | 1103113 | 1103113 | 1476165 | AU_QM_000635748 |  | ERSA | M | 5100 | 1476165GZPCLNT100 | EA |  | 240VAC COIL;DPDT;LED INDICATOR; | 240VAC COIL;DPDT;LED INDICATOR; |  |  | RELAY,ELECTROMAGNETIC:240VAC COIL;DPDT;LED INDICATOR; |  |  | 1072012 @@ CNW (TOWNSVILLE) ELECT SUPPLIES | 1476165
STP_009 - Lot7 | Data Enrichment | RYM |  | 2023-11-09 |  |  | 1103223 | 1103223 |  |  |  | ERSA | M | 5955 | 1571098GZPCLNT100 | EA | 3000028 | CYLINDER;MIT,91844-20602,LINK STEER | CILINDRO;MIT,91844-20602 | CYLINDER;MNFR:MITSUBISHI,PTNO:91844-20602,ADDITIONAL FEATURES EN:LINK STEER | CILINDRO;MNFR:MITSUBISHI,PTNO:91844-20602 |  | MITSUBISHI | 91844-20602 | 1068288 @@ UNITED EQUIPMENT | 91844-20602
STP_009 - Lot7 | Data Enrichment | RYM |  | 2023-11-09 |  |  | 1103457 | 1103457 |  |  |  | ERSA | M | 5000 | 1570771GZPCLNT100 | EA | 3000001 | CYLINDER;EPI,3128008216,DR.ST.SUPP,EPI | CILINDRO;EPI,3128008216 | CYLINDER;MNFR:EPIROC,PTNO:3128008216,ADDITIONAL FEATURES EN:DR.ST.SUPP,EPI | CILINDRO;MNFR:EPIROC,PTNO:3128008216 |  | EPIROC | 3128008216 | 1068108 @@ EPIROC AUSTRALIA PTY LTD | 3128008216
STP_009 - Lot7 | Data Enrichment | CIR |  | 2023-11-09 |  |  | 1103659 | 1103659 |  |  |  | ERSA | M | 5810 | 1570543GZPCLNT100 | EA |  | CHAIN,LD RATED;LIFTG,13MM X 3M,G100,2 LE | CADENA CARGA NOMINAL; | CHAIN,LOAD RATED;ADDITIONAL FEATURES EN:LIFTING,13MM X 3M,G100,2 LEG SLING,W/22/20MM HEAD RING | CADENA CARGA NOMINAL; |  |  |  | 1068630 @@ ALL-RIG LIFTING AND ENGINEERING | 810A13203013-22/20
STP_009 - Lot7 | Data Enrichment | BHJ |  | 2023-11-09 |  |  | 1103817 | 1103817 |  |  |  | ERSA | M | 4045 | 1570376GZPCLNT100 | EA |  | CRATE;PICKING BIN,380X380X910MM,BLU | RECIPIENTE; | CRATE;ADDITIONAL FEATURES EN:PICKING BIN,380X380X910MM,BLUE | RECIPIENTE; |  |  |  | 1068254 @@ MOUNT ISA MINING SUPPLIES P/L | 550690B
STP_009 - Lot7 | Data Enrichment | BHJ |  | 2023-11-09 |  |  | 1103818 | 1103818 |  |  |  | ERSA | M | 4045 | 1570375GZPCLNT100 | EA |  | CRATE;PICKING BIN,380X380X910MM,GRN | RECIPIENTE; | CRATE;ADDITIONAL FEATURES EN:PICKING BIN,380X380X910MM,GREEN | RECIPIENTE; |  |  |  | 1068254 @@ MOUNT ISA MINING SUPPLIES P/L | 550690G
STP_009 - Lot7 | Data Enrichment | BHJ |  | 2023-11-09 |  |  | 1103819 | 1103819 |  |  |  | ERSA | M | 4045 | 1570374GZPCLNT100 | EA |  | CRATE;PICKING BIN,380X380X910MM,RED | RECIPIENTE; | CRATE;ADDITIONAL FEATURES EN:PICKING BIN,380X380X910MM,RED | RECIPIENTE; |  |  |  | 1068254 @@ MOUNT ISA MINING SUPPLIES P/L | 550690R
STP_009 - Lot7 | Data Enrichment | BHJ |  | 2023-11-09 |  |  | 1103820 | 1103820 |  |  |  | ERSA | M | 4045 | 1570373GZPCLNT100 | EA |  | CRATE;PICKING BIN,380X380X910MM,YEL | RECIPIENTE; | CRATE;ADDITIONAL FEATURES EN:PICKING BIN,380X380X910MM,YELLOW | RECIPIENTE; |  |  |  | 1068254 @@ MOUNT ISA MINING SUPPLIES P/L | 550690Y
STP_009 - Lot7 | Data Enrichment | BHJ |  | 2023-11-09 |  |  | 1103823 | 1103823 |  |  |  | ERSA | M | 4045 | 1570370GZPCLNT100 | EA |  | CRATE;PICKING PALLET,1200X1200MM,GRN | RECIPIENTE; | CRATE;ADDITIONAL FEATURES EN:PICKING PALLET,1200X1200MM,GREEN | RECIPIENTE; |  |  |  | 1068254 @@ MOUNT ISA MINING SUPPLIES P/L | 550590G
STP_009 - Lot7 | Data Enrichment | BHJ |  | 2023-11-09 |  |  | 1103824 | 1103824 |  |  |  | ERSA | M | 4045 | 1570369GZPCLNT100 | EA |  | CRATE;PICKING PALLET,1200X1200MM,RED | RECIPIENTE; | CRATE;ADDITIONAL FEATURES EN:PICKING PALLET,1200X1200MM,RED | RECIPIENTE; |  |  |  | 1068254 @@ MOUNT ISA MINING SUPPLIES P/L | 550590R
STP_009 - Lot7 | Data Enrichment | BHJ |  | 2023-11-09 |  |  | 1103825 | 1103825 |  |  |  | ERSA | M | 4045 | 1570368GZPCLNT100 | EA |  | CRATE;PICKING PALLET,1200X1200MM,BLU | RECIPIENTE; | CRATE;ADDITIONAL FEATURES EN:PICKING PALLET,1200X1200MM,BLUE | RECIPIENTE; |  |  |  | 1068254 @@ MOUNT ISA MINING SUPPLIES P/L | 550590B
STP_009 - Lot7 | Data Enrichment | RYM |  | 2023-11-09 |  |  | 1104057 | 1104057 |  |  |  | ERSA | M | 3750 | 1523916GZPCLNT100 | EA |  | CYLINDER;89 307 07 002 | CYLINDER;89 307 07 002 | CYLINDER;ADDITIONAL FEATURES:89 307 07 002 |  |  |  |  | 1069307 @@ DOWNUNDER MINING | 89 307 07 002
STP_009 - Lot7 | Data Enrichment | PJR |  | 2023-11-09 |  |  | 1104058 | 1104058 |  |  |  | ERSA | M | 3750 | 1523915GZPCLNT100 | EA |  | DISTRIBUTOR;89 307 05 016 | DISTRIBUTOR;89 307 05 016 | DISTRIBUTOR;ADDITIONAL FEATURES:89 307 05 016 |  |  |  |  | 1069307 @@ DOWNUNDER MINING | 89 307 05 016
STP_009 - Lot7 | Data Enrichment | BHJ |  | 2023-11-09 |  |  | 1104062 | 1104062 |  |  |  | ERSA | M | 3750 | 1523911GZPCLNT100 | EA |  | CHUCK;89 307 05 003 | CHUCK;89 307 05 003 | CHUCK;ADDITIONAL FEATURES:89 307 05 003 |  |  |  |  | 1069307 @@ DOWNUNDER MINING | 89 307 05 003
STP_009 - Lot7 | Data Enrichment | RYM |  | 2023-11-09 |  |  | 1104080 | 1104080 |  |  |  | ERSA | M | 3750 | 1523889GZPCLNT100 | EA |  | CYLINDER;64-978-580-DM | CYLINDER;64-978-580-DM | CYLINDER;ADDITIONAL FEATURES:64-978-580-DM |  |  |  |  | 1069307 @@ DOWNUNDER MINING | 64-978-580-DM
STP_009 - Lot7 | Data Enrichment | RYM |  | 2023-11-09 |  |  | 1104082 | 1104082 |  |  |  | ERSA | M | 3750 | 1523887GZPCLNT100 | EA |  | CYLINDER;64-978-560-DM | CYLINDER;64-978-560-DM | CYLINDER;ADDITIONAL FEATURES:64-978-560-DM |  |  |  |  | 1069307 @@ DOWNUNDER MINING | 64-978-560-DM
STP_009 - Lot7 | Data Enrichment | RYM |  | 2023-11-09 |  |  | 1104083 | 1104083 |  |  |  | ERSA | M | 3750 | 1523886GZPCLNT100 | EA |  | CYLINDER;64-978-460-DM | CYLINDER;64-978-460-DM | CYLINDER;ADDITIONAL FEATURES:64-978-460-DM |  |  |  |  | 1069307 @@ DOWNUNDER MINING | 64-978-460-DM
STP_009 - Lot7 | Data Enrichment | RYM |  | 2023-11-09 |  |  | 1104086 | 1104086 |  |  |  | ERSA | M | 3750 | 1523882GZPCLNT100 | EA |  | CYLINDER;64-978-360-DM | CYLINDER;64-978-360-DM | CYLINDER;ADDITIONAL FEATURES:64-978-360-DM |  |  |  |  | 1069307 @@ DOWNUNDER MINING | 64-978-360-DM
STP_009 - Lot7 | Data Enrichment | RYM |  | 2023-11-09 |  |  | 1104087 | 1104087 |  |  |  | ERSA | M | 3750 | 1523881GZPCLNT100 | EA |  | CYLINDER;64-978-340-DM | CYLINDER;64-978-340-DM | CYLINDER;ADDITIONAL FEATURES:64-978-340-DM |  |  |  |  | 1069307 @@ DOWNUNDER MINING | 64-978-340-DM
STP_009 - Lot7 | Data Enrichment | RYM |  | 2023-11-09 |  |  | 1104170 | 1104170 |  |  |  | ERSA | M | 3750 | 1523884GZPCLNT100 | EA |  | CYLINDER;64-978-430-DM | CYLINDER;64-978-430-DM | CYLINDER;ADDITIONAL FEATURES:64-978-430-DM |  |  |  |  | 1069307 @@ DOWNUNDER MINING | 64-978-430-DM
STP_009 - Lot7 | Data Enrichment | PJR |  | 2023-11-09 |  |  | 1104189 | 1104189 |  |  |  | ERSA | M | 3750 | 1523857GZPCLNT100 | EA |  | DISTRIBUTOR;307 05 044 | DISTRIBUTOR;307 05 044 | DISTRIBUTOR;ADDITIONAL FEATURES:307 05 044 |  |  |  |  | 1069307 @@ DOWNUNDER MINING | 307 05 044
STP_009 - Lot7 | Data Enrichment | BHJ |  | 2023-11-09 |  |  | 1104192 | 1104192 |  |  |  | ERSA | M | 3750 | 1523854GZPCLNT100 | EA |  | CHUCK;307 05 027 | CHUCK;307 05 027 | CHUCK;ADDITIONAL FEATURES:307 05 027 |  |  |  |  | 1069307 @@ DOWNUNDER MINING | 307 05 027
STP_009 - Lot7 | Data Enrichment | scv |  | 2023-11-09 |  |  | 1104279 | 1104279 | 1476474 | AU_QM_001134337 |  | ERSA | M | 5910 | 1476474GZPCLNT100 | EA |  | CONE NOZZLE AND LOW CAP; | CONE NOZZLE AND LOW CAP; |  |  | NOZZLE,SPRAY: CONE NOZZLE AND LOW CAP; |  |  | 1069817 @@ AMEREX FIRE AUSTRALIA PTY LTD | S-10250
STP_009 - Lot7 | Data Enrichment | RYM |  | 2023-11-09 |  |  | 1104296 | 1104296 | 1476478 | AU_QM_001134378 |  | ERSA | M | 5810 | 1476478GZPCLNT100 | EA |  | CYLINDER ASSYMBLELY;V13ABC | CYLINDER ASSYMBLELY;V13ABC |  |  | CYLINDER: CYLINDER ASSYMBLELY;V13ABC |  |  | 1069817 @@ AMEREX FIRE AUSTRALIA PTY LTD | S-11345
STP_009 - Lot7 | Data Enrichment | NGB |  | 2023-11-09 |  |  | 1104420 | 1104420 |  |  |  | ERSA | M | 4090 | 1514512GZPCLNT100 | EA |  | BREATHER;CAP AIR BREATHER FILTER M,80376 | BREATHER;CAP AIR BREATHER FILTER M,80376 | BREATHER;ADDITIONAL FEATURES:CAP AIR BREATHER FILTER M,80376 |  |  |  |  | 1068652 @@ J BLACKWOOD & SONS | 80376 | 1068093 @@ BLACKWOODS & SONS | 80376
STP_009 - Lot7 | Data Enrichment | scv |  | 2023-11-09 |  |  | 1104426 | 1104426 |  |  |  | ERSA | M | 4090 | 1514650GZPCLNT100 | EA |  | CASTER;200MM,POLY CI WHEEL,500KG C,S8851 | CASTER;200MM,POLY CI WHEEL,500KG C,S8851 | CASTER;ADDITIONAL FEATURES:200MM,POLY CI WHEEL,500KG C,S8851 |  |  |  |  | 1068391 @@ BOSS | 1514650
STP_009 - Lot7 | Data Enrichment | scv |  | 2023-11-09 |  |  | 1104427 | 1104427 |  |  |  | ERSA | M | 4090 | 1514651GZPCLNT100 | EA |  | CASTER;200MM,POLY CI WHEEL,500KG C,R8852 | CASTER;200MM,POLY CI WHEEL,500KG C,R8852 | CASTER;ADDITIONAL FEATURES:200MM,POLY CI WHEEL,500KG C,R8852 |  |  |  |  | 1068391 @@ BOSS | 1514651
STP_009 - Lot7 | Data Enrichment | scv |  | 2023-11-09 |  |  | 1104428 | 1104428 |  |  |  | ERSA | M | 4090 | 1514652GZPCLNT100 | EA |  | CASTER;215MM,PUNCTURE PROOF WHEEL ,S8834 | CASTER;215MM,PUNCTURE PROOF WHEEL ,S8834 | CASTER;ADDITIONAL FEATURES:215MM,PUNCTURE PROOF WHEEL ,S8834 |  |  |  |  | 1068391 @@ BOSS | S8834
STP_009 - Lot7 | Data Enrichment | scv |  | 2023-11-09 |  |  | 1104429 | 1104429 |  |  |  | ERSA | M | 4090 | 1514653GZPCLNT100 | EA |  | CASTER;215MM,PUNCTURE PROOF WHEEL ,R8835 | CASTER;215MM,PUNCTURE PROOF WHEEL ,R8835 | CASTER;ADDITIONAL FEATURES:215MM,PUNCTURE PROOF WHEEL ,R8835 |  |  |  |  | 1068391 @@ BOSS | R8835
STP_009 - Lot7 | Data Enrichment | CIR |  | 2023-11-09 |  |  | 1104510 | 1104510 |  |  |  | ERSA | M | 2700 | 1508198GZPCLNT100 | EA |  | DESK;SHIP SHAPE CORNER,SHWS71821.RCIR | DESK;SHIP SHAPE CORNER,SHWS71821.RCIR | DESK;ADDITIONAL FEATURES:SHIP SHAPE CORNER,SHWS71821.RCIR |  |  |  |  | 1068126 @@ EMPIRE OFFICE FURNITURE | SHWS71821.RCIR
STP_009 - Lot7 | Data Enrichment | NGB |  | 2023-11-09 |  |  | 1104529 | 1104529 |  |  |  | ERSA | M | 1610 | 1508156GZPCLNT100 | EA |  | BUZZER;855P PANEL MOUNT SOUN,855PB30ME22 | BUZZER;855P PANEL MOUNT SOUN,855PB30ME22 | BUZZER;ADDITIONAL FEATURES:855P PANEL MOUNT SOUN,855PB30ME22 |  |  |  |  | 1068181 @@ CNW (MOUNT ISA) ELECT WHOLESALER | 855PB30ME22
STP_009 - Lot7 | Data Enrichment | NGB |  | 2023-11-09 |  |  | 1104540 | 1104540 |  |  |  | ERSA | M | 1600 | 1508145GZPCLNT100 | EA |  | BARRIER,TERM END;END ANCHORS,1492EAJ35 | BARRIER,TERM END;END ANCHORS,1492EAJ35 | BARRIER,TERM END;ADDITIONAL FEATURES:END ANCHORS,1492EAJ35 |  |  |  |  | 1068181 @@ CNW (MOUNT ISA) ELECT WHOLESALER | 1492EAJ35
STP_009 - Lot7 | Data Enrichment | NGB |  | 2023-11-09 |  |  | 1104541 | 1104541 |  |  |  | ERSA | M | 1600 | 1508144GZPCLNT100 | EA |  | BARRIER,TERM END;PARTITION PLA,1492EBJ16 | BARRIER,TERM END;PARTITION PLA,1492EBJ16 | BARRIER,TERM END;ADDITIONAL FEATURES:PARTITION PLA,1492EBJ16 |  |  |  |  | 1068181 @@ CNW (MOUNT ISA) ELECT WHOLESALER | 1492EBJ16
STP_009 - Lot7 | Data Enrichment | NGB |  | 2023-11-09 |  |  | 1104542 | 1104542 |  |  |  | ERSA | M | 1600 | 1508143GZPCLNT100 | EA |  | BARRIER,TERM END;END BARRIER,1492EBJ3 | BARRIER,TERM END;END BARRIER,1492EBJ3 | BARRIER,TERM END;ADDITIONAL FEATURES:END BARRIER,1492EBJ3 |  |  |  |  | 1068181 @@ CNW (MOUNT ISA) ELECT WHOLESALER | 1492EBJ3
STP_009 - Lot7 | Data Enrichment | CIR |  | 2023-11-09 |  |  | 1104678 | 1104678 |  |  |  | ERSA | M | 4090 | 1514516GZPCLNT100 | EA |  | CURTAIN;RS RPO CLEAR,3M,PVC STRI,2020924 | CURTAIN;RS RPO CLEAR,3M,PVC STRI,2020924 | [5 empty] | 1068206 @@ RS COMPONENTS PTY LTD | 2020924
STP_009 - Lot7 | Data Enrichment | PJR |  | 2023-11-09 |  |  | 1104974 | 1104974 |  |  |  | ERSA | M | 5700 | 1535862GZPCLNT100 | EA |  | CONVEYOR,ROLR;FLAT,CARRY,BES-K-ROL-K8255 | CONVEYOR,ROLR;FLAT,CARRY,BES-K-ROL-K8255 | [5 empty] | 1068293 @@ BRITRAC (AUST) PTY LTD | BES-K-ROL-K8255
STP_009 - Lot7 | Data Enrichment | PJR |  | 2023-11-09 |  |  | 1104975 | 1104975 |  |  |  | ERSA | M | 5700 | 1535863GZPCLNT100 | EA |  | CONVEYOR,ROLR;RDR,BES-K-ROL-RDRT-1050C25 | CONVEYOR,ROLR;RDR,BES-K-ROL-RDRT-1050C25 | [5 empty] | 1068293 @@ BRITRAC (AUST) PTY LTD | BES-K-ROL-RDRT-1050C25
STP_009 - Lot7 | Data Enrichment | PJR |  | 2023-11-09 |  |  | 1104981 | 1104981 |  |  |  | ERSA | M | 5700 | 1535869GZPCLNT100 | EA |  | CONVEYOR,ROLR;127,2,BES-K-ROL-STR-750B25 | CONVEYOR,ROLR;127,2,BES-K-ROL-STR-750B25 | [5 empty] | 1068293 @@ BRITRAC (AUST) PTY LTD | BES-K-ROL-STR-750B25
STP_009 - Lot7 | Data Enrichment | PJR |  | 2023-11-09 |  |  | 1104982 | 1104982 |  |  |  | ERSA | M | 5700 | 1535870GZPCLNT100 | EA |  | CONVEYOR,ROLR;SIR,BES-K-ROL-STIR-750B25 | CONVEYOR,ROLR;SIR,BES-K-ROL-STIR-750B25 | [5 empty] | 1068293 @@ BRITRAC (AUST) PTY LTD | BES-K-ROL-STIR-750B25
STP_009 - Lot7 | Data Enrichment | PJR |  | 2023-11-09 |  |  | 1104983 | 1104983 |  |  |  | ERSA | M | 5700 | 1535871GZPCLNT100 | EA |  | CONVEYOR,ROLR;SRR,1,BES-K-ROL-SRR-750B25 | CONVEYOR,ROLR;SRR,1,BES-K-ROL-SRR-750B25 | [5 empty] | 1068293 @@ BRITRAC (AUST) PTY LTD | BES-K-ROL-SRR-750B25
STP_009 - Lot7 | Data Enrichment | PJR |  | 2023-11-09 |  |  | 1104984 | 1104984 |  |  |  | ERSA | M | 5700 | 1535872GZPCLNT100 | EA |  | CONVEYOR,ROLR;RDRT,BES-K-ROL-RDRT-750B25 | CONVEYOR,ROLR;RDRT,BES-K-ROL-RDRT-750B25 | [5 empty] | 1068293 @@ BRITRAC (AUST) PTY LTD | BES-K-ROL-RDRT-750B25
STP_009 - Lot7 | Data Enrichment | PJR |  | 2023-11-09 |  |  | 1104990 | 1104990 |  |  |  | ERSA | M | 5700 | 1535878GZPCLNT100 | EA |  | CONVEYOR,ROLR;STR,BES-K-ROL-STR-1200B25 | CONVEYOR,ROLR;STR,BES-K-ROL-STR-1200B25 | [5 empty] | 1068293 @@ BRITRAC (AUST) PTY LTD | BES-K-ROL-STR-1200B25
STP_009 - Lot7 | Data Enrichment | PJR |  | 2023-11-09 |  |  | 1104991 | 1104991 |  |  |  | ERSA | M | 5700 | 1535879GZPCLNT100 | EA |  | CONVEYOR,ROLR;SRR,BES-K-ROL-SRR-1200B25 | CONVEYOR,ROLR;SRR,BES-K-ROL-SRR-1200B25 | [5 empty] | 1068293 @@ BRITRAC (AUST) PTY LTD | BES-K-ROL-SRR-1200B25
STP_009 - Lot7 | Data Enrichment | PJR |  | 2023-11-09 |  |  | 1104992 | 1104992 |  |  |  | ERSA | M | 5700 | 1535880GZPCLNT100 | EA |  | CONVEYOR,ROLR;STI,BES-K-ROL-STIR-1200B25 | CONVEYOR,ROLR;STI,BES-K-ROL-STIR-1200B25 | [5 empty] | 1068293 @@ BRITRAC (AUST) PTY LTD | BES-K-ROL-STIR-1200B25
STP_009 - Lot7 | Data Enrichment | PJR |  | 2023-11-09 |  |  | 1104993 | 1104993 |  |  |  | ERSA | M | 5700 | 1535881GZPCLNT100 | EA |  | CONVEYOR,ROLR;RDR,BES-K-ROL-RDRT-1200B25 | CONVEYOR,ROLR;RDR,BES-K-ROL-RDRT-1200B25 | [5 empty] | 1068293 @@ BRITRAC (AUST) PTY LTD | BES-K-ROL-RDRT-1200B25
STP_009 - Lot7 | Data Enrichment | PJR |  | 2023-11-09 |  |  | 1104996 | 1104996 |  |  |  | ERSA | M | 5700 | 1535884GZPCLNT100 | EA |  | CONVEYOR,ROLR;STR,1,BES-K-ROL-STR-900B25 | CONVEYOR,ROLR;STR,1,BES-K-ROL-STR-900B25 | [5 empty] | 1068293 @@ BRITRAC (AUST) PTY LTD | BES-K-ROL-STR-900B25
STP_009 - Lot7 | Data Enrichment | PJR |  | 2023-11-09 |  |  | 1104997 | 1104997 |  |  |  | ERSA | M | 5700 | 1535885GZPCLNT100 | EA |  | CONVEYOR,ROLR;STIR,BES-K-ROL-STIR-900B25 | CONVEYOR,ROLR;STIR,BES-K-ROL-STIR-900B25 | [5 empty] | 1068293 @@ BRITRAC (AUST) PTY LTD | BES-K-ROL-STIR-900B25
STP_009 - Lot7 | Data Enrichment | PJR |  | 2023-11-09 |  |  | 1104998 | 1104998 |  |  |  | ERSA | M | 5700 | 1535886GZPCLNT100 | EA |  | CONVEYOR,ROLR;RDRT,BES-K-ROL-RDRT-900B25 | CONVEYOR,ROLR;RDRT,BES-K-ROL-RDRT-900B25 | [5 empty] | 1068293 @@ BRITRAC (AUST) PTY LTD | BES-K-ROL-RDRT-900B25
STP_009 - Lot7 | Data Enrichment | PJR |  | 2023-11-09 |  |  | 1104999 | 1104999 |  |  |  | ERSA | M | 5700 | 1535887GZPCLNT100 | EA |  | CONVEYOR,ROLR;SRR,1,BES-K-ROL-SRR-900B25 | CONVEYOR,ROLR;SRR,1,BES-K-ROL-SRR-900B25 | [5 empty] | 1068293 @@ BRITRAC (AUST) PTY LTD | BES-K-ROL-SRR-900B25
STP_009 - Lot7 | Data Enrichment | PJR |  | 2023-11-09 |  |  | 1105001 | 1105001 |  |  |  | ERSA | M | 5700 | 1535889GZPCLNT100 | EA |  | CONVEYOR,ROLR;STR,BES-K-ROL-STR-1400O30 | CONVEYOR,ROLR;STR,BES-K-ROL-STR-1400O30 | [5 empty] | 1068293 @@ BRITRAC (AUST) PTY LTD | BES-K-ROL-STR-1400O30
STP_009 - Lot7 | Data Enrichment | PJR |  | 2023-11-09 |  |  | 1105002 | 1105002 |  |  |  | ERSA | M | 5700 | 1535890GZPCLNT100 | EA |  | CONVEYOR,ROLR;STI,BES-K-ROL-STIR-1400P35 | CONVEYOR,ROLR;STI,BES-K-ROL-STIR-1400P35 | [5 empty] | 1068293 @@ BRITRAC (AUST) PTY LTD | BES-K-ROL-STIR-1400P35
STP_009 - Lot7 | Data Enrichment | CIR |  | 2023-11-09 |  |  | 1105264 | 1105264 |  |  |  | ERSA | M | 1600 | 1517152GZPCLNT100 | EA |  | CONDITIONER,SIGNAL;PROG,PCL45USB,PR4114 | CONDITIONER,SIGNAL;PROG,PCL45USB,PR4114 | CONDITIONER,SIGNAL;ADDITIONAL FEATURES:PROG,PCL45USB,PR4114 |  |  |  |  | 1069715 @@ ECE FAST | PR4114
STP_009 - Lot7 | Data Enrichment | CIR |  | 2023-11-09 |  |  | 1105305 | 1105305 |  |  |  | ERSA | M | 3000 | 1535316GZPCLNT100 | EA |  | CASING,PMP;SIDE PLATE,OUTPUT,SLC-1010-AA | CASING,PMP;SIDE PLATE,OUTPUT,SLC-1010-AA | CASING,PMP;ADDITIONAL FEATURES:SIDE PLATE,OUTPUT,SLC-1010-AA |  |  |  |  | 1070449 @@ GLOBAL PUMP GROUP PTY LTD | SLC-1010-AA
STP_009 - Lot7 | Data Enrichment | NGB |  | 2023-11-09 |  |  | 1105384 | 1105384 |  |  |  | ERSA | M | 5920 | 1525352GZPCLNT100 | EA |  | BARRIER;SEPARATION WALL 1.00 110.15 | BARRIER;SEPARATION WALL 1.00 110.15 | BARRIER;ADDITIONAL FEATURES:SEPARATION WALL 1.00 110.15 |  |  |  |  | 1068574 @@ SWANSTON TASMANIA PTY LTD | 1525352
STP_009 - Lot7 | Data Enrichment | NGB |  | 2023-11-09 |  |  | 1105388 | 1105388 |  |  |  | ERSA | M | 5920 | 1525353GZPCLNT100 | EA |  | BARRIER;SEPARATION WALL 1.00 110.15 | BARRIER;SEPARATION WALL 1.00 110.15 | BARRIER;ADDITIONAL FEATURES:SEPARATION WALL 1.00 110.15 |  |  |  |  | 1068574 @@ SWANSTON TASMANIA PTY LTD | 1525353
STP_009 - Lot7 | Data Enrichment | CIR |  | 2023-11-09 |  |  | 1105432 | 1105432 |  |  |  | ERSA | M | 5100 | 1517134GZPCLNT100 | EA |  | CONDITIONER,SIGNAL;ACT20P,1453210000 | CONDITIONER,SIGNAL;ACT20P,1453210000 | [5 empty] | 1069660 @@ PACIFIC RIM TECHNICAL SERVICES | 1517134
STP_009 - Lot7 | Data Enrichment | RYM |  | 2023-11-09 |  |  | 1105455 | 1105455 |  |  |  | ERSA | M | 5920 | 1514195GZPCLNT100 | EA |  | CYLINDER;RM110,110-082 | CYLINDER;RM110,110-082 | CYLINDER;ADDITIONAL FEATURES:RM110,110-082 |  |  |  |  | 1068137 @@ CAVA HYDRAULICS & ENGINEERING PTY L | 110-082
STP_009 - Lot7 | Data Enrichment | NGB |  | 2023-11-09 |  |  | 1105525 | 1105525 |  |  |  | ERSA | M | 3700 | 1505776GZPCLNT100 | EA |  | BREATHER;EPI,9111163209 | BREATHER;EPI,9111163209 | BREATHER;ADDITIONAL FEATURES:EPI,9111163209 |  |  |  |  | 1068108 @@ EPIROC AUSTRALIA PTY LTD | 9111163209
STP_009 - Lot7 | Data Enrichment | PJR |  | 2023-11-09 |  |  | 1106392 | 1106392 | 1406351 | AU_QM_000251309 |  | ERSA | M | 5915 | 1406351GZPCLNT100 | EA |  | ARBOR,HOLSW;32-152 MM,13 MM,HEXAGON | ARBOR,HOLSW;32-152 MM,13 MM,HEXAGON | ARBOR,HOLESAW;HOLESAW SIZE:32-152 MM,SHANK SIZE:13 MM,SHANK TYPE:HEXAGON,THREAD SIZE:5/8 IN-18 UNF,CERTIFICATION/STANDARD:ANSI B94-5 |  | ARBOR,HOLSW;32-152 MM,13 MM,HEXAGONARBOR,HOLSW;32-152MM,13MM,HEX,07967405 |  |  | 1068502 @@ ATOM SUPPLY | 1406351
STP_009 - Lot7 | Data Enrichment | scv |  | 2023-11-09 |  |  | 1107638 | 1107638 |  |  |  | ERSA | M | 5620 | 1464267GZPCLNT100 | EA |  | 3-" SHAFT (TAKE-UP TYPE) | 3-" SHAFT (TAKE-UP TYPE) | HOUSING,BEARING: 3-" SHAFT (TAKE-UP TYPE) WITH CLOSED END COVER (SUPPLY ASSEMBLED) |  |  |  |  | 1068409 @@ APPLIED INDUSTRIAL TECHNOLOGIES | TH517TACMA | 1068418 @@ CONSOLIDATED BEARING CO (QLD) | TH517TACMA
STP_009 - Lot7 | Data Enrichment | PJR |  | 2023-11-09 |  |  | 1107719 | 1107719 | 1462238 | AU_QM_003525121 |  | ERSA | M | 1600 | 1462238GZPCLNT100 | EA |  | COMPENSATING SOCKET;MALE; | COMPENSATING SOCKET;MALE; | INSERT,ELEC CONNECTOR: COMPENSATING SOCKET;MALE; LEEDS AND NORTHRUP RECORDER |  | INSERT,ELEC CONNECTOR:COMPENSATING SOCKET;MALE; |  |  | 1068181 @@ CNW (MOUNT ISA) ELECT WHOLESALER | 40358
STP_009 - Lot7 | Data Enrichment | NGB |  | 2023-11-09 |  |  | 1107754 | 1107754 | 1459636 | AU_QM_002223585 |  | ERSA | M | 1600 | 1459636GZPCLNT100 | EA |  | DOUBLE PRESSURE,2 SPEED,FOR DWSA PENDANT | DOUBLE PRESSURE,2 SPEED,FOR DWSA PENDANT | SWITCH,PUSH: DOUBLE PRESSURE,2 SPEED,FOR DWSA PENDANT |  | SWITCH,PUSH:DOUBLE PRESSURE,2 SPEED,FOR DWSA PENDANT |  |  | 1069356 @@ MHE-DEMAG AUSTRALIA PTY LTD | 1459636
STP_009 - Lot7 | Data Enrichment | NGB |  | 2023-11-09 |  |  | 1107867 | 1107867 | 1471008 | AU_QM_009184481 |  | ERSA | M | 3000 | 1471008GZPCLNT100 | EA |  | AXIAL PLUNGER PUMP,REF.9/26/AP19 | AXIAL PLUNGER PUMP,REF.9/26/AP19 | DISTANCE PIECE; AXIAL PLUNGER PUMP,REF.9/26/AP19 SUIT WINDER AT U62 |  | DISTANCE PIECE; AXIAL PLUNGER PUMP,REF.9/26/AP19 |  |  | 1069477 @@ IPD GROUP LTD | 3L6934
STP_009 - Lot7 | Data Enrichment | CIR |  | 2023-11-09 |  |  | 1107956 | 1107956 | 1468855 | AU_QM_007878012 |  | ERSA | M | 3000 | 1468855GZPCLNT100 | EA |  | COMPLETE WITH SHAFT | COMPLETE WITH SHAFT | ROTOR,PUMP: COMPLETE WITH SHAFT |  | ROTOR,PUMP: COMPLETE WITH SHAFT |  |  | 1070449 @@ GLOBAL PUMP GROUP PTY LTD | 3-566-456-312-00
STP_009 - Lot7 | Data Enrichment | scv |  | 2023-11-09 |  |  | 1108029 | 1108029 | 1353530 | AU_QM_000142356 |  | ERSA | M | 1825 | 1353530GZPCLNT100 | EA |  | BORG WARNER; | BORG WARNER; | SEAL ASSEMBLY,SHAFT,MECHANICAL: BORG WARNER; THOMPSON KELLY LEWIS PUMP |  | SEAL ASSEMBLY,SHAFT,MECHANICAL: BORG WARNER; |  |  | 1069568 @@ FLOWSERVE PUMP DIVISION | HT00108 | 1068399 @@ TRUFLO PUMPING SYSTEMS | HT00108
STP_009 - Lot7 | Data Enrichment | CIR |  | 2023-11-09 |  |  | 1108078 | 1108078 | 1361357 | AU_QM_000159308 |  | ERSA | M | 4900 | 1361357GZPCLNT100 | EA |  | BELT PULLEY FOR MERCEDES BENZ 904 ENGINE | BELT PULLEY FOR MERCEDES BENZ 904 ENGINE | PULLEY,FLAT: BELT PULLEY FOR MERCEDES BENZ 904 ENGINE |  | PULLEY,FLAT:BELT PULLEY FOR MERCEDES BENZ 904 ENGINE |  |  | 1068211 @@ PENSKE POWER SYSTEMS | 1361357
STP_009 - Lot7 | Data Enrichment | scv |  | 2023-11-09 |  |  | 1108112 | 1108112 |  |  |  | ERSA | M | 1825 | 1389847GZPCLNT100 | EA |  | CAT 988B WHEEL LOADER | CAT 988B WHEEL LOADER | SEAL: CAT 988B WHEEL LOADER |  |  |  |  | 1068181 @@ CNW (MOUNT ISA) ELECT WHOLESALER | 1389847 | 1068196 @@ HASTINGS DEERING(AUSTRALIA) LTD | 7K9216
STP_009 - Lot7 | Data Enrichment | CIR |  | 2023-11-09 |  |  | 1108136 | 1108136 | 1370991 | AU_QM_000190694 |  | ERSA | M | 1630 | 1370991GZPCLNT100 | EA |  | AIRCON EVAPORATOR FAN;CLOCKWISE; | AIRCON EVAPORATOR FAN;CLOCKWISE; | ROTOR,MOTOR: AIRCON EVAPORATOR FAN;CLOCKWISE; |  | ROTOR,MOTOR:AIRCON EVAPORATOR FAN;CLOCKWISE; |  |  | 1068542 @@ KNORR-BREMSE AUSTRALIA PTY LTD | 1370991
STP_009 - Lot7 | Data Enrichment | scv |  | 2023-11-09 |  |  | 1108144 | 1108144 | 1369751 | AU_QM_000174589 |  | ERSA | M | 1825 | 1369751GZPCLNT100 | EA |  | ATLAS TRUCK;MT65;WINDOW | ATLAS TRUCK;MT65;WINDOW | SEAL: ATLAS TRUCK;MT65;WINDOW |  | SEAL:ATLAS TRUCK;MT65;WINDOW |  |  | 1068108 @@ EPIROC AUSTRALIA PTY LTD | 6060013559
STP_009 - Lot7 | Data Enrichment | MKV |  | 2023-11-09 |  |  | 1108161 | 1108161 | 1366436 | AU_QM_000169119 |  | ERSA | M | 5910 | 1366436GZPCLNT100 | EA |  | ADDRESS PLUG; M4C; M6C SIMBA; D104 | ADDRESS PLUG; M4C; M6C SIMBA; D104 | PLUG: ADDRESS PLUG; M4C; M6C SIMBA; D104 |  | PLUG:ADDRESS PLUG; M4C; M6C SIMBA; D104 |  |  | 1068108 @@ EPIROC AUSTRALIA PTY LTD | 9106220703
STP_009 - Lot7 | Data Enrichment | MKV |  | 2023-11-09 |  |  | 1108197 | 1108197 | 1398174 | AU_QM_000242289 |  | ERSA | M | 5100 | 1398174GZPCLNT100 | EA |  | DUAL PROPORTIONAL SOLENOID CONTROL; | DUAL PROPORTIONAL SOLENOID CONTROL; | AMPLIFIER,ELECTRONIC CONTROL: DUAL PROPORTIONAL SOLENOID CONTROL; 24VDC OPER.VOLTS;WALL MOUNT;25-PIN AMP-PLUG CONNECT; |  | AMPLIFIER,ELECTRONIC CONTROL: DUAL PROPORTIONAL SOLENOID CONTROL; |  |  | 1068156 @@ BOSCH REXROTH PTY LTD | MHVA2A1X/G24F
STP_009 - Lot7 | Data Enrichment | NGB |  | 2023-11-09 |  |  | 1108236 | 1108236 | 1446643 | AU_QM_001041128 |  | ERSA | M | 5920 | 1446643GZPCLNT100 | EA |  | BOOT;TOGGLE SWITCH;RUBBER; | BOOT;TOGGLE SWITCH;RUBBER; | SWITCH,TOGGLE: BOOT;TOGGLE SWITCH;RUBBER; |  | SWITCH,TOGGLE:BOOT;TOGGLE SWITCH;RUBBER; |  |  | 1068087 @@ ASHDOWN INGRAM | 1446643 | 1068114 @@ BELL & MOIR - PARTS ORDERS ONLY | RCT0976 | 1071809 @@ ASHDOWN ENTERPRISES | 1446643
STP_009 - Lot7 | Data Enrichment | PJR |  | 2023-11-09 |  |  | 1108286 | 1108286 | 1445231 | AU_QM_001009089 |  | ERSA | M | 1825 | 1445231GZPCLNT100 | EA |  | ASH 18/16 GLAND PACKINGS;DURAMID RINGS; | ASH 18/16 GLAND PACKINGS;DURAMID RINGS; | PACKING,PREFORMED: ASH 18/16 GLAND PACKINGS;DURAMID RINGS; PREFORMED;245MM OD X 205MM ID;SET OF 5; ASH 18/16 SRH PUMP |  | PACKING,PREFORMED:ASH 18/16 GLAND PACKINGS;DURAMID RINGS; |  |  | 1069264 @@ JAMES WALKER AUSTRALIA PTY LTD | 1445231
STP_009 - Lot7 | Data Enrichment | scv |  | 2023-11-09 |  |  | 1108442 | 1108442 |  |  |  | ERSA | M | 1825 | 1441192GZPCLNT100 | EA |  | 120H BLADE LIFT ARM SEAL; | 120H BLADE LIFT ARM SEAL; | SEAL,PLAIN: 120H BLADE LIFT ARM SEAL; CATERPILLAR 120H GRADER |  |  |  |  | 1068181 @@ CNW (MOUNT ISA) ELECT WHOLESALER | 1441192 | 1068196 @@ HASTINGS DEERING(AUSTRALIA) LTD | 7D8884 | 1068197 @@ HASTINGS DEERING (AUSTRALIA) LTD | 7D8884
STP_009 - Lot7 | Data Enrichment | scv |  | 2023-11-09 |  |  | 1108464 | 1108464 |  |  |  | ERSA | M | 1825 | 1438522GZPCLNT100 | EA |  | CAT EQUIPMENT SERVICE; | CAT EQUIPMENT SERVICE; | SEAL: CAT EQUIPMENT SERVICE; |  |  |  |  | 1068181 @@ CNW (MOUNT ISA) ELECT WHOLESALER | 1438522 | 1068196 @@ HASTINGS DEERING(AUSTRALIA) LTD | 7K9206
STP_009 - Lot7 | Data Enrichment | scv |  | 2023-11-09 |  |  | 1108496 | 1108496 | 1435516 | AU_QM_000783795 |  | ERSA | M | 1825 | 1435516GZPCLNT100 | EA |  | BREDEL SP50 PUMP OIL SEAL; | BREDEL SP50 PUMP OIL SEAL; | SEAL,ENCASED: BREDEL SP50 PUMP OIL SEAL; PBSM ASARCO BAGHOUSE NANDS PULP PIT PUMPS |  | SEAL,ENCASED: BREDEL SP50 PUMP OIL SEAL; |  |  | 1068399 @@ TRUFLO PUMPING SYSTEMS | 50114 | 1069918 @@ NTH QLD PUMP & SEALING SOLUTIONS | 1435516
STP_009 - Lot7 | Data Enrichment | MKV |  | 2023-11-09 |  |  | 1108507 | 1108507 | 1433130 | AU_QM_000764759 |  | ERSA | M | 5100 | 1433130GZPCLNT100 | EA |  | CRITEC LSAC4-150 TRANSIENT BARRIER; | CRITEC LSAC4-150 TRANSIENT BARRIER; | ELECTRONIC MODULE: CRITEC LSAC4-150 TRANSIENT BARRIER; 110VAC; ALLIED COLLOIDS C200H CLAROMETER Q109 |  | ELECTRONIC MODULE:CRITEC LSAC4-150 TRANSIENT BARRIER; |  |  | 1068181 @@ CNW (MOUNT ISA) ELECT WHOLESALER | 1433130
STP_009 - Lot7 | Data Enrichment | PJR |  | 2023-11-09 |  |  | 1108595 | 1108595 | 1428512 | AU_QM_000513028 |  | ERSA | M | 5910 | 1428512GZPCLNT100 | EA |  | DISTRIBUTOR TUBE; | DISTRIBUTOR TUBE; | TUBE,METALLIC: DISTRIBUTOR TUBE; 60KT COAL CONVERTER VALVE; |  | TUBE,METALLIC:DISTRIBUTOR TUBE; |  |  | 1068677 @@ TRINKOR PTY LTD | PC25-187
STP_009 - Lot7 | Data Enrichment | CIR |  | 2023-11-09 |  |  | 1108614 | 1108614 | 1427116 | AU_QM_000435016 |  | ERSA | M | 1630 | 1427116GZPCLNT100 | EA |  | AIRCON EVAPORATOR FAN;COUNTER CLOCKWISE; | AIRCON EVAPORATOR FAN;COUNTER CLOCKWISE; | ROTOR,MOTOR: AIRCON EVAPORATOR FAN;COUNTER CLOCKWISE; |  | ROTOR,MOTOR:AIRCON EVAPORATOR FAN;COUNTER CLOCKWISE; |  |  | 1068542 @@ KNORR-BREMSE AUSTRALIA PTY LTD | 1427116
STP_009 - Lot7 | Data Enrichment | scv |  | 2023-11-09 |  |  | 1108664 | 1108664 | 1466144 | AU_QM_007124585 |  | ERSA | M | 1825 | 1466144GZPCLNT100 | EA |  | ABB JY3TS-180 FAN SEAL; | ABB JY3TS-180 FAN SEAL; | SEAL,PLAIN: ABB JY3TS-180 FAN SEAL; MIMDWG 149-6-6355 ITEM 32; CIP ID FAN ASSEMBLY |  | SEAL,PLAIN: ABB JY3TS-180 FAN SEAL; |  |  | 1069693 @@ MORGANITE AUSTRALIA PTY LTD | ON407095
STP_009 - Lot7 | Data Enrichment | CIR |  | 2023-11-09 |  |  | 1108851 | 1108851 | 1451667 | AU_QM_001160548 |  | ERSA | M | 4900 | 1451667GZPCLNT100 | EA |  | BELT IDLER PULLEY; | BELT IDLER PULLEY; | PULLEY: BELT IDLER PULLEY; V8 TOYOTA |  | PULLEY:BELT IDLER PULLEY; |  |  | 1068280 @@ ENGINEERING EXCELLENCE | PULLEYV8
STP_009 - Lot7 | Data Enrichment | NGB |  | 2023-11-09 |  |  | 1108960 | 1108960 |  |  |  | ERSA | M | 5100 | 1470597GZPCLNT100 | EA |  | 220VDC | 220VDC | RELAY,ELECTROMAGNETIC: 220VDC RXMM |  |  |  |  | 1068212 @@ ABB AUSTRALIA PTY LTD | 1470597
STP_009 - Lot7 | Data Enrichment | PJR |  | 2023-11-09 |  |  | 1109024 | 1109024 | 1467538 | AU_QM_007127501 |  | ERSA | M | 1825 | 1467538GZPCLNT100 | EA |  | DENVER ORION PUMP GLAND PACKING; | DENVER ORION PUMP GLAND PACKING; | PACKING ASSY: DENVER ORION PUMP GLAND PACKING; TCDC VITON;CHESTERTON 155; DENVER ORION 100-75-DD CENTRIFUGAL PUMP |  | PACKING ASSY: DENVER ORION PUMP GLAND PACKING; |  |  | 1068399 @@ TRUFLO PUMPING SYSTEMS | 155325
STP_009 - Lot7 | Data Enrichment | PJR |  | 2023-11-09 |  |  | 1109038 | 1109038 | 1351449 | AU_QM_000135962 |  | ERSA | M | 2200 | 1351449GZPCLNT100 | EA |  | COUNTERBALANCE VALVE;(1CEB300F35S3) | COUNTERBALANCE VALVE;(1CEB300F35S3) | INSERT,CARTRIDGE VALVE: COUNTERBALANCE VALVE;(1CEB300F35S3) ENTERPRISE LOAD STATION LOAD FLASK |  | INSERT,CARTRIDGE VALVE: COUNTERBALANCE VALVE;(1CEB300F35S3) |  |  | 1068156 @@ BOSCH REXROTH PTY LTD | AVC300
STP_009 - Lot7 | Data Enrichment | scv |  | 2023-11-09 |  |  | 1109061 | 1109061 | 1349283 | AU_QM_000109694 |  | ERSA | M | 1825 | 1349283GZPCLNT100 | EA |  | CAT TURBOCHARGER;EXHAUST SIDE; | CAT TURBOCHARGER;EXHAUST SIDE; | SEAL RING,METAL: CAT TURBOCHARGER;EXHAUST SIDE; CATERPILLAR 988B WHEEL LOADER ELPHINSTONE AD40 I/II TRUCKS AND R2900 LHD |  | SEAL RING,METAL:CAT TURBOCHARGER;EXHAUST SIDE; |  |  | 1068181 @@ CNW (MOUNT ISA) ELECT WHOLESALER | 1349283 | 1068196 @@ HASTINGS DEERING(AUSTRALIA) LTD | 5L8854
STP_009 - Lot7 | Data Enrichment | NGB |  | 2023-11-09 |  |  | 1109106 | 1109106 | 1362128 | AU_QM_000161138 |  | ERSA | M | 2620 | 1362128GZPCLNT100 | EA |  | ALTERNATOR BRUSH; TOYOTA J807 | ALTERNATOR BRUSH; TOYOTA J807 | HOLDER ASSY; ALTERNATOR BRUSH; TOYOTA J807 |  | HOLDER ASSY;ALTERNATOR BRUSH; TOYOTA J807 |  |  | 1068114 @@ BELL & MOIR - PARTS ORDERS ONLY | 1362128
STP_009 - Lot7 | Data Enrichment | scv |  | 2023-11-09 |  |  | 1109109 | 1109109 | 1361021 | AU_QM_000158794 |  | ERSA | M | 5010 | 1361021GZPCLNT100 | EA |  | CC1254 VENTILATION FAN;1254MM ID;5MM THK | CC1254 VENTILATION FAN;1254MM ID;5MM THK | FAN,VANE AXIAL; CC1254 VENTILATION FAN;1254MM ID;5MM THK CASING;ALUM ALLOY BLADES; C/W MOTOR - 1 X 55KW;1000V;3PH;50HZ;4 POLE; |  | FAN,VANE AXIAL; CC1254 VENTILATION FAN;1254MM ID;5MM THK |  |  | 1068255 @@ CLEMCORP (WA) PTY LTD T/AS | 1361021
STP_009 - Lot7 | Data Enrichment | MKV |  | 2023-11-09 |  |  | 1109119 | 1109119 | 1360351 | AU_QM_000157696 |  | ERSA | M | 5810 | 1360351GZPCLNT100 | EA |  | CONNECTOR 9/16-18-THD; SHORT FRONT WATER | CONNECTOR 9/16-18-THD; SHORT FRONT WATER | PLUG ASSEMBLY: CONNECTOR 9/16-18-THD; SHORT FRONT WATER PUMP AND SMALL DIAMETER PULLEY; 12H GRA DER |  | PLUG ASSEMBLY:CONNECTOR 9/16-18-THD; SHORT FRONT WATER |  |  | 1068196 @@ HASTINGS DEERING(AUSTRALIA) LTD | 3603679
STP_009 - Lot7 | Data Enrichment | scv |  | 2023-11-09 |  |  | 1109169 | 1109169 | 1368407 | AU_QM_000172338 |  | ERSA | M | 1825 | 1368407GZPCLNT100 | EA |  | AD40 II DUO-CONE SEAL;FINAL DRIVE/BRAKE | AD40 II DUO-CONE SEAL;FINAL DRIVE/BRAKE | SEAL,ENCASED: AD40 II DUO-CONE SEAL;FINAL DRIVE/BRAKE GRP;POWERTRAIN SUBASSY; ELPHINSTONE AD40 SER.II DUMP TRUCK |  | SEAL,ENCASED: AD40 II DUO-CONE SEAL;FINAL DRIVE/BRAKE |  |  | 1068181 @@ CNW (MOUNT ISA) ELECT WHOLESALER | 1368407 | 1068196 @@ HASTINGS DEERING(AUSTRALIA) LTD | 4218974
STP_009 - Lot7 | Data Enrichment | MKV |  | 2023-11-09 |  |  | 1109449 | 1109449 |  |  |  | ERSA | M | 5620 | 1438531GZPCLNT100 | EA |  | COLLET PLUG;BOOM ASSY; | COLLET PLUG;BOOM ASSY; | PLUG: COLLET PLUG;BOOM ASSY; |  |  |  |  | 1068196 @@ HASTINGS DEERING(AUSTRALIA) LTD | 9G7516 | 1068181 @@ CNW (MOUNT ISA) ELECT WHOLESALER | 1438531
STP_009 - Lot7 | Data Enrichment | MKV |  | 2023-11-09 |  |  | 1109508 | 1109508 | 1436370 | AU_QM_000847384 |  | ERSA | M | 2200 | 1436370GZPCLNT100 | EA |  | EIMCO CELL DART VALVE PLUG;360MM DIA; | EIMCO CELL DART VALVE PLUG;360MM DIA; | PLUG,VALVE: EIMCO CELL DART VALVE PLUG;360MM DIA; CU CONCENTRATOR EIMCO TANK CELLS |  | PLUG,VALVE: EIMCO CELL DART VALVE PLUG;360MM DIA; |  |  | 1068162 @@ FLSMIDTH PTY LTD | 1407331-1
STP_009 - Lot7 | Data Enrichment | CIR |  | 2023-11-09 |  |  | 1109511 | 1109511 | 1436366 | AU_QM_000847343 |  | ERSA | M | 2200 | 1436366GZPCLNT100 | EA |  | EIMCO CELL DART VALVE ROD ASSY; | EIMCO CELL DART VALVE ROD ASSY; | CONNECTING LINK,RIGID: EIMCO CELL DART VALVE ROD ASSY; CU CONCENTRATOR EIMCO TANK CELLS |  | CONNECTING LINK,RIGID:EIMCO CELL DART VALVE ROD ASSY; |  |  | 1068162 @@ FLSMIDTH PTY LTD | 1407315
STP_009 - Lot7 | Data Enrichment | MKV |  | 2023-11-09 |  |  | 1109513 | 1109513 | 1436363 | AU_QM_000847319 |  | ERSA | M | 2200 | 1436363GZPCLNT100 | EA |  | EIMCO CELL DART VALVE PLUG;520MM DIA; | EIMCO CELL DART VALVE PLUG;520MM DIA; | PLUG,VALVE: EIMCO CELL DART VALVE PLUG;520MM DIA; CU CONCENTRATOR EIMCO TANK CELLS |  | PLUG,VALVE: EIMCO CELL DART VALVE PLUG;520MM DIA; |  |  | 1068162 @@ FLSMIDTH PTY LTD | 01407330-1
STP_009 - Lot7 | Data Enrichment | MKV |  | 2023-11-09 |  |  | 1109567 | 1109567 | 1429911 | AU_QM_000630606 |  | ERSA | M | 1825 | 1429911GZPCLNT100 | EA |  | CAT 612356 GOVERNOR/INJECTION PUMP | CAT 612356 GOVERNOR/INJECTION PUMP | PLUG,PROTECTIVE,DUST AND MOISTURE SEAL: CAT 612356 GOVERNOR/INJECTION PUMP WIRING SEAL ELPHINSTONE R1300/R1700/R1700G LOADERS |  | PLUG,PROTECTIVE,DUST AND MOISTURE SEAL: CAT 612356 GOVERNOR/INJECTION PUMP |  |  | 1068181 @@ CNW (MOUNT ISA) ELECT WHOLESALER | 1429911 | 1068196 @@ HASTINGS DEERING(AUSTRALIA) LTD | 8T8737
STP_009 - Lot7 | Data Enrichment | MKV |  | 2023-11-09 |  |  | 1109571 | 1109571 | 1429867 | AU_QM_000629801 |  | ERSA | M | 5620 | 1429867GZPCLNT100 | EA |  | CAT FLYWHEEL HSG DRAIN PLUG; | CAT FLYWHEEL HSG DRAIN PLUG; | PLUG,MACHINE THREAD: CAT FLYWHEEL HSG DRAIN PLUG; |  | PLUG,MACHINE THREAD:CAT FLYWHEEL HSG DRAIN PLUG; |  |  | 1068181 @@ CNW (MOUNT ISA) ELECT WHOLESALER | 1429867 | 1068196 @@ HASTINGS DEERING(AUSTRALIA) LTD | 5F0304
STP_009 - Lot7 | Data Enrichment | MKV |  | 2023-11-09 |  |  | 1109853 | 1109853 | 1450982 | AU_QM_001144716 |  | ERSA | M | 4500 | 1450982GZPCLNT100 | EA |  | AIR AMPLIFIER ASSEMBLY,TOYOTA A/C; | AIR AMPLIFIER ASSEMBLY,TOYOTA A/C; | AMPLIFIER ASSY: AIR AMPLIFIER ASSEMBLY,TOYOTA A/C; |  | AMPLIFIER ASSY: AIR AMPLIFIER ASSEMBLY,TOYOTA A/C; |  |  | 1068114 @@ BELL & MOIR - PARTS ORDERS ONLY | 8865060C30 | 1071809 @@ ASHDOWN ENTERPRISES | 8865060C30 | 1068087 @@ ASHDOWN INGRAM | 8865060C30
STP_009 - Lot7 | Data Enrichment | NGB |  | 2023-11-09 |  |  | 1110039 | 1110039 | 1349202 | AU_QM_000094797 |  | ERSA | M | 5915 | 1349202GZPCLNT100 | EA |  | CAT TRANSMISSION CASE BREATHER; | CAT TRANSMISSION CASE BREATHER; | BREATHER: CAT TRANSMISSION CASE BREATHER; CAT/ELPHINSTONE MOBILE EQUIPMENT |  | BREATHER: CAT TRANSMISSION CASE BREATHER; |  |  | 1068181 @@ CNW (MOUNT ISA) ELECT WHOLESALER | 1349202 | 1068196 @@ HASTINGS DEERING(AUSTRALIA) LTD | 9G5127
STP_009 - Lot7 | Data Enrichment | PJR |  | 2023-11-09 |  |  | 1110062 | 1110062 | 1397715 | AU_QM_000241778 |  | ERSA | M | 2200 | 1397715GZPCLNT100 | EA |  | COUNTERBALANCE VALVE CARTRIDGE;345BAR WP | COUNTERBALANCE VALVE CARTRIDGE;345BAR WP | INSERT,CARTRIDGE VALVE: COUNTERBALANCE VALVE CARTRIDGE;345BAR WP 19L/M NOM FLOW;0.34BAR CRACK;EXTERNAL ADJUST;3.0 PILOT RATIO;ALL STEEL CART. ALLOY BODY;BUNA-N SEALS; |  | INSERT,CARTRIDGE VALVE: COUNTERBALANCE VALVE CARTRIDGE;345BAR WP |  |  | 1068156 @@ BOSCH REXROTH PTY LTD | CP448-A01-B-0-E-B-***-4.5-005
STP_009 - Lot7 | Data Enrichment | PJR |  | 2023-11-09 |  |  | 1110063 | 1110063 | 1397705 | AU_QM_000241760 |  | ERSA | M | 2200 | 1397705GZPCLNT100 | EA |  | COUNTERBALANCE VALVE CARTRIDGE;345BAR WP | COUNTERBALANCE VALVE CARTRIDGE;345BAR WP | INSERT,CARTRIDGE VALVE: COUNTERBALANCE VALVE CARTRIDGE;345BAR WP 114L/M NOM FLOW;0.34BAR CRACK;EXTERNAL ADJUST;4.5 PILOT RATIO;ALL STEEL CART. ALLOY BODY;BUNA-N SEALS; |  | INSERT,CARTRIDGE VALVE: COUNTERBALANCE VALVE CARTRIDGE;345BAR WP |  |  | 1068156 @@ BOSCH REXROTH PTY LTD | CP441-1-B-12S-E-B-XXX-4.5-015
STP_009 - Lot7 | Data Enrichment | PJR |  | 2023-11-09 |  |  | 1110064 | 1110064 | 1397691 | AU_QM_000241745 |  | ERSA | M | 2200 | 1397691GZPCLNT100 | EA |  | CHECK VALVE CARTRIDGE;207BAR WP; | CHECK VALVE CARTRIDGE;207BAR WP; | INSERT,CARTRIDGE VALVE: CHECK VALVE CARTRIDGE;207BAR WP; 140L/M@100PSI NOM;0.34BAR CRACK;STEEL CART.ALLOY BODY;BUNA-N SEALS; |  | INSERT,CARTRIDGE VALVE: CHECK VALVE CARTRIDGE;207BAR WP; |  |  | 1068156 @@ BOSCH REXROTH PTY LTD | CP101-1-B-0-005
STP_009 - Lot7 | Data Enrichment | NGB |  | 2023-11-09 |  |  | 1110752 | 1110752 | 1448460 | AU_QM_001088343 |  | ERSA | M | 5910 | 1448460GZPCLNT100 | EA |  | BREATHER DIRT GATE VENT; | BREATHER DIRT GATE VENT; | BREATHER: BREATHER DIRT GATE VENT; |  | BREATHER: BREATHER DIRT GATE VENT; |  |  | 1068100 @@ BERENDSEN FLUID POWER | BR210
STP_009 - Lot7 | Data Enrichment | NGB |  | 2023-11-09 |  |  | 1111693 | 1111693 | 1444885 | AU_QM_001007179 |  | ERSA | M | 1600 | 1444885GZPCLNT100 | EA |  | AIRCON FAN 3 SPEED SWITCH; | AIRCON FAN 3 SPEED SWITCH; | SWITCH,ROTARY: AIRCON FAN 3 SPEED SWITCH; |  | SWITCH,ROTARY:AIRCON FAN 3 SPEED SWITCH; |  |  | 1068542 @@ KNORR-BREMSE AUSTRALIA PTY LTD | 1444885
STP_009 - Lot7 | Data Enrichment | MKV |  | 2023-11-09 |  |  | 1111726 | 1111726 | 1426803 | AU_QM_000412262 |  | ERSA | M | 5100 | 1426803GZPCLNT100 | EA |  | DIFFERENTIAL | DIFFERENTIAL | TRANSMITTER,PRESSURE: DIFFERENTIAL |  | TRANSMITTER,PRESSURE: DIFFERENTIAL |  |  | 1071813 @@ EMERSON PROCESS MANAGEMENT | 1151DP-3-E-22-B1-T-00-85
STP_009 - Lot7 | Data Enrichment | PJR |  | 2023-11-09 |  |  | 1111747 | 1111747 |  |  |  | ERSA | M | 5910 | 1425537GZPCLNT100 | EA |  | EIMCO 913 LOADER; | EIMCO 913 LOADER; | TUBE ASSEMBLY,METAL: EIMCO 913 LOADER; |  |  |  |  | 1068336 @@ SANDVIK MINING & CONSTRUCTION | A2U913-244042
STP_009 - Lot7 | Data Enrichment | PJR |  | 2023-11-09 |  |  | 1111748 | 1111748 | 1425531 | AU_QM_000351577 |  | ERSA | M | 5910 | 1425531GZPCLNT100 | EA |  | EIMCO 913 LOADER; | EIMCO 913 LOADER; | TUBE ASSEMBLY,METAL: EIMCO 913 LOADER; |  | TUBE ASSEMBLY,METAL:EIMCO 913 LOADER; |  |  | 1068336 @@ SANDVIK MINING & CONSTRUCTION | A2U913-244040
STP_009 - Lot7 | Data Enrichment | scv |  | 2023-11-09 |  |  | 1112085 | 1112085 | 1351663 | AU_QM_000136508 |  | ERSA | M | 4090 | 1351663GZPCLNT100 | EA |  | BEARING HOUSING;FAN;CONCENTRATE SHED SCR | BEARING HOUSING;FAN;CONCENTRATE SHED SCR | HOUSING: BEARING HOUSING;FAN;CONCENTRATE SHED SCR UBBER |  | HOUSING:BEARING HOUSING;FAN;CONCENTRATE SHED SCR |  |  | 1068409 @@ APPLIED INDUSTRIAL TECHNOLOGIES | SNH524-620
STP_009 - Lot7 | Data Enrichment | MKV |  | 2023-11-09 |  |  | 1112088 | 1112088 | 1348319 | AU_QM_000000455 |  | ERSA | M | 5100 | 1348319GZPCLNT100 | EA |  | BIAS SUPPLY AM062/02; | BIAS SUPPLY AM062/02; | ELECTRONIC MODULE: BIAS SUPPLY AM062/02; SIGNAL ANALYSER AM084/10 |  | ELECTRONIC MODULE:BIAS SUPPLY AM062/02; |  |  | 1068217 @@ THERMO GAMMA-METRICS PTY LTD | 34184
STP_009 - Lot7 | Data Enrichment | MKV |  | 2023-11-09 |  |  | 1112089 | 1112089 | 1348313 | AU_QM_000000398 |  | ERSA | M | 5100 | 1348313GZPCLNT100 | EA |  | COMMS ADAPTOR AM093/10; | COMMS ADAPTOR AM093/10; | ELECTRONIC MODULE: COMMS ADAPTOR AM093/10; SIGNAL ANALYSER AM084/10 |  | ELECTRONIC MODULE:COMMS ADAPTOR AM093/10; |  |  | 1068217 @@ THERMO GAMMA-METRICS PTY LTD | 24764
STP_009 - Lot7 | Data Enrichment | MKV |  | 2023-11-09 |  |  | 1112090 | 1112090 | 1348311 | AU_QM_000000364 |  | ERSA | M | 5100 | 1348311GZPCLNT100 | EA |  | BIAS CONTROL AM963/20.2; | BIAS CONTROL AM963/20.2; | ELECTRONIC MODULE: BIAS CONTROL AM963/20.2; SIGNAL ANALYSER AM084/10 |  | ELECTRONIC MODULE:BIAS CONTROL AM963/20.2; |  |  | 1068217 @@ THERMO GAMMA-METRICS PTY LTD | 23480
STP_009 - Lot7 | Data Enrichment | NGB |  | 2023-11-09 |  |  | 1112107 | 1112107 | 1374375 | AU_QM_000203661 |  | ERSA | M | 5700 | 1374375GZPCLNT100 | EA |  | CABLEBELT CONVEYOR SERVICE; | CABLEBELT CONVEYOR SERVICE; | DISTANCE PIECE; CABLEBELT CONVEYOR SERVICE; |  | DISTANCE PIECE; CABLEBELT CONVEYOR SERVICE; |  |  | 1068104 @@ METSO OUTOTEC AUSTRALIA LIMITED | 3241-007
STP_009 - Lot7 | Data Enrichment | MKV |  | 2023-11-09 |  |  | 1112340 | 1112340 | 1441999 | AU_QM_000993275 |  | ERSA | M | 5100 | 1441999GZPCLNT100 | EA |  | DH485 COMMUNICATIONS INTERFACE; | DH485 COMMUNICATIONS INTERFACE; | ELECTRONIC MODULE: DH485 COMMUNICATIONS INTERFACE; |  | ELECTRONIC MODULE:DH485 COMMUNICATIONS INTERFACE; |  |  | 1068122 @@ MARCON AGENCIES PTY LTD | BI1747UIC
STP_009 - Lot7 | Data Enrichment | MKV |  | 2023-11-09 |  |  | 1112590 | 1112590 | 1465522 | AU_QM_007123557 |  | ERSA | M | 5100 | 1465522GZPCLNT100 | EA |  | ANODE WHEEL BRAKE | ANODE WHEEL BRAKE | RESISTOR: ANODE WHEEL BRAKE |  | RESISTOR: ANODE WHEEL BRAKE |  |  | 1068243 @@ OUTOTEC PTY LTD | 34140
STP_009 - Lot7 | Data Enrichment | BHJ |  | 2023-11-09 |  |  | 1112633 | 1112633 | 1457215 | AU_QM_001296763 |  | ERSA | M | 1600 | 1457215GZPCLNT100 | EA |  | ALARM; | ALARM; | ALARM: ALARM; |  | ALARM: ALARM; |  |  | 1068143 @@ NORMET ASIA PACIFIC PTY LTD | 55134365
STP_009 - Lot7 | Data Enrichment | scv |  | 2023-11-09 |  |  | 1112664 | 1112664 | 1471366 | AU_QM_009203237 |  | ERSA | M | 5800 | 1471366GZPCLNT100 | EA |  | DS15LB INLET HEAD; | DS15LB INLET HEAD; | HOUSING,CYCLONE: DS15LB INLET HEAD; KREBS DS15LB 381MM CYCLONE |  | HOUSING,CYCLONE:DS15LB INLET HEAD; |  |  | 1068104 @@ METSO OUTOTEC AUSTRALIA LIMITED | 31-00K-559-001
STP_009 - Lot7 | Data Enrichment | NGB |  | 2023-11-09 |  |  | 1112814 | 1112814 |  |  |  | ERSA | M | 1600 | 1573805GZPCLNT100 | EA | 3000422 | BARRIER,ZNR;CNW,RSC7037056,93MA MAX | BARRERA ZENE;CNW,RSC7037056 | BARRIER,ZENER;MNFR:CNW,PTNO:RSC7037056,ADDITIONAL FEATURES EN:93MA MAX | BARRERA ZENER;MNFR:CNW,PTNO:RSC7037056 |  | CNW | RSC7037056 | 1068181 @@ CNW (MOUNT ISA) ELECT WHOLESALER | RSC7037056
STP_009 - Lot7 | Data Enrichment | PJR |  | 2023-11-09 |  |  | 1112956 | 1112956 |  |  |  | ERSA | M | 2700 | 1573586GZPCLNT100 | EA |  | BENCH;WORK,200 X 750 X 920 MM,LONGSPAN | BANCO; | BENCH;ADDITIONAL FEATURES EN:WORK,200 X 750 X 920 MM,LONGSPAN,INCLUDES UNDERBENCH SHELF | BANCO; |  |  |  | 1068926 @@ CONTAIN IT SOLUTIONS | CL-WB
STP_009 - Lot7 | Data Enrichment | CIR |  | 2023-11-09 |  |  | 1113108 | 1113108 |  |  |  | ERSA | M | 2700 | 1573357GZPCLNT100 | EA |  | DESK;WRKSTN,CRNR,1800 W X 1800 W X 750 D | ESCRITORIO; | DESK;ADDITIONAL FEATURES EN:WORKSTATION,CORNER,1800 W X 1800 W X 750 D,SHIP SHAPE | ESCRITORIO; |  |  |  | 1068126 @@ EMPIRE OFFICE FURNITURE | SHWS71818.SBIR
STP_009 - Lot7 | Data Enrichment | MKV |  | 2023-11-09 |  |  | 1113214 | 1113214 |  |  |  | ERSA | M | 2620 | 1573216GZPCLNT100 | EA |  | ARRESTER;SPRK,ADFLO | PROTECCION PARARRAYOS; | ARRESTER;ADDITIONAL FEATURES EN:SPARK,ADFLO | PROTECCION PARARRAYOS; |  |  |  | 1068301 @@ WELDERS PRO SHOP | 836000
STP_009 - Lot7 | Data Enrichment | RYM |  | 2023-11-09 |  |  | 1113970 | 1113970 |  |  |  | ERSA | M | 5955 | 1571888GZPCLNT100 | EA |  | CYLINDER;CST,3311CC,HD,S4S | CILINDRO; | CYLINDER;MATERIAL:CAST,SIZE:3311CC,ADDITIONAL FEATURES EN:HEAD,S4S | CILINDRO; |  |  |  | 1068288 @@ UNITED EQUIPMENT | 32A01-21020
STP_009 - Lot7 | Data Enrichment | NGB |  | 2023-11-09 |  |  | 1114166 | 1114166 |  |  |  | ERSA | M | 4050 | 1571662GZPCLNT100 | EA |  | BINDER;INSR,A4,4 D RING,65MM,WHT | AGLUTINANTE; | BINDER;ADDITIONAL FEATURES EN:INSERT,A4,4 D RING,65MM,WHITE | AGLUTINANTE; |  |  |  | 1068167 @@ WINC AUSTRALIA PTY LTD | 86702130
STP_009 - Lot7 | Data Enrichment | NGB |  | 2023-11-09 |  |  | 1114167 | 1114167 |  |  |  | ERSA | M | 4050 | 1571661GZPCLNT100 | EA |  | BINDER;INSR,A4,4 D RING,38MM,WHT | AGLUTINANTE; | BINDER;ADDITIONAL FEATURES EN:INSERT,A4,4 D RING,38MM,WHITE | AGLUTINANTE; |  |  |  | 1068167 @@ WINC AUSTRALIA PTY LTD | 37372501
STP_009 - Lot7 | Data Enrichment | BHJ |  | 2023-11-09 |  |  | 1114266 | 1114266 |  |  |  | ERSA | M | 4005 | 1571532GZPCLNT100 | EA |  | CRATE;1200MM WORKSTATION | RECIPIENTE; | CRATE;ADDITIONAL FEATURES EN:1200MM WORKSTATION | RECIPIENTE; |  |  |  | 1068778 @@ MARC TECHNOLOGIES PTY LTD | 130005
STP_009 - Lot7 | Data Enrichment | PJR |  | 2023-11-09 |  |  | 1114267 | 1114267 |  |  |  | ERSA | M | 4005 | 1571531GZPCLNT100 | EA |  | BENCH;WRKSTN,1200MM,W/LIGHT & MAT | BANCO; | BENCH;ADDITIONAL FEATURES EN:WORKSTATION,1200MM,W/LIGHT & MAT | BANCO; |  |  |  | 1068778 @@ MARC TECHNOLOGIES PTY LTD | 124986
STP_009 - Lot7 | Data Enrichment | NGB |  | 2023-11-09 |  |  | 1114335 | 1114335 |  |  |  | ERSA | M | 5910 | 1571465GZPCLNT100 | EA |  | BREATHER;B61478,BHED8OA12/200K4L110 | BOQUETE; | BREATHER;TYPE:PRESSURE,MATERIAL:TBC,ADDITIONAL FEATURES EN:BHED8OA12/200K4L110 | BOQUETE; |  |  |  | 1068342 @@ ISADRAULICS | B61478
STP_009 - Lot7 | Data Enrichment | RYM |  | 2023-11-09 |  |  | 1114358 | 1114358 |  |  |  | ERSA | M | 5910 | 1571442GZPCLNT100 | EA |  | CYLINDER;STL,2.5X12IN,AGRICULTURAL,HYD | CILINDRO; | CYLINDER;MATERIAL:STEEL,SIZE:2.5X12IN,ADDITIONAL FEATURES EN:AGRICULTURAL,HYD | CILINDRO; |  |  |  | 1068342 @@ ISADRAULICS | 81014 RAG-2.5ö X 12ö
STP_009 - Lot7 | Data Enrichment | NGB |  | 2023-11-09 |  |  | 1114379 | 1114379 |  |  |  | ERSA | M | 5910 | 1571421GZPCLNT100 | EA |  | BREATHER;ELEM,PPR,0007 L 003 P | BOQUETE; | BREATHER;TYPE:ELEMENT,MATERIAL:PAPER,ADDITIONAL FEATURES EN:0007 L 003 P | BOQUETE; |  |  |  | 1068342 @@ ISADRAULICS | 310948
STP_009 - Lot7 | Data Enrichment | NGB |  | 2023-11-09 |  |  | 1114380 | 1114380 |  |  |  | ERSA | M | 5910 | 1571420GZPCLNT100 | EA |  | BREATHER;FLTR,STL,TK,0005 L 003 P | BOQUETE; | BREATHER;TYPE:FILTER,MATERIAL:STEEL,ADDITIONAL FEATURES EN:TANK,0005 L 003 P | BOQUETE; |  |  |  | 1068342 @@ ISADRAULICS | 309450
STP_009 - Lot7 | Data Enrichment | NGB |  | 2023-11-09 |  |  | 1114385 | 1114385 |  |  |  | ERSA | M | 5910 | 1571415GZPCLNT100 | EA |  | BREATHER;FLTR,S/S,HYD TANK | BOQUETE; | BREATHER;TYPE:FILTER,MATERIAL:S/S,ADDITIONAL FEATURES EN:HYD TANK | BOQUETE; |  |  |  | 1068342 @@ ISADRAULICS | TLF III 4-50 P10-S00-000-00M00
STP_009 - Lot7 | Data Enrichment | CIR |  | 2023-11-09 |  |  | 1114449 | 1114449 |  |  |  | ERSA | M | 2920 | 1571348GZPCLNT100 | EA |  | BARRICADE,SAFTY;25M,RETRACTABLE BELT,RED | BARRERA SEGU; | BARRICADE,SAFETY;ADDITIONAL FEATURES EN:25M,RETRACTABLE BELT,RED/WHITE,WALL MNT RECEIVER CLIP & BRACKET | BARRERA SEGURIDAD; |  |  |  | 1068926 @@ CONTAIN IT SOLUTIONS | CRH-25RW
STP_009 - Lot7 | Data Enrichment | CIR |  | 2023-11-09 |  |  | 1114450 | 1114450 |  |  |  | ERSA | M | 2920 | 1571347GZPCLNT100 | EA |  | BARRICADE,SAFTY;15M,RETRACTABLE BELT,RED | BARRERA SEGU; | BARRICADE,SAFETY;ADDITIONAL FEATURES EN:15M,RETRACTABLE BELT,RED/WHITE,WALL MOUNT RECEIVER CLIP & BRACKET | BARRERA SEGURIDAD; |  |  |  | 1068926 @@ CONTAIN IT SOLUTIONS | CRH-15RW
STP_009 - Lot7 | Data Enrichment | NGB |  | 2023-11-09 |  |  | 1114467 | 1114467 |  |  |  | ERSA | M | 4005 | 1571326GZPCLNT100 | EA |  | BINDER,LD;STL,8MM,RCHT,GRAB HKS,G70 LASH | AMARRE CARGA; | BINDER,LOAD;MATERIAL:STEEL,ADDITIONAL FEATURES EN:8MM,RATCHET,GRAB HKS,G70 LASH | AMARRE CARGA; |  |  |  | 1068291 @@ BULLIVANTS PTY LIMITED | WLDB-080-R-GH-AS
STP_009 - Lot7 | Data Enrichment | NGB |  | 2023-11-09 |  |  | 1114468 | 1114468 |  |  |  | ERSA | M | 4005 | 1571325GZPCLNT100 | EA |  | BINDER,LD;STL | AMARRE CARGA; | BINDER,LOAD;MATERIAL:STEEL,ADDITIONAL FEATURES EN:6MM,RATCHET,GRAB HKS,G70 LASH,2300KG | AMARRE CARGA; |  |  |  | 1068291 @@ BULLIVANTS PTY LIMITED | WLDB-060-R-GH-AS
STP_009 - Lot7 | Data Enrichment | PJR |  | 2023-11-09 |  |  | 1114511 | 1114511 |  |  |  | ERSA | M | 4010 | 1571281GZPCLNT100 | EA |  | ARBOR;HLSW,HSS,32-152MM | HUSO; | ARBOR;ADDITIONAL FEATURES EN:HOLESAW,HSS,32-152MM | HUSO; |  |  |  | 1068652 @@ J BLACKWOOD & SONS | 3612797
STP_009 - Lot7 | Data Enrichment | PJR |  | 2023-11-09 |  |  | 1114512 | 1114512 |  |  |  | ERSA | M | 4010 | 1571280GZPCLNT100 | EA |  | ARBOR;HLSW,HSS,32-54MM | HUSO; | ARBOR;ADDITIONAL FEATURES EN:HOLESAW,HSS,32-54MM | HUSO; |  |  |  | 1068652 @@ J BLACKWOOD & SONS | 3612780
STP_009 - Lot7 | Data Enrichment | MKV |  | 2023-11-09 |  |  | 1115932 | 1115932 | 1369115 | AU_QM_000173370 |  | ERSA | M | 1600 | 1369115GZPCLNT100 | EA |  | ARRESTER,ELEC;SURG,415 VAC,CNW | ARRESTER,ELEC;SURG,415 VAC,CNW | ARRESTER,ELECTRICAL;TYPE:SURGE,NOMINAL VOLTAGE:415 VAC,OVERALL SIZE:WD 238 X HT 447 X 324 DP MM,ADDITIONAL FEATURES EN:1PH,2KW, MULTI TAP CONDITIONER 2 KVA,MNFR:01)CNW,PTNO:01)EAT26052000M |  | ARRESTER,ELEC SURGE:2KVA;1PH;2KW;415VAC;447MM H X 238MM W X |  |  | 1068181 @@ CNW (MOUNT ISA) ELECT WHOLESALER | T800P-02000-5
STP_009 - Lot7 | Data Enrichment | NGB |  | 2023-11-09 |  |  | 1116325 | 1116325 |  |  |  | ERSA | M | 4005 | 1615524GZPCLNT100 | EA |  | BENDER,PIPE/TUB;LEVER ACT 3/8 IN | CURVADORA TUBE/TUBO; | BENDER,PIPE/TUBE;TYPE:LEVER ACT 3/8 IN,CAPACITY:1.5 TO 180 MM,MATERIAL:COPPER,STEEL AND STAINLESS | CURVADORA TUBERIA/TUBO; |  |  |  | 1068467 @@ TOTAL TOOLS TOWNSVILLE | 36907 | 1075964 @@ TOTAL TOOLS COMMERCIAL PTY LTD | 1615524
STP_009 - Lot7 | Data Enrichment | RYM |  | 2023-11-09 |  |  | 1116371 | 1116371 | 1457226 | AU_QM_001296953 |  | ERSA | M | 5620 | 1457226GZPCLNT100 | EA |  | CYLINDER;STBLN | CYLINDER;STBLN | CYLINDER;MNFR:NORMET,PTNO:56096977,ADDITIONAL FEATURES EN:STABILIZATION |  | CYLINDER: STABILISATION CYL.; |  |  | 1068143 @@ NORMET ASIA PACIFIC PTY LTD | 56096977
STP_009 - Lot7 | Data Enrichment | NGB |  | 2023-11-09 |  |  | 1120639 | 1120639 |  |  |  | ERSA | M | 4020 | 1615515GZPCLNT100 | EA |  | BREATHER;AIR SENTRY,WHITMORE,Z-134 | BOQUETE; | BREATHER;TYPE:AIR SENTRY,MATERIAL:,ADDITIONAL FEATURES EN:WHITMORE,Z-134 | BOQUETE; |  |  |  | 1068418 @@ CONSOLIDATED BEARING CO (QLD) | 10251065
STP_009 - Lot7 | Data Enrichment | RYM |  | 2023-11-09 |  |  | 1121994 | 1121994 |  |  |  | ERSA | M | 5955 | 1587570GZPCLNT100 | EA | 3000010 | CYLINDER;SAN,29613424 | CILINDRO;SAN,29613424 | CYLINDER;MNFR:SANDVIK,PTNO:29613424 | CILINDRO;MNFR:SANDVIK,PTNO:29613424 |  | SANDVIK | 29613424 | 1068336 @@ SANDVIK MINING & CONSTRUCTION | 29613424
STP_009 - Lot7 | Data Enrichment | NGB |  | 2023-11-09 |  |  | 1121995 | 1121995 |  |  |  | ERSA | M | 5920 | 1616628GZPCLNT100 | EA | 3000438 | BREATHER;NRMT,56075900 | BOQUETE;NRMT,56075900 | BREATHER;MNFR:NORMET,PTNO:56075900 | BOQUETE;MNFR:NORMET,PTNO:56075900 |  | NORMET | 56075900 | 1068143 @@ NORMET ASIA PACIFIC PTY LTD | 56075900
STP_009 - Lot7 | Data Enrichment | CIR |  | 2023-11-09 |  |  | 1122979 | 1122979 |  |  |  | ERSA | M | 3000 | 1616477GZPCLNT100 | EA | 3000018 | CASING;CUM,MCL-C 4622/20,FOR PRIMING PUM | REVESTIDOR;CUM,MCL-C 4622/20 | CASING;MNFR:CUMMINS,PTNO:MCL-C 4622/20,ADDITIONAL FEATURES EN:FOR PRIMING PUMP,M:HH150C22 | REVESTIDOR;MNFR:CUMMINS,PTNO:MCL-C 4622/20 |  | CUMMINS | MCL-C 4622/20 | 1068142 @@ FITT RESOURCES PTY LTD | MCL-C 4622/20
STP_009 - Lot7 | Data Enrichment | BHJ |  | 2023-11-09 |  |  | 1123067 | 1123067 |  |  |  | ERSA | M | 5000 | 1602863GZPCLNT100 | EA | 3000010 | BLADDER;SAN,BG01048550 | CAMARA AIR;SAN,BG01048550 | BLADDER;MNFR:SANDVIK,PTNO:BG01048550 | CAMARA AIRE;MNFR:SANDVIK,PTNO:BG01048550 |  | SANDVIK | BG01048550 | 1068336 @@ SANDVIK MINING & CONSTRUCTION | BG01048550
STP_009 - Lot7 | Data Enrichment | RYM |  | 2023-11-09 |  |  | 1133236 | 1133236 |  |  |  | ERSA | M | 5000 | 1602351GZPCLNT100 | EA | 3000010 | CYLINDER;SAN,BG00920351 | CILINDRO;SAN,BG00920351 | CYLINDER;MNFR:SANDVIK,PTNO:BG00920351 | CILINDRO;MNFR:SANDVIK,PTNO:BG00920351 |  | SANDVIK | BG00920351 | 1068336 @@ SANDVIK MINING & CONSTRUCTION | BG00920351
STP_009 - Lot7 | Data Enrichment | RYM |  | 2023-11-09 |  |  | 1133267 | 1133267 |  |  |  | ERSA | M | 5000 | 1601776GZPCLNT100 | EA | 3000010 | CYLINDER;SAN,BG00840060 | CILINDRO;SAN,BG00840060 | CYLINDER;MNFR:SANDVIK,PTNO:BG00840060 | CILINDRO;MNFR:SANDVIK,PTNO:BG00840060 |  | SANDVIK | BG00840060 | 1068336 @@ SANDVIK MINING & CONSTRUCTION | BG00840060
STP_009 - Lot7 | Data Enrichment | PJR |  | 2023-11-09 |  |  | 1133482 | 1133482 |  |  |  | ERSA | M | 5000 | 1597607GZPCLNT100 | EA | 3000010 | DISTRIBUTOR;SAN,85178659 | DISTRIBUIDOR;SAN,85178659 | DISTRIBUTOR;MNFR:SANDVIK,PTNO:85178659 | DISTRIBUIDOR;MNFR:SANDVIK,PTNO:85178659 |  | SANDVIK | 85178659 | 1068336 @@ SANDVIK MINING & CONSTRUCTION | 85178659
STP_009 - Lot7 | Data Enrichment | RYM |  | 2023-11-09 |  |  | 1133688 | 1133688 |  |  |  | ERSA | M | 5000 | 1594460GZPCLNT100 | EA | 3000010 | CYLINDER;SAN,56013885 | CILINDRO;SAN,56013885 | CYLINDER;MNFR:SANDVIK,PTNO:56013885 | CILINDRO;MNFR:SANDVIK,PTNO:56013885 |  | SANDVIK | 56013885 | 1068336 @@ SANDVIK MINING & CONSTRUCTION | 56013885
STP_009 - Lot7 | Data Enrichment | PJR |  | 2023-11-09 |  |  | 1133731 | 1133731 |  |  |  | ERSA | M | 5000 | 1593803GZPCLNT100 | EA | 3000010 | DISTRIBUTOR;SAN,55201750 | DISTRIBUIDOR;SAN,55201750 | DISTRIBUTOR;MNFR:SANDVIK,PTNO:55201750 | DISTRIBUIDOR;MNFR:SANDVIK,PTNO:55201750 |  | SANDVIK | 55201750 | 1068336 @@ SANDVIK MINING & CONSTRUCTION | 55201750
STP_009 - Lot7 | Data Enrichment | RYM |  | 2023-11-09 |  |  | 1133766 | 1133766 |  |  |  | ERSA | M | 5000 | 1593487GZPCLNT100 | EA | 3000010 | CYLINDER;SAN,55182469 | CILINDRO;SAN,55182469 | CYLINDER;MNFR:SANDVIK,PTNO:55182469 | CILINDRO;MNFR:SANDVIK,PTNO:55182469 |  | SANDVIK | 55182469 | 1068336 @@ SANDVIK MINING & CONSTRUCTION | 55182469
STP_009 - Lot7 | Data Enrichment | RYM |  | 2023-11-09 |  |  | 1133866 | 1133866 |  |  |  | ERSA | M | 5000 | 1591914GZPCLNT100 | EA | 3000010 | CYLINDER;SAN,55044674 | CILINDRO;SAN,55044674 | CYLINDER;MNFR:SANDVIK,PTNO:55044674 | CILINDRO;MNFR:SANDVIK,PTNO:55044674 |  | SANDVIK | 55044674 | 1068336 @@ SANDVIK MINING & CONSTRUCTION | 55044674
STP_009 - Lot7 | Data Enrichment | RYM |  | 2023-11-09 |  |  | 1133873 | 1133873 |  |  |  | ERSA | M | 5000 | 1591838GZPCLNT100 | EA | 3000010 | CYLINDER;SAN,55040907 | CILINDRO;SAN,55040907 | CYLINDER;MNFR:SANDVIK,PTNO:55040907 | CILINDRO;MNFR:SANDVIK,PTNO:55040907 |  | SANDVIK | 55040907 | 1068336 @@ SANDVIK MINING & CONSTRUCTION | 55040907
STP_009 - Lot7 | Data Enrichment | RYM |  | 2023-11-09 |  |  | 1133918 | 1133918 |  |  |  | ERSA | M | 5000 | 1591137GZPCLNT100 | EA | 3000010 | CYLINDER;SAN,34519814 | CILINDRO;SAN,34519814 | CYLINDER;MNFR:SANDVIK,PTNO:34519814 | CILINDRO;MNFR:SANDVIK,PTNO:34519814 |  | SANDVIK | 34519814 | 1068336 @@ SANDVIK MINING & CONSTRUCTION | 34519814
STP_009 - Lot7 | Data Enrichment | RYM |  | 2023-11-09 |  |  | 1133920 | 1133920 |  |  |  | ERSA | M | 5000 | 1591051GZPCLNT100 | EA | 3000010 | CYLINDER;SAN,32809738 | CILINDRO;SAN,32809738 | CYLINDER;MNFR:SANDVIK,PTNO:32809738 | CILINDRO;MNFR:SANDVIK,PTNO:32809738 |  | SANDVIK | 32809738 | 1068336 @@ SANDVIK MINING & CONSTRUCTION | 32809738
STP_009 - Lot7 | Data Enrichment | RYM |  | 2023-11-09 |  |  | 1133925 | 1133925 |  |  |  | ERSA | M | 5000 | 1590980GZPCLNT100 | EA | 3000010 | CYLINDER;SAN,32180271 | CILINDRO;SAN,32180271 | CYLINDER;MNFR:SANDVIK,PTNO:32180271 | CILINDRO;MNFR:SANDVIK,PTNO:32180271 |  | SANDVIK | 32180271 | 1068336 @@ SANDVIK MINING & CONSTRUCTION | 32180271
STP_009 - Lot7 | Data Enrichment | RYM |  | 2023-11-09 |  |  | 1133929 | 1133929 |  |  |  | ERSA | M | 5000 | 1590950GZPCLNT100 | EA | 3000010 | CYLINDER;SAN,32011433 | CILINDRO;SAN,32011433 | CYLINDER;MNFR:SANDVIK,PTNO:32011433 | CILINDRO;MNFR:SANDVIK,PTNO:32011433 |  | SANDVIK | 32011433 | 1068336 @@ SANDVIK MINING & CONSTRUCTION | 32011433
STP_009 - Lot7 | Data Enrichment | NGB |  | 2023-11-09 |  |  | 1134063 | 1134063 | 1392124 | AU_QM_000235226 |  | ERSA | M | 2200 | 1392124GZPCLNT100 | EA |  | DISC HOLDER ASSY;ITEM 9;TYPE 627 PRESS. | DISC HOLDER ASSY;ITEM 9;TYPE 627 PRESS. | RETAINER,DISC,VALVE: DISC HOLDER ASSY;ITEM 9;TYPE 627 PRESS. REDUC.REGULATOR;PCV 45002-25NB;TO DWG 145-8-1039 LAUNDER NAT.GAS PRESS.CONTROL CIP LAUNDER HOOD BURNERS |  | RETAINER,DISC,VALVE:DISC HOLDER ASSY;ITEM 9;TYPE 627 PRESS. |  |  | 1071812 @@ PACIFIC CONTROLS PTY LIMITED | 1C4248X0212
STP_009 - Lot7 | Data Enrichment | PJR |  | 2023-11-09 |  |  | 1134165 | 1134165 | 1365374 | AU_QM_000167688 |  | ERSA | M | 5915 | 1365374GZPCLNT100 | EA |  | BY-PASS LINE, RIGHT REAR;: SERVICE LINE; | BY-PASS LINE, RIGHT REAR;: SERVICE LINE; | TUBE ASSEMBLY,METAL: BY-PASS LINE, RIGHT REAR;: SERVICE LINE; AUSCO BRAKE SYSTEM: TOYOTA LC 79 SERIES |  | TUBE ASSEMBLY,METAL:BY-PASS LINE, RIGHT REAR;: SERVICE LINE; |  |  | 1068254 @@ MOUNT ISA MINING SUPPLIES P/L | 97439
STP_009 - Lot7 | Data Enrichment | NGB |  | 2023-11-09 |  |  | 1134545 | 1134545 | 1447572 | AU_QM_001067628 |  | ERSA | M | 2200 | 1447572GZPCLNT100 | EA |  | DRY HOLE PQ/HWT; | DRY HOLE PQ/HWT; | HOLDER,VALVE: DRY HOLE PQ/HWT; LONGYEAR LM37 DIAMIOND DRILL |  | HOLDER,VALVE: DRY HOLE PQ/HWT; |  |  | 1068842 @@ AUSTRALASIAN MINING SERVICES | 1447572 | 1068617 @@ BOART LONGYEAR PTY LTD | 3540153
STP_009 - Lot7 | Data Enrichment | NGB |  | 2023-11-09 |  |  | 1134556 | 1134556 | 1446587 | AU_QM_001040401 |  | ERSA | M | 5915 | 1446587GZPCLNT100 | EA |  | CABLE ASSY H/BRAKE NO2 | CABLE ASSY H/BRAKE NO2 | CONTROL ASSEMBLY,PUSH-PULL: CABLE ASSY H/BRAKE NO2 |  | CONTROL ASSEMBLY,PUSH-PULL: CABLE ASSY H/BRAKE NO2 |  |  | 1068114 @@ BELL & MOIR - PARTS ORDERS ONLY | 46410-60750 | 1071809 @@ ASHDOWN ENTERPRISES | 46410-60750 | 1068087 @@ ASHDOWN INGRAM | 46410-60750
STP_009 - Lot7 | Data Enrichment | NGB |  | 2023-11-09 |  |  | 1134569 | 1134569 | 1446292 | AU_QM_001036078 |  | ERSA | M | 5915 | 1446292GZPCLNT100 | EA |  | DRIVE TRAIN BREATHER; | DRIVE TRAIN BREATHER; | BREATHER: DRIVE TRAIN BREATHER; |  | BREATHER: DRIVE TRAIN BREATHER; |  |  | 1068114 @@ BELL & MOIR - PARTS ORDERS ONLY | B5598
STP_009 - Lot7 | Data Enrichment | NGB |  | 2023-11-09 |  |  | 1134572 | 1134572 | 1445764 | AU_QM_001014687 |  | ERSA | M | 2200 | 1445764GZPCLNT100 | EA |  | CRANE AIRCON TX VALVE CAGE;M7 SIGMA | CRANE AIRCON TX VALVE CAGE;M7 SIGMA | HOLDER,VALVE: CRANE AIRCON TX VALVE CAGE;M7 SIGMA UNIT; CU SMELTER CRANE AIR CONDITIONER |  | HOLDER,VALVE: CRANE AIRCON TX VALVE CAGE;M7 SIGMA |  |  | 1068542 @@ KNORR-BREMSE AUSTRALIA PTY LTD | 1445764
STP_009 - Lot7 | Data Enrichment | CIR |  | 2023-11-09 |  |  | 1134618 | 1134618 | 1443818 | AU_QM_001002171 |  | ERSA | M | 2200 | 1443818GZPCLNT100 | EA |  | AOD PUMP BALL VALVE SEAT; | AOD PUMP BALL VALVE SEAT; | SEAT,VALVE: AOD PUMP BALL VALVE SEAT; HYTREL MATERIAL: GRACO AIR OPERATED DIAPHRAGM PUMP |  | SEAT,VALVE: AOD PUMP BALL VALVE SEAT; |  |  | 1068621 @@ COOPER FLUID SYSTEMS | 189-292
STP_009 - Lot7 | Data Enrichment | scv |  | 2023-11-09 |  |  | 1135066 | 1135066 | 1349477 | AU_QM_000125401 |  | ERSA | M | 1825 | 1349477GZPCLNT100 | EA |  | CAT TURBO OIL LINE INTEGRAL SEAL; | CAT TURBO OIL LINE INTEGRAL SEAL; | SEAL,NONMETAL SPECIAL SHAPED: CAT TURBO OIL LINE INTEGRAL SEAL; 1033254 TURBOCHARGER OIL LINE GRP; ELPHINSTONE R2900 LHD |  | SEAL,NONMETAL SPECIAL SHAPED: CAT TURBO OIL LINE INTEGRAL SEAL; |  |  | 1068181 @@ CNW (MOUNT ISA) ELECT WHOLESALER | 1349477 | 1068196 @@ HASTINGS DEERING(AUSTRALIA) LTD | 1262702
STP_009 - Lot7 | Data Enrichment | NGB |  | 2023-11-09 |  |  | 1135267 | 1135267 | 1448056 | AU_QM_001081405 |  | ERSA | M | 1600 | 1448056GZPCLNT100 | EA |  | CORD SWITCH; | CORD SWITCH; | SWITCH,PULL: CORD SWITCH; MINEGEM,TELE REMOTE LASER GUIDED SYSTEM |  | SWITCH,PULL:CORD SWITCH; |  |  | 1068196 @@ HASTINGS DEERING(AUSTRALIA) LTD | 1448056
STP_009 - Lot7 | Data Enrichment | PJR |  | 2023-11-09 |  |  | 1135314 | 1135314 | 1445233 | AU_QM_001009091 |  | ERSA | M | 1825 | 1445233GZPCLNT100 | EA |  | ASH 6/6 GLAND PACKING; | ASH 6/6 GLAND PACKING; | PACKING ASSY: ASH 6/6 GLAND PACKING; ASH 6/6 SRH PUMP |  | PACKING ASSY: ASH 6/6 GLAND PACKING; |  |  | 1068227 @@ WEIR MINERALS AUSTRALIA LTD | ASH AUS077-Q26
STP_009 - Lot7 | Data Enrichment | scv |  | 2023-11-09 |  |  | 1135379 | 1135379 | 1443812 | AU_QM_001002164 |  | ERSA | M | 1825 | 1443812GZPCLNT100 | EA |  | AOD PUMP U CUP PACKING;NITRILE; | AOD PUMP U CUP PACKING;NITRILE; | SEAL,PLAIN: AOD PUMP U CUP PACKING;NITRILE; GRACO AIR OPERATED DIAPHRAGM PUMP |  | SEAL,PLAIN: AOD PUMP U CUP PACKING;NITRILE; |  |  | 1068621 @@ COOPER FLUID SYSTEMS | 112-181
STP_009 - Lot7 | Data Enrichment | PJR |  | 2023-11-09 |  |  | 1135620 | 1135620 | 1431564 | AU_QM_000735274 |  | ERSA | M | 1600 | 1431564GZPCLNT100 | EA |  | CAT SINGLE PIN CONNECTOR; | CAT SINGLE PIN CONNECTOR; | INSERT,ELEC CONNECTOR: CAT SINGLE PIN CONNECTOR; |  | INSERT,ELEC CONNECTOR:CAT SINGLE PIN CONNECTOR; |  |  | 1068196 @@ HASTINGS DEERING(AUSTRALIA) LTD | 7N7780
STP_009 - Lot7 | Data Enrichment | scv |  | 2023-11-09 |  |  | 1135697 | 1135697 |  |  |  | ERSA | M | 1825 | 1427142GZPCLNT100 | EA |  | CAT BRAKE SERVICE SEAL; | CAT BRAKE SERVICE SEAL; | SEAL,PLAIN: CAT BRAKE SERVICE SEAL; CATERPILLAR 988B LOADER |  |  |  |  | 1068181 @@ CNW (MOUNT ISA) ELECT WHOLESALER | 1427142 | 1068196 @@ HASTINGS DEERING(AUSTRALIA) LTD | 5710579
STP_009 - Lot7 | Data Enrichment | NGB |  | 2023-11-09 |  |  | 1135720 | 1135720 | 1426236 | AU_QM_000369157 |  | ERSA | M | 1600 | 1426236GZPCLNT100 | EA |  | CAPACITANCE SWITCH | CAPACITANCE SWITCH | SWITCH,PROXIMITY: CAPACITANCE SWITCH |  | SWITCH,PROXIMITY: CAPACITANCE SWITCH |  |  | 1069660 @@ PACIFIC RIM TECHNICAL SERVICES | KI-2015-ABOA | 1068181 @@ CNW (MOUNT ISA) ELECT WHOLESALER | KI0016
STP_009 - Lot7 | Data Enrichment | RYM |  | 2023-11-09 |  |  | 1135730 | 1135730 | 1425277 | AU_QM_000347674 |  | ERSA | M | 5620 | 1425277GZPCLNT100 | EA |  | AIR SAW HYDRAULIC CYLINDER; | AIR SAW HYDRAULIC CYLINDER; | CYLINDER ASSEMBLY,LINEAR: AIR SAW HYDRAULIC CYLINDER; INGERSOL RAND AIR SAW |  | CYLINDER ASSEMBLY,LINEAR: AIR SAW HYDRAULIC CYLINDER; |  |  | 1068574 @@ SWANSTON TASMANIA PTY LTD | 3625209 | 1069739 @@ AIR & ALLIED SALES (PACIFIC) P/L | 1425277
STP_009 - Lot7 | Data Enrichment | scv |  | 2023-11-09 |  |  | 1135978 | 1135978 | 1468348 | AU_QM_007809661 |  | ERSA | M | 1825 | 1468348GZPCLNT100 | EA |  | CASING SEAL RING;GUNMETAL; | CASING SEAL RING;GUNMETAL; | SEAL RING,METAL: CASING SEAL RING;GUNMETAL; KANDL 10\"/10\"SCO 2-STAGE PUMP; DWG NO.C96885/A; MT ISA TERMINAL RESERVOIR PUMP STATION |  | SEAL RING,METAL:CASING SEAL RING;GUNMETAL; |  |  | 1069568 @@ FLOWSERVE PUMP DIVISION | 1468348
STP_009 - Lot7 | Data Enrichment | scv |  | 2023-11-09 |  |  | 1136002 | 1136002 | 1466408 | AU_QM_007125083 |  | ERSA | M | 5620 | 1466408GZPCLNT100 | EA |  | BOYLES 94P AIR MOTOR HOUSING; | BOYLES 94P AIR MOTOR HOUSING; | HOUSING,MECH DRIVE: BOYLES 94P AIR MOTOR HOUSING; RUSSELL TUYERE PUNCHER |  | HOUSING,MECH DRIVE: BOYLES 94P AIR MOTOR HOUSING; |  |  | 1068229 @@ RUSSELL MINERAL EQUIPMENT P/L | 2503330
STP_009 - Lot7 | Data Enrichment | PJR |  | 2023-11-09 |  |  | 1136078 | 1136078 | 1362127 | AU_QM_000161132 |  | ERSA | M | 5910 | 1362127GZPCLNT100 | EA |  | CLUTCH RELEASE CYLINDER TO FLEXIBLE HOSE | CLUTCH RELEASE CYLINDER TO FLEXIBLE HOSE | TUBE: CLUTCH RELEASE CYLINDER TO FLEXIBLE HOSE ; NO.2 |  | TUBE:CLUTCH RELEASE CYLINDER TO FLEXIBLE HOSE |  |  | 1068114 @@ BELL & MOIR - PARTS ORDERS ONLY | 3148260180
STP_009 - Lot7 | Data Enrichment | MKV |  | 2023-11-09 |  |  | 1136240 | 1136240 | 1366435 | AU_QM_000169118 |  | ERSA | M | 5910 | 1366435GZPCLNT100 | EA |  | ADDRESS PLUG; M4C; M6C SIMBA; D102 D503 | ADDRESS PLUG; M4C; M6C SIMBA; D102 D503 | PLUG: ADDRESS PLUG; M4C; M6C SIMBA; D102 D503 |  | PLUG:ADDRESS PLUG; M4C; M6C SIMBA; D102D503 |  |  | 1068108 @@ EPIROC AUSTRALIA PTY LTD | 9106220701
STP_009 - Lot7 | Data Enrichment | MKV |  | 2023-11-09 |  |  | 1136272 | 1136272 | 1366078 | AU_QM_000168700 |  | ERSA | M | 4000 | 1366078GZPCLNT100 | EA |  | AIR DRYER DESSICANT | AIR DRYER DESSICANT | DRIER,AIR/GAS,DESICCANT: AIR DRYER DESSICANT |  | DRIER,AIR/GAS,DESICCANT:AIR DRYER DESSICANT |  |  | 1068196 @@ HASTINGS DEERING(AUSTRALIA) LTD | 1366078
STP_009 - Lot7 | Data Enrichment | PJR |  | 2023-11-09 |  |  | 1136492 | 1136492 |  |  |  | ERSA | M | 5910 | 1444549GZPCLNT100 | EA |  | 1814B HYDRAULIC REDUCTION FITTING; | 1814B HYDRAULIC REDUCTION FITTING; | REDUCER,PIPE: 1814B HYDRAULIC REDUCTION FITTING; NORMET CHARMEC 1814B CHARGE VEHICLE |  |  |  |  | 1068143 @@ NORMET ASIA PACIFIC PTY LTD | 52434271
STP_009 - Lot7 | Data Enrichment | PJR |  | 2023-11-09 |  |  | 1136641 | 1136641 | 1439204 | AU_QM_000980444 |  | ERSA | M | 5920 | 1439204GZPCLNT100 | EA |  | DOBIKON 1014 ELEMENT; | DOBIKON 1014 ELEMENT; | INSERT,FLEX COUPLING: DOBIKON 1014 ELEMENT; COUPLING HALF SHAFT CONNECTION; NOM 160MM DIA SHAFT; BIKON 10/330 20/330 140/170 HALFS |  | INSERT,FLEX COUPLING: DOBIKON 1014 ELEMENT; |  |  | 1068409 @@ APPLIED INDUSTRIAL TECHNOLOGIES | 1439204 | 1068113 @@ SIEMENS LTD | 1014-140/160
STP_009 - Lot7 | Data Enrichment | MKV |  | 2023-11-09 |  |  | 1136866 | 1136866 | 1460724 | AU_QM_002542228 |  | ERSA | M | 5100 | 1460724GZPCLNT100 | EA |  | CARBON | CARBON | RESISTOR,FIXED: CARBON 22 OHM 1W,5% MAX TOLERANCE |  | RESISTOR,FIXED: CARBON |  |  | 1068181 @@ CNW (MOUNT ISA) ELECT WHOLESALER | 1460724
STP_009 - Lot7 | Data Enrichment | MKV |  | 2023-11-09 |  |  | 1136895 | 1136895 | 1457221 | AU_QM_001296862 |  | ERSA | M | 5100 | 1457221GZPCLNT100 | EA |  | CHARGE PRESSURE SENSOR; | CHARGE PRESSURE SENSOR; | TRANSMITTER,PRESSURE: CHARGE PRESSURE SENSOR; |  | TRANSMITTER,PRESSURE: CHARGE PRESSURE SENSOR; |  |  | 1068143 @@ NORMET ASIA PACIFIC PTY LTD | 55121701
STP_009 - Lot7 | Data Enrichment | scv |  | 2023-11-09 |  |  | 1137066 | 1137066 | 1348400 | AU_QM_000002519 |  | ERSA | M | 5010 | 1348400GZPCLNT100 | EA |  | DCS CUBICLE FAN ASSY; | DCS CUBICLE FAN ASSY; | FAN ASSY,CENTRIFUGAL: DCS CUBICLE FAN ASSY; YOKOGAWA CENTUM CS SYSTEM |  | FAN ASSY,CENTRIFUGAL: DCS CUBICLE FAN ASSY; |  |  | 1068101 @@ YOKOGAWA AUSTRALIA PTY LTD | AIP601
STP_009 - Lot7 | Data Enrichment | PJR |  | 2023-11-09 |  |  | 1137207 | 1137207 | 1366699 | AU_QM_000169567 |  | ERSA | M | 1640 | 1366699GZPCLNT100 | EA |  | CABLE CIRCULAR; 2.5MM; 2C E; 450/700V | CABLE CIRCULAR; 2.5MM; 2C E; 450/700V | WIRE,ELECTRICAL: CABLE CIRCULAR; 2.5MM; 2CANDE; 450/700V |  | WIRE,ELECTRICAL:CABLE CIRCULAR; 2.5MM; 2C&E; 450/700V |  |  | 1072013 @@ METAL MANUFACTURES PTY LTD | CBL2.52C&EC500
STP_009 - Lot7 | Data Enrichment | NGB |  | 2023-11-09 |  |  | 1137236 | 1137236 | 1364246 | AU_QM_000165202 |  | ERSA | M | 2000 | 1364246GZPCLNT100 | EA |  | CUTTINGS GUIDE | CUTTINGS GUIDE | GUIDE PIECE: CUTTINGS GUIDE |  | GUIDE PIECE:CUTTINGS GUIDE |  |  | 1068108 @@ EPIROC AUSTRALIA PTY LTD | 3128304781
STP_009 - Lot7 | Data Enrichment | scv |  | 2023-11-09 |  |  | 1137244 | 1137244 | 1363909 | AU_QM_000164418 |  | ERSA | M | 5620 | 1363909GZPCLNT100 | EA |  | CLAY GUN UPPER TROLLEY RFS BEARING HSG | CLAY GUN UPPER TROLLEY RFS BEARING HSG | HOUSING,BEARING: CLAY GUN UPPER TROLLEY RFS BEARING HSG C/W SEALING - CLOSED;DANIELI CORUS REF: 2983021/01/005-A ITEMS 15 AND 16; CU |  | HOUSING,BEARING:CLAY GUN UPPER TROLLEY RFS BEARING HSG |  |  | 1068756 @@ QUINTA RADDISON LTD | 1363909
STP_009 - Lot7 | Data Enrichment | scv |  | 2023-11-09 |  |  | 1137245 | 1137245 | 1363907 | AU_QM_000164400 |  | ERSA | M | 5620 | 1363907GZPCLNT100 | EA |  | CLAY GUN UPPER TROLLEY RFS BEARING HSG | CLAY GUN UPPER TROLLEY RFS BEARING HSG | HOUSING,BEARING: CLAY GUN UPPER TROLLEY RFS BEARING HSG C/W SEALING - OPEN;DANIELI CORUS REF: 2983021/01/005-A ITEMS 15 AND 16; CU I |  | HOUSING,BEARING:CLAY GUN UPPER TROLLEY RFS BEARING HSG |  |  | 1068756 @@ QUINTA RADDISON LTD | 1363907
STP_009 - Lot7 | Data Enrichment | NGB |  | 2023-11-09 |  |  | 1137447 | 1137447 | 1438560 | AU_QM_000971475 |  | ERSA | M | 4100 | 1438560GZPCLNT100 | EA |  | BC;BATTEN TYPE;LONG SKIRT; | BC;BATTEN TYPE;LONG SKIRT; | LAMPHOLDER: BC;BATTEN TYPE;LONG SKIRT; 3-PCE STRAIGHT;4 SCREW TERMINALS; STANDARD,68MM DIA BASE |  | LAMPHOLDER: BC;BATTEN TYPE;LONG SKIRT; |  |  | 1068181 @@ CNW (MOUNT ISA) ELECT WHOLESALER | 530WE
STP_009 - Lot7 | Data Enrichment | scv |  | 2023-11-09 |  |  | 1137596 | 1137596 | 1428951 | AU_QM_000552323 |  | ERSA | M | 5800 | 1428951GZPCLNT100 | EA |  | BODY;400MM VICKERS CYCLONE;C/W GASKET; | BODY;400MM VICKERS CYCLONE;C/W GASKET; | HOUSING,CYCLONE: BODY;400MM VICKERS CYCLONE;C/W GASKET; PBZN CONCENTRATOR HEAVY MEDIUM PLANT |  | HOUSING,CYCLONE:BODY;400MM VICKERS CYCLONE;C/W GASKET; |  |  | 1068221 @@ BRADKEN RESOURCES PTY LIMITED | B10153 | 1068226 @@ BRADKEN RESOURCES PTY LIMITED | B10153 | 1068164 @@ BRADKEN RESOURCES PTY LIMITED | B10153
STP_009 - Lot7 | Data Enrichment | RYM |  | 2023-11-09 |  |  | 1137663 | 1137663 | 1424321 | AU_QM_000334334 |  | ERSA | M | 5620 | 1424321GZPCLNT100 | EA |  | CRUSHER HYDRAULIC CYLINDER; | CRUSHER HYDRAULIC CYLINDER; | CYLINDER ASSEMBLY,LINEAR: CRUSHER HYDRAULIC CYLINDER; TRAYLOR-H JAW CRUSHER |  | CYLINDER ASSEMBLY,LINEAR: CRUSHER HYDRAULIC CYLINDER; |  |  | 1068336 @@ SANDVIK MINING & CONSTRUCTION | MP1711-C1
STP_009 - Lot7 | Data Enrichment | scv |  | 2023-11-09 |  |  | 1137689 | 1137689 | 1466238 | AU_QM_007124868 |  | ERSA | M | 5010 | 1466238GZPCLNT100 | EA |  | CONVERTER ROLLER SEAL RING; | CONVERTER ROLLER SEAL RING; | SEAL RING ASSEMBLY,LABYRINTH: CONVERTER ROLLER SEAL RING; CONVERTER NO.4 |  | SEAL RING ASSEMBLY,LABYRINTH: CONVERTER ROLLER SEAL RING; |  |  | 1068310 @@ BARKLY ENGINEERING | 1466238
STP_009 - Lot7 | Data Enrichment | scv |  | 2023-11-09 |  |  | 1137690 | 1137690 | 1466175 | AU_QM_007124621 |  | ERSA | M | 5620 | 1466175GZPCLNT100 | EA |  | D34KSL OUTER IMPELLER SHAFT LABYRINTH; | D34KSL OUTER IMPELLER SHAFT LABYRINTH; | SEAL RING ASSEMBLY,LABYRINTH: D34KSL OUTER IMPELLER SHAFT LABYRINTH; ITEM 72; TRANSFLUID D-34-KSL FLUID COUPLING |  | SEAL RING ASSEMBLY,LABYRINTH: D34KSL OUTER IMPELLER SHAFT LABYRINTH; |  |  | 1068418 @@ CONSOLIDATED BEARING CO (QLD) | D-34-KSL ITEM 72
STP_009 - Lot7 | Data Enrichment | scv |  | 2023-11-09 |  |  | 1137692 | 1137692 | 1466170 | AU_QM_007124616 |  | ERSA | M | 5620 | 1466170GZPCLNT100 | EA |  | D34KSL INNER IMPELLER SHAFT LABYRINTH; | D34KSL INNER IMPELLER SHAFT LABYRINTH; | SEAL RING ASSEMBLY,LABYRINTH: D34KSL INNER IMPELLER SHAFT LABYRINTH; ITEM 60; TRANSFLUID D-34-KSL FLUID COUPLING |  | SEAL RING ASSEMBLY,LABYRINTH: D34KSL INNER IMPELLER SHAFT LABYRINTH; |  |  | 1068418 @@ CONSOLIDATED BEARING CO (QLD) | D-34-KSL ITEM 60
STP_009 - Lot7 | Data Enrichment | scv |  | 2023-11-09 |  |  | 1137709 | 1137709 | 1465847 | AU_QM_007124080 |  | ERSA | M | 5620 | 1465847GZPCLNT100 | EA |  | BOWMAN OIL COOLER END COVER ASSY; | BOWMAN OIL COOLER END COVER ASSY; | HOUSING,OIL COOLER: BOWMAN OIL COOLER END COVER ASSY; 1-1/2"F.BSP CONNECTION; BOWMAN GL140-1428-2 OIL COOLER |  | HOUSING,OIL COOLER: BOWMAN OIL COOLER END COVER ASSY; |  |  | 1068100 @@ BERENDSEN FLUID POWER | GL3-3141CI | 1069581 @@ CUSTOM FLUID POWER P/L | GL3-3141CI
STP_009 - Lot7 | Data Enrichment | scv |  | 2023-11-09 |  |  | 1138022 | 1138022 | 1466315 | AU_QM_007124969 |  | ERSA | M | 5010 | 1466315GZPCLNT100 | EA |  | CONVERTER ROLLER THRUST SEAL RING; | CONVERTER ROLLER THRUST SEAL RING; | SEAL RING ASSEMBLY,LABYRINTH: CONVERTER ROLLER THRUST SEAL RING; CONVERTER NO.4 |  | SEAL RING ASSEMBLY,LABYRINTH: CONVERTER ROLLER THRUST SEAL RING; |  |  | 1068310 @@ BARKLY ENGINEERING | 1466315
STP_009 - Lot7 | Data Enrichment | NGB |  | 2023-11-09 |  |  | 1138037 | 1138037 | 1351240 | AU_QM_000135529 |  | ERSA | M | 1600 | 1351240GZPCLNT100 | EA |  | BRUSH HOLDER; EARTH ASSEMBLY;;500CB FRAM | BRUSH HOLDER; EARTH ASSEMBLY;;500CB FRAM | HOLDER ASSY,ELEC CONTACT BRUSH: BRUSH HOLDER; EARTH ASSEMBLY;;500CB FRAM E TECO; |  | HOLDER ASSY,ELEC CONTACT BRUSH: BRUSH HOLDER; EARTH ASSEMBLY;;500CB FRAM |  |  | 1068121 @@ TECO AUSTRALIA PTY LTD | 108/BRUSHEARTH
STP_009 - Lot7 | Data Enrichment | scv |  | 2023-11-09 |  |  | 1138052 | 1138052 | 1349476 | AU_QM_000125377 |  | ERSA | M | 1825 | 1349476GZPCLNT100 | EA |  | CAT CYLINDER BLOCK COVER INTEGRAL SEAL; | CAT CYLINDER BLOCK COVER INTEGRAL SEAL; | SEAL,NONMETAL SPECIAL SHAPED: CAT CYLINDER BLOCK COVER INTEGRAL SEAL; 1459276 COVER GRP; ELPHINSTONE R2900 LHD |  | SEAL,NONMETAL SPECIAL SHAPED: CAT CYLINDER BLOCK COVER INTEGRAL SEAL; |  |  | 1068196 @@ HASTINGS DEERING(AUSTRALIA) LTD | 1264935 | 1068181 @@ CNW (MOUNT ISA) ELECT WHOLESALER | 1349476
STP_009 - Lot7 | Data Enrichment | MKV |  | 2023-11-09 |  |  | 1138071 | 1138071 | 1348770 | AU_QM_000028050 |  | ERSA | M | 5915 | 1348770GZPCLNT100 | EA |  | CAT POWERTRAIN DRAIN PLUG; | CAT POWERTRAIN DRAIN PLUG; | PLUG,MACHINE,MAGNETIC: CAT POWERTRAIN DRAIN PLUG; CATERPILLAR MOBILE EQUIPMENT |  | PLUG,MACHINE,MAGNETIC:CAT POWERTRAIN DRAIN PLUG; |  |  | 1068181 @@ CNW (MOUNT ISA) ELECT WHOLESALER | 1348770 | 1068196 @@ HASTINGS DEERING(AUSTRALIA) LTD | 5P4484
STP_009 - Lot7 | Data Enrichment | NGB |  | 2023-11-09 |  |  | 1138194 | 1138194 | 1366947 | AU_QM_000170041 |  | ERSA | M | 1600 | 1366947GZPCLNT100 | EA |  | CUSTOMIZED NETWORK SWITCH | CUSTOMIZED NETWORK SWITCH | SWITCH: CUSTOMIZED NETWORK SWITCH |  | SWITCH:CUSTOMIZED NETWORK SWITCH |  |  | 1068181 @@ CNW (MOUNT ISA) ELECT WHOLESALER | RSP25-11003Z6TT-SCCZ9HPE2SXX.X
STP_009 - Lot7 | Data Enrichment | RYM |  | 2023-11-09 |  |  | 1138407 | 1138407 | 1447342 | AU_QM_001062249 |  | ERSA | M | 5915 | 1447342GZPCLNT100 | EA |  | DART PLUG ACTUATOR FITTED WITH IP6100; | DART PLUG ACTUATOR FITTED WITH IP6100; | CYLINDER,AIR; DART PLUG ACTUATOR FITTED WITH IP6100; POSITIONER, SS PISTON ROD; SS TIE RODS; H/C STEEL BARREL, FLOATING JOINT; IC4 FLOTATION |  | CYLINDER,AIR; DART PLUG ACTUATOR FITTED WITH IP6100; |  |  | 1068125 @@ SMC CORPORATION (AUSTRALIA) PTY LTD | 1447342
STP_009 - Lot7 | Data Enrichment | NGB |  | 2023-11-09 |  |  | 1138416 | 1138416 | 1446586 | AU_QM_001040393 |  | ERSA | M | 5915 | 1446586GZPCLNT100 | EA |  | CABLE ASSY H/BRAKE | CABLE ASSY H/BRAKE | CONTROL ASSEMBLY,PUSH-PULL: CABLE ASSY H/BRAKE |  | CONTROL ASSEMBLY,PUSH-PULL: CABLE ASSY H/BRAKE |  |  | 1068114 @@ BELL & MOIR - PARTS ORDERS ONLY | 46420-60030 | 1068087 @@ ASHDOWN INGRAM | 46420-60030 | 1071809 @@ ASHDOWN ENTERPRISES | 1446586
STP_009 - Lot7 | Data Enrichment | scv |  | 2023-11-09 |  |  | 1138443 | 1138443 | 1443425 | AU_QM_001000516 |  | ERSA | M | 1825 | 1443425GZPCLNT100 | EA |  | AD40 BODY SEAL; | AD40 BODY SEAL; | SEAL,RUBBER,SPECIAL: AD40 BODY SEAL; FRAME AND BODY SUBASSY; ELPHINSTONE AD40 SER.I/II DUMP TRUCKS |  | SEAL,RUBBER,SPECIAL:AD40 BODY SEAL; |  |  | 1068196 @@ HASTINGS DEERING(AUSTRALIA) LTD | 1443425
STP_009 - Lot7 | Data Enrichment | scv |  | 2023-11-09 |  |  | 1138552 | 1138552 | 1438916 | AU_QM_000975979 |  | ERSA | M | 1825 | 1438916GZPCLNT100 | EA |  | CLUTCH CYLINDER SEAL;RED NBR MATERIAL; | CLUTCH CYLINDER SEAL;RED NBR MATERIAL; | SEAL,PLAIN: CLUTCH CYLINDER SEAL;RED NBR MATERIAL; 200MM NB X 250MM OD;4MM THK RED NBR; 25MM H EXTERNAL CUP FACE; X41 P49 WINDER CLUTCH ASSY |  | SEAL,PLAIN: CLUTCH CYLINDER SEAL;RED NBR MATERIAL; |  |  | 1068409 @@ APPLIED INDUSTRIAL TECHNOLOGIES | R85097 NBR
STP_009 - Lot7 | Data Enrichment | MKV |  | 2023-11-09 |  |  | 1138581 | 1138581 | 1438387 | AU_QM_000969345 |  | ERSA | M | 1600 | 1438387GZPCLNT100 | EA |  | BRIDGE;1 PHASE;15 AMP; | BRIDGE;1 PHASE;15 AMP; | RECTIFIER: BRIDGE;1 PHASE;15 AMP; |  | RECTIFIER:BRIDGE;1 PHASE;15 AMP; |  |  | 1068181 @@ CNW (MOUNT ISA) ELECT WHOLESALER | GBPC2510
STP_009 - Lot7 | Data Enrichment | scv |  | 2023-11-09 |  |  | 1138583 | 1138583 | 1438313 | AU_QM_000968248 |  | ERSA | M | 1825 | 1438313GZPCLNT100 | EA |  | BULL GEAR SHAFT SEAL;SEGMENTED CARBON; | BULL GEAR SHAFT SEAL;SEGMENTED CARBON; | SEAL RING,NONMETAL: BULL GEAR SHAFT SEAL;SEGMENTED CARBON; (10 SEGMENTS PER SEAL);ITEM 1030; SCHIELE COMPRESSOR NO.190 109 00 MPS AIR BOOSTER COMPRESSORS |  | SEAL RING,NONMETAL: BULL GEAR SHAFT SEAL;SEGMENTED CARBON; |  |  | 1069676 @@ IPS AUSTRALIA | 1438313
STP_009 - Lot7 | Data Enrichment | PJR |  | 2023-11-09 |  |  | 1138673 | 1138673 | 1433234 | AU_QM_000765233 |  | ERSA | M | 2200 | 1433234GZPCLNT100 | EA |  | COMPACT CP721-3-B-0-050-O | COMPACT CP721-3-B-0-050-O | INSERT,CARTRIDGE VALVE: COMPACT CP721-3-B-0-050-O |  | INSERT,CARTRIDGE VALVE: COMPACT CP721-3-B-0-050-O |  |  | 1068156 @@ BOSCH REXROTH PTY LTD | CP721-3-B-0-050-O
STP_009 - Lot7 | Data Enrichment | MKV |  | 2023-11-09 |  |  | 1138675 | 1138675 |  |  |  | ERSA | M | 1600 | 1432570GZPCLNT100 | EA |  | CAT EQUIPMENT SERVICE; | CAT EQUIPMENT SERVICE; | PLUG: CAT EQUIPMENT SERVICE; |  |  |  |  | 1068181 @@ CNW (MOUNT ISA) ELECT WHOLESALER | 1432570 | 1068196 @@ HASTINGS DEERING(AUSTRALIA) LTD | 9S8006
STP_009 - Lot7 | Data Enrichment | scv |  | 2023-11-09 |  |  | 1138715 | 1138715 | 1429908 | AU_QM_000630576 |  | ERSA | M | 1825 | 1429908GZPCLNT100 | EA |  | CAT 3406/3408/3412 ENGINE CRANKSHAFT | CAT 3406/3408/3412 ENGINE CRANKSHAFT | SEAL,PLAIN: CAT 3406/3408/3412 ENGINE CRANKSHAFT REAR SEAL; ELPHINSTONE R2900 LHD AND AD40 II TRUCK |  | SEAL,PLAIN: CAT 3406/3408/3412 ENGINE CRANKSHAFT |  |  | 1068181 @@ CNW (MOUNT ISA) ELECT WHOLESALER | 1429908 | 1068196 @@ HASTINGS DEERING(AUSTRALIA) LTD | 1425868
STP_009 - Lot7 | Data Enrichment | scv |  | 2023-11-09 |  |  | 1138765 | 1138765 | 1426410 | AU_QM_000385302 |  | ERSA | M | 1825 | 1426410GZPCLNT100 | EA |  | COMPLETE CARTRIDGE | COMPLETE CARTRIDGE | SEAL: COMPLETE CARTRIDGE RRSM-0950-7AAY-A003 ON PUMP 6X130A-8 |  | SEAL:COMPLETE CARTRIDGE |  |  | 1070546 @@ JOHN CRANE AUSTRALIA PTY LTD | 1426410
STP_009 - Lot7 | Data Enrichment | scv |  | 2023-11-09 |  |  | 1138766 | 1138766 | 1426396 | AU_QM_000384644 |  | ERSA | M | 1825 | 1426396GZPCLNT100 | EA |  | AIR, HIGH SPEED SHAFT | AIR, HIGH SPEED SHAFT | SEAL: AIR, HIGH SPEED SHAFT |  | SEAL:AIR, HIGH SPEED SHAFT |  |  | 1068784 @@ CAPS AUSTRALIA PTY LTD | 1426396
STP_009 - Lot7 | Data Enrichment | scv |  | 2023-11-09 |  |  | 1138778 | 1138778 | 1426041 | AU_QM_000363788 |  | ERSA | M | 1825 | 1426041GZPCLNT100 | EA |  | CRANE | CRANE | SEAL ASSEMBLY,SHAFT,MECHANICAL: CRANE PUMP MODEL:TKL-ISO 200X150-315 |  | SEAL ASSEMBLY,SHAFT,MECHANICAL: CRANE |  |  | 1069568 @@ FLOWSERVE PUMP DIVISION | AK80002
STP_009 - Lot7 | Data Enrichment | scv |  | 2023-11-09 |  |  | 1138879 | 1138879 | 1465302 | AU_QM_007123202 |  | ERSA | M | 1825 | 1465302GZPCLNT100 | EA |  | BURKERT PISTON VALVE ACTUATOR; | BURKERT PISTON VALVE ACTUATOR; | SEAL SET: BURKERT PISTON VALVE ACTUATOR; |  | SEAL SET: BURKERT PISTON VALVE ACTUATOR; |  |  | 1068100 @@ BERENDSEN FLUID POWER | 011-372-U | 1069581 @@ CUSTOM FLUID POWER P/L | 011-372-U
STP_009 - Lot7 | Data Enrichment | scv |  | 2023-11-09 |  |  | 1138978 | 1138978 | 1451140 | AU_QM_001146885 |  | ERSA | M | 1825 | 1451140GZPCLNT100 | EA |  | BM03 LABYRINTH SEAL; ALUMINIUM; | BM03 LABYRINTH SEAL; ALUMINIUM; | SEAL RING ASSEMBLY,LABYRINTH: BM03 LABYRINTH SEAL; ALUMINUM; BALL MILL NO. 3 |  | SEAL RING ASSEMBLY,LABYRINTH: BM03 LABYRINTH SEAL; ALUMINIUM; |  |  | 1071825 @@ METEC METALLISING TECH PTY LTD | Q6954/02
STP_009 - Lot7 | Data Enrichment | CIR |  | 2023-11-09 |  |  | 1138995 | 1138995 | 1472001 | AU_QM_009407198 |  | ERSA | M | 2200 | 1472001GZPCLNT100 | EA |  | DRAWING REVISION: C | DRAWING REVISION: C | SEAT,VALVE: DRAWING REVISION: C |  | SEAT,VALVE: DRAWING REVISION: C |  |  | 1072016 @@ BUNDABERG FOUNDRY ENGINEERS LTD | 148-6-406/ ,MK.3
STP_009 - Lot7 | Data Enrichment | scv |  | 2023-11-09 |  |  | 1138999 | 1138999 | 1471406 | AU_QM_009210077 |  | ERSA | M | 1825 | 1471406GZPCLNT100 | EA |  | ALUMINIUM | ALUMINIUM | SEAL RING ASSEMBLY,LABYRINTH: ALUMINUM CODE AE30678 X 41'6 LONG FIN SEAL IN HALVES |  | SEAL RING ASSEMBLY,LABYRINTH: ALUMINIUM |  |  | 1068409 @@ APPLIED INDUSTRIAL TECHNOLOGIES | 1471406 | 1068418 @@ CONSOLIDATED BEARING CO (QLD) | TS48-2-4148
STP_009 - Lot7 | Data Enrichment | PJR |  | 2023-11-09 |  |  | 1139058 | 1139058 |  |  |  | ERSA | M | 5920 | 1349494GZPCLNT100 | EA |  | CAT ENGINE OIL PICKUP TUBE; | CAT ENGINE OIL PICKUP TUBE; | TUBE ASSEMBLY,METAL: CAT ENGINE OIL PICKUP TUBE; 1093287 OIL PAN GRP; ELPHINSTONE R2900 LHD |  |  |  |  | 1068196 @@ HASTINGS DEERING(AUSTRALIA) LTD | 4P7373
STP_009 - Lot7 | Data Enrichment | MKV |  | 2023-11-09 |  |  | 1139065 | 1139065 | 1349402 | AU_QM_000119966 |  | ERSA | M | 5920 | 1349402GZPCLNT100 | EA |  | CAT ENGINE VIBRATION DAMPER; | CAT ENGINE VIBRATION DAMPER; | DAMPENER,VIBRATION: CAT ENGINE VIBRATION DAMPER; 4P5893 DAMPER GRP; ELPHINSTONE R2900 LHD |  | DAMPENER,VIBRATION: CAT ENGINE VIBRATION DAMPER; |  |  | 1068196 @@ HASTINGS DEERING(AUSTRALIA) LTD | 7E9520
STP_009 - Lot7 | Data Enrichment | scv |  | 2023-11-09 |  |  | 1139221 | 1139221 | 1365030 | AU_QM_000167261 |  | ERSA | M | 1540 | 1365030GZPCLNT100 | EA |  | BASE STUD; ; 10X8 UMD MILMAX PUMP | BASE STUD; ; 10X8 UMD MILMAX PUMP | STUD: BASE STUD; ; 10X8 UMD MILMAX PUMP |  | STUD:BASE STUD; ; 10X8 UMD MILMAX PUMP |  |  | 1068162 @@ FLSMIDTH PTY LTD | 1365030
STP_009 - Lot7 | Data Enrichment | MKV |  | 2023-11-09 |  |  | 1139416 | 1139416 | 1442821 | AU_QM_000997730 |  | ERSA | M | 5100 | 1442821GZPCLNT100 | EA |  | AD40/D250E POWERTRAIN CONTROL MODULE; | AD40/D250E POWERTRAIN CONTROL MODULE; | ELECTRONIC MODULE: AD40/D250E POWERTRAIN CONTROL MODULE; TRANSMISSION POSITION SENSOR GROUP; CATERPILLAR D250E ARTICULATED TRUCK ELPHINSTONE AD40 I/II DUMP TRUCKS |  | ELECTRONIC MODULE:AD40/D250E POWERTRAIN CONTROL MODULE; |  |  | 1068181 @@ CNW (MOUNT ISA) ELECT WHOLESALER | 1442821 | 1068196 @@ HASTINGS DEERING(AUSTRALIA) LTD | 1267896
STP_009 - Lot7 | Data Enrichment | scv |  | 2023-11-09 |  |  | 1139453 | 1139453 | 1442020 | AU_QM_000993365 |  | ERSA | M | 5100 | 1442020GZPCLNT100 | EA |  | AOIP EPMA2 LIQUID RESISTANCE STARTER; | AOIP EPMA2 LIQUID RESISTANCE STARTER; | STARTER,MOTOR: AOIP EPMA2 LIQUID RESISTANCE STARTER; ISA MILL SERVICE |  | STARTER,MOTOR:AOIP EPMA2 LIQUID RESISTANCE STARTER; |  |  | 1068620 @@ CSE-UNISERVE PTY LIMITED | 1442020
STP_009 - Lot7 | Data Enrichment | NGB |  | 2023-11-09 |  |  | 1139502 | 1139502 | 1438911 | AU_QM_000975920 |  | ERSA | M | 5100 | 1438911GZPCLNT100 | EA |  | COMBINED LOW OIL LEVEL SWITCH | COMBINED LOW OIL LEVEL SWITCH | SWITCH,FLOAT,LIQUID LEVEL: COMBINED LOW OIL LEVEL SWITCH AND OIL LEVEL CONTROLLER;SS304 FLOAT; 1/2\"NPT OIL CONNECT;TENZALLOY CASE; |  | SWITCH,FLOAT,LIQUID LEVEL:COMBINED LOW OIL LEVEL SWITCH |  |  | 1068100 @@ BERENDSEN FLUID POWER | LR589
STP_009 - Lot7 | Data Enrichment | MKV |  | 2023-11-09 |  |  | 1139585 | 1139585 |  |  |  | ERSA | M | 5910 | 1436455GZPCLNT100 | EA |  | CAT EQUIPMENT SERVICE; | CAT EQUIPMENT SERVICE; | PLUG: CAT EQUIPMENT SERVICE; |  |  |  |  | 1068181 @@ CNW (MOUNT ISA) ELECT WHOLESALER | 1436455 | 1068196 @@ HASTINGS DEERING(AUSTRALIA) LTD | 9S8003
STP_009 - Lot7 | Data Enrichment | MKV |  | 2023-11-09 |  |  | 1139820 | 1139820 | 1466143 | AU_QM_007124584 |  | ERSA | M | 5100 | 1466143GZPCLNT100 | EA |  | CIP FAN DUCTING RTD;PT100 OHM; | CIP FAN DUCTING RTD;PT100 OHM; | TRANSMITTER,TEMP,ELEC: CIP FAN DUCTING RTD;PT100 OHM; 100 OHM @ 0 DEG C; MIMDWG 149-6-6355 ITEM 23; INDUSTRIAL THERMOCOUPLE SUPPLIES |  | TRANSMITTER,TEMP,ELEC:CIP FAN DUCTING RTD;PT100 OHM; |  |  | 1068181 @@ CNW (MOUNT ISA) ELECT WHOLESALER | 4INDITS-ALH-001
STP_009 - Lot7 | Data Enrichment | NGB |  | 2023-11-09 |  |  | 1139915 | 1139915 | 1453227 | AU_QM_001206630 |  | ERSA | M | 5100 | 1453227GZPCLNT100 | EA |  | CIRCUIT BREAKER 2 POLE 4A 10KA C CURVE; | CIRCUIT BREAKER 2 POLE 4A 10KA C CURVE; | RELAY,THERMAL OVERLOAD: CIRCUIT BREAKER 2 POLE 4A 10KA C CURVE; |  | RELAY,THERMAL OVERLOAD: CIRCUIT BREAKER 2 POLE 4A 10KA C CURVE; |  |  | 1068181 @@ CNW (MOUNT ISA) ELECT WHOLESALER | DTCB10204C
STP_009 - Lot7 | Data Enrichment | scv |  | 2023-11-09 |  |  | 1139920 | 1139920 | 1452546 | AU_QM_001190669 |  | ERSA | M | 5910 | 1452546GZPCLNT100 | EA |  | DISCHARGE PIPE; | DISCHARGE PIPE; | PIPE: DISCHARGE PIPE; 150SV-SPR PUMP; BM04 SUMP PUMP; |  | PIPE:DISCHARGE PIPE; |  |  | 1068227 @@ WEIR MINERALS AUSTRALIA LTD | SVR15154LNR00
STP_009 - Lot7 | Data Enrichment | scv |  | 2023-11-09 |  |  | 1139921 | 1139921 | 1452545 | AU_QM_001190651 |  | ERSA | M | 1540 | 1452545GZPCLNT100 | EA |  | COLUMN STUD; | COLUMN STUD; | STUD: COLUMN STUD; 150SV-SPR; BM04 SUMP PUMP; |  | STUD:COLUMN STUD; |  |  | 1068227 @@ WEIR MINERALS AUSTRALIA LTD | M36Z3-100SN
STP_009 - Lot7 | Data Enrichment | PJR |  | 2023-11-09 |  |  | 1140061 | 1140061 | 1351448 | AU_QM_000135954 |  | ERSA | M | 2200 | 1351448GZPCLNT100 | EA |  | COUNTERBALANCE VALVE;(1CEB120P35S3) | COUNTERBALANCE VALVE;(1CEB120P35S3) | INSERT,CARTRIDGE VALVE: COUNTERBALANCE VALVE;(1CEB120P35S3) 3:1 RATIO; ENTERPRISE LOAD STATION LOAD FLASK |  | INSERT,CARTRIDGE VALVE: COUNTERBALANCE VALVE;(1CEB120P35S3) |  |  | 1068156 @@ BOSCH REXROTH PTY LTD | 1CEB120P35S3
STP_009 - Lot7 | Data Enrichment | PJR |  | 2023-11-09 |  |  | 1140062 | 1140062 | 1351445 | AU_QM_000135947 |  | ERSA | M | 2200 | 1351445GZPCLNT100 | EA |  | COUNTERBALANCE VALVE;(1CEB30F35S5) | COUNTERBALANCE VALVE;(1CEB30F35S5) | INSERT,CARTRIDGE VALVE: COUNTERBALANCE VALVE;(1CEB30F35S5) 5:1 RATIO; ENTERPRISE 20L AND 25L COLLAR DOORS |  | INSERT,CARTRIDGE VALVE: COUNTERBALANCE VALVE;(1CEB30F35S5) |  |  | 1068156 @@ BOSCH REXROTH PTY LTD | AVC30
STP_009 - Lot7 | Data Enrichment | PJR |  | 2023-11-09 |  |  | 1140063 | 1140063 | 1351441 | AU_QM_000135939 |  | ERSA | M | 2200 | 1351441GZPCLNT100 | EA |  | COUNTERBALANCE VALVE;55L/MIN MAX FLOW; | COUNTERBALANCE VALVE;55L/MIN MAX FLOW; | INSERT,CARTRIDGE VALVE: COUNTERBALANCE VALVE;55L/MIN MAX FLOW; (OVERCENTRE) ENTERPRISE 20L AND 25L COLLAR DOORS |  | INSERT,CARTRIDGE VALVE: COUNTERBALANCE VALVE;55L/MIN MAX FLOW; |  |  | 1068156 @@ BOSCH REXROTH PTY LTD | CP440-1-B-O-E-B-***-4.5-005
STP_009 - Lot7 | Data Enrichment | PJR |  | 2023-11-09 |  |  | 1140075 | 1140075 | 1350069 | AU_QM_000132145 |  | ERSA | M | 2200 | 1350069GZPCLNT100 | EA |  | CARTRIDGE VALVE;RH SIDE;HEAD END;;R1700 | CARTRIDGE VALVE;RH SIDE;HEAD END;;R1700 | INSERT,CARTRIDGE VALVE: CARTRIDGE VALVE;RH SIDE;HEAD END;;R1700 SBR RIDE CONTROL; |  | INSERT,CARTRIDGE VALVE: CARTRIDGE VALVE;RH SIDE;HEAD END;;R1700 |  |  | 1068342 @@ ISADRAULICS | GS060800N
STP_009 - Lot7 | Data Enrichment | PJR |  | 2023-11-09 |  |  | 1140076 | 1140076 | 1350068 | AU_QM_000132144 |  | ERSA | M | 2200 | 1350068GZPCLNT100 | EA |  | CARTRIDGE VALVE;LH SIDE;HEAD END;;R1700 | CARTRIDGE VALVE;LH SIDE;HEAD END;;R1700 | INSERT,CARTRIDGE VALVE: CARTRIDGE VALVE;LH SIDE;HEAD END;;R1700 SBR RIDE CONTROL; |  | INSERT,CARTRIDGE VALVE: CARTRIDGE VALVE;LH SIDE;HEAD END;;R1700 |  |  | 1068342 @@ ISADRAULICS | GS060700N
STP_009 - Lot7 | Data Enrichment | NGB |  | 2023-11-09 |  |  | 1140153 | 1140153 | 1392121 | AU_QM_000235150 |  | ERSA | M | 2200 | 1392121GZPCLNT100 | EA |  | DISC HOLDER ASSY;ITEM 13;SER.299HS PRESS | DISC HOLDER ASSY;ITEM 13;SER.299HS PRESS | RETAINER,DISC,VALVE: DISC HOLDER ASSY;ITEM 13;SER.299HS PRESS REDUC.REGULATOR;PCV 45024.5 AND 6;TO DWG 145-8-1039 LAUNDER NAT.GAS PR |  | RETAINER,DISC,VALVE:DISC HOLDER ASSY;ITEM 13;SER.299HS PRESS |  |  | 1071812 @@ PACIFIC CONTROLS PTY LIMITED | 1P7349000A2
STP_009 - Lot7 | Data Enrichment | PJR |  | 2023-11-09 |  |  | 1140259 | 1140259 | 1447115 | AU_QM_001053784 |  | ERSA | M | 4045 | 1447115GZPCLNT100 | EA |  | BUSH 3/8 OD X 1/8 ID;HYDRAULIC FITTING; | BUSH 3/8 OD X 1/8 ID;HYDRAULIC FITTING; | REDUCER: BUSH 3/8 OD X 1/8 ID;HYDRAULIC FITTING; ELPHINSTONE AD55 |  | REDUCER:BUSH 3/8 OD X 1/8 ID;HYDRAULIC FITTING; |  |  | 1068181 @@ CNW (MOUNT ISA) ELECT WHOLESALER | 1447115 | 1068196 @@ HASTINGS DEERING(AUSTRALIA) LTD | 3B7721
STP_009 - Lot7 | Data Enrichment | NGB |  | 2023-11-09 |  |  | 1140285 | 1140285 | 1445491 | AU_QM_001010577 |  | ERSA | M | 2200 | 1445491GZPCLNT100 | EA |  | DUST VALVE SLIDING BLOCK; | DUST VALVE SLIDING BLOCK; | SLIDE PIECE: DUST VALVE SLIDING BLOCK; MIMDWG 163-B6-598 MK4; 250NB DOUBLE DUMP DUST FLAP VALVE |  | SLIDE PIECE:DUST VALVE SLIDING BLOCK; |  |  | 1068544 @@ HEAVYMECH PTY LTD | 1445491
STP_009 - Lot7 | Data Enrichment | CIR |  | 2023-11-09 |  |  | 1140343 | 1140343 | 1443819 | AU_QM_001002173 |  | ERSA | M | 2200 | 1443819GZPCLNT100 | EA |  | AOD PUMP BALL VALVE SEAT; | AOD PUMP BALL VALVE SEAT; | SEAT,VALVE: AOD PUMP BALL VALVE SEAT; SANTOPRENE MATERIAL: GRACO AIR OPERATED DIAPHRAGM PUMP |  | SEAT,VALVE: AOD PUMP BALL VALVE SEAT; |  |  | 1068621 @@ COOPER FLUID SYSTEMS | 189-290
STP_009 - Lot7 | Data Enrichment | scv |  | 2023-11-09 |  |  | 1140457 | 1140457 | 1437539 | AU_QM_000954834 |  | ERSA | M | 5800 | 1437539GZPCLNT100 | EA |  | D26B APEX CYCLONE HOUSING;CARBON STEEL; | D26B APEX CYCLONE HOUSING;CARBON STEEL; | HOUSING,CYCLONE: D26B APEX CYCLONE HOUSING;CARBON STEEL; KREBS D26B CYCLONE |  | HOUSING,CYCLONE:D26B APEX CYCLONE HOUSING;CARBON STEEL; |  |  | 1068162 @@ FLSMIDTH PTY LTD | 1471352
STP_009 - Lot7 | Data Enrichment | MKV |  | 2023-11-09 |  |  | 1140545 | 1140545 | 1429866 | AU_QM_000629796 |  | ERSA | M | 5620 | 1429866GZPCLNT100 | EA |  | CAT 4N2452 WATER LINES; | CAT 4N2452 WATER LINES; | PLUG,MACHINE THREAD: CAT 4N2452 WATER LINES; |  | PLUG,MACHINE THREAD:CAT 4N2452 WATER LINES; |  |  | 1068181 @@ CNW (MOUNT ISA) ELECT WHOLESALER | 1429866 | 1068196 @@ HASTINGS DEERING(AUSTRALIA) LTD | 5M6214
STP_009 - Lot7 | Data Enrichment | MKV |  | 2023-11-09 |  |  | 1140783 | 1140783 | 1461501 | AU_QM_002703430 |  | ERSA | M | 2200 | 1461501GZPCLNT100 | EA |  | ASTM GRADE.416 STAINLESS STEEL | ASTM GRADE.416 STAINLESS STEEL | PLUG,VALVE: ASTM GRADE.416 STAINLESS STEEL |  | PLUG,VALVE: ASTM GRADE.416 STAINLESS STEEL |  |  | 1071812 @@ PACIFIC CONTROLS PTY LIMITED | 1V657546172
STP_009 - Lot7 | Data Enrichment | MKV |  | 2023-11-09 |  |  | 1140859 | 1140859 | 1455053 | AU_QM_001245172 |  | ERSA | M | 4090 | 1455053GZPCLNT100 | EA |  | DAMPER,SHIMMY: | DAMPER,SHIMMY: | DAMPER,SHIMMY: |  | DAMPER,SHIMMY: |  |  | 1068114 @@ BELL & MOIR - PARTS ORDERS ONLY | 45700-69015 | 1071809 @@ ASHDOWN ENTERPRISES | 45700-69015 | 1068087 @@ ASHDOWN INGRAM | 45700-69015
STP_009 - Lot7 | Data Enrichment | CIR |  | 2023-11-09 |  |  | 1141037 | 1141037 | 1466752 | AU_QM_007126352 |  | ERSA | M | 5935 | 1466752GZPCLNT100 | EA |  | CRANE OPERATOR SEAT ASSY; | CRANE OPERATOR SEAT ASSY; | SEAT,VEHICULAR: CRANE OPERATOR SEAT ASSY; SWIVELLING;180DEG RIGHT;90DEG LEFT; C/W MOUNTED CONTROL CONSOLES; CONVERTER AISLE CRANE |  | SEAT,VEHICULAR: CRANE OPERATOR SEAT ASSY; |  |  | 1069311 @@ CONDUCTIX WAMPFLER PTY LTD | KST52
STP_009 - Lot7 | Data Enrichment | PJR |  | 2023-11-09 |  |  | 1141044 | 1141044 | 1466450 | AU_QM_007125149 |  | ERSA | M | 4900 | 1466450GZPCLNT100 | EA |  | BENZLER JACK LIFTING SCREW; | BENZLER JACK LIFTING SCREW; | GEAR,WORM: BENZLER JACK LIFTING SCREW; BENZLER BDL86-L-N-2600-OB SCREW JACK |  | GEAR,WORM:BENZLER JACK LIFTING SCREW; |  |  | 1068677 @@ TRINKOR PTY LTD | 1466450 | 1070693 @@ SPB METAL CASTERS | 1466450 | 1068756 @@ QUINTA RADDISON LTD | A47063-2
STP_009 - Lot7 | Data Enrichment | NGB |  | 2023-11-09 |  |  | 1141201 | 1141201 | 1445391 | AU_QM_001009745 |  | ERSA | M | 1600 | 1445391GZPCLNT100 | EA |  | DUMP VALVE REVERSING SWITCH;\"REV OFF FW | DUMP VALVE REVERSING SWITCH;\"REV OFF FW | SWITCH,ROTARY: DUMP VALVE REVERSING SWITCH;\"REV OFF FWD ON\";C/W SHAFT SEAL AND AU3004N ENGRAVING; PB SMELTER SINTER MACHINE |  | SWITCH,ROTARY:DUMP VALVE REVERSING SWITCH;"REV OFF FWD |  |  | 1068181 @@ CNW (MOUNT ISA) ELECT WHOLESALER | C26 AU86R9 - 600 KD1 AUS0001
STP_009 - Lot7 | Data Enrichment | RYM |  | 2023-11-09 |  |  | 1142597 | 1142597 | 1400700 | AU_QM_000245145 |  | ERSA | M | 5915 | 1400700GZPCLNT100 | EA |  | CYLINDER,GAS;TROLLEY | CYLINDER,GAS;TROLLEY | CYLINDER,GAS;TYPE:TROLLEY,MNFR:01)PARTS,PTNO:01)TGC2 |  | CYLINDER,GAS;TROLLEYCYLINDER,GAS;TROLLEY,TGC2 |  |  | 1068342 @@ ISADRAULICS | 1400700
STP_009 - Lot7 | Data Enrichment | NGB |  | 2023-11-09 |  |  | 1142622 | 1142622 | 1423437 | AU_QM_000269873 |  | ERSA | M | 5915 | 1423437GZPCLNT100 | EA |  | BARRIER;CROWD CONTROL, LIGHTWEIGHT | BARRIER;CROWD CONTROL, LIGHTWEIGHT | BARRIER;TYPE:CROWD CONTROL, LIGHTWEIGHT,MATERIAL:GALVANIZED HOT DIP,COLOUR:SILVER,MNFR:01)PARTS,PTNO:01)A5305 |  | BARRIER;CROWD CONTROL, LIGHTWEIGHTBARRIER;CROWD CONTROL, LIGHTWEIGHT |  |  | 1068254 @@ MOUNT ISA MINING SUPPLIES P/L | 1423437
STP_009 - Lot7 | Data Enrichment | RYM |  | 2023-11-09 |  |  | 1145188 | 1145188 |  |  |  | ERSA | M | 1600 | 1537014GZPCLNT100 | EA |  | CYLINDER;LOCK 201 NIGHT L,YURIKA,2403844 | CYLINDER;LOCK 201 NIGHT L,YURIKA,2403844 | CYLINDER;ADDITIONAL FEATURES:LOCK 201 NIGHT L,YURIKA,2403844 |  |  |  |  | 1068560 @@ YURIKA PTY LTD | 2403844
STP_009 - Lot7 | Data Enrichment | MKV |  | 2023-11-09 |  |  | 1145198 | 1145198 |  |  |  | ERSA | M | 1600 | 1537004GZPCLNT100 | EA |  | DAMPER;VIBRATION,TRANSMIS,YURIKA,2403599 | DAMPER;VIBRATION,TRANSMIS,YURIKA,2403599 | DAMPER;ADDITIONAL FEATURES:VIBRATION,TRANSMIS,YURIKA,2403599 |  |  |  |  | 1068560 @@ YURIKA PTY LTD | 2403599
STP_009 - Lot7 | Data Enrichment | MKV |  | 2023-11-09 |  |  | 1145203 | 1145203 |  |  |  | ERSA | M | 1600 | 1536999GZPCLNT100 | EA |  | ARRESTER;ELEC,SURGE,33KV,YURIKA,2403490 | ARRESTER;ELEC,SURGE,33KV,YURIKA,2403490 | ARRESTER;ADDITIONAL FEATURES:ELEC,SURGE,33KV,YURIKA,2403490 |  |  |  |  | 1068560 @@ YURIKA PTY LTD | 2403490
STP_009 - Lot7 | Data Enrichment | MKV |  | 2023-11-09 |  |  | 1145204 | 1145204 |  |  |  | ERSA | M | 1600 | 1536998GZPCLNT100 | EA |  | ARRESTER;ELEC,SURGE,11KV,YURIKA,2403488 | ARRESTER;ELEC,SURGE,11KV,YURIKA,2403488 | ARRESTER;ADDITIONAL FEATURES:ELEC,SURGE,11KV,YURIKA,2403488 |  |  |  |  | 1068560 @@ YURIKA PTY LTD | 2403488
STP_009 - Lot7 | Data Enrichment | CIR |  | 2023-11-09 |  |  | 1145210 | 1145210 |  |  |  | ERSA | M | 1600 | 1536992GZPCLNT100 | EA |  | CLOSER;R,AUTO NU-LEC N12 ,YURIKA,2403397 | CLOSER;R,AUTO NU-LEC N12 ,YURIKA,2403397 | CLOSER;ADDITIONAL FEATURES:R,AUTO NU-LEC N12 ,YURIKA,2403397 |  |  |  |  | 1068560 @@ YURIKA PTY LTD | 2403397
STP_009 - Lot7 | Data Enrichment | MKV |  | 2023-11-09 |  |  | 1145512 | 1145512 |  |  |  | ERSA | M | 1600 | 1536433GZPCLNT100 | EA |  | DAMPER;VIBRATION,TRANSMISS,YURIKA,417604 | DAMPER;VIBRATION,TRANSMISS,YURIKA,417604 | DAMPER;ADDITIONAL FEATURES:VIBRATION,TRANSMISS,YURIKA,417604 |  |  |  |  | 1068560 @@ YURIKA PTY LTD | 417604
STP_009 - Lot7 | Data Enrichment | MKV |  | 2023-11-09 |  |  | 1145513 | 1145513 |  |  |  | ERSA | M | 1600 | 1536432GZPCLNT100 | EA |  | DAMPER;VIBRATION,TRANSMISS,YURIKA,417558 | DAMPER;VIBRATION,TRANSMISS,YURIKA,417558 | DAMPER;ADDITIONAL FEATURES:VIBRATION,TRANSMISS,YURIKA,417558 |  |  |  |  | 1068560 @@ YURIKA PTY LTD | 417558 | 1070799 @@ YURIKA PTY LTD | 1536432
STP_009 - Lot7 | Data Enrichment | MKV |  | 2023-11-09 |  |  | 1145514 | 1145514 |  |  |  | ERSA | M | 1600 | 1536431GZPCLNT100 | EA |  | DAMPER;VIBRATION,TRANSMISS,YURIKA,417523 | DAMPER;VIBRATION,TRANSMISS,YURIKA,417523 | DAMPER;ADDITIONAL FEATURES:VIBRATION,TRANSMISS,YURIKA,417523 |  |  |  |  | 1068560 @@ YURIKA PTY LTD | 417523
STP_009 - Lot7 | Data Enrichment | MKV |  | 2023-11-09 |  |  | 1145515 | 1145515 |  |  |  | ERSA | M | 1600 | 1536430GZPCLNT100 | EA |  | DAMPER;VIBRATION,TRANSMISS,YURIKA,417515 | DAMPER;VIBRATION,TRANSMISS,YURIKA,417515 | DAMPER;ADDITIONAL FEATURES:VIBRATION,TRANSMISS,YURIKA,417515 |  |  |  |  | 1068560 @@ YURIKA PTY LTD | 417515
STP_009 - Lot7 | Data Enrichment | CIR |  | 2023-11-09 |  |  | 1145544 | 1145544 |  |  |  | ERSA | M | 1600 | 1536401GZPCLNT100 | EA |  | BUCKLE;SUIT 19MM S/STEEL B,YURIKA,406311 | BUCKLE;SUIT 19MM S/STEEL B,YURIKA,406311 | BUCKLE;ADDITIONAL FEATURES:SUIT 19MM S/STEEL B,YURIKA,406311 |  |  |  |  | 1068560 @@ YURIKA PTY LTD | 406311
STP_009 - Lot7 | Data Enrichment | CIR |  | 2023-11-09 |  |  | 1145545 | 1145545 |  |  |  | ERSA | M | 1600 | 1536400GZPCLNT100 | EA |  | BUCKLE;SUIT 10MM S/STEEL B,YURIKA,406303 | BUCKLE;SUIT 10MM S/STEEL B,YURIKA,406303 | BUCKLE;ADDITIONAL FEATURES:SUIT 10MM S/STEEL B,YURIKA,406303 |  |  |  |  | 1068560 @@ YURIKA PTY LTD | 406303
STP_009 - Lot7 | Data Enrichment | CIR |  | 2023-11-09 |  |  | 1145564 | 1145564 |  |  |  | ERSA | M | 1600 | 1536377GZPCLNT100 | EA |  | BUS BAR;HASE CONNECTION, 8,YURIKA,168575 | BUS BAR;HASE CONNECTION, 8,YURIKA,168575 | BUS BAR;ADDITIONAL FEATURES:HASE CONNECTION, 8,YURIKA,168575 |  |  |  |  | 1068560 @@ YURIKA PTY LTD | 168575
STP_009 - Lot7 | Data Enrichment | PJR |  | 2023-11-09 |  |  | 1145632 | 1145632 |  |  |  | ERSA | M | 1600 | 1536307GZPCLNT100 | EA |  | DISTRIBUTOR;MU, 24KV, 4 X ,YURIKA,105006 | DISTRIBUTOR;MU, 24KV, 4 X ,YURIKA,105006 | DISTRIBUTOR;ADDITIONAL FEATURES:MU, 24KV, 4 X ,YURIKA,105006 |  |  |  |  | 1068560 @@ YURIKA PTY LTD | 105006
STP_009 - Lot7 | Data Enrichment | PJR |  | 2023-11-09 |  |  | 1145719 | 1145719 |  |  |  | ERSA | M | 1600 | 1536214GZPCLNT100 | EA |  | DISTRIBUTOR;MU, 24KV, 3 X ,YURIKA,104261 | DISTRIBUTOR;MU, 24KV, 3 X ,YURIKA,104261 | DISTRIBUTOR;ADDITIONAL FEATURES:MU, 24KV, 3 X ,YURIKA,104261 |  |  |  |  | 1068560 @@ YURIKA PTY LTD | 104261
STP_009 - Lot7 | Data Enrichment | MKV |  | 2023-11-09 |  |  | 1145741 | 1145741 |  |  |  | ERSA | M | 1600 | 1536192GZPCLNT100 | EA |  | DAMPER;VIBRATION,TRANSMISS,YURIKA,104195 | DAMPER;VIBRATION,TRANSMISS,YURIKA,104195 | DAMPER;ADDITIONAL FEATURES:VIBRATION,TRANSMISS,YURIKA,104195 |  |  |  |  | 1068560 @@ YURIKA PTY LTD | 104195
STP_009 - Lot7 | Data Enrichment | MKV |  | 2023-11-09 |  |  | 1145900 | 1145900 |  |  |  | ERSA | M | 1600 | 1537245GZPCLNT100 | EA |  | ARRESTER;ELEC,SURGE,LDC3,YURIKA,2429751 | ARRESTER;ELEC,SURGE,LDC3,YURIKA,2429751 | ARRESTER;ADDITIONAL FEATURES:ELEC,SURGE,LDC3,YURIKA,2429751 |  |  |  |  | 1068560 @@ YURIKA PTY LTD | 2429751
STP_009 - Lot7 | Data Enrichment | CIR |  | 2023-11-09 |  |  | 1145931 | 1145931 |  |  |  | ERSA | M | 1600 | 1537213GZPCLNT100 | EA |  | CLOSER;R,AUTO 33KV, 3 PH,,YURIKA,2424034 | CLOSER;R,AUTO 33KV, 3 PH,,YURIKA,2424034 | CLOSER;ADDITIONAL FEATURES:R,AUTO 33KV, 3 PH,,YURIKA,2424034 |  |  |  |  | 1068560 @@ YURIKA PTY LTD | 2424034
STP_009 - Lot7 | Data Enrichment | CIR |  | 2023-11-09 |  |  | 1145932 | 1145932 |  |  |  | ERSA | M | 1600 | 1537212GZPCLNT100 | EA |  | CLOSER;R,AUTO 11KV, 3 PH,,YURIKA,2424018 | CLOSER;R,AUTO 11KV, 3 PH,,YURIKA,2424018 | CLOSER;ADDITIONAL FEATURES:R,AUTO 11KV, 3 PH,,YURIKA,2424018 |  |  |  |  | 1068560 @@ YURIKA PTY LTD | 2424018
STP_009 - Lot7 | Data Enrichment | MKV |  | 2023-11-09 |  |  | 1145953 | 1145953 |  |  |  | ERSA | M | 1600 | 1537189GZPCLNT100 | EA |  | DAMPER;VIBRATION,TRANSMIS,YURIKA,2419497 | DAMPER;VIBRATION,TRANSMIS,YURIKA,2419497 | DAMPER;ADDITIONAL FEATURES:VIBRATION,TRANSMIS,YURIKA,2419497 |  |  |  |  | 1068560 @@ YURIKA PTY LTD | 2419497
STP_009 - Lot7 | Data Enrichment | MKV |  | 2023-11-09 |  |  | 1145990 | 1145990 |  |  |  | ERSA | M | 1600 | 1537129GZPCLNT100 | EA |  | DAMPER;VIBRATION,TRANSMIS,YURIKA,2407138 | DAMPER;VIBRATION,TRANSMIS,YURIKA,2407138 | DAMPER;ADDITIONAL FEATURES:VIBRATION,TRANSMIS,YURIKA,2407138 |  |  |  |  | 1068560 @@ YURIKA PTY LTD | 2407138
STP_009 - Lot7 | Data Enrichment | MKV |  | 2023-11-09 |  |  | 1145991 | 1145991 |  |  |  | ERSA | M | 1600 | 1537128GZPCLNT100 | EA |  | DAMPER;VIBRATION,TRANSMIS,YURIKA,2407129 | DAMPER;VIBRATION,TRANSMIS,YURIKA,2407129 | DAMPER;ADDITIONAL FEATURES:VIBRATION,TRANSMIS,YURIKA,2407129 |  |  |  |  | 1068560 @@ YURIKA PTY LTD | 2407129
STP_009 - Lot7 | Data Enrichment | MKV |  | 2023-11-09 |  |  | 1145992 | 1145992 |  |  |  | ERSA | M | 1600 | 1537127GZPCLNT100 | EA |  | DAMPER;VIBRATION,TRANSMIS,YURIKA,2407126 | DAMPER;VIBRATION,TRANSMIS,YURIKA,2407126 | DAMPER;ADDITIONAL FEATURES:VIBRATION,TRANSMIS,YURIKA,2407126 |  |  |  |  | 1068560 @@ YURIKA PTY LTD | 2407126
STP_009 - Lot7 | Data Enrichment | RYM |  | 2023-11-09 |  |  | 1146020 | 1146020 |  |  |  | ERSA | M | 1600 | 1537095GZPCLNT100 | EA |  | CYLINDER;LOCK LESS KEY, K,YURIKA,2406600 | CYLINDER;LOCK LESS KEY, K,YURIKA,2406600 | CYLINDER;ADDITIONAL FEATURES:LOCK LESS KEY, K,YURIKA,2406600 |  |  |  |  | 1068560 @@ YURIKA PTY LTD | 2406600
STP_009 - Lot7 | Data Enrichment | MKV |  | 2023-11-09 |  |  | 1146199 | 1146199 |  |  |  | ERSA | M | 1600 | 1536607GZPCLNT100 | EA |  | ARRESTER;ELEC,SURGE,33KV,YURIKA,701155 | ARRESTER;ELEC,SURGE,33KV,YURIKA,701155 | ARRESTER;ADDITIONAL FEATURES:ELEC,SURGE,33KV,YURIKA,701155 |  |  |  |  | 1068560 @@ YURIKA PTY LTD | 701155
STP_009 - Lot7 | Data Enrichment | MKV |  | 2023-11-09 |  |  | 1146200 | 1146200 |  |  |  | ERSA | M | 1600 | 1536606GZPCLNT100 | EA |  | ARRESTER;ELEC,SURGE,22KV,YURIKA,701112 | ARRESTER;ELEC,SURGE,22KV,YURIKA,701112 | ARRESTER;ADDITIONAL FEATURES:ELEC,SURGE,22KV,YURIKA,701112 |  |  |  |  | 1068560 @@ YURIKA PTY LTD | 701112
STP_009 - Lot7 | Data Enrichment | MKV |  | 2023-11-09 |  |  | 1146201 | 1146201 |  |  |  | ERSA | M | 1600 | 1536605GZPCLNT100 | EA |  | ARRESTER;ELEC,SURGE,11KV,YURIKA,701082 | ARRESTER;ELEC,SURGE,11KV,YURIKA,701082 | ARRESTER;ADDITIONAL FEATURES:ELEC,SURGE,11KV,YURIKA,701082 |  |  |  |  | 1068560 @@ YURIKA PTY LTD | 701082
STP_009 - Lot7 | Data Enrichment | PJR |  | 2023-11-09 |  |  | 1146911 | 1146911 |  |  |  | ERSA | M | 4005 | 1532141GZPCLNT100 | EA |  | BENCH;WKSP,WHITEBOARD,COMB,5001812 | BENCH;WKSP,WHITEBOARD,COMB,5001812 | BENCH;ADDITIONAL FEATURES:WKSP,WHITEBOARD,COMB,5001812 |  |  |  |  | 1069167 @@ BEND-TECH GROUP PTY LTD | 5001812
STP_009 - Lot7 | Data Enrichment | RYM |  | 2023-11-09 |  |  | 1147184 | 1147184 |  |  |  | ERSA | M | 4090 | 1529569GZPCLNT100 | EA |  | CYLINDER;PNEUMAT,C95SDD250-1250-XAX20622 | CYLINDER;PNEUMAT,C95SDD250-1250-XAX20622 | CYLINDER;ADDITIONAL FEATURES:PNEUMAT,C95SDD250-1250-XAX20622 |  |  |  |  | 1068125 @@ SMC CORPORATION (AUSTRALIA) PTY LTD | C95SDD250-1250-XAX20622
STP_009 - Lot7 | Data Enrichment | RYM |  | 2023-11-09 |  |  | 1147185 | 1147185 |  |  |  | ERSA | M | 4090 | 1529568GZPCLNT100 | EA |  | CYLINDER;PNEUMATIC,MANUAL AC,VSH4210A-03 | CYLINDER;PNEUMATIC,MANUAL AC,VSH4210A-03 | CYLINDER;ADDITIONAL FEATURES:PNEUMATIC,MANUAL AC,VSH4210A-03 |  |  |  |  | 1068125 @@ SMC CORPORATION (AUSTRALIA) PTY LTD | VSH4210A-03
STP_009 - Lot7 | Data Enrichment | RYM |  | 2023-11-09 |  |  | 1147186 | 1147186 |  |  |  | ERSA | M | 4090 | 1529567GZPCLNT100 | EA |  | CYLINDER;PNEUMATIC,CLEVIS SGL REAR,C5160 | CYLINDER;PNEUMATIC,CLEVIS SGL REAR,C5160 | CYLINDER;ADDITIONAL FEATURES:PNEUMATIC,CLEVIS SGL REAR,C5160 |  |  |  |  | 1068125 @@ SMC CORPORATION (AUSTRALIA) PTY LTD | C5160
STP_009 - Lot7 | Data Enrichment | RYM |  | 2023-11-09 |  |  | 1147187 | 1147187 |  |  |  | ERSA | M | 4090 | 1529566GZPCLNT100 | EA |  | CYLINDER;PNEUMATIC,DBL CLEVIS,M,GKM30-54 | CYLINDER;PNEUMATIC,DBL CLEVIS,M,GKM30-54 | CYLINDER;ADDITIONAL FEATURES:PNEUMATIC,DBL CLEVIS,M,GKM30-54 |  |  |  |  | 1068125 @@ SMC CORPORATION (AUSTRALIA) PTY LTD | GKM30-54
STP_009 - Lot7 | Data Enrichment | RYM |  | 2023-11-09 |  |  | 1147188 | 1147188 |  |  |  | ERSA | M | 4090 | 1529565GZPCLNT100 | EA |  | CYLINDER;PNEUMATIC,160X50,C95SDD160-5600 | CYLINDER;PNEUMATIC,160X50,C95SDD160-5600 | CYLINDER;ADDITIONAL FEATURES:PNEUMATIC,160X50,C95SDD160-5600 |  |  |  |  | 1068125 @@ SMC CORPORATION (AUSTRALIA) PTY LTD | C95SDD160-5600
STP_009 - Lot7 | Data Enrichment | BHJ |  | 2023-11-09 |  |  | 1147304 | 1147304 |  |  |  | ERSA | M | 4090 | 1527995GZPCLNT100 | EA |  | CRATE;BLUE,52L,159292003 | CRATE;BLUE,52L,159292003 | CRATE;ADDITIONAL FEATURES:BLUE,52L,159292003 |  |  |  |  | 1069714 @@ BLACKWOODS | 159292003 | 1068652 @@ J BLACKWOOD & SONS | 159292003
STP_009 - Lot7 | Data Enrichment | BHJ |  | 2023-11-09 |  |  | 1147305 | 1147305 |  |  |  | ERSA | M | 4090 | 1527994GZPCLNT100 | EA |  | CRATE;BLACK,52L,81462001 | CRATE;BLACK,52L,81462001 | CRATE;ADDITIONAL FEATURES:BLACK,52L,81462001 |  |  |  |  | 1069714 @@ BLACKWOODS | 81462001 | 1068652 @@ J BLACKWOOD & SONS | 81462001
STP_009 - Lot7 | Data Enrichment | BHJ |  | 2023-11-09 |  |  | 1147344 | 1147344 |  |  |  | ERSA | M | 4090 | 1527658GZPCLNT100 | EA |  | CRATE;STORAGE,NO. 4,NATURAL,SIH089NAT | CRATE;STORAGE,NO. 4,NATURAL,SIH089NAT | CRATE;ADDITIONAL FEATURES:STORAGE,NO. 4,NATURAL,SIH089NAT |  |  |  |  | 1069398 @@ MATERIALS HANDLING PTY LTD | SIH089NAT
STP_009 - Lot7 | Data Enrichment | BHJ |  | 2023-11-09 |  |  | 1147345 | 1147345 |  |  |  | ERSA | M | 4090 | 1527657GZPCLNT100 | EA |  | CRATE;STORAGE,SIH009 | CRATE;STORAGE,SIH009 | CRATE;ADDITIONAL FEATURES:STORAGE,SIH009 |  |  |  |  | 1069398 @@ MATERIALS HANDLING PTY LTD | SIH009
STP_009 - Lot7 | Data Enrichment | PJR |  | 2023-11-09 |  |  | 1147359 | 1147359 |  |  |  | ERSA | M | 4090 | 1526343GZPCLNT100 | EA |  | CROSS;4 MM,LDPE,40225 | CROSS;4 MM,LDPE,40225 | CROSS;ADDITIONAL FEATURES:4 MM,LDPE,40225 |  |  |  |  | 1068250 @@ MT ISA HOME & GARDEN CENTRE | 40225
STP_009 - Lot7 | Data Enrichment | NGB |  | 2023-11-09 |  |  | 1147528 | 1147528 |  |  |  | ERSA | M | 4090 | 1525164GZPCLNT100 | EA |  | BINDER;LOAD,10MM,RATCH,WLDB-100-R-GH-AS | BINDER;LOAD,10MM,RATCH,WLDB-100-R-GH-AS | BINDER;ADDITIONAL FEATURES:LOAD,10MM,RATCH,WLDB-100-R-GH-AS |  |  |  |  | 1072013 @@ METAL MANUFACTURES PTY LTD | BLA01339097
STP_009 - Lot7 | Data Enrichment | RYM |  | 2023-11-09 |  |  | 1147835 | 1147835 |  |  |  | ERSA | M | 5910 | 1539495GZPCLNT100 | EA |  | CYLINDER;12,25 TON,12 IN,SA,COLL,RG-2512 | CYLINDER;12,25 TON,12 IN,SA,COLL,RG-2512 | CYLINDER;ADDITIONAL FEATURES:12,25 TON,12 IN,SA,COLL,RG-2512 |  |  |  |  | 1068342 @@ ISADRAULICS | RG-2512
STP_009 - Lot7 | Data Enrichment | RYM |  | 2023-11-09 |  |  | 1147836 | 1147836 |  |  |  | ERSA | M | 5910 | 1539494GZPCLNT100 | EA |  | CYLINDER;10 TON,12 IN,SA,COLLAR,RG-1012 | CYLINDER;10 TON,12 IN,SA,COLLAR,RG-1012 | CYLINDER;ADDITIONAL FEATURES:10 TON,12 IN,SA,COLLAR,RG-1012 |  |  |  |  | 1068342 @@ ISADRAULICS | RG-1012
STP_009 - Lot7 | Data Enrichment | RYM |  | 2023-11-09 |  |  | 1147837 | 1147837 |  |  |  | ERSA | M | 5910 | 1539493GZPCLNT100 | EA |  | CYLINDER;RG-57,5 TON,7 ",SA,COLLA,RG-57 | CYLINDER;RG-57,5 TON,7 ",SA,COLLA,RG-57 | CYLINDER;ADDITIONAL FEATURES:RG-57,5 TON,7 ,SA,COLLA,RG-57 |  |  |  |  | 1068342 @@ ISADRAULICS | RG-57
STP_009 - Lot7 | Data Enrichment | BHJ |  | 2023-11-09 |  |  | 1147977 | 1147977 |  |  |  | ERSA | M | 4400 | 1539239GZPCLNT100 | EA |  | BLADDER;PRESSURE SPOOL,MCA-PFSB | BLADDER;PRESSURE SPOOL,MCA-PFSB | BLADDER;ADDITIONAL FEATURES:PRESSURE SPOOL,MCA-PFSB |  |  |  |  | 1068523 @@ MCA ENGINEERING PTY LTD | MCA-PFSB
STP_009 - Lot7 | Data Enrichment | BHJ |  | 2023-11-09 |  |  | 1147987 | 1147987 |  |  |  | ERSA | M | 4400 | 1539229GZPCLNT100 | EA |  | BLADDER;23D,DUMP SPOOL,MCA-PFB | BLADDER;23D,DUMP SPOOL,MCA-PFB | BLADDER;ADDITIONAL FEATURES:23D,DUMP SPOOL,MCA-PFB |  |  |  |  | 1068523 @@ MCA ENGINEERING PTY LTD | MCA-PFB
STP_009 - Lot7 | Data Enrichment | BHJ |  | 2023-11-09 |  |  | 1148023 | 1148023 |  |  |  | ERSA | M | 4400 | 1539193GZPCLNT100 | EA |  | BLADDER;15L,DUMP SPOOL,MCA-WFB | BLADDER;15L,DUMP SPOOL,MCA-WFB | BLADDER;ADDITIONAL FEATURES:15L,DUMP SPOOL,MCA-WFB |  |  |  |  | 1068523 @@ MCA ENGINEERING PTY LTD | MCA-WFB
STP_009 - Lot7 | Data Enrichment | CIR |  | 2023-11-09 |  |  | 1148187 | 1148187 |  |  |  | ERSA | M | 2700 | 1538919GZPCLNT100 | EA |  | DESK;OVERHEAD HUTCH,1070X1500WX,25049585 | DESK;OVERHEAD HUTCH,1070X1500WX,25049585 | DESK;ADDITIONAL FEATURES:OVERHEAD HUTCH,1070X1500WX,25049585 |  |  |  |  | 1068167 @@ WINC AUSTRALIA PTY LTD | 25049585
STP_009 - Lot7 | Data Enrichment | CIR |  | 2023-11-09 |  |  | 1148220 | 1148220 |  |  |  | ERSA | M | 2920 | 1538804GZPCLNT100 | EA |  | BARRICADE,SAFTY;ADJ,3M TAPE,SNSASB03DHV | BARRICADE,SAFTY;ADJ,3M TAPE,SNSASB03DHV | BARRICADE,SAFTY;ADDITIONAL FEATURES:ADJ,3M TAPE,SNSASB03DHV |  |  |  |  | 1068181 @@ CNW (MOUNT ISA) ELECT WHOLESALER | ASB03DHV
STP_009 - Lot7 | Data Enrichment | CIR |  | 2023-11-09 |  |  | 1148221 | 1148221 |  |  |  | ERSA | M | 2920 | 1538803GZPCLNT100 | EA |  | BARRICADE,SAFTY;ADJ,3M TAPE,SNSASB03DNE | BARRICADE,SAFTY;ADJ,3M TAPE,SNSASB03DNE | BARRICADE,SAFTY;ADDITIONAL FEATURES:ADJ,3M TAPE,SNSASB03DNE |  |  |  |  | 1068181 @@ CNW (MOUNT ISA) ELECT WHOLESALER | ASB03DNE
STP_009 - Lot7 | Data Enrichment | NGB |  | 2023-11-09 |  |  | 1148438 | 1148438 |  |  |  | ERSA | M | 4050 | 1517106GZPCLNT100 | EA |  | BINDER;14MM,FELLOWS BLACK BIND,25137654 | BINDER;14MM,FELLOWS BLACK BIND,25137654 | BINDER;ADDITIONAL FEATURES:14MM,FELLOWS BLACK BIND,25137654 |  |  |  |  | 1068167 @@ WINC AUSTRALIA PTY LTD | 25137656
STP_009 - Lot7 | Data Enrichment | NGB |  | 2023-11-09 |  |  | 1148440 | 1148440 |  |  |  | ERSA | M | 4050 | 1517104GZPCLNT100 | EA |  | BINDER;10MM,FELLOWS BLACK BIND,25137622 | BINDER;10MM,FELLOWS BLACK BIND,25137622 | BINDER;ADDITIONAL FEATURES:10MM,FELLOWS BLACK BIND,25137622 |  |  |  |  | 1068167 @@ WINC AUSTRALIA PTY LTD | 25137622
STP_009 - Lot7 | Data Enrichment | NGB |  | 2023-11-09 |  |  | 1148524 | 1148524 |  |  |  | ERSA | M | 4015 | 1516560GZPCLNT100 | EA |  | BENDER,PIPE/TUBE;A/C,REFCO 5,MOB8001936 | BENDER,PIPE/TUBE;A/C,REFCO 5,MOB8001936 | BENDER,PIPE/TUBE;ADDITIONAL FEATURES:A/C,REFCO 5,MOB8001936 |  |  |  |  | 1068568 @@ MOBILISE GROUP PTY LTD | MOB8001936
STP_009 - Lot7 | Data Enrichment | NGB |  | 2023-11-09 |  |  | 1148525 | 1148525 |  |  |  | ERSA | M | 4015 | 1516559GZPCLNT100 | EA |  | BENDER,PIPE/TUBE;A/C,REFCO 3,MOB8001933 | BENDER,PIPE/TUBE;A/C,REFCO 3,MOB8001933 | BENDER,PIPE/TUBE;ADDITIONAL FEATURES:A/C,REFCO 3,MOB8001933 |  |  |  |  | 1068568 @@ MOBILISE GROUP PTY LTD | MOB8001933
STP_009 - Lot7 | Data Enrichment | NGB |  | 2023-11-09 |  |  | 1148526 | 1148526 |  |  |  | ERSA | M | 4015 | 1516558GZPCLNT100 | EA |  | BENDER,PIPE/TUBE;A/C,REFCO 3,MOB8001937 | BENDER,PIPE/TUBE;A/C,REFCO 3,MOB8001937 | BENDER,PIPE/TUBE;ADDITIONAL FEATURES:A/C,REFCO 3,MOB8001937 |  |  |  |  | 1068568 @@ MOBILISE GROUP PTY LTD | MOB8001937
STP_009 - Lot7 | Data Enrichment | NGB |  | 2023-11-09 |  |  | 1148527 | 1148527 |  |  |  | ERSA | M | 4015 | 1516557GZPCLNT100 | EA |  | BENDER,PIPE/TUBE;A/C,REFCO 1,MOB8001935 | BENDER,PIPE/TUBE;A/C,REFCO 1,MOB8001935 | BENDER,PIPE/TUBE;ADDITIONAL FEATURES:A/C,REFCO 1,MOB8001935 |  |  |  |  | 1068568 @@ MOBILISE GROUP PTY LTD | MOB8001935
STP_009 - Lot7 | Data Enrichment | NGB |  | 2023-11-09 |  |  | 1148528 | 1148528 |  |  |  | ERSA | M | 4015 | 1516556GZPCLNT100 | EA |  | BENDER,PIPE/TUBE;A/C,COPPER ,MOB7703967 | BENDER,PIPE/TUBE;A/C,COPPER ,MOB7703967 | BENDER,PIPE/TUBE;ADDITIONAL FEATURES:A/C,COPPER ,MOB7703967 |  |  |  |  | 1068568 @@ MOBILISE GROUP PTY LTD | MOB7703967
STP_009 - Lot7 | Data Enrichment | NGB |  | 2023-11-09 |  |  | 1148529 | 1148529 |  |  |  | ERSA | M | 4015 | 1516555GZPCLNT100 | EA |  | BENDER,PIPE/TUBE;A/C,COPPER ,MOB7703965 | BENDER,PIPE/TUBE;A/C,COPPER ,MOB7703965 | BENDER,PIPE/TUBE;ADDITIONAL FEATURES:A/C,COPPER ,MOB7703965 |  |  |  |  | 1068568 @@ MOBILISE GROUP PTY LTD | MOB7703965
STP_009 - Lot7 | Data Enrichment | NGB |  | 2023-11-09 |  |  | 1148530 | 1148530 |  |  |  | ERSA | M | 4015 | 1516554GZPCLNT100 | EA |  | BENDER,PIPE/TUBE;A/C,COPPER ,MOB7703966 | BENDER,PIPE/TUBE;A/C,COPPER ,MOB7703966 | BENDER,PIPE/TUBE;ADDITIONAL FEATURES:A/C,COPPER ,MOB7703966 |  |  |  |  | 1068568 @@ MOBILISE GROUP PTY LTD | MOB7703966
STP_009 - Lot7 | Data Enrichment | RYM |  | 2023-11-09 |  |  | 1148724 | 1148724 |  |  |  | ERSA | M | 5915 | 1505376GZPCLNT100 | EA |  | CYLINDER;TOY,475500K010 | CYLINDER;TOY,475500K010 | CYLINDER;ADDITIONAL FEATURES:TOY,475500K010 |  |  |  |  | 1068114 @@ BELL & MOIR - PARTS ORDERS ONLY | 1505376
STP_009 - Lot7 | Data Enrichment | RYM |  | 2023-11-09 |  |  | 1148725 | 1148725 |  |  |  | ERSA | M | 5915 | 1505375GZPCLNT100 | EA |  | CYLINDER;TOY,477500K010 | CYLINDER;TOY,477500K010 | CYLINDER;ADDITIONAL FEATURES:TOY,477500K010 |  |  |  |  | 1068114 @@ BELL & MOIR - PARTS ORDERS ONLY | 1505375
STP_009 - Lot7 | Data Enrichment | RYM |  | 2023-11-09 |  |  | 1148726 | 1148726 |  |  |  | ERSA | M | 5915 | 1505374GZPCLNT100 | EA |  | CYLINDER;TOY,477300K010 | CYLINDER;TOY,477300K010 | CYLINDER;ADDITIONAL FEATURES:TOY,477300K010 |  |  |  |  | 1068114 @@ BELL & MOIR - PARTS ORDERS ONLY | 1505374
STP_009 - Lot7 | Data Enrichment | RYM |  | 2023-11-09 |  |  | 1148746 | 1148746 |  |  |  | ERSA | M | 5915 | 1505354GZPCLNT100 | EA |  | CYLINDER;TOY,112130C011 | CYLINDER;TOY,112130C011 | CYLINDER;ADDITIONAL FEATURES:TOY,112130C011 |  |  |  |  | 1068114 @@ BELL & MOIR - PARTS ORDERS ONLY | 1505354
STP_009 - Lot7 | Data Enrichment | RYM |  | 2023-11-09 |  |  | 1148950 | 1148950 |  |  |  | ERSA | M | 5955 | 1533368GZPCLNT100 | EA |  | CYLINDER;160X655,C95SDD160-655-XAR20125 | CYLINDER;160X655,C95SDD160-655-XAR20125 | CYLINDER;ADDITIONAL FEATURES:160X655,C95SDD160-655-XAR20125 |  |  |  |  | 1068330 @@ SMC CORPORATION (AUST) PTY LTD | C95SDD160-655-XAR20125
STP_009 - Lot7 | Data Enrichment | MKV |  | 2023-11-09 |  |  | 1149188 | 1149188 |  |  |  | ERSA | M | 2620 | 1531552GZPCLNT100 | EA |  | ARRESTER;FLASH BACK,TWIN PACK,TESFRQD4D | ARRESTER;FLASH BACK,TWIN PACK,TESFRQD4D | ARRESTER;ADDITIONAL FEATURES:FLASH BACK,TWIN PACK,TESFRQD4D |  |  |  |  | 1068264 @@ GLOBAL WELDING SUPPLIES (MT ISA) | TESFRQD4D
STP_009 - Lot7 | Data Enrichment | MKV |  | 2023-11-09 |  |  | 1149189 | 1149189 |  |  |  | ERSA | M | 2620 | 1531551GZPCLNT100 | EA |  | ARRESTER;FLASH BACK,OXYGEN,RE,TESFRSOQD4 | ARRESTER;FLASH BACK,OXYGEN,RE,TESFRSOQD4 | ARRESTER;ADDITIONAL FEATURES:FLASH BACK,OXYGEN,RE,TESFRSOQD4 |  |  |  |  | 1068264 @@ GLOBAL WELDING SUPPLIES (MT ISA) | TESFRSOQD4
STP_009 - Lot7 | Data Enrichment | MKV |  | 2023-11-09 |  |  | 1149190 | 1149190 |  |  |  | ERSA | M | 2620 | 1531550GZPCLNT100 | EA |  | ARRESTER;FLASH BACK,FUEL,REG,TESFRSFQD4 | ARRESTER;FLASH BACK,FUEL,REG,TESFRSFQD4 | ARRESTER;ADDITIONAL FEATURES:FLASH BACK,FUEL,REG,TESFRSFQD4 |  |  |  |  | 1068264 @@ GLOBAL WELDING SUPPLIES (MT ISA) | TESFRSFQD4
STP_009 - Lot7 | Data Enrichment | MKV |  | 2023-11-09 |  |  | 1149191 | 1149191 |  |  |  | ERSA | M | 2620 | 1531549GZPCLNT100 | EA |  | ARRESTER;FLASH BACK,TORCH,AC,TES07012123 | ARRESTER;FLASH BACK,TORCH,AC,TES07012123 | ARRESTER;ADDITIONAL FEATURES:FLASH BACK,TORCH,AC,TES07012123 |  |  |  |  | 1068264 @@ GLOBAL WELDING SUPPLIES (MT ISA) | TES07012123
STP_009 - Lot7 | Data Enrichment | MKV |  | 2023-11-09 |  |  | 1149192 | 1149192 |  |  |  | ERSA | M | 2620 | 1531548GZPCLNT100 | EA |  | ARRESTER;FLASH BACK,TORCH,OX,TES07012128 | ARRESTER;FLASH BACK,TORCH,OX,TES07012128 | ARRESTER;ADDITIONAL FEATURES:FLASH BACK,TORCH,OX,TES07012128 |  |  |  |  | 1068264 @@ GLOBAL WELDING SUPPLIES (MT ISA) | TES07012128
STP_009 - Lot7 | Data Enrichment | BHJ |  | 2023-11-09 |  |  | 1149309 | 1149309 |  |  |  | ERSA | M | 2920 | 1527692GZPCLNT100 | EA |  | BLADDER;3L,HI-VIS,ORAN,CAMELBAK,CB60938 | BLADDER;3L,HI-VIS,ORAN,CAMELBAK,CB60938 | BLADDER;ADDITIONAL FEATURES:3L,HI-VIS,ORAN,CAMELBAK,CB60938 |  |  |  |  | 1068254 @@ MOUNT ISA MINING SUPPLIES P/L | CB60938
STP_009 - Lot7 | Data Enrichment | MKV |  | 2023-11-09 |  |  | 1149325 | 1149325 |  |  |  | ERSA | M | 4200 | 1527672GZPCLNT100 | EA |  | BEAKER,LAB;LOW FRM,5 L,GB3110 | BEAKER,LAB;LOW FRM,5 L,GB3110 | BEAKER,LAB;ADDITIONAL FEATURES:LOW FRM,5 L,GB3110 |  |  |  |  | 1068082 @@ ROWE SCIENTIFIC PTY LTD | GB3110
STP_009 - Lot7 | Data Enrichment | MKV |  | 2023-11-09 |  |  | 1149327 | 1149327 |  |  |  | ERSA | M | 4200 | 1527670GZPCLNT100 | EA |  | BEAKER,LAB;LOW FRM,600 ML,GB2310 | BEAKER,LAB;LOW FRM,600 ML,GB2310 | BEAKER,LAB;ADDITIONAL FEATURES:LOW FRM,600 ML,GB2310 |  |  |  |  | 1068082 @@ ROWE SCIENTIFIC PTY LTD | GB2310
STP_009 - Lot7 | Data Enrichment | RYM |  | 2023-11-09 |  |  | 1149829 | 1149829 |  |  |  | ERSA | M | 5915 | 1495081GZPCLNT100 | EA |  | CYLINDER;FEED,SX,MT9121 7221 01SX | CYLINDER;FEED,SX,MT9121 7221 01SX | CYLINDER;ADDITIONAL FEATURES:FEED,SX,MT9121 7221 01SX |  |  |  |  | 1068410 @@ MAINTENANCE TECHNIQUE PTY LTD | MT9121 7221 01SX | 1068342 @@ ISADRAULICS | 1495081
STP_009 - Lot7 | Data Enrichment | PJR |  | 2023-11-09 |  |  | 1149832 | 1149832 |  |  |  | ERSA | M | 5700 | 1495075GZPCLNT100 | EA |  | CONVEYOR,BELT;100M,SOLID WO,SWC1001200MM | CONVEYOR,BELT;100M,SOLID WO,SWC1001200MM | CONVEYOR,BELT;ADDITIONAL FEATURES:100M,SOLID WO,SWC1001200MM |  |  |  |  | 1068357 @@ TOPFIRE CONSTRUCTIONS PTY LTD | 1495075
STP_009 - Lot7 | Data Enrichment | CIR |  | 2023-11-09 |  |  | 1149868 | 1149868 |  |  |  | ERSA | M | 4900 | 1494970GZPCLNT100 | EA |  | CHAIN;20B-2/10FT-SD,SD20B2 | CHAIN;20B-2/10FT-SD,SD20B2 | CHAIN;ADDITIONAL FEATURES:20B-2/10FT-SD,SD20B2 |  |  |  |  | 1068409 @@ APPLIED INDUSTRIAL TECHNOLOGIES | 1494970
STP_009 - Lot7 | Data Enrichment | RYM |  | 2023-11-09 |  |  | 1149877 | 1149877 |  |  |  | ERSA | M | 5915 | 1494956GZPCLNT100 | EA |  | CYLINDER;TAW1000 PARTS,421020010 | CYLINDER;TAW1000 PARTS,421020010 | CYLINDER;ADDITIONAL FEATURES:TAW1000 PARTS,421020010 |  |  |  |  | 1069739 @@ AIR & ALLIED SALES (PACIFIC) P/L | 1494956
STP_009 - Lot7 | Data Enrichment | CIR |  | 2023-11-09 |  |  | 1150017 | 1150017 |  |  |  | ERSA | M | 2700 | 1529999GZPCLNT100 | EA |  | DESK;CORNER WORKSTATION,1,SHWS61818.RCIR | DESK;CORNER WORKSTATION,1,SHWS61818.RCIR | DESK;ADDITIONAL FEATURES:CORNER WORKSTATION,1,SHWS61818.RCIR |  |  |  |  | 1068126 @@ EMPIRE OFFICE FURNITURE | SHWS61818.RCIR
STP_009 - Lot7 | Data Enrichment | RYM |  | 2023-11-09 |  |  | 1150039 | 1150039 |  |  |  | ERSA | M | 5820 | 1529702GZPCLNT100 | EA |  | CYLINDER;ASSEMBLY,HS135,H&S-1350-STD-020 | CYLINDER;ASSEMBLY,HS135,H&S-1350-STD-020 | CYLINDER;ADDITIONAL FEATURES:ASSEMBLY,HS135,H&S-1350-STD-020 |  |  |  |  | 1069448 @@ CONSEP PTY LTD | H&S-1350-STD-020
STP_009 - Lot7 | Data Enrichment | NGB |  | 2023-11-09 |  |  | 1150234 | 1150234 |  |  |  | ERSA | M | 5955 | 1525096GZPCLNT100 | EA |  | COOLANT;LONG LIFE,KUB,10019-P0001 | COOLANT;LONG LIFE,KUB,10019-P0001 | COOLANT;ADDITIONAL FEATURES:LONG LIFE,KUB,10019-P0001 |  |  |  |  | 1068181 @@ CNW (MOUNT ISA) ELECT WHOLESALER | 1525096 | 1068342 @@ ISADRAULICS | 1525096
STP_009 - Lot7 | Data Enrichment | NGB |  | 2023-11-09 |  |  | 1150235 | 1150235 |  |  |  | ERSA | M | 5955 | 1525095GZPCLNT100 | EA |  | COOLANT;KUB,10001-P0008 | COOLANT;KUB,10001-P0008 | COOLANT;ADDITIONAL FEATURES:KUB,10001-P0008 |  |  |  |  | 1068181 @@ CNW (MOUNT ISA) ELECT WHOLESALER | 1525095 | 1068342 @@ ISADRAULICS | 1525095
STP_009 - Lot7 | Data Enrichment | PJR |  | 2023-11-09 |  |  | 1150273 | 1150273 |  |  |  | ERSA | M | 4020 | 1517098GZPCLNT100 | EA |  | DETERGENT;PALMOLIVE,HAND WASH,86895884 | DETERGENT;PALMOLIVE,HAND WASH,86895884 | DETERGENT;ADDITIONAL FEATURES:PALMOLIVE,HAND WASH,86895884 |  |  |  |  | 1068654 @@ WINC AUSTRALIA PTY LTD | 1517098 | 1068167 @@ WINC AUSTRALIA PTY LTD | 86895884
STP_009 - Lot7 | Data Enrichment | MKV |  | 2023-11-09 |  |  | 1150311 | 1150311 |  |  |  | ERSA | M | 5820 | 1516695GZPCLNT100 | EA |  | CRADLE;MANIFOLD COMPL,MT3128 L660 75C | CRADLE;MANIFOLD COMPL,MT3128 L660 75C | CRADLE;ADDITIONAL FEATURES:MANIFOLD COMPL,MT3128 L660 75C |  |  |  |  | 1068410 @@ MAINTENANCE TECHNIQUE PTY LTD | MT3128 L660 75C
STP_009 - Lot7 | Data Enrichment | CIR |  | 2023-11-09 |  |  | 1150340 | 1150340 |  |  |  | ERSA | M | 2700 | 1504492GZPCLNT100 | EA |  | DESK;OFFICE,ADJ,ELEC,230420211 | DESK;OFFICE,ADJ,ELEC,230420211 | DESK;ADDITIONAL FEATURES:OFFICE,ADJ,ELEC,230420211 |  |  |  |  | 1071650 @@ FDB COMMERCIAL PTY LTD | 1504492
STP_009 - Lot7 | Data Enrichment | PJR |  | 2023-11-09 |  |  | 1150798 | 1150798 |  |  |  | ERSA | M | 5955 | 1474953GZPCLNT100 | EA |  | CRUSHER COLLECTION CONVEYOR TRANSFER HEA | CRUSHER COLLECTION CONVEYOR TRANSFER HEA | [5 empty] | 1068554 @@ ICS PRODUCTS | 4432-6-4354
STP_009 - Lot7 | Data Enrichment | PJR |  | 2023-11-09 |  |  | 1150799 | 1150799 |  |  |  | ERSA | M | 5955 | 1474952GZPCLNT100 | EA |  | CRUSHER COLLECTION CONVEYOR TRANSFER HEA | CRUSHER COLLECTION CONVEYOR TRANSFER HEA | [5 empty] | 1068554 @@ ICS PRODUCTS | 432-6-4353
STP_009 - Lot7 | Data Enrichment | PJR |  | 2023-11-09 |  |  | 1150801 | 1150801 |  |  |  | ERSA | M | 5955 | 1474950GZPCLNT100 | EA |  | CRUSHER COLLECTION CONVEYOR TRANSFER HEA | CRUSHER COLLECTION CONVEYOR TRANSFER HEA | [5 empty] | 1068554 @@ ICS PRODUCTS | 432-6-4351
STP_009 - Lot7 | Data Enrichment | PJR |  | 2023-11-09 |  |  | 1150802 | 1150802 |  |  |  | ERSA | M | 5955 | 1474949GZPCLNT100 | EA |  | CRUSHER COLLECTION CONVEYOR TRANSFER HEA | CRUSHER COLLECTION CONVEYOR TRANSFER HEA | [5 empty] | 1068554 @@ ICS PRODUCTS | 432-6-4350
STP_009 - Lot7 | Data Enrichment | PJR |  | 2023-11-09 |  |  | 1150805 | 1150805 |  |  |  | ERSA | M | 5955 | 1474946GZPCLNT100 | EA |  | CRUSHER COLLECTION CONVEYOR;BISPLATE 500 | CRUSHER COLLECTION CONVEYOR;BISPLATE 500 | [5 empty] | 1068554 @@ ICS PRODUCTS | 431-6-4376
STP_009 - Lot7 | Data Enrichment | PJR |  | 2023-11-09 |  |  | 1150806 | 1150806 |  |  |  | ERSA | M | 5955 | 1474945GZPCLNT100 | EA |  | CRUSHER COLLECTION CONVEYOR;BISPLATE 500 | CRUSHER COLLECTION CONVEYOR;BISPLATE 500 | [5 empty] | 1068554 @@ ICS PRODUCTS | 431-6-4375
STP_009 - Lot7 | Data Enrichment | PJR |  | 2023-11-09 |  |  | 1150807 | 1150807 |  |  |  | ERSA | M | 5955 | 1474944GZPCLNT100 | EA |  | CRUSHER COLLECTION CONVEYOR;BISPLATE 500 | CRUSHER COLLECTION CONVEYOR;BISPLATE 500 | [5 empty] | 1068554 @@ ICS PRODUCTS | 431-6-4374
STP_009 - Lot7 | Data Enrichment | PJR |  | 2023-11-09 |  |  | 1150808 | 1150808 |  |  |  | ERSA | M | 5955 | 1474943GZPCLNT100 | EA |  | CRUSHER COLLECTION CONVEYOR;BISPLATE 500 | CRUSHER COLLECTION CONVEYOR;BISPLATE 500 | [5 empty] | 1068554 @@ ICS PRODUCTS | 431-6-4373
STP_009 - Lot7 | Data Enrichment | PJR |  | 2023-11-09 |  |  | 1150809 | 1150809 |  |  |  | ERSA | M | 5955 | 1474942GZPCLNT100 | EA |  | CRUSHER COLLECTION CONVEYOR;BISPLATE 500 | CRUSHER COLLECTION CONVEYOR;BISPLATE 500 | [5 empty] | 1068554 @@ ICS PRODUCTS | 431-6-4372
STP_009 - Lot7 | Data Enrichment | PJR |  | 2023-11-09 |  |  | 1150811 | 1150811 |  |  |  | ERSA | M | 5955 | 1474940GZPCLNT100 | EA |  | CRUSHER COLLECTION CONVEYOR;BISPLATE 500 | CRUSHER COLLECTION CONVEYOR;BISPLATE 500 | [5 empty] | 1068554 @@ ICS PRODUCTS | 431-6-4370
STP_009 - Lot7 | Data Enrichment | PJR |  | 2023-11-09 |  |  | 1150812 | 1150812 |  |  |  | ERSA | M | 5955 | 1474939GZPCLNT100 | EA |  | CRUSHER COLLECTION CONVEYOR;BISPLATE 500 | CRUSHER COLLECTION CONVEYOR;BISPLATE 500 | [5 empty] | 1068554 @@ ICS PRODUCTS | 431-6-4369
STP_009 - Lot7 | Data Enrichment | PJR |  | 2023-11-09 |  |  | 1150813 | 1150813 |  |  |  | ERSA | M | 5955 | 1474938GZPCLNT100 | EA |  | CRUSHER COLLECTION CONVEYOR;BISPLATE 500 | CRUSHER COLLECTION CONVEYOR;BISPLATE 500 | [5 empty] | 1068554 @@ ICS PRODUCTS | 431-6-4368
STP_009 - Lot7 | Data Enrichment | PJR |  | 2023-11-09 |  |  | 1150814 | 1150814 |  |  |  | ERSA | M | 5955 | 1474937GZPCLNT100 | EA |  | CRUSHER COLLECTION CONVEYOR;BISPLATE 500 | CRUSHER COLLECTION CONVEYOR;BISPLATE 500 | [5 empty] | 1068554 @@ ICS PRODUCTS | 431-6-4367
STP_009 - Lot7 | Data Enrichment | PJR |  | 2023-11-09 |  |  | 1150815 | 1150815 |  |  |  | ERSA | M | 5955 | 1474936GZPCLNT100 | EA |  | CRUSHER COLLECTION CONVEYOR;BISPLATE 500 | CRUSHER COLLECTION CONVEYOR;BISPLATE 500 | [5 empty] | 1068554 @@ ICS PRODUCTS | 431-6-4366
STP_009 - Lot7 | Data Enrichment | PJR |  | 2023-11-09 |  |  | 1150816 | 1150816 |  |  |  | ERSA | M | 5955 | 1474935GZPCLNT100 | EA |  | CRUSHER COLLECTION CONVEYOR;BISPLATE 500 | CRUSHER COLLECTION CONVEYOR;BISPLATE 500 | [5 empty] | 1068554 @@ ICS PRODUCTS | 431-6-4365
STP_009 - Lot7 | Data Enrichment | PJR |  | 2023-11-09 |  |  | 1150817 | 1150817 |  |  |  | ERSA | M | 5955 | 1474934GZPCLNT100 | EA |  | CRUSHER COLLECTION CONVEYOR;BISPLATE 500 | CRUSHER COLLECTION CONVEYOR;BISPLATE 500 | [5 empty] | 1068554 @@ ICS PRODUCTS | 431-6-4364
STP_009 - Lot7 | Data Enrichment | PJR |  | 2023-11-09 |  |  | 1150819 | 1150819 |  |  |  | ERSA | M | 5955 | 1474931GZPCLNT100 | EA |  | CRUSHER COLLECTION CONVEYOR;BISPLATE 500 | CRUSHER COLLECTION CONVEYOR;BISPLATE 500 | [5 empty] | 1068554 @@ ICS PRODUCTS | 431-6-4361
STP_009 - Lot7 | Data Enrichment | PJR |  | 2023-11-09 |  |  | 1150820 | 1150820 |  |  |  | ERSA | M | 5955 | 1474930GZPCLNT100 | EA |  | CRUSHER COLLECTION CONVEYOR;BISPLATE 500 | CRUSHER COLLECTION CONVEYOR;BISPLATE 500 | [5 empty] | 1068554 @@ ICS PRODUCTS | 431-6-4360
STP_009 - Lot7 | Data Enrichment | RYM |  | 2023-11-09 |  |  | 1150894 | 1150894 | 1474317 | AU_QM_000144544 |  | ERSA | M | 5955 | 1474317GZPCLNT100 | EA |  | CYLINDER;GEOGRAPH,55047472GEO | CYLINDER;GEOGRAPH,55047472GEO |  |  | CYLINDER ASSEMBLY,LINEAR: CYLINDER, FEED EXTENSION (REP'D);TB60 FE |  |  | 1069531 @@ GEOGRAPHE ENTERPRISES PTY LTD | 55047472GEO | 1068574 @@ SWANSTON TASMANIA PTY LTD | 1474317
STP_009 - Lot7 | Data Enrichment | NGB |  | 2023-11-09 |  |  | 1151315 | 1151315 | 1475295 | AU_QM_000195364 |  | ERSA | M | 5620 | 1475295GZPCLNT100 | EA |  | AIR BREATHER;1/4IN;CRUSHER TOGGLE TENSIO | AIR BREATHER;1/4IN;CRUSHER TOGGLE TENSIO |  |  | BREATHER: AIR BREATHER;1/4IN;CRUSHER TOGGLE TENSIO |  |  | 1068342 @@ ISADRAULICS | BFP4G3W1.0
STP_009 - Lot7 | Data Enrichment | NGB |  | 2023-11-09 |  |  | 1151329 | 1151329 | 1475275 | AU_QM_000195285 |  | ERSA | M | 1600 | 1475275GZPCLNT100 | EA |  | AUTO/MANUAL SELECTOR SWITCH;690V;S1;25A; | AUTO/MANUAL SELECTOR SWITCH;690V;S1;25A; |  |  | SWITCH:AUTO/MANUAL SELECTOR SWITCH;690V;S1;25A; |  |  | 1068181 @@ CNW (MOUNT ISA) ELECT WHOLESALER | CA20BA720EAUS0007
STP_009 - Lot7 | Data Enrichment | NGB |  | 2023-11-09 |  |  | 1151331 | 1151331 | 1475273 | AU_QM_000195283 |  | ERSA | M | 1600 | 1475273GZPCLNT100 | EA |  | AUTO/MANUAL SELECTOR SWITCH;690V;20A;IP4 | AUTO/MANUAL SELECTOR SWITCH;690V;20A;IP4 |  |  | SWITCH:AUTO/MANUAL SELECTOR SWITCH;690V;20A;IP4 |  |  | 1068181 @@ CNW (MOUNT ISA) ELECT WHOLESALER | CA10A220EAUS0003
STP_009 - Lot7 | Data Enrichment | NGB |  | 2023-11-09 |  |  | 1151347 | 1151347 | 1475252 | AU_QM_000195254 |  | ERSA | M | 1600 | 1475252GZPCLNT100 | EA |  | DRY REED SWITCH;BELT RIP SWITCH;2 X SPDT | DRY REED SWITCH;BELT RIP SWITCH;2 X SPDT |  |  | SWITCH,REED:DRY REED SWITCH;BELT RIP SWITCH;2 X SPDT |  |  | 1068181 @@ CNW (MOUNT ISA) ELECT WHOLESALER | STR-P-3RH
STP_009 - Lot7 | Data Enrichment | MKV |  | 2023-11-09 |  |  | 1151361 | 1151361 | 1475236 | AU_QM_000195238 |  | ERSA | M | 1600 | 1475236GZPCLNT100 | EA |  | BUSPLUG;PLUG IN CHASIS;TYPE HBC;3P;63A T | BUSPLUG;PLUG IN CHASIS;TYPE HBC;3P;63A T |  |  | CONNECTOR,PLUG,ELEC:BUSPLUG;PLUG IN CHASIS;TYPE HBC;3P;63A T |  |  | 1068181 @@ CNW (MOUNT ISA) ELECT WHOLESALER | HBCOS 3250/125
STP_009 - Lot7 | Data Enrichment | scv |  | 2023-11-09 |  |  | 1151612 | 1151612 | 1474531 | AU_QM_000163950 |  | ERSA | M | 1825 | 1474531GZPCLNT100 | EA |  | CLA OILSEAL; 60 X 90 X 10 L NB;R FOR COM | CLA OILSEAL; 60 X 90 X 10 L NB;R FOR COM |  |  | SEAL,PLAIN: CLA OILSEAL; 60 X 90 X 10 L NB;R FOR COM |  |  | 1068785 @@ BONFIGLIOLI TRANSMISSION | 1474531
STP_009 - Lot7 | Data Enrichment | scv |  | 2023-11-09 |  |  | 1151638 | 1151638 | 1474500 | AU_QM_000163912 |  | ERSA | M | 1825 | 1474500GZPCLNT100 | EA |  | CHESTERTON MECHANICAL SEAL HARDWARE KIT | CHESTERTON MECHANICAL SEAL HARDWARE KIT |  |  | SEAL SET: CHESTERTON MECHANICAL SEAL HARDWARE KIT |  |  | 1068142 @@ FITT RESOURCES PTY LTD | 1474500
STP_009 - Lot7 | Data Enrichment | scv |  | 2023-11-09 |  |  | 1151673 | 1151673 | 1474428 | AU_QM_000162911 |  | ERSA | M | 5620 | 1474428GZPCLNT100 | EA |  | BELLHOUSING FABRICATED | BELLHOUSING FABRICATED |  |  | END HSG,MECH ROTATING EQUIP:BELLHOUSING FABRICATED |  |  | 1069144 @@ BA EQUIPMENT GROUP PTY LTD | 1474428
STP_009 - Lot7 | Data Enrichment | MKV |  | 2023-11-09 |  |  | 1151705 | 1151705 | 1474333 | AU_QM_000148159 |  | ERSA | M | 5100 | 1474333GZPCLNT100 | EA |  | ALLEN-BRADLEY 32 CHANNEL DIGITAL INPUT M | ALLEN-BRADLEY 32 CHANNEL DIGITAL INPUT M |  |  | ELECTRONIC MODULE:ALLEN-BRADLEY 32 CHANNEL DIGITAL INPUT M |  |  | 1068181 @@ CNW (MOUNT ISA) ELECT WHOLESALER | 1769IQ32T
STP_009 - Lot7 | Data Enrichment | RYM |  | 2023-11-09 |  |  | 1151936 | 1151936 |  |  |  | ERSA | M | 4075 | 1535148GZPCLNT100 | EA |  | CYLINDER,GAS;RECLAIM 65KG,2712678 | CYLINDER,GAS;RECLAIM 65KG,2712678 | CYLINDER,GAS;ADDITIONAL FEATURES:RECLAIM 65KG,2712678 |  |  |  |  | 1068155 @@ REECE PTY LTD | 2712678
STP_009 - Lot7 | Data Enrichment | RYM |  | 2023-11-09 |  |  | 1151937 | 1151937 |  |  |  | ERSA | M | 4075 | 1535147GZPCLNT100 | EA |  | CYLINDER,GAS;RECLAIM 22KG,2712677 | CYLINDER,GAS;RECLAIM 22KG,2712677 | CYLINDER,GAS;ADDITIONAL FEATURES:RECLAIM 22KG,2712677 |  |  |  |  | 1068155 @@ REECE PTY LTD | 2712677 | 1068500 @@ ACTROL PARTS PTY LTD | 1535147
STP_009 - Lot7 | Data Enrichment | RYM |  | 2023-11-09 |  |  | 1151938 | 1151938 |  |  |  | ERSA | M | 4075 | 1535146GZPCLNT100 | EA |  | CYLINDER;PUMP DOWN 65KG,2712680 | CYLINDER;PUMP DOWN 65KG,2712680 | CYLINDER;ADDITIONAL FEATURES:PUMP DOWN 65KG,2712680 |  |  |  |  | 1068155 @@ REECE PTY LTD | 2712680
STP_009 - Lot7 | Data Enrichment | RYM |  | 2023-11-09 |  |  | 1152267 | 1152267 |  |  |  | ERSA | M | 4075 | 1534745GZPCLNT100 | EA |  | CYLINDER,GAS;CYLINDER RENTAL CHA,2800083 | CYLINDER,GAS;CYLINDER RENTAL CHA,2800083 | CYLINDER,GAS;ADDITIONAL FEATURES:CYLINDER RENTAL CHA,2800083 |  |  |  |  | 1068155 @@ REECE PTY LTD | 2800083
STP_009 - Lot7 | Data Enrichment | RYM |  | 2023-11-09 |  |  | 1152268 | 1152268 |  |  |  | ERSA | M | 4075 | 1534744GZPCLNT100 | EA |  | CYLINDER,GAS;CYLINDER RENTAL CHA,2800082 | CYLINDER,GAS;CYLINDER RENTAL CHA,2800082 | CYLINDER,GAS;ADDITIONAL FEATURES:CYLINDER RENTAL CHA,2800082 |  |  |  |  | 1068155 @@ REECE PTY LTD | 2800082
STP_009 - Lot7 | Data Enrichment | RYM |  | 2023-11-09 |  |  | 1152269 | 1152269 |  |  |  | ERSA | M | 4075 | 1534743GZPCLNT100 | EA |  | CYLINDER;REFRIGERANT REPLACEMENT,2706167 | CYLINDER;REFRIGERANT REPLACEMENT,2706167 | CYLINDER;ADDITIONAL FEATURES:REFRIGERANT REPLACEMENT,2706167 |  |  |  |  | 1068155 @@ REECE PTY LTD | 2706167
STP_009 - Lot7 | Data Enrichment | CIR |  | 2023-11-09 |  |  | 1152512 | 1152512 |  |  |  | ERSA | M | 2920 | 1478465GZPCLNT100 | EA |  | CLOTHING,SAFETY,SHIRT L/S,MATERNITY | CLOTHING,SAFETY,SHIRT L/S,MATERNITY | CLOTHING,SAFETY;SHIRT L/S,MATERNITY |  |  |  |  | 1068502 @@ ATOM SUPPLY | 1478465
STP_009 - Lot7 | Data Enrichment | CIR |  | 2023-11-09 |  |  | 1152513 | 1152513 |  |  |  | ERSA | M | 2920 | 1478464GZPCLNT100 | EA |  | CLOTHING,SAFETY,PANTS CARGO MATERNITY | CLOTHING,SAFETY,PANTS CARGO MATERNITY | CLOTHING,SAFETY;PANTS CARGO MATERNITY |  |  |  |  | 1068502 @@ ATOM SUPPLY | 1478464
STP_009 - Lot7 | Data Enrichment | MKV |  | 2023-11-09 |  |  | 1152637 | 1152637 |  |  |  | ERSA | M | 4010 | 1476510GZPCLNT100 | EA |  | CARBIDE BURR;MASTER CUT; | CARBIDE BURR;MASTER CUT; | [5 empty] | 1068652 @@ J BLACKWOOD & SONS | 6588005 | 1068502 @@ ATOM SUPPLY | 5501008
STP_009 - Lot7 | Data Enrichment | MKV |  | 2023-11-09 |  |  | 1152638 | 1152638 | 1476509 | AU_QM_001212976 |  | ERSA | M | 4010 | 1476509GZPCLNT100 | EA |  | CARBIDE BURR;MASTER CUT; | CARBIDE BURR;MASTER CUT; |  |  | FILE,ROTARY:CARBIDE BURR;MASTER CUT; |  |  | 1068652 @@ J BLACKWOOD & SONS | 6587909 | 1068502 @@ ATOM SUPPLY | 5501007
STP_009 - Lot7 | Data Enrichment | scv |  | 2023-11-09 |  |  | 1152719 | 1152719 | 1475850 | AU_QM_000234653 |  | ERSA | M | 5010 | 1475850GZPCLNT100 | EA |  | AXIAL FAN;SAN ACE;120W SERIES | AXIAL FAN;SAN ACE;120W SERIES |  |  | FAN: AXIAL FAN;SAN ACE;120W SERIES |  |  | 1068181 @@ CNW (MOUNT ISA) ELECT WHOLESALER | 2432671
STP_009 - Lot7 | Data Enrichment | scv |  | 2023-11-09 |  |  | 1152720 | 1152720 | 1475849 | AU_QM_000234652 |  | ERSA | M | 5010 | 1475849GZPCLNT100 | EA |  | AXIAL FAN;24VDC;60MM X 60MM X 25MM;RSC | AXIAL FAN;24VDC;60MM X 60MM X 25MM;RSC |  |  | FAN: AXIAL FAN;24VDC;60MM X 60MM X 25MM;RSC |  |  | 1068181 @@ CNW (MOUNT ISA) ELECT WHOLESALER | 1919417
STP_009 - Lot7 | Data Enrichment | NGB |  | 2023-11-09 |  |  | 1152784 | 1152784 | 1475193 | AU_QM_000190411 |  | ERSA | M | 5315 | 1475193GZPCLNT100 | EA |  | ABSORBER;PROTEXP,ABS-04-SH | ABSORBER;PROTEXP,ABS-04-SH |  |  | ABSORBERHANGING;1KG;950MM LG X 135MM W X 30MM D; |  |  | 1071780 @@ PROTECTION EXPERTS AUSTRALIA | ABS-04-SH
STP_009 - Lot7 | Data Enrichment | scv |  | 2023-11-09 |  |  | 1152872 | 1152872 | 1474512 | AU_QM_000163926 |  | ERSA | M | 5800 | 1474512GZPCLNT100 | EA |  | CHESTERTON SEAL SUPPORT TANK | CHESTERTON SEAL SUPPORT TANK |  |  | TANK;CHESTERTON SEAL SUPPORT TANK |  |  | 1068142 @@ FITT RESOURCES PTY LTD | 1474512
STP_009 - Lot7 | Data Enrichment | RYM |  | 2023-11-09 |  |  | 1153405 | 1153405 |  |  |  | ERSA | M | 4075 | 1534072GZPCLNT100 | EA |  | CYLINDER,GAS;R/BERG MAP/PRO GAS,6802522 | CYLINDER,GAS;R/BERG MAP/PRO GAS,6802522 | CYLINDER,GAS;ADDITIONAL FEATURES:R/BERG MAP/PRO GAS,6802522 |  |  |  |  | 1068155 @@ REECE PTY LTD | 6802522
STP_009 - Lot7 | Data Enrichment | NGB |  | 2023-11-09 |  |  | 1153410 | 1153410 |  |  |  | ERSA | M | 4075 | 1534046GZPCLNT100 | EA |  | BARRIER;REEL 25M (WHITE/RED),3802167 | BARRIER;REEL 25M (WHITE/RED),3802167 | BARRIER;ADDITIONAL FEATURES:REEL 25M (WHITE/RED),3802167 |  |  |  |  | 1068155 @@ REECE PTY LTD | 3802167
STP_009 - Lot7 | Data Enrichment | CIR |  | 2023-11-09 |  |  | 1153476 | 1153476 |  |  |  | ERSA | M | 1600 | 1514645GZPCLNT100 | EA |  | BUS BAR;BUSBAR COMB RESI MAX,SCHRMXPH112 | BUS BAR;BUSBAR COMB RESI MAX,SCHRMXPH112 | BUS BAR;ADDITIONAL FEATURES:BUSBAR COMB RESI MAX,SCHRMXPH112 |  |  |  |  | 1068181 @@ CNW (MOUNT ISA) ELECT WHOLESALER | SCHRMXPH112
STP_009 - Lot7 | Data Enrichment | CIR |  | 2023-11-09 |  |  | 1153953 | 1153953 |  |  |  | ERSA | M | 1600 | 1506770GZPCLNT100 | EA |  | BUS BAR;BUSBAR,COMB PIN,TYPE 1,NHPICL123 | BUS BAR;BUSBAR,COMB PIN,TYPE 1,NHPICL123 | BUS BAR;ADDITIONAL FEATURES:BUSBAR,COMB PIN,TYPE 1,NHPICL123 |  |  |  |  | 1068181 @@ CNW (MOUNT ISA) ELECT WHOLESALER | ICL123 | 1068652 @@ J BLACKWOOD & SONS | 1506770
STP_009 - Lot7 | Data Enrichment | RYM |  | 2023-11-09 |  |  | 1154399 | 1154399 |  |  |  | ERSA | M | 5920 | 1514121GZPCLNT100 | EA |  | CYLINDER;SWING CYL PEND,MT9111 4041 98SX | CYLINDER;SWING CYL PEND,MT9111 4041 98SX | CYLINDER;ADDITIONAL FEATURES:SWING CYL PEND,MT9111 4041 98SX |  |  |  |  | 1068410 @@ MAINTENANCE TECHNIQUE PTY LTD | MT9111 4041 98SX
STP_009 - Lot7 | Data Enrichment | RYM |  | 2023-11-09 |  |  | 1154412 | 1154412 |  |  |  | ERSA | M | 5920 | 1514022GZPCLNT100 | EA |  | CYLINDER;C95SDD160-655-XAZ20108 | CYLINDER;C95SDD160-655-XAZ20108 | CYLINDER;ADDITIONAL FEATURES:C95SDD160-655-XAZ20108 |  |  |  |  | 1068125 @@ SMC CORPORATION (AUSTRALIA) PTY LTD | C95SDD160-655-XAZ20108
STP_009 - Lot7 | Data Enrichment | PJR |  | 2023-11-09 |  |  | 1154844 | 1154844 |  |  |  | ERSA | M | 5920 | 1505692GZPCLNT100 | EA |  | DISTRIBUTOR;GAS,LINW03X089370R | DISTRIBUTOR;GAS,LINW03X089370R | DISTRIBUTOR;ADDITIONAL FEATURES:GAS,LINW03X089370R |  |  |  |  | 1068264 @@ GLOBAL WELDING SUPPLIES (MT ISA) | LINW03X089370R | 1068181 @@ CNW (MOUNT ISA) ELECT WHOLESALER | 1505692 | 1068652 @@ J BLACKWOOD & SONS | 1505692
STP_009 - Lot7 | Data Enrichment | CIR |  | 2023-11-09 |  |  | 1154969 | 1154969 |  |  |  | ERSA | M | 5915 | 1495070GZPCLNT100 | EA |  | CURTAIN;QBC X-LRGE,5.7M X 5.3M,NF0000150 | CURTAIN;QBC X-LRGE,5.7M X 5.3M,NF0000150 | CURTAIN;ADDITIONAL FEATURES:QBC X-LRGE,5.7M X 5.3M,NF0000150 |  |  |  |  | 1070040 @@ ORICA AUSTRALIA PTY LTD | 1495070 | 1075600 @@ NATIONWIDE MINING CORP PTY LTD | 1495070
STP_009 - Lot7 | Data Enrichment | CIR |  | 2023-11-09 |  |  | 1154970 | 1154970 |  |  |  | ERSA | M | 5915 | 1495069GZPCLNT100 | EA |  | CURTAIN;QBC MEDIUM,3.6M X 3.8M,NF0000581 | CURTAIN;QBC MEDIUM,3.6M X 3.8M,NF0000581 | CURTAIN;ADDITIONAL FEATURES:QBC MEDIUM,3.6M X 3.8M,NF0000581 |  |  |  |  | 1070040 @@ ORICA AUSTRALIA PTY LTD | 1495069 | 1075600 @@ NATIONWIDE MINING CORP PTY LTD | 1495069
STP_009 - Lot7 | Data Enrichment | NGB |  | 2023-11-09 |  |  | 1154979 | 1154979 |  |  |  | ERSA | M | 4005 | 1494984GZPCLNT100 | EA |  | BENDER;TUBE,SS LEVER,604 1,198741 | BENDER;TUBE,SS LEVER,604 1,198741 | BENDER;ADDITIONAL FEATURES:TUBE,SS LEVER,604 1,198741 |  |  |  |  | 1068502 @@ ATOM SUPPLY | 198741
STP_009 - Lot7 | Data Enrichment | CIR |  | 2023-11-09 |  |  | 1155018 | 1155018 |  |  |  | ERSA | M | 2700 | 1538922GZPCLNT100 | EA |  | DESK;CNR W/STATION,1800WX1800WX,87170300 | DESK;CNR W/STATION,1800WX1800WX,87170300 | DESK;ADDITIONAL FEATURES:CNR W/STATION,1800WX1800WX,87170300 |  |  |  |  | 1068167 @@ WINC AUSTRALIA PTY LTD | 87170300
STP_009 - Lot7 | Data Enrichment | PJR |  | 2023-11-09 |  |  | 1155140 | 1155140 |  |  |  | ERSA | M | 5380 | 1515162GZPCLNT100 | EA |  | DETERGENT;MPD996 ENVIRO,16-02-1199-1000 | DETERGENT;MPD996 ENVIRO,16-02-1199-1000 | DETERGENT;ADDITIONAL FEATURES:MPD996 ENVIRO,16-02-1199-1000 |  |  |  |  | 1069821 @@ MINEHAN AGENCIES PTY LTD | 16-02-1199-1000
STP_009 - Lot7 | Data Enrichment | CIR |  | 2023-11-09 |  |  | 1155440 | 1155440 |  |  |  | ERSA | M | 1500 | 1508115GZPCLNT100 | EA |  | BARREL;DOOR LOCK,ALB4010 D,ALB4010 RESTR | BARREL;DOOR LOCK,ALB4010 D,ALB4010 RESTR | BARREL;ADDITIONAL FEATURES:DOOR LOCK,ALB4010 D,ALB4010 RESTR |  |  |  |  | 1068222 @@ SHAINE HUNTER LOCKSMITHS | ALB4010 DEADBOLT CYLINDERS KEYED TO
STP_009 - Lot7 | Data Enrichment | CIR |  | 2023-11-09 |  |  | 1155589 | 1155589 |  |  |  | ERSA | M | 5380 | 1506989GZPCLNT100 | EA |  | ACID;HYDROCHLORIC ACID,5LT,MSPS0001 | ACID;HYDROCHLORIC ACID,5LT,MSPS0001 | ACID;ADDITIONAL FEATURES:HYDROCHLORIC ACID,5LT,MSPS0001 |  |  |  |  | 1068148 @@ MILES STREET POOL SUPPLIES | MSPS0001
STP_009 - Lot7 | Data Enrichment | PJR |  | 2023-11-09 |  |  | 1155604 | 1155604 |  |  |  | ERSA | M | 4800 | 1506777GZPCLNT100 | EA |  | DRIVER;TRIDONIC DRIVER,40,MELML-TN40X4-M | DRIVER;TRIDONIC DRIVER,40,MELML-TN40X4-M | DRIVER;ADDITIONAL FEATURES:TRIDONIC DRIVER,40,MELML-TN40X4-M |  |  |  |  | 1068181 @@ CNW (MOUNT ISA) ELECT WHOLESALER | ML-TN40X4-M
STP_009 - Lot7 | Data Enrichment | PJR |  | 2023-11-09 |  |  | 1155765 | 1155765 |  |  |  | ERSA | M | 5955 | 1474932GZPCLNT100 | EA |  | CRUSHER COLLECTION CONVEYOR;BISPLATE 500 | CRUSHER COLLECTION CONVEYOR;BISPLATE 500 | [5 empty] | 1068554 @@ ICS PRODUCTS | 431-6-4362
STP_009 - Lot7 | Data Enrichment | PJR |  | 2023-11-09 |  |  | 1159177 | 1159177 | 1446661 | AU_QM_001041441 |  | ERSA | M | 5380 | 1446661GZPCLNT100 | DR |  | DETERGENT;QUICK BREAK,LIQUID,DRUM 15 L | DETERGENT;QUICK BREAK,LIQUID,DRUM 15 L | DETERGENT;TYPE:QUICK BREAK,FORM:LIQUID,CONTAINER:DRUM 15 L,ADDITIONAL FEATURES EN:GEN PURPOSE, WATER BASED,MN,FR: APD BULLDOG GOLD-15LT 01)APPLIED,PTNO:01)3120-15 |  | DETERGENT,GEN.PURPOSE:APD BULLDOG GOLD;(DRUM = 15LT)WATER BA |  |  | 1068988 @@ ITW POLYMERS & FLUIDS | 3120-15 | 1068844 @@ EAST COAST LUBES PTY LTD | 1446661 | 1079321 @@ EAST COAST LUBES PTY LTD | 3120-15
STP_009 - Lot7 | Data Enrichment | scv |  | 2023-11-09 |  |  | 1176141 | 1176141 | 1414895 | AU_QM_000260518 |  | ERSA | M | 5915 | 1414895GZPCLNT100 | EA |  | CASTER;FIXED,150 KG,DIA 100 X WD 32 MM | CASTER;FIXED,150 KG,DIA 100 X WD 32 MM | CASTER;TYPE:FIXED,LOAD RATING:150 KG,WHEEL SIZE:DIA 100 X WD 32 MM,WHEEL MATERIAL:PU,PLATE MATERIAL:STAINLESS STEEL 304, ADDITIONAL |  | CASTER;FIXED,150 KG,DIA 100 X WD 32 MMCASTER;FXD,150KG,DIA 100 X WD 32MM,PU |  |  | 1068652 @@ J BLACKWOOD & SONS | 7967397
STP_009 - Lot7 | Data Enrichment | MKV |  | 2023-11-09 |  |  | 1176335 | 1176335 | 1445711 | AU_QM_001013390 |  | ERSA | M | 1600 | 1445711GZPCLNT100 | EA |  | COLLECTOR,CUR;CRANE HEAD | COLLECTOR,CUR;CRANE HEAD | COLLECTOR,CURRENT;TYPE:CRANE HEAD,ADDITIONAL FEATURES EN:AISLE,C/WCABLE,(Q.REF:19229) CU SMELTER,MNFR:01)CNW,PTNO:01)08-S265-0364 |  | CURRENT COLLECTOR:AISLE CRANE CURRENT COLLECTOR HEAD;C/W |  |  | 1068181 @@ CNW (MOUNT ISA) ELECT WHOLESALER | 08-S265-0364
STP_009 - Lot7 | Data Enrichment | scv |  | 2023-11-09 |  |  | 1176532 | 1176532 | 1423522 | AU_QM_000269967 |  | ERSA | M | 5915 | 1423522GZPCLNT100 | EA |  | CASTER;SWIVEL,150 KG,DIA 100 X WD 32 MM | CASTER;SWIVEL,150 KG,DIA 100 X WD 32 MM | CASTER;TYPE:SWIVEL,LOAD RATING:150 KG,WHEEL SIZE:DIA 100 X WD 32 MM,WHEEL MATERIAL:PU,PLATE MATERIAL:STAINLESS STEEL 304, ADDITIONAL |  | CASTER;SWIVEL,150 KG,DIA 100 X WD 32 MMCASTER;SWVL,150KG,DIA 100 X WD 32MM,PU |  |  | 1068652 @@ J BLACKWOOD & SONS | 2878958
STP_009 - Lot7 | Data Enrichment | RYM |  | 2023-11-09 |  |  | 1177021 | 1177021 | 1368702 | AU_QM_000172835 |  | ERSA | M | 5620 | 1368702GZPCLNT100 | EA |  | CYLINDER;NRMT,100063502 | CYLINDER;NRMT,100063502 | CYLINDER;MNFR:NORMET,PTNO:100063502,ADDITIONAL FEATURES EN:HYDRAULIC,COMPLETE |  | CYLINDER: COMPLETE;7 BASKET BOOM NBB3S:CHARMEC MC |  |  | 1068143 @@ NORMET ASIA PACIFIC PTY LTD | 100063502
STP_009 - Lot7 | Data Enrichment | CIR |  | 2023-11-09 |  |  | 1177040 | 1177040 | 1367105 | AU_QM_000170314 |  | ERSA | M | 4900 | 1367105GZPCLNT100 | EA |  | CHAIN,LD RATED;SINGLE, JACK,LG 30 M | CHAIN,LD RATED;SINGLE, JACK,LG 30 M | CHAIN,LOAD RATED;TYPE:SINGLE, JACK,LINK SIZE:DIA 2.5 X WD 11 X LG 25.5 MM,LENGTH:30 M,MATERIAL:STEEL GALVANIZED,TENSILE STRENGTH: 200 N,ADDITIONAL FEATURES EN:WELDLESS, IN A WHITE BUCKET,MNFR:01)CNW,PTNO:01)WATJCB |  | CHAIN,WELDLESS: JACK; SINGLE LINK GALVANISED; 2.5MM X 30 |  |  | 1068181 @@ CNW (MOUNT ISA) ELECT WHOLESALER | WATJCB | 1068652 @@ J BLACKWOOD & SONS | 1367105
STP_009 - Lot7 | Data Enrichment | NGB |  | 2023-11-09 |  |  | 1179008 | 1179008 |  |  |  | ERSA | M | 5905 | 1544335GZPCLNT100 | EA |  | BREATHER;SPIN ON,SYNTHETIC FIBRE | BOQUETE; | BREATHER;TYPE:SPIN ON,MATERIAL:SYNTHETIC FIBRE,ADDITIONAL FEATURES EN:AIR,3/4 INBSPT,SPIN ON | BOQUETE; |  |  |  | 1068621 @@ COOPER FLUID SYSTEMS | SGB-090-03-B
STP_009 - Lot7 | Data Enrichment | PJR |  | 2023-11-09 |  |  | 1179083 | 1179083 |  |  |  | ERSA | M | 1600 | 1544162GZPCLNT100 | EA |  | BENCH;VICE,63.5X57.1MM | BANCO; | BENCH;ADDITIONAL FEATURES EN:VICE,63.5X57.1MM | BANCO; |  |  |  | 1068206 @@ RS COMPONENTS PTY LTD | 283-8166
STP_009 - Lot7 | Data Enrichment | PJR |  | 2023-11-09 |  |  | 1179168 | 1179168 |  |  |  | ERSA | M | 5100 | 1543999GZPCLNT100 | EA |  | AMMETER;APM SHUNT,NEG LCD,W/OUTPUTS | AMPERIMETRO; | AMMETER;ADDITIONAL FEATURES EN:APM SHUNT,NEG LCD,W/OUTPUTS | AMPERIMETRO; |  |  |  | 1068181 @@ CNW (MOUNT ISA) ELECT WHOLESALER | APM-SHUNT-ANO
STP_009 - Lot7 | Data Enrichment | PJR |  | 2023-11-09 |  |  | 1179169 | 1179169 |  |  |  | ERSA | M | 5100 | 1543998GZPCLNT100 | EA |  | AMMETER;APM SHUNT,POS LCD,W/OUTPUTS | AMPERIMETRO; | AMMETER;ADDITIONAL FEATURES EN:APM SHUNT,POS LCD,W/OUTPUTS | AMPERIMETRO; |  |  |  | 1068181 @@ CNW (MOUNT ISA) ELECT WHOLESALER | APM-SHUNT-APO
STP_009 - Lot7 | Data Enrichment | CIR |  | 2023-11-09 |  |  | 1179530 | 1179530 |  |  |  | ERSA | M | 2700 | 1542965GZPCLNT100 | EA |  | DESK;CORNER WORKSTATION | ESCRITORIO; | DESK;ADDITIONAL FEATURES EN:CORNER WORKSTATION | ESCRITORIO; |  |  |  | 1068126 @@ EMPIRE OFFICE FURNITURE | SHWS61515.WHSV
STP_009 - Lot7 | Data Enrichment | RYM |  | 2023-11-09 |  |  | 1179601 | 1179601 |  |  |  | ERSA | M | 4200 | 1542875GZPCLNT100 | EA |  | CYLINDER,GRAD;MSRNG,'A' CLASS,100ML | CILINDRO MUESTRA; | CYLINDER,GRADUATED;MATERIAL:MEASURING,'A' CLASS,100ML,ADDITIONAL FEATURES EN:MEASURING,'A' CLASS,100ML | CILINDRO GRADUADO; |  |  |  | 1068082 @@ ROWE SCIENTIFIC PTY LTD | GC1166
STP_009 - Lot7 | Data Enrichment | BHJ |  | 2023-11-09 |  |  | 1179664 | 1179664 |  |  |  | ERSA | M | 5910 | 1513462GZPCLNT100 | EA |  | BLADDER,ACCUM;M50x1,5/VG5 NBR20/1.457 | ACUMULADOR CAM; | BLADDER,ACCUM;ADDITIONAL FEATURES:M50x1,5/VG5 NBR20/1.457 |  |  |  |  | 1068342 @@ ISADRAULICS | M50X1,5/VG5 NBR20/1.457
STP_009 - Lot7 | Data Enrichment | MKV |  | 2023-11-09 |  |  | 1179773 | 1179773 |  |  |  | ERSA | M | 5920 | 1513287GZPCLNT100 | EA |  | CRADLE;ASSY,4050,COM,MT3128 0016 74C | CUNA; | CRADLE;ADDITIONAL FEATURES:ASSY,4050,COM,MT3128 0016 74C |  |  |  |  | 1068410 @@ MAINTENANCE TECHNIQUE PTY LTD | MT3128 0016 74C
STP_009 - Lot7 | Data Enrichment | CIR |  | 2023-11-09 |  |  | 1179811 | 1179811 |  |  |  | ERSA | M | 2920 | 1513235GZPCLNT100 | EA |  | CLOTHING,SAFTY;CINCH,DO NOT USE | ROPA SEGU; | CLOTHING,SAFETY;TYPE:CINCH,201244, MB90530002 | ROPA SEGURIDAD; |  |  |  | 1069578 @@ WORN OUT WEST | 201244, MB90530002
STP_009 - Lot7 | Data Enrichment | CIR |  | 2023-11-09 |  |  | 1179884 | 1179884 |  |  |  | ERSA | M | 5920 | 1569175GZPCLNT100 | EA | 3000353 | CASING;SULZ,104607863008,WEAR RING | REVESTIDOR;SULZ,104607863008 | CASING;MNFR:SULZER,PTNO:104607863008,ADDITIONAL FEATURES EN:WEAR RING | REVESTIDOR;MNFR:SULZER,PTNO:104607863008 |  | SULZER | 104607863008 | 1068276 @@ SULZER AUSTRALIA PTY LTD | 104607863008
STP_009 - Lot7 | Data Enrichment | CIR |  | 2023-11-09 |  |  | 1180048 | 1180048 |  |  |  | ERSA | M | 2700 | 1568986GZPCLNT100 | EA |  | DESK;MAPLE TOP,WHITE FRAME,725X1500X750M | ESCRITORIO; | DESK;ADDITIONAL FEATURES EN:MAPLE TOP,WHITE FRAME,725X1500X750MM | ESCRITORIO; |  |  |  | 1068167 @@ WINC AUSTRALIA PTY LTD | 25102906
STP_009 - Lot7 | Data Enrichment | CIR |  | 2023-11-09 |  |  | 1180258 | 1180258 |  |  |  | ERSA | M | 1600 | 1544233GZPCLNT100 | EA |  | CURTAIN;CLR,PVC,CNW1200X3X20PVCCLEAR | CORTINA; | CURTAIN;SIZE:TBC,ADDITIONAL FEATURES EN:CLEAR,PVC,A CABINET | CORTINA; |  |  |  | 1068181 @@ CNW (MOUNT ISA) ELECT WHOLESALER | CNW1200X3X20PVCCLEAR
STP_009 - Lot7 | Data Enrichment | PJR |  | 2023-11-09 |  |  | 1180260 | 1180260 |  |  |  | ERSA | M | 5700 | 1544224GZPCLNT100 | M |  | CONVEYOR,BLT;PN800/4PLY,6/2COVER,1200MMW | BANDA TRANSP; | CONVEYOR,BELT;ADDITIONAL FEATURES EN:PN800/4PLY,6/2COVER,1200MMW | BANDA TRANSPORTADORA; |  |  |  | 1068237 @@ FENNER DUNLOP AUSTRALIA PTY LTD | 51906
STP_009 - Lot7 | Data Enrichment | NGB |  | 2023-11-09 |  |  | 1180279 | 1180279 |  |  |  | ERSA | M | 4090 | 1544125GZPCLNT100 | EA |  | BOOSTER,AIR;PRESS,REGLTR | REFORZADOR AIRE; | BOOSTER,AIR;ADDITIONAL FEATURES EN:PRESSURE,REGULATOR | REFORZADOR AIRE; |  |  |  | 1068330 @@ SMC CORPORATION (AUST) PTY LTD | XDZ7176 | 1068125 @@ SMC CORPORATION (AUSTRALIA) PTY LTD | 1544125
STP_009 - Lot7 | Data Enrichment | PJR |  | 2023-11-09 |  |  | 1180280 | 1180280 |  |  |  | ERSA | M | 5700 | 1544124GZPCLNT100 | M |  | CONVEYOR,BLT;PN1600/4PLY,8X3COVER,1300MM | BANDA TRANSP; | CONVEYOR,BELT;ADDITIONAL FEATURES EN:PN1600/4PLY,8X3COVER,1300MM | BANDA TRANSPORTADORA; |  |  |  | 1068237 @@ FENNER DUNLOP AUSTRALIA PTY LTD | 417952
STP_009 - Lot7 | Data Enrichment | PJR |  | 2023-11-09 |  |  | 1180281 | 1180281 |  |  |  | ERSA | M | 5700 | 1544123GZPCLNT100 | M |  | CONVEYOR,BLT;PN600/4PLY,6/2COVER,2400MM | BANDA TRANSP; | CONVEYOR,BELT;ADDITIONAL FEATURES EN:PN600/4PLY,6/2COVER,2400MM | BANDA TRANSPORTADORA; |  |  |  | 1068237 @@ FENNER DUNLOP AUSTRALIA PTY LTD | 145181
STP_009 - Lot7 | Data Enrichment | BHJ |  | 2023-11-09 |  |  | 1180404 | 1180404 |  |  |  | ERSA | M | 2920 | 1543866GZPCLNT100 | EA |  | ALARM;SMK,PHOTOELECT,SMK,230V | ALARMA; | ALARM;TYPE:SMOKE,ADDITIONAL FEATURES EN:PHOTOELECT,SMOKE,230V | ALARMA; |  |  |  | 1068181 @@ CNW (MOUNT ISA) ELECT WHOLESALER | BROEIB3016
STP_009 - Lot7 | Data Enrichment | CIR |  | 2023-11-09 |  |  | 1180482 | 1180482 |  |  |  | ERSA | M | 2700 | 1526346GZPCLNT100 | EA |  | DESK;SIT/STAND,CNR,1800W,700D,685-1285H | ESCRITORIO; | DESK;TYPE:SIT/STAND,ADDITIONAL FEATURES EN:CNR,1800W,700D,685-1285H | ESCRITORIO; |  |  |  | 1071650 @@ FDB COMMERCIAL PTY LTD | SE-18187
STP_009 - Lot7 | Data Enrichment | CIR |  | 2023-11-09 |  |  | 1180483 | 1180483 |  |  |  | ERSA | M | 2700 | 1526345GZPCLNT100 | EA |  | DESK;SIT/STAND,1800W,700D,685-1285H | ESCRITORIO; | DESK;TYPE:SIT/STAND,ADDITIONAL FEATURES EN:1800W,700D,685-1285H | ESCRITORIO; |  |  |  | 1071650 @@ FDB COMMERCIAL PTY LTD | SE-187
STP_009 - Lot7 | Data Enrichment | CIR |  | 2023-11-09 |  |  | 1180521 | 1180521 |  |  |  | ERSA | M | 1600 | 1522827GZPCLNT100 | EA |  | BUS BAR;INSUL BRAIDED COND,ACC534409 | BARRA BUS; | BUS BAR;ADDITIONAL FEATURES EN:INSUL BRAIDED COND,ACC534409 | BARRA BUS; |  |  |  | 1068181 @@ CNW (MOUNT ISA) ELECT WHOLESALER | 534409
STP_009 - Lot7 | Data Enrichment | CIR |  | 2023-11-09 |  |  | 1180529 | 1180529 |  |  |  | ERSA | M | 2700 | 1522805GZPCLNT100 | EA |  | DESK;STAND UP,ADJ,1800,ECO 2 | ESCRITORIO; | DESK;ADDITIONAL FEATURES EN:STAND UP,ADJUSTABLE,1800,ECO 2 | ESCRITORIO; |  |  |  | 1068673 @@ NPS COMMERCIAL FURNITURE | 1522805
STP_009 - Lot7 | Data Enrichment | CIR |  | 2023-11-09 |  |  | 1180603 | 1180603 |  |  |  | ERSA | M | 2920 | 1574584GZPCLNT100 | EA |  | CLOTHING,SAFTY;PANTS,WOMENS CARGO NAVY 8 | ROPA SEGU; | CLOTHING,SAFETY;ADDITIONAL FEATURES EN:PANTS,WOMENS CARGO NAVY 8,COTTON DRILL 310GSM 3M TAPE,ENDURITE | ROPA SEGURIDAD; |  |  |  | 1068502 @@ ATOM SUPPLY | 40023008
STP_009 - Lot7 | Data Enrichment | RYM |  | 2023-11-09 |  |  | 1180641 | 1180641 |  |  |  | ERSA | M | 5920 | 1574389GZPCLNT100 | EA |  | CYLINDER;,ERECTOR,SIDE SLED,8383-3 | CILINDRO; | CYLINDER;MATERIAL:,SIZE:,ADDITIONAL FEATURES EN:ERECTOR,SIDE SLED,8383-3,TDR 1000 1567 RO7 | CILINDRO; |  |  |  | 1068129 @@ TERRATEC AUSTRALIA PTY LTD | 8383-3
STP_009 - Lot7 | Data Enrichment | CIR |  | 2023-11-09 |  |  | 1180667 | 1180667 |  |  |  | ERSA | M | 4090 | 1574363GZPCLNT100 | EA |  | BARRICADE;CONTAINMENT ROLL,2 M X 45 M | BARRICADA; | BARRICADE;ADDITIONAL FEATURES EN:CONTAINMENT ROLL,2 M X 45 M | BARRICADA; |  |  |  | 1068663 @@ BURWELL TECHNOLOGIES PTY LTD | 1102-3425
STP_009 - Lot7 | Data Enrichment | CIR |  | 2023-11-09 |  |  | 1180724 | 1180724 |  |  |  | ERSA | M | 4090 | 1574228GZPCLNT100 | M |  | CHAIN;REG LINK,6 MM,SS 316,WCSR-0606 | CADENA; | CHAIN;TYPE:REG LINK,SIZE:6 MM,ADDITIONAL FEATURES EN:SS 316,WCSR-0606 | CADENA; |  |  |  | 1068332 @@ BULLIVANTS PTY LTD | WCSR-0606
STP_009 - Lot7 | Data Enrichment | CIR |  | 2023-11-09 |  |  | 1180760 | 1180760 |  |  |  | ERSA | M | 4090 | 1574128GZPCLNT100 | EA |  | CURTAIN;2000 X 1300 X 50 MM,EYELET,SONIC | CORTINA;OJETE | CURTAIN;SIZE:2000 X 1300 X 50 MM,HANGING STYLE:EYELET,ADDITIONAL FEATURES EN:SONIC,NOISE SCREEN,EYELETS TOP & BOTTOM | CORTINA;ESTILO COLGANTE:OJETE |  |  |  | 1071397 @@ FLEXSHIELD GROUP PTY LTD | A-SC2013-TNC-BLU-A
STP_009 - Lot7 | Data Enrichment | PJR |  | 2023-11-09 |  |  | 1180778 | 1180778 |  |  |  | ERSA | M | 4090 | 1574032GZPCLNT100 | EA |  | CHOCK,WHL;LRG,53005126 | CUÑA RUEDAS; | CHOCK,WHEEL;SIZE:LARGE,ADDITIONAL FEATURES EN:53005126 | CUÃ‘A RUEDAS; |  |  |  | 1068295 @@ JUNGHEINRICH AUSTRALIA | 53005126
STP_009 - Lot7 | Data Enrichment | CIR |  | 2023-11-09 |  |  | 1181214 | 1181214 |  |  |  | ERSA | M | 2700 | 1568197GZPCLNT100 | EA |  | DESK;STANDING,SML,EPIC RISER,RR1 | ESCRITORIO; | DESK;ADDITIONAL FEATURES EN:STANDING,SMALL,EPIC RISER,RR1 | ESCRITORIO; |  |  |  | 1071650 @@ FDB COMMERCIAL PTY LTD | RR1
STP_009 - Lot7 | Data Enrichment | CIR |  | 2023-11-09 |  |  | 1181276 | 1181276 |  |  |  | ERSA | M | 2700 | 1567895GZPCLNT100 | EA |  | DESK;CNR W/STATION,BEECH/IRONSTONE,1500X | ESCRITORIO; | DESK;ADDITIONAL FEATURES EN:CNR W/STATION,BEECH/IRONSTONE,1500X1800X600 | ESCRITORIO; |  |  |  | 1068126 @@ EMPIRE OFFICE FURNITURE | SHWS61518.SBIR
STP_009 - Lot7 | Data Enrichment | RYM |  | 2023-11-09 |  |  | 1181298 | 1181298 |  |  |  | ERSA | M | 5910 | 1567870GZPCLNT100 | EA |  | CYLINDER;S/S,HOLW,60 TONNE,CHSS60T/GF | CILINDRO; | CYLINDER;MATERIAL:S/S,SIZE:TBC,ADDITIONAL FEATURES EN:HOLLOW,60 TONNE | CILINDRO; |  |  |  | 1068137 @@ CAVA HYDRAULICS & ENGINEERING PTY L | CHSS60T/GF
STP_009 - Lot7 | Data Enrichment | RYM |  | 2023-11-09 |  |  | 1181442 | 1181442 |  |  |  | ERSA | M | 5000 | 1567715GZPCLNT100 | EA | 3000001 | CYLINDER;EPI,8232300126,HYDR | CILINDRO;EPI,8232300126 | CYLINDER;MNFR:EPIROC,PTNO:8232300126,ADDITIONAL FEATURES EN:HYDRAULIC | CILINDRO;MNFR:EPIROC,PTNO:8232300126 |  | EPIROC | 8232300126 | 1068108 @@ EPIROC AUSTRALIA PTY LTD | 8232300126
STP_009 - Lot7 | Data Enrichment | RYM |  | 2023-11-09 |  |  | 1182807 | 1182807 |  |  |  | ERSA | M | 4090 | 1564522GZPCLNT100 | EA |  | CYLINDER,GAS;HYDROGEN UHP,G SIZE,240G | CILINDRO GAS; | CYLINDER,GAS;ADDITIONAL FEATURES EN:HYDROGEN UHP,G SIZE,240G | CILINDRO GAS; |  |  |  | 1068135 @@ BOC LIMITED | 240G
STP_009 - Lot7 | Data Enrichment | BHJ |  | 2023-11-09 |  |  | 1182829 | 1182829 |  |  |  | ERSA | M | 4045 | 1564367GZPCLNT100 | EA |  | CRATE;BLK,PP,32 LTR | RECIPIENTE; | CRATE;ADDITIONAL FEATURES EN:BLACK,POLYPROPYLENE,32 LTR | RECIPIENTE; |  |  |  | 1068652 @@ J BLACKWOOD & SONS | 7896745
STP_009 - Lot7 | Data Enrichment | CIR |  | 2023-11-09 |  |  | 1182832 | 1182832 |  |  |  | ERSA | M | 4090 | 1564364GZPCLNT100 | M |  | CHAIN;CS,3MM,LONG LINK,GAL | CADENA; | CHAIN;TYPE:CARBON STEEL,SIZE:3MM,ADDITIONAL FEATURES EN:LONG LINK,GAL | CADENA; |  |  |  | 1068291 @@ BULLIVANTS PTY LIMITED | WCLL-030G
STP_009 - Lot7 | Data Enrichment | CIR |  | 2023-11-09 |  |  | 1182996 | 1182996 |  |  |  | ERSA | M | 2700 | 1564130GZPCLNT100 | EA |  | DESK;SHIP SHAPE | ESCRITORIO; | DESK;ADDITIONAL FEATURES EN:SHIP SHAPE | ESCRITORIO; |  |  |  | 1068126 @@ EMPIRE OFFICE FURNITURE | SHDK1575.SBIR
STP_009 - Lot7 | Data Enrichment | CIR |  | 2023-11-09 |  |  | 1183406 | 1183406 |  |  |  | ERSA | M | 5955 | 1563072GZPCLNT100 | EA |  | BUCKLE;SEATBELT | HEBILLA; | BUCKLE;ADDITIONAL FEATURES EN:SEATBELT | HEBILLA; |  |  |  | 1068288 @@ UNITED EQUIPMENT | 91A14-11510
STP_009 - Lot7 | Data Enrichment | CIR |  | 2023-11-09 |  |  | 1183414 | 1183414 |  |  |  | ERSA | M | 4090 | 1563043GZPCLNT100 | EA |  | CHAIN;SAFTY,8MMX25M,PLSTC,YEL | CADENA; | CHAIN;TYPE:SAFETY,SIZE:8MMX25M,ADDITIONAL FEATURES EN:PLASTIC,YELLOW | CADENA; |  |  |  | 1068802 @@ WESTERNEX PTY LTD | 1710-00801
STP_009 - Lot7 | Data Enrichment | RYM |  | 2023-11-09 |  |  | 1183466 | 1183466 |  |  |  | ERSA | M | 5910 | 1562491GZPCLNT100 | EA |  | CYLINDER;STL,117X101MM,DURAPAC,RLP-302 | CILINDRO; | CYLINDER;MATERIAL:STEEL,SIZE:117X101MM,ADDITIONAL FEATURES EN:HYD,30 TON,2IN,SA,LOW HGT,DURAPAC,RLP-302 | CILINDRO; |  |  |  | 1068342 @@ ISADRAULICS | RLP-302
STP_009 - Lot7 | Data Enrichment | RYM |  | 2023-11-09 |  |  | 1183467 | 1183467 |  |  |  | ERSA | M | 5910 | 1562490GZPCLNT100 | EA |  | CYLINDER;STL,178X114MM,DURAPAC,RHS-302 | CILINDRO; | CYLINDER;MATERIAL:STEEL,SIZE:178X114MM,ADDITIONAL FEATURES EN:HYD,30 TON,2IN,SA,HOLLOW,DURAPAC,RHS-302 | CILINDRO; |  |  |  | 1068342 @@ ISADRAULICS | RHS-302
STP_009 - Lot7 | Data Enrichment | RYM |  | 2023-11-09 |  |  | 1183468 | 1183468 |  |  |  | ERSA | M | 5910 | 1562489GZPCLNT100 | EA |  | CYLINDER;STL,58X117X95MM,DURAPAC,RFJ-300 | CILINDRO; | CYLINDER;MATERIAL:STEEL,SIZE:58X117X95MM,ADDITIONAL FEATURES EN:HYD,30 TON,1/2IN,SA,LOW HGT,FLAT,DURAPAC,RFJ-300 | CILINDRO; |  |  |  | 1068342 @@ ISADRAULICS | RFJ-300
STP_009 - Lot7 | Data Enrichment | RYM |  | 2023-11-09 |  |  | 1183469 | 1183469 |  |  |  | ERSA | M | 5910 | 1562488GZPCLNT100 | EA |  | CYLINDER;STL,374X85MM,DURAPAC,RG-2510 | CILINDRO; | CYLINDER;MATERIAL:STEEL,SIZE:374X85MM,ADDITIONAL FEATURES EN:HYD,25 TON,10IN,SA,COLLAR THREADS,DURAPAC,RG-2510 | CILINDRO; |  |  |  | 1068342 @@ ISADRAULICS | RG-2510
STP_009 - Lot7 | Data Enrichment | RYM |  | 2023-11-09 |  |  | 1183470 | 1183470 |  |  |  | ERSA | M | 5910 | 1562487GZPCLNT100 | EA |  | CYLINDER;STL,215X85MM,DURAPAC,RG-254 | CILINDRO; | CYLINDER;MATERIAL:STEEL,SIZE:215X85MM,ADDITIONAL FEATURES EN:HYD,25 TON,4IN,SA,COLLAR THREADS,DURAPAC,RG-254 | CILINDRO; |  |  |  | 1068342 @@ ISADRAULICS | RG-254
STP_009 - Lot7 | Data Enrichment | RYM |  | 2023-11-09 |  |  | 1183471 | 1183471 |  |  |  | ERSA | M | 5910 | 1562486GZPCLNT100 | EA |  | CYLINDER;STL,306X98MM,DURAPAC,RHS-206 | CILINDRO; | CYLINDER;MATERIAL:STEEL,SIZE:306X98MM,ADDITIONAL FEATURES EN:HYD,20 TON,6IN,SA,HOLLOW,DURAPAC,RHS-206 | CILINDRO; |  |  |  | 1068342 @@ ISADRAULICS | RHS-206
STP_009 - Lot7 | Data Enrichment | RYM |  | 2023-11-09 |  |  | 1183472 | 1183472 |  |  |  | ERSA | M | 5910 | 1562485GZPCLNT100 | EA |  | CYLINDER;STL,162X98MM,DURAPAC,RHS-202 | CILINDRO; | CYLINDER;MATERIAL:STEEL,SIZE:162X98MM,ADDITIONAL FEATURES EN:HYD,20 TON,2IN,SA,HOLLOW,DURAPAC,RHS-202 | CILINDRO; |  |  |  | 1068342 @@ ISADRAULICS | RHS-202
STP_009 - Lot7 | Data Enrichment | RYM |  | 2023-11-09 |  |  | 1183473 | 1183473 |  |  |  | ERSA | M | 5910 | 1562484GZPCLNT100 | EA |  | CYLINDER;STL,98X92MM,DURAPAC,RLP-201 | CILINDRO; | CYLINDER;MATERIAL:STEEL,SIZE:98X92MM,ADDITIONAL FEATURES EN:HYD,20 TON,1-3/4IN,SA,LOW HGT,DURAPAC,RLP-201 | CILINDRO; |  |  |  | 1068342 @@ ISADRAULICS | 1562484 | 1070451 @@ SPECIALISED FORCE PTY LTD | 1562484
STP_009 - Lot7 | Data Enrichment | RYM |  | 2023-11-09 |  |  | 1183474 | 1183474 |  |  |  | ERSA | M | 5910 | 1562483GZPCLNT100 | EA |  | CYLINDER;STL,373X69MM,DURAPAC,RG-1510 | CILINDRO; | CYLINDER;MATERIAL:STEEL,SIZE:373X69MM,ADDITIONAL FEATURES EN:HYD,15 TON,10IN,SA,COLLAR THREADS,DURAPAC,RG-1510 | CILINDRO; |  |  |  | 1068342 @@ ISADRAULICS | RG-1510
STP_009 - Lot7 | Data Enrichment | RYM |  | 2023-11-09 |  |  | 1183475 | 1183475 |  |  |  | ERSA | M | 5910 | 1562482GZPCLNT100 | EA |  | CYLINDER;STL,450X57MM,DURAPAC,RG-1014 | CILINDRO; | CYLINDER;MATERIAL:STEEL,SIZE:450X57MM,ADDITIONAL FEATURES EN:HYD,10 TON,14IN,SA,COLLAR THREADS,DURAPAC,RG-1014 | CILINDRO; |  |  |  | 1068342 @@ ISADRAULICS | RG-1014
STP_009 - Lot7 | Data Enrichment | RYM |  | 2023-11-09 |  |  | 1183476 | 1183476 |  |  |  | ERSA | M | 5910 | 1562481GZPCLNT100 | EA |  | CYLINDER;STL,349X57MM,DURAPAC,RG-1010 | CILINDRO; | CYLINDER;MATERIAL:STEEL,SIZE:349X57MM,ADDITIONAL FEATURES EN:HYD,10 TON,10IN,SA,COLLAR THREADS,DURAPAC,RG-1010 | CILINDRO; |  |  |  | 1068342 @@ ISADRAULICS | RG-1010
STP_009 - Lot7 | Data Enrichment | RYM |  | 2023-11-09 |  |  | 1183477 | 1183477 |  |  |  | ERSA | M | 5910 | 1562480GZPCLNT100 | EA |  | CYLINDER;STL,298X57MM,DURAPAC,RG-108 | CILINDRO; | CYLINDER;MATERIAL:STEEL,SIZE:298X57MM,ADDITIONAL FEATURES EN:HYD,10 TON,8IN,SA,COLLAR THREADS,DURAPAC,RG-108 | CILINDRO; |  |  |  | 1068342 @@ ISADRAULICS | RG-108
STP_009 - Lot7 | Data Enrichment | RYM |  | 2023-11-09 |  |  | 1183478 | 1183478 |  |  |  | ERSA | M | 5910 | 1562479GZPCLNT100 | EA |  | CYLINDER;STL,88X69MM,DURAPAC,RLP-101 | CILINDRO; | CYLINDER;MATERIAL:STEEL,SIZE:88X69MM,ADDITIONAL FEATURES EN:HYD,10 TON,1IN,SA,LOW HGT,DURAPAC,RLP-101 | CILINDRO; |  |  |  | 1068342 @@ ISADRAULICS | RLP-101
STP_009 - Lot7 | Data Enrichment | RYM |  | 2023-11-09 |  |  | 1183479 | 1183479 |  |  |  | ERSA | M | 5910 | 1562478GZPCLNT100 | EA |  | CYLINDER;STL,43X82X55MM,DURAPAC,RFJ-100 | CILINDRO; | CYLINDER;MATERIAL:STEEL,SIZE:43X82X55MM,ADDITIONAL FEATURES EN:HYD,10 TON,7/16IN,SA,LOW HGT,FLAT,DURAPAC,RFJ-100 | CILINDRO; |  |  |  | 1068342 @@ ISADRAULICS | RFJ-100
STP_009 - Lot7 | Data Enrichment | RYM |  | 2023-11-09 |  |  | 1183480 | 1183480 |  |  |  | ERSA | M | 5910 | 1562477GZPCLNT100 | EA |  | CYLINDER;STL,247X57,DURAPAC,RG-106 | CILINDRO; | CYLINDER;MATERIAL:STEEL,SIZE:247X57,ADDITIONAL FEATURES EN:HYD,10 TON,6IN,SA,COLLAR THREADS,DURAPAC,RG-106 | CILINDRO; |  |  |  | 1068342 @@ ISADRAULICS | RG-106
STP_009 - Lot7 | Data Enrichment | RYM |  | 2023-11-09 |  |  | 1183481 | 1183481 |  |  |  | ERSA | M | 5910 | 1562476GZPCLNT100 | EA |  | CYLINDER;STL,150X38MM,DURAPAC,RG-59 | CILINDRO; | CYLINDER;MATERIAL:STEEL,SIZE:150X38MM,ADDITIONAL FEATURES EN:HYD,5 TON,9IN,SA,COLLAR THREADS,DURAPAC,RG-59 | CILINDRO; |  |  |  | 1068342 @@ ISADRAULICS | RG-59
STP_009 - Lot7 | Data Enrichment | RYM |  | 2023-11-09 |  |  | 1183482 | 1183482 |  |  |  | ERSA | M | 5910 | 1562475GZPCLNT100 | EA |  | CYLINDER;STL,110X38MM,DURAPAC,RG-51 | CILINDRO; | CYLINDER;MATERIAL:STEEL,SIZE:110X38MM,ADDITIONAL FEATURES EN:HYD,5 TON,1IN,SA,COLLAR THREADS,DURAPAC,RG-51 | CILINDRO; |  |  |  | 1068342 @@ ISADRAULICS | RG-51
STP_009 - Lot7 | Data Enrichment | RYM |  | 2023-11-09 |  |  | 1184098 | 1184098 |  |  |  | ERSA | M | 5955 | 1560634GZPCLNT100 | EA | 3000005 | CYLINDER;JCB,561/60340,RAM STABILISER,RH | CILINDRO;JCB,561/60340 | CYLINDER;MNFR:JCB,PTNO:561/60340,ADDITIONAL FEATURES EN:RAM STABILISER,RH,110X61 | CILINDRO;MNFR:JCB,PTNO:561/60340 |  | JCB | 561/60340 | 1068536 @@ JCB CONSTRUCTION EQUIPMENT AUST | 561/60340
STP_009 - Lot7 | Data Enrichment | RYM |  | 2023-11-09 |  |  | 1184099 | 1184099 |  |  |  | ERSA | M | 5955 | 1560633GZPCLNT100 | EA | 3000005 | CYLINDER;JCB,561/60341,RAM STABILISER,LH | CILINDRO;JCB,561/60341 | CYLINDER;MNFR:JCB,PTNO:561/60341,ADDITIONAL FEATURES EN:RAM STABILISER,LH,110X60 | CILINDRO;MNFR:JCB,PTNO:561/60341 |  | JCB | 561/60341 | 1068536 @@ JCB CONSTRUCTION EQUIPMENT AUST | 561/60341
STP_009 - Lot7 | Data Enrichment | RYM |  | 2023-11-09 |  |  | 1184127 | 1184127 |  |  |  | ERSA | M | 5955 | 1560585GZPCLNT100 | EA | 3000005 | CYLINDER;JCB,556/60437,LFT | CILINDRO;JCB,556/60437 | CYLINDER;MNFR:JCB,PTNO:556/60437,ADDITIONAL FEATURES EN:LIFT | CILINDRO;MNFR:JCB,PTNO:556/60437 |  | JCB | 556/60437 | 1068536 @@ JCB CONSTRUCTION EQUIPMENT AUST | 556/60437
STP_009 - Lot7 | Data Enrichment | CIR |  | 2023-11-09 |  |  | 1184215 | 1184215 |  |  |  | ERSA | M | 1600 | 1560201GZPCLNT100 | EA | 3000422 | BUS BAR;CNW,NHPICL213,100A,21P,3 PHASE,C | BARRA BUS;CNW,NHPICL213 | BUS BAR;MNFR:CNW,PTNO:NHPICL213,ADDITIONAL FEATURES EN:100A,21P,3 PHASE,COMB | BARRA BUS;MNFR:CNW,PTNO:NHPICL213 |  | CNW | NHPICL213 | 1068181 @@ CNW (MOUNT ISA) ELECT WHOLESALER | NHPICL213
STP_009 - Lot7 | Data Enrichment | CIR |  | 2023-11-09 |  |  | 1184216 | 1184216 |  |  |  | ERSA | M | 1600 | 1560200GZPCLNT100 | EA | 3000422 | BUS BAR;CNW,NHPIBC121P,CMB,120A,1 PHASE | BARRA BUS;CNW,NHPIBC121P | BUS BAR;MNFR:CNW,PTNO:NHPIBC121P,ADDITIONAL FEATURES EN:COMB,120A,1 PHASE,21P | BARRA BUS;MNFR:CNW,PTNO:NHPIBC121P |  | CNW | NHPIBC121P | 1068181 @@ CNW (MOUNT ISA) ELECT WHOLESALER | NHPIBC121P
STP_009 - Lot7 | Data Enrichment | CIR |  | 2023-11-09 |  |  | 1184593 | 1184593 |  |  |  | ERSA | M | 2700 | 1558886GZPCLNT100 | EA |  | DESK;OPEN,NO DRAWERS,BEECH/IRONSTONE,180 | ESCRITORIO; | DESK;ADDITIONAL FEATURES EN:OPEN,NO DRAWERS,BEECH/IRONSTONE,1800X750X727,SHIP SHAPE | ESCRITORIO; |  |  |  | 1068126 @@ EMPIRE OFFICE FURNITURE | SHDK1875.SBIR
STP_009 - Lot7 | Data Enrichment | CIR |  | 2023-11-09 |  |  | 1184604 | 1184604 |  |  |  | ERSA | M | 2700 | 1558875GZPCLNT100 | EA |  | DESK;SHIP SHAPE CORNER WORKSTATION (OPEN | ESCRITORIO; | DESK;ADDITIONAL FEATURES EN:SHIP SHAPE CORNER WORKSTATION (OPEN) COLOUR - E0 RED CHERRY / IRONS | ESCRITORIO; |  |  |  | 1068126 @@ EMPIRE OFFICE FURNITURE | SHWS71818.RCIR
STP_009 - Lot7 | Data Enrichment | RYM |  | 2023-11-09 |  |  | 1184661 | 1184661 |  |  |  | ERSA | M | 4090 | 1558813GZPCLNT100 | EA |  | CYLINDER;MTL,40X135MM,AIR,DBL ACT | CILINDRO; | CYLINDER;MATERIAL:METAL,SIZE:40X135MM,ADDITIONAL FEATURES EN:AIR,DBL ACT | CILINDRO; |  |  |  | 1068621 @@ COOPER FLUID SYSTEMS | CDG1BN40-135Z
STP_009 - Lot7 | Data Enrichment | CIR |  | 2023-11-09 |  |  | 1184887 | 1184887 |  |  |  | ERSA | M | 5965 | 1558523GZPCLNT100 | M |  | CHAIN;ALY,6MM,YEL,KLU6 | CADENA; | CHAIN;TYPE:ALLOY,SIZE:6MM,ADDITIONAL FEATURES EN:YELLOW,KLU6 | CADENA; |  |  |  | 1068291 @@ BULLIVANTS PTY LIMITED | 1558523
STP_009 - Lot7 | Data Enrichment | scv |  | 2023-11-09 |  |  | 1184963 | 1184963 |  |  |  | ERSA | M | 5000 | 1557707GZPCLNT100 | EA | 3000010 | ASSEMBLY;SAN,55173621 | CARCASA;SAN,55173621 | HOUSING;MNFR:SANDVIK,PTNO:55173621,ADDITIONAL FEATURES EN:TUBE, CYLINDER | CARCASA;MNFR:SANDVIK,PTNO:55173621 |  | SANDVIK | 55173621 | 1068336 @@ SANDVIK MINING & CONSTRUCTION | 55173621
STP_009 - Lot7 | Data Enrichment | RYM |  | 2023-11-09 |  |  | 1184965 | 1184965 |  |  |  | ERSA | M | 5955 | 1557704GZPCLNT100 | EA | 3000025 | CYLINDER;JOH,AHC16684,FRONT STEER | CILINDRO;JOH,AHC16684 | CYLINDER;MNFR:JOHN DEERE,PTNO:AHC16684,ADDITIONAL FEATURES EN:FRONT STEER | CILINDRO;MNFR:JOHN DEERE,PTNO:AHC16684 |  | JOHN DEERE | AHC16684 | 1068592 @@ RDO EQUIPMENT PTY LTD | AHC16684
STP_009 - Lot7 | Data Enrichment | PJR |  | 2023-11-09 |  |  | 1185513 | 1185513 |  |  |  | ERSA | M | 2000 | 1556710GZPCLNT100 | EA | 3000010 | DRIVER;SAN,BDT38-900,BOLT,T38,900 MM,HOL | CONDUCTOR;SAN,BDT38-900 | DRIVER;MNFR:SANDVIK,PTNO:BDT38-900,ADDITIONAL FEATURES EN:BOLT,T38,900 MM,HOLLOW CENTRE | CONDUCTOR;MNFR:SANDVIK,PTNO:BDT38-900 |  | SANDVIK | BDT38-900 | 1068336 @@ SANDVIK MINING & CONSTRUCTION | BDT38-900
STP_009 - Lot7 | Data Enrichment | PJR |  | 2023-11-09 |  |  | 1186136 | 1186136 |  |  |  | ERSA | M | 5955 | 1553096GZPCLNT100 | EA |  | CHOCK,WHL;.,YEL | CUÑA RUEDAS; | CHOCK,WHEEL;SIZE:.,ADDITIONAL FEATURES EN:YELLOW | CUÃ‘A RUEDAS; |  |  |  | 1068256 @@ TOOL 'N' TACKLE | OZCC105
STP_009 - Lot7 | Data Enrichment | PJR |  | 2023-11-09 |  |  | 1186139 | 1186139 |  |  |  | ERSA | M | 5955 | 1553093GZPCLNT100 | EA |  | CHOCK,WHL;.,YEL | CUÑA RUEDAS; | CHOCK,WHEEL;SIZE:.,ADDITIONAL FEATURES EN:YELLOW | CUÃ‘A RUEDAS; |  |  |  | 1068256 @@ TOOL 'N' TACKLE | OZCC065YEL
STP_009 - Lot7 | Data Enrichment | PJR |  | 2023-11-09 |  |  | 1186141 | 1186141 |  |  |  | ERSA | M | 5955 | 1553091GZPCLNT100 | EA |  | CHOCK,WHL;.,YEL | CUÑA RUEDAS; | CHOCK,WHEEL;SIZE:.,ADDITIONAL FEATURES EN:YELLOW | CUÃ‘A RUEDAS; |  |  |  | 1068256 @@ TOOL 'N' TACKLE | OZCC055YEL
STP_009 - Lot7 | Data Enrichment | RYM |  | 2023-11-09 |  |  | 1186301 | 1186301 |  |  |  | ERSA | M | 5000 | 1552917GZPCLNT100 | EA |  | CYLINDER;MTL,125X160 | CILINDRO; | CYLINDER;MATERIAL:METAL,SIZE:125X160 | CILINDRO; |  |  |  | 1068330 @@ SMC CORPORATION (AUST) PTY LTD | C96ST125-160-XAX20501
STP_009 - Lot7 | Data Enrichment | CIR |  | 2023-11-09 |  |  | 1186326 | 1186326 |  |  |  | ERSA | M | 2920 | 1552892GZPCLNT100 | EA | 3000422 | CLOTHING,SAFTY;CNW,ARC-BALACLAVA2,BALACL | ROPA SEGU;CNW,ARC-BALACLAVA2 | CLOTHING,SAFETY;MNFR:CNW,PTNO:ARC-BALACLAVA2,ADDITIONAL FEATURES EN:BALACLAVA,CAT 2,DBL LAYER,200GSM | ROPA SEGURIDAD;MNFR:CNW,PTNO:ARC-BALACLAVA2 |  | CNW | ARC-BALACLAVA2 | 1068181 @@ CNW (MOUNT ISA) ELECT WHOLESALER | ARC-BALACLAVA2
STP_009 - Lot7 | Data Enrichment | CIR |  | 2023-11-09 |  |  | 1186453 | 1186453 |  |  |  | ERSA | M | 1600 | 1552760GZPCLNT100 | EA | 3000422 | BUS BAR;CNW,SCHA9XPH124,CMB,1P,100A,24MO | BARRA BUS;CNW,SCHA9XPH124 | BUS BAR;MNFR:CNW,PTNO:SCHA9XPH124,ADDITIONAL FEATURES EN:COMB,1P,100A,24MOD | BARRA BUS;MNFR:CNW,PTNO:SCHA9XPH124 |  | CNW | SCHA9XPH124 | 1068181 @@ CNW (MOUNT ISA) ELECT WHOLESALER | SCHA9XPH124
STP_009 - Lot7 | Data Enrichment | CIR |  | 2023-11-09 |  |  | 1186455 | 1186455 |  |  |  | ERSA | M | 1600 | 1552758GZPCLNT100 | EA | 3000422 | BUS BAR;CNW,SCHA9XPH324,CMB,24 MODULE,3P | BARRA BUS;CNW,SCHA9XPH324 | BUS BAR;MNFR:CNW,PTNO:SCHA9XPH324,ADDITIONAL FEATURES EN:COMB,24 MODULE,3POLE,100A | BARRA BUS;MNFR:CNW,PTNO:SCHA9XPH324 |  | CNW | SCHA9XPH324 | 1068181 @@ CNW (MOUNT ISA) ELECT WHOLESALER | SCHA9XPH324
STP_009 - Lot7 | Data Enrichment | CIR |  | 2023-11-09 |  |  | 1186640 | 1186640 |  |  |  | ERSA | M | 2700 | 1552488GZPCLNT100 | EA |  | DESK;CUSTOM MADE,1800 L,600 D,725 H,2 CA | ESCRITORIO; | DESK;ADDITIONAL FEATURES EN:CUSTOM MADE,1800 L,600 D,725 H,2 CABLE ENTRY,SELECT BEECH / IRON ST | ESCRITORIO; |  |  |  | 1068126 @@ EMPIRE OFFICE FURNITURE | 99.ASP-2
STP_009 - Lot7 | Data Enrichment | CIR |  | 2023-11-09 |  |  | 1186641 | 1186641 |  |  |  | ERSA | M | 2700 | 1552487GZPCLNT100 | EA |  | DESK;CUSTOM MADE,1500 L,600 D,725 H,2 CA | ESCRITORIO; | DESK;ADDITIONAL FEATURES EN:CUSTOM MADE,1500 L,600 D,725 H,2 CABLE ENTRY,SELECT BEECH / IRON ST | ESCRITORIO; |  |  |  | 1068126 @@ EMPIRE OFFICE FURNITURE | 99.ASP-1
STP_009 - Lot7 | Data Enrichment | CIR |  | 2023-11-09 |  |  | 1186642 | 1186642 |  |  |  | ERSA | M | 2700 | 1552486GZPCLNT100 | EA |  | DESK;WRKSTN,CRNR,1200 W,1800 W,600D,SHIP | ESCRITORIO; | DESK;ADDITIONAL FEATURES EN:WORKSTATION,CORNER,1200 W,1800 W,600D,SHIP SHAPE,COLOUR - E0 SELECT | ESCRITORIO; |  |  |  | 1068126 @@ EMPIRE OFFICE FURNITURE | SHWS61218.SBIR
STP_009 - Lot7 | Data Enrichment | CIR |  | 2023-11-09 |  |  | 1186645 | 1186645 |  |  |  | ERSA | M | 2700 | 1552483GZPCLNT100 | EA |  | DESK;WRKSTN,CRNR,1800 W,1800 W,600 D,SHI | ESCRITORIO; | DESK;ADDITIONAL FEATURES EN:WORKSTATION,CORNER,1800 W,1800 W,600 D,SHIP SHAPE,COLOUR - E0 SELEC | ESCRITORIO; |  |  |  | 1068126 @@ EMPIRE OFFICE FURNITURE | SHWS61818.SBIR
STP_009 - Lot7 | Data Enrichment | CIR |  | 2023-11-09 |  |  | 1187358 | 1187358 |  |  |  | ERSA | M | 3020 | 1615835GZPCLNT100 | EA | 3000000 | CASING;ATL,3002607800,GEAR,SERVICE PACK | REVESTIDOR;ATL,3002607800 | CASING;MNFR:ATLAS COPCO,PTNO:3002607800,ADDITIONAL FEATURES EN:GEAR,SERVICE PACK | REVESTIDOR;MNFR:ATLAS COPCO,PTNO:3002607800 |  | ATLAS COPCO | 3002607800 | 1068080 @@ ATLAS COPCO COMPRESSORS | 3002607800
STP_009 - Lot7 | Data Enrichment | RYM |  | 2023-11-09 |  |  | 1187366 | 1187366 |  |  |  | ERSA | M | 4090 | 1615723GZPCLNT100 | EA |  | CYLINDER;HYDR,#97,BNDSW,HAFCO | CILINDRO; | CYLINDER;TYPE:HYDRAULIC,MATERIAL:,SIZE:#97,ADDITIONAL FEATURES EN:BANDSAW,HAFCO | CILINDRO; |  |  |  | 1068290 @@ HARE & FORBES | BD096
STP_009 - Lot7 | Data Enrichment | RYM |  | 2023-11-09 |  |  | 1187382 | 1187382 |  |  |  | ERSA | M | 5810 | 1615231GZPCLNT100 | EA | 3000011 | CYLINDER;TER,J61A1889,TGL,BLOK,HYDR | CILINDRO;TER,J61A1889 | CYLINDER;MNFR:TEREX,PTNO:J61A1889,ADDITIONAL FEATURES EN:TOGGLE,BLOCK,HYDRAULIC | CILINDRO;MNFR:TEREX,PTNO:J61A1889 |  | TEREX | J61A1889 | 1068648 @@ TEREX AUSTRALIA P/L | J61A1889
STP_009 - Lot7 | Data Enrichment | RYM |  | 2023-11-09 |  |  | 1187386 | 1187386 |  |  |  | ERSA | M | 5810 | 1615227GZPCLNT100 | EA | 3000011 | CYLINDER;TER,MOT007344,RC158 | CILINDRO;TER,MOT007344 | CYLINDER;MNFR:TEREX,PTNO:MOT007344,ADDITIONAL FEATURES EN:RC158 | CILINDRO;MNFR:TEREX,PTNO:MOT007344 |  | TEREX | MOT007344 | 1068648 @@ TEREX AUSTRALIA P/L | MOT007344
STP_009 - Lot7 | Data Enrichment | PJR |  | 2023-11-09 |  |  | 1187472 | 1187472 |  |  |  | ERSA | M | 4090 | 1614812GZPCLNT100 | EA |  | DISINFECTANT;SANITISER,AEROSOL,STAF RTU | DESINFECTANTE;AEROSOL | DISINFECTANT;TYPE:SANITISER,FORM:AEROSOL,ADDITIONAL FEATURES EN:STAF RTU | DESINFECTANTE;MOLDE:AEROSOL |  |  |  | 1068500 @@ ACTROL PARTS PTY LTD | 3037002
STP_009 - Lot7 | Data Enrichment | PJR |  | 2023-11-09 |  |  | 1187473 | 1187473 |  |  |  | ERSA | M | 4090 | 1614811GZPCLNT100 | EA |  | DISINFECTANT;ANTI BACTERIAL,200 ML,SPRAY | DESINFECTANTE;,PULVERIZACION | DISINFECTANT;TYPE:ANTI BACTERIAL,CONTAINER:200 ML,FORM:SPRAY,ADDITIONAL FEATURES EN:MFR:EXTOL,PN:1601620 | DESINFECTANTE;MOLDE:PULVERIZACION |  |  |  | 1068500 @@ ACTROL PARTS PTY LTD | 2708635
STP_009 - Lot7 | Data Enrichment | RYM |  | 2023-11-09 |  |  | 1187485 | 1187485 |  |  |  | ERSA | M | 3730 | 1614594GZPCLNT100 | EA | 3000003 | CYLINDER;CAT,3826076,GP-180 | CILINDRO;CAT,3826076 | CYLINDER;MNFR:CATERPILLAR,PTNO:3826076,ADDITIONAL FEATURES EN:GP-180 | CILINDRO;MNFR:CATERPILLAR,PTNO:3826076 |  | CATERPILLAR | 3826076 | 1068196 @@ HASTINGS DEERING(AUSTRALIA) LTD | 3826076
STP_009 - Lot7 | Data Enrichment | RYM |  | 2023-11-09 |  |  | 1187507 | 1187507 |  |  |  | ERSA | M | 5920 | 1614536GZPCLNT100 | EA |  | CYLINDER;,63/36X280,PN:3136136993,BROKK | CILINDRO; | CYLINDER;MATERIAL:,SIZE:63/36X280,ADDITIONAL FEATURES EN:PN:3136136993,BROKK | CILINDRO; |  |  |  | 1068834 @@ BROKK AUSTRALIA PTY LTD | 3136 1369 93
STP_009 - Lot7 | Data Enrichment | CIR |  | 2023-11-09 |  |  | 1187745 | 1187745 |  |  |  | ERSA | M | 4090 | 1609656GZPCLNT100 | EA |  | BARRICADE,SAFTY;BOLLARD,ORANGE | BARRERA SEGU;,NARANJA | BARRICADE,SAFETY;TYPE:BOLLARD,SIZE:WD 420 X LG 420 X HT 1100 MM,COLOUR:ORANGE,ADDITIONAL FEATURES EN:IMPACT-A,WT:6KG | BARRERA SEGURIDAD;TONO:NARANJA |  |  |  | 1068254 @@ MOUNT ISA MINING SUPPLIES P/L | 28928
STP_009 - Lot7 | Data Enrichment | BHJ |  | 2023-11-09 |  |  | 1187799 | 1187799 |  |  |  | ERSA | M | 4090 | 1608917GZPCLNT100 | EA |  | CRATE;FOOD GR CRATE, WHITE,PLSTC, 13.5 L | RECIPIENTE; | CRATE;ADDITIONAL FEATURES EN:FOOD GR CRATE, WHITE,PLASTIC, 13.5 LTR | RECIPIENTE; |  |  |  | 1068652 @@ J BLACKWOOD & SONS | 7896558
STP_009 - Lot7 | Data Enrichment | BHJ |  | 2023-11-09 |  |  | 1187808 | 1187808 |  |  |  | ERSA | M | 4090 | 1608894GZPCLNT100 | EA |  | CRATE;STACKING NESTING,POLYPROPYLENE | RECIPIENTE; | CRATE;TYPE:STACKING NESTING,MATERIAL:POLYPROPYLENE,COLOUR:WHITE,ADDITIONAL FEATURES EN:CAPACITY:15.5 L | RECIPIENTE; |  |  |  | 1068093 @@ BLACKWOODS & SONS | 7896558
STP_009 - Lot7 | Data Enrichment | CIR |  | 2023-11-09 |  |  | 1188689 | 1188689 |  |  |  | ERSA | M | 5920 | 1584614GZPCLNT100 | EA | 3000400 | BLOWER;ING,ROBOX WS45/2P,PNEU,800 M3/HR | SOPLADOR;ING,ROBOX WS45/2P | BLOWER;MNFR:INGERSOLL RAND,PTNO:ROBOX WS45/2P,ADDITIONAL FEATURES EN:PNEUMATIC,800 M3/HR,PRESSURE: 2 BAR G,MOTOR RATING: 55KW,415V, 50HZ,3PH | SOPLADOR;MNFR:INGERSOLL RAND,PTNO:ROBOX WS45/2P |  | INGERSOLL RAND | ROBOX WS45/2P | 1068378 @@ GARDNER DENVER INDUSTRIES PTY | WS45/2P
STP_009 - Lot7 | Data Enrichment | PJR |  | 2023-11-09 |  |  | 1189007 | 1189007 |  |  |  | ERSA | M | 4005 | 1576448GZPCLNT100 | EA |  | DRIVER;KEY,F31C,710-000-0012 | CONDUCTOR; | DRIVER;SIZE:KEY,ADDITIONAL FEATURES EN:F31C,710-000-0012 | CONDUCTOR; |  |  |  | 1068168 @@ RIMEX WHEEL PTY LTD | 710-000-0012
STP_009 - Lot7 | Data Enrichment | CIR |  | 2023-11-09 |  |  | 1189088 | 1189088 |  |  |  | ERSA | M | 1600 | 1576364GZPCLNT100 | EA | 3000422 | BUS BAR;CNW,HAGKDN380G,INSLTD,FK,3PH,18 | BARRA BUS;CNW,HAGKDN380G | BUS BAR;MNFR:CNW,PTNO:HAGKDN380G,ADDITIONAL FEATURES EN:INSULATED,FORK,3PH,18 MOD, 80A | BARRA BUS;MNFR:CNW,PTNO:HAGKDN380G |  | CNW | HAGKDN380G | 1068181 @@ CNW (MOUNT ISA) ELECT WHOLESALER | HAGKDN380G
STP_009 - Lot7 | Data Enrichment | CIR |  | 2023-11-09 |  |  | 1189089 | 1189089 |  |  |  | ERSA | M | 1600 | 1576363GZPCLNT100 | EA | 3000422 | BUS BAR;CNW,HAGKDN380A,FK,3PH,12-MOD,80A | BARRA BUS;CNW,HAGKDN380A | BUS BAR;MNFR:CNW,PTNO:HAGKDN380A,ADDITIONAL FEATURES EN:FORK,3PH,12-MOD,80A | BARRA BUS;MNFR:CNW,PTNO:HAGKDN380A |  | CNW | HAGKDN380A | 1068181 @@ CNW (MOUNT ISA) ELECT WHOLESALER | HAGKDN380A
STP_009 - Lot7 | Data Enrichment | CIR |  | 2023-11-09 |  |  | 1189090 | 1189090 |  |  |  | ERSA | M | 1600 | 1576362GZPCLNT100 | EA | 3000422 | BUS BAR;CNW,HAGKDN280A,INSLTD,FK,2PH,12 | BARRA BUS;CNW,HAGKDN280A | BUS BAR;MNFR:CNW,PTNO:HAGKDN280A,ADDITIONAL FEATURES EN:INSULATED,FORK,2PH,12 MOD, 80A | BARRA BUS;MNFR:CNW,PTNO:HAGKDN280A |  | CNW | HAGKDN280A | 1068181 @@ CNW (MOUNT ISA) ELECT WHOLESALER | HAGKDN280A
STP_009 - Lot7 | Data Enrichment | CIR |  | 2023-11-09 |  |  | 1189091 | 1189091 |  |  |  | ERSA | M | 1600 | 1576361GZPCLNT100 | EA | 3000422 | BUS BAR;CNW,HAGKDN180G,INSLTD,FK,1PH,16M | BARRA BUS;CNW,HAGKDN180G | BUS BAR;MNFR:CNW,PTNO:HAGKDN180G,ADDITIONAL FEATURES EN:INSULATED,FORK,1PH,16MM 18-MOD | BARRA BUS;MNFR:CNW,PTNO:HAGKDN180G |  | CNW | HAGKDN180G | 1068181 @@ CNW (MOUNT ISA) ELECT WHOLESALER | HAGKDN180G
STP_009 - Lot7 | Data Enrichment | CIR |  | 2023-11-09 |  |  | 1189092 | 1189092 |  |  |  | ERSA | M | 1600 | 1576360GZPCLNT100 | EA | 3000422 | BUS BAR;CNW,HAGKDN180A,INSLTD,12 FORK,1P | BARRA BUS;CNW,HAGKDN180A | BUS BAR;MNFR:CNW,PTNO:HAGKDN180A,ADDITIONAL FEATURES EN:INSULATED,12 FORK,1PH | BARRA BUS;MNFR:CNW,PTNO:HAGKDN180A |  | CNW | HAGKDN180A | 1068181 @@ CNW (MOUNT ISA) ELECT WHOLESALER | HAGKDN180A
STP_009 - Lot7 | Data Enrichment | CIR |  | 2023-11-09 |  |  | 1189237 | 1189237 |  |  |  | ERSA | M | 3000 | 1576182GZPCLNT100 | EA | 3000400 | CASING;ING,S35-212,IMPELLER S35 S/P | REVESTIDOR;ING,S35-212 | CASING;MNFR:INGERSOLL RAND,PTNO:S35-212,ADDITIONAL FEATURES EN:IMPELLER S35 S/P | REVESTIDOR;MNFR:INGERSOLL RAND,PTNO:S35-212 |  | INGERSOLL RAND | S35-212 | 1068574 @@ SWANSTON TASMANIA PTY LTD | S35-212
STP_009 - Lot7 | Data Enrichment | BHJ |  | 2023-11-09 |  |  | 1189609 | 1189609 |  |  |  | ERSA | M | 2600 | 1575733GZPCLNT100 | EA |  | CHUCK,DRIL;WRENCH SUIT ER32 COLLET CHUCK | PORTABROCAS; | CHUCK,DRILL;ADDITIONAL FEATURES EN:WRENCH SUIT ER32 COLLET CHUCK C932 | PORTABROCAS; |  |  |  | 1068290 @@ HARE & FORBES | C932
STP_009 - Lot7 | Data Enrichment | BHJ |  | 2023-11-09 |  |  | 1189612 | 1189612 |  |  |  | ERSA | M | 2600 | 1575730GZPCLNT100 | EA |  | CHUCK,DRIL;COLLET CHUCK NT30XER32 M12DB | PORTABROCAS; | CHUCK,DRILL;ADDITIONAL FEATURES EN:COLLET CHUCK NT30XER32 M12DB C110 | PORTABROCAS; |  |  |  | 1068290 @@ HARE & FORBES | C110
STP_009 - Lot7 | Data Enrichment | CIR |  | 2023-11-09 |  |  | 1189998 | 1189998 |  |  |  | ERSA | M | 2920 | 1575220GZPCLNT100 | EA |  | CLOTHING,SAFTY;PANTS WOMAN CARGO NAVY 12 | ROPA SEGU; | CLOTHING,SAFETY;ADDITIONAL FEATURES EN:PANTS WOMAN CARGO NAVY 12,TAPE CO903 | ROPA SEGURIDAD; |  |  |  | 1068652 @@ J BLACKWOOD & SONS | 1166697
STP_009 - Lot7 | Data Enrichment | CIR |  | 2023-11-09 |  |  | 1190089 | 1190089 |  |  |  | ERSA | M | 2920 | 1575108GZPCLNT100 | EA |  | CLOTHING,SAFTY;PANTS WOMEN CARGO NAVY 14 | ROPA SEGU; | CLOTHING,SAFETY;ADDITIONAL FEATURES EN:PANTS WOMEN CARGO NAVY 14,COTTON DRILL 310GSM 3M TAPE ENDURITE | ROPA SEGURIDAD; |  |  |  | 1068502 @@ ATOM SUPPLY | 40023011
STP_009 - Lot7 | Data Enrichment | CIR |  | 2023-11-09 |  |  | 1190163 | 1190163 |  |  |  | ERSA | M | 2700 | 1575031GZPCLNT100 | EA |  | DESK;1800 X 1800 BEECH WITH BLACK FRAME | ESCRITORIO; | DESK;ADDITIONAL FEATURES EN:1800 X 1800 BEECH WITH BLACK FRAME DESK | ESCRITORIO; |  |  |  | 1071650 @@ FDB COMMERCIAL PTY LTD | RSCWS18187M-BEECH/BLACK
STP_009 - Lot7 | Data Enrichment | MKV |  | 2023-11-09 |  |  | 1190218 | 1190218 |  |  |  | ERSA | M | 4090 | 1574943GZPCLNT100 | EA |  | DAMPER;ELEM,77800019 | AMORTIGUADOR; | DAMPER;ADDITIONAL FEATURES EN:ELEMENT,77800019 | AMORTIGUADOR; |  |  |  | 1068295 @@ JUNGHEINRICH AUSTRALIA | 77800019
STP_009 - Lot7 | Data Enrichment | NGB |  | 2023-11-09 |  |  | 1190230 | 1190230 |  |  |  | ERSA | M | 1600 | 1574916GZPCLNT100 | EA |  | BUZZER;ALM,24V 85DB 2 IN,HELLA 6022 | ZUMBIDO; | BUZZER;ADDITIONAL FEATURES EN:ALARM,24V 85DB 2 IN,HELLA 6022 | ZUMBIDO; |  |  |  | 1071809 @@ ASHDOWN ENTERPRISES | 6022
STP_009 - Lot7 | Data Enrichment | NGB |  | 2023-11-09 |  |  | 1190231 | 1190231 |  |  |  | ERSA | M | 1600 | 1574915GZPCLNT100 | EA |  | BUZZER;WRNG,SLOW PULSE 12-48V,ACX5112 | ZUMBIDO; | BUZZER;ADDITIONAL FEATURES EN:WARNING,SLOW PULSE 12-48V,ACX5112 | ZUMBIDO; |  |  |  | 1071809 @@ ASHDOWN ENTERPRISES | ACX5112
STP_009 - Lot7 | Data Enrichment | CIR |  | 2023-11-09 |  |  | 1203336 | 1203336 |  |  |  | ERSA | M | 1600 | 270704MRM | EA |  | CONTROL UNIT:RDCU-12C; BLANK | CONTROL UNIT:RDCU-12C; BLANK | CONTROL UNIT:RDCU-12C; BLANK |  |  |  |  | 1068212 @@ ABB AUSTRALIA PTY LTD | 3AUA0000036521
STP_009 - Lot7 | Data Enrichment | CIR |  | 2023-11-09 |  |  | 1203337 | 1203337 |  |  |  | ERSA | M | 1600 | 270705MRM | EA |  | CONTROL UNIT:RDCU-12 WITH SOFTWARE AS7R7 | CONTROL UNIT:RDCU-12 WITH SOFTWARE AS7R7 | CONTROL UNIT:RDCU-12 WITH SOFTWARE AS7R7365 |  |  |  |  | 1068212 @@ ABB AUSTRALIA PTY LTD | 3AUA0000036521-SW
STP_009 - Lot7 | Data Enrichment | CIR |  | 2023-11-09 |  |  | 1203419 | 1203419 |  |  |  | ERSA | M | 1600 | 270804MRM | EA |  | CONTROL UNIT:MLX1100/1200/1400;EXPANSION | CONTROL UNIT:MLX1100/1200/1400;EXPANSION | CONTROL UNIT:MLX1100/1200/1400;EXPANSION MODULE;8DI-24VDC;6DO RLY |  |  |  |  | 1068083 @@ NHP ELECTRICAL ENGINEERING PROD | 1762-IQ8OW6
STP_009 - Lot7 | Data Enrichment | RYM |  | 2023-11-09 |  |  | 1203855 | 1203855 |  |  |  | ERSA | M | 5915 | 147960MRM | EA |  | CYLINDER:CYLINDER ASSY;CLUTC | CYLINDER:CYLINDER ASSY;CLUTC | CYLINDER:CYLINDER ASSY;CLUTC |  |  |  |  | 1068114 @@ BELL & MOIR - PARTS ORDERS ONLY | PN1203855
STP_009 - Lot7 | Data Enrichment | MKV |  | 2023-11-09 |  |  | 1203905 | 1203905 |  |  |  | ERSA | M | 5915 | 148029MRM | EA |  | DRIER,AIR/GAS,DESICCANT:AIR DRIER FILTER | DRIER,AIR/GAS,DESICCANT:AIR DRIER FILTER | DRIER,AIR/GAS,DESICCANT:AIR DRIER FILTER WITH SEPARATOR |  |  |  |  | 1079378 @@ RGM Maintenance | PN1203905
STP_009 - Lot7 | Data Enrichment | NGB |  | 2023-11-09 |  |  | 1204212 | 1204212 |  |  |  | ERSA | M | 5820 | 148864MRM | EA |  | BREATHER:HYDAC BREATHER DESICCANT 200MM | BREATHER:HYDAC BREATHER DESICCANT 200MM | BREATHER:HYDAC BREATHER DESICCANT 200MM REPLACEMENT BREATHER CARTRIDGE |  |  |  |  | 1068342 @@ ISADRAULICS | PN1204212
STP_009 - Lot7 | Data Enrichment | CIR |  | 2023-11-09 |  |  | 1204249 | 1204249 |  |  |  | ERSA | M | 5380 | 990308MRM | BT |  | ACETIC ACID:GLACIAL;2.5L BOTTLE;UNIVAR G | ACETIC ACID:GLACIAL;2.5L BOTTLE;UNIVAR G | ACETIC ACID:GLACIAL;2.5L BOTTLE;UNIVAR GRADE; |  |  |  |  | 1068082 @@ ROWE SCIENTIFIC PTY LTD | CA1216
STP_009 - Lot7 | Data Enrichment | CIR |  | 2023-11-09 |  |  | 1204430 | 1204430 |  |  |  | ERSA | M | 5380 | 617100MRM | BAG |  | CITRIC ACID:ANHYDROUS FOOD GRADE; BAGGE | CITRIC ACID:ANHYDROUS FOOD GRADE; BAGGE | CITRIC ACID:ANHYDROUS FOOD GRADE; BAGGED,(BAG = 25KG) |  |  |  |  | 1068082 @@ ROWE SCIENTIFIC PTY LTD | CC3099
STP_009 - Lot7 | Data Enrichment | BHJ |  | 2023-11-09 |  |  | 1204843 | 1204843 |  |  |  | ERSA | M | 4005 | 149569MRM | EA |  | CHAMBER:COLLECTION CHAMBER;CHAMBER;CARS | CHAMBER:COLLECTION CHAMBER;CHAMBER;CARS | CHAMBER:COLLECTION CHAMBER;CHAMBER;CARS |  |  |  |  | 1068227 @@ WEIR MINERALS AUSTRALIA LTD | PN1204843
STP_009 - Lot7 | Data Enrichment | RYM |  | 2023-11-09 |  |  | 1205324 | 1205324 |  |  |  | ERSA | M | 5820 | 150346MRM | EA |  | CYLINDER:TO SUIT OUTOTEC LINEAR SCREEN | CYLINDER:TO SUIT OUTOTEC LINEAR SCREEN | CYLINDER:TO SUIT OUTOTEC LINEAR SCREEN |  |  |  |  | 1068104 @@ METSO OUTOTEC AUSTRALIA LIMITED | PN1205324
STP_009 - Lot7 | Data Enrichment | MKV |  | 2023-11-09 |  |  | 1205563 | 1205563 |  |  |  | ERSA | M | 5920 | 271628MRM | EA |  | DAMPENER,FLUID PRESSURE:DAMPENER;EXPULSE | DAMPENER,FLUID PRESSURE:DAMPENER;EXPULSE | DAMPENER,FLUID PRESSURE:DAMPENER;EXPULSE PULSATION;DN32;ANSI 150/A316L FLANGES;PN10;NATRUAL RUBBER AND AISI 316 |  |  |  |  | 1078845 @@ NELES AUSTRALIA FLOW CONTROL PTY | 99866
STP_009 - Lot7 | Data Enrichment | RYM |  | 2023-11-09 |  |  | 1205575 | 1205575 |  |  |  | ERSA | M | 5620 | 271641MRM | EA |  | CYLINDER:COMPACT,SGLE ACT.ACTUATOR;32 MM | CYLINDER:COMPACT,SGLE ACT.ACTUATOR;32 MM | CYLINDER:COMPACT,SGLE ACT.ACTUATOR;32 MM (FESTO 536418 PAZ) |  |  |  |  | 1069056 @@ FLEXICON CORPORATION (AUSTRALIA) | APN00354
STP_009 - Lot7 | Data Enrichment | NGB |  | 2023-11-09 |  |  | 1205609 | 1205609 |  |  |  | ERSA | M | 5920 | 271690MRM | EA |  | BREATHER:CFLS TRAP BREATHER ELEMENT | BREATHER:CFLS TRAP BREATHER ELEMENT | BREATHER:CFLS TRAP BREATHER ELEMENT |  |  |  |  | 1078785 @@ HITACHI CONSTRUCTION MACHINERY | P923075
STP_009 - Lot7 | Data Enrichment | BHJ |  | 2023-11-09 |  |  | 1206005 | 1206005 |  |  |  | ERSA | M | 1600 | 271784MRM | EA |  | ALARM:OVERFILL ALARM BATTERY OPERATED PE | ALARM:OVERFILL ALARM BATTERY OPERATED PE | ALARM:OVERFILL ALARM BATTERY OPERATED PETRO LOA-IS. K3 TANKPART-P J3-D |  |  |  |  | 1078931 @@ PETRO INDUSTRIAL (BNE) PTY LTD | LOA-IS
STP_009 - Lot7 | Data Enrichment | CIR |  | 2023-11-09 |  |  | 1206011 | 1206011 |  |  |  | ERSA | M | 4900 | 271790MRM | EA |  | CHAIN:SUPPORT ASSEMBLY DE-2870 LONG DISC | CHAIN:SUPPORT ASSEMBLY DE-2870 LONG DISC | CHAIN:SUPPORT ASSEMBLY DE-2870 LONG DISCHARGEEND |  |  |  |  | 1068104 @@ METSO OUTOTEC AUSTRALIA LIMITED | ZX11219085
STP_009 - Lot7 | Data Enrichment | CIR |  | 2023-11-09 |  |  | 1206012 | 1206012 |  |  |  | ERSA | M | 4900 | 271792MRM | EA |  | CHAIN:SUPPORT ASSEMBLY FE - 1970 LONG FE | CHAIN:SUPPORT ASSEMBLY FE - 1970 LONG FE | CHAIN:SUPPORT ASSEMBLY FE - 1970 LONG FEED END |  |  |  |  | 1068104 @@ METSO OUTOTEC AUSTRALIA LIMITED | ZX11219086
STP_009 - Lot7 | Data Enrichment | MKV |  | 2023-11-09 |  |  | 1206120 | 1206120 |  |  |  | ERSA | M | 1600 | 153113MRM | EA |  | AMPLIFIER,RADIO FREQ:MINITRAC 31,RADIATI | AMPLIFIER,RADIO FREQ:MINITRAC 31,RADIATI | AMPLIFIER,RADIO FREQ:MINITRAC 31,RADIATION BASED SENSOR FOR DENSITY MEASUREMENT,VEGA |  |  |  |  | 1069378 @@ VEGA AUSTRALIA PTY LTD | MT31.XX1VDMXX
STP_009 - Lot7 | Data Enrichment | MKV |  | 2023-11-09 |  |  | 1206220 | 1206220 |  |  |  | ERSA | M | 4090 | 1031566MRM | BOX |  | BEVERAGE BASE:ELECTROLYTE REPLACEMENT DR | BEVERAGE BASE:ELECTROLYTE REPLACEMENT DR | BEVERAGE BASE:ELECTROLYTE REPLACEMENT DRINK;180ML;SINGLE SERVE SACHET'S;LEMON/LIME FLAVOUR |  |  |  |  | 1068512 @@ BUNZL BRANDS & OPERATIONS PTY LIMIT | SQ0066-LI
STP_009 - Lot7 | Data Enrichment | MKV |  | 2023-11-09 |  |  | 1206221 | 1206221 |  |  |  | ERSA | M | 2920 | 1031772MRM | BOX |  | BEVERAGE BASE:ELECTROLYTE REPLACEMENT DR | BEVERAGE BASE:ELECTROLYTE REPLACEMENT DR | BEVERAGE BASE:ELECTROLYTE REPLACEMENT DRINK;180ML;SINGLE SERVE SACHET'S;TROPICAL FLAVOUR; |  |  |  |  | 1068502 @@ ATOM SUPPLY | 91520344
STP_009 - Lot7 | Data Enrichment | NGB |  | 2023-11-09 |  |  | 1206497 | 1206497 |  |  |  | ERSA | M | 2700 | 104299MRM | EA |  | BINDER,LOOSE-LEAF:A4;LEVER ARCH;PVC,BLUE | BINDER,LOOSE-LEAF:A4;LEVER ARCH;PVC,BLUE | BINDER,LOOSE-LEAF:A4;LEVER ARCH;PVC,BLUE;C/W FINGER HOLE <(>&<)> LABEL; |  |  |  |  | 1079121 @@ COMPLETE OFFICE SUPPLIES PTY LTD | FILE2992
STP_009 - Lot7 | Data Enrichment | BHJ |  | 2023-11-09 |  |  | 1206699 | 1206699 |  |  |  | ERSA | M | 4090 | 131890MRM | DR |  | CHEMICAL AGENT:ANTISCALANT;REVERSE OSMOS | CHEMICAL AGENT:ANTISCALANT;REVERSE OSMOS | CHEMICAL AGENT:ANTISCALANT;REVERSE OSMOSIS;;SOLCARE; |  |  |  |  | 1079164 @@ ROTECH WATER | MSI410
STP_009 - Lot7 | Data Enrichment | NGB |  | 2023-11-09 |  |  | 1206780 | 1206780 |  |  |  | ERSA | M | 2800 | 1051580MRM | DR |  | COOLANT,LIQUID COOLING SYSTEM:(DRUM = 20 | COOLANT,LIQUID COOLING SYSTEM:(DRUM = 20 | COOLANT,LIQUID COOLING SYSTEM:(DRUM = 205L) |  |  |  |  | 1068196 @@ HASTINGS DEERING(AUSTRALIA) LTD | 3658397
STP_009 - Lot7 | Data Enrichment | NGB |  | 2023-11-09 |  |  | 1206878 | 1206878 |  |  |  | ERSA | M | 5920 | 154009MRM | EA |  | BREATHER:BREATHER - AIR SPIN ON 3 MICRON | BREATHER:BREATHER - AIR SPIN ON 3 MICRON | BREATHER:BREATHER - AIR SPIN ON 3 MICRON 70LPM |  |  |  |  | 1068229 @@ RUSSELL MINERAL EQUIPMENT P/L | 03B0187
STP_009 - Lot7 | Data Enrichment | RYM |  | 2023-11-09 |  |  | 1206973 | 1206973 |  |  |  | ERSA | M | 5920 | 132685MRM | EA |  | CYLINDER ASSY,HYDRAULIC:HYDRAULIC CYLIND | CYLINDER ASSY,HYDRAULIC:HYDRAULIC CYLIND | CYLINDER ASSY,HYDRAULIC:HYDRAULIC CYLINDER;CYLINDER INSTALLATION;C160 JAW CRUSHER; |  |  |  |  | 1068104 @@ METSO OUTOTEC AUSTRALIA LIMITED | MM0217710
STP_009 - Lot7 | Data Enrichment | MKV |  | 2023-11-09 |  |  | 1206991 | 1206991 |  |  |  | ERSA | M | 5920 | 132707MRM | EA |  | DAMPER ASSYDAMPER ELEMENT;FLEXIBLE DRIVE | DAMPER ASSYDAMPER ELEMENT;FLEXIBLE DRIVE | DAMPER ASSYDAMPER ELEMENT;FLEXIBLE DRIVE COUPLING;C160 JAW CRUSHER; |  |  |  |  | 1068104 @@ METSO OUTOTEC AUSTRALIA LIMITED | MM0304815
STP_009 - Lot7 | Data Enrichment | NGB |  | 2023-11-09 |  |  | 1206997 | 1206997 |  |  |  | ERSA | M | 5920 | 132714MRM | EA |  | BREATHER:BREATHER;HYDRAULIC POWER UNIT;C | BREATHER:BREATHER;HYDRAULIC POWER UNIT;C | BREATHER:BREATHER;HYDRAULIC POWER UNIT;C160 JAW CRUSHER; |  |  |  |  | 1068104 @@ METSO OUTOTEC AUSTRALIA LIMITED | 801286
STP_009 - Lot7 | Data Enrichment | NGB |  | 2023-11-09 |  |  | 1207081 | 1207081 |  |  |  | ERSA | M | 2800 | 1056688MRM | EA |  | COOLANT,LIQUID COOLING SYSTEM:NALCOOL 41 | COOLANT,LIQUID COOLING SYSTEM:NALCOOL 41 | COOLANT,LIQUID COOLING SYSTEM:NALCOOL 4100 H/D PREMIXED LONG LIFE ,COOLANT;50/50 PREMIX H.D. COOLANT;MEETING TMC RP 329;(IBC = 1000L) |  |  |  |  | 1079321 @@ EAST COAST LUBES PTY LTD | PN1207081
STP_009 - Lot7 | Data Enrichment | PJR |  | 2023-11-09 |  |  | 1207316 | 1207316 |  |  |  | ERSA | M | 5700 | 132745MRM | M |  | CONVEYOR,BELT:1200MM WIDE CONVEYOR BELTI | CONVEYOR,BELT:1200MM WIDE CONVEYOR BELTI | CONVEYOR,BELT:1200MM WIDE CONVEYOR BELTING;10/3MM COVERS M+ GRADE; |  |  |  |  | 1079254 @@ FENNER DUNLOP (NT) | 133618
STP_009 - Lot7 | Data Enrichment | PJR |  | 2023-11-09 |  |  | 1207317 | 1207317 |  |  |  | ERSA | M | 5700 | 132747MRM | M |  | CONVEYOR,BELT:900MM WIDE;CONVEYOR BELTIN | CONVEYOR,BELT:900MM WIDE;CONVEYOR BELTIN | CONVEYOR,BELT:900MM WIDE;CONVEYOR BELTING;10/3MM; COVERS M+ GRADE;PN1000;POLY NYLON; |  |  |  |  | 1079254 @@ FENNER DUNLOP (NT) | 312936-100M
STP_009 - Lot7 | Data Enrichment | MKV |  | 2023-11-09 |  |  | 1207687 | 1207687 |  |  |  | ERSA | M | 4090 | 1089903MRM | BAG |  | BEVERAGE BASE:MIXED BERRY;ELECTROLYTE RE | BEVERAGE BASE:MIXED BERRY;ELECTROLYTE RE | BEVERAGE BASE:MIXED BERRY;ELECTROLYTE REPLACEMENT, DRINK;SINGLE SERVE; CONSENTRATE SUGAR FREE POWDER; (BAG = 50 SACHETS) |  |  |  |  | 1068502 @@ ATOM SUPPLY | 91528126
STP_009 - Lot7 | Data Enrichment | MKV |  | 2023-11-09 |  |  | 1207689 | 1207689 |  |  |  | ERSA | M | 4090 | 1089929MRM | BAG |  | BEVERAGE BASE:LEAMONADE;ELECTROLYTE REPL | BEVERAGE BASE:LEAMONADE;ELECTROLYTE REPL | BEVERAGE BASE:LEAMONADE;ELECTROLYTE REPLACEMENT, DRINK;SINGLE SERVE; CONSENTRATE SUGAR FREEPOWDER; (BAG = 50 SACHETS) |  |  |  |  | 1068502 @@ ATOM SUPPLY | 91528489
STP_009 - Lot7 | Data Enrichment | NGB |  | 2023-11-09 |  |  | 1207803 | 1207803 |  |  |  | ERSA | M | 5620 | 338746MRM | EA |  | BREATHER:MECHANISM 5-3D BREATHER; | BREATHER:MECHANISM 5-3D BREATHER; | BREATHER:MECHANISM 5-3D BREATHER; |  |  |  |  | 1068104 @@ METSO OUTOTEC AUSTRALIA LIMITED | 00-795-265 MK025
STP_009 - Lot7 | Data Enrichment | NGB |  | 2023-11-09 |  |  | 1207804 | 1207804 |  |  |  | ERSA | M | 3000 | 338766MRM | EA |  | BREATHER:RY005FC-2M BRG BREATHER;10 MICR | BREATHER:RY005FC-2M BRG BREATHER;10 MICR | BREATHER:RY005FC-2M BRG BREATHER;10 MICRON; |  |  |  |  | 1068100 @@ BERENDSEN FLUID POWER | UC-SAB-1562-10
STP_009 - Lot7 | Data Enrichment | RYM |  | 2023-11-09 |  |  | 1208215 | 1208215 |  |  |  | ERSA | M | 5920 | 340251MRM | EA |  | CYLINDER ASSEMBLY,LINEAR:100MM NB X 200M | CYLINDER ASSEMBLY,LINEAR:100MM NB X 200M | CYLINDER ASSEMBLY,LINEAR:100MM NB X 200MM STROKE;PNEUMATIC;FRONT FLG MTD;NYLON GAITER;NON LUBED;SMC P/N CVPA1B7NSFQ100-200J-X62-IP61 00RFP3831A |  |  |  |  | 1068125 @@ SMC CORPORATION (AUSTRALIA) PTY LTD | CA2BF100-200KZ-XAU2069
STP_009 - Lot7 | Data Enrichment | RYM |  | 2023-11-09 |  |  | 1208216 | 1208216 |  |  |  | ERSA | M | 5920 | 340276MRM | EA |  | CYLINDER ASSEMBLY,LINEAR:3" NB X 12" STR | CYLINDER ASSEMBLY,LINEAR:3" NB X 12" STR | CYLINDER ASSEMBLY,LINEAR:3" NB X 12" STROKE;HYDRAULIC;ROD CLEVIS <(>&<)> PIN;ROUND WELDED BUILDSWIVEL PIN MTD; |  |  |  |  | 1069581 @@ CUSTOM FLUID POWER P/L | HR-30-FT-12""-RC-CP
STP_009 - Lot7 | Data Enrichment | CIR |  | 2023-11-09 |  |  | 1208590 | 1208590 |  |  |  | ERSA | M | 1600 | 155703MRM | EA |  | CONTROL UNIT:OUTOTEC PF144 HAND HELD CON | CONTROL UNIT:OUTOTEC PF144 HAND HELD CON | CONTROL UNIT:OUTOTEC PF144 HAND HELD CONTROL UNIT; C/W 25 MTR OF CABLE |  |  |  |  | 1068104 @@ METSO OUTOTEC AUSTRALIA LIMITED | PN1208590
STP_009 - Lot7 | Data Enrichment | PJR |  | 2023-11-09 |  |  | 1210112 | 1210112 |  |  |  | ERSA | M | 5380 | 1172394MRM | DR |  | DETERGENT,GEN.PURPOSE:TRUCK WASH,CLEANER | DETERGENT,GEN.PURPOSE:TRUCK WASH,CLEANER | DETERGENT,GEN.PURPOSE:TRUCK WASH,CLEANER;LIGHT VEH. WASH, CLEANER;CITRUS GREEN, LV <(>&<)> TRUCK WASH 20 LTRCLEANER; |  |  |  |  | 1068347 @@ BOWER AUSTRALIA PTY LTD | 6906
STP_009 - Lot7 | Data Enrichment | BHJ |  | 2023-11-09 |  |  | 1211287 | 1211287 |  |  |  | ERSA | M | 5980 | 135797MRM | PAC |  | BLADDER,ACCUMULATOR,HYD:BLADDER;POLYETHE | BLADDER,ACCUMULATOR,HYD:BLADDER;POLYETHE | BLADDER,ACCUMULATOR,HYD:BLADDER;POLYETHELENE;;SAMPLE PRO;;PACK =10 EACH; |  |  |  |  | 1068312 @@ THERMO FISHER SCIENTIFIC AUSTRAL | QED38360
STP_009 - Lot7 | Data Enrichment | RYM |  | 2023-11-09 |  |  | 1211405 | 1211405 |  |  |  | ERSA | M | 5920 | 1218346MRM | EA |  | CYLINDER ASSY,BRAKE,WHEEL:CYLINDER WHEEL | CYLINDER ASSY,BRAKE,WHEEL:CYLINDER WHEEL | CYLINDER ASSY,BRAKE,WHEEL:CYLINDER WHEEL,RR BRAKE |  |  |  |  | 1079079 @@ AIRPOWER NT Pty Ltd | PN1211405
STP_009 - Lot7 | Data Enrichment | PJR |  | 2023-11-09 |  |  | 1211682 | 1211682 |  |  |  | ERSA | M | 3600 | 136423MRM | EA |  | DETERGENT,GEN.PURPOSE:SEALZIT;RUST INHIB | DETERGENT,GEN.PURPOSE:SEALZIT;RUST INHIB | DETERGENT,GEN.PURPOSE:SEALZIT;RUST INHIBITING TYRE ADDITIVE; |  |  |  |  | 1068499 @@ KAL TIRE (AUSTRALIA) PTY LTD | WC81-1000/WC1080-10/WC
STP_009 - Lot7 | Data Enrichment | PJR |  | 2023-11-09 |  |  | 1211768 | 1211768 |  |  |  | ERSA | M | 5955 | 1220334MRM | EA |  | CHOCK,WHEEL-TRACK:RUBBER CHOCK;BLACK150M | CHOCK,WHEEL-TRACK:RUBBER CHOCK;BLACK150M | CHOCK,WHEEL-TRACK:RUBBER CHOCK;BLACK150MM W X 250MM L X 150MM H;CH-150; |  |  |  |  | 1068502 @@ ATOM SUPPLY | 88890014
STP_009 - Lot7 | Data Enrichment | NGB |  | 2023-11-09 |  |  | 1212288 | 1212288 |  |  |  | ERSA | M | 3700 | 168208MRM | EA |  | COOLANT,LIQUID COOLING SYSTEM:SENDER UNI | COOLANT,LIQUID COOLING SYSTEM:SENDER UNI | COOLANT,LIQUID COOLING SYSTEM:SENDER UNIT LOW COOLANT |  |  |  |  | 1070871 @@ BRITEFORCE PTY LTD | PN1212288
STP_009 - Lot7 | Data Enrichment | NGB |  | 2023-11-09 |  |  | 1212546 | 1212546 |  |  |  | ERSA | M | 5955 | 775889MRM | SET |  | DISC BRAKE PAD SET:COASTER BRAKE PAD SET | DISC BRAKE PAD SET:COASTER BRAKE PAD SET | DISC BRAKE PAD SET:COASTER BRAKE PAD SET;TOYOTA COASTER BUS |  |  |  |  | 1068114 @@ BELL & MOIR - PARTS ORDERS ONLY | 446535020
STP_009 - Lot7 | Data Enrichment | RYM |  | 2023-11-09 |  |  | 1212831 | 1212831 |  |  |  | ERSA | M | 5915 | 170377MRM | EA |  | CYLINDER ASSEMBLY,LINEAR:CYLINDER; WHEEL | CYLINDER ASSEMBLY,LINEAR:CYLINDER; WHEEL | CYLINDER ASSEMBLY,LINEAR:CYLINDER; WHEEL-RR BRK; NPR400; FLAT TOPTRUCK: 5200cc; ISUZU |  |  |  |  | 1070370 @@ CJD EQUIPMENT PTY LTD | 8973588801
STP_009 - Lot7 | Data Enrichment | RYM |  | 2023-11-09 |  |  | 1212832 | 1212832 |  |  |  | ERSA | M | 5915 | 170378MRM | EA |  | CYLINDER ASSEMBLY,LINEAR:CYLINDER; WHEEL | CYLINDER ASSEMBLY,LINEAR:CYLINDER; WHEEL | CYLINDER ASSEMBLY,LINEAR:CYLINDER; WHEEL-RR BRK; NPR400; FLAT TOPTRUCK: 5200cc; ISUZU |  |  |  |  | 1070370 @@ CJD EQUIPMENT PTY LTD | 8973588811
STP_009 - Lot7 | Data Enrichment | CIR |  | 2023-11-09 |  |  | 1213863 | 1213863 |  |  |  | ERSA | M | 1845 | 1280270MRM | EA |  | BARREL;BARREL LINER | BARREL;BARREL LINER | BARREL;BARREL LINER |  |  |  |  | 1068642 @@ MULTOTEC PTY LTD | PC20-BL-PU
STP_009 - Lot7 | Data Enrichment | CIR |  | 2023-11-09 |  |  | 1213864 | 1213864 |  |  |  | ERSA | M | 1845 | 1280288MRM | EA |  | BARREL;DISCHARGE HEAD; PC20-DIS/LPL;DIS | BARREL;DISCHARGE HEAD; PC20-DIS/LPL;DIS | BARREL;DISCHARGE HEAD; PC20-DIS/LPL;DIS HEAD LINER;200 DENSIFIER;LOOSE;PU LINER |  |  |  |  | 1068642 @@ MULTOTEC PTY LTD | DI-ZZ-010
STP_009 - Lot7 | Data Enrichment | NGB |  | 2023-11-09 |  |  | 1213909 | 1213909 |  |  |  | ERSA | M | 5900 | 1280817MRM | EA |  | BREATHER:BREATHER | BREATHER:BREATHER | BREATHER:BREATHER |  |  |  |  | 1068104 @@ METSO OUTOTEC AUSTRALIA LIMITED | MM0245015
STP_009 - Lot7 | Data Enrichment | NGB |  | 2023-11-09 |  |  | 1215451 | 1215451 |  |  |  | ERSA | M | 1600 | 175070MRM | SET |  | CONTROL,RECEIVER-TRANSMITTER:KIT;INCL RE | CONTROL,RECEIVER-TRANSMITTER:KIT;INCL RE | CONTROL,RECEIVER-TRANSMITTER:KIT;INCL RECEIVER,TRANSMITTER,SPARE TRANSMITTER-PRE-PROGRAMMED,PROTECTIVE COVER,WRIST STRAP;193MM X 57MM X 51MM;433MHZ;OPERATING RANGE:100M;PLL;DC3V;16MA A 3VCC |  |  |  |  | 1068519 @@ ACE MATERIALS HANDLING P/L | JUKKO-8
STP_009 - Lot7 | Data Enrichment | MKV |  | 2023-11-09 |  |  | 1215791 | 1215791 |  |  |  | ERSA | M | 1600 | 175488MRM | EA |  | CONNECTING MODULE,WIRING,VOICE-DATAETHER | CONNECTING MODULE,WIRING,VOICE-DATAETHER | CONNECTING MODULE,WIRING,VOICE-DATAETHERNET;COMM;POINT-TO-POINT;RJ-45;10 MBPS;1-PORT;0.5A;TRANSMISSION DISTANCE:1 SEGMENT,100M |  |  |  |  | 1068101 @@ YOKOGAWA AUSTRALIA PTY LTD | ALE111-S50
STP_009 - Lot7 | Data Enrichment | NGB |  | 2023-11-09 |  |  | 1216470 | 1216470 |  |  |  | ERSA | M | 2800 | 142009MRM | EA |  | COOLANT,LIQUID COOLING SYSTEM:TECTALOY X | COOLANT,LIQUID COOLING SYSTEM:TECTALOY X | COOLANT,LIQUID COOLING SYSTEM:TECTALOY XTRA COOL GOLD;INHIBITOR;CONCENTRATE; |  |  |  |  | 1078769 @@ DUNDEE BEACH ENGINEERING SERVICE | TECTALOY XTRA COOL GOL
STP_009 - Lot7 | Data Enrichment | CIR |  | 2023-11-09 |  |  | 1216967 | 1216967 |  |  |  | ERSA | M | 1600 | 147767MRM | EA |  | CONTROL UNIT:PRE PROGRAMMED PLC UNIT;2T | CONTROL UNIT:PRE PROGRAMMED PLC UNIT;2T | CONTROL UNIT:PRE PROGRAMMED PLC UNIT;2T BULK BAG FILLER SYSTEM |  |  |  |  | 1069056 @@ FLEXICON CORPORATION (AUSTRALIA) | PN1216967
STP_009 - Lot7 | Data Enrichment | NGB |  | 2023-11-09 |  |  | 1218016 | 1218016 |  |  |  | ERSA | M | 3700 | 270324MRM | SET |  | DISC BRAKE PAD SET:DISC;SUITS GUN HILUX | DISC BRAKE PAD SET:DISC;SUITS GUN HILUX | DISC BRAKE PAD SET:DISC;SUITS GUN HILUX |  |  |  |  | 1068114 @@ BELL & MOIR - PARTS ORDERS ONLY | 044650K360