## Sheet1
Project | Activities | Production User | Production Comments | Start Date | End Date | Remarks | Griha ID | Material | MAKTX_MARA | TEXT_EN | Class_Char_Values | MFRPN | MFRNR | MFRNR DES (Name) | MNFR | PTNO | Verified MNFR from web | MNFR 1 | PTNO 1 | MNFR 2 | PTNO 2 | Reference URL | Reference URL1 | Item Number | DWG | DRAWING VERSION | POS/TAG | Equipment Type | Equipment Manufacturer | Equipment Model | Equipment Serial | Unused Text | Enriched/Cleansed | UNSPSC Ver.23.07 | Noun | Modifier | Attribute Name 1 | Attribute Value 1 | Attribute Name 2 | Attribute Value 2 | Attribute Name 3 | Attribute Value 3 | Attribute Name 4 | Attribute Value 4 | Attribute Name 5 | Attribute Value 5 | Attribute Name 6 | Attribute Value 6 | Attribute Name 7 | Attribute Value 7 | Attribute Name 8 | Attribute Value 8 | Attribute Name 9 | Attribute Value 9 | Attribute Name 10 | Attribute Value 10 | Attribute Name 11 | Attribute Value 11 | Attribute Name 12 | Attribute Value 12 | Attribute Name 13 | Attribute Value 13 | Attribute Name 14 | Attribute Value 14 | Attribute Name 15 | Attribute Value 15 | Attribute Name 16 | Attribute Value 16 | Attribute Name 17 | Attribute Value 17 | Attribute Name 18 | Attribute Value 18 | Attribute Name 19 | Attribute Value 19 | Attribute Name 20 | Attribute Value 20 | Attribute Name 21 | Attribute Value 21 | Attribute Name 22 | Attribute Value 22 | Attribute Name 23 | Attribute Value 23 | Attribute Name 24 | Attribute Value 24 | Attribute Name 25 | Attribute Value 25 | Attribute Name 26 | Attribute Value 26 | Attribute Name 27 | Attribute Value 27 | Attribute Name 28 | Attribute Value 28 | Attribute Name 29 | Attribute Value 29 | Attribute Name 30 | Attribute Value 30 | Attribute Name 31 | Attribute Value 31 | Attribute Name 32 | Attribute Value 32 | Attribute Name 33 | Attribute Value 33 | Attribute Name 34 | Attribute Value 34 | Attribute Name 35 | Attribute Value 35 | Attribute Name 36 | Attribute Value 36 | Remaining_Information
STP_009 | Data Enrichment | SCS |  | 2023-06-27 |  |  | 1276129 | 1276129 | ADAPTER,BRG;SKF,H2324E,SLV | ADAPTER,BEARING;MNFR:SKF,PTNO:H2324E,ADDITIONAL FEATURES EN:SLEEVE | 01)APPLIED INDUSTRIAL TECHNO,01)H2324E,ADAPTER,BEARING,01)SLEEVE | H2324E | 3000348 | SKF | SKF | H2324E | [18 empty] | ADAPTER | BEARING | TYPE |  | SHAFT DIAMETER |  | LENGTH |  | MATERIAL |  | THREAD SIZE |  | LOCKNUT OD |  | HAZARD CLASS |  | CERTIFICATION/STANDARD |  | ADDITIONAL FEATURES EN | SLEEVE
STP_009 | Data Enrichment | SCS |  | 2023-06-27 |  |  | 1266634 | 1266634 | ADAPTER,CBL;NHP,442LACUSB10,RS232,10 M | ADAPTER,CABLE;MNFR:NHP,PTNO:442LACUSB10,ADDITIONAL FEATURES EN:RS232,10 M | 01)NHP ELECTRICAL ENGINEERIN,01)442LACUSB10,ADAPTER,CABLE,01)RS232,10 M | 442LACUSB10 | 3000664 | NHP | NHP | 442LACUSB10 | [18 empty] | ADAPTER | CABLE | TYPE |  | CABLE SIZE |  | CONNECTION TYPE |  | MATERIAL |  | NUMBER OF CONNECTIONS |  | CONDUCTOR SIZE |  | TRADE SIZE |  | COATING/FINISH |  | HAZARD CLASS |  | CERTIFICATION/STANDARD |  | ADDITIONAL FEATURES EN | RS232,10 M
STP_009 | Data Enrichment | SCS |  | 2023-06-27 |  |  | 1240294 | 1240294 | ADAPTER,COMM;CONCTR,BUS | ADAPTER,COMMUNICATION;TYPE:CONNECTOR,CONNECTOR END 1:BUS,ADDITIONAL FEATURES EN:SIMATIC DP, FOR PROFIBUS UP TO 12 MBIT/S WITH TILTED CABLE OUTLET,15,8 X 54 X 39,5 MM W X H X D, TERMINAT RESIST, WITH PG SOCKET,MNFR:SIEMENS,PTNO:6ES7972-0BB42-0XA0 | EN_01)CONNECTOR,EN_01)BUS,01)SIMATIC DP, FOR PROFIBUS UP,02)15,8 X 54 X 39,5 MM W X H X,CONNECTOR,01)BUS,FOR SIMATIC DP,01)BUS,POUR SIMATIC DP | 6ES7972-0BB42-0XA0 | 3000032 | SIEMENS | SIEMENS | 6ES7972-0BB42-0XA0 | [18 empty] | ADAPTER | COMMUNICATION | TYPE | CONNECTOR | CONNECTOR END 1 | BUS | CONNECTOR END 2 |  | INTERFACE TYPE |  | POWER SUPPLY |  | INPUT RATING |  | OUTPUT RATING |  | MATERIAL |  | HAZARD CLASS |  | CERTIFICATION/STANDARD |  | ADDITIONAL FEATURES EN | SIMATIC DP,FOR PROFIBUS UP TO 12 MBIT/S WITH TILTED CABLE OUTLET,15,8 X 54 X 39,5 MM W X H X D,TERMINAT RESIST,WITH PG SOCKET
STP_009 | Data Enrichment | SCS |  | 2023-06-27 |  |  | 1241554 | 1241554 | ADAPTER,COMM;CONCTR,BUS, PG SOCKET | ADAPTER,COMMUNICATION;TYPE:CONNECTOR,CONNECTOR END 1:BUS,ADDITIONAL FEATURES EN:SIMATIC DP, PROFIBUS UP TO12 MBIT/S 90 DEGREE ANGLE CABLE OUTLET, 1,5,8 X 64 X 35,6 MM, WXHXD, TERMINAT. RESISTW/ ISOLAT FUNCTION, WITH, PG SOCKET,MNFR:SIEMENS,PTNO:6ES7972- 0BB12-0XA0 | EN_01)CONNECTOR,EN_01)BUS,01)SIMATIC DP, PROFIBUS UP TO1,02)5,8 X 64 X 35,6 MM, WXHXD,03) PG SOCKET,CONNECTOR,01)PROFIBUS,C/PG EN,02)90DEG SIST AREA220,03)TRAN SPMINERAL-FAJAOVERLAND,01)PROFIBUS,C/PG EN,02)90DEG SIST AREA220,03)TRAN SPMINERAL-FAJAOVERLAND | 6ES7972-0BB12-0XA0 | 3000032 | SIEMENS | SIEMENS | 6ES7972- 0BB12-0XA0 | [18 empty] | ADAPTER | COMMUNICATION | TYPE | CONNECTOR | CONNECTOR END 1 | BUS | CONNECTOR END 2 |  | INTERFACE TYPE |  | POWER SUPPLY |  | INPUT RATING |  | OUTPUT RATING |  | MATERIAL |  | HAZARD CLASS |  | CERTIFICATION/STANDARD |  | ADDITIONAL FEATURES EN | SIMATIC DP,PROFIBUS UP TO12 MBIT/S 90 DEGREE ANGLE CABLE OUTLET,1,5,8 X 64 X 35,6 MM,WXHXD,TERMINAT. RESISTW/ ISOLAT FUNCTION,WITH,PG SOCKET
STP_009 | Data Enrichment | SCS |  | 2023-06-27 |  |  | 1272897 | 1272897 | ADAPTER,CONDT;SCHN,269/32BK | ADAPTER,CONDUIT;MNFR:SCHNEIDER INC,PTNO:269/32BK | 01)CNW (MOUNT ISA) ELECT WHO,01)CLI269/32BK,ADAPTER,CONDUIT | 269/32BK | 3000344 | SCHNEIDER INC | SCHNEIDER INC | 269/32BK | [18 empty] | ADAPTER | CONDUIT | TYPE |  | SIZE |  | END CONNECTION |  | MATERIAL |  | COATING/FINISH |  | TEMPERATURE RATING |  | HAZARD CLASS |  | CERTIFICATION/STANDARD |  | ADDITIONAL FEATURES EN
STP_009 | Data Enrichment | SCS |  | 2023-06-27 |  |  | 1276238 | 1276238 | ADAPTER,ELEC;LENV,4X20E75123,230W AC | ADAPTER,ELECTRICAL;MNFR:LENOVO,PTNO:4X20E75123,ADDITIONAL FEATURES EN:230W AC | 01)LENOVO (AUSTRALIA & NEW Z,01)4X20E75123,ADAPTER,ELECTRICAL,01)230W AC | 4X20E75123 | 3000491 | LENOVO | LENOVO | 4X20E75123 | [18 empty] | ADAPTER | ELECTRICAL | TYPE |  | INPUT RATING |  | OUTPUT RATING |  | CONNECTION TYPE |  | MATERIAL |  | COLOUR |  | NUMBER OF INPUTS |  | NUMBER OF OUTPUTS |  | MOUNTING TYPE |  | HAZARD CLASS |  | CERTIFICATION/STANDARD |  | ADDITIONAL FEATURES EN | 230W AC
STP_009 | Data Enrichment | SCS |  | 2023-06-27 |  |  | 1333317 | 1333317 | ADAPTER,TUBE-HSE;DIEC,BHA0298 | ADAPTER,TUBE TO HOSE;MNFR:DIECI,PTNO:BHA0298,ADDITIONAL FEATURES EN:HOLDER, CURVE,TUBE SIZE:1/4 IN | ADAPTER,TUBE TO HOSE,01)HOLDER, CURVE,TUBE SIZE:1/4 IN | BHA0298 | 3000511 | DIECI | DIECI | BHA0298 | [18 empty] | ADAPTER | TUBE TO HOSE | TYPE |  | TUBE SIZE | 1/4 IN | HOSE SIZE |  | TUBE CONNECTION |  | HOSE CONNECTION |  | LENGTH |  | PRESSURE CLASS/RATING |  | MATERIAL |  | MATERIAL SPECIFICATION |  | COATING/FINISH |  | TEMPERATURE RATING |  | HAZARD CLASS |  | CERTIFICATION/STANDARD |  | ADDITIONAL FEATURES EN | HOLDER,CURVE
STP_009 | Data Enrichment | SCS |  | 2023-06-27 |  |  | 1242898 | 1242898 | ADAPTER,TUBE-HSE;PRKH,10643-12-12,STRAIG | ADAPTER,TUBE TO HOSE;MNFR:PARKER HANNIFIN,PTNO:10643-12-12,TYPE:STRAIGHT,TUBE SIZE:5/8 IN,HOSE SIZE:3/4 IN,TUBE CONNECTION:37 DEG FLARE FEMALE JIC,HOSE CONNECTION:HOSE,LENGTH:3.17 IN,MATERIAL:STEEL,COATING/FINISH:ZINC PLATED,CERTIFICATION/STANDARD:SAE 100R2 | STRAIGHT,5/8 IN,3/4 IN,EN_01)37 DEG FLARE FEMALE JIC,ES_01)FLAMA 37 GRAD HEMBRA JIC,EN_01)HOSE,ES_01)MANGUERA,3.17 IN,STEEL,ZINC PLATED,EN_01)SAE 100R2,ES_01)SAE 100R2 | 10643-12-12 | 3000331 | PARKER HANNIFIN | PARKER HANNIFIN | 10643-12-12 | [18 empty] | ADAPTER | TUBE TO HOSE | TYPE | STRAIGHT | TUBE SIZE | 5/8 IN | HOSE SIZE | 3/4 IN | TUBE CONNECTION | 37 DEG FLARE FEMALE JIC | HOSE CONNECTION | HOSE | LENGTH | 3.17 IN | PRESSURE CLASS/RATING |  | MATERIAL | STEEL | MATERIAL SPECIFICATION |  | COATING/FINISH | ZINC PLATED | TEMPERATURE RATING |  | HAZARD CLASS |  | CERTIFICATION/STANDARD | SAE 100R2 | ADDITIONAL FEATURES EN
STP_009 | Data Enrichment | SCS |  | 2023-06-27 |  |  | 1244073 | 1244073 | ADAPTER,TUBE-HSE;PRKH,10643-4-4,STRAIGHT | ADAPTER,TUBE TO HOSE;MNFR:PARKER HANNIFIN,PTNO:10643-4-4,TYPE:STRAIGHT,TUBE SIZE:1/4 IN,HOSE SIZE:1/4 IN,TUBE CONNECTION:37 DEG FLARE FEMALE JIC,HOSE CONNECTION:HOSE,LENGTH:1.94 IN,MATERIAL:STEEL,COATING/FINISH:ZINC PLATED,CERTIFICATION/STANDARD:SAE 100R2 | STRAIGHT,1/4 IN,1/4 IN,EN_01)37 DEG FLARE FEMALE JIC,ES_01)FLAMA 37 GRAD HEMBRA JIC,EN_01)HOSE,ES_01)MANGUERA,1.94 IN,STEEL,ZINC PLATED,EN_01)SAE 100R2,ES_01)SAE 100R2 | 10643-4-4 | 3000331 | PARKER HANNIFIN | PARKER HANNIFIN | 10643-4-4 | [18 empty] | ADAPTER | TUBE TO HOSE | TYPE | STRAIGHT | TUBE SIZE | 1/4 IN | HOSE SIZE | 1/4 IN | TUBE CONNECTION | 37 DEG FLARE FEMALE JIC | HOSE CONNECTION | HOSE | LENGTH | 1.94 IN | PRESSURE CLASS/RATING |  | MATERIAL | STEEL | MATERIAL SPECIFICATION |  | COATING/FINISH | ZINC PLATED | TEMPERATURE RATING |  | HAZARD CLASS |  | CERTIFICATION/STANDARD | SAE 100R2 | ADDITIONAL FEATURES EN
STP_009 | Data Enrichment | SCS |  | 2023-06-27 |  |  | 1335476 | 1335476 | ADAPTER;ABB,10021332 | ADAPTER;MNFR:ABB,PTNO:10021332 | ADAPTER | 10021332 | 3000014 | ABB | ABB | 10021332 | [18 empty] | ADAPTER | NO MODIFIER | TYPE |  | SIZE |  | MATERIAL |  | HAZARD CLASS |  | CERTIFICATION/STANDARD |  | ADDITIONAL FEATURES EN
STP_009 | Data Enrichment | SCS |  | 2023-06-27 |  |  | 1272398 | 1272398 | ADAPTER;ABB,3AXD50000192786,ETHERNET/IP | ADAPTER;MNFR:ABB,PTNO:3AXD50000192786,ADDITIONAL FEATURES EN:ETHERNET/IP,KIT,FIELD BUS,ACS880,FEIP-21 |  | 3AXD50000192786 | 3000014 | ABB | ABB | 3AXD50000192786 | [18 empty] | ADAPTER | NO MODIFIER | TYPE |  | SIZE |  | MATERIAL |  | HAZARD CLASS |  | CERTIFICATION/STANDARD |  | ADDITIONAL FEATURES EN | ETHERNET/IP,KIT,FIELD BUS,ACS880,FEIP-21
STP_009 | Data Enrichment | SCS |  | 2023-06-27 |  |  | 1321669 | 1321669 | ADAPTER;ABB,68469325 | ADAPTER;MNFR:ABB,PTNO:68469325 | ADAPTER | 68469325 | 3000014 | ABB | ABB | 68469325 | [18 empty] | ADAPTER | NO MODIFIER | TYPE |  | SIZE |  | MATERIAL |  | HAZARD CLASS |  | CERTIFICATION/STANDARD |  | ADDITIONAL FEATURES EN
STP_009 | Data Enrichment | SCS |  | 2023-06-27 |  |  | 1269871 | 1269871 | ADAPTER;DRAG,8318588,CALIBRTN,PAC SERIES | ADAPTER;MNFR:DRAEGER,PTNO:8318588,ADDITIONAL FEATURES EN:CALIBRATION,PAC SERIES | 01)ALLIANCE SAFETY EQUIPMENT,01)8318588,ADAPTER,01)CALIBRATION,PAC SERIES | 8318588 | 3000423 | DRAEGER | DRAEGER | 8318588 | [18 empty] | ADAPTER | NO MODIFIER | TYPE |  | SIZE |  | MATERIAL |  | HAZARD CLASS |  | CERTIFICATION/STANDARD |  | ADDITIONAL FEATURES EN | CALIBRATION,PAC SERIES
STP_009 | Data Enrichment | SCS |  | 2023-06-27 |  |  | 1217168 | 1217168 | ADAPTER;DRVT,10643-10-10,STRGT,PIPE TO H | ADAPTER;MNFR:DRIVETRAIN,PTNO:10643-10-10,ADDITIONAL FEATURES EN:STRAIGHT,PIPE TO HOSE,7/8-14,SWIVEL,STRAIGHT,HOSE SIZE - 10,FEMALE | 01)DRIVETRAIN AUSTRALIA,01)10643-10-10,ADAPTER,01)STRAIGHT,PIPE TO HOSE,7/8-1 | 10643-10-10 | 3000461 | DRIVETRAIN | DRIVETRAIN | 10643-10-10 | [18 empty] | ADAPTER | NO MODIFIER | TYPE |  | SIZE |  | MATERIAL |  | HAZARD CLASS |  | CERTIFICATION/STANDARD |  | ADDITIONAL FEATURES EN | STRAIGHT,PIPE TO HOSE,7/8-14,SWIVEL,STRAIGHT,HOSE SIZE - 10,FEMALE
STP_009 | Data Enrichment | SCS |  | 2023-06-27 |  |  | 1217221 | 1217221 | ADAPTER;DRVT,10643-16-16,STRGT,PIPE TO H | ADAPTER;MNFR:DRIVETRAIN,PTNO:10643-16-16,ADDITIONAL FEATURES EN:STRAIGHT,PIPE TO HOSE,1 1/16-12 FEMALE,SWIVEL,HOSE SIZE -16,FEMALE | 01)DRIVETRAIN AUSTRALIA,01)10643-16-16,ADAPTER,01)STRAIGHT,PIPE TO HOSE,1 1/1 | 10643-16-16 | 3000461 | DRIVETRAIN | DRIVETRAIN | 10643-16-16 | [18 empty] | ADAPTER | NO MODIFIER | TYPE |  | SIZE |  | MATERIAL |  | HAZARD CLASS |  | CERTIFICATION/STANDARD |  | ADDITIONAL FEATURES EN | STRAIGHT,PIPE TO HOSE,1 1/16-12 FEMALE,SWIVEL,HOSE SIZE -16,FEMALE
STP_009 | Data Enrichment | SCS |  | 2023-06-27 |  |  | 1217330 | 1217330 | ADAPTER;DRVT,10643-6-6,STRGT,PIPE TO HOS | ADAPTER;MNFR:DRIVETRAIN,PTNO:10643-6-6,ADDITIONAL FEATURES EN:STRAIGHT,PIPE TO HOSE,9/16-18,SWIVEL,STRAIGHT,HOSE SIZE - 06, FEMAL | 01)DRIVETRAIN AUSTRALIA,01)10643-6-6,ADAPTER,01)STRAIGHT,PIPE TO HOSE,9/16- | 10643-6-6 | 3000461 | DRIVETRAIN | DRIVETRAIN | 10643-6-6 | [18 empty] | ADAPTER | NO MODIFIER | TYPE |  | SIZE |  | MATERIAL |  | HAZARD CLASS |  | CERTIFICATION/STANDARD |  | ADDITIONAL FEATURES EN | STRAIGHT,PIPE TO HOSE,9/16-18,SWIVEL,STRAIGHT,HOSE SIZE - 06,FEMAL
STP_009 | Data Enrichment | SCS |  | 2023-06-27 |  |  | 1217173 | 1217173 | ADAPTER;DRVT,11543-16-16,STRGT,PIPE TO H | ADAPTER;MNFR:DRIVETRAIN,PTNO:11543-16-16,ADDITIONAL FEATURES EN:STRAIGHT,PIPE TO HOSE,1.75 IN FLG HEAD DIA,HOSE SIZE-16,SAE CODE 61 | 01)DRIVETRAIN AUSTRALIA,01)11543-16-16,ADAPTER,01)STRAIGHT,PIPE TO HOSE,1.75 | 11543-16-16 | 3000461 | DRIVETRAIN | DRIVETRAIN | 11543-16-16 | [18 empty] | ADAPTER | NO MODIFIER | TYPE |  | SIZE |  | MATERIAL |  | HAZARD CLASS |  | CERTIFICATION/STANDARD |  | ADDITIONAL FEATURES EN | STRAIGHT,PIPE TO HOSE,1.75 IN FLG HEAD DIA,HOSE SIZE-16,SAE CODE 61
STP_009 | Data Enrichment | SCS |  | 2023-06-27 |  |  | 1217166 | 1217166 | ADAPTER;DRVT,12MSC12N-316,PIPE-TUBE,3/4S | ADAPTER;MNFR:DRIVETRAIN,PTNO:12MSC12N-316,ADDITIONAL FEATURES EN:PIPE-TUBE,3/4 IN M.NPT X 3/4 IN COMPRESSION,SS316,1.99 IN LG, SWAGEL | 01)DRIVETRAIN AUSTRALIA,01)12MSC12N-316,ADAPTER,01)PIPE-TUBE,3/4 IN M.NPT X 3/ | 12MSC12N-316 | 3000461 | DRIVETRAIN | DRIVETRAIN | 12MSC12N-316 | [18 empty] | ADAPTER | NO MODIFIER | TYPE |  | SIZE |  | MATERIAL |  | HAZARD CLASS |  | CERTIFICATION/STANDARD |  | ADDITIONAL FEATURES EN | PIPE-TUBE,3/4 IN M.NPT X 3/4 IN COMPRESSION,SS316,1.99 IN LG,SWAGEL
STP_009 | Data Enrichment | SCS |  | 2023-06-27 |  |  | 1217139 | 1217139 | ADAPTER;DRVT,19243-2-4-AU,STRGT,PIPE TOB | ADAPTER;MNFR:DRIVETRAIN,PTNO:19243-2-4-AU,ADDITIONAL FEATURES EN:STRAIGHT,PIPE TO HOSE:G1/8IN,BSP FEMALE SWIVEL,HOSE SIZE 06,TTC 1 P | 01)DRIVETRAIN AUSTRALIA,01)19243-2-4-AU,ADAPTER,01)STRAIGHT,PIPE TO HOSE:G1/8I | 19243-2-4-AU | 3000461 | DRIVETRAIN | DRIVETRAIN | 19243-2-4-AU | [18 empty] | ADAPTER | NO MODIFIER | TYPE |  | SIZE |  | MATERIAL |  | HAZARD CLASS |  | CERTIFICATION/STANDARD |  | ADDITIONAL FEATURES EN | STRAIGHT | [60 empty] | PIPE TO HOSE:G1/8IN,BSP FEMALE SWIVEL,HOSE SIZE 06,TTC 1 P
STP_009 | Data Enrichment | SCS |  | 2023-06-27 |  |  | 1217140 | 1217140 | ADAPTER;DRVT,19243-8-6-AU,STRGT,PIPE TOB | ADAPTER;MNFR:DRIVETRAIN,PTNO:19243-8-6-AU,ADDITIONAL FEATURES EN:STRAIGHT,PIPE TO HOSE:G1/2IN,BSP FEMALE SWIVEL,HOSE SIZE 06,TTC 1 P | 01)DRIVETRAIN AUSTRALIA,01)19243-8-6-AU,ADAPTER,01)STRAIGHT,PIPE TO HOSE:G1/2I | 19243-8-6-AU | 3000461 | DRIVETRAIN | DRIVETRAIN | 19243-8-6-AU | [18 empty] | ADAPTER | NO MODIFIER | TYPE |  | SIZE |  | MATERIAL |  | HAZARD CLASS |  | CERTIFICATION/STANDARD |  | ADDITIONAL FEATURES EN | STRAIGHT | [60 empty] | PIPE TO HOSE:G1/2IN,BSP FEMALE SWIVEL,HOSE SIZE 06,TTC 1 P
STP_009 | Data Enrichment | SCS |  | 2023-06-27 |  |  | 1217232 | 1217232 | ADAPTER;DRVT,1JS43-12-12,STRGT,PIPE TO H | ADAPTER;MNFR:DRIVETRAIN,PTNO:1JS43-12-12,ADDITIONAL FEATURES EN:STRAIGHT,PIPE TO HOSE:3/4 IN ,CRIMP HOSE FITTING HOSE TO FEMALE PIP | 01)DRIVETRAIN AUSTRALIA,01)1JS43-12-12,ADAPTER,01)STRAIGHT,PIPE TO HOSE:3/4 I | 1JS43-12-12 | 3000461 | DRIVETRAIN | DRIVETRAIN | 1JS43-12-12 | [18 empty] | ADAPTER | NO MODIFIER | TYPE |  | SIZE |  | MATERIAL |  | HAZARD CLASS |  | CERTIFICATION/STANDARD |  | ADDITIONAL FEATURES EN | STRAIGHT | [60 empty] | PIPE TO HOSE:3/4 IN,CRIMP HOSE FITTING HOSE TO FEMALE PIP
STP_009 | Data Enrichment | SCS |  | 2023-06-27 |  |  | 1217237 | 1217237 | ADAPTER;DRVT,1JS43-16-16,STRGT,PIPE TO H | ADAPTER;MNFR:DRIVETRAIN,PTNO:1JS43-16-16,ADDITIONAL FEATURES EN:STRAIGHT,PIPE TO HOSE:1 7/16-12 FEMALE,SWIVEL,HOSE SIZE - 16,FEMALE | 01)DRIVETRAIN AUSTRALIA,01)1JS43-16-16,ADAPTER,01)STRAIGHT,PIPE TO HOSE:1 7/1 | 1JS43-16-16 | 3000461 | DRIVETRAIN | DRIVETRAIN | 1JS43-16-16 | [18 empty] | ADAPTER | NO MODIFIER | TYPE |  | SIZE |  | MATERIAL |  | HAZARD CLASS |  | CERTIFICATION/STANDARD |  | ADDITIONAL FEATURES EN | STRAIGHT | [60 empty] | PIPE TO HOSE:1 7/16-12 FEMALE,SWIVEL,HOSE SIZE - 16,FEMALE
STP_009 | Data Enrichment | SCS |  | 2023-06-27 |  |  | 1217364 | 1217364 | ADAPTER;DRVT,1JS43-4-4,STRGT,PIPE TO HOS | ADAPTER;MNFR:DRIVETRAIN,PTNO:1JS43-4-4,ADDITIONAL FEATURES EN:STRAIGHT,PIPE TO HOSE: 9/16-18 FEMALE,ORS,HOSE SIZE - 04,FEMALE ORS | 01)DRIVETRAIN AUSTRALIA,01)1JS43-4-4,ADAPTER,01)STRAIGHT,PIPE TO HOSE: 9/16 | 1JS43-4-4 | 3000461 | DRIVETRAIN | DRIVETRAIN | 1JS43-4-4 | [18 empty] | ADAPTER | NO MODIFIER | TYPE |  | SIZE |  | MATERIAL |  | HAZARD CLASS |  | CERTIFICATION/STANDARD |  | ADDITIONAL FEATURES EN | STRAIGHT | [60 empty] | PIPE TO HOSE: 9/16-18 FEMALE,ORS,HOSE SIZE - 04,FEMALE ORS
STP_009 | Data Enrichment | SCS |  | 2023-06-27 |  |  | 1217231 | 1217231 | ADAPTER;DRVT,1JS43-6-6,STRGT,PIPE TO HOS | ADAPTER;MNFR:DRIVETRAIN,PTNO:1JS43-6-6,ADDITIONAL FEATURES EN:STRAIGHT,PIPE TO HOSE,3/8 IN ,CRIMP HOSE FITTING,HOSE TO FEMALE PIP | 01)DRIVETRAIN AUSTRALIA,01)1JS43-6-6,ADAPTER,01)STRAIGHT,PIPE TO HOSE,3/8 I | 1JS43-6-6 | 3000461 | DRIVETRAIN | DRIVETRAIN | 1JS43-6-6 | [18 empty] | ADAPTER | NO MODIFIER | TYPE |  | SIZE |  | MATERIAL |  | HAZARD CLASS |  | CERTIFICATION/STANDARD |  | ADDITIONAL FEATURES EN | STRAIGHT,PIPE TO HOSE,3/8 IN,CRIMP HOSE FITTING,HOSE TO FEMALE PIP
STP_009 | Data Enrichment | SCS |  | 2023-06-27 |  |  | 1217227 | 1217227 | ADAPTER;DRVT,1JS43-8-6,STRGT,PIPE TO HOS | ADAPTER;MNFR:DRIVETRAIN,PTNO:1JS43-8-6,ADDITIONAL FEATURES EN:STRAIGHT,PIPE TO HOSE,13/16-16 FEMALE,ORS,HOSE SIZE-06,FEMALE ORS S | 01)DRIVETRAIN AUSTRALIA,01)1JS43-8-6,ADAPTER,01)STRAIGHT,PIPE TO HOSE,13/16 | 1JS43-8-6 | 3000461 | DRIVETRAIN | DRIVETRAIN | 1JS43-8-6 | [18 empty] | ADAPTER | NO MODIFIER | TYPE |  | SIZE |  | MATERIAL |  | HAZARD CLASS |  | CERTIFICATION/STANDARD |  | ADDITIONAL FEATURES EN | STRAIGHT,PIPE TO HOSE,13/16-16 FEMALE,ORS,HOSE SIZE-06,FEMALE ORS S
STP_009 | Data Enrichment | SCS |  | 2023-06-27 |  |  | 1217236 | 1217236 | ADAPTER;DRVT,1JS43-8-8,STRGT,PIPE TO HOS | ADAPTER;MNFR:DRIVETRAIN,PTNO:1JS43-8-8,ADDITIONAL FEATURES EN:STRAIGHT,PIPE TO HOSE:1/2 IN ,CRIMP HOSE FITTING, HOSE TO FEMALEPIP | 01)DRIVETRAIN AUSTRALIA,01)1JS43-8-8,ADAPTER,01)STRAIGHT,PIPE TO HOSE:1/2 I | 1JS43-8-8 | 3000461 | DRIVETRAIN | DRIVETRAIN | 1JS43-8-8 | [18 empty] | ADAPTER | NO MODIFIER | TYPE |  | SIZE |  | MATERIAL |  | HAZARD CLASS |  | CERTIFICATION/STANDARD |  | ADDITIONAL FEATURES EN | STRAIGHT | [60 empty] | PIPE TO HOSE:1/2 IN,CRIMP HOSE FITTING,HOSE TO FEMALEPIP
STP_009 | Data Enrichment | SCS |  | 2023-06-27 |  |  | 1217270 | 1217270 | ADAPTER;DRVT,20620-4-4,TUBE-HOSE:7/16 IN | ADAPTER;MNFR:DRIVETRAIN,PTNO:20620-4-4,ADDITIONAL FEATURES EN:TUBE-HOSE:7/16 IN F.JIC X 3/16 IN HOSEREUSABLE,STEEL,HYDRAULICSUIT | 01)DRIVETRAIN AUSTRALIA,01)20620-4-4,ADAPTER,01)TUBE-HOSE:7/16 IN F.JIC X 3 | 20620-4-4 | 3000461 | DRIVETRAIN | DRIVETRAIN | 20620-4-4 | [18 empty] | ADAPTER | NO MODIFIER | TYPE |  | SIZE |  | MATERIAL |  | HAZARD CLASS |  | CERTIFICATION/STANDARD |  | ADDITIONAL FEATURES EN | TUBE-HOSE:7/16 IN F.JIC X 3/16 IN HOSEREUSABLE,STEEL,HYDRAULICSUIT
STP_009 | Data Enrichment | SCS |  | 2023-06-27 |  |  | 1217272 | 1217272 | ADAPTER;DRVT,20630-4-4,TUBE-HOSE:7/16 IN | ADAPTER;MNFR:DRIVETRAIN,PTNO:20630-4-4,ADDITIONAL FEATURES EN:TUBE-HOSE:7/16 IN F.JIC X 1/4 IN HOSESTEEL,REUSABLE,HYDRAULIC | 01)DRIVETRAIN AUSTRALIA,01)20630-4-4,ADAPTER,01)TUBE-HOSE:7/16 IN F.JIC X 1 | 20630-4-4 | 3000461 | DRIVETRAIN | DRIVETRAIN | 20630-4-4 | [18 empty] | ADAPTER | NO MODIFIER | TYPE |  | SIZE |  | MATERIAL |  | HAZARD CLASS |  | CERTIFICATION/STANDARD |  | ADDITIONAL FEATURES EN | TUBE-HOSE:7/16 IN F.JIC X 1/4 IN HOSESTEEL,REUSABLE,HYDRAULIC
STP_009 | Data Enrichment | SCS |  | 2023-06-27 |  |  | 1217246 | 1217246 | ADAPTER;DRVT,32F3MK4S,BSPP MALE X 2IN BS | ADAPTER;MNFR:DRIVETRAIN,PTNO:32F3MK4S,ADDITIONAL FEATURES EN:BSPP MALE X 2IN BSPT MALE, STEEL | 01)DRIVETRAIN AUSTRALIA,01)32F3MK4S,ADAPTER,01)BSPP MALE X 2IN BSPT MALE | 32F3MK4S | 3000461 | DRIVETRAIN | DRIVETRAIN | 32F3MK4S | [18 empty] | ADAPTER | NO MODIFIER | TYPE |  | SIZE |  | MATERIAL |  | HAZARD CLASS |  | CERTIFICATION/STANDARD |  | ADDITIONAL FEATURES EN | BSPP MALE X 2IN BSPT MALE,STEEL
STP_009 | Data Enrichment | SCS |  | 2023-06-27 |  |  | 1217265 | 1217265 | ADAPTER;DRVT,32F3MXS,PIPE-TUBE:2-1/2 INR | ADAPTER;MNFR:DRIVETRAIN,PTNO:32F3MXS,ADDITIONAL FEATURES EN:PIPE-TUBE:2-1/2 IN M.JIC X 2 IN M.BSPT,REUSABLE,HYDRAULIC,HIGH PRES | 01)DRIVETRAIN AUSTRALIA,01)32F3MXS,ADAPTER,01)PIPE-TUBE:2-1/2 IN M.JIC X | 32F3MXS | 3000461 | DRIVETRAIN | DRIVETRAIN | 32F3MXS | [18 empty] | ADAPTER | NO MODIFIER | TYPE |  | SIZE |  | MATERIAL |  | HAZARD CLASS |  | CERTIFICATION/STANDARD |  | ADDITIONAL FEATURES EN | PIPE-TUBE:2-1/2 IN M.JIC X 2 IN M.BSPT,REUSABLE,HYDRAULIC,HIGH PRES
STP_009 | Data Enrichment | kib |  | 2023-06-27 |  |  | 1217143 | 1217143 | ADAPTER;DRVT,4MSC4N-B,PIPE-TUBE:1/4INCHB | ADAPTER;MNFR:DRIVETRAIN,PTNO:4MSC4N-B,ADDITIONAL FEATURES EN:PIPE-TUBE:1/4INCH M.NPT X 1/4INCH COMP,BRASS | 01)DRIVETRAIN AUSTRALIA,01)4MSC4N-B,ADAPTER,01)PIPE-TUBE:1/4INCH M.NPT X 1 | 4MSC4N-B | 3000461 | DRIVETRAIN | DRIVETRAIN | 4MSC4N-B | [18 empty] | ADAPTER | NO MODIFIER | TYPE |  | SIZE |  | MATERIAL |  | HAZARD CLASS |  | CERTIFICATION/STANDARD |  | ADDITIONAL FEATURES EN | PIPE-TUBE:1/4INCH M.NPT X 1/4INCH COMP,BRASS
STP_009 | Data Enrichment | kib |  | 2023-06-27 |  |  | 1217344 | 1217344 | ADAPTER;DRVT,EMI-ELP-168270,1.78 IN -24 | ADAPTER;MNFR:DRIVETRAIN,PTNO:EMI-ELP-168270,ADDITIONAL FEATURES EN:1.78 IN -24 JIC > UNO MALE STRAIGHT THREAD | 01)DRIVETRAIN AUSTRALIA,01)EMI-ELP-168270,ADAPTER,01)1.78 IN -24 JIC > UNO MALE | EMI-ELP-168270 | 3000461 | DRIVETRAIN | DRIVETRAIN | EMI-ELP-168270 | [18 empty] | ADAPTER | NO MODIFIER | TYPE |  | SIZE |  | MATERIAL |  | HAZARD CLASS |  | CERTIFICATION/STANDARD |  | ADDITIONAL FEATURES EN | 1.78 IN -24 JIC > UNO MALE STRAIGHT THREAD
STP_009 | Data Enrichment | kib |  | 2023-06-27 |  |  | 1217346 | 1217346 | ADAPTER;DRVT,EMI-ELP-168282,1.78 IN -24 | ADAPTER;MNFR:DRIVETRAIN,PTNO:EMI-ELP-168282,ADDITIONAL FEATURES EN:1.78 IN -24 JIC > UNO MALE, STRAIGHT THREAD | 01)DRIVETRAIN AUSTRALIA,01)EMI-ELP-168282,ADAPTER,01)1.78 IN -24 JIC > UNO MALE | EMI-ELP-168282 | 3000461 | DRIVETRAIN | DRIVETRAIN | EMI-ELP-168282 | [18 empty] | ADAPTER | NO MODIFIER | TYPE |  | SIZE |  | MATERIAL |  | HAZARD CLASS |  | CERTIFICATION/STANDARD |  | ADDITIONAL FEATURES EN | 1.78 IN -24 JIC > UNO MALE,STRAIGHT THREAD
STP_009 | Data Enrichment | kib |  | 2023-06-27 |  |  | 1217261 | 1217261 | ADAPTER;DRVT,GE06LR1/4EDCF,PIPE-TUBE:6MM | ADAPTER;MNFR:DRIVETRAIN,PTNO:GE06LR1/4EDCF,ADDITIONAL FEATURES EN:PIPE-TUBE:6MM TUBE, MALE STUD COUPLING, BSPP CAPTIVE SEAL, STEEL, S | 01)DRIVETRAIN AUSTRALIA,01)GE06LR1/4EDCF,ADAPTER,01)PIPE-TUBE:6MM TUBE, MALE ST | GE06LR1/4EDCF | 3000461 | DRIVETRAIN | DRIVETRAIN | GE06LR1/4EDCF | [18 empty] | ADAPTER | NO MODIFIER | TYPE |  | SIZE |  | MATERIAL |  | HAZARD CLASS |  | CERTIFICATION/STANDARD |  | ADDITIONAL FEATURES EN | PIPE-TUBE:6MM TUBE,MALE STUD COUPLING,BSPP CAPTIVE SEAL,STEEL,S
STP_009 | Data Enrichment | kib |  | 2023-06-27 |  |  | 1217262 | 1217262 | ADAPTER;DRVT,GE06LR3/8EDCF,PIPE-TUBE:6MM | ADAPTER;MNFR:DRIVETRAIN,PTNO:GE06LR3/8EDCF,ADDITIONAL FEATURES EN:PIPE-TUBE:6MM TUBE, STRAIGHT, STEEL | 01)DRIVETRAIN AUSTRALIA,01)GE06LR3/8EDCF,ADAPTER,01)PIPE-TUBE:6MM TUBE, STRAIGH | GE06LR3/8EDCF | 3000461 | DRIVETRAIN | DRIVETRAIN | GE06LR3/8EDCF | [18 empty] | ADAPTER | NO MODIFIER | TYPE |  | SIZE |  | MATERIAL |  | HAZARD CLASS |  | CERTIFICATION/STANDARD |  | ADDITIONAL FEATURES EN | PIPE-TUBE:6MM TUBE,STRAIGHT,STEEL
STP_009 | Data Enrichment | kib |  | 2023-06-27 |  |  | 1213389 | 1213389 | ADAPTER;DRVT,IFI30588 | ADAPTER;MNFR:DRIVETRAIN,PTNO:IFI30588 |  | IFI30588 | 3000461 | DRIVETRAIN | DRIVETRAIN | IFI30588 | [18 empty] | ADAPTER | NO MODIFIER | TYPE |  | SIZE |  | MATERIAL |  | HAZARD CLASS |  | CERTIFICATION/STANDARD |  | ADDITIONAL FEATURES EN
STP_009 | Data Enrichment | kib |  | 2023-06-27 |  |  | 1217169 | 1217169 | ADAPTER;DRVT,S05C-2112-R2,STRGT,PIPE TO1 | ADAPTER;MNFR:DRIVETRAIN,PTNO:S05C-2112-R2,ADDITIONAL FEATURES EN:STRAIGHT,PIPE TO HOSE,1 5/16-12,SWIVEL,STRAIGHT,HOSE SIZE-12FEMALE | 01)DRIVETRAIN AUSTRALIA,01)S05C-2112-R2,ADAPTER,01)STRAIGHT,PIPE TO HOSE,1 5/1 | S05C-2112-R2 | 3000461 | DRIVETRAIN | DRIVETRAIN | S05C-2112-R2 | [18 empty] | ADAPTER | NO MODIFIER | TYPE |  | SIZE |  | MATERIAL |  | HAZARD CLASS |  | CERTIFICATION/STANDARD |  | ADDITIONAL FEATURES EN | STRAIGHT,PIPE TO HOSE,1 5/16-12,SWIVEL,STRAIGHT,HOSE SIZE-12FEMALE
STP_009 | Data Enrichment | kib |  | 2023-06-27 |  |  | 1217188 | 1217188 | ADAPTER;DRVT,Z000132064,TEE,JIC MALEXJIC | ADAPTER;MNFR:DRIVETRAIN,PTNO:Z000132064,ADDITIONAL FEATURES EN:TEE,JIC MALEXJIC MALEXJIC FEMALE,STEEL HYDRAULIC | 01)DRIVETRAIN AUSTRALIA,01)Z000132064,ADAPTER,01)TEE,JIC MALEXJIC MALEXJIC F | Z000132064 | 3000461 | DRIVETRAIN | DRIVETRAIN | Z000132064 | [18 empty] | ADAPTER | NO MODIFIER | TYPE |  | SIZE |  | MATERIAL |  | HAZARD CLASS |  | CERTIFICATION/STANDARD |  | ADDITIONAL FEATURES EN | TEE,JIC MALEXJIC MALEXJIC FEMALE,STEEL HYDRAULIC
STP_009 | Data Enrichment | kib |  | 2023-06-27 |  |  | 1272417 | 1272417 | ADAPTER;ENDH,71355701,G1/2 X G1/2 IN,FEM | ADAPTER;MNFR:ENDRESS & HAUSER,PTNO:71355701,ADDITIONAL FEATURES EN:G1/2 X G1/2 IN,FEMALE THREAD,SET,MATERIAL: STAINLESS STEEL,FOR DMA15 |  | 71355701 | 3000269 | ENDRESS & HAUSER | ENDRESS & HAUSER | 71355701 | [18 empty] | ADAPTER | NO MODIFIER | TYPE |  | SIZE |  | MATERIAL | STAINLESS STEEL,FOR DMA15 | HAZARD CLASS |  | CERTIFICATION/STANDARD |  | ADDITIONAL FEATURES EN | G1/2 X G1/2 IN,FEMALE THREAD,SET
STP_009 | Data Enrichment | kib |  | 2023-06-27 |  |  | 1272418 | 1272418 | ADAPTER;ENDH,71355707,G3/4 X G3/4 IN,FEM | ADAPTER;MNFR:ENDRESS & HAUSER,PTNO:71355707,ADDITIONAL FEATURES EN:G3/4 X G3/4 IN,FEMALE THREAD,SET,MATERIAL: STAINLESS STEEL,FOR DMA20 |  | 71355707 | 3000269 | ENDRESS & HAUSER | ENDRESS & HAUSER | 71355707 | [18 empty] | ADAPTER | NO MODIFIER | TYPE |  | SIZE |  | MATERIAL | STAINLESS STEEL,FOR DMA20 | HAZARD CLASS |  | CERTIFICATION/STANDARD |  | ADDITIONAL FEATURES EN | G3/4 X G3/4 IN,FEMALE THREAD,SET
STP_009 | Data Enrichment | kib |  | 2023-06-27 |  |  | 1272419 | 1272419 | ADAPTER;ENDH,71355711,G1 X G1 IN,SET,FEM | ADAPTER;MNFR:ENDRESS & HAUSER,PTNO:71355711,ADDITIONAL FEATURES EN:G1 X G1 IN,SET,FEMALE THREAD,MATERIAL: STAINLESS STEEL,FOR DMA25 |  | 71355711 | 3000269 | ENDRESS & HAUSER | ENDRESS & HAUSER | 71355711 | [18 empty] | ADAPTER | NO MODIFIER | TYPE |  | SIZE |  | MATERIAL | STAINLESS STEEL,FOR DMA25 | HAZARD CLASS |  | CERTIFICATION/STANDARD |  | ADDITIONAL FEATURES EN | G1 X G1 IN,SET,FEMALE THREAD
STP_009 | Data Enrichment | kib |  | 2023-06-27 |  |  | 1266199 | 1266199 | ADAPTER;FLSM,55478 008,TORQUE(2 HALVES) | ADAPTER;MNFR:FLSMIDTH,PTNO:55478 008,ADDITIONAL FEATURES EN:TORQUE(2 HALVES),NO. 4 THICKENER,200 FT THICKENER | 01)FLSMIDTH PTY LTD,01)55478 008,ADAPTER,01)TORQUE(2 HALVES),NO. 4 THIC | 55478 008 | 3000426 | FLSMIDTH | FLSMIDTH | 55478 008 | [18 empty] | ADAPTER | NO MODIFIER | TYPE |  | SIZE |  | MATERIAL |  | HAZARD CLASS |  | CERTIFICATION/STANDARD |  | ADDITIONAL FEATURES EN | TORQUE(2 HALVES),NO. 4 THICKENER,200 FT THICKENER
STP_009 | Data Enrichment | kib |  | 2023-06-27 |  |  | 1272633 | 1272633 | ADAPTER;FLUK,SV225,STRAY VOLTAGE | ADAPTER;MNFR:FLUKE,PTNO:SV225,ADDITIONAL FEATURES EN:STRAY VOLTAGE | 01)CNW (MOUNT ISA) ELECT WHO,01)FLUSV225,ADAPTER,01)STRAY VOLTAGE | SV225 | 3000278 | FLUKE | FLUKE | SV225 | [18 empty] | ADAPTER | NO MODIFIER | TYPE |  | SIZE |  | MATERIAL |  | HAZARD CLASS |  | CERTIFICATION/STANDARD |  | ADDITIONAL FEATURES EN | STRAY VOLTAGE
STP_009 | Data Enrichment | kib |  | 2023-06-27 |  |  | 1210689 | 1210689 | ADAPTER;HYDA,4265963 | ADAPTER;MNFR:HYDAC,PTNO:4265963 |  | 4265963 | 3000292 | HYDAC | HYDAC | 4265963 | [18 empty] | ADAPTER | NO MODIFIER | TYPE |  | SIZE |  | MATERIAL |  | HAZARD CLASS |  | CERTIFICATION/STANDARD |  | ADDITIONAL FEATURES EN
STP_009 | Data Enrichment | kib |  | 2023-06-27 |  |  | 1275860 | 1275860 | ADAPTER;LINC,KP3486-1,VIKING SLOTTED HAT | ADAPTER;MNFR:LINCOLN,PTNO:KP3486-1,ADDITIONAL FEATURES EN:VIKING SLOTTED HAT HARD | 01)BUNZL BRANDS & OPERATIONS,01)KP3486-1,ADAPTER,01)VIKING SLOTTED HAT HARD | KP3486-1 | 3000550 | LINCOLN | LINCOLN | KP3486-1 | [18 empty] | ADAPTER | NO MODIFIER | TYPE |  | SIZE |  | MATERIAL |  | HAZARD CLASS |  | CERTIFICATION/STANDARD |  | ADDITIONAL FEATURES EN | VIKING SLOTTED HAT HARD
STP_009 | Data Enrichment | kib |  | 2023-06-27 |  |  | 1273407 | 1273407 | ADAPTER;MILW,49666723,DRIVE SIZE:3/8 IN | ADAPTER;MNFR:MILWAUKEE ELECTRIC TOOL,PTNO:49666723,ADDITIONAL FEATURES EN:DRIVE SIZE:3/8 IN,OUTPUT SIZE:1/2 IN,DRIVE IMPACT SOCKET |  | 49666723 | 3000317 | MILWAUKEE ELECTRIC TOOL | MILWAUKEE ELECTRIC TOOL | 49666723 | [18 empty] | ADAPTER | NO MODIFIER | TYPE |  | SIZE |  | MATERIAL |  | HAZARD CLASS |  | CERTIFICATION/STANDARD |  | ADDITIONAL FEATURES EN | DRIVE SIZE:3/8 IN | [60 empty] | OUTPUT SIZE:1/2 IN,DRIVE IMPACT SOCKET
STP_009 | Data Enrichment | kib |  | 2023-06-27 |  |  | 1268834 | 1268834 | ADAPTER;MILW,49666726,1/2 - 3/4 IN DR IM | ADAPTER;MNFR:MILWAUKEE ELECTRIC TOOL,PTNO:49666726,ADDITIONAL FEATURES EN:1/2 - 3/4 IN DR IMPACT SOCKET | 01)MOUNT ISA MINING SUPPLIES,01)49666726,ADAPTER,01)1/2 - 3/4 IN DR IMPACT SOCK | 49666726 | 3000317 | MILWAUKEE ELECTRIC TOOL | MILWAUKEE ELECTRIC TOOL | 49666726 | [18 empty] | ADAPTER | NO MODIFIER | TYPE |  | SIZE |  | MATERIAL |  | HAZARD CLASS |  | CERTIFICATION/STANDARD |  | ADDITIONAL FEATURES EN | 1/2 - 3/4 IN DR IMPACT SOCKET
STP_009 | Data Enrichment | kib |  | 2023-06-27 |  |  | 1268835 | 1268835 | ADAPTER;MILW,49666729,3/4 - 1 IN DR | ADAPTER;MNFR:MILWAUKEE ELECTRIC TOOL,PTNO:49666729,ADDITIONAL FEATURES EN:3/4 - 1 IN DR IMPACT SOCKET | 01)MOUNT ISA MINING SUPPLIES,01)49666729,ADAPTER,01)3/4 - 1 IN DR IMPACT SO | 49666729 | 3000317 | MILWAUKEE ELECTRIC TOOL | MILWAUKEE ELECTRIC TOOL | 49666729 | [18 empty] | ADAPTER | NO MODIFIER | TYPE |  | SIZE |  | MATERIAL |  | HAZARD CLASS |  | CERTIFICATION/STANDARD |  | ADDITIONAL FEATURES EN | 3/4 - 1 IN DR IMPACT SOCKET
STP_009 | Data Enrichment | kib |  | 2023-06-27 |  |  | 1273966 | 1273966 | ADAPTER;NHP,1794ADN,FLEX I/O DNET | ADAPTER;MNFR:NHP,PTNO:1794ADN,ADDITIONAL FEATURES EN:FLEX I/O DNET | 01)NHP ELECTRICAL ENGINEERIN,01)1794ADN,ADAPTER,01)FLEX I/O DNET | 1794ADN | 3000664 | NHP | NHP | 1794ADN | [18 empty] | ADAPTER | NO MODIFIER | TYPE |  | SIZE |  | MATERIAL |  | HAZARD CLASS |  | CERTIFICATION/STANDARD |  | ADDITIONAL FEATURES EN | FLEX I/O DNET
STP_009 | Data Enrichment | kib |  | 2023-06-27 |  |  | 1274071 | 1274071 | ADAPTER;NHP,CEP71EPB,SEPARATE MOUNTING,F | ADAPTER;MNFR:NHP,PTNO:CEP71EPB,ADDITIONAL FEATURES EN:SEPARATE MOUNTING,FRAME B,SERIES:CEP7-1 | 01)CNW (MOUNT ISA) ELECT WHO,01)NHPCEP71EPB,ADAPTER,01)SEPARATE MOUNTING,FRAME B,S | CEP71EPB | 3000664 | NHP | NHP | CEP71EPB | [18 empty] | ADAPTER | NO MODIFIER | TYPE |  | SIZE |  | MATERIAL |  | HAZARD CLASS |  | CERTIFICATION/STANDARD |  | ADDITIONAL FEATURES EN | SEPARATE MOUNTING,FRAME B | [60 empty] | SERIES:CEP7-1
STP_009 | Data Enrichment | kib |  | 2023-06-27 |  |  | 1274072 | 1274072 | ADAPTER;NHP,CEP71EPD,SEPARATE MOUNTING,F | ADAPTER;MNFR:NHP,PTNO:CEP71EPD,ADDITIONAL FEATURES EN:SEPARATE MOUNTING,FRAME D,SERIES:CEP7-1 | 01)CNW (MOUNT ISA) ELECT WHO,01)NHPCEP71EPD,ADAPTER,01)SEPARATE MOUNTING,FRAME D,S | CEP71EPD | 3000664 | NHP | NHP | CEP71EPD | [18 empty] | ADAPTER | NO MODIFIER | TYPE |  | SIZE |  | MATERIAL |  | HAZARD CLASS |  | CERTIFICATION/STANDARD |  | ADDITIONAL FEATURES EN | SEPARATE MOUNTING,FRAME D | [60 empty] | SERIES:CEP7-1
STP_009 | Data Enrichment | kib |  | 2023-06-27 |  |  | 1267642 | 1267642 | ADAPTER;NHP,CEP71EPE,SEPARATE MOUNTING | ADAPTER;MNFR:NHP,PTNO:CEP71EPE,ADDITIONAL FEATURES EN:SEPARATE MOUNTING | 01)CNW (MOUNT ISA) ELECT WHO,01)NHPCEP71EPE,ADAPTER,01)SEPARATE MOUNTING | CEP71EPE | 3000664 | NHP | NHP | CEP71EPE | [18 empty] | ADAPTER | NO MODIFIER | TYPE |  | SIZE |  | MATERIAL |  | HAZARD CLASS |  | CERTIFICATION/STANDARD |  | ADDITIONAL FEATURES EN | SEPARATE MOUNTING
STP_009 | Data Enrichment | kib |  | 2023-06-27 |  |  | 1270769 | 1270769 | ADAPTER;NHP,D7ALP,COUPLING PLATE,PLAS,3 | ADAPTER;MNFR:NHP,PTNO:D7ALP,ADDITIONAL FEATURES EN:COUPLING PLATE,PLAS,3 ACROSS | 01)CNW (TOWNSVILLE) ELECT SU,01)NHPD7ALP,ADAPTER,01)COUPLING PLATE,PLAS,3 ACROS | D7ALP | 3000664 | NHP | NHP | D7ALP | [18 empty] | ADAPTER | NO MODIFIER | TYPE |  | SIZE |  | MATERIAL |  | HAZARD CLASS |  | CERTIFICATION/STANDARD |  | ADDITIONAL FEATURES EN | COUPLING PLATE,PLAS,3 ACROSS
STP_009 | Data Enrichment | kib |  | 2023-06-27 |  |  | 1254338 | 1254338 | ADAPTER;PRKH,P-DM20PF-PK,1/4 IN,FMALE,PK | ADAPTER;MNFR:PARKER HANNIFIN,PTNO:P-DM20PF-PK,ADDITIONAL FEATURES EN:1/4 IN,FMALE,PK | 01)ENZED MOUNT ISA(RKM INVES,01)ENZ-DM20PF-PK,ADAPTER,01)1/4 IN,FMALE,PK | P-DM20PF-PK | 3000331 | PARKER HANNIFIN | PARKER HANNIFIN | P-DM20PF-PK | [18 empty] | ADAPTER | NO MODIFIER | TYPE |  | SIZE |  | MATERIAL |  | HAZARD CLASS |  | CERTIFICATION/STANDARD |  | ADDITIONAL FEATURES EN | 1/4 IN,FMALE,PK
STP_009 | Data Enrichment | kib |  | 2023-06-27 |  |  | 1276311 | 1276311 | ADAPTER;PRKH,P-DM20PH-PK,1/4 IN,M,PK | ADAPTER;MNFR:PARKER HANNIFIN,PTNO:P-DM20PH-PK,ADDITIONAL FEATURES EN:1/4 IN,MALE,PK | 01)ENZED MOUNT ISA(RKM INVES,01)ENZ-DM20PH-PK,ADAPTER,01)1/4 IN,MALE,PK | P-DM20PH-PK | 3000331 | PARKER HANNIFIN | PARKER HANNIFIN | P-DM20PH-PK | [18 empty] | ADAPTER | NO MODIFIER | TYPE |  | SIZE |  | MATERIAL |  | HAZARD CLASS |  | CERTIFICATION/STANDARD |  | ADDITIONAL FEATURES EN | 1/4 IN,MALE,PK
STP_009 | Data Enrichment | kib |  | 2023-06-27 |  |  | 1254422 | 1254422 | ADAPTER;PRKH,P-DM20PM-PK,1/4 IN,M,PK | ADAPTER;MNFR:PARKER HANNIFIN,PTNO:P-DM20PM-PK,ADDITIONAL FEATURES EN:1/4 IN,MALE,PK | 01)ENZED MOUNT ISA(RKM INVES,01)ENZ-DM20PM-PK,ADAPTER,01)1/4 IN,MALE,PK | P-DM20PM-PK | 3000331 | PARKER HANNIFIN | PARKER HANNIFIN | P-DM20PM-PK | [18 empty] | ADAPTER | NO MODIFIER | TYPE |  | SIZE |  | MATERIAL |  | HAZARD CLASS |  | CERTIFICATION/STANDARD |  | ADDITIONAL FEATURES EN | 1/4 IN,MALE,PK
STP_009 | Data Enrichment | kib |  | 2023-06-27 |  |  | 1254426 | 1254426 | ADAPTER;PRKH,P-DM20SH-PK,1/4 HSE | ADAPTER;MNFR:PARKER HANNIFIN,PTNO:P-DM20SH-PK,ADDITIONAL FEATURES EN:1/4 HSE | 01)ENZED MOUNT ISA(RKM INVES,01)ENZ-DM20SH-PK,ADAPTER,01)1/4 HSE | P-DM20SH-PK | 3000331 | PARKER HANNIFIN | PARKER HANNIFIN | P-DM20SH-PK | [18 empty] | ADAPTER | NO MODIFIER | TYPE |  | SIZE |  | MATERIAL |  | HAZARD CLASS |  | CERTIFICATION/STANDARD |  | ADDITIONAL FEATURES EN | 1/4 HSE
STP_009 | Data Enrichment | kib |  | 2023-06-27 |  |  | 1254339 | 1254339 | ADAPTER;PRKH,P-DM30PF-PK,3/8 IN,FMALE,PK | ADAPTER;MNFR:PARKER HANNIFIN,PTNO:P-DM30PF-PK,ADDITIONAL FEATURES EN:3/8 IN,FMALE,PK | 01)ENZED MOUNT ISA(RKM INVES,01)ENZ-DM30PF-PK,ADAPTER,01)3/8 IN,FMALE,PK | P-DM30PF-PK | 3000331 | PARKER HANNIFIN | PARKER HANNIFIN | P-DM30PF-PK | [18 empty] | ADAPTER | NO MODIFIER | TYPE |  | SIZE |  | MATERIAL |  | HAZARD CLASS |  | CERTIFICATION/STANDARD |  | ADDITIONAL FEATURES EN | 3/8 IN,FMALE,PK
STP_009 | Data Enrichment | kib |  | 2023-06-27 |  |  | 1275674 | 1275674 | ADAPTER;PRKH,P-DM30PH-PK,3/8 IN,M,PK | ADAPTER;MNFR:PARKER HANNIFIN,PTNO:P-DM30PH-PK,ADDITIONAL FEATURES EN:3/8 IN,MALE,PK | 01)ENZED MOUNT ISA(RKM INVES,01)ENZ-DM30PH-PK,ADAPTER,01)3/8 IN,MALE,PK | P-DM30PH-PK | 3000331 | PARKER HANNIFIN | PARKER HANNIFIN | P-DM30PH-PK | [18 empty] | ADAPTER | NO MODIFIER | TYPE |  | SIZE |  | MATERIAL |  | HAZARD CLASS |  | CERTIFICATION/STANDARD |  | ADDITIONAL FEATURES EN | 3/8 IN,MALE,PK
STP_009 | Data Enrichment | kib |  | 2023-06-27 |  |  | 1254423 | 1254423 | ADAPTER;PRKH,P-DM30PM-PK,3/8 IN MALE,PK | ADAPTER;MNFR:PARKER HANNIFIN,PTNO:P-DM30PM-PK,ADDITIONAL FEATURES EN:3/8 IN MALE,PK | 01)ENZED MOUNT ISA(RKM INVES,01)ENZ-DM30PM-PK,ADAPTER,01)3/8 IN MALE,PK | P-DM30PM-PK | 3000331 | PARKER HANNIFIN | PARKER HANNIFIN | P-DM30PM-PK | [18 empty] | ADAPTER | NO MODIFIER | TYPE |  | SIZE |  | MATERIAL |  | HAZARD CLASS |  | CERTIFICATION/STANDARD |  | ADDITIONAL FEATURES EN | 3/8 IN MALE,PK
STP_009 | Data Enrichment | kib |  | 2023-06-27 |  |  | 1254427 | 1254427 | ADAPTER;PRKH,P-DM30SH-PK,3/8 HSE | ADAPTER;MNFR:PARKER HANNIFIN,PTNO:P-DM30SH-PK,ADDITIONAL FEATURES EN:3/8 HSE | 01)ENZED MOUNT ISA(RKM INVES,01)ENZ-DM30SH-PK,ADAPTER,01)3/8 HSE | P-DM30SH-PK | 3000331 | PARKER HANNIFIN | PARKER HANNIFIN | P-DM30SH-PK | [18 empty] | ADAPTER | NO MODIFIER | TYPE |  | SIZE |  | MATERIAL |  | HAZARD CLASS |  | CERTIFICATION/STANDARD |  | ADDITIONAL FEATURES EN | 3/8 HSE
STP_009 | Data Enrichment | kib |  | 2023-06-27 |  |  | 1254424 | 1254424 | ADAPTER;PRKH,P-DM40PF-PK,1/2 IN,FMALE,PK | ADAPTER;MNFR:PARKER HANNIFIN,PTNO:P-DM40PF-PK,ADDITIONAL FEATURES EN:1/2 IN,FMALE,PK | 01)ENZED MOUNT ISA(RKM INVES,01)ENZ-DM40PF-PK,ADAPTER,01)1/2 IN,FMALE,PK | P-DM40PF-PK | 3000331 | PARKER HANNIFIN | PARKER HANNIFIN | P-DM40PF-PK | [18 empty] | ADAPTER | NO MODIFIER | TYPE |  | SIZE |  | MATERIAL |  | HAZARD CLASS |  | CERTIFICATION/STANDARD |  | ADDITIONAL FEATURES EN | 1/2 IN,FMALE,PK
STP_009 | Data Enrichment | kib |  | 2023-06-27 |  |  | 1254425 | 1254425 | ADAPTER;PRKH,P-DM40PH-PK,1/2 IN,M,PK | ADAPTER;MNFR:PARKER HANNIFIN,PTNO:P-DM40PH-PK,ADDITIONAL FEATURES EN:1/2 IN,MALE,PK | 01)ENZED MOUNT ISA(RKM INVES,01)ENZ-DM40PH-PK,ADAPTER,01)1/2 IN,MALE,PK | P-DM40PH-PK | 3000331 | PARKER HANNIFIN | PARKER HANNIFIN | P-DM40PH-PK | [18 empty] | ADAPTER | NO MODIFIER | TYPE |  | SIZE |  | MATERIAL |  | HAZARD CLASS |  | CERTIFICATION/STANDARD |  | ADDITIONAL FEATURES EN | 1/2 IN,MALE,PK
STP_009 | Data Enrichment | kib |  | 2023-06-27 |  |  | 1254337 | 1254337 | ADAPTER;PRKH,P-DM40PM-PK,1/2 IN,M,PK | ADAPTER;MNFR:PARKER HANNIFIN,PTNO:P-DM40PM-PK,ADDITIONAL FEATURES EN:1/2 IN,MALE,PK | 01)ENZED MOUNT ISA(RKM INVES,01)ENZ-DM40PM-PK,ADAPTER,01)1/2 IN,MALE,PK | P-DM40PM-PK | 3000331 | PARKER HANNIFIN | PARKER HANNIFIN | P-DM40PM-PK | [18 empty] | ADAPTER | NO MODIFIER | TYPE |  | SIZE |  | MATERIAL |  | HAZARD CLASS |  | CERTIFICATION/STANDARD |  | ADDITIONAL FEATURES EN | 1/2 IN,MALE,PK
STP_009 | Data Enrichment | kib |  | 2023-06-27 |  |  | 1254428 | 1254428 | ADAPTER;PRKH,P-DM40SH-PK,1/2 HSE | ADAPTER;MNFR:PARKER HANNIFIN,PTNO:P-DM40SH-PK,ADDITIONAL FEATURES EN:1/2 HSE | 01)ENZED MOUNT ISA(RKM INVES,01)ENZ-DM40SH-PK,ADAPTER,01)1/2 HSE | P-DM40SH-PK | 3000331 | PARKER HANNIFIN | PARKER HANNIFIN | P-DM40SH-PK | [18 empty] | ADAPTER | NO MODIFIER | TYPE |  | SIZE |  | MATERIAL |  | HAZARD CLASS |  | CERTIFICATION/STANDARD |  | ADDITIONAL FEATURES EN | 1/2 HSE
STP_009 | Data Enrichment | kib |  | 2023-06-27 |  |  | 1270329 | 1270329 | ADAPTER;SCHN,SCHZB5AZ009,COLAR,ZB5 | ADAPTER;MNFR:SCHNEIDER INC,PTNO:SCHZB5AZ009,ADDITIONAL FEATURES EN:COLLAR,ZB5 | 01)CNW (TOWNSVILLE) ELECT SU,01)SCHZB5AZ009,ADAPTER,01)COLLAR,ZB5 | SCHZB5AZ009 | 3000344 | SCHNEIDER INC | SCHNEIDER INC | SCHZB5AZ009 | [18 empty] | ADAPTER | NO MODIFIER | TYPE |  | SIZE |  | MATERIAL |  | HAZARD CLASS |  | CERTIFICATION/STANDARD |  | ADDITIONAL FEATURES EN | COLLAR,ZB5
STP_009 | Data Enrichment | kib |  | 2023-06-27 |  |  | 1273443 | 1273443 | ADAPTER;SEW,1664573 | ADAPTER;MNFR:SEW EURODRIVE,PTNO:1664573 | 01)SEW EURODRIVE PTY LTD,01)1664573,ADAPTER | 1664573 | 3000442 | SEW EURODRIVE | SEW EURODRIVE | 1664573 | [18 empty] | ADAPTER | NO MODIFIER | TYPE |  | SIZE |  | MATERIAL |  | HAZARD CLASS |  | CERTIFICATION/STANDARD |  | ADDITIONAL FEATURES EN
STP_009 | Data Enrichment | kib |  | 2023-06-27 |  |  | 1216617 | 1216617 | ADAPTER;SEW,417683279100 | ADAPTER;MNFR:SEW EURODRIVE,PTNO:417683279100 |  | 417683279100 | 3000442 | SEW EURODRIVE | SEW EURODRIVE | 417683279100 | [18 empty] | ADAPTER | NO MODIFIER | TYPE |  | SIZE |  | MATERIAL |  | HAZARD CLASS |  | CERTIFICATION/STANDARD |  | ADDITIONAL FEATURES EN
STP_009 | Data Enrichment | kib |  | 2023-06-27 |  |  | 1214299 | 1214299 | ADAPTER;SIE,ARB-XOE-241-AB | ADAPTER;MNFR:SIEMENS,PTNO:ARB-XOE-241-AB | ADAPTER | ARB-XOE-241-AB | 3000032 | SIEMENS | SIEMENS | ARB-XOE-241-AB | [18 empty] | ADAPTER | NO MODIFIER | TYPE |  | SIZE |  | MATERIAL |  | HAZARD CLASS |  | CERTIFICATION/STANDARD |  | ADDITIONAL FEATURES EN
STP_009 | Data Enrichment | kib |  | 2023-06-27 |  |  | 1269208 | 1269208 | ADAPTER;SWAG,SWASS-8-TA-1-8,TUBE,1/2 IN | ADAPTER;MNFR:SWAGELOK LTD,PTNO:SWASS-8-TA-1-8,ADDITIONAL FEATURES EN:TUBE,1/2 IN STUB X 1/2 IN MNPT | 01)CNW (MOUNT ISA) ELECT WHO,01)SWASS-8-TA-1-8,ADAPTER,01)TUBE,1/2 IN STUB X 1/2 IN M | SWASS-8-TA-1-8 | 3000355 | SWAGELOK LTD | SWAGELOK LTD | SWASS-8-TA-1-8 | [18 empty] | ADAPTER | NO MODIFIER | TYPE |  | SIZE |  | MATERIAL |  | HAZARD CLASS |  | CERTIFICATION/STANDARD |  | ADDITIONAL FEATURES EN | TUBE,1/2 IN STUB X 1/2 IN MNPT
STP_009 | Data Enrichment | kib |  | 2023-06-27 |  |  | 1274102 | 1274102 | ADAPTER;WEI,960.010.623 | ADAPTADOR;MNFR:WEIR,PTNO:960.010.623, | ADAPTER | 960.010.623 | 3000036 | WEIR | WEIR | 960.010.623, | [18 empty] | ADAPTER | NO MODIFIER | TYPE |  | SIZE |  | MATERIAL |  | HAZARD CLASS |  | CERTIFICATION/STANDARD |  | ADDITIONAL FEATURES EN
STP_009 | Data Enrichment | kib |  | 2023-06-27 |  |  | 1275180 | 1275180 | ADAPTER;YOKG,A2EE3A-NN | ADAPTER;MNFR:YOKOGAWA,PTNO:A2EE3A-NN |  | A2EE3A-NN | 3000446 | YOKOGAWA | YOKOGAWA | A2EE3A-NN | [18 empty] | ADAPTER | NO MODIFIER | TYPE |  | SIZE |  | MATERIAL |  | HAZARD CLASS |  | CERTIFICATION/STANDARD |  | ADDITIONAL FEATURES EN
STP_009 | Data Enrichment | kib |  | 2023-06-27 |  |  | 1275177 | 1275177 | ADAPTER;YOKG,A2EE3A-TN | ADAPTER;MNFR:YOKOGAWA,PTNO:A2EE3A-TN |  | A2EE3A-TN | 3000446 | YOKOGAWA | YOKOGAWA | A2EE3A-TN | [18 empty] | ADAPTER | NO MODIFIER | TYPE |  | SIZE |  | MATERIAL |  | HAZARD CLASS |  | CERTIFICATION/STANDARD |  | ADDITIONAL FEATURES EN
STP_009 | Data Enrichment | kib |  | 2023-06-27 |  |  | 1217728 | 1217728 | BIT,AUGR;MILW,48255125,SWITCHBLADE,SELF3 | BIT,AUGER;MNFR:MILWAUKEE ELECTRIC TOOL,PTNO:48255125,ADDITIONAL FEATURES EN:SWITCHBLADE,SELF FEED,38MM | 01)MOUNT ISA MINING SUPPLIES,01)48255125,BIT,AUGER,01)SWITCHBLADE,SELF FEED,38MM | 48255125 | 3000317 | MILWAUKEE ELECTRIC TOOL | MILWAUKEE ELECTRIC TOOL | 48255125 | [18 empty] | BIT | AUGER | TYPE |  | DIAMETER |  | DRILLING LENGTH |  | NUMBER OF FLUTES |  | MATERIAL |  | MATERIAL SPECIFICATION |  | SHANK TYPE |  | SHANK SIZE |  | FLUTE TYPE |  | FLUTE LENGTH |  | OVERALL LENGTH |  | HAZARD CLASS |  | CERTIFICATION/STANDARD |  | ADDITIONAL FEATURES EN | SWITCHBLADE,SELF FEED,38MM
STP_009 | Data Enrichment | kib |  | 2023-06-27 |  |  | 1217729 | 1217729 | BIT,AUGR;MILW,48255425,SWITCHBLADE,REFIL | BIT,AUGER;MNFR:MILWAUKEE ELECTRIC TOOL,PTNO:48255425,ADDITIONAL FEATURES EN:SWITCHBLADE,REFILL BLADE,38MM | 01)MOUNT ISA MINING SUPPLIES,01)48255425,BIT,AUGER,01)SWITCHBLADE,REFILL BLADE,38 | 48255425 | 3000317 | MILWAUKEE ELECTRIC TOOL | MILWAUKEE ELECTRIC TOOL | 48255425 | [18 empty] | BIT | AUGER | TYPE |  | DIAMETER |  | DRILLING LENGTH |  | NUMBER OF FLUTES |  | MATERIAL |  | MATERIAL SPECIFICATION |  | SHANK TYPE |  | SHANK SIZE |  | FLUTE TYPE |  | FLUTE LENGTH |  | OVERALL LENGTH |  | HAZARD CLASS |  | CERTIFICATION/STANDARD |  | ADDITIONAL FEATURES EN | SWITCHBLADE,REFILL BLADE,38MM
STP_009 | Data Enrichment | kib |  | 2023-06-27 |  |  | 1268806 | 1268806 | BIT,DRIL;HILT,03186776,12 X 150 MM,TE-CX | BIT,DRILL;MNFR:HILTI,PTNO:03186776,ADDITIONAL FEATURES EN:12 X 150 MM,TE-CX 12/22 | 01)J BLACKWOOD & SONS,01)03186776,BIT,DRILL,01)12 X 150 MM,TE-CX 12/22 | 3186776 | 3000289 | HILTI | HILTI | 03186776 | [18 empty] | BIT | DRILL | TYPE |  | DIAMETER |  | LENGTH |  | NUMBER OF FLUTES |  | SHANK TYPE |  | SHANK SIZE |  | MATERIAL |  | MATERIAL SPECIFICATION |  | COATING/FINISH |  | POINT ANGLE |  | FLUTE TYPE |  | FLUTE LENGTH |  | HARDNESS |  | HAZARD CLASS |  | CERTIFICATION/STANDARD |  | ADDITIONAL FEATURES EN | 12 X 150 MM,TE-CX 12/22
STP_009 | Data Enrichment | kib |  | 2023-06-27 |  |  | 1269816 | 1269816 | BIT,DRIL;HILT,2022004,HMR,TE-CX 8/22 MP8 | BIT,DRILL;MNFR:HILTI,PTNO:2022004,ADDITIONAL FEATURES EN:HAMMER,TE-CX 8/22 MP8 | 01)HILTI (AUST) PTY LTD,01)2022004,BIT,DRILL,01)HAMMER,TE-CX 8/22 MP8 | 2022004 | 3000289 | HILTI | HILTI | 2022004 | [18 empty] | BIT | DRILL | TYPE |  | DIAMETER |  | LENGTH |  | NUMBER OF FLUTES |  | SHANK TYPE |  | SHANK SIZE |  | MATERIAL |  | MATERIAL SPECIFICATION |  | COATING/FINISH |  | POINT ANGLE |  | FLUTE TYPE |  | FLUTE LENGTH |  | HARDNESS |  | HAZARD CLASS |  | CERTIFICATION/STANDARD |  | ADDITIONAL FEATURES EN | HAMMER,TE-CX 8/22 MP8
STP_009 | Data Enrichment | kib |  | 2023-06-27 |  |  | 1269817 | 1269817 | BIT,DRIL;HILT,2022021,HMR,16X200MM,TE-CX | BIT,DRILL;MNFR:HILTI,PTNO:2022021,ADDITIONAL FEATURES EN:HAMMER,16X200MM,TE-CX SDS PLUS METRIC | 01)HILTI (AUST) PTY LTD,01)2022021,BIT,DRILL,01)HAMMER,16X200MM,TE-CX SDS P | 2022021 | 3000289 | HILTI | HILTI | 2022021 | [18 empty] | BIT | DRILL | TYPE |  | DIAMETER |  | LENGTH |  | NUMBER OF FLUTES |  | SHANK TYPE |  | SHANK SIZE |  | MATERIAL |  | MATERIAL SPECIFICATION |  | COATING/FINISH |  | POINT ANGLE |  | FLUTE TYPE |  | FLUTE LENGTH |  | HARDNESS |  | HAZARD CLASS |  | CERTIFICATION/STANDARD |  | ADDITIONAL FEATURES EN | HAMMER,16X200MM,TE-CX SDS PLUS METRIC
STP_009 | Data Enrichment | kib |  | 2023-06-27 |  |  | 1266276 | 1266276 | BIT,DRIL;HILT,2197931,STEPPED,TX-BT 4.7/ | BIT,DRILL;MNFR:HILTI,PTNO:2197931,ADDITIONAL FEATURES EN:STEPPED,TX-BT 4.7/7-110 | 01)HILTI (AUST) PTY LTD,01)2197931,BIT,DRILL,01)STEPPED,TX-BT 4.7/7-110 | 2197931 | 3000289 | HILTI | HILTI | 2197931 | [18 empty] | BIT | DRILL | TYPE |  | DIAMETER |  | LENGTH |  | NUMBER OF FLUTES |  | SHANK TYPE |  | SHANK SIZE |  | MATERIAL |  | MATERIAL SPECIFICATION |  | COATING/FINISH |  | POINT ANGLE |  | FLUTE TYPE |  | FLUTE LENGTH |  | HARDNESS |  | HAZARD CLASS |  | CERTIFICATION/STANDARD |  | ADDITIONAL FEATURES EN | STEPPED,TX-BT 4.7/7-110
STP_009 | Data Enrichment | kib |  | 2023-06-27 |  |  | 1269649 | 1269649 | BIT,DRIL;HILT,TE-YX28/52,28MM SDS MX 400 | BIT,DRILL;MNFR:HILTI,PTNO:TE-YX28/52,ADDITIONAL FEATURES EN:28MM SDS MX 400MM | 01)MOUNT ISA MINING SUPPLIES,01)TE-YX28/52,BIT,DRILL,01)28MM SDS MX 400MM | TE-YX28/52 | 3000289 | HILTI | HILTI | TE-YX28/52 | [18 empty] | BIT | DRILL | TYPE |  | DIAMETER |  | LENGTH |  | NUMBER OF FLUTES |  | SHANK TYPE |  | SHANK SIZE |  | MATERIAL |  | MATERIAL SPECIFICATION |  | COATING/FINISH |  | POINT ANGLE |  | FLUTE TYPE |  | FLUTE LENGTH |  | HARDNESS |  | HAZARD CLASS |  | CERTIFICATION/STANDARD |  | ADDITIONAL FEATURES EN | 28MM SDS MX 400MM
STP_009 | Data Enrichment | kib |  | 2023-06-27 |  |  | 1219683 | 1219683 | BIT,DRIL;MILW,4932307079,4932307079 SDS | BIT,DRILL;MNFR:MILWAUKEE ELECTRIC TOOL,PTNO:4932307079,ADDITIONAL FEATURES EN:4932307079 SDS PLUS 2 CUT DRILL BIT 14MM X 260MM | 01)KONNECT,01)4932307079,BIT,DRILL,01)4932307079 SDS PLUS 2 CUT D | 4932307079 | 3000317 | MILWAUKEE ELECTRIC TOOL | MILWAUKEE ELECTRIC TOOL | 4932307079 | [18 empty] | BIT | DRILL | TYPE |  | DIAMETER |  | LENGTH |  | NUMBER OF FLUTES |  | SHANK TYPE |  | SHANK SIZE |  | MATERIAL |  | MATERIAL SPECIFICATION |  | COATING/FINISH |  | POINT ANGLE |  | FLUTE TYPE |  | FLUTE LENGTH |  | HARDNESS |  | HAZARD CLASS |  | CERTIFICATION/STANDARD |  | ADDITIONAL FEATURES EN | 4932307079 SDS PLUS 2 CUT DRILL BIT 14MM X 260MM
STP_009 | Data Enrichment | kib |  | 2023-06-27 |  |  | 1219686 | 1219686 | BIT,DRIL;MILW,4932344310,SDS PLUS 2 CUT | BIT,DRILL;MNFR:MILWAUKEE ELECTRIC TOOL,PTNO:4932344310,ADDITIONAL FEATURES EN:SDS PLUS 2 CUT DRILL BIT 26 X 250MM | 01)KONNECT,01)4932344310,BIT,DRILL,01)SDS PLUS 2 CUT DRILL BIT 26 | 4932344310 | 3000317 | MILWAUKEE ELECTRIC TOOL | MILWAUKEE ELECTRIC TOOL | 4932344310 | [18 empty] | BIT | DRILL | TYPE |  | DIAMETER |  | LENGTH |  | NUMBER OF FLUTES |  | SHANK TYPE |  | SHANK SIZE |  | MATERIAL |  | MATERIAL SPECIFICATION |  | COATING/FINISH |  | POINT ANGLE |  | FLUTE TYPE |  | FLUTE LENGTH |  | HARDNESS |  | HAZARD CLASS |  | CERTIFICATION/STANDARD |  | ADDITIONAL FEATURES EN | SDS PLUS 2 CUT DRILL BIT 26 X 250MM
STP_009 | Data Enrichment | kib |  | 2023-06-27 |  |  | 1270958 | 1270958 | BIT,DRIL;MILW,4932352750,12MM X 340MM,SD | BIT,DRILL;MNFR:MILWAUKEE ELECTRIC TOOL,PTNO:4932352750,ADDITIONAL FEATURES EN:12MM X 340MM,SDS MAX 4 CUT | 01)MOUNT ISA MINING SUPPLIES,01)4932352750,BIT,DRILL,01)12MM X 340MM,02)SDS MAX 4 CUT | 4932352750 | 3000317 | MILWAUKEE ELECTRIC TOOL | MILWAUKEE ELECTRIC TOOL | 4932352750 | [18 empty] | BIT | DRILL | TYPE |  | DIAMETER |  | LENGTH |  | NUMBER OF FLUTES |  | SHANK TYPE |  | SHANK SIZE |  | MATERIAL |  | MATERIAL SPECIFICATION |  | COATING/FINISH |  | POINT ANGLE |  | FLUTE TYPE |  | FLUTE LENGTH |  | HARDNESS |  | HAZARD CLASS |  | CERTIFICATION/STANDARD |  | ADDITIONAL FEATURES EN | 12MM X 340MM,SDS MAX 4 CUT
STP_009 | Data Enrichment | kib |  | 2023-06-27 |  |  | 1270959 | 1270959 | BIT,DRIL;MILW,4932352751,12MM X 540MM,SD | BIT,DRILL;MNFR:MILWAUKEE ELECTRIC TOOL,PTNO:4932352751,ADDITIONAL FEATURES EN:12MM X 540MM,SDS MAX 4 CUT | 01)MOUNT ISA MINING SUPPLIES,01)4932352751,BIT,DRILL,01)12MM X 540MM,02)SDS MAX 4 CUT | 4932352751 | 3000317 | MILWAUKEE ELECTRIC TOOL | MILWAUKEE ELECTRIC TOOL | 4932352751 | [18 empty] | BIT | DRILL | TYPE |  | DIAMETER |  | LENGTH |  | NUMBER OF FLUTES |  | SHANK TYPE |  | SHANK SIZE |  | MATERIAL |  | MATERIAL SPECIFICATION |  | COATING/FINISH |  | POINT ANGLE |  | FLUTE TYPE |  | FLUTE LENGTH |  | HARDNESS |  | HAZARD CLASS |  | CERTIFICATION/STANDARD |  | ADDITIONAL FEATURES EN | 12MM X 540MM,SDS MAX 4 CUT
STP_009 | Data Enrichment | kib |  | 2023-06-27 |  |  | 1270961 | 1270961 | BIT,DRIL;MILW,4932352752,14MM X 340MM,SD | BIT,DRILL;MNFR:MILWAUKEE ELECTRIC TOOL,PTNO:4932352752,ADDITIONAL FEATURES EN:14MM X 340MM,SDS MAX 4 CUT | 01)MOUNT ISA MINING SUPPLIES,01)4932352752,BIT,DRILL,01)14MM X 340MM,02)SDS MAX 4 CUT | 4932352752 | 3000317 | MILWAUKEE ELECTRIC TOOL | MILWAUKEE ELECTRIC TOOL | 4932352752 | [18 empty] | BIT | DRILL | TYPE |  | DIAMETER |  | LENGTH |  | NUMBER OF FLUTES |  | SHANK TYPE |  | SHANK SIZE |  | MATERIAL |  | MATERIAL SPECIFICATION |  | COATING/FINISH |  | POINT ANGLE |  | FLUTE TYPE |  | FLUTE LENGTH |  | HARDNESS |  | HAZARD CLASS |  | CERTIFICATION/STANDARD |  | ADDITIONAL FEATURES EN | 14MM X 340MM,SDS MAX 4 CUT
STP_009 | Data Enrichment | kib |  | 2023-06-27 |  |  | 1270962 | 1270962 | BIT,DRIL;MILW,4932352753,14MM X 540MM,SD | BIT,DRILL;MNFR:MILWAUKEE ELECTRIC TOOL,PTNO:4932352753,ADDITIONAL FEATURES EN:14MM X 540MM,SDS MAX 4 CUT | 01)MOUNT ISA MINING SUPPLIES,01)4932352753,BIT,DRILL,01)14MM X 540MM,02)SDS MAX 4 CUT | 4932352753 | 3000317 | MILWAUKEE ELECTRIC TOOL | MILWAUKEE ELECTRIC TOOL | 4932352753 | [18 empty] | BIT | DRILL | TYPE |  | DIAMETER |  | LENGTH |  | NUMBER OF FLUTES |  | SHANK TYPE |  | SHANK SIZE |  | MATERIAL |  | MATERIAL SPECIFICATION |  | COATING/FINISH |  | POINT ANGLE |  | FLUTE TYPE |  | FLUTE LENGTH |  | HARDNESS |  | HAZARD CLASS |  | CERTIFICATION/STANDARD |  | ADDITIONAL FEATURES EN | 14MM X 540MM,SDS MAX 4 CUT
STP_009 | Data Enrichment | kib |  | 2023-06-27 |  |  | 1270963 | 1270963 | BIT,DRIL;MILW,4932352754,15MM X 340MM,SD | BIT,DRILL;MNFR:MILWAUKEE ELECTRIC TOOL,PTNO:4932352754,ADDITIONAL FEATURES EN:15MM X 340MM,SDS MAX 4 CUT | 01)MOUNT ISA MINING SUPPLIES,01)4932352754,BIT,DRILL,01)15MM X 340MM,02)SDS MAX 4 CUT | 4932352754 | 3000317 | MILWAUKEE ELECTRIC TOOL | MILWAUKEE ELECTRIC TOOL | 4932352754 | [18 empty] | BIT | DRILL | TYPE |  | DIAMETER |  | LENGTH |  | NUMBER OF FLUTES |  | SHANK TYPE |  | SHANK SIZE |  | MATERIAL |  | MATERIAL SPECIFICATION |  | COATING/FINISH |  | POINT ANGLE |  | FLUTE TYPE |  | FLUTE LENGTH |  | HARDNESS |  | HAZARD CLASS |  | CERTIFICATION/STANDARD |  | ADDITIONAL FEATURES EN | 15MM X 340MM,SDS MAX 4 CUT
STP_009 | Data Enrichment | kib |  | 2023-06-27 |  |  | 1270964 | 1270964 | BIT,DRIL;MILW,4932352755,15MM X 540MM,SD | BIT,DRILL;MNFR:MILWAUKEE ELECTRIC TOOL,PTNO:4932352755,ADDITIONAL FEATURES EN:15MM X 540MM,SDS MAX 4 CUT | 01)MOUNT ISA MINING SUPPLIES,01)4932352755,BIT,DRILL,01)15MM X 540MM,02)SDS MAX 4 CUT | 4932352755 | 3000317 | MILWAUKEE ELECTRIC TOOL | MILWAUKEE ELECTRIC TOOL | 4932352755 | [18 empty] | BIT | DRILL | TYPE |  | DIAMETER |  | LENGTH |  | NUMBER OF FLUTES |  | SHANK TYPE |  | SHANK SIZE |  | MATERIAL |  | MATERIAL SPECIFICATION |  | COATING/FINISH |  | POINT ANGLE |  | FLUTE TYPE |  | FLUTE LENGTH |  | HARDNESS |  | HAZARD CLASS |  | CERTIFICATION/STANDARD |  | ADDITIONAL FEATURES EN | 15MM X 540MM,SDS MAX 4 CUT
STP_009 | Data Enrichment | kib |  | 2023-06-27 |  |  | 1270693 | 1270693 | BIT,DRIL;MILW,4932352756,16MM X 340MM,SD | BIT,DRILL;MNFR:MILWAUKEE ELECTRIC TOOL,PTNO:4932352756,ADDITIONAL FEATURES EN:16MM X 340MM,SDS MAX 4 CUT | 01)MOUNT ISA MINING SUPPLIES,01)4932352756,BIT,DRILL,01)16MM X 340MM,02)SDS MAX 4 CUT | 4932352756 | 3000317 | MILWAUKEE ELECTRIC TOOL | MILWAUKEE ELECTRIC TOOL | 4932352756 | [18 empty] | BIT | DRILL | TYPE |  | DIAMETER |  | LENGTH |  | NUMBER OF FLUTES |  | SHANK TYPE |  | SHANK SIZE |  | MATERIAL |  | MATERIAL SPECIFICATION |  | COATING/FINISH |  | POINT ANGLE |  | FLUTE TYPE |  | FLUTE LENGTH |  | HARDNESS |  | HAZARD CLASS |  | CERTIFICATION/STANDARD |  | ADDITIONAL FEATURES EN | 16MM X 340MM,SDS MAX 4 CUT
STP_009 | Data Enrichment | kib |  | 2023-06-27 |  |  | 1270965 | 1270965 | BIT,DRIL;MILW,4932352757,16MM X 540MM,SD | BIT,DRILL;MNFR:MILWAUKEE ELECTRIC TOOL,PTNO:4932352757,ADDITIONAL FEATURES EN:16MM X 540MM,SDS MAX 4 CUT | 01)MOUNT ISA MINING SUPPLIES,01)4932352757,BIT,DRILL,01)16MM X 540MM,02)SDS MAX 4 CUT | 4932352757 | 3000317 | MILWAUKEE ELECTRIC TOOL | MILWAUKEE ELECTRIC TOOL | 4932352757 | [18 empty] | BIT | DRILL | TYPE |  | DIAMETER |  | LENGTH |  | NUMBER OF FLUTES |  | SHANK TYPE |  | SHANK SIZE |  | MATERIAL |  | MATERIAL SPECIFICATION |  | COATING/FINISH |  | POINT ANGLE |  | FLUTE TYPE |  | FLUTE LENGTH |  | HARDNESS |  | HAZARD CLASS |  | CERTIFICATION/STANDARD |  | ADDITIONAL FEATURES EN | 16MM X 540MM,SDS MAX 4 CUT
STP_009 | Data Enrichment | kib |  | 2023-06-27 |  |  | 1270966 | 1270966 | BIT,DRIL;MILW,4932352758,16MM X 920MM,SD | BIT,DRILL;MNFR:MILWAUKEE ELECTRIC TOOL,PTNO:4932352758,ADDITIONAL FEATURES EN:16MM X 920MM,SDS MAX 4 CUT | 01)MOUNT ISA MINING SUPPLIES,01)4932352758,BIT,DRILL,01)16MM X 920MM,02)SDS MAX 4 CUT | 4932352758 | 3000317 | MILWAUKEE ELECTRIC TOOL | MILWAUKEE ELECTRIC TOOL | 4932352758 | [18 empty] | BIT | DRILL | TYPE |  | DIAMETER |  | LENGTH |  | NUMBER OF FLUTES |  | SHANK TYPE |  | SHANK SIZE |  | MATERIAL |  | MATERIAL SPECIFICATION |  | COATING/FINISH |  | POINT ANGLE |  | FLUTE TYPE |  | FLUTE LENGTH |  | HARDNESS |  | HAZARD CLASS |  | CERTIFICATION/STANDARD |  | ADDITIONAL FEATURES EN | 16MM X 920MM,SDS MAX 4 CUT
STP_009 | Data Enrichment | kib |  | 2023-06-27 |  |  | 1270967 | 1270967 | BIT,DRIL;MILW,4932352759,16MM X 1320MM,S | BIT,DRILL;MNFR:MILWAUKEE ELECTRIC TOOL,PTNO:4932352759,ADDITIONAL FEATURES EN:16MM X 1320MM,SDS MAX 4 CUT | 01)MOUNT ISA MINING SUPPLIES,01)4932352759,BIT,DRILL,01)16MM X 1320MM,02)SDS MAX 4 CUT | 4932352759 | 3000317 | MILWAUKEE ELECTRIC TOOL | MILWAUKEE ELECTRIC TOOL | 4932352759 | [18 empty] | BIT | DRILL | TYPE |  | DIAMETER |  | LENGTH |  | NUMBER OF FLUTES |  | SHANK TYPE |  | SHANK SIZE |  | MATERIAL |  | MATERIAL SPECIFICATION |  | COATING/FINISH |  | POINT ANGLE |  | FLUTE TYPE |  | FLUTE LENGTH |  | HARDNESS |  | HAZARD CLASS |  | CERTIFICATION/STANDARD |  | ADDITIONAL FEATURES EN | 16MM X 1320MM,SDS MAX 4 CUT
STP_009 | Data Enrichment | kib |  | 2023-06-27 |  |  | 1270968 | 1270968 | BIT,DRIL;MILW,4932352760,18MM X 340MM,SD | BIT,DRILL;MNFR:MILWAUKEE ELECTRIC TOOL,PTNO:4932352760,ADDITIONAL FEATURES EN:18MM X 340MM,SDS MAX 4 CUT | 01)MOUNT ISA MINING SUPPLIES,01)4932352760,BIT,DRILL,01)18MM X 340MM,02)SDS MAX 4 CUT | 4932352760 | 3000317 | MILWAUKEE ELECTRIC TOOL | MILWAUKEE ELECTRIC TOOL | 4932352760 | [18 empty] | BIT | DRILL | TYPE |  | DIAMETER |  | LENGTH |  | NUMBER OF FLUTES |  | SHANK TYPE |  | SHANK SIZE |  | MATERIAL |  | MATERIAL SPECIFICATION |  | COATING/FINISH |  | POINT ANGLE |  | FLUTE TYPE |  | FLUTE LENGTH |  | HARDNESS |  | HAZARD CLASS |  | CERTIFICATION/STANDARD |  | ADDITIONAL FEATURES EN | 18MM X 340MM,SDS MAX 4 CUT
STP_009 | Data Enrichment | kib |  | 2023-06-27 |  |  | 1270969 | 1270969 | BIT,DRIL;MILW,4932352761,18MM X 540MM,SD | BIT,DRILL;MNFR:MILWAUKEE ELECTRIC TOOL,PTNO:4932352761,ADDITIONAL FEATURES EN:18MM X 540MM,SDS MAX 4 CUT | 01)MOUNT ISA MINING SUPPLIES,01)4932352761,BIT,DRILL,01)18MM X 540MM,02)SDS MAX 4 CUT | 4932352761 | 3000317 | MILWAUKEE ELECTRIC TOOL | MILWAUKEE ELECTRIC TOOL | 4932352761 | [18 empty] | BIT | DRILL | TYPE |  | DIAMETER |  | LENGTH |  | NUMBER OF FLUTES |  | SHANK TYPE |  | SHANK SIZE |  | MATERIAL |  | MATERIAL SPECIFICATION |  | COATING/FINISH |  | POINT ANGLE |  | FLUTE TYPE |  | FLUTE LENGTH |  | HARDNESS |  | HAZARD CLASS |  | CERTIFICATION/STANDARD |  | ADDITIONAL FEATURES EN | 18MM X 540MM,SDS MAX 4 CUT
STP_009 | Data Enrichment | kib |  | 2023-06-27 |  |  | 1270970 | 1270970 | BIT,DRIL;MILW,4932352762,18MM X 920MM,SD | BIT,DRILL;MNFR:MILWAUKEE ELECTRIC TOOL,PTNO:4932352762,ADDITIONAL FEATURES EN:18MM X 920MM,SDS MAX 4 CUT | 01)MOUNT ISA MINING SUPPLIES,01)4932352762,BIT,DRILL,01)18MM X 920MM,02)SDS MAX 4 CUT | 4932352762 | 3000317 | MILWAUKEE ELECTRIC TOOL | MILWAUKEE ELECTRIC TOOL | 4932352762 | [18 empty] | BIT | DRILL | TYPE |  | DIAMETER |  | LENGTH |  | NUMBER OF FLUTES |  | SHANK TYPE |  | SHANK SIZE |  | MATERIAL |  | MATERIAL SPECIFICATION |  | COATING/FINISH |  | POINT ANGLE |  | FLUTE TYPE |  | FLUTE LENGTH |  | HARDNESS |  | HAZARD CLASS |  | CERTIFICATION/STANDARD |  | ADDITIONAL FEATURES EN | 18MM X 920MM,SDS MAX 4 CUT
STP_009 | Data Enrichment | kib |  | 2023-06-27 |  |  | 1270971 | 1270971 | BIT,DRIL;MILW,4932352763,18MM X 1320MM,S | BIT,DRILL;MNFR:MILWAUKEE ELECTRIC TOOL,PTNO:4932352763,ADDITIONAL FEATURES EN:18MM X 1320MM,SDS MAX 4 CUT | 01)MOUNT ISA MINING SUPPLIES,01)4932352763,BIT,DRILL,01)18MM X 1320MM,02)SDS MAX 4 CUT | 4932352763 | 3000317 | MILWAUKEE ELECTRIC TOOL | MILWAUKEE ELECTRIC TOOL | 4932352763 | [18 empty] | BIT | DRILL | TYPE |  | DIAMETER |  | LENGTH |  | NUMBER OF FLUTES |  | SHANK TYPE |  | SHANK SIZE |  | MATERIAL |  | MATERIAL SPECIFICATION |  | COATING/FINISH |  | POINT ANGLE |  | FLUTE TYPE |  | FLUTE LENGTH |  | HARDNESS |  | HAZARD CLASS |  | CERTIFICATION/STANDARD |  | ADDITIONAL FEATURES EN | 18MM X 1320MM,SDS MAX 4 CUT
STP_009 | Data Enrichment | kib |  | 2023-06-27 |  |  | 1270972 | 1270972 | BIT,DRIL;MILW,4932352764,20MM X 320MM,SD | BIT,DRILL;MNFR:MILWAUKEE ELECTRIC TOOL,PTNO:4932352764,ADDITIONAL FEATURES EN:20MM X 320MM,SDS MAX 4 CUT | 01)MOUNT ISA MINING SUPPLIES,01)4932352764,BIT,DRILL,01)20MM X 320MM,02)SDS MAX 4 CUT | 4932352764 | 3000317 | MILWAUKEE ELECTRIC TOOL | MILWAUKEE ELECTRIC TOOL | 4932352764 | [18 empty] | BIT | DRILL | TYPE |  | DIAMETER |  | LENGTH |  | NUMBER OF FLUTES |  | SHANK TYPE |  | SHANK SIZE |  | MATERIAL |  | MATERIAL SPECIFICATION |  | COATING/FINISH |  | POINT ANGLE |  | FLUTE TYPE |  | FLUTE LENGTH |  | HARDNESS |  | HAZARD CLASS |  | CERTIFICATION/STANDARD |  | ADDITIONAL FEATURES EN | 20MM X 320MM,SDS MAX 4 CUT
STP_009 | Data Enrichment | kib |  | 2023-06-27 |  |  | 1270973 | 1270973 | BIT,DRIL;MILW,4932352765,20MM X 520MM,SD | BIT,DRILL;MNFR:MILWAUKEE ELECTRIC TOOL,PTNO:4932352765,ADDITIONAL FEATURES EN:20MM X 520MM,SDS MAX 4 CUT | 01)MOUNT ISA MINING SUPPLIES,01)4932352765,BIT,DRILL,01)20MM X 520MM,02)SDS MAX 4 CUT | 4932352765 | 3000317 | MILWAUKEE ELECTRIC TOOL | MILWAUKEE ELECTRIC TOOL | 4932352765 | [18 empty] | BIT | DRILL | TYPE |  | DIAMETER |  | LENGTH |  | NUMBER OF FLUTES |  | SHANK TYPE |  | SHANK SIZE |  | MATERIAL |  | MATERIAL SPECIFICATION |  | COATING/FINISH |  | POINT ANGLE |  | FLUTE TYPE |  | FLUTE LENGTH |  | HARDNESS |  | HAZARD CLASS |  | CERTIFICATION/STANDARD |  | ADDITIONAL FEATURES EN | 20MM X 520MM,SDS MAX 4 CUT
STP_009 | Data Enrichment | kib |  | 2023-06-27 |  |  | 1270974 | 1270974 | BIT,DRIL;MILW,4932352766,20MM X 920MM,SD | BIT,DRILL;MNFR:MILWAUKEE ELECTRIC TOOL,PTNO:4932352766,ADDITIONAL FEATURES EN:20MM X 920MM,SDS MAX 4 CUT | 01)MOUNT ISA MINING SUPPLIES,01)4932352766,BIT,DRILL,01)20MM X 920MM,02)SDS MAX 4 CUT | 4932352766 | 3000317 | MILWAUKEE ELECTRIC TOOL | MILWAUKEE ELECTRIC TOOL | 4932352766 | [18 empty] | BIT | DRILL | TYPE |  | DIAMETER |  | LENGTH |  | NUMBER OF FLUTES |  | SHANK TYPE |  | SHANK SIZE |  | MATERIAL |  | MATERIAL SPECIFICATION |  | COATING/FINISH |  | POINT ANGLE |  | FLUTE TYPE |  | FLUTE LENGTH |  | HARDNESS |  | HAZARD CLASS |  | CERTIFICATION/STANDARD |  | ADDITIONAL FEATURES EN | 20MM X 920MM,SDS MAX 4 CUT
STP_009 | Data Enrichment | kib |  | 2023-06-27 |  |  | 1270975 | 1270975 | BIT,DRIL;MILW,4932352767,20MM X 1320MM,S | BIT,DRILL;MNFR:MILWAUKEE ELECTRIC TOOL,PTNO:4932352767,ADDITIONAL FEATURES EN:20MM X 1320MM,SDS MAX 4 CUT | 01)MOUNT ISA MINING SUPPLIES,01)4932352767,BIT,DRILL,01)20MM X 1320MM,02)SDS MAX 4 CUT | 4932352767 | 3000317 | MILWAUKEE ELECTRIC TOOL | MILWAUKEE ELECTRIC TOOL | 4932352767 | [18 empty] | BIT | DRILL | TYPE |  | DIAMETER |  | LENGTH |  | NUMBER OF FLUTES |  | SHANK TYPE |  | SHANK SIZE |  | MATERIAL |  | MATERIAL SPECIFICATION |  | COATING/FINISH |  | POINT ANGLE |  | FLUTE TYPE |  | FLUTE LENGTH |  | HARDNESS |  | HAZARD CLASS |  | CERTIFICATION/STANDARD |  | ADDITIONAL FEATURES EN | 20MM X 1320MM,SDS MAX 4 CUT
STP_009 | Data Enrichment | kib |  | 2023-06-27 |  |  | 1270976 | 1270976 | BIT,DRIL;MILW,4932352768,22MM X 320MM,SD | BIT,DRILL;MNFR:MILWAUKEE ELECTRIC TOOL,PTNO:4932352768,ADDITIONAL FEATURES EN:22MM X 320MM,SDS MAX 4 CUT | 01)MOUNT ISA MINING SUPPLIES,01)4932352768,BIT,DRILL,01)22MM X 320MM,02)SDS MAX 4 CUT | 4932352768 | 3000317 | MILWAUKEE ELECTRIC TOOL | MILWAUKEE ELECTRIC TOOL | 4932352768 | [18 empty] | BIT | DRILL | TYPE |  | DIAMETER |  | LENGTH |  | NUMBER OF FLUTES |  | SHANK TYPE |  | SHANK SIZE |  | MATERIAL |  | MATERIAL SPECIFICATION |  | COATING/FINISH |  | POINT ANGLE |  | FLUTE TYPE |  | FLUTE LENGTH |  | HARDNESS |  | HAZARD CLASS |  | CERTIFICATION/STANDARD |  | ADDITIONAL FEATURES EN | 22MM X 320MM,SDS MAX 4 CUT
STP_009 | Data Enrichment | kib |  | 2023-06-27 |  |  | 1270977 | 1270977 | BIT,DRIL;MILW,4932352769,22MM X 520MM,SD | BIT,DRILL;MNFR:MILWAUKEE ELECTRIC TOOL,PTNO:4932352769,ADDITIONAL FEATURES EN:22MM X 520MM,SDS MAX 4 CUT | 01)MOUNT ISA MINING SUPPLIES,01)4932352769,BIT,DRILL,01)22MM X 520MM,02)SDS MAX 4 CUT | 4932352769 | 3000317 | MILWAUKEE ELECTRIC TOOL | MILWAUKEE ELECTRIC TOOL | 4932352769 | [18 empty] | BIT | DRILL | TYPE |  | DIAMETER |  | LENGTH |  | NUMBER OF FLUTES |  | SHANK TYPE |  | SHANK SIZE |  | MATERIAL |  | MATERIAL SPECIFICATION |  | COATING/FINISH |  | POINT ANGLE |  | FLUTE TYPE |  | FLUTE LENGTH |  | HARDNESS |  | HAZARD CLASS |  | CERTIFICATION/STANDARD |  | ADDITIONAL FEATURES EN | 22MM X 520MM,SDS MAX 4 CUT
STP_009 | Data Enrichment | kib |  | 2023-06-27 |  |  | 1270978 | 1270978 | BIT,DRIL;MILW,4932352770,22MM X 920MM,SD | BIT,DRILL;MNFR:MILWAUKEE ELECTRIC TOOL,PTNO:4932352770,ADDITIONAL FEATURES EN:22MM X 920MM,SDS MAX 4 CUT | 01)MOUNT ISA MINING SUPPLIES,01)4932352770,BIT,DRILL,01)22MM X 920MM,02)SDS MAX 4 CUT | 4932352770 | 3000317 | MILWAUKEE ELECTRIC TOOL | MILWAUKEE ELECTRIC TOOL | 4932352770 | [18 empty] | BIT | DRILL | TYPE |  | DIAMETER |  | LENGTH |  | NUMBER OF FLUTES |  | SHANK TYPE |  | SHANK SIZE |  | MATERIAL |  | MATERIAL SPECIFICATION |  | COATING/FINISH |  | POINT ANGLE |  | FLUTE TYPE |  | FLUTE LENGTH |  | HARDNESS |  | HAZARD CLASS |  | CERTIFICATION/STANDARD |  | ADDITIONAL FEATURES EN | 22MM X 920MM,SDS MAX 4 CUT
STP_009 | Data Enrichment | kib |  | 2023-06-27 |  |  | 1270979 | 1270979 | BIT,DRIL;MILW,4932352771,22MM X 1320MM,S | BIT,DRILL;MNFR:MILWAUKEE ELECTRIC TOOL,PTNO:4932352771,ADDITIONAL FEATURES EN:22MM X 1320MM,SDS MAX 4 CUT | 01)MOUNT ISA MINING SUPPLIES,01)4932352771,BIT,DRILL,01)22MM X 1320MM,02)SDS MAX 4 CUT | 4932352771 | 3000317 | MILWAUKEE ELECTRIC TOOL | MILWAUKEE ELECTRIC TOOL | 4932352771 | [18 empty] | BIT | DRILL | TYPE |  | DIAMETER |  | LENGTH |  | NUMBER OF FLUTES |  | SHANK TYPE |  | SHANK SIZE |  | MATERIAL |  | MATERIAL SPECIFICATION |  | COATING/FINISH |  | POINT ANGLE |  | FLUTE TYPE |  | FLUTE LENGTH |  | HARDNESS |  | HAZARD CLASS |  | CERTIFICATION/STANDARD |  | ADDITIONAL FEATURES EN | 22MM X 1320MM,SDS MAX 4 CUT
STP_009 | Data Enrichment | kib |  | 2023-06-27 |  |  | 1270980 | 1270980 | BIT,DRIL;MILW,4932352772,24MM X 320MM,SD | BIT,DRILL;MNFR:MILWAUKEE ELECTRIC TOOL,PTNO:4932352772,ADDITIONAL FEATURES EN:24MM X 320MM,SDS MAX 4 CUT | 01)MOUNT ISA MINING SUPPLIES,01)4932352772,BIT,DRILL,01)24MM X 320MM,02)SDS MAX 4 CUT | 4932352772 | 3000317 | MILWAUKEE ELECTRIC TOOL | MILWAUKEE ELECTRIC TOOL | 4932352772 | [18 empty] | BIT | DRILL | TYPE |  | DIAMETER |  | LENGTH |  | NUMBER OF FLUTES |  | SHANK TYPE |  | SHANK SIZE |  | MATERIAL |  | MATERIAL SPECIFICATION |  | COATING/FINISH |  | POINT ANGLE |  | FLUTE TYPE |  | FLUTE LENGTH |  | HARDNESS |  | HAZARD CLASS |  | CERTIFICATION/STANDARD |  | ADDITIONAL FEATURES EN | 24MM X 320MM,SDS MAX 4 CUT
STP_009 | Data Enrichment | kib |  | 2023-06-27 |  |  | 1271698 | 1271698 | BIT,DRIL;MILW,4932352773 | BIT,DRIL;MNFR:MILWAUKEE ELECTRIC TOOL,PTNO:4932352773 |  | 4932352773 | 3000317 | MILWAUKEE ELECTRIC TOOL | MILWAUKEE ELECTRIC TOOL | 4932352773 | [18 empty] | BIT | DRILL | TYPE |  | DIAMETER |  | LENGTH |  | NUMBER OF FLUTES |  | SHANK TYPE |  | SHANK SIZE |  | MATERIAL |  | MATERIAL SPECIFICATION |  | COATING/FINISH |  | POINT ANGLE |  | FLUTE TYPE |  | FLUTE LENGTH |  | HARDNESS |  | HAZARD CLASS |  | CERTIFICATION/STANDARD |  | ADDITIONAL FEATURES EN
STP_009 | Data Enrichment | kib |  | 2023-06-27 |  |  | 1270981 | 1270981 | BIT,DRIL;MILW,4932352774,25MM X 320MM,SD | BIT,DRILL;MNFR:MILWAUKEE ELECTRIC TOOL,PTNO:4932352774,ADDITIONAL FEATURES EN:25MM X 320MM,SDS MAX 4 CUT | 01)MOUNT ISA MINING SUPPLIES,01)4932352774,BIT,DRILL,01)25MM X 320MM,02)SDS MAX 4 CUT | 4932352774 | 3000317 | MILWAUKEE ELECTRIC TOOL | MILWAUKEE ELECTRIC TOOL | 4932352774 | [18 empty] | BIT | DRILL | TYPE |  | DIAMETER |  | LENGTH |  | NUMBER OF FLUTES |  | SHANK TYPE |  | SHANK SIZE |  | MATERIAL |  | MATERIAL SPECIFICATION |  | COATING/FINISH |  | POINT ANGLE |  | FLUTE TYPE |  | FLUTE LENGTH |  | HARDNESS |  | HAZARD CLASS |  | CERTIFICATION/STANDARD |  | ADDITIONAL FEATURES EN | 25MM X 320MM,SDS MAX 4 CUT
STP_009 | Data Enrichment | kib |  | 2023-06-27 |  |  | 1270982 | 1270982 | BIT,DRIL;MILW,4932352775,25MM X 520MM,SD | BIT,DRILL;MNFR:MILWAUKEE ELECTRIC TOOL,PTNO:4932352775,ADDITIONAL FEATURES EN:25MM X 520MM,SDS MAX 4 CUT | 01)MOUNT ISA MINING SUPPLIES,01)4932352775,BIT,DRILL,01)25MM X 520MM,02)SDS MAX 4 CUT | 4932352775 | 3000317 | MILWAUKEE ELECTRIC TOOL | MILWAUKEE ELECTRIC TOOL | 4932352775 | [18 empty] | BIT | DRILL | TYPE |  | DIAMETER |  | LENGTH |  | NUMBER OF FLUTES |  | SHANK TYPE |  | SHANK SIZE |  | MATERIAL |  | MATERIAL SPECIFICATION |  | COATING/FINISH |  | POINT ANGLE |  | FLUTE TYPE |  | FLUTE LENGTH |  | HARDNESS |  | HAZARD CLASS |  | CERTIFICATION/STANDARD |  | ADDITIONAL FEATURES EN | 25MM X 520MM,SDS MAX 4 CUT
STP_009 | Data Enrichment | kib |  | 2023-06-27 |  |  | 1270983 | 1270983 | BIT,DRIL;MILW,4932352776,25MM X 920MM,SD | BIT,DRILL;MNFR:MILWAUKEE ELECTRIC TOOL,PTNO:4932352776,ADDITIONAL FEATURES EN:25MM X 920MM,SDS MAX 4 CUT | 01)MOUNT ISA MINING SUPPLIES,01)4932352776,BIT,DRILL,01)25MM X 920MM,02)SDS MAX 4 CUT | 4932352776 | 3000317 | MILWAUKEE ELECTRIC TOOL | MILWAUKEE ELECTRIC TOOL | 4932352776 | [18 empty] | BIT | DRILL | TYPE |  | DIAMETER |  | LENGTH |  | NUMBER OF FLUTES |  | SHANK TYPE |  | SHANK SIZE |  | MATERIAL |  | MATERIAL SPECIFICATION |  | COATING/FINISH |  | POINT ANGLE |  | FLUTE TYPE |  | FLUTE LENGTH |  | HARDNESS |  | HAZARD CLASS |  | CERTIFICATION/STANDARD |  | ADDITIONAL FEATURES EN | 25MM X 920MM,SDS MAX 4 CUT
STP_009 | Data Enrichment | kib |  | 2023-06-27 |  |  | 1270984 | 1270984 | BIT,DRIL;MILW,4932352777,25MM X 1320MM,S | BIT,DRILL;MNFR:MILWAUKEE ELECTRIC TOOL,PTNO:4932352777,ADDITIONAL FEATURES EN:25MM X 1320MM,SDS MAX 4 CUT | 01)MOUNT ISA MINING SUPPLIES,01)4932352777,BIT,DRILL,01)25MM X 1320MM,02)SDS MAX 4 CUT | 4932352777 | 3000317 | MILWAUKEE ELECTRIC TOOL | MILWAUKEE ELECTRIC TOOL | 4932352777 | [18 empty] | BIT | DRILL | TYPE |  | DIAMETER |  | LENGTH |  | NUMBER OF FLUTES |  | SHANK TYPE |  | SHANK SIZE |  | MATERIAL |  | MATERIAL SPECIFICATION |  | COATING/FINISH |  | POINT ANGLE |  | FLUTE TYPE |  | FLUTE LENGTH |  | HARDNESS |  | HAZARD CLASS |  | CERTIFICATION/STANDARD |  | ADDITIONAL FEATURES EN | 25MM X 1320MM,SDS MAX 4 CUT
STP_009 | Data Enrichment | kib |  | 2023-06-27 |  |  | 1211873 | 1211873 | BIT,DRIL;MILW,4932352778,28MM X 370MM,SD | BIT,DRILL;MNFR:MILWAUKEE ELECTRIC TOOL,PTNO:4932352778,ADDITIONAL FEATURES EN:28MM X 370MM,SDS MAX 4 CUT | 01)MOUNT ISA MINING SUPPLIES,01)4932352778,BIT,DRILL,01)28MM X 370MM,02)SDS MAX 4 CUT | 4932352778 | 3000317 | MILWAUKEE ELECTRIC TOOL | MILWAUKEE ELECTRIC TOOL | 4932352778 | [18 empty] | BIT | DRILL | TYPE |  | DIAMETER |  | LENGTH |  | NUMBER OF FLUTES |  | SHANK TYPE |  | SHANK SIZE |  | MATERIAL |  | MATERIAL SPECIFICATION |  | COATING/FINISH |  | POINT ANGLE |  | FLUTE TYPE |  | FLUTE LENGTH |  | HARDNESS |  | HAZARD CLASS |  | CERTIFICATION/STANDARD |  | ADDITIONAL FEATURES EN | 28MM X 370MM,SDS MAX 4 CUT
STP_009 | Data Enrichment | kib |  | 2023-06-27 |  |  | 1211874 | 1211874 | BIT,DRIL;MILW,4932352779,28MM X 570MM,SD | BIT,DRILL;MNFR:MILWAUKEE ELECTRIC TOOL,PTNO:4932352779,ADDITIONAL FEATURES EN:28MM X 570MM,SDS MAX 4 CUT | 01)MOUNT ISA MINING SUPPLIES,01)4932352779,BIT,DRILL,01)28MM X 570MM,02)SDS MAX 4 CUT | 4932352779 | 3000317 | MILWAUKEE ELECTRIC TOOL | MILWAUKEE ELECTRIC TOOL | 4932352779 | [18 empty] | BIT | DRILL | TYPE |  | DIAMETER |  | LENGTH |  | NUMBER OF FLUTES |  | SHANK TYPE |  | SHANK SIZE |  | MATERIAL |  | MATERIAL SPECIFICATION |  | COATING/FINISH |  | POINT ANGLE |  | FLUTE TYPE |  | FLUTE LENGTH |  | HARDNESS |  | HAZARD CLASS |  | CERTIFICATION/STANDARD |  | ADDITIONAL FEATURES EN | 28MM X 570MM,SDS MAX 4 CUT
STP_009 | Data Enrichment | kib |  | 2023-06-27 |  |  | 1211875 | 1211875 | BIT,DRIL;MILW,4932352780,28MM X 670MM,SD | BIT,DRILL;MNFR:MILWAUKEE ELECTRIC TOOL,PTNO:4932352780,ADDITIONAL FEATURES EN:28MM X 670MM,SDS MAX 4 CUT | 01)MOUNT ISA MINING SUPPLIES,01)4932352780,BIT,DRILL,01)28MM X 670MM,02)SDS MAX 4 CUT | 4932352780 | 3000317 | MILWAUKEE ELECTRIC TOOL | MILWAUKEE ELECTRIC TOOL | 4932352780 | [18 empty] | BIT | DRILL | TYPE |  | DIAMETER |  | LENGTH |  | NUMBER OF FLUTES |  | SHANK TYPE |  | SHANK SIZE |  | MATERIAL |  | MATERIAL SPECIFICATION |  | COATING/FINISH |  | POINT ANGLE |  | FLUTE TYPE |  | FLUTE LENGTH |  | HARDNESS |  | HAZARD CLASS |  | CERTIFICATION/STANDARD |  | ADDITIONAL FEATURES EN | 28MM X 670MM,SDS MAX 4 CUT
STP_009 | Data Enrichment | kib |  | 2023-06-27 |  |  | 1211876 | 1211876 | BIT,DRIL;MILW,4932352781,28MM X 920MM,SD | BIT,DRILL;MNFR:MILWAUKEE ELECTRIC TOOL,PTNO:4932352781,ADDITIONAL FEATURES EN:28MM X 920MM,SDS MAX 4 CUT | 01)MOUNT ISA MINING SUPPLIES,01)4932352781,BIT,DRILL,01)28MM X 920MM,02)SDS MAX 4 CUT | 4932352781 | 3000317 | MILWAUKEE ELECTRIC TOOL | MILWAUKEE ELECTRIC TOOL | 4932352781 | [18 empty] | BIT | DRILL | TYPE |  | DIAMETER |  | LENGTH |  | NUMBER OF FLUTES |  | SHANK TYPE |  | SHANK SIZE |  | MATERIAL |  | MATERIAL SPECIFICATION |  | COATING/FINISH |  | POINT ANGLE |  | FLUTE TYPE |  | FLUTE LENGTH |  | HARDNESS |  | HAZARD CLASS |  | CERTIFICATION/STANDARD |  | ADDITIONAL FEATURES EN | 28MM X 920MM,SDS MAX 4 CUT
STP_009 | Data Enrichment | kib |  | 2023-06-27 |  |  | 1211877 | 1211877 | BIT,DRIL;MILW,4932352782,28MM X 1320MM,S | BIT,DRILL;MNFR:MILWAUKEE ELECTRIC TOOL,PTNO:4932352782,ADDITIONAL FEATURES EN:28MM X 1320MM,SDS MAX 4 CUT | 01)MOUNT ISA MINING SUPPLIES,01)4932352782,BIT,DRILL,01)28MM X 1320MM,02)SDS MAX 4 CUT | 4932352782 | 3000317 | MILWAUKEE ELECTRIC TOOL | MILWAUKEE ELECTRIC TOOL | 4932352782 | [18 empty] | BIT | DRILL | TYPE |  | DIAMETER |  | LENGTH |  | NUMBER OF FLUTES |  | SHANK TYPE |  | SHANK SIZE |  | MATERIAL |  | MATERIAL SPECIFICATION |  | COATING/FINISH |  | POINT ANGLE |  | FLUTE TYPE |  | FLUTE LENGTH |  | HARDNESS |  | HAZARD CLASS |  | CERTIFICATION/STANDARD |  | ADDITIONAL FEATURES EN | 28MM X 1320MM,SDS MAX 4 CUT
STP_009 | Data Enrichment | kib |  | 2023-06-27 |  |  | 1270986 | 1270986 | BIT,DRIL;MILW,4932352783,30MM X 370MM,SD | BIT,DRILL;MNFR:MILWAUKEE ELECTRIC TOOL,PTNO:4932352783,ADDITIONAL FEATURES EN:30MM X 370MM,SDS MAX 4 CUT | 01)MOUNT ISA MINING SUPPLIES,01)4932352783,BIT,DRILL,01)30MM X 370MM,02)SDS MAX 4 CUT | 4932352783 | 3000317 | MILWAUKEE ELECTRIC TOOL | MILWAUKEE ELECTRIC TOOL | 4932352783 | [18 empty] | BIT | DRILL | TYPE |  | DIAMETER |  | LENGTH |  | NUMBER OF FLUTES |  | SHANK TYPE |  | SHANK SIZE |  | MATERIAL |  | MATERIAL SPECIFICATION |  | COATING/FINISH |  | POINT ANGLE |  | FLUTE TYPE |  | FLUTE LENGTH |  | HARDNESS |  | HAZARD CLASS |  | CERTIFICATION/STANDARD |  | ADDITIONAL FEATURES EN | 30MM X 370MM,SDS MAX 4 CUT
STP_009 | Data Enrichment | kib |  | 2023-06-27 |  |  | 1271697 | 1271697 | BIT,DRIL;MILW,4932352784 | BIT,DRIL;MNFR:MILWAUKEE ELECTRIC TOOL,PTNO:4932352784 |  | 4932352784 | 3000317 | MILWAUKEE ELECTRIC TOOL | MILWAUKEE ELECTRIC TOOL | 4932352784 | [18 empty] | BIT | DRILL | TYPE |  | DIAMETER |  | LENGTH |  | NUMBER OF FLUTES |  | SHANK TYPE |  | SHANK SIZE |  | MATERIAL |  | MATERIAL SPECIFICATION |  | COATING/FINISH |  | POINT ANGLE |  | FLUTE TYPE |  | FLUTE LENGTH |  | HARDNESS |  | HAZARD CLASS |  | CERTIFICATION/STANDARD |  | ADDITIONAL FEATURES EN
STP_009 | Data Enrichment | kib |  | 2023-06-27 |  |  | 1270987 | 1270987 | BIT,DRIL;MILW,4932352785,32MM X 370MM,SD | BIT,DRILL;MNFR:MILWAUKEE ELECTRIC TOOL,PTNO:4932352785,ADDITIONAL FEATURES EN:32MM X 370MM,SDS MAX 4 CUT | 01)MOUNT ISA MINING SUPPLIES,01)4932352785,BIT,DRILL,01)32MM X 370MM,02)SDS MAX 4 CUT | 4932352785 | 3000317 | MILWAUKEE ELECTRIC TOOL | MILWAUKEE ELECTRIC TOOL | 4932352785 | [18 empty] | BIT | DRILL | TYPE |  | DIAMETER |  | LENGTH |  | NUMBER OF FLUTES |  | SHANK TYPE |  | SHANK SIZE |  | MATERIAL |  | MATERIAL SPECIFICATION |  | COATING/FINISH |  | POINT ANGLE |  | FLUTE TYPE |  | FLUTE LENGTH |  | HARDNESS |  | HAZARD CLASS |  | CERTIFICATION/STANDARD |  | ADDITIONAL FEATURES EN | 32MM X 370MM,SDS MAX 4 CUT
STP_009 | Data Enrichment | kib |  | 2023-06-27 |  |  | 1270988 | 1270988 | BIT,DRIL;MILW,4932352786,32MM X 570MM,SD | BIT,DRILL;MNFR:MILWAUKEE ELECTRIC TOOL,PTNO:4932352786,ADDITIONAL FEATURES EN:32MM X 570MM,SDS MAX 4 CUT | 01)MOUNT ISA MINING SUPPLIES,01)4932352786,BIT,DRILL,01)32MM X 570MM,02)SDS MAX 4 CUT | 4932352786 | 3000317 | MILWAUKEE ELECTRIC TOOL | MILWAUKEE ELECTRIC TOOL | 4932352786 | [18 empty] | BIT | DRILL | TYPE |  | DIAMETER |  | LENGTH |  | NUMBER OF FLUTES |  | SHANK TYPE |  | SHANK SIZE |  | MATERIAL |  | MATERIAL SPECIFICATION |  | COATING/FINISH |  | POINT ANGLE |  | FLUTE TYPE |  | FLUTE LENGTH |  | HARDNESS |  | HAZARD CLASS |  | CERTIFICATION/STANDARD |  | ADDITIONAL FEATURES EN | 32MM X 570MM,SDS MAX 4 CUT
STP_009 | Data Enrichment | kib |  | 2023-06-27 |  |  | 1270989 | 1270989 | BIT,DRIL;MILW,4932352787,32MM X 920MM,SD | BIT,DRILL;MNFR:MILWAUKEE ELECTRIC TOOL,PTNO:4932352787,ADDITIONAL FEATURES EN:32MM X 920MM,SDS MAX 4 CUT | 01)MOUNT ISA MINING SUPPLIES,01)4932352787,BIT,DRILL,01)32MM X 920MM,02)SDS MAX 4 CUT | 4932352787 | 3000317 | MILWAUKEE ELECTRIC TOOL | MILWAUKEE ELECTRIC TOOL | 4932352787 | [18 empty] | BIT | DRILL | TYPE |  | DIAMETER |  | LENGTH |  | NUMBER OF FLUTES |  | SHANK TYPE |  | SHANK SIZE |  | MATERIAL |  | MATERIAL SPECIFICATION |  | COATING/FINISH |  | POINT ANGLE |  | FLUTE TYPE |  | FLUTE LENGTH |  | HARDNESS |  | HAZARD CLASS |  | CERTIFICATION/STANDARD |  | ADDITIONAL FEATURES EN | 32MM X 920MM,SDS MAX 4 CUT
STP_009 | Data Enrichment | kib |  | 2023-06-27 |  |  | 1270990 | 1270990 | BIT,DRIL;MILW,4932352788,32MM X 1320MM,S | BIT,DRILL;MNFR:MILWAUKEE ELECTRIC TOOL,PTNO:4932352788,ADDITIONAL FEATURES EN:32MM X 1320MM,SDS MAX 4 CUT | 01)MOUNT ISA MINING SUPPLIES,01)4932352788,BIT,DRILL,01)32MM X 1320MM,02)SDS MAX 4 CUT | 4932352788 | 3000317 | MILWAUKEE ELECTRIC TOOL | MILWAUKEE ELECTRIC TOOL | 4932352788 | [18 empty] | BIT | DRILL | TYPE |  | DIAMETER |  | LENGTH |  | NUMBER OF FLUTES |  | SHANK TYPE |  | SHANK SIZE |  | MATERIAL |  | MATERIAL SPECIFICATION |  | COATING/FINISH |  | POINT ANGLE |  | FLUTE TYPE |  | FLUTE LENGTH |  | HARDNESS |  | HAZARD CLASS |  | CERTIFICATION/STANDARD |  | ADDITIONAL FEATURES EN | 32MM X 1320MM,SDS MAX 4 CUT
STP_009 | Data Enrichment | kib |  | 2023-06-27 |  |  | 1211178 | 1211178 | BIT,DRIL;MILW,4932352954,16MM X 310 MM | BIT,DRILL;MNFR:MILWAUKEE ELECTRIC TOOL,PTNO:4932352954,ADDITIONAL FEATURES EN:16MM X 310 MM | 01)MOUNT ISA MINING SUPPLIES,01)4932352954,BIT,DRILL,01)16MM X 310 MM | 4932352954 | 3000317 | MILWAUKEE ELECTRIC TOOL | MILWAUKEE ELECTRIC TOOL | 4932352954 | [18 empty] | BIT | DRILL | TYPE |  | DIAMETER |  | LENGTH |  | NUMBER OF FLUTES |  | SHANK TYPE |  | SHANK SIZE |  | MATERIAL |  | MATERIAL SPECIFICATION |  | COATING/FINISH |  | POINT ANGLE |  | FLUTE TYPE |  | FLUTE LENGTH |  | HARDNESS |  | HAZARD CLASS |  | CERTIFICATION/STANDARD |  | ADDITIONAL FEATURES EN | 16MM X 310 MM
STP_009 | Data Enrichment | kib |  | 2023-06-27 |  |  | 1219684 | 1219684 | BIT,DRIL;MILW,4932356502,4932356502 SDS | BIT,DRILL;MNFR:MILWAUKEE ELECTRIC TOOL,PTNO:4932356502,ADDITIONAL FEATURES EN:4932356502 SDS PLUS 4 CUT DRILL BIT 18MM X 250MM | 01)KONNECT,01)4932356502,BIT,DRILL,01)4932356502 SDS PLUS 4 CUT D | 4932356502 | 3000317 | MILWAUKEE ELECTRIC TOOL | MILWAUKEE ELECTRIC TOOL | 4932356502 | [18 empty] | BIT | DRILL | TYPE |  | DIAMETER |  | LENGTH |  | NUMBER OF FLUTES |  | SHANK TYPE |  | SHANK SIZE |  | MATERIAL |  | MATERIAL SPECIFICATION |  | COATING/FINISH |  | POINT ANGLE |  | FLUTE TYPE |  | FLUTE LENGTH |  | HARDNESS |  | HAZARD CLASS |  | CERTIFICATION/STANDARD |  | ADDITIONAL FEATURES EN | 4932356502 SDS PLUS 4 CUT DRILL BIT 18MM X 250MM
STP_009 | Data Enrichment | kib |  | 2023-06-27 |  |  | 1219685 | 1219685 | BIT,DRIL;MILW,4932399332,4932399332 SDS | BIT,DRILL;MNFR:MILWAUKEE ELECTRIC TOOL,PTNO:4932399332,ADDITIONAL FEATURES EN:4932399332 SDS PLUS 4 CUT DRILL BIT 22MM X 250MM | 01)KONNECT,01)4932399332,BIT,DRILL,01)4932399332 SDS PLUS 4 CUT D | 4932399332 | 3000317 | MILWAUKEE ELECTRIC TOOL | MILWAUKEE ELECTRIC TOOL | 4932399332 | [18 empty] | BIT | DRILL | TYPE |  | DIAMETER |  | LENGTH |  | NUMBER OF FLUTES |  | SHANK TYPE |  | SHANK SIZE |  | MATERIAL |  | MATERIAL SPECIFICATION |  | COATING/FINISH |  | POINT ANGLE |  | FLUTE TYPE |  | FLUTE LENGTH |  | HARDNESS |  | HAZARD CLASS |  | CERTIFICATION/STANDARD |  | ADDITIONAL FEATURES EN | 4932399332 SDS PLUS 4 CUT DRILL BIT 22MM X 250MM
STP_009 | Data Enrichment | kib |  | 2023-06-27 |  |  | 1270960 | 1270960 | BIT,DRIL;MILW,4932430132,12MM X 690MM,SD | BIT,DRILL;MNFR:MILWAUKEE ELECTRIC TOOL,PTNO:4932430132,ADDITIONAL FEATURES EN:12MM X 690MM,SDS MAX 4 CUT | 01)MOUNT ISA MINING SUPPLIES,01)4932430132,BIT,DRILL,01)12MM X 690MM,02)SDS MAX 4 CUT | 4932430132 | 3000317 | MILWAUKEE ELECTRIC TOOL | MILWAUKEE ELECTRIC TOOL | 4932430132 | [18 empty] | BIT | DRILL | TYPE |  | DIAMETER |  | LENGTH |  | NUMBER OF FLUTES |  | SHANK TYPE |  | SHANK SIZE |  | MATERIAL |  | MATERIAL SPECIFICATION |  | COATING/FINISH |  | POINT ANGLE |  | FLUTE TYPE |  | FLUTE LENGTH |  | HARDNESS |  | HAZARD CLASS |  | CERTIFICATION/STANDARD |  | ADDITIONAL FEATURES EN | 12MM X 690MM,SDS MAX 4 CUT
STP_009 | Data Enrichment | kib |  | 2023-06-27 |  |  | 1270985 | 1270985 | BIT,DRIL;MILW,4932430728,26MM X 520MM,SD | BIT,DRILL;MNFR:MILWAUKEE ELECTRIC TOOL,PTNO:4932430728,ADDITIONAL FEATURES EN:26MM X 520MM,SDS MAX 4 CUT | 01)MOUNT ISA MINING SUPPLIES,01)4932430728,BIT,DRILL,01)26MM X 520MM,02)SDS MAX 4 CUT | 4932430728 | 3000317 | MILWAUKEE ELECTRIC TOOL | MILWAUKEE ELECTRIC TOOL | 4932430728 | [18 empty] | BIT | DRILL | TYPE |  | DIAMETER |  | LENGTH |  | NUMBER OF FLUTES |  | SHANK TYPE |  | SHANK SIZE |  | MATERIAL |  | MATERIAL SPECIFICATION |  | COATING/FINISH |  | POINT ANGLE |  | FLUTE TYPE |  | FLUTE LENGTH |  | HARDNESS |  | HAZARD CLASS |  | CERTIFICATION/STANDARD |  | ADDITIONAL FEATURES EN | 26MM X 520MM,SDS MAX 4 CUT
STP_009 | Data Enrichment | SCS |  | 2023-06-27 |  |  | 1216343 | 1216343 | BIT,MSNRY DRIL;MILW,4932307071,SDS PLUS | BIT,MASONRY DRILL;MNFR:MILWAUKEE ELECTRIC TOOL,PTNO:4932307071,ADDITIONAL FEATURES EN:SDS PLUS,2 CUT,8X160MM | 01)MOUNT ISA MINING SUPPLIES,01)4932307071,BIT,MASONRY DRILL,01)SDS PLUS,2 CUT,8X160MM | 4932307071 | 3000317 | MILWAUKEE ELECTRIC TOOL | MILWAUKEE ELECTRIC TOOL | 4932307071 | [18 empty] | BIT | MASONRY DRILL | TYPE |  | DIAMETER |  | LENGTH |  | NUMBER OF FLUTES |  | SHANK TYPE |  | MATERIAL |  | MATERIAL SPECIFICATION |  | COATING/FINISH |  | SHANK SIZE |  | POINT ANGLE |  | FLUTE TYPE |  | FLUTE LENGTH |  | HARDNESS |  | HAZARD CLASS |  | CERTIFICATION/STANDARD |  | ADDITIONAL FEATURES EN | SDS PLUS,2 CUT,8X160MM
STP_009 | Data Enrichment | SCS |  | 2023-06-27 |  |  | 1217041 | 1217041 | BIT,MSNRY DRIL;MILW,4932307072,SDS PLUS | BIT,MASONRY DRILL;MNFR:MILWAUKEE ELECTRIC TOOL,PTNO:4932307072,ADDITIONAL FEATURES EN:SDS PLUS,2 CUT,8X210MM | 01)MOUNT ISA MINING SUPPLIES,01)4932307072,BIT,MASONRY DRILL,01)SDS PLUS,2 CUT,8X210MM | 4932307072 | 3000317 | MILWAUKEE ELECTRIC TOOL | MILWAUKEE ELECTRIC TOOL | 4932307072 | [18 empty] | BIT | MASONRY DRILL | TYPE |  | DIAMETER |  | LENGTH |  | NUMBER OF FLUTES |  | SHANK TYPE |  | MATERIAL |  | MATERIAL SPECIFICATION |  | COATING/FINISH |  | SHANK SIZE |  | POINT ANGLE |  | FLUTE TYPE |  | FLUTE LENGTH |  | HARDNESS |  | HAZARD CLASS |  | CERTIFICATION/STANDARD |  | ADDITIONAL FEATURES EN | SDS PLUS,2 CUT,8X210MM
STP_009 | Data Enrichment | SCS |  | 2023-06-27 |  |  | 1217042 | 1217042 | BIT,MSNRY DRIL;MILW,4932307075,SDS PLUS | BIT,MASONRY DRILL;MNFR:MILWAUKEE ELECTRIC TOOL,PTNO:4932307075,ADDITIONAL FEATURES EN:SDS PLUS,2 CUT,12X160MM | 01)MOUNT ISA MINING SUPPLIES,01)4932307075,BIT,MASONRY DRILL,01)SDS PLUS,2 CUT,12X160MM | 4932307075 | 3000317 | MILWAUKEE ELECTRIC TOOL | MILWAUKEE ELECTRIC TOOL | 4932307075 | [18 empty] | BIT | MASONRY DRILL | TYPE |  | DIAMETER |  | LENGTH |  | NUMBER OF FLUTES |  | SHANK TYPE |  | MATERIAL |  | MATERIAL SPECIFICATION |  | COATING/FINISH |  | SHANK SIZE |  | POINT ANGLE |  | FLUTE TYPE |  | FLUTE LENGTH |  | HARDNESS |  | HAZARD CLASS |  | CERTIFICATION/STANDARD |  | ADDITIONAL FEATURES EN | SDS PLUS,2 CUT,12X160MM
STP_009 | Data Enrichment | SCS |  | 2023-06-27 |  |  | 1217043 | 1217043 | BIT,MSNRY DRIL;MILW,4932307076,SDS PLUS | BIT,MASONRY DRILL;MNFR:MILWAUKEE ELECTRIC TOOL,PTNO:4932307076,ADDITIONAL FEATURES EN:SDS PLUS,2 CUT,12X210MM | 01)MOUNT ISA MINING SUPPLIES,01)4932307076,BIT,MASONRY DRILL,01)SDS PLUS,2 CUT,12X210MM | 4932307076 | 3000317 | MILWAUKEE ELECTRIC TOOL | MILWAUKEE ELECTRIC TOOL | 4932307076 | [18 empty] | BIT | MASONRY DRILL | TYPE |  | DIAMETER |  | LENGTH |  | NUMBER OF FLUTES |  | SHANK TYPE |  | MATERIAL |  | MATERIAL SPECIFICATION |  | COATING/FINISH |  | SHANK SIZE |  | POINT ANGLE |  | FLUTE TYPE |  | FLUTE LENGTH |  | HARDNESS |  | HAZARD CLASS |  | CERTIFICATION/STANDARD |  | ADDITIONAL FEATURES EN | SDS PLUS,2 CUT,12X210MM
STP_009 | Data Enrichment | SCS |  | 2023-06-27 |  |  | 1216342 | 1216342 | BIT,MSNRY DRIL;MILW,4932344293,SDS PLUS | BIT,MASONRY DRILL;MNFR:MILWAUKEE ELECTRIC TOOL,PTNO:4932344293,ADDITIONAL FEATURES EN:SDS PLUS,2 CUT,6.5X160MM | 01)MOUNT ISA MINING SUPPLIES,01)4932344293,BIT,MASONRY DRILL,01)SDS PLUS,2 CUT,6.5X160MM | 4932344293 | 3000317 | MILWAUKEE ELECTRIC TOOL | MILWAUKEE ELECTRIC TOOL | 4932344293 | [18 empty] | BIT | MASONRY DRILL | TYPE |  | DIAMETER |  | LENGTH |  | NUMBER OF FLUTES |  | SHANK TYPE |  | MATERIAL |  | MATERIAL SPECIFICATION |  | COATING/FINISH |  | SHANK SIZE |  | POINT ANGLE |  | FLUTE TYPE |  | FLUTE LENGTH |  | HARDNESS |  | HAZARD CLASS |  | CERTIFICATION/STANDARD |  | ADDITIONAL FEATURES EN | SDS PLUS,2 CUT,6.5X160MM
STP_009 | Data Enrichment | SCS |  | 2023-06-27 |  |  | 1217045 | 1217045 | BIT,MSNRY DRIL;MILW,4932344303,SDS PLUS | BIT,MASONRY DRILL;MNFR:MILWAUKEE ELECTRIC TOOL,PTNO:4932344303,ADDITIONAL FEATURES EN:SDS PLUS,2 CUT,18X200MM | 01)MOUNT ISA MINING SUPPLIES,01)4932344303,BIT,MASONRY DRILL,01)SDS PLUS,2 CUT,18X200MM | 4932344303 | 3000317 | MILWAUKEE ELECTRIC TOOL | MILWAUKEE ELECTRIC TOOL | 4932344303 | [18 empty] | BIT | MASONRY DRILL | TYPE |  | DIAMETER |  | LENGTH |  | NUMBER OF FLUTES |  | SHANK TYPE |  | MATERIAL |  | MATERIAL SPECIFICATION |  | COATING/FINISH |  | SHANK SIZE |  | POINT ANGLE |  | FLUTE TYPE |  | FLUTE LENGTH |  | HARDNESS |  | HAZARD CLASS |  | CERTIFICATION/STANDARD |  | ADDITIONAL FEATURES EN | SDS PLUS,2 CUT,18X200MM
STP_009 | Data Enrichment | SCS |  | 2023-06-27 |  |  | 1217044 | 1217044 | BIT,MSNRY DRIL;MILW,4932344304,SDS PLUS | BIT,MASONRY DRILL;MNFR:MILWAUKEE ELECTRIC TOOL,PTNO:4932344304,ADDITIONAL FEATURES EN:SDS PLUS,2 CUT,18X300MM | 01)MOUNT ISA MINING SUPPLIES,01)4932344304,BIT,MASONRY DRILL,01)SDS PLUS,2 CUT,18X300MM | 4932344304 | 3000317 | MILWAUKEE ELECTRIC TOOL | MILWAUKEE ELECTRIC TOOL | 4932344304 | [18 empty] | BIT | MASONRY DRILL | TYPE |  | DIAMETER |  | LENGTH |  | NUMBER OF FLUTES |  | SHANK TYPE |  | MATERIAL |  | MATERIAL SPECIFICATION |  | COATING/FINISH |  | SHANK SIZE |  | POINT ANGLE |  | FLUTE TYPE |  | FLUTE LENGTH |  | HARDNESS |  | HAZARD CLASS |  | CERTIFICATION/STANDARD |  | ADDITIONAL FEATURES EN | SDS PLUS,2 CUT,18X300MM
STP_009 | Data Enrichment | SCS |  | 2023-06-27 |  |  | 1216341 | 1216341 | BIT,MSNRY DRIL;MILW,4932399147,SDS PLUS | BIT,MASONRY DRILL;MNFR:MILWAUKEE ELECTRIC TOOL,PTNO:4932399147,ADDITIONAL FEATURES EN:SDS PLUS,2 CUT,6.5X210MM | 01)MOUNT ISA MINING SUPPLIES,01)4932399147,BIT,MASONRY DRILL,01)SDS PLUS,2 CUT,6.5X210MM | 4932399147 | 3000317 | MILWAUKEE ELECTRIC TOOL | MILWAUKEE ELECTRIC TOOL | 4932399147 | [18 empty] | BIT | MASONRY DRILL | TYPE |  | DIAMETER |  | LENGTH |  | NUMBER OF FLUTES |  | SHANK TYPE |  | MATERIAL |  | MATERIAL SPECIFICATION |  | COATING/FINISH |  | SHANK SIZE |  | POINT ANGLE |  | FLUTE TYPE |  | FLUTE LENGTH |  | HARDNESS |  | HAZARD CLASS |  | CERTIFICATION/STANDARD |  | ADDITIONAL FEATURES EN | SDS PLUS,2 CUT,6.5X210MM
STP_009 | Data Enrichment | SCS |  | 2023-06-27 |  |  | 1216339 | 1216339 | BIT,MSNRY DRIL;MILW,4932399315,SDS PLUS | BIT,MASONRY DRILL;MNFR:MILWAUKEE ELECTRIC TOOL,PTNO:4932399315,ADDITIONAL FEATURES EN:SDS PLUS,2 CUT,5X160MM | 01)MOUNT ISA MINING SUPPLIES,01)4932399315,BIT,MASONRY DRILL,01)SDS PLUS,2 CUT,5X160MM | 4932399315 | 3000317 | MILWAUKEE ELECTRIC TOOL | MILWAUKEE ELECTRIC TOOL | 4932399315 | [18 empty] | BIT | MASONRY DRILL | TYPE |  | DIAMETER |  | LENGTH |  | NUMBER OF FLUTES |  | SHANK TYPE |  | MATERIAL |  | MATERIAL SPECIFICATION |  | COATING/FINISH |  | SHANK SIZE |  | POINT ANGLE |  | FLUTE TYPE |  | FLUTE LENGTH |  | HARDNESS |  | HAZARD CLASS |  | CERTIFICATION/STANDARD |  | ADDITIONAL FEATURES EN | SDS PLUS,2 CUT,5X160MM
STP_009 | Data Enrichment | SCS |  | 2023-06-27 |  |  | 1216340 | 1216340 | BIT,MSNRY DRIL;MILW,4932399316,SDS PLUS | BIT,MASONRY DRILL;MNFR:MILWAUKEE ELECTRIC TOOL,PTNO:4932399316,ADDITIONAL FEATURES EN:SDS PLUS,2 CUT,5X210MM | 01)MOUNT ISA MINING SUPPLIES,01)4932399316,BIT,MASONRY DRILL,01)SDS PLUS,2 CUT,5X210MM | 4932399316 | 3000317 | MILWAUKEE ELECTRIC TOOL | MILWAUKEE ELECTRIC TOOL | 4932399316 | [18 empty] | BIT | MASONRY DRILL | TYPE |  | DIAMETER |  | LENGTH |  | NUMBER OF FLUTES |  | SHANK TYPE |  | MATERIAL |  | MATERIAL SPECIFICATION |  | COATING/FINISH |  | SHANK SIZE |  | POINT ANGLE |  | FLUTE TYPE |  | FLUTE LENGTH |  | HARDNESS |  | HAZARD CLASS |  | CERTIFICATION/STANDARD |  | ADDITIONAL FEATURES EN | SDS PLUS,2 CUT,5X210MM
STP_009 | Data Enrichment | kib |  | 2023-06-27 |  |  | 1276390 | 1276390 | BIT;MILW,48324984,PWR,TRX,T20,50MM,2PK | BIT;MNFR:MILWAUKEE ELECTRIC TOOL,PTNO:48324984,ADDITIONAL FEATURES EN:POWER,TORX,T20,50MM,2PK |  | 48324984 | 3000317 | MILWAUKEE ELECTRIC TOOL | MILWAUKEE ELECTRIC TOOL | 48324984 | [18 empty] | BIT | NO MODIFIER | TYPE |  | DIAMETER |  | MATERIAL |  | MATERIAL SPECIFICATION |  | OVERALL LENGTH |  | HAZARD CLASS |  | CERTIFICATION/STANDARD |  | ADDITIONAL FEATURES EN | POWER,TORX,T20,50MM,2PK
STP_009 | Data Enrichment | kib |  | 2023-06-27 |  |  | 1266224 | 1266224 | BIT;MILW,48899335,JAM-FREE,STEP DRILL 6- | BIT;MNFR:MILWAUKEE ELECTRIC TOOL,PTNO:48899335,ADDITIONAL FEATURES EN:JAM-FREE,STEP DRILL 6-35MM, 15 HOLE | 01)MOUNT ISA MINING SUPPLIES,01)48899335,BIT,01)JAM-FREE,STEP DRILL 6-35MM | 48899335 | 3000317 | MILWAUKEE ELECTRIC TOOL | MILWAUKEE ELECTRIC TOOL | 48899335 | [18 empty] | BIT | NO MODIFIER | TYPE |  | DIAMETER |  | MATERIAL |  | MATERIAL SPECIFICATION |  | OVERALL LENGTH |  | HAZARD CLASS |  | CERTIFICATION/STANDARD |  | ADDITIONAL FEATURES EN | JAM-FREE,STEP DRILL 6-35MM,15 HOLE
STP_009 | Data Enrichment | kib |  | 2023-06-27 |  |  | 1269520 | 1269520 | BIT;MILW,4923471188,HAMMER DRIL,12X100MM | BIT;MNFR:MILWAUKEE ELECTRIC TOOL,PTNO:4923471188,ADDITIONAL FEATURES EN:HAMMER DRIL,12X100MM | 01)HAYMANS ELECTRICAL,01)MIW4932471188,BIT,01)HAMMER DRIL,12X100MM | 4923471188 | 3000317 | MILWAUKEE ELECTRIC TOOL | MILWAUKEE ELECTRIC TOOL | 4923471188 | [18 empty] | BIT | NO MODIFIER | TYPE |  | DIAMETER |  | MATERIAL |  | MATERIAL SPECIFICATION |  | OVERALL LENGTH |  | HAZARD CLASS |  | CERTIFICATION/STANDARD |  | ADDITIONAL FEATURES EN | HAMMER DRIL,12X100MM
STP_009 | Data Enrichment | kib |  | 2023-06-27 |  |  | 1258257 | 1258257 | BUSH,TPR LCK;BOR DIA 5-1/2 IN,QD W | BUSH,TAPER LOCK;BORE DIAMETER:5-1/2 IN,ADDITIONAL FEATURES EN:QD W,MNFR:DODGE,PTNO:QDW5-1/2,MNFR:01)CBC,PTNO:01)QDW5-1/2MAR | 5-1/2 IN,01)QD W,01)CBC,01)QDW5-1/2MAR,BUSHING | QDW5-1/2 | 3000019 | DODGE | 01)CBC | 01)QDW5-1/2MAR | [18 empty] | BUSH | TAPER LOCK | BORE DIAMETER | 5-1/2 IN | SERIES |  | MATERIAL |  | MATERIAL SPECIFICATION |  | KEYWAY |  | HAZARD CLASS |  | CERTIFICATION/STANDARD |  | ADDITIONAL FEATURES EN | QD W
STP_009 | Data Enrichment | kib |  | 2023-06-27 |  |  | 1268362 | 1268362 | BUSH,TPR LCK;SKF,1610X30MM-TLB | BUSH,TAPER LOCK;MNFR:SKF,PTNO:1610X30MM-TLB | 01)APPLIED INDUSTRIAL TECHNO,01)1610X30MM-TLB,BUSH,TAPER LOCK | 1610X30MM-TLB | 3000348 | SKF | SKF | 1610X30MM-TLB | [18 empty] | BUSH | TAPER LOCK | BORE DIAMETER |  | SERIES |  | MATERIAL |  | MATERIAL SPECIFICATION |  | KEYWAY |  | HAZARD CLASS |  | CERTIFICATION/STANDARD |  | ADDITIONAL FEATURES EN
STP_009 | Data Enrichment | kib |  | 2023-06-27 |  |  | 1268363 | 1268363 | BUSH,TPR LCK;SKF,1610X42MM-TLB | BUSH,TAPER LOCK;MNFR:SKF,PTNO:1610X42MM-TLB | 01)APPLIED INDUSTRIAL TECHNO,01)1610X42MM-TLB,BUSH,TAPER LOCK | 1610X42MM-TLB | 3000348 | SKF | SKF | 1610X42MM-TLB | [18 empty] | BUSH | TAPER LOCK | BORE DIAMETER |  | SERIES |  | MATERIAL |  | MATERIAL SPECIFICATION |  | KEYWAY |  | HAZARD CLASS |  | CERTIFICATION/STANDARD |  | ADDITIONAL FEATURES EN
STP_009 | Data Enrichment | kib |  | 2023-06-27 |  |  | 1268364 | 1268364 | BUSH,TPR LCK;SKF,1615X25MM-TLB | BUSH,TAPER LOCK;MNFR:SKF,PTNO:1615X25MM-TLB | 01)APPLIED INDUSTRIAL TECHNO,01)1615X25MM-TLB,BUSH,TAPER LOCK | 1615X25MM-TLB | 3000348 | SKF | SKF | 1615X25MM-TLB | [18 empty] | BUSH | TAPER LOCK | BORE DIAMETER |  | SERIES |  | MATERIAL |  | MATERIAL SPECIFICATION |  | KEYWAY |  | HAZARD CLASS |  | CERTIFICATION/STANDARD |  | ADDITIONAL FEATURES EN
STP_009 | Data Enrichment | kib |  | 2023-06-27 |  |  | 1268365 | 1268365 | BUSH,TPR LCK;SKF,1615X42MM-TLB | BUSH,TAPER LOCK;MNFR:SKF,PTNO:1615X42MM-TLB | 01)APPLIED INDUSTRIAL TECHNO,01)1615X42MM-TLB,BUSH,TAPER LOCK | 1615X42MM-TLB | 3000348 | SKF | SKF | 1615X42MM-TLB | [18 empty] | BUSH | TAPER LOCK | BORE DIAMETER |  | SERIES |  | MATERIAL |  | MATERIAL SPECIFICATION |  | KEYWAY |  | HAZARD CLASS |  | CERTIFICATION/STANDARD |  | ADDITIONAL FEATURES EN
STP_009 | Data Enrichment | kib |  | 2023-06-27 |  |  | 1268366 | 1268366 | BUSH,TPR LCK;SKF,2012X22MM-TLB | BUSH,TAPER LOCK;MNFR:SKF,PTNO:2012X22MM-TLB | 01)APPLIED INDUSTRIAL TECHNO,01)2012X22MM-TLB,BUSH,TAPER LOCK | 2012X22MM-TLB | 3000348 | SKF | SKF | 2012X22MM-TLB | [18 empty] | BUSH | TAPER LOCK | BORE DIAMETER |  | SERIES |  | MATERIAL |  | MATERIAL SPECIFICATION |  | KEYWAY |  | HAZARD CLASS |  | CERTIFICATION/STANDARD |  | ADDITIONAL FEATURES EN
STP_009 | Data Enrichment | kib |  | 2023-06-27 |  |  | 1268367 | 1268367 | BUSH,TPR LCK;SKF,2012X35MM-TLB | BUSH,TAPER LOCK;MNFR:SKF,PTNO:2012X35MM-TLB | 01)APPLIED INDUSTRIAL TECHNO,01)2012X35MM-TLB,BUSH,TAPER LOCK | 2012X35MM-TLB | 3000348 | SKF | SKF | 2012X35MM-TLB | [18 empty] | BUSH | TAPER LOCK | BORE DIAMETER |  | SERIES |  | MATERIAL |  | MATERIAL SPECIFICATION |  | KEYWAY |  | HAZARD CLASS |  | CERTIFICATION/STANDARD |  | ADDITIONAL FEATURES EN
STP_009 | Data Enrichment | kib |  | 2023-06-27 |  |  | 1268368 | 1268368 | BUSH,TPR LCK;SKF,2517X1-11/16-TL | BUSH,TAPER LOCK;MNFR:SKF,PTNO:2517X1-11/16-TL | 01)APPLIED INDUSTRIAL TECHNO,01)2517X1-11/16-TL,BUSH,TAPER LOCK | 2517X1-11/16-TL | 3000348 | SKF | SKF | 2517X1-11/16-TL | [18 empty] | BUSH | TAPER LOCK | BORE DIAMETER |  | SERIES |  | MATERIAL |  | MATERIAL SPECIFICATION |  | KEYWAY |  | HAZARD CLASS |  | CERTIFICATION/STANDARD |  | ADDITIONAL FEATURES EN
STP_009 | Data Enrichment | kib |  | 2023-06-27 |  |  | 1268369 | 1268369 | BUSH,TPR LCK;SKF,2517X28MM-TLB | BUSH,TAPER LOCK;MNFR:SKF,PTNO:2517X28MM-TLB | 01)APPLIED INDUSTRIAL TECHNO,01)2517X28MM-TLB,BUSH,TAPER LOCK | 2517X28MM-TLB | 3000348 | SKF | SKF | 2517X28MM-TLB | [18 empty] | BUSH | TAPER LOCK | BORE DIAMETER |  | SERIES |  | MATERIAL |  | MATERIAL SPECIFICATION |  | KEYWAY |  | HAZARD CLASS |  | CERTIFICATION/STANDARD |  | ADDITIONAL FEATURES EN
STP_009 | Data Enrichment | kib |  | 2023-06-27 |  |  | 1268370 | 1268370 | BUSH,TPR LCK;SKF,2517X32MM-TLB | BUSH,TAPER LOCK;MNFR:SKF,PTNO:2517X32MM-TLB | 01)APPLIED INDUSTRIAL TECHNO,01)2517X32MM-TLB,BUSH,TAPER LOCK | 2517X32MM-TLB | 3000348 | SKF | SKF | 2517X32MM-TLB | [18 empty] | BUSH | TAPER LOCK | BORE DIAMETER |  | SERIES |  | MATERIAL |  | MATERIAL SPECIFICATION |  | KEYWAY |  | HAZARD CLASS |  | CERTIFICATION/STANDARD |  | ADDITIONAL FEATURES EN
STP_009 | Data Enrichment | kib |  | 2023-06-27 |  |  | 1268371 | 1268371 | BUSH,TPR LCK;SKF,2517X40MM-TLB | BUSH,TAPER LOCK;MNFR:SKF,PTNO:2517X40MM-TLB | 01)APPLIED INDUSTRIAL TECHNO,01)2517X40MM-TLB,BUSH,TAPER LOCK | 2517X40MM-TLB | 3000348 | SKF | SKF | 2517X40MM-TLB | [18 empty] | BUSH | TAPER LOCK | BORE DIAMETER |  | SERIES |  | MATERIAL |  | MATERIAL SPECIFICATION |  | KEYWAY |  | HAZARD CLASS |  | CERTIFICATION/STANDARD |  | ADDITIONAL FEATURES EN
STP_009 | Data Enrichment | kib |  | 2023-06-27 |  |  | 1268372 | 1268372 | BUSH,TPR LCK;SKF,2517X55MM-TLB | BUSH,TAPER LOCK;MNFR:SKF,PTNO:2517X55MM-TLB | 01)APPLIED INDUSTRIAL TECHNO,01)2517X55MM-TLB,BUSH,TAPER LOCK | 2517X55MM-TLB | 3000348 | SKF | SKF | 2517X55MM-TLB | [18 empty] | BUSH | TAPER LOCK | BORE DIAMETER |  | SERIES |  | MATERIAL |  | MATERIAL SPECIFICATION |  | KEYWAY |  | HAZARD CLASS |  | CERTIFICATION/STANDARD |  | ADDITIONAL FEATURES EN
STP_009 | Data Enrichment | kib |  | 2023-06-27 |  |  | 1268373 | 1268373 | BUSH,TPR LCK;SKF,2525X1-1/2-TLB | BUSH,TAPER LOCK;MNFR:SKF,PTNO:2525X1-1/2-TLB | 01)APPLIED INDUSTRIAL TECHNO,01)2525X1-1/2-TLB,BUSH,TAPER LOCK | 2525X1-1/2-TLB | 3000348 | SKF | SKF | 2525X1-1/2-TLB | [18 empty] | BUSH | TAPER LOCK | BORE DIAMETER |  | SERIES |  | MATERIAL |  | MATERIAL SPECIFICATION |  | KEYWAY |  | HAZARD CLASS |  | CERTIFICATION/STANDARD |  | ADDITIONAL FEATURES EN
STP_009 | Data Enrichment | kib |  | 2023-06-27 |  |  | 1268374 | 1268374 | BUSH,TPR LCK;SKF,2525X2-1/4-TLB | BUSH,TAPER LOCK;MNFR:SKF,PTNO:2525X2-1/4-TLB | 01)APPLIED INDUSTRIAL TECHNO,01)2525X2-1/4-TLB,BUSH,TAPER LOCK | 2525X2-1/4-TLB | 3000348 | SKF | SKF | 2525X2-1/4-TLB | [18 empty] | BUSH | TAPER LOCK | BORE DIAMETER |  | SERIES |  | MATERIAL |  | MATERIAL SPECIFICATION |  | KEYWAY |  | HAZARD CLASS |  | CERTIFICATION/STANDARD |  | ADDITIONAL FEATURES EN
STP_009 | Data Enrichment | kib |  | 2023-06-27 |  |  | 1268375 | 1268375 | BUSH,TPR LCK;SKF,3020X2-TL | BUSH,TAPER LOCK;MNFR:SKF,PTNO:3020X2-TL | 01)APPLIED INDUSTRIAL TECHNO,01)3020X2-TL,BUSH,TAPER LOCK | 3020X2-TL | 3000348 | SKF | SKF | 3020X2-TL | [18 empty] | BUSH | TAPER LOCK | BORE DIAMETER |  | SERIES |  | MATERIAL |  | MATERIAL SPECIFICATION |  | KEYWAY |  | HAZARD CLASS |  | CERTIFICATION/STANDARD |  | ADDITIONAL FEATURES EN
STP_009 | Data Enrichment | kib |  | 2023-06-27 |  |  | 1268376 | 1268376 | BUSH,TPR LCK;SKF,3020X45MM-TLB | BUSH,TAPER LOCK;MNFR:SKF,PTNO:3020X45MM-TLB | 01)APPLIED INDUSTRIAL TECHNO,01)3020X45MM-TLB,BUSH,TAPER LOCK | 3020X45MM-TLB | 3000348 | SKF | SKF | 3020X45MM-TLB | [18 empty] | BUSH | TAPER LOCK | BORE DIAMETER |  | SERIES |  | MATERIAL |  | MATERIAL SPECIFICATION |  | KEYWAY |  | HAZARD CLASS |  | CERTIFICATION/STANDARD |  | ADDITIONAL FEATURES EN
STP_009 | Data Enrichment | kib |  | 2023-06-27 |  |  | 1268377 | 1268377 | BUSH,TPR LCK;SKF,3030X70MM-TLB | BUSH,TAPER LOCK;MNFR:SKF,PTNO:3030X70MM-TLB | 01)APPLIED INDUSTRIAL TECHNO,01)3030X70MM-TLB,BUSH,TAPER LOCK | 3030X70MM-TLB | 3000348 | SKF | SKF | 3030X70MM-TLB | [18 empty] | BUSH | TAPER LOCK | BORE DIAMETER |  | SERIES |  | MATERIAL |  | MATERIAL SPECIFICATION |  | KEYWAY |  | HAZARD CLASS |  | CERTIFICATION/STANDARD |  | ADDITIONAL FEATURES EN
STP_009 | Data Enrichment | kib |  | 2023-06-27 |  |  | 1268418 | 1268418 | BUSH;FLOW,E-.74734/1215,RNR | BUSH;MNFR:FLOWSERVE,PTNO:E-.74734/1215,ADDITIONAL FEATURES EN:RUNNER | 01)FLOWSERVE AUSTRALIA,01)E-.74734/1215,BUSH,01)RUNNER | E-.74734/1215 | 3000277 | FLOWSERVE | FLOWSERVE | E-.74734/1215 | [18 empty] | BUSH | NO MODIFIER | TYPE |  | NOMINAL SIZE |  | END CONNECTION |  | LENGTH |  | MATERIAL |  | COLOUR |  | COATING/FINISH |  | HAZARD CLASS |  | CERTIFICATION/STANDARD |  | ADDITIONAL FEATURES EN | RUNNER
STP_009 | Data Enrichment | kib |  | 2023-06-27 |  |  | 1268421 | 1268421 | BUSH;FLOW,E-.9361 1/1215,RNR | BUSH;MNFR:FLOWSERVE,PTNO:E-.9361 1/1215,ADDITIONAL FEATURES EN:RUNNER | 01)FLOWSERVE AUSTRALIA,01)E-.9361 1/1215,BUSH,01)RUNNER | E-.9361 1/1215 | 3000277 | FLOWSERVE | FLOWSERVE | E-.9361 1/1215 | [18 empty] | BUSH | NO MODIFIER | TYPE |  | NOMINAL SIZE |  | END CONNECTION |  | LENGTH |  | MATERIAL |  | COLOUR |  | COATING/FINISH |  | HAZARD CLASS |  | CERTIFICATION/STANDARD |  | ADDITIONAL FEATURES EN | RUNNER
STP_009 | Data Enrichment | kib |  | 2023-06-27 |  |  | 1268416 | 1268416 | BUSH;FLOW,E.93612/15,NECK,SUCTION END | BUSH;MNFR:FLOWSERVE,PTNO:E.93612/15,ADDITIONAL FEATURES EN:NECK,SUCTION END | 01)FLOWSERVE AUSTRALIA,01)E.93612/15,BUSH,01)NECK,SUCTION END | E.93612/15 | 3000277 | FLOWSERVE | FLOWSERVE | E.93612/15 | [18 empty] | BUSH | NO MODIFIER | TYPE |  | NOMINAL SIZE |  | END CONNECTION |  | LENGTH |  | MATERIAL |  | COLOUR |  | COATING/FINISH |  | HAZARD CLASS |  | CERTIFICATION/STANDARD |  | ADDITIONAL FEATURES EN | NECK,SUCTION END
STP_009 | Data Enrichment | kib |  | 2023-06-27 |  |  | 1268417 | 1268417 | BUSH;FLOW,E-.93620/15,NECK,DISCHARGE END | BUSH;MNFR:FLOWSERVE,PTNO:E-.93620/15,ADDITIONAL FEATURES EN:NECK,DISCHARGE END | 01)FLOWSERVE AUSTRALIA,01)E-.93620/15,BUSH,01)NECK,DISCHARGE END | E-.93620/15 | 3000277 | FLOWSERVE | FLOWSERVE | E-.93620/15 | [18 empty] | BUSH | NO MODIFIER | TYPE |  | NOMINAL SIZE |  | END CONNECTION |  | LENGTH |  | MATERIAL |  | COLOUR |  | COATING/FINISH |  | HAZARD CLASS |  | CERTIFICATION/STANDARD |  | ADDITIONAL FEATURES EN | NECK,DISCHARGE END
STP_009 | Data Enrichment | kib |  | 2023-06-27 |  |  | 1275828 | 1275828 | BUSH;GARD,1058448,PR 1000,DRIFTER,CHUCK | BUSH;MNFR:GARDNER DENVER,PTNO:1058448,ADDITIONAL FEATURES EN:PR 1000,DRIFTER,CHUCK DRIVER | 01)SWANSTON TASMANIA PTY LTD,01)1058448,BUSH,01)PR 1000,DRIFTER,CHUCK DRIVE | 1058448 | 3000280 | GARDNER DENVER | GARDNER DENVER | 1058448 | [18 empty] | BUSH | NO MODIFIER | TYPE |  | NOMINAL SIZE |  | END CONNECTION |  | LENGTH |  | MATERIAL |  | COLOUR |  | COATING/FINISH |  | HAZARD CLASS |  | CERTIFICATION/STANDARD |  | ADDITIONAL FEATURES EN | PR 1000,DRIFTER,CHUCK DRIVER
STP_009 | Data Enrichment | kib |  | 2023-06-27 |  |  | 1258169 | 1258169 | BUSH;HEAD ROPE ATTACHMENT POINT | BUSH;TYPE:HEAD ROPE ATTACHMENT POINT,MNFR:ABB,PTNO:3ASX0002669D5148,MNFR:01)ENGEXCEL,PTNO:01)EEGFBB105 | HEAD ROPE ATTACHMENT POINT,01)ENGEXCEL,01)EEGFBB105,BUSH | 3ASX0002669D5148 | 3000014 | ABB | 01)ENGEXCEL | 01)EEGFBB105 | [18 empty] | BUSH | NO MODIFIER | TYPE | HEAD ROPE ATTACHMENT POINT | NOMINAL SIZE |  | END CONNECTION |  | LENGTH |  | MATERIAL |  | COLOUR |  | COATING/FINISH |  | HAZARD CLASS |  | CERTIFICATION/STANDARD |  | ADDITIONAL FEATURES EN
STP_009 | Data Enrichment | kib |  | 2023-06-27 |  |  | 1210773 | 1210773 | BUSH;SIE,70113698,F 35 B 39 X 16, DRAWIN | BUSH;MNFR:SIEMENS,PTNO:70113698,ADDITIONAL FEATURES EN:F 35 B 39 X 16, DRAWING NO: 17856915, POSITION NO: 20 (INLET GUIDE | 01)SIEMENS ENERGY PTY LTD,01)70113698,BUSH,01)F 35 B 39 X 16, DRAWING NO: | 70113698 | 3000032 | SIEMENS | SIEMENS | 70113698 | [18 empty] | BUSH | NO MODIFIER | TYPE |  | NOMINAL SIZE |  | END CONNECTION |  | LENGTH |  | MATERIAL |  | COLOUR |  | COATING/FINISH |  | HAZARD CLASS |  | CERTIFICATION/STANDARD |  | ADDITIONAL FEATURES EN | F 35 B 39 X 16 | [52 empty] | DRAWING NO: 17856915,POSITION NO: 20 (INLET GUIDE
STP_009 | Data Enrichment | kib |  | 2023-06-27 |  |  | 1210774 | 1210774 | BUSH;SIE,70114198,C 35 B 39 X 20, DRAWIN | BUSH;MNFR:SIEMENS,PTNO:70114198,ADDITIONAL FEATURES EN:C 35 B 39 X 20, DRAWING NO: 17856915, POSITION NO: 21 (INLET GUIDE | 01)SIEMENS ENERGY PTY LTD,01)70114198,BUSH,01)C 35 B 39 X 20, DRAWING NO: | 70114198 | 3000032 | SIEMENS | SIEMENS | 70114198 | [18 empty] | BUSH | NO MODIFIER | TYPE |  | NOMINAL SIZE |  | END CONNECTION |  | LENGTH |  | MATERIAL |  | COLOUR |  | COATING/FINISH |  | HAZARD CLASS |  | CERTIFICATION/STANDARD |  | ADDITIONAL FEATURES EN | C 35 B 39 X 20 | [52 empty] | DRAWING NO: 17856915,POSITION NO: 21 (INLET GUIDE
STP_009 | Data Enrichment | kib |  | 2023-06-27 |  |  | 1210771 | 1210771 | BUSH;SIE,70116698,F 30 B 34 X 26, DRAWIN | BUSH;MNFR:SIEMENS,PTNO:70116698,ADDITIONAL FEATURES EN:F 30 B 34 X 26, DRAWING NO: 17856915, POSITION NO: 18 (INLET GUIDE | 01)SIEMENS ENERGY PTY LTD,01)70116698,BUSH,01)F 30 B 34 X 26, DRAWING NO: | 70116698 | 3000032 | SIEMENS | SIEMENS | 70116698 | [18 empty] | BUSH | NO MODIFIER | TYPE |  | NOMINAL SIZE |  | END CONNECTION |  | LENGTH |  | MATERIAL |  | COLOUR |  | COATING/FINISH |  | HAZARD CLASS |  | CERTIFICATION/STANDARD |  | ADDITIONAL FEATURES EN | F 30 B 34 X 26 | [52 empty] | DRAWING NO: 17856915,POSITION NO: 18 (INLET GUIDE
STP_009 | Data Enrichment | kib |  | 2023-06-27 |  |  | 1210772 | 1210772 | BUSH;SIE,70144398,C 20 B 23 X 15, DRAWIN | BUSH;MNFR:SIEMENS,PTNO:70144398,ADDITIONAL FEATURES EN:C 20 B 23 X 15, DRAWING NO: 17856915, POSITION NO: 19 (INLET GUIDE | 01)SIEMENS ENERGY PTY LTD,01)70144398,BUSH,01)C 20 B 23 X 15, DRAWING NO: | 70144398 | 3000032 | SIEMENS | SIEMENS | 70144398 | [18 empty] | BUSH | NO MODIFIER | TYPE |  | NOMINAL SIZE |  | END CONNECTION |  | LENGTH |  | MATERIAL |  | COLOUR |  | COATING/FINISH |  | HAZARD CLASS |  | CERTIFICATION/STANDARD |  | ADDITIONAL FEATURES EN | C 20 B 23 X 15 | [52 empty] | DRAWING NO: 17856915,POSITION NO: 19 (INLET GUIDE
STP_009 | Data Enrichment | kib |  | 2023-06-27 |  |  | 1258170 | 1258170 | BUSH;TAIL ROPE ATTACHMENT POINT | BUSH;TYPE:TAIL ROPE ATTACHMENT POINT,MNFR:ABB,PTNO:3ASX0002669D5121,MNFR:01)ENGEXCEL,PTNO:01)EEGFBB91 | TAIL ROPE ATTACHMENT POINT,01)ENGEXCEL,01)EEGFBB91,BUSH | 3ASX0002669D5121 | 3000014 | ABB | 01)ENGEXCEL | 01)EEGFBB91 | [18 empty] | BUSH | NO MODIFIER | TYPE | TAIL ROPE ATTACHMENT POINT | NOMINAL SIZE |  | END CONNECTION |  | LENGTH |  | MATERIAL |  | COLOUR |  | COATING/FINISH |  | HAZARD CLASS |  | CERTIFICATION/STANDARD |  | ADDITIONAL FEATURES EN
STP_009 | Data Enrichment | kib |  | 2023-06-27 |  |  | 1269501 | 1269501 | BUSH;TENN,80058,SWP,24L,06DR,PYP,SPL | BUSH;MNFR:TENNANT,PTNO:80058,ADDITIONAL FEATURES EN:SWP,24L,06DR,PYP,SPL | 01)TENNANT (2501800),01)80058,BUSH,01)SWP,24L,06DR,PYP,SPL | 80058 | 3000358 | TENNANT | TENNANT | 80058 | [18 empty] | BUSH | NO MODIFIER | TYPE |  | NOMINAL SIZE |  | END CONNECTION |  | LENGTH |  | MATERIAL |  | COLOUR |  | COATING/FINISH |  | HAZARD CLASS |  | CERTIFICATION/STANDARD |  | ADDITIONAL FEATURES EN | SWP,24L,06DR,PYP,SPL
STP_009 | Data Enrichment | kib |  | 2023-06-27 |  |  | 1274153 | 1274153 | BUSH;WEI,853.200.494 | CASQUILLO;MNFR:WEIR,PTNO:853.200.494, | BUSH | 853.200.494 | 3000036 | WEIR | WEIR | 853.200.494, | [18 empty] | BUSH | NO MODIFIER | TYPE |  | NOMINAL SIZE |  | END CONNECTION |  | LENGTH |  | MATERIAL |  | COLOUR |  | COATING/FINISH |  | HAZARD CLASS |  | CERTIFICATION/STANDARD |  | ADDITIONAL FEATURES EN
STP_009 | Data Enrichment | kib |  | 2023-06-27 |  |  | 1274110 | 1274110 | BUSH;WEI,E4083U38 | CASQUILLO;MNFR:WEIR,PTNO:E4083U38, | BUSH | E4083U38 | 3000036 | WEIR | WEIR | E4083U38, | [18 empty] | BUSH | NO MODIFIER | TYPE |  | NOMINAL SIZE |  | END CONNECTION |  | LENGTH |  | MATERIAL |  | COLOUR |  | COATING/FINISH |  | HAZARD CLASS |  | CERTIFICATION/STANDARD |  | ADDITIONAL FEATURES EN
STP_009 | Data Enrichment | kib |  | 2023-06-27 |  |  | 1274111 | 1274111 | BUSH;WEI,F6083WRT1A05 | CASQUILLO;MNFR:WEIR,PTNO:F6083WRT1A05, | BUSH | F6083WRT1A05 | 3000036 | WEIR | WEIR | F6083WRT1A05, | [18 empty] | BUSH | NO MODIFIER | TYPE |  | NOMINAL SIZE |  | END CONNECTION |  | LENGTH |  | MATERIAL |  | COLOUR |  | COATING/FINISH |  | HAZARD CLASS |  | CERTIFICATION/STANDARD |  | ADDITIONAL FEATURES EN
STP_009 | Data Enrichment | kib |  | 2023-06-27 |  |  | 1274112 | 1274112 | BUSH;WEI,G10083WRT1U38 | CASQUILLO;MNFR:WEIR,PTNO:G10083WRT1U38, | BUSH | G10083WRT1U38 | 3000036 | WEIR | WEIR | G10083WRT1U38, | [18 empty] | BUSH | NO MODIFIER | TYPE |  | NOMINAL SIZE |  | END CONNECTION |  | LENGTH |  | MATERIAL |  | COLOUR |  | COATING/FINISH |  | HAZARD CLASS |  | CERTIFICATION/STANDARD |  | ADDITIONAL FEATURES EN
STP_009 | Data Enrichment | SFU |  | 2023-06-27 |  |  | 1328117 | 1328117 | BUSHING;ABB,2427292 | BUSHING;MNFR:ABB,PTNO:2427292 | BUSHING | 2427292 | 3000014 | ABB | ABB | 2427292 | [18 empty] | BUSHING | NO MODIFIER | TYPE |  | SIZE |  | MATERIAL |  | HAZARD CLASS |  | CERTIFICATION/STANDARD |  | ADDITIONAL FEATURES EN
STP_009 | Data Enrichment | SFU |  | 2023-06-27 |  |  | 1252881 | 1252881 | BUSHING;DIEC,5H.2772500301 | BUSHING;MNFR:DIECI,PTNO:5H.2772500301,ADDITIONAL FEATURES EN:TRUST | BUSHING,01)TRUST | 5H.2772500301 | 3000511 | DIECI | DIECI | 5H.2772500301 | [18 empty] | BUSHING | NO MODIFIER | TYPE |  | SIZE |  | MATERIAL |  | HAZARD CLASS |  | CERTIFICATION/STANDARD |  | ADDITIONAL FEATURES EN | TRUST
STP_009 | Data Enrichment | SFU |  | 2023-06-27 |  |  | 1252836 | 1252836 | BUSHING;DIEC,5H.2772500302 | BUSHING;MNFR:DIECI,PTNO:5H.2772500302,ADDITIONAL FEATURES EN:THRUST | BUSHING,01)THRUST | 5H.2772500302 | 3000511 | DIECI | DIECI | 5H.2772500302 | [18 empty] | BUSHING | NO MODIFIER | TYPE |  | SIZE |  | MATERIAL |  | HAZARD CLASS |  | CERTIFICATION/STANDARD |  | ADDITIONAL FEATURES EN | THRUST
STP_009 | Data Enrichment | SFU |  | 2023-06-27 |  |  | 1213062 | 1213062 | BUSHING;DRVT,IFI00119 | BUSHING;MNFR:DRIVETRAIN,PTNO:IFI00119 | 01)DRIVETRAIN AUSTRALIA,01)IFI00119,BUSHING | IFI00119 | 3000461 | DRIVETRAIN | DRIVETRAIN | IFI00119 | [18 empty] | BUSHING | NO MODIFIER | TYPE |  | SIZE |  | MATERIAL |  | HAZARD CLASS |  | CERTIFICATION/STANDARD |  | ADDITIONAL FEATURES EN
STP_009 | Data Enrichment | SFU |  | 2023-06-27 |  |  | 1213063 | 1213063 | BUSHING;DRVT,IFI00122 | BUSHING;MNFR:DRIVETRAIN,PTNO:IFI00122 | 01)DRIVETRAIN AUSTRALIA,01)IFI00122,BUSHING | IFI00122 | 3000461 | DRIVETRAIN | DRIVETRAIN | IFI00122 | [18 empty] | BUSHING | NO MODIFIER | TYPE |  | SIZE |  | MATERIAL |  | HAZARD CLASS |  | CERTIFICATION/STANDARD |  | ADDITIONAL FEATURES EN
STP_009 | Data Enrichment | SFU |  | 2023-06-27 |  |  | 1213067 | 1213067 | BUSHING;DRVT,IFI00154 | BUSHING;MNFR:DRIVETRAIN,PTNO:IFI00154 | 01)DRIVETRAIN AUSTRALIA,01)IFI00154,BUSHING | IFI00154 | 3000461 | DRIVETRAIN | DRIVETRAIN | IFI00154 | [18 empty] | BUSHING | NO MODIFIER | TYPE |  | SIZE |  | MATERIAL |  | HAZARD CLASS |  | CERTIFICATION/STANDARD |  | ADDITIONAL FEATURES EN
STP_009 | Data Enrichment | SFU |  | 2023-06-27 |  |  | 1211048 | 1211048 | BUSHING;DRVT,IFI23619 | BUSHING;MNFR:DRIVETRAIN,PTNO:IFI23619 | 01)DRIVETRAIN,01)IFI23619,BUSHING | IFI23619 | 3000461 | DRIVETRAIN | DRIVETRAIN | IFI23619 | [18 empty] | BUSHING | NO MODIFIER | TYPE |  | SIZE |  | MATERIAL |  | HAZARD CLASS |  | CERTIFICATION/STANDARD |  | ADDITIONAL FEATURES EN
STP_009 | Data Enrichment | SFU |  | 2023-06-27 |  |  | 1213327 | 1213327 | BUSHING;DRVT,IFI25321 | BUSHING;MNFR:DRIVETRAIN,PTNO:IFI25321 | 01)DRIVETRAIN AUSTRALIA,01)IFI25321,BUSHING | IFI25321 | 3000461 | DRIVETRAIN | DRIVETRAIN | IFI25321 | [18 empty] | BUSHING | NO MODIFIER | TYPE |  | SIZE |  | MATERIAL |  | HAZARD CLASS |  | CERTIFICATION/STANDARD |  | ADDITIONAL FEATURES EN
STP_009 | Data Enrichment | SFU |  | 2023-06-27 |  |  | 1213331 | 1213331 | BUSHING;DRVT,IFI25455 | BUSHING;MNFR:DRIVETRAIN,PTNO:IFI25455 | 01)DRIVETRAIN AUSTRALIA,01)IFI25455,BUSHING | IFI25455 | 3000461 | DRIVETRAIN | DRIVETRAIN | IFI25455 | [18 empty] | BUSHING | NO MODIFIER | TYPE |  | SIZE |  | MATERIAL |  | HAZARD CLASS |  | CERTIFICATION/STANDARD |  | ADDITIONAL FEATURES EN
STP_009 | Data Enrichment | SFU |  | 2023-06-27 |  |  | 1211057 | 1211057 | BUSHING;DRVT,IFI31194 | BUSHING;MNFR:DRIVETRAIN,PTNO:IFI31194 | 01)DRIVETRAIN,01)IFI31194,BUSHING | IFI31194 | 3000461 | DRIVETRAIN | DRIVETRAIN | IFI31194 | [18 empty] | BUSHING | NO MODIFIER | TYPE |  | SIZE |  | MATERIAL |  | HAZARD CLASS |  | CERTIFICATION/STANDARD |  | ADDITIONAL FEATURES EN
STP_009 | Data Enrichment | SFU |  | 2023-06-27 |  |  | 1275560 | 1275560 | BUSHING;DRVT,IFI32275 | BUSHING;MNFR:DRIVETRAIN,PTNO:IFI32275 | 01)DRIVETRAIN,01)IFI32275,BUSHING | IFI32275 | 3000461 | DRIVETRAIN | DRIVETRAIN | IFI32275 | [18 empty] | BUSHING | NO MODIFIER | TYPE |  | SIZE |  | MATERIAL |  | HAZARD CLASS |  | CERTIFICATION/STANDARD |  | ADDITIONAL FEATURES EN
STP_009 | Data Enrichment | SFU |  | 2023-06-27 |  |  | 1213499 | 1213499 | BUSHING;DRVT,IFI33558 | BUSHING;MNFR:DRIVETRAIN,PTNO:IFI33558 |  | IFI33558 | 3000461 | DRIVETRAIN | DRIVETRAIN | IFI33558 | [18 empty] | BUSHING | NO MODIFIER | TYPE |  | SIZE |  | MATERIAL |  | HAZARD CLASS |  | CERTIFICATION/STANDARD |  | ADDITIONAL FEATURES EN
STP_009 | Data Enrichment | SFU |  | 2023-06-27 |  |  | 1242510 | 1242510 | BUSHING;HYS,0192429,TLT CYL | BUSHING;MNFR:HYSTER,PTNO:0192429,ADDITIONAL FEATURES EN:TILT CYLINDER | 01)FORKLIFT,01)S120FT,BUSHING,01)TILT CYLINDER,01)CYLINDRE D'INCLINAISON | 192429 | 3000023 | HYSTER | HYSTER | 0192429 | [18 empty] | BUSHING | NO MODIFIER | TYPE |  | SIZE |  | MATERIAL |  | HAZARD CLASS |  | CERTIFICATION/STANDARD |  | ADDITIONAL FEATURES EN | TILT CYLINDER
STP_009 | Data Enrichment | SFU |  | 2023-06-27 |  |  | 1273071 | 1273071 | BUSHING;HYS,1673898 | BUSHING;MNFR:HYSTER,PTNO:1673898 | 01)ADAPT-A-LIFT GROUP PTY LT,01)1673898,BUSHING | 1673898 | 3000023 | HYSTER | HYSTER | 1673898 | [18 empty] | BUSHING | NO MODIFIER | TYPE |  | SIZE |  | MATERIAL |  | HAZARD CLASS |  | CERTIFICATION/STANDARD |  | ADDITIONAL FEATURES EN
STP_009 | Data Enrichment | SFU |  | 2023-06-27 |  |  | 1214491 | 1214491 | BUSHING;MAN,474062 | BUSHING;MNFR:MANITOU,PTNO:474062 | BUSHING | 474062 | 3000007 | MANITOU | MANITOU | 474062 | [18 empty] | BUSHING | NO MODIFIER | TYPE |  | SIZE |  | MATERIAL |  | HAZARD CLASS |  | CERTIFICATION/STANDARD |  | ADDITIONAL FEATURES EN
STP_009 | Data Enrichment | SFU |  | 2023-06-27 |  |  | 1220211 | 1220211 | BUSHING;MAN,744806 | BUSHING;MNFR:MANITOU,PTNO:744806 | 01)JUNGHEINRICH AUSTRALIA PT,01)744806,BUSHING | 744806 | 3000007 | MANITOU | MANITOU | 744806 | [18 empty] | BUSHING | NO MODIFIER | TYPE |  | SIZE |  | MATERIAL |  | HAZARD CLASS |  | CERTIFICATION/STANDARD |  | ADDITIONAL FEATURES EN
STP_009 | Data Enrichment | SFU |  | 2023-06-27 |  |  | 1211195 | 1211195 | BUSHING;SCHN,SL496-903 | BUSHING;MNFR:SCHNEIDER INC,PTNO:SL496-903 | 01)SCHNEIDER ELECTRIC (AUS),01)SL496-903,BUSHING | SL496-903 | 3000344 | SCHNEIDER INC | SCHNEIDER INC | SL496-903 | [18 empty] | BUSHING | NO MODIFIER | TYPE |  | SIZE |  | MATERIAL |  | HAZARD CLASS |  | CERTIFICATION/STANDARD |  | ADDITIONAL FEATURES EN
STP_009 | Data Enrichment | SFU |  | 2023-06-27 |  |  | 1270544 | 1270544 | BUSHING;SCHN,SL496-904P | BUSHING;MNFR:SCHNEIDER INC,PTNO:SL496-904P | 01)SCHNEIDER ELECTRIC (AUS),01)SL496-904P,BUSHING | SL496-904P | 3000344 | SCHNEIDER INC | SCHNEIDER INC | SL496-904P | [18 empty] | BUSHING | NO MODIFIER | TYPE |  | SIZE |  | MATERIAL |  | HAZARD CLASS |  | CERTIFICATION/STANDARD |  | ADDITIONAL FEATURES EN
STP_009 | Data Enrichment | SFU |  | 2023-06-27 |  |  | 1214292 | 1214292 | BUSHING;SIE,210-338 | BUSHING;MNFR:SIEMENS,PTNO:210-338 | BUSHING | 210-338 | 3000032 | SIEMENS | SIEMENS | 210-338 | [18 empty] | BUSHING | NO MODIFIER | TYPE |  | SIZE |  | MATERIAL |  | HAZARD CLASS |  | CERTIFICATION/STANDARD |  | ADDITIONAL FEATURES EN
STP_009 | Data Enrichment | SFU |  | 2023-06-27 |  |  | 1258587 | 1258587 | BUSHING;SIE,2BY2180-0AA76 | BUSHING;MNFR:SIEMENS,PTNO:2BY2180-0AA76 | BUSHING | 2BY2180-0AA76 | 3000032 | SIEMENS | SIEMENS | 2BY2180-0AA76 | [18 empty] | BUSHING | NO MODIFIER | TYPE |  | SIZE |  | MATERIAL |  | HAZARD CLASS |  | CERTIFICATION/STANDARD |  | ADDITIONAL FEATURES EN
STP_009 | Data Enrichment | SFU |  | 2023-06-27 |  |  | 1258202 | 1258202 | BUSHING;SIE,2BY5760-1AA76 | BUSHING;MNFR:SIEMENS,PTNO:2BY5760-1AA76 | BUSHING | 2BY5760-1AA76 | 3000032 | SIEMENS | SIEMENS | 2BY5760-1AA76 | [18 empty] | BUSHING | NO MODIFIER | TYPE |  | SIZE |  | MATERIAL |  | HAZARD CLASS |  | CERTIFICATION/STANDARD |  | ADDITIONAL FEATURES EN
STP_009 | Data Enrichment | SFU |  | 2023-06-27 |  |  | 1258203 | 1258203 | BUSHING;SIE,2BY5780-1AA76 | BUSHING;MNFR:SIEMENS,PTNO:2BY5780-1AA76 | BUSHING | 2BY5780-1AA76 | 3000032 | SIEMENS | SIEMENS | 2BY5780-1AA76 | [18 empty] | BUSHING | NO MODIFIER | TYPE |  | SIZE |  | MATERIAL |  | HAZARD CLASS |  | CERTIFICATION/STANDARD |  | ADDITIONAL FEATURES EN
STP_009 | Data Enrichment | SFU |  | 2023-06-27 |  |  | 1214223 | 1214223 | BUSHING;SIE,DT 10F630 | BUSHING;MNFR:SIEMENS,PTNO:DT 10F630 | BUSHING | DT 10F630 | 3000032 | SIEMENS | SIEMENS | DT 10F630 | [18 empty] | BUSHING | NO MODIFIER | TYPE |  | SIZE |  | MATERIAL |  | HAZARD CLASS |  | CERTIFICATION/STANDARD |  | ADDITIONAL FEATURES EN
STP_009 | Data Enrichment | SFU |  | 2023-06-27 |  |  | 1257527 | 1257527 | BUSHING;SIE,R33150A | BUSHING;MNFR:SIEMENS,PTNO:R33150A | BUSHING | R33150A | 3000032 | SIEMENS | SIEMENS | R33150A | [18 empty] | BUSHING | NO MODIFIER | TYPE |  | SIZE |  | MATERIAL |  | HAZARD CLASS |  | CERTIFICATION/STANDARD |  | ADDITIONAL FEATURES EN
STP_009 | Data Enrichment | SFU |  | 2023-06-27 |  |  | 1269457 | 1269457 | BUSHING;SKF,2517X25MM-TLB,TPR | BUSHING;MNFR:SKF,PTNO:2517X25MM-TLB,ADDITIONAL FEATURES EN:TAPER | 01)APPLIED INDUSTRIAL TECHNO M,01)2517X25MM-TLB,BUSHING,01)TAPER | 2517X25MM-TLB | 3000348 | SKF | SKF | 2517X25MM-TLB | [18 empty] | BUSHING | NO MODIFIER | TYPE |  | SIZE |  | MATERIAL |  | HAZARD CLASS |  | CERTIFICATION/STANDARD |  | ADDITIONAL FEATURES EN | TAPER
STP_009 | Data Enrichment | SFU |  | 2023-06-27 |  |  | 1214375 | 1214375 | BUSHING;SKF,A070X110,ID:70MM,OD:110MM,SE | BUSHING;MNFR:SKF,PTNO:A070X110,ADDITIONAL FEATURES EN:ID:70MM,OD:110MM,SERIES:A(FX10),KEYLESS LOCKING ELEMENTS | 01)APPLIED INDUSTRIAL TECHNO,01)A070X110,BUSHING,01)ID:70MM,OD:110MM,02)SERIES:A(FX10),03)KEYLESS LOCKING ELEMENTS | A070X110 | 3000348 | SKF | SKF | A070X110 | [18 empty] | BUSHING | NO MODIFIER | TYPE |  | SIZE |  | MATERIAL |  | HAZARD CLASS |  | CERTIFICATION/STANDARD |  | ADDITIONAL FEATURES EN | ID:70MM | [60 empty] | OD:110MM,SERIES:A(FX10),KEYLESS LOCKING ELEMENTS
STP_009 | Data Enrichment | SFU |  | 2023-06-27 |  |  | 1269499 | 1269499 | BUSHING;SKF,A120X165,KEY LESS | BUSHING;MNFR:SKF,PTNO:A120X165,ADDITIONAL FEATURES EN:KEY LESS | 01)APPLIED INDUSTRIAL TECHNO M,01)A120X165,BUSHING,01)KEY LESS | A120X165 | 3000348 | SKF | SKF | A120X165 | [18 empty] | BUSHING | NO MODIFIER | TYPE |  | SIZE |  | MATERIAL |  | HAZARD CLASS |  | CERTIFICATION/STANDARD |  | ADDITIONAL FEATURES EN | KEY LESS
STP_009 | Data Enrichment | SFU |  | 2023-06-27 |  |  | 1272299 | 1272299 | BUSHING;SKF,PG323620F,PCM,SKF25 22 | BUSHING;MNFR:SKF,PTNO:PG323620F,ADDITIONAL FEATURES EN:PCM,SKF25 22 |  | PG323620F | 3000348 | SKF | SKF | PG323620F | [18 empty] | BUSHING | NO MODIFIER | TYPE |  | SIZE |  | MATERIAL |  | HAZARD CLASS |  | CERTIFICATION/STANDARD |  | ADDITIONAL FEATURES EN | PCM,SKF25 22
STP_009 | Data Enrichment | SFU |  | 2023-06-27 |  |  | 1274769 | 1274769 | BUSHING;SKF,PHFTB1210X32MM,TPRD | BUSHING;MNFR:SKF,PTNO:PHFTB1210X32MM,ADDITIONAL FEATURES EN:TAPERED | 01)MOUNT ISA MINING SUPPLIES,01)1210X32MM-TLB,BUSHING,01)TAPERED | PHFTB1210X32MM | 3000348 | SKF | SKF | PHFTB1210X32MM | [18 empty] | BUSHING | NO MODIFIER | TYPE |  | SIZE |  | MATERIAL |  | HAZARD CLASS |  | CERTIFICATION/STANDARD |  | ADDITIONAL FEATURES EN | TAPERED
STP_009 | Data Enrichment | kib |  | 2023-06-27 |  |  | 1271788 | 1271788 | COIL,ELEC;AB,A-B100FSC280,SUPPRSSR,RC MO | COIL,ELECTRICAL;MNFR:ALLEN BRADLEY,PTNO:A-B100FSC280,ADDITIONAL FEATURES EN:SUPPRESSOR,RC MODULE,24-48VAC | 01)CNW,01) A-B100FSC280,COIL,ELECTRICAL,01)SUPPRESSOR,RC MODULE,24-48V | A-B100FSC280 | 3000226 | ALLEN BRADLEY | ALLEN BRADLEY | A-B100FSC280 | [18 empty] | COIL | ELECTRICAL | TYPE |  | SIZE |  | VOLTAGE RATING |  | CURRENT RATING |  | TEMPERATURE RATING |  | INSULATION CLASS |  | HAZARD CLASS |  | CERTIFICATION/STANDARD |  | ADDITIONAL FEATURES EN | SUPPRESSOR,RC MODULE,24-48VAC
STP_009 | Data Enrichment | kib |  | 2023-06-27 |  |  | 1267576 | 1267576 | COIL,ELEC;AB,TA473,100-C09-16 D 110VAC | COIL,ELECTRICAL;MNFR:ALLEN BRADLEY,PTNO:TA473,ADDITIONAL FEATURES EN:100-C09-16 D 110VAC 50HZ 120VAC 60HZ | 01)HAYMANS ELECTRICAL (SERVI,01)ALBTA473,COIL,ELECTRICAL,01)100-C09-16 D 110VAC 50HZ 1 | TA473 | 3000226 | ALLEN BRADLEY | ALLEN BRADLEY | TA473 | [18 empty] | COIL | ELECTRICAL | TYPE |  | SIZE |  | VOLTAGE RATING |  | CURRENT RATING |  | TEMPERATURE RATING |  | INSULATION CLASS |  | HAZARD CLASS |  | CERTIFICATION/STANDARD |  | ADDITIONAL FEATURES EN | 100-C09-16 D 110VAC 50HZ 120VAC 60HZ
STP_009 | Data Enrichment | kib |  | 2023-06-27 |  |  | 1214069 | 1214069 | COIL,ELEC;CONTACTER,220 VAC,50HZ | COIL,ELECTRICAL;TYPE:CONTACTER,SIZE:WD 160 X HT 151 X DP 108 MM,VOLTAGE RATING:220 VAC,ADDITIONAL FEATURES EN:50HZ,MNFR:SIEMENS, PTNO:3TY1.243-0F | CONTACTER,WD 160 X HT 151 X DP 108 MM,EN_01)220 VAC,01)50HZ,COIL | 3TY1.243-0F | 3000032 | SIEMENS | SIEMENS | 3TY1.243-0F | [18 empty] | COIL | ELECTRICAL | TYPE | CONTACTER | SIZE | WD 160 X HT 151 X DP 108 MM | VOLTAGE RATING | 220 VAC | CURRENT RATING |  | TEMPERATURE RATING |  | INSULATION CLASS |  | HAZARD CLASS |  | CERTIFICATION/STANDARD |  | ADDITIONAL FEATURES EN | 50HZ
STP_009 | Data Enrichment | kib |  | 2023-06-27 |  |  | 1214076 | 1214076 | COIL,ELEC;CONTACTOR,110 V,50HZ | COIL,ELECTRICAL;TYPE:CONTACTOR,VOLTAGE RATING:110 V,ADDITIONAL FEATURES EN:50HZ,MNFR:SIEMENS,PTNO:3TY1.283-0F | CONTACTOR,EN_01)110 V,01)50HZ,COIL | 3TY1.283-0F | 3000032 | SIEMENS | SIEMENS | 3TY1.283-0F | [18 empty] | COIL | ELECTRICAL | TYPE | CONTACTOR | SIZE |  | VOLTAGE RATING | 110 V | CURRENT RATING |  | TEMPERATURE RATING |  | INSULATION CLASS |  | HAZARD CLASS |  | CERTIFICATION/STANDARD |  | ADDITIONAL FEATURES EN | 50HZ
STP_009 | Data Enrichment | kib |  | 2023-06-27 |  |  | 1258468 | 1258468 | COIL,ELEC;DIEC,BHE1409/LC | COIL,ELECTRICAL;MNFR:DIECI,PTNO:BHE1409/LC,ADDITIONAL FEATURES EN:PARK BRAKE, 12 VDC | COIL,ELECTRICAL,01)PARK BRAKE, 12 VDC | BHE1409/LC | 3000511 | DIECI | DIECI | BHE1409/LC | [18 empty] | COIL | ELECTRICAL | TYPE |  | SIZE |  | VOLTAGE RATING |  | CURRENT RATING |  | TEMPERATURE RATING |  | INSULATION CLASS |  | HAZARD CLASS |  | CERTIFICATION/STANDARD |  | ADDITIONAL FEATURES EN | PARK BRAKE,12 VDC
STP_009 | Data Enrichment | kib |  | 2023-06-27 |  |  | 1272803 | 1272803 | COIL,ELEC;SCHN,FX422-387,VLX2,110VDC TRI | COIL,ELECTRICAL;MNFR:SCHNEIDER INC,PTNO:FX422-387,ADDITIONAL FEATURES EN:VLX2,110VDC TRIP | 01)SCHNEIDER ELECTRIC IT AUS,01)FX422-387,COIL,ELECTRICAL,01)VLX2,110VDC TRIP | FX422-387 | 3000344 | SCHNEIDER INC | SCHNEIDER INC | FX422-387 | [18 empty] | COIL | ELECTRICAL | TYPE |  | SIZE |  | VOLTAGE RATING |  | CURRENT RATING |  | TEMPERATURE RATING |  | INSULATION CLASS |  | HAZARD CLASS |  | CERTIFICATION/STANDARD |  | ADDITIONAL FEATURES EN | VLX2,110VDC TRIP
STP_009 | Data Enrichment | kib |  | 2023-06-27 |  |  | 1216476 | 1216476 | COIL,SOL;ABB,0400218 | COIL,SOLENOID;MNFR:ABB,PTNO:0400218 | COIL,SOLENOID | 400218 | 3000014 | ABB | ABB | 0400218 | [18 empty] | COIL | SOLENOID | TYPE |  | VOLTAGE RATING |  | POWER RATING |  | SIZE |  | MATERIAL |  | ENCLOSURE |  | HAZARD CLASS |  | CERTIFICATION/STANDARD |  | ADDITIONAL FEATURES EN
STP_009 | Data Enrichment | kib |  | 2023-06-27 |  |  | 1220423 | 1220423 | COIL,SOL;ABB,280251 | COIL,SOLENOID;MNFR:ABB,PTNO:280251 | COIL,SOLENOID | 280251 | 3000014 | ABB | ABB | 280251 | [18 empty] | COIL | SOLENOID | TYPE |  | VOLTAGE RATING |  | POWER RATING |  | SIZE |  | MATERIAL |  | ENCLOSURE |  | HAZARD CLASS |  | CERTIFICATION/STANDARD |  | ADDITIONAL FEATURES EN
STP_009 | Data Enrichment | kib |  | 2023-06-27 |  |  | 1258357 | 1258357 | COIL,SOL;ABB,400218 | COIL,SOLENOID;MNFR:ABB,PTNO:400218 | COIL,SOLENOID | 400218 | 3000014 | ABB | ABB | 400218 | [18 empty] | COIL | SOLENOID | TYPE |  | VOLTAGE RATING |  | POWER RATING |  | SIZE |  | MATERIAL |  | ENCLOSURE |  | HAZARD CLASS |  | CERTIFICATION/STANDARD |  | ADDITIONAL FEATURES EN
STP_009 | Data Enrichment | kib |  | 2023-06-27 |  |  | 1213337 | 1213337 | COIL,SOL;DRVT,IFI25800,INJECTION PUMP | COIL,SOLENOID;MNFR:DRIVETRAIN,PTNO:IFI25800,ADDITIONAL FEATURES EN:INJECTION PUMP | 01)DRIVETRAIN AUSTRALIA,01)IFI25800,COIL,SOLENOID,01)INJECTION PUMP | IFI25800 | 3000461 | DRIVETRAIN | DRIVETRAIN | IFI25800 | [18 empty] | COIL | SOLENOID | TYPE |  | VOLTAGE RATING |  | POWER RATING |  | SIZE |  | MATERIAL |  | ENCLOSURE |  | HAZARD CLASS |  | CERTIFICATION/STANDARD |  | ADDITIONAL FEATURES EN | INJECTION PUMP
STP_009 | Data Enrichment | kib |  | 2023-06-27 |  |  | 1266968 | 1266968 | COIL,SOL;SCHN,114555C,CLSE,48VDC | COIL,SOLENOID;MNFR:SCHNEIDER INC,PTNO:114555C,ADDITIONAL FEATURES EN:CLOSE,48VDC | 01)SCHNEIDER ELECTRIC (AUS),01)114555C,COIL,SOLENOID,01)CLOSE,48VDC | 114555C | 3000344 | SCHNEIDER INC | SCHNEIDER INC | 114555C | [18 empty] | COIL | SOLENOID | TYPE |  | VOLTAGE RATING |  | POWER RATING |  | SIZE |  | MATERIAL |  | ENCLOSURE |  | HAZARD CLASS |  | CERTIFICATION/STANDARD |  | ADDITIONAL FEATURES EN | CLOSE,48VDC
STP_009 | Data Enrichment | kib |  | 2023-06-27 |  |  | 1266969 | 1266969 | COIL,SOL;SCHN,114555T,TRIP,48VDC | COIL,SOLENOID;MNFR:SCHNEIDER INC,PTNO:114555T,ADDITIONAL FEATURES EN:TRIP,48VDC | 01)SCHNEIDER ELECTRIC (AUS),01)114555T,COIL,SOLENOID,01)TRIP,48VDC | 114555T | 3000344 | SCHNEIDER INC | SCHNEIDER INC | 114555T | [18 empty] | COIL | SOLENOID | TYPE |  | VOLTAGE RATING |  | POWER RATING |  | SIZE |  | MATERIAL |  | ENCLOSURE |  | HAZARD CLASS |  | CERTIFICATION/STANDARD |  | ADDITIONAL FEATURES EN | TRIP,48VDC
STP_009 | Data Enrichment | kib |  | 2023-06-27 |  |  | 1214321 | 1214321 | COIL,SOL;SIE,064-420.3/A | COIL,SOLENOID;MNFR:SIEMENS,PTNO:064-420.3/A | COIL,SOLENOID | 064-420.3/A | 3000032 | SIEMENS | SIEMENS | 064-420.3/A | [18 empty] | COIL | SOLENOID | TYPE |  | VOLTAGE RATING |  | POWER RATING |  | SIZE |  | MATERIAL |  | ENCLOSURE |  | HAZARD CLASS |  | CERTIFICATION/STANDARD |  | ADDITIONAL FEATURES EN
STP_009 | Data Enrichment | kib |  | 2023-06-27 |  |  | 1321543 | 1321543 | COIL,SOL;SIE,3AY1510-5E | COIL,SOLENOID;MNFR:SIEMENS,PTNO:3AY1510-5E | COIL,SOLENOID | 3AY1510-5E | 3000032 | SIEMENS | SIEMENS | 3AY1510-5E | [18 empty] | COIL | SOLENOID | TYPE |  | VOLTAGE RATING |  | POWER RATING |  | SIZE |  | MATERIAL |  | ENCLOSURE |  | HAZARD CLASS |  | CERTIFICATION/STANDARD |  | ADDITIONAL FEATURES EN
STP_009 | Data Enrichment | kib |  | 2023-06-27 |  |  | 1220399 | 1220399 | COIL;ABB,3AFP7000136 | COIL;MNFR:ABB,PTNO:3AFP7000136 | COIL | 3AFP7000136 | 3000014 | ABB | ABB | 3AFP7000136 | [18 empty] | COIL | NO MODIFIER | TYPE |  | MATERIAL |  | DIAMETER |  | HAZARD CLASS |  | CERTIFICATION/STANDARD |  | ADDITIONAL FEATURES EN
STP_009 | Data Enrichment | kib |  | 2023-06-27 |  |  | 1258165 | 1258165 | COIL;ABB,3ASM 210 G150 | COIL;MNFR:ABB,PTNO:3ASM 210 G150 | COIL | 3ASM 210 G150 | 3000014 | ABB | ABB | 3ASM 210 G150 | [18 empty] | COIL | NO MODIFIER | TYPE |  | MATERIAL |  | DIAMETER |  | HAZARD CLASS |  | CERTIFICATION/STANDARD |  | ADDITIONAL FEATURES EN
STP_009 | Data Enrichment | kib |  | 2023-06-27 |  |  | 1264661 | 1264661 | COIL;ABB,414-754 | COIL;MNFR:ABB,PTNO:414-754 | COIL | 414-754 | 3000014 | ABB | ABB | 414-754 | [18 empty] | COIL | NO MODIFIER | TYPE |  | MATERIAL |  | DIAMETER |  | HAZARD CLASS |  | CERTIFICATION/STANDARD |  | ADDITIONAL FEATURES EN
STP_009 | Data Enrichment | kib |  | 2023-06-27 |  |  | 1214454 | 1214454 | COIL;ABB,5254741 | COIL;MNFR:ABB,PTNO:5254741 | COIL | 5254741 | 3000014 | ABB | ABB | 5254741 | [18 empty] | COIL | NO MODIFIER | TYPE |  | MATERIAL |  | DIAMETER |  | HAZARD CLASS |  | CERTIFICATION/STANDARD |  | ADDITIONAL FEATURES EN
STP_009 | Data Enrichment | kib |  | 2023-06-27 |  |  | 1326207 | 1326207 | COIL;ABB,FIN-SSP-13080 | COIL;MNFR:ABB,PTNO:FIN-SSP-13080 | COIL | FIN-SSP-13080 | 3000014 | ABB | ABB | FIN-SSP-13080 | [18 empty] | COIL | NO MODIFIER | TYPE |  | MATERIAL |  | DIAMETER |  | HAZARD CLASS |  | CERTIFICATION/STANDARD |  | ADDITIONAL FEATURES EN
STP_009 | Data Enrichment | kib |  | 2023-06-27 |  |  | 1264375 | 1264375 | COIL;ABB,SG150092R1 | COIL;MNFR:ABB,PTNO:SG150092R1 | COIL | SG150092R1 | 3000014 | ABB | ABB | SG150092R1 | [18 empty] | COIL | NO MODIFIER | TYPE |  | MATERIAL |  | DIAMETER |  | HAZARD CLASS |  | CERTIFICATION/STANDARD |  | ADDITIONAL FEATURES EN
STP_009 | Data Enrichment | kib |  | 2023-06-27 |  |  | 1214743 | 1214743 | COIL;ASWP,DU.DAX0000113 | COIL;MNFR:AUSWEEP,PTNO:DU.DAX0000113 |  | DU.DAX0000113 | 3000416 | AUSWEEP | AUSWEEP | DU.DAX0000113 | [18 empty] | COIL | NO MODIFIER | TYPE |  | MATERIAL |  | DIAMETER |  | HAZARD CLASS |  | CERTIFICATION/STANDARD |  | ADDITIONAL FEATURES EN
STP_009 | Data Enrichment | kib |  | 2023-06-27 |  |  | 1323660 | 1323660 | COIL;CUM,134079 | COIL;MNFR:CUMMINS,PTNO:134079 | COIL | 134079 | 3000018 | CUMMINS | CUMMINS | 134079 | [18 empty] | COIL | NO MODIFIER | TYPE |  | MATERIAL |  | DIAMETER |  | HAZARD CLASS |  | CERTIFICATION/STANDARD |  | ADDITIONAL FEATURES EN
STP_009 | Data Enrichment | kib |  | 2023-06-27 |  |  | 1273629 | 1273629 | COIL;NHP,CAC716415VA,415 VAC,FOR CA7-9/1 | COIL;MNFR:NHP,PTNO:CAC716415VA,ADDITIONAL FEATURES EN:415 VAC,FOR CA7-9/16 | 01)SHERRIFF ELECTRICAL SUPPL,01)NHPCAC716415VA,COIL,01)415 VAC,FOR CA7-9/16 | CAC716415VA | 3000664 | NHP | NHP | CAC716415VA | [18 empty] | COIL | NO MODIFIER | TYPE |  | MATERIAL |  | DIAMETER |  | HAZARD CLASS |  | CERTIFICATION/STANDARD |  | ADDITIONAL FEATURES EN | 415 VAC,FOR CA7-9/16
STP_009 | Data Enrichment | kib |  | 2023-06-27 |  |  | 1274852 | 1274852 | COIL;NHP,CAC73724VA,CONTOR | COIL;MNFR:NHP,PTNO:CAC73724VA,ADDITIONAL FEATURES EN:CONTACTOR | 01)HAYMANS ELECTRICAL (PARTS,01)NHPCAC73724VA,COIL,01)CONTACTOR | CAC73724VA | 3000664 | NHP | NHP | CAC73724VA | [18 empty] | COIL | NO MODIFIER | TYPE |  | MATERIAL |  | DIAMETER |  | HAZARD CLASS |  | CERTIFICATION/STANDARD |  | ADDITIONAL FEATURES EN | CONTACTOR
STP_009 | Data Enrichment | kib |  | 2023-06-27 |  |  | 1273630 | 1273630 | COIL;NHP,CAC737415VA,415 VAC,F/CA7-23/37 | COIL;MNFR:NHP,PTNO:CAC737415VA,ADDITIONAL FEATURES EN:415 VAC,F/CA7-23/37 | 01)SHERRIFF ELECTRICAL SUPPL,01)NHPCAC737415VA,COIL,01)415 VAC,F/CA7-23/37 | CAC737415VA | 3000664 | NHP | NHP | CAC737415VA | [18 empty] | COIL | NO MODIFIER | TYPE |  | MATERIAL |  | DIAMETER |  | HAZARD CLASS |  | CERTIFICATION/STANDARD |  | ADDITIONAL FEATURES EN | 415 VAC,F/CA7-23/37
STP_009 | Data Enrichment | kib |  | 2023-06-27 |  |  | 1273634 | 1273634 | COIL;NHP,CAC743240VA,240 VAC,F/CA7-43 | COIL;MNFR:NHP,PTNO:CAC743240VA,ADDITIONAL FEATURES EN:240 VAC,F/CA7-43 | 01)SHERRIFF ELECTRICAL SUPPL,01)NHPCAC743240VA,COIL,01)240 VAC,F/CA7-43 | CAC743240VA | 3000664 | NHP | NHP | CAC743240VA | [18 empty] | COIL | NO MODIFIER | TYPE |  | MATERIAL |  | DIAMETER |  | HAZARD CLASS |  | CERTIFICATION/STANDARD |  | ADDITIONAL FEATURES EN | 240 VAC,F/CA7-43
STP_009 | Data Enrichment | kib |  | 2023-06-27 |  |  | 1275048 | 1275048 | COIL;NHP,CAC74324VAC5060,24 VAC,50/60 HZ | COIL;MNFR:NHP,PTNO:CAC74324VAC5060,ADDITIONAL FEATURES EN:24 VAC,50/60 HZ,TD855,CA7-40/55 |  | CAC74324VAC5060 | 3000664 | NHP | NHP | CAC74324VAC5060 | [18 empty] | COIL | NO MODIFIER | TYPE |  | MATERIAL |  | DIAMETER |  | HAZARD CLASS |  | CERTIFICATION/STANDARD |  | ADDITIONAL FEATURES EN | 24 VAC,50/60 HZ,TD855,CA7-40/55
STP_009 | Data Enrichment | kib |  | 2023-06-27 |  |  | 1273631 | 1273631 | COIL;NHP,CAC743415VA,415 VAC,F/CA7-43 | COIL;MNFR:NHP,PTNO:CAC743415VA,ADDITIONAL FEATURES EN:415 VAC,F/CA7-43 | 01)SHERRIFF ELECTRICAL SUPPL,01)NHPCAC743415VA,COIL,01)415 VAC,F/CA7-43 | CAC743415VA | 3000664 | NHP | NHP | CAC743415VA | [18 empty] | COIL | NO MODIFIER | TYPE |  | MATERIAL |  | DIAMETER |  | HAZARD CLASS |  | CERTIFICATION/STANDARD |  | ADDITIONAL FEATURES EN | 415 VAC,F/CA7-43
STP_009 | Data Enrichment | kib |  | 2023-06-27 |  |  | 1273632 | 1273632 | COIL;NHP,CAC785110VA,110 VAC,F/CA7-60/85 | COIL;MNFR:NHP,PTNO:CAC785110VA,ADDITIONAL FEATURES EN:110 VAC,F/CA7-60/85 | 01)SHERRIFF ELECTRICAL SUPPL,01)NHPCAC785110VA,COIL,01)110 VAC,F/CA7-60/85 | CAC785110VA | 3000664 | NHP | NHP | CAC785110VA | [18 empty] | COIL | NO MODIFIER | TYPE |  | MATERIAL |  | DIAMETER |  | HAZARD CLASS |  | CERTIFICATION/STANDARD |  | ADDITIONAL FEATURES EN | 110 VAC,F/CA7-60/85
STP_009 | Data Enrichment | kib |  | 2023-06-27 |  |  | 1273633 | 1273633 | COIL;NHP,CAC78524VA,24 VAC,F/CA7-60/85 | COIL;MNFR:NHP,PTNO:CAC78524VA,ADDITIONAL FEATURES EN:24 VAC,F/CA7-60/85 | 01)SHERRIFF ELECTRICAL SUPPL,01)NHPCAC78524VA,COIL,01)24 VAC,F/CA7-60/85 | CAC78524VA | 3000664 | NHP | NHP | CAC78524VA | [18 empty] | COIL | NO MODIFIER | TYPE |  | MATERIAL |  | DIAMETER |  | HAZARD CLASS |  | CERTIFICATION/STANDARD |  | ADDITIONAL FEATURES EN | 24 VAC,F/CA7-60/85
STP_009 | Data Enrichment | kib |  | 2023-06-27 |  |  | 1270095 | 1270095 | COIL;NHP,CAC785415VA,F/CA7-60/85 415 VAC | COIL;MNFR:NHP,PTNO:CAC785415VA,ADDITIONAL FEATURES EN:F/CA7-60/85 415 VAC,FREQUENCY:50HZ |  | CAC785415VA | 3000664 | NHP | NHP | CAC785415VA | [18 empty] | COIL | NO MODIFIER | TYPE |  | MATERIAL |  | DIAMETER |  | HAZARD CLASS |  | CERTIFICATION/STANDARD |  | ADDITIONAL FEATURES EN | F/CA7-60/85 415 VAC | [60 empty] | FREQUENCY:50HZ
STP_009 | Data Enrichment | kib |  | 2023-06-27 |  |  | 1273692 | 1273692 | COIL;NHP,TA481,100-C09-16 V 32V50HZ 36V6 | COIL;MNFR:NHP,PTNO:TA481,ADDITIONAL FEATURES EN:100-C09-16 V 32V50HZ 36V60HZ | 01)NHP,01)TA481,01)CNW (MOUNT ISA) ELECT WHO,01)TA481,COIL,01)100-C09-16 V 32V50HZ 36V60H | TA481 | 3000664 | NHP | NHP | TA481 | [18 empty] | COIL | NO MODIFIER | TYPE |  | MATERIAL |  | DIAMETER |  | HAZARD CLASS |  | CERTIFICATION/STANDARD |  | ADDITIONAL FEATURES EN | 100-C09-16 V 32V50HZ 36V60HZ
STP_009 | Data Enrichment | kib |  | 2023-06-27 |  |  | 1218806 | 1218806 | COIL;SCHN,FSHA1580241 | COIL;MNFR:SCHNEIDER INC,PTNO:FSHA1580241 |  | FSHA1580241 | 3000344 | SCHNEIDER INC | SCHNEIDER INC | FSHA1580241 | [18 empty] | COIL | NO MODIFIER | TYPE |  | MATERIAL |  | DIAMETER |  | HAZARD CLASS |  | CERTIFICATION/STANDARD |  | ADDITIONAL FEATURES EN
STP_009 | Data Enrichment | kib |  | 2023-06-27 |  |  | 1214322 | 1214322 | COIL;SIE,210-281 | COIL;MNFR:SIEMENS,PTNO:210-281 | COIL | 210-281 | 3000032 | SIEMENS | SIEMENS | 210-281 | [18 empty] | COIL | NO MODIFIER | TYPE |  | MATERIAL |  | DIAMETER |  | HAZARD CLASS |  | CERTIFICATION/STANDARD |  | ADDITIONAL FEATURES EN
STP_009 | Data Enrichment | kib |  | 2023-06-27 |  |  | 1324002 | 1324002 | COIL;SIE,210-302 | COIL;MNFR:SIEMENS,PTNO:210-302 | COIL | 210-302 | 3000032 | SIEMENS | SIEMENS | 210-302 | [18 empty] | COIL | NO MODIFIER | TYPE |  | MATERIAL |  | DIAMETER |  | HAZARD CLASS |  | CERTIFICATION/STANDARD |  | ADDITIONAL FEATURES EN
STP_009 | Data Enrichment | kib |  | 2023-06-27 |  |  | 1324003 | 1324003 | COIL;SIE,210-306 | COIL;MNFR:SIEMENS,PTNO:210-306 | COIL | 210-306 | 3000032 | SIEMENS | SIEMENS | 210-306 | [18 empty] | COIL | NO MODIFIER | TYPE |  | MATERIAL |  | DIAMETER |  | HAZARD CLASS |  | CERTIFICATION/STANDARD |  | ADDITIONAL FEATURES EN
STP_009 | Data Enrichment | kib |  | 2023-06-27 |  |  | 1324004 | 1324004 | COIL;SIE,210-308 | COIL;MNFR:SIEMENS,PTNO:210-308 | COIL | 210-308 | 3000032 | SIEMENS | SIEMENS | 210-308 | [18 empty] | COIL | NO MODIFIER | TYPE |  | MATERIAL |  | DIAMETER |  | HAZARD CLASS |  | CERTIFICATION/STANDARD |  | ADDITIONAL FEATURES EN
STP_009 | Data Enrichment | kib |  | 2023-06-27 |  |  | 1214323 | 1214323 | COIL;SIE,210-311 | COIL;MNFR:SIEMENS,PTNO:210-311 | COIL | 210-311 | 3000032 | SIEMENS | SIEMENS | 210-311 | [18 empty] | COIL | NO MODIFIER | TYPE |  | MATERIAL |  | DIAMETER |  | HAZARD CLASS |  | CERTIFICATION/STANDARD |  | ADDITIONAL FEATURES EN
STP_009 | Data Enrichment | kib |  | 2023-06-27 |  |  | 1214324 | 1214324 | COIL;SIE,210-312 | COIL;MNFR:SIEMENS,PTNO:210-312 | COIL | 210-312 | 3000032 | SIEMENS | SIEMENS | 210-312 | [18 empty] | COIL | NO MODIFIER | TYPE |  | MATERIAL |  | DIAMETER |  | HAZARD CLASS |  | CERTIFICATION/STANDARD |  | ADDITIONAL FEATURES EN
STP_009 | Data Enrichment | kib |  | 2023-06-27 |  |  | 1214296 | 1214296 | COIL;SIE,2150-2650-0052(NG) | COIL;MNFR:SIEMENS,PTNO:2150-2650-0052(NG) | COIL | 2150-2650-0052(NG) | 3000032 | SIEMENS | SIEMENS | 2150-2650-0052(NG) | [18 empty] | COIL | NO MODIFIER | TYPE |  | MATERIAL |  | DIAMETER |  | HAZARD CLASS |  | CERTIFICATION/STANDARD |  | ADDITIONAL FEATURES EN
STP_009 | Data Enrichment | kib |  | 2023-06-27 |  |  | 1214062 | 1214062 | COIL;SIE,3TY1.203-3Z | COIL;MNFR:SIEMENS,PTNO:3TY1.203-3Z | COIL | 3TY1.203-3Z | 3000032 | SIEMENS | SIEMENS | 3TY1.203-3Z | [18 empty] | COIL | NO MODIFIER | TYPE |  | MATERIAL |  | DIAMETER |  | HAZARD CLASS |  | CERTIFICATION/STANDARD |  | ADDITIONAL FEATURES EN
STP_009 | Data Enrichment | kib |  | 2023-06-27 |  |  | 1214060 | 1214060 | COIL;SIE,3TY1.205-8AM | COIL;MNFR:SIEMENS,PTNO:3TY1.205-8AM | COIL | 3TY1.205-8AM | 3000032 | SIEMENS | SIEMENS | 3TY1.205-8AM | [18 empty] | COIL | NO MODIFIER | TYPE |  | MATERIAL |  | DIAMETER |  | HAZARD CLASS |  | CERTIFICATION/STANDARD |  | ADDITIONAL FEATURES EN
STP_009 | Data Enrichment | kib |  | 2023-06-27 |  |  | 1264735 | 1264735 | COIL;SIE,3TY1.213-0Z - 415V | COIL;MNFR:SIEMENS,PTNO:3TY1.213-0Z - 415V | COIL | 3TY1.213-0Z - 415V | 3000032 | SIEMENS | SIEMENS | 3TY1.213-0Z - 415V | [18 empty] | COIL | NO MODIFIER | TYPE |  | MATERIAL |  | DIAMETER |  | HAZARD CLASS |  | CERTIFICATION/STANDARD |  | ADDITIONAL FEATURES EN
STP_009 | Data Enrichment | kib |  | 2023-06-27 |  |  | 1214064 | 1214064 | COIL;SIE,3TY1.223-0M | COIL;MNFR:SIEMENS,PTNO:3TY1.223-0M | COIL | 3TY1.223-0M | 3000032 | SIEMENS | SIEMENS | 3TY1.223-0M | [18 empty] | COIL | NO MODIFIER | TYPE |  | MATERIAL |  | DIAMETER |  | HAZARD CLASS |  | CERTIFICATION/STANDARD |  | ADDITIONAL FEATURES EN
STP_009 | Data Enrichment | kib |  | 2023-06-27 |  |  | 1214066 | 1214066 | COIL;SIE,3TY1.223-0U | COIL;MNFR:SIEMENS,PTNO:3TY1.223-0U | COIL | 3TY1.223-0U | 3000032 | SIEMENS | SIEMENS | 3TY1.223-0U | [18 empty] | COIL | NO MODIFIER | TYPE |  | MATERIAL |  | DIAMETER |  | HAZARD CLASS |  | CERTIFICATION/STANDARD |  | ADDITIONAL FEATURES EN
STP_009 | Data Enrichment | kib |  | 2023-06-27 |  |  | 1214067 | 1214067 | COIL;SIE,3TY1.223-0Z | COIL;MNFR:SIEMENS,PTNO:3TY1.223-0Z | COIL | 3TY1.223-0Z | 3000032 | SIEMENS | SIEMENS | 3TY1.223-0Z | [18 empty] | COIL | NO MODIFIER | TYPE |  | MATERIAL |  | DIAMETER |  | HAZARD CLASS |  | CERTIFICATION/STANDARD |  | ADDITIONAL FEATURES EN
STP_009 | Data Enrichment | kib |  | 2023-06-27 |  |  | 1214071 | 1214071 | COIL;SIE,3TY1.243-0M | COIL;MNFR:SIEMENS,PTNO:3TY1.243-0M | COIL | 3TY1.243-0M | 3000032 | SIEMENS | SIEMENS | 3TY1.243-0M | [18 empty] | COIL | NO MODIFIER | TYPE |  | MATERIAL |  | DIAMETER |  | HAZARD CLASS |  | CERTIFICATION/STANDARD |  | ADDITIONAL FEATURES EN
STP_009 | Data Enrichment | kib |  | 2023-06-27 |  |  | 1214073 | 1214073 | COIL;SIE,3TY1.243-0U | COIL;MNFR:SIEMENS,PTNO:3TY1.243-0U | COIL | 3TY1.243-0U | 3000032 | SIEMENS | SIEMENS | 3TY1.243-0U | [18 empty] | COIL | NO MODIFIER | TYPE |  | MATERIAL |  | DIAMETER |  | HAZARD CLASS |  | CERTIFICATION/STANDARD |  | ADDITIONAL FEATURES EN
STP_009 | Data Enrichment | kib |  | 2023-06-27 |  |  | 1214074 | 1214074 | COIL;SIE,3TY1.263-0U | COIL;MNFR:SIEMENS,PTNO:3TY1.263-0U | COIL | 3TY1.263-0U | 3000032 | SIEMENS | SIEMENS | 3TY1.263-0U | [18 empty] | COIL | NO MODIFIER | TYPE |  | MATERIAL |  | DIAMETER |  | HAZARD CLASS |  | CERTIFICATION/STANDARD |  | ADDITIONAL FEATURES EN
STP_009 | Data Enrichment | kib |  | 2023-06-27 |  |  | 1214075 | 1214075 | COIL;SIE,3TY1.263-0Z | COIL;MNFR:SIEMENS,PTNO:3TY1.263-0Z | COIL | 3TY1.263-0Z | 3000032 | SIEMENS | SIEMENS | 3TY1.263-0Z | [18 empty] | COIL | NO MODIFIER | TYPE |  | MATERIAL |  | DIAMETER |  | HAZARD CLASS |  | CERTIFICATION/STANDARD |  | ADDITIONAL FEATURES EN
STP_009 | Data Enrichment | kib |  | 2023-06-27 |  |  | 1214077 | 1214077 | COIL;SIE,3TY1.283-0Z | COIL;MNFR:SIEMENS,PTNO:3TY1.283-0Z | COIL | 3TY1.283-0Z | 3000032 | SIEMENS | SIEMENS | 3TY1.283-0Z | [18 empty] | COIL | NO MODIFIER | TYPE |  | MATERIAL |  | DIAMETER |  | HAZARD CLASS |  | CERTIFICATION/STANDARD |  | ADDITIONAL FEATURES EN
STP_009 | Data Enrichment | kib |  | 2023-06-27 |  |  | 1264734 | 1264734 | COIL;SIE,3TY1.303-0M | COIL;MNFR:SIEMENS,PTNO:3TY1.303-0M | COIL | 3TY1.303-0M | 3000032 | SIEMENS | SIEMENS | 3TY1.303-0M | [18 empty] | COIL | NO MODIFIER | TYPE |  | MATERIAL |  | DIAMETER |  | HAZARD CLASS |  | CERTIFICATION/STANDARD |  | ADDITIONAL FEATURES EN
STP_009 | Data Enrichment | kib |  | 2023-06-27 |  |  | 1214079 | 1214079 | COIL;SIE,3TY1.303-0U | COIL;MNFR:SIEMENS,PTNO:3TY1.303-0U | COIL | 3TY1.303-0U | 3000032 | SIEMENS | SIEMENS | 3TY1.303-0U | [18 empty] | COIL | NO MODIFIER | TYPE |  | MATERIAL |  | DIAMETER |  | HAZARD CLASS |  | CERTIFICATION/STANDARD |  | ADDITIONAL FEATURES EN
STP_009 | Data Enrichment | kib |  | 2023-06-27 |  |  | 1214068 | 1214068 | COIL;SIE,3TY1-233-0U | COIL;MNFR:SIEMENS,PTNO:3TY1-233-0U | COIL | 3TY1-233-0U | 3000032 | SIEMENS | SIEMENS | 3TY1-233-0U | [18 empty] | COIL | NO MODIFIER | TYPE |  | MATERIAL |  | DIAMETER |  | HAZARD CLASS |  | CERTIFICATION/STANDARD |  | ADDITIONAL FEATURES EN
STP_009 | Data Enrichment | kib |  | 2023-06-27 |  |  | 1214080 | 1214080 | COIL;SIE,3TY1-323.OZ | COIL;MNFR:SIEMENS,PTNO:3TY1-323.OZ | COIL | 3TY1-323.OZ | 3000032 | SIEMENS | SIEMENS | 3TY1-323.OZ | [18 empty] | COIL | NO MODIFIER | TYPE |  | MATERIAL |  | DIAMETER |  | HAZARD CLASS |  | CERTIFICATION/STANDARD |  | ADDITIONAL FEATURES EN
STP_009 | Data Enrichment | kib |  | 2023-06-27 |  |  | 1214063 | 1214063 | COIL;SIE,3TY2.223-3F | COIL;MNFR:SIEMENS,PTNO:3TY2.223-3F | COIL | 3TY2.223-3F | 3000032 | SIEMENS | SIEMENS | 3TY2.223-3F | [18 empty] | COIL | NO MODIFIER | TYPE |  | MATERIAL |  | DIAMETER |  | HAZARD CLASS |  | CERTIFICATION/STANDARD |  | ADDITIONAL FEATURES EN
STP_009 | Data Enrichment | kib |  | 2023-06-27 |  |  | 1214070 | 1214070 | COIL;SIE,3TY2.243-3F | COIL;MNFR:SIEMENS,PTNO:3TY2.243-3F | COIL | 3TY2.243-3F | 3000032 | SIEMENS | SIEMENS | 3TY2.243-3F | [18 empty] | COIL | NO MODIFIER | TYPE |  | MATERIAL |  | DIAMETER |  | HAZARD CLASS |  | CERTIFICATION/STANDARD |  | ADDITIONAL FEATURES EN
STP_009 | Data Enrichment | kib |  | 2023-06-27 |  |  | 1214072 | 1214072 | COIL;SIE,3TY2.243-3M | COIL;MNFR:SIEMENS,PTNO:3TY2.243-3M | COIL | 3TY2.243-3M | 3000032 | SIEMENS | SIEMENS | 3TY2.243-3M | [18 empty] | COIL | NO MODIFIER | TYPE |  | MATERIAL |  | DIAMETER |  | HAZARD CLASS |  | CERTIFICATION/STANDARD |  | ADDITIONAL FEATURES EN
STP_009 | Data Enrichment | kib |  | 2023-06-27 |  |  | 1214078 | 1214078 | COIL;SIE,3TY2.303-3M | COIL;MNFR:SIEMENS,PTNO:3TY2.303-3M | COIL | 3TY2.303-3M | 3000032 | SIEMENS | SIEMENS | 3TY2.303-3M | [18 empty] | COIL | NO MODIFIER | TYPE |  | MATERIAL |  | DIAMETER |  | HAZARD CLASS |  | CERTIFICATION/STANDARD |  | ADDITIONAL FEATURES EN
STP_009 | Data Enrichment | kib |  | 2023-06-27 |  |  | 1214065 | 1214065 | COIL;SIE,3TY2-223-3M | COIL;MNFR:SIEMENS,PTNO:3TY2-223-3M | COIL | 3TY2-223-3M | 3000032 | SIEMENS | SIEMENS | 3TY2-223-3M | [18 empty] | COIL | NO MODIFIER | TYPE |  | MATERIAL |  | DIAMETER |  | HAZARD CLASS |  | CERTIFICATION/STANDARD |  | ADDITIONAL FEATURES EN
STP_009 | Data Enrichment | kib |  | 2023-06-27 |  |  | 1214407 | 1214407 | COIL;SIE,3TY6 443-0BP4 | COIL;MNFR:SIEMENS,PTNO:3TY6 443-0BP4 | COIL | 3TY6 443-0BP4 | 3000032 | SIEMENS | SIEMENS | 3TY6 443-0BP4 | [18 empty] | COIL | NO MODIFIER | TYPE |  | MATERIAL |  | DIAMETER |  | HAZARD CLASS |  | CERTIFICATION/STANDARD |  | ADDITIONAL FEATURES EN
STP_009 | Data Enrichment | kib |  | 2023-06-27 |  |  | 1214081 | 1214081 | COIL;SIE,3TY6.323-0F | COIL,ELECTRICAL;TYPE:CONTACTOR,SIZE:WD 6-19/64 X LG 9-1/16 X HT 7-3/32 IN,VOLTAGE RATING:110 V,ADDITIONAL FEATURES EN:50HZ,MNFR: SIEMENS,PTNO:3TY6.323-0F | COIL | 3TY6.323-0F | 3000032 | SIEMENS | SIEMENS | 3TY6.323-0F | [18 empty] | COIL | ELECTRICAL | TYPE | CONTACTOR | SIZE | WD 6-19/64 X LG 9-1/16 X HT 7-3/32 IN | VOLTAGE RATING | 110 V | CURRENT RATING |  | TEMPERATURE RATING |  | INSULATION CLASS |  | HAZARD CLASS |  | CERTIFICATION/STANDARD |  | ADDITIONAL FEATURES EN | 50HZ
STP_009 | Data Enrichment | kib |  | 2023-06-27 |  |  | 1214008 | 1214008 | COIL;SIE,3TY7-503-OACO | COIL;MNFR:SIEMENS,PTNO:3TY7-503-OACO | COIL | 3TY7-503-OACO | 3000032 | SIEMENS | SIEMENS | 3TY7-503-OACO | [18 empty] | COIL | NO MODIFIER | TYPE |  | MATERIAL |  | DIAMETER |  | HAZARD CLASS |  | CERTIFICATION/STANDARD |  | ADDITIONAL FEATURES EN
STP_009 | Data Enrichment | kib |  | 2023-06-27 |  |  | 1214059 | 1214059 | COIL;SIE,514065 | COIL;MNFR:SIEMENS,PTNO:514065 | COIL | 514065 | 3000032 | SIEMENS | SIEMENS | 514065 | [18 empty] | COIL | NO MODIFIER | TYPE |  | MATERIAL |  | DIAMETER |  | HAZARD CLASS |  | CERTIFICATION/STANDARD |  | ADDITIONAL FEATURES EN
STP_009 | Data Enrichment | kib |  | 2023-06-27 |  |  | 1214061 | 1214061 | COIL;SIE,514077 | COIL;MNFR:SIEMENS,PTNO:514077 | COIL | 514077 | 3000032 | SIEMENS | SIEMENS | 514077 | [18 empty] | COIL | NO MODIFIER | TYPE |  | MATERIAL |  | DIAMETER |  | HAZARD CLASS |  | CERTIFICATION/STANDARD |  | ADDITIONAL FEATURES EN
STP_009 | Data Enrichment | kib |  | 2023-06-27 |  |  | 1214295 | 1214295 | COIL;SIE,NWI215-1120NR | COIL;MNFR:SIEMENS,PTNO:NWI215-1120NR | COIL | NWI215-1120NR | 3000032 | SIEMENS | SIEMENS | NWI215-1120NR | [18 empty] | COIL | NO MODIFIER | TYPE |  | MATERIAL |  | DIAMETER |  | HAZARD CLASS |  | CERTIFICATION/STANDARD |  | ADDITIONAL FEATURES EN
STP_009 | Data Enrichment | kib |  | 2023-06-27 |  |  | 1335590 | 1335590 | COIL;TMRT,872 329 39,TMRT,872 329 39 | COIL;MNFR:TAMROTOR,PTNO:872 329 39,ADDITIONAL FEATURES EN:TMRT,872 329 39 | 01)TMRT,872 329 39,01)GETMAN,01)C95020 | 872 329 39 | 3000443 | TAMROTOR | TAMROTOR | 872 329 39 | [18 empty] | COIL | NO MODIFIER | TYPE |  | MATERIAL |  | DIAMETER |  | HAZARD CLASS |  | CERTIFICATION/STANDARD |  | ADDITIONAL FEATURES EN | TMRT,872 329 39
STP_009 | Data Enrichment | rym |  | 2023-06-27 |  |  | 1213569 | 1213569 | CONTROLLER,COMM;YOKG,AAI143-H53/K4A00 | CONTROLLER,COMMUNICATION;MNFR:YOKOGAWA,PTNO:AAI143-H53/K4A00 | 01)YOKOGAWA AUSTRALIA PTY LT,01)AAI143-H53/K4A00,CONTROLLER,COMMUNICATION | AAI143-H53/K4A00 | 3000446 | YOKOGAWA | YOKOGAWA | AAI143-H53/K4A00 | [18 empty] | CONTROLLER | COMMUNICATION | TYPE |  | DATA TRANSFER RATE |  | INTERFACE TYPE |  | DISPLAY TYPE |  | NUMBER OF PORTS |  | ELECTRICAL RATING |  | PORT DATA |  | HAZARD CLASS |  | CERTIFICATION/STANDARD |  | ADDITIONAL FEATURES EN
STP_009 | Data Enrichment | rym |  | 2023-06-27 |  |  | 1213570 | 1213570 | CONTROLLER,COMM;YOKG,AAI543-H53/K4A00 | CONTROLLER,COMMUNICATION;MNFR:YOKOGAWA,PTNO:AAI543-H53/K4A00 | 01)YOKOGAWA AUSTRALIA PTY LT,01)AAI543-H53/K4A00,CONTROLLER,COMMUNICATION | AAI543-H53/K4A00 | 3000446 | YOKOGAWA | YOKOGAWA | AAI543-H53/K4A00 | [18 empty] | CONTROLLER | COMMUNICATION | TYPE |  | DATA TRANSFER RATE |  | INTERFACE TYPE |  | DISPLAY TYPE |  | NUMBER OF PORTS |  | ELECTRICAL RATING |  | PORT DATA |  | HAZARD CLASS |  | CERTIFICATION/STANDARD |  | ADDITIONAL FEATURES EN
STP_009 | Data Enrichment | rym |  | 2023-06-27 |  |  | 1213571 | 1213571 | CONTROLLER,COMM;YOKG,AAI841-H50 | CONTROLLER,COMMUNICATION;MNFR:YOKOGAWA,PTNO:AAI841-H50 | 01)YOKOGAWA AUSTRALIA PTY LT,01)AAI841-H50,CONTROLLER,COMMUNICATION | AAI841-H50 | 3000446 | YOKOGAWA | YOKOGAWA | AAI841-H50 | [18 empty] | CONTROLLER | COMMUNICATION | TYPE |  | DATA TRANSFER RATE |  | INTERFACE TYPE |  | DISPLAY TYPE |  | NUMBER OF PORTS |  | ELECTRICAL RATING |  | PORT DATA |  | HAZARD CLASS |  | CERTIFICATION/STANDARD |  | ADDITIONAL FEATURES EN
STP_009 | Data Enrichment | rym |  | 2023-06-27 |  |  | 1220269 | 1220269 | CONTROLLER,ELEC;AB,1492CM1771LD005,CONVE | CONTROLLER,ELECTRICAL;MNFR:ALLEN BRADLEY,PTNO:1492CM1771LD005,ADDITIONAL FEATURES EN:CONVERSION MODULE 177IIVN TO 1756IV32 | 01)NHP ELECTRICAL ENGINEERIN,01)1492CM1771LD005,CONTROLLER,ELECTRICAL,01)CONVERSION MODULE 177IIVN T | 1492CM1771LD005 | 3000226 | ALLEN BRADLEY | ALLEN BRADLEY | 1492CM1771LD005 | [18 empty] | CONTROLLER | ELECTRICAL | TYPE |  | FUNCTION |  | INPUT RATING |  | OUTPUT RATING |  | NUMBER OF INPUTS |  | NUMBER OF OUTPUTS |  | INTERFACE TYPE |  | MOUNTING TYPE |  | TEMPERATURE RATING |  | HAZARD CLASS |  | CERTIFICATION/STANDARD |  | ADDITIONAL FEATURES EN | CONVERSION MODULE 177IIVN TO 1756IV32
STP_009 | Data Enrichment | rym |  | 2023-06-27 |  |  | 1275692 | 1275692 | CONTROLLER,ELEC;AB,1492CM1771LD013,CONVE | CONTROLLER,ELECTRICAL;MNFR:ALLEN BRADLEY,PTNO:1492CM1771LD013,ADDITIONAL FEATURES EN:CONVERSION MODULE 177IOVN TO 1756OA | 01)NHP ELECTRICAL ENGINEERIN,01)1492CM1771LD013,CONTROLLER,ELECTRICAL,01)CONVERSION MODULE 177IOVN T | 1492CM1771LD013 | 3000226 | ALLEN BRADLEY | ALLEN BRADLEY | 1492CM1771LD013 | [18 empty] | CONTROLLER | ELECTRICAL | TYPE |  | FUNCTION |  | INPUT RATING |  | OUTPUT RATING |  | NUMBER OF INPUTS |  | NUMBER OF OUTPUTS |  | INTERFACE TYPE |  | MOUNTING TYPE |  | TEMPERATURE RATING |  | HAZARD CLASS |  | CERTIFICATION/STANDARD |  | ADDITIONAL FEATURES EN | CONVERSION MODULE 177IOVN TO 1756OA
STP_009 | Data Enrichment | rym |  | 2023-06-27 |  |  | 1270337 | 1270337 | CONTROLLER,ELEC;AB,1492CONCAB005S3,PREWI | CONTROLLER,ELECTRICAL;MNFR:ALLEN BRADLEY,PTNO:1492CONCAB005S3,ADDITIONAL FEATURES EN:PREWIRED OUTPUT CONVERSION CABLE 1771-1756 | 01)NHP ELECTRICAL ENGINEERIN,01)1492CONCAB005S3,CONTROLLER,ELECTRICAL,01)PREWIRED OUTPUT CONVERSION | 1492CONCAB005S3 | 3000226 | ALLEN BRADLEY | ALLEN BRADLEY | 1492CONCAB005S3 | [18 empty] | CONTROLLER | ELECTRICAL | TYPE |  | FUNCTION |  | INPUT RATING |  | OUTPUT RATING |  | NUMBER OF INPUTS |  | NUMBER OF OUTPUTS |  | INTERFACE TYPE |  | MOUNTING TYPE |  | TEMPERATURE RATING |  | HAZARD CLASS |  | CERTIFICATION/STANDARD |  | ADDITIONAL FEATURES EN | PREWIRED OUTPUT CONVERSION CABLE 1771-1756
STP_009 | Data Enrichment | rym |  | 2023-06-27 |  |  | 1332922 | 1332922 | CONTROLLER,ELEC;AB,1492CONCAB005Z,PREWIR | CONTROLLER,ELECTRICAL;MNFR:ALLEN BRADLEY,PTNO:1492CONCAB005Z,ADDITIONAL FEATURES EN:PREWIRED INPUT CONVERSION CABLE 1771-1756 | 01)NHP ELECTRICAL ENGINEERIN,01)1492CONCAB005Z,CONTROLLER,ELECTRICAL,01)PREWIRED INPUT CONVERSION C | 1492CONCAB005Z | 3000226 | ALLEN BRADLEY | ALLEN BRADLEY | 1492CONCAB005Z | [18 empty] | CONTROLLER | ELECTRICAL | TYPE |  | FUNCTION |  | INPUT RATING |  | OUTPUT RATING |  | NUMBER OF INPUTS |  | NUMBER OF OUTPUTS |  | INTERFACE TYPE |  | MOUNTING TYPE |  | TEMPERATURE RATING |  | HAZARD CLASS |  | CERTIFICATION/STANDARD |  | ADDITIONAL FEATURES EN | PREWIRED INPUT CONVERSION CABLE 1771-1756
STP_009 | Data Enrichment | rym |  | 2023-06-27 |  |  | 1270336 | 1270336 | CONTROLLER,ELEC;AB,1492MUA3A10A13,CONTRO | CONTROLLER,ELECTRICAL;MNFR:ALLEN BRADLEY,PTNO:1492MUA3A10A13,ADDITIONAL FEATURES EN:CONTROLLOGIX CONVERSION CHASSIS | 01)NHP ELECTRICAL ENGINEERIN,01)1492MUA3A10A13,CONTROLLER,ELECTRICAL,01)CONTROLLOGIX CONVERSION CHA | 1492MUA3A10A13 | 3000226 | ALLEN BRADLEY | ALLEN BRADLEY | 1492MUA3A10A13 | [18 empty] | CONTROLLER | ELECTRICAL | TYPE |  | FUNCTION |  | INPUT RATING |  | OUTPUT RATING |  | NUMBER OF INPUTS |  | NUMBER OF OUTPUTS |  | INTERFACE TYPE |  | MOUNTING TYPE |  | TEMPERATURE RATING |  | HAZARD CLASS |  | CERTIFICATION/STANDARD |  | ADDITIONAL FEATURES EN | CONTROLLOGIX CONVERSION CHASSIS
STP_009 | Data Enrichment | rym |  | 2023-06-27 |  |  | 1220270 | 1220270 | CONTROLLER,ELEC;AB,1756EN2T,CONTROLLOGIX | CONTROLLER,ELECTRICAL;MNFR:ALLEN BRADLEY,PTNO:1756EN2T,ADDITIONAL FEATURES EN:CONTROLLOGIX ENET MODULE | 01)NHP ELECTRICAL ENGINEERIN,01)1756EN2T,CONTROLLER,ELECTRICAL,01)CONTROLLOGIX ENET MODULE | 1756EN2T | 3000226 | ALLEN BRADLEY | ALLEN BRADLEY | 1756EN2T | [18 empty] | CONTROLLER | ELECTRICAL | TYPE |  | FUNCTION |  | INPUT RATING |  | OUTPUT RATING |  | NUMBER OF INPUTS |  | NUMBER OF OUTPUTS |  | INTERFACE TYPE |  | MOUNTING TYPE |  | TEMPERATURE RATING |  | HAZARD CLASS |  | CERTIFICATION/STANDARD |  | ADDITIONAL FEATURES EN | CONTROLLOGIX ENET MODULE
STP_009 | Data Enrichment | rym |  | 2023-06-27 |  |  | 1275676 | 1275676 | CONTROLLER,ELEC;AB,1756IV32,CONTROLLOGIX | CONTROLLER,ELECTRICAL;MNFR:ALLEN BRADLEY,PTNO:1756IV32,ADDITIONAL FEATURES EN:CONTROLLOGIX 32DI SOURCING MODULE DC | 01)NHP ELECTRICAL ENGINEERIN,01)1756IV32,CONTROLLER,ELECTRICAL,01)CONTROLLOGIX 32DI SOURCING | 1756IV32 | 3000226 | ALLEN BRADLEY | ALLEN BRADLEY | 1756IV32 | [18 empty] | CONTROLLER | ELECTRICAL | TYPE |  | FUNCTION |  | INPUT RATING |  | OUTPUT RATING |  | NUMBER OF INPUTS |  | NUMBER OF OUTPUTS |  | INTERFACE TYPE |  | MOUNTING TYPE |  | TEMPERATURE RATING |  | HAZARD CLASS |  | CERTIFICATION/STANDARD |  | ADDITIONAL FEATURES EN | CONTROLLOGIX 32DI SOURCING MODULE DC
STP_009 | Data Enrichment | rym |  | 2023-06-27 |  |  | 1275675 | 1275675 | CONTROLLER,ELEC;AB,1756OV16E,CONTROLOGIX | CONTROLLER,ELECTRICAL;MNFR:ALLEN BRADLEY,PTNO:1756OV16E,ADDITIONAL FEATURES EN:CONTROLOGIX 16DO , 10-30VDC MODULE | 01)NHP ELECTRICAL ENGINEERIN,01)1756OV16E,CONTROLLER,ELECTRICAL,01)CONTROLOGIX 16DO , 10-30VDC | 1756OV16E | 3000226 | ALLEN BRADLEY | ALLEN BRADLEY | 1756OV16E | [18 empty] | CONTROLLER | ELECTRICAL | TYPE |  | FUNCTION |  | INPUT RATING |  | OUTPUT RATING |  | NUMBER OF INPUTS |  | NUMBER OF OUTPUTS |  | INTERFACE TYPE |  | MOUNTING TYPE |  | TEMPERATURE RATING |  | HAZARD CLASS |  | CERTIFICATION/STANDARD |  | ADDITIONAL FEATURES EN | CONTROLOGIX 16DO,10-30VDC MODULE
STP_009 | Data Enrichment | rym |  | 2023-06-27 |  |  | 1275624 | 1275624 | CONTROLLER,ELEC;AB,1756PA75,CONTROLLOGIX | CONTROLLER,ELECTRICAL;MNFR:ALLEN BRADLEY,PTNO:1756PA75,ADDITIONAL FEATURES EN:CONTROLLOGIX AC POWER SUPPLY 13 AMP | 01)NHP ELECTRICAL ENGINEERIN,01)1756PA75,CONTROLLER,ELECTRICAL,01)CONTROLLOGIX AC POWER SUPPL | 1756PA75 | 3000226 | ALLEN BRADLEY | ALLEN BRADLEY | 1756PA75 | [18 empty] | CONTROLLER | ELECTRICAL | TYPE |  | FUNCTION |  | INPUT RATING |  | OUTPUT RATING |  | NUMBER OF INPUTS |  | NUMBER OF OUTPUTS |  | INTERFACE TYPE |  | MOUNTING TYPE |  | TEMPERATURE RATING |  | HAZARD CLASS |  | CERTIFICATION/STANDARD |  | ADDITIONAL FEATURES EN | CONTROLLOGIX AC POWER SUPPLY 13 AMP
STP_009 | Data Enrichment | SFU |  | 2023-06-27 |  |  | 1252865 | 1252865 | CONTROLLER,ELEC;DIEC,4C.01171045 | CONTROLLER,ELECTRICAL;MNFR:DIECI,PTNO:4C.01171045,ADDITIONAL FEATURES EN:ANTI RESTART | CONTROLLER,ELECTRICAL,01)ANTI RESTART | 4C.01171045 | 3000511 | DIECI | DIECI | 4C.01171045 | [18 empty] | CONTROLLER | ELECTRICAL | TYPE |  | FUNCTION |  | INPUT RATING |  | OUTPUT RATING |  | NUMBER OF INPUTS |  | NUMBER OF OUTPUTS |  | INTERFACE TYPE |  | MOUNTING TYPE |  | TEMPERATURE RATING |  | HAZARD CLASS |  | CERTIFICATION/STANDARD |  | ADDITIONAL FEATURES EN | ANTI RESTART
STP_009 | Data Enrichment | rym |  | 2023-06-27 |  |  | 1266183 | 1266183 | CONTROLLER,FLM;SIE,LFS1.21A2,230 VAC,FSG | CONTROLLER,FLAME;MNFR:SIEMENS,PTNO:LFS1.21A2,ADDITIONAL FEATURES EN:230 VAC,FSG | 01)HAYMANS ELECTRICAL TOWNSV,01)APSLFS1.21A2,CONTROLLER,FLAME,01)230 VAC,FSG,02) | LFS1.21A2 | 3000032 | SIEMENS | SIEMENS | LFS1.21A2 | [18 empty] | CONTROLLER | FLAME | TYPE |  | MEASURING RANGE |  | ELECTRICAL RATING |  | OUTPUT SIGNAL |  | VIEWING ANGLE |  | DEGREE OF PROTECTION |  | TEMPERATURE RATING |  | DISPLAY TYPE |  | MOUNTING TYPE |  | CONNECTION TYPE |  | INTERFACE TYPE |  | OVERALL SIZE |  | HAZARD CLASS |  | CERTIFICATION/STANDARD |  | ADDITIONAL FEATURES EN | 230 VAC,FSG
STP_009 | Data Enrichment | rym |  | 2023-06-27 |  |  | 1210749 | 1210749 | CONTROLLER,FLW;YOKG,F9802NA | CONTROLLER,FLW;MNFR:YOKOGAWA,PTNO:F9802NA |  | F9802NA | 3000446 | YOKOGAWA | YOKOGAWA | F9802NA | [18 empty] | CONTROLLER | FLOW | TYPE |  | FLOW RATING |  | ACCURACY |  | OUTPUT SIGNAL |  | POWER SUPPLY |  | DISPLAY TYPE |  | PRESSURE RATING |  | TEMPERATURE RATING |  | MATERIAL |  | PROCESS CONNECTION |  | HAZARD CLASS |  | CERTIFICATION/STANDARD |  | ADDITIONAL FEATURES EN
STP_009 | Data Enrichment | SFU |  | 2023-06-27 |  |  | 1275800 | 1275800 | CONTROLLER,INTFC;FUCH,FLA-6213000,MICROL | CONTROLLER,INTERFACE;MNFR:FUCHS LUBRICANTS,PTNO:FLA-6213000,ADDITIONAL FEATURES EN:MICROLOGIX 1400 | 01)FUCHS LUBRICANTS (A'SIA),01)FLA-6213000,CONTROLLER,INTERFACE,01)MICROLOGIX 1400 | FLA-6213000 | 3000427 | FUCHS LUBRICANTS | FUCHS LUBRICANTS | FLA-6213000 | [18 empty] | CONTROLLER | INTERFACE | TYPE |  | DATA TRANSFER RATE |  | ELECTRICAL RATING |  | INTERFACE TYPE |  | NUMBER OF PORTS |  | MOUNTING TYPE |  | TEMPERATURE RATING |  | CONNECTION TYPE |  | INDICATION TYPE |  | HOUSING MATERIAL |  | SIZE |  | HAZARD CLASS |  | CERTIFICATION/STANDARD |  | ADDITIONAL FEATURES EN | MICROLOGIX 1400
STP_009 | Data Enrichment | rym |  | 2023-06-27 |  |  | 1218824 | 1218824 | CONTROLLER,INTFC;YOKG,7940125904 | CONTROLLER,INTFC;MNFR:YOKOGAWA,PTNO:7940125904 |  | 7940125904 | 3000446 | YOKOGAWA | YOKOGAWA | 7940125904 | [18 empty] | CONTROLLER | INTERFACE | TYPE |  | DATA TRANSFER RATE |  | ELECTRICAL RATING |  | INTERFACE TYPE |  | NUMBER OF PORTS |  | MOUNTING TYPE |  | TEMPERATURE RATING |  | CONNECTION TYPE |  | INDICATION TYPE |  | HOUSING MATERIAL |  | SIZE |  | HAZARD CLASS |  | CERTIFICATION/STANDARD |  | ADDITIONAL FEATURES EN
STP_009 | Data Enrichment | rym |  | 2023-06-27 |  |  | 1218823 | 1218823 | CONTROLLER,INTFC;YOKG,7940126017 | CONTROLLER,INTFC;MNFR:YOKOGAWA,PTNO:7940126017 |  | 7940126017 | 3000446 | YOKOGAWA | YOKOGAWA | 7940126017 | [18 empty] | CONTROLLER | INTERFACE | TYPE |  | DATA TRANSFER RATE |  | ELECTRICAL RATING |  | INTERFACE TYPE |  | NUMBER OF PORTS |  | MOUNTING TYPE |  | TEMPERATURE RATING |  | CONNECTION TYPE |  | INDICATION TYPE |  | HOUSING MATERIAL |  | SIZE |  | HAZARD CLASS |  | CERTIFICATION/STANDARD |  | ADDITIONAL FEATURES EN
STP_009 | Data Enrichment | SFU |  | 2023-06-27 |  |  | 1325256 | 1325256 | CONTROLLER,PRES;ABB,5663043-1 | CONTROLLER,PRESSURE;MNFR:ABB,PTNO:5663043-1 | CONTROLLER,PRESSURE | 5663043-1 | 3000014 | ABB | ABB | 5663043-1 | [18 empty] | CONTROLLER | PRESSURE | TYPE |  | PRESSURE RANGE |  | ACCURACY |  | OUTPUT SIGNAL |  | POWER SUPPLY |  | DISPLAY TYPE |  | RESOLUTION |  | MOUNTING TYPE |  | CONNECTION TYPE |  | MATERIAL |  | ENCLOSURE |  | SIZE |  | HAZARD CLASS |  | CERTIFICATION/STANDARD |  | ADDITIONAL FEATURES EN
STP_009 | Data Enrichment | rym |  | 2023-06-27 |  |  | 1273001 | 1273001 | CONTROLLER,PRES;DANF,2706501,MANUAL RESE | CONTROLLER,PRESSURE;MNFR:DANFOSS FLUID POWER (SAUERDANFOSS),PTNO:2706501,ADDITIONAL FEATURES EN:MANUAL RESET,HIGH,MODEL:KP5,PN:060- 117391 | 01)ACTROL PARTS PTY LTD,01)2706501,CONTROLLER,PRESSURE,01)MANUAL RESET,HIGH,02)MODEL:KP5,PN:060-117391 | 2706501 | 3000508 | DANFOSS FLUID POWER (SAUE | DANFOSS FLUID POWER (SAUERDANFOSS) | 2706501 | [18 empty] | CONTROLLER | PRESSURE | TYPE |  | PRESSURE RANGE |  | ACCURACY |  | OUTPUT SIGNAL |  | POWER SUPPLY |  | DISPLAY TYPE |  | RESOLUTION |  | MOUNTING TYPE |  | CONNECTION TYPE |  | MATERIAL |  | ENCLOSURE |  | SIZE |  | HAZARD CLASS |  | CERTIFICATION/STANDARD |  | ADDITIONAL FEATURES EN | MANUAL RESET,HIGH | [42 empty] | MODEL:KP5,PN:060- 117391
STP_009 | Data Enrichment | rym |  | 2023-06-27 |  |  | 1272175 | 1272175 | CONTROLLER,PRES;EPM,3409012,H/P MAN RESE | CONTROLLER,PRESSURE;MNFR:EMERSON PROCESS MANAGEMENT,PTNO:3409012,ADDITIONAL FEATURES EN:H/P MAN RESET 099037,1/4 IN MALE FLARE, 218/590 STD,WORKING PRESSURE:667 PSIG,MODEL:PS1-R5A | 01)ACTROL PARTS PTY LTD,01)3409012,CONTROLLER,PRESSURE,01)H/P MAN RESET 099037,02)1/4 IN MALE FLARE,218/590 S,03)WORKING PRESSURE:667 PSIG,04)MODEL:PS1-R5A | 3409012 | 3000268 | EMERSON PROCESS MANAGEMEN | EMERSON PROCESS MANAGEMENT | 3409012 | [18 empty] | CONTROLLER | PRESSURE | TYPE |  | PRESSURE RANGE |  | ACCURACY |  | OUTPUT SIGNAL |  | POWER SUPPLY |  | DISPLAY TYPE |  | RESOLUTION |  | MOUNTING TYPE |  | CONNECTION TYPE |  | MATERIAL |  | ENCLOSURE |  | SIZE |  | HAZARD CLASS |  | CERTIFICATION/STANDARD |  | ADDITIONAL FEATURES EN | H/P MAN RESET 099037,1/4 IN MALE FLARE,218/590 STD | [42 empty] | WORKING PRESSURE:667 PSIG,MODEL:PS1-R5A
STP_009 | Data Enrichment | rym |  | 2023-06-27 |  |  | 1272261 | 1272261 | CONTROLLER,PRES;PRKH,SCPSD-060-14-25,60 | CONTROLLER,PRESSURE;MNFR:PARKER HANNIFIN,PTNO:SCPSD-060-14-25,ADDITIONAL FEATURES EN:60 BAR, M12 |  | SCPSD-060-14-25 | 3000331 | PARKER HANNIFIN | PARKER HANNIFIN | SCPSD-060-14-25 | [18 empty] | CONTROLLER | PRESSURE | TYPE |  | PRESSURE RANGE |  | ACCURACY |  | OUTPUT SIGNAL |  | POWER SUPPLY |  | DISPLAY TYPE |  | RESOLUTION |  | MOUNTING TYPE |  | CONNECTION TYPE |  | MATERIAL |  | ENCLOSURE |  | SIZE |  | HAZARD CLASS |  | CERTIFICATION/STANDARD |  | ADDITIONAL FEATURES EN | 60 BAR,M12
STP_009 | Data Enrichment | rym |  | 2023-06-27 |  |  | 1272263 | 1272263 | CONTROLLER,PRES;PRKH,SCPSD-250-14-25,250 | CONTROLLER,PRESSURE;MNFR:PARKER HANNIFIN,PTNO:SCPSD-250-14-25,ADDITIONAL FEATURES EN:250 BAR,M12 |  | SCPSD-250-14-25 | 3000331 | PARKER HANNIFIN | PARKER HANNIFIN | SCPSD-250-14-25 | [18 empty] | CONTROLLER | PRESSURE | TYPE |  | PRESSURE RANGE |  | ACCURACY |  | OUTPUT SIGNAL |  | POWER SUPPLY |  | DISPLAY TYPE |  | RESOLUTION |  | MOUNTING TYPE |  | CONNECTION TYPE |  | MATERIAL |  | ENCLOSURE |  | SIZE |  | HAZARD CLASS |  | CERTIFICATION/STANDARD |  | ADDITIONAL FEATURES EN | 250 BAR,M12
STP_009 | Data Enrichment | rym |  | 2023-06-27 |  |  | 1272262 | 1272262 | CONTROLLER,PRES;PRKH,SCPSD-400-14-25,400 | CONTROLLER,PRESSURE;MNFR:PARKER HANNIFIN,PTNO:SCPSD-400-14-25,ADDITIONAL FEATURES EN:400 BAR,M12 |  | SCPSD-400-14-25 | 3000331 | PARKER HANNIFIN | PARKER HANNIFIN | SCPSD-400-14-25 | [18 empty] | CONTROLLER | PRESSURE | TYPE |  | PRESSURE RANGE |  | ACCURACY |  | OUTPUT SIGNAL |  | POWER SUPPLY |  | DISPLAY TYPE |  | RESOLUTION |  | MOUNTING TYPE |  | CONNECTION TYPE |  | MATERIAL |  | ENCLOSURE |  | SIZE |  | HAZARD CLASS |  | CERTIFICATION/STANDARD |  | ADDITIONAL FEATURES EN | 400 BAR,M12
STP_009 | Data Enrichment | SFU |  | 2023-06-27 |  |  | 1322620 | 1322620 | CONTROLLER,PWR;ABB,3BDC700113 | CONTROLLER,POWER;MNFR:ABB,PTNO:3BDC700113 | CONTROLLER,POWER | 3BDC700113 | 3000014 | ABB | ABB | 3BDC700113 | [18 empty] | CONTROLLER | POWER | TYPE |  | VOLTAGE RATING |  | CURRENT RATING |  | OUTPUT RATING |  | NUMBER OF OUTPUTS |  | POWER RATING |  | NUMBER OF PHASE |  | MOUNTING TYPE |  | INTERFACE TYPE |  | OPERATOR INTERFACE TYPE |  | SIZE |  | HAZARD CLASS |  | CERTIFICATION/STANDARD |  | ADDITIONAL FEATURES EN
STP_009 | Data Enrichment | rym |  | 2023-06-27 |  |  | 1253847 | 1253847 | CONTROLLER;AB,1769-L16ER-BB1B,C/LOGIX | CONTROLLER;MNFR:ALLEN BRADLEY,PTNO:1769-L16ER-BB1B,ADDITIONAL FEATURES EN:C/LOGIX 5370 | 01)COLTERLEC,01)1769-L16ER-BB1B,CONTROLLER,01)C/LOGIX 5370 | 1769-L16ER-BB1B | 3000226 | ALLEN BRADLEY | ALLEN BRADLEY | 1769-L16ER-BB1B | [18 empty] | CONTROLLER | NO MODIFIER | TYPE |  | ELECTRICAL RATING |  | INPUT SIGNAL |  | OUTPUT SIGNAL |  | DISPLAY TYPE |  | CONTROL MODE |  | CONNECTION TYPE |  | RANGE |  | MOUNTING TYPE |  | SIZE |  | HAZARD CLASS |  | CERTIFICATION/STANDARD |  | ADDITIONAL FEATURES EN | C/LOGIX 5370
STP_009 | Data Enrichment | SFU |  | 2023-06-27 |  |  | 1258499 | 1258499 | CONTROLLER;ABB,1SAP140 300 R0271 | CONTROLLER;MNFR:ABB,PTNO:1SAP140 300 R0271 | CONTROLLER | 1SAP140 300 R0271 | 3000014 | ABB | ABB | 1SAP140 300 R0271 | [18 empty] | CONTROLLER | NO MODIFIER | TYPE |  | ELECTRICAL RATING |  | INPUT SIGNAL |  | OUTPUT SIGNAL |  | DISPLAY TYPE |  | CONTROL MODE |  | CONNECTION TYPE |  | RANGE |  | MOUNTING TYPE |  | SIZE |  | HAZARD CLASS |  | CERTIFICATION/STANDARD |  | ADDITIONAL FEATURES EN
STP_009 | Data Enrichment | SFU |  | 2023-06-27 |  |  | 1323037 | 1323037 | CONTROLLER;ABB,3BDC700110 | CONTROLLER;MNFR:ABB,PTNO:3BDC700110 | CONTROLLER | 3BDC700110 | 3000014 | ABB | ABB | 3BDC700110 | [18 empty] | CONTROLLER | NO MODIFIER | TYPE |  | ELECTRICAL RATING |  | INPUT SIGNAL |  | OUTPUT SIGNAL |  | DISPLAY TYPE |  | CONTROL MODE |  | CONNECTION TYPE |  | RANGE |  | MOUNTING TYPE |  | SIZE |  | HAZARD CLASS |  | CERTIFICATION/STANDARD |  | ADDITIONAL FEATURES EN
STP_009 | Data Enrichment | SFU |  | 2023-06-27 |  |  | 1325344 | 1325344 | CONTROLLER;ABB,3BSE018104R1 | CONTROLLER;MNFR:ABB,PTNO:3BSE018104R1 | CONTROLLER | 3BSE018104R1 | 3000014 | ABB | ABB | 3BSE018104R1 | [18 empty] | CONTROLLER | NO MODIFIER | TYPE |  | ELECTRICAL RATING |  | INPUT SIGNAL |  | OUTPUT SIGNAL |  | DISPLAY TYPE |  | CONTROL MODE |  | CONNECTION TYPE |  | RANGE |  | MOUNTING TYPE |  | SIZE |  | HAZARD CLASS |  | CERTIFICATION/STANDARD |  | ADDITIONAL FEATURES EN
STP_009 | Data Enrichment | SFU |  | 2023-06-27 |  |  | 1211643 | 1211643 | CONTROLLER;ABB,3BSE-018-104-R1 | CONTROLLER;MNFR:ABB,PTNO:3BSE-018-104-R1 | CONTROLLER | 3BSE-018-104-R1 | 3000014 | ABB | ABB | 3BSE-018-104-R1 | [18 empty] | CONTROLLER | NO MODIFIER | TYPE |  | ELECTRICAL RATING |  | INPUT SIGNAL |  | OUTPUT SIGNAL |  | DISPLAY TYPE |  | CONTROL MODE |  | CONNECTION TYPE |  | RANGE |  | MOUNTING TYPE |  | SIZE |  | HAZARD CLASS |  | CERTIFICATION/STANDARD |  | ADDITIONAL FEATURES EN
STP_009 | Data Enrichment | rym |  | 2023-06-27 |  |  | 1211532 | 1211532 | CONTROLLER;ABB,3BSE031151R1 | CONTROLLER;MNFR:ABB,PTNO:3BSE031151R1 | CONTROLLER | 3BSE031151R1 | 3000014 | ABB | ABB | 3BSE031151R1 | [18 empty] | CONTROLLER | NO MODIFIER | TYPE |  | ELECTRICAL RATING |  | INPUT SIGNAL |  | OUTPUT SIGNAL |  | DISPLAY TYPE |  | CONTROL MODE |  | CONNECTION TYPE |  | RANGE |  | MOUNTING TYPE |  | SIZE |  | HAZARD CLASS |  | CERTIFICATION/STANDARD |  | ADDITIONAL FEATURES EN
STP_009 | Data Enrichment | rym |  | 2023-06-27 |  |  | 1326439 | 1326439 | CONTROLLER;ABB,3BSE078268R1 | CONTROLLER;MNFR:ABB,PTNO:3BSE078268R1 | CONTROLLER | 3BSE078268R1 | 3000014 | ABB | ABB | 3BSE078268R1 | [18 empty] | CONTROLLER | NO MODIFIER | TYPE |  | ELECTRICAL RATING |  | INPUT SIGNAL |  | OUTPUT SIGNAL |  | DISPLAY TYPE |  | CONTROL MODE |  | CONNECTION TYPE |  | RANGE |  | MOUNTING TYPE |  | SIZE |  | HAZARD CLASS |  | CERTIFICATION/STANDARD |  | ADDITIONAL FEATURES EN
STP_009 | Data Enrichment | rym |  | 2023-06-27 |  |  | 1335493 | 1335493 | CONTROLLER;ABB,ACS800-04-0400-5+E208+E21 | CONTROLLER;MNFR:ABB,PTNO:ACS800-04-0400-5+E208+E210+J40 | CONTROLLER | ACS800-04-0400-5+E208+E210+J40 | 3000014 | ABB | ABB | ACS800-04-0400-5+E208+E210+J40 | [18 empty] | CONTROLLER | NO MODIFIER | TYPE |  | ELECTRICAL RATING |  | INPUT SIGNAL |  | OUTPUT SIGNAL |  | DISPLAY TYPE |  | CONTROL MODE |  | CONNECTION TYPE |  | RANGE |  | MOUNTING TYPE |  | SIZE |  | HAZARD CLASS |  | CERTIFICATION/STANDARD |  | ADDITIONAL FEATURES EN
STP_009 | Data Enrichment | rym |  | 2023-06-27 |  |  | 1323009 | 1323009 | CONTROLLER;ABB,ACS880-01-027A-5 | CONTROLLER;MNFR:ABB,PTNO:ACS880-01-027A-5 | CONTROLLER | ACS880-01-027A-5 | 3000014 | ABB | ABB | ACS880-01-027A-5 | [18 empty] | CONTROLLER | NO MODIFIER | TYPE |  | ELECTRICAL RATING |  | INPUT SIGNAL |  | OUTPUT SIGNAL |  | DISPLAY TYPE |  | CONTROL MODE |  | CONNECTION TYPE |  | RANGE |  | MOUNTING TYPE |  | SIZE |  | HAZARD CLASS |  | CERTIFICATION/STANDARD |  | ADDITIONAL FEATURES EN
STP_009 | Data Enrichment | rym |  | 2023-06-27 |  |  | 1326438 | 1326438 | CONTROLLER;ABB,ADAM.OI5 | CONTROLLER;MNFR:ABB,PTNO:ADAM.OI5 | CONTROLLER | ADAM.OI5 | 3000014 | ABB | ABB | ADAM.OI5 | [18 empty] | CONTROLLER | NO MODIFIER | TYPE |  | ELECTRICAL RATING |  | INPUT SIGNAL |  | OUTPUT SIGNAL |  | DISPLAY TYPE |  | CONTROL MODE |  | CONNECTION TYPE |  | RANGE |  | MOUNTING TYPE |  | SIZE |  | HAZARD CLASS |  | CERTIFICATION/STANDARD |  | ADDITIONAL FEATURES EN
STP_009 | Data Enrichment | rym |  | 2023-06-27 |  |  | 1266790 | 1266790 | CONTROLLER;ABB,CM10/000S0E0/STD,UNIVSL | CONTROLLER;MNFR:ABB,PTNO:CM10/000S0E0/STD,ADDITIONAL FEATURES EN:UNIVERSAL, 1/8 DIN 2 X ANI 1X ANO 1 X RELAY | 01)PMD PROCESS CONTROLS,01)CM10/000S0E0/STD,CONTROLLER,01)UNIVERSAL, 1/8 DIN 2 X ANI | CM10/000S0E0/STD | 3000014 | ABB | ABB | CM10/000S0E0/STD | [18 empty] | CONTROLLER | NO MODIFIER | TYPE |  | ELECTRICAL RATING |  | INPUT SIGNAL |  | OUTPUT SIGNAL |  | DISPLAY TYPE |  | CONTROL MODE |  | CONNECTION TYPE |  | RANGE |  | MOUNTING TYPE |  | SIZE |  | HAZARD CLASS |  | CERTIFICATION/STANDARD |  | ADDITIONAL FEATURES EN | UNIVERSAL,1/8 DIN 2 X ANI 1X ANO 1 X RELAY
STP_009 | Data Enrichment | rym |  | 2023-06-27 |  |  | 1273862 | 1273862 | CONTROLLER;ABB,CM30/2S0S0E0/STD,90-264VA | CONTROLLER;MNFR:ABB,PTNO:CM30/2S0S0E0/STD,ADDITIONAL FEATURES EN:90-264VAC,CONTROLMASTER UNIVERSAL PROCESS,1/4 IN DIN,I/O: BASIC+OPTION BOARD 1(2 ANALOG INPUTS,2 ANALOG OUTPUT,2 DIGITAL I/O AND 4 RELAYS) | 01)PMD PROCESS CONTROLS,01)CM30/2S0S0E0/STD,CONTROLLER,01)2 DIGITAL I/O AND 4 RELAYS),01)90-264VAC,CONTROLMASTER UNI,03)I/O:BASIC+OPTION BOARD 1(2 | CM30/2S0S0E0/STD | 3000014 | ABB | ABB | CM30/2S0S0E0/STD | [18 empty] | CONTROLLER | NO MODIFIER | TYPE |  | ELECTRICAL RATING |  | INPUT SIGNAL |  | OUTPUT SIGNAL |  | DISPLAY TYPE |  | CONTROL MODE |  | CONNECTION TYPE |  | RANGE |  | MOUNTING TYPE |  | SIZE |  | HAZARD CLASS |  | CERTIFICATION/STANDARD |  | ADDITIONAL FEATURES EN | 90-264VAC,CONTROLMASTER UNIVERSAL PROCESS,1/4 IN DIN | [46 empty] | I/O: BASIC+OPTION BOARD 1(2 ANALOG INPUTS,2 ANALOG OUTPUT,2 DIGITAL I/O AND 4 RELAYS)
STP_009 | Data Enrichment | rym |  | 2023-06-27 |  |  | 1322962 | 1322962 | CONTROLLER;ABB,GJR5250500R0262 | CONTROLLER;MNFR:ABB,PTNO:GJR5250500R0262 | CONTROLLER | GJR5250500R0262 | 3000014 | ABB | ABB | GJR5250500R0262 | [18 empty] | CONTROLLER | NO MODIFIER | TYPE |  | ELECTRICAL RATING |  | INPUT SIGNAL |  | OUTPUT SIGNAL |  | DISPLAY TYPE |  | CONTROL MODE |  | CONNECTION TYPE |  | RANGE |  | MOUNTING TYPE |  | SIZE |  | HAZARD CLASS |  | CERTIFICATION/STANDARD |  | ADDITIONAL FEATURES EN
STP_009 | Data Enrichment | rym |  | 2023-06-27 |  |  | 1257685 | 1257685 | CONTROLLER;ABB,ISAP140 100 R0170 | CONTROLLER;MNFR:ABB,PTNO:ISAP140 100 R0170 | CONTROLLER | ISAP140 100 R0170 | 3000014 | ABB | ABB | ISAP140 100 R0170 | [18 empty] | CONTROLLER | NO MODIFIER | TYPE |  | ELECTRICAL RATING |  | INPUT SIGNAL |  | OUTPUT SIGNAL |  | DISPLAY TYPE |  | CONTROL MODE |  | CONNECTION TYPE |  | RANGE |  | MOUNTING TYPE |  | SIZE |  | HAZARD CLASS |  | CERTIFICATION/STANDARD |  | ADDITIONAL FEATURES EN
STP_009 | Data Enrichment | rym |  | 2023-06-27 |  |  | 1322961 | 1322961 | CONTROLLER;ABB,PM573 | CONTROLLER;MNFR:ABB,PTNO:PM573 | CONTROLLER | PM573 | 3000014 | ABB | ABB | PM573 | [18 empty] | CONTROLLER | NO MODIFIER | TYPE |  | ELECTRICAL RATING |  | INPUT SIGNAL |  | OUTPUT SIGNAL |  | DISPLAY TYPE |  | CONTROL MODE |  | CONNECTION TYPE |  | RANGE |  | MOUNTING TYPE |  | SIZE |  | HAZARD CLASS |  | CERTIFICATION/STANDARD |  | ADDITIONAL FEATURES EN
STP_009 | Data Enrichment | SFU |  | 2023-06-27 |  |  | 1333383 | 1333383 | CONTROLLER;DIEC,4C.1078900 | CONTROLLER;MNFR:DIECI,PTNO:4C.1078900,ADDITIONAL FEATURES EN:SAR UNIT | CONTROLLER,01)SAR UNIT | 4C.1078900 | 3000511 | DIECI | DIECI | 4C.1078900 | [18 empty] | CONTROLLER | NO MODIFIER | TYPE |  | ELECTRICAL RATING |  | INPUT SIGNAL |  | OUTPUT SIGNAL |  | DISPLAY TYPE |  | CONTROL MODE |  | CONNECTION TYPE |  | RANGE |  | MOUNTING TYPE |  | SIZE |  | HAZARD CLASS |  | CERTIFICATION/STANDARD |  | ADDITIONAL FEATURES EN | SAR UNIT
STP_009 | Data Enrichment | SFU |  | 2023-06-27 |  |  | 1252847 | 1252847 | CONTROLLER;DIEC,4C.34016506A1 | CONTROLLER;MNFR:DIECI,PTNO:4C.34016506A1,ADDITIONAL FEATURES EN:SAR UNIT | CONTROLLER,01)SAR UNIT | 4C.34016506A1 | 3000511 | DIECI | DIECI | 4C.34016506A1 | [18 empty] | CONTROLLER | NO MODIFIER | TYPE |  | ELECTRICAL RATING |  | INPUT SIGNAL |  | OUTPUT SIGNAL |  | DISPLAY TYPE |  | CONTROL MODE |  | CONNECTION TYPE |  | RANGE |  | MOUNTING TYPE |  | SIZE |  | HAZARD CLASS |  | CERTIFICATION/STANDARD |  | ADDITIONAL FEATURES EN | SAR UNIT
STP_009 | Data Enrichment | SFU |  | 2023-06-27 |  |  | 1252810 | 1252810 | CONTROLLER;DIEC,4C-1802830000 | CONTROLLER;MNFR:DIECI,PTNO:4C-1802830000,ADDITIONAL FEATURES EN:UNIT | CONTROLLER,01)UNIT | 4C-1802830000 | 3000511 | DIECI | DIECI | 4C-1802830000 | [18 empty] | CONTROLLER | NO MODIFIER | TYPE |  | ELECTRICAL RATING |  | INPUT SIGNAL |  | OUTPUT SIGNAL |  | DISPLAY TYPE |  | CONTROL MODE |  | CONNECTION TYPE |  | RANGE |  | MOUNTING TYPE |  | SIZE |  | HAZARD CLASS |  | CERTIFICATION/STANDARD |  | ADDITIONAL FEATURES EN | UNIT
STP_009 | Data Enrichment | SFU |  | 2023-06-27 |  |  | 1252910 | 1252910 | CONTROLLER;DIEC,4M.068080 | CONTROLLER;MNFR:DIECI,PTNO:4M.068080,ADDITIONAL FEATURES EN:UNIT | CONTROLLER,01)UNIT | 4M.068080 | 3000511 | DIECI | DIECI | 4M.068080 | [18 empty] | CONTROLLER | NO MODIFIER | TYPE |  | ELECTRICAL RATING |  | INPUT SIGNAL |  | OUTPUT SIGNAL |  | DISPLAY TYPE |  | CONTROL MODE |  | CONNECTION TYPE |  | RANGE |  | MOUNTING TYPE |  | SIZE |  | HAZARD CLASS |  | CERTIFICATION/STANDARD |  | ADDITIONAL FEATURES EN | UNIT
STP_009 | Data Enrichment | SFU |  | 2023-06-27 |  |  | 1333300 | 1333300 | CONTROLLER;DIEC,BEP0546.1 | CONTROLLER;MNFR:DIECI,PTNO:BEP0546.1,ADDITIONAL FEATURES EN:EN-JOY UNIT | CONTROLLER,01)EN-JOY UNIT | BEP0546.1 | 3000511 | DIECI | DIECI | BEP0546.1 | [18 empty] | CONTROLLER | NO MODIFIER | TYPE |  | ELECTRICAL RATING |  | INPUT SIGNAL |  | OUTPUT SIGNAL |  | DISPLAY TYPE |  | CONTROL MODE |  | CONNECTION TYPE |  | RANGE |  | MOUNTING TYPE |  | SIZE |  | HAZARD CLASS |  | CERTIFICATION/STANDARD |  | ADDITIONAL FEATURES EN | EN-JOY UNIT
STP_009 | Data Enrichment | SFU |  | 2023-06-27 |  |  | 1276115 | 1276115 | CONTROLLER;FISV,DVC-3793-4352974 | CONTROLLER;MNFR:FISHER CONTROLS,PTNO:DVC-3793-4352974 |  | DVC-3793-4352974 | 3000274 | FISHER CONTROLS | FISHER CONTROLS | DVC-3793-4352974 | [18 empty] | CONTROLLER | NO MODIFIER | TYPE |  | ELECTRICAL RATING |  | INPUT SIGNAL |  | OUTPUT SIGNAL |  | DISPLAY TYPE |  | CONTROL MODE |  | CONNECTION TYPE |  | RANGE |  | MOUNTING TYPE |  | SIZE |  | HAZARD CLASS |  | CERTIFICATION/STANDARD |  | ADDITIONAL FEATURES EN
STP_009 | Data Enrichment | SFU |  | 2023-06-27 |  |  | 1322969 | 1322969 | CONTROLLER;SIE,23V4 E532-372/8190-31S104 | CONTROLLER;MNFR:SIEMENS,PTNO:23V4 E532-372/8190-31S104 | CONTROLLER | 23V4 E532-372/8190-31S104 | 3000032 | SIEMENS | SIEMENS | 23V4 E532-372/8190-31S104 | [18 empty] | CONTROLLER | NO MODIFIER | TYPE |  | ELECTRICAL RATING |  | INPUT SIGNAL |  | OUTPUT SIGNAL |  | DISPLAY TYPE |  | CONTROL MODE |  | CONNECTION TYPE |  | RANGE |  | MOUNTING TYPE |  | SIZE |  | HAZARD CLASS |  | CERTIFICATION/STANDARD |  | ADDITIONAL FEATURES EN
STP_009 | Data Enrichment | rym |  | 2023-06-27 |  |  | 1326415 | 1326415 | CONTROLLER;SIE,6SE6440-2UC13-7AA1 | CONTROLLER;MNFR:SIEMENS,PTNO:6SE6440-2UC13-7AA1 | CONTROLLER | 6SE6440-2UC13-7AA1 | 3000032 | SIEMENS | SIEMENS | 6SE6440-2UC13-7AA1 | [18 empty] | CONTROLLER | NO MODIFIER | TYPE |  | ELECTRICAL RATING |  | INPUT SIGNAL |  | OUTPUT SIGNAL |  | DISPLAY TYPE |  | CONTROL MODE |  | CONNECTION TYPE |  | RANGE |  | MOUNTING TYPE |  | SIZE |  | HAZARD CLASS |  | CERTIFICATION/STANDARD |  | ADDITIONAL FEATURES EN
STP_009 | Data Enrichment | SFU |  | 2023-06-27 |  |  | 1257556 | 1257556 | CONTROLLER;SIE,E532-372/8190-31S108 | CONTROLLER;MNFR:SIEMENS,PTNO:E532-372/8190-31S108 | CONTROLLER | E532-372/8190-31S108 | 3000032 | SIEMENS | SIEMENS | E532-372/8190-31S108 | [18 empty] | CONTROLLER | NO MODIFIER | TYPE |  | ELECTRICAL RATING |  | INPUT SIGNAL |  | OUTPUT SIGNAL |  | DISPLAY TYPE |  | CONTROL MODE |  | CONNECTION TYPE |  | RANGE |  | MOUNTING TYPE |  | SIZE |  | HAZARD CLASS |  | CERTIFICATION/STANDARD |  | ADDITIONAL FEATURES EN
STP_009 | Data Enrichment | rym |  | 2023-06-27 |  |  | 1258721 | 1258721 | CONTROLLER;SIE,LME44.056C2,FLM | CONTROLLER;MNFR:SIEMENS,PTNO:LME44.056C2,ADDITIONAL FEATURES EN:FLAME | 01)FURNACE INDUSTRIES,01)RFLME440,CONTROLLER,01)FLAME | LME44.056C2 | 3000032 | SIEMENS | SIEMENS | LME44.056C2 | [18 empty] | CONTROLLER | NO MODIFIER | TYPE |  | ELECTRICAL RATING |  | INPUT SIGNAL |  | OUTPUT SIGNAL |  | DISPLAY TYPE |  | CONTROL MODE |  | CONNECTION TYPE |  | RANGE |  | MOUNTING TYPE |  | SIZE |  | HAZARD CLASS |  | CERTIFICATION/STANDARD |  | ADDITIONAL FEATURES EN | FLAME
STP_009 | Data Enrichment | rym |  | 2023-06-27 |  |  | 1214357 | 1214357 | CONTROLLER;SIE,TEB-G36ST320 | CONTROLLER;MNFR:SIEMENS,PTNO:TEB-G36ST320 | CONTROLLER | TEB-G36ST320 | 3000032 | SIEMENS | SIEMENS | TEB-G36ST320 | [18 empty] | CONTROLLER | NO MODIFIER | TYPE |  | ELECTRICAL RATING |  | INPUT SIGNAL |  | OUTPUT SIGNAL |  | DISPLAY TYPE |  | CONTROL MODE |  | CONNECTION TYPE |  | RANGE |  | MOUNTING TYPE |  | SIZE |  | HAZARD CLASS |  | CERTIFICATION/STANDARD |  | ADDITIONAL FEATURES EN
STP_009 | Data Enrichment | rym |  | 2023-06-27 |  |  | 1267553 | 1267553 | CONTROLLER;THGM,G0004869-02,INTEGRATOR | CONTROLLER;MNFR:THERMO GAMMA-METRICS,PTNO:G0004869-02,ADDITIONAL FEATURES EN:INTEGRATOR RAMSEY FLEX 230VAC/110VAC HMI RF-I-HAP | 01)THERMO GAMMA-METRICS PTY,01)G0004869-02,CONTROLLER,01)INTEGRATOR RAMSEY FLEX 230 | G0004869-02 | 3000468 | THERMO GAMMA-METRICS | THERMO GAMMA-METRICS | G0004869-02 | [18 empty] | CONTROLLER | NO MODIFIER | TYPE |  | ELECTRICAL RATING |  | INPUT SIGNAL |  | OUTPUT SIGNAL |  | DISPLAY TYPE |  | CONTROL MODE |  | CONNECTION TYPE |  | RANGE |  | MOUNTING TYPE |  | SIZE |  | HAZARD CLASS |  | CERTIFICATION/STANDARD |  | ADDITIONAL FEATURES EN | INTEGRATOR RAMSEY FLEX 230VAC/110VAC HMI RF-I-HAP
STP_009 | Data Enrichment | rym |  | 2023-06-27 |  |  | 1267554 | 1267554 | CONTROLLER;THGM,G0005618-01,DIGITIZER | CONTROLLER;MNFR:THERMO GAMMA-METRICS,PTNO:G0005618-01,ADDITIONAL FEATURES EN:DIGITIZER RAMSEY FLEX SINGLE RF-D-1 | 01)THERMO GAMMA-METRICS PTY,01)G0005618-01,CONTROLLER,01)DIGITIZER RAMSEY FLEX SIN | G0005618-01 | 3000468 | THERMO GAMMA-METRICS | THERMO GAMMA-METRICS | G0005618-01 | [18 empty] | CONTROLLER | NO MODIFIER | TYPE |  | ELECTRICAL RATING |  | INPUT SIGNAL |  | OUTPUT SIGNAL |  | DISPLAY TYPE |  | CONTROL MODE |  | CONNECTION TYPE |  | RANGE |  | MOUNTING TYPE |  | SIZE |  | HAZARD CLASS |  | CERTIFICATION/STANDARD |  | ADDITIONAL FEATURES EN | DIGITIZER RAMSEY FLEX SINGLE RF-D-1
STP_009 | Data Enrichment | rym |  | 2023-06-27 |  |  | 1218881 | 1218881 | CONTROLLER;YOKG,AFV30D-A41152 | CONTROLLER;MNFR:YOKOGAWA,PTNO:AFV30D-A41152 |  | AFV30D-A41152 | 3000446 | YOKOGAWA | YOKOGAWA | AFV30D-A41152 | [18 empty] | CONTROLLER | NO MODIFIER | TYPE |  | ELECTRICAL RATING |  | INPUT SIGNAL |  | OUTPUT SIGNAL |  | DISPLAY TYPE |  | CONTROL MODE |  | CONNECTION TYPE |  | RANGE |  | MOUNTING TYPE |  | SIZE |  | HAZARD CLASS |  | CERTIFICATION/STANDARD |  | ADDITIONAL FEATURES EN
STP_009 | Data Enrichment | rym |  | 2023-06-27 |  |  | 1218814 | 1218814 | CONTROLLER;YOKG,ANB11D-215/BU2B | CONTROLLER;MNFR:YOKOGAWA,PTNO:ANB11D-215/BU2B |  | ANB11D-215/BU2B | 3000446 | YOKOGAWA | YOKOGAWA | ANB11D-215/BU2B | [18 empty] | CONTROLLER | NO MODIFIER | TYPE |  | ELECTRICAL RATING |  | INPUT SIGNAL |  | OUTPUT SIGNAL |  | DISPLAY TYPE |  | CONTROL MODE |  | CONNECTION TYPE |  | RANGE |  | MOUNTING TYPE |  | SIZE |  | HAZARD CLASS |  | CERTIFICATION/STANDARD |  | ADDITIONAL FEATURES EN
STP_009 | Data Enrichment | rym |  | 2023-06-27 |  |  | 1218049 | 1218049 | CONTROLLER;YOKG,ANT421-50,ANT421-50, OPT | CONTROLLER;MNFR:YOKOGAWA,PTNO:ANT421-50,ADDITIONAL FEATURES EN:ANT421-50, OPTICAL ESB BUS REPEATER, NO,CONNECTOR UNIT | 01)YOKOGAWA AUSTRALIA PTY LT,01)ANT421-50,CONTROLLER,01)ANT421-50, OPTICAL ESB BUS,02)CONNECTOR UNIT | ANT421-50 | 3000446 | YOKOGAWA | YOKOGAWA | ANT421-50 | [18 empty] | CONTROLLER | NO MODIFIER | TYPE |  | ELECTRICAL RATING |  | INPUT SIGNAL |  | OUTPUT SIGNAL |  | DISPLAY TYPE |  | CONTROL MODE |  | CONNECTION TYPE |  | RANGE |  | MOUNTING TYPE |  | SIZE |  | HAZARD CLASS |  | CERTIFICATION/STANDARD |  | ADDITIONAL FEATURES EN | ANT421-50,OPTICAL ESB BUS REPEATER,NO,CONNECTOR UNIT
STP_009 | Data Enrichment | rym |  | 2023-06-27 |  |  | 1218050 | 1218050 | CONTROLLER;YOKG,ANT522-50,ANT522-50, OPT | CONTROLLER;MNFR:YOKOGAWA,PTNO:ANT522-50,ADDITIONAL FEATURES EN:ANT522-50, OPTICAL ESB BUS REPEATER SLAV,E, NO CONNECTOR UNIT | 01)YOKOGAWA AUSTRALIA PTY LT,01)ANT522-50,CONTROLLER,01)ANT522-50, OPTICAL ESB BUS,02)E, NO CONNECTOR UNIT | ANT522-50 | 3000446 | YOKOGAWA | YOKOGAWA | ANT522-50 | [18 empty] | CONTROLLER | NO MODIFIER | TYPE |  | ELECTRICAL RATING |  | INPUT SIGNAL |  | OUTPUT SIGNAL |  | DISPLAY TYPE |  | CONTROL MODE |  | CONNECTION TYPE |  | RANGE |  | MOUNTING TYPE |  | SIZE |  | HAZARD CLASS |  | CERTIFICATION/STANDARD |  | ADDITIONAL FEATURES EN | ANT522-50,OPTICAL ESB BUS REPEATER SLAV,E,NO CONNECTOR UNIT
STP_009 | Data Enrichment | rym |  | 2023-06-27 |  |  | 1211192 | 1211192 | CONTROLLER;YOKG,VP6F1700-E11C12 | CONTROLLER;MNFR:YOKOGAWA,PTNO:VP6F1700-E11C12 | 01)YOKOGAWA AUSTRALIA PTY LT,01)VP6F1700-E11C12,CONTROLLER | VP6F1700-E11C12 | 3000446 | YOKOGAWA | YOKOGAWA | VP6F1700-E11C12 | [18 empty] | CONTROLLER | NO MODIFIER | TYPE |  | ELECTRICAL RATING |  | INPUT SIGNAL |  | OUTPUT SIGNAL |  | DISPLAY TYPE |  | CONTROL MODE |  | CONNECTION TYPE |  | RANGE |  | MOUNTING TYPE |  | SIZE |  | HAZARD CLASS |  | CERTIFICATION/STANDARD |  | ADDITIONAL FEATURES EN
STP_009 | Data Enrichment | rym |  | 2023-06-27 |  |  | 1275185 | 1275185 | CONTROLLER;YOKG,VP6F1700-V11C01 | CONTROLLER;MNFR:YOKOGAWA,PTNO:VP6F1700-V11C01 |  | VP6F1700-V11C01 | 3000446 | YOKOGAWA | YOKOGAWA | VP6F1700-V11C01 | [18 empty] | CONTROLLER | NO MODIFIER | TYPE |  | ELECTRICAL RATING |  | INPUT SIGNAL |  | OUTPUT SIGNAL |  | DISPLAY TYPE |  | CONTROL MODE |  | CONNECTION TYPE |  | RANGE |  | MOUNTING TYPE |  | SIZE |  | HAZARD CLASS |  | CERTIFICATION/STANDARD |  | ADDITIONAL FEATURES EN
STP_009 | Data Enrichment | SFU |  | 2023-06-27 |  |  | 1213285 | 1213285 | COUPLING,HSE;DRVT,IFI24926 | COUPLING,HOSE;MNFR:DRIVETRAIN,PTNO:IFI24926 | 01)DRIVETRAIN AUSTRALIA,01)IFI24926,COUPLING,HOSE | IFI24926 | 3000461 | DRIVETRAIN | DRIVETRAIN | IFI24926 | [18 empty] | COUPLING | HOSE | TYPE |  | NOMINAL SIZE |  | LENGTH |  | END CONNECTION |  | PRESSURE RATING |  | MATERIAL |  | MATERIAL SPECIFICATION |  | COATING/FINISH |  | SCHEDULE/WALL THICKNESS |  | TEMPERATURE RATING |  | HAZARD CLASS |  | CERTIFICATION/STANDARD |  | ADDITIONAL FEATURES EN
STP_009 | Data Enrichment | SFU |  | 2023-06-27 |  |  | 1213315 | 1213315 | COUPLING,HSE;DRVT,IFI25061 | COUPLING,HOSE;MNFR:DRIVETRAIN,PTNO:IFI25061 | 01)DRIVETRAIN AUSTRALIA,01)IFI25061,COUPLING,HOSE | IFI25061 | 3000461 | DRIVETRAIN | DRIVETRAIN | IFI25061 | [18 empty] | COUPLING | HOSE | TYPE |  | NOMINAL SIZE |  | LENGTH |  | END CONNECTION |  | PRESSURE RATING |  | MATERIAL |  | MATERIAL SPECIFICATION |  | COATING/FINISH |  | SCHEDULE/WALL THICKNESS |  | TEMPERATURE RATING |  | HAZARD CLASS |  | CERTIFICATION/STANDARD |  | ADDITIONAL FEATURES EN
STP_009 | Data Enrichment | SFU |  | 2023-06-27 |  |  | 1213322 | 1213322 | COUPLING,HSE;DRVT,IFI25093 | COUPLING,HOSE;MNFR:DRIVETRAIN,PTNO:IFI25093 | 01)DRIVETRAIN AUSTRALIA,01)IFI25093,COUPLING,HOSE | IFI25093 | 3000461 | DRIVETRAIN | DRIVETRAIN | IFI25093 | [18 empty] | COUPLING | HOSE | TYPE |  | NOMINAL SIZE |  | LENGTH |  | END CONNECTION |  | PRESSURE RATING |  | MATERIAL |  | MATERIAL SPECIFICATION |  | COATING/FINISH |  | SCHEDULE/WALL THICKNESS |  | TEMPERATURE RATING |  | HAZARD CLASS |  | CERTIFICATION/STANDARD |  | ADDITIONAL FEATURES EN
STP_009 | Data Enrichment | SFU |  | 2023-06-27 |  |  | 1213323 | 1213323 | COUPLING,HSE;DRVT,IFI25094 | COUPLING,HOSE;MNFR:DRIVETRAIN,PTNO:IFI25094 | 01)DRIVETRAIN AUSTRALIA,01)IFI25094,COUPLING,HOSE | IFI25094 | 3000461 | DRIVETRAIN | DRIVETRAIN | IFI25094 | [18 empty] | COUPLING | HOSE | TYPE |  | NOMINAL SIZE |  | LENGTH |  | END CONNECTION |  | PRESSURE RATING |  | MATERIAL |  | MATERIAL SPECIFICATION |  | COATING/FINISH |  | SCHEDULE/WALL THICKNESS |  | TEMPERATURE RATING |  | HAZARD CLASS |  | CERTIFICATION/STANDARD |  | ADDITIONAL FEATURES EN
STP_009 | Data Enrichment | SFU |  | 2023-06-27 |  |  | 1213324 | 1213324 | COUPLING,HSE;DRVT,IFI25098 | COUPLING,HOSE;MNFR:DRIVETRAIN,PTNO:IFI25098 | 01)DRIVETRAIN AUSTRALIA,01)IFI25098,COUPLING,HOSE | IFI25098 | 3000461 | DRIVETRAIN | DRIVETRAIN | IFI25098 | [18 empty] | COUPLING | HOSE | TYPE |  | NOMINAL SIZE |  | LENGTH |  | END CONNECTION |  | PRESSURE RATING |  | MATERIAL |  | MATERIAL SPECIFICATION |  | COATING/FINISH |  | SCHEDULE/WALL THICKNESS |  | TEMPERATURE RATING |  | HAZARD CLASS |  | CERTIFICATION/STANDARD |  | ADDITIONAL FEATURES EN
STP_009 | Data Enrichment | rym |  | 2023-06-27 |  |  | 1214447 | 1214447 | COUPLING,SHFT FLEX;DOUBLE ENGAGEMENT | COUPLING,SHAFT FLEXIBLE;TYPE:DOUBLE ENGAGEMENT,BORE SIZE:50-168 MM,HUB MATERIAL:CARBON STEEL 1045,ADDITIONAL FEATURES EN:PILOT BORED,DEPTH 1MM MAXHARDNESS 54 TO 55 RC,MNFR:01)DBGI,PTNO:01)GEARFLEX MGD-135 | EN_01)DOUBLE ENGAGEMENT,50-168 MM,CARBON STEEL,01)PILOT BORED,DEPTH 1MM MAXHA,01)DBGI,01)GEARFLEX MGD-135 | MGD-135 | 3000557 | SANTASALO | 01)DBGI | 01)GEARFLEX MGD-135 | [18 empty] | COUPLING | SHAFT FLEXIBLE | TYPE | DOUBLE ENGAGEMENT | BORE SIZE | 50-168 MM | LENGTH |  | TORQUE RATING |  | SPEED RATING |  | HUB MATERIAL | CARBON STEEL 1045 | KEYWAY SIZE |  | HAZARD CLASS |  | CERTIFICATION/STANDARD |  | ADDITIONAL FEATURES EN | PILOT BORED,DEPTH 1MM MAXHARDNESS 54 TO 55 RC
STP_009 | Data Enrichment | rym |  | 2023-06-27 |  |  | 1324788 | 1324788 | COUPLING,SHFT FLEX;GEAR TYPE B,SYNTEX | COUPLING,SHAFT FLEXIBLE;ADDITIONAL FEATURES EN:GEAR TYPE B,MNFR:ABB,PTNO:2243 065-A,MNFR:01)SYNTEX,PTNO:01)B38.B17-38X60 | 01)GEAR TYPE B,01)SYNTEX,01)B38.B17-38X60,COUPLING | 2243 065-A | 3000014 | ABB | 01)SYNTEX | 01)B38.B17-38X60 | [18 empty] | COUPLING | SHAFT FLEXIBLE | TYPE |  | BORE SIZE |  | LENGTH |  | TORQUE RATING |  | SPEED RATING |  | HUB MATERIAL |  | KEYWAY SIZE |  | HAZARD CLASS |  | CERTIFICATION/STANDARD |  | ADDITIONAL FEATURES EN | GEAR TYPE B
STP_009 | Data Enrichment | rym |  | 2023-06-27 |  |  | 1269878 | 1269878 | COUPLING,SHFT HLF;REXN,10421372,OMEGA,30 | COUPLING,SHAFT HALF;MNFR:REXNORD,PTNO:10421372,ADDITIONAL FEATURES EN:OMEGA,30 HUB MET T/LOCK 2012 | 01)CONSOLIDATED BEARING CO (,01)10421372,COUPLING,SHAFT HALF,01)OMEGA,30 HUB MET T/LOCK 201 | 10421372 | 3000337 | REXNORD | REXNORD | 10421372 | [18 empty] | COUPLING | SHAFT HALF | TYPE |  | BORE SIZE |  | LENGTH |  | TORQUE RATING |  | SPEED RATING |  | HUB MATERIAL |  | KEYWAY SIZE |  | FLANGE THICKNESS |  | BOLT CIRCLE DIAMETER |  | NUMBER OF BOLTS |  | BOLT HOLE SIZE |  | HAZARD CLASS |  | CERTIFICATION/STANDARD |  | ADDITIONAL FEATURES EN | OMEGA,30 HUB MET T/LOCK 2012
STP_009 | Data Enrichment | rym |  | 2023-06-27 |  |  | 1274340 | 1274340 | COUPLING,SHFT HLF;REXN,E30MHUB070MM | COUPLING,SHAFT HALF;MNFR:REXNORD,PTNO:99999999,ADDITIONAL FEATURES EN:OMEGA MACHINED,SUIT 70MM K7 BORE AND 20X12 KEY | 01)CONSOLIDATED BEARING CO (,01)E30MHUB070MM,COUPLING,SHAFT HALF,01)OMEGA MACHINED,SUIT 70MM K7 | CUSTOM | 3000337 | REXNORD | REXNORD | 99999999 | [18 empty] | COUPLING | SHAFT HALF | TYPE |  | BORE SIZE |  | LENGTH |  | TORQUE RATING |  | SPEED RATING |  | HUB MATERIAL |  | KEYWAY SIZE |  | FLANGE THICKNESS |  | BOLT CIRCLE DIAMETER |  | NUMBER OF BOLTS |  | BOLT HOLE SIZE |  | HAZARD CLASS |  | CERTIFICATION/STANDARD |  | ADDITIONAL FEATURES EN | OMEGA MACHINED,SUIT 70MM K7 BORE AND 20X12 KEY
STP_009 | Data Enrichment | SFU |  | 2023-06-27 |  |  | 1271992 | 1271992 | COUPLING,SHFT HLF;SKF,F160F,4030 T/LOCK | COUPLING,SHAFT HALF;MNFR:SKF,PTNO:F160F,ADDITIONAL FEATURES EN:4030 T/LOCK | 01)APPLIED INDUSTRIAL TECHNO,01)F160F,COUPLING,SHAFT HALF,01)4030 T/LOCK | F160F | 3000348 | SKF | SKF | F160F | [18 empty] | COUPLING | SHAFT HALF | TYPE |  | BORE SIZE |  | LENGTH |  | TORQUE RATING |  | SPEED RATING |  | HUB MATERIAL |  | KEYWAY SIZE |  | FLANGE THICKNESS |  | BOLT CIRCLE DIAMETER |  | NUMBER OF BOLTS |  | BOLT HOLE SIZE |  | HAZARD CLASS |  | CERTIFICATION/STANDARD |  | ADDITIONAL FEATURES EN | 4030 T/LOCK
STP_009 | Data Enrichment | SFU |  | 2023-06-27 |  |  | 1271991 | 1271991 | COUPLING,SHFT HLF;SKF,F160H,4030 T/LOCK | COUPLING,SHAFT HALF;MNFR:SKF,PTNO:F160H,ADDITIONAL FEATURES EN:4030 T/LOCK | 01)APPLIED INDUSTRIAL TECHNO,01)F160H,COUPLING,SHAFT HALF,01)4030 T/LOCK | F160H | 3000348 | SKF | SKF | F160H | [18 empty] | COUPLING | SHAFT HALF | TYPE |  | BORE SIZE |  | LENGTH |  | TORQUE RATING |  | SPEED RATING |  | HUB MATERIAL |  | KEYWAY SIZE |  | FLANGE THICKNESS |  | BOLT CIRCLE DIAMETER |  | NUMBER OF BOLTS |  | BOLT HOLE SIZE |  | HAZARD CLASS |  | CERTIFICATION/STANDARD |  | ADDITIONAL FEATURES EN | 4030 T/LOCK
STP_009 | Data Enrichment | rym |  | 2023-06-27 |  |  | 1258338 | 1258338 | COUPLING;ABB,0403772 | COUPLING;MNFR:ABB,PTNO:0403772 | COUPLING | 403772 | 3000014 | ABB | ABB | 0403772 | [18 empty] | COUPLING | NO MODIFIER | TYPE |  | SIZE |  | MATERIAL |  | CONNECTION TYPE |  | TEMPERATURE RATING |  | HAZARD CLASS |  | CERTIFICATION/STANDARD |  | ADDITIONAL FEATURES EN
STP_009 | Data Enrichment | rym |  | 2023-06-27 |  |  | 1258350 | 1258350 | COUPLING;ABB,0414183 | COUPLING;MNFR:ABB,PTNO:0414183 | COUPLING | 414183 | 3000014 | ABB | ABB | 0414183 | [18 empty] | COUPLING | NO MODIFIER | TYPE |  | SIZE |  | MATERIAL |  | CONNECTION TYPE |  | TEMPERATURE RATING |  | HAZARD CLASS |  | CERTIFICATION/STANDARD |  | ADDITIONAL FEATURES EN
STP_009 | Data Enrichment | SFU |  | 2023-06-27 |  |  | 1214107 | 1214107 | COUPLING;CUM,162426 | COUPLING;MNFR:CUMMINS,PTNO:162426 | COUPLING | 162426 | 3000018 | CUMMINS | CUMMINS | 162426 | [18 empty] | COUPLING | NO MODIFIER | TYPE |  | SIZE |  | MATERIAL |  | CONNECTION TYPE |  | TEMPERATURE RATING |  | HAZARD CLASS |  | CERTIFICATION/STANDARD |  | ADDITIONAL FEATURES EN
STP_009 | Data Enrichment | rym |  | 2023-06-27 |  |  | 1252882 | 1252882 | COUPLING;DIEC,5H.2772500201 | COUPLING;MNFR:DIECI,PTNO:5H.2772500201,ADDITIONAL FEATURES EN:BUSHING | COUPLING,01)BUSHING | 5H.2772500201 | 3000511 | DIECI | DIECI | 5H.2772500201 | [18 empty] | COUPLING | NO MODIFIER | TYPE |  | SIZE |  | MATERIAL |  | CONNECTION TYPE |  | TEMPERATURE RATING |  | HAZARD CLASS |  | CERTIFICATION/STANDARD |  | ADDITIONAL FEATURES EN | BUSHING
STP_009 | Data Enrichment | rym |  | 2023-06-27 |  |  | 1275256 | 1275256 | COUPLING;DOD,10933771,E30M-ELEMENT,RAPTO | COUPLING;MNFR:DODGE,PTNO:10933771,ADDITIONAL FEATURES EN:E30M-ELEMENT,RAPTOR | 01)COOPER FLUID SYSTEMS,01)10933771,COUPLING,01)E30M-ELEMENT,RAPTOR | 10933771 | 3000019 | DODGE | DODGE | 10933771 | [18 empty] | COUPLING | NO MODIFIER | TYPE |  | SIZE |  | MATERIAL |  | CONNECTION TYPE |  | TEMPERATURE RATING |  | HAZARD CLASS |  | CERTIFICATION/STANDARD |  | ADDITIONAL FEATURES EN | E30M-ELEMENT,RAPTOR
STP_009 | Data Enrichment | rym |  | 2023-06-27 |  |  | 1217255 | 1217255 | COUPLING;DRVT,10343-20-20,HOSE:1-1/4IN J | COUPLING;MNFR:DRIVETRAIN,PTNO:10343-20-20,ADDITIONAL FEATURES EN:HOSE:1-1/4IN JIC FEMALE STR, 1-1/4IN HOSE ID,CRIMP, STEEL | 01)DRIVETRAIN AUSTRALIA,01)10343-20-20,COUPLING,01)HOSE:1-1/4IN JIC FEMALE STR | 10343-20-20 | 3000461 | DRIVETRAIN | DRIVETRAIN | 10343-20-20 | [18 empty] | COUPLING | NO MODIFIER | TYPE |  | SIZE |  | MATERIAL |  | CONNECTION TYPE |  | TEMPERATURE RATING |  | HAZARD CLASS |  | CERTIFICATION/STANDARD |  | ADDITIONAL FEATURES EN | HOSE:1-1/4IN JIC FEMALE STR,1-1/4IN HOSE ID,CRIMP,STEEL
STP_009 | Data Enrichment | rym |  | 2023-06-27 |  |  | 1217256 | 1217256 | COUPLING;DRVT,10643-10-6,HOSE:7/8IN, JIC | COUPLING;MNFR:DRIVETRAIN,PTNO:10643-10-6,ADDITIONAL FEATURES EN:HOSE:7/8IN, JIC FEMALE STR, 3/8IN HOSE, CRIMP, STEEL | 01)DRIVETRAIN AUSTRALIA,01)10643-10-6,COUPLING,01)HOSE:7/8IN, JIC FEMALE STR | 10643-10-6 | 3000461 | DRIVETRAIN | DRIVETRAIN | 10643-10-6 | [18 empty] | COUPLING | NO MODIFIER | TYPE |  | SIZE |  | MATERIAL |  | CONNECTION TYPE |  | TEMPERATURE RATING |  | HAZARD CLASS |  | CERTIFICATION/STANDARD |  | ADDITIONAL FEATURES EN | HOSE:7/8IN,JIC FEMALE STR,3/8IN HOSE,CRIMP,STEEL
STP_009 | Data Enrichment | rym |  | 2023-06-27 |  |  | 1217257 | 1217257 | COUPLING;DRVT,10643-4-4C,HOSE:7/16IN, JI | COUPLING;MNFR:DRIVETRAIN,PTNO:10643-4-4C,ADDITIONAL FEATURES EN:HOSE:7/16IN, JIC FEMALE STR X 1/4IN HOSE, CRIMP, STAINLESS STEEL | 01)DRIVETRAIN AUSTRALIA,01)10643-4-4C,COUPLING,01)HOSE:7/16IN, JIC FEMALE STR | 10643-4-4C | 3000461 | DRIVETRAIN | DRIVETRAIN | 10643-4-4C | [18 empty] | COUPLING | NO MODIFIER | TYPE |  | SIZE |  | MATERIAL |  | CONNECTION TYPE |  | TEMPERATURE RATING |  | HAZARD CLASS |  | CERTIFICATION/STANDARD |  | ADDITIONAL FEATURES EN | HOSE:7/16IN,JIC FEMALE STR X 1/4IN HOSE,CRIMP,STAINLESS STEEL
STP_009 | Data Enrichment | rym |  | 2023-06-27 |  |  | 1217316 | 1217316 | COUPLING;DRVT,15S26-8-8,HOSE: AIR CONDIT | COUPLING;MNFR:DRIVETRAIN,PTNO:15S26-8-8,ADDITIONAL FEATURES EN:HOSE: AIR CONDITIONER HOSE COU00 | 01)DRIVETRAIN AUSTRALIA,01)15S26-8-8,COUPLING,01)HOSE: AIR CONDITIONER HOSE | 15S26-8-8 | 3000461 | DRIVETRAIN | DRIVETRAIN | 15S26-8-8 | [18 empty] | COUPLING | NO MODIFIER | TYPE |  | SIZE |  | MATERIAL |  | CONNECTION TYPE |  | TEMPERATURE RATING |  | HAZARD CLASS |  | CERTIFICATION/STANDARD |  | ADDITIONAL FEATURES EN | HOSE: AIR CONDITIONER HOSE COU00
STP_009 | Data Enrichment | rym |  | 2023-06-27 |  |  | 1217286 | 1217286 | COUPLING;DRVT,4A-Q4P-SS,HLF,QC:1/4 IN M. | COUPLING;MNFR:DRIVETRAIN,PTNO:4A-Q4P-SS,ADDITIONAL FEATURES EN:HALF,QC:1/4 IN M.NPTF,BARB-HALF,ASTM SS316 | 01)DRIVETRAIN AUSTRALIA,01)4A-Q4P-SS,COUPLING,01)HALF,QC:1/4 IN M.NPTF,BARB- | 4A-Q4P-SS | 3000461 | DRIVETRAIN | DRIVETRAIN | 4A-Q4P-SS | [18 empty] | COUPLING | NO MODIFIER | TYPE |  | SIZE |  | MATERIAL |  | CONNECTION TYPE |  | TEMPERATURE RATING |  | HAZARD CLASS |  | CERTIFICATION/STANDARD |  | ADDITIONAL FEATURES EN | HALF | [56 empty] | QC:1/4 IN M.NPTF,BARB-HALF,ASTM SS316
STP_009 | Data Enrichment | rym |  | 2023-06-27 |  |  | 1217160 | 1217160 | COUPLING;DRVT,4MBT4N-B,TUBE:1/4 IN ,TEE | COUPLING;MNFR:DRIVETRAIN,PTNO:4MBT4N-B,ADDITIONAL FEATURES EN:TUBE:1/4 IN ,TEE,MALE,BRANCH | 01)DRIVETRAIN AUSTRALIA,01)4MBT4N-B,COUPLING,01)TUBE:1/4 IN ,TEE,MALE,BRANC | 4MBT4N-B | 3000461 | DRIVETRAIN | DRIVETRAIN | 4MBT4N-B | [18 empty] | COUPLING | NO MODIFIER | TYPE |  | SIZE |  | MATERIAL |  | CONNECTION TYPE |  | TEMPERATURE RATING |  | HAZARD CLASS |  | CERTIFICATION/STANDARD |  | ADDITIONAL FEATURES EN | TUBE:1/4 IN,TEE,MALE,BRANCH
STP_009 | Data Enrichment | rym |  | 2023-06-27 |  |  | 1217159 | 1217159 | COUPLING;DRVT,8MRT8N-B,TUBE:1/2 IN ,TEE | COUPLING;MNFR:DRIVETRAIN,PTNO:8MRT8N-B,ADDITIONAL FEATURES EN:TUBE:1/2 IN ,TEE,MALE,RUN,1/2 IN BSP | 01)DRIVETRAIN AUSTRALIA,01)8MRT8N-B,COUPLING,01)TUBE:1/2 IN ,TEE,MALE,RUN,1 | 8MRT8N-B | 3000461 | DRIVETRAIN | DRIVETRAIN | 8MRT8N-B | [18 empty] | COUPLING | NO MODIFIER | TYPE |  | SIZE |  | MATERIAL |  | CONNECTION TYPE |  | TEMPERATURE RATING |  | HAZARD CLASS |  | CERTIFICATION/STANDARD |  | ADDITIONAL FEATURES EN | TUBE:1/2 IN,TEE,MALE,RUN,1/2 IN BSP
STP_009 | Data Enrichment | rym |  | 2023-06-27 |  |  | 1217165 | 1217165 | COUPLING;DRVT,8MSEL8N-B,TUBE:1/2 IN TUBE | COUPLING;MNFR:DRIVETRAIN,PTNO:8MSEL8N-B,ADDITIONAL FEATURES EN:TUBE:1/2 IN TUBE TO 1/2 IN MALE ELBOW | 01)DRIVETRAIN AUSTRALIA,01)8MSEL8N-B,COUPLING,01)TUBE:1/2 IN TUBE TO 1/2 IN | 8MSEL8N-B | 3000461 | DRIVETRAIN | DRIVETRAIN | 8MSEL8N-B | [18 empty] | COUPLING | NO MODIFIER | TYPE |  | SIZE |  | MATERIAL |  | CONNECTION TYPE |  | TEMPERATURE RATING |  | HAZARD CLASS |  | CERTIFICATION/STANDARD |  | ADDITIONAL FEATURES EN | TUBE:1/2 IN TUBE TO 1/2 IN MALE ELBOW
STP_009 | Data Enrichment | rym |  | 2023-06-27 |  |  | 1217161 | 1217161 | COUPLING;DRVT,8SC8-B,TUBE,1/2 IN ,UN | COUPLING;MNFR:DRIVETRAIN,PTNO:8SC8-B,ADDITIONAL FEATURES EN:TUBE,1/2 IN ,UNION | 01)DRIVETRAIN AUSTRALIA,01)8SC8-B,COUPLING,01)TUBE,1/2 IN ,UNION | 8SC8-B | 3000461 | DRIVETRAIN | DRIVETRAIN | 8SC8-B | [18 empty] | COUPLING | NO MODIFIER | TYPE |  | SIZE |  | MATERIAL |  | CONNECTION TYPE |  | TEMPERATURE RATING |  | HAZARD CLASS |  | CERTIFICATION/STANDARD |  | ADDITIONAL FEATURES EN | TUBE,1/2 IN,UNION
STP_009 | Data Enrichment | rym |  | 2023-06-27 |  |  | 1217333 | 1217333 | COUPLING;DRVT,EMI-ELP-150132,HOSE: 1.7/8 | COUPLING;MNFR:DRIVETRAIN,PTNO:EMI-ELP-150132,ADDITIONAL FEATURES EN:HOSE: 1.7/8IN JIC FEMALE SWIVEL HOSE TAIL PART NO: 10677-24-24, /ISA | 01)DRIVETRAIN AUSTRALIA,01)EMI-ELP-150132,COUPLING,01)HOSE: 1.7/8IN JIC FEMALE SW | EMI-ELP-150132 | 3000461 | DRIVETRAIN | DRIVETRAIN | EMI-ELP-150132 | [18 empty] | COUPLING | NO MODIFIER | TYPE |  | SIZE |  | MATERIAL |  | CONNECTION TYPE |  | TEMPERATURE RATING |  | HAZARD CLASS |  | CERTIFICATION/STANDARD |  | ADDITIONAL FEATURES EN | HOSE: 1.7/8IN JIC FEMALE SWIVEL HOSE TAIL PART NO: 10677-24-24,/ISA
STP_009 | Data Enrichment | rym |  | 2023-06-27 |  |  | 1217342 | 1217342 | COUPLING;DRVT,EMI-ELP-166715,ASSY,SELF S | COUPLING;MNFR:DRIVETRAIN,PTNO:EMI-ELP-166715,ADDITIONAL FEATURES EN:ASSY,SELF SEALING:MALE SUIT HYDRAULIC QUICK COUPLE 1 1/2 | 01)DRIVETRAIN AUSTRALIA,01)EMI-ELP-166715,COUPLING,01)ASSY,SELF SEALING:MALE SUIT | EMI-ELP-166715 | 3000461 | DRIVETRAIN | DRIVETRAIN | EMI-ELP-166715 | [18 empty] | COUPLING | NO MODIFIER | TYPE |  | SIZE |  | MATERIAL |  | CONNECTION TYPE |  | TEMPERATURE RATING |  | HAZARD CLASS |  | CERTIFICATION/STANDARD |  | ADDITIONAL FEATURES EN | ASSY | [56 empty] | SELF SEALING:MALE SUIT HYDRAULIC QUICK COUPLE 1 1/2
STP_009 | Data Enrichment | rym |  | 2023-06-27 |  |  | 1217243 | 1217243 | COUPLING;DRVT,KSB075,PIPE:3/4IN, BSPT MA | COUPLING;MNFR:DRIVETRAIN,PTNO:KSB075,ADDITIONAL FEATURES EN:PIPE:3/4IN, BSPT MALE, CAMLOCK | 01)DRIVETRAIN AUSTRALIA,01)KSB075,COUPLING,01)PIPE:3/4IN, BSPT MALE, CAML | KSB075 | 3000461 | DRIVETRAIN | DRIVETRAIN | KSB075 | [18 empty] | COUPLING | NO MODIFIER | TYPE |  | SIZE |  | MATERIAL |  | CONNECTION TYPE |  | TEMPERATURE RATING |  | HAZARD CLASS |  | CERTIFICATION/STANDARD |  | ADDITIONAL FEATURES EN | PIPE:3/4IN,BSPT MALE,CAMLOCK
STP_009 | Data Enrichment | rym |  | 2023-06-27 |  |  | 1217244 | 1217244 | COUPLING;DRVT,KSF075,PIPE:3/4IN, BSPT MA | COUPLING;MNFR:DRIVETRAIN,PTNO:KSF075,ADDITIONAL FEATURES EN:PIPE:3/4IN, BSPT MALE, ECONOLOK ADAPTER, CAMLOCK | 01)DRIVETRAIN AUSTRALIA,01)KSF075,COUPLING,01)PIPE:3/4IN, BSPT MALE, ECON | KSF075 | 3000461 | DRIVETRAIN | DRIVETRAIN | KSF075 | [18 empty] | COUPLING | NO MODIFIER | TYPE |  | SIZE |  | MATERIAL |  | CONNECTION TYPE |  | TEMPERATURE RATING |  | HAZARD CLASS |  | CERTIFICATION/STANDARD |  | ADDITIONAL FEATURES EN | PIPE:3/4IN,BSPT MALE,ECONOLOK ADAPTER,CAMLOCK
STP_009 | Data Enrichment | rym |  | 2023-06-27 |  |  | 1220116 | 1220116 | COUPLING;ENGAGING | COUPLING;TYPE:ENGAGING,ADDITIONAL FEATURES EN:BORED TO SIZE, KEYWAY/SET SCREW TO DIN 6885/1,MNFR:SIEMENS,PTNO:ZWSE 415 | EN_01)ENGAGING,01)BORED TO SIZE, KEYWAY/SET S,COUPLING | ZWSE 415 | 3000032 | SIEMENS | SIEMENS | ZWSE 415 | [18 empty] | COUPLING | NO MODIFIER | TYPE | ENGAGING | SIZE |  | MATERIAL |  | CONNECTION TYPE |  | TEMPERATURE RATING |  | HAZARD CLASS |  | CERTIFICATION/STANDARD |  | ADDITIONAL FEATURES EN | BORED TO SIZE,KEYWAY/SET SCREW TO DIN 6885/1
STP_009 | Data Enrichment | rym |  | 2023-06-27 |  |  | 1216675 | 1216675 | COUPLING;FLSM,1313P00068 | COUPLING;MNFR:FLSMIDTH,PTNO:1313P00068 |  | 1313P00068 | 3000426 | FLSMIDTH | FLSMIDTH | 1313P00068 | [18 empty] | COUPLING | NO MODIFIER | TYPE |  | SIZE |  | MATERIAL |  | CONNECTION TYPE |  | TEMPERATURE RATING |  | HAZARD CLASS |  | CERTIFICATION/STANDARD |  | ADDITIONAL FEATURES EN
STP_009 | Data Enrichment | rym |  | 2023-06-27 |  |  | 1332710 | 1332710 | COUPLING;GARD,100005644,ROTEX,L75 | COUPLING;MNFR:GARDNER DENVER,PTNO:100005644,ADDITIONAL FEATURES EN:ROTEX,L75 | 01)GARDNER DENVER INDUSTRIES,01)100005644,COUPLING,01)ROTEX,L75 | 100005644 | 3000280 | GARDNER DENVER | GARDNER DENVER | 100005644 | [18 empty] | COUPLING | NO MODIFIER | TYPE |  | SIZE |  | MATERIAL |  | CONNECTION TYPE |  | TEMPERATURE RATING |  | HAZARD CLASS |  | CERTIFICATION/STANDARD |  | ADDITIONAL FEATURES EN | ROTEX,L75
STP_009 | Data Enrichment | SFU |  | 2023-06-27 |  |  | 1273759 | 1273759 | COUPLING;PRKH,EMI-QC-F-IR34-66S,FEMALE P | COUPLING;MNFR:PARKER HANNIFIN,PTNO:EMI-QC-F-IR34-66S,ADDITIONAL FEATURES EN:FEMALE POPPET,SIZE:3/4 BSPP,MATERIALNITRILE | 01)ENZED MOUNT ISA(RKM INVES,01)EMI-QC-F-IR34-66S,COUPLING,01)FEMALE POPPET,SIZE:3/4 BSPP | EMI-QC-F-IR34-66S | 3000331 | PARKER HANNIFIN | PARKER HANNIFIN | EMI-QC-F-IR34-66S | [18 empty] | COUPLING | NO MODIFIER | TYPE |  | SIZE | 3/4 BSPP,MATERIALNITRILE | MATERIAL |  | CONNECTION TYPE |  | TEMPERATURE RATING |  | HAZARD CLASS |  | CERTIFICATION/STANDARD |  | ADDITIONAL FEATURES EN | FEMALE POPPET
STP_009 | Data Enrichment | SFU |  | 2023-06-27 |  |  | 1273760 | 1273760 | COUPLING;PRKH,EMI-QC-M-IR34-66S, MALE PO | COUPLING;MNFR:PARKER HANNIFIN,PTNO:EMI-QC-M-IR34-66S,ADDITIONAL FEATURES EN: MALE POPPET,SIZE:3/4 BSPP,MATERIAL:NITRILE | 01)ENZED MOUNT ISA(RKM INVES,01)EMI-QC-M-IR34-66S,COUPLING,01) MALE POPPET,SIZE:3/4 BSPP | EMI-QC-M-IR34-66S | 3000331 | PARKER HANNIFIN | PARKER HANNIFIN | EMI-QC-M-IR34-66S | [18 empty] | COUPLING | NO MODIFIER | TYPE |  | SIZE | 3/4 BSPP | MATERIAL | NITRILE | CONNECTION TYPE |  | TEMPERATURE RATING |  | HAZARD CLASS |  | CERTIFICATION/STANDARD |  | ADDITIONAL FEATURES EN | MALE POPPET
STP_009 | Data Enrichment | SFU |  | 2023-06-27 |  |  | 1254429 | 1254429 | COUPLING;PRKH,P-DM20SF-PK,1/4 IN,FEM | COUPLING;MNFR:PARKER HANNIFIN,PTNO:P-DM20SF-PK,ADDITIONAL FEATURES EN:1/4 IN,FEMALE | 01)ENZED MOUNT ISA(RKM INVES,01)ENZ-DM20SF-PK,COUPLING,01)1/4 IN,FEMALE | P-DM20SF-PK | 3000331 | PARKER HANNIFIN | PARKER HANNIFIN | P-DM20SF-PK | [18 empty] | COUPLING | NO MODIFIER | TYPE |  | SIZE |  | MATERIAL |  | CONNECTION TYPE |  | TEMPERATURE RATING |  | HAZARD CLASS |  | CERTIFICATION/STANDARD |  | ADDITIONAL FEATURES EN | 1/4 IN,FEMALE
STP_009 | Data Enrichment | SFU |  | 2023-06-27 |  |  | 1254431 | 1254431 | COUPLING;PRKH,P-DM20SM-PK,1/4 IN,M | COUPLING;MNFR:PARKER HANNIFIN,PTNO:P-DM20SM-PK,ADDITIONAL FEATURES EN:1/4 IN,MALE | 01)ENZED MOUNT ISA(RKM INVES,01)ENZ-DM20SM-PK,COUPLING,01)1/4 IN,MALE | P-DM20SM-PK | 3000331 | PARKER HANNIFIN | PARKER HANNIFIN | P-DM20SM-PK | [18 empty] | COUPLING | NO MODIFIER | TYPE |  | SIZE |  | MATERIAL |  | CONNECTION TYPE |  | TEMPERATURE RATING |  | HAZARD CLASS |  | CERTIFICATION/STANDARD |  | ADDITIONAL FEATURES EN | 1/4 IN,MALE
STP_009 | Data Enrichment | SFU |  | 2023-06-27 |  |  | 1275713 | 1275713 | COUPLING;PRKH,P-DM30SF-PK,3/8 IN,FEM | COUPLING;MNFR:PARKER HANNIFIN,PTNO:P-DM30SF-PK,ADDITIONAL FEATURES EN:3/8 IN,FEMALE | 01)ENZED MOUNT ISA(RKM INVES,01)ENZ-DM30SF-PK,COUPLING,01)3/8 IN,FEMALE | P-DM30SF-PK | 3000331 | PARKER HANNIFIN | PARKER HANNIFIN | P-DM30SF-PK | [18 empty] | COUPLING | NO MODIFIER | TYPE |  | SIZE |  | MATERIAL |  | CONNECTION TYPE |  | TEMPERATURE RATING |  | HAZARD CLASS |  | CERTIFICATION/STANDARD |  | ADDITIONAL FEATURES EN | 3/8 IN,FEMALE
STP_009 | Data Enrichment | SFU |  | 2023-06-27 |  |  | 1254432 | 1254432 | COUPLING;PRKH,P-DM30SM-PK,3/8 MALE | COUPLING;MNFR:PARKER HANNIFIN,PTNO:P-DM30SM-PK,ADDITIONAL FEATURES EN:3/8 MALE | 01)ENZED MOUNT ISA(RKM INVES,01)ENZ-DM30SM-PK,COUPLING,01)3/8 MALE | P-DM30SM-PK | 3000331 | PARKER HANNIFIN | PARKER HANNIFIN | P-DM30SM-PK | [18 empty] | COUPLING | NO MODIFIER | TYPE |  | SIZE |  | MATERIAL |  | CONNECTION TYPE |  | TEMPERATURE RATING |  | HAZARD CLASS |  | CERTIFICATION/STANDARD |  | ADDITIONAL FEATURES EN | 3/8 MALE
STP_009 | Data Enrichment | SFU |  | 2023-06-27 |  |  | 1254430 | 1254430 | COUPLING;PRKH,P-DM40SF-PK,1/2 IN,FEM | COUPLING;MNFR:PARKER HANNIFIN,PTNO:P-DM40SF-PK,ADDITIONAL FEATURES EN:1/2 IN,FEMALE | 01)ENZED MOUNT ISA(RKM INVES,01)ENZ-DM40SF-PK,COUPLING,01)1/2 IN,FEMALE | P-DM40SF-PK | 3000331 | PARKER HANNIFIN | PARKER HANNIFIN | P-DM40SF-PK | [18 empty] | COUPLING | NO MODIFIER | TYPE |  | SIZE |  | MATERIAL |  | CONNECTION TYPE |  | TEMPERATURE RATING |  | HAZARD CLASS |  | CERTIFICATION/STANDARD |  | ADDITIONAL FEATURES EN | 1/2 IN,FEMALE
STP_009 | Data Enrichment | SFU |  | 2023-06-27 |  |  | 1254340 | 1254340 | COUPLING;PRKH,P-DM40SM-PK,1/2 IN,M | COUPLING;MNFR:PARKER HANNIFIN,PTNO:P-DM40SM-PK,ADDITIONAL FEATURES EN:1/2 IN,MALE | 01)ENZED MOUNT ISA(RKM INVES,01)ENZ-DM40SM-PK,COUPLING,01)1/2 IN,MALE | P-DM40SM-PK | 3000331 | PARKER HANNIFIN | PARKER HANNIFIN | P-DM40SM-PK | [18 empty] | COUPLING | NO MODIFIER | TYPE |  | SIZE |  | MATERIAL |  | CONNECTION TYPE |  | TEMPERATURE RATING |  | HAZARD CLASS |  | CERTIFICATION/STANDARD |  | ADDITIONAL FEATURES EN | 1/2 IN,MALE
STP_009 | Data Enrichment | rym |  | 2023-06-27 |  |  | 1269877 | 1269877 | COUPLING;REXN,10166406,OMEGA,SZ 30 ELEMT | COUPLING;MNFR:REXNORD,PTNO:10166406,ADDITIONAL FEATURES EN:OMEGA,SZ 30 ELEMT MET | 01)CONSOLIDATED BEARING CO (,01)10166406,COUPLING,01)OMEGA,SZ 30 ELEMT MET | 10166406 | 3000337 | REXNORD | REXNORD | 10166406 | [18 empty] | COUPLING | NO MODIFIER | TYPE |  | SIZE |  | MATERIAL |  | CONNECTION TYPE |  | TEMPERATURE RATING |  | HAZARD CLASS |  | CERTIFICATION/STANDARD |  | ADDITIONAL FEATURES EN | OMEGA,SZ 30 ELEMT MET
STP_009 | Data Enrichment | rym |  | 2023-06-27 |  |  | 1215522 | 1215522 | COUPLING;REXN,E60M ELEMENT,ETMR,OMEGA | COUPLING;MNFR:REXNORD,PTNO:E60M ELEMENT,ADDITIONAL FEATURES EN:ELASTOMER,OMEGA | 01)STATEWIDE BEARINGS,01)E60M ELEMENT,COUPLING,01)ELASTOMER,OMEGA | E60M ELEMENT | 3000337 | REXNORD | REXNORD | E60M ELEMENT | [18 empty] | COUPLING | NO MODIFIER | TYPE |  | SIZE |  | MATERIAL |  | CONNECTION TYPE |  | TEMPERATURE RATING |  | HAZARD CLASS |  | CERTIFICATION/STANDARD |  | ADDITIONAL FEATURES EN | ELASTOMER,OMEGA
STP_009 | Data Enrichment | rym |  | 2023-06-27 |  |  | 1269818 | 1269818 | COUPLING;REXN,ES70M ELEMENT,OMEGA SPACER | COUPLING;MNFR:REXNORD,PTNO:ES70M ELEMENT,ADDITIONAL FEATURES EN:OMEGA SPACER ELEMENT | 01)STATEWIDE BEARINGS,01)ES70M ELEMENT,COUPLING,01)OMEGA SPACER ELEMENT | ES70M ELEMENT | 3000337 | REXNORD | REXNORD | ES70M ELEMENT | [18 empty] | COUPLING | NO MODIFIER | TYPE |  | SIZE |  | MATERIAL |  | CONNECTION TYPE |  | TEMPERATURE RATING |  | HAZARD CLASS |  | CERTIFICATION/STANDARD |  | ADDITIONAL FEATURES EN | OMEGA SPACER ELEMENT
STP_009 | Data Enrichment | rym |  | 2023-06-27 |  |  | 1273539 | 1273539 | COUPLING;REXN,XTSR71,SPCR,DSC,W/ADAPTER | COUPLING;MNFR:REXNORD,PTNO:XTSR71,ADDITIONAL FEATURES EN:SPACER,DISC,W/ADAPTER,BALANCED TO AGMA CLASS 9/MACHINED PER DWG A13993 |  | XTSR71 | 3000337 | REXNORD | REXNORD | XTSR71 | [18 empty] | COUPLING | NO MODIFIER | TYPE |  | SIZE |  | MATERIAL |  | CONNECTION TYPE |  | TEMPERATURE RATING |  | HAZARD CLASS |  | CERTIFICATION/STANDARD |  | ADDITIONAL FEATURES EN | SPACER,DISC,W/ADAPTER,BALANCED TO AGMA CLASS 9/MACHINED PER DWG A13993
STP_009 | Data Enrichment | rym |  | 2023-06-27 |  |  | 1276408 | 1276408 | COUPLING;SEW,ROTEX-AFN-SB SPEZIAL-90,CLA | COUPLING;MNFR:SEW EURODRIVE,PTNO:ROTEX-AFN-SB SPEZIAL-90,ADDITIONAL FEATURES EN:CLAW |  | ROTEX-AFN-SB SPEZIAL-90 | 3000442 | SEW EURODRIVE | SEW EURODRIVE | ROTEX-AFN-SB SPEZIAL-90 | [18 empty] | COUPLING | NO MODIFIER | TYPE |  | SIZE |  | MATERIAL |  | CONNECTION TYPE |  | TEMPERATURE RATING |  | HAZARD CLASS |  | CERTIFICATION/STANDARD |  | ADDITIONAL FEATURES EN | CLAW
STP_009 | Data Enrichment | rym |  | 2023-06-27 |  |  | 1258470 | 1258470 | COUPLING;SIE,2LC0132-0AA99-0AA0-Z | COUPLING;MNFR:SIEMENS,PTNO:2LC0132-0AA99-0AA0-Z | COUPLING | 2LC0132-0AA99-0AA0-Z | 3000032 | SIEMENS | SIEMENS | 2LC0132-0AA99-0AA0-Z | [18 empty] | COUPLING | NO MODIFIER | TYPE |  | SIZE |  | MATERIAL |  | CONNECTION TYPE |  | TEMPERATURE RATING |  | HAZARD CLASS |  | CERTIFICATION/STANDARD |  | ADDITIONAL FEATURES EN
STP_009 | Data Enrichment | rym |  | 2023-06-27 |  |  | 1324315 | 1324315 | COUPLING;SIE,2LC01320XB900AA0Z+L2EB34D98 | COUPLING;MNFR:SIEMENS,PTNO:2LC01320XB900AA0Z+L2EB34D98D99 | COUPLING | 2LC01320XB900AA0Z+L2EB34D98D99 | 3000032 | SIEMENS | SIEMENS | 2LC01320XB900AA0Z+L2EB34D98D99 | [18 empty] | COUPLING | NO MODIFIER | TYPE |  | SIZE |  | MATERIAL |  | CONNECTION TYPE |  | TEMPERATURE RATING |  | HAZARD CLASS |  | CERTIFICATION/STANDARD |  | ADDITIONAL FEATURES EN
STP_009 | Data Enrichment | rym |  | 2023-06-27 |  |  | 1324316 | 1324316 | COUPLING;SIE,2LC01320XB900AA0Z+L2FB34D98 | COUPLING;MNFR:SIEMENS,PTNO:2LC01320XB900AA0Z+L2FB34D98D99 | COUPLING | 2LC01320XB900AA0Z+L2FB34D98D99 | 3000032 | SIEMENS | SIEMENS | 2LC01320XB900AA0Z+L2FB34D98D99 | [18 empty] | COUPLING | NO MODIFIER | TYPE |  | SIZE |  | MATERIAL |  | CONNECTION TYPE |  | TEMPERATURE RATING |  | HAZARD CLASS |  | CERTIFICATION/STANDARD |  | ADDITIONAL FEATURES EN
STP_009 | Data Enrichment | rym |  | 2023-06-27 |  |  | 1324814 | 1324814 | COUPLING;SIE,2LC0300-5XA90-0AA0-Z | COUPLING;MNFR:SIEMENS,PTNO:2LC0300-5XA90-0AA0-Z | COUPLING | 2LC0300-5XA90-0AA0-Z | 3000032 | SIEMENS | SIEMENS | 2LC0300-5XA90-0AA0-Z | [18 empty] | COUPLING | NO MODIFIER | TYPE |  | SIZE |  | MATERIAL |  | CONNECTION TYPE |  | TEMPERATURE RATING |  | HAZARD CLASS |  | CERTIFICATION/STANDARD |  | ADDITIONAL FEATURES EN
STP_009 | Data Enrichment | rym |  | 2023-06-27 |  |  | 1219180 | 1219180 | COUPLING;SIE,2LC0301-8AB22-0AA0-Z | COUPLING;MNFR:SIEMENS,PTNO:2LC0301-8AB22-0AA0-Z | COUPLING | 2LC0301-8AB22-0AA0-Z | 3000032 | SIEMENS | SIEMENS | 2LC0301-8AB22-0AA0-Z | [18 empty] | COUPLING | NO MODIFIER | TYPE |  | SIZE |  | MATERIAL |  | CONNECTION TYPE |  | TEMPERATURE RATING |  | HAZARD CLASS |  | CERTIFICATION/STANDARD |  | ADDITIONAL FEATURES EN
STP_009 | Data Enrichment | rym |  | 2023-06-27 |  |  | 1335472 | 1335472 | COUPLING;SIE,FAR 516 6 X SPC | COUPLING;MNFR:SIEMENS,PTNO:FAR 516 6 X SPC | COUPLING | FAR 516 6 X SPC | 3000032 | SIEMENS | SIEMENS | FAR 516 6 X SPC | [18 empty] | COUPLING | NO MODIFIER | TYPE |  | SIZE |  | MATERIAL |  | CONNECTION TYPE |  | TEMPERATURE RATING |  | HAZARD CLASS |  | CERTIFICATION/STANDARD |  | ADDITIONAL FEATURES EN
STP_009 | Data Enrichment | SFU |  | 2023-06-27 |  |  | 1272942 | 1272942 | COUPLING;SKF,HRC130E,MNFR:PHE FRC130NR | COUPLING;MNFR:SKF,PTNO:HRC130E,ADDITIONAL FEATURES EN:MNFR:PHE FRC130NR | 01)APPLIED INDUSTRIAL TECHNO,01)HRC130E,COUPLING,01)MNFR:PHE FRC130NR | HRC130E | 3000348 | SKF | SKF | HRC130E | [18 empty] | COUPLING | NO MODIFIER | TYPE |  | SIZE |  | MATERIAL |  | CONNECTION TYPE |  | TEMPERATURE RATING |  | HAZARD CLASS |  | CERTIFICATION/STANDARD |  | ADDITIONAL FEATURES EN | MNFR:PHE FRC130NR
STP_009 | Data Enrichment | SFU |  | 2023-06-27 |  |  | 1269905 | 1269905 | COUPLING;SKF,L075SPIDERSOX,PHE L075NR | COUPLING;MNFR:SKF,PTNO:L075SPIDERSOX,ADDITIONAL FEATURES EN:PHE L075NR | 01)APPLIED INDUSTRIAL TECHNO M,01)L075SPIDERSOX,COUPLING,01)PHE L075NR | L075SPIDERSOX | 3000348 | SKF | SKF | L075SPIDERSOX | [18 empty] | COUPLING | NO MODIFIER | TYPE |  | SIZE |  | MATERIAL |  | CONNECTION TYPE |  | TEMPERATURE RATING |  | HAZARD CLASS |  | CERTIFICATION/STANDARD |  | ADDITIONAL FEATURES EN | PHE L075NR
STP_009 | Data Enrichment | SFU |  | 2023-06-27 |  |  | 1269906 | 1269906 | COUPLING;SKF,L095SPIDERSOX,PHE L090/095N | COUPLING;MNFR:SKF,PTNO:L095SPIDERSOX,ADDITIONAL FEATURES EN:PHE L090/095NR | 01)APPLIED INDUSTRIAL TECHNO M,01)L095SPIDERSOX,COUPLING,01)PHE L090/095NR | L095SPIDERSOX | 3000348 | SKF | SKF | L095SPIDERSOX | [18 empty] | COUPLING | NO MODIFIER | TYPE |  | SIZE |  | MATERIAL |  | CONNECTION TYPE |  | TEMPERATURE RATING |  | HAZARD CLASS |  | CERTIFICATION/STANDARD |  | ADDITIONAL FEATURES EN | PHE L090/095NR
STP_009 | Data Enrichment | rym |  | 2023-06-27 |  |  | 1217112 | 1217112 | COUPLING;SWAG,SS-4-HCG-RT,HEX,1/4 FBSP | COUPLING;MNFR:SWAGELOK LTD,PTNO:SS-4-HCG-RT,ADDITIONAL FEATURES EN:HEX,1/4 FBSP | 01)SWAGELOK T/A FLUID SYSTEM,01)SS-4-HCG-RT,COUPLING,01)HEX,1/4 FBSP | SS-4-HCG-RT | 3000355 | SWAGELOK LTD | SWAGELOK LTD | SS-4-HCG-RT | [18 empty] | COUPLING | NO MODIFIER | TYPE |  | SIZE |  | MATERIAL |  | CONNECTION TYPE |  | TEMPERATURE RATING |  | HAZARD CLASS |  | CERTIFICATION/STANDARD |  | ADDITIONAL FEATURES EN | HEX,1/4 FBSP
STP_009 | Data Enrichment | kib |  | 2023-06-27 |  |  | 1270555 | 1270555 | CYLINDER;ASWP,DU.DAK0000014,BRAKE | CYLINDER;MNFR:AUSWEEP,PTNO:DU.DAK0000014,ADDITIONAL FEATURES EN:BRAKE | 01)AUSTRALIAN SWEEPER CORP P,01)DU.DAK0000014,CYLINDER,01)BRAKE | DU.DAK0000014 | 3000416 | AUSWEEP | AUSWEEP | DU.DAK0000014 | [18 empty] | CYLINDER | NO MODIFIER | TYPE |  | CAPACITY |  | MATERIAL |  | SIZE |  | HAZARD CLASS |  | CERTIFICATION/STANDARD |  | ADDITIONAL FEATURES EN | BRAKE
STP_009 | Data Enrichment | kib |  | 2023-06-27 |  |  | 1218117 | 1218117 | CYLINDER;ASWP,DU.DX20050132,REAR STEERIN | CYLINDER;MNFR:AUSWEEP,PTNO:DU.DX20050132,ADDITIONAL FEATURES EN:REAR STEERING | 01)AUSWEEP,01)DU.DX20050132,01)AUSTRALIAN SWEEPER CORP P,01)DU.DX20050132,CYLINDER,01)REAR STEERING | DU.DX20050132 | 3000416 | AUSWEEP | AUSWEEP | DU.DX20050132 | [18 empty] | CYLINDER | NO MODIFIER | TYPE |  | CAPACITY |  | MATERIAL |  | SIZE |  | HAZARD CLASS |  | CERTIFICATION/STANDARD |  | ADDITIONAL FEATURES EN | REAR STEERING
STP_009 | Data Enrichment | kib |  | 2023-06-27 |  |  | 1252819 | 1252819 | CYLINDER;DIEC,5H.2122463303 | CYLINDER;MNFR:DIECI,PTNO:5H.2122463303,ADDITIONAL FEATURES EN:HYDRAULIC | CYLINDER,01)HYDRAULIC | 5H.2122463303 | 3000511 | DIECI | DIECI | 5H.2122463303 | [18 empty] | CYLINDER | NO MODIFIER | TYPE |  | CAPACITY |  | MATERIAL |  | SIZE |  | HAZARD CLASS |  | CERTIFICATION/STANDARD |  | ADDITIONAL FEATURES EN | HYDRAULIC
STP_009 | Data Enrichment | kib |  | 2023-06-27 |  |  | 1333580 | 1333580 | CYLINDER;DIEC,BFC2143 | CYLINDER;MNFR:DIECI,PTNO:BFC2143,ADDITIONAL FEATURES EN:BRAKE, MASTER | CYLINDER,01)BRAKE, MASTER | BFC2143 | 3000511 | DIECI | DIECI | BFC2143 | [18 empty] | CYLINDER | NO MODIFIER | TYPE |  | CAPACITY |  | MATERIAL |  | SIZE |  | HAZARD CLASS |  | CERTIFICATION/STANDARD |  | ADDITIONAL FEATURES EN | BRAKE,MASTER
STP_009 | Data Enrichment | kib |  | 2023-06-27 |  |  | 1333598 | 1333598 | CYLINDER;DIEC,BHM1945-0G | CYLINDER;MNFR:DIECI,PTNO:BHM1945-0G,ADDITIONAL FEATURES EN:INTERNAL EXTENSION | CYLINDER,01)INTERNAL EXTENSION | BHM1945-0G | 3000511 | DIECI | DIECI | BHM1945-0G | [18 empty] | CYLINDER | NO MODIFIER | TYPE |  | CAPACITY |  | MATERIAL |  | SIZE |  | HAZARD CLASS |  | CERTIFICATION/STANDARD |  | ADDITIONAL FEATURES EN | INTERNAL EXTENSION
STP_009 | Data Enrichment | kib |  | 2023-06-27 |  |  | 1333600 | 1333600 | CYLINDER;DIEC,BHM2114/0D | CYLINDER;MNFR:DIECI,PTNO:BHM2114/0D,ADDITIONAL FEATURES EN:OUTRIGGERS | CYLINDER,01)OUTRIGGERS | BHM2114/0D | 3000511 | DIECI | DIECI | BHM2114/0D | [18 empty] | CYLINDER | NO MODIFIER | TYPE |  | CAPACITY |  | MATERIAL |  | SIZE |  | HAZARD CLASS |  | CERTIFICATION/STANDARD |  | ADDITIONAL FEATURES EN | OUTRIGGERS
STP_009 | Data Enrichment | kib |  | 2023-06-27 |  |  | 1333609 | 1333609 | CYLINDER;DIEC,BHM2347-0C | CYLINDER;MNFR:DIECI,PTNO:BHM2347-0C,ADDITIONAL FEATURES EN:EXTERNAL EXTENSION | CYLINDER,01)EXTERNAL EXTENSION | BHM2347-0C | 3000511 | DIECI | DIECI | BHM2347-0C | [18 empty] | CYLINDER | NO MODIFIER | TYPE |  | CAPACITY |  | MATERIAL |  | SIZE |  | HAZARD CLASS |  | CERTIFICATION/STANDARD |  | ADDITIONAL FEATURES EN | EXTERNAL EXTENSION
STP_009 | Data Enrichment | kib |  | 2023-06-27 |  |  | 1333559 | 1333559 | CYLINDER;DIEC,BHM2618/0D2 | CYLINDER;MNFR:DIECI,PTNO:BHM2618/0D2,ADDITIONAL FEATURES EN:LEVELING | CYLINDER,01)LEVELING | BHM2618/0D2 | 3000511 | DIECI | DIECI | BHM2618/0D2 | [18 empty] | CYLINDER | NO MODIFIER | TYPE |  | CAPACITY |  | MATERIAL |  | SIZE |  | HAZARD CLASS |  | CERTIFICATION/STANDARD |  | ADDITIONAL FEATURES EN | LEVELING
STP_009 | Data Enrichment | kib |  | 2023-06-27 |  |  | 1333555 | 1333555 | CYLINDER;DIEC,OLC0000049N-0G | CYLINDER;MNFR:DIECI,PTNO:OLC0000049N-0G,ADDITIONAL FEATURES EN:INTERNAL EXTENSION | CYLINDER,01)INTERNAL EXTENSION | OLC0000049N-0G | 3000511 | DIECI | DIECI | OLC0000049N-0G | [18 empty] | CYLINDER | NO MODIFIER | TYPE |  | CAPACITY |  | MATERIAL |  | SIZE |  | HAZARD CLASS |  | CERTIFICATION/STANDARD |  | ADDITIONAL FEATURES EN | INTERNAL EXTENSION
STP_009 | Data Enrichment | kib |  | 2023-06-27 |  |  | 1333420 | 1333420 | CYLINDER;DIEC,OLCCL0000002N | CYLINDER;MNFR:DIECI,PTNO:OLCCL0000002N,ADDITIONAL FEATURES EN:LEVELING | CYLINDER,01)LEVELING | OLCCL0000002N | 3000511 | DIECI | DIECI | OLCCL0000002N | [18 empty] | CYLINDER | NO MODIFIER | TYPE |  | CAPACITY |  | MATERIAL |  | SIZE |  | HAZARD CLASS |  | CERTIFICATION/STANDARD |  | ADDITIONAL FEATURES EN | LEVELING
STP_009 | Data Enrichment | kib |  | 2023-06-27 |  |  | 1333432 | 1333432 | CYLINDER;DIEC,OLCCO0000045N-0D2 | CYLINDER;MNFR:DIECI,PTNO:OLCCO0000045N-0D2,ADDITIONAL FEATURES EN:COMPLETE | CYLINDER,01)COMPLETE | OLCCO0000045N-0D2 | 3000511 | DIECI | DIECI | OLCCO0000045N-0D2 | [18 empty] | CYLINDER | NO MODIFIER | TYPE |  | CAPACITY |  | MATERIAL |  | SIZE |  | HAZARD CLASS |  | CERTIFICATION/STANDARD |  | ADDITIONAL FEATURES EN | COMPLETE
STP_009 | Data Enrichment | kib |  | 2023-06-27 |  |  | 1217357 | 1217357 | CYLINDER;DRVT,EMI-ELP-148127,CABLE TRACK | CYLINDER;MNFR:DRIVETRAIN,PTNO:EMI-ELP-148127,ADDITIONAL FEATURES EN:CABLE TRACK,HOSE LOCK,REAR- S/C (-8 JIC ST/ST 3.7M LONG) | 01)DRIVETRAIN AUSTRALIA,01)EMI-ELP-148127,CYLINDER,01)CABLE TRACK,HOSE LOCK,REAR- | EMI-ELP-148127 | 3000461 | DRIVETRAIN | DRIVETRAIN | EMI-ELP-148127 | [18 empty] | CYLINDER | NO MODIFIER | TYPE |  | CAPACITY |  | MATERIAL |  | SIZE |  | HAZARD CLASS |  | CERTIFICATION/STANDARD |  | ADDITIONAL FEATURES EN | CABLE TRACK,HOSE LOCK,REAR- S/C (-8 JIC ST/ST 3.7M LONG)
STP_009 | Data Enrichment | kib |  | 2023-06-27 |  |  | 1217358 | 1217358 | CYLINDER;DRVT,EMI-ELP-148128,LCK,CABLE T | CYLINDER;MNFR:DRIVETRAIN,PTNO:EMI-ELP-148128,ADDITIONAL FEATURES EN:LOCK,CABLE TRACK FRONT â€“ S/C (-8 JIC ST/ST 4.2M LONG) | 01)DRIVETRAIN AUSTRALIA,01)EMI-ELP-148128,CYLINDER,01)LOCK,CABLE TRACK FRONT – S/ | EMI-ELP-148128 | 3000461 | DRIVETRAIN | DRIVETRAIN | EMI-ELP-148128 | [18 empty] | CYLINDER | NO MODIFIER | TYPE |  | CAPACITY |  | MATERIAL |  | SIZE |  | HAZARD CLASS |  | CERTIFICATION/STANDARD |  | ADDITIONAL FEATURES EN | LOCK,CABLE TRACK FRONT â€“ S/C (-8 JIC ST/ST 4.2M LONG)
STP_009 | Data Enrichment | kib |  | 2023-06-27 |  |  | 1213081 | 1213081 | CYLINDER;DRVT,IFI00729,SLAVE | CYLINDER;MNFR:DRIVETRAIN,PTNO:IFI00729,ADDITIONAL FEATURES EN:SLAVE | 01)DRIVETRAIN AUSTRALIA,01)IFI00729,CYLINDER,01)SLAVE | IFI00729 | 3000461 | DRIVETRAIN | DRIVETRAIN | IFI00729 | [18 empty] | CYLINDER | NO MODIFIER | TYPE |  | CAPACITY |  | MATERIAL |  | SIZE |  | HAZARD CLASS |  | CERTIFICATION/STANDARD |  | ADDITIONAL FEATURES EN | SLAVE
STP_009 | Data Enrichment | kib |  | 2023-06-27 |  |  | 1213434 | 1213434 | CYLINDER;DRVT,IFI31368,BRAKE | CYLINDER;MNFR:DRIVETRAIN,PTNO:IFI31368,ADDITIONAL FEATURES EN:BRAKE |  | IFI31368 | 3000461 | DRIVETRAIN | DRIVETRAIN | IFI31368 | [18 empty] | CYLINDER | NO MODIFIER | TYPE |  | CAPACITY |  | MATERIAL |  | SIZE |  | HAZARD CLASS |  | CERTIFICATION/STANDARD |  | ADDITIONAL FEATURES EN | BRAKE
STP_009 | Data Enrichment | kib |  | 2023-06-27 |  |  | 1213445 | 1213445 | CYLINDER;DRVT,IFI31384,STEERNG | CYLINDER;MNFR:DRIVETRAIN,PTNO:IFI31384,ADDITIONAL FEATURES EN:STEERING |  | IFI31384 | 3000461 | DRIVETRAIN | DRIVETRAIN | IFI31384 | [18 empty] | CYLINDER | NO MODIFIER | TYPE |  | CAPACITY |  | MATERIAL |  | SIZE |  | HAZARD CLASS |  | CERTIFICATION/STANDARD |  | ADDITIONAL FEATURES EN | STEERING
STP_009 | Data Enrichment | kib |  | 2023-06-27 |  |  | 1274612 | 1274612 | CYLINDER;ENER,01240973,HYDR,15 T,101 MM | CYLINDER;MNFR:ENERPAC,PTNO:01240973,ADDITIONAL FEATURES EN:HYDRAULIC,15 T,101 MM,MODEL:RC154 | 01)BLACKWOODS,01)1240973,CYLINDER,01)HYDRAULIC,02)15 T,101 MM,03)MODEL:RC154 | 1240973 | 3000270 | ENERPAC | ENERPAC | 01240973 | [18 empty] | CYLINDER | NO MODIFIER | TYPE |  | CAPACITY |  | MATERIAL |  | SIZE |  | HAZARD CLASS |  | CERTIFICATION/STANDARD |  | ADDITIONAL FEATURES EN | HYDRAULIC,15 T,101 MM | [58 empty] | MODEL:RC154
STP_009 | Data Enrichment | kib |  | 2023-06-27 |  |  | 1272814 | 1272814 | CYLINDER;ENER,03858806,HYDR,25 T,101 MM | CYLINDER;MNFR:ENERPAC,PTNO:03858806,ADDITIONAL FEATURES EN:HYDRAULIC,25 T,101 MM,MODEL:RC254 | 01)BLACKWOODS,01)3858806,CYLINDER,01)HYDRAULIC,02)25 T,101 MM,03)MODEL:RC254 | 3858806 | 3000270 | ENERPAC | ENERPAC | 03858806 | [18 empty] | CYLINDER | NO MODIFIER | TYPE |  | CAPACITY |  | MATERIAL |  | SIZE |  | HAZARD CLASS |  | CERTIFICATION/STANDARD |  | ADDITIONAL FEATURES EN | HYDRAULIC,25 T,101 MM | [58 empty] | MODEL:RC254
STP_009 | Data Enrichment | kib |  | 2023-06-27 |  |  | 1272675 | 1272675 | CYLINDER;ENER,07892305,HOLW,20T,51MM,STL | CYLINDER;MNFR:ENERPAC,PTNO:07892305,ADDITIONAL FEATURES EN:HOLLOW,20T,51MM,STEEL,PT:07892305 | 01)BLACKWOODS,01)07892305,CYLINDER,01)HOLLOW,20T,51MM,STEEL,02)PT:07892305 | 7892305 | 3000270 | ENERPAC | ENERPAC | 07892305 | [18 empty] | CYLINDER | NO MODIFIER | TYPE |  | CAPACITY |  | MATERIAL |  | SIZE |  | HAZARD CLASS |  | CERTIFICATION/STANDARD |  | ADDITIONAL FEATURES EN | HOLLOW,20T,51MM,STEEL | [58 empty] | PT:07892305
STP_009 | Data Enrichment | kib |  | 2023-06-27 |  |  | 1273333 | 1273333 | CYLINDER;ENER,Q-28806/2/RC506,50TX6IN,ST | CYLINDER;MNFR:ENERPAC,PTNO:Q-28806/2/RC506,ADDITIONAL FEATURES EN:50TX6IN,STROKE |  | Q-28806/2/RC506 | 3000270 | ENERPAC | ENERPAC | Q-28806/2/RC506 | [18 empty] | CYLINDER | NO MODIFIER | TYPE |  | CAPACITY |  | MATERIAL |  | SIZE |  | HAZARD CLASS |  | CERTIFICATION/STANDARD |  | ADDITIONAL FEATURES EN | 50TX6IN,STROKE
STP_009 | Data Enrichment | kib |  | 2023-06-27 |  |  | 1211664 | 1211664 | CYLINDER;ENER,RC102 | CYLINDER;MNFR:ENERPAC,PTNO:RC102 |  | RC102 | 3000270 | ENERPAC | ENERPAC | RC102 | [18 empty] | CYLINDER | NO MODIFIER | TYPE |  | CAPACITY |  | MATERIAL |  | SIZE |  | HAZARD CLASS |  | CERTIFICATION/STANDARD |  | ADDITIONAL FEATURES EN
STP_009 | Data Enrichment | kib |  | 2023-06-27 |  |  | 1215865 | 1215865 | CYLINDER;ENER,RC104,SGL ACTING,10TX105MM | CYLINDER;MNFR:ENERPAC,PTNO:RC104,ADDITIONAL FEATURES EN:SGL ACTING,10TX105MM,RC SERIES | 01)COOPER FLUID SYSTEMS,01)RC104,CYLINDER,01)SGL ACTING,10TX105MM,RC SER | RC104 | 3000270 | ENERPAC | ENERPAC | RC104 | [18 empty] | CYLINDER | NO MODIFIER | TYPE |  | CAPACITY |  | MATERIAL |  | SIZE |  | HAZARD CLASS |  | CERTIFICATION/STANDARD |  | ADDITIONAL FEATURES EN | SGL ACTING,10TX105MM,RC SERIES
STP_009 | Data Enrichment | kib |  | 2023-06-27 |  |  | 1273686 | 1273686 | CYLINDER;ENER,RC2514,HYDR,CAPACITY:25.8T | CYLINDER;MNFR:ENERPAC,PTNO:RC2514,ADDITIONAL FEATURES EN:HYDRAULIC,CAPACITY:25.8TON,STROKE:14.25 IN | 01)MITECH,01)RC2514,CYLINDER,01)HYDRAULIC,CAPACITY:25.8TON | RC2514 | 3000270 | ENERPAC | ENERPAC | RC2514 | [18 empty] | CYLINDER | NO MODIFIER | TYPE |  | CAPACITY | 25.8TON | MATERIAL |  | SIZE |  | HAZARD CLASS |  | CERTIFICATION/STANDARD |  | ADDITIONAL FEATURES EN | HYDRAULIC | [58 empty] | STROKE:14.25 IN
STP_009 | Data Enrichment | kib |  | 2023-06-27 |  |  | 1270797 | 1270797 | CYLINDER;ENER,RG-55,HYD,RG-55,ENERPAC | CYLINDER;MNFR:ENERPAC,PTNO:RG-55,ADDITIONAL FEATURES EN:HYD,RG-55,ENERPAC | 01)PRO-DRAULICS,01)RG-55,CYLINDER,01)HYD,RG-55,ENERPAC | RG-55 | 3000270 | ENERPAC | ENERPAC | RG-55 | [18 empty] | CYLINDER | NO MODIFIER | TYPE |  | CAPACITY |  | MATERIAL |  | SIZE |  | HAZARD CLASS |  | CERTIFICATION/STANDARD |  | ADDITIONAL FEATURES EN | HYD,RG-55,ENERPAC
STP_009 | Data Enrichment | kib |  | 2023-06-27 |  |  | 1211665 | 1211665 | CYLINDER;ENER,RSM200 | CYLINDER;MNFR:ENERPAC,PTNO:RSM200 |  | RSM200 | 3000270 | ENERPAC | ENERPAC | RSM200 | [18 empty] | CYLINDER | NO MODIFIER | TYPE |  | CAPACITY |  | MATERIAL |  | SIZE |  | HAZARD CLASS |  | CERTIFICATION/STANDARD |  | ADDITIONAL FEATURES EN
STP_009 | Data Enrichment | kib |  | 2023-06-27 |  |  | 1273876 | 1273876 | CYLINDER;ENER,RSM300,HYDR,CAPACITY:30T,S | CYLINDER;MNFR:ENERPAC,PTNO:RSM300,ADDITIONAL FEATURES EN:HYDRAULIC,CAPACITY:30T,STROKE:13 MM,MAXIMUM OPERATING PRESSURE:700 BAR | 01)J BLACKWOOD & SONS,01)03858301,CYLINDER,01)HYDRAULIC,CAPACITY:30T,02)STROKE:13 MM,MAXIMUM OPERAT | RSM300 | 3000270 | ENERPAC | ENERPAC | RSM300 | [18 empty] | CYLINDER | NO MODIFIER | TYPE |  | CAPACITY | 30T | MATERIAL |  | SIZE |  | HAZARD CLASS |  | CERTIFICATION/STANDARD |  | ADDITIONAL FEATURES EN | HYDRAULIC | [58 empty] | STROKE:13 MM,MAXIMUM OPERATING PRESSURE:700 BAR
STP_009 | Data Enrichment | kib |  | 2023-06-27 |  |  | 1272619 | 1272619 | CYLINDER;HYS,1565290,WHL,BORE:1-1/8 IN | CYLINDER;MNFR:HYSTER,PTNO:1565290,ADDITIONAL FEATURES EN:WHEEL,BORE:1-1/8 IN | 01)UNITED EQUIPMENT,01)1565290,CYLINDER,01)WHEEL,02)BORE:1-1/8 IN | 1565290 | 3000023 | HYSTER | HYSTER | 1565290 | [18 empty] | CYLINDER | NO MODIFIER | TYPE |  | CAPACITY |  | MATERIAL |  | SIZE |  | HAZARD CLASS |  | CERTIFICATION/STANDARD |  | ADDITIONAL FEATURES EN | WHEEL | [58 empty] | BORE:1-1/8 IN
STP_009 | Data Enrichment | kib |  | 2023-06-27 |  |  | 1273069 | 1273069 | CYLINDER;HYS,2082826,TLT,101.8 MM BORE | CYLINDER;MNFR:HYSTER,PTNO:2082826,ADDITIONAL FEATURES EN:TILT,101.8 MM BORE | 01)ADAPT-A-LIFT GROUP PTY LT,01)2082826,CYLINDER,01)TILT,101.8 MM BORE | 2082826 | 3000023 | HYSTER | HYSTER | 2082826 | [18 empty] | CYLINDER | NO MODIFIER | TYPE |  | CAPACITY |  | MATERIAL |  | SIZE |  | HAZARD CLASS |  | CERTIFICATION/STANDARD |  | ADDITIONAL FEATURES EN | TILT,101.8 MM BORE
STP_009 | Data Enrichment | kib |  | 2023-06-27 |  |  | 1273068 | 1273068 | CYLINDER;HYS,2090626,TLT,101.8 MM BORE | CYLINDER;MNFR:HYSTER,PTNO:2090626,ADDITIONAL FEATURES EN:TILT,101.8 MM BORE | 01)ADAPT-A-LIFT GROUP PTY LT,01)2090626,CYLINDER,01)TILT,101.8 MM BORE | 2090626 | 3000023 | HYSTER | HYSTER | 2090626 | [18 empty] | CYLINDER | NO MODIFIER | TYPE |  | CAPACITY |  | MATERIAL |  | SIZE |  | HAZARD CLASS |  | CERTIFICATION/STANDARD |  | ADDITIONAL FEATURES EN | TILT,101.8 MM BORE
STP_009 | Data Enrichment | kib |  | 2023-06-27 |  |  | 1273912 | 1273912 | CYLINDER;PRKH,127.0-C-BB-2H-R-L-S-1-4-A- | CYLINDER;MNFR:PARKER HANNIFIN,PTNO:127.0-C-BB-2H-R-L-S-1-4-A-C x500mm M-1-1,ADDITIONAL FEATURES EN:2H HYDRAULIC CYLINDER, 127 BORE, 500MM STROKE | 01)PRO-DRAULICS,01)127.0-C-BB-2H-R-L-S-1-4-A-C,CYLINDER,01)2H HYDRAULIC CYLINDER, 127 | 127.0-C-BB-2H-R-L-S-1-4-A-C x500mm M-1-,3000331,,,,,,,,00,,,,,,,,,,,,,B,,,,,,,,,,,,,,,,000000000,, ,1273913,20230419,KROHATGI1,20230419,KROHATGI1,KELVQDBC,,ERSA,M,4090,000000000001610026,EA,,",,,,,,000,,,",,,,,0.000,0.000,KG,0.000,,,,,,,,,0.000,,,,,,,,0.000,0.000,0.000,,,,0.000,,0.000,,0.0,0.0,,,,,0,0,,,,,0,0,0,KELVQDBC,30102400,Z1,,00000000,00000000,,,,690950000" | 3000331 | PARKER HANNIFIN | PARKER HANNIFIN | 127.0-C-BB-2H-R-L-S-1-4-A-C x500mm M-1-1 | [18 empty] | CYLINDER | NO MODIFIER | TYPE |  | CAPACITY |  | MATERIAL |  | SIZE |  | HAZARD CLASS |  | CERTIFICATION/STANDARD |  | ADDITIONAL FEATURES EN | 2H HYDRAULIC CYLINDER,127 BORE,500MM STROKE
STP_009 | Data Enrichment | kib |  | 2023-06-27 |  |  | 1213685 | 1213685 | CYLINDER;SIE,05.002/ITEM 1 | CYLINDER;MNFR:SIEMENS,PTNO:05.002/ITEM 1 | CYLINDER | 05.002/ITEM 1 | 3000032 | SIEMENS | SIEMENS | 05.002/ITEM 1 | [18 empty] | CYLINDER | NO MODIFIER | TYPE |  | CAPACITY |  | MATERIAL |  | SIZE |  | HAZARD CLASS |  | CERTIFICATION/STANDARD |  | ADDITIONAL FEATURES EN
STP_009 | Data Enrichment | kib |  | 2023-06-27 |  |  | 1213686 | 1213686 | CYLINDER;SIE,05.007/ITEM 1 | CYLINDER;MNFR:SIEMENS,PTNO:05.007/ITEM 1 | CYLINDER | 05.007/ITEM 1 | 3000032 | SIEMENS | SIEMENS | 05.007/ITEM 1 | [18 empty] | CYLINDER | NO MODIFIER | TYPE |  | CAPACITY |  | MATERIAL |  | SIZE |  | HAZARD CLASS |  | CERTIFICATION/STANDARD |  | ADDITIONAL FEATURES EN
STP_009 | Data Enrichment | kib |  | 2023-06-27 |  |  | 1321981 | 1321981 | CYLINDER;SIE,06.006/ITEM 20 | CYLINDER;MNFR:SIEMENS,PTNO:06.006/ITEM 20 | CYLINDER | 06.006/ITEM 20 | 3000032 | SIEMENS | SIEMENS | 06.006/ITEM 20 | [18 empty] | CYLINDER | NO MODIFIER | TYPE |  | CAPACITY |  | MATERIAL |  | SIZE |  | HAZARD CLASS |  | CERTIFICATION/STANDARD |  | ADDITIONAL FEATURES EN
STP_009 | Data Enrichment | kib |  | 2023-06-27 |  |  | 1272621 | 1272621 | GAUGE,PRES;DEM,68192518,100MM,-25TO+15MB | GAUGE,PRESSURE;MNFR:DEMAG,PTNO:68192518,ADDITIONAL FEATURES EN:100MM,-25TO+15MBAR,BRAND:WIKA |  | 68192518 | 3000026 | DEMAG | DEMAG | 68192518 | [18 empty] | GAUGE | PRESSURE | MEASURING RANGE |  | DIAL SIZE |  | PROCESS CONNECTION |  | CONNECTION LOCATION |  | MOUNTING TYPE |  | ACCURACY |  | DISPLAY TYPE |  | TUBE MATERIAL |  | CONNECTION MATERIAL |  | CASE MATERIAL |  | FILLER MATERIAL |  | HAZARD CLASS |  | CERTIFICATION/STANDARD |  | ADDITIONAL FEATURES EN | 100MM,-25TO+15MBAR | [44 empty] | BRAND:WIKA
STP_009 | Data Enrichment | kib |  | 2023-06-27 |  |  | 1258135 | 1258135 | GAUGE,PRES;DONA,P562709,1/4 IN NPT,0-110 | GAUGE,PRESSURE;MNFR:DONALDSON COMPANY INC,PTNO:P562709,ADDITIONAL FEATURES EN:1/4 IN NPT,0-11 BAR,0-160 PSI,BOTTOM MOUNT | 01)BLACKWOODS,01)2142752,GAUGE,PRESSURE,01)1/4 IN NPT,0-11 BAR,0-160 P | P562709 | 3000264 | DONALDSON COMPANY INC | DONALDSON COMPANY INC | P562709 | [18 empty] | GAUGE | PRESSURE | MEASURING RANGE |  | DIAL SIZE |  | PROCESS CONNECTION |  | CONNECTION LOCATION |  | MOUNTING TYPE |  | ACCURACY |  | DISPLAY TYPE |  | TUBE MATERIAL |  | CONNECTION MATERIAL |  | CASE MATERIAL |  | FILLER MATERIAL |  | HAZARD CLASS |  | CERTIFICATION/STANDARD |  | ADDITIONAL FEATURES EN | 1/4 IN NPT,0-11 BAR,0-160 PSI,BOTTOM MOUNT
STP_009 | Data Enrichment | kib |  | 2023-06-27 |  |  | 1272933 | 1272933 | GAUGE,PRES;DRAG,3331209,HP TEST,300 BAR | GAUGE,PRESSURE;MNFR:DRAEGER,PTNO:3331209,ADDITIONAL FEATURES EN:HP TEST,300 BAR /AIR | 01)ALLIANCE SAFETY EQUIPMENT,01)3331209,GAUGE,PRESSURE,01)HP TEST,300 BAR /AIR | 3331209 | 3000423 | DRAEGER | DRAEGER | 3331209 | [18 empty] | GAUGE | PRESSURE | MEASURING RANGE |  | DIAL SIZE |  | PROCESS CONNECTION |  | CONNECTION LOCATION |  | MOUNTING TYPE |  | ACCURACY |  | DISPLAY TYPE |  | TUBE MATERIAL |  | CONNECTION MATERIAL |  | CASE MATERIAL |  | FILLER MATERIAL |  | HAZARD CLASS |  | CERTIFICATION/STANDARD |  | ADDITIONAL FEATURES EN | HP TEST,300 BAR /AIR
STP_009 | Data Enrichment | kib |  | 2023-06-27 |  |  | 1217338 | 1217338 | GAUGE,PRES;DRVT,EMI-ELP-165645,400 BAR ( | GAUGE,PRESSURE;MNFR:DRIVETRAIN,PTNO:EMI-ELP-165645,ADDITIONAL FEATURES EN:400 BAR ( 5800 PSI ),LIQUD FILLED,63MM | 01)DRIVETRAIN AUSTRALIA,01)EMI-ELP-165645,GAUGE,PRESSURE,01)400 BAR ( 5800 PSI ),LIQUD | EMI-ELP-165645 | 3000461 | DRIVETRAIN | DRIVETRAIN | EMI-ELP-165645 | [18 empty] | GAUGE | PRESSURE | MEASURING RANGE |  | DIAL SIZE |  | PROCESS CONNECTION |  | CONNECTION LOCATION |  | MOUNTING TYPE |  | ACCURACY |  | DISPLAY TYPE |  | TUBE MATERIAL |  | CONNECTION MATERIAL |  | CASE MATERIAL |  | FILLER MATERIAL |  | HAZARD CLASS |  | CERTIFICATION/STANDARD |  | ADDITIONAL FEATURES EN | 400 BAR ( 5800 PSI ),LIQUD FILLED,63MM
STP_009 | Data Enrichment | kib |  | 2023-06-27 |  |  | 1217339 | 1217339 | GAUGE,PRES;DRVT,EMI-ELP-165646,200 BAR ( | GAUGE,PRESSURE;MNFR:DRIVETRAIN,PTNO:EMI-ELP-165646,ADDITIONAL FEATURES EN:200 BAR ( 3000 PSI ),LIQUID FILLED | 01)DRIVETRAIN AUSTRALIA,01)EMI-ELP-165646,GAUGE,PRESSURE,01)200 BAR ( 3000 PSI ),LIQUID | EMI-ELP-165646 | 3000461 | DRIVETRAIN | DRIVETRAIN | EMI-ELP-165646 | [18 empty] | GAUGE | PRESSURE | MEASURING RANGE |  | DIAL SIZE |  | PROCESS CONNECTION |  | CONNECTION LOCATION |  | MOUNTING TYPE |  | ACCURACY |  | DISPLAY TYPE |  | TUBE MATERIAL |  | CONNECTION MATERIAL |  | CASE MATERIAL |  | FILLER MATERIAL |  | HAZARD CLASS |  | CERTIFICATION/STANDARD |  | ADDITIONAL FEATURES EN | 200 BAR ( 3000 PSI ),LIQUID FILLED
STP_009 | Data Enrichment | kib |  | 2023-06-27 |  |  | 1217340 | 1217340 | GAUGE,PRES;DRVT,EMI-ELP-165648,100 BAR ( | GAUGE,PRESSURE;MNFR:DRIVETRAIN,PTNO:EMI-ELP-165648,ADDITIONAL FEATURES EN:100 BAR ( 1500 PSI ),LIQUID FILLED | 01)DRIVETRAIN AUSTRALIA,01)EMI-ELP-165648,GAUGE,PRESSURE,01)100 BAR ( 1500 PSI ),LIQUID | EMI-ELP-165648 | 3000461 | DRIVETRAIN | DRIVETRAIN | EMI-ELP-165648 | [18 empty] | GAUGE | PRESSURE | MEASURING RANGE |  | DIAL SIZE |  | PROCESS CONNECTION |  | CONNECTION LOCATION |  | MOUNTING TYPE |  | ACCURACY |  | DISPLAY TYPE |  | TUBE MATERIAL |  | CONNECTION MATERIAL |  | CASE MATERIAL |  | FILLER MATERIAL |  | HAZARD CLASS |  | CERTIFICATION/STANDARD |  | ADDITIONAL FEATURES EN | 100 BAR ( 1500 PSI ),LIQUID FILLED
STP_009 | Data Enrichment | kib |  | 2023-06-27 |  |  | 1217341 | 1217341 | GAUGE,PRES;DRVT,EMI-ELP-165649,250 BAR ( | GAUGE,PRESSURE;MNFR:DRIVETRAIN,PTNO:EMI-ELP-165649,ADDITIONAL FEATURES EN:250 BAR ( 3500 PSI ),LIQUID FILLED | 01)DRIVETRAIN AUSTRALIA,01)EMI-ELP-165649,GAUGE,PRESSURE,01)250 BAR ( 3500 PSI ),LIQUID | EMI-ELP-165649 | 3000461 | DRIVETRAIN | DRIVETRAIN | EMI-ELP-165649 | [18 empty] | GAUGE | PRESSURE | MEASURING RANGE |  | DIAL SIZE |  | PROCESS CONNECTION |  | CONNECTION LOCATION |  | MOUNTING TYPE |  | ACCURACY |  | DISPLAY TYPE |  | TUBE MATERIAL |  | CONNECTION MATERIAL |  | CASE MATERIAL |  | FILLER MATERIAL |  | HAZARD CLASS |  | CERTIFICATION/STANDARD |  | ADDITIONAL FEATURES EN | 250 BAR ( 3500 PSI ),LIQUID FILLED
STP_009 | Data Enrichment | kib |  | 2023-06-27 |  |  | 1213107 | 1213107 | GAUGE,PRES;DRVT,IFI01790,OIL TEMP | GAUGE,PRESSURE;MNFR:DRIVETRAIN,PTNO:IFI01790,ADDITIONAL FEATURES EN:OIL TEMP | 01)DRIVETRAIN AUSTRALIA,01)IFI01790,GAUGE,PRESSURE,01)OIL TEMP | IFI01790 | 3000461 | DRIVETRAIN | DRIVETRAIN | IFI01790 | [18 empty] | GAUGE | PRESSURE | MEASURING RANGE |  | DIAL SIZE |  | PROCESS CONNECTION |  | CONNECTION LOCATION |  | MOUNTING TYPE |  | ACCURACY |  | DISPLAY TYPE |  | TUBE MATERIAL |  | CONNECTION MATERIAL |  | CASE MATERIAL |  | FILLER MATERIAL |  | HAZARD CLASS |  | CERTIFICATION/STANDARD |  | ADDITIONAL FEATURES EN | OIL TEMP
STP_009 | Data Enrichment | kib |  | 2023-06-27 |  |  | 1213371 | 1213371 | GAUGE,PRES;DRVT,IFI28183,0-3000 PSI | GAUGE,PRESSURE;MNFR:DRIVETRAIN,PTNO:IFI28183,ADDITIONAL FEATURES EN:0-3000 PSI |  | IFI28183 | 3000461 | DRIVETRAIN | DRIVETRAIN | IFI28183 | [18 empty] | GAUGE | PRESSURE | MEASURING RANGE |  | DIAL SIZE |  | PROCESS CONNECTION |  | CONNECTION LOCATION |  | MOUNTING TYPE |  | ACCURACY |  | DISPLAY TYPE |  | TUBE MATERIAL |  | CONNECTION MATERIAL |  | CASE MATERIAL |  | FILLER MATERIAL |  | HAZARD CLASS |  | CERTIFICATION/STANDARD |  | ADDITIONAL FEATURES EN | 0-3000 PSI
STP_009 | Data Enrichment | kib |  | 2023-06-27 |  |  | 1211483 | 1211483 | GAUGE,PRES;FLUK,700G27 | GAUGE,PRES;MNFR:FLUKE,PTNO:700G27 |  | 700G27 | 3000278 | FLUKE | FLUKE | 700G27 | [18 empty] | GAUGE | PRESSURE | MEASURING RANGE |  | DIAL SIZE |  | PROCESS CONNECTION |  | CONNECTION LOCATION |  | MOUNTING TYPE |  | ACCURACY |  | DISPLAY TYPE |  | TUBE MATERIAL |  | CONNECTION MATERIAL |  | CASE MATERIAL |  | FILLER MATERIAL |  | HAZARD CLASS |  | CERTIFICATION/STANDARD |  | ADDITIONAL FEATURES EN
STP_009 | Data Enrichment | kib |  | 2023-06-27 |  |  | 1273118 | 1273118 | GAUGE,PRES;FLUK,700G30,DGTL,0-5000PSI | GAUGE,PRESSURE;MNFR:FLUKE,PTNO:700G30,ADDITIONAL FEATURES EN:DIGITAL,0-5000PSI | 01)CNW (MOUNT ISA) ELECT WHO,01)FLU700G30,GAUGE,PRESSURE,01)DIGITAL,0-5000PSI | 700G30 | 3000278 | FLUKE | FLUKE | 700G30 | [18 empty] | GAUGE | PRESSURE | MEASURING RANGE |  | DIAL SIZE |  | PROCESS CONNECTION |  | CONNECTION LOCATION |  | MOUNTING TYPE |  | ACCURACY |  | DISPLAY TYPE |  | TUBE MATERIAL |  | CONNECTION MATERIAL |  | CASE MATERIAL |  | FILLER MATERIAL |  | HAZARD CLASS |  | CERTIFICATION/STANDARD |  | ADDITIONAL FEATURES EN | DIGITAL,0-5000PSI
STP_009 | Data Enrichment | kib |  | 2023-06-27 |  |  | 1269027 | 1269027 | GAUGE,PRES;FLUK,FLU700G29,3000 PSIG | GAUGE,PRESSURE;MNFR:FLUKE,PTNO:FLU700G29,ADDITIONAL FEATURES EN:3000 PSIG | 01)CNW (MOUNT ISA) ELECT WHO,01)FLU700G29,GAUGE,PRESSURE,01)3000 PSIG | FLU700G29 | 3000278 | FLUKE | FLUKE | FLU700G29 | [18 empty] | GAUGE | PRESSURE | MEASURING RANGE |  | DIAL SIZE |  | PROCESS CONNECTION |  | CONNECTION LOCATION |  | MOUNTING TYPE |  | ACCURACY |  | DISPLAY TYPE |  | TUBE MATERIAL |  | CONNECTION MATERIAL |  | CASE MATERIAL |  | FILLER MATERIAL |  | HAZARD CLASS |  | CERTIFICATION/STANDARD |  | ADDITIONAL FEATURES EN | 3000 PSIG
STP_009 | Data Enrichment | kib |  | 2023-06-27 |  |  | 1275731 | 1275731 | GAUGE,PRES;FUCH,3561000,200PSI/16BAR | GAUGE,PRESSURE;MNFR:FUCHS LUBRICANTS,PTNO:3561000,ADDITIONAL FEATURES EN:200PSI/16BAR | 01)FUCHS LUBRICANTS (A'SIA),01)3561000,GAUGE,PRESSURE,01)200PSI/16BAR | 3561000 | 3000427 | FUCHS LUBRICANTS | FUCHS LUBRICANTS | 3561000 | [18 empty] | GAUGE | PRESSURE | MEASURING RANGE |  | DIAL SIZE |  | PROCESS CONNECTION |  | CONNECTION LOCATION |  | MOUNTING TYPE |  | ACCURACY |  | DISPLAY TYPE |  | TUBE MATERIAL |  | CONNECTION MATERIAL |  | CASE MATERIAL |  | FILLER MATERIAL |  | HAZARD CLASS |  | CERTIFICATION/STANDARD |  | ADDITIONAL FEATURES EN | 200PSI/16BAR
STP_009 | Data Enrichment | kib |  | 2023-06-27 |  |  | 1271030 | 1271030 | GAUGE,PRES;HYDA,6003705 | GAUGE,PRESSURE;MNFR:HYDAC,PTNO:6003705 | 01)ISADRAULICS,01)6003705,GAUGE,PRESSURE | 6003705 | 3000292 | HYDAC | HYDAC | 6003705 | [18 empty] | GAUGE | PRESSURE | MEASURING RANGE |  | DIAL SIZE |  | PROCESS CONNECTION |  | CONNECTION LOCATION |  | MOUNTING TYPE |  | ACCURACY |  | DISPLAY TYPE |  | TUBE MATERIAL |  | CONNECTION MATERIAL |  | CASE MATERIAL |  | FILLER MATERIAL |  | HAZARD CLASS |  | CERTIFICATION/STANDARD |  | ADDITIONAL FEATURES EN
STP_009 | Data Enrichment | kib |  | 2023-06-27 |  |  | 1271850 | 1271850 | GAUGE,PRES;HYDA,6007003 | GAUGE,PRESSURE;MNFR:HYDAC,PTNO:6007003 | 01)ISADRAULICS,01)6007003,GAUGE,PRESSURE | 6007003 | 3000292 | HYDAC | HYDAC | 6007003 | [18 empty] | GAUGE | PRESSURE | MEASURING RANGE |  | DIAL SIZE |  | PROCESS CONNECTION |  | CONNECTION LOCATION |  | MOUNTING TYPE |  | ACCURACY |  | DISPLAY TYPE |  | TUBE MATERIAL |  | CONNECTION MATERIAL |  | CASE MATERIAL |  | FILLER MATERIAL |  | HAZARD CLASS |  | CERTIFICATION/STANDARD |  | ADDITIONAL FEATURES EN
STP_009 | Data Enrichment | kib |  | 2023-06-27 |  |  | 1217022 | 1217022 | GAUGE,PRES;SKF,SPG-100-01000-01-S-B08,BS | GAUGE,PRESSURE;MNFR:SKF,PTNO:SPG-100-01000-01-S-B08,ADDITIONAL FEATURES EN:BSPP,0-1000BAR,1/2 | 01)ISADRAULICS,01)SPG-100-01000-01-S-B08,GAUGE,PRESSURE,01)BSPP,02)0-1000BAR,1/2 | SPG-100-01000-01-S-B08 | 3000348 | SKF | SKF | SPG-100-01000-01-S-B08 | [18 empty] | GAUGE | PRESSURE | MEASURING RANGE |  | DIAL SIZE |  | PROCESS CONNECTION |  | CONNECTION LOCATION |  | MOUNTING TYPE |  | ACCURACY |  | DISPLAY TYPE |  | TUBE MATERIAL |  | CONNECTION MATERIAL |  | CASE MATERIAL |  | FILLER MATERIAL |  | HAZARD CLASS |  | CERTIFICATION/STANDARD |  | ADDITIONAL FEATURES EN | BSPP,0-1000BAR,1/2
STP_009 | Data Enrichment | kib |  | 2023-06-27 |  |  | 1273109 | 1273109 | GAUGE,PRES;STAU,SPG63-10-1-RBU,0-10BAR | GAUGE,PRESSURE;MNFR:STAUFF HYDRAULIC ACCESSORY,PTNO:SPG63-10-1-RBU,ADDITIONAL FEATURES EN:0-10BAR | 01)ISADRAULICS,01)SPG63-10-1-RBU,GAUGE,PRESSURE,01)0-10BAR | SPG63-10-1-RBU | 3000351 | STAUFF HYDRAULIC ACCESSOR | STAUFF HYDRAULIC ACCESSORY | SPG63-10-1-RBU | [18 empty] | GAUGE | PRESSURE | MEASURING RANGE |  | DIAL SIZE |  | PROCESS CONNECTION |  | CONNECTION LOCATION |  | MOUNTING TYPE |  | ACCURACY |  | DISPLAY TYPE |  | TUBE MATERIAL |  | CONNECTION MATERIAL |  | CASE MATERIAL |  | FILLER MATERIAL |  | HAZARD CLASS |  | CERTIFICATION/STANDARD |  | ADDITIONAL FEATURES EN | 0-10BAR
STP_009 | Data Enrichment | kib |  | 2023-06-27 |  |  | 1270341 | 1270341 | GAUGE,PRES;STAU,SPG63-400-1-RBU,63MM,0-4 | GAUGE,PRESSURE;MNFR:STAUFF HYDRAULIC ACCESSORY,PTNO:SPG63-400-1-RBU,ADDITIONAL FEATURES EN:63MM,0-400BAR/5800PSI,1/4" BSPP(M) | 01)COOPER FLUID SYSTEMS,01)SPG63-400-1-RBU,01)63MM,0-400BAR/5800PSI,1/4" | SPG63-400-1-RBU | 3000351 | STAUFF HYDRAULIC ACCESSOR | STAUFF HYDRAULIC ACCESSORY | SPG63-400-1-RBU | [18 empty] | GAUGE | PRESSURE | MEASURING RANGE |  | DIAL SIZE |  | PROCESS CONNECTION |  | CONNECTION LOCATION |  | MOUNTING TYPE |  | ACCURACY |  | DISPLAY TYPE |  | TUBE MATERIAL |  | CONNECTION MATERIAL |  | CASE MATERIAL |  | FILLER MATERIAL |  | HAZARD CLASS |  | CERTIFICATION/STANDARD |  | ADDITIONAL FEATURES EN | 63MM,0-400BAR/5800PSI,1/4" BSPP(M)
STP_009 | Data Enrichment | kib |  | 2023-06-27 |  |  | 1273108 | 1273108 | GAUGE,PRES;STAU,SPG63-6-1-RBU,0-6BAR | GAUGE,PRESSURE;MNFR:STAUFF HYDRAULIC ACCESSORY,PTNO:SPG63-6-1-RBU,ADDITIONAL FEATURES EN:0-6BAR | 01)ISADRAULICS,01)SPG63-6-1-RBU,GAUGE,PRESSURE,01)0-6BAR | SPG63-6-1-RBU | 3000351 | STAUFF HYDRAULIC ACCESSOR | STAUFF HYDRAULIC ACCESSORY | SPG63-6-1-RBU | [18 empty] | GAUGE | PRESSURE | MEASURING RANGE |  | DIAL SIZE |  | PROCESS CONNECTION |  | CONNECTION LOCATION |  | MOUNTING TYPE |  | ACCURACY |  | DISPLAY TYPE |  | TUBE MATERIAL |  | CONNECTION MATERIAL |  | CASE MATERIAL |  | FILLER MATERIAL |  | HAZARD CLASS |  | CERTIFICATION/STANDARD |  | ADDITIONAL FEATURES EN | 0-6BAR
STP_009 | Data Enrichment | kib |  | 2023-06-27 |  |  | 1220417 | 1220417 | GAUGE;ABB,2758-250 | GAUGE;MNFR:ABB,PTNO:2758-250 | GAUGE | 2758-250 | 3000014 | ABB | ABB | 2758-250 | [18 empty] | GAUGE | NO MODIFIER | TYPE |  | MEASURING RANGE |  | MATERIAL |  | SIZE |  | PROCESS CONNECTION |  | ACCURACY |  | HAZARD CLASS |  | CERTIFICATION/STANDARD |  | ADDITIONAL FEATURES EN
STP_009 | Data Enrichment | kib |  | 2023-06-27 |  |  | 1218315 | 1218315 | GAUGE;ALIM,3001 134 100 | GAUGE;MNFR:ALIMAK,PTNO:3001 134 100 |  | 3001 134 100 | 3000412 | ALIMAK | ALIMAK | 3001 134 100 | [18 empty] | GAUGE | NO MODIFIER | TYPE |  | MEASURING RANGE |  | MATERIAL |  | SIZE |  | PROCESS CONNECTION |  | ACCURACY |  | HAZARD CLASS |  | CERTIFICATION/STANDARD |  | ADDITIONAL FEATURES EN
STP_009 | Data Enrichment | kib |  | 2023-06-27 |  |  | 1213094 | 1213094 | GAUGE;DRVT,IFI01207,WATER TEMP | GAUGE;MNFR:DRIVETRAIN,PTNO:IFI01207,ADDITIONAL FEATURES EN:WATER TEMP | 01)DRIVETRAIN AUSTRALIA,01)IFI01207,GAUGE,01)WATER TEMP | IFI01207 | 3000461 | DRIVETRAIN | DRIVETRAIN | IFI01207 | [18 empty] | GAUGE | NO MODIFIER | TYPE |  | MEASURING RANGE |  | MATERIAL |  | SIZE |  | PROCESS CONNECTION |  | ACCURACY |  | HAZARD CLASS |  | CERTIFICATION/STANDARD |  | ADDITIONAL FEATURES EN | WATER TEMP
STP_009 | Data Enrichment | kib |  | 2023-06-27 |  |  | 1276049 | 1276049 | GAUGE;DRVT,IFI01208 | GAUGE;MNFR:DRIVETRAIN,PTNO:IFI01208 | 01)DRIVETRAIN,01)IFI01208,GAUGE | IFI01208 | 3000461 | DRIVETRAIN | DRIVETRAIN | IFI01208 | [18 empty] | GAUGE | NO MODIFIER | TYPE |  | MEASURING RANGE |  | MATERIAL |  | SIZE |  | PROCESS CONNECTION |  | ACCURACY |  | HAZARD CLASS |  | CERTIFICATION/STANDARD |  | ADDITIONAL FEATURES EN
STP_009 | Data Enrichment | kib |  | 2023-06-27 |  |  | 1213095 | 1213095 | GAUGE;DRVT,IFI01209,OIL TEMP | GAUGE;MNFR:DRIVETRAIN,PTNO:IFI01209,ADDITIONAL FEATURES EN:OIL TEMP | 01)DRIVETRAIN AUSTRALIA,01)IFI01209,GAUGE,01)OIL TEMP | IFI01209 | 3000461 | DRIVETRAIN | DRIVETRAIN | IFI01209 | [18 empty] | GAUGE | NO MODIFIER | TYPE |  | MEASURING RANGE |  | MATERIAL |  | SIZE |  | PROCESS CONNECTION |  | ACCURACY |  | HAZARD CLASS |  | CERTIFICATION/STANDARD |  | ADDITIONAL FEATURES EN | OIL TEMP
STP_009 | Data Enrichment | kib |  | 2023-06-27 |  |  | 1213097 | 1213097 | GAUGE;DRVT,IFI01212,FUEL | GAUGE;MNFR:DRIVETRAIN,PTNO:IFI01212,ADDITIONAL FEATURES EN:FUEL | 01)DRIVETRAIN AUSTRALIA,01)IFI01212,GAUGE,01)FUEL | IFI01212 | 3000461 | DRIVETRAIN | DRIVETRAIN | IFI01212 | [18 empty] | GAUGE | NO MODIFIER | TYPE |  | MEASURING RANGE |  | MATERIAL |  | SIZE |  | PROCESS CONNECTION |  | ACCURACY |  | HAZARD CLASS |  | CERTIFICATION/STANDARD |  | ADDITIONAL FEATURES EN | FUEL
STP_009 | Data Enrichment | kib |  | 2023-06-27 |  |  | 1274030 | 1274030 | GAUGE;ENER,GA45GC,ADAPTOR ASSEMBLY | GAUGE;MNFR:ENERPAC,PTNO:GA45GC,ADDITIONAL FEATURES EN:ADAPTOR ASSEMBLY | 01)COOPER FLUID SYSTEMS PTY,01)GA45GC,GAUGE,01)ADAPTOR ASSEMBLY | GA45GC | 3000270 | ENERPAC | ENERPAC | GA45GC | [18 empty] | GAUGE | NO MODIFIER | TYPE |  | MEASURING RANGE |  | MATERIAL |  | SIZE |  | PROCESS CONNECTION |  | ACCURACY |  | HAZARD CLASS |  | CERTIFICATION/STANDARD |  | ADDITIONAL FEATURES EN | ADAPTOR ASSEMBLY
STP_009 | Data Enrichment | kib |  | 2023-06-27 |  |  | 1268917 | 1268917 | GAUGE;MAN,554956 | GAUGE;MNFR:MANITOU,PTNO:554956 | 01)JUNGHEINRICH AUSTRALIA PT,01)554956,GAUGE | 554956 | 3000007 | MANITOU | MANITOU | 554956 | [18 empty] | GAUGE | NO MODIFIER | TYPE |  | MEASURING RANGE |  | MATERIAL |  | SIZE |  | PROCESS CONNECTION |  | ACCURACY |  | HAZARD CLASS |  | CERTIFICATION/STANDARD |  | ADDITIONAL FEATURES EN
STP_009 | Data Enrichment | kib |  | 2023-06-27 |  |  | 1269874 | 1269874 | GAUGE;STAU,SPG-063-00025-01-P-B04-U | GAUGE;MNFR:STAUFF HYDRAULIC ACCESSORY,PTNO:SPG-063-00025-01-P-B04-U | 01)ISADRAULICS,01)SPG-063-00025-01-P-B04-U,GAUGE | SPG-063-00025-01-P-B04-U | 3000351 | STAUFF HYDRAULIC ACCESSOR | STAUFF HYDRAULIC ACCESSORY | SPG-063-00025-01-P-B04-U | [18 empty] | GAUGE | NO MODIFIER | TYPE |  | MEASURING RANGE |  | MATERIAL |  | SIZE |  | PROCESS CONNECTION |  | ACCURACY |  | HAZARD CLASS |  | CERTIFICATION/STANDARD |  | ADDITIONAL FEATURES EN
STP_009 | Data Enrichment | kib |  | 2023-06-27 |  |  | 1213585 | 1213585 | GAUGE;THGM,AM426/02-SM100,DENS | GAUGE;MNFR:THERMO GAMMA-METRICS,PTNO:AM426/02-SM100,ADDITIONAL FEATURES EN:DENSITY | 01)THERMO GAMMA-METRICS PTY,01)AM426/02-SM100,GAUGE,01)DENSITY | AM426/02-SM100 | 3000468 | THERMO GAMMA-METRICS | THERMO GAMMA-METRICS | AM426/02-SM100 | [18 empty] | GAUGE | NO MODIFIER | TYPE |  | MEASURING RANGE |  | MATERIAL |  | SIZE |  | PROCESS CONNECTION |  | ACCURACY |  | HAZARD CLASS |  | CERTIFICATION/STANDARD |  | ADDITIONAL FEATURES EN | DENSITY
STP_009 | Data Enrichment | kib |  | 2023-06-27 |  |  | 1213583 | 1213583 | GAUGE;THGM,AM426/02-SM20,DENS | GAUGE;MNFR:THERMO GAMMA-METRICS,PTNO:AM426/02-SM20,ADDITIONAL FEATURES EN:DENSITY | 01)THERMO GAMMA-METRICS PTY,01)AM426/02-SM20,GAUGE,01)DENSITY | AM426/02-SM20 | 3000468 | THERMO GAMMA-METRICS | THERMO GAMMA-METRICS | AM426/02-SM20 | [18 empty] | GAUGE | NO MODIFIER | TYPE |  | MEASURING RANGE |  | MATERIAL |  | SIZE |  | PROCESS CONNECTION |  | ACCURACY |  | HAZARD CLASS |  | CERTIFICATION/STANDARD |  | ADDITIONAL FEATURES EN | DENSITY
STP_009 | Data Enrichment | kib |  | 2023-06-27 |  |  | 1213584 | 1213584 | GAUGE;THGM,AM426/02-SM50,DENS | GAUGE;MNFR:THERMO GAMMA-METRICS,PTNO:AM426/02-SM50,ADDITIONAL FEATURES EN:DENSITY | 01)THERMO GAMMA-METRICS PTY,01)AM426/02-SM50,GAUGE,01)DENSITY | AM426/02-SM50 | 3000468 | THERMO GAMMA-METRICS | THERMO GAMMA-METRICS | AM426/02-SM50 | [18 empty] | GAUGE | NO MODIFIER | TYPE |  | MEASURING RANGE |  | MATERIAL |  | SIZE |  | PROCESS CONNECTION |  | ACCURACY |  | HAZARD CLASS |  | CERTIFICATION/STANDARD |  | ADDITIONAL FEATURES EN | DENSITY
STP_009 | Data Enrichment | kib |  | 2023-06-27 |  |  | 1271031 | 1271031 | GLASS,SGHT;BREX,AB31-21/127 | GLASS,SIGHT;MNFR:BOSCH REXROTH,PTNO:AB31-21/127 | 01)ISADRAULICS,01)07824 AB31-21/127,GLASS,SIGHT | AB31-21/127 | 3000419 | BOSCH REXROTH | BOSCH REXROTH | AB31-21/127 | [18 empty] | GLASS | SIGHT | TYPE |  | SIZE |  | PRESSURE RATING |  | MATERIAL |  | THICKNESS |  | MOUNTING TYPE |  | CONNECTION TYPE |  | TEMPERATURE RATING |  | HAZARD CLASS |  | CERTIFICATION/STANDARD |  | ADDITIONAL FEATURES EN
STP_009 | Data Enrichment | kib |  | 2023-06-27 |  |  | 1252984 | 1252984 | GLASS,SGHT;DIEC,4C.303409466 | GLASS,SIGHT;MNFR:DIECI,PTNO:4C.303409466,ADDITIONAL FEATURES EN:INDICATOR | GLASS,SIGHT,01)INDICATOR | 4C.303409466 | 3000511 | DIECI | DIECI | 4C.303409466 | [18 empty] | GLASS | SIGHT | TYPE |  | SIZE |  | PRESSURE RATING |  | MATERIAL |  | THICKNESS |  | MOUNTING TYPE |  | CONNECTION TYPE |  | TEMPERATURE RATING |  | HAZARD CLASS |  | CERTIFICATION/STANDARD |  | ADDITIONAL FEATURES EN | INDICATOR
STP_009 | Data Enrichment | kib |  | 2023-06-27 |  |  | 1252804 | 1252804 | GLASS,SGHT;DIEC,4C.77399 | GLASS,SIGHT;MNFR:DIECI,PTNO:4C.77399,ADDITIONAL FEATURES EN:INDICATOR | GLASS,SIGHT,01)INDICATOR | 4C.77399 | 3000511 | DIECI | DIECI | 4C.77399 | [18 empty] | GLASS | SIGHT | TYPE |  | SIZE |  | PRESSURE RATING |  | MATERIAL |  | THICKNESS |  | MOUNTING TYPE |  | CONNECTION TYPE |  | TEMPERATURE RATING |  | HAZARD CLASS |  | CERTIFICATION/STANDARD |  | ADDITIONAL FEATURES EN | INDICATOR
STP_009 | Data Enrichment | kib |  | 2023-06-27 |  |  | 1332982 | 1332982 | GLASS,SGHT;DIEC,4C.77501 | GLASS,SIGHT;MNFR:DIECI,PTNO:4C.77501,ADDITIONAL FEATURES EN:LED INDICATOR | GLASS,SIGHT,01)LED INDICATOR | 4C.77501 | 3000511 | DIECI | DIECI | 4C.77501 | [18 empty] | GLASS | SIGHT | TYPE |  | SIZE |  | PRESSURE RATING |  | MATERIAL |  | THICKNESS |  | MOUNTING TYPE |  | CONNECTION TYPE |  | TEMPERATURE RATING |  | HAZARD CLASS |  | CERTIFICATION/STANDARD |  | ADDITIONAL FEATURES EN | LED INDICATOR
STP_009 | Data Enrichment | kib |  | 2023-06-27 |  |  | 1332981 | 1332981 | GLASS,SGHT;DIEC,4C.77505 | GLASS,SIGHT;MNFR:DIECI,PTNO:4C.77505,ADDITIONAL FEATURES EN:INDICATOR | GLASS,SIGHT,01)INDICATOR | 4C.77505 | 3000511 | DIECI | DIECI | 4C.77505 | [18 empty] | GLASS | SIGHT | TYPE |  | SIZE |  | PRESSURE RATING |  | MATERIAL |  | THICKNESS |  | MOUNTING TYPE |  | CONNECTION TYPE |  | TEMPERATURE RATING |  | HAZARD CLASS |  | CERTIFICATION/STANDARD |  | ADDITIONAL FEATURES EN | INDICATOR
STP_009 | Data Enrichment | kib |  | 2023-06-27 |  |  | 1332980 | 1332980 | GLASS,SGHT;DIEC,4C.77525 | GLASS,SIGHT;MNFR:DIECI,PTNO:4C.77525,ADDITIONAL FEATURES EN:INDICATOR | GLASS,SIGHT,01)INDICATOR | 4C.77525 | 3000511 | DIECI | DIECI | 4C.77525 | [18 empty] | GLASS | SIGHT | TYPE |  | SIZE |  | PRESSURE RATING |  | MATERIAL |  | THICKNESS |  | MOUNTING TYPE |  | CONNECTION TYPE |  | TEMPERATURE RATING |  | HAZARD CLASS |  | CERTIFICATION/STANDARD |  | ADDITIONAL FEATURES EN | INDICATOR
STP_009 | Data Enrichment | kib |  | 2023-06-27 |  |  | 1332979 | 1332979 | GLASS,SGHT;DIEC,4C.77561 | GLASS,SIGHT;MNFR:DIECI,PTNO:4C.77561,ADDITIONAL FEATURES EN:INDICATOR | GLASS,SIGHT,01)INDICATOR | 4C.77561 | 3000511 | DIECI | DIECI | 4C.77561 | [18 empty] | GLASS | SIGHT | TYPE |  | SIZE |  | PRESSURE RATING |  | MATERIAL |  | THICKNESS |  | MOUNTING TYPE |  | CONNECTION TYPE |  | TEMPERATURE RATING |  | HAZARD CLASS |  | CERTIFICATION/STANDARD |  | ADDITIONAL FEATURES EN | INDICATOR
STP_009 | Data Enrichment | kib |  | 2023-06-27 |  |  | 1332978 | 1332978 | GLASS,SGHT;DIEC,4C.77607 | GLASS,SIGHT;MNFR:DIECI,PTNO:4C.77607,ADDITIONAL FEATURES EN:INDICATOR WARNING LENS | GLASS,SIGHT,01)INDICATOR WARNING LENS | 4C.77607 | 3000511 | DIECI | DIECI | 4C.77607 | [18 empty] | GLASS | SIGHT | TYPE |  | SIZE |  | PRESSURE RATING |  | MATERIAL |  | THICKNESS |  | MOUNTING TYPE |  | CONNECTION TYPE |  | TEMPERATURE RATING |  | HAZARD CLASS |  | CERTIFICATION/STANDARD |  | ADDITIONAL FEATURES EN | INDICATOR WARNING LENS
STP_009 | Data Enrichment | kib |  | 2023-06-27 |  |  | 1332977 | 1332977 | GLASS,SGHT;DIEC,4C.77615 | GLASS,SIGHT;MNFR:DIECI,PTNO:4C.77615,ADDITIONAL FEATURES EN:INDICATOR | GLASS,SIGHT,01)INDICATOR | 4C.77615 | 3000511 | DIECI | DIECI | 4C.77615 | [18 empty] | GLASS | SIGHT | TYPE |  | SIZE |  | PRESSURE RATING |  | MATERIAL |  | THICKNESS |  | MOUNTING TYPE |  | CONNECTION TYPE |  | TEMPERATURE RATING |  | HAZARD CLASS |  | CERTIFICATION/STANDARD |  | ADDITIONAL FEATURES EN | INDICATOR
STP_009 | Data Enrichment | kib |  | 2023-06-27 |  |  | 1252838 | 1252838 | GLASS,SGHT;DIEC,4C.77645 | GLASS,SIGHT;MNFR:DIECI,PTNO:4C.77645,ADDITIONAL FEATURES EN:INDICATOR | GLASS,SIGHT,01)INDICATOR | 4C.77645 | 3000511 | DIECI | DIECI | 4C.77645 | [18 empty] | GLASS | SIGHT | TYPE |  | SIZE |  | PRESSURE RATING |  | MATERIAL |  | THICKNESS |  | MOUNTING TYPE |  | CONNECTION TYPE |  | TEMPERATURE RATING |  | HAZARD CLASS |  | CERTIFICATION/STANDARD |  | ADDITIONAL FEATURES EN | INDICATOR
STP_009 | Data Enrichment | kib |  | 2023-06-27 |  |  | 1252801 | 1252801 | GLASS,SGHT;DIEC,4C.77647 | GLASS,SIGHT;MNFR:DIECI,PTNO:4C.77647,ADDITIONAL FEATURES EN:INDICATOR | GLASS,SIGHT,01)INDICATOR | 4C.77647 | 3000511 | DIECI | DIECI | 4C.77647 | [18 empty] | GLASS | SIGHT | TYPE |  | SIZE |  | PRESSURE RATING |  | MATERIAL |  | THICKNESS |  | MOUNTING TYPE |  | CONNECTION TYPE |  | TEMPERATURE RATING |  | HAZARD CLASS |  | CERTIFICATION/STANDARD |  | ADDITIONAL FEATURES EN | INDICATOR
STP_009 | Data Enrichment | kib |  | 2023-06-27 |  |  | 1333362 | 1333362 | GLASS,SGHT;DIEC,4C.77679 | GLASS,SIGHT;MNFR:DIECI,PTNO:4C.77679,ADDITIONAL FEATURES EN:INDICATOR | GLASS,SIGHT,01)INDICATOR | 4C.77679 | 3000511 | DIECI | DIECI | 4C.77679 | [18 empty] | GLASS | SIGHT | TYPE |  | SIZE |  | PRESSURE RATING |  | MATERIAL |  | THICKNESS |  | MOUNTING TYPE |  | CONNECTION TYPE |  | TEMPERATURE RATING |  | HAZARD CLASS |  | CERTIFICATION/STANDARD |  | ADDITIONAL FEATURES EN | INDICATOR
STP_009 | Data Enrichment | kib |  | 2023-06-27 |  |  | 1333361 | 1333361 | GLASS,SGHT;DIEC,4C.77685 | GLASS,SIGHT;MNFR:DIECI,PTNO:4C.77685,ADDITIONAL FEATURES EN:INDICATOR | GLASS,SIGHT,01)INDICATOR | 4C.77685 | 3000511 | DIECI | DIECI | 4C.77685 | [18 empty] | GLASS | SIGHT | TYPE |  | SIZE |  | PRESSURE RATING |  | MATERIAL |  | THICKNESS |  | MOUNTING TYPE |  | CONNECTION TYPE |  | TEMPERATURE RATING |  | HAZARD CLASS |  | CERTIFICATION/STANDARD |  | ADDITIONAL FEATURES EN | INDICATOR
STP_009 | Data Enrichment | kib |  | 2023-06-27 |  |  | 1333360 | 1333360 | GLASS,SGHT;DIEC,4C.77692 | GLASS,SIGHT;MNFR:DIECI,PTNO:4C.77692,ADDITIONAL FEATURES EN:INDICATOR | GLASS,SIGHT,01)INDICATOR | 4C.77692 | 3000511 | DIECI | DIECI | 4C.77692 | [18 empty] | GLASS | SIGHT | TYPE |  | SIZE |  | PRESSURE RATING |  | MATERIAL |  | THICKNESS |  | MOUNTING TYPE |  | CONNECTION TYPE |  | TEMPERATURE RATING |  | HAZARD CLASS |  | CERTIFICATION/STANDARD |  | ADDITIONAL FEATURES EN | INDICATOR
STP_009 | Data Enrichment | kib |  | 2023-06-27 |  |  | 1252802 | 1252802 | GLASS,SGHT;DIEC,4C.77731 | GLASS,SIGHT;MNFR:DIECI,PTNO:4C.77731,ADDITIONAL FEATURES EN:WARNING INDICATOR | GLASS,SIGHT,01)WARNING INDICATOR | 4C.77731 | 3000511 | DIECI | DIECI | 4C.77731 | [18 empty] | GLASS | SIGHT | TYPE |  | SIZE |  | PRESSURE RATING |  | MATERIAL |  | THICKNESS |  | MOUNTING TYPE |  | CONNECTION TYPE |  | TEMPERATURE RATING |  | HAZARD CLASS |  | CERTIFICATION/STANDARD |  | ADDITIONAL FEATURES EN | WARNING INDICATOR
STP_009 | Data Enrichment | kib |  | 2023-06-27 |  |  | 1333359 | 1333359 | GLASS,SGHT;DIEC,4C.77751 | GLASS,SIGHT;MNFR:DIECI,PTNO:4C.77751,ADDITIONAL FEATURES EN:LED INDICATOR | GLASS,SIGHT,01)LED INDICATOR | 4C.77751 | 3000511 | DIECI | DIECI | 4C.77751 | [18 empty] | GLASS | SIGHT | TYPE |  | SIZE |  | PRESSURE RATING |  | MATERIAL |  | THICKNESS |  | MOUNTING TYPE |  | CONNECTION TYPE |  | TEMPERATURE RATING |  | HAZARD CLASS |  | CERTIFICATION/STANDARD |  | ADDITIONAL FEATURES EN | LED INDICATOR
STP_009 | Data Enrichment | kib |  | 2023-06-27 |  |  | 1333358 | 1333358 | GLASS,SGHT;DIEC,4C.77755 | GLASS,SIGHT;MNFR:DIECI,PTNO:4C.77755,ADDITIONAL FEATURES EN:INDICATOR | GLASS,SIGHT,01)INDICATOR | 4C.77755 | 3000511 | DIECI | DIECI | 4C.77755 | [18 empty] | GLASS | SIGHT | TYPE |  | SIZE |  | PRESSURE RATING |  | MATERIAL |  | THICKNESS |  | MOUNTING TYPE |  | CONNECTION TYPE |  | TEMPERATURE RATING |  | HAZARD CLASS |  | CERTIFICATION/STANDARD |  | ADDITIONAL FEATURES EN | INDICATOR
STP_009 | Data Enrichment | kib |  | 2023-06-27 |  |  | 1333357 | 1333357 | GLASS,SGHT;DIEC,4C.77771 | GLASS,SIGHT;MNFR:DIECI,PTNO:4C.77771,ADDITIONAL FEATURES EN:WARNING INDICATOR | GLASS,SIGHT,01)WARNING INDICATOR | 4C.77771 | 3000511 | DIECI | DIECI | 4C.77771 | [18 empty] | GLASS | SIGHT | TYPE |  | SIZE |  | PRESSURE RATING |  | MATERIAL |  | THICKNESS |  | MOUNTING TYPE |  | CONNECTION TYPE |  | TEMPERATURE RATING |  | HAZARD CLASS |  | CERTIFICATION/STANDARD |  | ADDITIONAL FEATURES EN | WARNING INDICATOR
STP_009 | Data Enrichment | kib |  | 2023-06-27 |  |  | 1333356 | 1333356 | GLASS,SGHT;DIEC,4C.77981 | GLASS,SIGHT;MNFR:DIECI,PTNO:4C.77981,ADDITIONAL FEATURES EN:INDICATOR | GLASS,SIGHT,01)INDICATOR | 4C.77981 | 3000511 | DIECI | DIECI | 4C.77981 | [18 empty] | GLASS | SIGHT | TYPE |  | SIZE |  | PRESSURE RATING |  | MATERIAL |  | THICKNESS |  | MOUNTING TYPE |  | CONNECTION TYPE |  | TEMPERATURE RATING |  | HAZARD CLASS |  | CERTIFICATION/STANDARD |  | ADDITIONAL FEATURES EN | INDICATOR
STP_009 | Data Enrichment | kib |  | 2023-06-27 |  |  | 1333664 | 1333664 | GLASS,SGHT;DIEC,4C-77377 | GLASS,SIGHT;MNFR:DIECI,PTNO:4C-77377,ADDITIONAL FEATURES EN:INDICATOR | GLASS,SIGHT,01)INDICATOR | 4C-77377 | 3000511 | DIECI | DIECI | 4C-77377 | [18 empty] | GLASS | SIGHT | TYPE |  | SIZE |  | PRESSURE RATING |  | MATERIAL |  | THICKNESS |  | MOUNTING TYPE |  | CONNECTION TYPE |  | TEMPERATURE RATING |  | HAZARD CLASS |  | CERTIFICATION/STANDARD |  | ADDITIONAL FEATURES EN | INDICATOR
STP_009 | Data Enrichment | kib |  | 2023-06-27 |  |  | 1332988 | 1332988 | GLASS,SGHT;DIEC,BEM3071 | GLASS,SIGHT;MNFR:DIECI,PTNO:BEM3071,ADDITIONAL FEATURES EN:INDICATOR WARNING LIGHT | GLASS,SIGHT,01)INDICATOR WARNING LIGHT | BEM3071 | 3000511 | DIECI | DIECI | BEM3071 | [18 empty] | GLASS | SIGHT | TYPE |  | SIZE |  | PRESSURE RATING |  | MATERIAL |  | THICKNESS |  | MOUNTING TYPE |  | CONNECTION TYPE |  | TEMPERATURE RATING |  | HAZARD CLASS |  | CERTIFICATION/STANDARD |  | ADDITIONAL FEATURES EN | INDICATOR WARNING LIGHT
STP_009 | Data Enrichment | kib |  | 2023-06-27 |  |  | 1332987 | 1332987 | GLASS,SGHT;DIEC,BEM3078 | GLASS,SIGHT;MNFR:DIECI,PTNO:BEM3078,ADDITIONAL FEATURES EN:LED INDICATOR | GLASS,SIGHT,01)LED INDICATOR | BEM3078 | 3000511 | DIECI | DIECI | BEM3078 | [18 empty] | GLASS | SIGHT | TYPE |  | SIZE |  | PRESSURE RATING |  | MATERIAL |  | THICKNESS |  | MOUNTING TYPE |  | CONNECTION TYPE |  | TEMPERATURE RATING |  | HAZARD CLASS |  | CERTIFICATION/STANDARD |  | ADDITIONAL FEATURES EN | LED INDICATOR
STP_009 | Data Enrichment | kib |  | 2023-06-27 |  |  | 1332986 | 1332986 | GLASS,SGHT;DIEC,BEM3080 | GLASS,SIGHT;MNFR:DIECI,PTNO:BEM3080,ADDITIONAL FEATURES EN:WARNING INDICATOR | GLASS,SIGHT,01)WARNING INDICATOR | BEM3080 | 3000511 | DIECI | DIECI | BEM3080 | [18 empty] | GLASS | SIGHT | TYPE |  | SIZE |  | PRESSURE RATING |  | MATERIAL |  | THICKNESS |  | MOUNTING TYPE |  | CONNECTION TYPE |  | TEMPERATURE RATING |  | HAZARD CLASS |  | CERTIFICATION/STANDARD |  | ADDITIONAL FEATURES EN | WARNING INDICATOR
STP_009 | Data Enrichment | kib |  | 2023-06-27 |  |  | 1252803 | 1252803 | GLASS,SGHT;DIEC,BEM3081 | GLASS,SIGHT;MNFR:DIECI,PTNO:BEM3081,ADDITIONAL FEATURES EN:WARNING INDICATOR | GLASS,SIGHT,01)WARNING INDICATOR | BEM3081 | 3000511 | DIECI | DIECI | BEM3081 | [18 empty] | GLASS | SIGHT | TYPE |  | SIZE |  | PRESSURE RATING |  | MATERIAL |  | THICKNESS |  | MOUNTING TYPE |  | CONNECTION TYPE |  | TEMPERATURE RATING |  | HAZARD CLASS |  | CERTIFICATION/STANDARD |  | ADDITIONAL FEATURES EN | WARNING INDICATOR
STP_009 | Data Enrichment | kib |  | 2023-06-27 |  |  | 1252988 | 1252988 | GLASS,SGHT;DIEC,BEM3082 | GLASS,SIGHT;MNFR:DIECI,PTNO:BEM3082,ADDITIONAL FEATURES EN:WARNING INDICATOR | GLASS,SIGHT,01)WARNING INDICATOR | BEM3082 | 3000511 | DIECI | DIECI | BEM3082 | [18 empty] | GLASS | SIGHT | TYPE |  | SIZE |  | PRESSURE RATING |  | MATERIAL |  | THICKNESS |  | MOUNTING TYPE |  | CONNECTION TYPE |  | TEMPERATURE RATING |  | HAZARD CLASS |  | CERTIFICATION/STANDARD |  | ADDITIONAL FEATURES EN | WARNING INDICATOR
STP_009 | Data Enrichment | kib |  | 2023-06-27 |  |  | 1213139 | 1213139 | GLASS,SGHT;DRVT,IFI03033 | GLASS,SIGHT;MNFR:DRIVETRAIN,PTNO:IFI03033 | 01)DRIVETRAIN AUSTRALIA,01)IFI03033,GLASS,SIGHT | IFI03033 | 3000461 | DRIVETRAIN | DRIVETRAIN | IFI03033 | [18 empty] | GLASS | SIGHT | TYPE |  | SIZE |  | PRESSURE RATING |  | MATERIAL |  | THICKNESS |  | MOUNTING TYPE |  | CONNECTION TYPE |  | TEMPERATURE RATING |  | HAZARD CLASS |  | CERTIFICATION/STANDARD |  | ADDITIONAL FEATURES EN
STP_009 | Data Enrichment | kib |  | 2023-06-27 |  |  | 1271033 | 1271033 | GLASS,SGHT;HYDA,127-1.1/T/12 | GLASS,SIGHT;MNFR:HYDAC,PTNO:127-1.1/T/12 | 01)ISADRAULICS,01)FSA 127-1.1/T/12 700040,GLASS,SIGHT | 127-1.1/T/12 | 3000292 | HYDAC | HYDAC | 127-1.1/T/12 | [18 empty] | GLASS | SIGHT | TYPE |  | SIZE |  | PRESSURE RATING |  | MATERIAL |  | THICKNESS |  | MOUNTING TYPE |  | CONNECTION TYPE |  | TEMPERATURE RATING |  | HAZARD CLASS |  | CERTIFICATION/STANDARD |  | ADDITIONAL FEATURES EN
STP_009 | Data Enrichment | kib |  | 2023-06-27 |  |  | 1274875 | 1274875 | GLASS,SGHT;SEW,19089805 |  |  | 19089805 | 3000442 | SEW EURODRIVE |  | , | [18 empty] | GLASS | SIGHT | TYPE |  | SIZE |  | PRESSURE RATING |  | MATERIAL |  | THICKNESS |  | MOUNTING TYPE |  | CONNECTION TYPE |  | TEMPERATURE RATING |  | HAZARD CLASS |  | CERTIFICATION/STANDARD |  | ADDITIONAL FEATURES EN
STP_009 | Data Enrichment | kib |  | 2023-06-27 |  |  | 1210956 | 1210956 | GLASS;ASWP,F199600000 | GLASS;MNFR:AUSWEEP,PTNO:F199600000 | 01)BRAK PTY LTD,01)F199600000,GLASS | F199600000 | 3000416 | AUSWEEP | AUSWEEP | F199600000 | [18 empty] | GLASS | NO MODIFIER | TYPE |  | SIZE |  | MATERIAL |  | COLOUR |  | HAZARD CLASS |  | CERTIFICATION/STANDARD |  | ADDITIONAL FEATURES EN
STP_009 | Data Enrichment | kib |  | 2023-06-27 |  |  | 1333365 | 1333365 | GLASS;DIEC,2E.TEZB4BV03 | GLASS;MNFR:DIECI,PTNO:2E.TEZB4BV03,ADDITIONAL FEATURES EN:COLOUR:GREEN | GLASS,01)COLOUR:GREEN | 2E.TEZB4BV03 | 3000511 | DIECI | DIECI | 2E.TEZB4BV03 | [18 empty] | GLASS | NO MODIFIER | TYPE |  | SIZE |  | MATERIAL |  | COLOUR |  | HAZARD CLASS |  | CERTIFICATION/STANDARD |  | ADDITIONAL FEATURES EN | COLOUR:GREEN
STP_009 | Data Enrichment | kib |  | 2023-06-27 |  |  | 1333549 | 1333549 | GLASS;DIEC,BSC0412 | GLASS;MNFR:DIECI,PTNO:BSC0412,ADDITIONAL FEATURES EN:ROOF | GLASS,01)ROOF | BSC0412 | 3000511 | DIECI | DIECI | BSC0412 | [18 empty] | GLASS | NO MODIFIER | TYPE |  | SIZE |  | MATERIAL |  | COLOUR |  | HAZARD CLASS |  | CERTIFICATION/STANDARD |  | ADDITIONAL FEATURES EN | ROOF
STP_009 | Data Enrichment | kib |  | 2023-06-27 |  |  | 1333617 | 1333617 | GLASS;DIEC,BSC0416 | GLASS;MNFR:DIECI,PTNO:BSC0416,ADDITIONAL FEATURES EN:LATERAL | GLASS,01)LATERAL | BSC0416 | 3000511 | DIECI | DIECI | BSC0416 | [18 empty] | GLASS | NO MODIFIER | TYPE |  | SIZE |  | MATERIAL |  | COLOUR |  | HAZARD CLASS |  | CERTIFICATION/STANDARD |  | ADDITIONAL FEATURES EN | LATERAL
STP_009 | Data Enrichment | kib |  | 2023-06-27 |  |  | 1211147 | 1211147 | GLASS;DRVT,IFI27579,REAR SIDE | GLASS;MNFR:DRIVETRAIN,PTNO:IFI27579,ADDITIONAL FEATURES EN:REAR SIDE | 01)DRIVETRAIN AUSTRALIA,01)IFI27579,GLASS,01)REAR SIDE | IFI27579 | 3000461 | DRIVETRAIN | DRIVETRAIN | IFI27579 | [18 empty] | GLASS | NO MODIFIER | TYPE |  | SIZE |  | MATERIAL |  | COLOUR |  | HAZARD CLASS |  | CERTIFICATION/STANDARD |  | ADDITIONAL FEATURES EN | REAR SIDE
STP_009 | Data Enrichment | rym |  | 2023-06-27 |  |  | 1273673 | 1273673 | METER,ELEC TST;FLUK,378-FC,1000A,CLMP | METER,ELECTRICAL TEST;MNFR:FLUKE,PTNO:378-FC,ADDITIONAL FEATURES EN:1000A,CLAMP | 01)SYDNEY TOOLS PTY LTD,01)FLUKE-378 FC,METER,ELECTRICAL TEST,01)1000A,CLAMP | 378-FC | 3000278 | FLUKE | FLUKE | 378-FC | [18 empty] | METER | ELECTRICAL TEST | TYPE |  | AC CURRENT RANGE |  | DC CURRENT RANGE |  | AC VOLTAGE RANGE |  | DC VOLTAGE RANGE |  | FREQUENCY RANGE |  | RESISTANCE RANGE |  | ACCURACY |  | DISPLAY TYPE |  | BATTERY TYPE |  | JAW OPENING |  | SIZE |  | HAZARD CLASS |  | CERTIFICATION/STANDARD |  | ADDITIONAL FEATURES EN | 1000A,CLAMP
STP_009 | Data Enrichment | rym |  | 2023-06-27 |  |  | 1211019 | 1211019 | METER,ELEC TST;FLUK,FLUKE-438-II | METER,ELEC TST;MNFR:FLUKE,PTNO:FLUKE-438-II |  | FLUKE-438-II | 3000278 | FLUKE | FLUKE | FLUKE-438-II | [18 empty] | METER | ELECTRICAL TEST | TYPE |  | AC CURRENT RANGE |  | DC CURRENT RANGE |  | AC VOLTAGE RANGE |  | DC VOLTAGE RANGE |  | FREQUENCY RANGE |  | RESISTANCE RANGE |  | ACCURACY |  | DISPLAY TYPE |  | BATTERY TYPE |  | JAW OPENING |  | SIZE |  | HAZARD CLASS |  | CERTIFICATION/STANDARD |  | ADDITIONAL FEATURES EN
STP_009 | Data Enrichment | rym |  | 2023-06-27 |  |  | 1270798 | 1270798 | METER,ELEC;FLUK,179/EDA2,MULT,ACCESSORY | METER,ELECTRICAL;MNFR:FLUKE,PTNO:179/EDA2,ADDITIONAL FEATURES EN:MULTI,ACCESSORY KIT | 01)BLACKWOODS,01)179/EDA2,METER,ELECTRICAL,01)MULTI,ACCESSORY KIT | 179/EDA2 | 3000278 | FLUKE | FLUKE | 179/EDA2 | [18 empty] | METER | ELECTRICAL | TYPE |  | MEASURING RANGE |  | ACCURACY |  | CONNECTION TYPE |  | DISPLAY TYPE |  | POWER SUPPLY |  | MOUNTING TYPE |  | SIZE |  | ENCLOSURE |  | HAZARD CLASS |  | CERTIFICATION/STANDARD |  | ADDITIONAL FEATURES EN | MULTI,ACCESSORY KIT
STP_009 | Data Enrichment | rym |  | 2023-06-27 |  |  | 1273761 | 1273761 | METER,ELEC;FLUK,FLU179,1000V ,TRUE RMS | METER,ELECTRICAL;MNFR:FLUKE,PTNO:FLU179,ADDITIONAL FEATURES EN:1000V ,TRUE RMS | 01)BLACKWOODS,01)01280498,METER,ELECTRICAL,01)1000V ,TRUE RMS | FLU179 | 3000278 | FLUKE | FLUKE | FLU179 | [18 empty] | METER | ELECTRICAL | TYPE |  | MEASURING RANGE |  | ACCURACY |  | CONNECTION TYPE |  | DISPLAY TYPE |  | POWER SUPPLY |  | MOUNTING TYPE |  | SIZE |  | ENCLOSURE |  | HAZARD CLASS |  | CERTIFICATION/STANDARD |  | ADDITIONAL FEATURES EN | 1000V,TRUE RMS
STP_009 | Data Enrichment | rym |  | 2023-06-27 |  |  | 1219767 | 1219767 | METER,ELEC;FLUK,FLU773,CLAMP METER MILLI | METER,ELECTRICAL;MNFR:FLUKE,PTNO:FLU773,ADDITIONAL FEATURES EN:CLAMP METER MILLI-AMP PROCESS | 01)CNW (MOUNT ISA) ELECT WHO,01)FLU773,METER,ELECTRICAL,01)CLAMP METER MILLI-AMP PROCE | FLU773 | 3000278 | FLUKE | FLUKE | FLU773 | [18 empty] | METER | ELECTRICAL | TYPE |  | MEASURING RANGE |  | ACCURACY |  | CONNECTION TYPE |  | DISPLAY TYPE |  | POWER SUPPLY |  | MOUNTING TYPE |  | SIZE |  | ENCLOSURE |  | HAZARD CLASS |  | CERTIFICATION/STANDARD |  | ADDITIONAL FEATURES EN | CLAMP METER MILLI-AMP PROCESS
STP_009 | Data Enrichment | SFU |  | 2023-06-27 |  |  | 1213093 | 1213093 | METER,ENERGY;DRVT,IFI01206 | METER,ENERGY;MNFR:DRIVETRAIN,PTNO:IFI01206 | 01)DRIVETRAIN AUSTRALIA,01)IFI01206,METER,ENERGY | IFI01206 | 3000461 | DRIVETRAIN | DRIVETRAIN | IFI01206 | [18 empty] | METER | ENERGY | TYPE |  | VOLTAGE RATING |  | CURRENT RATING |  | CONNECTION TYPE |  | WIRE SIZE |  | INTERFACE TYPE |  | DISPLAY TYPE |  | R/P RATIO |  | MOUNTING TYPE |  | ENCLOSURE |  | SIZE |  | HAZARD CLASS |  | CERTIFICATION/STANDARD |  | ADDITIONAL FEATURES EN
STP_009 | Data Enrichment | rym |  | 2023-06-27 |  |  | 1273351 | 1273351 | METER,FLW;ABB,FEH632DN50FET632,DN50,IP67 | METER,FLOW;MNFR:ABB,PTNO:FEH632DN50FET632,ADDITIONAL FEATURES EN:DN50,IP67,WAFER MOUNT |  | FEH632DN50FET632 | 3000014 | ABB | ABB | FEH632DN50FET632 | [18 empty] | METER | FLOW | TYPE |  | MEASURING RANGE |  | ACCURACY |  | OUTPUT TYPE |  | PROCESS CONNECTION |  | ENCLOSURE |  | POWER SUPPLY |  | TEMPERATURE RATING |  | MATERIAL |  | ELECTRICAL CONNECTION |  | PRESSURE RATING |  | MOUNTING TYPE |  | HAZARD CLASS |  | CERTIFICATION/STANDARD |  | ADDITIONAL FEATURES EN | DN50,IP67,WAFER MOUNT
STP_009 | Data Enrichment | rym |  | 2023-06-27 |  |  | 1267078 | 1267078 | METER,FLW;ABB,FEP631,PROCESSMASTER,MGNTC | METER,FLOW;MNFR:ABB,PTNO:FEP631,ADDITIONAL FEATURES EN:PROCESSMASTER,MAGNETIC,INTEGRAL MOUNT | 01)ABB AUSTRALIA PTY LTD,01)FEP631,METER,FLOW,01)PROCESSMASTER,MAGNETIC,INTE | FEP631 | 3000014 | ABB | ABB | FEP631 | [18 empty] | METER | FLOW | TYPE |  | MEASURING RANGE |  | ACCURACY |  | OUTPUT TYPE |  | PROCESS CONNECTION |  | ENCLOSURE |  | POWER SUPPLY |  | TEMPERATURE RATING |  | MATERIAL |  | ELECTRICAL CONNECTION |  | PRESSURE RATING |  | MOUNTING TYPE |  | HAZARD CLASS |  | CERTIFICATION/STANDARD |  | ADDITIONAL FEATURES EN | PROCESSMASTER,MAGNETIC,INTEGRAL MOUNT
STP_009 | Data Enrichment | rym |  | 2023-06-27 |  |  | 1273799 | 1273799 | METER,FLW;ENDH,5H3B04,PROLINE PROMAG H 3 | METER,FLOW;MNFR:ENDRESS & HAUSER,PTNO:5H3B04,ADDITIONAL FEATURES EN:PROLINE PROMAG H 300 ELECTROMAGNETIC | 01)PMD PROCESS CONTROLS,01)5H3B04-AAIBAAA0,METER,FLOW,01)PROLINE PROMAG H 300 ELECTR | 5H3B04 | 3000269 | ENDRESS & HAUSER | ENDRESS & HAUSER | 5H3B04 | [18 empty] | METER | FLOW | TYPE |  | MEASURING RANGE |  | ACCURACY |  | OUTPUT TYPE |  | PROCESS CONNECTION |  | ENCLOSURE |  | POWER SUPPLY |  | TEMPERATURE RATING |  | MATERIAL |  | ELECTRICAL CONNECTION |  | PRESSURE RATING |  | MOUNTING TYPE |  | HAZARD CLASS |  | CERTIFICATION/STANDARD |  | ADDITIONAL FEATURES EN | PROLINE PROMAG H 300 ELECTROMAGNETIC
STP_009 | Data Enrichment | rym |  | 2023-06-27 |  |  | 1276477 | 1276477 | METER,FLW;ENDH,5P5B15-AAIBAA,DN15(1/2IN) | METER,FLOW;MNFR:ENDRESS <(>&<)> HAUSER,PTNO:5P5B15-AAIBAA,ADDITIONAL FEATURES EN:DN15(1/2IN),MODEL:5P5B15,PROMAG P300,APPROVAL; TRANSMITTER+SENSOR:NON-HAZARDOUS AREA,I POWER SUPPLY:100- 230VAC/24VDC,OUTPUT;INPUT 1:4-20MA HART,OUTPUT;INPUT 2:W/O,OUTPUT;INPUT 3: W/O,DISPLAY;OPERATION:REMOTE DISPLAY 4-LINE ILLUM,10M/30FT CABLE;TOUCH CONTROL,HOUSING:ALU COATED,ELECTRICAL CONNECTION: GLAND M20, LINER: PTFE,PROCESS CONNECTION:CL.150,STAINL. STEEL,FLANGE ASME B16.5,CALIBRATION FLOW: 0.5% | 01)PMD PROCESS CONTROLS,01)5P3B40-AAIBAA,METER,FLOW,01)DN15(1/2IN),MODEL:5P5B15,02)PROMAG P300,APPROVAL,03)I POWER SUPPLY:100-230VAC/2,04)OUTPUT,05)OUTPUT,06)DISPLAY,07)10M/30FT CABLE,08)ELECTRICAL CONNECTION: GLAN,09)PROCESS CONNECTION:CL.150,S,10)CALIBRATION FLOW: 0.5%,I,INPUT 1:4-20MA HART,INPUT 2:W/O,OUTPUT,OPERATION:REMOTE DI,TOUCH CONTRO,TRANSM | 5P5B15-AAIBAA | 3000269 | ENDRESS & HAUSER | ENDRESS <(>&<)> HAUSER | 5P5B15-AAIBAA | [18 empty] | METER | FLOW | TYPE |  | MEASURING RANGE |  | ACCURACY |  | OUTPUT TYPE |  | PROCESS CONNECTION | CL.150,STAINL. STEEL,FLANGE ASME B16.5 | ENCLOSURE |  | POWER SUPPLY |  | TEMPERATURE RATING |  | MATERIAL |  | ELECTRICAL CONNECTION | GLAND M20 | PRESSURE RATING |  | MOUNTING TYPE |  | HAZARD CLASS |  | CERTIFICATION/STANDARD |  | ADDITIONAL FEATURES EN | DN15(1/2IN) | [42 empty] | MODEL:5P5B15,PROMAG P300,APPROVAL; TRANSMITTER+SENSOR:NON-HAZARDOUS AREA,I POWER SUPPLY:100- 230VAC/24VDC,OUTPUT;INPUT 1:4-20MA HART,OUTPUT;INPUT 2:W/O,OUTPUT;INPUT 3: W/O,DISPLAY;OPERATION:REMOTE DISPLAY 4-LINE ILLUM,10M/30FT CABLE;TOUCH CONTROL,HOUSING:ALU COATED,LINER: PTFE,CALIBRATION FLOW: 0.5%
STP_009 | Data Enrichment | rym |  | 2023-06-27 |  |  | 1276482 | 1276482 | METER,FLW;ENDH,5P5B1F-AAIBAA,DN150(6 IN) | METER,FLOW;MNFR:ENDRESS <(>&<)> HAUSER,PTNO:5P5B1F-AAIBAA,ADDITIONAL FEATURES EN:DN150(6 IN),MODEL:5P5B1F,PROMAG P300,APPROVAL; TRANSMITTER+SENSOR:NON-HAZARDOUS AREA,I POWER SUPPLY:100- 230VAC/24VDC,OUTPUT;INPUT 1:4-20MA HART,OUTPUT;INPUT 2:W/O,OUTPUT;INPUT 3: W/O,DISPLAY;OPERATION:REMOTE DISPLAY 4-LINE ILLUM,10M/30FT CABLE;TOUCH CONTROL,HOUSING:ALU COATED,ELECTRICAL CONNECTION: GLAND M20, LINER: PTFE,PROCESS CONNECTION:CL.150,STAINL. STEEL,FLANGE ASME B16.5,CALIBRATION FLOW: 0.5% | 01)PMD PROCESS CONTROLS,01)5P3B1F-AAIBAA,METER,FLOW,01)DN150(6 IN),MODEL:5P5B1F,02)PROMAG P300,APPROVAL,03)I POWER SUPPLY:100-230VAC/2,04)OUTPUT,05)OUTPUT,06)DISPLAY,07)10M/30FT CABLE,08)ELECTRICAL CONNECTION: GLAN,09)PROCESS CONNECTION:CL.150,S,10)CALIBRATION FLOW: 0.5%,I,INPUT 1:4-20MA HART,INPUT 2:W/O,OUTPUT,OPERATION:REMOTE DI,TOUCH CONTRO,TRANSM | 5P5B1F-AAIBAA | 3000269 | ENDRESS & HAUSER | ENDRESS <(>&<)> HAUSER | 5P5B1F-AAIBAA | [18 empty] | METER | FLOW | TYPE |  | MEASURING RANGE |  | ACCURACY |  | OUTPUT TYPE |  | PROCESS CONNECTION | CL.150,STAINL. STEEL,FLANGE ASME B16.5 | ENCLOSURE |  | POWER SUPPLY |  | TEMPERATURE RATING |  | MATERIAL |  | ELECTRICAL CONNECTION | GLAND M20 | PRESSURE RATING |  | MOUNTING TYPE |  | HAZARD CLASS |  | CERTIFICATION/STANDARD |  | ADDITIONAL FEATURES EN | DN150(6 IN) | [42 empty] | MODEL:5P5B1F,PROMAG P300,APPROVAL; TRANSMITTER+SENSOR:NON-HAZARDOUS AREA,I POWER SUPPLY:100- 230VAC/24VDC,OUTPUT;INPUT 1:4-20MA HART,OUTPUT;INPUT 2:W/O,OUTPUT;INPUT 3: W/O,DISPLAY;OPERATION:REMOTE DISPLAY 4-LINE ILLUM,10M/30FT CABLE;TOUCH CONTROL,HOUSING:ALU COATED,LINER: PTFE,CALIBRATION FLOW: 0.5%
STP_009 | Data Enrichment | rym |  | 2023-06-27 |  |  | 1276481 | 1276481 | METER,FLW;ENDH,5P5B1H-AAIBAA,DN100(4 IN) | METER,FLOW;MNFR:ENDRESS <(>&<)> HAUSER,PTNO:5P5B1H-AAIBAA,ADDITIONAL FEATURES EN:DN100(4 IN),MODEL:5P5B1H,PROMAG P300,APPROVAL; TRANSMITTER+SENSOR:NON-HAZARDOUS AREA,I POWER SUPPLY:100- 230VAC/24VDC,OUTPUT;INPUT 1:4-20MA HART,OUTPUT;INPUT 2:W/O,OUTPUT;INPUT 3: W/O,DISPLAY;OPERATION:REMOTE DISPLAY 4-LINE ILLUM,10M/30FT CABLE;TOUCH CONTROL,HOUSING:ALU COATED,ELECTRICAL CONNECTION: GLAND M20, LINER: PTFE | 01)PMD PROCESS CONTROLS,01)5P3B1H-AAIBAA,METER,FLOW,01)DN100(4 IN),MODEL:5P5B1H,02)PROMAG P300,APPROVAL,03)I POWER SUPPLY:100-230VAC/2,04)OUTPUT,05)OUTPUT,06)DISPLAY,07)10M/30FT CABLE,08)ELECTRICAL CONNECTION: GLAN,I,INPUT 1:4-20MA HART,INPUT 2:W/O,OUTPUT,OPERATION:REMOTE DI,TOUCH CONTRO,TRANSM | 5P5B1H-AAIBAA | 3000269 | ENDRESS & HAUSER | ENDRESS <(>&<)> HAUSER | 5P5B1H-AAIBAA | [18 empty] | METER | FLOW | TYPE |  | MEASURING RANGE |  | ACCURACY |  | OUTPUT TYPE |  | PROCESS CONNECTION |  | ENCLOSURE |  | POWER SUPPLY |  | TEMPERATURE RATING |  | MATERIAL |  | ELECTRICAL CONNECTION | GLAND M20 | PRESSURE RATING |  | MOUNTING TYPE |  | HAZARD CLASS |  | CERTIFICATION/STANDARD |  | ADDITIONAL FEATURES EN | DN100(4 IN) | [42 empty] | MODEL:5P5B1H,PROMAG P300,APPROVAL; TRANSMITTER+SENSOR:NON-HAZARDOUS AREA,I POWER SUPPLY:100- 230VAC/24VDC,OUTPUT;INPUT 1:4-20MA HART,OUTPUT;INPUT 2:W/O,OUTPUT;INPUT 3: W/O,DISPLAY;OPERATION:REMOTE DISPLAY 4-LINE ILLUM,10M/30FT CABLE;TOUCH CONTROL,HOUSING:ALU COATED,LINER: PTFE
STP_009 | Data Enrichment | rym |  | 2023-06-27 |  |  | 1276478 | 1276478 | METER,FLW;ENDH,5P5B25-AAIBAA,DN 25(1 IN) | METER,FLOW;MNFR:ENDRESS <(>&<)> HAUSER,PTNO:5P5B25-AAIBAA,ADDITIONAL FEATURES EN:DN 25(1 IN),MODEL:5P5B25,PROMAG P300,APPROVAL; TRANSMITTER+SENSOR:NON-HAZARDOUS AREA,I POWER SUPPLY:100- 230VAC/24VDC,OUTPUT;INPUT 1:4-20MA HART,OUTPUT;INPUT 2:W/O,OUTPUT;INPUT 3: W/O,DISPLAY;OPERATION:REMOTE DISPLAY 4-LINE ILLUM,10M/30FT CABLE;TOUCH CONTROL,HOUSING:ALU COATED,ELECTRICAL CONNECTION: GLAND M20, LINER: PTFE,PROCESS CONNECTION:CL.150,STAINL. STEEL,FLANGE ASME B16.5,CALIBRATION FLOW: 0.5% | 01)PMD PROCESS CONTROLS,01)5P3B25-AAIBAA,METER,FLOW,01)DN 25(1 IN),MODEL:5P5B25,02)PROMAG P300,APPROVAL,03)I POWER SUPPLY:100-230VAC/2,04)OUTPUT,05)OUTPUT,06)DISPLAY,07)10M/30FT CABLE,08)ELECTRICAL CONNECTION: GLAN,09)PROCESS CONNECTION:CL.150,S,10)CALIBRATION FLOW: 0.5%,I,INPUT 1:4-20MA HART,INPUT 2:W/O,OUTPUT,OPERATION:REMOTE DI,TOUCH CONTRO,TRANSM | 5P5B25-AAIBAA | 3000269 | ENDRESS & HAUSER | ENDRESS <(>&<)> HAUSER | 5P5B25-AAIBAA | [18 empty] | METER | FLOW | TYPE |  | MEASURING RANGE |  | ACCURACY |  | OUTPUT TYPE |  | PROCESS CONNECTION | CL.150,STAINL. STEEL,FLANGE ASME B16.5 | ENCLOSURE |  | POWER SUPPLY |  | TEMPERATURE RATING |  | MATERIAL |  | ELECTRICAL CONNECTION | GLAND M20 | PRESSURE RATING |  | MOUNTING TYPE |  | HAZARD CLASS |  | CERTIFICATION/STANDARD |  | ADDITIONAL FEATURES EN | DN 25(1 IN) | [42 empty] | MODEL:5P5B25,PROMAG P300,APPROVAL; TRANSMITTER+SENSOR:NON-HAZARDOUS AREA,I POWER SUPPLY:100- 230VAC/24VDC,OUTPUT;INPUT 1:4-20MA HART,OUTPUT;INPUT 2:W/O,OUTPUT;INPUT 3: W/O,DISPLAY;OPERATION:REMOTE DISPLAY 4-LINE ILLUM,10M/30FT CABLE;TOUCH CONTROL,HOUSING:ALU COATED,LINER: PTFE,CALIBRATION FLOW: 0.5%
STP_009 | Data Enrichment | rym |  | 2023-06-27 |  |  | 1276479 | 1276479 | METER,FLW;ENDH,5P5B40-AAIBAA,DN40(1.1/2I | METER,FLOW;MNFR:ENDRESS <(>&<)> HAUSER,PTNO:5P5B40-AAIBAA,ADDITIONAL FEATURES EN:DN40(1.1/2IN),MODEL:5P5B40,PROMAG P300,APPROVAL; TRANSMITTER+SENSOR:NON-HAZARDOUS AREA,I POWER SUPPLY:100- 230VAC/24VDC,OUTPUT;INPUT 1:4-20MA HART,OUTPUT;INPUT 2:W/O,OUTPUT;INPUT 3: W/O,DISPLAY;OPERATION:REMOTE DISPLAY 4-LINE ILLUM,10M/30FT CABLE;TOUCH CONTROL,HOUSING:ALU COATED,ELECTRICAL CONNECTION: GLAND M20, LINER: PTFE,PROCESS CONNECTION:CL.150,STAINL. STEEL,FLANGE ASME B16.5,CALIBRATION FLOW: 0.5% | 01)PMD PROCESS CONTROLS,01)5P3B40-AAIBAA,METER,FLOW,01)DN40(1.1/2IN),MODEL:5P5B40,02)PROMAG P300,APPROVAL,03)I POWER SUPPLY:100-230VAC/2,04)OUTPUT,05)OUTPUT,06)DISPLAY,07)10M/30FT CABLE,08)ELECTRICAL CONNECTION: GLAN,09)PROCESS CONNECTION:CL.150,S,10)CALIBRATION FLOW: 0.5%,I,INPUT 1:4-20MA HART,INPUT 2:W/O,OUTPUT,OPERATION:REMOTE DI,TOUCH CONTRO,TRANSM | 5P5B40-AAIBAA | 3000269 | ENDRESS & HAUSER | ENDRESS <(>&<)> HAUSER | 5P5B40-AAIBAA | [18 empty] | METER | FLOW | TYPE |  | MEASURING RANGE |  | ACCURACY |  | OUTPUT TYPE |  | PROCESS CONNECTION | CL.150,STAINL. STEEL,FLANGE ASME B16.5 | ENCLOSURE |  | POWER SUPPLY |  | TEMPERATURE RATING |  | MATERIAL |  | ELECTRICAL CONNECTION | GLAND M20 | PRESSURE RATING |  | MOUNTING TYPE |  | HAZARD CLASS |  | CERTIFICATION/STANDARD |  | ADDITIONAL FEATURES EN | DN40(1.1/2IN) | [42 empty] | MODEL:5P5B40,PROMAG P300,APPROVAL; TRANSMITTER+SENSOR:NON-HAZARDOUS AREA,I POWER SUPPLY:100- 230VAC/24VDC,OUTPUT;INPUT 1:4-20MA HART,OUTPUT;INPUT 2:W/O,OUTPUT;INPUT 3: W/O,DISPLAY;OPERATION:REMOTE DISPLAY 4-LINE ILLUM,10M/30FT CABLE;TOUCH CONTROL,HOUSING:ALU COATED,LINER: PTFE,CALIBRATION FLOW: 0.5%
STP_009 | Data Enrichment | rym |  | 2023-06-27 |  |  | 1276480 | 1276480 | METER,FLW;ENDH,5P5B50-AAIBAA(2 IN) | METER,FLOW;MNFR:ENDRESS <(>&<)> HAUSER,PTNO:5P5B50-AAIBAA,ADDITIONAL FEATURES EN:DN50(2 IN),MODEL:5P5B50,PROMAG P300,APPROVAL; TRANSMITTER+SENSOR:NON- HAZARDOUS AREA,I POWER SUPPLY:100-230VAC/24VDC,OUTPUT;INPUT 1:4-20MA HART,OUTPUT;INPUT 2:W/O,OUTPUT;INPUT 3: W/O,DISPLAY;OPERATION:REMOTE DISPLAY 4-LINE ILLUM,10M/30FT CABLE;TOUCH CONTROL,HOUSING:ALU COATED,ELECTRICAL CONNECTION: GLAND M20, LINER: PTFE,PROCESS CONNECTION:CL.150,STAINL. STEEL,FLANGE ASME B16.5,CALIBRATION FLOW: 0.5% | 01)PMD PROCESS CONTROLS,01)5P3B50-AAIBAA,METER,FLOW,01)DN50(2 IN),MODEL:5P5B50,02)PROMAG P300,APPROVAL,03)I POWER SUPPLY:100-230VAC/2,04)OUTPUT,05)OUTPUT,06)DISPLAY,07)10M/30FT CABLE,08)ELECTRICAL CONNECTION: GLAN,09)PROCESS CONNECTION:CL.150,S,10)CALIBRATION FLOW: 0.5%,I,INPUT 1:4-20MA HART,INPUT 2:W/O,OUTPUT,OPERATION:REMOTE DI,TOUCH CONTRO,TRANSM | 5P5B50-AAIBAA | 3000269 | ENDRESS & HAUSER | ENDRESS <(>&<)> HAUSER | 5P5B50-AAIBAA | [18 empty] | METER | FLOW | TYPE |  | MEASURING RANGE |  | ACCURACY |  | OUTPUT TYPE |  | PROCESS CONNECTION | CL.150,STAINL. STEEL,FLANGE ASME B16.5 | ENCLOSURE |  | POWER SUPPLY |  | TEMPERATURE RATING |  | MATERIAL |  | ELECTRICAL CONNECTION | GLAND M20 | PRESSURE RATING |  | MOUNTING TYPE |  | HAZARD CLASS |  | CERTIFICATION/STANDARD |  | ADDITIONAL FEATURES EN | DN50(2 IN) | [42 empty] | MODEL:5P5B50,PROMAG P300,APPROVAL; TRANSMITTER+SENSOR:NON- HAZARDOUS AREA,I POWER SUPPLY:100-230VAC/24VDC,OUTPUT;INPUT 1:4-20MA HART,OUTPUT;INPUT 2:W/O,OUTPUT;INPUT 3: W/O,DISPLAY;OPERATION:REMOTE DISPLAY 4-LINE ILLUM,10M/30FT CABLE;TOUCH CONTROL,HOUSING:ALU COATED,LINER: PTFE,CALIBRATION FLOW: 0.5%
STP_009 | Data Enrichment | rym |  | 2023-06-27 |  |  | 1276434 | 1276434 | METER,FLW;ENDH,815B80-3344/0,DN 80,3 IN | METER,FLOW;MNFR:ENDRESS & HAUSER,PTNO:815B80-3344/0,ADDITIONAL FEATURES EN:DN 80,3 IN,PROMASS I 500 | 01)ENDRESS AND HAUSER AUSTRA,01)815B80-3344/0,METER,FLOW,01)DN 80,3 IN,02)PROMASS I 500 | 815B80-3344/0 | 3000269 | ENDRESS & HAUSER | ENDRESS & HAUSER | 815B80-3344/0 | [18 empty] | METER | FLOW | TYPE |  | MEASURING RANGE |  | ACCURACY |  | OUTPUT TYPE |  | PROCESS CONNECTION |  | ENCLOSURE |  | POWER SUPPLY |  | TEMPERATURE RATING |  | MATERIAL |  | ELECTRICAL CONNECTION |  | PRESSURE RATING |  | MOUNTING TYPE |  | HAZARD CLASS |  | CERTIFICATION/STANDARD |  | ADDITIONAL FEATURES EN | DN 80,3 IN,PROMASS I 500
STP_009 | Data Enrichment | rym |  | 2023-06-27 |  |  | 1274349 | 1274349 | METER,FLW;ENDH,9W4BA2-3VH0,ULTSNC | METER,FLOW;MNFR:ENDRESS & HAUSER,PTNO:9W4BA2-3VH0,ADDITIONAL FEATURES EN:ULTRASONIC | 01)CNW (MOUNT ISA) ELECT WHO,01)END9W4BA2-3VH0/0,METER,FLOW,01)ULTRASONIC | 9W4BA2-3VH0 | 3000269 | ENDRESS & HAUSER | ENDRESS & HAUSER | 9W4BA2-3VH0 | [18 empty] | METER | FLOW | TYPE |  | MEASURING RANGE |  | ACCURACY |  | OUTPUT TYPE |  | PROCESS CONNECTION |  | ENCLOSURE |  | POWER SUPPLY |  | TEMPERATURE RATING |  | MATERIAL |  | ELECTRICAL CONNECTION |  | PRESSURE RATING |  | MOUNTING TYPE |  | HAZARD CLASS |  | CERTIFICATION/STANDARD |  | ADDITIONAL FEATURES EN | ULTRASONIC
STP_009 | Data Enrichment | rym |  | 2023-06-27 |  |  | 1272616 | 1272616 | METER,FLW;ENDH,9W4BA2-3W39/0,ULTSNC,CLAM | METER,FLOW;MNFR:ENDRESS & HAUSER,PTNO:9W4BA2-3W39/0,ADDITIONAL FEATURES EN:ULTRASONIC,CLAMP ON,FOR 2 TO 6 IN PIPE,MEASURING RANGE:0- 15 M/S,TEMPERATURE RANGE:-40 TO 130 DEG C,HOUSING:WALL MOUNTED,MATERIAL:POLYCORBONATE,ALSI10MG COATED,ENCLOSURE:IP66,IP67,IP68,TYPE 4X,PROLINE PROSONIC FLOW W 400,END9W4BA2-AALHFNBACAAAACA1 | 01)CNW (MOUNT ISA) ELECT WHO,01)END9W4BA2-3W39/0,METER,FLOW,01)ULTRASONIC,CLAMP ON,FOR 2 T,02)MEASURING RANGE:0-15 M/S,TE,03)HOUSING:WALL MOUNTED,MATERI,04)ENCLOSURE:IP66,IP67,IP68,TY,05)PROLINE PROSONIC FLOW W 400,06)END9W4BA2-AALHFNBACAAAACA1 | 9W4BA2-3W39/0 | 3000269 | ENDRESS & HAUSER | ENDRESS & HAUSER | 9W4BA2-3W39/0 | [18 empty] | METER | FLOW | TYPE |  | MEASURING RANGE | 0- 15 M/S | ACCURACY |  | OUTPUT TYPE |  | PROCESS CONNECTION |  | ENCLOSURE | IP66,IP67,IP68,TYPE 4X,PROLINE PROSONIC FLOW W 400,END9W4BA2-AALHFNBACAAAACA1 | POWER SUPPLY |  | TEMPERATURE RATING |  | MATERIAL | POLYCORBONATE,ALSI10MG COATED | ELECTRICAL CONNECTION |  | PRESSURE RATING |  | MOUNTING TYPE |  | HAZARD CLASS |  | CERTIFICATION/STANDARD |  | ADDITIONAL FEATURES EN | ULTRASONIC,CLAMP ON,FOR 2 TO 6 IN PIPE | [42 empty] | TEMPERATURE RANGE:-40 TO 130 DEG C,HOUSING:WALL MOUNTED
STP_009 | Data Enrichment | rym |  | 2023-06-27 |  |  | 1272617 | 1272617 | METER,FLW;ENDH,9W4BA2-3W44/1,ULTSNC,CLAM | METER,FLOW;MNFR:ENDRESS & HAUSER,PTNO:9W4BA2-3W44/1,ADDITIONAL FEATURES EN:ULTRASONIC,CLAMP ON,FOR 8 TO 24 IN PIPE,MEASURING RANGE: 0-15 M/S,TEMPERATURE RANGE:-40 TO 130 DEG C,HOUSING:WALL MOUNTED,MATERIAL:POLYCORBONATE,ALSI10MG COATED,ENCLOSURE:IP66,IP67,IP68, TYPE 4X,PROLINE PROSONIC FLOW W 400,END9W4BA2-AALHFNBACAAAAEA1 | 01)CNW (MOUNT ISA) ELECT WHO,01)END9W4BA2-3W44/1,METER,FLOW,01)ULTRASONIC,CLAMP ON,FOR 8 T,02)MEASURING RANGE:0-15 M/S,TE,03)HOUSING:WALL MOUNTED,MATERI,04)ENCLOSURE:IP66,IP67,IP68,TY,05)PROLINE PROSONIC FLOW W 400,06)END9W4BA2-AALHFNBACAAAAEA1 | 9W4BA2-3W44/1 | 3000269 | ENDRESS & HAUSER | ENDRESS & HAUSER | 9W4BA2-3W44/1 | [18 empty] | METER | FLOW | TYPE |  | MEASURING RANGE | 0-15 M/S | ACCURACY |  | OUTPUT TYPE |  | PROCESS CONNECTION |  | ENCLOSURE | IP66,IP67,IP68,TYPE 4X,PROLINE PROSONIC FLOW W 400,END9W4BA2-AALHFNBACAAAAEA1 | POWER SUPPLY |  | TEMPERATURE RATING |  | MATERIAL | POLYCORBONATE,ALSI10MG COATED | ELECTRICAL CONNECTION |  | PRESSURE RATING |  | MOUNTING TYPE |  | HAZARD CLASS |  | CERTIFICATION/STANDARD |  | ADDITIONAL FEATURES EN | ULTRASONIC,CLAMP ON,FOR 8 TO 24 IN PIPE | [42 empty] | TEMPERATURE RANGE:-40 TO 130 DEG C,HOUSING:WALL MOUNTED
STP_009 | Data Enrichment | rym |  | 2023-06-27 |  |  | 1270796 | 1270796 | METER,FLW;ENDH,DMA15-AAAAA1,MGNTC,PICOMA | METER,FLOW;MNFR:ENDRESS & HAUSER,PTNO:DMA15-AAAAA1,ADDITIONAL FEATURES EN:MAGNETIC,PICOMAG,DN15 | 01)ENDRESS AND HAUSER AUSTRA,01)DMA15-AAAAA1,METER,FLOW,01)MAGNETIC,PICOMAG,DN15 | DMA15-AAAAA1 | 3000269 | ENDRESS & HAUSER | ENDRESS & HAUSER | DMA15-AAAAA1 | [18 empty] | METER | FLOW | TYPE |  | MEASURING RANGE |  | ACCURACY |  | OUTPUT TYPE |  | PROCESS CONNECTION |  | ENCLOSURE |  | POWER SUPPLY |  | TEMPERATURE RATING |  | MATERIAL |  | ELECTRICAL CONNECTION |  | PRESSURE RATING |  | MOUNTING TYPE |  | HAZARD CLASS |  | CERTIFICATION/STANDARD |  | ADDITIONAL FEATURES EN | MAGNETIC,PICOMAG,DN15
STP_009 | Data Enrichment | rym |  | 2023-06-27 |  |  | 1272409 | 1272409 | METER,FLW;ENDH,DMA20-AAAAA1,ELECMAG,DN20 | METER,FLOW;MNFR:ENDRESS & HAUSER,PTNO:DMA20-AAAAA1,ADDITIONAL FEATURES EN:ELECTROMAGNETIC,DN20,MEASURING RANGE: 0 - 750 L/MIN, PRESSURE RATING: 16 BAR,HOUSING MATERIAL: 1.4404/316L,POLYCARBONATE,DEGREE OF PROTECTION: IP65/IP67,POWER SUPPLY: 18-30 V DC,OUTPUT CURRENT: 4 - 20 MA,PICOMAG,DMA20-1009/0 |  | DMA20-AAAAA1 | 3000269 | ENDRESS & HAUSER | ENDRESS & HAUSER | DMA20-AAAAA1 | [18 empty] | METER | FLOW | TYPE |  | MEASURING RANGE | 0 - 750 L/MIN | ACCURACY |  | OUTPUT TYPE |  | PROCESS CONNECTION |  | ENCLOSURE |  | POWER SUPPLY | 18-30 V DC | TEMPERATURE RATING |  | MATERIAL |  | ELECTRICAL CONNECTION |  | PRESSURE RATING | 16 BAR | MOUNTING TYPE |  | HAZARD CLASS |  | CERTIFICATION/STANDARD |  | ADDITIONAL FEATURES EN | ELECTROMAGNETIC,DN20 | [42 empty] | HOUSING MATERIAL: 1.4404/316L,POLYCARBONATE,DEGREE OF PROTECTION: IP65/IP67,OUTPUT CURRENT: 4 - 20 MA,PICOMAG,DMA20-1009/0
STP_009 | Data Enrichment | rym |  | 2023-06-27 |  |  | 1272999 | 1272999 | METER,FLW;ENDH,DMA25-AAAAA1,PICOMAG,1 IN | METER,FLOW;MNFR:ENDRESS & HAUSER,PTNO:DMA25-AAAAA1,ADDITIONAL FEATURES EN:PICOMAG,1 IN,ELECTROMAGNETIC,CONFIGURABLE OUTPUT, STAINLESS STEEL,ALTERNATE PN:DMA25-1009/0 | 01)PACIFIC RIM TECH SERVICES,01)DMA25-1009/0 (DMA25-AAAAA1),METER,FLOW,01)PICOMAG,1 IN,ELECTROMAGNETI,02)ALTERNATE PN:DMA25-1009/0 | DMA25-AAAAA1 | 3000269 | ENDRESS & HAUSER | ENDRESS & HAUSER | DMA25-AAAAA1 | [18 empty] | METER | FLOW | TYPE |  | MEASURING RANGE |  | ACCURACY |  | OUTPUT TYPE |  | PROCESS CONNECTION |  | ENCLOSURE |  | POWER SUPPLY |  | TEMPERATURE RATING |  | MATERIAL |  | ELECTRICAL CONNECTION |  | PRESSURE RATING |  | MOUNTING TYPE |  | HAZARD CLASS |  | CERTIFICATION/STANDARD |  | ADDITIONAL FEATURES EN | PICOMAG,1 IN,ELECTROMAGNETIC,CONFIGURABLE OUTPUT,STAINLESS STEEL | [42 empty] | ALTERNATE PN:DMA25-1009/0
STP_009 | Data Enrichment | rym |  | 2023-06-27 |  |  | 1273000 | 1273000 | METER,FLW;ENDH,DMA50-AAAAA1,PICOMAG,2 IN | METER,FLOW;MNFR:ENDRESS & HAUSER,PTNO:DMA50-AAAAA1,ADDITIONAL FEATURES EN:PICOMAG,2 IN,ELECTROMAGNETIC,CONFIGURABLE OUTPUT, STAINLESS STEEL,ALTERNATE PN:DMA50-1014/0 | 01)PACIFIC RIM TECH SERVICES,01)DMA50-1014/0 (DMA50-AAAAA1),METER,FLOW,01)PICOMAG,2 IN,ELECTROMAGNETI,02)ALTERNATE PN:DMA50-1014/0 | DMA50-AAAAA1 | 3000269 | ENDRESS & HAUSER | ENDRESS & HAUSER | DMA50-AAAAA1 | [18 empty] | METER | FLOW | TYPE |  | MEASURING RANGE |  | ACCURACY |  | OUTPUT TYPE |  | PROCESS CONNECTION |  | ENCLOSURE |  | POWER SUPPLY |  | TEMPERATURE RATING |  | MATERIAL |  | ELECTRICAL CONNECTION |  | PRESSURE RATING |  | MOUNTING TYPE |  | HAZARD CLASS |  | CERTIFICATION/STANDARD |  | ADDITIONAL FEATURES EN | PICOMAG,2 IN,ELECTROMAGNETIC,CONFIGURABLE OUTPUT,STAINLESS STEEL | [42 empty] | ALTERNATE PN:DMA50-1014/0
STP_009 | Data Enrichment | SFU |  | 2023-06-27 |  |  | 1270692 | 1270692 | METER,FLW;YOKG,AXG050-GA000CA1AH214B-2JA | METER,FLOW;MNFR:YOKOGAWA,PTNO:AXG050-GA000CA1AH214B-2JA11/GRL,ADDITIONAL FEATURES EN:MAGNETIC,(50MM/2IN.) | 01)YOKOGAWA AUSTRALIA PTY LT,01)AXG050-GA000CA1AH214B-2JA11,METER,FLOW,01)MAGNETIC,(50MM/2IN.) | AXG050-GA000CA1AH214B-2JA11/GRL | 3000446 | YOKOGAWA | YOKOGAWA | AXG050-GA000CA1AH214B-2JA11/GRL | [18 empty] | METER | FLOW | TYPE |  | MEASURING RANGE |  | ACCURACY |  | OUTPUT TYPE |  | PROCESS CONNECTION |  | ENCLOSURE |  | POWER SUPPLY |  | TEMPERATURE RATING |  | MATERIAL |  | ELECTRICAL CONNECTION |  | PRESSURE RATING |  | MOUNTING TYPE |  | HAZARD CLASS |  | CERTIFICATION/STANDARD |  | ADDITIONAL FEATURES EN | MAGNETIC,(50MM/2IN.)
STP_009 | Data Enrichment | SFU |  | 2023-06-27 |  |  | 1270691 | 1270691 | METER,FLW;YOKG,AXG080-GA000CA1AH214B-2JA | METER,FLOW;MNFR:YOKOGAWA,PTNO:AXG080-GA000CA1AH214B-2JA11/GRL,ADDITIONAL FEATURES EN:MAGNETIC,(80MM/3IN.) | 01)YOKOGAWA AUSTRALIA PTY LT,01)AXG080-GA000CA1AH214B-2JA11,METER,FLOW,01)MAGNETIC,(80MM/3IN.) | AXG080-GA000CA1AH214B-2JA11/GRL | 3000446 | YOKOGAWA | YOKOGAWA | AXG080-GA000CA1AH214B-2JA11/GRL | [18 empty] | METER | FLOW | TYPE |  | MEASURING RANGE |  | ACCURACY |  | OUTPUT TYPE |  | PROCESS CONNECTION |  | ENCLOSURE |  | POWER SUPPLY |  | TEMPERATURE RATING |  | MATERIAL |  | ELECTRICAL CONNECTION |  | PRESSURE RATING |  | MOUNTING TYPE |  | HAZARD CLASS |  | CERTIFICATION/STANDARD |  | ADDITIONAL FEATURES EN | MAGNETIC,(80MM/3IN.)
STP_009 | Data Enrichment | SFU |  | 2023-06-27 |  |  | 1275746 | 1275746 | METER,FLW;YOKG,AXG100-GA000AA1CE214B-1JA | METER,FLOW;MNFR:YOKOGAWA,PTNO:AXG100-GA000AA1CE214B-1JA11/GRJ,ADDITIONAL FEATURES EN:MAGNETIC,100MM/4IN,DUST RECOVERY | 01)YOKOGAWA AUSTRALIA PTY LT,01)AXG100-GA000AA1CE214B-1JA11,METER,FLOW,01)MAGNETIC,100MM/4IN,DUST REC | AXG100-GA000AA1CE214B-1JA11/GRJ | 3000446 | YOKOGAWA | YOKOGAWA | AXG100-GA000AA1CE214B-1JA11/GRJ | [18 empty] | METER | FLOW | TYPE |  | MEASURING RANGE |  | ACCURACY |  | OUTPUT TYPE |  | PROCESS CONNECTION |  | ENCLOSURE |  | POWER SUPPLY |  | TEMPERATURE RATING |  | MATERIAL |  | ELECTRICAL CONNECTION |  | PRESSURE RATING |  | MOUNTING TYPE |  | HAZARD CLASS |  | CERTIFICATION/STANDARD |  | ADDITIONAL FEATURES EN | MAGNETIC,100MM/4IN,DUST RECOVERY
STP_009 | Data Enrichment | SFU |  | 2023-06-27 |  |  | 1270690 | 1270690 | METER,FLW;YOKG,AXG100-GA000CA1AH214B-2JA | METER,FLOW;MNFR:YOKOGAWA,PTNO:AXG100-GA000CA1AH214B-2JA11/GRL,ADDITIONAL FEATURES EN:MAGNETIC,(100MM/4IN.) | 01)YOKOGAWA AUSTRALIA PTY LT,01)AXG100-GA000CA1AH214B-2JA11,METER,FLOW,01)MAGNETIC,(100MM/4IN.) | AXG100-GA000CA1AH214B-2JA11/GRL | 3000446 | YOKOGAWA | YOKOGAWA | AXG100-GA000CA1AH214B-2JA11/GRL | [18 empty] | METER | FLOW | TYPE |  | MEASURING RANGE |  | ACCURACY |  | OUTPUT TYPE |  | PROCESS CONNECTION |  | ENCLOSURE |  | POWER SUPPLY |  | TEMPERATURE RATING |  | MATERIAL |  | ELECTRICAL CONNECTION |  | PRESSURE RATING |  | MOUNTING TYPE |  | HAZARD CLASS |  | CERTIFICATION/STANDARD |  | ADDITIONAL FEATURES EN | MAGNETIC,(100MM/4IN.)
STP_009 | Data Enrichment | SFU |  | 2023-06-27 |  |  | 1270688 | 1270688 | METER,FLW;YOKG,AXG150-GA000CA1AH214B-2JA | METER,FLOW;MNFR:YOKOGAWA,PTNO:AXG150-GA000CA1AH214B-2JA11/GRL,ADDITIONAL FEATURES EN:MAGNETIC,(150MM/6IN.) | 01)YOKOGAWA AUSTRALIA PTY LT,01)AXG150-GA000CA1AH214B-2JA11,METER,FLOW,01)MAGNETIC,(150MM/6IN.) | AXG150-GA000CA1AH214B-2JA11/GRL | 3000446 | YOKOGAWA | YOKOGAWA | AXG150-GA000CA1AH214B-2JA11/GRL | [18 empty] | METER | FLOW | TYPE |  | MEASURING RANGE |  | ACCURACY |  | OUTPUT TYPE |  | PROCESS CONNECTION |  | ENCLOSURE |  | POWER SUPPLY |  | TEMPERATURE RATING |  | MATERIAL |  | ELECTRICAL CONNECTION |  | PRESSURE RATING |  | MOUNTING TYPE |  | HAZARD CLASS |  | CERTIFICATION/STANDARD |  | ADDITIONAL FEATURES EN | MAGNETIC,(150MM/6IN.)
STP_009 | Data Enrichment | SFU |  | 2023-06-27 |  |  | 1269624 | 1269624 | METER,FLW;YOKG,AXG150GD000AA1CE214BNNNNN | METER,FLOW;MNFR:YOKOGAWA,PTNO:AXG150GD000AA1CE214BNNNNN/GRJ,ADDITIONAL FEATURES EN:MAGNETIC,150 MM/6 IN | 01)YOKOGAWA AUSTRALIA PTY LT,01)AXG150GD000AA1CE214BNNNNN/G,METER,FLOW,01)MAGNETIC,150 MM/6 IN | AXG150GD000AA1CE214BNNNNN/GRJ | 3000446 | YOKOGAWA | YOKOGAWA | AXG150GD000AA1CE214BNNNNN/GRJ | [18 empty] | METER | FLOW | TYPE |  | MEASURING RANGE |  | ACCURACY |  | OUTPUT TYPE |  | PROCESS CONNECTION |  | ENCLOSURE |  | POWER SUPPLY |  | TEMPERATURE RATING |  | MATERIAL |  | ELECTRICAL CONNECTION |  | PRESSURE RATING |  | MOUNTING TYPE |  | HAZARD CLASS |  | CERTIFICATION/STANDARD |  | ADDITIONAL FEATURES EN | MAGNETIC,150 MM/6 IN
STP_009 | Data Enrichment | SFU |  | 2023-06-27 |  |  | 1270689 | 1270689 | METER,FLW;YOKG,AXG200-GA000CA1AH214B-2JA | METER,FLOW;MNFR:YOKOGAWA,PTNO:AXG200-GA000CA1AH214B-2JA11/GRL,ADDITIONAL FEATURES EN:MAGNETIC,(200MM/8IN.) | 01)YOKOGAWA AUSTRALIA PTY LT,01)AXG200-GA000CA1AH214B-2JA11,METER,FLOW,01)MAGNETIC,(200MM/8IN.) | AXG200-GA000CA1AH214B-2JA11/GRL | 3000446 | YOKOGAWA | YOKOGAWA | AXG200-GA000CA1AH214B-2JA11/GRL | [18 empty] | METER | FLOW | TYPE |  | MEASURING RANGE |  | ACCURACY |  | OUTPUT TYPE |  | PROCESS CONNECTION |  | ENCLOSURE |  | POWER SUPPLY |  | TEMPERATURE RATING |  | MATERIAL |  | ELECTRICAL CONNECTION |  | PRESSURE RATING |  | MOUNTING TYPE |  | HAZARD CLASS |  | CERTIFICATION/STANDARD |  | ADDITIONAL FEATURES EN | MAGNETIC,(200MM/8IN.)
STP_009 | Data Enrichment | rym |  | 2023-06-27 |  |  | 1332692 | 1332692 | METER,FLW;YOKG,AXR100G-J1AL1L-BA21-41B | METER,FLOW;MNFR:YOKOGAWA,PTNO:AXR100G-J1AL1L-BA21-41B,ADDITIONAL FEATURES EN: TWO-WIRE MAGNETIC 100MM/4I | 01)YOKOGAWA AUSTRALIA PTY LT,01)AXR100G-J1AL1L-BA21-41B,METER,FLOW,01) TWO-WIRE MAGNETIC 100MM/4I | AXR100G-J1AL1L-BA21-41B | 3000446 | YOKOGAWA | YOKOGAWA | AXR100G-J1AL1L-BA21-41B | [18 empty] | METER | FLOW | TYPE |  | MEASURING RANGE |  | ACCURACY |  | OUTPUT TYPE |  | PROCESS CONNECTION |  | ENCLOSURE |  | POWER SUPPLY |  | TEMPERATURE RATING |  | MATERIAL |  | ELECTRICAL CONNECTION |  | PRESSURE RATING |  | MOUNTING TYPE |  | HAZARD CLASS |  | CERTIFICATION/STANDARD |  | ADDITIONAL FEATURES EN | TWO-WIRE MAGNETIC 100MM/4I
STP_009 | Data Enrichment | rym |  | 2023-06-27 |  |  | 1267050 | 1267050 | METER,FLW;YOKG,AXR150G-J1AL1L-AD21-41B | METER,FLOW;MNFR:YOKOGAWA,PTNO:AXR150G-J1AL1L-AD21-41B,ADDITIONAL FEATURES EN: TWO-WIRE MAGNETIC 150MM/6I | 01)YOKOGAWA AUSTRALIA PTY LT,01)AXR150G-J1AL1L-AD21-41B,METER,FLOW,01) TWO-WIRE MAGNETIC 150MM/6I | AXR150G-J1AL1L-AD21-41B | 3000446 | YOKOGAWA | YOKOGAWA | AXR150G-J1AL1L-AD21-41B | [18 empty] | METER | FLOW | TYPE |  | MEASURING RANGE |  | ACCURACY |  | OUTPUT TYPE |  | PROCESS CONNECTION |  | ENCLOSURE |  | POWER SUPPLY |  | TEMPERATURE RATING |  | MATERIAL |  | ELECTRICAL CONNECTION |  | PRESSURE RATING |  | MOUNTING TYPE |  | HAZARD CLASS |  | CERTIFICATION/STANDARD |  | ADDITIONAL FEATURES EN | TWO-WIRE MAGNETIC 150MM/6I
STP_009 | Data Enrichment | rym |  | 2023-06-27 |  |  | 1276403 | 1276403 | METER,FLW;YOKG,AXW200-GA000AA1DH224B-1JA | METER,FLOW;MNFR:YOKOGAWA,PTNO:AXW200-GA000AA1DH224B-1JA11/GRL,ADDITIONAL FEATURES EN:MAGNETIC,200 MM |  | AXW200-GA000AA1DH224B-1JA11/GRL | 3000446 | YOKOGAWA | YOKOGAWA | AXW200-GA000AA1DH224B-1JA11/GRL | [18 empty] | METER | FLOW | TYPE |  | MEASURING RANGE |  | ACCURACY |  | OUTPUT TYPE |  | PROCESS CONNECTION |  | ENCLOSURE |  | POWER SUPPLY |  | TEMPERATURE RATING |  | MATERIAL |  | ELECTRICAL CONNECTION |  | PRESSURE RATING |  | MOUNTING TYPE |  | HAZARD CLASS |  | CERTIFICATION/STANDARD |  | ADDITIONAL FEATURES EN | MAGNETIC,200 MM
STP_009 | Data Enrichment | rym |  | 2023-06-27 |  |  | 1268075 | 1268075 | METER,FLW;YOKG,AXW250-GEOOOCA1UZ214B-NNN | METER,FLOW;MNFR:YOKOGAWA,PTNO:AXW250-GEOOOCA1UZ214B-NNNNN/GRL/Z,ADDITIONAL FEATURES EN:MAGNETIC,250MM | 01)YOKOGAWA AUSTRALIA PTY LT,01)AXW250-GEOOOCA1UZ214B-NNNNN,METER,FLOW,01)MAGNETIC,250MM | AXW250-GEOOOCA1UZ214B-NNNNN/GRL/Z | 3000446 | YOKOGAWA | YOKOGAWA | AXW250-GEOOOCA1UZ214B-NNNNN/GRL/Z | [18 empty] | METER | FLOW | TYPE |  | MEASURING RANGE |  | ACCURACY |  | OUTPUT TYPE |  | PROCESS CONNECTION |  | ENCLOSURE |  | POWER SUPPLY |  | TEMPERATURE RATING |  | MATERIAL |  | ELECTRICAL CONNECTION |  | PRESSURE RATING |  | MOUNTING TYPE |  | HAZARD CLASS |  | CERTIFICATION/STANDARD |  | ADDITIONAL FEATURES EN | MAGNETIC,250MM
STP_009 | Data Enrichment | rym |  | 2023-06-27 |  |  | 1272780 | 1272780 | METER,FLW;YOKG,AXW500G-BNFL1N-CA1N-4NB/G | METER,FLOW;MNFR:YOKOGAWA,PTNO:AXW500G-BNFL1N-CA1N-4NB/GR1,ADDITIONAL FEATURES EN:DN500 | 01)KEYFLO PACIFIC PTY LTD,01)AXW500G-BNFL1N-CA1N-4NB/GR1,METER,FLOW,01)DN500 | AXW500G-BNFL1N-CA1N-4NB/GR1 | 3000446 | YOKOGAWA | YOKOGAWA | AXW500G-BNFL1N-CA1N-4NB/GR1 | [18 empty] | METER | FLOW | TYPE |  | MEASURING RANGE |  | ACCURACY |  | OUTPUT TYPE |  | PROCESS CONNECTION |  | ENCLOSURE |  | POWER SUPPLY |  | TEMPERATURE RATING |  | MATERIAL |  | ELECTRICAL CONNECTION |  | PRESSURE RATING |  | MOUNTING TYPE |  | HAZARD CLASS |  | CERTIFICATION/STANDARD |  | ADDITIONAL FEATURES EN | DN500
STP_009 | Data Enrichment | SFU |  | 2023-06-27 |  |  | 1213099 | 1213099 | METER,HR;DRVT,IFI01214 | METER,HOUR;MNFR:DRIVETRAIN,PTNO:IFI01214 | 01)DRIVETRAIN AUSTRALIA,01)IFI01214,METER,HOUR | IFI01214 | 3000461 | DRIVETRAIN | DRIVETRAIN | IFI01214 | [18 empty] | METER | HOUR | TYPE |  | MEASURING RANGE |  | ACCURACY |  | CONNECTION TYPE |  | DISPLAY TYPE |  | INPUT RATING |  | START TIME |  | MOUNTING TYPE |  | MATERIAL |  | SIZE |  | TEMPERATURE RATING |  | HAZARD CLASS |  | CERTIFICATION/STANDARD |  | ADDITIONAL FEATURES EN
STP_009 | Data Enrichment | rym |  | 2023-06-27 |  |  | 1219952 | 1219952 | METER,HR;LINC,9SS17475-8,DIGITAL SNAP IN | METER,HOUR;MNFR:LINCOLN,PTNO:9SS17475-8,ADDITIONAL FEATURES EN:DIGITAL SNAP IN | 01)WELDERS PRO SHOP,01)9SS17475-8,METER,HOUR,01)DIGITAL SNAP IN | 9SS17475-8 | 3000550 | LINCOLN | LINCOLN | 9SS17475-8 | [18 empty] | METER | HOUR | TYPE |  | MEASURING RANGE |  | ACCURACY |  | CONNECTION TYPE |  | DISPLAY TYPE |  | INPUT RATING |  | START TIME |  | MOUNTING TYPE |  | MATERIAL |  | SIZE |  | TEMPERATURE RATING |  | HAZARD CLASS |  | CERTIFICATION/STANDARD |  | ADDITIONAL FEATURES EN | DIGITAL SNAP IN
STP_009 | Data Enrichment | rym |  | 2023-06-27 |  |  | 1220283 | 1220283 | METER,HR;NHP,RQ4801080VDC,RUN,10-80VDC | METER,HOUR;MNFR:NHP,PTNO:RQ4801080VDC,ADDITIONAL FEATURES EN:RUN,10-80VDC 48MM2 | 01)CNW (MOUNT ISA) ELECT WHO,01)NHPRQ4801080VDC,METER,HOUR,01)RUN,10-80VDC 48MM2 | RQ4801080VDC | 3000664 | NHP | NHP | RQ4801080VDC | [18 empty] | METER | HOUR | TYPE |  | MEASURING RANGE |  | ACCURACY |  | CONNECTION TYPE |  | DISPLAY TYPE |  | INPUT RATING |  | START TIME |  | MOUNTING TYPE |  | MATERIAL |  | SIZE |  | TEMPERATURE RATING |  | HAZARD CLASS |  | CERTIFICATION/STANDARD |  | ADDITIONAL FEATURES EN | RUN,10-80VDC 48MM2
STP_009 | Data Enrichment | rym |  | 2023-06-27 |  |  | 1220284 | 1220284 | METER,HR;NHP,RQ72024V,RUN,24VAC | METER,HOUR;MNFR:NHP,PTNO:RQ72024V,ADDITIONAL FEATURES EN:RUN,24VAC | 01)CNW (MOUNT ISA) ELECT WHO,01)NHPRQ72024V,METER,HOUR,01)RUN,24VAC | RQ72024V | 3000664 | NHP | NHP | RQ72024V | [18 empty] | METER | HOUR | TYPE |  | MEASURING RANGE |  | ACCURACY |  | CONNECTION TYPE |  | DISPLAY TYPE |  | INPUT RATING |  | START TIME |  | MOUNTING TYPE |  | MATERIAL |  | SIZE |  | TEMPERATURE RATING |  | HAZARD CLASS |  | CERTIFICATION/STANDARD |  | ADDITIONAL FEATURES EN | RUN,24VAC
STP_009 | Data Enrichment | rym |  | 2023-06-27 |  |  | 1324843 | 1324843 | METER,HR;TIME TOTALIZING,RUN COUNTER,CNW | METER,HOUR;TYPE:TIME TOTALIZING,ADDITIONAL FEATURES EN:RUN COUNTER,MNFR:SIEMENS,PTNO:7KT5557-0,MNFR:01)CNW,PTNO:01)SIE7KT5501 | TIME TOTALIZING,01)RUN COUNTER,01)CNW,01)SIE7KT5501,METER | 7KT5557-0 | 3000032 | SIEMENS | 01)CNW | 01)SIE7KT5501 | [18 empty] | METER | HOUR | TYPE | TIME TOTALIZING | MEASURING RANGE |  | ACCURACY |  | CONNECTION TYPE |  | DISPLAY TYPE |  | INPUT RATING |  | START TIME |  | MOUNTING TYPE |  | MATERIAL |  | SIZE |  | TEMPERATURE RATING |  | HAZARD CLASS |  | CERTIFICATION/STANDARD |  | ADDITIONAL FEATURES EN | RUN COUNTER
STP_009 | Data Enrichment | rym |  | 2023-06-27 |  |  | 1322065 | 1322065 | METER;ABB,303B1065S(10A6131FB2B1X00AAE) | METER;MNFR:ABB,PTNO:303B1065S(10A6131FB2B1X00AAE) | METER | 303B1065S(10A6131FB2B1X00AAE) | 3000014 | ABB | ABB | 303B1065S(10A6131FB2B1X00AAE) | [18 empty] | METER | NO MODIFIER | TYPE |  | MEASURING RANGE |  | ACCURACY |  | CONNECTION TYPE |  | DISPLAY TYPE |  | POWER SUPPLY |  | MOUNTING TYPE |  | SIZE |  | ENCLOSURE |  | HAZARD CLASS |  | CERTIFICATION/STANDARD |  | ADDITIONAL FEATURES EN
STP_009 | Data Enrichment | rym |  | 2023-06-27 |  |  | 1258195 | 1258195 | METER;ABB,3ADV050114P0001 | METER;MNFR:ABB,PTNO:3ADV050114P0001 | METER | 3ADV050114P0001 | 3000014 | ABB | ABB | 3ADV050114P0001 | [18 empty] | METER | NO MODIFIER | TYPE |  | MEASURING RANGE |  | ACCURACY |  | CONNECTION TYPE |  | DISPLAY TYPE |  | POWER SUPPLY |  | MOUNTING TYPE |  | SIZE |  | ENCLOSURE |  | HAZARD CLASS |  | CERTIFICATION/STANDARD |  | ADDITIONAL FEATURES EN
STP_009 | Data Enrichment | rym |  | 2023-06-27 |  |  | 1215547 | 1215547 | METER;ABB,ABBFEP631,FLW,INTEGRAL MOUNT | METER;MNFR:ABB,PTNO:ABBFEP631,ADDITIONAL FEATURES EN:FLOW,INTEGRAL MOUNT | 01)CNW (MOUNT ISA) ELECT WHO,01)ABBFEP631,METER,01)FLOW,INTEGRAL MOUNT | ABBFEP631 | 3000014 | ABB | ABB | ABBFEP631 | [18 empty] | METER | NO MODIFIER | TYPE |  | MEASURING RANGE |  | ACCURACY |  | CONNECTION TYPE |  | DISPLAY TYPE |  | POWER SUPPLY |  | MOUNTING TYPE |  | SIZE |  | ENCLOSURE |  | HAZARD CLASS |  | CERTIFICATION/STANDARD |  | ADDITIONAL FEATURES EN | FLOW,INTEGRAL MOUNT
STP_009 | Data Enrichment | rym |  | 2023-06-27 |  |  | 1271653 | 1271653 | METER;ABB,LSE 16-911.190 | METER;MNFR:ABB,PTNO:LSE 16-911.190 | METER | LSE 16-911.190 | 3000014 | ABB | ABB | LSE 16-911.190 | [18 empty] | METER | NO MODIFIER | TYPE |  | MEASURING RANGE |  | ACCURACY |  | CONNECTION TYPE |  | DISPLAY TYPE |  | POWER SUPPLY |  | MOUNTING TYPE |  | SIZE |  | ENCLOSURE |  | HAZARD CLASS |  | CERTIFICATION/STANDARD |  | ADDITIONAL FEATURES EN
STP_009 | Data Enrichment | rym |  | 2023-06-27 |  |  | 1273048 | 1273048 | METER;ENDH,RIA46,FIELD,W/CONTROL UNIT,IN |  | 01)ENDRESS & HAUSER,01)RIA46,01)PMD PROCESS CONTROLS,01)RIA46,FIELD METER,01)W/CONTROL UNIT,INPUT/OUTPUT,02)HOUSING:FIELD PLASTIC,GLASS | RIA46 | 3000269 | ENDRESS & HAUSER |  | , | [18 empty] | METER | NO MODIFIER | TYPE |  | MEASURING RANGE |  | ACCURACY |  | CONNECTION TYPE |  | DISPLAY TYPE |  | POWER SUPPLY |  | MOUNTING TYPE |  | SIZE |  | ENCLOSURE |  | HAZARD CLASS |  | CERTIFICATION/STANDARD |  | ADDITIONAL FEATURES EN
STP_009 | Data Enrichment | rym |  | 2023-06-27 |  |  | 1273316 | 1273316 | METER;FLUK,971,TEMPERATURE HUMIDITY,NTC | METER;MNFR:FLUKE,PTNO:971,ADDITIONAL FEATURES EN:TEMPERATURE HUMIDITY,NTC,RANGE:-20 TO 60 DEG C |  | 971 | 3000278 | FLUKE | FLUKE | 971 | [18 empty] | METER | NO MODIFIER | TYPE |  | MEASURING RANGE |  | ACCURACY |  | CONNECTION TYPE |  | DISPLAY TYPE |  | POWER SUPPLY |  | MOUNTING TYPE |  | SIZE |  | ENCLOSURE |  | HAZARD CLASS |  | CERTIFICATION/STANDARD |  | ADDITIONAL FEATURES EN | TEMPERATURE HUMIDITY,NTC | [48 empty] | RANGE:-20 TO 60 DEG C
STP_009 | Data Enrichment | rym |  | 2023-06-27 |  |  | 1260011 | 1260011 | METER;FLUK,FLU1577 | METER;MNFR:FLUKE,PTNO:FLU1577 |  | FLU1577 | 3000278 | FLUKE | FLUKE | FLU1577 | [18 empty] | METER | NO MODIFIER | TYPE |  | MEASURING RANGE |  | ACCURACY |  | CONNECTION TYPE |  | DISPLAY TYPE |  | POWER SUPPLY |  | MOUNTING TYPE |  | SIZE |  | ENCLOSURE |  | HAZARD CLASS |  | CERTIFICATION/STANDARD |  | ADDITIONAL FEATURES EN
STP_009 | Data Enrichment | rym |  | 2023-06-27 |  |  | 1267107 | 1267107 | METER;FLUK,FLU368FC,LEAKAGE CURRENT CLMP | METER;MNFR:FLUKE,PTNO:FLU368FC,ADDITIONAL FEATURES EN:LEAKAGE CURRENT CLMP | 01)CNW (MOUNT ISA) ELECT WHO,01)FLU368FC,METER,01)LEAKAGE CURRENT CLMP | FLU368FC | 3000278 | FLUKE | FLUKE | FLU368FC | [18 empty] | METER | NO MODIFIER | TYPE |  | MEASURING RANGE |  | ACCURACY |  | CONNECTION TYPE |  | DISPLAY TYPE |  | POWER SUPPLY |  | MOUNTING TYPE |  | SIZE |  | ENCLOSURE |  | HAZARD CLASS |  | CERTIFICATION/STANDARD |  | ADDITIONAL FEATURES EN | LEAKAGE CURRENT CLMP
STP_009 | Data Enrichment | rym |  | 2023-06-27 |  |  | 1266997 | 1266997 | METER;FLUK,FLUBT521,ANALYSER BATTERY 0TO | METER;MNFR:FLUKE,PTNO:FLUBT521,ADDITIONAL FEATURES EN:ANALYSER BATTERY 0TO 60DEG C LCD BT521 | 01)CNW (MOUNT ISA) ELECT WHO,01)FLUBT521,METER,01)ANALYSER BATTERY 0TO 60DEG | FLUBT521 | 3000278 | FLUKE | FLUKE | FLUBT521 | [18 empty] | METER | NO MODIFIER | TYPE |  | MEASURING RANGE |  | ACCURACY |  | CONNECTION TYPE |  | DISPLAY TYPE |  | POWER SUPPLY |  | MOUNTING TYPE |  | SIZE |  | ENCLOSURE |  | HAZARD CLASS |  | CERTIFICATION/STANDARD |  | ADDITIONAL FEATURES EN | ANALYSER BATTERY 0TO 60DEG C LCD BT521
STP_009 | Data Enrichment | rym |  | 2023-06-27 |  |  | 1269333 | 1269333 | METER;FLUK,FLUKE 805 FC,VIB | METER;MNFR:FLUKE,PTNO:FLUKE 805 FC,ADDITIONAL FEATURES EN:VIBRATION | 01)RS COMPONENTS PTY LTD,01)FLUKE 805 FC,METER,01)VIBRATION | FLUKE 805 FC | 3000278 | FLUKE | FLUKE | FLUKE 805 FC | [18 empty] | METER | NO MODIFIER | TYPE |  | MEASURING RANGE |  | ACCURACY |  | CONNECTION TYPE |  | DISPLAY TYPE |  | POWER SUPPLY |  | MOUNTING TYPE |  | SIZE |  | ENCLOSURE |  | HAZARD CLASS |  | CERTIFICATION/STANDARD |  | ADDITIONAL FEATURES EN | VIBRATION
STP_009 | Data Enrichment | rym |  | 2023-06-27 |  |  | 1274066 | 1274066 | METER;HILT,FED0153,PD-E LASER | METER;MNFR:HILTI,PTNO:FED0153,ADDITIONAL FEATURES EN:PD-E LASER | 01)FEDVS,01)FED0153,METER,01)PD-E LASER | FED0153 | 3000289 | HILTI | HILTI | FED0153 | [18 empty] | METER | NO MODIFIER | TYPE |  | MEASURING RANGE |  | ACCURACY |  | CONNECTION TYPE |  | DISPLAY TYPE |  | POWER SUPPLY |  | MOUNTING TYPE |  | SIZE |  | ENCLOSURE |  | HAZARD CLASS |  | CERTIFICATION/STANDARD |  | ADDITIONAL FEATURES EN | PD-E LASER
STP_009 | Data Enrichment | rym |  | 2023-06-27 |  |  | 1272905 | 1272905 | METER;SCHN,230DRAQTPL,BOX,DINRAIL,SW/BD | METER;MNFR:SCHNEIDER INC,PTNO:230DRAQTPL,ADDITIONAL FEATURES EN:BOX,DINRAIL,SW/BD TEMP S MI | 01)CNW (MOUNT ISA) ELECT WHO,01)CLI230DRAQTPL,METER,01)BOX,DINRAIL,SW/BD TEMP S MI | 230DRAQTPL | 3000344 | SCHNEIDER INC | SCHNEIDER INC | 230DRAQTPL | [18 empty] | METER | NO MODIFIER | TYPE |  | MEASURING RANGE |  | ACCURACY |  | CONNECTION TYPE |  | DISPLAY TYPE |  | POWER SUPPLY |  | MOUNTING TYPE |  | SIZE |  | ENCLOSURE |  | HAZARD CLASS |  | CERTIFICATION/STANDARD |  | ADDITIONAL FEATURES EN | BOX,DINRAIL,SW/BD TEMP S MI
STP_009 | Data Enrichment | rym |  | 2023-06-27 |  |  | 1272309 | 1272309 | METER;SCHN,METSEPM5110,15TH HARMONIC,1DO | METER;MNFR:SCHNEIDER INC,PTNO:METSEPM5110,ADDITIONAL FEATURES EN:15TH HARMONIC,1DO,ACCURACY CLASS: 0.5S,1 DIGITAL OUTPUT,MODBUS,33 ALARMS,POWERLOGIC PM5000 |  | METSEPM5110 | 3000344 | SCHNEIDER INC | SCHNEIDER INC | METSEPM5110 | [18 empty] | METER | NO MODIFIER | TYPE |  | MEASURING RANGE |  | ACCURACY |  | CONNECTION TYPE |  | DISPLAY TYPE |  | POWER SUPPLY |  | MOUNTING TYPE |  | SIZE |  | ENCLOSURE |  | HAZARD CLASS |  | CERTIFICATION/STANDARD |  | ADDITIONAL FEATURES EN | 15TH HARMONIC,1DO | [48 empty] | ACCURACY CLASS: 0.5S,1 DIGITAL OUTPUT,MODBUS,33 ALARMS,POWERLOGIC PM5000
STP_009 | Data Enrichment | rym |  | 2023-06-27 |  |  | 1272310 | 1272310 | METER;SCHN,METSEPM5310,31ST HARMONIC,2IO | METER;MNFR:SCHNEIDER INC,PTNO:METSEPM5310,ADDITIONAL FEATURES EN:31ST HARMONIC,2IO,ACCURACY CLASS: 0.5S,2 DIGITAL INPUT,2 DIGITAL OUTPUT,MODBUS,35 ALARMS,4 TARIFFS,128 X 128 PIXELS,POWERLOGIC PM5000 |  | METSEPM5310 | 3000344 | SCHNEIDER INC | SCHNEIDER INC | METSEPM5310 | [18 empty] | METER | NO MODIFIER | TYPE |  | MEASURING RANGE |  | ACCURACY |  | CONNECTION TYPE |  | DISPLAY TYPE |  | POWER SUPPLY |  | MOUNTING TYPE |  | SIZE |  | ENCLOSURE |  | HAZARD CLASS |  | CERTIFICATION/STANDARD |  | ADDITIONAL FEATURES EN | 31ST HARMONIC,2IO | [48 empty] | ACCURACY CLASS: 0.5S,2 DIGITAL INPUT,2 DIGITAL OUTPUT,MODBUS,35 ALARMS,4 TARIFFS,128 X 128 PIXELS,POWERLOGIC PM5000
STP_009 | Data Enrichment | rym |  | 2023-06-27 |  |  | 1214302 | 1214302 | METER;SIE,D144NS;0-2800FT | METER;MNFR:SIEMENS,PTNO:D144NS;0-2800FT | METER | D144NS;0-2800FT | 3000032 | SIEMENS | SIEMENS | D144NS;0-2800FT | [18 empty] | METER | NO MODIFIER | TYPE |  | MEASURING RANGE |  | ACCURACY |  | CONNECTION TYPE |  | DISPLAY TYPE |  | POWER SUPPLY |  | MOUNTING TYPE |  | SIZE |  | ENCLOSURE |  | HAZARD CLASS |  | CERTIFICATION/STANDARD |  | ADDITIONAL FEATURES EN
STP_009 | Data Enrichment | SFU |  | 2023-06-27 |  |  | 1275701 | 1275701 | METER;YOKG,AXG010GA000AA1AL214B1JA11GRL | METER;MNFR:YOKOGAWA,PTNO:AXG010GA000AA1AL214B1JA11GRL | 01)YOKOGAWA AUSTRALIA PTY LT,01)AXG010-GA000AA1AL214B-1JA11,METER | AXG010GA000AA1AL214B1JA11GRL | 3000446 | YOKOGAWA | YOKOGAWA | AXG010GA000AA1AL214B1JA11GRL | [18 empty] | METER | NO MODIFIER | TYPE |  | MEASURING RANGE |  | ACCURACY |  | CONNECTION TYPE |  | DISPLAY TYPE |  | POWER SUPPLY |  | MOUNTING TYPE |  | SIZE |  | ENCLOSURE |  | HAZARD CLASS |  | CERTIFICATION/STANDARD |  | ADDITIONAL FEATURES EN
STP_009 | Data Enrichment | SFU |  | 2023-06-27 |  |  | 1213586 | 1213586 | METER;YOKG,AXG100GA000CS2AH214B2JA11GRL | METER;MNFR:YOKOGAWA,PTNO:AXG100GA000CS2AH214B2JA11GRL | 01)YOKOGAWA AUSTRALIA PTY LT,01)AXG100-GA000CS2AH214B-2JA11,METER | AXG100GA000CS2AH214B2JA11GRL | 3000446 | YOKOGAWA | YOKOGAWA | AXG100GA000CS2AH214B2JA11GRL | [18 empty] | METER | NO MODIFIER | TYPE |  | MEASURING RANGE |  | ACCURACY |  | CONNECTION TYPE |  | DISPLAY TYPE |  | POWER SUPPLY |  | MOUNTING TYPE |  | SIZE |  | ENCLOSURE |  | HAZARD CLASS |  | CERTIFICATION/STANDARD |  | ADDITIONAL FEATURES EN
STP_009 | Data Enrichment | rym |  | 2023-06-27 |  |  | 1213582 | 1213582 | METER;YOKG,AXW025GA000AA1UH214B1JA11GRL | METER;MNFR:YOKOGAWA,PTNO:AXW025GA000AA1UH214B1JA11GRL | 01)YOKOGAWA AUSTRALIA PTY LT,01)AXW025-GA000AA1UH214B-1JA11,METER | AXW025GA000AA1UH214B1JA11GRL | 3000446 | YOKOGAWA | YOKOGAWA | AXW025GA000AA1UH214B1JA11GRL | [18 empty] | METER | NO MODIFIER | TYPE |  | MEASURING RANGE |  | ACCURACY |  | CONNECTION TYPE |  | DISPLAY TYPE |  | POWER SUPPLY |  | MOUNTING TYPE |  | SIZE |  | ENCLOSURE |  | HAZARD CLASS |  | CERTIFICATION/STANDARD |  | ADDITIONAL FEATURES EN
STP_009 | Data Enrichment | rym |  | 2023-06-27 |  |  | 1215867 | 1215867 | MOTOR,AC;3KW,6P,440 V,D132S,HORIZ FLGE | MOTOR,AC;TYPE:HORIZONTAL,FRAME SIZE:D132S,POWER RATING:3 KW,VOLTAGE RATING:440 V,NUMBER OF POLES:6,SPEED RATING:950 R/MIN,NUMBER OF PHASE:3,DEGREE OF PROTECTION:IP66,ENCLOSURE:TEFC,MOUNTING TYPE:FLANGE IM3001,INSULATION CLASS:H,ADDITIONAL FEATURES EN:STD BALL BEARINGS, C/W 60 NM, IP55, LENZE, B RISE,MNFR:01)TECO,PTNO:01)B18854 REV B | EN_01)HORIZONTAL,D132S,3 KW,440 V,950 R/MIN,IP66,TEFC,FLANGE IM3001,H,01)STD BALL BEARINGS, C/W 60 N,01)TECO,01)B18854 REV B | B18854 REV B | 3000444 | TECO | 01)TECO | 01)B18854 REV B | [18 empty] | MOTOR | AC | TYPE | HORIZONTAL | FRAME SIZE | D132S | POWER RATING | 3 KW | VOLTAGE RATING | 440 V | CURRENT RATING |  | NUMBER OF POLES | 6 | SPEED RATING | 950 R/MIN | FREQUENCY RATING |  | NUMBER OF PHASE | 3 | CONSTRUCTION MATERIAL |  | DEGREE OF PROTECTION | IP66 | ENCLOSURE | TEFC | MOUNTING TYPE | FLANGE IM3001 | SERVICE FACTOR |  | INSULATION CLASS | H | DUTY CYCLE |  | AMBIENT TEMPERATURE |  | HAZARD CLASS |  | CERTIFICATION/STANDARD |  | ADDITIONAL FEATURES EN | STD BALL BEARINGS,C/W 60 NM,IP55,LENZE,B RISE
STP_009 | Data Enrichment | rym |  | 2023-06-27 |  |  | 1269840 | 1269840 | MOTOR,AC;ABB,3GBA102520-ASD,4P,2.2KW,3PH | MOTOR,AC;MNFR:ABB,PTNO:3GBA102520-ASD,ADDITIONAL FEATURES EN:4P,2.2KW,3PH,100LB,FT | 01)HAYMANS ELECTRICAL (SERVI,01)ABB3GBA102520-ASD,MOTOR,AC,01)4P,2.2KW,3PH,100LB,FT | 3GBA102520-ASD | 3000014 | ABB | ABB | 3GBA102520-ASD | [18 empty] | MOTOR | AC | TYPE |  | FRAME SIZE |  | POWER RATING |  | VOLTAGE RATING |  | CURRENT RATING |  | NUMBER OF POLES |  | SPEED RATING |  | FREQUENCY RATING |  | NUMBER OF PHASE |  | CONSTRUCTION MATERIAL |  | DEGREE OF PROTECTION |  | ENCLOSURE |  | MOUNTING TYPE |  | SERVICE FACTOR |  | INSULATION CLASS |  | DUTY CYCLE |  | AMBIENT TEMPERATURE |  | HAZARD CLASS |  | CERTIFICATION/STANDARD |  | ADDITIONAL FEATURES EN | 4P,2.2KW,3PH,100LB,FT
STP_009 | Data Enrichment | rym |  | 2023-06-27 |  |  | 1269491 | 1269491 | MOTOR,AC;SEW,DRN180MV/BE30/FG,18.5KW | MOTOR,AC;MNFR:SEW EURODRIVE,PTNO:DRN180MV/BE30/FG,ADDITIONAL FEATURES EN:18.5KW | 01)SEW EURODRIVE PTY LTD,01)DRN180MV/BE30/FG,MOTOR,AC,01)18.5KW | DRN180MV/BE30/FG | 3000442 | SEW EURODRIVE | SEW EURODRIVE | DRN180MV/BE30/FG | [18 empty] | MOTOR | AC | TYPE |  | FRAME SIZE |  | POWER RATING |  | VOLTAGE RATING |  | CURRENT RATING |  | NUMBER OF POLES |  | SPEED RATING |  | FREQUENCY RATING |  | NUMBER OF PHASE |  | CONSTRUCTION MATERIAL |  | DEGREE OF PROTECTION |  | ENCLOSURE |  | MOUNTING TYPE |  | SERVICE FACTOR |  | INSULATION CLASS |  | DUTY CYCLE |  | AMBIENT TEMPERATURE |  | HAZARD CLASS |  | CERTIFICATION/STANDARD |  | ADDITIONAL FEATURES EN | 18.5KW
STP_009 | Data Enrichment | rym |  | 2023-06-27 |  |  | 1269642 | 1269642 | MOTOR,AC;SEW,DRN80M4/BE1HR/FG,0.75KW | MOTOR,AC;MNFR:SEW EURODRIVE,PTNO:DRN80M4/BE1HR/FG,ADDITIONAL FEATURES EN:0.75KW | 01)SEW EURODRIVE PTY LTD,01)DRN80M4/BE1HR/FG,MOTOR,AC,01)0.75KW | DRN80M4/BE1HR/FG | 3000442 | SEW EURODRIVE | SEW EURODRIVE | DRN80M4/BE1HR/FG | [18 empty] | MOTOR | AC | TYPE |  | FRAME SIZE |  | POWER RATING |  | VOLTAGE RATING |  | CURRENT RATING |  | NUMBER OF POLES |  | SPEED RATING |  | FREQUENCY RATING |  | NUMBER OF PHASE |  | CONSTRUCTION MATERIAL |  | DEGREE OF PROTECTION |  | ENCLOSURE |  | MOUNTING TYPE |  | SERVICE FACTOR |  | INSULATION CLASS |  | DUTY CYCLE |  | AMBIENT TEMPERATURE |  | HAZARD CLASS |  | CERTIFICATION/STANDARD |  | ADDITIONAL FEATURES EN | 0.75KW
STP_009 | Data Enrichment | rym |  | 2023-06-27 |  |  | 1269434 | 1269434 | MOTOR,AC;TECO,014/0022DD2S,22KW,1000V,2P | MOTOR,AC;MNFR:TECO,PTNO:014/0022DD2S,ADDITIONAL FEATURES EN:22KW,1000V,2P,1.5 M EXT LEADS | 01)TECO AUSTRALIA PTY LTD,01)014/0022DD2S,MOTOR,AC,01)22KW,1000V,2P,1.5 M EXT LEA | 014/0022DD2S | 3000444 | TECO | TECO | 014/0022DD2S | [18 empty] | MOTOR | AC | TYPE |  | FRAME SIZE |  | POWER RATING |  | VOLTAGE RATING |  | CURRENT RATING |  | NUMBER OF POLES |  | SPEED RATING |  | FREQUENCY RATING |  | NUMBER OF PHASE |  | CONSTRUCTION MATERIAL |  | DEGREE OF PROTECTION |  | ENCLOSURE |  | MOUNTING TYPE |  | SERVICE FACTOR |  | INSULATION CLASS |  | DUTY CYCLE |  | AMBIENT TEMPERATURE |  | HAZARD CLASS |  | CERTIFICATION/STANDARD |  | ADDITIONAL FEATURES EN | 22KW,1000V,2P,1.5 M EXT LEADS
STP_009 | Data Enrichment | rym |  | 2023-06-27 |  |  | 1274963 | 1274963 | MOTOR,AC;TECO,024/0018DF2S/MIM440V | MOTOR,AC;MNFR:TECO,PTNO:024/0018DF2S/MIM440V |  | 024/0018DF2S/MIM440V | 3000444 | TECO | TECO | 024/0018DF2S/MIM440V | [18 empty] | MOTOR | AC | TYPE |  | FRAME SIZE |  | POWER RATING |  | VOLTAGE RATING |  | CURRENT RATING |  | NUMBER OF POLES |  | SPEED RATING |  | FREQUENCY RATING |  | NUMBER OF PHASE |  | CONSTRUCTION MATERIAL |  | DEGREE OF PROTECTION |  | ENCLOSURE |  | MOUNTING TYPE |  | SERVICE FACTOR |  | INSULATION CLASS |  | DUTY CYCLE |  | AMBIENT TEMPERATURE |  | HAZARD CLASS |  | CERTIFICATION/STANDARD |  | ADDITIONAL FEATURES EN
STP_009 | Data Enrichment | rym |  | 2023-06-27 |  |  | 1213032 | 1213032 | MOTOR,AC;TECO,30kW 4P IC416 D200L TECO M | MOTOR,AC;MNFR:TECO,PTNO:30kW 4P IC416 D200L TECO MIM4/1/1,ADDITIONAL FEATURES EN:4 POLE,30KW | 01)TECO AUSTRALIA PTY LTD,01)30KW 4P IC416 D200L TECO MI,MOTOR,AC,01)4 POLE,30KW | 30kW 4P IC416 D200L TECO MIM4/1/1 | 3000444 | TECO | TECO | 30kW 4P IC416 D200L TECO MIM4/1/1 | [18 empty] | MOTOR | AC | TYPE |  | FRAME SIZE |  | POWER RATING |  | VOLTAGE RATING |  | CURRENT RATING |  | NUMBER OF POLES |  | SPEED RATING |  | FREQUENCY RATING |  | NUMBER OF PHASE |  | CONSTRUCTION MATERIAL |  | DEGREE OF PROTECTION |  | ENCLOSURE |  | MOUNTING TYPE |  | SERVICE FACTOR |  | INSULATION CLASS |  | DUTY CYCLE |  | AMBIENT TEMPERATURE |  | HAZARD CLASS |  | CERTIFICATION/STANDARD |  | ADDITIONAL FEATURES EN | 4 POLE,30KW
STP_009 | Data Enrichment | rym |  | 2023-06-27 |  |  | 1269542 | 1269542 | MOTOR,AC;TECO,AEMB MAX-E3,37KW 6P | MOTOR,AC;MNFR:TECO,PTNO:AEMB MAX-E3,ADDITIONAL FEATURES EN:37KW 6P | 01)TECO AUSTRALIA PTY LTD,01)AEMB MAX-E3,MOTOR,AC,01)37KW 6P | AEMB MAX-E3 | 3000444 | TECO | TECO | AEMB MAX-E3 | [18 empty] | MOTOR | AC | TYPE |  | FRAME SIZE |  | POWER RATING |  | VOLTAGE RATING |  | CURRENT RATING |  | NUMBER OF POLES |  | SPEED RATING |  | FREQUENCY RATING |  | NUMBER OF PHASE |  | CONSTRUCTION MATERIAL |  | DEGREE OF PROTECTION |  | ENCLOSURE |  | MOUNTING TYPE |  | SERVICE FACTOR |  | INSULATION CLASS |  | DUTY CYCLE |  | AMBIENT TEMPERATURE |  | HAZARD CLASS |  | CERTIFICATION/STANDARD |  | ADDITIONAL FEATURES EN | 37KW 6P
STP_009 | Data Enrichment | rym |  | 2023-06-27 |  |  | 1269511 | 1269511 | MOTOR,AC;TECO,TEO14/0011DD2S,11KW,2P,FLG | MOTOR,AC;MNFR:TECO,PTNO:TEO14/0011DD2S,ADDITIONAL FEATURES EN:11KW,2P,FLG MNT,380âˆ’415V,50HZD160Mâˆ’42 | 01)REXEL AUSTRALIA,01)TEO14/0011DD2S,MOTOR,AC,01)11KW,2P,FLG MNT,380−415V,50 | TEO14/0011DD2S | 3000444 | TECO | TECO | TEO14/0011DD2S | [18 empty] | MOTOR | AC | TYPE |  | FRAME SIZE |  | POWER RATING |  | VOLTAGE RATING |  | CURRENT RATING |  | NUMBER OF POLES |  | SPEED RATING |  | FREQUENCY RATING |  | NUMBER OF PHASE |  | CONSTRUCTION MATERIAL |  | DEGREE OF PROTECTION |  | ENCLOSURE |  | MOUNTING TYPE |  | SERVICE FACTOR |  | INSULATION CLASS |  | DUTY CYCLE |  | AMBIENT TEMPERATURE |  | HAZARD CLASS |  | CERTIFICATION/STANDARD |  | ADDITIONAL FEATURES EN | 11KW,2P,FLG MNT,380âˆ’415V,50HZD160Mâˆ’42
STP_009 | Data Enrichment | rym |  | 2023-06-27 |  |  | 1275823 | 1275823 | MOTOR,AC;WEG,M194 ALE2W21,1000V 4 KW COO | MOTOR,AC;MNFR:WEG,PTNO:M194 ALE2W21,ADDITIONAL FEATURES EN:1000V 4 KW COOLING FAN MOTOR FOR L250 COMP(CW 2 X VIBRATION TRANSDU | 01)QUICKPRO ELECTRICAL PTY L,01)M194 ALE2W21,MOTOR,AC,01)1000V 4 KW COOLING FAN MOTO | M194 ALE2W21 | 3000040 | WEG | WEG | M194 ALE2W21 | [18 empty] | MOTOR | AC | TYPE |  | FRAME SIZE |  | POWER RATING |  | VOLTAGE RATING |  | CURRENT RATING |  | NUMBER OF POLES |  | SPEED RATING |  | FREQUENCY RATING |  | NUMBER OF PHASE |  | CONSTRUCTION MATERIAL |  | DEGREE OF PROTECTION |  | ENCLOSURE |  | MOUNTING TYPE |  | SERVICE FACTOR |  | INSULATION CLASS |  | DUTY CYCLE |  | AMBIENT TEMPERATURE |  | HAZARD CLASS |  | CERTIFICATION/STANDARD |  | ADDITIONAL FEATURES EN | 1000V 4 KW COOLING FAN MOTOR FOR L250 COMP(CW 2 X VIBRATION TRANSDU
STP_009 | Data Enrichment | rym |  | 2023-06-27 |  |  | 1269731 | 1269731 | MOTOR,GEAR;SEW,K47 DRN80M4,HLCL,BEVL | MOTOR,GEAR;MNFR:SEW EURODRIVE,PTNO:K47 DRN80M4,ADDITIONAL FEATURES EN:HELICAL,BEVEL | 01)SEW EURODRIVE PTY LTD,01)K47 DRN80M4,MOTOR,GEAR,01)HELICAL,BEVEL | K47 DRN80M4 | 3000442 | SEW EURODRIVE | SEW EURODRIVE | K47 DRN80M4 | [18 empty] | MOTOR | GEAR | TYPE |  | POWER RATING |  | OUTPUT SPEED RATING |  | VOLTAGE RATING |  | NEMA/IEC SIZE |  | TORQUE RATING |  | SPEED RATIO |  | SERVICE FACTOR |  | CURRENT RATING |  | FREQUENCY RATING |  | NUMBER OF PHASE |  | MOUNTING TYPE |  | DEGREE OF PROTECTION |  | HAZARD CLASS |  | CERTIFICATION/STANDARD |  | ADDITIONAL FEATURES EN | HELICAL,BEVEL
STP_009 | Data Enrichment | rym |  | 2023-06-27 |  |  | 1274938 | 1274938 | MOTOR,GEAR;SEW,K77 DRN112M4 | MOTOR,GEAR;MNFR:SEW EURODRIVE,PTNO:K77 DRN112M4 |  | K77 DRN112M4 | 3000442 | SEW EURODRIVE | SEW EURODRIVE | K77 DRN112M4 | [18 empty] | MOTOR | GEAR | TYPE |  | POWER RATING |  | OUTPUT SPEED RATING |  | VOLTAGE RATING |  | NEMA/IEC SIZE |  | TORQUE RATING |  | SPEED RATIO |  | SERVICE FACTOR |  | CURRENT RATING |  | FREQUENCY RATING |  | NUMBER OF PHASE |  | MOUNTING TYPE |  | DEGREE OF PROTECTION |  | HAZARD CLASS |  | CERTIFICATION/STANDARD |  | ADDITIONAL FEATURES EN
STP_009 | Data Enrichment | rym |  | 2023-06-27 |  |  | 1269643 | 1269643 | MOTOR,GEAR;SEW,KA47/T DRN80M4/BE1HR,HELI | MOTOR,GEAR;MNFR:SEW EURODRIVE,PTNO:KA47/T DRN80M4/BE1HR,ADDITIONAL FEATURES EN:HELICAL-BEVEL | 01)SEW EURODRIVE PTY LTD,01)KA47/T DRN80M4/BE1HR,MOTOR,GEAR,01)HELICAL-BEVEL | KA47/T DRN80M4/BE1HR | 3000442 | SEW EURODRIVE | SEW EURODRIVE | KA47/T DRN80M4/BE1HR | [18 empty] | MOTOR | GEAR | TYPE |  | POWER RATING |  | OUTPUT SPEED RATING |  | VOLTAGE RATING |  | NEMA/IEC SIZE |  | TORQUE RATING |  | SPEED RATIO |  | SERVICE FACTOR |  | CURRENT RATING |  | FREQUENCY RATING |  | NUMBER OF PHASE |  | MOUNTING TYPE |  | DEGREE OF PROTECTION |  | HAZARD CLASS |  | CERTIFICATION/STANDARD |  | ADDITIONAL FEATURES EN | HELICAL-BEVEL
STP_009 | Data Enrichment | rym |  | 2023-06-27 |  |  | 1271787 | 1271787 | MOTOR,GEAR;SEW,KA77/T DRN100LS4/C | MOTOR,GEAR;MNFR:SEW EURODRIVE,PTNO:KA77/T DRN100LS4/C | 01)SEW EURODRIVE PTY LTD,01)KA77/T DRN100LS4/C,MOTOR,GEAR | KA77/T DRN100LS4/C | 3000442 | SEW EURODRIVE | SEW EURODRIVE | KA77/T DRN100LS4/C | [18 empty] | MOTOR | GEAR | TYPE |  | POWER RATING |  | OUTPUT SPEED RATING |  | VOLTAGE RATING |  | NEMA/IEC SIZE |  | TORQUE RATING |  | SPEED RATIO |  | SERVICE FACTOR |  | CURRENT RATING |  | FREQUENCY RATING |  | NUMBER OF PHASE |  | MOUNTING TYPE |  | DEGREE OF PROTECTION |  | HAZARD CLASS |  | CERTIFICATION/STANDARD |  | ADDITIONAL FEATURES EN
STP_009 | Data Enrichment | rym |  | 2023-06-27 |  |  | 1270923 | 1270923 | MOTOR,GEAR;SEW,R97 DRN90L4/BE2,HELICAL G | MOTOR,GEAR;MNFR:SEW EURODRIVE,PTNO:R97 DRN90L4/BE2,ADDITIONAL FEATURES EN:HELICAL GEARMOTOR - R97 DRN90L4/BE2 | 01)SEW EURODRIVE PTY LTD,01)R97 DRN90L4/BE2,MOTOR,GEAR,01)HELICAL GEARMOTOR - R97 DRN | R97 DRN90L4/BE2 | 3000442 | SEW EURODRIVE | SEW EURODRIVE | R97 DRN90L4/BE2 | [18 empty] | MOTOR | GEAR | TYPE |  | POWER RATING |  | OUTPUT SPEED RATING |  | VOLTAGE RATING |  | NEMA/IEC SIZE |  | TORQUE RATING |  | SPEED RATIO |  | SERVICE FACTOR |  | CURRENT RATING |  | FREQUENCY RATING |  | NUMBER OF PHASE |  | MOUNTING TYPE |  | DEGREE OF PROTECTION |  | HAZARD CLASS |  | CERTIFICATION/STANDARD |  | ADDITIONAL FEATURES EN | HELICAL GEARMOTOR - R97 DRN90L4/BE2
STP_009 | Data Enrichment | rym |  | 2023-06-27 |  |  | 1210718 | 1210718 | MOTOR,GEAR;SEW,RXF57 DRN80M4 | MOTOR,GEAR;MNFR:SEW EURODRIVE,PTNO:RXF57 DRN80M4 |  | RXF57 DRN80M4 | 3000442 | SEW EURODRIVE | SEW EURODRIVE | RXF57 DRN80M4 | [18 empty] | MOTOR | GEAR | TYPE |  | POWER RATING |  | OUTPUT SPEED RATING |  | VOLTAGE RATING |  | NEMA/IEC SIZE |  | TORQUE RATING |  | SPEED RATIO |  | SERVICE FACTOR |  | CURRENT RATING |  | FREQUENCY RATING |  | NUMBER OF PHASE |  | MOUNTING TYPE |  | DEGREE OF PROTECTION |  | HAZARD CLASS |  | CERTIFICATION/STANDARD |  | ADDITIONAL FEATURES EN
STP_009 | Data Enrichment | rym |  | 2023-06-27 |  |  | 1271144 | 1271144 | MOTOR,HYDR;HYDA,2352636,GM 71B4 B34 0.4K | MOTOR,HYDRAULIC;MNFR:HYDAC,PTNO:2352636,ADDITIONAL FEATURES EN:GM 71B4 B34 0.4KW 230-250V 50HZ S1 IP65-1PH, OIL FILTER MOTOR | 01)HYDAC PTY LTD,01)2352636,MOTOR,HYDRAULIC,01)GM 71B4 B34 0.4KW 230-250V | 2352636 | 3000292 | HYDAC | HYDAC | 2352636 | [18 empty] | MOTOR | HYDRAULIC | TYPE |  | FRAME SIZE |  | POWER RATING |  | TORQUE RATING |  | DISPLACEMENT |  | SPEED RATING |  | MAX PRESSURE RATING |  | FLOW RATING |  | SHAFT SIZE |  | MATERIAL |  | MOUNTING TYPE |  | PORT SIZE |  | ROTATION |  | HAZARD CLASS |  | CERTIFICATION/STANDARD |  | ADDITIONAL FEATURES EN | GM 71B4 B34 0.4KW 230-250V 50HZ S1 IP65-1PH,OIL FILTER MOTOR
STP_009 | Data Enrichment | rym |  | 2023-06-27 |  |  | 1267329 | 1267329 | MOTOR;AB, A-BTLYA220PBJ62AA,SRVO | MOTOR;MNFR:ALLEN BRADLEY,PTNO: A-BTLYA220PBJ62AA,ADDITIONAL FEATURES EN:SERVO | 01)CNW (MOUNT ISA) ELECT WHO,01) A-BTLYA220PBJ62AA,MOTOR,01)SERVO | A-BTLYA220PBJ62AA | 3000226 | ALLEN BRADLEY | ALLEN BRADLEY | A-BTLYA220PBJ62AA | [18 empty] | MOTOR | NO MODIFIER | TYPE |  | POWER RATING |  | SPEED RATING |  | CONSTRUCTION MATERIAL |  | ENCLOSURE |  | MOUNTING TYPE |  | SERVICE FACTOR |  | HAZARD CLASS |  | CERTIFICATION/STANDARD |  | ADDITIONAL FEATURES EN | SERVO
STP_009 | Data Enrichment | rym |  | 2023-06-27 |  |  | 1248108 | 1248108 | MOTOR;ABB,1YHB00000001458 | MOTOR;MNFR:ABB,PTNO:1YHB00000001458 | MOTOR | 1YHB00000001458 | 3000014 | ABB | ABB | 1YHB00000001458 | [18 empty] | MOTOR | NO MODIFIER | TYPE |  | POWER RATING |  | SPEED RATING |  | CONSTRUCTION MATERIAL |  | ENCLOSURE |  | MOUNTING TYPE |  | SERVICE FACTOR |  | HAZARD CLASS |  | CERTIFICATION/STANDARD |  | ADDITIONAL FEATURES EN
STP_009 | Data Enrichment | rym |  | 2023-06-27 |  |  | 1248648 | 1248648 | MOTOR;ABB,250KWD355S4P | MOTOR;MNFR:ABB,PTNO:250KWD355S4P | MOTOR | 250KWD355S4P | 3000014 | ABB | ABB | 250KWD355S4P | [18 empty] | MOTOR | NO MODIFIER | TYPE |  | POWER RATING |  | SPEED RATING |  | CONSTRUCTION MATERIAL |  | ENCLOSURE |  | MOUNTING TYPE |  | SERVICE FACTOR |  | HAZARD CLASS |  | CERTIFICATION/STANDARD |  | ADDITIONAL FEATURES EN
STP_009 | Data Enrichment | rym |  | 2023-06-27 |  |  | 1248264 | 1248264 | MOTOR;ABB,3GAA092520-BGE | MOTOR;MNFR:ABB,PTNO:3GAA092520-BGE | MOTOR | 3GAA092520-BGE | 3000014 | ABB | ABB | 3GAA092520-BGE | [18 empty] | MOTOR | NO MODIFIER | TYPE |  | POWER RATING |  | SPEED RATING |  | CONSTRUCTION MATERIAL |  | ENCLOSURE |  | MOUNTING TYPE |  | SERVICE FACTOR |  | HAZARD CLASS |  | CERTIFICATION/STANDARD |  | ADDITIONAL FEATURES EN
STP_009 | Data Enrichment | rym |  | 2023-06-27 |  |  | 1324805 | 1324805 | MOTOR;ABB,3GAA111442-AHE | MOTOR;MNFR:ABB,PTNO:3GAA111442-AHE | MOTOR | 3GAA111442-AHE | 3000014 | ABB | ABB | 3GAA111442-AHE | [18 empty] | MOTOR | NO MODIFIER | TYPE |  | POWER RATING |  | SPEED RATING |  | CONSTRUCTION MATERIAL |  | ENCLOSURE |  | MOUNTING TYPE |  | SERVICE FACTOR |  | HAZARD CLASS |  | CERTIFICATION/STANDARD |  | ADDITIONAL FEATURES EN
STP_009 | Data Enrichment | rym |  | 2023-06-27 |  |  | 1220397 | 1220397 | MOTOR;ABB,3GAA111442-HHE | MOTOR;MNFR:ABB,PTNO:3GAA111442-HHE | MOTOR | 3GAA111442-HHE | 3000014 | ABB | ABB | 3GAA111442-HHE | [18 empty] | MOTOR | NO MODIFIER | TYPE |  | POWER RATING |  | SPEED RATING |  | CONSTRUCTION MATERIAL |  | ENCLOSURE |  | MOUNTING TYPE |  | SERVICE FACTOR |  | HAZARD CLASS |  | CERTIFICATION/STANDARD |  | ADDITIONAL FEATURES EN
STP_009 | Data Enrichment | rym |  | 2023-06-27 |  |  | 1335610 | 1335610 | MOTOR;ABB,3GAA112001-BSA | MOTOR;MNFR:ABB,PTNO:3GAA112001-BSA | MOTOR | 3GAA112001-BSA | 3000014 | ABB | ABB | 3GAA112001-BSA | [18 empty] | MOTOR | NO MODIFIER | TYPE |  | POWER RATING |  | SPEED RATING |  | CONSTRUCTION MATERIAL |  | ENCLOSURE |  | MOUNTING TYPE |  | SERVICE FACTOR |  | HAZARD CLASS |  | CERTIFICATION/STANDARD |  | ADDITIONAL FEATURES EN
STP_009 | Data Enrichment | rym |  | 2023-06-27 |  |  | 1220100 | 1220100 | MOTOR;ABB,3GAA162002-HAD | MOTOR;MNFR:ABB,PTNO:3GAA162002-HAD | MOTOR | 3GAA162002-HAD | 3000014 | ABB | ABB | 3GAA162002-HAD | [18 empty] | MOTOR | NO MODIFIER | TYPE |  | POWER RATING |  | SPEED RATING |  | CONSTRUCTION MATERIAL |  | ENCLOSURE |  | MOUNTING TYPE |  | SERVICE FACTOR |  | HAZARD CLASS |  | CERTIFICATION/STANDARD |  | ADDITIONAL FEATURES EN
STP_009 | Data Enrichment | rym |  | 2023-06-27 |  |  | 1324806 | 1324806 | MOTOR;ABB,3GAA252031-HDG | MOTOR;MNFR:ABB,PTNO:3GAA252031-HDG | MOTOR | 3GAA252031-HDG | 3000014 | ABB | ABB | 3GAA252031-HDG | [18 empty] | MOTOR | NO MODIFIER | TYPE |  | POWER RATING |  | SPEED RATING |  | CONSTRUCTION MATERIAL |  | ENCLOSURE |  | MOUNTING TYPE |  | SERVICE FACTOR |  | HAZARD CLASS |  | CERTIFICATION/STANDARD |  | ADDITIONAL FEATURES EN
STP_009 | Data Enrichment | rym |  | 2023-06-27 |  |  | 1215543 | 1215543 | MOTOR;ABB,3GAA252230-ADG,90KW,4P,1000V | MOTOR;MNFR:ABB,PTNO:3GAA252230-ADG,ADDITIONAL FEATURES EN:90KW,4P,1000V, B35 FOOT & FLANGE 250SMC FRAME | 01)QUICKPRO ELECTRICAL PTY L,01)3GAA252230-ADG,MOTOR,01)90KW,4P,1000V,02) B35 FOOT & FLANGE 250SMC F | 3GAA252230-ADG | 3000014 | ABB | ABB | 3GAA252230-ADG | [18 empty] | MOTOR | NO MODIFIER | TYPE |  | POWER RATING |  | SPEED RATING |  | CONSTRUCTION MATERIAL |  | ENCLOSURE |  | MOUNTING TYPE |  | SERVICE FACTOR |  | HAZARD CLASS |  | CERTIFICATION/STANDARD |  | ADDITIONAL FEATURES EN | 90KW,4P,1000V,B35 FOOT & FLANGE 250SMC FRAME
STP_009 | Data Enrichment | rym |  | 2023-06-27 |  |  | 1220387 | 1220387 | MOTOR;ABB,AMZ1600QQ16 | MOTOR;MNFR:ABB,PTNO:AMZ1600QQ16 | MOTOR | AMZ1600QQ16 | 3000014 | ABB | ABB | AMZ1600QQ16 | [18 empty] | MOTOR | NO MODIFIER | TYPE |  | POWER RATING |  | SPEED RATING |  | CONSTRUCTION MATERIAL |  | ENCLOSURE |  | MOUNTING TYPE |  | SERVICE FACTOR |  | HAZARD CLASS |  | CERTIFICATION/STANDARD |  | ADDITIONAL FEATURES EN
STP_009 | Data Enrichment | rym |  | 2023-06-27 |  |  | 1324178 | 1324178 | MOTOR;ABB,M2VA71C/4 | MOTOR;MNFR:ABB,PTNO:M2VA71C/4 | MOTOR | M2VA71C/4 | 3000014 | ABB | ABB | M2VA71C/4 | [18 empty] | MOTOR | NO MODIFIER | TYPE |  | POWER RATING |  | SPEED RATING |  | CONSTRUCTION MATERIAL |  | ENCLOSURE |  | MOUNTING TYPE |  | SERVICE FACTOR |  | HAZARD CLASS |  | CERTIFICATION/STANDARD |  | ADDITIONAL FEATURES EN
STP_009 | Data Enrichment | rym |  | 2023-06-27 |  |  | 1211642 | 1211642 | MOTOR;ABB,M2VA71C4HO | MOTOR;MNFR:ABB,PTNO:M2VA71C4HO | MOTOR | M2VA71C4HO | 3000014 | ABB | ABB | M2VA71C4HO | [18 empty] | MOTOR | NO MODIFIER | TYPE |  | POWER RATING |  | SPEED RATING |  | CONSTRUCTION MATERIAL |  | ENCLOSURE |  | MOUNTING TYPE |  | SERVICE FACTOR |  | HAZARD CLASS |  | CERTIFICATION/STANDARD |  | ADDITIONAL FEATURES EN
STP_009 | Data Enrichment | rym |  | 2023-06-27 |  |  | 1324373 | 1324373 | MOTOR;ABB,M3AA280SMA4 | MOTOR;MNFR:ABB,PTNO:M3AA280SMA4 | MOTOR | M3AA280SMA4 | 3000014 | ABB | ABB | M3AA280SMA4 | [18 empty] | MOTOR | NO MODIFIER | TYPE |  | POWER RATING |  | SPEED RATING |  | CONSTRUCTION MATERIAL |  | ENCLOSURE |  | MOUNTING TYPE |  | SERVICE FACTOR |  | HAZARD CLASS |  | CERTIFICATION/STANDARD |  | ADDITIONAL FEATURES EN
STP_009 | Data Enrichment | rym |  | 2023-06-27 |  |  | 1258307 | 1258307 | MOTOR;ABB,MK1100048-S | MOTOR;MNFR:ABB,PTNO:MK1100048-S | MOTOR | MK1100048-S | 3000014 | ABB | ABB | MK1100048-S | [18 empty] | MOTOR | NO MODIFIER | TYPE |  | POWER RATING |  | SPEED RATING |  | CONSTRUCTION MATERIAL |  | ENCLOSURE |  | MOUNTING TYPE |  | SERVICE FACTOR |  | HAZARD CLASS |  | CERTIFICATION/STANDARD |  | ADDITIONAL FEATURES EN
STP_009 | Data Enrichment | rym |  | 2023-06-27 |  |  | 1324342 | 1324342 | MOTOR;ABB,SLH80-4B | MOTOR;MNFR:ABB,PTNO:SLH80-4B | MOTOR | SLH80-4B | 3000014 | ABB | ABB | SLH80-4B | [18 empty] | MOTOR | NO MODIFIER | TYPE |  | POWER RATING |  | SPEED RATING |  | CONSTRUCTION MATERIAL |  | ENCLOSURE |  | MOUNTING TYPE |  | SERVICE FACTOR |  | HAZARD CLASS |  | CERTIFICATION/STANDARD |  | ADDITIONAL FEATURES EN
STP_009 | Data Enrichment | rym |  | 2023-06-27 |  |  | 1248486 | 1248486 | MOTOR;CUM,3957592 | MOTOR;MNFR:CUMMINS,PTNO:3957592 | MOTOR | 3957592 | 3000018 | CUMMINS | CUMMINS | 3957592 | [18 empty] | MOTOR | NO MODIFIER | TYPE |  | POWER RATING |  | SPEED RATING |  | CONSTRUCTION MATERIAL |  | ENCLOSURE |  | MOUNTING TYPE |  | SERVICE FACTOR |  | HAZARD CLASS |  | CERTIFICATION/STANDARD |  | ADDITIONAL FEATURES EN
STP_009 | Data Enrichment | rym |  | 2023-06-27 |  |  | 1333621 | 1333621 | MOTOR;DIEC,BEQ0235 | MOTOR;MNFR:DIECI,PTNO:BEQ0235,ADDITIONAL FEATURES EN:WIPER | MOTOR,01)WIPER | BEQ0235 | 3000511 | DIECI | DIECI | BEQ0235 | [18 empty] | MOTOR | NO MODIFIER | TYPE |  | POWER RATING |  | SPEED RATING |  | CONSTRUCTION MATERIAL |  | ENCLOSURE |  | MOUNTING TYPE |  | SERVICE FACTOR |  | HAZARD CLASS |  | CERTIFICATION/STANDARD |  | ADDITIONAL FEATURES EN | WIPER
STP_009 | Data Enrichment | SFU |  | 2023-06-27 |  |  | 1276035 | 1276035 | MOTOR;DRVT,IFI26840 | MOTOR;MNFR:DRIVETRAIN,PTNO:IFI26840 | 01)DRIVETRAIN,01)IFI26840,MOTOR | IFI26840 | 3000461 | DRIVETRAIN | DRIVETRAIN | IFI26840 | [18 empty] | MOTOR | NO MODIFIER | TYPE |  | POWER RATING |  | SPEED RATING |  | CONSTRUCTION MATERIAL |  | ENCLOSURE |  | MOUNTING TYPE |  | SERVICE FACTOR |  | HAZARD CLASS |  | CERTIFICATION/STANDARD |  | ADDITIONAL FEATURES EN
STP_009 | Data Enrichment | rym |  | 2023-06-27 |  |  | 1273039 | 1273039 | MOTOR;HINO,S871041090,BLOWR | MOTOR;MNFR:HINO MOTORS,PTNO:S871041090,ADDITIONAL FEATURES EN:BLOWER | 01)HONEYCOMBES SALES & SERVI,01)S871041090,MOTOR,01)BLOWER | S871041090 | 3000513 | HINO MOTORS | HINO MOTORS | S871041090 | [18 empty] | MOTOR | NO MODIFIER | TYPE |  | POWER RATING |  | SPEED RATING |  | CONSTRUCTION MATERIAL |  | ENCLOSURE |  | MOUNTING TYPE |  | SERVICE FACTOR |  | HAZARD CLASS |  | CERTIFICATION/STANDARD |  | ADDITIONAL FEATURES EN | BLOWER
STP_009 | Data Enrichment | rym |  | 2023-06-27 |  |  | 1243579 | 1243579 | MOTOR;HYS,1493344,WIPER,TOP | MOTOR;MNFR:HYSTER,PTNO:1493344,ADDITIONAL FEATURES EN:WIPER,TOP | 01)H16.00XM-6,MOTOR,01)WIPER,TOP,01)ESSUIE-GLACE,SUPERIEUR | 1493344 | 3000023 | HYSTER | HYSTER | 1493344 | [18 empty] | MOTOR | NO MODIFIER | TYPE |  | POWER RATING |  | SPEED RATING |  | CONSTRUCTION MATERIAL |  | ENCLOSURE |  | MOUNTING TYPE |  | SERVICE FACTOR |  | HAZARD CLASS |  | CERTIFICATION/STANDARD |  | ADDITIONAL FEATURES EN | WIPER,TOP
STP_009 | Data Enrichment | rym |  | 2023-06-27 |  |  | 1216422 | 1216422 | MOTOR;MAN,748014,START | MOTOR;MNFR:MANITOU,PTNO:748014,ADDITIONAL FEATURES EN:STARTER | 01)JUNGHEINRICH AUSTRALIA PT,01)748014,MOTOR,01)STARTER | 748014 | 3000007 | MANITOU | MANITOU | 748014 | [18 empty] | MOTOR | NO MODIFIER | TYPE |  | POWER RATING |  | SPEED RATING |  | CONSTRUCTION MATERIAL |  | ENCLOSURE |  | MOUNTING TYPE |  | SERVICE FACTOR |  | HAZARD CLASS |  | CERTIFICATION/STANDARD |  | ADDITIONAL FEATURES EN | STARTER
STP_009 | Data Enrichment | rym |  | 2023-06-27 |  |  | 1332933 | 1332933 | MOTOR;SEW,DRN80M4/FG/TF,.75KW,4P,FLANGE | MOTOR;MNFR:SEW EURODRIVE,PTNO:DRN80M4/FG/TF,ADDITIONAL FEATURES EN:.75KW,4P,FLANGE MNT | 01)QUICKPRO ELECTRICAL PTY L,01)DRN80M4/FG/TF,MOTOR,01).75KW,4P,FLANGE MNT | DRN80M4/FG/TF | 3000442 | SEW EURODRIVE | SEW EURODRIVE | DRN80M4/FG/TF | [18 empty] | MOTOR | NO MODIFIER | TYPE |  | POWER RATING |  | SPEED RATING |  | CONSTRUCTION MATERIAL |  | ENCLOSURE |  | MOUNTING TYPE |  | SERVICE FACTOR |  | HAZARD CLASS |  | CERTIFICATION/STANDARD |  | ADDITIONAL FEATURES EN | .75KW,4P,FLANGE MNT
STP_009 | Data Enrichment | rym |  | 2023-06-27 |  |  | 1214950 | 1214950 | MOTOR;SEW,DRN90L4/BE2/FG,1.5 KW 3 PH AC | MOTOR;MNFR:SEW EURODRIVE,PTNO:DRN90L4/BE2/FG,ADDITIONAL FEATURES EN:1.5 KW 3 PH AC SL CHUTE PLUG | 01)SEW EURODRIVE PTY LTD,01)DRN90L4/BE2/FG,MOTOR,01)1.5 KW 3 PH AC SL CHUTE PLU | DRN90L4/BE2/FG | 3000442 | SEW EURODRIVE | SEW EURODRIVE | DRN90L4/BE2/FG | [18 empty] | MOTOR | NO MODIFIER | TYPE |  | POWER RATING |  | SPEED RATING |  | CONSTRUCTION MATERIAL |  | ENCLOSURE |  | MOUNTING TYPE |  | SERVICE FACTOR |  | HAZARD CLASS |  | CERTIFICATION/STANDARD |  | ADDITIONAL FEATURES EN | 1.5 KW 3 PH AC SL CHUTE PLUG
STP_009 | Data Enrichment | rym |  | 2023-06-27 |  |  | 1258359 | 1258359 | MOTOR;SIE,109351337 | MOTOR;MNFR:SIEMENS,PTNO:109351337 | MOTOR | 109351337 | 3000032 | SIEMENS | SIEMENS | 109351337 | [18 empty] | MOTOR | NO MODIFIER | TYPE |  | POWER RATING |  | SPEED RATING |  | CONSTRUCTION MATERIAL |  | ENCLOSURE |  | MOUNTING TYPE |  | SERVICE FACTOR |  | HAZARD CLASS |  | CERTIFICATION/STANDARD |  | ADDITIONAL FEATURES EN
STP_009 | Data Enrichment | rym |  | 2023-06-27 |  |  | 1321708 | 1321708 | MOTOR;SIE,1GB.224-OAG20 | MOTOR;MNFR:SIEMENS,PTNO:1GB.224-OAG20 | MOTOR | 1GB.224-OAG20 | 3000032 | SIEMENS | SIEMENS | 1GB.224-OAG20 | [18 empty] | MOTOR | NO MODIFIER | TYPE |  | POWER RATING |  | SPEED RATING |  | CONSTRUCTION MATERIAL |  | ENCLOSURE |  | MOUNTING TYPE |  | SERVICE FACTOR |  | HAZARD CLASS |  | CERTIFICATION/STANDARD |  | ADDITIONAL FEATURES EN
STP_009 | Data Enrichment | rym |  | 2023-06-27 |  |  | 1321709 | 1321709 | MOTOR;SIE,1GF2-204-5LJ2G-2 | MOTOR;MNFR:SIEMENS,PTNO:1GF2-204-5LJ2G-2 | MOTOR | 1GF2-204-5LJ2G-2 | 3000032 | SIEMENS | SIEMENS | 1GF2-204-5LJ2G-2 | [18 empty] | MOTOR | NO MODIFIER | TYPE |  | POWER RATING |  | SPEED RATING |  | CONSTRUCTION MATERIAL |  | ENCLOSURE |  | MOUNTING TYPE |  | SERVICE FACTOR |  | HAZARD CLASS |  | CERTIFICATION/STANDARD |  | ADDITIONAL FEATURES EN
STP_009 | Data Enrichment | rym |  | 2023-06-27 |  |  | 1324804 | 1324804 | MOTOR;SIE,1LE10011CA190JB4-Z | MOTOR;MNFR:SIEMENS,PTNO:1LE10011CA190JB4-Z | MOTOR | 1LE10011CA190JB4-Z | 3000032 | SIEMENS | SIEMENS | 1LE10011CA190JB4-Z | [18 empty] | MOTOR | NO MODIFIER | TYPE |  | POWER RATING |  | SPEED RATING |  | CONSTRUCTION MATERIAL |  | ENCLOSURE |  | MOUNTING TYPE |  | SERVICE FACTOR |  | HAZARD CLASS |  | CERTIFICATION/STANDARD |  | ADDITIONAL FEATURES EN
STP_009 | Data Enrichment | rym |  | 2023-06-27 |  |  | 1322554 | 1322554 | MOTOR;SIE,1LE10031CB090AA4-Z | MOTOR;MNFR:SIEMENS,PTNO:1LE10031CB090AA4-Z | MOTOR | 1LE10031CB090AA4-Z | 3000032 | SIEMENS | SIEMENS | 1LE10031CB090AA4-Z | [18 empty] | MOTOR | NO MODIFIER | TYPE |  | POWER RATING |  | SPEED RATING |  | CONSTRUCTION MATERIAL |  | ENCLOSURE |  | MOUNTING TYPE |  | SERVICE FACTOR |  | HAZARD CLASS |  | CERTIFICATION/STANDARD |  | ADDITIONAL FEATURES EN
STP_009 | Data Enrichment | rym |  | 2023-06-27 |  |  | 1248569 | 1248569 | MOTOR;SIE,1LE23212AA104AA3 | MOTOR;MNFR:SIEMENS,PTNO:1LE23212AA104AA3 | MOTOR | 1LE23212AA104AA3 | 3000032 | SIEMENS | SIEMENS | 1LE23212AA104AA3 | [18 empty] | MOTOR | NO MODIFIER | TYPE |  | POWER RATING |  | SPEED RATING |  | CONSTRUCTION MATERIAL |  | ENCLOSURE |  | MOUNTING TYPE |  | SERVICE FACTOR |  | HAZARD CLASS |  | CERTIFICATION/STANDARD |  | ADDITIONAL FEATURES EN
STP_009 | Data Enrichment | rym |  | 2023-06-27 |  |  | 1324333 | 1324333 | MOTOR;SIE,ANGA-112MB-04C | MOTOR;MNFR:SIEMENS,PTNO:ANGA-112MB-04C | MOTOR | ANGA-112MB-04C | 3000032 | SIEMENS | SIEMENS | ANGA-112MB-04C | [18 empty] | MOTOR | NO MODIFIER | TYPE |  | POWER RATING |  | SPEED RATING |  | CONSTRUCTION MATERIAL |  | ENCLOSURE |  | MOUNTING TYPE |  | SERVICE FACTOR |  | HAZARD CLASS |  | CERTIFICATION/STANDARD |  | ADDITIONAL FEATURES EN
STP_009 | Data Enrichment | rym |  | 2023-06-27 |  |  | 1248527 | 1248527 | MOTOR;SIE,NMA:A5E00231173 | MOTOR;MNFR:SIEMENS,PTNO:NMA:A5E00231173 | MOTOR | NMA:A5E00231173 | 3000032 | SIEMENS | SIEMENS | NMA:A5E00231173 | [18 empty] | MOTOR | NO MODIFIER | TYPE |  | POWER RATING |  | SPEED RATING |  | CONSTRUCTION MATERIAL |  | ENCLOSURE |  | MOUNTING TYPE |  | SERVICE FACTOR |  | HAZARD CLASS |  | CERTIFICATION/STANDARD |  | ADDITIONAL FEATURES EN
STP_009 | Data Enrichment | rym |  | 2023-06-27 |  |  | 1276439 | 1276439 | MOTOR;TECO,013/0005DD6S-IM3001-MIM,440V | MOTOR;MNFR:TECO,PTNO:013/0005DD6S-IM3001-MIM,ADDITIONAL FEATURES EN:440V,5.5KW,6P,132M,FLANGE, MAX E3,3 PHASE,INDUCTION | 01)TECO AUSTRALIA PTY LTD,01)013/0005DD6S-IM3001-MIM,MOTOR,01)440V,5.5KW,6P,132M,FLANGE,02)3 PHASE,INDUCTION | 013/0005DD6S-IM3001-MIM | 3000444 | TECO | TECO | 013/0005DD6S-IM3001-MIM | [18 empty] | MOTOR | NO MODIFIER | TYPE |  | POWER RATING |  | SPEED RATING |  | CONSTRUCTION MATERIAL |  | ENCLOSURE |  | MOUNTING TYPE |  | SERVICE FACTOR |  | HAZARD CLASS |  | CERTIFICATION/STANDARD |  | ADDITIONAL FEATURES EN | 440V,5.5KW,6P,132M,FLANGE,MAX E3,3 PHASE,INDUCTION
STP_009 | Data Enrichment | rym |  | 2023-06-27 |  |  | 1269761 | 1269761 | MOTOR;TECO,BI10922,023/0003DF4S FT/FLG | MOTOR;MNFR:TECO,PTNO:BI10922,ADDITIONAL FEATURES EN:023/0003DF4S FT/FLG | 01)ISADRAULICS,01)BI10922,MOTOR,01)023/0003DF4S FT/FLG | BI10922 | 3000444 | TECO | TECO | BI10922 | [18 empty] | MOTOR | NO MODIFIER | TYPE |  | POWER RATING |  | SPEED RATING |  | CONSTRUCTION MATERIAL |  | ENCLOSURE |  | MOUNTING TYPE |  | SERVICE FACTOR |  | HAZARD CLASS |  | CERTIFICATION/STANDARD |  | ADDITIONAL FEATURES EN | 023/0003DF4S FT/FLG
STP_009 | Data Enrichment | rym |  | 2023-06-27 |  |  | 1217743 | 1217743 | MOTOR;TECO,EBSEM-11SE8TE3-B3Q66T,11KW,8P | MOTOR;MNFR:TECO,PTNO:EBSEM-11SE8TE3-B3Q66T,ADDITIONAL FEATURES EN:11KW,8P,B3,TEFC,TECO/MAXE3 | 01)EBS-RAY PUMPS PTY LTD,01)EBSEM-11SE8TE3-B3Q66T,MOTOR,01)11KW,8P,B3,TEFC,TECO/MAXE3 | EBSEM-11SE8TE3-B3Q66T | 3000444 | TECO | TECO | EBSEM-11SE8TE3-B3Q66T | [18 empty] | MOTOR | NO MODIFIER | TYPE |  | POWER RATING |  | SPEED RATING |  | CONSTRUCTION MATERIAL |  | ENCLOSURE |  | MOUNTING TYPE |  | SERVICE FACTOR |  | HAZARD CLASS |  | CERTIFICATION/STANDARD |  | ADDITIONAL FEATURES EN | 11KW,8P,B3,TEFC,TECO/MAXE3
STP_009 | Data Enrichment | rym |  | 2023-06-27 |  |  | 1217744 | 1217744 | MOTOR;TECO,EBSEM-4SE4TE3-B5Q66,4KW,4P,B5 | MOTOR;MNFR:TECO,PTNO:EBSEM-4SE4TE3-B5Q66,ADDITIONAL FEATURES EN:4KW,4P,B5,TEFC,TECO/MAXE3 380-415/3/50,D112M-28,TEFC,IP66 | 01)EBS-RAY PUMPS PTY LTD,01)EBSEM-4SE4TE3-B5Q66,MOTOR,01)4KW,4P,B5,TEFC,TECO/MAXE3 3 | EBSEM-4SE4TE3-B5Q66 | 3000444 | TECO | TECO | EBSEM-4SE4TE3-B5Q66 | [18 empty] | MOTOR | NO MODIFIER | TYPE |  | POWER RATING |  | SPEED RATING |  | CONSTRUCTION MATERIAL |  | ENCLOSURE |  | MOUNTING TYPE |  | SERVICE FACTOR |  | HAZARD CLASS |  | CERTIFICATION/STANDARD |  | ADDITIONAL FEATURES EN | 4KW,4P,B5,TEFC,TECO/MAXE3 380-415/3/50,D112M-28,TEFC,IP66
STP_009 | Data Enrichment | rym |  | 2023-06-27 |  |  | 1217745 | 1217745 | MOTOR;TECO,EBSEM-4SE6TE3-B3Q66,4KW,6P,B3 | MOTOR;MNFR:TECO,PTNO:EBSEM-4SE6TE3-B3Q66,ADDITIONAL FEATURES EN:4KW,6P,B3,TEFC,TECO/MAXE3 380-415/3/50,D132M-38,TEFC,IP66 | 01)EBS-RAY PUMPS PTY LTD,01)EBSEM-4SE6TE3-B3Q66,MOTOR,01)4KW,6P,B3,TEFC,TECO/MAXE3 3 | EBSEM-4SE6TE3-B3Q66 | 3000444 | TECO | TECO | EBSEM-4SE6TE3-B3Q66 | [18 empty] | MOTOR | NO MODIFIER | TYPE |  | POWER RATING |  | SPEED RATING |  | CONSTRUCTION MATERIAL |  | ENCLOSURE |  | MOUNTING TYPE |  | SERVICE FACTOR |  | HAZARD CLASS |  | CERTIFICATION/STANDARD |  | ADDITIONAL FEATURES EN | 4KW,6P,B3,TEFC,TECO/MAXE3 380-415/3/50,D132M-38,TEFC,IP66
STP_009 | Data Enrichment | rym |  | 2023-06-27 |  |  | 1274208 | 1274208 | MOTOR;TECO,EBSEM-5.5SE8TE3-B3Q66,4KW,8P | MOTOR;MNFR:TECO,PTNO:EBSEM-5.5SE8TE3-B3Q66Â ,ADDITIONAL FEATURES EN:4KW,8P,B3,TEFC,TECO/MAXE3 380-415/3/50,D160M-42,TEFC,IP66 | 01)EBS-RAY PUMPS PTY LTD,01)EBSEM-5.5SE8TE3-B3Q66 ,MOTOR,01)4KW,8P,B3,TEFC,TECO/MAXE3 3 | EBSEM-5.5SE8TE3-B3Q66Â | 3000444 | TECO | TECO | EBSEM-5.5SE8TE3-B3Q66Â | [18 empty] | MOTOR | NO MODIFIER | TYPE |  | POWER RATING |  | SPEED RATING |  | CONSTRUCTION MATERIAL |  | ENCLOSURE |  | MOUNTING TYPE |  | SERVICE FACTOR |  | HAZARD CLASS |  | CERTIFICATION/STANDARD |  | ADDITIONAL FEATURES EN | 4KW,8P,B3,TEFC,TECO/MAXE3 380-415/3/50,D160M-42,TEFC,IP66
STP_009 | Data Enrichment | rym |  | 2023-06-27 |  |  | 1217746 | 1217746 | MOTOR;TECO,EBSEM-7.5SE4TE3-B5Q66T,7.5KW | MOTOR;MNFR:TECO,PTNO:EBSEM-7.5SE4TE3-B5Q66T,ADDITIONAL FEATURES EN:7.5KW,4P,B5,TEFC,TECO/MAXE3 380-415/3/50,D132M-38,TEFC,IP66 | 01)EBS-RAY PUMPS PTY LTD,01)EBSEM-7.5SE4TE3-B5Q66T,MOTOR,01)7.5KW,4P,B5,TEFC,TECO/MAXE3 | EBSEM-7.5SE4TE3-B5Q66T | 3000444 | TECO | TECO | EBSEM-7.5SE4TE3-B5Q66T | [18 empty] | MOTOR | NO MODIFIER | TYPE |  | POWER RATING |  | SPEED RATING |  | CONSTRUCTION MATERIAL |  | ENCLOSURE |  | MOUNTING TYPE |  | SERVICE FACTOR |  | HAZARD CLASS |  | CERTIFICATION/STANDARD |  | ADDITIONAL FEATURES EN | 7.5KW,4P,B5,TEFC,TECO/MAXE3 380-415/3/50,D132M-38,TEFC,IP66
STP_009 | Data Enrichment | rym |  | 2023-06-27 |  |  | 1217845 | 1217845 | MOTOR;TECO,TEFC IC0411,TECO 12/0.75F4S. | MOTOR;MNFR:TECO,PTNO:TEFC IC0411,ADDITIONAL FEATURES EN:TECO 12/0.75F4S. 1000V / 3PH / 50HZ. | 01)CNW (MOUNT ISA) ELECT WHO,01)TEFC IC0411,MOTOR,01)TECO 12/0.75F4S. 1000V / 3P | TEFC IC0411 | 3000444 | TECO | TECO | TEFC IC0411 | [18 empty] | MOTOR | NO MODIFIER | TYPE |  | POWER RATING |  | SPEED RATING |  | CONSTRUCTION MATERIAL |  | ENCLOSURE |  | MOUNTING TYPE |  | SERVICE FACTOR |  | HAZARD CLASS |  | CERTIFICATION/STANDARD |  | ADDITIONAL FEATURES EN | TECO 12/0.75F4S. 1000V / 3PH / 50HZ.
STP_009 | Data Enrichment | rym |  | 2023-06-27 |  |  | 1269359 | 1269359 | MOTOR;TECO,TEO003/0007D4S,7.5 KW,4P,IP66 | MOTOR;MNFR:TECO,PTNO:TEO003/0007D4S,ADDITIONAL FEATURES EN:7.5 KW,4P,IP66,D132M,FT,415V | 01)REXEL AUSTRALIA,01)TEO003/0007D4S,MOTOR,01)7.5 KW,4P,IP66,D132M,FT,415 | TEO003/0007D4S | 3000444 | TECO | TECO | TEO003/0007D4S | [18 empty] | MOTOR | NO MODIFIER | TYPE |  | POWER RATING |  | SPEED RATING |  | CONSTRUCTION MATERIAL |  | ENCLOSURE |  | MOUNTING TYPE |  | SERVICE FACTOR |  | HAZARD CLASS |  | CERTIFICATION/STANDARD |  | ADDITIONAL FEATURES EN | 7.5 KW,4P,IP66,D132M,FT,415V
STP_009 | Data Enrichment | rym |  | 2023-06-27 |  |  | 1269644 | 1269644 | MOTOR;WEG,11KW 4P B3,FT MOUNT,D160M-42 | MOTOR;MNFR:WEG,PTNO:11KW 4P B3,ADDITIONAL FEATURES EN:FT MOUNT,D160M-42 IE3 IP66 W22M MINE SPEC | 01)QUICKPRO ELECTRICAL PTY L,01)WEG 11KW 4P B3,MOTOR,01)FT MOUNT,D160M-42 IE3 IP66 | 11KW 4P B3 | 3000040 | WEG | WEG | 11KW 4P B3 | [18 empty] | MOTOR | NO MODIFIER | TYPE |  | POWER RATING |  | SPEED RATING |  | CONSTRUCTION MATERIAL |  | ENCLOSURE |  | MOUNTING TYPE |  | SERVICE FACTOR |  | HAZARD CLASS |  | CERTIFICATION/STANDARD |  | ADDITIONAL FEATURES EN | FT MOUNT,D160M-42 IE3 IP66 W22M MINE SPEC
STP_009 | Data Enrichment | rym |  | 2023-06-27 |  |  | 1220329 | 1220329 | MOTOR;WEG,2.2KW 6P B3,D112M-28 FT MOUNT | MOTOR;MNFR:WEG,PTNO:2.2KW 6P B3,ADDITIONAL FEATURES EN:D112M-28 FT MOUNT,IE3 IP66 W22M,MINE SPEC | 01)QUICKPRO ELECTRICAL PTY L,01)WEG 2.2KW 6P B3,MOTOR,01)D112M-28 FT MOUNT,IE3 IP66 | 2.2KW 6P B3 | 3000040 | WEG | WEG | 2.2KW 6P B3 | [18 empty] | MOTOR | NO MODIFIER | TYPE |  | POWER RATING |  | SPEED RATING |  | CONSTRUCTION MATERIAL |  | ENCLOSURE |  | MOUNTING TYPE |  | SERVICE FACTOR |  | HAZARD CLASS |  | CERTIFICATION/STANDARD |  | ADDITIONAL FEATURES EN | D112M-28 FT MOUNT,IE3 IP66 W22M,MINE SPEC
STP_009 | Data Enrichment | rym |  | 2023-06-27 |  |  | 1274124 | 1274124 | MOTOR;WEI,C261B2-D200LE02 | MOTOR;MNFR:WEIR,PTNO:C261B2-D200LE02, | MOTOR | C261B2-D200LE02 | 3000036 | WEIR | WEIR | C261B2-D200LE02, | [18 empty] | MOTOR | NO MODIFIER | TYPE |  | POWER RATING |  | SPEED RATING |  | CONSTRUCTION MATERIAL |  | ENCLOSURE |  | MOUNTING TYPE |  | SERVICE FACTOR |  | HAZARD CLASS |  | CERTIFICATION/STANDARD |  | ADDITIONAL FEATURES EN
STP_009 | Data Enrichment | rym |  | 2023-06-27 |  |  | 1274156 | 1274156 | MOTOR;WEI,C262B2E62 | MOTOR;MNFR:WEIR,PTNO:C262B2E62, | MOTOR | C262B2E62 | 3000036 | WEIR | WEIR | C262B2E62, | [18 empty] | MOTOR | NO MODIFIER | TYPE |  | POWER RATING |  | SPEED RATING |  | CONSTRUCTION MATERIAL |  | ENCLOSURE |  | MOUNTING TYPE |  | SERVICE FACTOR |  | HAZARD CLASS |  | CERTIFICATION/STANDARD |  | ADDITIONAL FEATURES EN
STP_009 | Data Enrichment | SFU |  | 2023-06-27 |  |  | 1220135 | 1220135 | MOUNT;AB,A-B856TB24P10C,PRE-ASSMBLED 24V | MOUNT;MNFR:ALLEN BRADLEY,PTNO:A-B856TB24P10C,ADDITIONAL FEATURES EN:PRE-ASSMBLED 24V AC/DC | 01)CNW (MOUNT ISA) ELECT WHO,01)A-B856TB24P10C,MOUNT,01)PRE-ASSMBLED 24V AC/DC | A-B856TB24P10C | 3000226 | ALLEN BRADLEY | ALLEN BRADLEY | A-B856TB24P10C | [18 empty] | MOUNT | NO MODIFIER | TYPE |  | OVERALL SIZE |  | MATERIAL |  | NUMBER OF HOLES/SLOTS |  | HOLE/SLOT SIZE |  | HAZARD CLASS |  | CERTIFICATION/STANDARD |  | ADDITIONAL FEATURES EN | PRE-ASSMBLED 24V AC/DC
STP_009 | Data Enrichment | SFU |  | 2023-06-27 |  |  | 1335485 | 1335485 | MOUNT;ABB,3ADT786226R0001 | MOUNT;MNFR:ABB,PTNO:3ADT786226R0001 | MOUNT | 3ADT786226R0001 | 3000014 | ABB | ABB | 3ADT786226R0001 | [18 empty] | MOUNT | NO MODIFIER | TYPE |  | OVERALL SIZE |  | MATERIAL |  | NUMBER OF HOLES/SLOTS |  | HOLE/SLOT SIZE |  | HAZARD CLASS |  | CERTIFICATION/STANDARD |  | ADDITIONAL FEATURES EN
STP_009 | Data Enrichment | SFU |  | 2023-06-27 |  |  | 1330709 | 1330709 | MOUNT;ABB,ACS880-01-0169A-3 | MOUNT;MNFR:ABB,PTNO:ACS880-01-0169A-3 | MOUNT | ACS880-01-0169A-3 | 3000014 | ABB | ABB | ACS880-01-0169A-3 | [18 empty] | MOUNT | NO MODIFIER | TYPE |  | OVERALL SIZE |  | MATERIAL |  | NUMBER OF HOLES/SLOTS |  | HOLE/SLOT SIZE |  | HAZARD CLASS |  | CERTIFICATION/STANDARD |  | ADDITIONAL FEATURES EN
STP_009 | Data Enrichment | SFU |  | 2023-06-27 |  |  | 1267795 | 1267795 | MOUNT;CROU,LMB-FL40-PC,FLOODLIGHT,BLT ON | MOUNT;MNFR:CROUSEHINDS COMPANY,PTNO:LMB-FL40-PC,ADDITIONAL FEATURES EN:FLOODLIGHT,BLT ON | 01)CNW (MOUNT ISA) ELECT WHO,01)CROLMB-FL40-PC,MOUNT,01)FLOODLIGHT,BLT ON | LMB-FL40-PC | 3000260 | CROUSEHINDS COMPANY | CROUSEHINDS COMPANY | LMB-FL40-PC | [18 empty] | MOUNT | NO MODIFIER | TYPE |  | OVERALL SIZE |  | MATERIAL |  | NUMBER OF HOLES/SLOTS |  | HOLE/SLOT SIZE |  | HAZARD CLASS |  | CERTIFICATION/STANDARD |  | ADDITIONAL FEATURES EN | FLOODLIGHT,BLT ON
STP_009 | Data Enrichment | SFU |  | 2023-06-27 |  |  | 1267796 | 1267796 | MOUNT;CROU,LMB-FR240-PC,CLAMP ON,2 FT | MOUNT;MNFR:CROUSEHINDS COMPANY,PTNO:LMB-FR240-PC,ADDITIONAL FEATURES EN:CLAMP ON,2 FT FLUORESCENT | 01)CNW (MOUNT ISA) ELECT WHO,01)CROLMB-FR240-PC,MOUNT,01)CLAMP ON,2 FT FLUORESCENT | LMB-FR240-PC | 3000260 | CROUSEHINDS COMPANY | CROUSEHINDS COMPANY | LMB-FR240-PC | [18 empty] | MOUNT | NO MODIFIER | TYPE |  | OVERALL SIZE |  | MATERIAL |  | NUMBER OF HOLES/SLOTS |  | HOLE/SLOT SIZE |  | HAZARD CLASS |  | CERTIFICATION/STANDARD |  | ADDITIONAL FEATURES EN | CLAMP ON,2 FT FLUORESCENT
STP_009 | Data Enrichment | SFU |  | 2023-06-27 |  |  | 1267797 | 1267797 | MOUNT;CROU,LMB-FR440-PC,CLAMP ON,4 FT | MOUNT;MNFR:CROUSEHINDS COMPANY,PTNO:LMB-FR440-PC,ADDITIONAL FEATURES EN:CLAMP ON,4 FT FLUORESCENT | 01)CNW (MOUNT ISA) ELECT WHO,01)CROLMB-FR440-PC,MOUNT,01)CLAMP ON,4 FT FLUORESCENT | LMB-FR440-PC | 3000260 | CROUSEHINDS COMPANY | CROUSEHINDS COMPANY | LMB-FR440-PC | [18 empty] | MOUNT | NO MODIFIER | TYPE |  | OVERALL SIZE |  | MATERIAL |  | NUMBER OF HOLES/SLOTS |  | HOLE/SLOT SIZE |  | HAZARD CLASS |  | CERTIFICATION/STANDARD |  | ADDITIONAL FEATURES EN | CLAMP ON,4 FT FLUORESCENT
STP_009 | Data Enrichment | SFU |  | 2023-06-27 |  |  | 1267798 | 1267798 | MOUNT;CROU,LMB-FRT40-PC,CROSS ARM,3 FT | MOUNT;MNFR:CROUSEHINDS COMPANY,PTNO:LMB-FRT40-PC,ADDITIONAL FEATURES EN:CROSS ARM,3 FT FLUORESCENT | 01)CNW (MOUNT ISA) ELECT WHO,01)CROLMB-FRT40-PC,MOUNT,01)CROSS ARM,3 FT FLUORESCENT | LMB-FRT40-PC | 3000260 | CROUSEHINDS COMPANY | CROUSEHINDS COMPANY | LMB-FRT40-PC | [18 empty] | MOUNT | NO MODIFIER | TYPE |  | OVERALL SIZE |  | MATERIAL |  | NUMBER OF HOLES/SLOTS |  | HOLE/SLOT SIZE |  | HAZARD CLASS |  | CERTIFICATION/STANDARD |  | ADDITIONAL FEATURES EN | CROSS ARM,3 FT FLUORESCENT
STP_009 | Data Enrichment | SFU |  | 2023-06-27 |  |  | 1267799 | 1267799 | MOUNT;CROU,LMB-WP40-PC,VRTCL,MULT,BLT ON | MOUNT;MNFR:CROUSEHINDS COMPANY,PTNO:LMB-WP40-PC,ADDITIONAL FEATURES EN:VERTICAL,MULTI,BLT ON | 01)CNW (MOUNT ISA) ELECT WHO,01)CROLMB-WP40-PC,MOUNT,01)VERTICAL,MULTI,BLT ON | LMB-WP40-PC | 3000260 | CROUSEHINDS COMPANY | CROUSEHINDS COMPANY | LMB-WP40-PC | [18 empty] | MOUNT | NO MODIFIER | TYPE |  | OVERALL SIZE |  | MATERIAL |  | NUMBER OF HOLES/SLOTS |  | HOLE/SLOT SIZE |  | HAZARD CLASS |  | CERTIFICATION/STANDARD |  | ADDITIONAL FEATURES EN | VERTICAL,MULTI,BLT ON
STP_009 | Data Enrichment | SFU |  | 2023-06-27 |  |  | 1213191 | 1213191 | MOUNT;DRVT,IFI12213,LNK,LH | MOUNT;MNFR:DRIVETRAIN,PTNO:IFI12213,ADDITIONAL FEATURES EN:LINK,LH | 01)DRIVETRAIN AUSTRALIA,01)IFI12213,MOUNT,01)LINK,LH | IFI12213 | 3000461 | DRIVETRAIN | DRIVETRAIN | IFI12213 | [18 empty] | MOUNT | NO MODIFIER | TYPE |  | OVERALL SIZE |  | MATERIAL |  | NUMBER OF HOLES/SLOTS |  | HOLE/SLOT SIZE |  | HAZARD CLASS |  | CERTIFICATION/STANDARD |  | ADDITIONAL FEATURES EN | LINK,LH
STP_009 | Data Enrichment | SFU |  | 2023-06-27 |  |  | 1213192 | 1213192 | MOUNT;DRVT,IFI12214,LNK,RH | MOUNT;MNFR:DRIVETRAIN,PTNO:IFI12214,ADDITIONAL FEATURES EN:LINK,RH | 01)DRIVETRAIN AUSTRALIA,01)IFI12214,MOUNT,01)LINK,RH | IFI12214 | 3000461 | DRIVETRAIN | DRIVETRAIN | IFI12214 | [18 empty] | MOUNT | NO MODIFIER | TYPE |  | OVERALL SIZE |  | MATERIAL |  | NUMBER OF HOLES/SLOTS |  | HOLE/SLOT SIZE |  | HAZARD CLASS |  | CERTIFICATION/STANDARD |  | ADDITIONAL FEATURES EN | LINK,RH
STP_009 | Data Enrichment | SFU |  | 2023-06-27 |  |  | 1213201 | 1213201 | MOUNT;DRVT,IFI12975,ENGN,LHF | MOUNT;MNFR:DRIVETRAIN,PTNO:IFI12975,ADDITIONAL FEATURES EN:ENGINE,LHF | 01)DRIVETRAIN AUSTRALIA,01)IFI12975,MOUNT,01)ENGINE,LHF | IFI12975 | 3000461 | DRIVETRAIN | DRIVETRAIN | IFI12975 | [18 empty] | MOUNT | NO MODIFIER | TYPE |  | OVERALL SIZE |  | MATERIAL |  | NUMBER OF HOLES/SLOTS |  | HOLE/SLOT SIZE |  | HAZARD CLASS |  | CERTIFICATION/STANDARD |  | ADDITIONAL FEATURES EN | ENGINE,LHF
STP_009 | Data Enrichment | SFU |  | 2023-06-27 |  |  | 1213202 | 1213202 | MOUNT;DRVT,IFI12976,ENGN,RHF | MOUNT;MNFR:DRIVETRAIN,PTNO:IFI12976,ADDITIONAL FEATURES EN:ENGINE,RHF | 01)DRIVETRAIN AUSTRALIA,01)IFI12976,MOUNT,01)ENGINE,RHF | IFI12976 | 3000461 | DRIVETRAIN | DRIVETRAIN | IFI12976 | [18 empty] | MOUNT | NO MODIFIER | TYPE |  | OVERALL SIZE |  | MATERIAL |  | NUMBER OF HOLES/SLOTS |  | HOLE/SLOT SIZE |  | HAZARD CLASS |  | CERTIFICATION/STANDARD |  | ADDITIONAL FEATURES EN | ENGINE,RHF
STP_009 | Data Enrichment | SFU |  | 2023-06-27 |  |  | 1213203 | 1213203 | MOUNT;DRVT,IFI12978,XMSN,LH | MOUNT;MNFR:DRIVETRAIN,PTNO:IFI12978,ADDITIONAL FEATURES EN:TRANSMISSION,LH | 01)DRIVETRAIN AUSTRALIA,01)IFI12978,MOUNT,01)TRANSMISSION,LH | IFI12978 | 3000461 | DRIVETRAIN | DRIVETRAIN | IFI12978 | [18 empty] | MOUNT | NO MODIFIER | TYPE |  | OVERALL SIZE |  | MATERIAL |  | NUMBER OF HOLES/SLOTS |  | HOLE/SLOT SIZE |  | HAZARD CLASS |  | CERTIFICATION/STANDARD |  | ADDITIONAL FEATURES EN | TRANSMISSION,LH
STP_009 | Data Enrichment | SFU |  | 2023-06-27 |  |  | 1213204 | 1213204 | MOUNT;DRVT,IFI12979,XMSN,RH | MOUNT;MNFR:DRIVETRAIN,PTNO:IFI12979,ADDITIONAL FEATURES EN:TRANSMISSION,RH | 01)DRIVETRAIN AUSTRALIA,01)IFI12979,MOUNT,01)TRANSMISSION,RH | IFI12979 | 3000461 | DRIVETRAIN | DRIVETRAIN | IFI12979 | [18 empty] | MOUNT | NO MODIFIER | TYPE |  | OVERALL SIZE |  | MATERIAL |  | NUMBER OF HOLES/SLOTS |  | HOLE/SLOT SIZE |  | HAZARD CLASS |  | CERTIFICATION/STANDARD |  | ADDITIONAL FEATURES EN | TRANSMISSION,RH
STP_009 | Data Enrichment | SFU |  | 2023-06-27 |  |  | 1213205 | 1213205 | MOUNT;DRVT,IFI12993,ENGN,LHR | MOUNT;MNFR:DRIVETRAIN,PTNO:IFI12993,ADDITIONAL FEATURES EN:ENGINE,LHR | 01)DRIVETRAIN AUSTRALIA,01)IFI12993,MOUNT,01)ENGINE,LHR | IFI12993 | 3000461 | DRIVETRAIN | DRIVETRAIN | IFI12993 | [18 empty] | MOUNT | NO MODIFIER | TYPE |  | OVERALL SIZE |  | MATERIAL |  | NUMBER OF HOLES/SLOTS |  | HOLE/SLOT SIZE |  | HAZARD CLASS |  | CERTIFICATION/STANDARD |  | ADDITIONAL FEATURES EN | ENGINE,LHR
STP_009 | Data Enrichment | SFU |  | 2023-06-27 |  |  | 1213206 | 1213206 | MOUNT;DRVT,IFI12994,ENGN,RHR | MOUNT;MNFR:DRIVETRAIN,PTNO:IFI12994,ADDITIONAL FEATURES EN:ENGINE,RHR | 01)DRIVETRAIN AUSTRALIA,01)IFI12994,MOUNT,01)ENGINE,RHR | IFI12994 | 3000461 | DRIVETRAIN | DRIVETRAIN | IFI12994 | [18 empty] | MOUNT | NO MODIFIER | TYPE |  | OVERALL SIZE |  | MATERIAL |  | NUMBER OF HOLES/SLOTS |  | HOLE/SLOT SIZE |  | HAZARD CLASS |  | CERTIFICATION/STANDARD |  | ADDITIONAL FEATURES EN | ENGINE,RHR
STP_009 | Data Enrichment | SFU |  | 2023-06-27 |  |  | 1213220 | 1213220 | MOUNT;DRVT,IFI16080,RDTR,LH | MOUNT;MNFR:DRIVETRAIN,PTNO:IFI16080,ADDITIONAL FEATURES EN:RADIATOR,LH | 01)DRIVETRAIN AUSTRALIA,01)IFI16080,MOUNT,01)RADIATOR,LH | IFI16080 | 3000461 | DRIVETRAIN | DRIVETRAIN | IFI16080 | [18 empty] | MOUNT | NO MODIFIER | TYPE |  | OVERALL SIZE |  | MATERIAL |  | NUMBER OF HOLES/SLOTS |  | HOLE/SLOT SIZE |  | HAZARD CLASS |  | CERTIFICATION/STANDARD |  | ADDITIONAL FEATURES EN | RADIATOR,LH
STP_009 | Data Enrichment | SFU |  | 2023-06-27 |  |  | 1213221 | 1213221 | MOUNT;DRVT,IFI16081,RDTR,RH | MOUNT;MNFR:DRIVETRAIN,PTNO:IFI16081,ADDITIONAL FEATURES EN:RADIATOR,RH | 01)DRIVETRAIN AUSTRALIA,01)IFI16081,MOUNT,01)RADIATOR,RH | IFI16081 | 3000461 | DRIVETRAIN | DRIVETRAIN | IFI16081 | [18 empty] | MOUNT | NO MODIFIER | TYPE |  | OVERALL SIZE |  | MATERIAL |  | NUMBER OF HOLES/SLOTS |  | HOLE/SLOT SIZE |  | HAZARD CLASS |  | CERTIFICATION/STANDARD |  | ADDITIONAL FEATURES EN | RADIATOR,RH
STP_009 | Data Enrichment | SFU |  | 2023-06-27 |  |  | 1213224 | 1213224 | MOUNT;DRVT,IFI16112,INTK | MOUNT;MNFR:DRIVETRAIN,PTNO:IFI16112,ADDITIONAL FEATURES EN:INTAKE | 01)DRIVETRAIN AUSTRALIA,01)IFI16112,MOUNT,01)INTAKE | IFI16112 | 3000461 | DRIVETRAIN | DRIVETRAIN | IFI16112 | [18 empty] | MOUNT | NO MODIFIER | TYPE |  | OVERALL SIZE |  | MATERIAL |  | NUMBER OF HOLES/SLOTS |  | HOLE/SLOT SIZE |  | HAZARD CLASS |  | CERTIFICATION/STANDARD |  | ADDITIONAL FEATURES EN | INTAKE
STP_009 | Data Enrichment | SFU |  | 2023-06-27 |  |  | 1213356 | 1213356 | MOUNT;DRVT,IFI27544,RUBR | MOUNT;MNFR:DRIVETRAIN,PTNO:IFI27544,ADDITIONAL FEATURES EN:RUBBER | 01)DRIVETRAIN AUSTRALIA,01)IFI27544,MOUNT,01)RUBBER | IFI27544 | 3000461 | DRIVETRAIN | DRIVETRAIN | IFI27544 | [18 empty] | MOUNT | NO MODIFIER | TYPE |  | OVERALL SIZE |  | MATERIAL |  | NUMBER OF HOLES/SLOTS |  | HOLE/SLOT SIZE |  | HAZARD CLASS |  | CERTIFICATION/STANDARD |  | ADDITIONAL FEATURES EN | RUBBER
STP_009 | Data Enrichment | SFU |  | 2023-06-27 |  |  | 1213357 | 1213357 | MOUNT;DRVT,IFI27545,RUBR | MOUNT;MNFR:DRIVETRAIN,PTNO:IFI27545,ADDITIONAL FEATURES EN:RUBBER | 01)DRIVETRAIN AUSTRALIA,01)IFI27545,MOUNT,01)RUBBER | IFI27545 | 3000461 | DRIVETRAIN | DRIVETRAIN | IFI27545 | [18 empty] | MOUNT | NO MODIFIER | TYPE |  | OVERALL SIZE |  | MATERIAL |  | NUMBER OF HOLES/SLOTS |  | HOLE/SLOT SIZE |  | HAZARD CLASS |  | CERTIFICATION/STANDARD |  | ADDITIONAL FEATURES EN | RUBBER
STP_009 | Data Enrichment | SFU |  | 2023-06-27 |  |  | 1213381 | 1213381 | MOUNT;DRVT,IFI29360 | MOUNT;MNFR:DRIVETRAIN,PTNO:IFI29360 |  | IFI29360 | 3000461 | DRIVETRAIN | DRIVETRAIN | IFI29360 | [18 empty] | MOUNT | NO MODIFIER | TYPE |  | OVERALL SIZE |  | MATERIAL |  | NUMBER OF HOLES/SLOTS |  | HOLE/SLOT SIZE |  | HAZARD CLASS |  | CERTIFICATION/STANDARD |  | ADDITIONAL FEATURES EN
STP_009 | Data Enrichment | SFU |  | 2023-06-27 |  |  | 1213478 | 1213478 | MOUNT;DRVT,IFI32867 | MOUNT;MNFR:DRIVETRAIN,PTNO:IFI32867 |  | IFI32867 | 3000461 | DRIVETRAIN | DRIVETRAIN | IFI32867 | [18 empty] | MOUNT | NO MODIFIER | TYPE |  | OVERALL SIZE |  | MATERIAL |  | NUMBER OF HOLES/SLOTS |  | HOLE/SLOT SIZE |  | HAZARD CLASS |  | CERTIFICATION/STANDARD |  | ADDITIONAL FEATURES EN
STP_009 | Data Enrichment | SFU |  | 2023-06-27 |  |  | 1268921 | 1268921 | MOUNT;MAN,214A2-12001,RUBR | MOUNT;MNFR:MANITOU,PTNO:214A2-12001,ADDITIONAL FEATURES EN:RUBBER | 01)JUNGHEINRICH AUSTRALIA PT,01)214A2-12001,MOUNT,01)RUBBER | 214A2-12001 | 3000007 | MANITOU | MANITOU | 214A2-12001 | [18 empty] | MOUNT | NO MODIFIER | TYPE |  | OVERALL SIZE |  | MATERIAL |  | NUMBER OF HOLES/SLOTS |  | HOLE/SLOT SIZE |  | HAZARD CLASS |  | CERTIFICATION/STANDARD |  | ADDITIONAL FEATURES EN | RUBBER
STP_009 | Data Enrichment | SFU |  | 2023-06-27 |  |  | 1268931 | 1268931 | MOUNT;MAN,239A2-12021,RUBR | MOUNT;MNFR:MANITOU,PTNO:239A2-12021,ADDITIONAL FEATURES EN:RUBBER | 01)JUNGHEINRICH AUSTRALIA PT,01)239A2-12021,MOUNT,01)RUBBER | 239A2-12021 | 3000007 | MANITOU | MANITOU | 239A2-12021 | [18 empty] | MOUNT | NO MODIFIER | TYPE |  | OVERALL SIZE |  | MATERIAL |  | NUMBER OF HOLES/SLOTS |  | HOLE/SLOT SIZE |  | HAZARD CLASS |  | CERTIFICATION/STANDARD |  | ADDITIONAL FEATURES EN | RUBBER
STP_009 | Data Enrichment | SFU |  | 2023-06-27 |  |  | 1331159 | 1331159 | MOUNT;SIE,6ED1052-1HB08-OBAO | MOUNT;MNFR:SIEMENS,PTNO:6ED1052-1HB08-OBAO | MOUNT | 6ED1052-1HB08-OBAO | 3000032 | SIEMENS | SIEMENS | 6ED1052-1HB08-OBAO | [18 empty] | MOUNT | NO MODIFIER | TYPE |  | OVERALL SIZE |  | MATERIAL |  | NUMBER OF HOLES/SLOTS |  | HOLE/SLOT SIZE |  | HAZARD CLASS |  | CERTIFICATION/STANDARD |  | ADDITIONAL FEATURES EN
STP_009 | Data Enrichment | SFU |  | 2023-06-27 |  |  | 1331163 | 1331163 | MOUNT;SIE,6ED1055-1HB00-OBA2 | MOUNT;MNFR:SIEMENS,PTNO:6ED1055-1HB00-OBA2 | MOUNT | 6ED1055-1HB00-OBA2 | 3000032 | SIEMENS | SIEMENS | 6ED1055-1HB00-OBA2 | [18 empty] | MOUNT | NO MODIFIER | TYPE |  | OVERALL SIZE |  | MATERIAL |  | NUMBER OF HOLES/SLOTS |  | HOLE/SLOT SIZE |  | HAZARD CLASS |  | CERTIFICATION/STANDARD |  | ADDITIONAL FEATURES EN
STP_009 | Data Enrichment | SFU |  | 2023-06-27 |  |  | 1331161 | 1331161 | MOUNT;SIE,6ED1058-OBA08-OYA1 | MOUNT;MNFR:SIEMENS,PTNO:6ED1058-OBA08-OYA1 | MOUNT | 6ED1058-OBA08-OYA1 | 3000032 | SIEMENS | SIEMENS | 6ED1058-OBA08-OYA1 | [18 empty] | MOUNT | NO MODIFIER | TYPE |  | OVERALL SIZE |  | MATERIAL |  | NUMBER OF HOLES/SLOTS |  | HOLE/SLOT SIZE |  | HAZARD CLASS |  | CERTIFICATION/STANDARD |  | ADDITIONAL FEATURES EN
STP_009 | Data Enrichment | SFU |  | 2023-06-27 |  |  | 1269485 | 1269485 | MOUNT;THGM,24649,CUTTER 800/1000 TANK G2 | MOUNT;MNFR:THERMO GAMMA-METRICS,PTNO:24649,ADDITIONAL FEATURES EN:CUTTER 800/1000 TANK G2 | 01)THERMO GAMMA-METRICS PTY,01)24649,MOUNT,01)CUTTER 800/1000 TANK G2 | 24649 | 3000468 | THERMO GAMMA-METRICS | THERMO GAMMA-METRICS | 24649 | [18 empty] | MOUNT | NO MODIFIER | TYPE |  | OVERALL SIZE |  | MATERIAL |  | NUMBER OF HOLES/SLOTS |  | HOLE/SLOT SIZE |  | HAZARD CLASS |  | CERTIFICATION/STANDARD |  | ADDITIONAL FEATURES EN | CUTTER 800/1000 TANK G2
STP_009 | Data Enrichment | SCS |  | 2023-06-27 |  |  | 1220422 | 1220422 | O-RING;ABB,DDPB-10 | O-RING;MNFR:ABB,PTNO:DDPB-10 | O-RING | DDPB-10 | 3000014 | ABB | ABB | DDPB-10 | [18 empty] | O-RING | NO MODIFIER | INSIDE DIAMETER |  | OUTSIDE DIAMETER |  | WIDTH |  | MATERIAL |  | DASH NUMBER |  | HARDNESS |  | PRESSURE RATING |  | TEMPERATURE RATING |  | HAZARD CLASS |  | CERTIFICATION/STANDARD |  | ADDITIONAL FEATURES EN
STP_009 | Data Enrichment | SCS |  | 2023-06-27 |  |  | 1213846 | 1213846 | O-RING;ABB,HSBA432095P0022 | O-RING;MNFR:ABB,PTNO:HSBA432095P0022 | O-RING | HSBA432095P0022 | 3000014 | ABB | ABB | HSBA432095P0022 | [18 empty] | O-RING | NO MODIFIER | INSIDE DIAMETER |  | OUTSIDE DIAMETER |  | WIDTH |  | MATERIAL |  | DASH NUMBER |  | HARDNESS |  | PRESSURE RATING |  | TEMPERATURE RATING |  | HAZARD CLASS |  | CERTIFICATION/STANDARD |  | ADDITIONAL FEATURES EN
STP_009 | Data Enrichment | SCS |  | 2023-06-27 |  |  | 1220420 | 1220420 | O-RING;ABB,WR22-10 | O-RING;MNFR:ABB,PTNO:WR22-10 | 01)HYDSPEC,01)DS-276-N,O-RING | WR22-10 | 3000014 | ABB | ABB | WR22-10 | [18 empty] | O-RING | NO MODIFIER | INSIDE DIAMETER |  | OUTSIDE DIAMETER |  | WIDTH |  | MATERIAL |  | DASH NUMBER |  | HARDNESS |  | PRESSURE RATING |  | TEMPERATURE RATING |  | HAZARD CLASS |  | CERTIFICATION/STANDARD |  | ADDITIONAL FEATURES EN
STP_009 | Data Enrichment | SCS |  | 2023-06-27 |  |  | 1270554 | 1270554 | O-RING;ASWP,DU.DAK0000012,3325,(D5000V) | O-RING;MNFR:AUSWEEP,PTNO:DU.DAK0000012,ADDITIONAL FEATURES EN:3325,(D5000V) | 01)AUSTRALIAN SWEEPER CORP P,01)DU.DAK0000012,O-RING,01)3325,(D5000V) | DU.DAK0000012 | 3000416 | AUSWEEP | AUSWEEP | DU.DAK0000012 | [18 empty] | O-RING | NO MODIFIER | INSIDE DIAMETER |  | OUTSIDE DIAMETER |  | WIDTH |  | MATERIAL |  | DASH NUMBER |  | HARDNESS |  | PRESSURE RATING |  | TEMPERATURE RATING |  | HAZARD CLASS |  | CERTIFICATION/STANDARD |  | ADDITIONAL FEATURES EN | 3325,(D5000V)
STP_009 | Data Enrichment | SCS |  | 2023-06-27 |  |  | 1218090 | 1218090 | O-RING;CUM,122981 | O-RING;MNFR:CUMMINS,PTNO:122981 | O-RING | 122981 | 3000018 | CUMMINS | CUMMINS | 122981 | [18 empty] | O-RING | NO MODIFIER | INSIDE DIAMETER |  | OUTSIDE DIAMETER |  | WIDTH |  | MATERIAL |  | DASH NUMBER |  | HARDNESS |  | PRESSURE RATING |  | TEMPERATURE RATING |  | HAZARD CLASS |  | CERTIFICATION/STANDARD |  | ADDITIONAL FEATURES EN
STP_009 | Data Enrichment | SCS |  | 2023-06-27 |  |  | 1273308 | 1273308 | O-RING;CUM,145530,BREATHER TUBE | O-RING;MNFR:CUMMINS,PTNO:145530,ADDITIONAL FEATURES EN:BREATHER TUBE |  | 145530 | 3000018 | CUMMINS | CUMMINS | 145530 | [18 empty] | O-RING | NO MODIFIER | INSIDE DIAMETER |  | OUTSIDE DIAMETER |  | WIDTH |  | MATERIAL |  | DASH NUMBER |  | HARDNESS |  | PRESSURE RATING |  | TEMPERATURE RATING |  | HAZARD CLASS |  | CERTIFICATION/STANDARD |  | ADDITIONAL FEATURES EN | BREATHER TUBE
STP_009 | Data Enrichment | SCS |  | 2023-06-27 |  |  | 1335650 | 1335650 | O-RING;CUM,2830977 | O-RING;MNFR:CUMMINS,PTNO:2830977 | O-RING | 2830977 | 3000018 | CUMMINS | CUMMINS | 2830977 | [18 empty] | O-RING | NO MODIFIER | INSIDE DIAMETER |  | OUTSIDE DIAMETER |  | WIDTH |  | MATERIAL |  | DASH NUMBER |  | HARDNESS |  | PRESSURE RATING |  | TEMPERATURE RATING |  | HAZARD CLASS |  | CERTIFICATION/STANDARD |  | ADDITIONAL FEATURES EN
STP_009 | Data Enrichment | SCS |  | 2023-06-27 |  |  | 1324326 | 1324326 | O-RING;CUM,3007759 | O-RING;MNFR:CUMMINS,PTNO:3007759 | O-RING | 3007759 | 3000018 | CUMMINS | CUMMINS | 3007759 | [18 empty] | O-RING | NO MODIFIER | INSIDE DIAMETER |  | OUTSIDE DIAMETER |  | WIDTH |  | MATERIAL |  | DASH NUMBER |  | HARDNESS |  | PRESSURE RATING |  | TEMPERATURE RATING |  | HAZARD CLASS |  | CERTIFICATION/STANDARD |  | ADDITIONAL FEATURES EN
STP_009 | Data Enrichment | SCS |  | 2023-06-27 |  |  | 1322021 | 1322021 | O-RING;CUM,3682177 | O-RING;MNFR:CUMMINS,PTNO:3682177 | O-RING | 3682177 | 3000018 | CUMMINS | CUMMINS | 3682177 | [18 empty] | O-RING | NO MODIFIER | INSIDE DIAMETER |  | OUTSIDE DIAMETER |  | WIDTH |  | MATERIAL |  | DASH NUMBER |  | HARDNESS |  | PRESSURE RATING |  | TEMPERATURE RATING |  | HAZARD CLASS |  | CERTIFICATION/STANDARD |  | ADDITIONAL FEATURES EN
STP_009 | Data Enrichment | SCS |  | 2023-06-27 |  |  | 1274082 | 1274082 | O-RING;CUM,3922704 | O-RING;MNFR:CUMMINS,PTNO:3922704 | O-RING | 3922704 | 3000018 | CUMMINS | CUMMINS | 3922704 | [18 empty] | O-RING | NO MODIFIER | INSIDE DIAMETER |  | OUTSIDE DIAMETER |  | WIDTH |  | MATERIAL |  | DASH NUMBER |  | HARDNESS |  | PRESSURE RATING |  | TEMPERATURE RATING |  | HAZARD CLASS |  | CERTIFICATION/STANDARD |  | ADDITIONAL FEATURES EN
STP_009 | Data Enrichment | SCS |  | 2023-06-27 |  |  | 1335649 | 1335649 | O-RING;CUM,3947269 | O-RING;MNFR:CUMMINS,PTNO:3947269 | O-RING | 3947269 | 3000018 | CUMMINS | CUMMINS | 3947269 | [18 empty] | O-RING | NO MODIFIER | INSIDE DIAMETER |  | OUTSIDE DIAMETER |  | WIDTH |  | MATERIAL |  | DASH NUMBER |  | HARDNESS |  | PRESSURE RATING |  | TEMPERATURE RATING |  | HAZARD CLASS |  | CERTIFICATION/STANDARD |  | ADDITIONAL FEATURES EN
STP_009 | Data Enrichment | SCS |  | 2023-06-27 |  |  | 1335648 | 1335648 | O-RING;CUM,3947270 | O-RING;MNFR:CUMMINS,PTNO:3947270 | O-RING | 3947270 | 3000018 | CUMMINS | CUMMINS | 3947270 | [18 empty] | O-RING | NO MODIFIER | INSIDE DIAMETER |  | OUTSIDE DIAMETER |  | WIDTH |  | MATERIAL |  | DASH NUMBER |  | HARDNESS |  | PRESSURE RATING |  | TEMPERATURE RATING |  | HAZARD CLASS |  | CERTIFICATION/STANDARD |  | ADDITIONAL FEATURES EN
STP_009 | Data Enrichment | SCS |  | 2023-06-27 |  |  | 1273800 | 1273800 | O-RING;CUM,4894095,5PCS/PKT | O-RING;MNFR:CUMMINS,PTNO:4894095,ADDITIONAL FEATURES EN:5PCS/PKT | 01)MAK DIESEL & EARTHMOVING,01)4894095,O-RING,01)5PCS/PKT | 4894095 | 3000018 | CUMMINS | CUMMINS | 4894095 | [18 empty] | O-RING | NO MODIFIER | INSIDE DIAMETER |  | OUTSIDE DIAMETER |  | WIDTH |  | MATERIAL |  | DASH NUMBER |  | HARDNESS |  | PRESSURE RATING |  | TEMPERATURE RATING |  | HAZARD CLASS |  | CERTIFICATION/STANDARD |  | ADDITIONAL FEATURES EN | 5PCS/PKT
STP_009 | Data Enrichment | SCS |  | 2023-06-27 |  |  | 1211137 | 1211137 | O-RING;CUM,70624 | O-RING;MNFR:CUMMINS,PTNO:70624 | 01)CUMMINS SOUTH PACIFIC PTY,01)70624,O-RING | 70624 | 3000018 | CUMMINS | CUMMINS | 70624 | [18 empty] | O-RING | NO MODIFIER | INSIDE DIAMETER |  | OUTSIDE DIAMETER |  | WIDTH |  | MATERIAL |  | DASH NUMBER |  | HARDNESS |  | PRESSURE RATING |  | TEMPERATURE RATING |  | HAZARD CLASS |  | CERTIFICATION/STANDARD |  | ADDITIONAL FEATURES EN
STP_009 | Data Enrichment | SCS |  | 2023-06-27 |  |  | 1252971 | 1252971 | O-RING;DIEC,1F.4895297 | O-RING;MNFR:DIECI,PTNO:1F.4895297,ADDITIONAL FEATURES EN:SEALING | O-RING,01)SEALING | 1F.4895297 | 3000511 | DIECI | DIECI | 1F.4895297 | [18 empty] | O-RING | NO MODIFIER | INSIDE DIAMETER |  | OUTSIDE DIAMETER |  | WIDTH |  | MATERIAL |  | DASH NUMBER |  | HARDNESS |  | PRESSURE RATING |  | TEMPERATURE RATING |  | HAZARD CLASS |  | CERTIFICATION/STANDARD |  | ADDITIONAL FEATURES EN | SEALING
STP_009 | Data Enrichment | SCS |  | 2023-06-27 |  |  | 1253009 | 1253009 | O-RING;DIEC,4M.069505RA | O-RING;MNFR:DIECI,PTNO:4M.069505RA,ADDITIONAL FEATURES EN:WIDTH:5/16 IN,G6 | O-RING,01)WIDTH:5/16 IN,G6 | 4M.069505RA | 3000511 | DIECI | DIECI | 4M.069505RA | [18 empty] | O-RING | NO MODIFIER | INSIDE DIAMETER |  | OUTSIDE DIAMETER |  | WIDTH |  | MATERIAL |  | DASH NUMBER |  | HARDNESS |  | PRESSURE RATING |  | TEMPERATURE RATING |  | HAZARD CLASS |  | CERTIFICATION/STANDARD |  | ADDITIONAL FEATURES EN | WIDTH:5/16 IN,G6
STP_009 | Data Enrichment | SCS |  | 2023-06-27 |  |  | 1253010 | 1253010 | O-RING;DIEC,4M.069507RA | O-RING;MNFR:DIECI,PTNO:4M.069507RA,ADDITIONAL FEATURES EN:INSIDE DIAMETER:1/2 IN,G10 | O-RING,01)INSIDE DIAMETER:1/2 IN,G10 | 4M.069507RA | 3000511 | DIECI | DIECI | 4M.069507RA | [18 empty] | O-RING | NO MODIFIER | INSIDE DIAMETER |  | OUTSIDE DIAMETER |  | WIDTH |  | MATERIAL |  | DASH NUMBER |  | HARDNESS |  | PRESSURE RATING |  | TEMPERATURE RATING |  | HAZARD CLASS |  | CERTIFICATION/STANDARD |  | ADDITIONAL FEATURES EN | INSIDE DIAMETER:1/2 IN,G10
STP_009 | Data Enrichment | SCS |  | 2023-06-27 |  |  | 1333635 | 1333635 | O-RING;DIEC,BSH9033 | O-RING;MNFR:DIECI,PTNO:BSH9033,ADDITIONAL FEATURES EN:MATERIAL:RUBBER | O-RING,01)MATERIAL:RUBBER | BSH9033 | 3000511 | DIECI | DIECI | BSH9033 | [18 empty] | O-RING | NO MODIFIER | INSIDE DIAMETER |  | OUTSIDE DIAMETER |  | WIDTH |  | MATERIAL |  | DASH NUMBER |  | HARDNESS |  | PRESSURE RATING |  | TEMPERATURE RATING |  | HAZARD CLASS |  | CERTIFICATION/STANDARD |  | ADDITIONAL FEATURES EN | MATERIAL:RUBBER
STP_009 | Data Enrichment | SCS |  | 2023-06-27 |  |  | 1333458 | 1333458 | O-RING;DIEC,BVG2322 | O-RING;MNFR:DIECI,PTNO:BVG2322,ADDITIONAL FEATURES EN:INSIDE DIAMETER:26.7 MM,WIDTH:1.78 MM | O-RING,01)INSIDE DIAMETER:26.7 MM,WIDTH:1.78 MM | BVG2322 | 3000511 | DIECI | DIECI | BVG2322 | [18 empty] | O-RING | NO MODIFIER | INSIDE DIAMETER |  | OUTSIDE DIAMETER |  | WIDTH | 1.78 MM | MATERIAL |  | DASH NUMBER |  | HARDNESS |  | PRESSURE RATING |  | TEMPERATURE RATING |  | HAZARD CLASS |  | CERTIFICATION/STANDARD |  | ADDITIONAL FEATURES EN | INSIDE DIAMETER:26.7 MM
STP_009 | Data Enrichment | SCS |  | 2023-06-27 |  |  | 1333489 | 1333489 | O-RING;DIEC,BVG2338 | O-RING;MNFR:DIECI,PTNO:BVG2338,ADDITIONAL FEATURES EN:INSIDE DIAMETER:15.88 MM,WIDTH:2.62 MM | O-RING,01)INSIDE DIAMETER:15.88 MM,WIDTH:2.62 MM | BVG2338 | 3000511 | DIECI | DIECI | BVG2338 | [18 empty] | O-RING | NO MODIFIER | INSIDE DIAMETER |  | OUTSIDE DIAMETER |  | WIDTH | 2.62 MM | MATERIAL |  | DASH NUMBER |  | HARDNESS |  | PRESSURE RATING |  | TEMPERATURE RATING |  | HAZARD CLASS |  | CERTIFICATION/STANDARD |  | ADDITIONAL FEATURES EN | INSIDE DIAMETER:15.88 MM
STP_009 | Data Enrichment | SCS |  | 2023-06-27 |  |  | 1333488 | 1333488 | O-RING;DIEC,BVG2347 | O-RING;MNFR:DIECI,PTNO:BVG2347,ADDITIONAL FEATURES EN:INSIDE DIAMETER:24 MM,WIDTH:2.5 MM,MATERIAL:NBR 70 | O-RING,01)INSIDE DIAMETER:24 MM,WIDTH:2.5 MM,MATERIAL:NBR | BVG2347 | 3000511 | DIECI | DIECI | BVG2347 | [18 empty] | O-RING | NO MODIFIER | INSIDE DIAMETER |  | OUTSIDE DIAMETER |  | WIDTH | 2.5 MM | MATERIAL | NBR 70 | DASH NUMBER |  | HARDNESS |  | PRESSURE RATING |  | TEMPERATURE RATING |  | HAZARD CLASS |  | CERTIFICATION/STANDARD |  | ADDITIONAL FEATURES EN | INSIDE DIAMETER:24 MM
STP_009 | Data Enrichment | SCS |  | 2023-06-27 |  |  | 1333464 | 1333464 | O-RING;DIEC,BVG2382 | O-RING;MNFR:DIECI,PTNO:BVG2382,ADDITIONAL FEATURES EN:INSIDE DIAMETER:24.99 MM,WIDTH:3.53 MM | O-RING,01)INSIDE DIAMETER:24.99 MM,WIDTH:3.53 MM | BVG2382 | 3000511 | DIECI | DIECI | BVG2382 | [18 empty] | O-RING | NO MODIFIER | INSIDE DIAMETER |  | OUTSIDE DIAMETER |  | WIDTH | 3.53 MM | MATERIAL |  | DASH NUMBER |  | HARDNESS |  | PRESSURE RATING |  | TEMPERATURE RATING |  | HAZARD CLASS |  | CERTIFICATION/STANDARD |  | ADDITIONAL FEATURES EN | INSIDE DIAMETER:24.99 MM
STP_009 | Data Enrichment | SCS |  | 2023-06-27 |  |  | 1333487 | 1333487 | O-RING;DIEC,BVG2388 | O-RING;MNFR:DIECI,PTNO:BVG2388,ADDITIONAL FEATURES EN:INSIDE DIAMETER:32.93 MM,WIDTH:3.53 MM | O-RING,01)INSIDE DIAMETER:32.93 MM,WIDTH:3.53 MM | BVG2388 | 3000511 | DIECI | DIECI | BVG2388 | [18 empty] | O-RING | NO MODIFIER | INSIDE DIAMETER |  | OUTSIDE DIAMETER |  | WIDTH | 3.53 MM | MATERIAL |  | DASH NUMBER |  | HARDNESS |  | PRESSURE RATING |  | TEMPERATURE RATING |  | HAZARD CLASS |  | CERTIFICATION/STANDARD |  | ADDITIONAL FEATURES EN | INSIDE DIAMETER:32.93 MM
STP_009 | Data Enrichment | SCS |  | 2023-06-27 |  |  | 1333457 | 1333457 | O-RING;DIEC,BVG2611 | O-RING;MNFR:DIECI,PTNO:BVG2611,ADDITIONAL FEATURES EN:INSIDE DIAMETER:101.2 MM,WIDTH:2.62 MM | O-RING,01)INSIDE DIAMETER:101.2 MM,WIDTH:2.62 MM | BVG2611 | 3000511 | DIECI | DIECI | BVG2611 | [18 empty] | O-RING | NO MODIFIER | INSIDE DIAMETER |  | OUTSIDE DIAMETER |  | WIDTH | 2.62 MM | MATERIAL |  | DASH NUMBER |  | HARDNESS |  | PRESSURE RATING |  | TEMPERATURE RATING |  | HAZARD CLASS |  | CERTIFICATION/STANDARD |  | ADDITIONAL FEATURES EN | INSIDE DIAMETER:101.2 MM
STP_009 | Data Enrichment | SCS |  | 2023-06-27 |  |  | 1213055 | 1213055 | O-RING;DRVT,BS013V75 | O-RING;MNFR:DRIVETRAIN,PTNO:BS013V75 | 01)DRIVETRAIN AUSTRALIA,01)BS013V75,O-RING | BS013V75 | 3000461 | DRIVETRAIN | DRIVETRAIN | BS013V75 | [18 empty] | O-RING | NO MODIFIER | INSIDE DIAMETER |  | OUTSIDE DIAMETER |  | WIDTH |  | MATERIAL |  | DASH NUMBER |  | HARDNESS |  | PRESSURE RATING |  | TEMPERATURE RATING |  | HAZARD CLASS |  | CERTIFICATION/STANDARD |  | ADDITIONAL FEATURES EN
STP_009 | Data Enrichment | SCS |  | 2023-06-27 |  |  | 1217348 | 1217348 | O-RING;DRVT,EMI-ELP-171446,24, SUIT HP5 | O-RING;MNFR:DRIVETRAIN,PTNO:EMI-ELP-171446,ADDITIONAL FEATURES EN:24, SUIT HP5 METSO, 45 AND 90 DEG ELBOW | 01)DRIVETRAIN AUSTRALIA,01)EMI-ELP-171446,O-RING,01)24, SUIT HP5 METSO, 45 AND | EMI-ELP-171446 | 3000461 | DRIVETRAIN | DRIVETRAIN | EMI-ELP-171446 | [18 empty] | O-RING | NO MODIFIER | INSIDE DIAMETER |  | OUTSIDE DIAMETER |  | WIDTH |  | MATERIAL |  | DASH NUMBER |  | HARDNESS |  | PRESSURE RATING |  | TEMPERATURE RATING |  | HAZARD CLASS |  | CERTIFICATION/STANDARD |  | ADDITIONAL FEATURES EN | 24,SUIT HP5 METSO,45 AND 90 DEG ELBOW
STP_009 | Data Enrichment | SCS |  | 2023-06-27 |  |  | 1213079 | 1213079 | O-RING;DRVT,IFI00489 | O-RING;MNFR:DRIVETRAIN,PTNO:IFI00489 | 01)DRIVETRAIN AUSTRALIA,01)IFI00489,O-RING | IFI00489 | 3000461 | DRIVETRAIN | DRIVETRAIN | IFI00489 | [18 empty] | O-RING | NO MODIFIER | INSIDE DIAMETER |  | OUTSIDE DIAMETER |  | WIDTH |  | MATERIAL |  | DASH NUMBER |  | HARDNESS |  | PRESSURE RATING |  | TEMPERATURE RATING |  | HAZARD CLASS |  | CERTIFICATION/STANDARD |  | ADDITIONAL FEATURES EN
STP_009 | Data Enrichment | SCS |  | 2023-06-27 |  |  | 1213131 | 1213131 | O-RING;DRVT,IFI02834 | O-RING;MNFR:DRIVETRAIN,PTNO:IFI02834 | 01)DRIVETRAIN AUSTRALIA,01)IFI02834,O-RING | IFI02834 | 3000461 | DRIVETRAIN | DRIVETRAIN | IFI02834 | [18 empty] | O-RING | NO MODIFIER | INSIDE DIAMETER |  | OUTSIDE DIAMETER |  | WIDTH |  | MATERIAL |  | DASH NUMBER |  | HARDNESS |  | PRESSURE RATING |  | TEMPERATURE RATING |  | HAZARD CLASS |  | CERTIFICATION/STANDARD |  | ADDITIONAL FEATURES EN
STP_009 | Data Enrichment | SCS |  | 2023-06-27 |  |  | 1213145 | 1213145 | O-RING;DRVT,IFI04001 | O-RING;MNFR:DRIVETRAIN,PTNO:IFI04001 | 01)DRIVETRAIN AUSTRALIA,01)IFI04001,O-RING | IFI04001 | 3000461 | DRIVETRAIN | DRIVETRAIN | IFI04001 | [18 empty] | O-RING | NO MODIFIER | INSIDE DIAMETER |  | OUTSIDE DIAMETER |  | WIDTH |  | MATERIAL |  | DASH NUMBER |  | HARDNESS |  | PRESSURE RATING |  | TEMPERATURE RATING |  | HAZARD CLASS |  | CERTIFICATION/STANDARD |  | ADDITIONAL FEATURES EN
STP_009 | Data Enrichment | SCS |  | 2023-06-27 |  |  | 1213150 | 1213150 | O-RING;DRVT,IFI04007 | O-RING;MNFR:DRIVETRAIN,PTNO:IFI04007 | 01)DRIVETRAIN AUSTRALIA,01)IFI04007,O-RING | IFI04007 | 3000461 | DRIVETRAIN | DRIVETRAIN | IFI04007 | [18 empty] | O-RING | NO MODIFIER | INSIDE DIAMETER |  | OUTSIDE DIAMETER |  | WIDTH |  | MATERIAL |  | DASH NUMBER |  | HARDNESS |  | PRESSURE RATING |  | TEMPERATURE RATING |  | HAZARD CLASS |  | CERTIFICATION/STANDARD |  | ADDITIONAL FEATURES EN
STP_009 | Data Enrichment | SCS |  | 2023-06-27 |  |  | 1213152 | 1213152 | O-RING;DRVT,IFI04015 | O-RING;MNFR:DRIVETRAIN,PTNO:IFI04015 | 01)DRIVETRAIN AUSTRALIA,01)IFI04015,O-RING | IFI04015 | 3000461 | DRIVETRAIN | DRIVETRAIN | IFI04015 | [18 empty] | O-RING | NO MODIFIER | INSIDE DIAMETER |  | OUTSIDE DIAMETER |  | WIDTH |  | MATERIAL |  | DASH NUMBER |  | HARDNESS |  | PRESSURE RATING |  | TEMPERATURE RATING |  | HAZARD CLASS |  | CERTIFICATION/STANDARD |  | ADDITIONAL FEATURES EN
STP_009 | Data Enrichment | SCS |  | 2023-06-27 |  |  | 1213173 | 1213173 | O-RING;DRVT,IFI04891 | O-RING;MNFR:DRIVETRAIN,PTNO:IFI04891 | 01)DRIVETRAIN AUSTRALIA,01)IFI04891,O-RING | IFI04891 | 3000461 | DRIVETRAIN | DRIVETRAIN | IFI04891 | [18 empty] | O-RING | NO MODIFIER | INSIDE DIAMETER |  | OUTSIDE DIAMETER |  | WIDTH |  | MATERIAL |  | DASH NUMBER |  | HARDNESS |  | PRESSURE RATING |  | TEMPERATURE RATING |  | HAZARD CLASS |  | CERTIFICATION/STANDARD |  | ADDITIONAL FEATURES EN
STP_009 | Data Enrichment | SCS |  | 2023-06-27 |  |  | 1213250 | 1213250 | O-RING;DRVT,IFI22935 | O-RING;MNFR:DRIVETRAIN,PTNO:IFI22935 | 01)DRIVETRAIN AUSTRALIA,01)IFI22935,O-RING | IFI22935 | 3000461 | DRIVETRAIN | DRIVETRAIN | IFI22935 | [18 empty] | O-RING | NO MODIFIER | INSIDE DIAMETER |  | OUTSIDE DIAMETER |  | WIDTH |  | MATERIAL |  | DASH NUMBER |  | HARDNESS |  | PRESSURE RATING |  | TEMPERATURE RATING |  | HAZARD CLASS |  | CERTIFICATION/STANDARD |  | ADDITIONAL FEATURES EN
STP_009 | Data Enrichment | SCS |  | 2023-06-27 |  |  | 1213266 | 1213266 | O-RING;DRVT,IFI23930 | O-RING;MNFR:DRIVETRAIN,PTNO:IFI23930 | 01)DRIVETRAIN AUSTRALIA,01)IFI23930,O-RING | IFI23930 | 3000461 | DRIVETRAIN | DRIVETRAIN | IFI23930 | [18 empty] | O-RING | NO MODIFIER | INSIDE DIAMETER |  | OUTSIDE DIAMETER |  | WIDTH |  | MATERIAL |  | DASH NUMBER |  | HARDNESS |  | PRESSURE RATING |  | TEMPERATURE RATING |  | HAZARD CLASS |  | CERTIFICATION/STANDARD |  | ADDITIONAL FEATURES EN
STP_009 | Data Enrichment | SCS |  | 2023-06-27 |  |  | 1213397 | 1213397 | O-RING;DRVT,IFI31290 | O-RING;MNFR:DRIVETRAIN,PTNO:IFI31290 |  | IFI31290 | 3000461 | DRIVETRAIN | DRIVETRAIN | IFI31290 | [18 empty] | O-RING | NO MODIFIER | INSIDE DIAMETER |  | OUTSIDE DIAMETER |  | WIDTH |  | MATERIAL |  | DASH NUMBER |  | HARDNESS |  | PRESSURE RATING |  | TEMPERATURE RATING |  | HAZARD CLASS |  | CERTIFICATION/STANDARD |  | ADDITIONAL FEATURES EN
STP_009 | Data Enrichment | SCS |  | 2023-06-27 |  |  | 1213398 | 1213398 | O-RING;DRVT,IFI31292 | O-RING;MNFR:DRIVETRAIN,PTNO:IFI31292 |  | IFI31292 | 3000461 | DRIVETRAIN | DRIVETRAIN | IFI31292 | [18 empty] | O-RING | NO MODIFIER | INSIDE DIAMETER |  | OUTSIDE DIAMETER |  | WIDTH |  | MATERIAL |  | DASH NUMBER |  | HARDNESS |  | PRESSURE RATING |  | TEMPERATURE RATING |  | HAZARD CLASS |  | CERTIFICATION/STANDARD |  | ADDITIONAL FEATURES EN
STP_009 | Data Enrichment | SCS |  | 2023-06-27 |  |  | 1213399 | 1213399 | O-RING;DRVT,IFI31293 | O-RING;MNFR:DRIVETRAIN,PTNO:IFI31293 |  | IFI31293 | 3000461 | DRIVETRAIN | DRIVETRAIN | IFI31293 | [18 empty] | O-RING | NO MODIFIER | INSIDE DIAMETER |  | OUTSIDE DIAMETER |  | WIDTH |  | MATERIAL |  | DASH NUMBER |  | HARDNESS |  | PRESSURE RATING |  | TEMPERATURE RATING |  | HAZARD CLASS |  | CERTIFICATION/STANDARD |  | ADDITIONAL FEATURES EN
STP_009 | Data Enrichment | SCS |  | 2023-06-27 |  |  | 1213400 | 1213400 | O-RING;DRVT,IFI31294 | O-RING;MNFR:DRIVETRAIN,PTNO:IFI31294 |  | IFI31294 | 3000461 | DRIVETRAIN | DRIVETRAIN | IFI31294 | [18 empty] | O-RING | NO MODIFIER | INSIDE DIAMETER |  | OUTSIDE DIAMETER |  | WIDTH |  | MATERIAL |  | DASH NUMBER |  | HARDNESS |  | PRESSURE RATING |  | TEMPERATURE RATING |  | HAZARD CLASS |  | CERTIFICATION/STANDARD |  | ADDITIONAL FEATURES EN
STP_009 | Data Enrichment | SCS |  | 2023-06-27 |  |  | 1213430 | 1213430 | O-RING;DRVT,IFI31364 | O-RING;MNFR:DRIVETRAIN,PTNO:IFI31364 |  | IFI31364 | 3000461 | DRIVETRAIN | DRIVETRAIN | IFI31364 | [18 empty] | O-RING | NO MODIFIER | INSIDE DIAMETER |  | OUTSIDE DIAMETER |  | WIDTH |  | MATERIAL |  | DASH NUMBER |  | HARDNESS |  | PRESSURE RATING |  | TEMPERATURE RATING |  | HAZARD CLASS |  | CERTIFICATION/STANDARD |  | ADDITIONAL FEATURES EN
STP_009 | Data Enrichment | SCS |  | 2023-06-27 |  |  | 1213444 | 1213444 | O-RING;DRVT,IFI31383 | O-RING;MNFR:DRIVETRAIN,PTNO:IFI31383 |  | IFI31383 | 3000461 | DRIVETRAIN | DRIVETRAIN | IFI31383 | [18 empty] | O-RING | NO MODIFIER | INSIDE DIAMETER |  | OUTSIDE DIAMETER |  | WIDTH |  | MATERIAL |  | DASH NUMBER |  | HARDNESS |  | PRESSURE RATING |  | TEMPERATURE RATING |  | HAZARD CLASS |  | CERTIFICATION/STANDARD |  | ADDITIONAL FEATURES EN
STP_009 | Data Enrichment | SCS |  | 2023-06-27 |  |  | 1213510 | 1213510 | O-RING;DRVT,IFI33571 | O-RING;MNFR:DRIVETRAIN,PTNO:IFI33571 |  | IFI33571 | 3000461 | DRIVETRAIN | DRIVETRAIN | IFI33571 | [18 empty] | O-RING | NO MODIFIER | INSIDE DIAMETER |  | OUTSIDE DIAMETER |  | WIDTH |  | MATERIAL |  | DASH NUMBER |  | HARDNESS |  | PRESSURE RATING |  | TEMPERATURE RATING |  | HAZARD CLASS |  | CERTIFICATION/STANDARD |  | ADDITIONAL FEATURES EN
STP_009 | Data Enrichment | SCS |  | 2023-06-27 |  |  | 1218846 | 1218846 | O-RING;EPM,9550094 | O-RING;MNFR:EMERSON PROCESS MANAGEMENT,PTNO:9550094 |  | 9550094 | 3000268 | EMERSON PROCESS MANAGEMEN | EMERSON PROCESS MANAGEMENT | 9550094 | [18 empty] | O-RING | NO MODIFIER | INSIDE DIAMETER |  | OUTSIDE DIAMETER |  | WIDTH |  | MATERIAL |  | DASH NUMBER |  | HARDNESS |  | PRESSURE RATING |  | TEMPERATURE RATING |  | HAZARD CLASS |  | CERTIFICATION/STANDARD |  | ADDITIONAL FEATURES EN
STP_009 | Data Enrichment | SCS |  | 2023-06-27 |  |  | 1275799 | 1275799 | O-RING;FUCH,FLA-6141000,METERING VALVE,S | O-RING;MNFR:FUCHS LUBRICANTS,PTNO:FLA-6141000,ADDITIONAL FEATURES EN:METERING VALVE,SMALL | 01)FUCHS LUBRICANTS (A'SIA),01)FLA-6141000,O-RING,01)METERING VALVE,SMALL | FLA-6141000 | 3000427 | FUCHS LUBRICANTS | FUCHS LUBRICANTS | FLA-6141000 | [18 empty] | O-RING | NO MODIFIER | INSIDE DIAMETER |  | OUTSIDE DIAMETER |  | WIDTH |  | MATERIAL |  | DASH NUMBER |  | HARDNESS |  | PRESSURE RATING |  | TEMPERATURE RATING |  | HAZARD CLASS |  | CERTIFICATION/STANDARD |  | ADDITIONAL FEATURES EN | METERING VALVE,SMALL
STP_009 | Data Enrichment | SCS |  | 2023-06-27 |  |  | 1275794 | 1275794 | O-RING;FUCH,FLA-6142000,METERING VALVE,L | O-RING;MNFR:FUCHS LUBRICANTS,PTNO:FLA-6142000,ADDITIONAL FEATURES EN:METERING VALVE,LARGE | 01)FUCHS LUBRICANTS (A'SIA),01)FLA-6142000,O-RING,01)METERING VALVE,LARGE | FLA-6142000 | 3000427 | FUCHS LUBRICANTS | FUCHS LUBRICANTS | FLA-6142000 | [18 empty] | O-RING | NO MODIFIER | INSIDE DIAMETER |  | OUTSIDE DIAMETER |  | WIDTH |  | MATERIAL |  | DASH NUMBER |  | HARDNESS |  | PRESSURE RATING |  | TEMPERATURE RATING |  | HAZARD CLASS |  | CERTIFICATION/STANDARD |  | ADDITIONAL FEATURES EN | METERING VALVE,LARGE
STP_009 | Data Enrichment | SCS |  | 2023-06-27 |  |  | 1273033 | 1273033 | O-RING;HYS,0198518 | O-RING;MNFR:HYSTER,PTNO:0198518 | 01)ADAPT-A-LIFT GROUP PTY LT,01)0198518,O-RING | 198518 | 3000023 | HYSTER | HYSTER | 0198518 | [18 empty] | O-RING | NO MODIFIER | INSIDE DIAMETER |  | OUTSIDE DIAMETER |  | WIDTH |  | MATERIAL |  | DASH NUMBER |  | HARDNESS |  | PRESSURE RATING |  | TEMPERATURE RATING |  | HAZARD CLASS |  | CERTIFICATION/STANDARD |  | ADDITIONAL FEATURES EN
STP_009 | Data Enrichment | SCS |  | 2023-06-27 |  |  | 1273032 | 1273032 | O-RING;HYS,0199917 | O-RING;MNFR:HYSTER,PTNO:0199917 | 01)ADAPT-A-LIFT GROUP PTY LT,01)0199917,O-RING | 199917 | 3000023 | HYSTER | HYSTER | 0199917 | [18 empty] | O-RING | NO MODIFIER | INSIDE DIAMETER |  | OUTSIDE DIAMETER |  | WIDTH |  | MATERIAL |  | DASH NUMBER |  | HARDNESS |  | PRESSURE RATING |  | TEMPERATURE RATING |  | HAZARD CLASS |  | CERTIFICATION/STANDARD |  | ADDITIONAL FEATURES EN
STP_009 | Data Enrichment | SCS |  | 2023-06-27 |  |  | 1218918 | 1218918 | O-RING;ID 123.42 MM,OD 130.48 MM,NBR | O-RING;INSIDE DIAMETER:123.42 MM,OUTSIDE DIAMETER:130.48 MM,WIDTH:3.53 MM,MATERIAL:NBR,HARDNESS:70-75,ADDITIONAL FEATURES EN: NOMINAL SIZE 4-7/8 IN X 1/8 IN PKT = 5,MNFR:CUMMINS,PTNO:3007713,MNFR:01)APPINDUS,PTNO:01)BS249-PACK5 | 123.42 MM,130.48 MM,3.53 MM,EN_01)NBR,70-75,01)NOMINAL SIZE 4-7/8 IN X 1/8,01)APPINDUS,01)BS249-PACK5,O-RING | 3007713 | 3000018 | CUMMINS | 01)APPINDUS | 01)BS249-PACK5 | [18 empty] | O-RING | NO MODIFIER | INSIDE DIAMETER | 123.42 MM | OUTSIDE DIAMETER | 130.48 MM | WIDTH | 3.53 MM | MATERIAL | NBR | DASH NUMBER |  | HARDNESS | 70-75 | PRESSURE RATING |  | TEMPERATURE RATING |  | HAZARD CLASS |  | CERTIFICATION/STANDARD |  | ADDITIONAL FEATURES EN | NOMINAL SIZE 4-7/8 IN X 1/8 IN PKT = 5
STP_009 | Data Enrichment | SCS |  | 2023-06-27 |  |  | 1218087 | 1218087 | O-RING;ID 1-3/64 IN,WD 0.07 IN,BUNA-N | O-RING;INSIDE DIAMETER:1-3/64 IN,WIDTH:0.07 IN,MATERIAL:BUNA-N,HARDNESS:70-75,ADDITIONAL FEATURES EN:NOM SIZE 1-1/16"ID X 1/16"THK PKT = 25,MNFR:CUMMINS,PTNO:101754,MNFR:01)SEALAUST,PTNO:01)BS023-PACK25 | 1-3/64 IN,0.07 IN,EN_01)BUNA-N,70-75,01)NOM SIZE 1-1/16"ID X 1/16"T,01)SEALAUST,01)BS023-PACK25,O-RING | 101754 | 3000018 | CUMMINS | 01)SEALAUST | 01)BS023-PACK25 | [18 empty] | O-RING | NO MODIFIER | INSIDE DIAMETER | 1-3/64 IN | OUTSIDE DIAMETER |  | WIDTH | 0.07 IN | MATERIAL | BUNA-N | DASH NUMBER |  | HARDNESS | 70-75 | PRESSURE RATING |  | TEMPERATURE RATING |  | HAZARD CLASS |  | CERTIFICATION/STANDARD |  | ADDITIONAL FEATURES EN | NOM SIZE 1-1/16"ID X 1/16"THK PKT = 25
STP_009 | Data Enrichment | SCS |  | 2023-06-27 |  |  | 1322147 | 1322147 | O-RING;ID 33.05 MM,WD 1.78 MM,NITRL | O-RING;INSIDE DIAMETER:33.05 MM,WIDTH:1.78 MM,MATERIAL:NITRILE,HARDNESS:DURO 70-75,CERTIFICATION/STANDARD:BS 027,ADDITIONAL FEATURES EN:NOMINAL SIZE 1-5/16 IN X 1/16 IN PKT = 20,MNFR:CUMMINS,PTNO:3010510 | 33.05 MM,1.78 MM,EN_01)NITRILE,DURO 70-75,EN_01)BS 027,01)NOMINAL SIZE 1-5/16 IN X 1/,O-RING | 3010510 | 3000018 | CUMMINS | CUMMINS | 3010510 | [18 empty] | O-RING | NO MODIFIER | INSIDE DIAMETER | 33.05 MM | OUTSIDE DIAMETER |  | WIDTH | 1.78 MM | MATERIAL | NITRILE | DASH NUMBER |  | HARDNESS | DURO 70-75 | PRESSURE RATING |  | TEMPERATURE RATING |  | HAZARD CLASS |  | CERTIFICATION/STANDARD | BS 027 | ADDITIONAL FEATURES EN | NOMINAL SIZE 1-5/16 IN X 1/16 IN PKT = 20
STP_009 | Data Enrichment | SCS |  | 2023-06-27 |  |  | 1276061 | 1276061 | O-RING;ID 50.17 MM,OD 60.83 MM,NBR,70-75 | O-RING;INSIDE DIAMETER:50.17 MM,OUTSIDE DIAMETER:60.83 MM,WIDTH:5.33 MM,MATERIAL:NBR,HARDNESS:70-75,TEMPERATURE RATING:-25 TO 200 DEG C,ADDITIONAL FEATURES EN:NOMINAL SIZE 2 IN X 3/16 IN PKT = 15,MNFR:CUMMINS,PTNO:69760,MNFR:01)SEALAUST,PTNO:01)BS329-PACK15 | 50.17 MM,60.83 MM,5.33 MM,EN_01)NBR,70-75,-25 TO 200 DEG C,01)NOMINAL SIZE 2 IN X 3/16 IN,01)SEALAUST,01)BS329-PACK15,O-RING | 69760 | 3000018 | CUMMINS | 01)SEALAUST | 01)BS329-PACK15 | [18 empty] | O-RING | NO MODIFIER | INSIDE DIAMETER | 50.17 MM | OUTSIDE DIAMETER | 60.83 MM | WIDTH | 5.33 MM | MATERIAL | NBR | DASH NUMBER |  | HARDNESS | 70-75 | PRESSURE RATING |  | TEMPERATURE RATING | -25 TO 200 DEG C | HAZARD CLASS |  | CERTIFICATION/STANDARD |  | ADDITIONAL FEATURES EN | NOMINAL SIZE 2 IN X 3/16 IN PKT = 15
STP_009 | Data Enrichment | SCS |  | 2023-06-27 |  |  | 1220206 | 1220206 | O-RING;MAN,1065-33 | O-RING;MNFR:MANITOU,PTNO:1065-33 | 01)JUNGHEINRICH AUSTRALIA PT,01)106533,O-RING | 1065-33 | 3000007 | MANITOU | MANITOU | 1065-33 | [18 empty] | O-RING | NO MODIFIER | INSIDE DIAMETER |  | OUTSIDE DIAMETER |  | WIDTH |  | MATERIAL |  | DASH NUMBER |  | HARDNESS |  | PRESSURE RATING |  | TEMPERATURE RATING |  | HAZARD CLASS |  | CERTIFICATION/STANDARD |  | ADDITIONAL FEATURES EN
STP_009 | Data Enrichment | SCS |  | 2023-06-27 |  |  | 1269765 | 1269765 | O-RING;MILW,563576001 | O-RING;MNFR:MILWAUKEE ELECTRIC TOOL,PTNO:563576001 | 01)TOOL 'N' TACKLE,01)563576001,O-RING | 563576001 | 3000317 | MILWAUKEE ELECTRIC TOOL | MILWAUKEE ELECTRIC TOOL | 563576001 | [18 empty] | O-RING | NO MODIFIER | INSIDE DIAMETER |  | OUTSIDE DIAMETER |  | WIDTH |  | MATERIAL |  | DASH NUMBER |  | HARDNESS |  | PRESSURE RATING |  | TEMPERATURE RATING |  | HAZARD CLASS |  | CERTIFICATION/STANDARD |  | ADDITIONAL FEATURES EN
STP_009 | Data Enrichment | SCS |  | 2023-06-27 |  |  | 1321716 | 1321716 | O-RING;SIE,210-104 | O-RING;MNFR:SIEMENS,PTNO:210-104 | O-RING | 210-104 | 3000032 | SIEMENS | SIEMENS | 210-104 | [18 empty] | O-RING | NO MODIFIER | INSIDE DIAMETER |  | OUTSIDE DIAMETER |  | WIDTH |  | MATERIAL |  | DASH NUMBER |  | HARDNESS |  | PRESSURE RATING |  | TEMPERATURE RATING |  | HAZARD CLASS |  | CERTIFICATION/STANDARD |  | ADDITIONAL FEATURES EN
STP_009 | Data Enrichment | SCS |  | 2023-06-27 |  |  | 1321718 | 1321718 | O-RING;SIE,210-282 | O-RING;MNFR:SIEMENS,PTNO:210-282 | O-RING | 210-282 | 3000032 | SIEMENS | SIEMENS | 210-282 | [18 empty] | O-RING | NO MODIFIER | INSIDE DIAMETER |  | OUTSIDE DIAMETER |  | WIDTH |  | MATERIAL |  | DASH NUMBER |  | HARDNESS |  | PRESSURE RATING |  | TEMPERATURE RATING |  | HAZARD CLASS |  | CERTIFICATION/STANDARD |  | ADDITIONAL FEATURES EN
STP_009 | Data Enrichment | SCS |  | 2023-06-27 |  |  | 1321717 | 1321717 | O-RING;SIE,210-316 | O-RING;MNFR:SIEMENS,PTNO:210-316 | O-RING | 210-316 | 3000032 | SIEMENS | SIEMENS | 210-316 | [18 empty] | O-RING | NO MODIFIER | INSIDE DIAMETER |  | OUTSIDE DIAMETER |  | WIDTH |  | MATERIAL |  | DASH NUMBER |  | HARDNESS |  | PRESSURE RATING |  | TEMPERATURE RATING |  | HAZARD CLASS |  | CERTIFICATION/STANDARD |  | ADDITIONAL FEATURES EN
STP_009 | Data Enrichment | SCS |  | 2023-06-27 |  |  | 1242363 | 1242363 | O-RING;WEI,26T35N126 | O-RING;ADDITIONAL FEATURES EN:SHAFT,SLEEVE,MNFR:VULCO,PTNO:26T35N126 | 01)SHAFT,SLEEVE,01)EJE,SLEEVE,01)SLURRY PUMP,01)WARMAN,01)1.5/1B-AH | 26T35N126 | 3000036 | WEIR | VULCO | 26T35N126 | [18 empty] | O-RING | NO MODIFIER | INSIDE DIAMETER |  | OUTSIDE DIAMETER |  | WIDTH |  | MATERIAL |  | DASH NUMBER |  | HARDNESS |  | PRESSURE RATING |  | TEMPERATURE RATING |  | HAZARD CLASS |  | CERTIFICATION/STANDARD |  | ADDITIONAL FEATURES EN | SHAFT,SLEEVE
STP_009 | Data Enrichment | SCS |  | 2023-06-27 |  |  | 1241092 | 1241092 | O-RING;WEI,50T416N | O-RING;MNFR:WEIR,PTNO:50T416N, | JOINT TORIQUE | 50T416N | 3000036 | WEIR | WEIR | 50T416N, | [18 empty] | O-RING | NO MODIFIER | INSIDE DIAMETER |  | OUTSIDE DIAMETER |  | WIDTH |  | MATERIAL |  | DASH NUMBER |  | HARDNESS |  | PRESSURE RATING |  | TEMPERATURE RATING |  | HAZARD CLASS |  | CERTIFICATION/STANDARD |  | ADDITIONAL FEATURES EN
STP_009 | Data Enrichment | SCS |  | 2023-06-27 |  |  | 1242372 | 1242372 | O-RING;WEI,69T393N460 | ANILLO O;MNFR:WEIR,PTNO:69T393N460,CARACTERISTICAS ADICIONALES ES:HAZLETON MINERALS | ANILLO O | 69T393N460 | 3000036 | WEIR | WEIR | 69T393N460 | [18 empty] | O-RING | NO MODIFIER | INSIDE DIAMETER |  | OUTSIDE DIAMETER |  | WIDTH |  | MATERIAL |  | DASH NUMBER |  | HARDNESS |  | PRESSURE RATING |  | TEMPERATURE RATING |  | HAZARD CLASS |  | CERTIFICATION/STANDARD |  | ADDITIONAL FEATURES EN | [51 empty] | CARACTERISTICAS ADICIONALES ES:HAZLETON MINERALS
STP_009 | Data Enrichment | SCS |  | 2023-06-27 |  |  | 1241095 | 1241095 | O-RING;WEI,B217-S10,IMPELLER SEALING,INS | O-RING;MNFR:WEIR,PTNO:B217-S10,ADDITIONAL FEATURES EN:IMPELLER SEALING ,INSIDE DIAMETER:29.82 MM,OUTSIDE DIAMETER:35.06 MM,WIDTH:2.62 MM,MATERIAL:NBR | O-RING,01)IMPELLER SEALING,INSIDE DIAMETER:29.82 MM,02)OUTSIDE DIAMETER:35.06 MM,WIDTH:2.62 MM,MATERIA,01)ÉTANCHÉITÉ DE LA ROUE,DIAMÈTRE INTÉRIEUR:29.82,02)DIAMÈTRE EXTÉRIEUR:35.06 MM,LARGEUR:2.62 MM,MAT | B217-S10 | 3000036 | WEIR | WEIR | B217-S10 | [18 empty] | O-RING | NO MODIFIER | INSIDE DIAMETER | 29.82 MM | OUTSIDE DIAMETER | 35.06 MM | WIDTH | 2.62 MM | MATERIAL | NBR | DASH NUMBER |  | HARDNESS |  | PRESSURE RATING |  | TEMPERATURE RATING |  | HAZARD CLASS |  | CERTIFICATION/STANDARD |  | ADDITIONAL FEATURES EN | IMPELLER SEALING
STP_009 | Data Enrichment | SCS |  | 2023-06-27 |  |  | 1241097 | 1241097 | O-RING;WEI,C217-S10,INSIDE DIAMETER:40.8 | O-RING;MNFR:WEIR,PTNO:C217-S10,ADDITIONAL FEATURES EN:INSIDE DIAMETER:40.87 MM OUTSIDE DIAMETER:47.93 MM,WIDTH:3.53 MM MATERIAL:NBR | O-RING,01)INSIDE DIAMETER:40.87 MM OUTSIDE DIAMETER:47.93,02)WIDTH:3.53 MM MATERIAL:NBR,01)DIAMETRE INTERIEUR:40.87 MM DIAMETRE EXTERIEUR:,02)LARGEUR:3.53 MM MATERIL:NBR | C217-S10 | 3000036 | WEIR | WEIR | C217-S10 | [18 empty] | O-RING | NO MODIFIER | INSIDE DIAMETER |  | OUTSIDE DIAMETER |  | WIDTH | 3.53 MM MATERIAL:NBR | MATERIAL |  | DASH NUMBER |  | HARDNESS |  | PRESSURE RATING |  | TEMPERATURE RATING |  | HAZARD CLASS |  | CERTIFICATION/STANDARD |  | ADDITIONAL FEATURES EN | INSIDE DIAMETER:40.87 MM OUTSIDE DIAMETER:47.93 MM
STP_009 | Data Enrichment | SCS |  | 2023-06-27 |  |  | 1241089 | 1241089 | O-RING;WEI,E109-S10 | ANILLO O;MNFR:WEIR,PTNO:E109-S10,CARACTERISTICAS ADICIONALES ES:90 X 3 MM | JOINT TORIQUE,01)MATERIAL:RUBBER,SIZE:90 X THK 3 MM,01)MATERIAL:RUBBER,SIZE:90 X THK 3 MM | E109-S10 | 3000036 | WEIR | WEIR | E109-S10 | [18 empty] | O-RING | NO MODIFIER | INSIDE DIAMETER |  | OUTSIDE DIAMETER |  | WIDTH |  | MATERIAL |  | DASH NUMBER |  | HARDNESS |  | PRESSURE RATING |  | TEMPERATURE RATING |  | HAZARD CLASS |  | CERTIFICATION/STANDARD |  | ADDITIONAL FEATURES EN | [51 empty] | CARACTERISTICAS ADICIONALES ES:90 X 3 MM
STP_009 | Data Enrichment | SCS |  | 2023-06-27 |  |  | 1244787 | 1244787 | O-RING;WEI,E109-S10,AXIS SHIRT 10/8 G-AH | O-RING;MNFR:WEIR,PTNO:E109-S10,ADDITIONAL FEATURES EN:AXIS SHIRT 10/8 G-AH 12 / 10 T-AHPP | O-RING,01)AXIS SHIRT 10/8 G-AH 12 / 10 T-AHPP,01)CHEMISE AXE 10/8 G-AH 12 / 10 T-AHPP | E109-S10 | 3000036 | WEIR | WEIR | E109-S10 | [18 empty] | O-RING | NO MODIFIER | INSIDE DIAMETER |  | OUTSIDE DIAMETER |  | WIDTH |  | MATERIAL |  | DASH NUMBER |  | HARDNESS |  | PRESSURE RATING |  | TEMPERATURE RATING |  | HAZARD CLASS |  | CERTIFICATION/STANDARD |  | ADDITIONAL FEATURES EN | AXIS SHIRT 10/8 G-AH 12 / 10 T-AHPP
STP_009 | Data Enrichment | rym |  | 2023-06-27 |  |  | 1257763 | 1257763 | PIN,COTTR;DIEC,BWH2165 | PIN,COTTER;MNFR:DIECI,PTNO:BWH2165,ADDITIONAL FEATURES EN:SNAP,RETAINING CIRCLIP | PIN,COTTER,01)SNAP,RETAINING CIRCLIP | BWH2165 | 3000511 | DIECI | DIECI | BWH2165 | [18 empty] | PIN | COTTER | TYPE |  | DIAMETER |  | LENGTH |  | HEAD DIAMETER |  | MATERIAL |  | MATERIAL SPECIFICATION |  | COATING/FINISH |  | HAZARD CLASS |  | CERTIFICATION/STANDARD |  | ADDITIONAL FEATURES EN | SNAP,RETAINING CIRCLIP
STP_009 | Data Enrichment | rym |  | 2023-06-27 |  |  | 1273918 | 1273918 | PIN,DWL;MER,DE-007346016005,ALTERNATOR | PIN,DOWEL;MNFR:MERCEDES,PTNO:DE-007346016005,ADDITIONAL FEATURES EN:ALTERNATOR MOUNTING | 01)PENSKE POWER SYSTEMS,01)DE-007346016005,PIN,DOWEL,01)ALTERNATOR MOUNTING | DE-007346016005 | 3000008 | MERCEDES | MERCEDES | DE-007346016005 | [18 empty] | PIN | DOWEL | TYPE |  | DIAMETER |  | LENGTH |  | MATERIAL |  | MATERIAL SPECIFICATION |  | COATING/FINISH |  | HARDNESS |  | HAZARD CLASS |  | CERTIFICATION/STANDARD |  | ADDITIONAL FEATURES EN | ALTERNATOR MOUNTING
STP_009 | Data Enrichment | rym |  | 2023-06-27 |  |  | 1217563 | 1217563 | PIN,LCK;DIEC,AWD1178 | PIN,LOCK;MNFR:DIECI,PTNO:AWD1178,ADDITIONAL FEATURES EN:CARRIAGE,LENGTH:33.11 MM,MANBASKET | PIN,LOCK,01)CARRIAGE,LENGTH:33.11 MM,MANBASKET | AWD1178 | 3000511 | DIECI | DIECI | AWD1178 | [18 empty] | PIN | LOCK | TYPE |  | DIAMETER |  | LENGTH | 33.11 MM,MANBASKET | MATERIAL |  | MATERIAL SPECIFICATION |  | COATING/FINISH |  | HARDNESS |  | HAZARD CLASS |  | CERTIFICATION/STANDARD |  | ADDITIONAL FEATURES EN | CARRIAGE
STP_009 | Data Enrichment | rym |  | 2023-06-27 |  |  | 1333656 | 1333656 | PIN,LCK;DIEC,AWD1208 | PIN,LOCK;MNFR:DIECI,PTNO:AWD1208,ADDITIONAL FEATURES EN:CARRIAGE,LENGTH:70.1 MM,MANBASKET SAMSON | PIN,LOCK,01)CARRIAGE,LENGTH:70.1 MM,MANBASKET SAMSON | AWD1208 | 3000511 | DIECI | DIECI | AWD1208 | [18 empty] | PIN | LOCK | TYPE |  | DIAMETER |  | LENGTH | 70.1 MM,MANBASKET SAMSON | MATERIAL |  | MATERIAL SPECIFICATION |  | COATING/FINISH |  | HARDNESS |  | HAZARD CLASS |  | CERTIFICATION/STANDARD |  | ADDITIONAL FEATURES EN | CARRIAGE
STP_009 | Data Enrichment | rym |  | 2023-06-27 |  |  | 1333655 | 1333655 | PIN,LCK;DIEC,AWD1209 | PIN,LOCK;MNFR:DIECI,PTNO:AWD1209,ADDITIONAL FEATURES EN:LOCKING MECHANISM,TAMPER PROOF, MANBASKET TO MACHINE ZUES AND SAM | PIN,LOCK,01)LOCKING MECHANISM,TAMPER PROOF, MANBASKET TO MA | AWD1209 | 3000511 | DIECI | DIECI | AWD1209 | [18 empty] | PIN | LOCK | TYPE |  | DIAMETER |  | LENGTH |  | MATERIAL |  | MATERIAL SPECIFICATION |  | COATING/FINISH |  | HARDNESS |  | HAZARD CLASS |  | CERTIFICATION/STANDARD |  | ADDITIONAL FEATURES EN | LOCKING MECHANISM,TAMPER PROOF,MANBASKET TO MACHINE ZUES AND SAM
STP_009 | Data Enrichment | SFU |  | 2023-06-27 |  |  | 1213188 | 1213188 | PIN,PIVT;DRVT,IFI10997,DOOR RELEASE | PIN,PIVOT;MNFR:DRIVETRAIN,PTNO:IFI10997,ADDITIONAL FEATURES EN:DOOR RELEASE | 01)DRIVETRAIN AUSTRALIA,01)IFI10997,PIN,PIVOT,01)DOOR RELEASE | IFI10997 | 3000461 | DRIVETRAIN | DRIVETRAIN | IFI10997 | [18 empty] | PIN | PIVOT | TYPE |  | PIN DIAMETER |  | LENGTH |  | HEAD SIZE |  | MATERIAL |  | MATERIAL SPECIFICATION |  | HARDNESS |  | HAZARD CLASS |  | CERTIFICATION/STANDARD |  | ADDITIONAL FEATURES EN | DOOR RELEASE
STP_009 | Data Enrichment | rym |  | 2023-06-27 |  |  | 1217878 | 1217878 | PIN;ASWP,DU 6031360392 | PIN;MNFR:AUSWEEP,PTNO:DU 6031360392 | 01)AUSTRALIAN SWEEPER CORP P,01)DU 6031360392,PIN | DU 6031360392 | 3000416 | AUSWEEP | AUSWEEP | DU 6031360392 | [18 empty] | PIN | NO MODIFIER | TYPE |  | DIAMETER |  | LENGTH |  | MATERIAL |  | MATERIAL SPECIFICATION |  | COATING/FINISH |  | HAZARD CLASS |  | CERTIFICATION/STANDARD |  | ADDITIONAL FEATURES EN
STP_009 | Data Enrichment | rym |  | 2023-06-27 |  |  | 1219748 | 1219748 | PIN;CASJ,9706807,BALL,STUD | PIN;MNFR:CASE J I CO,PTNO:9706807,ADDITIONAL FEATURES EN:BALL,STUD | 01)MAK DIESEL & EARTHMOVING,01)9706807,PIN,01)BALL,STUD | 9706807 | 3000248 | CASE J I CO | CASE J I CO | 9706807 | [18 empty] | PIN | NO MODIFIER | TYPE |  | DIAMETER |  | LENGTH |  | MATERIAL |  | MATERIAL SPECIFICATION |  | COATING/FINISH |  | HAZARD CLASS |  | CERTIFICATION/STANDARD |  | ADDITIONAL FEATURES EN | BALL,STUD
STP_009 | Data Enrichment | rym |  | 2023-06-27 |  |  | 1240262 | 1240262 | PIN;CUM,68513,METCON SALES AND | PIN;MNFR:CUMMINS,PTNO:68513,VENDOR NAME:METCON SALES AND ENGINEERING LIMITE,ADDITIONAL FEATURES EN:STRAIGHT,NOM DIA 1/2 X LG 1.297 X HOLE DIA 1/8 IN ONE END HEADLESS SQUARE ENDS STEEL | 01)METCON SALES AND ENGINEERIN,PIN,01)STRAIGHT,NOM DIA 1/2,02)X LG 1.297 X HOLE DIA,03)1/8 IN ONE END HEADLESS,04)SQUARE ENDS STEEL,01)DROIT,ACIER UNE,02)EXTREMITE SANS TETE BOUT,03)CARRE DIA NOM 1/2 X L,04)1.297 X TROU DIA 1/8 PO | 68513 | 3000018 | CUMMINS | CUMMINS | 68513 | [18 empty] | PIN | NO MODIFIER | TYPE |  | DIAMETER |  | LENGTH |  | MATERIAL |  | MATERIAL SPECIFICATION |  | COATING/FINISH |  | HAZARD CLASS |  | CERTIFICATION/STANDARD |  | ADDITIONAL FEATURES EN | STRAIGHT,NOM DIA 1/2 X LG 1.297 X HOLE DIA 1/8 IN ONE END HEADLESS SQUARE ENDS STEEL | [54 empty] | VENDOR NAME:METCON SALES AND ENGINEERING LIMITE
STP_009 | Data Enrichment | rym |  | 2023-06-27 |  |  | 1333659 | 1333659 | PIN;DIEC,3P-1028 | PIN;MNFR:DIECI,PTNO:3P-1028,ADDITIONAL FEATURES EN:MOUNTING,MANBASKET TO LINK ARM,LINK ARM TO MOUNTING PLATE | PIN,01)MOUNTING,MANBASKET TO LINK ARM,LINK ARM TO MOUN | 3P-1028 | 3000511 | DIECI | DIECI | 3P-1028 | [18 empty] | PIN | NO MODIFIER | TYPE |  | DIAMETER |  | LENGTH |  | MATERIAL |  | MATERIAL SPECIFICATION |  | COATING/FINISH |  | HAZARD CLASS |  | CERTIFICATION/STANDARD |  | ADDITIONAL FEATURES EN | MOUNTING,MANBASKET TO LINK ARM,LINK ARM TO MOUNTING PLATE
STP_009 | Data Enrichment | rym |  | 2023-06-27 |  |  | 1332970 | 1332970 | PIN;DIEC,BWS2119 | PIN;MNFR:DIECI,PTNO:BWS2119,ADDITIONAL FEATURES EN:ELASTIC | PIN,01)ELASTIC | BWS2119 | 3000511 | DIECI | DIECI | BWS2119 | [18 empty] | PIN | NO MODIFIER | TYPE |  | DIAMETER |  | LENGTH |  | MATERIAL |  | MATERIAL SPECIFICATION |  | COATING/FINISH |  | HAZARD CLASS |  | CERTIFICATION/STANDARD |  | ADDITIONAL FEATURES EN | ELASTIC
STP_009 | Data Enrichment | rym |  | 2023-06-27 |  |  | 1332969 | 1332969 | PIN;DIEC,BWS2147 | PIN;MNFR:DIECI,PTNO:BWS2147,ADDITIONAL FEATURES EN:ELASTIC | PIN,01)ELASTIC | BWS2147 | 3000511 | DIECI | DIECI | BWS2147 | [18 empty] | PIN | NO MODIFIER | TYPE |  | DIAMETER |  | LENGTH |  | MATERIAL |  | MATERIAL SPECIFICATION |  | COATING/FINISH |  | HAZARD CLASS |  | CERTIFICATION/STANDARD |  | ADDITIONAL FEATURES EN | ELASTIC
STP_009 | Data Enrichment | rym |  | 2023-06-27 |  |  | 1333445 | 1333445 | PIN;DIEC,BWS2197 | PIN;MNFR:DIECI,PTNO:BWS2197,ADDITIONAL FEATURES EN:ELASTIC | PIN,01)ELASTIC | BWS2197 | 3000511 | DIECI | DIECI | BWS2197 | [18 empty] | PIN | NO MODIFIER | TYPE |  | DIAMETER |  | LENGTH |  | MATERIAL |  | MATERIAL SPECIFICATION |  | COATING/FINISH |  | HAZARD CLASS |  | CERTIFICATION/STANDARD |  | ADDITIONAL FEATURES EN | ELASTIC
STP_009 | Data Enrichment | SFU |  | 2023-06-27 |  |  | 1213070 | 1213070 | PIN;DRVT,IFI00160 | PIN;MNFR:DRIVETRAIN,PTNO:IFI00160 | 01)DRIVETRAIN AUSTRALIA,01)IFI00160,PIN | IFI00160 | 3000461 | DRIVETRAIN | DRIVETRAIN | IFI00160 | [18 empty] | PIN | NO MODIFIER | TYPE |  | DIAMETER |  | LENGTH |  | MATERIAL |  | MATERIAL SPECIFICATION |  | COATING/FINISH |  | HAZARD CLASS |  | CERTIFICATION/STANDARD |  | ADDITIONAL FEATURES EN
STP_009 | Data Enrichment | SFU |  | 2023-06-27 |  |  | 1213071 | 1213071 | PIN;DRVT,IFI00162 | PIN;MNFR:DRIVETRAIN,PTNO:IFI00162 | 01)DRIVETRAIN AUSTRALIA,01)IFI00162,PIN | IFI00162 | 3000461 | DRIVETRAIN | DRIVETRAIN | IFI00162 | [18 empty] | PIN | NO MODIFIER | TYPE |  | DIAMETER |  | LENGTH |  | MATERIAL |  | MATERIAL SPECIFICATION |  | COATING/FINISH |  | HAZARD CLASS |  | CERTIFICATION/STANDARD |  | ADDITIONAL FEATURES EN
STP_009 | Data Enrichment | SFU |  | 2023-06-27 |  |  | 1213148 | 1213148 | PIN;DRVT,IFI04005 | PIN;MNFR:DRIVETRAIN,PTNO:IFI04005 | 01)DRIVETRAIN AUSTRALIA,01)IFI04005,PIN | IFI04005 | 3000461 | DRIVETRAIN | DRIVETRAIN | IFI04005 | [18 empty] | PIN | NO MODIFIER | TYPE |  | DIAMETER |  | LENGTH |  | MATERIAL |  | MATERIAL SPECIFICATION |  | COATING/FINISH |  | HAZARD CLASS |  | CERTIFICATION/STANDARD |  | ADDITIONAL FEATURES EN
STP_009 | Data Enrichment | SFU |  | 2023-06-27 |  |  | 1213393 | 1213393 | PIN;DRVT,IFI31282 | PIN;MNFR:DRIVETRAIN,PTNO:IFI31282 |  | IFI31282 | 3000461 | DRIVETRAIN | DRIVETRAIN | IFI31282 | [18 empty] | PIN | NO MODIFIER | TYPE |  | DIAMETER |  | LENGTH |  | MATERIAL |  | MATERIAL SPECIFICATION |  | COATING/FINISH |  | HAZARD CLASS |  | CERTIFICATION/STANDARD |  | ADDITIONAL FEATURES EN
STP_009 | Data Enrichment | rym |  | 2023-06-27 |  |  | 1254472 | 1254472 | PIN;ESCO,V33PN | PIN;MNFR:ESCO INC,PTNO:V33PN | 01)MITECH,01)V33PN,PIN | V33PN | 3000425 | ESCO INC | ESCO INC | V33PN | [18 empty] | PIN | NO MODIFIER | TYPE |  | DIAMETER |  | LENGTH |  | MATERIAL |  | MATERIAL SPECIFICATION |  | COATING/FINISH |  | HAZARD CLASS |  | CERTIFICATION/STANDARD |  | ADDITIONAL FEATURES EN
STP_009 | Data Enrichment | rym |  | 2023-06-27 |  |  | 1214938 | 1214938 | PIN;HYS,1570303,TLT | PIN;MNFR:HYSTER,PTNO:1570303,ADDITIONAL FEATURES EN:TILT | PIN,01)TILT,01)TILT | 1570303 | 3000023 | HYSTER | HYSTER | 1570303 | [18 empty] | PIN | NO MODIFIER | TYPE |  | DIAMETER |  | LENGTH |  | MATERIAL |  | MATERIAL SPECIFICATION |  | COATING/FINISH |  | HAZARD CLASS |  | CERTIFICATION/STANDARD |  | ADDITIONAL FEATURES EN | TILT
STP_009 | Data Enrichment | rym |  | 2023-06-27 |  |  | 1273070 | 1273070 | PIN;HYS,1611572,TLT | PIN;MNFR:HYSTER,PTNO:1611572,ADDITIONAL FEATURES EN:TILT | 01)ADAPT-A-LIFT GROUP PTY LT,01)1611572,PIN,01)TILT | 1611572 | 3000023 | HYSTER | HYSTER | 1611572 | [18 empty] | PIN | NO MODIFIER | TYPE |  | DIAMETER |  | LENGTH |  | MATERIAL |  | MATERIAL SPECIFICATION |  | COATING/FINISH |  | HAZARD CLASS |  | CERTIFICATION/STANDARD |  | ADDITIONAL FEATURES EN | TILT
STP_009 | Data Enrichment | rym |  | 2023-06-27 |  |  | 1253567 | 1253567 | PIN;HYS,31599316 | PIN;TYPE:BASE MAST,ADDITIONAL FEATURES:HYSTER CRANE, CLAB3014,PTNO:31599316 |  | 31599316 | 3000023 | HYSTER |  | 31599316 | [18 empty] | PIN | NO MODIFIER | TYPE | BASE MAST | DIAMETER |  | LENGTH |  | MATERIAL |  | MATERIAL SPECIFICATION |  | COATING/FINISH |  | HAZARD CLASS |  | CERTIFICATION/STANDARD |  | ADDITIONAL FEATURES EN | [55 empty] | ADDITIONAL FEATURES:HYSTER CRANE,CLAB3014
STP_009 | Data Enrichment | rym |  | 2023-06-27 |  |  | 1272343 | 1272343 | PIN;MAN,199963 | PIN;MNFR:MANITOU,PTNO:199963 |  | 199963 | 3000007 | MANITOU | MANITOU | 199963 | [18 empty] | PIN | NO MODIFIER | TYPE |  | DIAMETER |  | LENGTH |  | MATERIAL |  | MATERIAL SPECIFICATION |  | COATING/FINISH |  | HAZARD CLASS |  | CERTIFICATION/STANDARD |  | ADDITIONAL FEATURES EN
STP_009 | Data Enrichment | rym |  | 2023-06-27 |  |  | 1273914 | 1273914 | PIN;PRKH,6W-5760,DWL | PIN;MNFR:PARKER HANNIFIN,PTNO:6W-5760,ADDITIONAL FEATURES EN:DOWEL | 01)HASTINGS DEERING(AUSTRALI,01)6W-5760,PIN,01)DOWEL | 6W-5760 | 3000331 | PARKER HANNIFIN | PARKER HANNIFIN | 6W-5760 | [18 empty] | PIN | NO MODIFIER | TYPE |  | DIAMETER |  | LENGTH |  | MATERIAL |  | MATERIAL SPECIFICATION |  | COATING/FINISH |  | HAZARD CLASS |  | CERTIFICATION/STANDARD |  | ADDITIONAL FEATURES EN | DOWEL
STP_009 | Data Enrichment | rym |  | 2023-06-27 |  |  | 1273915 | 1273915 | PIN;PRKH,6W-5761 | PIN;MNFR:PARKER HANNIFIN,PTNO:6W-5761 | 01)HASTINGS DEERING(AUSTRALI,01)6W-5761,PIN | 6W-5761 | 3000331 | PARKER HANNIFIN | PARKER HANNIFIN | 6W-5761 | [18 empty] | PIN | NO MODIFIER | TYPE |  | DIAMETER |  | LENGTH |  | MATERIAL |  | MATERIAL SPECIFICATION |  | COATING/FINISH |  | HAZARD CLASS |  | CERTIFICATION/STANDARD |  | ADDITIONAL FEATURES EN
STP_009 | Data Enrichment | rym |  | 2023-06-27 |  |  | 1213687 | 1213687 | PIN;SIE,04.002/ITEM 4 | PIN;MNFR:SIEMENS,PTNO:04.002/ITEM 4 | PIN | 04.002/ITEM 4 | 3000032 | SIEMENS | SIEMENS | 04.002/ITEM 4 | [18 empty] | PIN | NO MODIFIER | TYPE |  | DIAMETER |  | LENGTH |  | MATERIAL |  | MATERIAL SPECIFICATION |  | COATING/FINISH |  | HAZARD CLASS |  | CERTIFICATION/STANDARD |  | ADDITIONAL FEATURES EN
STP_009 | Data Enrichment | rym |  | 2023-06-27 |  |  | 1323524 | 1323524 | PIN;SIE,210-021;TENSION PIN | PIN;MNFR:SIEMENS,PTNO:210-021;TENSION PIN | PIN | 210-021;TENSION PIN | 3000032 | SIEMENS | SIEMENS | 210-021;TENSION PIN | [18 empty] | PIN | NO MODIFIER | TYPE |  | DIAMETER |  | LENGTH |  | MATERIAL |  | MATERIAL SPECIFICATION |  | COATING/FINISH |  | HAZARD CLASS |  | CERTIFICATION/STANDARD |  | ADDITIONAL FEATURES EN
STP_009 | Data Enrichment | rym |  | 2023-06-27 |  |  | 1214305 | 1214305 | PIN;SIE,210-265 | PIN;MNFR:SIEMENS,PTNO:210-265 | PIN | 210-265 | 3000032 | SIEMENS | SIEMENS | 210-265 | [18 empty] | PIN | NO MODIFIER | TYPE |  | DIAMETER |  | LENGTH |  | MATERIAL |  | MATERIAL SPECIFICATION |  | COATING/FINISH |  | HAZARD CLASS |  | CERTIFICATION/STANDARD |  | ADDITIONAL FEATURES EN
STP_009 | Data Enrichment | rym |  | 2023-06-27 |  |  | 1270932 | 1270932 | PIN;SIE,70112198,SPLT,TUBLR,5 X 45, DRAW | PIN;MNFR:SIEMENS,PTNO:70112198,ADDITIONAL FEATURES EN:SPLIT,TUBULAR,5 X 45, DRAWING NO: 17852115, POSITION NO: 27 (INLET | 01)SIEMENS ENERGY PTY LTD,01)70112198,PIN,01)SPLIT,TUBULAR,5 X 45, DRAWI | 70112198 | 3000032 | SIEMENS | SIEMENS | 70112198 | [18 empty] | PIN | NO MODIFIER | TYPE |  | DIAMETER |  | LENGTH |  | MATERIAL |  | MATERIAL SPECIFICATION |  | COATING/FINISH |  | HAZARD CLASS |  | CERTIFICATION/STANDARD |  | ADDITIONAL FEATURES EN | SPLIT,TUBULAR,5 X 45 | [54 empty] | DRAWING NO: 17852115,POSITION NO: 27 (INLET
STP_009 | Data Enrichment | rym |  | 2023-06-27 |  |  | 1274127 | 1274127 | PIN;WEI,066.577.002 | PASADOR;MNFR:WEIR,PTNO:066.577.002, | PIN | 066.577.002 | 3000036 | WEIR | WEIR | 066.577.002, | [18 empty] | PIN | NO MODIFIER | TYPE |  | DIAMETER |  | LENGTH |  | MATERIAL |  | MATERIAL SPECIFICATION |  | COATING/FINISH |  | HAZARD CLASS |  | CERTIFICATION/STANDARD |  | ADDITIONAL FEATURES EN
STP_009 | Data Enrichment | rym |  | 2023-06-27 |  |  | 1274151 | 1274151 | PIN;WEI,853.200.503 | PASADOR;MNFR:WEIR,PTNO:853.200.503, | PIN | 853.200.503 | 3000036 | WEIR | WEIR | 853.200.503, | [18 empty] | PIN | NO MODIFIER | TYPE |  | DIAMETER |  | LENGTH |  | MATERIAL |  | MATERIAL SPECIFICATION |  | COATING/FINISH |  | HAZARD CLASS |  | CERTIFICATION/STANDARD |  | ADDITIONAL FEATURES EN
STP_009 | Data Enrichment | SFU |  | 2023-06-27 |  |  | 1333325 | 1333325 | PIPE,MTLC;DIEC,BLT2023 | PIPE,METALLIC;MNFR:DIECI,PTNO:BLT2023,ADDITIONAL FEATURES EN:COATING/FINISH:BONDERISED | PIPE,METALLIC,01)COATING/FINISH:BONDERISED | BLT2023 | 3000511 | DIECI | DIECI | BLT2023 | [18 empty] | PIPE | METALLIC | TYPE |  | NOMINAL SIZE |  | LENGTH |  | SCHEDULE/WALL THICKNESS |  | PRESSURE CLASS/RATING |  | MATERIAL |  | MATERIAL SPECIFICATION |  | COATING/FINISH |  | MANUFACTURING PROCESS |  | TEMPERATURE RATING |  | HAZARD CLASS |  | CERTIFICATION/STANDARD |  | ADDITIONAL FEATURES EN | COATING/FINISH:BONDERISED
STP_009 | Data Enrichment | SFU |  | 2023-06-27 |  |  | 1333499 | 1333499 | PIPE,MTLC;DIEC,BLT2034/1 | PIPE,METALLIC;MNFR:DIECI,PTNO:BLT2034/1,ADDITIONAL FEATURES EN:COATING/FINISH:BONDERIZED | PIPE,METALLIC,01)COATING/FINISH:BONDERIZED | BLT2034/1 | 3000511 | DIECI | DIECI | BLT2034/1 | [18 empty] | PIPE | METALLIC | TYPE |  | NOMINAL SIZE |  | LENGTH |  | SCHEDULE/WALL THICKNESS |  | PRESSURE CLASS/RATING |  | MATERIAL |  | MATERIAL SPECIFICATION |  | COATING/FINISH |  | MANUFACTURING PROCESS |  | TEMPERATURE RATING |  | HAZARD CLASS |  | CERTIFICATION/STANDARD |  | ADDITIONAL FEATURES EN | COATING/FINISH:BONDERIZED
STP_009 | Data Enrichment | SFU |  | 2023-06-27 |  |  | 1333324 | 1333324 | PIPE,MTLC;DIEC,BLT2042 | PIPE,METALLIC;MNFR:DIECI,PTNO:BLT2042,ADDITIONAL FEATURES EN:COATING/FINISH:BONDERIZED | PIPE,METALLIC,01)COATING/FINISH:BONDERIZED | BLT2042 | 3000511 | DIECI | DIECI | BLT2042 | [18 empty] | PIPE | METALLIC | TYPE |  | NOMINAL SIZE |  | LENGTH |  | SCHEDULE/WALL THICKNESS |  | PRESSURE CLASS/RATING |  | MATERIAL |  | MATERIAL SPECIFICATION |  | COATING/FINISH |  | MANUFACTURING PROCESS |  | TEMPERATURE RATING |  | HAZARD CLASS |  | CERTIFICATION/STANDARD |  | ADDITIONAL FEATURES EN | COATING/FINISH:BONDERIZED
STP_009 | Data Enrichment | SFU |  | 2023-06-27 |  |  | 1333323 | 1333323 | PIPE,MTLC;DIEC,BLT2050 | PIPE,METALLIC;MNFR:DIECI,PTNO:BLT2050,ADDITIONAL FEATURES EN:COATING/FINISH:BONDERIZED | PIPE,METALLIC,01)COATING/FINISH:BONDERIZED | BLT2050 | 3000511 | DIECI | DIECI | BLT2050 | [18 empty] | PIPE | METALLIC | TYPE |  | NOMINAL SIZE |  | LENGTH |  | SCHEDULE/WALL THICKNESS |  | PRESSURE CLASS/RATING |  | MATERIAL |  | MATERIAL SPECIFICATION |  | COATING/FINISH |  | MANUFACTURING PROCESS |  | TEMPERATURE RATING |  | HAZARD CLASS |  | CERTIFICATION/STANDARD |  | ADDITIONAL FEATURES EN | COATING/FINISH:BONDERIZED
STP_009 | Data Enrichment | SFU |  | 2023-06-27 |  |  | 1333322 | 1333322 | PIPE,MTLC;DIEC,BLT2058 | PIPE,METALLIC;MNFR:DIECI,PTNO:BLT2058,ADDITIONAL FEATURES EN:COATING/FINISH:BONDERIZED | PIPE,METALLIC,01)COATING/FINISH:BONDERIZED | BLT2058 | 3000511 | DIECI | DIECI | BLT2058 | [18 empty] | PIPE | METALLIC | TYPE |  | NOMINAL SIZE |  | LENGTH |  | SCHEDULE/WALL THICKNESS |  | PRESSURE CLASS/RATING |  | MATERIAL |  | MATERIAL SPECIFICATION |  | COATING/FINISH |  | MANUFACTURING PROCESS |  | TEMPERATURE RATING |  | HAZARD CLASS |  | CERTIFICATION/STANDARD |  | ADDITIONAL FEATURES EN | COATING/FINISH:BONDERIZED
STP_009 | Data Enrichment | SFU |  | 2023-06-27 |  |  | 1333321 | 1333321 | PIPE,MTLC;DIEC,BLT2296 | PIPE,METALLIC;MNFR:DIECI,PTNO:BLT2296,ADDITIONAL FEATURES EN:COATING/FINISH:BONDERIZED | PIPE,METALLIC,01)COATING/FINISH:BONDERIZED | BLT2296 | 3000511 | DIECI | DIECI | BLT2296 | [18 empty] | PIPE | METALLIC | TYPE |  | NOMINAL SIZE |  | LENGTH |  | SCHEDULE/WALL THICKNESS |  | PRESSURE CLASS/RATING |  | MATERIAL |  | MATERIAL SPECIFICATION |  | COATING/FINISH |  | MANUFACTURING PROCESS |  | TEMPERATURE RATING |  | HAZARD CLASS |  | CERTIFICATION/STANDARD |  | ADDITIONAL FEATURES EN | COATING/FINISH:BONDERIZED
STP_009 | Data Enrichment | SFU |  | 2023-06-27 |  |  | 1253044 | 1253044 | PIPE,MTLC;DIEC,BLT2324 | PIPE,METALLIC;MNFR:DIECI,PTNO:BLT2324,ADDITIONAL FEATURES EN:COATING/FINISH:BONDERIZED | PIPE,METALLIC,01)COATING/FINISH:BONDERIZED | BLT2324 | 3000511 | DIECI | DIECI | BLT2324 | [18 empty] | PIPE | METALLIC | TYPE |  | NOMINAL SIZE |  | LENGTH |  | SCHEDULE/WALL THICKNESS |  | PRESSURE CLASS/RATING |  | MATERIAL |  | MATERIAL SPECIFICATION |  | COATING/FINISH |  | MANUFACTURING PROCESS |  | TEMPERATURE RATING |  | HAZARD CLASS |  | CERTIFICATION/STANDARD |  | ADDITIONAL FEATURES EN | COATING/FINISH:BONDERIZED
STP_009 | Data Enrichment | SFU |  | 2023-06-27 |  |  | 1333320 | 1333320 | PIPE,MTLC;DIEC,BLT2333 | PIPE,METALLIC;MNFR:DIECI,PTNO:BLT2333,ADDITIONAL FEATURES EN:COATING/FINISH:BONDERIZED | PIPE,METALLIC,01)COATING/FINISH:BONDERIZED | BLT2333 | 3000511 | DIECI | DIECI | BLT2333 | [18 empty] | PIPE | METALLIC | TYPE |  | NOMINAL SIZE |  | LENGTH |  | SCHEDULE/WALL THICKNESS |  | PRESSURE CLASS/RATING |  | MATERIAL |  | MATERIAL SPECIFICATION |  | COATING/FINISH |  | MANUFACTURING PROCESS |  | TEMPERATURE RATING |  | HAZARD CLASS |  | CERTIFICATION/STANDARD |  | ADDITIONAL FEATURES EN | COATING/FINISH:BONDERIZED
STP_009 | Data Enrichment | SFU |  | 2023-06-27 |  |  | 1333319 | 1333319 | PIPE,MTLC;DIEC,BLT3193 | PIPE,METALLIC;MNFR:DIECI,PTNO:BLT3193,ADDITIONAL FEATURES EN:COATING/FINISH:BONDERIZED | PIPE,METALLIC,01)COATING/FINISH:BONDERIZED | BLT3193 | 3000511 | DIECI | DIECI | BLT3193 | [18 empty] | PIPE | METALLIC | TYPE |  | NOMINAL SIZE |  | LENGTH |  | SCHEDULE/WALL THICKNESS |  | PRESSURE CLASS/RATING |  | MATERIAL |  | MATERIAL SPECIFICATION |  | COATING/FINISH |  | MANUFACTURING PROCESS |  | TEMPERATURE RATING |  | HAZARD CLASS |  | CERTIFICATION/STANDARD |  | ADDITIONAL FEATURES EN | COATING/FINISH:BONDERIZED
STP_009 | Data Enrichment | SFU |  | 2023-06-27 |  |  | 1332955 | 1332955 | PIPE,MTLC;DIEC,BLT3333 | PIPE,METALLIC;MNFR:DIECI,PTNO:BLT3333,ADDITIONAL FEATURES EN:COATING/FINISH:BONDERIZED | PIPE,METALLIC,01)COATING/FINISH:BONDERIZED | BLT3333 | 3000511 | DIECI | DIECI | BLT3333 | [18 empty] | PIPE | METALLIC | TYPE |  | NOMINAL SIZE |  | LENGTH |  | SCHEDULE/WALL THICKNESS |  | PRESSURE CLASS/RATING |  | MATERIAL |  | MATERIAL SPECIFICATION |  | COATING/FINISH |  | MANUFACTURING PROCESS |  | TEMPERATURE RATING |  | HAZARD CLASS |  | CERTIFICATION/STANDARD |  | ADDITIONAL FEATURES EN | COATING/FINISH:BONDERIZED
STP_009 | Data Enrichment | SFU |  | 2023-06-27 |  |  | 1333521 | 1333521 | PIPE,MTLC;DIEC,PAA0505 | PIPE,METALLIC;MNFR:DIECI,PTNO:PAA0505,ADDITIONAL FEATURES EN:MATERIAL:ALUMINUM | PIPE,METALLIC,01)MATERIAL:ALUMINUM | PAA0505 | 3000511 | DIECI | DIECI | PAA0505 | [18 empty] | PIPE | METALLIC | TYPE |  | NOMINAL SIZE |  | LENGTH |  | SCHEDULE/WALL THICKNESS |  | PRESSURE CLASS/RATING |  | MATERIAL |  | MATERIAL SPECIFICATION |  | COATING/FINISH |  | MANUFACTURING PROCESS |  | TEMPERATURE RATING |  | HAZARD CLASS |  | CERTIFICATION/STANDARD |  | ADDITIONAL FEATURES EN | MATERIAL:ALUMINUM
STP_009 | Data Enrichment | SFU |  | 2023-06-27 |  |  | 1333379 | 1333379 | PIPE;DIEC,3E.31364 | PIPE;MNFR:DIECI,PTNO:3E.31364,ADDITIONAL FEATURES EN:WINDOW WASHER | PIPE,01)WINDOW WASHER | 3E.31364 | 3000511 | DIECI | DIECI | 3E.31364 | [18 empty] | PIPE | NO MODIFIER | TYPE |  | NOMINAL SIZE |  | LENGTH |  | END CONNECTION |  | MATERIAL |  | OUTSIDE DIAMETER |  | HAZARD CLASS |  | CERTIFICATION/STANDARD |  | ADDITIONAL FEATURES EN | WINDOW WASHER
STP_009 | Data Enrichment | SFU |  | 2023-06-27 |  |  | 1252888 | 1252888 | PIPE;DIEC,3E.31364-3 | PIPE;MNFR:DIECI,PTNO:3E.31364-3,ADDITIONAL FEATURES EN:WINDOW WASHER | PIPE,01)WINDOW WASHER | 3E.31364-3 | 3000511 | DIECI | DIECI | 3E.31364-3 | [18 empty] | PIPE | NO MODIFIER | TYPE |  | NOMINAL SIZE |  | LENGTH |  | END CONNECTION |  | MATERIAL |  | OUTSIDE DIAMETER |  | HAZARD CLASS |  | CERTIFICATION/STANDARD |  | ADDITIONAL FEATURES EN | WINDOW WASHER
STP_009 | Data Enrichment | SFU |  | 2023-06-27 |  |  | 1333531 | 1333531 | PIPE;DIEC,BEQ0127 | PIPE;MNFR:DIECI,PTNO:BEQ0127,ADDITIONAL FEATURES EN:WINDOW WASHER | PIPE,01)WINDOW WASHER | BEQ0127 | 3000511 | DIECI | DIECI | BEQ0127 | [18 empty] | PIPE | NO MODIFIER | TYPE |  | NOMINAL SIZE |  | LENGTH |  | END CONNECTION |  | MATERIAL |  | OUTSIDE DIAMETER |  | HAZARD CLASS |  | CERTIFICATION/STANDARD |  | ADDITIONAL FEATURES EN | WINDOW WASHER
STP_009 | Data Enrichment | SFU |  | 2023-06-27 |  |  | 1333590 | 1333590 | PIPE;DIEC,BEQ0127/2 | PIPE;MNFR:DIECI,PTNO:BEQ0127/2,ADDITIONAL FEATURES EN:WINDOW WASHER | PIPE,01)WINDOW WASHER | BEQ0127/2 | 3000511 | DIECI | DIECI | BEQ0127/2 | [18 empty] | PIPE | NO MODIFIER | TYPE |  | NOMINAL SIZE |  | LENGTH |  | END CONNECTION |  | MATERIAL |  | OUTSIDE DIAMETER |  | HAZARD CLASS |  | CERTIFICATION/STANDARD |  | ADDITIONAL FEATURES EN | WINDOW WASHER
STP_009 | Data Enrichment | SFU |  | 2023-06-27 |  |  | 1333407 | 1333407 | PIPE;DIEC,BEQ0127/5 | PIPE;MNFR:DIECI,PTNO:BEQ0127/5,ADDITIONAL FEATURES EN:WINDOW WASHER | PIPE,01)WINDOW WASHER | BEQ0127/5 | 3000511 | DIECI | DIECI | BEQ0127/5 | [18 empty] | PIPE | NO MODIFIER | TYPE |  | NOMINAL SIZE |  | LENGTH |  | END CONNECTION |  | MATERIAL |  | OUTSIDE DIAMETER |  | HAZARD CLASS |  | CERTIFICATION/STANDARD |  | ADDITIONAL FEATURES EN | WINDOW WASHER
STP_009 | Data Enrichment | SFU |  | 2023-06-27 |  |  | 1333597 | 1333597 | PIPE;DIEC,BWM1370 | PIPE;MNFR:DIECI,PTNO:BWM1370,ADDITIONAL FEATURES EN:EXHAUST | PIPE,01)EXHAUST | BWM1370 | 3000511 | DIECI | DIECI | BWM1370 | [18 empty] | PIPE | NO MODIFIER | TYPE |  | NOMINAL SIZE |  | LENGTH |  | END CONNECTION |  | MATERIAL |  | OUTSIDE DIAMETER |  | HAZARD CLASS |  | CERTIFICATION/STANDARD |  | ADDITIONAL FEATURES EN | EXHAUST
STP_009 | Data Enrichment | SFU |  | 2023-06-27 |  |  | 1213123 | 1213123 | PIPE;DRVT,IFI02642 | PIPE;MNFR:DRIVETRAIN,PTNO:IFI02642 | 01)DRIVETRAIN AUSTRALIA,01)IFI02642,PIPE | IFI02642 | 3000461 | DRIVETRAIN | DRIVETRAIN | IFI02642 | [18 empty] | PIPE | NO MODIFIER | TYPE |  | NOMINAL SIZE |  | LENGTH |  | END CONNECTION |  | MATERIAL |  | OUTSIDE DIAMETER |  | HAZARD CLASS |  | CERTIFICATION/STANDARD |  | ADDITIONAL FEATURES EN
STP_009 | Data Enrichment | SFU |  | 2023-06-27 |  |  | 1213207 | 1213207 | PIPE;DRVT,IFI13012,EXHST | PIPE;MNFR:DRIVETRAIN,PTNO:IFI13012,ADDITIONAL FEATURES EN:EXHAUST | 01)DRIVETRAIN AUSTRALIA,01)IFI13012,PIPE,01)EXHAUST | IFI13012 | 3000461 | DRIVETRAIN | DRIVETRAIN | IFI13012 | [18 empty] | PIPE | NO MODIFIER | TYPE |  | NOMINAL SIZE |  | LENGTH |  | END CONNECTION |  | MATERIAL |  | OUTSIDE DIAMETER |  | HAZARD CLASS |  | CERTIFICATION/STANDARD |  | ADDITIONAL FEATURES EN | EXHAUST
STP_009 | Data Enrichment | SFU |  | 2023-06-27 |  |  | 1213218 | 1213218 | PIPE;DRVT,IFI16068,INLT,CAC | PIPE;MNFR:DRIVETRAIN,PTNO:IFI16068,ADDITIONAL FEATURES EN:INLET,CAC | 01)DRIVETRAIN AUSTRALIA,01)IFI16068,PIPE,01)INLET,CAC | IFI16068 | 3000461 | DRIVETRAIN | DRIVETRAIN | IFI16068 | [18 empty] | PIPE | NO MODIFIER | TYPE |  | NOMINAL SIZE |  | LENGTH |  | END CONNECTION |  | MATERIAL |  | OUTSIDE DIAMETER |  | HAZARD CLASS |  | CERTIFICATION/STANDARD |  | ADDITIONAL FEATURES EN | INLET,CAC
STP_009 | Data Enrichment | SFU |  | 2023-06-27 |  |  | 1213219 | 1213219 | PIPE;DRVT,IFI16069,OUT,CAC | PIPE;MNFR:DRIVETRAIN,PTNO:IFI16069,ADDITIONAL FEATURES EN:OUTLET,CAC | 01)DRIVETRAIN AUSTRALIA,01)IFI16069,PIPE,01)OUTLET,CAC | IFI16069 | 3000461 | DRIVETRAIN | DRIVETRAIN | IFI16069 | [18 empty] | PIPE | NO MODIFIER | TYPE |  | NOMINAL SIZE |  | LENGTH |  | END CONNECTION |  | MATERIAL |  | OUTSIDE DIAMETER |  | HAZARD CLASS |  | CERTIFICATION/STANDARD |  | ADDITIONAL FEATURES EN | OUTLET,CAC
STP_009 | Data Enrichment | SFU |  | 2023-06-27 |  |  | 1213225 | 1213225 | PIPE;DRVT,IFI16115,INTK | PIPE;MNFR:DRIVETRAIN,PTNO:IFI16115,ADDITIONAL FEATURES EN:INTAKE | 01)DRIVETRAIN AUSTRALIA,01)IFI16115,PIPE,01)INTAKE | IFI16115 | 3000461 | DRIVETRAIN | DRIVETRAIN | IFI16115 | [18 empty] | PIPE | NO MODIFIER | TYPE |  | NOMINAL SIZE |  | LENGTH |  | END CONNECTION |  | MATERIAL |  | OUTSIDE DIAMETER |  | HAZARD CLASS |  | CERTIFICATION/STANDARD |  | ADDITIONAL FEATURES EN | INTAKE
STP_009 | Data Enrichment | SFU |  | 2023-06-27 |  |  | 1213226 | 1213226 | PIPE;DRVT,IFI16116,INTK | PIPE;MNFR:DRIVETRAIN,PTNO:IFI16116,ADDITIONAL FEATURES EN:INTAKE | 01)DRIVETRAIN AUSTRALIA,01)IFI16116,PIPE,01)INTAKE | IFI16116 | 3000461 | DRIVETRAIN | DRIVETRAIN | IFI16116 | [18 empty] | PIPE | NO MODIFIER | TYPE |  | NOMINAL SIZE |  | LENGTH |  | END CONNECTION |  | MATERIAL |  | OUTSIDE DIAMETER |  | HAZARD CLASS |  | CERTIFICATION/STANDARD |  | ADDITIONAL FEATURES EN | INTAKE
STP_009 | Data Enrichment | SFU |  | 2023-06-27 |  |  | 1213227 | 1213227 | PIPE;DRVT,IFI16356,INLT,TEE | PIPE;MNFR:DRIVETRAIN,PTNO:IFI16356,ADDITIONAL FEATURES EN:INLET,TEE | 01)DRIVETRAIN AUSTRALIA,01)IFI16356,PIPE,01)INLET,TEE | IFI16356 | 3000461 | DRIVETRAIN | DRIVETRAIN | IFI16356 | [18 empty] | PIPE | NO MODIFIER | TYPE |  | NOMINAL SIZE |  | LENGTH |  | END CONNECTION |  | MATERIAL |  | OUTSIDE DIAMETER |  | HAZARD CLASS |  | CERTIFICATION/STANDARD |  | ADDITIONAL FEATURES EN | INLET,TEE
STP_009 | Data Enrichment | SFU |  | 2023-06-27 |  |  | 1213228 | 1213228 | PIPE;DRVT,IFI16357,OUT,TEE | PIPE;MNFR:DRIVETRAIN,PTNO:IFI16357,ADDITIONAL FEATURES EN:OUTLET,TEE | 01)DRIVETRAIN AUSTRALIA,01)IFI16357,PIPE,01)OUTLET,TEE | IFI16357 | 3000461 | DRIVETRAIN | DRIVETRAIN | IFI16357 | [18 empty] | PIPE | NO MODIFIER | TYPE |  | NOMINAL SIZE |  | LENGTH |  | END CONNECTION |  | MATERIAL |  | OUTSIDE DIAMETER |  | HAZARD CLASS |  | CERTIFICATION/STANDARD |  | ADDITIONAL FEATURES EN | OUTLET,TEE
STP_009 | Data Enrichment | SFU |  | 2023-06-27 |  |  | 1213268 | 1213268 | PIPE;DRVT,IFI24133,ELB | PIPE;MNFR:DRIVETRAIN,PTNO:IFI24133,ADDITIONAL FEATURES EN:ELBOW | 01)DRIVETRAIN AUSTRALIA,01)IFI24133,PIPE,01)ELBOW | IFI24133 | 3000461 | DRIVETRAIN | DRIVETRAIN | IFI24133 | [18 empty] | PIPE | NO MODIFIER | TYPE |  | NOMINAL SIZE |  | LENGTH |  | END CONNECTION |  | MATERIAL |  | OUTSIDE DIAMETER |  | HAZARD CLASS |  | CERTIFICATION/STANDARD |  | ADDITIONAL FEATURES EN | ELBOW
STP_009 | Data Enrichment | SFU |  | 2023-06-27 |  |  | 1213274 | 1213274 | PIPE;DRVT,IFI24534,OUT | PIPE;MNFR:DRIVETRAIN,PTNO:IFI24534,ADDITIONAL FEATURES EN:OUTLET | 01)DRIVETRAIN AUSTRALIA,01)IFI24534,PIPE,01)OUTLET | IFI24534 | 3000461 | DRIVETRAIN | DRIVETRAIN | IFI24534 | [18 empty] | PIPE | NO MODIFIER | TYPE |  | NOMINAL SIZE |  | LENGTH |  | END CONNECTION |  | MATERIAL |  | OUTSIDE DIAMETER |  | HAZARD CLASS |  | CERTIFICATION/STANDARD |  | ADDITIONAL FEATURES EN | OUTLET
STP_009 | Data Enrichment | SFU |  | 2023-06-27 |  |  | 1213486 | 1213486 | PIPE;DRVT,IFI33167,EXHST | PIPE;MNFR:DRIVETRAIN,PTNO:IFI33167,ADDITIONAL FEATURES EN:EXHAUST |  | IFI33167 | 3000461 | DRIVETRAIN | DRIVETRAIN | IFI33167 | [18 empty] | PIPE | NO MODIFIER | TYPE |  | NOMINAL SIZE |  | LENGTH |  | END CONNECTION |  | MATERIAL |  | OUTSIDE DIAMETER |  | HAZARD CLASS |  | CERTIFICATION/STANDARD |  | ADDITIONAL FEATURES EN | EXHAUST
STP_009 | Data Enrichment | SFU |  | 2023-06-27 |  |  | 1276423 | 1276423 | PIPE;MER,DE-9060702433,FUEL,INJCTR,SHRT | PIPE;MNFR:MERCEDES,PTNO:DE-9060702433,ADDITIONAL FEATURES EN:FUEL,INJECTOR,SHORT,F/TRUCK,M:904 |  | DE-9060702433 | 3000008 | MERCEDES | MERCEDES | DE-9060702433 | [18 empty] | PIPE | NO MODIFIER | TYPE |  | NOMINAL SIZE |  | LENGTH |  | END CONNECTION |  | MATERIAL |  | OUTSIDE DIAMETER |  | HAZARD CLASS |  | CERTIFICATION/STANDARD |  | ADDITIONAL FEATURES EN | FUEL,INJECTOR,SHORT,F/TRUCK | [54 empty] | M:904
STP_009 | Data Enrichment | SFU |  | 2023-06-27 |  |  | 1274128 | 1274128 | PIPE;WEI,20201011 E332FA060 | TUBERIA;MNFR:WEIR,PTNO:20201011 E332FA060, | PIPE | 20201011 E332FA060 | 3000036 | WEIR | WEIR | 20201011 E332FA060, | [18 empty] | PIPE | NO MODIFIER | TYPE |  | NOMINAL SIZE |  | LENGTH |  | END CONNECTION |  | MATERIAL |  | OUTSIDE DIAMETER |  | HAZARD CLASS |  | CERTIFICATION/STANDARD |  | ADDITIONAL FEATURES EN
STP_009 | Data Enrichment | SFU |  | 2023-06-27 |  |  | 1214382 | 1214382 | POWER SUPPLY;240 V AC 5 A,24 VDC,7.5 A | POWER SUPPLY;INPUT RATING:240 V AC 5 A,OUTPUT VOLTAGE RATING:24 VDC,OUTPUT CURRENT RATING:7.5 A,ADDITIONAL FEATURES EN:FUSE,MNFR: ABB,PTNO:PF024-024-05 | EN_01)240 V AC 5 A,24 VDC,7.5 A,01)FUSE,POWER SUPPLY | PF024-024-05 | 3000014 | ABB | ABB | PF024-024-05 | [18 empty] | POWER SUPPLY | NO MODIFIER | TYPE |  | INPUT RATING | 240 V AC 5 A | OUTPUT VOLTAGE RATING | 24 VDC | OUTPUT CURRENT RATING | 7.5 A | NUMBER OF OUTPUTS |  | POWER RATING |  | CONNECTION TYPE |  | HAZARD CLASS |  | CERTIFICATION/STANDARD |  | ADDITIONAL FEATURES EN | FUSE
STP_009 | Data Enrichment | SFU |  | 2023-06-27 |  |  | 1273482 | 1273482 | POWER SUPPLY;AB,1746P2,SLC50,120/240VAC | POWER SUPPLY;MNFR:ALLEN BRADLEY,PTNO:1746P2,ADDITIONAL FEATURES EN:SLC50,120/240VAC,5A |  | 1746P2 | 3000226 | ALLEN BRADLEY | ALLEN BRADLEY | 1746P2 | [18 empty] | POWER SUPPLY | NO MODIFIER | TYPE |  | INPUT RATING |  | OUTPUT VOLTAGE RATING |  | OUTPUT CURRENT RATING |  | NUMBER OF OUTPUTS |  | POWER RATING |  | CONNECTION TYPE |  | HAZARD CLASS |  | CERTIFICATION/STANDARD |  | ADDITIONAL FEATURES EN | SLC50,120/240VAC,5A
STP_009 | Data Enrichment | SFU |  | 2023-06-27 |  |  | 1273860 | 1273860 | POWER SUPPLY;AB,1769-PA2,120/240 VAC,2A | POWER SUPPLY;MNFR:ALLEN BRADLEY,PTNO:1769-PA2,ADDITIONAL FEATURES EN:120/240 VAC,2A,COMPACTLOGIX | 01)NHP ELECTRICAL ENGINEERIN,01)1769PA2,POWER SUPPLY,01)120/240 VAC,2A,COMPACTLOGIX | 1769-PA2 | 3000226 | ALLEN BRADLEY | ALLEN BRADLEY | 1769-PA2 | [18 empty] | POWER SUPPLY | NO MODIFIER | TYPE |  | INPUT RATING |  | OUTPUT VOLTAGE RATING |  | OUTPUT CURRENT RATING |  | NUMBER OF OUTPUTS |  | POWER RATING |  | CONNECTION TYPE |  | HAZARD CLASS |  | CERTIFICATION/STANDARD |  | ADDITIONAL FEATURES EN | 120/240 VAC,2A,COMPACTLOGIX
STP_009 | Data Enrichment | SFU |  | 2023-06-27 |  |  | 1266488 | 1266488 | POWER SUPPLY;AB,A-B1606XLP30B,10-12VDC | POWER SUPPLY;MNFR:ALLEN BRADLEY,PTNO:A-B1606XLP30B,ADDITIONAL FEATURES EN:10-12VDC, 30 W 3A | 01)CNW (MOUNT ISA) ELECT WHO,01)A-B1606XLP30B,POWER SUPPLY,01)10-12VDC,02) 30 W 3A | A-B1606XLP30B | 3000226 | ALLEN BRADLEY | ALLEN BRADLEY | A-B1606XLP30B | [18 empty] | POWER SUPPLY | NO MODIFIER | TYPE |  | INPUT RATING |  | OUTPUT VOLTAGE RATING |  | OUTPUT CURRENT RATING |  | NUMBER OF OUTPUTS |  | POWER RATING |  | CONNECTION TYPE |  | HAZARD CLASS |  | CERTIFICATION/STANDARD |  | ADDITIONAL FEATURES EN | 10-12VDC,30 W 3A
STP_009 | Data Enrichment | SFU |  | 2023-06-27 |  |  | 1266489 | 1266489 | POWER SUPPLY;AB,A-B1606XLS180B,12-15VDC | POWER SUPPLY;MNFR:ALLEN BRADLEY,PTNO:A-B1606XLS180B,ADDITIONAL FEATURES EN:12-15VDC 180 W 15A | 01)CNW (MOUNT ISA) ELECT WHO,01)A-B1606XLS180B,POWER SUPPLY,01)12-15VDC 180 W 15A | A-B1606XLS180B | 3000226 | ALLEN BRADLEY | ALLEN BRADLEY | A-B1606XLS180B | [18 empty] | POWER SUPPLY | NO MODIFIER | TYPE |  | INPUT RATING |  | OUTPUT VOLTAGE RATING |  | OUTPUT CURRENT RATING |  | NUMBER OF OUTPUTS |  | POWER RATING |  | CONNECTION TYPE |  | HAZARD CLASS |  | CERTIFICATION/STANDARD |  | ADDITIONAL FEATURES EN | 12-15VDC 180 W 15A
STP_009 | Data Enrichment | SFU |  | 2023-06-27 |  |  | 1266491 | 1266491 | POWER SUPPLY;AB,A-B1606XLSRED,HP REDUND | POWER SUPPLY;MNFR:ALLEN BRADLEY,PTNO:A-B1606XLSRED,ADDITIONAL FEATURES EN:HP REDUND,10-60VDC | 01)CNW (MOUNT ISA) ELECT WHO,01)A-B1606XLSRED,POWER SUPPLY,01)HP REDUND,10-60VDC | A-B1606XLSRED | 3000226 | ALLEN BRADLEY | ALLEN BRADLEY | A-B1606XLSRED | [18 empty] | POWER SUPPLY | NO MODIFIER | TYPE |  | INPUT RATING |  | OUTPUT VOLTAGE RATING |  | OUTPUT CURRENT RATING |  | NUMBER OF OUTPUTS |  | POWER RATING |  | CONNECTION TYPE |  | HAZARD CLASS |  | CERTIFICATION/STANDARD |  | ADDITIONAL FEATURES EN | HP REDUND,10-60VDC
STP_009 | Data Enrichment | SFU |  | 2023-06-27 |  |  | 1219988 | 1219988 | POWER SUPPLY;AB,A-B1769IQ16,16-POINT,24D | POWER SUPPLY;MNFR:ALLEN BRADLEY,PTNO:A-B1769IQ16,ADDITIONAL FEATURES EN:16-POINT,24 V ,DC DIGITAL INPUT MODULE | 01)CNW (TOWNSVILLE) ELECT SU,01)A-B1769IQ16,POWER SUPPLY,01)16-POINT,24 V ,DC DIGITAL I | A-B1769IQ16 | 3000226 | ALLEN BRADLEY | ALLEN BRADLEY | A-B1769IQ16 | [18 empty] | POWER SUPPLY | NO MODIFIER | TYPE |  | INPUT RATING |  | OUTPUT VOLTAGE RATING |  | OUTPUT CURRENT RATING |  | NUMBER OF OUTPUTS |  | POWER RATING |  | CONNECTION TYPE |  | HAZARD CLASS |  | CERTIFICATION/STANDARD |  | ADDITIONAL FEATURES EN | 16-POINT,24 V,DC DIGITAL INPUT MODULE
STP_009 | Data Enrichment | SFU |  | 2023-06-27 |  |  | 1258190 | 1258190 | POWER SUPPLY;ABB,1SVR427030R0000 | POWER SUPPLY;MNFR:ABB,PTNO:1SVR427030R0000 | POWER SUPPLY | 1SVR427030R0000 | 3000014 | ABB | ABB | 1SVR427030R0000 | [18 empty] | POWER SUPPLY | NO MODIFIER | TYPE |  | INPUT RATING |  | OUTPUT VOLTAGE RATING |  | OUTPUT CURRENT RATING |  | NUMBER OF OUTPUTS |  | POWER RATING |  | CONNECTION TYPE |  | HAZARD CLASS |  | CERTIFICATION/STANDARD |  | ADDITIONAL FEATURES EN
STP_009 | Data Enrichment | SFU |  | 2023-06-27 |  |  | 1335482 | 1335482 | POWER SUPPLY;ABB,3ADT200003P0001 | POWER SUPPLY;MNFR:ABB,PTNO:3ADT200003P0001 | POWER SUPPLY | 3ADT200003P0001 | 3000014 | ABB | ABB | 3ADT200003P0001 | [18 empty] | POWER SUPPLY | NO MODIFIER | TYPE |  | INPUT RATING |  | OUTPUT VOLTAGE RATING |  | OUTPUT CURRENT RATING |  | NUMBER OF OUTPUTS |  | POWER RATING |  | CONNECTION TYPE |  | HAZARD CLASS |  | CERTIFICATION/STANDARD |  | ADDITIONAL FEATURES EN
STP_009 | Data Enrichment | SFU |  | 2023-06-27 |  |  | 1258200 | 1258200 | POWER SUPPLY;ABB,3ADV050097P0032 | POWER SUPPLY;MNFR:ABB,PTNO:3ADV050097P0032 | POWER SUPPLY | 3ADV050097P0032 | 3000014 | ABB | ABB | 3ADV050097P0032 | [18 empty] | POWER SUPPLY | NO MODIFIER | TYPE |  | INPUT RATING |  | OUTPUT VOLTAGE RATING |  | OUTPUT CURRENT RATING |  | NUMBER OF OUTPUTS |  | POWER RATING |  | CONNECTION TYPE |  | HAZARD CLASS |  | CERTIFICATION/STANDARD |  | ADDITIONAL FEATURES EN
STP_009 | Data Enrichment | SFU |  | 2023-06-27 |  |  | 1258166 | 1258166 | POWER SUPPLY;ABB,3ASM 210 G170 | POWER SUPPLY;MNFR:ABB,PTNO:3ASM 210 G170 | POWER SUPPLY | 3ASM 210 G170 | 3000014 | ABB | ABB | 3ASM 210 G170 | [18 empty] | POWER SUPPLY | NO MODIFIER | TYPE |  | INPUT RATING |  | OUTPUT VOLTAGE RATING |  | OUTPUT CURRENT RATING |  | NUMBER OF OUTPUTS |  | POWER RATING |  | CONNECTION TYPE |  | HAZARD CLASS |  | CERTIFICATION/STANDARD |  | ADDITIONAL FEATURES EN
STP_009 | Data Enrichment | SFU |  | 2023-06-27 |  |  | 1243979 | 1243979 | POWER SUPPLY;ABB,3BHB005243R0106,GTE S | POWER SUPPLY;MNFR:ABB,PTNO:3BHB005243R0106,ADDITIONAL FEATURES EN:GATE S KU C755 AE106 GUSP | POWER SUPPLY,01)GATE S KU C755,02)AE106 GUSP,01)GATE S KU C755,02)AE106 GUSP | 3BHB005243R0106 | 3000014 | ABB | ABB | 3BHB005243R0106 | [18 empty] | POWER SUPPLY | NO MODIFIER | TYPE |  | INPUT RATING |  | OUTPUT VOLTAGE RATING |  | OUTPUT CURRENT RATING |  | NUMBER OF OUTPUTS |  | POWER RATING |  | CONNECTION TYPE |  | HAZARD CLASS |  | CERTIFICATION/STANDARD |  | ADDITIONAL FEATURES EN | GATE S KU C755 AE106 GUSP
STP_009 | Data Enrichment | SFU |  | 2023-06-27 |  |  | 1211424 | 1211424 | POWER SUPPLY;ABB,3BSE038226R1 | POWER SUPPLY;MNFR:ABB,PTNO:3BSE038226R1 | POWER SUPPLY | 3BSE038226R1 | 3000014 | ABB | ABB | 3BSE038226R1 | [18 empty] | POWER SUPPLY | NO MODIFIER | TYPE |  | INPUT RATING |  | OUTPUT VOLTAGE RATING |  | OUTPUT CURRENT RATING |  | NUMBER OF OUTPUTS |  | POWER RATING |  | CONNECTION TYPE |  | HAZARD CLASS |  | CERTIFICATION/STANDARD |  | ADDITIONAL FEATURES EN
STP_009 | Data Enrichment | SFU |  | 2023-06-27 |  |  | 1323974 | 1323974 | POWER SUPPLY;ABB,DCS800-SO1-2000-07 | POWER SUPPLY;MNFR:ABB,PTNO:DCS800-SO1-2000-07 | POWER SUPPLY | DCS800-SO1-2000-07 | 3000014 | ABB | ABB | DCS800-SO1-2000-07 | [18 empty] | POWER SUPPLY | NO MODIFIER | TYPE |  | INPUT RATING |  | OUTPUT VOLTAGE RATING |  | OUTPUT CURRENT RATING |  | NUMBER OF OUTPUTS |  | POWER RATING |  | CONNECTION TYPE |  | HAZARD CLASS |  | CERTIFICATION/STANDARD |  | ADDITIONAL FEATURES EN
STP_009 | Data Enrichment | SFU |  | 2023-06-27 |  |  | 1215375 | 1215375 | POWER SUPPLY;ABB,PACAEC4024S12 | POWER SUPPLY;MNFR:ABB,PTNO:PACAEC4024S12 | POWER SUPPLY | PACAEC4024S12 | 3000014 | ABB | ABB | PACAEC4024S12 | [18 empty] | POWER SUPPLY | NO MODIFIER | TYPE |  | INPUT RATING |  | OUTPUT VOLTAGE RATING |  | OUTPUT CURRENT RATING |  | NUMBER OF OUTPUTS |  | POWER RATING |  | CONNECTION TYPE |  | HAZARD CLASS |  | CERTIFICATION/STANDARD |  | ADDITIONAL FEATURES EN
STP_009 | Data Enrichment | SFU |  | 2023-06-27 |  |  | 1215376 | 1215376 | POWER SUPPLY;ABB,PACAEC4024S24 | POWER SUPPLY;MNFR:ABB,PTNO:PACAEC4024S24 | POWER SUPPLY | PACAEC4024S24 | 3000014 | ABB | ABB | PACAEC4024S24 | [18 empty] | POWER SUPPLY | NO MODIFIER | TYPE |  | INPUT RATING |  | OUTPUT VOLTAGE RATING |  | OUTPUT CURRENT RATING |  | NUMBER OF OUTPUTS |  | POWER RATING |  | CONNECTION TYPE |  | HAZARD CLASS |  | CERTIFICATION/STANDARD |  | ADDITIONAL FEATURES EN
STP_009 | Data Enrichment | SFU |  | 2023-06-27 |  |  | 1214383 | 1214383 | POWER SUPPLY;ABB,PF024-220-025 | POWER SUPPLY;MNFR:ABB,PTNO:PF024-220-025 | POWER SUPPLY | PF024-220-025 | 3000014 | ABB | ABB | PF024-220-025 | [18 empty] | POWER SUPPLY | NO MODIFIER | TYPE |  | INPUT RATING |  | OUTPUT VOLTAGE RATING |  | OUTPUT CURRENT RATING |  | NUMBER OF OUTPUTS |  | POWER RATING |  | CONNECTION TYPE |  | HAZARD CLASS |  | CERTIFICATION/STANDARD |  | ADDITIONAL FEATURES EN
STP_009 | Data Enrichment | SFU |  | 2023-06-27 |  |  | 1264665 | 1264665 | POWER SUPPLY;ABB,SDCS-POW-4-COAT | POWER SUPPLY;MNFR:ABB,PTNO:SDCS-POW-4-COAT | POWER SUPPLY | SDCS-POW-4-COAT | 3000014 | ABB | ABB | SDCS-POW-4-COAT | [18 empty] | POWER SUPPLY | NO MODIFIER | TYPE |  | INPUT RATING |  | OUTPUT VOLTAGE RATING |  | OUTPUT CURRENT RATING |  | NUMBER OF OUTPUTS |  | POWER RATING |  | CONNECTION TYPE |  | HAZARD CLASS |  | CERTIFICATION/STANDARD |  | ADDITIONAL FEATURES EN
STP_009 | Data Enrichment | SFU |  | 2023-06-27 |  |  | 1220405 | 1220405 | POWER SUPPLY;ABB,SMS-MOD-00100 | POWER SUPPLY;MNFR:ABB,PTNO:SMS-MOD-00100 | POWER SUPPLY | SMS-MOD-00100 | 3000014 | ABB | ABB | SMS-MOD-00100 | [18 empty] | POWER SUPPLY | NO MODIFIER | TYPE |  | INPUT RATING |  | OUTPUT VOLTAGE RATING |  | OUTPUT CURRENT RATING |  | NUMBER OF OUTPUTS |  | POWER RATING |  | CONNECTION TYPE |  | HAZARD CLASS |  | CERTIFICATION/STANDARD |  | ADDITIONAL FEATURES EN
STP_009 | Data Enrichment | SFU |  | 2023-06-27 |  |  | 1267047 | 1267047 | POWER SUPPLY;DRAG,8321849,X-DOCK,24V DC | POWER SUPPLY;MNFR:DRAEGER,PTNO:8321849,ADDITIONAL FEATURES EN:X-DOCK,24V DC 1.33A UP TO 3 INSTRUMENT MODULES | 01)ALLIANCE SAFETY EQUIPMENT,01)8321849,POWER SUPPLY,01)X-DOCK,24V DC 1.33A UP TO 3 | 8321849 | 3000423 | DRAEGER | DRAEGER | 8321849 | [18 empty] | POWER SUPPLY | NO MODIFIER | TYPE |  | INPUT RATING |  | OUTPUT VOLTAGE RATING |  | OUTPUT CURRENT RATING |  | NUMBER OF OUTPUTS |  | POWER RATING |  | CONNECTION TYPE |  | HAZARD CLASS |  | CERTIFICATION/STANDARD |  | ADDITIONAL FEATURES EN | X-DOCK,24V DC 1.33A UP TO 3 INSTRUMENT MODULES
STP_009 | Data Enrichment | SFU |  | 2023-06-27 |  |  | 1212915 | 1212915 | POWER SUPPLY;DRV, PLC MODULE,24 VDC,5 A | POWER SUPPLY;TYPE:DRIVE, PLC MODULE,INPUT RATING:120-230 V AC, 230-500 V DC,OUTPUT VOLTAGE RATING:24 VDC,OUTPUT CURRENT RATING:5 A,POWER RATING:120 W,ADDITIONAL FEATURES EN:SIPLUS PS MODULAR 5A-40, +70 DEG C,MNFR:SIEMENS,PTNO:6AG1933-3BA00-2AA0 | EN_01)DRIVE, PLC MODULE,EN_01)120-230 V AC, 230-500 V,24 VDC,5 A,120 W,01)SIPLUS PS MODULAR 5A-40, +7,POWER SUPPLY | 6AG1933-3BA00-2AA0 | 3000032 | SIEMENS | SIEMENS | 6AG1933-3BA00-2AA0 | [18 empty] | POWER SUPPLY | NO MODIFIER | TYPE | DRIVE,PLC MODULE | INPUT RATING | 120-230 V AC,230-500 V DC | OUTPUT VOLTAGE RATING | 24 VDC | OUTPUT CURRENT RATING | 5 A | NUMBER OF OUTPUTS |  | POWER RATING | 120 W | CONNECTION TYPE |  | HAZARD CLASS |  | CERTIFICATION/STANDARD |  | ADDITIONAL FEATURES EN | SIPLUS PS MODULAR 5A-40,+70 DEG C
STP_009 | Data Enrichment | SFU |  | 2023-06-27 |  |  | 1266145 | 1266145 | POWER SUPPLY;EATO,9PX3000IRTANZ-L,3000VA | POWER SUPPLY;MNFR:EATON CORPORATION,PTNO:9PX3000IRTANZ-L,ADDITIONAL FEATURES EN:3000VA/2400W,UNINTERRUPTIBLE,9PX,LITHIUM ION,(3000W WHEN PAIRED WITH EBM) R/T 16A |  | 9PX3000IRTANZ-L | 3000267 | EATON CORPORATION | EATON CORPORATION | 9PX3000IRTANZ-L | [18 empty] | POWER SUPPLY | NO MODIFIER | TYPE |  | INPUT RATING |  | OUTPUT VOLTAGE RATING |  | OUTPUT CURRENT RATING |  | NUMBER OF OUTPUTS |  | POWER RATING |  | CONNECTION TYPE |  | HAZARD CLASS |  | CERTIFICATION/STANDARD |  | ADDITIONAL FEATURES EN | 3000VA/2400W,UNINTERRUPTIBLE,9PX,LITHIUM ION,(3000W WHEN PAIRED WITH EBM) R/T 16A
STP_009 | Data Enrichment | SFU |  | 2023-06-27 |  |  | 1275819 | 1275819 | POWER SUPPLY;FUCH,4004000,24VDC | POWER SUPPLY;MNFR:FUCHS LUBRICANTS,PTNO:4004000,ADDITIONAL FEATURES EN:24VDC | 01)FUCHS LUBRICANTS (A'SIA),01)4004000,POWER SUPPLY,01)24VDC | 4004000 | 3000427 | FUCHS LUBRICANTS | FUCHS LUBRICANTS | 4004000 | [18 empty] | POWER SUPPLY | NO MODIFIER | TYPE |  | INPUT RATING |  | OUTPUT VOLTAGE RATING |  | OUTPUT CURRENT RATING |  | NUMBER OF OUTPUTS |  | POWER RATING |  | CONNECTION TYPE |  | HAZARD CLASS |  | CERTIFICATION/STANDARD |  | ADDITIONAL FEATURES EN | 24VDC
STP_009 | Data Enrichment | SFU |  | 2023-06-27 |  |  | 1324383 | 1324383 | POWER SUPPLY;HELI,AEC75-24S12 | POWER SUPPLY;MNFR:HELIOS,PTNO:AEC75-24S12,ADDITIONAL FEATURES EN:INPUT RATING:24 VACOUTPUT VOLTAGE RATING:12 VDCPOWER RATING:75 WBAN ER JEEPIE CART - 21C ELECT - JUDI / MIRI | POWER SUPPLY,01)INPUT RATING:24 VACOUTPUT VOLTAGE RATING:12 VDC,02)ER JEEPIE CART - 21C ELECT - JUDI / MIRI | AEC75-24S12 | 3000572 | HELIOS | HELIOS | AEC75-24S12 | [18 empty] | POWER SUPPLY | NO MODIFIER | TYPE |  | INPUT RATING |  | OUTPUT VOLTAGE RATING |  | OUTPUT CURRENT RATING |  | NUMBER OF OUTPUTS |  | POWER RATING |  | CONNECTION TYPE |  | HAZARD CLASS |  | CERTIFICATION/STANDARD |  | ADDITIONAL FEATURES EN | INPUT RATING:24 VACOUTPUT VOLTAGE RATING:12 VDCPOWER RATING:75 WBAN ER JEEPIE CART - 21C ELECT - JUDI / MIRI
STP_009 | Data Enrichment | SFU |  | 2023-06-27 |  |  | 1269336 | 1269336 | POWER SUPPLY;HONE,SPMF-PWRS,UNI,NO CORD | POWER SUPPLY;MNFR:HONEYWELL,PTNO:SPMF-PWRS,ADDITIONAL FEATURES EN:UNI,NO CORD | 01)ALLIANCE SAFETY EQUIPMENT,01)SPMF-PWRS,POWER SUPPLY,01)UNI,NO CORD | SPMF-PWRS | 3000290 | HONEYWELL | HONEYWELL | SPMF-PWRS | [18 empty] | POWER SUPPLY | NO MODIFIER | TYPE |  | INPUT RATING |  | OUTPUT VOLTAGE RATING |  | OUTPUT CURRENT RATING |  | NUMBER OF OUTPUTS |  | POWER RATING |  | CONNECTION TYPE |  | HAZARD CLASS |  | CERTIFICATION/STANDARD |  | ADDITIONAL FEATURES EN | UNI,NO CORD
STP_009 | Data Enrichment | SFU |  | 2023-06-27 |  |  | 1276232 | 1276232 | POWER SUPPLY;LENV,0A36270,65W SLIM TIP | POWER SUPPLY;MNFR:LENOVO,PTNO:0A36270,ADDITIONAL FEATURES EN:65W SLIM TIP | 01)LENOVO (AUSTRALIA & NEW Z,01)0A36270,POWER SUPPLY,01)65W SLIM TIP | 0A36270 | 3000491 | LENOVO | LENOVO | 0A36270 | [18 empty] | POWER SUPPLY | NO MODIFIER | TYPE |  | INPUT RATING |  | OUTPUT VOLTAGE RATING |  | OUTPUT CURRENT RATING |  | NUMBER OF OUTPUTS |  | POWER RATING |  | CONNECTION TYPE |  | HAZARD CLASS |  | CERTIFICATION/STANDARD |  | ADDITIONAL FEATURES EN | 65W SLIM TIP
STP_009 | Data Enrichment | SFU |  | 2023-06-27 |  |  | 1276235 | 1276235 | POWER SUPPLY;LENV,0B47006,90W SLIM TIP | POWER SUPPLY;MNFR:LENOVO,PTNO:0B47006,ADDITIONAL FEATURES EN:90W SLIM TIP | 01)LENOVO (AUSTRALIA & NEW Z,01)0B47006,POWER SUPPLY,01)90W SLIM TIP | 0B47006 | 3000491 | LENOVO | LENOVO | 0B47006 | [18 empty] | POWER SUPPLY | NO MODIFIER | TYPE |  | INPUT RATING |  | OUTPUT VOLTAGE RATING |  | OUTPUT CURRENT RATING |  | NUMBER OF OUTPUTS |  | POWER RATING |  | CONNECTION TYPE |  | HAZARD CLASS |  | CERTIFICATION/STANDARD |  | ADDITIONAL FEATURES EN | 90W SLIM TIP
STP_009 | Data Enrichment | SFU |  | 2023-06-27 |  |  | 1276234 | 1276234 | POWER SUPPLY;LENV,4X20E50570,135W | POWER SUPPLY;MNFR:LENOVO,PTNO:4X20E50570,ADDITIONAL FEATURES EN:135W | 01)LENOVO (AUSTRALIA & NEW Z,01)4X20E50570,POWER SUPPLY,01)135W | 4X20E50570 | 3000491 | LENOVO | LENOVO | 4X20E50570 | [18 empty] | POWER SUPPLY | NO MODIFIER | TYPE |  | INPUT RATING |  | OUTPUT VOLTAGE RATING |  | OUTPUT CURRENT RATING |  | NUMBER OF OUTPUTS |  | POWER RATING |  | CONNECTION TYPE |  | HAZARD CLASS |  | CERTIFICATION/STANDARD |  | ADDITIONAL FEATURES EN | 135W
STP_009 | Data Enrichment | SFU |  | 2023-06-27 |  |  | 1276237 | 1276237 | POWER SUPPLY;LENV,4X20E50586,170W | POWER SUPPLY;MNFR:LENOVO,PTNO:4X20E50586,ADDITIONAL FEATURES EN:170W | 01)LENOVO (AUSTRALIA & NEW Z,01)4X20E50586,POWER SUPPLY,01)170W | 4X20E50586 | 3000491 | LENOVO | LENOVO | 4X20E50586 | [18 empty] | POWER SUPPLY | NO MODIFIER | TYPE |  | INPUT RATING |  | OUTPUT VOLTAGE RATING |  | OUTPUT CURRENT RATING |  | NUMBER OF OUTPUTS |  | POWER RATING |  | CONNECTION TYPE |  | HAZARD CLASS |  | CERTIFICATION/STANDARD |  | ADDITIONAL FEATURES EN | 170W
STP_009 | Data Enrichment | SFU |  | 2023-06-27 |  |  | 1276236 | 1276236 | POWER SUPPLY;LENV,4X20E53348, 65W | POWER SUPPLY;MNFR:LENOVO,PTNO:4X20E53348,ADDITIONAL FEATURES EN: 65W | 01)LENOVO (AUSTRALIA & NEW Z,01)4X20E53348,POWER SUPPLY,01) 65W | 4X20E53348 | 3000491 | LENOVO | LENOVO | 4X20E53348 | [18 empty] | POWER SUPPLY | NO MODIFIER | TYPE |  | INPUT RATING |  | OUTPUT VOLTAGE RATING |  | OUTPUT CURRENT RATING |  | NUMBER OF OUTPUTS |  | POWER RATING |  | CONNECTION TYPE |  | HAZARD CLASS |  | CERTIFICATION/STANDARD |  | ADDITIONAL FEATURES EN | 65W
STP_009 | Data Enrichment | SFU |  | 2023-06-27 |  |  | 1276233 | 1276233 | POWER SUPPLY;LENV,4X20M26280,65W USB -C | POWER SUPPLY;MNFR:LENOVO,PTNO:4X20M26280,ADDITIONAL FEATURES EN:65W USB -C | 01)LENOVO (AUSTRALIA & NEW Z,01)4X20M26280,POWER SUPPLY,01)65W USB -C | 4X20M26280 | 3000491 | LENOVO | LENOVO | 4X20M26280 | [18 empty] | POWER SUPPLY | NO MODIFIER | TYPE |  | INPUT RATING |  | OUTPUT VOLTAGE RATING |  | OUTPUT CURRENT RATING |  | NUMBER OF OUTPUTS |  | POWER RATING |  | CONNECTION TYPE |  | HAZARD CLASS |  | CERTIFICATION/STANDARD |  | ADDITIONAL FEATURES EN | 65W USB -C
STP_009 | Data Enrichment | SFU |  | 2023-06-27 |  |  | 1212910 | 1212910 | POWER SUPPLY;MODL, STABILIZED,24 VDC,5 A | POWER SUPPLY;TYPE:MODULE, STABILIZED,INPUT RATING:120/230 V AC 50/60 HZ,OUTPUT VOLTAGE RATING:24 VDC,OUTPUT CURRENT RATING:5 A, POWER RATING:57 W,ADDITIONAL FEATURES EN:WITH CONFORMAL COATING BASED ON, -25 TO 70 DEG C,MNFR:SIEMENS,PTNO:6AG1307-1EA01-7AA0 | EN_01)MODULE, STABILIZED,EN_01)120/230 V AC 50/60 HZ,24 VDC,5 A,57 W,01)WITH CONFORMAL COATING BASE,POWER SUPPLY | 6AG1307-1EA01-7AA0 | 3000032 | SIEMENS | SIEMENS | 6AG1307-1EA01-7AA0 | [18 empty] | POWER SUPPLY | NO MODIFIER | TYPE | MODULE,STABILIZED | INPUT RATING | 120/230 V AC 50/60 HZ | OUTPUT VOLTAGE RATING | 24 VDC | OUTPUT CURRENT RATING | 5 A | NUMBER OF OUTPUTS |  | POWER RATING | 57 W | CONNECTION TYPE |  | HAZARD CLASS |  | CERTIFICATION/STANDARD |  | ADDITIONAL FEATURES EN | WITH CONFORMAL COATING BASED ON,-25 TO 70 DEG C
STP_009 | Data Enrichment | SFU |  | 2023-06-27 |  |  | 1270884 | 1270884 | POWER SUPPLY;NHP,1606XLE120E,ESS 1PH 100 | POWER SUPPLY;MNFR:NHP,PTNO:1606XLE120E,ADDITIONAL FEATURES EN:ESS 1PH 100240VAC TO 2428VD | 01)CNW (TOWNSVILLE) ELECT SU,01)NHP1606XLE120E,POWER SUPPLY,01)ESS 1PH 100240VAC TO 2428VD | 1606XLE120E | 3000664 | NHP | NHP | 1606XLE120E | [18 empty] | POWER SUPPLY | NO MODIFIER | TYPE |  | INPUT RATING |  | OUTPUT VOLTAGE RATING |  | OUTPUT CURRENT RATING |  | NUMBER OF OUTPUTS |  | POWER RATING |  | CONNECTION TYPE |  | HAZARD CLASS |  | CERTIFICATION/STANDARD |  | ADDITIONAL FEATURES EN | ESS 1PH 100240VAC TO 2428VD
STP_009 | Data Enrichment | SFU |  | 2023-06-27 |  |  | 1270885 | 1270885 | POWER SUPPLY;NHP,1606XLE240EP,PS 1PH 24- | POWER SUPPLY;MNFR:NHP,PTNO:1606XLE240EP,ADDITIONAL FEATURES EN:PS 1PH 24-28VDC 240W 10A | 01)CNW (TOWNSVILLE) ELECT SU,01)NHP1606XLE240EP PS 1PH,POWER SUPPLY,01)PS 1PH 24-28VDC 240W 10A | 1606XLE240EP | 3000664 | NHP | NHP | 1606XLE240EP | [18 empty] | POWER SUPPLY | NO MODIFIER | TYPE |  | INPUT RATING |  | OUTPUT VOLTAGE RATING |  | OUTPUT CURRENT RATING |  | NUMBER OF OUTPUTS |  | POWER RATING |  | CONNECTION TYPE |  | HAZARD CLASS |  | CERTIFICATION/STANDARD |  | ADDITIONAL FEATURES EN | PS 1PH 24-28VDC 240W 10A
STP_009 | Data Enrichment | SFU |  | 2023-06-27 |  |  | 1270883 | 1270883 | POWER SUPPLY;NHP,1606XLE80E,PS 1PH 24-28 | POWER SUPPLY;MNFR:NHP,PTNO:1606XLE80E,ADDITIONAL FEATURES EN:PS 1PH 24-28VDC 80W 3.3A | 01)CNW (TOWNSVILLE) ELECT SU,01)NHP1600XLE80E PS 1PH,POWER SUPPLY,01)PS 1PH 24-28VDC 80W 3.3A | 1606XLE80E | 3000664 | NHP | NHP | 1606XLE80E | [18 empty] | POWER SUPPLY | NO MODIFIER | TYPE |  | INPUT RATING |  | OUTPUT VOLTAGE RATING |  | OUTPUT CURRENT RATING |  | NUMBER OF OUTPUTS |  | POWER RATING |  | CONNECTION TYPE |  | HAZARD CLASS |  | CERTIFICATION/STANDARD |  | ADDITIONAL FEATURES EN | PS 1PH 24-28VDC 80W 3.3A
STP_009 | Data Enrichment | SFU |  | 2023-06-27 |  |  | 1270886 | 1270886 | POWER SUPPLY;NHP,1606XLP50E,PS 1PH 24-28 | POWER SUPPLY;MNFR:NHP,PTNO:1606XLP50E,ADDITIONAL FEATURES EN:PS 1PH 24-28VDC 50W 2.1A | 01)CNW (TOWNSVILLE) ELECT SU,01)NHP1606XLP50E PS 1PH,POWER SUPPLY,01)PS 1PH 24-28VDC 50W 2.1A | 1606XLP50E | 3000664 | NHP | NHP | 1606XLP50E | [18 empty] | POWER SUPPLY | NO MODIFIER | TYPE |  | INPUT RATING |  | OUTPUT VOLTAGE RATING |  | OUTPUT CURRENT RATING |  | NUMBER OF OUTPUTS |  | POWER RATING |  | CONNECTION TYPE |  | HAZARD CLASS |  | CERTIFICATION/STANDARD |  | ADDITIONAL FEATURES EN | PS 1PH 24-28VDC 50W 2.1A
STP_009 | Data Enrichment | SFU |  | 2023-06-27 |  |  | 1273956 | 1273956 | POWER SUPPLY;NHP,1769PA4,COMPACTLOGIX 4A | POWER SUPPLY;MNFR:NHP,PTNO:1769PA4,ADDITIONAL FEATURES EN:COMPACTLOGIX 4A,120/240V AC | 01)NHP ELECTRICAL ENGINEERIN,01)1769PA4,POWER SUPPLY,01)COMPACTLOGIX 4A,120/240V AC | 1769PA4 | 3000664 | NHP | NHP | 1769PA4 | [18 empty] | POWER SUPPLY | NO MODIFIER | TYPE |  | INPUT RATING |  | OUTPUT VOLTAGE RATING |  | OUTPUT CURRENT RATING |  | NUMBER OF OUTPUTS |  | POWER RATING |  | CONNECTION TYPE |  | HAZARD CLASS |  | CERTIFICATION/STANDARD |  | ADDITIONAL FEATURES EN | COMPACTLOGIX 4A,120/240V AC
STP_009 | Data Enrichment | SFU |  | 2023-06-27 |  |  | 1267475 | 1267475 | POWER SUPPLY;NHP,NHPMANXPD0015955 DB1 | POWER SUPPLY;MNFR:NHP,PTNO:NHPMANXPD0015955 DB1,ADDITIONAL FEATURES EN: CONCEPT 24POLE 250A 3P+N+E DB W/CB MAIN ISOLATOR | 01)CNW (MOUNT ISA) ELECT WHO,01)NHPMANXPD0015955 DB1,POWER SUPPLY,01) CONCEPT 24POLE 250A 3P+N+ | NHPMANXPD0015955 DB1 | 3000664 | NHP | NHP | NHPMANXPD0015955 DB1 | [18 empty] | POWER SUPPLY | NO MODIFIER | TYPE |  | INPUT RATING |  | OUTPUT VOLTAGE RATING |  | OUTPUT CURRENT RATING |  | NUMBER OF OUTPUTS |  | POWER RATING |  | CONNECTION TYPE |  | HAZARD CLASS |  | CERTIFICATION/STANDARD |  | ADDITIONAL FEATURES EN | CONCEPT 24POLE 250A 3P+N+E DB W/CB MAIN ISOLATOR
STP_009 | Data Enrichment | SFU |  | 2023-06-27 |  |  | 1272691 | 1272691 | POWER SUPPLY;PHNX,2904601,O/P:24VDC/10A | POWER SUPPLY;MNFR:PHOENIX CONTACT,PTNO:2904601,ADDITIONAL FEATURES EN:O/P:24VDC/10A,QUINT4-PS/1AC/24DC/10,INPUT:1-PHASE | 01)CNW (MOUNT ISA) ELECT WHO,01)PHO2904601,POWER SUPPLY,01)O/P:24VDC/10A,QUINT4-PS/1AC | 2904601 | 3000652 | PHOENIX CONTACT | PHOENIX CONTACT | 2904601 | [18 empty] | POWER SUPPLY | NO MODIFIER | TYPE |  | INPUT RATING |  | OUTPUT VOLTAGE RATING |  | OUTPUT CURRENT RATING |  | NUMBER OF OUTPUTS |  | POWER RATING |  | CONNECTION TYPE |  | HAZARD CLASS |  | CERTIFICATION/STANDARD |  | ADDITIONAL FEATURES EN | O/P:24VDC/10A,QUINT4-PS/1AC/24DC/10 | [52 empty] | INPUT:1-PHASE
STP_009 | Data Enrichment | SFU |  | 2023-06-27 |  |  | 1267499 | 1267499 | POWER SUPPLY;PHNX,2904602,SWITCH MODE | POWER SUPPLY;MNFR:PHOENIX CONTACT,PTNO:2904602,ADDITIONAL FEATURES EN:SWITCH MODE DIN RAIL 110-250VDC QUINT4-PS/1AC/24DC/20 | 01)CNW (MOUNT ISA) ELECT WHO,01)2904602,POWER SUPPLY,01)SWITCH MODE DIN RAIL 110- | 2904602 | 3000652 | PHOENIX CONTACT | PHOENIX CONTACT | 2904602 | [18 empty] | POWER SUPPLY | NO MODIFIER | TYPE |  | INPUT RATING |  | OUTPUT VOLTAGE RATING |  | OUTPUT CURRENT RATING |  | NUMBER OF OUTPUTS |  | POWER RATING |  | CONNECTION TYPE |  | HAZARD CLASS |  | CERTIFICATION/STANDARD |  | ADDITIONAL FEATURES EN | SWITCH MODE DIN RAIL 110-250VDC QUINT4-PS/1AC/24DC/20
STP_009 | Data Enrichment | SFU |  | 2023-06-27 |  |  | 1276429 | 1276429 | POWER SUPPLY;PHNX,2904621,QUINT4-PS,3AC | POWER SUPPLY;MNFR:PHOENIX CONTACT,PTNO:2904621,ADDITIONAL FEATURES EN:QUINT4-PS,3AC,24DC,10,PRIMARY-SWITCHED Q | 01)CNW (MOUNT ISA) ELECT WHO,01)PHO2904621,POWER SUPPLY,01)QUINT4-PS,3AC,24DC,10,PRIMA | 2904621 | 3000652 | PHOENIX CONTACT | PHOENIX CONTACT | 2904621 | [18 empty] | POWER SUPPLY | NO MODIFIER | TYPE |  | INPUT RATING |  | OUTPUT VOLTAGE RATING |  | OUTPUT CURRENT RATING |  | NUMBER OF OUTPUTS |  | POWER RATING |  | CONNECTION TYPE |  | HAZARD CLASS |  | CERTIFICATION/STANDARD |  | ADDITIONAL FEATURES EN | QUINT4-PS,3AC,24DC,10,PRIMARY-SWITCHED Q
STP_009 | Data Enrichment | SFU |  | 2023-06-27 |  |  | 1274069 | 1274069 | POWER SUPPLY;SCHN,ABLM1A24004,POWER:10W | POWER SUPPLY;MNFR:SCHNEIDER INC,PTNO:ABLM1A24004,ADDITIONAL FEATURES EN:POWER:10W,DIMENSION:55.6X91X18MM,WEIGHT:99GM,TEMP:-25-55Â°C | 01)CNW (MOUNT ISA) ELECT WHO,01)ABLM1A24004,POWER SUPPLY,01)POWER:10W,02)DIMENSION:55.6X91X18MM,03)WEIGHT:99GM,04)TEMP:-25-55°C | ABLM1A24004 | 3000344 | SCHNEIDER INC | SCHNEIDER INC | ABLM1A24004 | [18 empty] | POWER SUPPLY | NO MODIFIER | TYPE |  | INPUT RATING |  | OUTPUT VOLTAGE RATING |  | OUTPUT CURRENT RATING |  | NUMBER OF OUTPUTS |  | POWER RATING |  | CONNECTION TYPE |  | HAZARD CLASS |  | CERTIFICATION/STANDARD |  | ADDITIONAL FEATURES EN | POWER:10W | [52 empty] | DIMENSION:55.6X91X18MM,WEIGHT:99GM,TEMP:-25-55Â°C
STP_009 | Data Enrichment | SFU |  | 2023-06-27 |  |  | 1266466 | 1266466 | POWER SUPPLY;SIE,6EP13342BA20,120/230VAC | POWER SUPPLY;MNFR:SIEMENS,PTNO:6EP13342BA20,ADDITIONAL FEATURES EN:120/230VAC | 01)CNW (MOUNT ISA) ELECT WHO,01)6EP13342BA20,POWER SUPPLY,01)120/230VAC | 6EP13342BA20 | 3000032 | SIEMENS | SIEMENS | 6EP13342BA20 | [18 empty] | POWER SUPPLY | NO MODIFIER | TYPE |  | INPUT RATING |  | OUTPUT VOLTAGE RATING |  | OUTPUT CURRENT RATING |  | NUMBER OF OUTPUTS |  | POWER RATING |  | CONNECTION TYPE |  | HAZARD CLASS |  | CERTIFICATION/STANDARD |  | ADDITIONAL FEATURES EN | 120/230VAC
STP_009 | Data Enrichment | SFU |  | 2023-06-27 |  |  | 1323657 | 1323657 | POWER SUPPLY;SIE,6EP1436-3BA00 | POWER SUPPLY;MNFR:SIEMENS,PTNO:6EP1436-3BA00 | POWER SUPPLY | 6EP1436-3BA00 | 3000032 | SIEMENS | SIEMENS | 6EP1436-3BA00 | [18 empty] | POWER SUPPLY | NO MODIFIER | TYPE |  | INPUT RATING |  | OUTPUT VOLTAGE RATING |  | OUTPUT CURRENT RATING |  | NUMBER OF OUTPUTS |  | POWER RATING |  | CONNECTION TYPE |  | HAZARD CLASS |  | CERTIFICATION/STANDARD |  | ADDITIONAL FEATURES EN
STP_009 | Data Enrichment | SFU |  | 2023-06-27 |  |  | 1218543 | 1218543 | POWER SUPPLY;SIE,6ES7407-0KA02-0AA0 | POWER SUPPLY;MNFR:SIEMENS,PTNO:6ES7407-0KA02-0AA0 |  | 6ES7407-0KA02-0AA0 | 3000032 | SIEMENS | SIEMENS | 6ES7407-0KA02-0AA0 | [18 empty] | POWER SUPPLY | NO MODIFIER | TYPE |  | INPUT RATING |  | OUTPUT VOLTAGE RATING |  | OUTPUT CURRENT RATING |  | NUMBER OF OUTPUTS |  | POWER RATING |  | CONNECTION TYPE |  | HAZARD CLASS |  | CERTIFICATION/STANDARD |  | ADDITIONAL FEATURES EN
STP_009 | Data Enrichment | SFU |  | 2023-06-27 |  |  | 1335639 | 1335639 | POWER SUPPLY;SIE,6SR0960-0CD01-1AD0 | POWER SUPPLY;MNFR:SIEMENS,PTNO:6SR0960-0CD01-1AD0 | POWER SUPPLY | 6SR0960-0CD01-1AD0 | 3000032 | SIEMENS | SIEMENS | 6SR0960-0CD01-1AD0 | [18 empty] | POWER SUPPLY | NO MODIFIER | TYPE |  | INPUT RATING |  | OUTPUT VOLTAGE RATING |  | OUTPUT CURRENT RATING |  | NUMBER OF OUTPUTS |  | POWER RATING |  | CONNECTION TYPE |  | HAZARD CLASS |  | CERTIFICATION/STANDARD |  | ADDITIONAL FEATURES EN
STP_009 | Data Enrichment | SFU |  | 2023-06-27 |  |  | 1257529 | 1257529 | POWER SUPPLY;SIE,G68-V110/30W | POWER SUPPLY;MNFR:SIEMENS,PTNO:G68-V110/30W | POWER SUPPLY | G68-V110/30W | 3000032 | SIEMENS | SIEMENS | G68-V110/30W | [18 empty] | POWER SUPPLY | NO MODIFIER | TYPE |  | INPUT RATING |  | OUTPUT VOLTAGE RATING |  | OUTPUT CURRENT RATING |  | NUMBER OF OUTPUTS |  | POWER RATING |  | CONNECTION TYPE |  | HAZARD CLASS |  | CERTIFICATION/STANDARD |  | ADDITIONAL FEATURES EN
STP_009 | Data Enrichment | SFU |  | 2023-06-27 |  |  | 1271559 | 1271559 | POWER SUPPLY;WILT,WAGO 787-734,PSU,24VDC | POWER SUPPLY;MNFR:WILSON TRANSFORMER,PTNO:WAGO 787-734,ADDITIONAL FEATURES EN:PSU,24VDC,20A OUTPUT | 01)WILSON TRANSFORMER COMPAN,01)WAGO 787-734,POWER SUPPLY,01)PSU,24VDC,20A OUTPUT | WAGO 787-734 | 3000469 | WILSON TRANSFORMER | WILSON TRANSFORMER | WAGO 787-734 | [18 empty] | POWER SUPPLY | NO MODIFIER | TYPE |  | INPUT RATING |  | OUTPUT VOLTAGE RATING |  | OUTPUT CURRENT RATING |  | NUMBER OF OUTPUTS |  | POWER RATING |  | CONNECTION TYPE |  | HAZARD CLASS |  | CERTIFICATION/STANDARD |  | ADDITIONAL FEATURES EN | PSU,24VDC,20A OUTPUT
STP_009 | Data Enrichment | SFU |  | 2023-06-27 |  |  | 1213179 | 1213179 | SHAFT,ASSY;DRVT,IFI080221,RR | SHAFT,ASSEMBLY;MNFR:DRIVETRAIN,PTNO:IFI080221,ADDITIONAL FEATURES EN:REAR | 01)DRIVETRAIN AUSTRALIA,01)IFI080221,SHAFT,ASSEMBLY,01)REAR | IFI080221 | 3000461 | DRIVETRAIN | DRIVETRAIN | IFI080221 | [18 empty] | SHAFT | ASSEMBLY | TYPE |  | DIAMETER |  | LENGTH |  | END SIZE |  | END CONNECTION |  | MATERIAL |  | MATERIAL SPECIFICATION |  | TORQUE RATING |  | SPEED RATING |  | KEYWAY SIZE |  | HAZARD CLASS |  | CERTIFICATION/STANDARD |  | ADDITIONAL FEATURES EN | REAR
STP_009 | Data Enrichment | SFU |  | 2023-06-27 |  |  | 1213185 | 1213185 | SHAFT,ASSY;DRVT,IFI097193,FR | SHAFT,ASSEMBLY;MNFR:DRIVETRAIN,PTNO:IFI097193,ADDITIONAL FEATURES EN:FRONT | 01)DRIVETRAIN AUSTRALIA,01)IFI097193,SHAFT,ASSEMBLY,01)FRONT | IFI097193 | 3000461 | DRIVETRAIN | DRIVETRAIN | IFI097193 | [18 empty] | SHAFT | ASSEMBLY | TYPE |  | DIAMETER |  | LENGTH |  | END SIZE |  | END CONNECTION |  | MATERIAL |  | MATERIAL SPECIFICATION |  | TORQUE RATING |  | SPEED RATING |  | KEYWAY SIZE |  | HAZARD CLASS |  | CERTIFICATION/STANDARD |  | ADDITIONAL FEATURES EN | FRONT
STP_009 | Data Enrichment | SFU |  | 2023-06-27 |  |  | 1213518 | 1213518 | SHAFT,ASSY;DRVT,IFI33579,HLF | SHAFT,ASSEMBLY;MNFR:DRIVETRAIN,PTNO:IFI33579,ADDITIONAL FEATURES EN:HALF |  | IFI33579 | 3000461 | DRIVETRAIN | DRIVETRAIN | IFI33579 | [18 empty] | SHAFT | ASSEMBLY | TYPE |  | DIAMETER |  | LENGTH |  | END SIZE |  | END CONNECTION |  | MATERIAL |  | MATERIAL SPECIFICATION |  | TORQUE RATING |  | SPEED RATING |  | KEYWAY SIZE |  | HAZARD CLASS |  | CERTIFICATION/STANDARD |  | ADDITIONAL FEATURES EN | HALF
STP_009 | Data Enrichment | SFU |  | 2023-06-27 |  |  | 1213519 | 1213519 | SHAFT,ASSY;DRVT,IFI33580,HLF | SHAFT,ASSEMBLY;MNFR:DRIVETRAIN,PTNO:IFI33580,ADDITIONAL FEATURES EN:HALF |  | IFI33580 | 3000461 | DRIVETRAIN | DRIVETRAIN | IFI33580 | [18 empty] | SHAFT | ASSEMBLY | TYPE |  | DIAMETER |  | LENGTH |  | END SIZE |  | END CONNECTION |  | MATERIAL |  | MATERIAL SPECIFICATION |  | TORQUE RATING |  | SPEED RATING |  | KEYWAY SIZE |  | HAZARD CLASS |  | CERTIFICATION/STANDARD |  | ADDITIONAL FEATURES EN | HALF
STP_009 | Data Enrichment | SFU |  | 2023-06-27 |  |  | 1252467 | 1252467 | SHAFT;ABB,392911-06-5000PPR | SHAFT;MNFR:ABB,PTNO:392911-06-5000PPR | SHAFT | 392911-06-5000PPR | 3000014 | ABB | ABB | 392911-06-5000PPR | [18 empty] | SHAFT | NO MODIFIER | TYPE |  | SIZE |  | MATERIAL |  | HAZARD CLASS |  | CERTIFICATION/STANDARD |  | ADDITIONAL FEATURES EN
STP_009 | Data Enrichment | SFU |  | 2023-06-27 |  |  | 1258171 | 1258171 | SHAFT;ABB,3ASX002669D5660 | SHAFT;MNFR:ABB,PTNO:3ASX002669D5660 | SHAFT | 3ASX002669D5660 | 3000014 | ABB | ABB | 3ASX002669D5660 | [18 empty] | SHAFT | NO MODIFIER | TYPE |  | SIZE |  | MATERIAL |  | HAZARD CLASS |  | CERTIFICATION/STANDARD |  | ADDITIONAL FEATURES EN
STP_009 | Data Enrichment | SFU |  | 2023-06-27 |  |  | 1252094 | 1252094 | SHAFT;ABB,ABBOXP6X290+STBACC OXP 6 X 290 | SHAFT;MNFR:ABB,PTNO:ABBOXP6X290+STBACC OXP 6 X 290 | SHAFT | ABBOXP6X290+STBACC OXP 6 X 290 | 3000014 | ABB | ABB | ABBOXP6X290+STBACC OXP 6 X 290 | [18 empty] | SHAFT | NO MODIFIER | TYPE |  | SIZE |  | MATERIAL |  | HAZARD CLASS |  | CERTIFICATION/STANDARD |  | ADDITIONAL FEATURES EN
STP_009 | Data Enrichment | SFU |  | 2023-06-27 |  |  | 1252468 | 1252468 | SHAFT;ABB,CDH75M-00017/8192PPR(HTL) | SHAFT;MNFR:ABB,PTNO:CDH75M-00017/8192PPR(HTL) | SHAFT | CDH75M-00017/8192PPR(HTL) | 3000014 | ABB | ABB | CDH75M-00017/8192PPR(HTL) | [18 empty] | SHAFT | NO MODIFIER | TYPE |  | SIZE |  | MATERIAL |  | HAZARD CLASS |  | CERTIFICATION/STANDARD |  | ADDITIONAL FEATURES EN
STP_009 | Data Enrichment | SFU |  | 2023-06-27 |  |  | 1325356 | 1325356 | SHAFT;ABB,HF4S-305-5017 | SHAFT;MNFR:ABB,PTNO:HF4S-305-5017 | SHAFT | HF4S-305-5017 | 3000014 | ABB | ABB | HF4S-305-5017 | [18 empty] | SHAFT | NO MODIFIER | TYPE |  | SIZE |  | MATERIAL |  | HAZARD CLASS |  | CERTIFICATION/STANDARD |  | ADDITIONAL FEATURES EN
STP_009 | Data Enrichment | SFU |  | 2023-06-27 |  |  | 1325364 | 1325364 | SHAFT;ABB,JY-180-5209 | SHAFT;MNFR:ABB,PTNO:JY-180-5209 | SHAFT | JY-180-5209 | 3000014 | ABB | ABB | JY-180-5209 | [18 empty] | SHAFT | NO MODIFIER | TYPE |  | SIZE |  | MATERIAL |  | HAZARD CLASS |  | CERTIFICATION/STANDARD |  | ADDITIONAL FEATURES EN
STP_009 | Data Enrichment | SFU |  | 2023-06-27 |  |  | 1267081 | 1267081 | SHAFT;ABB,OXP6X265,6 X 265MM | SHAFT;MNFR:ABB,PTNO:OXP6X265,ADDITIONAL FEATURES EN:6 X 265MM | 01)CNW (MOUNT ISA) ELECT WHO,01)ABBOXP6X265,SHAFT,01)6 X 265MM | OXP6X265 | 3000014 | ABB | ABB | OXP6X265 | [18 empty] | SHAFT | NO MODIFIER | TYPE |  | SIZE |  | MATERIAL |  | HAZARD CLASS |  | CERTIFICATION/STANDARD |  | ADDITIONAL FEATURES EN | 6 X 265MM
STP_009 | Data Enrichment | SFU |  | 2023-06-27 |  |  | 1211094 | 1211094 | SHAFT;ABB,OXS6X180 | SHAFT;MNFR:ABB,PTNO:OXS6X180 | 01)CNW (MOUNT ISA) ELECT WHO,01)OXS6X180,SHAFT | OXS6X180 | 3000014 | ABB | ABB | OXS6X180 | [18 empty] | SHAFT | NO MODIFIER | TYPE |  | SIZE |  | MATERIAL |  | HAZARD CLASS |  | CERTIFICATION/STANDARD |  | ADDITIONAL FEATURES EN
STP_009 | Data Enrichment | SFU |  | 2023-06-27 |  |  | 1322763 | 1322763 | SHAFT;ABB,STROXP6X290 | SHAFT;MNFR:ABB,PTNO:STROXP6X290 | SHAFT | STROXP6X290 | 3000014 | ABB | ABB | STROXP6X290 | [18 empty] | SHAFT | NO MODIFIER | TYPE |  | SIZE |  | MATERIAL |  | HAZARD CLASS |  | CERTIFICATION/STANDARD |  | ADDITIONAL FEATURES EN
STP_009 | Data Enrichment | SFU |  | 2023-06-27 |  |  | 1252565 | 1252565 | SHAFT;CUM,5365943 | SHAFT;MNFR:CUMMINS,PTNO:5365943 | SHAFT | 5365943 | 3000018 | CUMMINS | CUMMINS | 5365943 | [18 empty] | SHAFT | NO MODIFIER | TYPE |  | SIZE |  | MATERIAL |  | HAZARD CLASS |  | CERTIFICATION/STANDARD |  | ADDITIONAL FEATURES EN
STP_009 | Data Enrichment | SFU |  | 2023-06-27 |  |  | 1333505 | 1333505 | SHAFT;DIEC,BVD1380 | SHAFT;MNFR:DIECI,PTNO:BVD1380,ADDITIONAL FEATURES EN:DRIVE | SHAFT,01)DRIVE | BVD1380 | 3000511 | DIECI | DIECI | BVD1380 | [18 empty] | SHAFT | NO MODIFIER | TYPE |  | SIZE |  | MATERIAL |  | HAZARD CLASS |  | CERTIFICATION/STANDARD |  | ADDITIONAL FEATURES EN | DRIVE
STP_009 | Data Enrichment | SFU |  | 2023-06-27 |  |  | 1333504 | 1333504 | SHAFT;DIEC,BVD1381 | SHAFT;MNFR:DIECI,PTNO:BVD1381,ADDITIONAL FEATURES EN:DRIVE | SHAFT,01)DRIVE | BVD1381 | 3000511 | DIECI | DIECI | BVD1381 | [18 empty] | SHAFT | NO MODIFIER | TYPE |  | SIZE |  | MATERIAL |  | HAZARD CLASS |  | CERTIFICATION/STANDARD |  | ADDITIONAL FEATURES EN | DRIVE
STP_009 | Data Enrichment | SFU |  | 2023-06-27 |  |  | 1333503 | 1333503 | SHAFT;DIEC,BVD1385 | SHAFT;MNFR:DIECI,PTNO:BVD1385,ADDITIONAL FEATURES EN:DRIVE | SHAFT,01)DRIVE | BVD1385 | 3000511 | DIECI | DIECI | BVD1385 | [18 empty] | SHAFT | NO MODIFIER | TYPE |  | SIZE |  | MATERIAL |  | HAZARD CLASS |  | CERTIFICATION/STANDARD |  | ADDITIONAL FEATURES EN | DRIVE
STP_009 | Data Enrichment | SFU |  | 2023-06-27 |  |  | 1211064 | 1211064 | SHAFT;DRVT,2749744 | SHAFT;MNFR:DRIVETRAIN,PTNO:2749744 | 01)DRIVETRAIN,01)2749744,SHAFT | 2749744 | 3000461 | DRIVETRAIN | DRIVETRAIN | 2749744 | [18 empty] | SHAFT | NO MODIFIER | TYPE |  | SIZE |  | MATERIAL |  | HAZARD CLASS |  | CERTIFICATION/STANDARD |  | ADDITIONAL FEATURES EN
STP_009 | Data Enrichment | SFU |  | 2023-06-27 |  |  | 1211063 | 1211063 | SHAFT;DRVT,2749745 | SHAFT;MNFR:DRIVETRAIN,PTNO:2749745 | 01)DRIVETRAIN,01)2749745,SHAFT | 2749745 | 3000461 | DRIVETRAIN | DRIVETRAIN | 2749745 | [18 empty] | SHAFT | NO MODIFIER | TYPE |  | SIZE |  | MATERIAL |  | HAZARD CLASS |  | CERTIFICATION/STANDARD |  | ADDITIONAL FEATURES EN
STP_009 | Data Enrichment | SFU |  | 2023-06-27 |  |  | 1213358 | 1213358 | SHAFT;DRVT,IFI27546,WIPER | SHAFT;MNFR:DRIVETRAIN,PTNO:IFI27546,ADDITIONAL FEATURES EN:WIPER | 01)DRIVETRAIN AUSTRALIA,01)IFI27546,SHAFT,01)WIPER | IFI27546 | 3000461 | DRIVETRAIN | DRIVETRAIN | IFI27546 | [18 empty] | SHAFT | NO MODIFIER | TYPE |  | SIZE |  | MATERIAL |  | HAZARD CLASS |  | CERTIFICATION/STANDARD |  | ADDITIONAL FEATURES EN | WIPER
STP_009 | Data Enrichment | SFU |  | 2023-06-27 |  |  | 1213405 | 1213405 | SHAFT;DRVT,IFI31307 | SHAFT;MNFR:DRIVETRAIN,PTNO:IFI31307 |  | IFI31307 | 3000461 | DRIVETRAIN | DRIVETRAIN | IFI31307 | [18 empty] | SHAFT | NO MODIFIER | TYPE |  | SIZE |  | MATERIAL |  | HAZARD CLASS |  | CERTIFICATION/STANDARD |  | ADDITIONAL FEATURES EN
STP_009 | Data Enrichment | SFU |  | 2023-06-27 |  |  | 1213501 | 1213501 | SHAFT;DRVT,IFI33560 | SHAFT;MNFR:DRIVETRAIN,PTNO:IFI33560 |  | IFI33560 | 3000461 | DRIVETRAIN | DRIVETRAIN | IFI33560 | [18 empty] | SHAFT | NO MODIFIER | TYPE |  | SIZE |  | MATERIAL |  | HAZARD CLASS |  | CERTIFICATION/STANDARD |  | ADDITIONAL FEATURES EN
STP_009 | Data Enrichment | SFU |  | 2023-06-27 |  |  | 1268422 | 1268422 | SHAFT;FLOW,D.82569/1215 | SHAFT;MNFR:FLOWSERVE,PTNO:D.82569/1215 | 01)FLOWSERVE AUSTRALIA,01)D.82569/1215,SHAFT | D.82569/1215 | 3000277 | FLOWSERVE | FLOWSERVE | D.82569/1215 | [18 empty] | SHAFT | NO MODIFIER | TYPE |  | SIZE |  | MATERIAL |  | HAZARD CLASS |  | CERTIFICATION/STANDARD |  | ADDITIONAL FEATURES EN
STP_009 | Data Enrichment | SFU |  | 2023-06-27 |  |  | 1220363 | 1220363 | SHAFT;FLOW,HT15667,FR10,431S/S,INC SLEEV | SHAFT;MNFR:FLOWSERVE,PTNO:HT15667,ADDITIONAL FEATURES EN:FR10,431S/S,INC SLEEVE | 01)DOWDENS GROUP PTY LTD T/A,01)KLHT15667,SHAFT,01)FR10,431S/S,INC SLEEVE | HT15667 | 3000277 | FLOWSERVE | FLOWSERVE | HT15667 | [18 empty] | SHAFT | NO MODIFIER | TYPE |  | SIZE |  | MATERIAL |  | HAZARD CLASS |  | CERTIFICATION/STANDARD |  | ADDITIONAL FEATURES EN | FR10,431S/S,INC SLEEVE
STP_009 | Data Enrichment | SFU |  | 2023-06-27 |  |  | 1273200 | 1273200 | SHAFT;KNDR,K-MISC-CONVEYORPARTS.,K-CLE-B | SHAFT;MNFR:KINDER,PTNO:K-MISC-CONVEYORPARTS.,ADDITIONAL FEATURES EN:K-CLE-BRU | 01)KINDER AUSTRALIA PTY LTD,01)K-MISC-CONVEYORPARTS,SHAFT,01)K-CLE-BRU | K-MISC-CONVEYORPARTS. | 3000432 | KINDER | KINDER | K-MISC-CONVEYORPARTS. | [18 empty] | SHAFT | NO MODIFIER | TYPE |  | SIZE |  | MATERIAL |  | HAZARD CLASS |  | CERTIFICATION/STANDARD |  | ADDITIONAL FEATURES EN | K-CLE-BRU
STP_009 | Data Enrichment | SFU |  | 2023-06-27 |  |  | 1273420 | 1273420 | SHAFT;NHP,14040532S1,LG 320MM,WD 5MM,SQU | SHAFT;MNFR:NHP,PTNO:14040532S1,ADDITIONAL FEATURES EN:LG 320MM,WD 5MM,SQUARE SHAFT,W/ADAPTER,TO SUIT S1 PISTOL HANDLE |  | 14040532S1 | 3000664 | NHP | NHP | 14040532S1 | [18 empty] | SHAFT | NO MODIFIER | TYPE |  | SIZE |  | MATERIAL |  | HAZARD CLASS |  | CERTIFICATION/STANDARD |  | ADDITIONAL FEATURES EN | LG 320MM,WD 5MM,SQUARE SHAFT,W/ADAPTER,TO SUIT S1 PISTOL HANDLE
STP_009 | Data Enrichment | SFU |  | 2023-06-27 |  |  | 1267608 | 1267608 | SHAFT;NHP,140MTCDS,EXTSN,STD | SHAFT;MNFR:NHP,PTNO:140MTCDS,ADDITIONAL FEATURES EN:EXTENSION,STD | 01)CNW (MOUNT ISA) ELECT WHO,01)NHP140MTCDS,SHAFT,01)EXTENSION,STD | 140MTCDS | 3000664 | NHP | NHP | 140MTCDS | [18 empty] | SHAFT | NO MODIFIER | TYPE |  | SIZE |  | MATERIAL |  | HAZARD CLASS |  | CERTIFICATION/STANDARD |  | ADDITIONAL FEATURES EN | EXTENSION,STD
STP_009 | Data Enrichment | SFU |  | 2023-06-27 |  |  | 1325557 | 1325557 | SHAFT;SIE,1286228 | SHAFT;MNFR:SIEMENS,PTNO:1286228 | SHAFT | 1286228 | 3000032 | SIEMENS | SIEMENS | 1286228 | [18 empty] | SHAFT | NO MODIFIER | TYPE |  | SIZE |  | MATERIAL |  | HAZARD CLASS |  | CERTIFICATION/STANDARD |  | ADDITIONAL FEATURES EN
STP_009 | Data Enrichment | SFU |  | 2023-06-27 |  |  | 1325555 | 1325555 | SHAFT;SIE,26087867042 | SHAFT;MNFR:SIEMENS,PTNO:26087867042 | SHAFT | 26087867042 | 3000032 | SIEMENS | SIEMENS | 26087867042 | [18 empty] | SHAFT | NO MODIFIER | TYPE |  | SIZE |  | MATERIAL |  | HAZARD CLASS |  | CERTIFICATION/STANDARD |  | ADDITIONAL FEATURES EN
STP_009 | Data Enrichment | SFU |  | 2023-06-27 |  |  | 1325558 | 1325558 | SHAFT;SIE,677097 | SHAFT;MNFR:SIEMENS,PTNO:677097 | SHAFT | 677097 | 3000032 | SIEMENS | SIEMENS | 677097 | [18 empty] | SHAFT | NO MODIFIER | TYPE |  | SIZE |  | MATERIAL |  | HAZARD CLASS |  | CERTIFICATION/STANDARD |  | ADDITIONAL FEATURES EN
STP_009 | Data Enrichment | rym |  | 2023-06-27 |  |  | 1217186 | 1217186 | TAIL;DRVT,10643-24-24,HSE,HYDRAULIC HOSE | TAIL;MNFR:DRIVETRAIN,PTNO:10643-24-24,ADDITIONAL FEATURES EN:HOSE,HYDRAULIC HOSE,1.7/8 JIC FEM,STR 1.1/2IN HOSE,STEEL HYDRAULIC | 01)DRIVETRAIN AUSTRALIA,01)10643-24-24,TAIL,01)HOSE,HYDRAULIC HOSE,1.7/8 J | 10643-24-24 | 3000461 | DRIVETRAIN | DRIVETRAIN | 10643-24-24 | [18 empty] | TAIL | NO MODIFIER | TYPE |  | SIZE |  | MATERIAL |  | HAZARD CLASS |  | CERTIFICATION/STANDARD |  | ADDITIONAL FEATURES EN | HOSE,HYDRAULIC HOSE,1.7/8 JIC FEM,STR 1.1/2IN HOSE,STEEL HYDRAULIC
STP_009 | Data Enrichment | rym |  | 2023-06-27 |  |  | 1217191 | 1217191 | TAIL;DRVT,11543-24-24,HSE,HYDR,1 1/2 SAE | TAIL;MNFR:DRIVETRAIN,PTNO:11543-24-24,ADDITIONAL FEATURES EN:HOSE,HYDRAULIC,1 1/2 SAE CODE 61,STR 1 1/2IN HOSE,STEEL HYDRAULIC | 01)DRIVETRAIN AUSTRALIA,01)11543-24-24,TAIL,01)HOSE,HYDRAULIC,1 1/2 SAE CO | 11543-24-24 | 3000461 | DRIVETRAIN | DRIVETRAIN | 11543-24-24 | [18 empty] | TAIL | NO MODIFIER | TYPE |  | SIZE |  | MATERIAL |  | HAZARD CLASS |  | CERTIFICATION/STANDARD |  | ADDITIONAL FEATURES EN | HOSE,HYDRAULIC,1 1/2 SAE CODE 61,STR 1 1/2IN HOSE,STEEL HYDRAULIC
STP_009 | Data Enrichment | rym |  | 2023-06-27 |  |  | 1217198 | 1217198 | TAIL;DRVT,11643-12-12,HSE,HYDR,3/4 SAE C | TAIL;MNFR:DRIVETRAIN,PTNO:11643-12-12,ADDITIONAL FEATURES EN:HOSE,HYDRAULIC,3/4 SAE CODE 61,22 DEG,3/4IN HOSE,STEEL HYDRAULIC | 01)DRIVETRAIN AUSTRALIA,01)11643-12-12,TAIL,01)HOSE,HYDRAULIC,3/4 SAE CODE | 11643-12-12 | 3000461 | DRIVETRAIN | DRIVETRAIN | 11643-12-12 | [18 empty] | TAIL | NO MODIFIER | TYPE |  | SIZE |  | MATERIAL |  | HAZARD CLASS |  | CERTIFICATION/STANDARD |  | ADDITIONAL FEATURES EN | HOSE,HYDRAULIC,3/4 SAE CODE 61,22 DEG,3/4IN HOSE,STEEL HYDRAULIC
STP_009 | Data Enrichment | rym |  | 2023-06-27 |  |  | 1217199 | 1217199 | TAIL;DRVT,11643-16-12,HSE,HYDR,1 SAE COD | TAIL;MNFR:DRIVETRAIN,PTNO:11643-16-12,ADDITIONAL FEATURES EN:HOSE,HYDRAULIC,1 SAE CODE 61,22 DEG,3/4IN HOSE,STEEL HYDRAULIC | 01)DRIVETRAIN AUSTRALIA,01)11643-16-12,TAIL,01)HOSE,HYDRAULIC,1 SAE CODE 6 | 11643-16-12 | 3000461 | DRIVETRAIN | DRIVETRAIN | 11643-16-12 | [18 empty] | TAIL | NO MODIFIER | TYPE |  | SIZE |  | MATERIAL |  | HAZARD CLASS |  | CERTIFICATION/STANDARD |  | ADDITIONAL FEATURES EN | HOSE,HYDRAULIC,1 SAE CODE 61,22 DEG,3/4IN HOSE,STEEL HYDRAULIC
STP_009 | Data Enrichment | rym |  | 2023-06-27 |  |  | 1217200 | 1217200 | TAIL;DRVT,11643-20-16,HSE,HYDR,1 1/4 SAE | TAIL;MNFR:DRIVETRAIN,PTNO:11643-20-16,ADDITIONAL FEATURES EN:HOSE,HYDRAULIC,1 1/4 SAE CODE 61,22 DEG,1IN HOSE,STEEL HYDRAULIC | 01)DRIVETRAIN AUSTRALIA,01)11643-20-16,TAIL,01)HOSE,HYDRAULIC,1 1/4 SAE CO | 11643-20-16 | 3000461 | DRIVETRAIN | DRIVETRAIN | 11643-20-16 | [18 empty] | TAIL | NO MODIFIER | TYPE |  | SIZE |  | MATERIAL |  | HAZARD CLASS |  | CERTIFICATION/STANDARD |  | ADDITIONAL FEATURES EN | HOSE,HYDRAULIC,1 1/4 SAE CODE 61,22 DEG,1IN HOSE,STEEL HYDRAULIC
STP_009 | Data Enrichment | rym |  | 2023-06-27 |  |  | 1217201 | 1217201 | TAIL;DRVT,11643-24-20,HSE,HYDR,1.1/2 SAE | TAIL;MNFR:DRIVETRAIN,PTNO:11643-24-20,ADDITIONAL FEATURES EN:HOSE,HYDRAULIC,1.1/2 SAE CODE 61,22 DEG,1.1/4IN HOSE,STEEL HYDRAULI | 01)DRIVETRAIN AUSTRALIA,01)11643-24-20,TAIL,01)HOSE,HYDRAULIC,1.1/2 SAE CO | 11643-24-20 | 3000461 | DRIVETRAIN | DRIVETRAIN | 11643-24-20 | [18 empty] | TAIL | NO MODIFIER | TYPE |  | SIZE |  | MATERIAL |  | HAZARD CLASS |  | CERTIFICATION/STANDARD |  | ADDITIONAL FEATURES EN | HOSE,HYDRAULIC,1.1/2 SAE CODE 61,22 DEG,1.1/4IN HOSE,STEEL HYDRAULI
STP_009 | Data Enrichment | rym |  | 2023-06-27 |  |  | 1217202 | 1217202 | TAIL;DRVT,11643-24-24,HSE,HYDR,1.1/2 SAE | TAIL;MNFR:DRIVETRAIN,PTNO:11643-24-24,ADDITIONAL FEATURES EN:HOSE,HYDRAULIC,1.1/2 SAE CODE 61,22 DEG,1.1/2IN HOSE,STEEL HYDRAULI | 01)DRIVETRAIN AUSTRALIA,01)11643-24-24,TAIL,01)HOSE,HYDRAULIC,1.1/2 SAE CO | 11643-24-24 | 3000461 | DRIVETRAIN | DRIVETRAIN | 11643-24-24 | [18 empty] | TAIL | NO MODIFIER | TYPE |  | SIZE |  | MATERIAL |  | HAZARD CLASS |  | CERTIFICATION/STANDARD |  | ADDITIONAL FEATURES EN | HOSE,HYDRAULIC,1.1/2 SAE CODE 61,22 DEG,1.1/2IN HOSE,STEEL HYDRAULI
STP_009 | Data Enrichment | rym |  | 2023-06-27 |  |  | 1217210 | 1217210 | TAIL;DRVT,11843-16-12,HSE,HYDR,1 SAE COD | TAIL;MNFR:DRIVETRAIN,PTNO:11843-16-12,ADDITIONAL FEATURES EN:HOSE,HYDRAULIC,1 SAE CODE 61,67 DEG,3/4IN HOSE,STEEL HYDRAULIC | 01)DRIVETRAIN AUSTRALIA,01)11843-16-12,TAIL,01)HOSE,HYDRAULIC,1 SAE CODE 6 | 11843-16-12 | 3000461 | DRIVETRAIN | DRIVETRAIN | 11843-16-12 | [18 empty] | TAIL | NO MODIFIER | TYPE |  | SIZE |  | MATERIAL |  | HAZARD CLASS |  | CERTIFICATION/STANDARD |  | ADDITIONAL FEATURES EN | HOSE,HYDRAULIC,1 SAE CODE 61,67 DEG,3/4IN HOSE,STEEL HYDRAULIC
STP_009 | Data Enrichment | rym |  | 2023-06-27 |  |  | 1217211 | 1217211 | TAIL;DRVT,11843-20-16,HSE,HYDR,1.1/4 SAE | TAIL;MNFR:DRIVETRAIN,PTNO:11843-20-16,ADDITIONAL FEATURES EN:HOSE,HYDRAULIC,1.1/4 SAE CODE 61,67 DEG,1IN HOSE,STEEL HYDRAULIC | 01)DRIVETRAIN AUSTRALIA,01)11843-20-16,TAIL,01)HOSE,HYDRAULIC,1.1/4 SAE CO | 11843-20-16 | 3000461 | DRIVETRAIN | DRIVETRAIN | 11843-20-16 | [18 empty] | TAIL | NO MODIFIER | TYPE |  | SIZE |  | MATERIAL |  | HAZARD CLASS |  | CERTIFICATION/STANDARD |  | ADDITIONAL FEATURES EN | HOSE,HYDRAULIC,1.1/4 SAE CODE 61,67 DEG,1IN HOSE,STEEL HYDRAULIC
STP_009 | Data Enrichment | rym |  | 2023-06-27 |  |  | 1217192 | 1217192 | TAIL;DRVT,11943-24-16,HSE,HYDRAULIC HOSE | TAIL;MNFR:DRIVETRAIN,PTNO:11943-24-16,ADDITIONAL FEATURES EN:HOSE,HYDRAULIC HOSE TAIL,1 1/2 SAE CODE 61,90 DEG,1IN HOSE,STEEL HY | 01)DRIVETRAIN AUSTRALIA,01)11943-24-16,TAIL,01)HOSE,HYDRAULIC HOSE TAIL,1 | 11943-24-16 | 3000461 | DRIVETRAIN | DRIVETRAIN | 11943-24-16 | [18 empty] | TAIL | NO MODIFIER | TYPE |  | SIZE |  | MATERIAL |  | HAZARD CLASS |  | CERTIFICATION/STANDARD |  | ADDITIONAL FEATURES EN | HOSE,HYDRAULIC HOSE TAIL,1 1/2 SAE CODE 61,90 DEG,1IN HOSE,STEEL HY
STP_009 | Data Enrichment | rym |  | 2023-06-27 |  |  | 1217193 | 1217193 | TAIL;DRVT,11943-24-24,HSE,HYDR,1 1/2 SAE | TAIL;MNFR:DRIVETRAIN,PTNO:11943-24-24,ADDITIONAL FEATURES EN:HOSE,HYDRAULIC,1 1/2 SAE CODE 61,90 DEG,1 1/2IN HOSE,STEEL HYDRAULI | 01)DRIVETRAIN AUSTRALIA,01)11943-24-24,TAIL,01)HOSE,HYDRAULIC,1 1/2 SAE CO | 11943-24-24 | 3000461 | DRIVETRAIN | DRIVETRAIN | 11943-24-24 | [18 empty] | TAIL | NO MODIFIER | TYPE |  | SIZE |  | MATERIAL |  | HAZARD CLASS |  | CERTIFICATION/STANDARD |  | ADDITIONAL FEATURES EN | HOSE,HYDRAULIC,1 1/2 SAE CODE 61,90 DEG,1 1/2IN HOSE,STEEL HYDRAULI
STP_009 | Data Enrichment | rym |  | 2023-06-27 |  |  | 1217203 | 1217203 | TAIL;DRVT,12643-12-12,HSE,HYDR,3/4 SAE C | TAIL;MNFR:DRIVETRAIN,PTNO:12643-12-12,ADDITIONAL FEATURES EN:HOSE,HYDRAULIC,3/4 SAE CODE 61,30 DEG,3/4IN HOSE,STEEL HYDRAULIC | 01)DRIVETRAIN AUSTRALIA,01)12643-12-12,TAIL,01)HOSE,HYDRAULIC,3/4 SAE CODE | 12643-12-12 | 3000461 | DRIVETRAIN | DRIVETRAIN | 12643-12-12 | [18 empty] | TAIL | NO MODIFIER | TYPE |  | SIZE |  | MATERIAL |  | HAZARD CLASS |  | CERTIFICATION/STANDARD |  | ADDITIONAL FEATURES EN | HOSE,HYDRAULIC,3/4 SAE CODE 61,30 DEG,3/4IN HOSE,STEEL HYDRAULIC
STP_009 | Data Enrichment | rym |  | 2023-06-27 |  |  | 1217204 | 1217204 | TAIL;DRVT,12643-16-12,HSE,HYDR,1 SAE COD | TAIL;MNFR:DRIVETRAIN,PTNO:12643-16-12,ADDITIONAL FEATURES EN:HOSE,HYDRAULIC,1 SAE CODE 61,30 DEG,3/4IN HOSE,STEEL HYDRAULIC | 01)DRIVETRAIN AUSTRALIA,01)12643-16-12,TAIL,01)HOSE,HYDRAULIC,1 SAE CODE 6 | 12643-16-12 | 3000461 | DRIVETRAIN | DRIVETRAIN | 12643-16-12 | [18 empty] | TAIL | NO MODIFIER | TYPE |  | SIZE |  | MATERIAL |  | HAZARD CLASS |  | CERTIFICATION/STANDARD |  | ADDITIONAL FEATURES EN | HOSE,HYDRAULIC,1 SAE CODE 61,30 DEG,3/4IN HOSE,STEEL HYDRAULIC
STP_009 | Data Enrichment | rym |  | 2023-06-27 |  |  | 1217308 | 1217308 | TAIL;DRVT,12643-16-16,HSE,HYDR,1 SAE COD | TAIL;MNFR:DRIVETRAIN,PTNO:12643-16-16,ADDITIONAL FEATURES EN:HOSE,HYDRAULIC,1 SAE CODE 61 30 DEG 1IN HOSE, STEEL HYDRAULIC | 01)DRIVETRAIN AUSTRALIA,01)12643-16-16,TAIL,01)HOSE,HYDRAULIC,1 SAE CODE 6 | 12643-16-16 | 3000461 | DRIVETRAIN | DRIVETRAIN | 12643-16-16 | [18 empty] | TAIL | NO MODIFIER | TYPE |  | SIZE |  | MATERIAL |  | HAZARD CLASS |  | CERTIFICATION/STANDARD |  | ADDITIONAL FEATURES EN | HOSE,HYDRAULIC,1 SAE CODE 61 30 DEG 1IN HOSE,STEEL HYDRAULIC
STP_009 | Data Enrichment | rym |  | 2023-06-27 |  |  | 1217205 | 1217205 | TAIL;DRVT,12643-20-16,HSE,HYDR,1.1/4 SAE | TAIL;MNFR:DRIVETRAIN,PTNO:12643-20-16,ADDITIONAL FEATURES EN:HOSE,HYDRAULIC,1.1/4 SAE CODE 61,30 DEG,1IN HOSE,STEEL HYDRAULIC | 01)DRIVETRAIN AUSTRALIA,01)12643-20-16,TAIL,01)HOSE,HYDRAULIC,1.1/4 SAE CO | 12643-20-16 | 3000461 | DRIVETRAIN | DRIVETRAIN | 12643-20-16 | [18 empty] | TAIL | NO MODIFIER | TYPE |  | SIZE |  | MATERIAL |  | HAZARD CLASS |  | CERTIFICATION/STANDARD |  | ADDITIONAL FEATURES EN | HOSE,HYDRAULIC,1.1/4 SAE CODE 61,30 DEG,1IN HOSE,STEEL HYDRAULIC
STP_009 | Data Enrichment | rym |  | 2023-06-27 |  |  | 1217206 | 1217206 | TAIL;DRVT,12671-24-24,HSE,HYDR,1.1/2 SAE | TAIL;MNFR:DRIVETRAIN,PTNO:12671-24-24,ADDITIONAL FEATURES EN:HOSE,HYDRAULIC,1.1/2 SAE CODE 61,30 DEG,1.1/2IN HOSE,STEEL HYDRAULI | 01)DRIVETRAIN AUSTRALIA,01)12671-24-24,TAIL,01)HOSE,HYDRAULIC,1.1/2 SAE CO | 12671-24-24 | 3000461 | DRIVETRAIN | DRIVETRAIN | 12671-24-24 | [18 empty] | TAIL | NO MODIFIER | TYPE |  | SIZE |  | MATERIAL |  | HAZARD CLASS |  | CERTIFICATION/STANDARD |  | ADDITIONAL FEATURES EN | HOSE,HYDRAULIC,1.1/2 SAE CODE 61,30 DEG,1.1/2IN HOSE,STEEL HYDRAULI
STP_009 | Data Enrichment | rym |  | 2023-06-27 |  |  | 1217207 | 1217207 | TAIL;DRVT,12743-12-12,HSE,HYDR,3/4 SAE C | TAIL;MNFR:DRIVETRAIN,PTNO:12743-12-12,ADDITIONAL FEATURES EN:HOSE,HYDRAULIC,3/4 SAE CODE 61,60 DEG,3/4IN HOSE,STEEL HYDRAULIC | 01)DRIVETRAIN AUSTRALIA,01)12743-12-12,TAIL,01)HOSE,HYDRAULIC,3/4 SAE CODE | 12743-12-12 | 3000461 | DRIVETRAIN | DRIVETRAIN | 12743-12-12 | [18 empty] | TAIL | NO MODIFIER | TYPE |  | SIZE |  | MATERIAL |  | HAZARD CLASS |  | CERTIFICATION/STANDARD |  | ADDITIONAL FEATURES EN | HOSE,HYDRAULIC,3/4 SAE CODE 61,60 DEG,3/4IN HOSE,STEEL HYDRAULIC
STP_009 | Data Enrichment | rym |  | 2023-06-27 |  |  | 1217208 | 1217208 | TAIL;DRVT,12743-16-12,HSE,HYDR,1 SAE COD | TAIL;MNFR:DRIVETRAIN,PTNO:12743-16-12,ADDITIONAL FEATURES EN:HOSE,HYDRAULIC,1 SAE CODE 61,60 DEG,3/4IN HOSE,STEEL HYDRAULIC | 01)DRIVETRAIN AUSTRALIA,01)12743-16-12,TAIL,01)HOSE,HYDRAULIC,1 SAE CODE 6 | 12743-16-12 | 3000461 | DRIVETRAIN | DRIVETRAIN | 12743-16-12 | [18 empty] | TAIL | NO MODIFIER | TYPE |  | SIZE |  | MATERIAL |  | HAZARD CLASS |  | CERTIFICATION/STANDARD |  | ADDITIONAL FEATURES EN | HOSE,HYDRAULIC,1 SAE CODE 61,60 DEG,3/4IN HOSE,STEEL HYDRAULIC
STP_009 | Data Enrichment | rym |  | 2023-06-27 |  |  | 1217209 | 1217209 | TAIL;DRVT,12743-20-16,HSE,HYDR,1.1/4 SAE | TAIL;MNFR:DRIVETRAIN,PTNO:12743-20-16,ADDITIONAL FEATURES EN:HOSE,HYDRAULIC,1.1/4 SAE CODE 61,60 DEG,1IN HOSE,STEEL HYDRAULIC | 01)DRIVETRAIN AUSTRALIA,01)12743-20-16,TAIL,01)HOSE,HYDRAULIC,1.1/4 SAE CO | 12743-20-16 | 3000461 | DRIVETRAIN | DRIVETRAIN | 12743-20-16 | [18 empty] | TAIL | NO MODIFIER | TYPE |  | SIZE |  | MATERIAL |  | HAZARD CLASS |  | CERTIFICATION/STANDARD |  | ADDITIONAL FEATURES EN | HOSE,HYDRAULIC,1.1/4 SAE CODE 61,60 DEG,1IN HOSE,STEEL HYDRAULIC
STP_009 | Data Enrichment | rym |  | 2023-06-27 |  |  | 1217194 | 1217194 | TAIL;DRVT,12U43-20-20,HSE,HYDR,1 1/4 SAE | TAIL;MNFR:DRIVETRAIN,PTNO:12U43-20-20,ADDITIONAL FEATURES EN:HOSE,HYDRAULIC,1 1/4 SAE CODE 61,110 DEG,1 1/4IN HOSE,STEEL HYDRAUL | 01)DRIVETRAIN AUSTRALIA,01)12U43-20-20,TAIL,01)HOSE,HYDRAULIC,1 1/4 SAE CO | 12U43-20-20 | 3000461 | DRIVETRAIN | DRIVETRAIN | 12U43-20-20 | [18 empty] | TAIL | NO MODIFIER | TYPE |  | SIZE |  | MATERIAL |  | HAZARD CLASS |  | CERTIFICATION/STANDARD |  | ADDITIONAL FEATURES EN | HOSE,HYDRAULIC,1 1/4 SAE CODE 61,110 DEG,1 1/4IN HOSE,STEEL HYDRAUL
STP_009 | Data Enrichment | rym |  | 2023-06-27 |  |  | 1217212 | 1217212 | TAIL;DRVT,13743-8-6,HSE,HYDR,3/4 DOUBLE4 | TAIL;MNFR:DRIVETRAIN,PTNO:13743-8-6,ADDITIONAL FEATURES EN:HOSE,HYDRAULIC,3/4 DOUBLE IMP HEX JIC FEM,45 DEG,3/8IN,STEEL HYDRAU | 01)DRIVETRAIN AUSTRALIA,01)13743-8-6,TAIL,01)HOSE,HYDRAULIC,3/4 DOUBLE I | 13743-8-6 | 3000461 | DRIVETRAIN | DRIVETRAIN | 13743-8-6 | [18 empty] | TAIL | NO MODIFIER | TYPE |  | SIZE |  | MATERIAL |  | HAZARD CLASS |  | CERTIFICATION/STANDARD |  | ADDITIONAL FEATURES EN | HOSE,HYDRAULIC,3/4 DOUBLE IMP HEX JIC FEM,45 DEG,3/8IN,STEEL HYDRAU
STP_009 | Data Enrichment | rym |  | 2023-06-27 |  |  | 1217197 | 1217197 | TAIL;DRVT,16A71-24-24,HSE,HYDR,1 1/2 SAE | TAIL;MNFR:DRIVETRAIN,PTNO:16A71-24-24,ADDITIONAL FEATURES EN:HOSE,HYDRAULIC,1 1/2 SAE CODE 62,STR ,1/2IN HOSE,STEEL HYDRAULIC | 01)DRIVETRAIN AUSTRALIA,01)16A71-24-24,TAIL,01)HOSE,HYDRAULIC,1 1/2 SAE CO | 16A71-24-24 | 3000461 | DRIVETRAIN | DRIVETRAIN | 16A71-24-24 | [18 empty] | TAIL | NO MODIFIER | TYPE |  | SIZE |  | MATERIAL |  | HAZARD CLASS |  | CERTIFICATION/STANDARD |  | ADDITIONAL FEATURES EN | HOSE,HYDRAULIC,1 1/2 SAE CODE 62,STR,1/2IN HOSE,STEEL HYDRAULIC
STP_009 | Data Enrichment | rym |  | 2023-06-27 |  |  | 1217195 | 1217195 | TAIL;DRVT,18943-12-12,HSE,HYDR,3/4 SAE C | TAIL;MNFR:DRIVETRAIN,PTNO:18943-12-12,ADDITIONAL FEATURES EN:HOSE,HYDRAULIC,3/4 SAE C61,90 DEG,L/DROP,125MM,3/4IN,STEEL HYDRAULI | 01)DRIVETRAIN AUSTRALIA,01)18943-12-12,TAIL,01)HOSE,HYDRAULIC,3/4 SAE C61 | 18943-12-12 | 3000461 | DRIVETRAIN | DRIVETRAIN | 18943-12-12 | [18 empty] | TAIL | NO MODIFIER | TYPE |  | SIZE |  | MATERIAL |  | HAZARD CLASS |  | CERTIFICATION/STANDARD |  | ADDITIONAL FEATURES EN | HOSE,HYDRAULIC,3/4 SAE C61,90 DEG,L/DROP,125MM,3/4IN,STEEL HYDRAULI
STP_009 | Data Enrichment | rym |  | 2023-06-27 |  |  | 1217196 | 1217196 | TAIL;DRVT,18943-20-20-SL168,HSE,HYDR,1 1 | TAIL;MNFR:DRIVETRAIN,PTNO:18943-20-20-SL168,ADDITIONAL FEATURES EN:HOSE,HYDRAULIC,1 1/4 SAE C61,90 DEG,L/DROP,170MM,1 1/4I,STEEL HYDRA | 01)DRIVETRAIN AUSTRALIA,01)18943-20-20-SL168,TAIL,01)HOSE,HYDRAULIC,1 1/4 SAE C6 | 18943-20-20-SL168 | 3000461 | DRIVETRAIN | DRIVETRAIN | 18943-20-20-SL168 | [18 empty] | TAIL | NO MODIFIER | TYPE |  | SIZE |  | MATERIAL |  | HAZARD CLASS |  | CERTIFICATION/STANDARD |  | ADDITIONAL FEATURES EN | HOSE,HYDRAULIC,1 1/4 SAE C61,90 DEG,L/DROP,170MM,1 1/4I,STEEL HYDRA
STP_009 | Data Enrichment | rym |  | 2023-06-27 |  |  | 1217214 | 1217214 | TAIL;DRVT,1J743-6-4,HSE,HYDR,11/16 ORFS4 | TAIL;MNFR:DRIVETRAIN,PTNO:1J743-6-4,ADDITIONAL FEATURES EN:HOSE,HYDRAULIC,11/16 ORFS FEM,45 DEG,1/4IN HOSE,STEEL HYDRAULIC | 01)DRIVETRAIN AUSTRALIA,01)1J743-6-4,TAIL,01)HOSE,HYDRAULIC,11/16 ORFS F | 1J743-6-4 | 3000461 | DRIVETRAIN | DRIVETRAIN | 1J743-6-4 | [18 empty] | TAIL | NO MODIFIER | TYPE |  | SIZE |  | MATERIAL |  | HAZARD CLASS |  | CERTIFICATION/STANDARD |  | ADDITIONAL FEATURES EN | HOSE,HYDRAULIC,11/16 ORFS FEM,45 DEG,1/4IN HOSE,STEEL HYDRAULIC
STP_009 | Data Enrichment | rym |  | 2023-06-27 |  |  | 1217240 | 1217240 | TAIL;DRVT,1J743-8-6,HSE,13/16IN ORFS FEM | TAIL;MNFR:DRIVETRAIN,PTNO:1J743-8-6,ADDITIONAL FEATURES EN:HOSE,13/16IN ORFS FEM 45 DEG 3/8IN HOSE,STEELHYDRAULIC FITTING | 01)DRIVETRAIN AUSTRALIA,01)1J743-8-6,TAIL,01)HOSE,13/16IN ORFS FEM 45 DE | 1J743-8-6 | 3000461 | DRIVETRAIN | DRIVETRAIN | 1J743-8-6 | [18 empty] | TAIL | NO MODIFIER | TYPE |  | SIZE |  | MATERIAL |  | HAZARD CLASS |  | CERTIFICATION/STANDARD |  | ADDITIONAL FEATURES EN | HOSE,13/16IN ORFS FEM 45 DEG 3/8IN HOSE,STEELHYDRAULIC FITTING
STP_009 | Data Enrichment | rym |  | 2023-06-27 |  |  | 1217213 | 1217213 | TAIL;DRVT,1JS43-10-10,HSE,HYDR,1 ORFS FE | TAIL;MNFR:DRIVETRAIN,PTNO:1JS43-10-10,ADDITIONAL FEATURES EN:HOSE,HYDRAULIC,1 ORFS FEM STR,5/8IN HOSE,STEEL HYDRAULIC | 01)DRIVETRAIN AUSTRALIA,01)1JS43-10-10,TAIL,01)HOSE,HYDRAULIC,1 ORFS FEM S | 1JS43-10-10 | 3000461 | DRIVETRAIN | DRIVETRAIN | 1JS43-10-10 | [18 empty] | TAIL | NO MODIFIER | TYPE |  | SIZE |  | MATERIAL |  | HAZARD CLASS |  | CERTIFICATION/STANDARD |  | ADDITIONAL FEATURES EN | HOSE,HYDRAULIC,1 ORFS FEM STR,5/8IN HOSE,STEEL HYDRAULIC
STP_009 | Data Enrichment | rym |  | 2023-06-27 |  |  | 1217307 | 1217307 | TAIL;DRVT,Z001298553,HSE,HYDR,1 1/4 SAES | TAIL;MNFR:DRIVETRAIN,PTNO:Z001298553,ADDITIONAL FEATURES EN:HOSE,HYDRAULIC,1 1/4 SAE CODE 61 STR 3/4IN TAIL,STEEL HYDRAULIC | 01)DRIVETRAIN AUSTRALIA,01)Z001298553,TAIL,01)HOSE,HYDRAULIC,1 1/4 SAE CO | Z001298553 | 3000461 | DRIVETRAIN | DRIVETRAIN | Z001298553 | [18 empty] | TAIL | NO MODIFIER | TYPE |  | SIZE |  | MATERIAL |  | HAZARD CLASS |  | CERTIFICATION/STANDARD |  | ADDITIONAL FEATURES EN | HOSE,HYDRAULIC,1 1/4 SAE CODE 61 STR 3/4IN TAIL,STEEL HYDRAULIC
STP_009 | Data Enrichment | rym |  | 2023-06-27 |  |  | 1272536 | 1272536 | TAIL;KNDR,K-SKI-TS-MED-1600,SCRAPE,1600M | TAIL;MNFR:KINDER,PTNO:K-SKI-TS-MED-1600,ADDITIONAL FEATURES EN:SCRAPE,1600MM LONG,MEDIUM |  | K-SKI-TS-MED-1600 | 3000432 | KINDER | KINDER | K-SKI-TS-MED-1600 | [18 empty] | TAIL | NO MODIFIER | TYPE |  | SIZE |  | MATERIAL |  | HAZARD CLASS |  | CERTIFICATION/STANDARD |  | ADDITIONAL FEATURES EN | SCRAPE,1600MM LONG,MEDIUM
STP_009 | Data Enrichment | SCS |  | 2023-06-27 |  |  | 1269570 | 1269570 | TIRE;BRST,0RR01294,12.00R20 VCH TT IDU | TIRE;MNFR:BRIDGESTONE,PTNO:0RR01294,ADDITIONAL FEATURES EN:12.00R20 VCH TT IDU | 01)BRIDGESTONE MINING SOLUTI,01)0RR01294,TIRE,01)12.00R20 VCH TT IDU | 0RR01294 | 3000421 | BRIDGESTONE | BRIDGESTONE | 0RR01294 | [18 empty] | TIRE | NO MODIFIER | TYPE |  | SIZE |  | MATERIAL |  | LOAD CAPACITY |  | NUMBER OF PLYS |  | TREAD TYPE |  | HAZARD CLASS |  | CERTIFICATION/STANDARD |  | ADDITIONAL FEATURES EN | 12.00R20 VCH TT IDU
STP_009 | Data Enrichment | SCS |  | 2023-06-27 |  |  | 1269571 | 1269571 | TIRE;BRST,0RR01377,14.00R24 VCHSZ TT IDU | TIRE;MNFR:BRIDGESTONE,PTNO:0RR01377,ADDITIONAL FEATURES EN:14.00R24 VCHSZ TT IDU AC | 01)BRIDGESTONE MINING SOLUTI,01)0RR01377,TIRE,01)14.00R24 VCHSZ TT IDU AC | 0RR01377 | 3000421 | BRIDGESTONE | BRIDGESTONE | 0RR01377 | [18 empty] | TIRE | NO MODIFIER | TYPE |  | SIZE |  | MATERIAL |  | LOAD CAPACITY |  | NUMBER OF PLYS |  | TREAD TYPE |  | HAZARD CLASS |  | CERTIFICATION/STANDARD |  | ADDITIONAL FEATURES EN | 14.00R24 VCHSZ TT IDU AC
STP_009 | Data Enrichment | SCS |  | 2023-06-27 |  |  | 1269572 | 1269572 | TIRE;BRST,0RR02399,17.5R25 VJTZTL D2A | TIRE;MNFR:BRIDGESTONE,PTNO:0RR02399,ADDITIONAL FEATURES EN:17.5R25 VJTZTL D2A | 01)BRIDGESTONE MINING SOLUTI,01)0RR02399,TIRE,01)17.5R25 VJTZTL D2A | 0RR02399 | 3000421 | BRIDGESTONE | BRIDGESTONE | 0RR02399 | [18 empty] | TIRE | NO MODIFIER | TYPE |  | SIZE |  | MATERIAL |  | LOAD CAPACITY |  | NUMBER OF PLYS |  | TREAD TYPE |  | HAZARD CLASS |  | CERTIFICATION/STANDARD |  | ADDITIONAL FEATURES EN | 17.5R25 VJTZTL D2A
STP_009 | Data Enrichment | SCS |  | 2023-06-27 |  |  | 1269573 | 1269573 | TIRE;BRST,0RR02731,1800R25 VELS TL E1A | TIRE;MNFR:BRIDGESTONE,PTNO:0RR02731,ADDITIONAL FEATURES EN:1800R25 VELS TL E1A | 01)BRIDGESTONE MINING SOLUTI,01)0RR02731,TIRE,01)1800R25 VELS TL E1A | 0RR02731 | 3000421 | BRIDGESTONE | BRIDGESTONE | 0RR02731 | [18 empty] | TIRE | NO MODIFIER | TYPE |  | SIZE |  | MATERIAL |  | LOAD CAPACITY |  | NUMBER OF PLYS |  | TREAD TYPE |  | HAZARD CLASS |  | CERTIFICATION/STANDARD |  | ADDITIONAL FEATURES EN | 1800R25 VELS TL E1A
STP_009 | Data Enrichment | SCS |  | 2023-06-27 |  |  | 1269574 | 1269574 | TIRE;BRST,0RR04717,26.5R25 MS VSNTZ TL D | TIRE;MNFR:BRIDGESTONE,PTNO:0RR04717,ADDITIONAL FEATURES EN:26.5R25 MS VSNTZ TL DE2 | 01)BRIDGESTONE MINING SOLUTI,01)0RR04717,TIRE,01)26.5R25 MS VSNTZ TL DE2 | 0RR04717 | 3000421 | BRIDGESTONE | BRIDGESTONE | 0RR04717 | [18 empty] | TIRE | NO MODIFIER | TYPE |  | SIZE |  | MATERIAL |  | LOAD CAPACITY |  | NUMBER OF PLYS |  | TREAD TYPE |  | HAZARD CLASS |  | CERTIFICATION/STANDARD |  | ADDITIONAL FEATURES EN | 26.5R25 MS VSNTZ TL DE2
STP_009 | Data Enrichment | SCS |  | 2023-06-27 |  |  | 1269575 | 1269575 | TIRE;BRST,0RR04744,26.5R25 VSNTZ TL D2A | TIRE;MNFR:BRIDGESTONE,PTNO:0RR04744,ADDITIONAL FEATURES EN:26.5R25 VSNTZ TL D2A | 01)BRIDGESTONE MINING SOLUTI,01)0RR04744,TIRE,01)26.5R25 VSNTZ TL D2A | 0RR04744 | 3000421 | BRIDGESTONE | BRIDGESTONE | 0RR04744 | [18 empty] | TIRE | NO MODIFIER | TYPE |  | SIZE |  | MATERIAL |  | LOAD CAPACITY |  | NUMBER OF PLYS |  | TREAD TYPE |  | HAZARD CLASS |  | CERTIFICATION/STANDARD |  | ADDITIONAL FEATURES EN | 26.5R25 VSNTZ TL D2A
STP_009 | Data Enrichment | SCS |  | 2023-06-27 |  |  | 1269576 | 1269576 | TIRE;BRST,0RR04872,29.5R25 MS VSNTZTL DE | TIRE;MNFR:BRIDGESTONE,PTNO:0RR04872,ADDITIONAL FEATURES EN:29.5R25 MS VSNTZTL DE2 | 01)BRIDGESTONE MINING SOLUTI,01)0RR04872,TIRE,01)29.5R25 MS VSNTZTL DE2 | 0RR04872 | 3000421 | BRIDGESTONE | BRIDGESTONE | 0RR04872 | [18 empty] | TIRE | NO MODIFIER | TYPE |  | SIZE |  | MATERIAL |  | LOAD CAPACITY |  | NUMBER OF PLYS |  | TREAD TYPE |  | HAZARD CLASS |  | CERTIFICATION/STANDARD |  | ADDITIONAL FEATURES EN | 29.5R25 MS VSNTZTL DE2
STP_009 | Data Enrichment | SCS |  | 2023-06-27 |  |  | 1273990 | 1273990 | TIRE;BRST,0RR09923 | TIRE;MNFR:BRIDGESTONE,PTNO:0RR09923 | 01)BRIDGESTONE MINING SOLUTI,01)0RR09923,TIRE | 0RR09923 | 3000421 | BRIDGESTONE | BRIDGESTONE | 0RR09923 | [18 empty] | TIRE | NO MODIFIER | TYPE |  | SIZE |  | MATERIAL |  | LOAD CAPACITY |  | NUMBER OF PLYS |  | TREAD TYPE |  | HAZARD CLASS |  | CERTIFICATION/STANDARD |  | ADDITIONAL FEATURES EN
STP_009 | Data Enrichment | SCS |  | 2023-06-27 |  |  | 1269577 | 1269577 | TIRE;BRST,0RRS0161,35/65R33 MT VSNTZ TL | TIRE;MNFR:BRIDGESTONE,PTNO:0RRS0161,ADDITIONAL FEATURES EN:35/65R33 MT VSNTZ TL DUH UG | 01)BRIDGESTONE MINING SOLUTI,01)0RRS0161,TIRE,01)35/65R33 MT VSNTZ TL DUH UG | 0RRS0161 | 3000421 | BRIDGESTONE | BRIDGESTONE | 0RRS0161 | [18 empty] | TIRE | NO MODIFIER | TYPE |  | SIZE |  | MATERIAL |  | LOAD CAPACITY |  | NUMBER OF PLYS |  | TREAD TYPE |  | HAZARD CLASS |  | CERTIFICATION/STANDARD |  | ADDITIONAL FEATURES EN | 35/65R33 MT VSNTZ TL DUH UG
STP_009 | Data Enrichment | SCS |  | 2023-06-27 |  |  | 1269553 | 1269553 | TIRE;BRST,11000895,PNEU,235/85R16LT 120R | TIRE;MNFR:BRIDGESTONE,PTNO:11000895,ADDITIONAL FEATURES EN:PNEUMATIC,235/85R16LT 120R BS D697 OWT | 01)BRIDGESTONE AUSTRALIA LTD,01)11000895,TIRE,01)PNEUMATIC,235/85R16LT 120R | 11000895 | 3000421 | BRIDGESTONE | BRIDGESTONE | 11000895 | [18 empty] | TIRE | NO MODIFIER | TYPE |  | SIZE |  | MATERIAL |  | LOAD CAPACITY |  | NUMBER OF PLYS |  | TREAD TYPE |  | HAZARD CLASS |  | CERTIFICATION/STANDARD |  | ADDITIONAL FEATURES EN | PNEUMATIC,235/85R16LT 120R BS D697 OWT
STP_009 | Data Enrichment | SCS |  | 2023-06-27 |  |  | 1220274 | 1220274 | TIRE;BRST,11000921,285/65R17LT 120S 8 BS | TIRE;MNFR:BRIDGESTONE,PTNO:11000921,ADDITIONAL FEATURES EN:285/65R17LT 120S 8 BS D697 OWT | 01)BRIDGESTONE AUSTRALIA LTD,01)11000921,TIRE,01)285/65R17LT 120S 8 BS D697 | 11000921 | 3000421 | BRIDGESTONE | BRIDGESTONE | 11000921 | [18 empty] | TIRE | NO MODIFIER | TYPE |  | SIZE |  | MATERIAL |  | LOAD CAPACITY |  | NUMBER OF PLYS |  | TREAD TYPE |  | HAZARD CLASS |  | CERTIFICATION/STANDARD |  | ADDITIONAL FEATURES EN | 285/65R17LT 120S 8 BS D697 OWT
STP_009 | Data Enrichment | SCS |  | 2023-06-27 |  |  | 1269554 | 1269554 | TIRE;BRST,11001036,PNEU,225/60R16 98V BS | TIRE;MNFR:BRIDGESTONE,PTNO:11001036,ADDITIONAL FEATURES EN:PNEUMATIC,225/60R16 98V BS ER300 ECO | 01)BRIDGESTONE AUSTRALIA LTD,01)11001036,TIRE,01)PNEUMATIC,225/60R16 98V BS | 11001036 | 3000421 | BRIDGESTONE | BRIDGESTONE | 11001036 | [18 empty] | TIRE | NO MODIFIER | TYPE |  | SIZE |  | MATERIAL |  | LOAD CAPACITY |  | NUMBER OF PLYS |  | TREAD TYPE |  | HAZARD CLASS |  | CERTIFICATION/STANDARD |  | ADDITIONAL FEATURES EN | PNEUMATIC,225/60R16 98V BS ER300 ECO
STP_009 | Data Enrichment | SCS |  | 2023-06-27 |  |  | 1269555 | 1269555 | TIRE;BRST,11001329,PNEU,245/70R17LT 114S | TIRE;MNFR:BRIDGESTONE,PTNO:11001329,ADDITIONAL FEATURES EN:PNEUMATIC,245/70R17LT 114S 8 BS D697 OWT | 01)BRIDGESTONE AUSTRALIA LTD,01)11001329,TIRE,01)PNEUMATIC,245/70R17LT 114S | 11001329 | 3000421 | BRIDGESTONE | BRIDGESTONE | 11001329 | [18 empty] | TIRE | NO MODIFIER | TYPE |  | SIZE |  | MATERIAL |  | LOAD CAPACITY |  | NUMBER OF PLYS |  | TREAD TYPE |  | HAZARD CLASS |  | CERTIFICATION/STANDARD |  | ADDITIONAL FEATURES EN | PNEUMATIC,245/70R17LT 114S 8 BS D697 OWT
STP_009 | Data Enrichment | SCS |  | 2023-06-27 |  |  | 1269556 | 1269556 | TIRE;BRST,11001332,PNEU,285/60R18LT 118S | TIRE;MNFR:BRIDGESTONE,PTNO:11001332,ADDITIONAL FEATURES EN:PNEUMATIC,285/60R18LT 118S 8 BS D697 RBT | 01)BRIDGESTONE AUSTRALIA LTD,01)11001332,TIRE,01)PNEUMATIC,285/60R18LT 118S | 11001332 | 3000421 | BRIDGESTONE | BRIDGESTONE | 11001332 | [18 empty] | TIRE | NO MODIFIER | TYPE |  | SIZE |  | MATERIAL |  | LOAD CAPACITY |  | NUMBER OF PLYS |  | TREAD TYPE |  | HAZARD CLASS |  | CERTIFICATION/STANDARD |  | ADDITIONAL FEATURES EN | PNEUMATIC,285/60R18LT 118S 8 BS D697 RBT
STP_009 | Data Enrichment | SCS |  | 2023-06-27 |  |  | 1269557 | 1269557 | TIRE;BRST,11001346,PNEU,195/85R16 114/11 | TIRE;MNFR:BRIDGESTONE,PTNO:11001346,ADDITIONAL FEATURES EN:PNEUMATIC,195/85R16 114/112L BS R205 | 01)BRIDGESTONE AUSTRALIA LTD,01)11001346,TIRE,01)PNEUMATIC,195/85R16 114/112 | 11001346 | 3000421 | BRIDGESTONE | BRIDGESTONE | 11001346 | [18 empty] | TIRE | NO MODIFIER | TYPE |  | SIZE |  | MATERIAL |  | LOAD CAPACITY |  | NUMBER OF PLYS |  | TREAD TYPE |  | HAZARD CLASS |  | CERTIFICATION/STANDARD |  | ADDITIONAL FEATURES EN | PNEUMATIC,195/85R16 114/112L BS R205
STP_009 | Data Enrichment | SCS |  | 2023-06-27 |  |  | 1269558 | 1269558 | TIRE;BRST,11001366,PNEU,9.5R17.5 129/127 | TIRE;MNFR:BRIDGESTONE,PTNO:11001366,ADDITIONAL FEATURES EN:PNEUMATIC,9.5R17.5 129/127M BS M716 | 01)BRIDGESTONE AUSTRALIA LTD,01)11001366,TIRE,01)PNEUMATIC,9.5R17.5 129/127M | 11001366 | 3000421 | BRIDGESTONE | BRIDGESTONE | 11001366 | [18 empty] | TIRE | NO MODIFIER | TYPE |  | SIZE |  | MATERIAL |  | LOAD CAPACITY |  | NUMBER OF PLYS |  | TREAD TYPE |  | HAZARD CLASS |  | CERTIFICATION/STANDARD |  | ADDITIONAL FEATURES EN | PNEUMATIC,9.5R17.5 129/127M BS M716
STP_009 | Data Enrichment | SCS |  | 2023-06-27 |  |  | 1269559 | 1269559 | TIRE;BRST,11001368,PNEU,8.5R17.5 121/120 | TIRE;MNFR:BRIDGESTONE,PTNO:11001368,ADDITIONAL FEATURES EN:PNEUMATIC,8.5R17.5 121/120M BS M716 | 01)BRIDGESTONE AUSTRALIA LTD,01)11001368,TIRE,01)PNEUMATIC,8.5R17.5 121/120M | 11001368 | 3000421 | BRIDGESTONE | BRIDGESTONE | 11001368 | [18 empty] | TIRE | NO MODIFIER | TYPE |  | SIZE |  | MATERIAL |  | LOAD CAPACITY |  | NUMBER OF PLYS |  | TREAD TYPE |  | HAZARD CLASS |  | CERTIFICATION/STANDARD |  | ADDITIONAL FEATURES EN | PNEUMATIC,8.5R17.5 121/120M BS M716
STP_009 | Data Enrichment | SCS |  | 2023-06-27 |  |  | 1269867 | 1269867 | TIRE;BRST,11001420,195R15C 106/104S 8 BS | TIRE;MNFR:BRIDGESTONE,PTNO:11001420,ADDITIONAL FEATURES EN:195R15C 106/104S 8 BS 613V | 01)BRIDGESTONE AUSTRALIA LTD,01)11001420,TIRE,01)195R15C 106/104S 8 BS 613V | 11001420 | 3000421 | BRIDGESTONE | BRIDGESTONE | 11001420 | [18 empty] | TIRE | NO MODIFIER | TYPE |  | SIZE |  | MATERIAL |  | LOAD CAPACITY |  | NUMBER OF PLYS |  | TREAD TYPE |  | HAZARD CLASS |  | CERTIFICATION/STANDARD |  | ADDITIONAL FEATURES EN | 195R15C 106/104S 8 BS 613V
STP_009 | Data Enrichment | SCS |  | 2023-06-27 |  |  | 1269560 | 1269560 | TIRE;BRST,11001493,PNEU,275/70R22.5 148/ | TIRE;MNFR:BRIDGESTONE,PTNO:11001493,ADDITIONAL FEATURES EN:PNEUMATIC,275/70R22.5 148/145L BS R168 | 01)BRIDGESTONE AUSTRALIA LTD,01)11001493,TIRE,01)PNEUMATIC,275/70R22.5 148/1 | 11001493 | 3000421 | BRIDGESTONE | BRIDGESTONE | 11001493 | [18 empty] | TIRE | NO MODIFIER | TYPE |  | SIZE |  | MATERIAL |  | LOAD CAPACITY |  | NUMBER OF PLYS |  | TREAD TYPE |  | HAZARD CLASS |  | CERTIFICATION/STANDARD |  | ADDITIONAL FEATURES EN | PNEUMATIC,275/70R22.5 148/145L BS R168
STP_009 | Data Enrichment | SCS |  | 2023-06-27 |  |  | 1269561 | 1269561 | TIRE;BRST,11001497,PNEU,275/70R22.5 148/ | TIRE;MNFR:BRIDGESTONE,PTNO:11001497,ADDITIONAL FEATURES EN:PNEUMATIC,275/70R22.5 148/145K BS M840 | 01)BRIDGESTONE AUSTRALIA LTD,01)11001497,TIRE,01)PNEUMATIC,275/70R22.5 148/1 | 11001497 | 3000421 | BRIDGESTONE | BRIDGESTONE | 11001497 | [18 empty] | TIRE | NO MODIFIER | TYPE |  | SIZE |  | MATERIAL |  | LOAD CAPACITY |  | NUMBER OF PLYS |  | TREAD TYPE |  | HAZARD CLASS |  | CERTIFICATION/STANDARD |  | ADDITIONAL FEATURES EN | PNEUMATIC,275/70R22.5 148/145K BS M840
STP_009 | Data Enrichment | SCS |  | 2023-06-27 |  |  | 1269562 | 1269562 | TIRE;BRST,11001591,PNEU,6.50-10 10 BS JL | TIRE;MNFR:BRIDGESTONE,PTNO:11001591,ADDITIONAL FEATURES EN:PNEUMATIC,6.50-10 10 BS JL TT | 01)BRIDGESTONE AUSTRALIA LTD,01)11001591,TIRE,01)PNEUMATIC,6.50-10 10 BS JL | 11001591 | 3000421 | BRIDGESTONE | BRIDGESTONE | 11001591 | [18 empty] | TIRE | NO MODIFIER | TYPE |  | SIZE |  | MATERIAL |  | LOAD CAPACITY |  | NUMBER OF PLYS |  | TREAD TYPE |  | HAZARD CLASS |  | CERTIFICATION/STANDARD |  | ADDITIONAL FEATURES EN | PNEUMATIC,6.50-10 10 BS JL TT
STP_009 | Data Enrichment | SCS |  | 2023-06-27 |  |  | 1269563 | 1269563 | TIRE;BRST,11001604,PNEU,8.25-15 12 BS JL | TIRE;MNFR:BRIDGESTONE,PTNO:11001604,ADDITIONAL FEATURES EN:PNEUMATIC,8.25-15 12 BS JL TT | 01)BRIDGESTONE AUSTRALIA LTD,01)11001604,TIRE,01)PNEUMATIC,8.25-15 12 BS JL | 11001604 | 3000421 | BRIDGESTONE | BRIDGESTONE | 11001604 | [18 empty] | TIRE | NO MODIFIER | TYPE |  | SIZE |  | MATERIAL |  | LOAD CAPACITY |  | NUMBER OF PLYS |  | TREAD TYPE |  | HAZARD CLASS |  | CERTIFICATION/STANDARD |  | ADDITIONAL FEATURES EN | PNEUMATIC,8.25-15 12 BS JL TT
STP_009 | Data Enrichment | SCS |  | 2023-06-27 |  |  | 1253848 | 1253848 | TIRE;BRST,11002835,215/75R17.5,126/124M | TIRE;MNFR:BRIDGESTONE,PTNO:11002835,ADDITIONAL FEATURES EN:215/75R17.5,126/124M BS R156 | 01)BRIDGESTONE AUSTRALIA LTD,01)11002835,TIRE,01)215/75R17.5,126/124M BS R15 | 11002835 | 3000421 | BRIDGESTONE | BRIDGESTONE | 11002835 | [18 empty] | TIRE | NO MODIFIER | TYPE |  | SIZE |  | MATERIAL |  | LOAD CAPACITY |  | NUMBER OF PLYS |  | TREAD TYPE |  | HAZARD CLASS |  | CERTIFICATION/STANDARD |  | ADDITIONAL FEATURES EN | 215/75R17.5,126/124M BS R156
STP_009 | Data Enrichment | SCS |  | 2023-06-27 |  |  | 1269564 | 1269564 | TIRE;BRST,11003514,PNEU,235/60R17 102V B | TIRE;MNFR:BRIDGESTONE,PTNO:11003514,ADDITIONAL FEATURES EN:PNEUMATIC,235/60R17 102V BS HL001 ECO | 01)BRIDGESTONE AUSTRALIA LTD,01)11003514,TIRE,01)PNEUMATIC,235/60R17 102V BS | 11003514 | 3000421 | BRIDGESTONE | BRIDGESTONE | 11003514 | [18 empty] | TIRE | NO MODIFIER | TYPE |  | SIZE |  | MATERIAL |  | LOAD CAPACITY |  | NUMBER OF PLYS |  | TREAD TYPE |  | HAZARD CLASS |  | CERTIFICATION/STANDARD |  | ADDITIONAL FEATURES EN | PNEUMATIC,235/60R17 102V BS HL001 ECO
STP_009 | Data Enrichment | SCS |  | 2023-06-27 |  |  | 1269565 | 1269565 | TIRE;BRST,11003531,PNEU,245/70R16LT 118R | TIRE;MNFR:BRIDGESTONE,PTNO:11003531,ADDITIONAL FEATURES EN:PNEUMATIC,245/70R16LT 118R 10 BS D697 | 01)BRIDGESTONE AUSTRALIA LTD,01)11003531,TIRE,01)PNEUMATIC,245/70R16LT 118R | 11003531 | 3000421 | BRIDGESTONE | BRIDGESTONE | 11003531 | [18 empty] | TIRE | NO MODIFIER | TYPE |  | SIZE |  | MATERIAL |  | LOAD CAPACITY |  | NUMBER OF PLYS |  | TREAD TYPE |  | HAZARD CLASS |  | CERTIFICATION/STANDARD |  | ADDITIONAL FEATURES EN | PNEUMATIC,245/70R16LT 118R 10 BS D697
STP_009 | Data Enrichment | SCS |  | 2023-06-27 |  |  | 1269566 | 1269566 | TIRE;BRST,11003746,PNEU,185R14C 102S BS | TIRE;MNFR:BRIDGESTONE,PTNO:11003746,ADDITIONAL FEATURES EN:PNEUMATIC,185R14C 102S BS R710 ECO | 01)BRIDGESTONE AUSTRALIA LTD,01)11003746,TIRE,01)PNEUMATIC,185R14C 102S BS R | 11003746 | 3000421 | BRIDGESTONE | BRIDGESTONE | 11003746 | [18 empty] | TIRE | NO MODIFIER | TYPE |  | SIZE |  | MATERIAL |  | LOAD CAPACITY |  | NUMBER OF PLYS |  | TREAD TYPE |  | HAZARD CLASS |  | CERTIFICATION/STANDARD |  | ADDITIONAL FEATURES EN | PNEUMATIC,185R14C 102S BS R710 ECO
STP_009 | Data Enrichment | kib |  | 2023-06-27 |  |  | 1269567 | 1269567 | TIRE;BRST,11003827,PNEU,215/70R16C 108T | TIRE;MNFR:BRIDGESTONE,PTNO:11003827,ADDITIONAL FEATURES EN:PNEUMATIC,215/70R16C 108T BS R710 ECO | 01)BRIDGESTONE AUSTRALIA LTD,01)11003827,TIRE,01)PNEUMATIC,215/70R16C 108T B | 11003827 | 3000421 | BRIDGESTONE | BRIDGESTONE | 11003827 | [18 empty] | TIRE | NO MODIFIER | TYPE |  | SIZE |  | MATERIAL |  | LOAD CAPACITY |  | NUMBER OF PLYS |  | TREAD TYPE |  | HAZARD CLASS |  | CERTIFICATION/STANDARD |  | ADDITIONAL FEATURES EN | PNEUMATIC,215/70R16C 108T BS R710 ECO
STP_009 | Data Enrichment | kib |  | 2023-06-27 |  |  | 1269568 | 1269568 | TIRE;BRST,11004648,PNEU,245/70R16LT 118P | TIRE;MNFR:BRIDGESTONE,PTNO:11004648,ADDITIONAL FEATURES EN:PNEUMATIC,245/70R16LT 118P BS D673 OWT | 01)BRIDGESTONE AUSTRALIA LTD,01)11004648,TIRE,01)PNEUMATIC,245/70R16LT 118P | 11004648 | 3000421 | BRIDGESTONE | BRIDGESTONE | 11004648 | [18 empty] | TIRE | NO MODIFIER | TYPE |  | SIZE |  | MATERIAL |  | LOAD CAPACITY |  | NUMBER OF PLYS |  | TREAD TYPE |  | HAZARD CLASS |  | CERTIFICATION/STANDARD |  | ADDITIONAL FEATURES EN | PNEUMATIC,245/70R16LT 118P BS D673 OWT
STP_009 | Data Enrichment | kib |  | 2023-06-27 |  |  | 1269569 | 1269569 | TIRE;BRST,11006117,PNEU,195R15C 106/104S | TIRE;MNFR:BRIDGESTONE,PTNO:11006117,ADDITIONAL FEATURES EN:PNEUMATIC,195R15C 106/104S 8 BS R623 | 01)BRIDGESTONE AUSTRALIA LTD,01)11006117,TIRE,01)PNEUMATIC,195R15C 106/104S | 11006117 | 3000421 | BRIDGESTONE | BRIDGESTONE | 11006117 | [18 empty] | TIRE | NO MODIFIER | TYPE |  | SIZE |  | MATERIAL |  | LOAD CAPACITY |  | NUMBER OF PLYS |  | TREAD TYPE |  | HAZARD CLASS |  | CERTIFICATION/STANDARD |  | ADDITIONAL FEATURES EN | PNEUMATIC,195R15C 106/104S 8 BS R623
STP_009 | Data Enrichment | kib |  | 2023-06-27 |  |  | 1273989 | 1273989 | TIRE;MICH,372138 | TIRE;MNFR:MICHELLIN,PTNO:372138 | 01)MICHELIN AUSTRALIA PTY LT,01)372138,TIRE | 372138 | 3000663 | MICHELLIN | MICHELLIN | 372138 | [18 empty] | TIRE | NO MODIFIER | TYPE |  | SIZE |  | MATERIAL |  | LOAD CAPACITY |  | NUMBER OF PLYS |  | TREAD TYPE |  | HAZARD CLASS |  | CERTIFICATION/STANDARD |  | ADDITIONAL FEATURES EN
STP_009 | Data Enrichment | kib |  | 2023-06-27 |  |  | 1273509 | 1273509 | TIRE;TENN,1060626,SOLID,300MM X100MM,URE | TIRE;MNFR:TENNANT,PTNO:1060626,ADDITIONAL FEATURES EN:SOLID,300MM X100MM,URE |  | 1060626 | 3000358 | TENNANT | TENNANT | 1060626 | [18 empty] | TIRE | NO MODIFIER | TYPE |  | SIZE |  | MATERIAL |  | LOAD CAPACITY |  | NUMBER OF PLYS |  | TREAD TYPE |  | HAZARD CLASS |  | CERTIFICATION/STANDARD |  | ADDITIONAL FEATURES EN | SOLID,300MM X100MM,URE
STP_009 | Data Enrichment | SFU |  | 2023-06-27 |  |  | 1335480 | 1335480 | TRANSFORMER;ABB,3ADT745047P0001 | TRANSFORMER;MNFR:ABB,PTNO:3ADT745047P0001 | TRANSFORMER | 3ADT745047P0001 | 3000014 | ABB | ABB | 3ADT745047P0001 | [18 empty] | TRANSFORMER | NO MODIFIER | TYPE |  | VOLTAGE RATING |  | NUMBER OF PHASE |  | CURRENT RATING |  | FREQUENCY RATING |  | ENCLOSURE |  | HAZARD CLASS |  | CERTIFICATION/STANDARD |  | ADDITIONAL FEATURES EN
STP_009 | Data Enrichment | SFU |  | 2023-06-27 |  |  | 1258197 | 1258197 | TRANSFORMER;ABB,3ADT745050P0001 | TRANSFORMER;MNFR:ABB,PTNO:3ADT745050P0001 | TRANSFORMER | 3ADT745050P0001 | 3000014 | ABB | ABB | 3ADT745050P0001 | [18 empty] | TRANSFORMER | NO MODIFIER | TYPE |  | VOLTAGE RATING |  | NUMBER OF PHASE |  | CURRENT RATING |  | FREQUENCY RATING |  | ENCLOSURE |  | HAZARD CLASS |  | CERTIFICATION/STANDARD |  | ADDITIONAL FEATURES EN
STP_009 | Data Enrichment | SFU |  | 2023-06-27 |  |  | 1323983 | 1323983 | TRANSFORMER;ABB,3BHB010944R0001 | TRANSFORMER;MNFR:ABB,PTNO:3BHB010944R0001 | TRANSFORMER | 3BHB010944R0001 | 3000014 | ABB | ABB | 3BHB010944R0001 | [18 empty] | TRANSFORMER | NO MODIFIER | TYPE |  | VOLTAGE RATING |  | NUMBER OF PHASE |  | CURRENT RATING |  | FREQUENCY RATING |  | ENCLOSURE |  | HAZARD CLASS |  | CERTIFICATION/STANDARD |  | ADDITIONAL FEATURES EN
STP_009 | Data Enrichment | SFU |  | 2023-06-27 |  |  | 1323982 | 1323982 | TRANSFORMER;ABB,3BHB015646R0001 | TRANSFORMER;MNFR:ABB,PTNO:3BHB015646R0001 | TRANSFORMER | 3BHB015646R0001 | 3000014 | ABB | ABB | 3BHB015646R0001 | [18 empty] | TRANSFORMER | NO MODIFIER | TYPE |  | VOLTAGE RATING |  | NUMBER OF PHASE |  | CURRENT RATING |  | FREQUENCY RATING |  | ENCLOSURE |  | HAZARD CLASS |  | CERTIFICATION/STANDARD |  | ADDITIONAL FEATURES EN
STP_009 | Data Enrichment | SFU |  | 2023-06-27 |  |  | 1323979 | 1323979 | TRANSFORMER;ABB,3BHL000986P2102 | TRANSFORMER;MNFR:ABB,PTNO:3BHL000986P2102 | TRANSFORMER | 3BHL000986P2102 | 3000014 | ABB | ABB | 3BHL000986P2102 | [18 empty] | TRANSFORMER | NO MODIFIER | TYPE |  | VOLTAGE RATING |  | NUMBER OF PHASE |  | CURRENT RATING |  | FREQUENCY RATING |  | ENCLOSURE |  | HAZARD CLASS |  | CERTIFICATION/STANDARD |  | ADDITIONAL FEATURES EN
STP_009 | Data Enrichment | SFU |  | 2023-06-27 |  |  | 1323978 | 1323978 | TRANSFORMER;ABB,3BHL001049P0002 | TRANSFORMER;MNFR:ABB,PTNO:3BHL001049P0002 | TRANSFORMER | 3BHL001049P0002 | 3000014 | ABB | ABB | 3BHL001049P0002 | [18 empty] | TRANSFORMER | NO MODIFIER | TYPE |  | VOLTAGE RATING |  | NUMBER OF PHASE |  | CURRENT RATING |  | FREQUENCY RATING |  | ENCLOSURE |  | HAZARD CLASS |  | CERTIFICATION/STANDARD |  | ADDITIONAL FEATURES EN
STP_009 | Data Enrichment | SFU |  | 2023-06-27 |  |  | 1258182 | 1258182 | TRANSFORMER;ABB,3BSE004939R1012 | TRANSFORMER;MNFR:ABB,PTNO:3BSE004939R1012 | TRANSFORMER | 3BSE004939R1012 | 3000014 | ABB | ABB | 3BSE004939R1012 | [18 empty] | TRANSFORMER | NO MODIFIER | TYPE |  | VOLTAGE RATING |  | NUMBER OF PHASE |  | CURRENT RATING |  | FREQUENCY RATING |  | ENCLOSURE |  | HAZARD CLASS |  | CERTIFICATION/STANDARD |  | ADDITIONAL FEATURES EN
STP_009 | Data Enrichment | SFU |  | 2023-06-27 |  |  | 1258164 | 1258164 | TRANSFORMER;ABB,433-7-4430/433-7-4431 | TRANSFORMER;MNFR:ABB,PTNO:433-7-4430/433-7-4431 | TRANSFORMER | 433-7-4430/433-7-4431 | 3000014 | ABB | ABB | 433-7-4430/433-7-4431 | [18 empty] | TRANSFORMER | NO MODIFIER | TYPE |  | VOLTAGE RATING |  | NUMBER OF PHASE |  | CURRENT RATING |  | FREQUENCY RATING |  | ENCLOSURE |  | HAZARD CLASS |  | CERTIFICATION/STANDARD |  | ADDITIONAL FEATURES EN
STP_009 | Data Enrichment | SFU |  | 2023-06-27 |  |  | 1258196 | 1258196 | TRANSFORMER;ABB,DCA0013216P0001 | TRANSFORMER;MNFR:ABB,PTNO:DCA0013216P0001 | TRANSFORMER | DCA0013216P0001 | 3000014 | ABB | ABB | DCA0013216P0001 | [18 empty] | TRANSFORMER | NO MODIFIER | TYPE |  | VOLTAGE RATING |  | NUMBER OF PHASE |  | CURRENT RATING |  | FREQUENCY RATING |  | ENCLOSURE |  | HAZARD CLASS |  | CERTIFICATION/STANDARD |  | ADDITIONAL FEATURES EN
STP_009 | Data Enrichment | SFU |  | 2023-06-27 |  |  | 1326234 | 1326234 | TRANSFORMER;ABB,SHPC42 | TRANSFORMER;MNFR:ABB,PTNO:SHPC42 | TRANSFORMER | SHPC42 | 3000014 | ABB | ABB | SHPC42 | [18 empty] | TRANSFORMER | NO MODIFIER | TYPE |  | VOLTAGE RATING |  | NUMBER OF PHASE |  | CURRENT RATING |  | FREQUENCY RATING |  | ENCLOSURE |  | HAZARD CLASS |  | CERTIFICATION/STANDARD |  | ADDITIONAL FEATURES EN
STP_009 | Data Enrichment | rym |  | 2023-06-27 |  |  | 1214362 | 1214362 | TRANSFORMER;ABB,VR4-Z0-078 | TRANSFORMER;MNFR:ABB,PTNO:VR4-Z0-078 | TRANSFORMER | VR4-Z0-078 | 3000014 | ABB | ABB | VR4-Z0-078 | [18 empty] | TRANSFORMER | NO MODIFIER | TYPE |  | VOLTAGE RATING |  | NUMBER OF PHASE |  | CURRENT RATING |  | FREQUENCY RATING |  | ENCLOSURE |  | HAZARD CLASS |  | CERTIFICATION/STANDARD |  | ADDITIONAL FEATURES EN
STP_009 | Data Enrichment | rym |  | 2023-06-27 |  |  | 1269546 | 1269546 | TRANSFORMER;PWNS,240VAC 15KVA L&SP | TRANSFORMER;MNFR:POWINS,PTNO:240VAC 15KVA L&SP | 01)POWINS PTY LTD,01)240VAC 15KVA L&SP TRANSFORM,TRANSFORMER | 240VAC 15KVA L&SP | 3000439 | POWINS | POWINS | 240VAC 15KVA L&SP | [18 empty] | TRANSFORMER | NO MODIFIER | TYPE |  | VOLTAGE RATING |  | NUMBER OF PHASE |  | CURRENT RATING |  | FREQUENCY RATING |  | ENCLOSURE |  | HAZARD CLASS |  | CERTIFICATION/STANDARD |  | ADDITIONAL FEATURES EN
STP_009 | Data Enrichment | rym |  | 2023-06-27 |  |  | 1269441 | 1269441 | TRANSFORMER;SEW,SED18261825,VSD MOVITRAC | TRANSFORMER;MNFR:SEW EURODRIVE,PTNO:SED18261825,ADDITIONAL FEATURES EN:VSD MOVITRAC 415V 3PH 1.5KW | 01)REXEL AUSTRALIA,01)SED18261825,TRANSFORMER,01)VSD MOVITRAC 415V 3PH 1.5KW | SED18261825 | 3000442 | SEW EURODRIVE | SEW EURODRIVE | SED18261825 | [18 empty] | TRANSFORMER | NO MODIFIER | TYPE |  | VOLTAGE RATING |  | NUMBER OF PHASE |  | CURRENT RATING |  | FREQUENCY RATING |  | ENCLOSURE |  | HAZARD CLASS |  | CERTIFICATION/STANDARD |  | ADDITIONAL FEATURES EN | VSD MOVITRAC 415V 3PH 1.5KW
STP_009 | Data Enrichment | SFU |  | 2023-06-27 |  |  | 1214359 | 1214359 | TRANSFORMER;SIE,3-MELB-0-171/5A(DWG) | TRANSFORMER;MNFR:SIEMENS,PTNO:3-MELB-0-171/5A(DWG) | TRANSFORMER | 3-MELB-0-171/5A(DWG) | 3000032 | SIEMENS | SIEMENS | 3-MELB-0-171/5A(DWG) | [18 empty] | TRANSFORMER | NO MODIFIER | TYPE |  | VOLTAGE RATING |  | NUMBER OF PHASE |  | CURRENT RATING |  | FREQUENCY RATING |  | ENCLOSURE |  | HAZARD CLASS |  | CERTIFICATION/STANDARD |  | ADDITIONAL FEATURES EN
STP_009 | Data Enrichment | SFU |  | 2023-06-27 |  |  | 1214360 | 1214360 | TRANSFORMER;SIE,3-MELB-0-171/5A;ITEM M4 | TRANSFORMER;MNFR:SIEMENS,PTNO:3-MELB-0-171/5A;ITEM M4 (DWG) | TRANSFORMER | 3-MELB-0-171/5A;ITEM M4 (DWG) | 3000032 | SIEMENS | SIEMENS | 3-MELB-0-171/5A;ITEM M4 (DWG) | [18 empty] | TRANSFORMER | NO MODIFIER | TYPE |  | VOLTAGE RATING |  | NUMBER OF PHASE |  | CURRENT RATING |  | FREQUENCY RATING |  | ENCLOSURE |  | HAZARD CLASS |  | CERTIFICATION/STANDARD |  | ADDITIONAL FEATURES EN
STP_009 | Data Enrichment | SFU |  | 2023-06-27 |  |  | 1214358 | 1214358 | TRANSFORMER;SIE,3-MELB-0-171/5A;ITEM M6 | TRANSFORMER;MNFR:SIEMENS,PTNO:3-MELB-0-171/5A;ITEM M6 (DWG) | TRANSFORMER | 3-MELB-0-171/5A;ITEM M6 (DWG) | 3000032 | SIEMENS | SIEMENS | 3-MELB-0-171/5A;ITEM M6 (DWG) | [18 empty] | TRANSFORMER | NO MODIFIER | TYPE |  | VOLTAGE RATING |  | NUMBER OF PHASE |  | CURRENT RATING |  | FREQUENCY RATING |  | ENCLOSURE |  | HAZARD CLASS |  | CERTIFICATION/STANDARD |  | ADDITIONAL FEATURES EN
STP_009 | Data Enrichment | SFU |  | 2023-06-27 |  |  | 1214361 | 1214361 | TRANSFORMER;SIE,3-MELB-0-195/6C;ITEM M4 | TRANSFORMER;MNFR:SIEMENS,PTNO:3-MELB-0-195/6C;ITEM M4 (DWG) | TRANSFORMER | 3-MELB-0-195/6C;ITEM M4 (DWG) | 3000032 | SIEMENS | SIEMENS | 3-MELB-0-195/6C;ITEM M4 (DWG) | [18 empty] | TRANSFORMER | NO MODIFIER | TYPE |  | VOLTAGE RATING |  | NUMBER OF PHASE |  | CURRENT RATING |  | FREQUENCY RATING |  | ENCLOSURE |  | HAZARD CLASS |  | CERTIFICATION/STANDARD |  | ADDITIONAL FEATURES EN
STP_009 | Data Enrichment | SFU |  | 2023-06-27 |  |  | 1258305 | 1258305 | TRANSFORMER;SIE,3-MGLB-0-195/6B;ITEM 5 ( | TRANSFORMER;MNFR:SIEMENS,PTNO:3-MGLB-0-195/6B;ITEM 5 (DWG) | TRANSFORMER | 3-MGLB-0-195/6B;ITEM 5 (DWG) | 3000032 | SIEMENS | SIEMENS | 3-MGLB-0-195/6B;ITEM 5 (DWG) | [18 empty] | TRANSFORMER | NO MODIFIER | TYPE |  | VOLTAGE RATING |  | NUMBER OF PHASE |  | CURRENT RATING |  | FREQUENCY RATING |  | ENCLOSURE |  | HAZARD CLASS |  | CERTIFICATION/STANDARD |  | ADDITIONAL FEATURES EN
STP_009 | Data Enrichment | SFU |  | 2023-06-27 |  |  | 1265057 | 1265057 | TRANSFORMER;SIE,ERGON | TRANSFORMER;MNFR:SIEMENS,PTNO:ERGON | TRANSFORMER | ERGON | 3000032 | SIEMENS | SIEMENS | ERGON | [18 empty] | TRANSFORMER | NO MODIFIER | TYPE |  | VOLTAGE RATING |  | NUMBER OF PHASE |  | CURRENT RATING |  | FREQUENCY RATING |  | ENCLOSURE |  | HAZARD CLASS |  | CERTIFICATION/STANDARD |  | ADDITIONAL FEATURES EN
STP_009 | Data Enrichment | SFU |  | 2023-06-27 |  |  | 1220416 | 1220416 | TRANSMITTER;ABB,0404656 | TRANSMITTER;MNFR:ABB,PTNO:0404656 | TRANSMITTER | 404656 | 3000014 | ABB | ABB | 0404656 | [18 empty] | TRANSMITTER | NO MODIFIER | TYPE |  | MEASURING RANGE |  | ACCURACY |  | OUTPUT TYPE |  | INPUT RATING |  | SUPPLY VOLTAGE |  | MOUNTING TYPE |  | DISPLAY TYPE |  | PRESSURE RATING |  | TEMPERATURE RATING |  | MATERIAL |  | ENCLOSURE |  | SIZE |  | HAZARD CLASS |  | CERTIFICATION/STANDARD |  | ADDITIONAL FEATURES EN
STP_009 | Data Enrichment | SFU |  | 2023-06-27 |  |  | 1323515 | 1323515 | TRANSMITTER;ABB,3200B0100S05BR00 | TRANSMITTER;MNFR:ABB,PTNO:3200B0100S05BR00 | TRANSMITTER | 3200B0100S05BR00 | 3000014 | ABB | ABB | 3200B0100S05BR00 | [18 empty] | TRANSMITTER | NO MODIFIER | TYPE |  | MEASURING RANGE |  | ACCURACY |  | OUTPUT TYPE |  | INPUT RATING |  | SUPPLY VOLTAGE |  | MOUNTING TYPE |  | DISPLAY TYPE |  | PRESSURE RATING |  | TEMPERATURE RATING |  | MATERIAL |  | ENCLOSURE |  | SIZE |  | HAZARD CLASS |  | CERTIFICATION/STANDARD |  | ADDITIONAL FEATURES EN
STP_009 | Data Enrichment | SFU |  | 2023-06-27 |  |  | 1330068 | 1330068 | TRANSMITTER;ABB,3BHL001090P0004 | TRANSMITTER;MNFR:ABB,PTNO:3BHL001090P0004 | TRANSMITTER | 3BHL001090P0004 | 3000014 | ABB | ABB | 3BHL001090P0004 | [18 empty] | TRANSMITTER | NO MODIFIER | TYPE |  | MEASURING RANGE |  | ACCURACY |  | OUTPUT TYPE |  | INPUT RATING |  | SUPPLY VOLTAGE |  | MOUNTING TYPE |  | DISPLAY TYPE |  | PRESSURE RATING |  | TEMPERATURE RATING |  | MATERIAL |  | ENCLOSURE |  | SIZE |  | HAZARD CLASS |  | CERTIFICATION/STANDARD |  | ADDITIONAL FEATURES EN
STP_009 | Data Enrichment | SFU |  | 2023-06-27 |  |  | 1274255 | 1274255 | TRANSMITTER;ABB,AU MP FEP311 C | TRANSMITTER;MNFR:ABB,PTNO:AU_MP_FEP311_C | TRANSMITTER | AU_MP_FEP311_C | 3000014 | ABB | ABB | AU_MP_FEP311_C | [18 empty] | TRANSMITTER | NO MODIFIER | TYPE |  | MEASURING RANGE |  | ACCURACY |  | OUTPUT TYPE |  | INPUT RATING |  | SUPPLY VOLTAGE |  | MOUNTING TYPE |  | DISPLAY TYPE |  | PRESSURE RATING |  | TEMPERATURE RATING |  | MATERIAL |  | ENCLOSURE |  | SIZE |  | HAZARD CLASS |  | CERTIFICATION/STANDARD |  | ADDITIONAL FEATURES EN
STP_009 | Data Enrichment | SFU |  | 2023-06-27 |  |  | 1258180 | 1258180 | TRANSMITTER;ABB,DCF1066659P0001 | TRANSMITTER;MNFR:ABB,PTNO:DCF1066659P0001 | TRANSMITTER | DCF1066659P0001 | 3000014 | ABB | ABB | DCF1066659P0001 | [18 empty] | TRANSMITTER | NO MODIFIER | TYPE |  | MEASURING RANGE |  | ACCURACY |  | OUTPUT TYPE |  | INPUT RATING |  | SUPPLY VOLTAGE |  | MOUNTING TYPE |  | DISPLAY TYPE |  | PRESSURE RATING |  | TEMPERATURE RATING |  | MATERIAL |  | ENCLOSURE |  | SIZE |  | HAZARD CLASS |  | CERTIFICATION/STANDARD |  | ADDITIONAL FEATURES EN
STP_009 | Data Enrichment | SFU |  | 2023-06-27 |  |  | 1323048 | 1323048 | TRANSMITTER;ABB,FEH3210501S1W1Y0A1A1A1 | TRANSMITTER;MNFR:ABB,PTNO:FEH3210501S1W1Y0A1A1A1 | TRANSMITTER | FEH3210501S1W1Y0A1A1A1 | 3000014 | ABB | ABB | FEH3210501S1W1Y0A1A1A1 | [18 empty] | TRANSMITTER | NO MODIFIER | TYPE |  | MEASURING RANGE |  | ACCURACY |  | OUTPUT TYPE |  | INPUT RATING |  | SUPPLY VOLTAGE |  | MOUNTING TYPE |  | DISPLAY TYPE |  | PRESSURE RATING |  | TEMPERATURE RATING |  | MATERIAL |  | ENCLOSURE |  | SIZE |  | HAZARD CLASS |  | CERTIFICATION/STANDARD |  | ADDITIONAL FEATURES EN
STP_009 | Data Enrichment | SFU |  | 2023-06-27 |  |  | 1323169 | 1323169 | TRANSMITTER;ABB,FEM315.050.E.1 | TRANSMITTER;MNFR:ABB,PTNO:FEM315.050.E.1 | TRANSMITTER | FEM315.050.E.1 | 3000014 | ABB | ABB | FEM315.050.E.1 | [18 empty] | TRANSMITTER | NO MODIFIER | TYPE |  | MEASURING RANGE |  | ACCURACY |  | OUTPUT TYPE |  | INPUT RATING |  | SUPPLY VOLTAGE |  | MOUNTING TYPE |  | DISPLAY TYPE |  | PRESSURE RATING |  | TEMPERATURE RATING |  | MATERIAL |  | ENCLOSURE |  | SIZE |  | HAZARD CLASS |  | CERTIFICATION/STANDARD |  | ADDITIONAL FEATURES EN
STP_009 | Data Enrichment | SFU |  | 2023-06-27 |  |  | 1325228 | 1325228 | TRANSMITTER;ABB,FEM315.100.E.1 | TRANSMITTER;MNFR:ABB,PTNO:FEM315.100.E.1 | TRANSMITTER | FEM315.100.E.1 | 3000014 | ABB | ABB | FEM315.100.E.1 | [18 empty] | TRANSMITTER | NO MODIFIER | TYPE |  | MEASURING RANGE |  | ACCURACY |  | OUTPUT TYPE |  | INPUT RATING |  | SUPPLY VOLTAGE |  | MOUNTING TYPE |  | DISPLAY TYPE |  | PRESSURE RATING |  | TEMPERATURE RATING |  | MATERIAL |  | ENCLOSURE |  | SIZE |  | HAZARD CLASS |  | CERTIFICATION/STANDARD |  | ADDITIONAL FEATURES EN
STP_009 | Data Enrichment | SFU |  | 2023-06-27 |  |  | 1325150 | 1325150 | TRANSMITTER;ABB,FEM-IW-100 | TRANSMITTER;MNFR:ABB,PTNO:FEM-IW-100 | TRANSMITTER | FEM-IW-100 | 3000014 | ABB | ABB | FEM-IW-100 | [18 empty] | TRANSMITTER | NO MODIFIER | TYPE |  | MEASURING RANGE |  | ACCURACY |  | OUTPUT TYPE |  | INPUT RATING |  | SUPPLY VOLTAGE |  | MOUNTING TYPE |  | DISPLAY TYPE |  | PRESSURE RATING |  | TEMPERATURE RATING |  | MATERIAL |  | ENCLOSURE |  | SIZE |  | HAZARD CLASS |  | CERTIFICATION/STANDARD |  | ADDITIONAL FEATURES EN
STP_009 | Data Enrichment | SFU |  | 2023-06-27 |  |  | 1323456 | 1323456 | TRANSMITTER;ABB,FEP321 | TRANSMITTER;MNFR:ABB,PTNO:FEP321 | TRANSMITTER | FEP321 | 3000014 | ABB | ABB | FEP321 | [18 empty] | TRANSMITTER | NO MODIFIER | TYPE |  | MEASURING RANGE |  | ACCURACY |  | OUTPUT TYPE |  | INPUT RATING |  | SUPPLY VOLTAGE |  | MOUNTING TYPE |  | DISPLAY TYPE |  | PRESSURE RATING |  | TEMPERATURE RATING |  | MATERIAL |  | ENCLOSURE |  | SIZE |  | HAZARD CLASS |  | CERTIFICATION/STANDARD |  | ADDITIONAL FEATURES EN
STP_009 | Data Enrichment | SFU |  | 2023-06-27 |  |  | 1213096 | 1213096 | TRANSMITTER;DRVT,IFI01211 | TRANSMITTER;MNFR:DRIVETRAIN,PTNO:IFI01211 | 01)DRIVETRAIN AUSTRALIA,01)IFI01211,TRANSMITTER | IFI01211 | 3000461 | DRIVETRAIN | DRIVETRAIN | IFI01211 | [18 empty] | TRANSMITTER | NO MODIFIER | TYPE |  | MEASURING RANGE |  | ACCURACY |  | OUTPUT TYPE |  | INPUT RATING |  | SUPPLY VOLTAGE |  | MOUNTING TYPE |  | DISPLAY TYPE |  | PRESSURE RATING |  | TEMPERATURE RATING |  | MATERIAL |  | ENCLOSURE |  | SIZE |  | HAZARD CLASS |  | CERTIFICATION/STANDARD |  | ADDITIONAL FEATURES EN
STP_009 | Data Enrichment | SFU |  | 2023-06-27 |  |  | 1273084 | 1273084 | TRANSMITTER;ENDH,PMC51,BED PRESSURE | TRANSMITTER;MNFR:ENDRESS & HAUSER,PTNO:PMC51,ADDITIONAL FEATURES EN:BED PRESSURE | 01)ENDRESS AND HAUSER AUSTRA,01)PMC51-3TL54/125,TRANSMITTER,01)BED PRESSURE | PMC51 | 3000269 | ENDRESS & HAUSER | ENDRESS & HAUSER | PMC51 | [18 empty] | TRANSMITTER | NO MODIFIER | TYPE |  | MEASURING RANGE |  | ACCURACY |  | OUTPUT TYPE |  | INPUT RATING |  | SUPPLY VOLTAGE |  | MOUNTING TYPE |  | DISPLAY TYPE |  | PRESSURE RATING |  | TEMPERATURE RATING |  | MATERIAL |  | ENCLOSURE |  | SIZE |  | HAZARD CLASS |  | CERTIFICATION/STANDARD |  | ADDITIONAL FEATURES EN | BED PRESSURE
STP_009 | Data Enrichment | SFU |  | 2023-06-27 |  |  | 1274640 | 1274640 | TRANSMITTER;EPM,3051TG2A2B21AB4Q4,INLINE | TRANSMITTER;MNFR:EMERSON PROCESS MANAGEMENT,PTNO:3051TG2A2B21AB4Q4,ADDITIONAL FEATURES EN:INLINE PRESSURE | 01)EMERSON PROCESS MANAGEMEN,01)3051TG2A2B21AB4Q6,TRANSMITTER,01)INLINE PRESSURE | 3051TG2A2B21AB4Q4 | 3000268 | EMERSON PROCESS MANAGEMEN | EMERSON PROCESS MANAGEMENT | 3051TG2A2B21AB4Q4 | [18 empty] | TRANSMITTER | NO MODIFIER | TYPE |  | MEASURING RANGE |  | ACCURACY |  | OUTPUT TYPE |  | INPUT RATING |  | SUPPLY VOLTAGE |  | MOUNTING TYPE |  | DISPLAY TYPE |  | PRESSURE RATING |  | TEMPERATURE RATING |  | MATERIAL |  | ENCLOSURE |  | SIZE |  | HAZARD CLASS |  | CERTIFICATION/STANDARD |  | ADDITIONAL FEATURES EN | INLINE PRESSURE
STP_009 | Data Enrichment | SFU |  | 2023-06-27 |  |  | 1269494 | 1269494 | TRANSMITTER;HONE,XNX-AMAI-NNNNN,XNX,4-20 | TRANSMITTER;MNFR:HONEYWELL,PTNO:XNX-AMAI-NNNNN,ADDITIONAL FEATURES EN:XNX,4-20 MA OUTPUT HART | 01)ALLIANCE SAFETY EQUIPMENT,01)XNX-AMAI-NNNNN,TRANSMITTER,01)XNX,4-20 MA OUTPUT HART | XNX-AMAI-NNNNN | 3000290 | HONEYWELL | HONEYWELL | XNX-AMAI-NNNNN | [18 empty] | TRANSMITTER | NO MODIFIER | TYPE |  | MEASURING RANGE |  | ACCURACY |  | OUTPUT TYPE |  | INPUT RATING |  | SUPPLY VOLTAGE |  | MOUNTING TYPE |  | DISPLAY TYPE |  | PRESSURE RATING |  | TEMPERATURE RATING |  | MATERIAL |  | ENCLOSURE |  | SIZE |  | HAZARD CLASS |  | CERTIFICATION/STANDARD |  | ADDITIONAL FEATURES EN | XNX,4-20 MA OUTPUT HART
STP_009 | Data Enrichment | SFU |  | 2023-06-27 |  |  | 1330055 | 1330055 | TRANSMITTER;MER,0071530828 | TRANSMITTER;MNFR:MERCEDES,PTNO:0071530828 | TRANSMITTER | 71530828 | 3000008 | MERCEDES | MERCEDES | 0071530828 | [18 empty] | TRANSMITTER | NO MODIFIER | TYPE |  | MEASURING RANGE |  | ACCURACY |  | OUTPUT TYPE |  | INPUT RATING |  | SUPPLY VOLTAGE |  | MOUNTING TYPE |  | DISPLAY TYPE |  | PRESSURE RATING |  | TEMPERATURE RATING |  | MATERIAL |  | ENCLOSURE |  | SIZE |  | HAZARD CLASS |  | CERTIFICATION/STANDARD |  | ADDITIONAL FEATURES EN
STP_009 | Data Enrichment | SFU |  | 2023-06-27 |  |  | 1325250 | 1325250 | TRANSMITTER;PRESS,0-200 BAR,MA,HAENNI | TRANSMITTER;TYPE:PRESSURE,MEASURING RANGE:0-200 BAR,ADDITIONAL FEATURES EN:MA,MNFR:ABB,PTNO:5693 470-A,MNFR:01)HAENNI,PTNO:01) EDR240/411-211/200BAR | EN_01)PRESSURE,EN_01)0-200 BAR,01)MA,01)HAENNI,01)EDR240/411-211/200BAR,TRANSMITTER | 5693 470-A | 3000014 | ABB | 01)HAENNI | 01) EDR240/411-211/200BAR | [18 empty] | TRANSMITTER | NO MODIFIER | TYPE | PRESSURE | MEASURING RANGE | 0-200 BAR | ACCURACY |  | OUTPUT TYPE |  | INPUT RATING |  | SUPPLY VOLTAGE |  | MOUNTING TYPE |  | DISPLAY TYPE |  | PRESSURE RATING |  | TEMPERATURE RATING |  | MATERIAL |  | ENCLOSURE |  | SIZE |  | HAZARD CLASS |  | CERTIFICATION/STANDARD |  | ADDITIONAL FEATURES EN | MA
STP_009 | Data Enrichment | SFU |  | 2023-06-27 |  |  | 1214222 | 1214222 | TRANSMITTER;SIE,E532-372/8190-30S102 | TRANSMITTER;MNFR:SIEMENS,PTNO:E532-372/8190-30S102 | TRANSMITTER | E532-372/8190-30S102 | 3000032 | SIEMENS | SIEMENS | E532-372/8190-30S102 | [18 empty] | TRANSMITTER | NO MODIFIER | TYPE |  | MEASURING RANGE |  | ACCURACY |  | OUTPUT TYPE |  | INPUT RATING |  | SUPPLY VOLTAGE |  | MOUNTING TYPE |  | DISPLAY TYPE |  | PRESSURE RATING |  | TEMPERATURE RATING |  | MATERIAL |  | ENCLOSURE |  | SIZE |  | HAZARD CLASS |  | CERTIFICATION/STANDARD |  | ADDITIONAL FEATURES EN
STP_009 | Data Enrichment | SFU |  | 2023-06-27 |  |  | 1276174 | 1276174 | TRANSMITTER;SIE,V23401-B2020-G301 | TRANSMITTER;MNFR:SIEMENS,PTNO:V23401-B2020-G301 | TRANSMITTER | V23401-B2020-G301 | 3000032 | SIEMENS | SIEMENS | V23401-B2020-G301 | [18 empty] | TRANSMITTER | NO MODIFIER | TYPE |  | MEASURING RANGE |  | ACCURACY |  | OUTPUT TYPE |  | INPUT RATING |  | SUPPLY VOLTAGE |  | MOUNTING TYPE |  | DISPLAY TYPE |  | PRESSURE RATING |  | TEMPERATURE RATING |  | MATERIAL |  | ENCLOSURE |  | SIZE |  | HAZARD CLASS |  | CERTIFICATION/STANDARD |  | ADDITIONAL FEATURES EN
STP_009 | Data Enrichment | SFU |  | 2023-06-27 |  |  | 1267095 | 1267095 | TRANSMITTER;YOKG,EJX110A-JFS4G-924EJ/SU2 | TRANSMITTER;MNFR:YOKOGAWA,PTNO:EJX110A-JFS4G-924EJ/SU21/K2 | 01)YOKOGAWA AUSTRALIA PTY LT,01)EJX110A-JFS4G-924EJ/SU21/K2,TRANSMITTER | EJX110A-JFS4G-924EJ/SU21/K2 | 3000446 | YOKOGAWA | YOKOGAWA | EJX110A-JFS4G-924EJ/SU21/K2 | [18 empty] | TRANSMITTER | NO MODIFIER | TYPE |  | MEASURING RANGE |  | ACCURACY |  | OUTPUT TYPE |  | INPUT RATING |  | SUPPLY VOLTAGE |  | MOUNTING TYPE |  | DISPLAY TYPE |  | PRESSURE RATING |  | TEMPERATURE RATING |  | MATERIAL |  | ENCLOSURE |  | SIZE |  | HAZARD CLASS |  | CERTIFICATION/STANDARD |  | ADDITIONAL FEATURES EN
STP_009 | Data Enrichment | SFU |  | 2023-06-27 |  |  | 1268088 | 1268088 | TRANSMITTER;YOKG,EJX110A-JFS4G-924EJ/SU2 | TRANSMITTER;MNFR:YOKOGAWA,PTNO:EJX110A-JFS4G-924EJ/SU22/K2,ADDITIONAL FEATURES EN:DIFFERENTIAL PRESSURE | 01)YOKOGAWA AUSTRALIA PTY LT,01)EJX110A-JFS4G-924EJ/SU22/K2,TRANSMITTER,01)DIFFERENTIAL PRESSURE | EJX110A-JFS4G-924EJ/SU22/K2 | 3000446 | YOKOGAWA | YOKOGAWA | EJX110A-JFS4G-924EJ/SU22/K2 | [18 empty] | TRANSMITTER | NO MODIFIER | TYPE |  | MEASURING RANGE |  | ACCURACY |  | OUTPUT TYPE |  | INPUT RATING |  | SUPPLY VOLTAGE |  | MOUNTING TYPE |  | DISPLAY TYPE |  | PRESSURE RATING |  | TEMPERATURE RATING |  | MATERIAL |  | ENCLOSURE |  | SIZE |  | HAZARD CLASS |  | CERTIFICATION/STANDARD |  | ADDITIONAL FEATURES EN | DIFFERENTIAL PRESSURE
STP_009 | Data Enrichment | SFU |  | 2023-06-27 |  |  | 1267096 | 1267096 | TRANSMITTER;YOKG,EJX110A-JHS4G-924EJ/SU2 | TRANSMITTER;MNFR:YOKOGAWA,PTNO:EJX110A-JHS4G-924EJ/SU21/K2 | 01)YOKOGAWA AUSTRALIA PTY LT,01)EJX110A-JHS4G-924EJ/SU21/K2,TRANSMITTER | EJX110A-JHS4G-924EJ/SU21/K2 | 3000446 | YOKOGAWA | YOKOGAWA | EJX110A-JHS4G-924EJ/SU21/K2 | [18 empty] | TRANSMITTER | NO MODIFIER | TYPE |  | MEASURING RANGE |  | ACCURACY |  | OUTPUT TYPE |  | INPUT RATING |  | SUPPLY VOLTAGE |  | MOUNTING TYPE |  | DISPLAY TYPE |  | PRESSURE RATING |  | TEMPERATURE RATING |  | MATERIAL |  | ENCLOSURE |  | SIZE |  | HAZARD CLASS |  | CERTIFICATION/STANDARD |  | ADDITIONAL FEATURES EN
STP_009 | Data Enrichment | SFU |  | 2023-06-27 |  |  | 1268089 | 1268089 | TRANSMITTER;YOKG,EJX110A-JHS4G-924EJ/SU2 | TRANSMITTER;MNFR:YOKOGAWA,PTNO:EJX110A-JHS4G-924EJ/SU22/K2,ADDITIONAL FEATURES EN:DIFFERENTIAL PRESSURE | 01)YOKOGAWA AUSTRALIA PTY LT,01)EJX110A-JHS4G-924EJ/SU22/K2,TRANSMITTER,01)DIFFERENTIAL PRESSURE | EJX110A-JHS4G-924EJ/SU22/K2 | 3000446 | YOKOGAWA | YOKOGAWA | EJX110A-JHS4G-924EJ/SU22/K2 | [18 empty] | TRANSMITTER | NO MODIFIER | TYPE |  | MEASURING RANGE |  | ACCURACY |  | OUTPUT TYPE |  | INPUT RATING |  | SUPPLY VOLTAGE |  | MOUNTING TYPE |  | DISPLAY TYPE |  | PRESSURE RATING |  | TEMPERATURE RATING |  | MATERIAL |  | ENCLOSURE |  | SIZE |  | HAZARD CLASS |  | CERTIFICATION/STANDARD |  | ADDITIONAL FEATURES EN | DIFFERENTIAL PRESSURE
STP_009 | Data Enrichment | SFU |  | 2023-06-27 |  |  | 1268090 | 1268090 | TRANSMITTER;YOKG,EJX110A-JLH4G-924EJ/SU2 | TRANSMITTER;MNFR:YOKOGAWA,PTNO:EJX110A-JLH4G-924EJ/SU22/K2,ADDITIONAL FEATURES EN:DIFFERENTIAL PRESSURE | 01)YOKOGAWA AUSTRALIA PTY LT,01)EJX110A-JLH4G-924EJ/SU22/K2,TRANSMITTER,01)DIFFERENTIAL PRESSURE | EJX110A-JLH4G-924EJ/SU22/K2 | 3000446 | YOKOGAWA | YOKOGAWA | EJX110A-JLH4G-924EJ/SU22/K2 | [18 empty] | TRANSMITTER | NO MODIFIER | TYPE |  | MEASURING RANGE |  | ACCURACY |  | OUTPUT TYPE |  | INPUT RATING |  | SUPPLY VOLTAGE |  | MOUNTING TYPE |  | DISPLAY TYPE |  | PRESSURE RATING |  | TEMPERATURE RATING |  | MATERIAL |  | ENCLOSURE |  | SIZE |  | HAZARD CLASS |  | CERTIFICATION/STANDARD |  | ADDITIONAL FEATURES EN | DIFFERENTIAL PRESSURE
STP_009 | Data Enrichment | SFU |  | 2023-06-27 |  |  | 1267097 | 1267097 | TRANSMITTER;YOKG,EJX110A-JMS4G-924EJ/SU2 | TRANSMITTER;MNFR:YOKOGAWA,PTNO:EJX110A-JMS4G-924EJ/SU21/K2 | 01)YOKOGAWA AUSTRALIA PTY LT,01)EJX110A-JMS4G-924EJ/SU21/K2,TRANSMITTER | EJX110A-JMS4G-924EJ/SU21/K2 | 3000446 | YOKOGAWA | YOKOGAWA | EJX110A-JMS4G-924EJ/SU21/K2 | [18 empty] | TRANSMITTER | NO MODIFIER | TYPE |  | MEASURING RANGE |  | ACCURACY |  | OUTPUT TYPE |  | INPUT RATING |  | SUPPLY VOLTAGE |  | MOUNTING TYPE |  | DISPLAY TYPE |  | PRESSURE RATING |  | TEMPERATURE RATING |  | MATERIAL |  | ENCLOSURE |  | SIZE |  | HAZARD CLASS |  | CERTIFICATION/STANDARD |  | ADDITIONAL FEATURES EN
STP_009 | Data Enrichment | SFU |  | 2023-06-27 |  |  | 1268091 | 1268091 | TRANSMITTER;YOKG,EJX110A-JMS4G-924EJ/SU2 | TRANSMITTER;MNFR:YOKOGAWA,PTNO:EJX110A-JMS4G-924EJ/SU22/K2,ADDITIONAL FEATURES EN:DIFFERENTIAL PRESSURE | 01)YOKOGAWA AUSTRALIA PTY LT,01)EJX110A-JMS4G-924EJ/SU22/K2,TRANSMITTER,01)DIFFERENTIAL PRESSURE | EJX110A-JMS4G-924EJ/SU22/K2 | 3000446 | YOKOGAWA | YOKOGAWA | EJX110A-JMS4G-924EJ/SU22/K2 | [18 empty] | TRANSMITTER | NO MODIFIER | TYPE |  | MEASURING RANGE |  | ACCURACY |  | OUTPUT TYPE |  | INPUT RATING |  | SUPPLY VOLTAGE |  | MOUNTING TYPE |  | DISPLAY TYPE |  | PRESSURE RATING |  | TEMPERATURE RATING |  | MATERIAL |  | ENCLOSURE |  | SIZE |  | HAZARD CLASS |  | CERTIFICATION/STANDARD |  | ADDITIONAL FEATURES EN | DIFFERENTIAL PRESSURE
STP_009 | Data Enrichment | SFU |  | 2023-06-27 |  |  | 1267098 | 1267098 | TRANSMITTER;YOKG,EJX110A-JVS4G-924EJ/SU2 | TRANSMITTER;MNFR:YOKOGAWA,PTNO:EJX110A-JVS4G-924EJ/SU21/K2 | 01)YOKOGAWA AUSTRALIA PTY LT,01)EJX110A-JVS4G-924EJ/SU21/K2,TRANSMITTER | EJX110A-JVS4G-924EJ/SU21/K2 | 3000446 | YOKOGAWA | YOKOGAWA | EJX110A-JVS4G-924EJ/SU21/K2 | [18 empty] | TRANSMITTER | NO MODIFIER | TYPE |  | MEASURING RANGE |  | ACCURACY |  | OUTPUT TYPE |  | INPUT RATING |  | SUPPLY VOLTAGE |  | MOUNTING TYPE |  | DISPLAY TYPE |  | PRESSURE RATING |  | TEMPERATURE RATING |  | MATERIAL |  | ENCLOSURE |  | SIZE |  | HAZARD CLASS |  | CERTIFICATION/STANDARD |  | ADDITIONAL FEATURES EN
STP_009 | Data Enrichment | SFU |  | 2023-06-27 |  |  | 1268092 | 1268092 | TRANSMITTER;YOKG,EJX110A-JVS4G-924EJ/SU2 | TRANSMITTER;MNFR:YOKOGAWA,PTNO:EJX110A-JVS4G-924EJ/SU22/K2,ADDITIONAL FEATURES EN:DIFFERENTIAL PRESSURE | 01)YOKOGAWA AUSTRALIA PTY LT,01)EJX110A-JVS4G-924EJ/SU22/K2,TRANSMITTER,01)DIFFERENTIAL PRESSURE | EJX110A-JVS4G-924EJ/SU22/K2 | 3000446 | YOKOGAWA | YOKOGAWA | EJX110A-JVS4G-924EJ/SU22/K2 | [18 empty] | TRANSMITTER | NO MODIFIER | TYPE |  | MEASURING RANGE |  | ACCURACY |  | OUTPUT TYPE |  | INPUT RATING |  | SUPPLY VOLTAGE |  | MOUNTING TYPE |  | DISPLAY TYPE |  | PRESSURE RATING |  | TEMPERATURE RATING |  | MATERIAL |  | ENCLOSURE |  | SIZE |  | HAZARD CLASS |  | CERTIFICATION/STANDARD |  | ADDITIONAL FEATURES EN | DIFFERENTIAL PRESSURE
STP_009 | Data Enrichment | SFU |  | 2023-06-27 |  |  | 1268093 | 1268093 | TRANSMITTER;YOKG,EJX430A-JAS4G-924EJ/SU2 | TRANSMITTER;MNFR:YOKOGAWA,PTNO:EJX430A-JAS4G-924EJ/SU22/K2,ADDITIONAL FEATURES EN:GAUGE PRESSURE | 01)YOKOGAWA AUSTRALIA PTY LT,01)EJX430A-JAS4G-924EJ/SU22/K2,TRANSMITTER,01)GAUGE PRESSURE | EJX430A-JAS4G-924EJ/SU22/K2 | 3000446 | YOKOGAWA | YOKOGAWA | EJX430A-JAS4G-924EJ/SU22/K2 | [18 empty] | TRANSMITTER | NO MODIFIER | TYPE |  | MEASURING RANGE |  | ACCURACY |  | OUTPUT TYPE |  | INPUT RATING |  | SUPPLY VOLTAGE |  | MOUNTING TYPE |  | DISPLAY TYPE |  | PRESSURE RATING |  | TEMPERATURE RATING |  | MATERIAL |  | ENCLOSURE |  | SIZE |  | HAZARD CLASS |  | CERTIFICATION/STANDARD |  | ADDITIONAL FEATURES EN | GAUGE PRESSURE
STP_009 | Data Enrichment | SFU |  | 2023-06-27 |  |  | 1267099 | 1267099 | TRANSMITTER;YOKG,EJX430A-JBS4G-924EJ/SU2 | TRANSMITTER;MNFR:YOKOGAWA,PTNO:EJX430A-JBS4G-924EJ/SU21/K2 | 01)YOKOGAWA AUSTRALIA PTY LT,01)EJX430A-JBS4G-924EJ/SU21/K2,TRANSMITTER | EJX430A-JBS4G-924EJ/SU21/K2 | 3000446 | YOKOGAWA | YOKOGAWA | EJX430A-JBS4G-924EJ/SU21/K2 | [18 empty] | TRANSMITTER | NO MODIFIER | TYPE |  | MEASURING RANGE |  | ACCURACY |  | OUTPUT TYPE |  | INPUT RATING |  | SUPPLY VOLTAGE |  | MOUNTING TYPE |  | DISPLAY TYPE |  | PRESSURE RATING |  | TEMPERATURE RATING |  | MATERIAL |  | ENCLOSURE |  | SIZE |  | HAZARD CLASS |  | CERTIFICATION/STANDARD |  | ADDITIONAL FEATURES EN
STP_009 | Data Enrichment | SFU |  | 2023-06-27 |  |  | 1268094 | 1268094 | TRANSMITTER;YOKG,EJX430A-JBS4G-924EJ/SU2 | TRANSMITTER;MNFR:YOKOGAWA,PTNO:EJX430A-JBS4G-924EJ/SU22/K2,ADDITIONAL FEATURES EN:GAUGE PRESSURE | 01)YOKOGAWA AUSTRALIA PTY LT,01)EJX430A-JBS4G-924EJ/SU22/K2,TRANSMITTER,01)GAUGE PRESSURE | EJX430A-JBS4G-924EJ/SU22/K2 | 3000446 | YOKOGAWA | YOKOGAWA | EJX430A-JBS4G-924EJ/SU22/K2 | [18 empty] | TRANSMITTER | NO MODIFIER | TYPE |  | MEASURING RANGE |  | ACCURACY |  | OUTPUT TYPE |  | INPUT RATING |  | SUPPLY VOLTAGE |  | MOUNTING TYPE |  | DISPLAY TYPE |  | PRESSURE RATING |  | TEMPERATURE RATING |  | MATERIAL |  | ENCLOSURE |  | SIZE |  | HAZARD CLASS |  | CERTIFICATION/STANDARD |  | ADDITIONAL FEATURES EN | GAUGE PRESSURE
STP_009 | Data Enrichment | SFU |  | 2023-06-27 |  |  | 1268095 | 1268095 | TRANSMITTER;YOKG,EJX430A-JHS4G-924EJ/SU2 | TRANSMITTER;MNFR:YOKOGAWA,PTNO:EJX430A-JHS4G-924EJ/SU22/K2,ADDITIONAL FEATURES EN:GAUGE PRESSURE | 01)YOKOGAWA AUSTRALIA PTY LT,01)EJX430A-JHS4G-924EJ/SU22/K2,TRANSMITTER,01)GAUGE PRESSURE | EJX430A-JHS4G-924EJ/SU22/K2 | 3000446 | YOKOGAWA | YOKOGAWA | EJX430A-JHS4G-924EJ/SU22/K2 | [18 empty] | TRANSMITTER | NO MODIFIER | TYPE |  | MEASURING RANGE |  | ACCURACY |  | OUTPUT TYPE |  | INPUT RATING |  | SUPPLY VOLTAGE |  | MOUNTING TYPE |  | DISPLAY TYPE |  | PRESSURE RATING |  | TEMPERATURE RATING |  | MATERIAL |  | ENCLOSURE |  | SIZE |  | HAZARD CLASS |  | CERTIFICATION/STANDARD |  | ADDITIONAL FEATURES EN | GAUGE PRESSURE
STP_009 | Data Enrichment | SFU |  | 2023-06-27 |  |  | 1266490 | 1266490 | UPS;AB,A-B1606XLS240UPSE,CHARGING MODULE | POWER SUPPLY,UNINTERRUPTIBLE;MNFR:ALLEN BRADLEY,PTNO:A-B1606XLS240UPSE,ADDITIONAL FEATURES EN:CHARGING MODULE | 01)CNW (MOUNT ISA) ELECT WHO,01)A-B1606XLS240UPSE,POWER SUPPLY,UNINTERRUPTIBLE,01)CHARGING MODULE | A-B1606XLS240UPSE | 3000226 | ALLEN BRADLEY | ALLEN BRADLEY | A-B1606XLS240UPSE | [18 empty] | POWER SUPPLY | UNINTERRUPTIBLE | TYPE |  | POWER RATING |  | INPUT RATING |  | OUTPUT RATING |  | BATTERY DETAILS |  | CONNECTION TYPE |  | BACKUP TIME |  | OVERALL SIZE |  | MOUNTING TYPE |  | TEMPERATURE RATING |  | HAZARD CLASS |  | CERTIFICATION/STANDARD |  | ADDITIONAL FEATURES EN | CHARGING MODULE
STP_009 | Data Enrichment | SFU |  | 2023-06-27 |  |  | 1219950 | 1219950 | UPS;MNRC,SUPS-48-16,STANDALONE,48V | POWER SUPPLY,UNINTERRUPTIBLE;MNFR:MINEARC,PTNO:SUPS-48-16,ADDITIONAL FEATURES EN:STANDALONE,48V | 01)MINEARC SYSTEMS PTY.LTD,01)SUPS-48-16,POWER SUPPLY,UNINTERRUPTIBLE,01)STANDALONE,48V | SUPS-48-16 | 3000435 | MINEARC | MINEARC | SUPS-48-16 | [18 empty] | POWER SUPPLY | UNINTERRUPTIBLE | TYPE |  | POWER RATING |  | INPUT RATING |  | OUTPUT RATING |  | BATTERY DETAILS |  | CONNECTION TYPE |  | BACKUP TIME |  | OVERALL SIZE |  | MOUNTING TYPE |  | TEMPERATURE RATING |  | HAZARD CLASS |  | CERTIFICATION/STANDARD |  | ADDITIONAL FEATURES EN | STANDALONE,48V
STP_009 | Data Enrichment | SFU |  | 2023-06-27 |  |  | 1267032 | 1267032 | UPS;SCHN,GVSUPS40K0B4HS,40KW 400V,GALAXY | POWER SUPPLY,UNINTERRUPTIBLE;MNFR:SCHNEIDER INC,PTNO:GVSUPS40K0B4HS,ADDITIONAL FEATURES EN:40KW 400V,GALAXY VS | 01)SCHNEIDER ELECTRIC IT AUS,01)GVSUPS40K0B4HS,POWER SUPPLY,UNINTERRUPTIBLE,01)40KW 400V,GALAXY VS | GVSUPS40K0B4HS | 3000344 | SCHNEIDER INC | SCHNEIDER INC | GVSUPS40K0B4HS | [18 empty] | POWER SUPPLY | UNINTERRUPTIBLE | TYPE |  | POWER RATING |  | INPUT RATING |  | OUTPUT RATING |  | BATTERY DETAILS |  | CONNECTION TYPE |  | BACKUP TIME |  | OVERALL SIZE |  | MOUNTING TYPE |  | TEMPERATURE RATING |  | HAZARD CLASS |  | CERTIFICATION/STANDARD |  | ADDITIONAL FEATURES EN | 40KW 400V,GALAXY VS
STP_009 | Data Enrichment | kib |  | 2023-06-27 |  |  | 1269620 | 1269620 | VALVE,BAL;DANF,2706420,1.125 | VALVE,BALL;MNFR:DANFOSS FLUID POWER (SAUERDANFOSS),PTNO:2706420,ADDITIONAL FEATURES EN:1.125 | 01)ACTROL PARTS PTY LTD,01)2706420,VALVE,BALL,01)1.125 | 2706420 | 3000508 | DANFOSS FLUID POWER (SAUE | DANFOSS FLUID POWER (SAUERDANFOSS) | 2706420 | [18 empty] | VALVE | BALL | TYPE |  | NOMINAL SIZE |  | END CONNECTION |  | PRESSURE CLASS/RATING |  | BODY MATERIAL |  | CONFIGURATION |  | PORT TYPE |  | DESIGN PRESSURE |  | TEMPERATURE RATING |  | END TO END DISTANCE |  | OPERATED |  | TRIM |  | SOFTGOODS |  | HAZARD CLASS |  | CERTIFICATION/STANDARD |  | ADDITIONAL FEATURES EN | 1.125
STP_009 | Data Enrichment | kib |  | 2023-06-27 |  |  | 1269621 | 1269621 | VALVE,BAL;DANF,2706423,2.125 | VALVE,BALL;MNFR:DANFOSS FLUID POWER (SAUERDANFOSS),PTNO:2706423,ADDITIONAL FEATURES EN:2.125 | 01)ACTROL PARTS PTY LTD,01)2706423,VALVE,BALL,01)2.125 | 2706423 | 3000508 | DANFOSS FLUID POWER (SAUE | DANFOSS FLUID POWER (SAUERDANFOSS) | 2706423 | [18 empty] | VALVE | BALL | TYPE |  | NOMINAL SIZE |  | END CONNECTION |  | PRESSURE CLASS/RATING |  | BODY MATERIAL |  | CONFIGURATION |  | PORT TYPE |  | DESIGN PRESSURE |  | TEMPERATURE RATING |  | END TO END DISTANCE |  | OPERATED |  | TRIM |  | SOFTGOODS |  | HAZARD CLASS |  | CERTIFICATION/STANDARD |  | ADDITIONAL FEATURES EN | 2.125
STP_009 | Data Enrichment | kib |  | 2023-06-27 |  |  | 1217184 | 1217184 | VALVE,BAL;DRVT,4A-MB6LPFA-SSP,1/4 IN NB | VALVE,BALL;MNFR:DRIVETRAIN,PTNO:4A-MB6LPFA-SSP,ADDITIONAL FEATURES EN:1/4 IN NB,0-3000PSI,SET@1000PSI,SCREWED,NPT FLANGES,SS316 BODY,C/W | 01)DRIVETRAIN AUSTRALIA,01)4A-MB6LPFA-SSP,VALVE,BALL,01)1/4 IN NB,0-3000PSI,SET@100 | 4A-MB6LPFA-SSP | 3000461 | DRIVETRAIN | DRIVETRAIN | 4A-MB6LPFA-SSP | [18 empty] | VALVE | BALL | TYPE |  | NOMINAL SIZE |  | END CONNECTION |  | PRESSURE CLASS/RATING |  | BODY MATERIAL |  | CONFIGURATION |  | PORT TYPE |  | DESIGN PRESSURE |  | TEMPERATURE RATING |  | END TO END DISTANCE |  | OPERATED |  | TRIM |  | SOFTGOODS |  | HAZARD CLASS |  | CERTIFICATION/STANDARD |  | ADDITIONAL FEATURES EN | 1/4 IN NB,0-3000PSI,SET@1000PSI,SCREWED,NPT FLANGES,SS316 BODY,C/W
STP_009 | Data Enrichment | kib |  | 2023-06-27 |  |  | 1217180 | 1217180 | VALVE,BAL;DRVT,8F-SWB8L-RT-T-SS,60 SERIE | VALVE,BALL;MNFR:DRIVETRAIN,PTNO:8F-SWB8L-RT-T-SS,ADDITIONAL FEATURES EN:60 SERIES,1/2 IN FEMALE NPT,THDX 1/2 IN FEMALE,NPT THD, SS316 | 01)DRIVETRAIN AUSTRALIA,01)8F-SWB8L-RT-T-SS,VALVE,BALL,01)60 SERIES,1/2 IN FEMALE NPT | 8F-SWB8L-RT-T-SS | 3000461 | DRIVETRAIN | DRIVETRAIN | 8F-SWB8L-RT-T-SS | [18 empty] | VALVE | BALL | TYPE |  | NOMINAL SIZE |  | END CONNECTION |  | PRESSURE CLASS/RATING |  | BODY MATERIAL |  | CONFIGURATION |  | PORT TYPE |  | DESIGN PRESSURE |  | TEMPERATURE RATING |  | END TO END DISTANCE |  | OPERATED |  | TRIM |  | SOFTGOODS |  | HAZARD CLASS |  | CERTIFICATION/STANDARD |  | ADDITIONAL FEATURES EN | 60 SERIES,1/2 IN FEMALE NPT,THDX 1/2 IN FEMALE,NPT THD,SS316
STP_009 | Data Enrichment | kib |  | 2023-06-27 |  |  | 1217149 | 1217149 | VALVE,BAL;DRVT,CBV35-T16L,1IN,3 WAY VALV | VALVE,BALL;MNFR:DRIVETRAIN,PTNO:CBV35-T16L,ADDITIONAL FEATURES EN:1IN,3 WAY VALVE,BRASS | 01)DRIVETRAIN AUSTRALIA,01)CBV35-T16L,VALVE,BALL,01)1IN,3 WAY VALVE,BRASS | CBV35-T16L | 3000461 | DRIVETRAIN | DRIVETRAIN | CBV35-T16L | [18 empty] | VALVE | BALL | TYPE |  | NOMINAL SIZE |  | END CONNECTION |  | PRESSURE CLASS/RATING |  | BODY MATERIAL |  | CONFIGURATION |  | PORT TYPE |  | DESIGN PRESSURE |  | TEMPERATURE RATING |  | END TO END DISTANCE |  | OPERATED |  | TRIM |  | SOFTGOODS |  | HAZARD CLASS |  | CERTIFICATION/STANDARD |  | ADDITIONAL FEATURES EN | 1IN,3 WAY VALVE,BRASS
STP_009 | Data Enrichment | kib |  | 2023-06-27 |  |  | 1217147 | 1217147 | VALVE,BAL;DRVT,KH1/2X,1/2IN, HIGH PRESSU | VALVE,BALL;MNFR:DRIVETRAIN,PTNO:KH1/2X,ADDITIONAL FEATURES EN:1/2IN, HIGH PRESSURE, 2 WAY,STEEL,SPBV-08 | 01)DRIVETRAIN AUSTRALIA,01)KH1/2X,VALVE,BALL,01)1/2IN, HIGH PRESSURE, 2 WAY | KH1/2X | 3000461 | DRIVETRAIN | DRIVETRAIN | KH1/2X | [18 empty] | VALVE | BALL | TYPE |  | NOMINAL SIZE |  | END CONNECTION |  | PRESSURE CLASS/RATING |  | BODY MATERIAL |  | CONFIGURATION |  | PORT TYPE |  | DESIGN PRESSURE |  | TEMPERATURE RATING |  | END TO END DISTANCE |  | OPERATED |  | TRIM |  | SOFTGOODS |  | HAZARD CLASS |  | CERTIFICATION/STANDARD |  | ADDITIONAL FEATURES EN | 1/2IN,HIGH PRESSURE,2 WAY,STEEL,SPBV-08
STP_009 | Data Enrichment | kib |  | 2023-06-27 |  |  | 1217151 | 1217151 | VALVE,BAL;DRVT,KH3/2-1/2X,1/2IN,HGH PRES | VALVE,BALL;MNFR:DRIVETRAIN,PTNO:KH3/2-1/2X,ADDITIONAL FEATURES EN:1/2IN,HIGH PRESSURE,3WAY,L PORT,STEEL | 01)DRIVETRAIN AUSTRALIA,01)KH3/2-1/2X,VALVE,BALL,01)1/2IN,HIGH PRESSURE,3WAY,L | KH3/2-1/2X | 3000461 | DRIVETRAIN | DRIVETRAIN | KH3/2-1/2X | [18 empty] | VALVE | BALL | TYPE |  | NOMINAL SIZE |  | END CONNECTION |  | PRESSURE CLASS/RATING |  | BODY MATERIAL |  | CONFIGURATION |  | PORT TYPE |  | DESIGN PRESSURE |  | TEMPERATURE RATING |  | END TO END DISTANCE |  | OPERATED |  | TRIM |  | SOFTGOODS |  | HAZARD CLASS |  | CERTIFICATION/STANDARD |  | ADDITIONAL FEATURES EN | 1/2IN,HIGH PRESSURE,3WAY,L PORT,STEEL
STP_009 | Data Enrichment | kib |  | 2023-06-27 |  |  | 1217152 | 1217152 | VALVE,BAL;DRVT,KH3/4X,3/4IN,HGH PRESS,2S | VALVE,BALL;MNFR:DRIVETRAIN,PTNO:KH3/4X,ADDITIONAL FEATURES EN:3/4IN,HIGH PRESSURE,2 WAY,STEEL | 01)DRIVETRAIN AUSTRALIA,01)KH3/4X,VALVE,BALL,01)3/4IN,HIGH PRESSURE,2 WAY,S | KH3/4X | 3000461 | DRIVETRAIN | DRIVETRAIN | KH3/4X | [18 empty] | VALVE | BALL | TYPE |  | NOMINAL SIZE |  | END CONNECTION |  | PRESSURE CLASS/RATING |  | BODY MATERIAL |  | CONFIGURATION |  | PORT TYPE |  | DESIGN PRESSURE |  | TEMPERATURE RATING |  | END TO END DISTANCE |  | OPERATED |  | TRIM |  | SOFTGOODS |  | HAZARD CLASS |  | CERTIFICATION/STANDARD |  | ADDITIONAL FEATURES EN | 3/4IN,HIGH PRESSURE,2 WAY,STEEL
STP_009 | Data Enrichment | kib |  | 2023-06-27 |  |  | 1269653 | 1269653 | VALVE,BAL;EPM,2344805,DN50 ACID,EB11 KTM | VALVE,BALL;MNFR:EMERSON PROCESS MANAGEMENT,PTNO:2344805,ADDITIONAL FEATURES EN:DN50 ACID,EB11 KTM FLANGED ANSI 150 SS,COMPLETE WITH LEVER | 01)EMERSON AUTOMATION SOLUTI,01)2344805,VALVE,BALL,01)DN50 ACID,EB11 KTM FLANGED,02)COMPLETE WITH LEVER | 2344805 | 3000268 | EMERSON PROCESS MANAGEMEN | EMERSON PROCESS MANAGEMENT | 2344805 | [18 empty] | VALVE | BALL | TYPE |  | NOMINAL SIZE |  | END CONNECTION |  | PRESSURE CLASS/RATING |  | BODY MATERIAL |  | CONFIGURATION |  | PORT TYPE |  | DESIGN PRESSURE |  | TEMPERATURE RATING |  | END TO END DISTANCE |  | OPERATED |  | TRIM |  | SOFTGOODS |  | HAZARD CLASS |  | CERTIFICATION/STANDARD |  | ADDITIONAL FEATURES EN | DN50 ACID,EB11 KTM FLANGED ANSI 150 SS,COMPLETE WITH LEVER
STP_009 | Data Enrichment | kib |  | 2023-06-27 |  |  | 1269741 | 1269741 | VALVE,BAL;HYDA,701592,3/4 IN 3WY H/PRESS | VALVE,BALL;MNFR:HYDAC,PTNO:701592,ADDITIONAL FEATURES EN:3/4 IN 3WY H/PRESS 500BAR KHB3K-G3/4-L-1114-01X | 01)ISADRAULICS,01)701592,VALVE,BALL,01)3/4 IN 3WY H/PRESS 500BAR K | 701592 | 3000292 | HYDAC | HYDAC | 701592 | [18 empty] | VALVE | BALL | TYPE |  | NOMINAL SIZE |  | END CONNECTION |  | PRESSURE CLASS/RATING |  | BODY MATERIAL |  | CONFIGURATION |  | PORT TYPE |  | DESIGN PRESSURE |  | TEMPERATURE RATING |  | END TO END DISTANCE |  | OPERATED |  | TRIM |  | SOFTGOODS |  | HAZARD CLASS |  | CERTIFICATION/STANDARD |  | ADDITIONAL FEATURES EN | 3/4 IN 3WY H/PRESS 500BAR KHB3K-G3/4-L-1114-01X
STP_009 | Data Enrichment | kib |  | 2023-06-27 |  |  | 1217182 | 1217182 | VALVE,BLEED;DRVT,8M-BV8-SS-T,HYD SYSTEM | VALVE,BLEED;MNFR:DRIVETRAIN,PTNO:8M-BV8-SS-T,ADDITIONAL FEATURES EN:HYD SYSTEM,1/2 IN MALE NPT,TAPER THD X3/16 IN ,TUBE STUB,SS316 | 01)DRIVETRAIN AUSTRALIA,01)8M-BV8-SS-T,VALVE,BLEED,01)HYD SYSTEM,1/2 IN MALE NPT | 8M-BV8-SS-T | 3000461 | DRIVETRAIN | DRIVETRAIN | 8M-BV8-SS-T | [18 empty] | VALVE | BLEED | TYPE |  | NOMINAL SIZE |  | END CONNECTION |  | CONFIGURATION |  | FLOW RATING |  | PRESSURE CLASS/RATING |  | BODY MATERIAL |  | OPERATED |  | TRIM |  | SOFTGOODS |  | DESIGN PRESSURE |  | TEMPERATURE RATING |  | HAZARD CLASS |  | CERTIFICATION/STANDARD |  | ADDITIONAL FEATURES EN | HYD SYSTEM,1/2 IN MALE NPT,TAPER THD X3/16 IN,TUBE STUB,SS316
STP_009 | Data Enrichment | kib |  | 2023-06-27 |  |  | 1215559 | 1215559 | VALVE,BUTRFLY;EPM,11109043&11277507,DN80 | VALVE,BUTTERFLY;MNFR:EMERSON PROCESS MANAGEMENT,PTNO:11109043&11277507,ADDITIONAL FEATURES EN:DN80,KEYSTONE GRW,MODEL:80 GRW D12E AE,DI BODY,316SS DISC,EPDM SEAT,WAFER TABLE-E,C/W F89U 009 SPRING TO CLOSE ACTUATOR | 01)KEYFLO PACIFIC PTY LTD,01)11109043 & 11277507,VALVE,BUTTERFLY,01)DN80,KEYSTONE GRW,02)MODEL:80 GRW D12E AE,03)DI BODY,316SS DISC,EPDM SEA,04)C/W F89U 009 SPRING TO CLOS | 11109043&11277507 | 3000268 | EMERSON PROCESS MANAGEMEN | EMERSON PROCESS MANAGEMENT | 11109043&11277507 | [18 empty] | VALVE | BUTTERFLY | TYPE |  | NOMINAL SIZE |  | END CONNECTION |  | CONFIGURATION |  | END TO END DISTANCE |  | BODY MATERIAL |  | PRESSURE CLASS/RATING |  | DESIGN PRESSURE |  | TEMPERATURE RATING |  | OPERATED |  | TRIM |  | SOFTGOODS |  | HAZARD CLASS |  | CERTIFICATION/STANDARD |  | ADDITIONAL FEATURES EN | DN80,KEYSTONE GRW | [42 empty] | MODEL:80 GRW D12E AE,DI BODY,316SS DISC,EPDM SEAT,WAFER TABLE-E,C/W F89U 009 SPRING TO CLOSE ACTUATOR
STP_009 | Data Enrichment | SCS |  | 2023-06-27 |  |  | 1216499 | 1216499 | VALVE,CHECK;WEI,030CVSFRA | VALVE,CHECK;MNFR:WEIR,PTNO:030CVSFRA |  | 030CVSFRA | 3000036 | WEIR | WEIR | 030CVSFRA | [18 empty] | VALVE | CHECK | TYPE |  | NOMINAL SIZE |  | END CONNECTION |  | END TO END DISTANCE |  | CONFIGURATION |  | BODY MATERIAL |  | PRESSURE CLASS/RATING |  | DESIGN PRESSURE |  | TEMPERATURE RATING |  | TRIM |  | SOFTGOODS |  | HAZARD CLASS |  | CERTIFICATION/STANDARD |  | ADDITIONAL FEATURES EN
STP_009 | Data Enrichment | SCS |  | 2023-06-27 |  |  | 1268378 | 1268378 | VALVE,CHK;BREX,11830 Z2FS 6-2-4X/2QV,THR | VALVE,CHECK;MNFR:BOSCH REXROTH,PTNO:11830 Z2FS 6-2-4X/2QV,ADDITIONAL FEATURES EN:THROTTLE | 01)ISADRAULICS,01)11830 Z2FS 6-2-4X/2QV,VALVE,CHECK,01)THROTTLE | 11830 Z2FS 6-2-4X/2QV | 3000419 | BOSCH REXROTH | BOSCH REXROTH | 11830 Z2FS 6-2-4X/2QV | [18 empty] | VALVE | CHECK | TYPE |  | NOMINAL SIZE |  | END CONNECTION |  | END TO END DISTANCE |  | CONFIGURATION |  | BODY MATERIAL |  | PRESSURE CLASS/RATING |  | DESIGN PRESSURE |  | TEMPERATURE RATING |  | TRIM |  | SOFTGOODS |  | HAZARD CLASS |  | CERTIFICATION/STANDARD |  | ADDITIONAL FEATURES EN | THROTTLE
STP_009 | Data Enrichment | SCS |  | 2023-06-27 |  |  | 1333538 | 1333538 | VALVE,CHK;DIEC,BHE1134 | VALVE,CHECK;MNFR:DIECI,PTNO:BHE1134,ADDITIONAL FEATURES EN:NON RETURN | VALVE,CHECK,01)NON RETURN | BHE1134 | 3000511 | DIECI | DIECI | BHE1134 | [18 empty] | VALVE | CHECK | TYPE |  | NOMINAL SIZE |  | END CONNECTION |  | END TO END DISTANCE |  | CONFIGURATION |  | BODY MATERIAL |  | PRESSURE CLASS/RATING |  | DESIGN PRESSURE |  | TEMPERATURE RATING |  | TRIM |  | SOFTGOODS |  | HAZARD CLASS |  | CERTIFICATION/STANDARD |  | ADDITIONAL FEATURES EN | NON RETURN
STP_009 | Data Enrichment | SCS |  | 2023-06-27 |  |  | 1333537 | 1333537 | VALVE,CHK;DIEC,BHE1145 | VALVE,CHECK;MNFR:DIECI,PTNO:BHE1145,ADDITIONAL FEATURES EN:NON RETURN | VALVE,CHECK,01)NON RETURN | BHE1145 | 3000511 | DIECI | DIECI | BHE1145 | [18 empty] | VALVE | CHECK | TYPE |  | NOMINAL SIZE |  | END CONNECTION |  | END TO END DISTANCE |  | CONFIGURATION |  | BODY MATERIAL |  | PRESSURE CLASS/RATING |  | DESIGN PRESSURE |  | TEMPERATURE RATING |  | TRIM |  | SOFTGOODS |  | HAZARD CLASS |  | CERTIFICATION/STANDARD |  | ADDITIONAL FEATURES EN | NON RETURN
STP_009 | Data Enrichment | SCS |  | 2023-06-27 |  |  | 1333456 | 1333456 | VALVE,CHK;DIEC,BHE1154 | VALVE,CHECK;MNFR:DIECI,PTNO:BHE1154,ADDITIONAL FEATURES EN:NON RETURN | VALVE,CHECK,01)NON RETURN | BHE1154 | 3000511 | DIECI | DIECI | BHE1154 | [18 empty] | VALVE | CHECK | TYPE |  | NOMINAL SIZE |  | END CONNECTION |  | END TO END DISTANCE |  | CONFIGURATION |  | BODY MATERIAL |  | PRESSURE CLASS/RATING |  | DESIGN PRESSURE |  | TEMPERATURE RATING |  | TRIM |  | SOFTGOODS |  | HAZARD CLASS |  | CERTIFICATION/STANDARD |  | ADDITIONAL FEATURES EN | NON RETURN
STP_009 | Data Enrichment | SCS |  | 2023-06-27 |  |  | 1213080 | 1213080 | VALVE,CHK;DRVT,IFI00665 | VALVE,CHECK;MNFR:DRIVETRAIN,PTNO:IFI00665 | 01)DRIVETRAIN AUSTRALIA,01)IFI00665,VALVE,CHECK | IFI00665 | 3000461 | DRIVETRAIN | DRIVETRAIN | IFI00665 | [18 empty] | VALVE | CHECK | TYPE |  | NOMINAL SIZE |  | END CONNECTION |  | END TO END DISTANCE |  | CONFIGURATION |  | BODY MATERIAL |  | PRESSURE CLASS/RATING |  | DESIGN PRESSURE |  | TEMPERATURE RATING |  | TRIM |  | SOFTGOODS |  | HAZARD CLASS |  | CERTIFICATION/STANDARD |  | ADDITIONAL FEATURES EN
STP_009 | Data Enrichment | SCS |  | 2023-06-27 |  |  | 1324794 | 1324794 | VALVE,CHK;POPPET,BANK MTG,MAX 6,MECMAN | VALVE,CHECK;CONFIGURATION:POPPET,ADDITIONAL FEATURES EN:BANK MTG,MAX 6,MNFR:ABB,PTNO:6524-040-C,MNFR:01)MECMAN,PTNO:01)H- RSP10A1KOO 3.0BAR | POPPET,01)BANK MTG,MAX 6,01)MECMAN,01)H-RSP10A1KOO 3.0BAR,VALVE | 6524-040-C | 3000014 | ABB | 01)MECMAN | 01)H- RSP10A1KOO 3.0BAR | [18 empty] | VALVE | CHECK | TYPE |  | NOMINAL SIZE |  | END CONNECTION |  | END TO END DISTANCE |  | CONFIGURATION | POPPET | BODY MATERIAL |  | PRESSURE CLASS/RATING |  | DESIGN PRESSURE |  | TEMPERATURE RATING |  | TRIM |  | SOFTGOODS |  | HAZARD CLASS |  | CERTIFICATION/STANDARD |  | ADDITIONAL FEATURES EN | BANK MTG,MAX 6
STP_009 | Data Enrichment | SCS |  | 2023-06-27 |  |  | 1324795 | 1324795 | VALVE,CHK;POPPET,BANK MTG,MAX 6,MECMAN | VALVE,CHECK;CONFIGURATION:POPPET,ADDITIONAL FEATURES EN:BANK MTG,MAX 6,MNFR:ABB,PTNO:6524-040-B,MNFR:01)MECMAN,PTNO:01)H- RSP10A1KOO 1.8BAR | POPPET,01)BANK MTG,MAX 6,01)MECMAN,01)H-RSP10A1KOO 1.8BAR,VALVE | 6524-040-B | 3000014 | ABB | 01)MECMAN | 01)H- RSP10A1KOO 1.8BAR | [18 empty] | VALVE | CHECK | TYPE |  | NOMINAL SIZE |  | END CONNECTION |  | END TO END DISTANCE |  | CONFIGURATION | POPPET | BODY MATERIAL |  | PRESSURE CLASS/RATING |  | DESIGN PRESSURE |  | TEMPERATURE RATING |  | TRIM |  | SOFTGOODS |  | HAZARD CLASS |  | CERTIFICATION/STANDARD |  | ADDITIONAL FEATURES EN | BANK MTG,MAX 6
STP_009 | Data Enrichment | kib |  | 2023-06-27 |  |  | 1271702 | 1271702 | VALVE,CTRL;CLRK,11011657,BEVL,G/BOX ACTU | VALVE,CONTROL;MNFR:CLARKSON VALVE CO,PTNO:11011657,ADDITIONAL FEATURES EN:BEVEL,G/BOX ACTUATOR | 01)KEYFLO PACIFIC PTY LTD,01)11011657,VALVE,CONTROL,01)BEVEL,G/BOX ACTUATOR | 11011657 | 3000253 | CLARKSON VALVE CO | CLARKSON VALVE CO | 11011657 | [18 empty] | VALVE | CONTROL | TYPE |  | NOMINAL SIZE |  | END CONNECTION |  | ACTUATION TYPE |  | POSITIONER TYPE |  | FAILURE POSITION |  | PRESSURE CLASS/RATING |  | BODY MATERIAL |  | DESIGN PRESSURE |  | TEMPERATURE RATING |  | FLOW RATING |  | END TO END DISTANCE |  | PORT TYPE |  | CONFIGURATION |  | TRIM |  | SOFTGOODS |  | HAZARD CLASS |  | CERTIFICATION/STANDARD |  | ADDITIONAL FEATURES EN | BEVEL,G/BOX ACTUATOR
STP_009 | Data Enrichment | kib |  | 2023-06-27 |  |  | 1271701 | 1271701 | VALVE,CTRL;CLRK,2044871,BEVL,G/BOX ACTUA | VALVE,CONTROL;MNFR:CLARKSON VALVE CO,PTNO:2044871,ADDITIONAL FEATURES EN:BEVEL,G/BOX ACTUATOR | 01)KEYFLO PACIFIC PTY LTD,01)2044871,VALVE,CONTROL,01)BEVEL,G/BOX ACTUATOR | 2044871 | 3000253 | CLARKSON VALVE CO | CLARKSON VALVE CO | 2044871 | [18 empty] | VALVE | CONTROL | TYPE |  | NOMINAL SIZE |  | END CONNECTION |  | ACTUATION TYPE |  | POSITIONER TYPE |  | FAILURE POSITION |  | PRESSURE CLASS/RATING |  | BODY MATERIAL |  | DESIGN PRESSURE |  | TEMPERATURE RATING |  | FLOW RATING |  | END TO END DISTANCE |  | PORT TYPE |  | CONFIGURATION |  | TRIM |  | SOFTGOODS |  | HAZARD CLASS |  | CERTIFICATION/STANDARD |  | ADDITIONAL FEATURES EN | BEVEL,G/BOX ACTUATOR
STP_009 | Data Enrichment | kib |  | 2023-06-27 |  |  | 1217181 | 1217181 | VALVE,CTRL;DRVT,V2-517SDT,FLW,5P SERIES | VALVE,CONTROL;MNFR:DRIVETRAIN,PTNO:V2-517SDT,ADDITIONAL FEATURES EN:FLOW,5P SERIES,RISING PLUG,1/2 IN MALE NPT,TAPER THREAD X 1/2 IN FE | 01)DRIVETRAIN AUSTRALIA,01)V2-517SDT,VALVE,CONTROL,01)FLOW,5P SERIES,RISING PLUG | V2-517SDT | 3000461 | DRIVETRAIN | DRIVETRAIN | V2-517SDT | [18 empty] | VALVE | CONTROL | TYPE |  | NOMINAL SIZE |  | END CONNECTION |  | ACTUATION TYPE |  | POSITIONER TYPE |  | FAILURE POSITION |  | PRESSURE CLASS/RATING |  | BODY MATERIAL |  | DESIGN PRESSURE |  | TEMPERATURE RATING |  | FLOW RATING |  | END TO END DISTANCE |  | PORT TYPE |  | CONFIGURATION |  | TRIM |  | SOFTGOODS |  | HAZARD CLASS |  | CERTIFICATION/STANDARD |  | ADDITIONAL FEATURES EN | FLOW,5P SERIES,RISING PLUG,1/2 IN MALE NPT,TAPER THREAD X 1/2 IN FE
STP_009 | Data Enrichment | kib |  | 2023-06-27 |  |  | 1269876 | 1269876 | VALVE,CTRL;FLOW,FV51227,1 IN VALTEK MK1G | VALVE,CONTROL;MNFR:FLOWSERVE,PTNO:FV51227,ADDITIONAL FEATURES EN:1 IN VALTEK MK1GLOBE VAL1004715 WCC BODY & BONNET,CL300 BODY,CV:4. 0,FLOW OVER,PTFE V-RING PACKING,SS/GRAPHITE UPPER / ALLOY,6 LOWER GUIDES.W VALTEK VL25 CYLINDER ACTUATOR,STD,FAIL CLOSED,W VALTEK LOGIX 3821 DIGITAL POSITIONER,STD,LCD,HART 4-20MA I/O,W VALTEK FILTER REGULATOR,REPLACEMENT FOR SN:51413004,TABLE E FLNAGED CONNECTION,CAVCONTROL TRIM,1 STAGE,416SS HT,TN0.75D | 01)FLUID CONTROL SALES,01)FV51227,VALVE,CONTROL,01)1 IN VALTEK MK1GLOBE VAL100,02)CV:4.0,FLOW OVER,PTFE V-RIN,03)6 LOWER GUIDES.W VALTEK VL2,04)W VALTEK LOGIX 3821 DIGITAL,05)W VALTEK FILTER REGULATOR,R,06)TABLE E FLNAGED CONNECTION | FV51227 | 3000277 | FLOWSERVE | FLOWSERVE | FV51227 | [18 empty] | VALVE | CONTROL | TYPE |  | NOMINAL SIZE |  | END CONNECTION |  | ACTUATION TYPE |  | POSITIONER TYPE |  | FAILURE POSITION |  | PRESSURE CLASS/RATING |  | BODY MATERIAL |  | DESIGN PRESSURE |  | TEMPERATURE RATING |  | FLOW RATING |  | END TO END DISTANCE |  | PORT TYPE |  | CONFIGURATION |  | TRIM |  | SOFTGOODS |  | HAZARD CLASS |  | CERTIFICATION/STANDARD |  | ADDITIONAL FEATURES EN | 1 IN VALTEK MK1GLOBE VAL1004715 WCC BODY & BONNET,CL300 BODY | [34 empty] | CV:4. 0,FLOW OVER,PTFE V-RING PACKING,SS/GRAPHITE UPPER / ALLOY,6 LOWER GUIDES.W VALTEK VL25 CYLINDER ACTUATOR,STD,FAIL CLOSED,W VALTEK LOGIX 3821 DIGITAL POSITIONER,STD,LCD,HART 4-20MA I/O,W VALTEK FILTER REGULATOR,REPLACEMENT FOR SN:51413004,TABLE E FLNAGED CONNECTION,CAVCONTROL TRIM,1 STAGE,416SS HT,TN0.75D
STP_009 | Data Enrichment | kib |  | 2023-06-27 |  |  | 1269852 | 1269852 | VALVE,CTRL;FLOW,VAL1004715,1IN VALTEK MK | VALVE,CONTROL;MNFR:FLOWSERVE,PTNO:VAL1004715,ADDITIONAL FEATURES EN:1IN VALTEK MK1 GLOBE,W/CYL ACT,DIG POS,FLTR REG | 01)FLUID CONTROL SALES,01)VAL1004715,VALVE,CONTROL,01)1IN VALTEK MK1 GLOBE,W/CYL | VAL1004715 | 3000277 | FLOWSERVE | FLOWSERVE | VAL1004715 | [18 empty] | VALVE | CONTROL | TYPE |  | NOMINAL SIZE |  | END CONNECTION |  | ACTUATION TYPE |  | POSITIONER TYPE |  | FAILURE POSITION |  | PRESSURE CLASS/RATING |  | BODY MATERIAL |  | DESIGN PRESSURE |  | TEMPERATURE RATING |  | FLOW RATING |  | END TO END DISTANCE |  | PORT TYPE |  | CONFIGURATION |  | TRIM |  | SOFTGOODS |  | HAZARD CLASS |  | CERTIFICATION/STANDARD |  | ADDITIONAL FEATURES EN | 1IN VALTEK MK1 GLOBE,W/CYL ACT,DIG POS,FLTR REG
STP_009 | Data Enrichment | kib |  | 2023-06-27 |  |  | 1324796 | 1324796 | VALVE,CTRL;FLW,16 L/MIN,1-10 RA,MECMAN | VALVE,CONTROL;TYPE:FLOW,FLOW RATING:16 L/MIN,ADDITIONAL FEATURES EN:1-10 RA,MNFR:ABB,PTNO:627 340 070,MNFR:01)MECMAN,PTNO:01) MICRO 20C-16H | EN_01)FLOW,16 L/MIN,01)1-10 RA,01)MECMAN,01)MICRO 20C-16H,VALVE | 627 340 070 | 3000014 | ABB | 01)MECMAN | 01) MICRO 20C-16H | [18 empty] | VALVE | CONTROL | TYPE | FLOW | NOMINAL SIZE |  | END CONNECTION |  | ACTUATION TYPE |  | POSITIONER TYPE |  | FAILURE POSITION |  | PRESSURE CLASS/RATING |  | BODY MATERIAL |  | DESIGN PRESSURE |  | TEMPERATURE RATING |  | FLOW RATING | 16 L/MIN | END TO END DISTANCE |  | PORT TYPE |  | CONFIGURATION |  | TRIM |  | SOFTGOODS |  | HAZARD CLASS |  | CERTIFICATION/STANDARD |  | ADDITIONAL FEATURES EN | 1-10 RA
STP_009 | Data Enrichment | kib |  | 2023-06-27 |  |  | 1324797 | 1324797 | VALVE,CTRL;FLW,4 L/MIN,1-10 RAN,MECMAN | VALVE,CONTROL;TYPE:FLOW,FLOW RATING:4 L/MIN,ADDITIONAL FEATURES EN:1-10 RAN,MNFR:ABB,PTNO:627 220 070,MNFR:01)MECMAN,PTNO:01) MICRO 20C-4.0H | EN_01)FLOW,4 L/MIN,01)1-10 RAN,01)MECMAN,01)MICRO 20C-4.0H,VALVE | 627 220 070 | 3000014 | ABB | 01)MECMAN | 01) MICRO 20C-4.0H | [18 empty] | VALVE | CONTROL | TYPE | FLOW | NOMINAL SIZE |  | END CONNECTION |  | ACTUATION TYPE |  | POSITIONER TYPE |  | FAILURE POSITION |  | PRESSURE CLASS/RATING |  | BODY MATERIAL |  | DESIGN PRESSURE |  | TEMPERATURE RATING |  | FLOW RATING | 4 L/MIN | END TO END DISTANCE |  | PORT TYPE |  | CONFIGURATION |  | TRIM |  | SOFTGOODS |  | HAZARD CLASS |  | CERTIFICATION/STANDARD |  | ADDITIONAL FEATURES EN | 1-10 RAN
STP_009 | Data Enrichment | kib |  | 2023-06-27 |  |  | 1210687 | 1210687 | VALVE,CTRL;HYDA,IBT45 | VALVE,CTRL;MNFR:HYDAC,PTNO:IBT45 |  | IBT45 | 3000292 | HYDAC | HYDAC | IBT45 | [18 empty] | VALVE | CONTROL | TYPE |  | NOMINAL SIZE |  | END CONNECTION |  | ACTUATION TYPE |  | POSITIONER TYPE |  | FAILURE POSITION |  | PRESSURE CLASS/RATING |  | BODY MATERIAL |  | DESIGN PRESSURE |  | TEMPERATURE RATING |  | FLOW RATING |  | END TO END DISTANCE |  | PORT TYPE |  | CONFIGURATION |  | TRIM |  | SOFTGOODS |  | HAZARD CLASS |  | CERTIFICATION/STANDARD |  | ADDITIONAL FEATURES EN
STP_009 | Data Enrichment | kib |  | 2023-06-27 |  |  | 1269777 | 1269777 | VALVE,CTRL;PRKH,4M4A-B6LJ2-VSS-72C,12VDC | VALVE,CONTROL;MNFR:PARKER HANNIFIN,PTNO:4M4A-B6LJ2-VSS-72C,ADDITIONAL FEATURES EN:12VDC | 01)ISADRAULICS,01)4M4A-B6LJ2-VSS-72C,VALVE,CONTROL,01)12VDC | 4M4A-B6LJ2-VSS-72C | 3000331 | PARKER HANNIFIN | PARKER HANNIFIN | 4M4A-B6LJ2-VSS-72C | [18 empty] | VALVE | CONTROL | TYPE |  | NOMINAL SIZE |  | END CONNECTION |  | ACTUATION TYPE |  | POSITIONER TYPE |  | FAILURE POSITION |  | PRESSURE CLASS/RATING |  | BODY MATERIAL |  | DESIGN PRESSURE |  | TEMPERATURE RATING |  | FLOW RATING |  | END TO END DISTANCE |  | PORT TYPE |  | CONFIGURATION |  | TRIM |  | SOFTGOODS |  | HAZARD CLASS |  | CERTIFICATION/STANDARD |  | ADDITIONAL FEATURES EN | 12VDC
STP_009 | Data Enrichment | kib |  | 2023-06-27 |  |  | 1269778 | 1269778 | VALVE,CTRL;PRKH,4M4A-B6LJ2-V-SS-72D,1/4 | VALVE,CONTROL;MNFR:PARKER HANNIFIN,PTNO:4M4A-B6LJ2-V-SS-72D,ADDITIONAL FEATURES EN:1/4 IN 24VDC | 01)ISADRAULICS,01)4M4A-B6LJ2-V-SS-72D,VALVE,CONTROL,01)1/4 IN 24VDC | 4M4A-B6LJ2-V-SS-72D | 3000331 | PARKER HANNIFIN | PARKER HANNIFIN | 4M4A-B6LJ2-V-SS-72D | [18 empty] | VALVE | CONTROL | TYPE |  | NOMINAL SIZE |  | END CONNECTION |  | ACTUATION TYPE |  | POSITIONER TYPE |  | FAILURE POSITION |  | PRESSURE CLASS/RATING |  | BODY MATERIAL |  | DESIGN PRESSURE |  | TEMPERATURE RATING |  | FLOW RATING |  | END TO END DISTANCE |  | PORT TYPE |  | CONFIGURATION |  | TRIM |  | SOFTGOODS |  | HAZARD CLASS |  | CERTIFICATION/STANDARD |  | ADDITIONAL FEATURES EN | 1/4 IN 24VDC
STP_009 | Data Enrichment | kib |  | 2023-06-27 |  |  | 1270941 | 1270941 | VALVE,CTRL;PRKH,D1VW001CNYPH,DIRCTNL,PAR | VALVE,CONTROL;MNFR:PARKER HANNIFIN,PTNO:D1VW001CNYPH,ADDITIONAL FEATURES EN:DIRECTIONAL,PARKER,3000PSI | 01)REFPRO PTY LTD,01)D1VW001CNYPH,VALVE,CONTROL,01)DIRECTIONAL,PARKER,3000PSI | D1VW001CNYPH | 3000331 | PARKER HANNIFIN | PARKER HANNIFIN | D1VW001CNYPH | [18 empty] | VALVE | CONTROL | TYPE |  | NOMINAL SIZE |  | END CONNECTION |  | ACTUATION TYPE |  | POSITIONER TYPE |  | FAILURE POSITION |  | PRESSURE CLASS/RATING |  | BODY MATERIAL |  | DESIGN PRESSURE |  | TEMPERATURE RATING |  | FLOW RATING |  | END TO END DISTANCE |  | PORT TYPE |  | CONFIGURATION |  | TRIM |  | SOFTGOODS |  | HAZARD CLASS |  | CERTIFICATION/STANDARD |  | ADDITIONAL FEATURES EN | DIRECTIONAL,PARKER,3000PSI
STP_009 | Data Enrichment | kib |  | 2023-06-27 |  |  | 1270942 | 1270942 | VALVE,CTRL;PRKH,D3W001CNYP,DIRCTNL | VALVE,CONTROL;MNFR:PARKER HANNIFIN,PTNO:D3W001CNYP,ADDITIONAL FEATURES EN:DIRECTIONAL | 01)REFPRO PTY LTD,01)D3W001CNYP,VALVE,CONTROL,01)DIRECTIONAL | D3W001CNYP | 3000331 | PARKER HANNIFIN | PARKER HANNIFIN | D3W001CNYP | [18 empty] | VALVE | CONTROL | TYPE |  | NOMINAL SIZE |  | END CONNECTION |  | ACTUATION TYPE |  | POSITIONER TYPE |  | FAILURE POSITION |  | PRESSURE CLASS/RATING |  | BODY MATERIAL |  | DESIGN PRESSURE |  | TEMPERATURE RATING |  | FLOW RATING |  | END TO END DISTANCE |  | PORT TYPE |  | CONFIGURATION |  | TRIM |  | SOFTGOODS |  | HAZARD CLASS |  | CERTIFICATION/STANDARD |  | ADDITIONAL FEATURES EN | DIRECTIONAL
STP_009 | Data Enrichment | kib |  | 2023-06-27 |  |  | 1269541 | 1269541 | VALVE,CTRL;PRKH,DX3-621-BN,IS03 5/2 SOLE | VALVE,CONTROL;MNFR:PARKER HANNIFIN,PTNO:DX3-621-BN,ADDITIONAL FEATURES EN:IS03 5/2 SOLENOID SPRING NON-LOCK/O/RIDE/NO COIL | 01)ISADRAULICS,01)DX3-621-BN,VALVE,CONTROL,01)IS03 5/2 SOLENOID SPRING NO | DX3-621-BN | 3000331 | PARKER HANNIFIN | PARKER HANNIFIN | DX3-621-BN | [18 empty] | VALVE | CONTROL | TYPE |  | NOMINAL SIZE |  | END CONNECTION |  | ACTUATION TYPE |  | POSITIONER TYPE |  | FAILURE POSITION |  | PRESSURE CLASS/RATING |  | BODY MATERIAL |  | DESIGN PRESSURE |  | TEMPERATURE RATING |  | FLOW RATING |  | END TO END DISTANCE |  | PORT TYPE |  | CONFIGURATION |  | TRIM |  | SOFTGOODS |  | HAZARD CLASS |  | CERTIFICATION/STANDARD |  | ADDITIONAL FEATURES EN | IS03 5/2 SOLENOID SPRING NON-LOCK/O/RIDE/NO COIL
STP_009 | Data Enrichment | kib |  | 2023-06-27 |  |  | 1269081 | 1269081 | VALVE,DRN;DRAG,R34340,BG 4 EP | VALVE,DRAIN;MNFR:DRAEGER,PTNO:R34340,ADDITIONAL FEATURES EN:BG 4 EP | 01)ALLIANCE SAFETY EQUIPMENT,01)R34340,VALVE,DRAIN,01)BG 4 EP | R34340 | 3000423 | DRAEGER | DRAEGER | R34340 | [18 empty] | VALVE | DRAIN | TYPE |  | NOMINAL SIZE |  | END CONNECTION |  | CONFIGURATION |  | BODY MATERIAL |  | TRIM |  | SOFTGOODS |  | HAZARD CLASS |  | CERTIFICATION/STANDARD |  | ADDITIONAL FEATURES EN | BG 4 EP
STP_009 | Data Enrichment | kib |  | 2023-06-27 |  |  | 1268587 | 1268587 | VALVE,EXPNSN;HINO,S885151070 | VALVE,EXPANSION;MNFR:HINO MOTORS,PTNO:S885151070 | 01)HONEYCOMBES SALES & SERVI,01)S885151070,VALVE,EXPANSION | S885151070 | 3000513 | HINO MOTORS | HINO MOTORS | S885151070 | [18 empty] | VALVE | EXPANSION | TYPE |  | CONNECTION SIZE |  | END CONNECTION |  | TEMPERATURE RANGE |  | CONFIGURATION |  | CAPILLARY LENGTH |  | FLOW RATING |  | BODY MATERIAL |  | PRESSURE CLASS/RATING |  | CAPACITY |  | TRIM |  | REFRIGERANT TYPE |  | SOFTGOODS |  | HAZARD CLASS |  | CERTIFICATION/STANDARD |  | ADDITIONAL FEATURES EN
STP_009 | Data Enrichment | kib |  | 2023-06-27 |  |  | 1270377 | 1270377 | VALVE,EXPNSN;HONE,265/00278 | VALVE,EXPANSION;MNFR:HONEYWELL,PTNO:265/00278 | 01)HONEYWELL PTY LTD,01)265/00278,VALVE,EXPANSION | 265/00278 | 3000290 | HONEYWELL | HONEYWELL | 265/00278 | [18 empty] | VALVE | EXPANSION | TYPE |  | CONNECTION SIZE |  | END CONNECTION |  | TEMPERATURE RANGE |  | CONFIGURATION |  | CAPILLARY LENGTH |  | FLOW RATING |  | BODY MATERIAL |  | PRESSURE CLASS/RATING |  | CAPACITY |  | TRIM |  | REFRIGERANT TYPE |  | SOFTGOODS |  | HAZARD CLASS |  | CERTIFICATION/STANDARD |  | ADDITIONAL FEATURES EN
STP_009 | Data Enrichment | kib |  | 2023-06-27 |  |  | 1274198 | 1274198 | VALVE,FLOAT;25MM NB;OUTO,3061642 | FLOAT,VALVE: 25MM NB; MFR:OUTOKUMPU,PTNO:3061642 |  | 3061642 | 3000329 | OUTOKUMPU EQUIPMENT (OUTO |  | 3061642 | [18 empty] | VALVE | FLOAT | TYPE |  | NOMINAL SIZE |  | END CONNECTION |  | BODY MATERIAL |  | DISCHARGE RATING |  | CONFIGURATION |  | PRESSURE CLASS/RATING |  | DESIGN PRESSURE |  | TEMPERATURE RATING |  | FLOAT MATERIAL |  | TRIM |  | FLOAT DIAMETER |  | SOFTGOODS |  | HAZARD CLASS |  | CERTIFICATION/STANDARD |  | ADDITIONAL FEATURES EN | [41 empty] | MFR:OUTOKUMPU
STP_009 | Data Enrichment | kib |  | 2023-06-27 |  |  | 1269410 | 1269410 | VALVE,GTE;FLSM,TG16-EBAA-004,16 IN 400MM | VALVE,GATE;MNFR:FLSMIDTH,PTNO:TG16-EBAA-004,ADDITIONAL FEATURES EN:16 IN 400MM TG NEXT GEN SERIES TECHNEQUIP KNIFEGATE | 01)FLSMIDTH PTY LTD,01)TG16-EBAA-004,VALVE,GATE,01)16 IN 400MM TG NEXT GEN SER | TG16-EBAA-004 | 3000426 | FLSMIDTH | FLSMIDTH | TG16-EBAA-004 | [18 empty] | VALVE | GATE | TYPE |  | NOMINAL SIZE |  | END CONNECTION |  | PORT TYPE |  | END TO END DISTANCE |  | CONFIGURATION |  | PRESSURE CLASS/RATING |  | BODY MATERIAL |  | BONNET JOINT |  | DESIGN PRESSURE |  | TEMPERATURE RATING |  | OPERATED |  | TRIM |  | SOFTGOODS |  | HAZARD CLASS |  | CERTIFICATION/STANDARD |  | ADDITIONAL FEATURES EN | 16 IN 400MM TG NEXT GEN SERIES TECHNEQUIP KNIFEGATE
STP_009 | Data Enrichment | kib |  | 2023-06-27 |  |  | 1271203 | 1271203 | VALVE,METRNG;BREX,R901023841,ORBITAL,LAG | VALVE,METERING;MNFR:BOSCH REXROTH,PTNO:R901023841,ADDITIONAL FEATURES EN:ORBITAL,LAGC 125-15/LD240-175M0 | 01)ISADRAULICS,01)LAGC 125-15/LD240-175M01,VALVE,METERING,01)ORBITAL,LAGC 125-15/LD240-1 | R901023841 | 3000419 | BOSCH REXROTH | BOSCH REXROTH | R901023841 | [18 empty] | VALVE | METERING | TYPE |  | NOMINAL SIZE |  | END CONNECTION |  | END TO END DISTANCE |  | CONFIGURATION |  | PRESSURE CLASS/RATING |  | BODY MATERIAL |  | DESIGN PRESSURE |  | OPERATED |  | TRIM |  | SOFTGOODS |  | FLOW COEFFICIENT |  | HAZARD CLASS |  | CERTIFICATION/STANDARD |  | ADDITIONAL FEATURES EN | ORBITAL,LAGC 125-15/LD240-175M0
STP_009 | Data Enrichment | kib |  | 2023-06-27 |  |  | 1275801 | 1275801 | VALVE,METRNG;FUCH,FLA-6228010 | VALVE,METERING;MNFR:FUCHS LUBRICANTS,PTNO:FLA-6228010 | 01)FUCHS LUBRICANTS (A'SIA),01)FLA-6228010,VALVE,METERING | FLA-6228010 | 3000427 | FUCHS LUBRICANTS | FUCHS LUBRICANTS | FLA-6228010 | [18 empty] | VALVE | METERING | TYPE |  | NOMINAL SIZE |  | END CONNECTION |  | END TO END DISTANCE |  | CONFIGURATION |  | PRESSURE CLASS/RATING |  | BODY MATERIAL |  | DESIGN PRESSURE |  | OPERATED |  | TRIM |  | SOFTGOODS |  | FLOW COEFFICIENT |  | HAZARD CLASS |  | CERTIFICATION/STANDARD |  | ADDITIONAL FEATURES EN
STP_009 | Data Enrichment | kib |  | 2023-06-27 |  |  | 1213084 | 1213084 | VALVE,NDL;DRVT,IFI00777 | VALVE,NEEDLE;MNFR:DRIVETRAIN,PTNO:IFI00777 | 01)DRIVETRAIN AUSTRALIA,01)IFI00777,VALVE,NEEDLE | IFI00777 | 3000461 | DRIVETRAIN | DRIVETRAIN | IFI00777 | [18 empty] | VALVE | NEEDLE | TYPE |  | NOMINAL SIZE |  | END CONNECTION |  | PORT TYPE |  | END TO END DISTANCE |  | CONFIGURATION |  | PRESSURE CLASS/RATING |  | BODY MATERIAL |  | DESIGN PRESSURE |  | TEMPERATURE RATING |  | OPERATED |  | TRIM |  | SOFTGOODS |  | HAZARD CLASS |  | CERTIFICATION/STANDARD |  | ADDITIONAL FEATURES EN
STP_009 | Data Enrichment | kib |  | 2023-06-27 |  |  | 1269742 | 1269742 | VALVE,NDL;HYDA,705026,3/8IN,DV-10-01.4/0 | VALVE,NEEDLE;MNFR:HYDAC,PTNO:705026,ADDITIONAL FEATURES EN:3/8IN,DV-10-01.4/0 | 01)ISADRAULICS,01)705026,VALVE,NEEDLE,01)3/8IN,DV-10-01.4/0 | 705026 | 3000292 | HYDAC | HYDAC | 705026 | [18 empty] | VALVE | NEEDLE | TYPE |  | NOMINAL SIZE |  | END CONNECTION |  | PORT TYPE |  | END TO END DISTANCE |  | CONFIGURATION |  | PRESSURE CLASS/RATING |  | BODY MATERIAL |  | DESIGN PRESSURE |  | TEMPERATURE RATING |  | OPERATED |  | TRIM |  | SOFTGOODS |  | HAZARD CLASS |  | CERTIFICATION/STANDARD |  | ADDITIONAL FEATURES EN | 3/8IN,DV-10-01.4/0
STP_009 | Data Enrichment | kib |  | 2023-06-27 |  |  | 1269206 | 1269206 | VALVE,PLG;SWAG,SS-8P6T4-BK,1/2 IN FNPT | VALVE,PLUG;MNFR:SWAGELOK LTD,PTNO:SS-8P6T4-BK,ADDITIONAL FEATURES EN:1/2 IN FNPT BLK HANDLE | 01)CNW (MOUNT ISA) ELECT WHO,01)SWASS-8P6T4-BK,VALVE,PLUG,01)1/2 IN FNPT BLK HANDLE | SS-8P6T4-BK | 3000355 | SWAGELOK LTD | SWAGELOK LTD | SS-8P6T4-BK | [18 empty] | VALVE | PLUG | TYPE |  | NOMINAL SIZE |  | END CONNECTION |  | PORT TYPE |  | END TO END DISTANCE |  | CONFIGURATION |  | PRESSURE CLASS/RATING |  | BODY MATERIAL |  | DESIGN PRESSURE |  | TEMPERATURE RATING |  | OPERATED |  | TRIM |  | BONNET JOINT |  | SOFTGOODS |  | HAZARD CLASS |  | CERTIFICATION/STANDARD |  | ADDITIONAL FEATURES EN | 1/2 IN FNPT BLK HANDLE
STP_009 | Data Enrichment | kib |  | 2023-06-27 |  |  | 1269207 | 1269207 | VALVE,PLG;SWAG,SS-8P6T-BK,1/2IN TUBE END | VALVE,PLUG;MNFR:SWAGELOK LTD,PTNO:SS-8P6T-BK,ADDITIONAL FEATURES EN:1/2IN TUBE ENDS,BLK | 01)CNW (MOUNT ISA) ELECT WHO,01)SWASS-8P6T-BK,VALVE,PLUG,01)1/2IN TUBE ENDS,BLK | SS-8P6T-BK | 3000355 | SWAGELOK LTD | SWAGELOK LTD | SS-8P6T-BK | [18 empty] | VALVE | PLUG | TYPE |  | NOMINAL SIZE |  | END CONNECTION |  | PORT TYPE |  | END TO END DISTANCE |  | CONFIGURATION |  | PRESSURE CLASS/RATING |  | BODY MATERIAL |  | DESIGN PRESSURE |  | TEMPERATURE RATING |  | OPERATED |  | TRIM |  | BONNET JOINT |  | SOFTGOODS |  | HAZARD CLASS |  | CERTIFICATION/STANDARD |  | ADDITIONAL FEATURES EN | 1/2IN TUBE ENDS,BLK
STP_009 | Data Enrichment | kib |  | 2023-06-27 |  |  | 1271034 | 1271034 | VALVE,POPT;BREX,M-3SED6CK13/350CW110RN9K | VALVE,POPPET;MNFR:BOSCH REXROTH,PTNO:M-3SED6CK13/350CW110RN9K4L | 01)ISADRAULICS,01)M-3SED6CK13/350CW110RN9K4L,VALVE,POPPET | M-3SED6CK13/350CW110RN9K4L | 3000419 | BOSCH REXROTH | BOSCH REXROTH | M-3SED6CK13/350CW110RN9K4L | [18 empty] | VALVE | POPPET | TYPE |  | NOMINAL SIZE |  | PORT SIZE |  | HAZARD CLASS |  | CERTIFICATION/STANDARD |  | ADDITIONAL FEATURES EN
STP_009 | Data Enrichment | kib |  | 2023-06-27 |  |  | 1269084 | 1269084 | VALVE,RELF;DRAG,R34535,COMPLT,LP-WARNING | VALVE,RELIEF;MNFR:DRAEGER,PTNO:R34535,ADDITIONAL FEATURES EN:COMPLETE,LP-WARNING PSS BG4 | 01)ALLIANCE SAFETY EQUIPMENT,01)R34535,VALVE,RELIEF,01)COMPLETE,LP-WARNING PSS BG4 | R34535 | 3000423 | DRAEGER | DRAEGER | R34535 | [18 empty] | VALVE | RELIEF | TYPE |  | NOMINAL SIZE |  | END CONNECTION |  | CONFIGURATION |  | SET PRESSURE |  | PRESSURE CLASS/RATING |  | BODY MATERIAL |  | DESIGN PRESSURE |  | TEMPERATURE RATING |  | OPERATED |  | TRIM |  | SOFTGOODS |  | HAZARD CLASS |  | CERTIFICATION/STANDARD |  | ADDITIONAL FEATURES EN | COMPLETE,LP-WARNING PSS BG4
STP_009 | Data Enrichment | kib |  | 2023-06-27 |  |  | 1213464 | 1213464 | VALVE,RELF;DRVT,IFI32076 | VALVE,RELIEF;MNFR:DRIVETRAIN,PTNO:IFI32076 |  | IFI32076 | 3000461 | DRIVETRAIN | DRIVETRAIN | IFI32076 | [18 empty] | VALVE | RELIEF | TYPE |  | NOMINAL SIZE |  | END CONNECTION |  | CONFIGURATION |  | SET PRESSURE |  | PRESSURE CLASS/RATING |  | BODY MATERIAL |  | DESIGN PRESSURE |  | TEMPERATURE RATING |  | OPERATED |  | TRIM |  | SOFTGOODS |  | HAZARD CLASS |  | CERTIFICATION/STANDARD |  | ADDITIONAL FEATURES EN
STP_009 | Data Enrichment | kib |  | 2023-06-27 |  |  | 1213465 | 1213465 | VALVE,RELF;DRVT,IFI32077 | VALVE,RELIEF;MNFR:DRIVETRAIN,PTNO:IFI32077 |  | IFI32077 | 3000461 | DRIVETRAIN | DRIVETRAIN | IFI32077 | [18 empty] | VALVE | RELIEF | TYPE |  | NOMINAL SIZE |  | END CONNECTION |  | CONFIGURATION |  | SET PRESSURE |  | PRESSURE CLASS/RATING |  | BODY MATERIAL |  | DESIGN PRESSURE |  | TEMPERATURE RATING |  | OPERATED |  | TRIM |  | SOFTGOODS |  | HAZARD CLASS |  | CERTIFICATION/STANDARD |  | ADDITIONAL FEATURES EN
STP_009 | Data Enrichment | kib |  | 2023-06-27 |  |  | 1272784 | 1272784 | VALVE,RELF;FISV,1805-975-11291,3/4IN NPT | VALVE,RELIEF;MNFR:FISHER CONTROLS,PTNO:1805-975-11291,ADDITIONAL FEATURES EN:3/4IN NPT,1805 WITH 10 TO 60 PSI (69 TO 410KPAG) SPRING,OLD P/N:1805-35 | 01)PACIFIC CONTROLS,01)1805-975-11291,VALVE,RELIEF,01)3/4IN NPT,1805 WITH 10 TO 6,02)OLD P/N:1805-35 | 1805-975-11291 | 3000274 | FISHER CONTROLS | FISHER CONTROLS | 1805-975-11291 | [18 empty] | VALVE | RELIEF | TYPE |  | NOMINAL SIZE |  | END CONNECTION |  | CONFIGURATION |  | SET PRESSURE |  | PRESSURE CLASS/RATING |  | BODY MATERIAL |  | DESIGN PRESSURE |  | TEMPERATURE RATING |  | OPERATED |  | TRIM |  | SOFTGOODS |  | HAZARD CLASS |  | CERTIFICATION/STANDARD |  | ADDITIONAL FEATURES EN | 3/4IN NPT,1805 WITH 10 TO 60 PSI (69 TO 410KPAG) SPRING | [42 empty] | OLD P/N:1805-35
STP_009 | Data Enrichment | kib |  | 2023-06-27 |  |  | 1257797 | 1257797 | VALVE,RELF;LINC,VMA3600196,AIR VANTAGE | VALVE,RELIEF;MNFR:LINCOLN,PTNO:VMA3600196,ADDITIONAL FEATURES EN:AIR VANTAGE | 01)GLOBAL WELDING SUPPLIES (,01)LINVMA3600196,VALVE,RELIEF,01)AIR VANTAGE | VMA3600196 | 3000550 | LINCOLN | LINCOLN | VMA3600196 | [18 empty] | VALVE | RELIEF | TYPE |  | NOMINAL SIZE |  | END CONNECTION |  | CONFIGURATION |  | SET PRESSURE |  | PRESSURE CLASS/RATING |  | BODY MATERIAL |  | DESIGN PRESSURE |  | TEMPERATURE RATING |  | OPERATED |  | TRIM |  | SOFTGOODS |  | HAZARD CLASS |  | CERTIFICATION/STANDARD |  | ADDITIONAL FEATURES EN | AIR VANTAGE
STP_009 | Data Enrichment | kib |  | 2023-06-27 |  |  | 1213133 | 1213133 | VALVE,SHTL;DRVT,IFI02956 | VALVE,SHUTTLE;MNFR:DRIVETRAIN,PTNO:IFI02956 | 01)DRIVETRAIN AUSTRALIA,01)IFI02956,VALVE,SHUTTLE | IFI02956 | 3000461 | DRIVETRAIN | DRIVETRAIN | IFI02956 | [18 empty] | VALVE | SHUTTLE | TYPE |  | NOMINAL SIZE |  | END CONNECTION |  | CONFIGURATION |  | PRESSURE CLASS/RATING |  | BODY MATERIAL |  | DESIGN PRESSURE |  | TEMPERATURE RATING |  | SOFTGOODS |  | HAZARD CLASS |  | CERTIFICATION/STANDARD |  | ADDITIONAL FEATURES EN
STP_009 | Data Enrichment | kib |  | 2023-06-27 |  |  | 1272508 | 1272508 | VALVE,SOL;ASWP,EU.680429 | VALVE,SOLENOID;MNFR:AUSWEEP,PTNO:EU.680429 |  | EU.680429 | 3000416 | AUSWEEP | AUSWEEP | EU.680429 | [18 empty] | VALVE | SOLENOID | TYPE |  | NOMINAL SIZE |  | END CONNECTION |  | CONFIGURATION |  | ORIFICE SIZE |  | ELECTRICAL RATING |  | FLOW RATING |  | PRESSURE CLASS/RATING |  | BODY MATERIAL |  | DESIGN PRESSURE |  | TEMPERATURE RATING |  | ENCLOSURE |  | HAZARD CLASS |  | CERTIFICATION/STANDARD |  | ADDITIONAL FEATURES EN
STP_009 | Data Enrichment | kib |  | 2023-06-27 |  |  | 1276475 | 1276475 | VALVE,SOL;BREX,4WE6J53/AG24NK4,24VDC,4 P | VALVE,SOLENOID;MNFR:BOSCH REXROTH,PTNO:4WE6J53/AG24NK4,ADDITIONAL FEATURES EN:24VDC,4 PORT,SIZE 6,DIRECTIONAL,WET TYPE MAGNET, MANUAL PIN,315BAR MAX | 01)AUSDRAULICS,01)4WE6J53/AG24NK4,VALVE,SOLENOID,01)24VDC,4 PORT,SIZE 6,DIRECTI,02)WET TYPE MAGNET,MANUAL PIN | 4WE6J53/AG24NK4 | 3000419 | BOSCH REXROTH | BOSCH REXROTH | 4WE6J53/AG24NK4 | [18 empty] | VALVE | SOLENOID | TYPE |  | NOMINAL SIZE |  | END CONNECTION |  | CONFIGURATION |  | ORIFICE SIZE |  | ELECTRICAL RATING |  | FLOW RATING |  | PRESSURE CLASS/RATING |  | BODY MATERIAL |  | DESIGN PRESSURE |  | TEMPERATURE RATING |  | ENCLOSURE |  | HAZARD CLASS |  | CERTIFICATION/STANDARD |  | ADDITIONAL FEATURES EN | 24VDC,4 PORT,SIZE 6,DIRECTIONAL,WET TYPE MAGNET,MANUAL PIN,315BAR MAX
STP_009 | Data Enrichment | kib |  | 2023-06-27 |  |  | 1333660 | 1333660 | VALVE,SOL;DIEC,33.11/70.11 | VALVE,SOLENOID;MNFR:DIECI,PTNO:33.11/70.11,ADDITIONAL FEATURES EN:12V,BOOM FUNCTION SOLENOID VALVE,FORKLIFT | VALVE,SOLENOID,01)12V,BOOM FUNCTION SOLENOID VALVE,FORKLIFT | 33.11/70.11 | 3000511 | DIECI | DIECI | 33.11/70.11 | [18 empty] | VALVE | SOLENOID | TYPE |  | NOMINAL SIZE |  | END CONNECTION |  | CONFIGURATION |  | ORIFICE SIZE |  | ELECTRICAL RATING |  | FLOW RATING |  | PRESSURE CLASS/RATING |  | BODY MATERIAL |  | DESIGN PRESSURE |  | TEMPERATURE RATING |  | ENCLOSURE |  | HAZARD CLASS |  | CERTIFICATION/STANDARD |  | ADDITIONAL FEATURES EN | 12V,BOOM FUNCTION SOLENOID VALVE,FORKLIFT
STP_009 | Data Enrichment | kib |  | 2023-06-27 |  |  | 1333646 | 1333646 | VALVE,SOL;DIEC,BHE1437 | VALVE,SOLENOID;MNFR:DIECI,PTNO:BHE1437,ADDITIONAL FEATURES EN:NEG, PARKING BRAKE | VALVE,SOLENOID,01)NEG, PARKING BRAKE | BHE1437 | 3000511 | DIECI | DIECI | BHE1437 | [18 empty] | VALVE | SOLENOID | TYPE |  | NOMINAL SIZE |  | END CONNECTION |  | CONFIGURATION |  | ORIFICE SIZE |  | ELECTRICAL RATING |  | FLOW RATING |  | PRESSURE CLASS/RATING |  | BODY MATERIAL |  | DESIGN PRESSURE |  | TEMPERATURE RATING |  | ENCLOSURE |  | HAZARD CLASS |  | CERTIFICATION/STANDARD |  | ADDITIONAL FEATURES EN | NEG,PARKING BRAKE
STP_009 | Data Enrichment | kib |  | 2023-06-27 |  |  | 1213372 | 1213372 | VALVE,SOL;DRVT,IFI28368 | VALVE,SOLENOID;MNFR:DRIVETRAIN,PTNO:IFI28368 |  | IFI28368 | 3000461 | DRIVETRAIN | DRIVETRAIN | IFI28368 | [18 empty] | VALVE | SOLENOID | TYPE |  | NOMINAL SIZE |  | END CONNECTION |  | CONFIGURATION |  | ORIFICE SIZE |  | ELECTRICAL RATING |  | FLOW RATING |  | PRESSURE CLASS/RATING |  | BODY MATERIAL |  | DESIGN PRESSURE |  | TEMPERATURE RATING |  | ENCLOSURE |  | HAZARD CLASS |  | CERTIFICATION/STANDARD |  | ADDITIONAL FEATURES EN
STP_009 | Data Enrichment | kib |  | 2023-06-27 |  |  | 1213487 | 1213487 | VALVE,SOL;DRVT,IFI33182 | VALVE,SOLENOID;MNFR:DRIVETRAIN,PTNO:IFI33182 |  | IFI33182 | 3000461 | DRIVETRAIN | DRIVETRAIN | IFI33182 | [18 empty] | VALVE | SOLENOID | TYPE |  | NOMINAL SIZE |  | END CONNECTION |  | CONFIGURATION |  | ORIFICE SIZE |  | ELECTRICAL RATING |  | FLOW RATING |  | PRESSURE CLASS/RATING |  | BODY MATERIAL |  | DESIGN PRESSURE |  | TEMPERATURE RATING |  | ENCLOSURE |  | HAZARD CLASS |  | CERTIFICATION/STANDARD |  | ADDITIONAL FEATURES EN
STP_009 | Data Enrichment | kib |  | 2023-06-27 |  |  | 1213488 | 1213488 | VALVE,SOL;DRVT,IFI33183,CLTCH | VALVE,SOLENOID;MNFR:DRIVETRAIN,PTNO:IFI33183,ADDITIONAL FEATURES EN:CLUTCH |  | IFI33183 | 3000461 | DRIVETRAIN | DRIVETRAIN | IFI33183 | [18 empty] | VALVE | SOLENOID | TYPE |  | NOMINAL SIZE |  | END CONNECTION |  | CONFIGURATION |  | ORIFICE SIZE |  | ELECTRICAL RATING |  | FLOW RATING |  | PRESSURE CLASS/RATING |  | BODY MATERIAL |  | DESIGN PRESSURE |  | TEMPERATURE RATING |  | ENCLOSURE |  | HAZARD CLASS |  | CERTIFICATION/STANDARD |  | ADDITIONAL FEATURES EN | CLUTCH
STP_009 | Data Enrichment | kib |  | 2023-06-27 |  |  | 1213489 | 1213489 | VALVE,SOL;DRVT,IFI33184 | VALVE,SOLENOID;MNFR:DRIVETRAIN,PTNO:IFI33184 |  | IFI33184 | 3000461 | DRIVETRAIN | DRIVETRAIN | IFI33184 | [18 empty] | VALVE | SOLENOID | TYPE |  | NOMINAL SIZE |  | END CONNECTION |  | CONFIGURATION |  | ORIFICE SIZE |  | ELECTRICAL RATING |  | FLOW RATING |  | PRESSURE CLASS/RATING |  | BODY MATERIAL |  | DESIGN PRESSURE |  | TEMPERATURE RATING |  | ENCLOSURE |  | HAZARD CLASS |  | CERTIFICATION/STANDARD |  | ADDITIONAL FEATURES EN
STP_009 | Data Enrichment | kib |  | 2023-06-27 |  |  | 1266181 | 1266181 | VALVE,SOL;EPM,5428200370,3/2,110/50,CNOM | VALVE,SOLENOID;MNFR:EMERSON PROCESS MANAGEMENT,PTNO:5428200370,ADDITIONAL FEATURES EN:3/2,110/50,CNOMO PILOT,AVENTICS,SECTION SWITCH DCV,IMPULSE MANUAL OPERATOR |  | 5428200370 | 3000268 | EMERSON PROCESS MANAGEMEN | EMERSON PROCESS MANAGEMENT | 5428200370 | [18 empty] | VALVE | SOLENOID | TYPE |  | NOMINAL SIZE |  | END CONNECTION |  | CONFIGURATION |  | ORIFICE SIZE |  | ELECTRICAL RATING |  | FLOW RATING |  | PRESSURE CLASS/RATING |  | BODY MATERIAL |  | DESIGN PRESSURE |  | TEMPERATURE RATING |  | ENCLOSURE |  | HAZARD CLASS |  | CERTIFICATION/STANDARD |  | ADDITIONAL FEATURES EN | 3/2,110/50,CNOMO PILOT,AVENTICS,SECTION SWITCH DCV,IMPULSE MANUAL OPERATOR
STP_009 | Data Enrichment | kib |  | 2023-06-27 |  |  | 1275820 | 1275820 | VALVE,SOL;FUCH,3667000,3 PORT,AIR,24V | VALVE,SOLENOID;MNFR:FUCHS LUBRICANTS,PTNO:3667000,ADDITIONAL FEATURES EN:3 PORT,AIR,24V | 01)FUCHS LUBRICANTS (A'SIA),01)3667000,VALVE,SOLENOID,01)3 PORT,AIR,24V | 3667000 | 3000427 | FUCHS LUBRICANTS | FUCHS LUBRICANTS | 3667000 | [18 empty] | VALVE | SOLENOID | TYPE |  | NOMINAL SIZE |  | END CONNECTION |  | CONFIGURATION |  | ORIFICE SIZE |  | ELECTRICAL RATING |  | FLOW RATING |  | PRESSURE CLASS/RATING |  | BODY MATERIAL |  | DESIGN PRESSURE |  | TEMPERATURE RATING |  | ENCLOSURE |  | HAZARD CLASS |  | CERTIFICATION/STANDARD |  | ADDITIONAL FEATURES EN | 3 PORT,AIR,24V
STP_009 | Data Enrichment | kib |  | 2023-06-27 |  |  | 1275798 | 1275798 | VALVE,SOL;FUCH,FLA-6119000,DUAL LINE,LUB | VALVE,SOLENOID;MNFR:FUCHS LUBRICANTS,PTNO:FLA-6119000,ADDITIONAL FEATURES EN:DUAL LINE,LUBRICANT SHUTOFF,24V | 01)FUCHS LUBRICANTS (A'SIA),01)FLA-6119000,VALVE,SOLENOID,01)DUAL LINE,LUBRICANT SHUTOFF | FLA-6119000 | 3000427 | FUCHS LUBRICANTS | FUCHS LUBRICANTS | FLA-6119000 | [18 empty] | VALVE | SOLENOID | TYPE |  | NOMINAL SIZE |  | END CONNECTION |  | CONFIGURATION |  | ORIFICE SIZE |  | ELECTRICAL RATING |  | FLOW RATING |  | PRESSURE CLASS/RATING |  | BODY MATERIAL |  | DESIGN PRESSURE |  | TEMPERATURE RATING |  | ENCLOSURE |  | HAZARD CLASS |  | CERTIFICATION/STANDARD |  | ADDITIONAL FEATURES EN | DUAL LINE,LUBRICANT SHUTOFF,24V
STP_009 | Data Enrichment | kib |  | 2023-06-27 |  |  | 1272935 | 1272935 | VALVE,SOL;MAN,705274 | VALVE,SOLENOID;MNFR:MANITOU,PTNO:705274 | 01)JUNGHEINRICH AUSTRALIA PT,01)705274,VALVE,SOLENOID | 705274 | 3000007 | MANITOU | MANITOU | 705274 | [18 empty] | VALVE | SOLENOID | TYPE |  | NOMINAL SIZE |  | END CONNECTION |  | CONFIGURATION |  | ORIFICE SIZE |  | ELECTRICAL RATING |  | FLOW RATING |  | PRESSURE CLASS/RATING |  | BODY MATERIAL |  | DESIGN PRESSURE |  | TEMPERATURE RATING |  | ENCLOSURE |  | HAZARD CLASS |  | CERTIFICATION/STANDARD |  | ADDITIONAL FEATURES EN
STP_009 | Data Enrichment | kib |  | 2023-06-27 |  |  | 1324793 | 1324793 | VALVE,SOL;PROPORTIONAL RELIEF,24 V | VALVE,SOLENOID;TYPE:PROPORTIONAL RELIEF,ELECTRICAL RATING:24 V,MNFR:ABB,PTNO:6523 134 D,MNFR:01)MECMAN,PTNO:01)DPR 118.2 24VDC | EN_01)PROPORTIONAL RELIEF,EN_01)24 V,01)MECMAN,01)DPR 118.2 24VDC,VALVE | 6523 134 D | 3000014 | ABB | 01)MECMAN | 01)DPR 118.2 24VDC | [18 empty] | VALVE | SOLENOID | TYPE | PROPORTIONAL RELIEF | NOMINAL SIZE |  | END CONNECTION |  | CONFIGURATION |  | ORIFICE SIZE |  | ELECTRICAL RATING | 24 V | FLOW RATING |  | PRESSURE CLASS/RATING |  | BODY MATERIAL |  | DESIGN PRESSURE |  | TEMPERATURE RATING |  | ENCLOSURE |  | HAZARD CLASS |  | CERTIFICATION/STANDARD |  | ADDITIONAL FEATURES EN
STP_009 | Data Enrichment | SCS |  | 2023-06-27 |  |  | 1258339 | 1258339 | VALVE;ABB,0401886 | VALVE;MNFR:ABB,PTNO:0401886 | VALVE | 401886 | 3000014 | ABB | ABB | 0401886 | [18 empty] | VALVE | NO MODIFIER | TYPE |  | NOMINAL SIZE |  | END CONNECTION |  | CONFIGURATION |  | PRESSURE CLASS/RATING |  | BODY MATERIAL |  | DESIGN PRESSURE |  | TEMPERATURE RATING |  | OPERATED |  | TRIM |  | SOFTGOODS |  | HAZARD CLASS |  | CERTIFICATION/STANDARD |  | ADDITIONAL FEATURES EN
STP_009 | Data Enrichment | SCS |  | 2023-06-27 |  |  | 1250515 | 1250515 | VALVE;ABB,0401924 | VALVE;MNFR:ABB,PTNO:0401924 | VALVE | 401924 | 3000014 | ABB | ABB | 0401924 | [18 empty] | VALVE | NO MODIFIER | TYPE |  | NOMINAL SIZE |  | END CONNECTION |  | CONFIGURATION |  | PRESSURE CLASS/RATING |  | BODY MATERIAL |  | DESIGN PRESSURE |  | TEMPERATURE RATING |  | OPERATED |  | TRIM |  | SOFTGOODS |  | HAZARD CLASS |  | CERTIFICATION/STANDARD |  | ADDITIONAL FEATURES EN
STP_009 | Data Enrichment | SCS |  | 2023-06-27 |  |  | 1324787 | 1324787 | VALVE;ABB,0402345 | VALVE;MNFR:ABB,PTNO:0402345 | VALVE | 402345 | 3000014 | ABB | ABB | 0402345 | [18 empty] | VALVE | NO MODIFIER | TYPE |  | NOMINAL SIZE |  | END CONNECTION |  | CONFIGURATION |  | PRESSURE CLASS/RATING |  | BODY MATERIAL |  | DESIGN PRESSURE |  | TEMPERATURE RATING |  | OPERATED |  | TRIM |  | SOFTGOODS |  | HAZARD CLASS |  | CERTIFICATION/STANDARD |  | ADDITIONAL FEATURES EN
STP_009 | Data Enrichment | SCS |  | 2023-06-27 |  |  | 1324786 | 1324786 | VALVE;ABB,0402884 | VALVE;MNFR:ABB,PTNO:0402884 | VALVE | 402884 | 3000014 | ABB | ABB | 0402884 | [18 empty] | VALVE | NO MODIFIER | TYPE |  | NOMINAL SIZE |  | END CONNECTION |  | CONFIGURATION |  | PRESSURE CLASS/RATING |  | BODY MATERIAL |  | DESIGN PRESSURE |  | TEMPERATURE RATING |  | OPERATED |  | TRIM |  | SOFTGOODS |  | HAZARD CLASS |  | CERTIFICATION/STANDARD |  | ADDITIONAL FEATURES EN
STP_009 | Data Enrichment | SCS |  | 2023-06-27 |  |  | 1324785 | 1324785 | VALVE;ABB,0402885 | VALVE;MNFR:ABB,PTNO:0402885 | VALVE | 402885 | 3000014 | ABB | ABB | 0402885 | [18 empty] | VALVE | NO MODIFIER | TYPE |  | NOMINAL SIZE |  | END CONNECTION |  | CONFIGURATION |  | PRESSURE CLASS/RATING |  | BODY MATERIAL |  | DESIGN PRESSURE |  | TEMPERATURE RATING |  | OPERATED |  | TRIM |  | SOFTGOODS |  | HAZARD CLASS |  | CERTIFICATION/STANDARD |  | ADDITIONAL FEATURES EN
STP_009 | Data Enrichment | SCS |  | 2023-06-27 |  |  | 1216492 | 1216492 | VALVE;ABB,0402904 | VALVE;MNFR:ABB,PTNO:0402904 | VALVE | 402904 | 3000014 | ABB | ABB | 0402904 | [18 empty] | VALVE | NO MODIFIER | TYPE |  | NOMINAL SIZE |  | END CONNECTION |  | CONFIGURATION |  | PRESSURE CLASS/RATING |  | BODY MATERIAL |  | DESIGN PRESSURE |  | TEMPERATURE RATING |  | OPERATED |  | TRIM |  | SOFTGOODS |  | HAZARD CLASS |  | CERTIFICATION/STANDARD |  | ADDITIONAL FEATURES EN
STP_009 | Data Enrichment | SCS |  | 2023-06-27 |  |  | 1258154 | 1258154 | VALVE;ABB,0402959 | VALVE;MNFR:ABB,PTNO:0402959 | VALVE | 402959 | 3000014 | ABB | ABB | 0402959 | [18 empty] | VALVE | NO MODIFIER | TYPE |  | NOMINAL SIZE |  | END CONNECTION |  | CONFIGURATION |  | PRESSURE CLASS/RATING |  | BODY MATERIAL |  | DESIGN PRESSURE |  | TEMPERATURE RATING |  | OPERATED |  | TRIM |  | SOFTGOODS |  | HAZARD CLASS |  | CERTIFICATION/STANDARD |  | ADDITIONAL FEATURES EN
STP_009 | Data Enrichment | SCS |  | 2023-06-27 |  |  | 1220418 | 1220418 | VALVE;ABB,0403390 | VALVE;MNFR:ABB,PTNO:0403390 | VALVE | 403390 | 3000014 | ABB | ABB | 0403390 | [18 empty] | VALVE | NO MODIFIER | TYPE |  | NOMINAL SIZE |  | END CONNECTION |  | CONFIGURATION |  | PRESSURE CLASS/RATING |  | BODY MATERIAL |  | DESIGN PRESSURE |  | TEMPERATURE RATING |  | OPERATED |  | TRIM |  | SOFTGOODS |  | HAZARD CLASS |  | CERTIFICATION/STANDARD |  | ADDITIONAL FEATURES EN
STP_009 | Data Enrichment | SCS |  | 2023-06-27 |  |  | 1216493 | 1216493 | VALVE;ABB,0403393 | VALVE;MNFR:ABB,PTNO:0403393 | VALVE | 403393 | 3000014 | ABB | ABB | 0403393 | [18 empty] | VALVE | NO MODIFIER | TYPE |  | NOMINAL SIZE |  | END CONNECTION |  | CONFIGURATION |  | PRESSURE CLASS/RATING |  | BODY MATERIAL |  | DESIGN PRESSURE |  | TEMPERATURE RATING |  | OPERATED |  | TRIM |  | SOFTGOODS |  | HAZARD CLASS |  | CERTIFICATION/STANDARD |  | ADDITIONAL FEATURES EN
STP_009 | Data Enrichment | SCS |  | 2023-06-27 |  |  | 1258341 | 1258341 | VALVE;ABB,0404126 | VALVE;MNFR:ABB,PTNO:0404126 | VALVE | 404126 | 3000014 | ABB | ABB | 0404126 | [18 empty] | VALVE | NO MODIFIER | TYPE |  | NOMINAL SIZE |  | END CONNECTION |  | CONFIGURATION |  | PRESSURE CLASS/RATING |  | BODY MATERIAL |  | DESIGN PRESSURE |  | TEMPERATURE RATING |  | OPERATED |  | TRIM |  | SOFTGOODS |  | HAZARD CLASS |  | CERTIFICATION/STANDARD |  | ADDITIONAL FEATURES EN
STP_009 | Data Enrichment | SCS |  | 2023-06-27 |  |  | 1258347 | 1258347 | VALVE;ABB,0404139 | VALVE;MNFR:ABB,PTNO:0404139 | VALVE | 404139 | 3000014 | ABB | ABB | 0404139 | [18 empty] | VALVE | NO MODIFIER | TYPE |  | NOMINAL SIZE |  | END CONNECTION |  | CONFIGURATION |  | PRESSURE CLASS/RATING |  | BODY MATERIAL |  | DESIGN PRESSURE |  | TEMPERATURE RATING |  | OPERATED |  | TRIM |  | SOFTGOODS |  | HAZARD CLASS |  | CERTIFICATION/STANDARD |  | ADDITIONAL FEATURES EN
STP_009 | Data Enrichment | SCS |  | 2023-06-27 |  |  | 1258352 | 1258352 | VALVE;ABB,0414176 | VALVE;MNFR:ABB,PTNO:0414176 | VALVE | 414176 | 3000014 | ABB | ABB | 0414176 | [18 empty] | VALVE | NO MODIFIER | TYPE |  | NOMINAL SIZE |  | END CONNECTION |  | CONFIGURATION |  | PRESSURE CLASS/RATING |  | BODY MATERIAL |  | DESIGN PRESSURE |  | TEMPERATURE RATING |  | OPERATED |  | TRIM |  | SOFTGOODS |  | HAZARD CLASS |  | CERTIFICATION/STANDARD |  | ADDITIONAL FEATURES EN
STP_009 | Data Enrichment | SCS |  | 2023-06-27 |  |  | 1258351 | 1258351 | VALVE;ABB,0414177 | VALVE;MNFR:ABB,PTNO:0414177 | VALVE | 414177 | 3000014 | ABB | ABB | 0414177 | [18 empty] | VALVE | NO MODIFIER | TYPE |  | NOMINAL SIZE |  | END CONNECTION |  | CONFIGURATION |  | PRESSURE CLASS/RATING |  | BODY MATERIAL |  | DESIGN PRESSURE |  | TEMPERATURE RATING |  | OPERATED |  | TRIM |  | SOFTGOODS |  | HAZARD CLASS |  | CERTIFICATION/STANDARD |  | ADDITIONAL FEATURES EN
STP_009 | Data Enrichment | SCS |  | 2023-06-27 |  |  | 1258348 | 1258348 | VALVE;ABB,0414191 | VALVE;MNFR:ABB,PTNO:0414191 | VALVE | 414191 | 3000014 | ABB | ABB | 0414191 | [18 empty] | VALVE | NO MODIFIER | TYPE |  | NOMINAL SIZE |  | END CONNECTION |  | CONFIGURATION |  | PRESSURE CLASS/RATING |  | BODY MATERIAL |  | DESIGN PRESSURE |  | TEMPERATURE RATING |  | OPERATED |  | TRIM |  | SOFTGOODS |  | HAZARD CLASS |  | CERTIFICATION/STANDARD |  | ADDITIONAL FEATURES EN
STP_009 | Data Enrichment | SCS |  | 2023-06-27 |  |  | 1258349 | 1258349 | VALVE;ABB,0414287 | VALVE;MNFR:ABB,PTNO:0414287 | VALVE | 414287 | 3000014 | ABB | ABB | 0414287 | [18 empty] | VALVE | NO MODIFIER | TYPE |  | NOMINAL SIZE |  | END CONNECTION |  | CONFIGURATION |  | PRESSURE CLASS/RATING |  | BODY MATERIAL |  | DESIGN PRESSURE |  | TEMPERATURE RATING |  | OPERATED |  | TRIM |  | SOFTGOODS |  | HAZARD CLASS |  | CERTIFICATION/STANDARD |  | ADDITIONAL FEATURES EN
STP_009 | Data Enrichment | SCS |  | 2023-06-27 |  |  | 1217554 | 1217554 | VALVE;ABB,11-284-115V AC | VALVE;MNFR:ABB,PTNO:11-284-115V AC | VALVE | 11-284-115V AC | 3000014 | ABB | ABB | 11-284-115V AC | [18 empty] | VALVE | NO MODIFIER | TYPE |  | NOMINAL SIZE |  | END CONNECTION |  | CONFIGURATION |  | PRESSURE CLASS/RATING |  | BODY MATERIAL |  | DESIGN PRESSURE |  | TEMPERATURE RATING |  | OPERATED |  | TRIM |  | SOFTGOODS |  | HAZARD CLASS |  | CERTIFICATION/STANDARD |  | ADDITIONAL FEATURES EN
STP_009 | Data Enrichment | SCS |  | 2023-06-27 |  |  | 1217481 | 1217481 | VALVE;ABB,402904 | VALVE;MNFR:ABB,PTNO:402904 | VALVE | 402904 | 3000014 | ABB | ABB | 402904 | [18 empty] | VALVE | NO MODIFIER | TYPE |  | NOMINAL SIZE |  | END CONNECTION |  | CONFIGURATION |  | PRESSURE CLASS/RATING |  | BODY MATERIAL |  | DESIGN PRESSURE |  | TEMPERATURE RATING |  | OPERATED |  | TRIM |  | SOFTGOODS |  | HAZARD CLASS |  | CERTIFICATION/STANDARD |  | ADDITIONAL FEATURES EN
STP_009 | Data Enrichment | SCS |  | 2023-06-27 |  |  | 1217482 | 1217482 | VALVE;ABB,403393 | VALVE;MNFR:ABB,PTNO:403393 | VALVE | 403393 | 3000014 | ABB | ABB | 403393 | [18 empty] | VALVE | NO MODIFIER | TYPE |  | NOMINAL SIZE |  | END CONNECTION |  | CONFIGURATION |  | PRESSURE CLASS/RATING |  | BODY MATERIAL |  | DESIGN PRESSURE |  | TEMPERATURE RATING |  | OPERATED |  | TRIM |  | SOFTGOODS |  | HAZARD CLASS |  | CERTIFICATION/STANDARD |  | ADDITIONAL FEATURES EN
STP_009 | Data Enrichment | SCS |  | 2023-06-27 |  |  | 1322152 | 1322152 | VALVE;ABB,9262465-84 | VALVE;MNFR:ABB,PTNO:9262465-84 | VALVE | 9262465-84 | 3000014 | ABB | ABB | 9262465-84 | [18 empty] | VALVE | NO MODIFIER | TYPE |  | NOMINAL SIZE |  | END CONNECTION |  | CONFIGURATION |  | PRESSURE CLASS/RATING |  | BODY MATERIAL |  | DESIGN PRESSURE |  | TEMPERATURE RATING |  | OPERATED |  | TRIM |  | SOFTGOODS |  | HAZARD CLASS |  | CERTIFICATION/STANDARD |  | ADDITIONAL FEATURES EN
STP_009 | Data Enrichment | SCS |  | 2023-06-27 |  |  | 1322573 | 1322573 | VALVE;ABB,AS4J100-G24-Z72/75 | VALVE;MNFR:ABB,PTNO:AS4J100-G24-Z72/75 | VALVE | AS4J100-G24-Z72/75 | 3000014 | ABB | ABB | AS4J100-G24-Z72/75 | [18 empty] | VALVE | NO MODIFIER | TYPE |  | NOMINAL SIZE |  | END CONNECTION |  | CONFIGURATION |  | PRESSURE CLASS/RATING |  | BODY MATERIAL |  | DESIGN PRESSURE |  | TEMPERATURE RATING |  | OPERATED |  | TRIM |  | SOFTGOODS |  | HAZARD CLASS |  | CERTIFICATION/STANDARD |  | ADDITIONAL FEATURES EN
STP_009 | Data Enrichment | SCS |  | 2023-06-27 |  |  | 1322575 | 1322575 | VALVE;ABB,DDPC-1L-4-10-S | VALVE;MNFR:ABB,PTNO:DDPC-1L-4-10-S | VALVE | DDPC-1L-4-10-S | 3000014 | ABB | ABB | DDPC-1L-4-10-S | [18 empty] | VALVE | NO MODIFIER | TYPE |  | NOMINAL SIZE |  | END CONNECTION |  | CONFIGURATION |  | PRESSURE CLASS/RATING |  | BODY MATERIAL |  | DESIGN PRESSURE |  | TEMPERATURE RATING |  | OPERATED |  | TRIM |  | SOFTGOODS |  | HAZARD CLASS |  | CERTIFICATION/STANDARD |  | ADDITIONAL FEATURES EN
STP_009 | Data Enrichment | SCS |  | 2023-06-27 |  |  | 1274159 | 1274159 | VALVE;ABB,HP2-1155 4403 ITEM 20 | VALVE;MNFR:ABB,PTNO:HP2-1155 4403 ITEM 20 | VALVE | HP2-1155 4403 ITEM 20 | 3000014 | ABB | ABB | HP2-1155 4403 ITEM 20 | [18 empty] | VALVE | NO MODIFIER | TYPE |  | NOMINAL SIZE |  | END CONNECTION |  | CONFIGURATION |  | PRESSURE CLASS/RATING |  | BODY MATERIAL |  | DESIGN PRESSURE |  | TEMPERATURE RATING |  | OPERATED |  | TRIM |  | SOFTGOODS |  | HAZARD CLASS |  | CERTIFICATION/STANDARD |  | ADDITIONAL FEATURES EN
STP_009 | Data Enrichment | SCS |  | 2023-06-27 |  |  | 1274158 | 1274158 | VALVE;ABB,HP2-1155 4403 ITEM 22 | VALVE;MNFR:ABB,PTNO:HP2-1155 4403 ITEM 22 | VALVE | HP2-1155 4403 ITEM 22 | 3000014 | ABB | ABB | HP2-1155 4403 ITEM 22 | [18 empty] | VALVE | NO MODIFIER | TYPE |  | NOMINAL SIZE |  | END CONNECTION |  | CONFIGURATION |  | PRESSURE CLASS/RATING |  | BODY MATERIAL |  | DESIGN PRESSURE |  | TEMPERATURE RATING |  | OPERATED |  | TRIM |  | SOFTGOODS |  | HAZARD CLASS |  | CERTIFICATION/STANDARD |  | ADDITIONAL FEATURES EN
STP_009 | Data Enrichment | SCS |  | 2023-06-27 |  |  | 1324841 | 1324841 | VALVE;ABB,KH3-20S-L-114-16X-E-3000-KO | VALVE;MNFR:ABB,PTNO:KH3-20S-L-114-16X-E-3000-KO | VALVE | KH3-20S-L-114-16X-E-3000-KO | 3000014 | ABB | ABB | KH3-20S-L-114-16X-E-3000-KO | [18 empty] | VALVE | NO MODIFIER | TYPE |  | NOMINAL SIZE |  | END CONNECTION |  | CONFIGURATION |  | PRESSURE CLASS/RATING |  | BODY MATERIAL |  | DESIGN PRESSURE |  | TEMPERATURE RATING |  | OPERATED |  | TRIM |  | SOFTGOODS |  | HAZARD CLASS |  | CERTIFICATION/STANDARD |  | ADDITIONAL FEATURES EN
STP_009 | Data Enrichment | SCS |  | 2023-06-27 |  |  | 1220424 | 1220424 | VALVE;ABB,RKVG-16-Z2 | VALVE;MNFR:ABB,PTNO:RKVG-16-Z2 | VALVE | RKVG-16-Z2 | 3000014 | ABB | ABB | RKVG-16-Z2 | [18 empty] | VALVE | NO MODIFIER | TYPE |  | NOMINAL SIZE |  | END CONNECTION |  | CONFIGURATION |  | PRESSURE CLASS/RATING |  | BODY MATERIAL |  | DESIGN PRESSURE |  | TEMPERATURE RATING |  | OPERATED |  | TRIM |  | SOFTGOODS |  | HAZARD CLASS |  | CERTIFICATION/STANDARD |  | ADDITIONAL FEATURES EN
STP_009 | Data Enrichment | SCS |  | 2023-06-27 |  |  | 1324840 | 1324840 | VALVE;ABB,SIS60V-G24-HB8.5 | VALVE;MNFR:ABB,PTNO:SIS60V-G24-HB8.5 | VALVE | SIS60V-G24-HB8.5 | 3000014 | ABB | ABB | SIS60V-G24-HB8.5 | [18 empty] | VALVE | NO MODIFIER | TYPE |  | NOMINAL SIZE |  | END CONNECTION |  | CONFIGURATION |  | PRESSURE CLASS/RATING |  | BODY MATERIAL |  | DESIGN PRESSURE |  | TEMPERATURE RATING |  | OPERATED |  | TRIM |  | SOFTGOODS |  | HAZARD CLASS |  | CERTIFICATION/STANDARD |  | ADDITIONAL FEATURES EN
STP_009 | Data Enrichment | SCS |  | 2023-06-27 |  |  | 1324842 | 1324842 | VALVE;ABB,WRVCG-10 | VALVE;MNFR:ABB,PTNO:WRVCG-10 | VALVE | WRVCG-10 | 3000014 | ABB | ABB | WRVCG-10 | [18 empty] | VALVE | NO MODIFIER | TYPE |  | NOMINAL SIZE |  | END CONNECTION |  | CONFIGURATION |  | PRESSURE CLASS/RATING |  | BODY MATERIAL |  | DESIGN PRESSURE |  | TEMPERATURE RATING |  | OPERATED |  | TRIM |  | SOFTGOODS |  | HAZARD CLASS |  | CERTIFICATION/STANDARD |  | ADDITIONAL FEATURES EN
STP_009 | Data Enrichment | SCS |  | 2023-06-27 |  |  | 1216331 | 1216331 | VALVE;ASWP,DU.D68H300000 | VALVE;MNFR:AUSWEEP,PTNO:DU.D68H300000 | 01)AUSTRALIAN SWEEPER CORP P,01)DU.D68H300000,VALVE | DU.D68H300000 | 3000416 | AUSWEEP | AUSWEEP | DU.D68H300000 | [18 empty] | VALVE | NO MODIFIER | TYPE |  | NOMINAL SIZE |  | END CONNECTION |  | CONFIGURATION |  | PRESSURE CLASS/RATING |  | BODY MATERIAL |  | DESIGN PRESSURE |  | TEMPERATURE RATING |  | OPERATED |  | TRIM |  | SOFTGOODS |  | HAZARD CLASS |  | CERTIFICATION/STANDARD |  | ADDITIONAL FEATURES EN
STP_009 | Data Enrichment | SCS |  | 2023-06-27 |  |  | 1214742 | 1214742 | VALVE;ASWP,DU.D71D300000 | VALVE;MNFR:AUSWEEP,PTNO:DU.D71D300000 |  | DU.D71D300000 | 3000416 | AUSWEEP | AUSWEEP | DU.D71D300000 | [18 empty] | VALVE | NO MODIFIER | TYPE |  | NOMINAL SIZE |  | END CONNECTION |  | CONFIGURATION |  | PRESSURE CLASS/RATING |  | BODY MATERIAL |  | DESIGN PRESSURE |  | TEMPERATURE RATING |  | OPERATED |  | TRIM |  | SOFTGOODS |  | HAZARD CLASS |  | CERTIFICATION/STANDARD |  | ADDITIONAL FEATURES EN
STP_009 | Data Enrichment | SCS |  | 2023-06-27 |  |  | 1272782 | 1272782 | VALVE;BREX,4WE10E5X/EG24N9K4/M,SPOL,DIRC | VALVE;MNFR:BOSCH REXROTH,PTNO:4WE10E5X/EG24N9K4/M,ADDITIONAL FEATURES EN:SPOOL,DIRECTIONAL,R901278761 | 01)PRO-DRAULICS,01)4WE10E5X/EG24N9K4/M,VALVE,01)SPOOL,DIRECTIONAL,02)R901278761 | 4WE10E5X/EG24N9K4/M | 3000419 | BOSCH REXROTH | BOSCH REXROTH | 4WE10E5X/EG24N9K4/M | [18 empty] | VALVE | NO MODIFIER | TYPE |  | NOMINAL SIZE |  | END CONNECTION |  | CONFIGURATION |  | PRESSURE CLASS/RATING |  | BODY MATERIAL |  | DESIGN PRESSURE |  | TEMPERATURE RATING |  | OPERATED |  | TRIM |  | SOFTGOODS |  | HAZARD CLASS |  | CERTIFICATION/STANDARD |  | ADDITIONAL FEATURES EN | SPOOL,DIRECTIONAL,R901278761
STP_009 | Data Enrichment | SCS |  | 2023-06-27 |  |  | 1269743 | 1269743 | VALVE;BREX,5811221100,PNUEMATIC | VALVE;MNFR:BOSCH REXROTH,PTNO:5811221100,ADDITIONAL FEATURES EN:PNUEMATIC | 01)ISADRAULICS,01)5811221100,VALVE,01)PNUEMATIC | 5811221100 | 3000419 | BOSCH REXROTH | BOSCH REXROTH | 5811221100 | [18 empty] | VALVE | NO MODIFIER | TYPE |  | NOMINAL SIZE |  | END CONNECTION |  | CONFIGURATION |  | PRESSURE CLASS/RATING |  | BODY MATERIAL |  | DESIGN PRESSURE |  | TEMPERATURE RATING |  | OPERATED |  | TRIM |  | SOFTGOODS |  | HAZARD CLASS |  | CERTIFICATION/STANDARD |  | ADDITIONAL FEATURES EN | PNUEMATIC
STP_009 | Data Enrichment | SCS |  | 2023-06-27 |  |  | 1273218 | 1273218 | VALVE;BREX,R900420287,FLW CTRL | VALVE;MNFR:BOSCH REXROTH,PTNO:R900420287,ADDITIONAL FEATURES EN:FLOW CONTROL | 01)BOSCH REXROTH,01)R900420287 2FRM16-3X/100LB,01)PRO-DRAULICS,VALVE,01)FLOW CONTROL | R900420287 | 3000419 | BOSCH REXROTH | BOSCH REXROTH | R900420287 | [18 empty] | VALVE | NO MODIFIER | TYPE |  | NOMINAL SIZE |  | END CONNECTION |  | CONFIGURATION |  | PRESSURE CLASS/RATING |  | BODY MATERIAL |  | DESIGN PRESSURE |  | TEMPERATURE RATING |  | OPERATED |  | TRIM |  | SOFTGOODS |  | HAZARD CLASS |  | CERTIFICATION/STANDARD |  | ADDITIONAL FEATURES EN | FLOW CONTROL
STP_009 | Data Enrichment | SCS |  | 2023-06-27 |  |  | 1273217 | 1273217 | VALVE;BREX,R900423261,FLW CTRL | VALVE;MNFR:BOSCH REXROTH,PTNO:R900423261,ADDITIONAL FEATURES EN:FLOW CONTROL | 01)BOSCH REXROTH,01)R900423261 2FRM10-3X/50LB,01)PRO-DRAULICS,VALVE,01)FLOW CONTROL | R900423261 | 3000419 | BOSCH REXROTH | BOSCH REXROTH | R900423261 | [18 empty] | VALVE | NO MODIFIER | TYPE |  | NOMINAL SIZE |  | END CONNECTION |  | CONFIGURATION |  | PRESSURE CLASS/RATING |  | BODY MATERIAL |  | DESIGN PRESSURE |  | TEMPERATURE RATING |  | OPERATED |  | TRIM |  | SOFTGOODS |  | HAZARD CLASS |  | CERTIFICATION/STANDARD |  | ADDITIONAL FEATURES EN | FLOW CONTROL
STP_009 | Data Enrichment | SCS |  | 2023-06-27 |  |  | 1272783 | 1272783 | VALVE;BREX,ZDR10DP2-5*/210YM,PRESS,REDCG | VALVE;MNFR:BOSCH REXROTH,PTNO:ZDR10DP2-5*/210YM,ADDITIONAL FEATURES EN:PRESSURE,REDUCING,R940201576 | 01)PRO-DRAULICS,01)ZDR10DP2-5*/210YM,VALVE,01)PRESSURE,REDUCING,02)R940201576 | ZDR10DP2-5*/210YM | 3000419 | BOSCH REXROTH | BOSCH REXROTH | ZDR10DP2-5*/210YM | [18 empty] | VALVE | NO MODIFIER | TYPE |  | NOMINAL SIZE |  | END CONNECTION |  | CONFIGURATION |  | PRESSURE CLASS/RATING |  | BODY MATERIAL |  | DESIGN PRESSURE |  | TEMPERATURE RATING |  | OPERATED |  | TRIM |  | SOFTGOODS |  | HAZARD CLASS |  | CERTIFICATION/STANDARD |  | ADDITIONAL FEATURES EN | PRESSURE,REDUCING,R940201576
STP_009 | Data Enrichment | SCS |  | 2023-06-27 |  |  | 1214102 | 1214102 | VALVE;CUM,144897 | VALVE;MNFR:CUMMINS,PTNO:144897 | VALVE | 144897 | 3000018 | CUMMINS | CUMMINS | 144897 | [18 empty] | VALVE | NO MODIFIER | TYPE |  | NOMINAL SIZE |  | END CONNECTION |  | CONFIGURATION |  | PRESSURE CLASS/RATING |  | BODY MATERIAL |  | DESIGN PRESSURE |  | TEMPERATURE RATING |  | OPERATED |  | TRIM |  | SOFTGOODS |  | HAZARD CLASS |  | CERTIFICATION/STANDARD |  | ADDITIONAL FEATURES EN
STP_009 | Data Enrichment | SCS |  | 2023-06-27 |  |  | 1322530 | 1322530 | VALVE;CUM,3802355 | VALVE;MNFR:CUMMINS,PTNO:3802355 | VALVE | 3802355 | 3000018 | CUMMINS | CUMMINS | 3802355 | [18 empty] | VALVE | NO MODIFIER | TYPE |  | NOMINAL SIZE |  | END CONNECTION |  | CONFIGURATION |  | PRESSURE CLASS/RATING |  | BODY MATERIAL |  | DESIGN PRESSURE |  | TEMPERATURE RATING |  | OPERATED |  | TRIM |  | SOFTGOODS |  | HAZARD CLASS |  | CERTIFICATION/STANDARD |  | ADDITIONAL FEATURES EN
STP_009 | Data Enrichment | SCS |  | 2023-06-27 |  |  | 1250203 | 1250203 | VALVE;CUM,3936365 | VALVE;MNFR:CUMMINS,PTNO:3936365 | VALVE | 3936365 | 3000018 | CUMMINS | CUMMINS | 3936365 | [18 empty] | VALVE | NO MODIFIER | TYPE |  | NOMINAL SIZE |  | END CONNECTION |  | CONFIGURATION |  | PRESSURE CLASS/RATING |  | BODY MATERIAL |  | DESIGN PRESSURE |  | TEMPERATURE RATING |  | OPERATED |  | TRIM |  | SOFTGOODS |  | HAZARD CLASS |  | CERTIFICATION/STANDARD |  | ADDITIONAL FEATURES EN
STP_009 | Data Enrichment | SCS |  | 2023-06-27 |  |  | 1249935 | 1249935 | VALVE;CUM,AR-45632 | VALVE;MNFR:CUMMINS,PTNO:AR-45632 | VALVE | AR-45632 | 3000018 | CUMMINS | CUMMINS | AR-45632 | [18 empty] | VALVE | NO MODIFIER | TYPE |  | NOMINAL SIZE |  | END CONNECTION |  | CONFIGURATION |  | PRESSURE CLASS/RATING |  | BODY MATERIAL |  | DESIGN PRESSURE |  | TEMPERATURE RATING |  | OPERATED |  | TRIM |  | SOFTGOODS |  | HAZARD CLASS |  | CERTIFICATION/STANDARD |  | ADDITIONAL FEATURES EN
STP_009 | Data Enrichment | SCS |  | 2023-06-27 |  |  | 1269616 | 1269616 | VALVE;DANF,148B3767,SHUTOFF,DN250 RA STO | VALVE;MNFR:DANFOSS FLUID POWER (SAUERDANFOSS),PTNO:148B3767,ADDITIONAL FEATURES EN:SHUT OFF,DN250 RA STOP SVA-DH | 01)REFPRO PTY LTD,01)148B3767,VALVE,01)SHUT OFF,DN250 RA STOP SVA- | 148B3767 | 3000508 | DANFOSS FLUID POWER (SAUE | DANFOSS FLUID POWER (SAUERDANFOSS) | 148B3767 | [18 empty] | VALVE | NO MODIFIER | TYPE |  | NOMINAL SIZE |  | END CONNECTION |  | CONFIGURATION |  | PRESSURE CLASS/RATING |  | BODY MATERIAL |  | DESIGN PRESSURE |  | TEMPERATURE RATING |  | OPERATED |  | TRIM |  | SOFTGOODS |  | HAZARD CLASS |  | CERTIFICATION/STANDARD |  | ADDITIONAL FEATURES EN | SHUT OFF,DN250 RA STOP SVA-DH
STP_009 | Data Enrichment | SCS |  | 2023-06-27 |  |  | 1269617 | 1269617 | VALVE;DANF,148B3777,SHUTOFF,DN300 RA STO | VALVE;MNFR:DANFOSS FLUID POWER (SAUERDANFOSS),PTNO:148B3777,ADDITIONAL FEATURES EN:SHUT OFF,DN300 RA STOP SVA-DH | 01)REFPRO PTY LTD,01)148B3777,VALVE,01)SHUT OFF,DN300 RA STOP SVA- | 148B3777 | 3000508 | DANFOSS FLUID POWER (SAUE | DANFOSS FLUID POWER (SAUERDANFOSS) | 148B3777 | [18 empty] | VALVE | NO MODIFIER | TYPE |  | NOMINAL SIZE |  | END CONNECTION |  | CONFIGURATION |  | PRESSURE CLASS/RATING |  | BODY MATERIAL |  | DESIGN PRESSURE |  | TEMPERATURE RATING |  | OPERATED |  | TRIM |  | SOFTGOODS |  | HAZARD CLASS |  | CERTIFICATION/STANDARD |  | ADDITIONAL FEATURES EN | SHUT OFF,DN300 RA STOP SVA-DH
STP_009 | Data Enrichment | SCS |  | 2023-06-27 |  |  | 1269707 | 1269707 | VALVE;DANF,148B5920,SHUTOFF,DN80 RA STOP | VALVE;MNFR:DANFOSS FLUID POWER (SAUERDANFOSS),PTNO:148B5920,ADDITIONAL FEATURES EN:SHUT OFF,DN80 RA STOP SVA | 01)REFPRO PTY LTD,01)148B5920,VALVE,01)SHUT OFF,DN80 RA STOP SVA | 148B5920 | 3000508 | DANFOSS FLUID POWER (SAUE | DANFOSS FLUID POWER (SAUERDANFOSS) | 148B5920 | [18 empty] | VALVE | NO MODIFIER | TYPE |  | NOMINAL SIZE |  | END CONNECTION |  | CONFIGURATION |  | PRESSURE CLASS/RATING |  | BODY MATERIAL |  | DESIGN PRESSURE |  | TEMPERATURE RATING |  | OPERATED |  | TRIM |  | SOFTGOODS |  | HAZARD CLASS |  | CERTIFICATION/STANDARD |  | ADDITIONAL FEATURES EN | SHUT OFF,DN80 RA STOP SVA
STP_009 | Data Enrichment | SCS |  | 2023-06-27 |  |  | 1269618 | 1269618 | VALVE;DANF,148B5930,SHUTOFF,DN80 ST STOP | VALVE;MNFR:DANFOSS FLUID POWER (SAUERDANFOSS),PTNO:148B5930,ADDITIONAL FEATURES EN:SHUT OFF,DN80 ST STOP SVA | 01)REFPRO PTY LTD,01)148B5930,VALVE,01)SHUT OFF,DN80 ST STOP SVA | 148B5930 | 3000508 | DANFOSS FLUID POWER (SAUE | DANFOSS FLUID POWER (SAUERDANFOSS) | 148B5930 | [18 empty] | VALVE | NO MODIFIER | TYPE |  | NOMINAL SIZE |  | END CONNECTION |  | CONFIGURATION |  | PRESSURE CLASS/RATING |  | BODY MATERIAL |  | DESIGN PRESSURE |  | TEMPERATURE RATING |  | OPERATED |  | TRIM |  | SOFTGOODS |  | HAZARD CLASS |  | CERTIFICATION/STANDARD |  | ADDITIONAL FEATURES EN | SHUT OFF,DN80 ST STOP SVA
STP_009 | Data Enrichment | SCS |  | 2023-06-27 |  |  | 1269762 | 1269762 | VALVE;DANF,2701121,EXT TX,R134A TEN2 | VALVE;MNFR:DANFOSS FLUID POWER (SAUERDANFOSS),PTNO:2701121,ADDITIONAL FEATURES EN:EXT TX,R134A TEN2 | 01)ACTROL PARTS PTY LTD,01)2701121,VALVE,01)EXT TX,R134A TEN2 | 2701121 | 3000508 | DANFOSS FLUID POWER (SAUE | DANFOSS FLUID POWER (SAUERDANFOSS) | 2701121 | [18 empty] | VALVE | NO MODIFIER | TYPE |  | NOMINAL SIZE |  | END CONNECTION |  | CONFIGURATION |  | PRESSURE CLASS/RATING |  | BODY MATERIAL |  | DESIGN PRESSURE |  | TEMPERATURE RATING |  | OPERATED |  | TRIM |  | SOFTGOODS |  | HAZARD CLASS |  | CERTIFICATION/STANDARD |  | ADDITIONAL FEATURES EN | EXT TX,R134A TEN2
STP_009 | Data Enrichment | SCS |  | 2023-06-27 |  |  | 1276424 | 1276424 | VALVE;DETR,9060921210,OVFLW | VALVE;MNFR:DETROIT DIESEL CORP,PTNO:9060921210,ADDITIONAL FEATURES EN:OVERFLOW | 01)PENSKE POWER SYSTEMS,01)DE-9060921210,VALVE,01)OVERFLOW | 9060921210 | 3000480 | DETROIT DIESEL CORP | DETROIT DIESEL CORP | 9060921210 | [18 empty] | VALVE | NO MODIFIER | TYPE |  | NOMINAL SIZE |  | END CONNECTION |  | CONFIGURATION |  | PRESSURE CLASS/RATING |  | BODY MATERIAL |  | DESIGN PRESSURE |  | TEMPERATURE RATING |  | OPERATED |  | TRIM |  | SOFTGOODS |  | HAZARD CLASS |  | CERTIFICATION/STANDARD |  | ADDITIONAL FEATURES EN | OVERFLOW
STP_009 | Data Enrichment | SCS |  | 2023-06-27 |  |  | 1252863 | 1252863 | VALVE;DIEC,2R.831699 | VALVE;MNFR:DIECI,PTNO:2R.831699,ADDITIONAL FEATURES EN:COIL | VALVE,01)COIL | 2R.831699 | 3000511 | DIECI | DIECI | 2R.831699 | [18 empty] | VALVE | NO MODIFIER | TYPE |  | NOMINAL SIZE |  | END CONNECTION |  | CONFIGURATION |  | PRESSURE CLASS/RATING |  | BODY MATERIAL |  | DESIGN PRESSURE |  | TEMPERATURE RATING |  | OPERATED |  | TRIM |  | SOFTGOODS |  | HAZARD CLASS |  | CERTIFICATION/STANDARD |  | ADDITIONAL FEATURES EN | COIL
STP_009 | Data Enrichment | SCS |  | 2023-06-27 |  |  | 1333469 | 1333469 | VALVE;DIEC,BHE1249 | VALVE;MNFR:DIECI,PTNO:BHE1249,ADDITIONAL FEATURES EN:BLOCKING | VALVE,01)BLOCKING | BHE1249 | 3000511 | DIECI | DIECI | BHE1249 | [18 empty] | VALVE | NO MODIFIER | TYPE |  | NOMINAL SIZE |  | END CONNECTION |  | CONFIGURATION |  | PRESSURE CLASS/RATING |  | BODY MATERIAL |  | DESIGN PRESSURE |  | TEMPERATURE RATING |  | OPERATED |  | TRIM |  | SOFTGOODS |  | HAZARD CLASS |  | CERTIFICATION/STANDARD |  | ADDITIONAL FEATURES EN | BLOCKING
STP_009 | Data Enrichment | SCS |  | 2023-06-27 |  |  | 1333292 | 1333292 | VALVE;DIEC,BHE2114 | VALVE;MNFR:DIECI,PTNO:BHE2114,ADDITIONAL FEATURES EN:PRIORITY | VALVE,01)PRIORITY | BHE2114 | 3000511 | DIECI | DIECI | BHE2114 | [18 empty] | VALVE | NO MODIFIER | TYPE |  | NOMINAL SIZE |  | END CONNECTION |  | CONFIGURATION |  | PRESSURE CLASS/RATING |  | BODY MATERIAL |  | DESIGN PRESSURE |  | TEMPERATURE RATING |  | OPERATED |  | TRIM |  | SOFTGOODS |  | HAZARD CLASS |  | CERTIFICATION/STANDARD |  | ADDITIONAL FEATURES EN | PRIORITY
STP_009 | Data Enrichment | SCS |  | 2023-06-27 |  |  | 1333569 | 1333569 | VALVE;DIEC,BHF2111 | VALVE;MNFR:DIECI,PTNO:BHF2111,ADDITIONAL FEATURES EN:LOAD SENSING | VALVE,01)LOAD SENSING | BHF2111 | 3000511 | DIECI | DIECI | BHF2111 | [18 empty] | VALVE | NO MODIFIER | TYPE |  | NOMINAL SIZE |  | END CONNECTION |  | CONFIGURATION |  | PRESSURE CLASS/RATING |  | BODY MATERIAL |  | DESIGN PRESSURE |  | TEMPERATURE RATING |  | OPERATED |  | TRIM |  | SOFTGOODS |  | HAZARD CLASS |  | CERTIFICATION/STANDARD |  | ADDITIONAL FEATURES EN | LOAD SENSING
STP_009 | Data Enrichment | SCS |  | 2023-06-27 |  |  | 1269077 | 1269077 | VALVE;DRAG,R33932,INHALATION,SEAT,FACEPI | VALVE;MNFR:DRAEGER,PTNO:R33932,ADDITIONAL FEATURES EN:INHALATION,SEAT,FACEPIECE,4 PK | 01)ALLIANCE SAFETY EQUIPMENT,01)R33932,VALVE,01)INHALATION,SEAT,FACEPIECE,4 | R33932 | 3000423 | DRAEGER | DRAEGER | R33932 | [18 empty] | VALVE | NO MODIFIER | TYPE |  | NOMINAL SIZE |  | END CONNECTION |  | CONFIGURATION |  | PRESSURE CLASS/RATING |  | BODY MATERIAL |  | DESIGN PRESSURE |  | TEMPERATURE RATING |  | OPERATED |  | TRIM |  | SOFTGOODS |  | HAZARD CLASS |  | CERTIFICATION/STANDARD |  | ADDITIONAL FEATURES EN | INHALATION,SEAT,FACEPIECE,4 PK
STP_009 | Data Enrichment | SCS |  | 2023-06-27 |  |  | 1269078 | 1269078 | VALVE;DRAG,R33933,EXHALATION,SEAT | VALVE;MNFR:DRAEGER,PTNO:R33933,ADDITIONAL FEATURES EN:EXHALATION,SEAT | 01)ALLIANCE SAFETY EQUIPMENT,01)R33933,VALVE,01)EXHALATION,SEAT | R33933 | 3000423 | DRAEGER | DRAEGER | R33933 | [18 empty] | VALVE | NO MODIFIER | TYPE |  | NOMINAL SIZE |  | END CONNECTION |  | CONFIGURATION |  | PRESSURE CLASS/RATING |  | BODY MATERIAL |  | DESIGN PRESSURE |  | TEMPERATURE RATING |  | OPERATED |  | TRIM |  | SOFTGOODS |  | HAZARD CLASS |  | CERTIFICATION/STANDARD |  | ADDITIONAL FEATURES EN | EXHALATION,SEAT
STP_009 | Data Enrichment | SCS |  | 2023-06-27 |  |  | 1217135 | 1217135 | VALVE;DRVT,HLS3M,ASSY,MNFLD,TEFLON PACKI | VALVE;MNFR:DRIVETRAIN,PTNO:HLS3M,ADDITIONAL FEATURES EN:ASSY,MANIFOLD,TEFLON PACKING | 01)DRIVETRAIN AUSTRALIA,01)HLS3M,VALVE,01)ASSY,MANIFOLD,TEFLON PACKIN | HLS3M | 3000461 | DRIVETRAIN | DRIVETRAIN | HLS3M | [18 empty] | VALVE | NO MODIFIER | TYPE |  | NOMINAL SIZE |  | END CONNECTION |  | CONFIGURATION |  | PRESSURE CLASS/RATING |  | BODY MATERIAL |  | DESIGN PRESSURE |  | TEMPERATURE RATING |  | OPERATED |  | TRIM |  | SOFTGOODS |  | HAZARD CLASS |  | CERTIFICATION/STANDARD |  | ADDITIONAL FEATURES EN | ASSY,MANIFOLD,TEFLON PACKING
STP_009 | Data Enrichment | SCS |  | 2023-06-27 |  |  | 1213058 | 1213058 | VALVE;DRVT,IFI00094,3 WAY,2 POS | VALVE;MNFR:DRIVETRAIN,PTNO:IFI00094,ADDITIONAL FEATURES EN:3 WAY,2 POS | 01)DRIVETRAIN AUSTRALIA,01)IFI00094,VALVE,01)3 WAY,2 POS | IFI00094 | 3000461 | DRIVETRAIN | DRIVETRAIN | IFI00094 | [18 empty] | VALVE | NO MODIFIER | TYPE |  | NOMINAL SIZE |  | END CONNECTION |  | CONFIGURATION |  | PRESSURE CLASS/RATING |  | BODY MATERIAL |  | DESIGN PRESSURE |  | TEMPERATURE RATING |  | OPERATED |  | TRIM |  | SOFTGOODS |  | HAZARD CLASS |  | CERTIFICATION/STANDARD |  | ADDITIONAL FEATURES EN | 3 WAY,2 POS
STP_009 | Data Enrichment | SCS |  | 2023-06-27 |  |  | 1213078 | 1213078 | VALVE;DRVT,IFI00477,CHRG | VALVE;MNFR:DRIVETRAIN,PTNO:IFI00477,ADDITIONAL FEATURES EN:CHARGE | 01)DRIVETRAIN AUSTRALIA,01)IFI00477,VALVE,01)CHARGE | IFI00477 | 3000461 | DRIVETRAIN | DRIVETRAIN | IFI00477 | [18 empty] | VALVE | NO MODIFIER | TYPE |  | NOMINAL SIZE |  | END CONNECTION |  | CONFIGURATION |  | PRESSURE CLASS/RATING |  | BODY MATERIAL |  | DESIGN PRESSURE |  | TEMPERATURE RATING |  | OPERATED |  | TRIM |  | SOFTGOODS |  | HAZARD CLASS |  | CERTIFICATION/STANDARD |  | ADDITIONAL FEATURES EN | CHARGE
STP_009 | Data Enrichment | SCS |  | 2023-06-27 |  |  | 1276040 | 1276040 | VALVE;DRVT,IFI23336 | VALVE;MNFR:DRIVETRAIN,PTNO:IFI23336 | 01)DRIVETRAIN,01)IFI23336,VALVE | IFI23336 | 3000461 | DRIVETRAIN | DRIVETRAIN | IFI23336 | [18 empty] | VALVE | NO MODIFIER | TYPE |  | NOMINAL SIZE |  | END CONNECTION |  | CONFIGURATION |  | PRESSURE CLASS/RATING |  | BODY MATERIAL |  | DESIGN PRESSURE |  | TEMPERATURE RATING |  | OPERATED |  | TRIM |  | SOFTGOODS |  | HAZARD CLASS |  | CERTIFICATION/STANDARD |  | ADDITIONAL FEATURES EN
STP_009 | Data Enrichment | SCS |  | 2023-06-27 |  |  | 1211069 | 1211069 | VALVE;DRVT,IFI23660 | VALVE;MNFR:DRIVETRAIN,PTNO:IFI23660 | 01)DRIVETRAIN,01)IFI23660,VALVE | IFI23660 | 3000461 | DRIVETRAIN | DRIVETRAIN | IFI23660 | [18 empty] | VALVE | NO MODIFIER | TYPE |  | NOMINAL SIZE |  | END CONNECTION |  | CONFIGURATION |  | PRESSURE CLASS/RATING |  | BODY MATERIAL |  | DESIGN PRESSURE |  | TEMPERATURE RATING |  | OPERATED |  | TRIM |  | SOFTGOODS |  | HAZARD CLASS |  | CERTIFICATION/STANDARD |  | ADDITIONAL FEATURES EN
STP_009 | Data Enrichment | SCS |  | 2023-06-27 |  |  | 1211070 | 1211070 | VALVE;DRVT,IFI28090 | VALVE;MNFR:DRIVETRAIN,PTNO:IFI28090 | 01)DRIVETRAIN,01)IFI28090,VALVE | IFI28090 | 3000461 | DRIVETRAIN | DRIVETRAIN | IFI28090 | [18 empty] | VALVE | NO MODIFIER | TYPE |  | NOMINAL SIZE |  | END CONNECTION |  | CONFIGURATION |  | PRESSURE CLASS/RATING |  | BODY MATERIAL |  | DESIGN PRESSURE |  | TEMPERATURE RATING |  | OPERATED |  | TRIM |  | SOFTGOODS |  | HAZARD CLASS |  | CERTIFICATION/STANDARD |  | ADDITIONAL FEATURES EN
STP_009 | Data Enrichment | SCS |  | 2023-06-27 |  |  | 1213466 | 1213466 | VALVE;DRVT,IFI32078,PRESSRDCNG | VALVE;MNFR:DRIVETRAIN,PTNO:IFI32078,ADDITIONAL FEATURES EN:PRESSURE REDUCING |  | IFI32078 | 3000461 | DRIVETRAIN | DRIVETRAIN | IFI32078 | [18 empty] | VALVE | NO MODIFIER | TYPE |  | NOMINAL SIZE |  | END CONNECTION |  | CONFIGURATION |  | PRESSURE CLASS/RATING |  | BODY MATERIAL |  | DESIGN PRESSURE |  | TEMPERATURE RATING |  | OPERATED |  | TRIM |  | SOFTGOODS |  | HAZARD CLASS |  | CERTIFICATION/STANDARD |  | ADDITIONAL FEATURES EN | PRESSURE REDUCING
STP_009 | Data Enrichment | SCS |  | 2023-06-27 |  |  | 1213468 | 1213468 | VALVE;DRVT,IFI32082,PRESSRDCNG | VALVE;MNFR:DRIVETRAIN,PTNO:IFI32082,ADDITIONAL FEATURES EN:PRESSURE REDUCING |  | IFI32082 | 3000461 | DRIVETRAIN | DRIVETRAIN | IFI32082 | [18 empty] | VALVE | NO MODIFIER | TYPE |  | NOMINAL SIZE |  | END CONNECTION |  | CONFIGURATION |  | PRESSURE CLASS/RATING |  | BODY MATERIAL |  | DESIGN PRESSURE |  | TEMPERATURE RATING |  | OPERATED |  | TRIM |  | SOFTGOODS |  | HAZARD CLASS |  | CERTIFICATION/STANDARD |  | ADDITIONAL FEATURES EN | PRESSURE REDUCING
STP_009 | Data Enrichment | SCS |  | 2023-06-27 |  |  | 1276152 | 1276152 | VALVE;EPM,9007143 | VALVE;MNFR:EMERSON PROCESS MANAGEMENT,PTNO:9007143 | 01)EMERSON AUTOMATION SOLUTI,01)9007143,VALVE | 9007143 | 3000268 | EMERSON PROCESS MANAGEMEN | EMERSON PROCESS MANAGEMENT | 9007143 | [18 empty] | VALVE | NO MODIFIER | TYPE |  | NOMINAL SIZE |  | END CONNECTION |  | CONFIGURATION |  | PRESSURE CLASS/RATING |  | BODY MATERIAL |  | DESIGN PRESSURE |  | TEMPERATURE RATING |  | OPERATED |  | TRIM |  | SOFTGOODS |  | HAZARD CLASS |  | CERTIFICATION/STANDARD |  | ADDITIONAL FEATURES EN
STP_009 | Data Enrichment | SCS |  | 2023-06-27 |  |  | 1242853 | 1242853 | VALVE;FUR,3128253802,SAFTY | VALVE;MNFR:FURUKAWA,PTNO:3128253802,ADDITIONAL FEATURES EN:SAFETY | VALVE,01)SAFETY,01)SECURITE | 3128253802 | 3000022 | FURUKAWA | FURUKAWA | 3128253802 | [18 empty] | VALVE | NO MODIFIER | TYPE |  | NOMINAL SIZE |  | END CONNECTION |  | CONFIGURATION |  | PRESSURE CLASS/RATING |  | BODY MATERIAL |  | DESIGN PRESSURE |  | TEMPERATURE RATING |  | OPERATED |  | TRIM |  | SOFTGOODS |  | HAZARD CLASS |  | CERTIFICATION/STANDARD |  | ADDITIONAL FEATURES EN | SAFETY
STP_009 | Data Enrichment | SCS |  | 2023-06-27 |  |  | 1274264 | 1274264 | VALVE;HYDA,632865,SCHRADER | VALVE;MNFR:HYDAC,PTNO:632865,ADDITIONAL FEATURES EN:SCHRADER,GASVENTILEINSATZ NBR | 01)HYDAC,01)632865,VALVE,01)SCHRADER,02)GASVENTILEINSATZ NBR | 632865 | 3000292 | HYDAC | HYDAC | 632865 | [18 empty] | VALVE | NO MODIFIER | TYPE |  | NOMINAL SIZE |  | END CONNECTION |  | CONFIGURATION |  | PRESSURE CLASS/RATING |  | BODY MATERIAL |  | DESIGN PRESSURE |  | TEMPERATURE RATING |  | OPERATED |  | TRIM |  | SOFTGOODS |  | HAZARD CLASS |  | CERTIFICATION/STANDARD |  | ADDITIONAL FEATURES EN | SCHRADER,GASVENTILEINSATZ NBR
STP_009 | Data Enrichment | SCS |  | 2023-06-27 |  |  | 1268628 | 1268628 | VALVE;LINC,01-272722,SAFETY UNLOADER | VALVE;MNFR:LINCOLN,PTNO:01-272722,ADDITIONAL FEATURES EN:SAFETY UNLOADER DC & AC PUMPS | 01)ISADRAULICS,01)01-272722,VALVE,01)SAFETY UNLOADER DC & AC | 01-272722 | 3000550 | LINCOLN | LINCOLN | 01-272722 | [18 empty] | VALVE | NO MODIFIER | TYPE |  | NOMINAL SIZE |  | END CONNECTION |  | CONFIGURATION |  | PRESSURE CLASS/RATING |  | BODY MATERIAL |  | DESIGN PRESSURE |  | TEMPERATURE RATING |  | OPERATED |  | TRIM |  | SOFTGOODS |  | HAZARD CLASS |  | CERTIFICATION/STANDARD |  | ADDITIONAL FEATURES EN | SAFETY UNLOADER DC & AC PUMPS
STP_009 | Data Enrichment | SCS |  | 2023-06-27 |  |  | 1269779 | 1269779 | VALVE;PRKH,4M4A-B6LJ2-V-SS-S,BYPASS,1/4 | VALVE;MNFR:PARKER HANNIFIN,PTNO:4M4A-B6LJ2-V-SS-S,ADDITIONAL FEATURES EN:BYPASS,1/4 IN | 01)ISADRAULICS,01)4M4A-B6LJ2-V-SS-S,VALVE,01)BYPASS,1/4 IN | 4M4A-B6LJ2-V-SS-S | 3000331 | PARKER HANNIFIN | PARKER HANNIFIN | 4M4A-B6LJ2-V-SS-S | [18 empty] | VALVE | NO MODIFIER | TYPE |  | NOMINAL SIZE |  | END CONNECTION |  | CONFIGURATION |  | PRESSURE CLASS/RATING |  | BODY MATERIAL |  | DESIGN PRESSURE |  | TEMPERATURE RATING |  | OPERATED |  | TRIM |  | SOFTGOODS |  | HAZARD CLASS |  | CERTIFICATION/STANDARD |  | ADDITIONAL FEATURES EN | BYPASS,1/4 IN
STP_009 | Data Enrichment | SCS |  | 2023-06-27 |  |  | 1273671 | 1273671 | VALVE;PRKH,FBE01HC0NJW3,1 FOR QD4 ATBLOB | VALVE;MNFR:PARKER HANNIFIN,PTNO:FBE01HC0NJW3,ADDITIONAL FEATURES EN:1 FOR QD4 ATBLOB | 01)ENZED MOUNT ISA,01)D1FBE01HC0NJW3,VALVE,01)1 FOR QD4 ATBLOB | FBE01HC0NJW3 | 3000331 | PARKER HANNIFIN | PARKER HANNIFIN | FBE01HC0NJW3 | [18 empty] | VALVE | NO MODIFIER | TYPE |  | NOMINAL SIZE |  | END CONNECTION |  | CONFIGURATION |  | PRESSURE CLASS/RATING |  | BODY MATERIAL |  | DESIGN PRESSURE |  | TEMPERATURE RATING |  | OPERATED |  | TRIM |  | SOFTGOODS |  | HAZARD CLASS |  | CERTIFICATION/STANDARD |  | ADDITIONAL FEATURES EN | 1 FOR QD4 ATBLOB
STP_009 | Data Enrichment | SCS |  | 2023-06-27 |  |  | 1276314 | 1276314 | VALVE;PRKH,P-DF-1200-PK,FVALVE 1200 | VALVE;MNFR:PARKER HANNIFIN,PTNO:P-DF-1200-PK,ADDITIONAL FEATURES EN:FVALVE 1200 | 01)ENZED MOUNT ISA(RKM INVES,01)ENZ-DF-1200-PK,VALVE,01)FVALVE 1200 | P-DF-1200-PK | 3000331 | PARKER HANNIFIN | PARKER HANNIFIN | P-DF-1200-PK | [18 empty] | VALVE | NO MODIFIER | TYPE |  | NOMINAL SIZE |  | END CONNECTION |  | CONFIGURATION |  | PRESSURE CLASS/RATING |  | BODY MATERIAL |  | DESIGN PRESSURE |  | TEMPERATURE RATING |  | OPERATED |  | TRIM |  | SOFTGOODS |  | HAZARD CLASS |  | CERTIFICATION/STANDARD |  | ADDITIONAL FEATURES EN | FVALVE 1200
STP_009 | Data Enrichment | SCS |  | 2023-06-27 |  |  | 1254394 | 1254394 | VALVE;PRKH,P-DF-200-PK,FVALVE 200 | VALVE;MNFR:PARKER HANNIFIN,PTNO:P-DF-200-PK,ADDITIONAL FEATURES EN:FVALVE 200 | 01)ENZED MOUNT ISA(RKM INVES,01)ENZ-DF-200-PK,VALVE,01)FVALVE 200 | P-DF-200-PK | 3000331 | PARKER HANNIFIN | PARKER HANNIFIN | P-DF-200-PK | [18 empty] | VALVE | NO MODIFIER | TYPE |  | NOMINAL SIZE |  | END CONNECTION |  | CONFIGURATION |  | PRESSURE CLASS/RATING |  | BODY MATERIAL |  | DESIGN PRESSURE |  | TEMPERATURE RATING |  | OPERATED |  | TRIM |  | SOFTGOODS |  | HAZARD CLASS |  | CERTIFICATION/STANDARD |  | ADDITIONAL FEATURES EN | FVALVE 200
STP_009 | Data Enrichment | SCS |  | 2023-06-27 |  |  | 1254395 | 1254395 | VALVE;PRKH,P-DF-400-PK,FVALVE 400 | VALVE;MNFR:PARKER HANNIFIN,PTNO:P-DF-400-PK,ADDITIONAL FEATURES EN:FVALVE 400 | 01)ENZED MOUNT ISA(RKM INVES,01)ENZ-DF-400-PK,VALVE,01)FVALVE 400 | P-DF-400-PK | 3000331 | PARKER HANNIFIN | PARKER HANNIFIN | P-DF-400-PK | [18 empty] | VALVE | NO MODIFIER | TYPE |  | NOMINAL SIZE |  | END CONNECTION |  | CONFIGURATION |  | PRESSURE CLASS/RATING |  | BODY MATERIAL |  | DESIGN PRESSURE |  | TEMPERATURE RATING |  | OPERATED |  | TRIM |  | SOFTGOODS |  | HAZARD CLASS |  | CERTIFICATION/STANDARD |  | ADDITIONAL FEATURES EN | FVALVE 400
STP_009 | Data Enrichment | SCS |  | 2023-06-27 |  |  | 1275714 | 1275714 | VALVE;PRKH,P-DF-600-PK,FVALVE 600 | VALVE;MNFR:PARKER HANNIFIN,PTNO:P-DF-600-PK,ADDITIONAL FEATURES EN:FVALVE 600 | 01)ENZED MOUNT ISA(RKM INVES,01)ENZ-DF-600-PK,VALVE,01)FVALVE 600 | P-DF-600-PK | 3000331 | PARKER HANNIFIN | PARKER HANNIFIN | P-DF-600-PK | [18 empty] | VALVE | NO MODIFIER | TYPE |  | NOMINAL SIZE |  | END CONNECTION |  | CONFIGURATION |  | PRESSURE CLASS/RATING |  | BODY MATERIAL |  | DESIGN PRESSURE |  | TEMPERATURE RATING |  | OPERATED |  | TRIM |  | SOFTGOODS |  | HAZARD CLASS |  | CERTIFICATION/STANDARD |  | ADDITIONAL FEATURES EN | FVALVE 600
STP_009 | Data Enrichment | SCS |  | 2023-06-27 |  |  | 1254396 | 1254396 | VALVE;PRKH,P-DF-800-PK,FVALVE 800 | VALVE;MNFR:PARKER HANNIFIN,PTNO:P-DF-800-PK,ADDITIONAL FEATURES EN:FVALVE 800 | 01)ENZED MOUNT ISA(RKM INVES,01)ENZ-DF-800-PK,VALVE,01)FVALVE 800 | P-DF-800-PK | 3000331 | PARKER HANNIFIN | PARKER HANNIFIN | P-DF-800-PK | [18 empty] | VALVE | NO MODIFIER | TYPE |  | NOMINAL SIZE |  | END CONNECTION |  | CONFIGURATION |  | PRESSURE CLASS/RATING |  | BODY MATERIAL |  | DESIGN PRESSURE |  | TEMPERATURE RATING |  | OPERATED |  | TRIM |  | SOFTGOODS |  | HAZARD CLASS |  | CERTIFICATION/STANDARD |  | ADDITIONAL FEATURES EN | FVALVE 800
STP_009 | Data Enrichment | SCS |  | 2023-06-27 |  |  | 1276313 | 1276313 | VALVE;PRKH,P-DN-1200-PK,NVALVE 1200 | VALVE;MNFR:PARKER HANNIFIN,PTNO:P-DN-1200-PK,ADDITIONAL FEATURES EN:NVALVE 1200 | 01)ENZED MOUNT ISA(RKM INVES,01)ENZ-DN-1200-PK,VALVE,01)NVALVE 1200 | P-DN-1200-PK | 3000331 | PARKER HANNIFIN | PARKER HANNIFIN | P-DN-1200-PK | [18 empty] | VALVE | NO MODIFIER | TYPE |  | NOMINAL SIZE |  | END CONNECTION |  | CONFIGURATION |  | PRESSURE CLASS/RATING |  | BODY MATERIAL |  | DESIGN PRESSURE |  | TEMPERATURE RATING |  | OPERATED |  | TRIM |  | SOFTGOODS |  | HAZARD CLASS |  | CERTIFICATION/STANDARD |  | ADDITIONAL FEATURES EN | NVALVE 1200
STP_009 | Data Enrichment | SCS |  | 2023-06-27 |  |  | 1254393 | 1254393 | VALVE;PRKH,P-DN-1600-PK,NVALVE 1600 | VALVE;MNFR:PARKER HANNIFIN,PTNO:P-DN-1600-PK,ADDITIONAL FEATURES EN:NVALVE 1600 | 01)ENZED MOUNT ISA(RKM INVES,01)ENZ-DN-1600-PK,VALVE,01)NVALVE 1600 | P-DN-1600-PK | 3000331 | PARKER HANNIFIN | PARKER HANNIFIN | P-DN-1600-PK | [18 empty] | VALVE | NO MODIFIER | TYPE |  | NOMINAL SIZE |  | END CONNECTION |  | CONFIGURATION |  | PRESSURE CLASS/RATING |  | BODY MATERIAL |  | DESIGN PRESSURE |  | TEMPERATURE RATING |  | OPERATED |  | TRIM |  | SOFTGOODS |  | HAZARD CLASS |  | CERTIFICATION/STANDARD |  | ADDITIONAL FEATURES EN | NVALVE 1600
STP_009 | Data Enrichment | SCS |  | 2023-06-27 |  |  | 1254390 | 1254390 | VALVE;PRKH,P-DN-200-PK,NVALVE 200 | VALVE;MNFR:PARKER HANNIFIN,PTNO:P-DN-200-PK,ADDITIONAL FEATURES EN:NVALVE 200 | 01)ENZED MOUNT ISA(RKM INVES,01)ENZ-DN-200-PK,VALVE,01)NVALVE 200 | P-DN-200-PK | 3000331 | PARKER HANNIFIN | PARKER HANNIFIN | P-DN-200-PK | [18 empty] | VALVE | NO MODIFIER | TYPE |  | NOMINAL SIZE |  | END CONNECTION |  | CONFIGURATION |  | PRESSURE CLASS/RATING |  | BODY MATERIAL |  | DESIGN PRESSURE |  | TEMPERATURE RATING |  | OPERATED |  | TRIM |  | SOFTGOODS |  | HAZARD CLASS |  | CERTIFICATION/STANDARD |  | ADDITIONAL FEATURES EN | NVALVE 200
STP_009 | Data Enrichment | SCS |  | 2023-06-27 |  |  | 1254391 | 1254391 | VALVE;PRKH,P-DN-400-PK,NVALVE 400 | VALVE;MNFR:PARKER HANNIFIN,PTNO:P-DN-400-PK,ADDITIONAL FEATURES EN:NVALVE 400 | 01)ENZED MOUNT ISA(RKM INVES,01)ENZ-DN-400-PK,VALVE,01)NVALVE 400 | P-DN-400-PK | 3000331 | PARKER HANNIFIN | PARKER HANNIFIN | P-DN-400-PK | [18 empty] | VALVE | NO MODIFIER | TYPE |  | NOMINAL SIZE |  | END CONNECTION |  | CONFIGURATION |  | PRESSURE CLASS/RATING |  | BODY MATERIAL |  | DESIGN PRESSURE |  | TEMPERATURE RATING |  | OPERATED |  | TRIM |  | SOFTGOODS |  | HAZARD CLASS |  | CERTIFICATION/STANDARD |  | ADDITIONAL FEATURES EN | NVALVE 400
STP_009 | Data Enrichment | SCS |  | 2023-06-27 |  |  | 1275715 | 1275715 | VALVE;PRKH,P-DN-600-PK,NVALVE 600 | VALVE;MNFR:PARKER HANNIFIN,PTNO:P-DN-600-PK,ADDITIONAL FEATURES EN:NVALVE 600 | 01)ENZED MOUNT ISA(RKM INVES,01)ENZ-DN-600-PK,VALVE,01)NVALVE 600 | P-DN-600-PK | 3000331 | PARKER HANNIFIN | PARKER HANNIFIN | P-DN-600-PK | [18 empty] | VALVE | NO MODIFIER | TYPE |  | NOMINAL SIZE |  | END CONNECTION |  | CONFIGURATION |  | PRESSURE CLASS/RATING |  | BODY MATERIAL |  | DESIGN PRESSURE |  | TEMPERATURE RATING |  | OPERATED |  | TRIM |  | SOFTGOODS |  | HAZARD CLASS |  | CERTIFICATION/STANDARD |  | ADDITIONAL FEATURES EN | NVALVE 600
STP_009 | Data Enrichment | SCS |  | 2023-06-27 |  |  | 1254392 | 1254392 | VALVE;PRKH,P-DN-800-PK,NVALVE 800 | VALVE;MNFR:PARKER HANNIFIN,PTNO:P-DN-800-PK,ADDITIONAL FEATURES EN:NVALVE 800 | 01)ENZED MOUNT ISA(RKM INVES,01)ENZ-DN-800-PK,VALVE,01)NVALVE 800 | P-DN-800-PK | 3000331 | PARKER HANNIFIN | PARKER HANNIFIN | P-DN-800-PK | [18 empty] | VALVE | NO MODIFIER | TYPE |  | NOMINAL SIZE |  | END CONNECTION |  | CONFIGURATION |  | PRESSURE CLASS/RATING |  | BODY MATERIAL |  | DESIGN PRESSURE |  | TEMPERATURE RATING |  | OPERATED |  | TRIM |  | SOFTGOODS |  | HAZARD CLASS |  | CERTIFICATION/STANDARD |  | ADDITIONAL FEATURES EN | NVALVE 800
STP_009 | Data Enrichment | SCS |  | 2023-06-27 |  |  | 1273835 | 1273835 | VALVE;PRKH,S23-11966,SLEW HPU SHUTTLE | VALVE;MNFR:PARKER HANNIFIN,PTNO:S23-11966,ADDITIONAL FEATURES EN:SLEW HPU SHUTTLE | 01)ISADRAULICS,01)S23-11966,VALVE,01)SLEW HPU SHUTTLE | S23-11966 | 3000331 | PARKER HANNIFIN | PARKER HANNIFIN | S23-11966 | [18 empty] | VALVE | NO MODIFIER | TYPE |  | NOMINAL SIZE |  | END CONNECTION |  | CONFIGURATION |  | PRESSURE CLASS/RATING |  | BODY MATERIAL |  | DESIGN PRESSURE |  | TEMPERATURE RATING |  | OPERATED |  | TRIM |  | SOFTGOODS |  | HAZARD CLASS |  | CERTIFICATION/STANDARD |  | ADDITIONAL FEATURES EN | SLEW HPU SHUTTLE
STP_009 | Data Enrichment | SCS |  | 2023-06-27 |  |  | 1269844 | 1269844 | VALVE;PRKH,S-5 TS98-3027,PROP PRESS | VALVE;MNFR:PARKER HANNIFIN,PTNO:S-5 TS98-3027,ADDITIONAL FEATURES EN:PROP PRESS | 01)ISADRAULICS,01)S-5 TS98-3027,VALVE,01)PROP PRESS | S-5 TS98-3027 | 3000331 | PARKER HANNIFIN | PARKER HANNIFIN | S-5 TS98-3027 | [18 empty] | VALVE | NO MODIFIER | TYPE |  | NOMINAL SIZE |  | END CONNECTION |  | CONFIGURATION |  | PRESSURE CLASS/RATING |  | BODY MATERIAL |  | DESIGN PRESSURE |  | TEMPERATURE RATING |  | OPERATED |  | TRIM |  | SOFTGOODS |  | HAZARD CLASS |  | CERTIFICATION/STANDARD |  | ADDITIONAL FEATURES EN | PROP PRESS
STP_009 | Data Enrichment | SCS |  | 2023-06-27 |  |  | 1273672 | 1273672 | VALVE;PRKH,VW002ENJP,3 FOR QD4 AT BLOB | VALVE;MNFR:PARKER HANNIFIN,PTNO:VW002ENJP,ADDITIONAL FEATURES EN:3 FOR QD4 AT BLOB | 01)ENZED MOUNT ISA,01)D1VW002ENJP,VALVE,01)3 FOR QD4 AT BLOB | VW002ENJP | 3000331 | PARKER HANNIFIN | PARKER HANNIFIN | VW002ENJP | [18 empty] | VALVE | NO MODIFIER | TYPE |  | NOMINAL SIZE |  | END CONNECTION |  | CONFIGURATION |  | PRESSURE CLASS/RATING |  | BODY MATERIAL |  | DESIGN PRESSURE |  | TEMPERATURE RATING |  | OPERATED |  | TRIM |  | SOFTGOODS |  | HAZARD CLASS |  | CERTIFICATION/STANDARD |  | ADDITIONAL FEATURES EN | 3 FOR QD4 AT BLOB
STP_009 | Data Enrichment | SCS |  | 2023-06-27 |  |  | 1257553 | 1257553 | VALVE;SIE,210-006 | VALVE;MNFR:SIEMENS,PTNO:210-006 | VALVE | 210-006 | 3000032 | SIEMENS | SIEMENS | 210-006 | [18 empty] | VALVE | NO MODIFIER | TYPE |  | NOMINAL SIZE |  | END CONNECTION |  | CONFIGURATION |  | PRESSURE CLASS/RATING |  | BODY MATERIAL |  | DESIGN PRESSURE |  | TEMPERATURE RATING |  | OPERATED |  | TRIM |  | SOFTGOODS |  | HAZARD CLASS |  | CERTIFICATION/STANDARD |  | ADDITIONAL FEATURES EN
STP_009 | Data Enrichment | SCS |  | 2023-06-27 |  |  | 1322581 | 1322581 | VALVE;SIE,210-026 | VALVE;MNFR:SIEMENS,PTNO:210-026 | VALVE | 210-026 | 3000032 | SIEMENS | SIEMENS | 210-026 | [18 empty] | VALVE | NO MODIFIER | TYPE |  | NOMINAL SIZE |  | END CONNECTION |  | CONFIGURATION |  | PRESSURE CLASS/RATING |  | BODY MATERIAL |  | DESIGN PRESSURE |  | TEMPERATURE RATING |  | OPERATED |  | TRIM |  | SOFTGOODS |  | HAZARD CLASS |  | CERTIFICATION/STANDARD |  | ADDITIONAL FEATURES EN
STP_009 | Data Enrichment | kib |  | 2023-06-27 |  |  | 1324853 | 1324853 | VALVE;SIE,2BY6701-0BX08 | VALVE;MNFR:SIEMENS,PTNO:2BY6701-0BX08 | VALVE | 2BY6701-0BX08 | 3000032 | SIEMENS | SIEMENS | 2BY6701-0BX08 | [18 empty] | VALVE | NO MODIFIER | TYPE |  | NOMINAL SIZE |  | END CONNECTION |  | CONFIGURATION |  | PRESSURE CLASS/RATING |  | BODY MATERIAL |  | DESIGN PRESSURE |  | TEMPERATURE RATING |  | OPERATED |  | TRIM |  | SOFTGOODS |  | HAZARD CLASS |  | CERTIFICATION/STANDARD |  | ADDITIONAL FEATURES EN
STP_009 | Data Enrichment | kib |  | 2023-06-27 |  |  | 1250529 | 1250529 | VALVE;SIE,C/VFX31-40 | VALVE;MNFR:SIEMENS,PTNO:C/VFX31-40 | VALVE | C/VFX31-40 | 3000032 | SIEMENS | SIEMENS | C/VFX31-40 | [18 empty] | VALVE | NO MODIFIER | TYPE |  | NOMINAL SIZE |  | END CONNECTION |  | CONFIGURATION |  | PRESSURE CLASS/RATING |  | BODY MATERIAL |  | DESIGN PRESSURE |  | TEMPERATURE RATING |  | OPERATED |  | TRIM |  | SOFTGOODS |  | HAZARD CLASS |  | CERTIFICATION/STANDARD |  | ADDITIONAL FEATURES EN
STP_009 | Data Enrichment | kib |  | 2023-06-27 |  |  | 1214342 | 1214342 | VALVE;SIE,GV13-S13/2 | VALVE;MNFR:SIEMENS,PTNO:GV13-S13/2 | VALVE | GV13-S13/2 | 3000032 | SIEMENS | SIEMENS | GV13-S13/2 | [18 empty] | VALVE | NO MODIFIER | TYPE |  | NOMINAL SIZE |  | END CONNECTION |  | CONFIGURATION |  | PRESSURE CLASS/RATING |  | BODY MATERIAL |  | DESIGN PRESSURE |  | TEMPERATURE RATING |  | OPERATED |  | TRIM |  | SOFTGOODS |  | HAZARD CLASS |  | CERTIFICATION/STANDARD |  | ADDITIONAL FEATURES EN
STP_009 | Data Enrichment | kib |  | 2023-06-27 |  |  | 1214341 | 1214341 | VALVE;SIE,J2221.0 | VALVE;MNFR:SIEMENS,PTNO:J2221.0 | VALVE | J2221.0 | 3000032 | SIEMENS | SIEMENS | J2221.0 | [18 empty] | VALVE | NO MODIFIER | TYPE |  | NOMINAL SIZE |  | END CONNECTION |  | CONFIGURATION |  | PRESSURE CLASS/RATING |  | BODY MATERIAL |  | DESIGN PRESSURE |  | TEMPERATURE RATING |  | OPERATED |  | TRIM |  | SOFTGOODS |  | HAZARD CLASS |  | CERTIFICATION/STANDARD |  | ADDITIONAL FEATURES EN
STP_009 | Data Enrichment | kib |  | 2023-06-27 |  |  | 1335643 | 1335643 | VALVE;SIE,VXG41.25 | VALVE;MNFR:SIEMENS,PTNO:VXG41.25 | VALVE | VXG41.25 | 3000032 | SIEMENS | SIEMENS | VXG41.25 | [18 empty] | VALVE | NO MODIFIER | TYPE |  | NOMINAL SIZE |  | END CONNECTION |  | CONFIGURATION |  | PRESSURE CLASS/RATING |  | BODY MATERIAL |  | DESIGN PRESSURE |  | TEMPERATURE RATING |  | OPERATED |  | TRIM |  | SOFTGOODS |  | HAZARD CLASS |  | CERTIFICATION/STANDARD |  | ADDITIONAL FEATURES EN
STP_009 | Data Enrichment | kib |  | 2023-06-27 |  |  | 1269321 | 1269321 | VALVE;TECO,6620617,BANK | VALVE;MNFR:TECO,PTNO:6620617,ADDITIONAL FEATURES EN:BANK | 01)FINLAY SCREENING & CRUSHI,01)6620617,VALVE,01)BANK | 6620617 | 3000444 | TECO | TECO | 6620617 | [18 empty] | VALVE | NO MODIFIER | TYPE |  | NOMINAL SIZE |  | END CONNECTION |  | CONFIGURATION |  | PRESSURE CLASS/RATING |  | BODY MATERIAL |  | DESIGN PRESSURE |  | TEMPERATURE RATING |  | OPERATED |  | TRIM |  | SOFTGOODS |  | HAZARD CLASS |  | CERTIFICATION/STANDARD |  | ADDITIONAL FEATURES EN | BANK
STP_009 | Data Enrichment | kib |  | 2023-06-27 |  |  | 1274567 | 1274567 | VALVE;WEI,HF1105Z0003,2IN,NPT,FFV,M,800L | VALVE;MNFR:WEIR,PTNO:HF1105Z0003,ADDITIONAL FEATURES EN:2IN,NPT,FFV,MALE,800LPM | 01)FFV HF1105Z0003,01)J BLACKWOOD & SONS,01)3080319,VALVE,01)2IN,NPT,01)FFV,MALE,800LPM | HF1105Z0003 | 3000036 | WEIR | WEIR | HF1105Z0003 | [18 empty] | VALVE | NO MODIFIER | TYPE |  | NOMINAL SIZE |  | END CONNECTION |  | CONFIGURATION |  | PRESSURE CLASS/RATING |  | BODY MATERIAL |  | DESIGN PRESSURE |  | TEMPERATURE RATING |  | OPERATED |  | TRIM |  | SOFTGOODS |  | HAZARD CLASS |  | CERTIFICATION/STANDARD |  | ADDITIONAL FEATURES EN | 2IN,NPT,FFV,MALE,800LPM
STP_009 | Data Enrichment | kib |  | 2023-06-27 |  |  | 1213440 | 1213440 | WASHER,BEVL;DRVT,IFI31374 | WASHER,BEVEL;MNFR:DRIVETRAIN,PTNO:IFI31374 |  | IFI31374 | 3000461 | DRIVETRAIN | DRIVETRAIN | IFI31374 | [18 empty] | WASHER | BEVEL | TYPE |  | NOMINAL SIZE |  | INSIDE DIAMETER |  | OUTSIDE DIAMETER |  | THICKNESS |  | MATERIAL |  | MATERIAL SPECIFICATION |  | COATING/FINISH |  | HAZARD CLASS |  | CERTIFICATION/STANDARD |  | ADDITIONAL FEATURES EN
STP_009 | Data Enrichment | kib |  | 2023-06-27 |  |  | 1213485 | 1213485 | WASHER,FLT;DRVT,IFI33154 | WASHER,FLAT;MNFR:DRIVETRAIN,PTNO:IFI33154 |  | IFI33154 | 3000461 | DRIVETRAIN | DRIVETRAIN | IFI33154 | [18 empty] | WASHER | FLAT | NOMINAL SIZE |  | TYPE |  | INSIDE DIMENSIONS |  | OUTSIDE DIMENSIONS |  | THICKNESS |  | MATERIAL |  | MATERIAL SPECIFICATION |  | COATING/FINISH |  | HAZARD CLASS |  | CERTIFICATION/STANDARD |  | ADDITIONAL FEATURES EN
STP_009 | Data Enrichment | kib |  | 2023-06-27 |  |  | 1213550 | 1213550 | WASHER,FLT;DRVT,WF9F12 | WASHER,FLAT;MNFR:DRIVETRAIN,PTNO:WF9F12 |  | WF9F12 | 3000461 | DRIVETRAIN | DRIVETRAIN | WF9F12 | [18 empty] | WASHER | FLAT | NOMINAL SIZE |  | TYPE |  | INSIDE DIMENSIONS |  | OUTSIDE DIMENSIONS |  | THICKNESS |  | MATERIAL |  | MATERIAL SPECIFICATION |  | COATING/FINISH |  | HAZARD CLASS |  | CERTIFICATION/STANDARD |  | ADDITIONAL FEATURES EN
STP_009 | Data Enrichment | kib |  | 2023-06-27 |  |  | 1213551 | 1213551 | WASHER,FLT;DRVT,WF9F34 | WASHER,FLAT;MNFR:DRIVETRAIN,PTNO:WF9F34 |  | WF9F34 | 3000461 | DRIVETRAIN | DRIVETRAIN | WF9F34 | [18 empty] | WASHER | FLAT | NOMINAL SIZE |  | TYPE |  | INSIDE DIMENSIONS |  | OUTSIDE DIMENSIONS |  | THICKNESS |  | MATERIAL |  | MATERIAL SPECIFICATION |  | COATING/FINISH |  | HAZARD CLASS |  | CERTIFICATION/STANDARD |  | ADDITIONAL FEATURES EN
STP_009 | Data Enrichment | kib |  | 2023-06-27 |  |  | 1213552 | 1213552 | WASHER,FLT;DRVT,WF9F516 | WASHER,FLAT;MNFR:DRIVETRAIN,PTNO:WF9F516 |  | WF9F516 | 3000461 | DRIVETRAIN | DRIVETRAIN | WF9F516 | [18 empty] | WASHER | FLAT | NOMINAL SIZE |  | TYPE |  | INSIDE DIMENSIONS |  | OUTSIDE DIMENSIONS |  | THICKNESS |  | MATERIAL |  | MATERIAL SPECIFICATION |  | COATING/FINISH |  | HAZARD CLASS |  | CERTIFICATION/STANDARD |  | ADDITIONAL FEATURES EN
STP_009 | Data Enrichment | kib |  | 2023-06-27 |  |  | 1213553 | 1213553 | WASHER,FLT;DRVT,WF9F58 | WASHER,FLAT;MNFR:DRIVETRAIN,PTNO:WF9F58 |  | WF9F58 | 3000461 | DRIVETRAIN | DRIVETRAIN | WF9F58 | [18 empty] | WASHER | FLAT | NOMINAL SIZE |  | TYPE |  | INSIDE DIMENSIONS |  | OUTSIDE DIMENSIONS |  | THICKNESS |  | MATERIAL |  | MATERIAL SPECIFICATION |  | COATING/FINISH |  | HAZARD CLASS |  | CERTIFICATION/STANDARD |  | ADDITIONAL FEATURES EN
STP_009 | Data Enrichment | kib |  | 2023-06-27 |  |  | 1213554 | 1213554 | WASHER,FLT;DRVT,WF9F916 | WASHER,FLAT;MNFR:DRIVETRAIN,PTNO:WF9F916 |  | WF9F916 | 3000461 | DRIVETRAIN | DRIVETRAIN | WF9F916 | [18 empty] | WASHER | FLAT | NOMINAL SIZE |  | TYPE |  | INSIDE DIMENSIONS |  | OUTSIDE DIMENSIONS |  | THICKNESS |  | MATERIAL |  | MATERIAL SPECIFICATION |  | COATING/FINISH |  | HAZARD CLASS |  | CERTIFICATION/STANDARD |  | ADDITIONAL FEATURES EN
STP_009 | Data Enrichment | kib |  | 2023-06-27 |  |  | 1240252 | 1240252 | WASHER,FLT;ROSE,9J2323 | WASHER,FLAT;MNFR:ROSEMOUNT INSTRUMENT LTD,PTNO:9J2323 |  | 9J2323 | 3000340 | ROSEMOUNT INSTRUMENT LTD | ROSEMOUNT INSTRUMENT LTD | 9J2323 | [18 empty] | WASHER | FLAT | NOMINAL SIZE |  | TYPE |  | INSIDE DIMENSIONS |  | OUTSIDE DIMENSIONS |  | THICKNESS |  | MATERIAL |  | MATERIAL SPECIFICATION |  | COATING/FINISH |  | HAZARD CLASS |  | CERTIFICATION/STANDARD |  | ADDITIONAL FEATURES EN
STP_009 | Data Enrichment | kib |  | 2023-06-27 |  |  | 1243462 | 1243462 | WASHER,FLT;WEI,M12-11-Z | WASHER,FLAT;MNFR:WEIR,PTNO:M12-11-Z,ADDITIONAL FEATURES EN:M12 | RONDELLE PLATE | M12-11-Z | 3000036 | WEIR | WEIR | M12-11-Z | [18 empty] | WASHER | FLAT | NOMINAL SIZE |  | TYPE |  | INSIDE DIMENSIONS |  | OUTSIDE DIMENSIONS |  | THICKNESS |  | MATERIAL |  | MATERIAL SPECIFICATION |  | COATING/FINISH |  | HAZARD CLASS |  | CERTIFICATION/STANDARD |  | ADDITIONAL FEATURES EN | M12
STP_009 | Data Enrichment | kib |  | 2023-06-27 |  |  | 1213407 | 1213407 | WASHER,LCK;DRVT,IFI31312 | WASHER,LOCK;MNFR:DRIVETRAIN,PTNO:IFI31312 |  | IFI31312 | 3000461 | DRIVETRAIN | DRIVETRAIN | IFI31312 | [18 empty] | WASHER | LOCK | TYPE |  | NOMINAL SIZE |  | INSIDE DIMENSIONS |  | OUTSIDE DIMENSIONS |  | THICKNESS |  | MATERIAL |  | MATERIAL SPECIFICATION |  | HAZARD CLASS |  | CERTIFICATION/STANDARD |  | ADDITIONAL FEATURES EN
STP_009 | Data Enrichment | kib |  | 2023-06-27 |  |  | 1213555 | 1213555 | WASHER,LCK;DRVT,WF9L12 | WASHER,LOCK;MNFR:DRIVETRAIN,PTNO:WF9L12 |  | WF9L12 | 3000461 | DRIVETRAIN | DRIVETRAIN | WF9L12 | [18 empty] | WASHER | LOCK | TYPE |  | NOMINAL SIZE |  | INSIDE DIMENSIONS |  | OUTSIDE DIMENSIONS |  | THICKNESS |  | MATERIAL |  | MATERIAL SPECIFICATION |  | HAZARD CLASS |  | CERTIFICATION/STANDARD |  | ADDITIONAL FEATURES EN
STP_009 | Data Enrichment | kib |  | 2023-06-27 |  |  | 1213556 | 1213556 | WASHER,LCK;DRVT,WF9L34 | WASHER,LOCK;MNFR:DRIVETRAIN,PTNO:WF9L34 |  | WF9L34 | 3000461 | DRIVETRAIN | DRIVETRAIN | WF9L34 | [18 empty] | WASHER | LOCK | TYPE |  | NOMINAL SIZE |  | INSIDE DIMENSIONS |  | OUTSIDE DIMENSIONS |  | THICKNESS |  | MATERIAL |  | MATERIAL SPECIFICATION |  | HAZARD CLASS |  | CERTIFICATION/STANDARD |  | ADDITIONAL FEATURES EN
STP_009 | Data Enrichment | kib |  | 2023-06-27 |  |  | 1213557 | 1213557 | WASHER,LCK;DRVT,WF9L516 | WASHER,LOCK;MNFR:DRIVETRAIN,PTNO:WF9L516 |  | WF9L516 | 3000461 | DRIVETRAIN | DRIVETRAIN | WF9L516 | [18 empty] | WASHER | LOCK | TYPE |  | NOMINAL SIZE |  | INSIDE DIMENSIONS |  | OUTSIDE DIMENSIONS |  | THICKNESS |  | MATERIAL |  | MATERIAL SPECIFICATION |  | HAZARD CLASS |  | CERTIFICATION/STANDARD |  | ADDITIONAL FEATURES EN
STP_009 | Data Enrichment | kib |  | 2023-06-27 |  |  | 1213558 | 1213558 | WASHER,LCK;DRVT,WF9L58 | WASHER,LOCK;MNFR:DRIVETRAIN,PTNO:WF9L58 |  | WF9L58 | 3000461 | DRIVETRAIN | DRIVETRAIN | WF9L58 | [18 empty] | WASHER | LOCK | TYPE |  | NOMINAL SIZE |  | INSIDE DIMENSIONS |  | OUTSIDE DIMENSIONS |  | THICKNESS |  | MATERIAL |  | MATERIAL SPECIFICATION |  | HAZARD CLASS |  | CERTIFICATION/STANDARD |  | ADDITIONAL FEATURES EN
STP_009 | Data Enrichment | kib |  | 2023-06-27 |  |  | 1213559 | 1213559 | WASHER,LCK;DRVT,WF9L916 | WASHER,LOCK;MNFR:DRIVETRAIN,PTNO:WF9L916 |  | WF9L916 | 3000461 | DRIVETRAIN | DRIVETRAIN | WF9L916 | [18 empty] | WASHER | LOCK | TYPE |  | NOMINAL SIZE |  | INSIDE DIMENSIONS |  | OUTSIDE DIMENSIONS |  | THICKNESS |  | MATERIAL |  | MATERIAL SPECIFICATION |  | HAZARD CLASS |  | CERTIFICATION/STANDARD |  | ADDITIONAL FEATURES EN
STP_009 | Data Enrichment | kib |  | 2023-06-27 |  |  | 1213561 | 1213561 | WASHER,LCK;DRVT,WMTL14 | WASHER,LOCK;MNFR:DRIVETRAIN,PTNO:WMTL14 |  | WMTL14 | 3000461 | DRIVETRAIN | DRIVETRAIN | WMTL14 | [18 empty] | WASHER | LOCK | TYPE |  | NOMINAL SIZE |  | INSIDE DIMENSIONS |  | OUTSIDE DIMENSIONS |  | THICKNESS |  | MATERIAL |  | MATERIAL SPECIFICATION |  | HAZARD CLASS |  | CERTIFICATION/STANDARD |  | ADDITIONAL FEATURES EN
STP_009 | Data Enrichment | kib |  | 2023-06-27 |  |  | 1270826 | 1270826 | WASHER,LCK;SKF,MB9 | WASHER,LOCK;MNFR:SKF,PTNO:MB9 | 01)APPLIED INDUSTRIAL TECHNO,01)MB9,WASHER,LOCK | MB9 | 3000348 | SKF | SKF | MB9 | [18 empty] | WASHER | LOCK | TYPE |  | NOMINAL SIZE |  | INSIDE DIMENSIONS |  | OUTSIDE DIMENSIONS |  | THICKNESS |  | MATERIAL |  | MATERIAL SPECIFICATION |  | HAZARD CLASS |  | CERTIFICATION/STANDARD |  | ADDITIONAL FEATURES EN
STP_009 | Data Enrichment | kib |  | 2023-06-27 |  |  | 1219754 | 1219754 | WASHER,SEAL;CASJ,85820009,WSHR, SEALING | WASHER,SEALING;MNFR:CASE J I CO,PTNO:85820009,ADDITIONAL FEATURES EN:WASHER, SEALING | 01)MAK DIESEL & EARTHMOVING,01)85820009,WASHER,SEALING,01)WASHER, SEALING | 85820009 | 3000248 | CASE J I CO | CASE J I CO | 85820009 | [18 empty] | WASHER | SEALING | TYPE |  | NOMINAL SIZE |  | INSIDE DIAMETER |  | OUTSIDE DIAMETER |  | THICKNESS |  | MATERIAL |  | MATERIAL SPECIFICATION |  | COATING/FINISH |  | HAZARD CLASS |  | CERTIFICATION/STANDARD |  | ADDITIONAL FEATURES EN | WASHER,SEALING
STP_009 | Data Enrichment | kib |  | 2023-06-27 |  |  | 1213281 | 1213281 | WASHER,SEAL;DRVT,IFI24911 | WASHER,SEALING;MNFR:DRIVETRAIN,PTNO:IFI24911 | 01)DRIVETRAIN AUSTRALIA,01)IFI24911,WASHER,SEALING | IFI24911 | 3000461 | DRIVETRAIN | DRIVETRAIN | IFI24911 | [18 empty] | WASHER | SEALING | TYPE |  | NOMINAL SIZE |  | INSIDE DIAMETER |  | OUTSIDE DIAMETER |  | THICKNESS |  | MATERIAL |  | MATERIAL SPECIFICATION |  | COATING/FINISH |  | HAZARD CLASS |  | CERTIFICATION/STANDARD |  | ADDITIONAL FEATURES EN
STP_009 | Data Enrichment | kib |  | 2023-06-27 |  |  | 1213283 | 1213283 | WASHER,SEAL;DRVT,IFI24914 | WASHER,SEALING;MNFR:DRIVETRAIN,PTNO:IFI24914 | 01)DRIVETRAIN AUSTRALIA,01)IFI24914,WASHER,SEALING | IFI24914 | 3000461 | DRIVETRAIN | DRIVETRAIN | IFI24914 | [18 empty] | WASHER | SEALING | TYPE |  | NOMINAL SIZE |  | INSIDE DIAMETER |  | OUTSIDE DIAMETER |  | THICKNESS |  | MATERIAL |  | MATERIAL SPECIFICATION |  | COATING/FINISH |  | HAZARD CLASS |  | CERTIFICATION/STANDARD |  | ADDITIONAL FEATURES EN
STP_009 | Data Enrichment | kib |  | 2023-06-27 |  |  | 1213287 | 1213287 | WASHER,SEAL;DRVT,IFI24931 | WASHER,SEALING;MNFR:DRIVETRAIN,PTNO:IFI24931 | 01)DRIVETRAIN AUSTRALIA,01)IFI24931,WASHER,SEALING | IFI24931 | 3000461 | DRIVETRAIN | DRIVETRAIN | IFI24931 | [18 empty] | WASHER | SEALING | TYPE |  | NOMINAL SIZE |  | INSIDE DIAMETER |  | OUTSIDE DIAMETER |  | THICKNESS |  | MATERIAL |  | MATERIAL SPECIFICATION |  | COATING/FINISH |  | HAZARD CLASS |  | CERTIFICATION/STANDARD |  | ADDITIONAL FEATURES EN
STP_009 | Data Enrichment | kib |  | 2023-06-27 |  |  | 1213404 | 1213404 | WASHER,THRST;DRVT,IFI31305 | WASHER,THRUST;MNFR:DRIVETRAIN,PTNO:IFI31305 |  | IFI31305 | 3000461 | DRIVETRAIN | DRIVETRAIN | IFI31305 | [18 empty] | WASHER | THRUST | TYPE |  | INSIDE DIAMETER |  | OUTSIDE DIAMETER |  | THICKNESS |  | LOAD RATING |  | MATERIAL |  | MATERIAL SPECIFICATION |  | COATING/FINISH |  | HAZARD CLASS |  | CERTIFICATION/STANDARD |  | ADDITIONAL FEATURES EN
STP_009 | Data Enrichment | kib |  | 2023-06-27 |  |  | 1213411 | 1213411 | WASHER,THRST;DRVT,IFI31331 | WASHER,THRUST;MNFR:DRIVETRAIN,PTNO:IFI31331 |  | IFI31331 | 3000461 | DRIVETRAIN | DRIVETRAIN | IFI31331 | [18 empty] | WASHER | THRUST | TYPE |  | INSIDE DIAMETER |  | OUTSIDE DIAMETER |  | THICKNESS |  | LOAD RATING |  | MATERIAL |  | MATERIAL SPECIFICATION |  | COATING/FINISH |  | HAZARD CLASS |  | CERTIFICATION/STANDARD |  | ADDITIONAL FEATURES EN
STP_009 | Data Enrichment | kib |  | 2023-06-27 |  |  | 1266463 | 1266463 | WASHER,THRST;EATO,E34TK3,FOR PUSHBUTTON | WASHER,THRUST;MNFR:EATON CORPORATION,PTNO:E34TK3,ADDITIONAL FEATURES EN:FOR PUSHBUTTON | 01)CNW (MOUNT ISA) ELECT WHO,01)E34TK3,WASHER,THRUST,01)FOR PUSHBUTTON | E34TK3 | 3000267 | EATON CORPORATION | EATON CORPORATION | E34TK3 | [18 empty] | WASHER | THRUST | TYPE |  | INSIDE DIAMETER |  | OUTSIDE DIAMETER |  | THICKNESS |  | LOAD RATING |  | MATERIAL |  | MATERIAL SPECIFICATION |  | COATING/FINISH |  | HAZARD CLASS |  | CERTIFICATION/STANDARD |  | ADDITIONAL FEATURES EN | FOR PUSHBUTTON
STP_009 | Data Enrichment | kib |  | 2023-06-27 |  |  | 1323592 | 1323592 | WASHER;ABB,433-6-4102 REV02 ITEM 16 | WASHER;MNFR:ABB,PTNO:433-6-4102 REV02 ITEM 16 | WASHER | 433-6-4102 REV02 ITEM 16 | 3000014 | ABB | ABB | 433-6-4102 REV02 ITEM 16 | [18 empty] | WASHER | NO MODIFIER | TYPE |  | NOMINAL SIZE |  | SIZE |  | MATERIAL |  | MATERIAL SPECIFICATION |  | COATING/FINISH |  | HAZARD CLASS |  | CERTIFICATION/STANDARD |  | ADDITIONAL FEATURES EN
STP_009 | Data Enrichment | kib |  | 2023-06-27 |  |  | 1323591 | 1323591 | WASHER;ABB,433-6-4102 REV02 ITEM 17 | WASHER;MNFR:ABB,PTNO:433-6-4102 REV02 ITEM 17 | WASHER | 433-6-4102 REV02 ITEM 17 | 3000014 | ABB | ABB | 433-6-4102 REV02 ITEM 17 | [18 empty] | WASHER | NO MODIFIER | TYPE |  | NOMINAL SIZE |  | SIZE |  | MATERIAL |  | MATERIAL SPECIFICATION |  | COATING/FINISH |  | HAZARD CLASS |  | CERTIFICATION/STANDARD |  | ADDITIONAL FEATURES EN
STP_009 | Data Enrichment | kib |  | 2023-06-27 |  |  | 1213001 | 1213001 | WASHER;ASSEMBLY;S155FT,HYS,1506738 | WASHER;TYPE:ASSEMBLY,ADDITIONAL FEATURES:S155FT,MNFR:HYSTER,PTNO:1506738 |  | 1506738 | 3000023 | HYSTER | HYSTER | 1506738 | [18 empty] | WASHER | NO MODIFIER | TYPE | ASSEMBLY | NOMINAL SIZE |  | SIZE |  | MATERIAL |  | MATERIAL SPECIFICATION |  | COATING/FINISH |  | HAZARD CLASS |  | CERTIFICATION/STANDARD |  | ADDITIONAL FEATURES EN | [55 empty] | ADDITIONAL FEATURES:S155FT
STP_009 | Data Enrichment | kib |  | 2023-06-27 |  |  | 1217883 | 1217883 | WASHER;ASWP,DU A880706000 | WASHER;MNFR:AUSWEEP,PTNO:DU A880706000 | 01)AUSTRALIAN SWEEPER CORP P,01)DU A880706000,WASHER | DU A880706000 | 3000416 | AUSWEEP | AUSWEEP | DU A880706000 | [18 empty] | WASHER | NO MODIFIER | TYPE |  | NOMINAL SIZE |  | SIZE |  | MATERIAL |  | MATERIAL SPECIFICATION |  | COATING/FINISH |  | HAZARD CLASS |  | CERTIFICATION/STANDARD |  | ADDITIONAL FEATURES EN
STP_009 | Data Enrichment | kib |  | 2023-06-27 |  |  | 1219455 | 1219455 | WASHER;CASJ,10520431,21 MM ID X 35 MM OD | WASHER;MNFR:CASE J I CO,PTNO:10520431,ADDITIONAL FEATURES EN:21 MM ID X 35 MM OD | 01)MAK DIESEL & EARTHMOVING,01)10520431,WASHER,01)21 MM ID X 35 MM OD | 10520431 | 3000248 | CASE J I CO | CASE J I CO | 10520431 | [18 empty] | WASHER | NO MODIFIER | TYPE |  | NOMINAL SIZE |  | SIZE |  | MATERIAL |  | MATERIAL SPECIFICATION |  | COATING/FINISH |  | HAZARD CLASS |  | CERTIFICATION/STANDARD |  | ADDITIONAL FEATURES EN | 21 MM ID X 35 MM OD
STP_009 | Data Enrichment | kib |  | 2023-06-27 |  |  | 1219456 | 1219456 | WASHER;CASJ,12575121,M20 X 1.5 | WASHER;MNFR:CASE J I CO,PTNO:12575121,ADDITIONAL FEATURES EN:M20 X 1.5 | 01)MAK DIESEL & EARTHMOVING,01)12575121,WASHER,01)M20 X 1.5 | 12575121 | 3000248 | CASE J I CO | CASE J I CO | 12575121 | [18 empty] | WASHER | NO MODIFIER | TYPE |  | NOMINAL SIZE |  | SIZE |  | MATERIAL |  | MATERIAL SPECIFICATION |  | COATING/FINISH |  | HAZARD CLASS |  | CERTIFICATION/STANDARD |  | ADDITIONAL FEATURES EN | M20 X 1.5
STP_009 | Data Enrichment | kib |  | 2023-06-27 |  |  | 1219758 | 1219758 | WASHER;CASJ,47048963,11IDX20ODX2MM | WASHER;MNFR:CASE J I CO,PTNO:47048963,ADDITIONAL FEATURES EN:11IDX20ODX2MM | 01)MAK DIESEL & EARTHMOVING,01)47048963,WASHER,01)11IDX20ODX2MM | 47048963 | 3000248 | CASE J I CO | CASE J I CO | 47048963 | [18 empty] | WASHER | NO MODIFIER | TYPE |  | NOMINAL SIZE |  | SIZE |  | MATERIAL |  | MATERIAL SPECIFICATION |  | COATING/FINISH |  | HAZARD CLASS |  | CERTIFICATION/STANDARD |  | ADDITIONAL FEATURES EN | 11IDX20ODX2MM
STP_009 | Data Enrichment | kib |  | 2023-06-27 |  |  | 1219462 | 1219462 | WASHER;CASJ,85804493 | WASHER;MNFR:CASE J I CO,PTNO:85804493 | 01)MAK DIESEL & EARTHMOVING,01)85804493,WASHER | 85804493 | 3000248 | CASE J I CO | CASE J I CO | 85804493 | [18 empty] | WASHER | NO MODIFIER | TYPE |  | NOMINAL SIZE |  | SIZE |  | MATERIAL |  | MATERIAL SPECIFICATION |  | COATING/FINISH |  | HAZARD CLASS |  | CERTIFICATION/STANDARD |  | ADDITIONAL FEATURES EN
STP_009 | Data Enrichment | kib |  | 2023-06-27 |  |  | 1219458 | 1219458 | WASHER;CASJ,86625266,17.5 MM ID,30 MM OD | WASHER;MNFR:CASE J I CO,PTNO:86625266,ADDITIONAL FEATURES EN:17.5 MM ID,30 MM OD,4 MM THK | 01)MAK DIESEL & EARTHMOVING,01)86625266,WASHER,01)17.5 MM ID,30 MM OD,4 MM TH | 86625266 | 3000248 | CASE J I CO | CASE J I CO | 86625266 | [18 empty] | WASHER | NO MODIFIER | TYPE |  | NOMINAL SIZE |  | SIZE |  | MATERIAL |  | MATERIAL SPECIFICATION |  | COATING/FINISH |  | HAZARD CLASS |  | CERTIFICATION/STANDARD |  | ADDITIONAL FEATURES EN | 17.5 MM ID,30 MM OD,4 MM THK
STP_009 | Data Enrichment | kib |  | 2023-06-27 |  |  | 1211138 | 1211138 | WASHER;CUM,3408216,SCREW CAPTIVE | WASHER;MNFR:CUMMINS,PTNO:3408216,ADDITIONAL FEATURES EN:SCREW CAPTIVE | 01)CUMMINS SOUTH PACIFIC PTY,01)3408216,WASHER,01)SCREW CAPTIVE | 3408216 | 3000018 | CUMMINS | CUMMINS | 3408216 | [18 empty] | WASHER | NO MODIFIER | TYPE |  | NOMINAL SIZE |  | SIZE |  | MATERIAL |  | MATERIAL SPECIFICATION |  | COATING/FINISH |  | HAZARD CLASS |  | CERTIFICATION/STANDARD |  | ADDITIONAL FEATURES EN | SCREW CAPTIVE
STP_009 | Data Enrichment | kib |  | 2023-06-27 |  |  | 1335655 | 1335655 | WASHER;CUM,4891385 | WASHER;MNFR:CUMMINS,PTNO:4891385 | WASHER | 4891385 | 3000018 | CUMMINS | CUMMINS | 4891385 | [18 empty] | WASHER | NO MODIFIER | TYPE |  | NOMINAL SIZE |  | SIZE |  | MATERIAL |  | MATERIAL SPECIFICATION |  | COATING/FINISH |  | HAZARD CLASS |  | CERTIFICATION/STANDARD |  | ADDITIONAL FEATURES EN
STP_009 | Data Enrichment | kib |  | 2023-06-27 |  |  | 1333486 | 1333486 | WASHER;DIEC,CVC7578/0D2 | WASHER;MNFR:DIECI,PTNO:CVC7578/0D2,ADDITIONAL FEATURES EN:STEP | WASHER,01)STEP | CVC7578/0D2 | 3000511 | DIECI | DIECI | CVC7578/0D2 | [18 empty] | WASHER | NO MODIFIER | TYPE |  | NOMINAL SIZE |  | SIZE |  | MATERIAL |  | MATERIAL SPECIFICATION |  | COATING/FINISH |  | HAZARD CLASS |  | CERTIFICATION/STANDARD |  | ADDITIONAL FEATURES EN | STEP
STP_009 | Data Enrichment | kib |  | 2023-06-27 |  |  | 1269129 | 1269129 | WASHER;DOSN,X908395-01 | WASHER;MNFR:DOOSAN CORPORATION,PTNO:X908395-01 | 01)CROWN LIFT TRUCKS,01)X908395-01,WASHER | X908395-01 | 3000600 | DOOSAN CORPORATION | DOOSAN CORPORATION | X908395-01 | [18 empty] | WASHER | NO MODIFIER | TYPE |  | NOMINAL SIZE |  | SIZE |  | MATERIAL |  | MATERIAL SPECIFICATION |  | COATING/FINISH |  | HAZARD CLASS |  | CERTIFICATION/STANDARD |  | ADDITIONAL FEATURES EN
STP_009 | Data Enrichment | kib |  | 2023-06-27 |  |  | 1260014 | 1260014 | WASHER;DRVT,13804.009.01 | WASHER;MNFR:DRIVETRAIN,PTNO:13804.009.01 |  | 13804.009.01 | 3000461 | DRIVETRAIN | DRIVETRAIN | 13804.009.01 | [18 empty] | WASHER | NO MODIFIER | TYPE |  | NOMINAL SIZE |  | SIZE |  | MATERIAL |  | MATERIAL SPECIFICATION |  | COATING/FINISH |  | HAZARD CLASS |  | CERTIFICATION/STANDARD |  | ADDITIONAL FEATURES EN
STP_009 | Data Enrichment | kib |  | 2023-06-27 |  |  | 1213061 | 1213061 | WASHER;DRVT,IFI00118 | WASHER;MNFR:DRIVETRAIN,PTNO:IFI00118 | 01)DRIVETRAIN AUSTRALIA,01)IFI00118,WASHER | IFI00118 | 3000461 | DRIVETRAIN | DRIVETRAIN | IFI00118 | [18 empty] | WASHER | NO MODIFIER | TYPE |  | NOMINAL SIZE |  | SIZE |  | MATERIAL |  | MATERIAL SPECIFICATION |  | COATING/FINISH |  | HAZARD CLASS |  | CERTIFICATION/STANDARD |  | ADDITIONAL FEATURES EN
STP_009 | Data Enrichment | kib |  | 2023-06-27 |  |  | 1213064 | 1213064 | WASHER;DRVT,IFI00123 | WASHER;MNFR:DRIVETRAIN,PTNO:IFI00123 | 01)DRIVETRAIN AUSTRALIA,01)IFI00123,WASHER | IFI00123 | 3000461 | DRIVETRAIN | DRIVETRAIN | IFI00123 | [18 empty] | WASHER | NO MODIFIER | TYPE |  | NOMINAL SIZE |  | SIZE |  | MATERIAL |  | MATERIAL SPECIFICATION |  | COATING/FINISH |  | HAZARD CLASS |  | CERTIFICATION/STANDARD |  | ADDITIONAL FEATURES EN
STP_009 | Data Enrichment | kib |  | 2023-06-27 |  |  | 1213087 | 1213087 | WASHER;DRVT,IFI00923 | WASHER;MNFR:DRIVETRAIN,PTNO:IFI00923 | 01)DRIVETRAIN AUSTRALIA,01)IFI00923,WASHER | IFI00923 | 3000461 | DRIVETRAIN | DRIVETRAIN | IFI00923 | [18 empty] | WASHER | NO MODIFIER | TYPE |  | NOMINAL SIZE |  | SIZE |  | MATERIAL |  | MATERIAL SPECIFICATION |  | COATING/FINISH |  | HAZARD CLASS |  | CERTIFICATION/STANDARD |  | ADDITIONAL FEATURES EN
STP_009 | Data Enrichment | kib |  | 2023-06-27 |  |  | 1213135 | 1213135 | WASHER;DRVT,IFI02976 | WASHER;MNFR:DRIVETRAIN,PTNO:IFI02976 | 01)DRIVETRAIN AUSTRALIA,01)IFI02976,WASHER | IFI02976 | 3000461 | DRIVETRAIN | DRIVETRAIN | IFI02976 | [18 empty] | WASHER | NO MODIFIER | TYPE |  | NOMINAL SIZE |  | SIZE |  | MATERIAL |  | MATERIAL SPECIFICATION |  | COATING/FINISH |  | HAZARD CLASS |  | CERTIFICATION/STANDARD |  | ADDITIONAL FEATURES EN
STP_009 | Data Enrichment | kib |  | 2023-06-27 |  |  | 1213166 | 1213166 | WASHER;DRVT,IFI04501 | WASHER;MNFR:DRIVETRAIN,PTNO:IFI04501 | 01)DRIVETRAIN AUSTRALIA,01)IFI04501,WASHER | IFI04501 | 3000461 | DRIVETRAIN | DRIVETRAIN | IFI04501 | [18 empty] | WASHER | NO MODIFIER | TYPE |  | NOMINAL SIZE |  | SIZE |  | MATERIAL |  | MATERIAL SPECIFICATION |  | COATING/FINISH |  | HAZARD CLASS |  | CERTIFICATION/STANDARD |  | ADDITIONAL FEATURES EN
STP_009 | Data Enrichment | kib |  | 2023-06-27 |  |  | 1213216 | 1213216 | WASHER;DRVT,IFI15370 | WASHER;MNFR:DRIVETRAIN,PTNO:IFI15370 | 01)DRIVETRAIN AUSTRALIA,01)IFI15370,WASHER | IFI15370 | 3000461 | DRIVETRAIN | DRIVETRAIN | IFI15370 | [18 empty] | WASHER | NO MODIFIER | TYPE |  | NOMINAL SIZE |  | SIZE |  | MATERIAL |  | MATERIAL SPECIFICATION |  | COATING/FINISH |  | HAZARD CLASS |  | CERTIFICATION/STANDARD |  | ADDITIONAL FEATURES EN
STP_009 | Data Enrichment | kib |  | 2023-06-27 |  |  | 1213330 | 1213330 | WASHER;DRVT,IFI25441 | WASHER;MNFR:DRIVETRAIN,PTNO:IFI25441 | 01)DRIVETRAIN AUSTRALIA,01)IFI25441,WASHER | IFI25441 | 3000461 | DRIVETRAIN | DRIVETRAIN | IFI25441 | [18 empty] | WASHER | NO MODIFIER | TYPE |  | NOMINAL SIZE |  | SIZE |  | MATERIAL |  | MATERIAL SPECIFICATION |  | COATING/FINISH |  | HAZARD CLASS |  | CERTIFICATION/STANDARD |  | ADDITIONAL FEATURES EN
STP_009 | Data Enrichment | kib |  | 2023-06-27 |  |  | 1213410 | 1213410 | WASHER;DRVT,IFI31327 | WASHER;MNFR:DRIVETRAIN,PTNO:IFI31327 |  | IFI31327 | 3000461 | DRIVETRAIN | DRIVETRAIN | IFI31327 | [18 empty] | WASHER | NO MODIFIER | TYPE |  | NOMINAL SIZE |  | SIZE |  | MATERIAL |  | MATERIAL SPECIFICATION |  | COATING/FINISH |  | HAZARD CLASS |  | CERTIFICATION/STANDARD |  | ADDITIONAL FEATURES EN
STP_009 | Data Enrichment | kib |  | 2023-06-27 |  |  | 1213504 | 1213504 | WASHER;DRVT,IFI33565 | WASHER;MNFR:DRIVETRAIN,PTNO:IFI33565 |  | IFI33565 | 3000461 | DRIVETRAIN | DRIVETRAIN | IFI33565 | [18 empty] | WASHER | NO MODIFIER | TYPE |  | NOMINAL SIZE |  | SIZE |  | MATERIAL |  | MATERIAL SPECIFICATION |  | COATING/FINISH |  | HAZARD CLASS |  | CERTIFICATION/STANDARD |  | ADDITIONAL FEATURES EN
STP_009 | Data Enrichment | kib |  | 2023-06-27 |  |  | 1213512 | 1213512 | WASHER;DRVT,IFI33573 | WASHER;MNFR:DRIVETRAIN,PTNO:IFI33573 |  | IFI33573 | 3000461 | DRIVETRAIN | DRIVETRAIN | IFI33573 | [18 empty] | WASHER | NO MODIFIER | TYPE |  | NOMINAL SIZE |  | SIZE |  | MATERIAL |  | MATERIAL SPECIFICATION |  | COATING/FINISH |  | HAZARD CLASS |  | CERTIFICATION/STANDARD |  | ADDITIONAL FEATURES EN
STP_009 | Data Enrichment | kib |  | 2023-06-27 |  |  | 1213514 | 1213514 | WASHER;DRVT,IFI33575 | WASHER;MNFR:DRIVETRAIN,PTNO:IFI33575 |  | IFI33575 | 3000461 | DRIVETRAIN | DRIVETRAIN | IFI33575 | [18 empty] | WASHER | NO MODIFIER | TYPE |  | NOMINAL SIZE |  | SIZE |  | MATERIAL |  | MATERIAL SPECIFICATION |  | COATING/FINISH |  | HAZARD CLASS |  | CERTIFICATION/STANDARD |  | ADDITIONAL FEATURES EN
STP_009 | Data Enrichment | kib |  | 2023-06-27 |  |  | 1213560 | 1213560 | WASHER;DRVT,WMFH14 | WASHER;MNFR:DRIVETRAIN,PTNO:WMFH14 |  | WMFH14 | 3000461 | DRIVETRAIN | DRIVETRAIN | WMFH14 | [18 empty] | WASHER | NO MODIFIER | TYPE |  | NOMINAL SIZE |  | SIZE |  | MATERIAL |  | MATERIAL SPECIFICATION |  | COATING/FINISH |  | HAZARD CLASS |  | CERTIFICATION/STANDARD |  | ADDITIONAL FEATURES EN
STP_009 | Data Enrichment | kib |  | 2023-06-27 |  |  | 1268920 | 1268920 | WASHER;MAN,02000-00010W | WASHER;MNFR:MANITOU,PTNO:02000-00010W | 01)JUNGHEINRICH AUSTRALIA PT,01)02000-00010W,WASHER | 02000-00010W | 3000007 | MANITOU | MANITOU | 02000-00010W | [18 empty] | WASHER | NO MODIFIER | TYPE |  | NOMINAL SIZE |  | SIZE |  | MATERIAL |  | MATERIAL SPECIFICATION |  | COATING/FINISH |  | HAZARD CLASS |  | CERTIFICATION/STANDARD |  | ADDITIONAL FEATURES EN
STP_009 | Data Enrichment | kib |  | 2023-06-27 |  |  | 1268924 | 1268924 | WASHER;MAN,22252-32251 | WASHER;MNFR:MANITOU,PTNO:22252-32251 | 01)JUNGHEINRICH AUSTRALIA PT,01)22252-32251,WASHER | 22252-32251 | 3000007 | MANITOU | MANITOU | 22252-32251 | [18 empty] | WASHER | NO MODIFIER | TYPE |  | NOMINAL SIZE |  | SIZE |  | MATERIAL |  | MATERIAL SPECIFICATION |  | COATING/FINISH |  | HAZARD CLASS |  | CERTIFICATION/STANDARD |  | ADDITIONAL FEATURES EN
STP_009 | Data Enrichment | kib |  | 2023-06-27 |  |  | 1269238 | 1269238 | WASHER;MAN,243C4-12111 | WASHER;MNFR:MANITOU,PTNO:243C4-12111 | 01)JUNGHEINRICH AUSTRALIA PT,01)243C4-12111,WASHER | 243C4-12111 | 3000007 | MANITOU | MANITOU | 243C4-12111 | [18 empty] | WASHER | NO MODIFIER | TYPE |  | NOMINAL SIZE |  | SIZE |  | MATERIAL |  | MATERIAL SPECIFICATION |  | COATING/FINISH |  | HAZARD CLASS |  | CERTIFICATION/STANDARD |  | ADDITIONAL FEATURES EN
STP_009 | Data Enrichment | kib |  | 2023-06-27 |  |  | 1273779 | 1273779 | WASHER;MAN,551553,ITEM 38 | WASHER;MNFR:MANITOU,PTNO:551553,ADDITIONAL FEATURES EN:ITEM 38 | 01)JUNGHEINRICH,01)551553,WASHER,01)ITEM 38 | 551553 | 3000007 | MANITOU | MANITOU | 551553 | [18 empty] | WASHER | NO MODIFIER | TYPE |  | NOMINAL SIZE |  | SIZE |  | MATERIAL |  | MATERIAL SPECIFICATION |  | COATING/FINISH |  | HAZARD CLASS |  | CERTIFICATION/STANDARD |  | ADDITIONAL FEATURES EN | ITEM 38
STP_009 | Data Enrichment | kib |  | 2023-06-27 |  |  | 1213907 | 1213907 | WASHER;MILW,533754001,FRONT CASE | WASHER;MNFR:MILWAUKEE ELECTRIC TOOL,PTNO:533754001,ADDITIONAL FEATURES EN:FRONT CASE | 01)MOUNT ISA MINING SUPPLIES,01)533754001,WASHER,01)FRONT CASE | 533754001 | 3000317 | MILWAUKEE ELECTRIC TOOL | MILWAUKEE ELECTRIC TOOL | 533754001 | [18 empty] | WASHER | NO MODIFIER | TYPE |  | NOMINAL SIZE |  | SIZE |  | MATERIAL |  | MATERIAL SPECIFICATION |  | COATING/FINISH |  | HAZARD CLASS |  | CERTIFICATION/STANDARD |  | ADDITIONAL FEATURES EN | FRONT CASE
STP_009 | Data Enrichment | kib |  | 2023-06-27 |  |  | 1269767 | 1269767 | WASHER;MILW,632876001 | WASHER;MNFR:MILWAUKEE ELECTRIC TOOL,PTNO:632876001 | 01)TOOL 'N' TACKLE,01)632876001,WASHER | 632876001 | 3000317 | MILWAUKEE ELECTRIC TOOL | MILWAUKEE ELECTRIC TOOL | 632876001 | [18 empty] | WASHER | NO MODIFIER | TYPE |  | NOMINAL SIZE |  | SIZE |  | MATERIAL |  | MATERIAL SPECIFICATION |  | COATING/FINISH |  | HAZARD CLASS |  | CERTIFICATION/STANDARD |  | ADDITIONAL FEATURES EN
STP_009 | Data Enrichment | kib |  | 2023-06-27 |  |  | 1269775 | 1269775 | WASHER;MILW,680866003 | WASHER;MNFR:MILWAUKEE ELECTRIC TOOL,PTNO:680866003 | 01)TOOL 'N' TACKLE,01)680866003,WASHER | 680866003 | 3000317 | MILWAUKEE ELECTRIC TOOL | MILWAUKEE ELECTRIC TOOL | 680866003 | [18 empty] | WASHER | NO MODIFIER | TYPE |  | NOMINAL SIZE |  | SIZE |  | MATERIAL |  | MATERIAL SPECIFICATION |  | COATING/FINISH |  | HAZARD CLASS |  | CERTIFICATION/STANDARD |  | ADDITIONAL FEATURES EN
STP_009 | Data Enrichment | kib |  | 2023-06-27 |  |  | 1335853 | 1335853 | WASHER;SCHN,SL106-957 | WASHER;MNFR:SCHNEIDER INC,PTNO:SL106-957 |  | SL106-957 | 3000344 | SCHNEIDER INC | SCHNEIDER INC | SL106-957 | [18 empty] | WASHER | NO MODIFIER | TYPE |  | NOMINAL SIZE |  | SIZE |  | MATERIAL |  | MATERIAL SPECIFICATION |  | COATING/FINISH |  | HAZARD CLASS |  | CERTIFICATION/STANDARD |  | ADDITIONAL FEATURES EN
STP_009 | Data Enrichment | kib |  | 2023-06-27 |  |  | 1257548 | 1257548 | WASHER;SIE,161.409 | WASHER;MNFR:SIEMENS,PTNO:161.409 | WASHER | 161.409 | 3000032 | SIEMENS | SIEMENS | 161.409 | [18 empty] | WASHER | NO MODIFIER | TYPE |  | NOMINAL SIZE |  | SIZE |  | MATERIAL |  | MATERIAL SPECIFICATION |  | COATING/FINISH |  | HAZARD CLASS |  | CERTIFICATION/STANDARD |  | ADDITIONAL FEATURES EN
STP_009 | Data Enrichment | kib |  | 2023-06-27 |  |  | 1270933 | 1270933 | WASHER;SIE,34060599,12, DRAWING NO: 1785 | WASHER;MNFR:SIEMENS,PTNO:34060599,ADDITIONAL FEATURES EN:12, DRAWING NO: 17852115, POSITION NO: 29 (INLET GUIDE VANE UNIT CP | 01)SIEMENS ENERGY PTY LTD,01)34060599,WASHER,01)12, DRAWING NO: 17852115, P | 34060599 | 3000032 | SIEMENS | SIEMENS | 34060599 | [18 empty] | WASHER | NO MODIFIER | TYPE |  | NOMINAL SIZE |  | SIZE |  | MATERIAL |  | MATERIAL SPECIFICATION |  | COATING/FINISH |  | HAZARD CLASS |  | CERTIFICATION/STANDARD |  | ADDITIONAL FEATURES EN | 12 | [54 empty] | DRAWING NO: 17852115,POSITION NO: 29 (INLET GUIDE VANE UNIT CP
STP_009 | Data Enrichment | kib |  | 2023-06-27 |  |  | 1243619 | 1243619 | WASHER;SPCR,ROSE,3D4654 | WASHER;TYPE:SPACER,MNFR:ROSEMOUNT INSTRUMENT LTD,PTNO:3D4654 |  | 3D4654 | 3000340 | ROSEMOUNT INSTRUMENT LTD | ROSEMOUNT INSTRUMENT LTD | 3D4654 | [18 empty] | WASHER | NO MODIFIER | TYPE | SPACER | NOMINAL SIZE |  | SIZE |  | MATERIAL |  | MATERIAL SPECIFICATION |  | COATING/FINISH |  | HAZARD CLASS |  | CERTIFICATION/STANDARD |  | ADDITIONAL FEATURES EN
STP_009 | Data Enrichment | kib |  | 2023-06-27 |  |  | 1269489 | 1269489 | WASHER;THGM,40920,M12 SPECIAL | WASHER;MNFR:THERMO GAMMA-METRICS,PTNO:40920,ADDITIONAL FEATURES EN:M12 SPECIAL | 01)THERMO GAMMA-METRICS PTY,01)40920,WASHER,01)M12 SPECIAL | 40920 | 3000468 | THERMO GAMMA-METRICS | THERMO GAMMA-METRICS | 40920 | [18 empty] | WASHER | NO MODIFIER | TYPE |  | NOMINAL SIZE |  | SIZE |  | MATERIAL |  | MATERIAL SPECIFICATION |  | COATING/FINISH |  | HAZARD CLASS |  | CERTIFICATION/STANDARD |  | ADDITIONAL FEATURES EN | M12 SPECIAL
STP_009 | Data Enrichment | kib |  | 2023-06-27 |  |  | 1269490 | 1269490 | WASHER;THGM,40921,M12,RECTANG SPECIAL | WASHER;MNFR:THERMO GAMMA-METRICS,PTNO:40921,ADDITIONAL FEATURES EN:M12,RECTANG SPECIAL | 01)THERMO GAMMA-METRICS PTY,01)40921,WASHER,01)M12,RECTANG SPECIAL | 40921 | 3000468 | THERMO GAMMA-METRICS | THERMO GAMMA-METRICS | 40921 | [18 empty] | WASHER | NO MODIFIER | TYPE |  | NOMINAL SIZE |  | SIZE |  | MATERIAL |  | MATERIAL SPECIFICATION |  | COATING/FINISH |  | HAZARD CLASS |  | CERTIFICATION/STANDARD |  | ADDITIONAL FEATURES EN | M12,RECTANG SPECIAL
STP_009 | Data Enrichment | SFU |  | 2023-06-27 |  |  | 1275220 | 1275220 | XFORMER,CUR;SIE,2502107,IKI-GSU D60 314 | TRANSFORMER,CURRENT;MNFR:SIEMENS,PTNO:2502107,ADDITIONAL FEATURES EN:IKI-GSU D60 314 BALANCE CORE | 01)SIEMENS LTD,01)2502107,TRANSFORMER,CURRENT,01)IKI-GSU D60 314 BALANCE COR | 2502107 | 3000032 | SIEMENS | SIEMENS | 2502107 | [18 empty] | TRANSFORMER | CURRENT | TYPE |  | RATIO |  | VOLTAGE RATING |  | CURRENT RATING |  | ACCURACY |  | BURDEN POWER |  | NUMBER OF PHASE |  | FREQUENCY RATING |  | MOUNTING TYPE |  | ENCLOSURE |  | SIZE |  | HAZARD CLASS |  | CERTIFICATION/STANDARD |  | ADDITIONAL FEATURES EN | IKI-GSU D60 314 BALANCE CORE
STP_009 | Data Enrichment | SFU |  | 2023-06-27 |  |  | 1216604 | 1216604 | XFORMER,CUR;SIE,CTPRYM NO1 | XFORMER,CUR;MNFR:SIEMENS,PTNO:CTPRYM NO1 |  | CTPRYM NO1 | 3000032 | SIEMENS | SIEMENS | CTPRYM NO1 | [18 empty] | TRANSFORMER | CURRENT | TYPE |  | RATIO |  | VOLTAGE RATING |  | CURRENT RATING |  | ACCURACY |  | BURDEN POWER |  | NUMBER OF PHASE |  | FREQUENCY RATING |  | MOUNTING TYPE |  | ENCLOSURE |  | SIZE |  | HAZARD CLASS |  | CERTIFICATION/STANDARD |  | ADDITIONAL FEATURES EN
STP_009 | Data Enrichment | SFU |  | 2023-06-27 |  |  | 1216605 | 1216605 | XFORMER,CUR;SIE,CTUJUM NO1 | XFORMER,CUR;MNFR:SIEMENS,PTNO:CTUJUM NO1 |  | CTUJUM NO1 | 3000032 | SIEMENS | SIEMENS | CTUJUM NO1 | [18 empty] | TRANSFORMER | CURRENT | TYPE |  | RATIO |  | VOLTAGE RATING |  | CURRENT RATING |  | ACCURACY |  | BURDEN POWER |  | NUMBER OF PHASE |  | FREQUENCY RATING |  | MOUNTING TYPE |  | ENCLOSURE |  | SIZE |  | HAZARD CLASS |  | CERTIFICATION/STANDARD |  | ADDITIONAL FEATURES EN
STP_009 | Data Enrichment | SFU |  | 2023-06-27 |  |  | 1274237 | 1274237 | XFORMER,CUR;WILT,KRIES 2512106 H001,SETI | TRANSFORMER,CURRENT;MNFR:WILSON TRANSFORMER,PTNO:Kries 2512106_H001,ADDITIONAL FEATURES EN:SET OF 3PH,IKI-LUM,92MM,DIRECTIONAL | 01)WILSON TRANSFORMER COMPAN,01)KRIES 2512106_H001,TRANSFORMER,CURRENT,01)SET OF 3PH,IKI-LUM,92MM,DIR | Kries 2512106_H001 | 3000469 | WILSON TRANSFORMER | WILSON TRANSFORMER | Kries 2512106_H001 | [18 empty] | TRANSFORMER | CURRENT | TYPE |  | RATIO |  | VOLTAGE RATING |  | CURRENT RATING |  | ACCURACY |  | BURDEN POWER |  | NUMBER OF PHASE |  | FREQUENCY RATING |  | MOUNTING TYPE |  | ENCLOSURE |  | SIZE |  | HAZARD CLASS |  | CERTIFICATION/STANDARD |  | ADDITIONAL FEATURES EN | SET OF 3PH,IKI-LUM,92MM,DIRECTIONAL
STP_009 | Data Enrichment | SFU |  | 2023-06-27 |  |  | 1264946 | 1264946 | XFORMER,DISTR;SIE,2461432 | TRANSFORMER,DISTRIBUTION;MNFR:SIEMENS,PTNO:2461432 | TRANSFORMER,DISTRIBUTION | 2461432 | 3000032 | SIEMENS | SIEMENS | 2461432 | [18 empty] | TRANSFORMER | DISTRIBUTION | TYPE |  | RATIO |  | PRIMARY VOLTAGE |  | SECONDARY VOLTAGE |  | CURRENT RATING |  | ACCURACY |  | APPARENT POWER |  | NUMBER OF PHASE |  | FREQUENCY RATING |  | MOUNTING TYPE |  | ENCLOSURE |  | SIZE |  | NUMBER OF TAPS |  | COOLING TYPE |  | VECTOR GROUP |  | HAZARD CLASS |  | CERTIFICATION/STANDARD |  | ADDITIONAL FEATURES EN
STP_009 | Data Enrichment | SFU |  | 2023-06-27 |  |  | 1264945 | 1264945 | XFORMER,DISTR;SIE,2461440 | TRANSFORMER,DISTRIBUTION;MNFR:SIEMENS,PTNO:2461440 | TRANSFORMER,DISTRIBUTION | 2461440 | 3000032 | SIEMENS | SIEMENS | 2461440 | [18 empty] | TRANSFORMER | DISTRIBUTION | TYPE |  | RATIO |  | PRIMARY VOLTAGE |  | SECONDARY VOLTAGE |  | CURRENT RATING |  | ACCURACY |  | APPARENT POWER |  | NUMBER OF PHASE |  | FREQUENCY RATING |  | MOUNTING TYPE |  | ENCLOSURE |  | SIZE |  | NUMBER OF TAPS |  | COOLING TYPE |  | VECTOR GROUP |  | HAZARD CLASS |  | CERTIFICATION/STANDARD |  | ADDITIONAL FEATURES EN
STP_009 | Data Enrichment | SFU |  | 2023-06-27 |  |  | 1264944 | 1264944 | XFORMER,DISTR;SIE,2461457 | TRANSFORMER,DISTRIBUTION;MNFR:SIEMENS,PTNO:2461457 | TRANSFORMER,DISTRIBUTION | 2461457 | 3000032 | SIEMENS | SIEMENS | 2461457 | [18 empty] | TRANSFORMER | DISTRIBUTION | TYPE |  | RATIO |  | PRIMARY VOLTAGE |  | SECONDARY VOLTAGE |  | CURRENT RATING |  | ACCURACY |  | APPARENT POWER |  | NUMBER OF PHASE |  | FREQUENCY RATING |  | MOUNTING TYPE |  | ENCLOSURE |  | SIZE |  | NUMBER OF TAPS |  | COOLING TYPE |  | VECTOR GROUP |  | HAZARD CLASS |  | CERTIFICATION/STANDARD |  | ADDITIONAL FEATURES EN
STP_009 | Data Enrichment | SFU |  | 2023-06-27 |  |  | 1264943 | 1264943 | XFORMER,DISTR;SIE,2461465 | TRANSFORMER,DISTRIBUTION;MNFR:SIEMENS,PTNO:2461465 | TRANSFORMER,DISTRIBUTION | 2461465 | 3000032 | SIEMENS | SIEMENS | 2461465 | [18 empty] | TRANSFORMER | DISTRIBUTION | TYPE |  | RATIO |  | PRIMARY VOLTAGE |  | SECONDARY VOLTAGE |  | CURRENT RATING |  | ACCURACY |  | APPARENT POWER |  | NUMBER OF PHASE |  | FREQUENCY RATING |  | MOUNTING TYPE |  | ENCLOSURE |  | SIZE |  | NUMBER OF TAPS |  | COOLING TYPE |  | VECTOR GROUP |  | HAZARD CLASS |  | CERTIFICATION/STANDARD |  | ADDITIONAL FEATURES EN
STP_009 | Data Enrichment | SFU |  | 2023-06-27 |  |  | 1264942 | 1264942 | XFORMER,DISTR;SIE,2461473 | TRANSFORMER,DISTRIBUTION;MNFR:SIEMENS,PTNO:2461473 | TRANSFORMER,DISTRIBUTION | 2461473 | 3000032 | SIEMENS | SIEMENS | 2461473 | [18 empty] | TRANSFORMER | DISTRIBUTION | TYPE |  | RATIO |  | PRIMARY VOLTAGE |  | SECONDARY VOLTAGE |  | CURRENT RATING |  | ACCURACY |  | APPARENT POWER |  | NUMBER OF PHASE |  | FREQUENCY RATING |  | MOUNTING TYPE |  | ENCLOSURE |  | SIZE |  | NUMBER OF TAPS |  | COOLING TYPE |  | VECTOR GROUP |  | HAZARD CLASS |  | CERTIFICATION/STANDARD |  | ADDITIONAL FEATURES EN
STP_009 | Data Enrichment | SFU |  | 2023-06-27 |  |  | 1215715 | 1215715 | XFORMER,DISTR;WILT,A675 | TRANSFORMER,DISTRIBUTION;MNFR:WILSON TRANSFORMER,PTNO:A675 | TRANSFORMER,DISTRIBUTION | A675 | 3000469 | WILSON TRANSFORMER | WILSON TRANSFORMER | A675 | [18 empty] | TRANSFORMER | DISTRIBUTION | TYPE |  | RATIO |  | PRIMARY VOLTAGE |  | SECONDARY VOLTAGE |  | CURRENT RATING |  | ACCURACY |  | APPARENT POWER |  | NUMBER OF PHASE |  | FREQUENCY RATING |  | MOUNTING TYPE |  | ENCLOSURE |  | SIZE |  | NUMBER OF TAPS |  | COOLING TYPE |  | VECTOR GROUP |  | HAZARD CLASS |  | CERTIFICATION/STANDARD |  | ADDITIONAL FEATURES EN
STP_009 | Data Enrichment | SFU |  | 2023-06-27 |  |  | 1218801 | 1218801 | XMITTER,FLW;YOKG,AXG050 | XMITTER,FLW;MNFR:YOKOGAWA,PTNO:AXG050 |  | AXG050 | 3000446 | YOKOGAWA | YOKOGAWA | AXG050 | [18 empty] | TRANSMITTER | FLOW | TYPE |  | MEASURING RANGE |  | ACCURACY |  | OUTPUT TYPE |  | DENSITY |  | CONNECTION TYPE |  | SUPPLY VOLTAGE |  | MOUNTING TYPE |  | MATERIAL |  | PRESSURE RATING |  | HAZARD CLASS |  | CERTIFICATION/STANDARD |  | ADDITIONAL FEATURES EN
STP_009 | Data Enrichment | SFU |  | 2023-06-27 |  |  | 1218925 | 1218925 | XMITTER,FLW;YOKG,AXG080 | XMITTER,FLW;MNFR:YOKOGAWA,PTNO:AXG080 |  | AXG080 | 3000446 | YOKOGAWA | YOKOGAWA | AXG080 | [18 empty] | TRANSMITTER | FLOW | TYPE |  | MEASURING RANGE |  | ACCURACY |  | OUTPUT TYPE |  | DENSITY |  | CONNECTION TYPE |  | SUPPLY VOLTAGE |  | MOUNTING TYPE |  | MATERIAL |  | PRESSURE RATING |  | HAZARD CLASS |  | CERTIFICATION/STANDARD |  | ADDITIONAL FEATURES EN
STP_009 | Data Enrichment | SFU |  | 2023-06-27 |  |  | 1218924 | 1218924 | XMITTER,FLW;YOKG,AXG100 | XMITTER,FLW;MNFR:YOKOGAWA,PTNO:AXG100 |  | AXG100 | 3000446 | YOKOGAWA | YOKOGAWA | AXG100 | [18 empty] | TRANSMITTER | FLOW | TYPE |  | MEASURING RANGE |  | ACCURACY |  | OUTPUT TYPE |  | DENSITY |  | CONNECTION TYPE |  | SUPPLY VOLTAGE |  | MOUNTING TYPE |  | MATERIAL |  | PRESSURE RATING |  | HAZARD CLASS |  | CERTIFICATION/STANDARD |  | ADDITIONAL FEATURES EN
STP_009 | Data Enrichment | SFU |  | 2023-06-27 |  |  | 1218922 | 1218922 | XMITTER,FLW;YOKG,AXG150 | XMITTER,FLW;MNFR:YOKOGAWA,PTNO:AXG150 |  | AXG150 | 3000446 | YOKOGAWA | YOKOGAWA | AXG150 | [18 empty] | TRANSMITTER | FLOW | TYPE |  | MEASURING RANGE |  | ACCURACY |  | OUTPUT TYPE |  | DENSITY |  | CONNECTION TYPE |  | SUPPLY VOLTAGE |  | MOUNTING TYPE |  | MATERIAL |  | PRESSURE RATING |  | HAZARD CLASS |  | CERTIFICATION/STANDARD |  | ADDITIONAL FEATURES EN
STP_009 | Data Enrichment | SFU |  | 2023-06-27 |  |  | 1218923 | 1218923 | XMITTER,FLW;YOKG,AXG200 | XMITTER,FLW;MNFR:YOKOGAWA,PTNO:AXG200 |  | AXG200 | 3000446 | YOKOGAWA | YOKOGAWA | AXG200 | [18 empty] | TRANSMITTER | FLOW | TYPE |  | MEASURING RANGE |  | ACCURACY |  | OUTPUT TYPE |  | DENSITY |  | CONNECTION TYPE |  | SUPPLY VOLTAGE |  | MOUNTING TYPE |  | MATERIAL |  | PRESSURE RATING |  | HAZARD CLASS |  | CERTIFICATION/STANDARD |  | ADDITIONAL FEATURES EN
STP_009 | Data Enrichment | SFU |  | 2023-06-27 |  |  | 1272681 | 1272681 | XMITTER,GAGE PRES;ENDH,PMP11-1960/0 | TRANSMITTER,GAUGE PRESSURE;MNFR:ENDRESS & HAUSER,PTNO:PMP11-1960/0 | 01)SHERRIFF ELECTRICAL SUPPL,01)ENDPMP11-1960/0,TRANSMITTER,GAUGE PRESSURE | PMP11-1960/0 | 3000269 | ENDRESS & HAUSER | ENDRESS & HAUSER | PMP11-1960/0 | [18 empty] | TRANSMITTER | GAUGE PRESSURE | TYPE |  | MEASURING RANGE |  | ACCURACY |  | OUTPUT TYPE |  | SUPPLY VOLTAGE |  | CONNECTION TYPE |  | MOUNTING TYPE |  | DISPLAY TYPE |  | COMMUNICATION PROTOCOL |  | HOUSING MATERIAL |  | ENCLOSURE |  | SIZE |  | HAZARD CLASS |  | CERTIFICATION/STANDARD |  | ADDITIONAL FEATURES EN
STP_009 | Data Enrichment | SFU |  | 2023-06-27 |  |  | 1272682 | 1272682 | XMITTER,GAGE PRES;ENDH,PMP11-2RJ4/0 | TRANSMITTER,GAUGE PRESSURE;MNFR:ENDRESS & HAUSER,PTNO:PMP11-2RJ4/0 | 01)SHERRIFF ELECTRICAL SUPPL,01)ENDPMP11-1960/0,TRANSMITTER,GAUGE PRESSURE | PMP11-2RJ4/0 | 3000269 | ENDRESS & HAUSER | ENDRESS & HAUSER | PMP11-2RJ4/0 | [18 empty] | TRANSMITTER | GAUGE PRESSURE | TYPE |  | MEASURING RANGE |  | ACCURACY |  | OUTPUT TYPE |  | SUPPLY VOLTAGE |  | CONNECTION TYPE |  | MOUNTING TYPE |  | DISPLAY TYPE |  | COMMUNICATION PROTOCOL |  | HOUSING MATERIAL |  | ENCLOSURE |  | SIZE |  | HAZARD CLASS |  | CERTIFICATION/STANDARD |  | ADDITIONAL FEATURES EN
STP_009 | Data Enrichment | SFU |  | 2023-06-27 |  |  | 1213098 | 1213098 | XMITTER,LVL;DRVT,IFI01213,FUEL | TRANSMITTER,LEVEL;MNFR:DRIVETRAIN,PTNO:IFI01213,ADDITIONAL FEATURES EN:FUEL | 01)DRIVETRAIN AUSTRALIA,01)IFI01213,TRANSMITTER,LEVEL,01)FUEL | IFI01213 | 3000461 | DRIVETRAIN | DRIVETRAIN | IFI01213 | [18 empty] | TRANSMITTER | LEVEL | TYPE |  | MEASURING RANGE |  | ACCURACY |  | OUTPUT TYPE |  | SUPPLY VOLTAGE |  | CONNECTION TYPE |  | MOUNTING TYPE |  | MATERIAL |  | TEMPERATURE RATING |  | ENCLOSURE |  | SIZE |  | HAZARD CLASS |  | CERTIFICATION/STANDARD |  | ADDITIONAL FEATURES EN | FUEL
STP_009 | Data Enrichment | SFU |  | 2023-06-27 |  |  | 1213481 | 1213481 | XMITTER,LVL;DRVT,IFI33013,FUEL | TRANSMITTER,LEVEL;MNFR:DRIVETRAIN,PTNO:IFI33013,ADDITIONAL FEATURES EN:FUEL |  | IFI33013 | 3000461 | DRIVETRAIN | DRIVETRAIN | IFI33013 | [18 empty] | TRANSMITTER | LEVEL | TYPE |  | MEASURING RANGE |  | ACCURACY |  | OUTPUT TYPE |  | SUPPLY VOLTAGE |  | CONNECTION TYPE |  | MOUNTING TYPE |  | MATERIAL |  | TEMPERATURE RATING |  | ENCLOSURE |  | SIZE |  | HAZARD CLASS |  | CERTIFICATION/STANDARD |  | ADDITIONAL FEATURES EN | FUEL
STP_009 | Data Enrichment | SFU |  | 2023-06-27 |  |  | 1273494 | 1273494 | XMITTER,LVL;ENDH,FMU30-AAHEABGHF,PROSONI | TRANSMITTER,LEVEL;MNFR:ENDRESS & HAUSER,PTNO:FMU30-AAHEABGHF,ADDITIONAL FEATURES EN:PROSONIC,T-FMU30 |  | FMU30-AAHEABGHF | 3000269 | ENDRESS & HAUSER | ENDRESS & HAUSER | FMU30-AAHEABGHF | [18 empty] | TRANSMITTER | LEVEL | TYPE |  | MEASURING RANGE |  | ACCURACY |  | OUTPUT TYPE |  | SUPPLY VOLTAGE |  | CONNECTION TYPE |  | MOUNTING TYPE |  | MATERIAL |  | TEMPERATURE RATING |  | ENCLOSURE |  | SIZE |  | HAZARD CLASS |  | CERTIFICATION/STANDARD |  | ADDITIONAL FEATURES EN | PROSONIC,T-FMU30
STP_009 | Data Enrichment | SFU |  | 2023-06-27 |  |  | 1270307 | 1270307 | XMITTER,LVL;ENDH,FMU90-R11CA232AA1A | TRANSMITTER,LEVEL;MNFR:ENDRESS & HAUSER,PTNO:FMU90-R11CA232AA1A | 01)PMD PROCESS CONTROLS,01)PROSONIC FMU90-R11CA232AA1A,TRANSMITTER,LEVEL | FMU90-R11CA232AA1A | 3000269 | ENDRESS & HAUSER | ENDRESS & HAUSER | FMU90-R11CA232AA1A | [18 empty] | TRANSMITTER | LEVEL | TYPE |  | MEASURING RANGE |  | ACCURACY |  | OUTPUT TYPE |  | SUPPLY VOLTAGE |  | CONNECTION TYPE |  | MOUNTING TYPE |  | MATERIAL |  | TEMPERATURE RATING |  | ENCLOSURE |  | SIZE |  | HAZARD CLASS |  | CERTIFICATION/STANDARD |  | ADDITIONAL FEATURES EN
STP_009 | Data Enrichment | SFU |  | 2023-06-27 |  |  | 1211856 | 1211856 | XMITTER,TEMP;YOKG,YTA50-A/KS2,HD MOUNT,S | TRANSMITTER,TEMPERATURE;MNFR:YOKOGAWA,PTNO:YTA50-A/KS2,ADDITIONAL FEATURES EN:HD MOUNT,SPECS,PT100,3 WIRE,BURNOUT HIGH,RESPONSE TIME 1 | 01)YOKOGAWA AUSTRALIA PTY LT,01)YTA50-A/KS2,TRANSMITTER,TEMPERATURE,01)HD MOUNT,SPECS,PT100,3 WIRE | YTA50-A/KS2 | 3000446 | YOKOGAWA | YOKOGAWA | YTA50-A/KS2 | [18 empty] | TRANSMITTER | TEMPERATURE | TYPE |  | MEASURING RANGE |  | ACCURACY |  | INPUT TYPE |  | OUTPUT TYPE |  | CONNECTION TYPE |  | MATERIAL |  | SUPPLY VOLTAGE |  | SIZE |  | HAZARD CLASS |  | CERTIFICATION/STANDARD |  | ADDITIONAL FEATURES EN | HD MOUNT,SPECS,PT100,3 WIRE,BURNOUT HIGH,RESPONSE TIME 1
STP_009 | Data Enrichment | SFU |  | 2023-06-27 |  |  | 1270480 | 1270480 | XMITTER,TEMP;YOKG,YTA70P-JA/V2S,PANEL MO | TRANSMITTER,TEMPERATURE;MNFR:YOKOGAWA,PTNO:YTA70P-JA/V2S,ADDITIONAL FEATURES EN:PANEL MOUNT,SPECS,PT100,3 WIRE | 01)YOKOGAWA AUSTRALIA PTY LT,01)YTA70P-JA/V2S,TRANSMITTER,TEMPERATURE,01)PANEL MOUNT,SPECS,PT100,3 W | YTA70P-JA/V2S | 3000446 | YOKOGAWA | YOKOGAWA | YTA70P-JA/V2S | [18 empty] | TRANSMITTER | TEMPERATURE | TYPE |  | MEASURING RANGE |  | ACCURACY |  | INPUT TYPE |  | OUTPUT TYPE |  | CONNECTION TYPE |  | MATERIAL |  | SUPPLY VOLTAGE |  | SIZE |  | HAZARD CLASS |  | CERTIFICATION/STANDARD |  | ADDITIONAL FEATURES EN | PANEL MOUNT,SPECS,PT100,3 WIRE
STP_009 | Data Enrichment | SFU |  | 2023-06-27 |  |  | 1269819 | 1269819 | XMTR,DIF PRES;YOKG,EJA110E-JMS4G919EB | TRANSMITTER,DIFFERENTIAL PRESSURE;MNFR:YOKOGAWA,PTNO:EJA110E-JMS4G919EB | 01)YOKOGAWA AUSTRALIA PTY LT,01)EJA110E-JMS4G-919EB,TRANSMITTER,DIFFERENTIAL PRESS | EJA110E-JMS4G919EB | 3000446 | YOKOGAWA | YOKOGAWA | EJA110E-JMS4G919EB | [18 empty] | TRANSMITTER | DIFFERENTIAL PRESSURE | TYPE |  | MEASURING RANGE |  | ACCURACY |  | OUTPUT TYPE |  | SUPPLY VOLTAGE |  | CONNECTION TYPE |  | MOUNTING TYPE |  | DISPLAY TYPE |  | HOUSING MATERIAL |  | ENCLOSURE |  | SIZE |  | CERTIFICATION/STANDARD |  | ADDITIONAL FEATURES EN
STP_009 | Data Enrichment | SFU |  | 2023-06-27 |  |  | 1270615 | 1270615 | XMTR,DIF PRES;YOKG,EJX110A-JFS4G-914EB/S | TRANSMITTER,DIFFERENTIAL PRESSURE;MNFR:YOKOGAWA,PTNO:EJX110A-JFS4G-914EB/SU21/X2/M11,ADDITIONAL FEATURES EN:PRESSURE,0.1 TO 5 KPA,1 TO 50 MBAR | 01)YOKOGAWA AUSTRALIA PTY LT,01)EJX110A-JFS4G-914EB/SU21/X2,TRANSMITTER,DIFFERENTIAL PRESS,01)PRESSURE,0.1 TO 5 KPA,1 TO | EJX110A-JFS4G-914EB/SU21/X2/M11 | 3000446 | YOKOGAWA | YOKOGAWA | EJX110A-JFS4G-914EB/SU21/X2/M11 | [18 empty] | TRANSMITTER | DIFFERENTIAL PRESSURE | TYPE |  | MEASURING RANGE |  | ACCURACY |  | OUTPUT TYPE |  | SUPPLY VOLTAGE |  | CONNECTION TYPE |  | MOUNTING TYPE |  | DISPLAY TYPE |  | HOUSING MATERIAL |  | ENCLOSURE |  | SIZE |  | CERTIFICATION/STANDARD |  | ADDITIONAL FEATURES EN | PRESSURE,0.1 TO 5 KPA,1 TO 50 MBAR
STP_009 | Data Enrichment | SFU |  | 2023-06-27 |  |  | 1270616 | 1270616 | XMTR,DIF PRES;YOKG,EJX110A-JMS4G-914EB/S | TRANSMITTER,DIFFERENTIAL PRESSURE;MNFR:YOKOGAWA,PTNO:EJX110A-JMS4G-914EB/SU21/X2/M11,ADDITIONAL FEATURES EN:PRESSURE,0.5 TO 100 KPA, 5 TO 1000 MBAR | 01)YOKOGAWA AUSTRALIA PTY LT,01)EJX110A-JMS4G-914EB/SU21/X2,TRANSMITTER,DIFFERENTIAL PRESS,01)PRESSURE,0.5 TO 100 KPA,5 T | EJX110A-JMS4G-914EB/SU21/X2/M11 | 3000446 | YOKOGAWA | YOKOGAWA | EJX110A-JMS4G-914EB/SU21/X2/M11 | [18 empty] | TRANSMITTER | DIFFERENTIAL PRESSURE | TYPE |  | MEASURING RANGE |  | ACCURACY |  | OUTPUT TYPE |  | SUPPLY VOLTAGE |  | CONNECTION TYPE |  | MOUNTING TYPE |  | DISPLAY TYPE |  | HOUSING MATERIAL |  | ENCLOSURE |  | SIZE |  | CERTIFICATION/STANDARD |  | ADDITIONAL FEATURES EN | PRESSURE,0.5 TO 100 KPA,5 TO 1000 MBAR
STP_009 | Data Enrichment | SCS |  | 2023-06-27 |  |  | 1244801 | 1244801 | ZZ - REPLACED BY 1070329 | O-RING;MNFR:WEIR,PTNO:E109-S10,ADDITIONAL FEATURES EN:NECK 0420-PPS-0075 ,MATERIAL:STAINLESS STEEL | O-RING,01)NECK 0420-PPS-0075,MATERIAL:STAINLESS STEEL,01)COU 0420-PPS-0075, MATÉRIAU:ACIER INOXYDABLE | ZZ - E109-S10 | 3000036 | WEIR | WEIR | E109-S10 | [18 empty] | O-RING | NO MODIFIER | INSIDE DIAMETER |  | OUTSIDE DIAMETER |  | WIDTH |  | MATERIAL | STAINLESS STEEL | DASH NUMBER |  | HARDNESS |  | PRESSURE RATING |  | TEMPERATURE RATING |  | HAZARD CLASS |  | CERTIFICATION/STANDARD |  | ADDITIONAL FEATURES EN | NECK 0420-PPS-0075
STP_009 | Data Enrichment | kib |  | 2023-06-27 |  |  | 1254029 | 1254029 | ZZ - REPLACED BY 1131139 | ADAPTER;MNFR:DRIVETRAIN,PTNO:10643-4-4,ADDITIONAL FEATURES EN:TUBE-HOSE:7/16 IN F.JIC X 1/4 IN HOSE STEEL,HYDRAULIC | 01)DRIVETRAIN AUSTRALIA,01)10643-4-4,ADAPTER,01)TUBE-HOSE:7/16 IN F.JIC X 1 | 10643-4-4 | 3000461 | DRIVETRAIN | DRIVETRAIN | 10643-4-4 | [18 empty] | ADAPTER | NO MODIFIER | TYPE |  | SIZE |  | MATERIAL |  | HAZARD CLASS |  | CERTIFICATION/STANDARD |  | ADDITIONAL FEATURES EN | TUBE-HOSE:7/16 IN F.JIC X 1/4 IN HOSE STEEL,HYDRAULIC
STP_009 | Data Enrichment | kib |  | 2023-06-27 |  |  | 1254032 | 1254032 | ZZ - REPLACED BY 1131144 | ADAPTER;MNFR:DRIVETRAIN,PTNO:10643-12-12,ADDITIONAL FEATURES EN:TUBE-HOSE,1-1/16 IN F.JICX3/4 IN ,HYDRAULIC,SAE 100R2 HOSE | 01)DRIVETRAIN AUSTRALIA,01)10643-12-12,ADAPTER,01)TUBE-HOSE,1-1/16 IN F.JICX3 | 10643-12-12 | 3000461 | DRIVETRAIN | DRIVETRAIN | 10643-12-12 | [18 empty] | ADAPTER | NO MODIFIER | TYPE |  | SIZE |  | MATERIAL |  | HAZARD CLASS |  | CERTIFICATION/STANDARD |  | ADDITIONAL FEATURES EN | TUBE-HOSE,1-1/16 IN F.JICX3/4 IN,HYDRAULIC,SAE 100R2 HOSE
STP_009 | Data Enrichment | SFU |  | 2023-06-27 |  |  | 1254105 | 1254105 | ZZ - REPLACED BY 1465889 | MOUNT;MNFR:WEIR,PTNO:D260BE02 |  | D260BE02 | 3000036 | WEIR | WEIR | D260BE02 | [18 empty] | MOUNT | NO MODIFIER | TYPE |  | OVERALL SIZE |  | MATERIAL |  | NUMBER OF HOLES/SLOTS |  | HOLE/SLOT SIZE |  | HAZARD CLASS |  | CERTIFICATION/STANDARD |  | ADDITIONAL FEATURES EN
STP_009 | Data Enrichment | kib |  | 2023-06-27 |  |  | 1254031 | 1254031 | ZZ - REPLACED BY 1556017 | ADAPTER;MNFR:DRIVETRAIN,PTNO:1JS43-4-4,ADDITIONAL FEATURES EN:STRAIGHT,PIPE TO HOSE,1/4 IN ,CRIMP HOSE FITTING,HOSE TO FEMALE PIP | 01)DRIVETRAIN AUSTRALIA,01)1JS43-4-4,ADAPTER,01)STRAIGHT,PIPE TO HOSE,1/4 I | 1JS43-4-4 | 3000461 | DRIVETRAIN | DRIVETRAIN | 1JS43-4-4 | [18 empty] | ADAPTER | NO MODIFIER | TYPE |  | SIZE |  | MATERIAL |  | HAZARD CLASS |  | CERTIFICATION/STANDARD |  | ADDITIONAL FEATURES EN | STRAIGHT,PIPE TO HOSE,1/4 IN,CRIMP HOSE FITTING,HOSE TO FEMALE PIP
STP_009 | Data Enrichment | kib |  | 2023-06-27 |  |  | 1253972 | 1253972 | ZZ - REPLACED BY 1573286 | COIL,ELECTRICAL;MNFR:ALLEN BRADLEY,PTNO:A-B100FSC280,ADDITIONAL FEATURES EN:SUPPRESSOR,RC MODULE,110-280VAC | 01)CNW,01)A-B100FSC280,COIL,ELECTRICAL,01)SUPPRESSOR,RC MODULE,110-28 | A-B100FSC280 | 3000226 | ALLEN BRADLEY | ALLEN BRADLEY | A-B100FSC280 | [18 empty] | COIL | ELECTRICAL | TYPE |  | SIZE |  | VOLTAGE RATING |  | CURRENT RATING |  | TEMPERATURE RATING |  | INSULATION CLASS |  | HAZARD CLASS |  | CERTIFICATION/STANDARD |  | ADDITIONAL FEATURES EN | SUPPRESSOR,RC MODULE,110-280VAC
STP_009 | Data Enrichment | kib |  | 2023-06-27 |  |  | 1253945 | 1253945 | ZZ - REPLACED BY 1578240 | VALVE;MNFR:DANFOSS FLUID POWER (SAUERDANFOSS),PTNO:148B5920,ADDITIONAL FEATURES EN:SHUT OFF,DN15 RA STOP SVA | 01)REFPRO PTY LTD,01)148B5920,VALVE,01)SHUT OFF,DN15 RA STOP SVA | 148B5920 | 3000508 | DANFOSS FLUID POWER (SAUE | DANFOSS FLUID POWER (SAUERDANFOSS) | 148B5920 | [18 empty] | VALVE | NO MODIFIER | TYPE |  | NOMINAL SIZE |  | END CONNECTION |  | CONFIGURATION |  | PRESSURE CLASS/RATING |  | BODY MATERIAL |  | DESIGN PRESSURE |  | TEMPERATURE RATING |  | OPERATED |  | TRIM |  | SOFTGOODS |  | HAZARD CLASS |  | CERTIFICATION/STANDARD |  | ADDITIONAL FEATURES EN | SHUT OFF,DN15 RA STOP SVA
STP_009 | Data Enrichment | rym |  | 2023-06-27 |  |  | 1269910 | 1269910 | ZZ - REPLACED BY 4050564 | MOTOR,GEAR;MNFR:SEW EURODRIVE,PTNO:418323511,ADDITIONAL FEATURES EN:30KW,K107 | 01)SEW EURODRIVE PTY LTD,01)418323511,MOTOR,GEAR,01)30KW,K107 | 418323511 | 3000442 | SEW EURODRIVE | SEW EURODRIVE | 418323511 | [18 empty] | MOTOR | GEAR | TYPE |  | POWER RATING |  | OUTPUT SPEED RATING |  | VOLTAGE RATING |  | NEMA/IEC SIZE |  | TORQUE RATING |  | SPEED RATIO |  | SERVICE FACTOR |  | CURRENT RATING |  | FREQUENCY RATING |  | NUMBER OF PHASE |  | MOUNTING TYPE |  | DEGREE OF PROTECTION |  | HAZARD CLASS |  | CERTIFICATION/STANDARD |  | ADDITIONAL FEATURES EN | 30KW,K107