## Sheet1
Project | Activities | Production User | Production Comments | Start Date | End Date | Remarks | Griha ID | Material | MAKTX_MARA | TEXT_EN | Class_Char_Values | MFRPN | MFRNR | MFRNR DES (Name) | MNFR | PTNO | Verified MNFR from web | MNFR 1 | PTNO 1 | MNFR 2 | PTNO 2 | Reference URL | Reference URL1 | Item Number | DWG | DRAWING VERSION | POS/TAG | Equipment Type | Equipment Manufacturer | Equipment Model | Equipment Serial | Unused Text | Enriched/Cleansed | UNSPSC Ver.23.07 | Noun | Modifier | Attribute Name 1 | Attribute Value 1 | Attribute Name 2 | Attribute Value 2 | Attribute Name 3 | Attribute Value 3 | Attribute Name 4 | Attribute Value 4 | Attribute Name 5 | Attribute Value 5 | Attribute Name 6 | Attribute Value 6 | Attribute Name 7 | Attribute Value 7 | Attribute Name 8 | Attribute Value 8 | Attribute Name 9 | Attribute Value 9 | Attribute Name 10 | Attribute Value 10 | Attribute Name 11 | Attribute Value 11 | Attribute Name 12 | Attribute Value 12 | Attribute Name 13 | Attribute Value 13 | Attribute Name 14 | Attribute Value 14 | Attribute Name 15 | Attribute Value 15 | Attribute Name 16 | Attribute Value 16 | Attribute Name 17 | Attribute Value 17 | Attribute Name 18 | Attribute Value 18 | Attribute Name 19 | Attribute Value 19 | Attribute Name 20 | Attribute Value 20 | Attribute Name 21 | Attribute Value 21 | Attribute Name 22 | Attribute Value 22 | Attribute Name 23 | Attribute Value 23 | Attribute Name 24 | Attribute Value 24 | Attribute Name 25 | Attribute Value 25 | Attribute Name 26 | Attribute Value 26 | Attribute Name 27 | Attribute Value 27 | Attribute Name 28 | Attribute Value 28 | Attribute Name 29 | Attribute Value 29 | Attribute Name 30 | Attribute Value 30 | Attribute Name 31 | Attribute Value 31 | Attribute Name 32 | Attribute Value 32 | Attribute Name 33 | Attribute Value 33 | Attribute Name 34 | Attribute Value 34 | Attribute Name 35 | Attribute Value 35 | Attribute Name 36 | Attribute Value 36 | Remaining_Information
STP_009 | Data Enrichment | KIB |  | 2023-07-03 |  |  | 1268382 | 1268382 | BATTERY,RECHRG;DEWT,DCB184-XE,18V | BATTERY,RECHARGEABLE;MNFR:DEWALT TOOLS,PTNO:DCB184-XE,ADDITIONAL FEATURES EN:18V | 01)MOUNT ISA MINING SUPPLIES,01)DCB184-XE,BATTERY,RECHARGEABLE,01)18V | DCB184-XE | 3000263 | DEWALT TOOLS | DEWALT TOOLS | DCB184-XE | [18 empty] | BATTERY | RECHARGEABLE | TYPE |  | VOLTAGE RATING |  | SIZE DESIGNATION |  | CAPACITY |  | CHEMICAL COMPOSITION |  | MATERIAL |  | TERMINAL TYPE |  | SIZE |  | RECHARGEABLE TIMING |  | RECHARGEABLE CYCLES |  | ROHS COMPLIANCE |  | OPERATING TEMPERATURE RANGE |  | HAZARD CLASS |  | CERTIFICATION/STANDARD |  | ADDITIONAL FEATURES EN | 18V
STP_009 | Data Enrichment | KIB |  | 2023-07-03 |  |  | 1268795 | 1268795 | BATTERY,RECHRG;MILW,MPNM18HB6,18V 6.0AH | BATTERY,RECHARGEABLE;MNFR:MILWAUKEE ELECTRIC TOOL,PTNO:MPNM18HB6,ADDITIONAL FEATURES EN:18V 6.0AH | 01)TOTAL TOOLS TOWNSVILLE,01)MPNM18HB6,BATTERY,RECHARGEABLE,01)18V 6.0AH | MPNM18HB6 | 3000317 | MILWAUKEE ELECTRIC TOOL | MILWAUKEE ELECTRIC TOOL | MPNM18HB6 | [18 empty] | BATTERY | RECHARGEABLE | TYPE |  | VOLTAGE RATING |  | SIZE DESIGNATION |  | CAPACITY |  | CHEMICAL COMPOSITION |  | MATERIAL |  | TERMINAL TYPE |  | SIZE |  | RECHARGEABLE TIMING |  | RECHARGEABLE CYCLES |  | ROHS COMPLIANCE |  | OPERATING TEMPERATURE RANGE |  | HAZARD CLASS |  | CERTIFICATION/STANDARD |  | ADDITIONAL FEATURES EN | 18V 6.0AH
STP_009 | Data Enrichment | KIB |  | 2023-07-03 |  |  | 1269645 | 1269645 | BATTERY,STORG;EATO,9SXEBM96T,9SXTOWER,EB | BATTERY,STORAGE;MNFR:EATON CORPORATION,PTNO:9SXEBM96T,ADDITIONAL FEATURES EN:9SXTOWER,EBM,96V,2/3KVA | 01)CNW,01)EAT9SXEBM96T,BATTERY,STORAGE,01)9SXTOWER,EBM,96V,2/3KVA | 9SXEBM96T | 3000267 | EATON CORPORATION | EATON CORPORATION | 9SXEBM96T | [18 empty] | BATTERY | STORAGE | TYPE |  | ELECTROLYTE |  | CAPACITY |  | SHELF LIFE |  | TERMINAL TYPE |  | TEMPERATURE RATING |  | ELECTROLYTE LEVEL INDICATOR |  | CASE MATERIAL |  | OVERALL SIZE |  | HAZARD CLASS |  | CERTIFICATION/STANDARD |  | ADDITIONAL FEATURES EN | 9SXTOWER,EBM,96V,2/3KVA
STP_009 | Data Enrichment | KIB |  | 2023-07-03 |  |  | 1272904 | 1272904 | BATTERY,STORG;SCHN,APCSMC1500IC,UPS SMAR | BATTERY,STORAGE;MNFR:SCHNEIDER INC,PTNO:APCSMC1500IC,ADDITIONAL FEATURES EN:UPS SMART,SMC,1500VA WITH SMARTCONNECT,BRAND:APC | 01)CNW (MOUNT ISA) ELECT WHO,01)APCSMC1500IC,BATTERY,STORAGE,01)UPS SMART,02)SMC,1500VA WITH SMARTCONNEC,03)BRAND:APC | APCSMC1500IC | 3000344 | SCHNEIDER INC | SCHNEIDER INC | APCSMC1500IC | [18 empty] | BATTERY | STORAGE | TYPE |  | ELECTROLYTE |  | CAPACITY |  | SHELF LIFE |  | TERMINAL TYPE |  | TEMPERATURE RATING |  | ELECTROLYTE LEVEL INDICATOR |  | CASE MATERIAL |  | OVERALL SIZE |  | HAZARD CLASS |  | CERTIFICATION/STANDARD |  | ADDITIONAL FEATURES EN | UPS SMART,SMC,1500VA WITH SMARTCONNECT | [48 empty] | BRAND:APC
STP_009 | Data Enrichment | KIB |  | 2023-07-03 |  |  | 1274939 | 1274939 | BATTERY;3M,35-1099-07,LITHIUM-ION,STD | BATTERY;MNFR:3M,PTNO:35-1099-07,ADDITIONAL FEATURES EN:LITHIUM-ION,STANDARD, BRAND:ADFLO | 01)GLOBAL WELDING SUPPLIES,01)AWS837630,BATTERY,01)LITHIUM-ION,STANDARD,02) BRAND:ADFLO | 35-1099-07 | 3000220 | 3M | 3M | 35-1099-07 | [18 empty] | BATTERY | NO MODIFIER | TYPE |  | VOLTAGE RATING |  | CAPACITY |  | SIZE DESIGNATION |  | SIZE |  | CONNECTION TYPE |  | BATTERY LIFE |  | TEMPERATURE RATING |  | HAZARD CLASS |  | CERTIFICATION/STANDARD |  | ADDITIONAL FEATURES EN | LITHIUM-ION,STANDARD | [50 empty] | BRAND:ADFLO
STP_009 | Data Enrichment | KIB |  | 2023-07-03 |  |  | 1266497 | 1266497 | BATTERY;AB,A-B2090DABAT2,KINETIX 2000 | BATTERY;MNFR:ALLEN BRADLEY,PTNO:A-B2090DABAT2,ADDITIONAL FEATURES EN:KINETIX 2000 | 01)CNW (MOUNT ISA) ELECT WHO,01)A-B2090DABAT2,BATTERY,01)KINETIX 2000 | A-B2090DABAT2 | 3000226 | ALLEN BRADLEY | ALLEN BRADLEY | A-B2090DABAT2 | [18 empty] | BATTERY | NO MODIFIER | TYPE |  | VOLTAGE RATING |  | CAPACITY |  | SIZE DESIGNATION |  | SIZE |  | CONNECTION TYPE |  | BATTERY LIFE |  | TEMPERATURE RATING |  | HAZARD CLASS |  | CERTIFICATION/STANDARD |  | ADDITIONAL FEATURES EN | KINETIX 2000
STP_009 | Data Enrichment | KIB |  | 2023-07-03 |  |  | 1211003 | 1211003 | BATTERY;AB,PLC-1/2AA-3-057 | BATTERY;MNFR:ALLEN BRADLEY,PTNO:PLC-1/2AA-3-057 | 01)ATLAS BATTERIES MOUNT ISA,01)PLC-1/2AA-3-057,BATTERY | PLC-1/2AA-3-057 | 3000226 | ALLEN BRADLEY | ALLEN BRADLEY | PLC-1/2AA-3-057 | [18 empty] | BATTERY | NO MODIFIER | TYPE |  | VOLTAGE RATING |  | CAPACITY |  | SIZE DESIGNATION |  | SIZE |  | CONNECTION TYPE |  | BATTERY LIFE |  | TEMPERATURE RATING |  | HAZARD CLASS |  | CERTIFICATION/STANDARD |  | ADDITIONAL FEATURES EN
STP_009 | Data Enrichment | KIB |  | 2023-07-03 |  |  | 1324339 | 1324339 | BATTERY;ABB,1SAP180300R0001 | BATTERY;MNFR:ABB,PTNO:1SAP180300R0001 | BATTERY | 1SAP180300R0001 | 3000014 | ABB | ABB | 1SAP180300R0001 | [18 empty] | BATTERY | NO MODIFIER | TYPE |  | VOLTAGE RATING |  | CAPACITY |  | SIZE DESIGNATION |  | SIZE |  | CONNECTION TYPE |  | BATTERY LIFE |  | TEMPERATURE RATING |  | HAZARD CLASS |  | CERTIFICATION/STANDARD |  | ADDITIONAL FEATURES EN
STP_009 | Data Enrichment | KIB |  | 2023-07-03 |  |  | 1258498 | 1258498 | BATTERY;ABB,3BSE018172R1 | BATTERY;MNFR:ABB,PTNO:3BSE018172R1 | BATTERY | 3BSE018172R1 | 3000014 | ABB | ABB | 3BSE018172R1 | [18 empty] | BATTERY | NO MODIFIER | TYPE |  | VOLTAGE RATING |  | CAPACITY |  | SIZE DESIGNATION |  | SIZE |  | CONNECTION TYPE |  | BATTERY LIFE |  | TEMPERATURE RATING |  | HAZARD CLASS |  | CERTIFICATION/STANDARD |  | ADDITIONAL FEATURES EN
STP_009 | Data Enrichment | KIB |  | 2023-07-03 |  |  | 1326245 | 1326245 | BATTERY;ABB,48980001-P | BATTERY;MNFR:ABB,PTNO:48980001-P | BATTERY | 48980001-P | 3000014 | ABB | ABB | 48980001-P | [18 empty] | BATTERY | NO MODIFIER | TYPE |  | VOLTAGE RATING |  | CAPACITY |  | SIZE DESIGNATION |  | SIZE |  | CONNECTION TYPE |  | BATTERY LIFE |  | TEMPERATURE RATING |  | HAZARD CLASS |  | CERTIFICATION/STANDARD |  | ADDITIONAL FEATURES EN
STP_009 | Data Enrichment | KIB |  | 2023-07-03 |  |  | 1324084 | 1324084 | BATTERY;ABB,GJR5250700R0001 | BATTERY;MNFR:ABB,PTNO:GJR5250700R0001 | BATTERY | GJR5250700R0001 | 3000014 | ABB | ABB | GJR5250700R0001 | [18 empty] | BATTERY | NO MODIFIER | TYPE |  | VOLTAGE RATING |  | CAPACITY |  | SIZE DESIGNATION |  | SIZE |  | CONNECTION TYPE |  | BATTERY LIFE |  | TEMPERATURE RATING |  | HAZARD CLASS |  | CERTIFICATION/STANDARD |  | ADDITIONAL FEATURES EN
STP_009 | Data Enrichment | KIB |  | 2023-07-03 |  |  | 1269248 | 1269248 | BATTERY;DEWT,DCB546-XE,18V/54V | BATTERY;MNFR:DEWALT TOOLS,PTNO:DCB546-XE,ADDITIONAL FEATURES EN:18V/54V | 01)J BLACKWOOD & SONS,01)3615925,BATTERY,01)18V/54V | DCB546-XE | 3000263 | DEWALT TOOLS | DEWALT TOOLS | DCB546-XE | [18 empty] | BATTERY | NO MODIFIER | TYPE |  | VOLTAGE RATING |  | CAPACITY |  | SIZE DESIGNATION |  | SIZE |  | CONNECTION TYPE |  | BATTERY LIFE |  | TEMPERATURE RATING |  | HAZARD CLASS |  | CERTIFICATION/STANDARD |  | ADDITIONAL FEATURES EN | 18V/54V
STP_009 | Data Enrichment | KIB |  | 2023-07-03 |  |  | 1269072 | 1269072 | BATTERY;DRAG,3355751,9V | BATTERY;MNFR:DRAEGER,PTNO:3355751,ADDITIONAL FEATURES EN:9V | 01)ALLIANCE SAFETY EQUIPMENT,01)3355751,BATTERY,01)9V | 3355751 | 3000423 | DRAEGER | DRAEGER | 3355751 | [18 empty] | BATTERY | NO MODIFIER | TYPE |  | VOLTAGE RATING |  | CAPACITY |  | SIZE DESIGNATION |  | SIZE |  | CONNECTION TYPE |  | BATTERY LIFE |  | TEMPERATURE RATING |  | HAZARD CLASS |  | CERTIFICATION/STANDARD |  | ADDITIONAL FEATURES EN | 9V
STP_009 | Data Enrichment | KIB |  | 2023-07-03 |  |  | 1268908 | 1268908 | BATTERY;DRAG,8318704,NIMH T4 | BATTERY;MNFR:DRAEGER,PTNO:8318704,ADDITIONAL FEATURES EN:NIMH T4 | 01)ALLIANCE SAFETY EQUIPMENT,01)8318704,BATTERY,01)NIMH T4 | 8318704 | 3000423 | DRAEGER | DRAEGER | 8318704 | [18 empty] | BATTERY | NO MODIFIER | TYPE |  | VOLTAGE RATING |  | CAPACITY |  | SIZE DESIGNATION |  | SIZE |  | CONNECTION TYPE |  | BATTERY LIFE |  | TEMPERATURE RATING |  | HAZARD CLASS |  | CERTIFICATION/STANDARD |  | ADDITIONAL FEATURES EN | NIMH T4
STP_009 | Data Enrichment | KIB |  | 2023-07-03 |  |  | 1274089 | 1274089 | BATTERY;HILT,2302144,PACK B 36/5.2 LI-IO | BATTERY;MNFR:HILTI,PTNO:2302144,ADDITIONAL FEATURES EN:PACK B 36/5.2 LI-ION | 01)HILTI AUSTRALIA PTY LIMIT,01)2302144,BATTERY,01)PACK B 36/5.2 LI-ION | 2302144 | 3000289 | HILTI | HILTI | 2302144 | [18 empty] | BATTERY | NO MODIFIER | TYPE |  | VOLTAGE RATING |  | CAPACITY |  | SIZE DESIGNATION |  | SIZE |  | CONNECTION TYPE |  | BATTERY LIFE |  | TEMPERATURE RATING |  | HAZARD CLASS |  | CERTIFICATION/STANDARD |  | ADDITIONAL FEATURES EN | PACK B 36/5.2 LI-ION
STP_009 | Data Enrichment | KIB |  | 2023-07-03 |  |  | 1273230 | 1273230 | BATTERY;MAN,51212667,12V,58AH,FRKLFT | BATTERY;MNFR:MANITOU,PTNO:51212667,ADDITIONAL FEATURES EN:12V,58AH,FORKLIFT, SUPERSESSION FOR 50309579 | 01)JUNGHEINRICH AUSTRALIA PT,01)51212667,BATTERY,01)12V,58AH,FORKLIFT,02) SUPERSESSION FOR 50309 | 51212667 | 3000007 | MANITOU | MANITOU | 51212667 | [18 empty] | BATTERY | NO MODIFIER | TYPE |  | VOLTAGE RATING |  | CAPACITY |  | SIZE DESIGNATION |  | SIZE |  | CONNECTION TYPE |  | BATTERY LIFE |  | TEMPERATURE RATING |  | HAZARD CLASS |  | CERTIFICATION/STANDARD |  | ADDITIONAL FEATURES EN | 12V,58AH,FORKLIFT,SUPERSESSION FOR 50309579
STP_009 | Data Enrichment | KIB |  | 2023-07-03 |  |  | 1211823 | 1211823 | BATTERY;MILW,M12B3,12V 3.0AH | BATTERY;MNFR:MILWAUKEE ELECTRIC TOOL,PTNO:M12B3,ADDITIONAL FEATURES EN:12V 3.0AH |  | M12B3 | 3000317 | MILWAUKEE ELECTRIC TOOL | MILWAUKEE ELECTRIC TOOL | M12B3 | [18 empty] | BATTERY | NO MODIFIER | TYPE |  | VOLTAGE RATING |  | CAPACITY |  | SIZE DESIGNATION |  | SIZE |  | CONNECTION TYPE |  | BATTERY LIFE |  | TEMPERATURE RATING |  | HAZARD CLASS |  | CERTIFICATION/STANDARD |  | ADDITIONAL FEATURES EN | 12V 3.0AH
STP_009 | Data Enrichment | KIB |  | 2023-07-03 |  |  | 1210966 | 1210966 | BATTERY;MILW,M12B4 | BATTERY;MNFR:MILWAUKEE ELECTRIC TOOL,PTNO:M12B4 | 01)MOUNT ISA MINING SUPPLIES,01)M12B4,BATTERY | M12B4 | 3000317 | MILWAUKEE ELECTRIC TOOL | MILWAUKEE ELECTRIC TOOL | M12B4 | [18 empty] | BATTERY | NO MODIFIER | TYPE |  | VOLTAGE RATING |  | CAPACITY |  | SIZE DESIGNATION |  | SIZE |  | CONNECTION TYPE |  | BATTERY LIFE |  | TEMPERATURE RATING |  | HAZARD CLASS |  | CERTIFICATION/STANDARD |  | ADDITIONAL FEATURES EN
STP_009 | Data Enrichment | KIB |  | 2023-07-03 |  |  | 1211941 | 1211941 | BATTERY;MILW,M12B6,M12 6.0AH | BATTERY;MNFR:MILWAUKEE ELECTRIC TOOL,PTNO:M12B6,ADDITIONAL FEATURES EN:M12 6.0AH | 01)MOUNT ISA MINING SUPPLIES,01)M12B6,BATTERY,01)M12 6.0AH | M12B6 | 3000317 | MILWAUKEE ELECTRIC TOOL | MILWAUKEE ELECTRIC TOOL | M12B6 | [18 empty] | BATTERY | NO MODIFIER | TYPE |  | VOLTAGE RATING |  | CAPACITY |  | SIZE DESIGNATION |  | SIZE |  | CONNECTION TYPE |  | BATTERY LIFE |  | TEMPERATURE RATING |  | HAZARD CLASS |  | CERTIFICATION/STANDARD |  | ADDITIONAL FEATURES EN | M12 6.0AH
STP_009 | Data Enrichment | KIB |  | 2023-07-03 |  |  | 1272546 | 1272546 | BATTERY;MILW,M12HB5,RED LITHIUM-ION,12V | BATTERY;MNFR:MILWAUKEE ELECTRIC TOOL,PTNO:M12HB5,ADDITIONAL FEATURES EN:RED LITHIUM-ION,12V,5.0AH,CELL TYPE: HIGH OUTPUT | 01)TOTAL TOOLS TOWNSVILLE,01)M12HB5,BATTERY,01)RED LITHIUM-ION,12V,5.0AH,02)CELL TYPE: HIGH OUTPUT | M12HB5 | 3000317 | MILWAUKEE ELECTRIC TOOL | MILWAUKEE ELECTRIC TOOL | M12HB5 | [18 empty] | BATTERY | NO MODIFIER | TYPE |  | VOLTAGE RATING |  | CAPACITY |  | SIZE DESIGNATION |  | SIZE |  | CONNECTION TYPE |  | BATTERY LIFE |  | TEMPERATURE RATING |  | HAZARD CLASS |  | CERTIFICATION/STANDARD |  | ADDITIONAL FEATURES EN | RED LITHIUM-ION,12V,5.0AH | [50 empty] | CELL TYPE: HIGH OUTPUT
STP_009 | Data Enrichment | KIB |  | 2023-07-03 |  |  | 1219661 | 1219661 | BATTERY;MILW,M18B2,M18 RED LITHIUM 2.0AH | BATTERY;MNFR:MILWAUKEE ELECTRIC TOOL,PTNO:M18B2,ADDITIONAL FEATURES EN:M18 RED LITHIUM 2.0AH | 01)MOUNT ISA MINING SUPPLIES,01)M18B2,BATTERY,01)M18 RED LITHIUM 2.0AH | M18B2 | 3000317 | MILWAUKEE ELECTRIC TOOL | MILWAUKEE ELECTRIC TOOL | M18B2 | [18 empty] | BATTERY | NO MODIFIER | TYPE |  | VOLTAGE RATING |  | CAPACITY |  | SIZE DESIGNATION |  | SIZE |  | CONNECTION TYPE |  | BATTERY LIFE |  | TEMPERATURE RATING |  | HAZARD CLASS |  | CERTIFICATION/STANDARD |  | ADDITIONAL FEATURES EN | M18 RED LITHIUM 2.0AH
STP_009 | Data Enrichment | KIB |  | 2023-07-03 |  |  | 1258683 | 1258683 | BATTERY;MILW,M18BAT-4BAY,STORAGE BAY,M18 | BATTERY;MNFR:MILWAUKEE ELECTRIC TOOL,PTNO:M18BAT-4BAY,ADDITIONAL FEATURES EN:STORAGE BAY,M18 | 01)MOUNT ISA MINING SUPPLIES,01)M18BAT-4BAY,BATTERY,01)STORAGE BAY,M18 | M18BAT-4BAY | 3000317 | MILWAUKEE ELECTRIC TOOL | MILWAUKEE ELECTRIC TOOL | M18BAT-4BAY | [18 empty] | BATTERY | NO MODIFIER | TYPE |  | VOLTAGE RATING |  | CAPACITY |  | SIZE DESIGNATION |  | SIZE |  | CONNECTION TYPE |  | BATTERY LIFE |  | TEMPERATURE RATING |  | HAZARD CLASS |  | CERTIFICATION/STANDARD |  | ADDITIONAL FEATURES EN | STORAGE BAY,M18
STP_009 | Data Enrichment | KIB |  | 2023-07-03 |  |  | 1253081 | 1253081 | BATTERY;MILW,M18HB12 | BATTERY;MNFR:MILWAUKEE ELECTRIC TOOL,PTNO:M18HB12 |  | M18HB12 | 3000317 | MILWAUKEE ELECTRIC TOOL | MILWAUKEE ELECTRIC TOOL | M18HB12 | [18 empty] | BATTERY | NO MODIFIER | TYPE |  | VOLTAGE RATING |  | CAPACITY |  | SIZE DESIGNATION |  | SIZE |  | CONNECTION TYPE |  | BATTERY LIFE |  | TEMPERATURE RATING |  | HAZARD CLASS |  | CERTIFICATION/STANDARD |  | ADDITIONAL FEATURES EN
STP_009 | Data Enrichment | KIB |  | 2023-07-03 |  |  | 1211815 | 1211815 | BATTERY;MILW,M18HB12,M18 RED LITHIUM HIG | BATTERY;MNFR:MILWAUKEE ELECTRIC TOOL,PTNO:M18HB12,ADDITIONAL FEATURES EN:M18 RED LITHIUM HIGH OUTPUT 12.0AH | 01)MOUNT ISA MINING SUPPLIES,01)M18HB12,BATTERY,01)M18 RED LITHIUM HIGH OUTPUT | M18HB12 | 3000317 | MILWAUKEE ELECTRIC TOOL | MILWAUKEE ELECTRIC TOOL | M18HB12 | [18 empty] | BATTERY | NO MODIFIER | TYPE |  | VOLTAGE RATING |  | CAPACITY |  | SIZE DESIGNATION |  | SIZE |  | CONNECTION TYPE |  | BATTERY LIFE |  | TEMPERATURE RATING |  | HAZARD CLASS |  | CERTIFICATION/STANDARD |  | ADDITIONAL FEATURES EN | M18 RED LITHIUM HIGH OUTPUT 12.0AH
STP_009 | Data Enrichment | KIB |  | 2023-07-03 |  |  | 1211813 | 1211813 | BATTERY;MILW,M18HB6,M18 RED LITHIUM HIGH | BATTERY;MNFR:MILWAUKEE ELECTRIC TOOL,PTNO:M18HB6,ADDITIONAL FEATURES EN:M18 RED LITHIUM HIGH OUTPUT 6.0AH | 01)MOUNT ISA MINING SUPPLIES,01)M18HB6,BATTERY,01)M18 RED LITHIUM HIGH OUTPUT | M18HB6 | 3000317 | MILWAUKEE ELECTRIC TOOL | MILWAUKEE ELECTRIC TOOL | M18HB6 | [18 empty] | BATTERY | NO MODIFIER | TYPE |  | VOLTAGE RATING |  | CAPACITY |  | SIZE DESIGNATION |  | SIZE |  | CONNECTION TYPE |  | BATTERY LIFE |  | TEMPERATURE RATING |  | HAZARD CLASS |  | CERTIFICATION/STANDARD |  | ADDITIONAL FEATURES EN | M18 RED LITHIUM HIGH OUTPUT 6.0AH
STP_009 | Data Enrichment | KIB |  | 2023-07-03 |  |  | 1211814 | 1211814 | BATTERY;MILW,M18HB8,M18 HIGH OUTPUT 8.0A | BATTERY;MNFR:MILWAUKEE ELECTRIC TOOL,PTNO:M18HB8,ADDITIONAL FEATURES EN:M18 HIGH OUTPUT 8.0AH | 01)MOUNT ISA MINING SUPPLIES,01)M18HB8,BATTERY,01)M18 HIGH OUTPUT 8.0AH | M18HB8 | 3000317 | MILWAUKEE ELECTRIC TOOL | MILWAUKEE ELECTRIC TOOL | M18HB8 | [18 empty] | BATTERY | NO MODIFIER | TYPE |  | VOLTAGE RATING |  | CAPACITY |  | SIZE DESIGNATION |  | SIZE |  | CONNECTION TYPE |  | BATTERY LIFE |  | TEMPERATURE RATING |  | HAZARD CLASS |  | CERTIFICATION/STANDARD |  | ADDITIONAL FEATURES EN | M18 HIGH OUTPUT 8.0AH
STP_009 | Data Enrichment | KIB |  | 2023-07-03 |  |  | 1211879 | 1211879 | BATTERY;MILW,MXFXC406,XC,MX FUEL | BATTERY;MNFR:MILWAUKEE ELECTRIC TOOL,PTNO:MXFXC406,ADDITIONAL FEATURES EN:XC,MX FUEL | 01)MOUNT ISA MINING SUPPLIES,01)MXFXC406,BATTERY,01)XC,MX FUEL | MXFXC406 | 3000317 | MILWAUKEE ELECTRIC TOOL | MILWAUKEE ELECTRIC TOOL | MXFXC406 | [18 empty] | BATTERY | NO MODIFIER | TYPE |  | VOLTAGE RATING |  | CAPACITY |  | SIZE DESIGNATION |  | SIZE |  | CONNECTION TYPE |  | BATTERY LIFE |  | TEMPERATURE RATING |  | HAZARD CLASS |  | CERTIFICATION/STANDARD |  | ADDITIONAL FEATURES EN | XC,MX FUEL
STP_009 | Data Enrichment | KIB |  | 2023-07-03 |  |  | 1269119 | 1269119 | BATTERY;MILW,TTI126HP,M12,6AMP | BATTERY;MNFR:MILWAUKEE ELECTRIC TOOL,PTNO:TTI126HP,ADDITIONAL FEATURES EN:M12,6AMP | 01)TOOL 'N' TACKLE,01)TTI126HP,BATTERY,01)M12,6AMP | TTI126HP | 3000317 | MILWAUKEE ELECTRIC TOOL | MILWAUKEE ELECTRIC TOOL | TTI126HP | [18 empty] | BATTERY | NO MODIFIER | TYPE |  | VOLTAGE RATING |  | CAPACITY |  | SIZE DESIGNATION |  | SIZE |  | CONNECTION TYPE |  | BATTERY LIFE |  | TEMPERATURE RATING |  | HAZARD CLASS |  | CERTIFICATION/STANDARD |  | ADDITIONAL FEATURES EN | M12,6AMP
STP_009 | Data Enrichment | KIB |  | 2023-07-03 |  |  | 1269120 | 1269120 | BATTERY;MILW,TTI186HP,M18,6AMP | BATTERY;MNFR:MILWAUKEE ELECTRIC TOOL,PTNO:TTI186HP,ADDITIONAL FEATURES EN:M18,6AMP | 01)TOOL 'N' TACKLE,01)TTI186HP,BATTERY,01)M18,6AMP | TTI186HP | 3000317 | MILWAUKEE ELECTRIC TOOL | MILWAUKEE ELECTRIC TOOL | TTI186HP | [18 empty] | BATTERY | NO MODIFIER | TYPE |  | VOLTAGE RATING |  | CAPACITY |  | SIZE DESIGNATION |  | SIZE |  | CONNECTION TYPE |  | BATTERY LIFE |  | TEMPERATURE RATING |  | HAZARD CLASS |  | CERTIFICATION/STANDARD |  | ADDITIONAL FEATURES EN | M18,6AMP
STP_009 | Data Enrichment | KIB |  | 2023-07-03 |  |  | 1274682 | 1274682 | BATTERY;MNRC,24VBATTMON-2,24 VOLT,MONITO | BATTERY;MNFR:MINEARC,PTNO:24VBATTMON-2,ADDITIONAL FEATURES EN:24 VOLT,MONITORBMV702 | 01)MINEARC SYSTEMS PTY.LTD,01)24VBATTMON-2,BATTERY,01)24 VOLT,MONITORBMV702 | 24VBATTMON-2 | 3000435 | MINEARC | MINEARC | 24VBATTMON-2 | [18 empty] | BATTERY | NO MODIFIER | TYPE |  | VOLTAGE RATING |  | CAPACITY |  | SIZE DESIGNATION |  | SIZE |  | CONNECTION TYPE |  | BATTERY LIFE |  | TEMPERATURE RATING |  | HAZARD CLASS |  | CERTIFICATION/STANDARD |  | ADDITIONAL FEATURES EN | 24 VOLT,MONITORBMV702
STP_009 | Data Enrichment | KIB |  | 2023-07-03 |  |  | 1219868 | 1219868 | BATTERY;MNRC,BATTERY,12V,220AH | BATTERY;MNFR:MINEARC,PTNO:BATTERY,ADDITIONAL FEATURES EN:12V,220AH | 01)MINEARC SYSTEMS PTY.LTD,01)BATTERY,BATTERY,01)12V,220AH | BATTERY | 3000435 | MINEARC | MINEARC | BATTERY | [18 empty] | BATTERY | NO MODIFIER | TYPE |  | VOLTAGE RATING |  | CAPACITY |  | SIZE DESIGNATION |  | SIZE |  | CONNECTION TYPE |  | BATTERY LIFE |  | TEMPERATURE RATING |  | HAZARD CLASS |  | CERTIFICATION/STANDARD |  | ADDITIONAL FEATURES EN | 12V,220AH
STP_009 | Data Enrichment | KIB |  | 2023-07-03 |  |  | 1270897 | 1270897 | BATTERY;NHP,1756BA2,CONTOL LOGIX BATTERY | BATTERY;MNFR:NHP,PTNO:1756BA2,ADDITIONAL FEATURES EN:CONTOL LOGIX BATTERY FOR SERIES B L6X | 01)NHP ELECTRICAL ENGINEERIN,01)1756BA2,BATTERY,01)CONTOL LOGIX BATTERY FOR SE | 1756BA2 | 3000664 | NHP | NHP | 1756BA2 | [18 empty] | BATTERY | NO MODIFIER | TYPE |  | VOLTAGE RATING |  | CAPACITY |  | SIZE DESIGNATION |  | SIZE |  | CONNECTION TYPE |  | BATTERY LIFE |  | TEMPERATURE RATING |  | HAZARD CLASS |  | CERTIFICATION/STANDARD |  | ADDITIONAL FEATURES EN | CONTOL LOGIX BATTERY FOR SERIES B L6X
STP_009 | Data Enrichment | KIB |  | 2023-07-03 |  |  | 1210997 | 1210997 | BATTERY;TENN,L-1015046 | BATTERY;MNFR:TENNANT,PTNO:L-1015046 | 01)TENNANT (2501800),01)L-1015046,BATTERY | L-1015046 | 3000358 | TENNANT | TENNANT | L-1015046 | [18 empty] | BATTERY | NO MODIFIER | TYPE |  | VOLTAGE RATING |  | CAPACITY |  | SIZE DESIGNATION |  | SIZE |  | CONNECTION TYPE |  | BATTERY LIFE |  | TEMPERATURE RATING |  | HAZARD CLASS |  | CERTIFICATION/STANDARD |  | ADDITIONAL FEATURES EN
STP_009 | Data Enrichment | KIB |  | 2023-07-03 |  |  | 1210999 | 1210999 | BATTERY;TENN,L-222280 | BATTERY;MNFR:TENNANT,PTNO:L-222280 | 01)TENNANT (2501800),01)L-222280,BATTERY | L-222280 | 3000358 | TENNANT | TENNANT | L-222280 | [18 empty] | BATTERY | NO MODIFIER | TYPE |  | VOLTAGE RATING |  | CAPACITY |  | SIZE DESIGNATION |  | SIZE |  | CONNECTION TYPE |  | BATTERY LIFE |  | TEMPERATURE RATING |  | HAZARD CLASS |  | CERTIFICATION/STANDARD |  | ADDITIONAL FEATURES EN
STP_009 | Data Enrichment | KIB |  | 2023-07-03 |  |  | 1210996 | 1210996 | BATTERY;TENN,MV-S10-0007 | BATTERY;MNFR:TENNANT,PTNO:MV-S10-0007 | 01)TENNANT (2501800),01)MV-S10-0007,BATTERY | MV-S10-0007 | 3000358 | TENNANT | TENNANT | MV-S10-0007 | [18 empty] | BATTERY | NO MODIFIER | TYPE |  | VOLTAGE RATING |  | CAPACITY |  | SIZE DESIGNATION |  | SIZE |  | CONNECTION TYPE |  | BATTERY LIFE |  | TEMPERATURE RATING |  | HAZARD CLASS |  | CERTIFICATION/STANDARD |  | ADDITIONAL FEATURES EN
STP_009 | Data Enrichment | NGB |  | 2023-07-03 |  |  | 1271046 | 1271046 | CONTACT,AUX;AB,A-B100FA04,4NC | CONTACT,AUXILIARY;MNFR:ALLEN BRADLEY,PTNO:A-B100FA04,ADDITIONAL FEATURES EN:4NC | 01)CNW,01)A-B100FA04,CONTACT,AUXILIARY,01)4NC | A-B100FA04 | 3000226 | ALLEN BRADLEY | ALLEN BRADLEY | A-B100FA04 | [18 empty] | CONTACT | AUXILIARY | TYPE |  | CONTACT CONFIGURATION |  | VOLTAGE RATING |  | CURRENT RATING |  | MATERIAL |  | TERMINAL TYPE |  | MOUNTING TYPE |  | HAZARD CLASS |  | CERTIFICATION/STANDARD |  | ADDITIONAL FEATURES EN | 4NC
STP_009 | Data Enrichment | NGB |  | 2023-07-03 |  |  | 1271047 | 1271047 | CONTACT,AUX;AB,A-B100FA22,2-N/O,2-N/C | CONTACT,AUXILIARY;MNFR:ALLEN BRADLEY,PTNO:A-B100FA22,ADDITIONAL FEATURES EN:2-N/O,2-N/C | 01)CNW,01)A-B100FA22,CONTACT,AUXILIARY,01)2-N/O,2-N/C | A-B100FA22 | 3000226 | ALLEN BRADLEY | ALLEN BRADLEY | A-B100FA22 | [18 empty] | CONTACT | AUXILIARY | TYPE |  | CONTACT CONFIGURATION |  | VOLTAGE RATING |  | CURRENT RATING |  | MATERIAL |  | TERMINAL TYPE |  | MOUNTING TYPE |  | HAZARD CLASS |  | CERTIFICATION/STANDARD |  | ADDITIONAL FEATURES EN | 2-N/O,2-N/C
STP_009 | Data Enrichment | NGB |  | 2023-07-03 |  |  | 1271048 | 1271048 | CONTACT,AUX;AB,A-B100FA31,3-N/O,1-N/C | CONTACT,AUXILIARY;MNFR:ALLEN BRADLEY,PTNO:A-B100FA31,ADDITIONAL FEATURES EN:3-N/O,1-N/C | 01)CNW,01)A-B100FA31,CONTACT,AUXILIARY,01)3-N/O,1-N/C | A-B100FA31 | 3000226 | ALLEN BRADLEY | ALLEN BRADLEY | A-B100FA31 | [18 empty] | CONTACT | AUXILIARY | TYPE |  | CONTACT CONFIGURATION |  | VOLTAGE RATING |  | CURRENT RATING |  | MATERIAL |  | TERMINAL TYPE |  | MOUNTING TYPE |  | HAZARD CLASS |  | CERTIFICATION/STANDARD |  | ADDITIONAL FEATURES EN | 3-N/O,1-N/C
STP_009 | Data Enrichment | NGB |  | 2023-07-03 |  |  | 1266475 | 1266475 | CONTACT,AUX;AB,A-B189AL20,LEFT MOUNT | CONTACT,AUXILIARY;MNFR:ALLEN BRADLEY,PTNO:A-B189AL20,ADDITIONAL FEATURES EN:LEFT MOUNT | 01)CNW (MOUNT ISA) ELECT WHO,01) A-B189AL20,CONTACT,AUXILIARY,01)LEFT MOUNT | A-B189AL20 | 3000226 | ALLEN BRADLEY | ALLEN BRADLEY | A-B189AL20 | [18 empty] | CONTACT | AUXILIARY | TYPE |  | CONTACT CONFIGURATION |  | VOLTAGE RATING |  | CURRENT RATING |  | MATERIAL |  | TERMINAL TYPE |  | MOUNTING TYPE |  | HAZARD CLASS |  | CERTIFICATION/STANDARD |  | ADDITIONAL FEATURES EN | LEFT MOUNT
STP_009 | Data Enrichment | NGB |  | 2023-07-03 |  |  | 1264769 | 1264769 | CONTACT,AUX;ABB,1VCF309499S0032 | CONTACT,AUXILIARY;MNFR:ABB,PTNO:1VCF309499S0032 | CONTACT,AUXILIARY | 1VCF309499S0032 | 3000014 | ABB | ABB | 1VCF309499S0032 | [18 empty] | CONTACT | AUXILIARY | TYPE |  | CONTACT CONFIGURATION |  | VOLTAGE RATING |  | CURRENT RATING |  | MATERIAL |  | TERMINAL TYPE |  | MOUNTING TYPE |  | HAZARD CLASS |  | CERTIFICATION/STANDARD |  | ADDITIONAL FEATURES EN
STP_009 | Data Enrichment | NGB |  | 2023-07-03 |  |  | 1241472 | 1241472 | CONTACT,AUX;ABB,3BHL000629P1005,1NO-1NC | CONTACT,AUXILIARY;MNFR:ABB,PTNO:3BHL000629P1005,ADDITIONAL FEATURES EN:1NO-1NC,FAZ-XHIN11 | CONTACT,AUXILIARY,01)1NO-1NC,FAZ-XHIN11,01)1NO-1NC,FAZ-XHIN11 | 3BHL000629P1005 | 3000014 | ABB | ABB | 3BHL000629P1005 | [18 empty] | CONTACT | AUXILIARY | TYPE |  | CONTACT CONFIGURATION |  | VOLTAGE RATING |  | CURRENT RATING |  | MATERIAL |  | TERMINAL TYPE |  | MOUNTING TYPE |  | HAZARD CLASS |  | CERTIFICATION/STANDARD |  | ADDITIONAL FEATURES EN | 1NO-1NC,FAZ-XHIN11
STP_009 | Data Enrichment | NGB |  | 2023-07-03 |  |  | 1276436 | 1276436 | CONTACT,AUX;ABB,CA611K,1NO/1NC,K6,M62,F/ | CONTACT,AUXILIARY;MNFR:ABB,PTNO:CA611K,ADDITIONAL FEATURES EN:1NO/1NC,K6,M62,F/RELAY,M:KC-31Z | 01)CNW (MOUNT ISA) ELECT WHO,01)ABBCA611K,CONTACT,AUXILIARY,01)1NO/1NC,K6,M62,F/RELAY,M:KC | CA611K | 3000014 | ABB | ABB | CA611K | [18 empty] | CONTACT | AUXILIARY | TYPE |  | CONTACT CONFIGURATION |  | VOLTAGE RATING |  | CURRENT RATING |  | MATERIAL |  | TERMINAL TYPE |  | MOUNTING TYPE |  | HAZARD CLASS |  | CERTIFICATION/STANDARD |  | ADDITIONAL FEATURES EN | 1NO/1NC,K6,M62,F/RELAY | [52 empty] | M:KC-31Z
STP_009 | Data Enrichment | NGB |  | 2023-07-03 |  |  | 1214207 | 1214207 | CONTACT,AUX;ABB,S2CH6R,1C/O,U62 SA1 | CONTACT,AUXILIARY;MNFR:ABB,PTNO:S2CH6R,ADDITIONAL FEATURES EN:1C/O,U62 SA1 | 01)CNW (MOUNT ISA) ELECT WHO,01)ABBS2CH6R,CONTACT,AUXILIARY,01)1C/O,U62 SA1 | S2CH6R | 3000014 | ABB | ABB | S2CH6R | [18 empty] | CONTACT | AUXILIARY | TYPE |  | CONTACT CONFIGURATION |  | VOLTAGE RATING |  | CURRENT RATING |  | MATERIAL |  | TERMINAL TYPE |  | MOUNTING TYPE |  | HAZARD CLASS |  | CERTIFICATION/STANDARD |  | ADDITIONAL FEATURES EN | 1C/O,U62 SA1
STP_009 | Data Enrichment | NGB |  | 2023-07-03 |  |  | 1218104 | 1218104 | CONTACT,AUX;ALIM,3002 192 463 | CONTACT,AUXILIARY;MNFR:ALIMAK,PTNO:3002 192 463 |  | 3002 192 463 | 3000412 | ALIMAK | ALIMAK | 3002 192 463 | [18 empty] | CONTACT | AUXILIARY | TYPE |  | CONTACT CONFIGURATION |  | VOLTAGE RATING |  | CURRENT RATING |  | MATERIAL |  | TERMINAL TYPE |  | MOUNTING TYPE |  | HAZARD CLASS |  | CERTIFICATION/STANDARD |  | ADDITIONAL FEATURES EN
STP_009 | Data Enrichment | NGB |  | 2023-07-03 |  |  | 1247906 | 1247906 | CONTACT,AUX;BLOK,1NO 1NC,600 VAC,10 A | CONTACT,AUXILIARY;TYPE:BLOCK,CONTACT CONFIGURATION:1NO 1NC,VOLTAGE RATING:600 VAC,CURRENT RATING:10 A,TERMINAL TYPE:SCREW, MOUNTING TYPE:FRONT,ADDITIONAL FEATURES EN:ASSY, 60MM DEPTH,22MM DIA PUSHBUTTON,MNFR:SIEMENS,PTNO:3SB.1400-0A,MNFR:01)AUSLEC,PTNO: 01)SIE3SB1400-0A | EN_01)BLOCK,1NO 1NC,600 VAC,EN_01)10 A,SCREW,FRONT,01)ASSY, 60MM DEPTH,22MM DIA P,01)AUSLEC,01)SIE3SB1400-0A,CONTACT | 3SB.1400-0A | 3000032 | SIEMENS | 01)AUSLEC | 01)SIE3SB1400-0A | [18 empty] | CONTACT | AUXILIARY | TYPE | BLOCK | CONTACT CONFIGURATION | 1NO 1NC | VOLTAGE RATING | 600 VAC | CURRENT RATING | 10 A | MATERIAL |  | TERMINAL TYPE | SCREW | MOUNTING TYPE | FRONT | HAZARD CLASS |  | CERTIFICATION/STANDARD |  | ADDITIONAL FEATURES EN | ASSY,60MM DEPTH,22MM DIA PUSHBUTTON
STP_009 | Data Enrichment | NGB |  | 2023-07-03 |  |  | 1273617 | 1273617 | CONTACT,AUX;NHP,CA7PA02,2 NC | CONTACT,AUXILIARY;MNFR:NHP,PTNO:CA7PA02,ADDITIONAL FEATURES EN:2 NC | 01)SHERRIFF ELECTRICAL SUPPL,01)NHPCA7PA02,CONTACT,AUXILIARY,01)2 NC | CA7PA02 | 3000664 | NHP | NHP | CA7PA02 | [18 empty] | CONTACT | AUXILIARY | TYPE |  | CONTACT CONFIGURATION |  | VOLTAGE RATING |  | CURRENT RATING |  | MATERIAL |  | TERMINAL TYPE |  | MOUNTING TYPE |  | HAZARD CLASS |  | CERTIFICATION/STANDARD |  | ADDITIONAL FEATURES EN | 2 NC
STP_009 | Data Enrichment | NGB |  | 2023-07-03 |  |  | 1273618 | 1273618 | CONTACT,AUX;NHP,CA7PAL11,1 NO/NC,EM/LB | CONTACT,AUXILIARY;MNFR:NHP,PTNO:CA7PAL11,ADDITIONAL FEATURES EN:1 NO/NC,EM/LB | 01)SHERRIFF ELECTRICAL SUPPL,01)NHPCA7PAL11,CONTACT,AUXILIARY,01)1 NO/NC,EM/LB | CA7PAL11 | 3000664 | NHP | NHP | CA7PAL11 | [18 empty] | CONTACT | AUXILIARY | TYPE |  | CONTACT CONFIGURATION |  | VOLTAGE RATING |  | CURRENT RATING |  | MATERIAL |  | TERMINAL TYPE |  | MOUNTING TYPE |  | HAZARD CLASS |  | CERTIFICATION/STANDARD |  | ADDITIONAL FEATURES EN | 1 NO/NC,EM/LB
STP_009 | Data Enrichment | NGB |  | 2023-07-03 |  |  | 1270105 | 1270105 | CONTACT,AUX;NHP,CA7PV02,2N/C,T/MOUNT,CA7 | CONTACT,AUXILIARY;MNFR:NHP,PTNO:CA7PV02,ADDITIONAL FEATURES EN:2N/C,T/MOUNT,CA7 | 01)CNW (MOUNT ISA) ELECT WHO,01)NHPCA7PV02,CONTACT,AUXILIARY,01)2N/C,T/MOUNT,CA7 | CA7PV02 | 3000664 | NHP | NHP | CA7PV02 | [18 empty] | CONTACT | AUXILIARY | TYPE |  | CONTACT CONFIGURATION |  | VOLTAGE RATING |  | CURRENT RATING |  | MATERIAL |  | TERMINAL TYPE |  | MOUNTING TYPE |  | HAZARD CLASS |  | CERTIFICATION/STANDARD |  | ADDITIONAL FEATURES EN | 2N/C,T/MOUNT,CA7
STP_009 | Data Enrichment | NGB |  | 2023-07-03 |  |  | 1270106 | 1270106 | CONTACT,AUX;NHP,CA7PV20,2N/O,T/MOUNT,CA7 | CONTACT,AUXILIARY;MNFR:NHP,PTNO:CA7PV20,ADDITIONAL FEATURES EN:2N/O,T/MOUNT,CA7 | 01)CNW (MOUNT ISA) ELECT WHO,01)NHPCA7PV20,CONTACT,AUXILIARY,01)2N/O,T/MOUNT,CA7 | CA7PV20 | 3000664 | NHP | NHP | CA7PV20 | [18 empty] | CONTACT | AUXILIARY | TYPE |  | CONTACT CONFIGURATION |  | VOLTAGE RATING |  | CURRENT RATING |  | MATERIAL |  | TERMINAL TYPE |  | MOUNTING TYPE |  | HAZARD CLASS |  | CERTIFICATION/STANDARD |  | ADDITIONAL FEATURES EN | 2N/O,T/MOUNT,CA7
STP_009 | Data Enrichment | NGB |  | 2023-07-03 |  |  | 1268249 | 1268249 | CONTACT,AUX;NHP,CA7PV22,2N/O-2N/C T/MNT | CONTACT,AUXILIARY;MNFR:NHP,PTNO:CA7PV22,ADDITIONAL FEATURES EN:2N/O-2N/C T/MNT CA7 | 01)CNW (MOUNT ISA) ELECT WHO,01)NHPCA7PV22,CONTACT,AUXILIARY,01)2N/O-2N/C T/MNT CA7 | CA7PV22 | 3000664 | NHP | NHP | CA7PV22 | [18 empty] | CONTACT | AUXILIARY | TYPE |  | CONTACT CONFIGURATION |  | VOLTAGE RATING |  | CURRENT RATING |  | MATERIAL |  | TERMINAL TYPE |  | MOUNTING TYPE |  | HAZARD CLASS |  | CERTIFICATION/STANDARD |  | ADDITIONAL FEATURES EN | 2N/O-2N/C T/MNT CA7
STP_009 | Data Enrichment | NGB |  | 2023-07-03 |  |  | 1273616 | 1273616 | CONTACT,AUX;NHP,CA7PVS11,1 NO/NC,TOP MNT | CONTACT,AUXILIARY;MNFR:NHP,PTNO:CA7PVS11,ADDITIONAL FEATURES EN:1 NO/NC,TOP MNT | 01)SHERRIFF ELECTRICAL SUPPL,01)NHPCA7PVS11,CONTACT,AUXILIARY,01)1 NO/NC,TOP MNT | CA7PVS11 | 3000664 | NHP | NHP | CA7PVS11 | [18 empty] | CONTACT | AUXILIARY | TYPE |  | CONTACT CONFIGURATION |  | VOLTAGE RATING |  | CURRENT RATING |  | MATERIAL |  | TERMINAL TYPE |  | MOUNTING TYPE |  | HAZARD CLASS |  | CERTIFICATION/STANDARD |  | ADDITIONAL FEATURES EN | 1 NO/NC,TOP MNT
STP_009 | Data Enrichment | NGB |  | 2023-07-03 |  |  | 1270107 | 1270107 | CONTACT,AUX;NHP,CS7PV02,2N/C,T/MOUNT,CS7 | CONTACT,AUXILIARY;MNFR:NHP,PTNO:CS7PV02,ADDITIONAL FEATURES EN:2N/C,T/MOUNT,CS7 | 01)CNW (MOUNT ISA) ELECT WHO,01)NHPCS7PV02,CONTACT,AUXILIARY,01)2N/C,T/MOUNT,CS7 | CS7PV02 | 3000664 | NHP | NHP | CS7PV02 | [18 empty] | CONTACT | AUXILIARY | TYPE |  | CONTACT CONFIGURATION |  | VOLTAGE RATING |  | CURRENT RATING |  | MATERIAL |  | TERMINAL TYPE |  | MOUNTING TYPE |  | HAZARD CLASS |  | CERTIFICATION/STANDARD |  | ADDITIONAL FEATURES EN | 2N/C,T/MOUNT,CS7
STP_009 | Data Enrichment | NGB |  | 2023-07-03 |  |  | 1270108 | 1270108 | CONTACT,AUX;NHP,CS7PV04,4N/C,T/MOUNT,CS7 | CONTACT,AUXILIARY;MNFR:NHP,PTNO:CS7PV04,ADDITIONAL FEATURES EN:4N/C,T/MOUNT,CS7 | 01)CNW (MOUNT ISA) ELECT WHO,01)NHPCS7PV04,CONTACT,AUXILIARY,01)4N/C,T/MOUNT,CS7 | CS7PV04 | 3000664 | NHP | NHP | CS7PV04 | [18 empty] | CONTACT | AUXILIARY | TYPE |  | CONTACT CONFIGURATION |  | VOLTAGE RATING |  | CURRENT RATING |  | MATERIAL |  | TERMINAL TYPE |  | MOUNTING TYPE |  | HAZARD CLASS |  | CERTIFICATION/STANDARD |  | ADDITIONAL FEATURES EN | 4N/C,T/MOUNT,CS7
STP_009 | Data Enrichment | NGB |  | 2023-07-03 |  |  | 1220280 | 1220280 | CONTACT,AUX;NHP,DTAUXAL,DIN-T 0.5MOD SIL | CONTACT,AUXILIARY;MNFR:NHP,PTNO:DTAUXAL,ADDITIONAL FEATURES EN:DIN-T 0.5MOD SILV | 01)CNW (MOUNT ISA) ELECT WHO,01)NHPDTAUXAL,CONTACT,AUXILIARY,01)DIN-T 0.5MOD SILV | DTAUXAL | 3000664 | NHP | NHP | DTAUXAL | [18 empty] | CONTACT | AUXILIARY | TYPE |  | CONTACT CONFIGURATION |  | VOLTAGE RATING |  | CURRENT RATING |  | MATERIAL |  | TERMINAL TYPE |  | MOUNTING TYPE |  | HAZARD CLASS |  | CERTIFICATION/STANDARD |  | ADDITIONAL FEATURES EN | DIN-T 0.5MOD SILV
STP_009 | Data Enrichment | NGB |  | 2023-07-03 |  |  | 1267038 | 1267038 | CONTACT,AUX;NHP,KT7PE120,2N/O FRNT MOUNT | CONTACT,AUXILIARY;MNFR:NHP,PTNO:KT7PE120,ADDITIONAL FEATURES EN:2N/O FRNT MOUNT | 01)CNW (MOUNT ISA) ELECT WHO,01)NHPKT7PE120,CONTACT,AUXILIARY,01)2N/O FRNT MOUNT | KT7PE120 | 3000664 | NHP | NHP | KT7PE120 | [18 empty] | CONTACT | AUXILIARY | TYPE |  | CONTACT CONFIGURATION |  | VOLTAGE RATING |  | CURRENT RATING |  | MATERIAL |  | TERMINAL TYPE |  | MOUNTING TYPE |  | HAZARD CLASS |  | CERTIFICATION/STANDARD |  | ADDITIONAL FEATURES EN | 2N/O FRNT MOUNT
STP_009 | Data Enrichment | NGB |  | 2023-07-03 |  |  | 1218336 | 1218336 | CONTACT,AUX;NHP,NHPCZA730,OFF DELAY,S&S | CONTACT,AUXILIARY;MNFR:NHP,PTNO:NHPCZA730,ADDITIONAL FEATURES EN:OFF DELAY,S&S TIMER PNEUMATIC 0.3-30SEC | 01)CNW (MOUNT ISA) ELECT WHO,01)NHPCZA730,CONTACT,AUXILIARY,01)OFF DELAY,S&S TIMER PNEUMAT | NHPCZA730 | 3000664 | NHP | NHP | NHPCZA730 | [18 empty] | CONTACT | AUXILIARY | TYPE |  | CONTACT CONFIGURATION |  | VOLTAGE RATING |  | CURRENT RATING |  | MATERIAL |  | TERMINAL TYPE |  | MOUNTING TYPE |  | HAZARD CLASS |  | CERTIFICATION/STANDARD |  | ADDITIONAL FEATURES EN | OFF DELAY,S&S TIMER PNEUMATIC 0.3-30SEC
STP_009 | Data Enrichment | NGB |  | 2023-07-03 |  |  | 1218337 | 1218337 | CONTACT,AUX;NHP,NHPCZE730,ON DELAY,S&S | CONTACT,AUXILIARY;MNFR:NHP,PTNO:NHPCZE730,ADDITIONAL FEATURES EN:ON DELAY,S&S TIMER PNEUMATIC 0.3-30SEC | 01)CNW (MOUNT ISA) ELECT WHO,01)NHPCZE730,CONTACT,AUXILIARY,01)ON DELAY,S&S TIMER PNEUMAT | NHPCZE730 | 3000664 | NHP | NHP | NHPCZE730 | [18 empty] | CONTACT | AUXILIARY | TYPE |  | CONTACT CONFIGURATION |  | VOLTAGE RATING |  | CURRENT RATING |  | MATERIAL |  | TERMINAL TYPE |  | MOUNTING TYPE |  | HAZARD CLASS |  | CERTIFICATION/STANDARD |  | ADDITIONAL FEATURES EN | ON DELAY,S&S TIMER PNEUMATIC 0.3-30SEC
STP_009 | Data Enrichment | NGB |  | 2023-07-03 |  |  | 1272727 | 1272727 | CONTACT,AUX;NHP,T2AX00LML3STA,F/AP MODEL | CONTACT,AUXILIARY;MNFR:NHP,PTNO:T2AX00LML3STA,ADDITIONAL FEATURES EN:F/AP MODEL 1C/O GENERAL TYPE,BRAND:TBP | 01)CNW (MOUNT ISA) ELECT WHO,01)NHPT2AX00LML3STA,CONTACT,AUXILIARY,01)F/AP MODEL 1C/O GENERAL TYP | T2AX00LML3STA | 3000664 | NHP | NHP | T2AX00LML3STA | [18 empty] | CONTACT | AUXILIARY | TYPE |  | CONTACT CONFIGURATION |  | VOLTAGE RATING |  | CURRENT RATING |  | MATERIAL |  | TERMINAL TYPE |  | MOUNTING TYPE |  | HAZARD CLASS |  | CERTIFICATION/STANDARD |  | ADDITIONAL FEATURES EN | F/AP MODEL 1C/O GENERAL TYPE | [52 empty] | BRAND:TBP
STP_009 | Data Enrichment | NGB |  | 2023-07-03 |  |  | 1272614 | 1272614 | CONTACT,AUX;SCHN,LUFN02,ULTRA,TESYS,2NC | CONTACT,AUXILIARY;MNFR:SCHNEIDER INC,PTNO:LUFN02,ADDITIONAL FEATURES EN:ULTRA,TESYS,2NC | 01)CNW (MOUNT ISA) ELECT WHO,01)SCHLUFN02,CONTACT,AUXILIARY,01)ULTRA,TESYS,2NC | LUFN02 | 3000344 | SCHNEIDER INC | SCHNEIDER INC | LUFN02 | [18 empty] | CONTACT | AUXILIARY | TYPE |  | CONTACT CONFIGURATION |  | VOLTAGE RATING |  | CURRENT RATING |  | MATERIAL |  | TERMINAL TYPE |  | MOUNTING TYPE |  | HAZARD CLASS |  | CERTIFICATION/STANDARD |  | ADDITIONAL FEATURES EN | ULTRA,TESYS,2NC
STP_009 | Data Enrichment | NGB |  | 2023-07-03 |  |  | 1272613 | 1272613 | CONTACT,AUX;SCHN,LUFN11,TESYS,1NO,1NC,UL | CONTACT,AUXILIARY;MNFR:SCHNEIDER INC,PTNO:LUFN11,ADDITIONAL FEATURES EN:TESYS,1NO,1NC,ULTRA | 01)CNW (MOUNT ISA) ELECT WHO,01)SCHLUFN11,CONTACT,AUXILIARY,01)TESYS,1NO,1NC,02)ULTRA | LUFN11 | 3000344 | SCHNEIDER INC | SCHNEIDER INC | LUFN11 | [18 empty] | CONTACT | AUXILIARY | TYPE |  | CONTACT CONFIGURATION |  | VOLTAGE RATING |  | CURRENT RATING |  | MATERIAL |  | TERMINAL TYPE |  | MOUNTING TYPE |  | HAZARD CLASS |  | CERTIFICATION/STANDARD |  | ADDITIONAL FEATURES EN | TESYS,1NO,1NC,ULTRA
STP_009 | Data Enrichment | NGB |  | 2023-07-03 |  |  | 1272612 | 1272612 | CONTACT,AUX;SCHN,LUFN20,ULTRA,TESYS,2NO | CONTACT,AUXILIARY;MNFR:SCHNEIDER INC,PTNO:LUFN20,ADDITIONAL FEATURES EN:ULTRA,TESYS,2NO | 01)CNW (MOUNT ISA) ELECT WHO,01)SCHLUFN20,CONTACT,AUXILIARY,01)ULTRA,TESYS,2NO | LUFN20 | 3000344 | SCHNEIDER INC | SCHNEIDER INC | LUFN20 | [18 empty] | CONTACT | AUXILIARY | TYPE |  | CONTACT CONFIGURATION |  | VOLTAGE RATING |  | CURRENT RATING |  | MATERIAL |  | TERMINAL TYPE |  | MOUNTING TYPE |  | HAZARD CLASS |  | CERTIFICATION/STANDARD |  | ADDITIONAL FEATURES EN | ULTRA,TESYS,2NO
STP_009 | Data Enrichment | NGB |  | 2023-07-03 |  |  | 1217627 | 1217627 | CONTACT;AB,800FX01S,BLOK,SCRW,NO LATCH,1 | CONTACT;MNFR:ALLEN BRADLEY,PTNO:800FX01S,ADDITIONAL FEATURES EN:BLOCK,SCREW,NO LATCH,1NC | 01)SHERRIFF ELECTRICAL SUPPL,01)800FX01S,CONTACT,01)BLOCK,SCREW,NO LATCH,1NC | 800FX01S | 3000226 | ALLEN BRADLEY | ALLEN BRADLEY | 800FX01S | [18 empty] | CONTACT | NO MODIFIER | TYPE |  | SIZE |  | MATERIAL |  | HAZARD CLASS |  | CERTIFICATION/STANDARD |  | ADDITIONAL FEATURES EN | BLOCK,SCREW,NO LATCH,1NC
STP_009 | Data Enrichment | NGB |  | 2023-07-03 |  |  | 1214420 | 1214420 | CONTACT;ABB,10521 | CONTACT;MNFR:ABB,PTNO:10521 | CONTACT | 10521 | 3000014 | ABB | ABB | 10521 | [18 empty] | CONTACT | NO MODIFIER | TYPE |  | SIZE |  | MATERIAL |  | HAZARD CLASS |  | CERTIFICATION/STANDARD |  | ADDITIONAL FEATURES EN
STP_009 | Data Enrichment | NGB |  | 2023-07-03 |  |  | 1214421 | 1214421 | CONTACT;ABB,10526 | CONTACT;MNFR:ABB,PTNO:10526 | CONTACT | 10526 | 3000014 | ABB | ABB | 10526 | [18 empty] | CONTACT | NO MODIFIER | TYPE |  | SIZE |  | MATERIAL |  | HAZARD CLASS |  | CERTIFICATION/STANDARD |  | ADDITIONAL FEATURES EN
STP_009 | Data Enrichment | NGB |  | 2023-07-03 |  |  | 1321621 | 1321621 | CONTACT;ABB,1SAM201901R1001 | CONTACT;MNFR:ABB,PTNO:1SAM201901R1001 | CONTACT | 1SAM201901R1001 | 3000014 | ABB | ABB | 1SAM201901R1001 | [18 empty] | CONTACT | NO MODIFIER | TYPE |  | SIZE |  | MATERIAL |  | HAZARD CLASS |  | CERTIFICATION/STANDARD |  | ADDITIONAL FEATURES EN
STP_009 | Data Enrichment | NGB |  | 2023-07-03 |  |  | 1321937 | 1321937 | CONTACT;ABB,1SBL137501R1100 | CONTACT;MNFR:ABB,PTNO:1SBL137501R1100 | CONTACT | 1SBL137501R1100 | 3000014 | ABB | ABB | 1SBL137501R1100 | [18 empty] | CONTACT | NO MODIFIER | TYPE |  | SIZE |  | MATERIAL |  | HAZARD CLASS |  | CERTIFICATION/STANDARD |  | ADDITIONAL FEATURES EN
STP_009 | Data Enrichment | NGB |  | 2023-07-03 |  |  | 1321944 | 1321944 | CONTACT;ABB,1SBN010010R1001 | CONTACT;MNFR:ABB,PTNO:1SBN010010R1001 | CONTACT | 1SBN010010R1001 | 3000014 | ABB | ABB | 1SBN010010R1001 | [18 empty] | CONTACT | NO MODIFIER | TYPE |  | SIZE |  | MATERIAL |  | HAZARD CLASS |  | CERTIFICATION/STANDARD |  | ADDITIONAL FEATURES EN
STP_009 | Data Enrichment | NGB |  | 2023-07-03 |  |  | 1324370 | 1324370 | CONTACT;ABB,1SBN010110R1001 | CONTACT;MNFR:ABB,PTNO:1SBN010110R1001 | CONTACT | 1SBN010110R1001 | 3000014 | ABB | ABB | 1SBN010110R1001 | [18 empty] | CONTACT | NO MODIFIER | TYPE |  | SIZE |  | MATERIAL |  | HAZARD CLASS |  | CERTIFICATION/STANDARD |  | ADDITIONAL FEATURES EN
STP_009 | Data Enrichment | NGB |  | 2023-07-03 |  |  | 1324369 | 1324369 | CONTACT;ABB,1SBN010110R1010 | CONTACT;MNFR:ABB,PTNO:1SBN010110R1010 | CONTACT | 1SBN010110R1010 | 3000014 | ABB | ABB | 1SBN010110R1010 | [18 empty] | CONTACT | NO MODIFIER | TYPE |  | SIZE |  | MATERIAL |  | HAZARD CLASS |  | CERTIFICATION/STANDARD |  | ADDITIONAL FEATURES EN
STP_009 | Data Enrichment | NGB |  | 2023-07-03 |  |  | 1215373 | 1215373 | CONTACT;ABB,1SDA051368R1 | CONTACT;MNFR:ABB,PTNO:1SDA051368R1 | CONTACT | 1SDA051368R1 | 3000014 | ABB | ABB | 1SDA051368R1 | [18 empty] | CONTACT | NO MODIFIER | TYPE |  | SIZE |  | MATERIAL |  | HAZARD CLASS |  | CERTIFICATION/STANDARD |  | ADDITIONAL FEATURES EN
STP_009 | Data Enrichment | NGB |  | 2023-07-03 |  |  | 1324608 | 1324608 | CONTACT;ABB,1SFA 611 610 R1010 | CONTACT;MNFR:ABB,PTNO:1SFA 611 610 R1010 | CONTACT | 1SFA 611 610 R1010 | 3000014 | ABB | ABB | 1SFA 611 610 R1010 | [18 empty] | CONTACT | NO MODIFIER | TYPE |  | SIZE |  | MATERIAL |  | HAZARD CLASS |  | CERTIFICATION/STANDARD |  | ADDITIONAL FEATURES EN
STP_009 | Data Enrichment | NGB |  | 2023-07-03 |  |  | 1321936 | 1321936 | CONTACT;ABB,1SFL657001R7022 | CONTACT;MNFR:ABB,PTNO:1SFL657001R7022 | CONTACT | 1SFL657001R7022 | 3000014 | ABB | ABB | 1SFL657001R7022 | [18 empty] | CONTACT | NO MODIFIER | TYPE |  | SIZE |  | MATERIAL |  | HAZARD CLASS |  | CERTIFICATION/STANDARD |  | ADDITIONAL FEATURES EN
STP_009 | Data Enrichment | NGB |  | 2023-07-03 |  |  | 1322016 | 1322016 | CONTACT;ABB,2CDS 200 912 R0001 | CONTACT;MNFR:ABB,PTNO:2CDS 200 912 R0001 | CONTACT | 2CDS 200 912 R0001 | 3000014 | ABB | ABB | 2CDS 200 912 R0001 | [18 empty] | CONTACT | NO MODIFIER | TYPE |  | SIZE |  | MATERIAL |  | HAZARD CLASS |  | CERTIFICATION/STANDARD |  | ADDITIONAL FEATURES EN
STP_009 | Data Enrichment | NGB |  | 2023-07-03 |  |  | 1248654 | 1248654 | CONTACT;ABB,5286221 | CONTACT;MNFR:ABB,PTNO:5286221 | CONTACT | 5286221 | 3000014 | ABB | ABB | 5286221 | [18 empty] | CONTACT | NO MODIFIER | TYPE |  | SIZE |  | MATERIAL |  | HAZARD CLASS |  | CERTIFICATION/STANDARD |  | ADDITIONAL FEATURES EN
STP_009 | Data Enrichment | NGB |  | 2023-07-03 |  |  | 1248655 | 1248655 | CONTACT;ABB,757-8939 | CONTACT;MNFR:ABB,PTNO:757-8939 | CONTACT | 757-8939 | 3000014 | ABB | ABB | 757-8939 | [18 empty] | CONTACT | NO MODIFIER | TYPE |  | SIZE |  | MATERIAL |  | HAZARD CLASS |  | CERTIFICATION/STANDARD |  | ADDITIONAL FEATURES EN
STP_009 | Data Enrichment | NGB |  | 2023-07-03 |  |  | 1321945 | 1321945 | CONTACT;ABB,A63-30-11-81 | CONTACT;MNFR:ABB,PTNO:A63-30-11-81 | CONTACT | A63-30-11-81 | 3000014 | ABB | ABB | A63-30-11-81 | [18 empty] | CONTACT | NO MODIFIER | TYPE |  | SIZE |  | MATERIAL |  | HAZARD CLASS |  | CERTIFICATION/STANDARD |  | ADDITIONAL FEATURES EN
STP_009 | Data Enrichment | NGB |  | 2023-07-03 |  |  | 1267340 | 1267340 | CONTACT;ABB,ABBMCBH-00,COLAR | CONTACT;MNFR:ABB,PTNO:ABBMCBH-00,ADDITIONAL FEATURES EN:COLLAR | 01)CNW (MOUNT ISA) ELECT WHO,01)ABBMCBH-00,CONTACT,01)COLLAR | ABBMCBH-00 | 3000014 | ABB | ABB | ABBMCBH-00 | [18 empty] | CONTACT | NO MODIFIER | TYPE |  | SIZE |  | MATERIAL |  | HAZARD CLASS |  | CERTIFICATION/STANDARD |  | ADDITIONAL FEATURES EN | COLLAR
STP_009 | Data Enrichment | NGB |  | 2023-07-03 |  |  | 1266147 | 1266147 | CONTACT;ABB,CA422M,AUX,2NO+2NC,U4 | CONTACT;MNFR:ABB,PTNO:CA422M,ADDITIONAL FEATURES EN:AUXILIARY,2NO+2NC,U4 |  | CA422M | 3000014 | ABB | ABB | CA422M | [18 empty] | CONTACT | NO MODIFIER | TYPE |  | SIZE |  | MATERIAL |  | HAZARD CLASS |  | CERTIFICATION/STANDARD |  | ADDITIONAL FEATURES EN | AUXILIARY,2NO+2NC,U4
STP_009 | Data Enrichment | NGB |  | 2023-07-03 |  |  | 1248664 | 1248664 | CONTACT;ABB,GCE7109399R0101 | CONTACT;MNFR:ABB,PTNO:GCE7109399R0101 | CONTACT | GCE7109399R0101 | 3000014 | ABB | ABB | GCE7109399R0101 | [18 empty] | CONTACT | NO MODIFIER | TYPE |  | SIZE |  | MATERIAL |  | HAZARD CLASS |  | CERTIFICATION/STANDARD |  | ADDITIONAL FEATURES EN
STP_009 | Data Enrichment | NGB |  | 2023-07-03 |  |  | 1248663 | 1248663 | CONTACT;ABB,GCE7109399R0106 | CONTACT;MNFR:ABB,PTNO:GCE7109399R0106 | CONTACT | GCE7109399R0106 | 3000014 | ABB | ABB | GCE7109399R0106 | [18 empty] | CONTACT | NO MODIFIER | TYPE |  | SIZE |  | MATERIAL |  | HAZARD CLASS |  | CERTIFICATION/STANDARD |  | ADDITIONAL FEATURES EN
STP_009 | Data Enrichment | NGB |  | 2023-07-03 |  |  | 1324605 | 1324605 | CONTACT;ABB,GJL 120 1330 R0005 | CONTACT;MNFR:ABB,PTNO:GJL 120 1330 R0005 | CONTACT | GJL 120 1330 R0005 | 3000014 | ABB | ABB | GJL 120 1330 R0005 | [18 empty] | CONTACT | NO MODIFIER | TYPE |  | SIZE |  | MATERIAL |  | HAZARD CLASS |  | CERTIFICATION/STANDARD |  | ADDITIONAL FEATURES EN
STP_009 | Data Enrichment | NGB |  | 2023-07-03 |  |  | 1324606 | 1324606 | CONTACT;ABB,GJL 120 1330 R0009 | CONTACT;MNFR:ABB,PTNO:GJL 120 1330 R0009 | CONTACT | GJL 120 1330 R0009 | 3000014 | ABB | ABB | GJL 120 1330 R0009 | [18 empty] | CONTACT | NO MODIFIER | TYPE |  | SIZE |  | MATERIAL |  | HAZARD CLASS |  | CERTIFICATION/STANDARD |  | ADDITIONAL FEATURES EN
STP_009 | Data Enrichment | NGB |  | 2023-07-03 |  |  | 1321935 | 1321935 | CONTACT;ABB,GJL1201330R0001 | CONTACT;MNFR:ABB,PTNO:GJL1201330R0001 | CONTACT | GJL1201330R0001 | 3000014 | ABB | ABB | GJL1201330R0001 | [18 empty] | CONTACT | NO MODIFIER | TYPE |  | SIZE |  | MATERIAL |  | HAZARD CLASS |  | CERTIFICATION/STANDARD |  | ADDITIONAL FEATURES EN
STP_009 | Data Enrichment | NGB |  | 2023-07-03 |  |  | 1248662 | 1248662 | CONTACT;ABB,HMFB-V V=250MM | CONTACT;MNFR:ABB,PTNO:HMFB-V V=250MM | CONTACT | HMFB-V V=250MM | 3000014 | ABB | ABB | HMFB-V V=250MM | [18 empty] | CONTACT | NO MODIFIER | TYPE |  | SIZE |  | MATERIAL |  | HAZARD CLASS |  | CERTIFICATION/STANDARD |  | ADDITIONAL FEATURES EN
STP_009 | Data Enrichment | NGB |  | 2023-07-03 |  |  | 1248275 | 1248275 | CONTACT;ABB,HSBA331421P0001 | CONTACT;MNFR:ABB,PTNO:HSBA331421P0001 | CONTACT | HSBA331421P0001 | 3000014 | ABB | ABB | HSBA331421P0001 | [18 empty] | CONTACT | NO MODIFIER | TYPE |  | SIZE |  | MATERIAL |  | HAZARD CLASS |  | CERTIFICATION/STANDARD |  | ADDITIONAL FEATURES EN
STP_009 | Data Enrichment | NGB |  | 2023-07-03 |  |  | 1248276 | 1248276 | CONTACT;ABB,HSBA432481P0001 | CONTACT;MNFR:ABB,PTNO:HSBA432481P0001 | CONTACT | HSBA432481P0001 | 3000014 | ABB | ABB | HSBA432481P0001 | [18 empty] | CONTACT | NO MODIFIER | TYPE |  | SIZE |  | MATERIAL |  | HAZARD CLASS |  | CERTIFICATION/STANDARD |  | ADDITIONAL FEATURES EN
STP_009 | Data Enrichment | NGB |  | 2023-07-03 |  |  | 1322012 | 1322012 | CONTACT;ABB,ISBN 010 10 R1010 | CONTACT;MNFR:ABB,PTNO:ISBN 010 10 R1010 | CONTACT | ISBN 010 10 R1010 | 3000014 | ABB | ABB | ISBN 010 10 R1010 | [18 empty] | CONTACT | NO MODIFIER | TYPE |  | SIZE |  | MATERIAL |  | HAZARD CLASS |  | CERTIFICATION/STANDARD |  | ADDITIONAL FEATURES EN
STP_009 | Data Enrichment | NGB |  | 2023-07-03 |  |  | 1322013 | 1322013 | CONTACT;ABB,ISBN 010 110 R1001 | CONTACT;MNFR:ABB,PTNO:ISBN 010 110 R1001 | CONTACT | ISBN 010 110 R1001 | 3000014 | ABB | ABB | ISBN 010 110 R1001 | [18 empty] | CONTACT | NO MODIFIER | TYPE |  | SIZE |  | MATERIAL |  | HAZARD CLASS |  | CERTIFICATION/STANDARD |  | ADDITIONAL FEATURES EN
STP_009 | Data Enrichment | NGB |  | 2023-07-03 |  |  | 1324328 | 1324328 | CONTACT;ABB,MCB10 | CONTACT;MNFR:ABB,PTNO:MCB10 | CONTACT | MCB10 | 3000014 | ABB | ABB | MCB10 | [18 empty] | CONTACT | NO MODIFIER | TYPE |  | SIZE |  | MATERIAL |  | HAZARD CLASS |  | CERTIFICATION/STANDARD |  | ADDITIONAL FEATURES EN
STP_009 | Data Enrichment | NGB |  | 2023-07-03 |  |  | 1215349 | 1215349 | CONTACT;ABB,MS116HKF111 | CONTACT;MNFR:ABB,PTNO:MS116HKF111 | CONTACT | MS116HKF111 | 3000014 | ABB | ABB | MS116HKF111 | [18 empty] | CONTACT | NO MODIFIER | TYPE |  | SIZE |  | MATERIAL |  | HAZARD CLASS |  | CERTIFICATION/STANDARD |  | ADDITIONAL FEATURES EN
STP_009 | Data Enrichment | NGB |  | 2023-07-03 |  |  | 1248646 | 1248646 | CONTACT;ABB,NEM1759 | CONTACT;MNFR:ABB,PTNO:NEM1759 | CONTACT | NEM1759 | 3000014 | ABB | ABB | NEM1759 | [18 empty] | CONTACT | NO MODIFIER | TYPE |  | SIZE |  | MATERIAL |  | HAZARD CLASS |  | CERTIFICATION/STANDARD |  | ADDITIONAL FEATURES EN
STP_009 | Data Enrichment | NGB |  | 2023-07-03 |  |  | 1214406 | 1214406 | CONTACT;ABB,NEM1813 | CONTACT;MNFR:ABB,PTNO:NEM1813 | CONTACT | NEM1813 | 3000014 | ABB | ABB | NEM1813 | [18 empty] | CONTACT | NO MODIFIER | TYPE |  | SIZE |  | MATERIAL |  | HAZARD CLASS |  | CERTIFICATION/STANDARD |  | ADDITIONAL FEATURES EN
STP_009 | Data Enrichment | NGB |  | 2023-07-03 |  |  | 1211095 | 1211095 | CONTACT;ABB,OA1G10 | CONTACT;MNFR:ABB,PTNO:OA1G10 | 01)CNW (MOUNT ISA) ELECT WHO,01)OA1G10,CONTACT | OA1G10 | 3000014 | ABB | ABB | OA1G10 | [18 empty] | CONTACT | NO MODIFIER | TYPE |  | SIZE |  | MATERIAL |  | HAZARD CLASS |  | CERTIFICATION/STANDARD |  | ADDITIONAL FEATURES EN
STP_009 | Data Enrichment | NGB |  | 2023-07-03 |  |  | 1248427 | 1248427 | CONTACT;ABB,WK178L224 L=15M IP67 | CONTACT;MNFR:ABB,PTNO:WK178L224 L=15M IP67 | CONTACT | WK178L224 L=15M IP67 | 3000014 | ABB | ABB | WK178L224 L=15M IP67 | [18 empty] | CONTACT | NO MODIFIER | TYPE |  | SIZE |  | MATERIAL |  | HAZARD CLASS |  | CERTIFICATION/STANDARD |  | ADDITIONAL FEATURES EN
STP_009 | Data Enrichment | NGB |  | 2023-07-03 |  |  | 1248517 | 1248517 | CONTACT;CUM,CSP05407 | CONTACT;MNFR:CUMMINS,PTNO:CSP05407 | CONTACT | CSP05407 | 3000018 | CUMMINS | CUMMINS | CSP05407 | [18 empty] | CONTACT | NO MODIFIER | TYPE |  | SIZE |  | MATERIAL |  | HAZARD CLASS |  | CERTIFICATION/STANDARD |  | ADDITIONAL FEATURES EN
STP_009 | Data Enrichment | NGB |  | 2023-07-03 |  |  | 1333563 | 1333563 | CONTACT;DIEC,KPLLI0000029 | CONTACT;MNFR:DIECI,PTNO:KPLLI0000029,ADDITIONAL FEATURES EN:ELECTRIC | CONTACT,01)ELECTRIC | KPLLI0000029 | 3000511 | DIECI | DIECI | KPLLI0000029 | [18 empty] | CONTACT | NO MODIFIER | TYPE |  | SIZE |  | MATERIAL |  | HAZARD CLASS |  | CERTIFICATION/STANDARD |  | ADDITIONAL FEATURES EN | ELECTRIC
STP_009 | Data Enrichment | NGB |  | 2023-07-03 |  |  | 1270327 | 1270327 | CONTACT;SCHN,SCHZBE101,BLOK,1NO,3A | CONTACT;MNFR:SCHNEIDER INC,PTNO:SCHZBE101,ADDITIONAL FEATURES EN:BLOCK,1NO,3A | 01)CNW (TOWNSVILLE) ELECT SU,01)SCHZBE101,CONTACT,01)BLOCK,1NO,3A | SCHZBE101 | 3000344 | SCHNEIDER INC | SCHNEIDER INC | SCHZBE101 | [18 empty] | CONTACT | NO MODIFIER | TYPE |  | SIZE |  | MATERIAL |  | HAZARD CLASS |  | CERTIFICATION/STANDARD |  | ADDITIONAL FEATURES EN | BLOCK,1NO,3A
STP_009 | Data Enrichment | NGB |  | 2023-07-03 |  |  | 1270328 | 1270328 | CONTACT;SCHN,SCHZBE102,BLOK,1NC,3A | CONTACT;MNFR:SCHNEIDER INC,PTNO:SCHZBE102,ADDITIONAL FEATURES EN:BLOCK,1NC,3A | 01)CNW (TOWNSVILLE) ELECT SU,01)SCHZBE102,CONTACT,01)BLOCK,1NC,3A | SCHZBE102 | 3000344 | SCHNEIDER INC | SCHNEIDER INC | SCHZBE102 | [18 empty] | CONTACT | NO MODIFIER | TYPE |  | SIZE |  | MATERIAL |  | HAZARD CLASS |  | CERTIFICATION/STANDARD |  | ADDITIONAL FEATURES EN | BLOCK,1NC,3A
STP_009 | Data Enrichment | NGB |  | 2023-07-03 |  |  | 1247904 | 1247904 | CONTACT;SIE,3PY9.100-1 | CONTACT;MNFR:SIEMENS,PTNO:3PY9.100-1 | CONTACT | 3PY9.100-1 | 3000032 | SIEMENS | SIEMENS | 3PY9.100-1 | [18 empty] | CONTACT | NO MODIFIER | TYPE |  | SIZE |  | MATERIAL |  | HAZARD CLASS |  | CERTIFICATION/STANDARD |  | ADDITIONAL FEATURES EN
STP_009 | Data Enrichment | NGB |  | 2023-07-03 |  |  | 1214049 | 1214049 | CONTACT;SIE,3PY9.100-2 | CONTACT;MNFR:SIEMENS,PTNO:3PY9.100-2 | CONTACT | 3PY9.100-2 | 3000032 | SIEMENS | SIEMENS | 3PY9.100-2 | [18 empty] | CONTACT | NO MODIFIER | TYPE |  | SIZE |  | MATERIAL |  | HAZARD CLASS |  | CERTIFICATION/STANDARD |  | ADDITIONAL FEATURES EN
STP_009 | Data Enrichment | NGB |  | 2023-07-03 |  |  | 1214199 | 1214199 | CONTACT;SIE,3SA1-000 | CONTACT;MNFR:SIEMENS,PTNO:3SA1-000 | CONTACT | 3SA1-000 | 3000032 | SIEMENS | SIEMENS | 3SA1-000 | [18 empty] | CONTACT | NO MODIFIER | TYPE |  | SIZE |  | MATERIAL |  | HAZARD CLASS |  | CERTIFICATION/STANDARD |  | ADDITIONAL FEATURES EN
STP_009 | Data Enrichment | NGB |  | 2023-07-03 |  |  | 1214200 | 1214200 | CONTACT;SIE,3SA1-001 | CONTACT;MNFR:SIEMENS,PTNO:3SA1-001 | CONTACT | 3SA1-001 | 3000032 | SIEMENS | SIEMENS | 3SA1-001 | [18 empty] | CONTACT | NO MODIFIER | TYPE |  | SIZE |  | MATERIAL |  | HAZARD CLASS |  | CERTIFICATION/STANDARD |  | ADDITIONAL FEATURES EN
STP_009 | Data Enrichment | NGB |  | 2023-07-03 |  |  | 1213004 | 1213004 | CONTACT;SIE,3SB-1400-OG | CONTACT;MNFR:SIEMENS,PTNO:3SB-1400-OG | CONTACT | 3SB-1400-OG | 3000032 | SIEMENS | SIEMENS | 3SB-1400-OG | [18 empty] | CONTACT | NO MODIFIER | TYPE |  | SIZE |  | MATERIAL |  | HAZARD CLASS |  | CERTIFICATION/STANDARD |  | ADDITIONAL FEATURES EN
STP_009 | Data Enrichment | NGB |  | 2023-07-03 |  |  | 1214043 | 1214043 | CONTACT;SIE,3TY1.210-0A | CONTACT;MNFR:SIEMENS,PTNO:3TY1.210-0A | CONTACT | 3TY1.210-0A | 3000032 | SIEMENS | SIEMENS | 3TY1.210-0A | [18 empty] | CONTACT | NO MODIFIER | TYPE |  | SIZE |  | MATERIAL |  | HAZARD CLASS |  | CERTIFICATION/STANDARD |  | ADDITIONAL FEATURES EN
STP_009 | Data Enrichment | NGB |  | 2023-07-03 |  |  | 1214044 | 1214044 | CONTACT;SIE,3TY1.211-0A | CONTACT;MNFR:SIEMENS,PTNO:3TY1.211-0A | CONTACT | 3TY1.211-0A | 3000032 | SIEMENS | SIEMENS | 3TY1.211-0A | [18 empty] | CONTACT | NO MODIFIER | TYPE |  | SIZE |  | MATERIAL |  | HAZARD CLASS |  | CERTIFICATION/STANDARD |  | ADDITIONAL FEATURES EN
STP_009 | Data Enrichment | NGB |  | 2023-07-03 |  |  | 1214045 | 1214045 | CONTACT;SIE,3TY1.211-0C | CONTACT;MNFR:SIEMENS,PTNO:3TY1.211-0C | CONTACT | 3TY1.211-0C | 3000032 | SIEMENS | SIEMENS | 3TY1.211-0C | [18 empty] | CONTACT | NO MODIFIER | TYPE |  | SIZE |  | MATERIAL |  | HAZARD CLASS |  | CERTIFICATION/STANDARD |  | ADDITIONAL FEATURES EN
STP_009 | Data Enrichment | NGB |  | 2023-07-03 |  |  | 1214046 | 1214046 | CONTACT;SIE,3TY1.220-0A | CONTACT;MNFR:SIEMENS,PTNO:3TY1.220-0A | CONTACT | 3TY1.220-0A | 3000032 | SIEMENS | SIEMENS | 3TY1.220-0A | [18 empty] | CONTACT | NO MODIFIER | TYPE |  | SIZE |  | MATERIAL |  | HAZARD CLASS |  | CERTIFICATION/STANDARD |  | ADDITIONAL FEATURES EN
STP_009 | Data Enrichment | NGB |  | 2023-07-03 |  |  | 1247905 | 1247905 | CONTACT;SIE,3TY1.300-0A | CONTACT;MNFR:SIEMENS,PTNO:3TY1.300-0A | CONTACT | 3TY1.300-0A | 3000032 | SIEMENS | SIEMENS | 3TY1.300-0A | [18 empty] | CONTACT | NO MODIFIER | TYPE |  | SIZE |  | MATERIAL |  | HAZARD CLASS |  | CERTIFICATION/STANDARD |  | ADDITIONAL FEATURES EN
STP_009 | Data Enrichment | NGB |  | 2023-07-03 |  |  | 1214025 | 1214025 | CONTACT;SIE,3TY1.301.0G | CONTACT;MNFR:SIEMENS,PTNO:3TY1.301.0G | CONTACT | 3TY1.301.0G | 3000032 | SIEMENS | SIEMENS | 3TY1.301.0G | [18 empty] | CONTACT | NO MODIFIER | TYPE |  | SIZE |  | MATERIAL |  | HAZARD CLASS |  | CERTIFICATION/STANDARD |  | ADDITIONAL FEATURES EN
STP_009 | Data Enrichment | NGB |  | 2023-07-03 |  |  | 1214048 | 1214048 | CONTACT;SIE,3TY2.220-0A | CONTACT;MNFR:SIEMENS,PTNO:3TY2.220-0A | CONTACT | 3TY2.220-0A | 3000032 | SIEMENS | SIEMENS | 3TY2.220-0A | [18 empty] | CONTACT | NO MODIFIER | TYPE |  | SIZE |  | MATERIAL |  | HAZARD CLASS |  | CERTIFICATION/STANDARD |  | ADDITIONAL FEATURES EN
STP_009 | Data Enrichment | NGB |  | 2023-07-03 |  |  | 1214047 | 1214047 | CONTACT;SIE,3TY6.320-0B | CONTACT;MNFR:SIEMENS,PTNO:3TY6.320-0B | CONTACT | 3TY6.320-0B | 3000032 | SIEMENS | SIEMENS | 3TY6.320-0B | [18 empty] | CONTACT | NO MODIFIER | TYPE |  | SIZE |  | MATERIAL |  | HAZARD CLASS |  | CERTIFICATION/STANDARD |  | ADDITIONAL FEATURES EN
STP_009 | Data Enrichment | NGB |  | 2023-07-03 |  |  | 1257549 | 1257549 | CONTACT;SIE,3WY7112 | CONTACT;MNFR:SIEMENS,PTNO:3WY7112 | CONTACT | 3WY7112 | 3000032 | SIEMENS | SIEMENS | 3WY7112 | [18 empty] | CONTACT | NO MODIFIER | TYPE |  | SIZE |  | MATERIAL |  | HAZARD CLASS |  | CERTIFICATION/STANDARD |  | ADDITIONAL FEATURES EN
STP_009 | Data Enrichment | KIB |  | 2023-07-03 |  |  | 1252885 | 1252885 | ELBOW,PIPE ADPTR;DIEC,1F.504050113 | ELBOW,PIPE ADAPTOR;MNFR:DIECI,PTNO:1F.504050113,ADDITIONAL FEATURES EN:EXHAUST,ENGINE | ELBOW,PIPE ADAPTOR,01)EXHAUST,ENGINE | 1F.504050113 | 3000511 | DIECI | DIECI | 1F.504050113 | [18 empty] | ELBOW | PIPE ADAPTOR | TYPE |  | ANGLE |  | NOMINAL SIZE 1 |  | NOMINAL SIZE 2 |  | END CONNECTION 1 |  | END CONNECTION 2 |  | PRESSURE RATING |  | MATERIAL |  | MATERIAL SPECIFICATION |  | COATING/FINISH |  | SCHEDULE/WALL THICKNESS |  | HAZARD CLASS |  | CERTIFICATION/STANDARD |  | ADDITIONAL FEATURES EN | EXHAUST,ENGINE
STP_009 | Data Enrichment | KIB |  | 2023-07-03 |  |  | 1273165 | 1273165 | ELBOW,TUBE;SWAG,SS-1010-2-6,FTG,M,SS316 | ELBOW,TUBE;MNFR:SWAGELOK LTD,PTNO:SS-1010-2-6,ADDITIONAL FEATURES EN:FITTING,MALE,STAINLESS STEEL 316,CONNECTION:5/8 IN TUBE X 3/8 IN NPT | 01)J BLACKWOOD & SONS,01)00080413,ELBOW,TUBE,01)FITTING,MALE,STAINLESS STEE,02)CONNECTION:5/8 IN TUBE X 3/ | SS-1010-2-6 | 3000355 | SWAGELOK LTD | SWAGELOK LTD | SS-1010-2-6 | [18 empty] | ELBOW | TUBE | TYPE |  | ANGLE |  | NOMINAL SIZE |  | END CONNECTION |  | PRESSURE RATING |  | MATERIAL |  | MATERIAL SPECIFICATION |  | COATING/FINISH |  | HAZARD CLASS |  | CERTIFICATION/STANDARD |  | ADDITIONAL FEATURES EN | FITTING,MALE,STAINLESS STEEL 316 | [50 empty] | CONNECTION:5/8 IN TUBE X 3/8 IN NPT
STP_009 | Data Enrichment | KIB |  | 2023-07-03 |  |  | 1273122 | 1273122 | ELBOW,TUBE;SWAG,SS-1010-8-8,FTG,FEM,SS | ELBOW,TUBE;MNFR:SWAGELOK LTD,PTNO:SS-1010-8-8,ADDITIONAL FEATURES EN:FITTING,FEMALE,STAINLESS STEEL, CONNECTION:5/8 IN TUBE X 1/2 IN NPT | 01)J BLACKWOOD & SONS,01)00080316,ELBOW,TUBE,01)FITTING,FEMALE,STAINLESS ST,02) CONNECTION:5/8 IN TUBE X 1 | SS-1010-8-8 | 3000355 | SWAGELOK LTD | SWAGELOK LTD | SS-1010-8-8 | [18 empty] | ELBOW | TUBE | TYPE |  | ANGLE |  | NOMINAL SIZE |  | END CONNECTION |  | PRESSURE RATING |  | MATERIAL |  | MATERIAL SPECIFICATION |  | COATING/FINISH |  | HAZARD CLASS |  | CERTIFICATION/STANDARD |  | ADDITIONAL FEATURES EN | FITTING,FEMALE,STAINLESS STEEL | [50 empty] | CONNECTION:5/8 IN TUBE X 1/2 IN NPT
STP_009 | Data Enrichment | KIB |  | 2023-07-03 |  |  | 1273166 | 1273166 | ELBOW,TUBE;SWAG,SS-1210-2-12,FTG,M,SS316 | ELBOW,TUBE;MNFR:SWAGELOK LTD,PTNO:SS-1210-2-12,ADDITIONAL FEATURES EN:FITTING,MALE,STAINLESS STEEL 316,CONNECTION:3/4 IN TUBE X 3/4 IN NPT | 01)J BLACKWOOD & SONS,01)00080416,ELBOW,TUBE,01)FITTING,MALE,STAINLESS STEE,02)CONNECTION:3/4 IN TUBE X 3/ | SS-1210-2-12 | 3000355 | SWAGELOK LTD | SWAGELOK LTD | SS-1210-2-12 | [18 empty] | ELBOW | TUBE | TYPE |  | ANGLE |  | NOMINAL SIZE |  | END CONNECTION |  | PRESSURE RATING |  | MATERIAL |  | MATERIAL SPECIFICATION |  | COATING/FINISH |  | HAZARD CLASS |  | CERTIFICATION/STANDARD |  | ADDITIONAL FEATURES EN | FITTING,MALE,STAINLESS STEEL 316 | [50 empty] | CONNECTION:3/4 IN TUBE X 3/4 IN NPT
STP_009 | Data Enrichment | KIB |  | 2023-07-03 |  |  | 1273159 | 1273159 | ELBOW,TUBE;SWAG,SS-1210-2-8,FTG,M,SS316 | ELBOW,TUBE;MNFR:SWAGELOK LTD,PTNO:SS-1210-2-8,ADDITIONAL FEATURES EN:FITTING,MALE,STAINLESS STEEL 316,CONNECTION:3/4 IN TUBE X 1/2 IN NPT | 01)J BLACKWOOD & SONS,01)00080391,ELBOW,TUBE,01)FITTING,MALE,STAINLESS STEE,02)CONNECTION:3/4 IN TUBE X 1/ | SS-1210-2-8 | 3000355 | SWAGELOK LTD | SWAGELOK LTD | SS-1210-2-8 | [18 empty] | ELBOW | TUBE | TYPE |  | ANGLE |  | NOMINAL SIZE |  | END CONNECTION |  | PRESSURE RATING |  | MATERIAL |  | MATERIAL SPECIFICATION |  | COATING/FINISH |  | HAZARD CLASS |  | CERTIFICATION/STANDARD |  | ADDITIONAL FEATURES EN | FITTING,MALE,STAINLESS STEEL 316 | [50 empty] | CONNECTION:3/4 IN TUBE X 1/2 IN NPT
STP_009 | Data Enrichment | KIB |  | 2023-07-03 |  |  | 1273117 | 1273117 | ELBOW,TUBE;SWAG,SS-1210-8-12,FTG,FEM,SS | ELBOW,TUBE;MNFR:SWAGELOK LTD,PTNO:SS-1210-8-12,ADDITIONAL FEATURES EN:FITTING,FEMALE,STAINLESS STEEL,CONNECTION:3/4 IN TUBE X 3/4 IN NPT | 01)J BLACKWOOD & SONS,01)00080307,ELBOW,TUBE,01)FITTING,FEMALE,STAINLESS ST,02)CONNECTION:3/4 IN TUBE X 3/ | SS-1210-8-12 | 3000355 | SWAGELOK LTD | SWAGELOK LTD | SS-1210-8-12 | [18 empty] | ELBOW | TUBE | TYPE |  | ANGLE |  | NOMINAL SIZE |  | END CONNECTION |  | PRESSURE RATING |  | MATERIAL |  | MATERIAL SPECIFICATION |  | COATING/FINISH |  | HAZARD CLASS |  | CERTIFICATION/STANDARD |  | ADDITIONAL FEATURES EN | FITTING,FEMALE,STAINLESS STEEL | [50 empty] | CONNECTION:3/4 IN TUBE X 3/4 IN NPT
STP_009 | Data Enrichment | KIB |  | 2023-07-03 |  |  | 1273121 | 1273121 | ELBOW,TUBE;SWAG,SS-1210-8-8,FTG,FEM,SS | ELBOW,TUBE;MNFR:SWAGELOK LTD,PTNO:SS-1210-8-8,ADDITIONAL FEATURES EN:FITTING,FEMALE,STAINLESS STEEL, CONNECTION:3/4 IN TUBE X 1/2 IN NPT | 01)J BLACKWOOD & SONS,01)00080312,ELBOW,TUBE,01)FITTING,FEMALE,STAINLESS ST,02) CONNECTION:3/4 IN TUBE X 1 | SS-1210-8-8 | 3000355 | SWAGELOK LTD | SWAGELOK LTD | SS-1210-8-8 | [18 empty] | ELBOW | TUBE | TYPE |  | ANGLE |  | NOMINAL SIZE |  | END CONNECTION |  | PRESSURE RATING |  | MATERIAL |  | MATERIAL SPECIFICATION |  | COATING/FINISH |  | HAZARD CLASS |  | CERTIFICATION/STANDARD |  | ADDITIONAL FEATURES EN | FITTING,FEMALE,STAINLESS STEEL | [50 empty] | CONNECTION:3/4 IN TUBE X 1/2 IN NPT
STP_009 | Data Enrichment | KIB |  | 2023-07-03 |  |  | 1273160 | 1273160 | ELBOW,TUBE;SWAG,SS-200-2-4,FTG,M,SS316 | ELBOW,TUBE;MNFR:SWAGELOK LTD,PTNO:SS-200-2-4,ADDITIONAL FEATURES EN:FITTING,MALE,STAINLESS STEEL 316, CONNECTION:1/8 IN TUBE X 1/4 IN NPT | 01)J BLACKWOOD & SONS,01)00080397,ELBOW,TUBE,01)FITTING,MALE,STAINLESS STEE,02) CONNECTION:1/8 IN TUBE X 1 | SS-200-2-4 | 3000355 | SWAGELOK LTD | SWAGELOK LTD | SS-200-2-4 | [18 empty] | ELBOW | TUBE | TYPE |  | ANGLE |  | NOMINAL SIZE |  | END CONNECTION |  | PRESSURE RATING |  | MATERIAL |  | MATERIAL SPECIFICATION |  | COATING/FINISH |  | HAZARD CLASS |  | CERTIFICATION/STANDARD |  | ADDITIONAL FEATURES EN | FITTING,MALE,STAINLESS STEEL 316 | [50 empty] | CONNECTION:1/8 IN TUBE X 1/4 IN NPT
STP_009 | Data Enrichment | KIB |  | 2023-07-03 |  |  | 1273142 | 1273142 | ELBOW,TUBE;SWAG,SS-200-8-2,FTG,FEM,SS316 | ELBOW,TUBE;MNFR:SWAGELOK LTD,PTNO:SS-200-8-2,ADDITIONAL FEATURES EN:FITTING,FEMALE,STAINLESS STEEL 316,CONNECTION:1/8 IN TUBE X 1/8 IN NPT | 01)J BLACKWOOD & SONS,01)00080318,ELBOW,TUBE,01)CONNECTION:1/8 IN TUBE X 1/,02)FITTING,FEMALE,STAINLESS ST | SS-200-8-2 | 3000355 | SWAGELOK LTD | SWAGELOK LTD | SS-200-8-2 | [18 empty] | ELBOW | TUBE | TYPE |  | ANGLE |  | NOMINAL SIZE |  | END CONNECTION |  | PRESSURE RATING |  | MATERIAL |  | MATERIAL SPECIFICATION |  | COATING/FINISH |  | HAZARD CLASS |  | CERTIFICATION/STANDARD |  | ADDITIONAL FEATURES EN | FITTING,FEMALE,STAINLESS STEEL 316 | [50 empty] | CONNECTION:1/8 IN TUBE X 1/8 IN NPT
STP_009 | Data Enrichment | KIB |  | 2023-07-03 |  |  | 1273143 | 1273143 | ELBOW,TUBE;SWAG,SS-200-8-4,FTG,FEM,SS316 | ELBOW,TUBE;MNFR:SWAGELOK LTD,PTNO:SS-200-8-4,ADDITIONAL FEATURES EN:FITTING,FEMALE,STAINLESS STEEL 316,CONNECTION:1/8 IN TUBE X 1/4 IN NPT | 01)J BLACKWOOD & SONS,01)00080320,ELBOW,TUBE,01)FITTING,FEMALE,STAINLESS ST,02)CONNECTION:1/8 IN TUBE X 1/ | SS-200-8-4 | 3000355 | SWAGELOK LTD | SWAGELOK LTD | SS-200-8-4 | [18 empty] | ELBOW | TUBE | TYPE |  | ANGLE |  | NOMINAL SIZE |  | END CONNECTION |  | PRESSURE RATING |  | MATERIAL |  | MATERIAL SPECIFICATION |  | COATING/FINISH |  | HAZARD CLASS |  | CERTIFICATION/STANDARD |  | ADDITIONAL FEATURES EN | FITTING,FEMALE,STAINLESS STEEL 316 | [50 empty] | CONNECTION:1/8 IN TUBE X 1/4 IN NPT
STP_009 | Data Enrichment | KIB |  | 2023-07-03 |  |  | 1273161 | 1273161 | ELBOW,TUBE;SWAG,SS-300-2-2,FTG,M,SS316 | ELBOW,TUBE;MNFR:SWAGELOK LTD,PTNO:SS-300-2-2,ADDITIONAL FEATURES EN:FITTING,MALE,STAINLESS STEEL 316, CONNECTION:3/16 IN TUBE X 1/8 IN NPT | 01)J BLACKWOOD & SONS,01)00080398,ELBOW,TUBE,01)FITTING,MALE,STAINLESS STEE,02) CONNECTION:3/16 IN TUBE X | SS-300-2-2 | 3000355 | SWAGELOK LTD | SWAGELOK LTD | SS-300-2-2 | [18 empty] | ELBOW | TUBE | TYPE |  | ANGLE |  | NOMINAL SIZE |  | END CONNECTION |  | PRESSURE RATING |  | MATERIAL |  | MATERIAL SPECIFICATION |  | COATING/FINISH |  | HAZARD CLASS |  | CERTIFICATION/STANDARD |  | ADDITIONAL FEATURES EN | FITTING,MALE,STAINLESS STEEL 316 | [50 empty] | CONNECTION:3/16 IN TUBE X 1/8 IN NPT
STP_009 | Data Enrichment | KIB |  | 2023-07-03 |  |  | 1273162 | 1273162 | ELBOW,TUBE;SWAG,SS-300-2-4,FTG,M,SS316 | ELBOW,TUBE;MNFR:SWAGELOK LTD,PTNO:SS-300-2-4,ADDITIONAL FEATURES EN:FITTING,MALE,STAINLESS STEEL 316, CONNECTION:3/16 IN TUBE X 1/4 IN NPT | 01)J BLACKWOOD & SONS,01)00080400,ELBOW,TUBE,01)FITTING,MALE,STAINLESS STEE,02) CONNECTION:3/16 IN TUBE X | SS-300-2-4 | 3000355 | SWAGELOK LTD | SWAGELOK LTD | SS-300-2-4 | [18 empty] | ELBOW | TUBE | TYPE |  | ANGLE |  | NOMINAL SIZE |  | END CONNECTION |  | PRESSURE RATING |  | MATERIAL |  | MATERIAL SPECIFICATION |  | COATING/FINISH |  | HAZARD CLASS |  | CERTIFICATION/STANDARD |  | ADDITIONAL FEATURES EN | FITTING,MALE,STAINLESS STEEL 316 | [50 empty] | CONNECTION:3/16 IN TUBE X 1/4 IN NPT
STP_009 | Data Enrichment | KIB |  | 2023-07-03 |  |  | 1273163 | 1273163 | ELBOW,TUBE;SWAG,SS-400-2-12,FTG,M,SS316 | ELBOW,TUBE;MNFR:SWAGELOK LTD,PTNO:SS-400-2-12,ADDITIONAL FEATURES EN:FITTING,MALE,STAINLESS STEEL 316,CONNECTION:1/4 IN TUBE X 3/4 IN NPT | 01)J BLACKWOOD & SONS,01)00080403,ELBOW,TUBE,01)FITTING,MALE,STAINLESS STEE,02)CONNECTION:1/4 IN TUBE X 3/ | SS-400-2-12 | 3000355 | SWAGELOK LTD | SWAGELOK LTD | SS-400-2-12 | [18 empty] | ELBOW | TUBE | TYPE |  | ANGLE |  | NOMINAL SIZE |  | END CONNECTION |  | PRESSURE RATING |  | MATERIAL |  | MATERIAL SPECIFICATION |  | COATING/FINISH |  | HAZARD CLASS |  | CERTIFICATION/STANDARD |  | ADDITIONAL FEATURES EN | FITTING,MALE,STAINLESS STEEL 316 | [50 empty] | CONNECTION:1/4 IN TUBE X 3/4 IN NPT
STP_009 | Data Enrichment | KIB |  | 2023-07-03 |  |  | 1276464 | 1276464 | ELBOW,TUBE;SWAG,SS-400-2-6,FTG,M,SS316 | ELBOW,TUBE;MNFR:SWAGELOK LTD,PTNO:SS-400-2-6,ADDITIONAL FEATURES EN:FITTING,MALE,STAINLESS STEEL 316, CONNECTION:1/4 IN TUBE X 3/8 IN NPT | 01)J BLACKWOOD & SONS,01)00080362,ELBOW,TUBE,01) CONNECTION:1/4 IN TUBE X 3,02)FITTING,MALE,STAINLESS STEE | SS-400-2-6 | 3000355 | SWAGELOK LTD | SWAGELOK LTD | SS-400-2-6 | [18 empty] | ELBOW | TUBE | TYPE |  | ANGLE |  | NOMINAL SIZE |  | END CONNECTION |  | PRESSURE RATING |  | MATERIAL |  | MATERIAL SPECIFICATION |  | COATING/FINISH |  | HAZARD CLASS |  | CERTIFICATION/STANDARD |  | ADDITIONAL FEATURES EN | FITTING,MALE,STAINLESS STEEL 316 | [50 empty] | CONNECTION:1/4 IN TUBE X 3/8 IN NPT
STP_009 | Data Enrichment | KIB |  | 2023-07-03 |  |  | 1273144 | 1273144 | ELBOW,TUBE;SWAG,SS-400-8-2,FTG,FEM,SS316 | ELBOW,TUBE;MNFR:SWAGELOK LTD,PTNO:SS-400-8-2,ADDITIONAL FEATURES EN:FITTING,FEMALE,STAINLESS STEEL 316,CONNECTION:1/4 IN TUBE X 1/8 IN NPT | 01)J BLACKWOOD & SONS,01)00080326,ELBOW,TUBE,01)FITTING,FEMALE,STAINLESS ST,02)CONNECTION:1/4 IN TUBE X 1/ | SS-400-8-2 | 3000355 | SWAGELOK LTD | SWAGELOK LTD | SS-400-8-2 | [18 empty] | ELBOW | TUBE | TYPE |  | ANGLE |  | NOMINAL SIZE |  | END CONNECTION |  | PRESSURE RATING |  | MATERIAL |  | MATERIAL SPECIFICATION |  | COATING/FINISH |  | HAZARD CLASS |  | CERTIFICATION/STANDARD |  | ADDITIONAL FEATURES EN | FITTING,FEMALE,STAINLESS STEEL 316 | [50 empty] | CONNECTION:1/4 IN TUBE X 1/8 IN NPT
STP_009 | Data Enrichment | KIB |  | 2023-07-03 |  |  | 1273145 | 1273145 | ELBOW,TUBE;SWAG,SS-400-8-6,FTG,FEM,SS316 | ELBOW,TUBE;MNFR:SWAGELOK LTD,PTNO:SS-400-8-6,ADDITIONAL FEATURES EN:FITTING,FEMALE,STAINLESS STEEL 316,CONNECTION:1/4 IN TUBE X 3/8 IN NPT | 01)J BLACKWOOD & SONS,01)00080335,ELBOW,TUBE,01)CONNECTION:1/4 IN TUBE X 3/,02)FITTING,FEMALE,STAINLESS ST | SS-400-8-6 | 3000355 | SWAGELOK LTD | SWAGELOK LTD | SS-400-8-6 | [18 empty] | ELBOW | TUBE | TYPE |  | ANGLE |  | NOMINAL SIZE |  | END CONNECTION |  | PRESSURE RATING |  | MATERIAL |  | MATERIAL SPECIFICATION |  | COATING/FINISH |  | HAZARD CLASS |  | CERTIFICATION/STANDARD |  | ADDITIONAL FEATURES EN | FITTING,FEMALE,STAINLESS STEEL 316 | [50 empty] | CONNECTION:1/4 IN TUBE X 3/8 IN NPT
STP_009 | Data Enrichment | KIB |  | 2023-07-03 |  |  | 1273148 | 1273148 | ELBOW,TUBE;SWAG,SS-400-8-8,FTG,FEM,SS316 | ELBOW,TUBE;MNFR:SWAGELOK LTD,PTNO:SS-400-8-8,ADDITIONAL FEATURES EN:FITTING,FEMALE,STAINLESS STEEL 316,CONNECTION:1/4 IN TUBE X 1/2 IN NPT | 01)J BLACKWOOD & SONS,01)00080338,ELBOW,TUBE,01)FITTING,FEMALE,STAINLESS ST,02)CONNECTION:1/4 IN TUBE X 1/ | SS-400-8-8 | 3000355 | SWAGELOK LTD | SWAGELOK LTD | SS-400-8-8 | [18 empty] | ELBOW | TUBE | TYPE |  | ANGLE |  | NOMINAL SIZE |  | END CONNECTION |  | PRESSURE RATING |  | MATERIAL |  | MATERIAL SPECIFICATION |  | COATING/FINISH |  | HAZARD CLASS |  | CERTIFICATION/STANDARD |  | ADDITIONAL FEATURES EN | FITTING,FEMALE,STAINLESS STEEL 316 | [50 empty] | CONNECTION:1/4 IN TUBE X 1/2 IN NPT
STP_009 | Data Enrichment | KIB |  | 2023-07-03 |  |  | 1273156 | 1273156 | ELBOW,TUBE;SWAG,SS-500-2-2,FTG,M,SS316 | ELBOW,TUBE;MNFR:SWAGELOK LTD,PTNO:SS-500-2-2,ADDITIONAL FEATURES EN:FITTING,MALE,STAINLESS STEEL 316, CONNECTION:5/16 IN TUBE X 1/8 IN NPT | 01)J BLACKWOOD & SONS,01)00080367,ELBOW,TUBE,01)FITTING,MALE,STAINLESS STEE,02) CONNECTION:5/16 IN TUBE X | SS-500-2-2 | 3000355 | SWAGELOK LTD | SWAGELOK LTD | SS-500-2-2 | [18 empty] | ELBOW | TUBE | TYPE |  | ANGLE |  | NOMINAL SIZE |  | END CONNECTION |  | PRESSURE RATING |  | MATERIAL |  | MATERIAL SPECIFICATION |  | COATING/FINISH |  | HAZARD CLASS |  | CERTIFICATION/STANDARD |  | ADDITIONAL FEATURES EN | FITTING,MALE,STAINLESS STEEL 316 | [50 empty] | CONNECTION:5/16 IN TUBE X 1/8 IN NPT
STP_009 | Data Enrichment | KIB |  | 2023-07-03 |  |  | 1273157 | 1273157 | ELBOW,TUBE;SWAG,SS-600-2-12,FTG,M,SS316 | ELBOW,TUBE;MNFR:SWAGELOK LTD,PTNO:SS-600-2-12,ADDITIONAL FEATURES EN:FITTING,MALE,STAINLESS STEEL 316, CONNECTION:3/8 IN TUBE X 3/4 IN NPT | 01)J BLACKWOOD & SONS,01)00080376,ELBOW,TUBE,01)FITTING,MALE,STAINLESS STEE,02) CONNECTION:3/8 IN TUBE X 3 | SS-600-2-12 | 3000355 | SWAGELOK LTD | SWAGELOK LTD | SS-600-2-12 | [18 empty] | ELBOW | TUBE | TYPE |  | ANGLE |  | NOMINAL SIZE |  | END CONNECTION |  | PRESSURE RATING |  | MATERIAL |  | MATERIAL SPECIFICATION |  | COATING/FINISH |  | HAZARD CLASS |  | CERTIFICATION/STANDARD |  | ADDITIONAL FEATURES EN | FITTING,MALE,STAINLESS STEEL 316 | [50 empty] | CONNECTION:3/8 IN TUBE X 3/4 IN NPT
STP_009 | Data Enrichment | KIB |  | 2023-07-03 |  |  | 1273149 | 1273149 | ELBOW,TUBE;SWAG,SS-600-8-2,FTG,FEM,SS316 | ELBOW,TUBE;MNFR:SWAGELOK LTD,PTNO:SS-600-8-2,ADDITIONAL FEATURES EN:FITTING,FEMALE,STAINLESS STEEL 316,CONNECTION:3/8 IN TUBE X 1/8 IN NPT | 01)J BLACKWOOD & SONS,01)00080340,ELBOW,TUBE,01)FITTING,FEMALE,STAINLESS ST,02)CONNECTION:3/8 IN TUBE X 1/ | SS-600-8-2 | 3000355 | SWAGELOK LTD | SWAGELOK LTD | SS-600-8-2 | [18 empty] | ELBOW | TUBE | TYPE |  | ANGLE |  | NOMINAL SIZE |  | END CONNECTION |  | PRESSURE RATING |  | MATERIAL |  | MATERIAL SPECIFICATION |  | COATING/FINISH |  | HAZARD CLASS |  | CERTIFICATION/STANDARD |  | ADDITIONAL FEATURES EN | FITTING,FEMALE,STAINLESS STEEL 316 | [50 empty] | CONNECTION:3/8 IN TUBE X 1/8 IN NPT
STP_009 | Data Enrichment | KIB |  | 2023-07-03 |  |  | 1273150 | 1273150 | ELBOW,TUBE;SWAG,SS-600-8-6,FTG,FEM,SS316 | ELBOW,TUBE;MNFR:SWAGELOK LTD,PTNO:SS-600-8-6,ADDITIONAL FEATURES EN:FITTING,FEMALE,STAINLESS STEEL 316,CONNECTION:3/8 IN TUBE X 3/8 IN NPT | 01)J BLACKWOOD & SONS,01)00080348,ELBOW,TUBE,01)CONNECTION:3/8 IN TUBE X 3/,02)FITTING,FEMALE,STAINLESS ST | SS-600-8-6 | 3000355 | SWAGELOK LTD | SWAGELOK LTD | SS-600-8-6 | [18 empty] | ELBOW | TUBE | TYPE |  | ANGLE |  | NOMINAL SIZE |  | END CONNECTION |  | PRESSURE RATING |  | MATERIAL |  | MATERIAL SPECIFICATION |  | COATING/FINISH |  | HAZARD CLASS |  | CERTIFICATION/STANDARD |  | ADDITIONAL FEATURES EN | FITTING,FEMALE,STAINLESS STEEL 316 | [50 empty] | CONNECTION:3/8 IN TUBE X 3/8 IN NPT
STP_009 | Data Enrichment | KIB |  | 2023-07-03 |  |  | 1273151 | 1273151 | ELBOW,TUBE;SWAG,SS-600-8-8,FTG,FEM,SS316 | ELBOW,TUBE;MNFR:SWAGELOK LTD,PTNO:SS-600-8-8,ADDITIONAL FEATURES EN:FITTING,FEMALE,STAINLESS STEEL 316,CONNECTION:3/8 IN TUBE X 1/2 IN NPT | 01)J BLACKWOOD & SONS,01)00080350,ELBOW,TUBE,01)FITTING,FEMALE,STAINLESS ST,02)CONNECTION:3/8 IN TUBE X 1/ | SS-600-8-8 | 3000355 | SWAGELOK LTD | SWAGELOK LTD | SS-600-8-8 | [18 empty] | ELBOW | TUBE | TYPE |  | ANGLE |  | NOMINAL SIZE |  | END CONNECTION |  | PRESSURE RATING |  | MATERIAL |  | MATERIAL SPECIFICATION |  | COATING/FINISH |  | HAZARD CLASS |  | CERTIFICATION/STANDARD |  | ADDITIONAL FEATURES EN | FITTING,FEMALE,STAINLESS STEEL 316 | [50 empty] | CONNECTION:3/8 IN TUBE X 1/2 IN NPT
STP_009 | Data Enrichment | KIB |  | 2023-07-03 |  |  | 1273158 | 1273158 | ELBOW,TUBE;SWAG,SS-810-2-2,FTG,M,SS316 | ELBOW,TUBE;MNFR:SWAGELOK LTD,PTNO:SS-810-2-2,ADDITIONAL FEATURES EN:FITTING,MALE,STAINLESS STEEL 316, CONNECTION:1/2 IN TUBE X 1/8 IN NPT | 01)J BLACKWOOD & SONS,01)00080386,ELBOW,TUBE,01)FITTING,MALE,STAINLESS STEE,02) CONNECTION:1/2 IN TUBE X 1 | SS-810-2-2 | 3000355 | SWAGELOK LTD | SWAGELOK LTD | SS-810-2-2 | [18 empty] | ELBOW | TUBE | TYPE |  | ANGLE |  | NOMINAL SIZE |  | END CONNECTION |  | PRESSURE RATING |  | MATERIAL |  | MATERIAL SPECIFICATION |  | COATING/FINISH |  | HAZARD CLASS |  | CERTIFICATION/STANDARD |  | ADDITIONAL FEATURES EN | FITTING,MALE,STAINLESS STEEL 316 | [50 empty] | CONNECTION:1/2 IN TUBE X 1/8 IN NPT
STP_009 | Data Enrichment | KIB |  | 2023-07-03 |  |  | 1273164 | 1273164 | ELBOW,TUBE;SWAG,SS-810-2-6,FTG,M,SS316 | ELBOW,TUBE;MNFR:SWAGELOK LTD,PTNO:SS-810-2-6,ADDITIONAL FEATURES EN:FITTING,MALE,STAINLESS STEEL 316, CONNECTION:1/2 IN TUBE X 3/8 IN NPT | 01)J BLACKWOOD & SONS,01)00080407,ELBOW,TUBE,01) CONNECTION:1/2 IN TUBE X 3,02)FITTING,MALE,STAINLESS STEE | SS-810-2-6 | 3000355 | SWAGELOK LTD | SWAGELOK LTD | SS-810-2-6 | [18 empty] | ELBOW | TUBE | TYPE |  | ANGLE |  | NOMINAL SIZE |  | END CONNECTION |  | PRESSURE RATING |  | MATERIAL |  | MATERIAL SPECIFICATION |  | COATING/FINISH |  | HAZARD CLASS |  | CERTIFICATION/STANDARD |  | ADDITIONAL FEATURES EN | FITTING,MALE,STAINLESS STEEL 316 | [50 empty] | CONNECTION:1/2 IN TUBE X 3/8 IN NPT
STP_009 | Data Enrichment | KIB |  | 2023-07-03 |  |  | 1273152 | 1273152 | ELBOW,TUBE;SWAG,SS-810-8-12,FTG,FEM,SS | ELBOW,TUBE;MNFR:SWAGELOK LTD,PTNO:SS-810-8-12,ADDITIONAL FEATURES EN:FITTING,FEMALE,STAINLESS STEEL, CONNECTION:1/2 IN TUBE X 3/4 IN NPT | 01)J BLACKWOOD & SONS,01)00080352,ELBOW,TUBE,01)FITTING,FEMALE,STAINLESS ST,02) CONNECTION:1/2 IN TUBE X | SS-810-8-12 | 3000355 | SWAGELOK LTD | SWAGELOK LTD | SS-810-8-12 | [18 empty] | ELBOW | TUBE | TYPE |  | ANGLE |  | NOMINAL SIZE |  | END CONNECTION |  | PRESSURE RATING |  | MATERIAL |  | MATERIAL SPECIFICATION |  | COATING/FINISH |  | HAZARD CLASS |  | CERTIFICATION/STANDARD |  | ADDITIONAL FEATURES EN | FITTING,FEMALE,STAINLESS STEEL | [50 empty] | CONNECTION:1/2 IN TUBE X 3/4 IN NPT
STP_009 | Data Enrichment | KIB |  | 2023-07-03 |  |  | 1273153 | 1273153 | ELBOW,TUBE;SWAG,SS-810-8-4,FTG,FEM,SS316 | ELBOW,TUBE;MNFR:SWAGELOK LTD,PTNO:SS-810-8-4,ADDITIONAL FEATURES EN:FITTING,FEMALE,STAINLESS STEEL 316,CONNECTION:1/2 IN TUBE X 1/4 IN NPT | 01)J BLACKWOOD & SONS,01)00080355,ELBOW,TUBE,01)CONNECTION:1/2 IN TUBE X 1/,02)FITTING,FEMALE,STAINLESS ST | SS-810-8-4 | 3000355 | SWAGELOK LTD | SWAGELOK LTD | SS-810-8-4 | [18 empty] | ELBOW | TUBE | TYPE |  | ANGLE |  | NOMINAL SIZE |  | END CONNECTION |  | PRESSURE RATING |  | MATERIAL |  | MATERIAL SPECIFICATION |  | COATING/FINISH |  | HAZARD CLASS |  | CERTIFICATION/STANDARD |  | ADDITIONAL FEATURES EN | FITTING,FEMALE,STAINLESS STEEL 316 | [50 empty] | CONNECTION:1/2 IN TUBE X 1/4 IN NPT
STP_009 | Data Enrichment | KIB |  | 2023-07-03 |  |  | 1273154 | 1273154 | ELBOW,TUBE;SWAG,SS-810-8-6,FTG,FEM,SS316 | ELBOW,TUBE;MNFR:SWAGELOK LTD,PTNO:SS-810-8-6,ADDITIONAL FEATURES EN:FITTING,FEMALE,STAINLESS STEEL 316,CONNECTION:1/2 IN TUBE X 3/8 IN NPT | 01)J BLACKWOOD & SONS,01)00080357,ELBOW,TUBE,01)FITTING,FEMALE,STAINLESS ST,02)CONNECTION:1/2 IN TUBE X 3/ | SS-810-8-6 | 3000355 | SWAGELOK LTD | SWAGELOK LTD | SS-810-8-6 | [18 empty] | ELBOW | TUBE | TYPE |  | ANGLE |  | NOMINAL SIZE |  | END CONNECTION |  | PRESSURE RATING |  | MATERIAL |  | MATERIAL SPECIFICATION |  | COATING/FINISH |  | HAZARD CLASS |  | CERTIFICATION/STANDARD |  | ADDITIONAL FEATURES EN | FITTING,FEMALE,STAINLESS STEEL 316 | [50 empty] | CONNECTION:1/2 IN TUBE X 3/8 IN NPT
STP_009 | Data Enrichment | KIB |  | 2023-07-03 |  |  | 1273155 | 1273155 | ELBOW,TUBE;SWAG,SS-810-8-8,FTG,FEM,SS316 | ELBOW,TUBE;MNFR:SWAGELOK LTD,PTNO:SS-810-8-8,ADDITIONAL FEATURES EN:FITTING,FEMALE,STAINLESS STEEL 316,CONNECTION:1/2 IN TUBE X 1/2 IN NPT | 01)J BLACKWOOD & SONS,01)00080358,ELBOW,TUBE,01)FITTING,FEMALE,STAINLESS ST,02)CONNECTION:1/2 IN TUBE X 1/ | SS-810-8-8 | 3000355 | SWAGELOK LTD | SWAGELOK LTD | SS-810-8-8 | [18 empty] | ELBOW | TUBE | TYPE |  | ANGLE |  | NOMINAL SIZE |  | END CONNECTION |  | PRESSURE RATING |  | MATERIAL |  | MATERIAL SPECIFICATION |  | COATING/FINISH |  | HAZARD CLASS |  | CERTIFICATION/STANDARD |  | ADDITIONAL FEATURES EN | FITTING,FEMALE,STAINLESS STEEL 316 | [50 empty] | CONNECTION:1/2 IN TUBE X 1/2 IN NPT
STP_009 | Data Enrichment | KIB |  | 2023-07-03 |  |  | 1333541 | 1333541 | ELBOW;DIEC,BHA0914/F | ELBOW;MNFR:DIECI,PTNO:BHA0914/F,ADDITIONAL FEATURES EN:FLANGE,ANGLE:90 DEG | ELBOW,01)FLANGE,ANGLE:90 DEG | BHA0914/F | 3000511 | DIECI | DIECI | BHA0914/F | [18 empty] | ELBOW | NO MODIFIER | TYPE |  | ANGLE | 90 DEG | NOMINAL SIZE |  | END CONNECTION |  | MATERIAL |  | MATERIAL SPECIFICATION |  | COATING/FINISH |  | LENGTH |  | HAZARD CLASS |  | CERTIFICATION/STANDARD |  | ADDITIONAL FEATURES EN | FLANGE
STP_009 | Data Enrichment | KIB |  | 2023-07-03 |  |  | 1333313 | 1333313 | ELBOW;DIEC,BHA1897 | ELBOW;MNFR:DIECI,PTNO:BHA1897,ADDITIONAL FEATURES EN:ADJUSTABLE,ANGLE:90 DEG | ELBOW,01)ADJUSTABLE,ANGLE:90 DEG | BHA1897 | 3000511 | DIECI | DIECI | BHA1897 | [18 empty] | ELBOW | NO MODIFIER | TYPE |  | ANGLE | 90 DEG | NOMINAL SIZE |  | END CONNECTION |  | MATERIAL |  | MATERIAL SPECIFICATION |  | COATING/FINISH |  | LENGTH |  | HAZARD CLASS |  | CERTIFICATION/STANDARD |  | ADDITIONAL FEATURES EN | ADJUSTABLE
STP_009 | Data Enrichment | KIB |  | 2023-07-03 |  |  | 1333312 | 1333312 | ELBOW;DIEC,BHA1898 | ELBOW;MNFR:DIECI,PTNO:BHA1898,ADDITIONAL FEATURES EN:ADJUSTABLE,ANGLE:90 DEG,FITTING | ELBOW,01)ADJUSTABLE,ANGLE:90 DEG,FITTING | BHA1898 | 3000511 | DIECI | DIECI | BHA1898 | [18 empty] | ELBOW | NO MODIFIER | TYPE |  | ANGLE | 90 DEG,FITTING | NOMINAL SIZE |  | END CONNECTION |  | MATERIAL |  | MATERIAL SPECIFICATION |  | COATING/FINISH |  | LENGTH |  | HAZARD CLASS |  | CERTIFICATION/STANDARD |  | ADDITIONAL FEATURES EN | ADJUSTABLE
STP_009 | Data Enrichment | KIB |  | 2023-07-03 |  |  | 1333311 | 1333311 | ELBOW;DIEC,BHA1922 | ELBOW;MNFR:DIECI,PTNO:BHA1922,ADDITIONAL FEATURES EN:ADJUSTABLE,ANGLE:90 DEG,FITTING | ELBOW,01)ADJUSTABLE,ANGLE:90 DEG,FITTING | BHA1922 | 3000511 | DIECI | DIECI | BHA1922 | [18 empty] | ELBOW | NO MODIFIER | TYPE |  | ANGLE | 90 DEG,FITTING | NOMINAL SIZE |  | END CONNECTION |  | MATERIAL |  | MATERIAL SPECIFICATION |  | COATING/FINISH |  | LENGTH |  | HAZARD CLASS |  | CERTIFICATION/STANDARD |  | ADDITIONAL FEATURES EN | ADJUSTABLE
STP_009 | Data Enrichment | KIB |  | 2023-07-03 |  |  | 1333615 | 1333615 | ELBOW;DIEC,BHA2000 | ELBOW;MNFR:DIECI,PTNO:BHA2000,ADDITIONAL FEATURES EN:CURVE FITTING,ANGLE:90 DEG | ELBOW,01)CURVE FITTING,ANGLE:90 DEG | BHA2000 | 3000511 | DIECI | DIECI | BHA2000 | [18 empty] | ELBOW | NO MODIFIER | TYPE |  | ANGLE | 90 DEG | NOMINAL SIZE |  | END CONNECTION |  | MATERIAL |  | MATERIAL SPECIFICATION |  | COATING/FINISH |  | LENGTH |  | HAZARD CLASS |  | CERTIFICATION/STANDARD |  | ADDITIONAL FEATURES EN | CURVE FITTING
STP_009 | Data Enrichment | KIB |  | 2023-07-03 |  |  | 1217296 | 1217296 | ELBOW;DRVT,10-12 CTX-S,PIPE:3/4-14 M.NPT | ELBOW;MNFR:DRIVETRAIN,PTNO:10-12 CTX-S,ADDITIONAL FEATURES EN:PIPE:3/4-14 M.NPTF X 7/8-14 M.NPTF,90DEG,NPTF MALE/45DEG FLARE,STEE | 01)DRIVETRAIN AUSTRALIA,01)10-12 CTX-S,ELBOW,01)PIPE:3/4-14 M.NPTF X 7/8-14 | 10-12 CTX-S | 3000461 | DRIVETRAIN | DRIVETRAIN | 10-12 CTX-S | [18 empty] | ELBOW | NO MODIFIER | TYPE |  | ANGLE |  | NOMINAL SIZE |  | END CONNECTION |  | MATERIAL |  | MATERIAL SPECIFICATION |  | COATING/FINISH |  | LENGTH |  | HAZARD CLASS |  | CERTIFICATION/STANDARD |  | ADDITIONAL FEATURES EN | PIPE:3/4-14 M.NPTF X 7/8-14 M.NPTF,90DEG,NPTF MALE/45DEG FLARE,STEE
STP_009 | Data Enrichment | KIB |  | 2023-07-03 |  |  | 1217171 | 1217171 | ELBOW;DRVT,11743-20-16,HSE,2.00 IN ,FLG4 | ELBOW;MNFR:DRIVETRAIN,PTNO:11743-20-16,ADDITIONAL FEATURES EN:HOSE,2.00 IN ,FLG HEAD DIA,45DEG,HOSE SIZE-16,SAE CODE 61,SPLIT FLA | 01)DRIVETRAIN AUSTRALIA,01)11743-20-16,ELBOW,01)HOSE,2.00 IN ,FLG HEAD DIA | 11743-20-16 | 3000461 | DRIVETRAIN | DRIVETRAIN | 11743-20-16 | [18 empty] | ELBOW | NO MODIFIER | TYPE |  | ANGLE |  | NOMINAL SIZE |  | END CONNECTION |  | MATERIAL |  | MATERIAL SPECIFICATION |  | COATING/FINISH |  | LENGTH |  | HAZARD CLASS |  | CERTIFICATION/STANDARD |  | ADDITIONAL FEATURES EN | HOSE,2.00 IN,FLG HEAD DIA,45DEG,HOSE SIZE-16,SAE CODE 61,SPLIT FLA
STP_009 | Data Enrichment | KIB |  | 2023-07-03 |  |  | 1217172 | 1217172 | ELBOW;DRVT,11943-16-12,HSE,1.75 IN FLG H | ELBOW;MNFR:DRIVETRAIN,PTNO:11943-16-12,ADDITIONAL FEATURES EN:HOSE,1.75 IN FLG HEAD DIA,90DEG,HOSE SIZE-12,SAE CODE 61,SPLIT FLAN | 01)DRIVETRAIN AUSTRALIA,01)11943-16-12,ELBOW,01)HOSE,1.75 IN FLG HEAD DIA,9 | 11943-16-12 | 3000461 | DRIVETRAIN | DRIVETRAIN | 11943-16-12 | [18 empty] | ELBOW | NO MODIFIER | TYPE |  | ANGLE |  | NOMINAL SIZE |  | END CONNECTION |  | MATERIAL |  | MATERIAL SPECIFICATION |  | COATING/FINISH |  | LENGTH |  | HAZARD CLASS |  | CERTIFICATION/STANDARD |  | ADDITIONAL FEATURES EN | HOSE,1.75 IN FLG HEAD DIA,90DEG,HOSE SIZE-12,SAE CODE 61,SPLIT FLAN
STP_009 | Data Enrichment | KIB |  | 2023-07-03 |  |  | 1217167 | 1217167 | ELBOW;DRVT,12EE12-316,TUBE,90DEG,3/4 IND | ELBOW;MNFR:DRIVETRAIN,PTNO:12EE12-316,ADDITIONAL FEATURES EN:TUBE,90DEG,3/4 IN X 3/4 IN ,DBL COMPRESSION,SS316,SWAGELOK | 01)DRIVETRAIN AUSTRALIA,01)12EE12-316,ELBOW,01)TUBE,90DEG,3/4 IN X 3/4 IN | 12EE12-316 | 3000461 | DRIVETRAIN | DRIVETRAIN | 12EE12-316 | [18 empty] | ELBOW | NO MODIFIER | TYPE |  | ANGLE |  | NOMINAL SIZE |  | END CONNECTION |  | MATERIAL |  | MATERIAL SPECIFICATION |  | COATING/FINISH |  | LENGTH |  | HAZARD CLASS |  | CERTIFICATION/STANDARD |  | ADDITIONAL FEATURES EN | TUBE,90DEG,3/4 IN X 3/4 IN,DBL COMPRESSION,SS316,SWAGELOK
STP_009 | Data Enrichment | KIB |  | 2023-07-03 |  |  | 1217263 | 1217263 | ELBOW;DRVT,14143-8-8,TUBE-HOSE:3/4 IN F. | ELBOW;MNFR:DRIVETRAIN,PTNO:14143-8-8,ADDITIONAL FEATURES EN:TUBE-HOSE:3/4 IN F.JIC X 1/2 IN HOSE,90DEG2.43 IN DROP LGTH,STEEL,H | 01)DRIVETRAIN AUSTRALIA,01)14143-8-8,ELBOW,01)TUBE-HOSE:3/4 IN F.JIC X 1/ | 14143-8-8 | 3000461 | DRIVETRAIN | DRIVETRAIN | 14143-8-8 | [18 empty] | ELBOW | NO MODIFIER | TYPE |  | ANGLE |  | NOMINAL SIZE |  | END CONNECTION |  | MATERIAL |  | MATERIAL SPECIFICATION |  | COATING/FINISH |  | LENGTH |  | HAZARD CLASS |  | CERTIFICATION/STANDARD |  | ADDITIONAL FEATURES EN | TUBE-HOSE:3/4 IN F.JIC X 1/2 IN HOSE,90DEG2.43 IN DROP LGTH,STEEL,H
STP_009 | Data Enrichment | KIB |  | 2023-07-03 |  |  | 1217361 | 1217361 | ELBOW;DRVT,1J743-12-12,HOSE: 1 3/16-12,4 | ELBOW;MNFR:DRIVETRAIN,PTNO:1J743-12-12,ADDITIONAL FEATURES EN:HOSE: 1 3/16-12,45DEG,HOSE SIZE - 12, FEMALE ORS SWIVEL,(FRA) | 01)DRIVETRAIN AUSTRALIA,01)1J743-12-12,ELBOW,01)HOSE: 1 3/16-12,45DEG,HOSE | 1J743-12-12 | 3000461 | DRIVETRAIN | DRIVETRAIN | 1J743-12-12 | [18 empty] | ELBOW | NO MODIFIER | TYPE |  | ANGLE |  | NOMINAL SIZE |  | END CONNECTION |  | MATERIAL |  | MATERIAL SPECIFICATION |  | COATING/FINISH |  | LENGTH |  | HAZARD CLASS |  | CERTIFICATION/STANDARD |  | ADDITIONAL FEATURES EN | HOSE: 1 3/16-12,45DEG,HOSE SIZE - 12,FEMALE ORS SWIVEL,(FRA)
STP_009 | Data Enrichment | KIB |  | 2023-07-03 |  |  | 1217362 | 1217362 | ELBOW;DRVT,1J743-4-4,TUBE-HOSE: 1/4 IN | ELBOW;MNFR:DRIVETRAIN,PTNO:1J743-4-4,ADDITIONAL FEATURES EN:TUBE-HOSE: 1/4 IN ,CRIMP HOSE FITTING,TUBE ADAPTER, CONNECTION A,FE | 01)DRIVETRAIN AUSTRALIA,01)1J743-4-4,ELBOW,01)TUBE-HOSE: 1/4 IN ,CRIMP HO | 1J743-4-4 | 3000461 | DRIVETRAIN | DRIVETRAIN | 1J743-4-4 | [18 empty] | ELBOW | NO MODIFIER | TYPE |  | ANGLE |  | NOMINAL SIZE |  | END CONNECTION |  | MATERIAL |  | MATERIAL SPECIFICATION |  | COATING/FINISH |  | LENGTH |  | HAZARD CLASS |  | CERTIFICATION/STANDARD |  | ADDITIONAL FEATURES EN | TUBE-HOSE: 1/4 IN,CRIMP HOSE FITTING,TUBE ADAPTER,CONNECTION A,FE
STP_009 | Data Enrichment | KIB |  | 2023-07-03 |  |  | 1217170 | 1217170 | ELBOW;DRVT,1J743-6-6,HSE,11/16-16 THREAD | ELBOW;MNFR:DRIVETRAIN,PTNO:1J743-6-6,ADDITIONAL FEATURES EN:HOSE,11/16-16 THREAD,45DEG,HOSE SIZE-06,FEMALE,ORS SWIVEL | 01)DRIVETRAIN AUSTRALIA,01)1J743-6-6,ELBOW,01)HOSE,11/16-16 THREAD,45DEG | 1J743-6-6 | 3000461 | DRIVETRAIN | DRIVETRAIN | 1J743-6-6 | [18 empty] | ELBOW | NO MODIFIER | TYPE |  | ANGLE |  | NOMINAL SIZE |  | END CONNECTION |  | MATERIAL |  | MATERIAL SPECIFICATION |  | COATING/FINISH |  | LENGTH |  | HAZARD CLASS |  | CERTIFICATION/STANDARD |  | ADDITIONAL FEATURES EN | HOSE,11/16-16 THREAD,45DEG,HOSE SIZE-06,FEMALE,ORS SWIVEL
STP_009 | Data Enrichment | KIB |  | 2023-07-03 |  |  | 1217365 | 1217365 | ELBOW;DRVT,1J743-8-8,HOSE: 13/16-16 THRE | ELBOW;MNFR:DRIVETRAIN,PTNO:1J743-8-8,ADDITIONAL FEATURES EN:HOSE: 13/16-16 THREAD,45DEG,HOSE SIZE - 08,FEMALE ORS SWIVEL,(FRA) | 01)DRIVETRAIN AUSTRALIA,01)1J743-8-8,ELBOW,01)HOSE: 13/16-16 THREAD,45DEG | 1J743-8-8 | 3000461 | DRIVETRAIN | DRIVETRAIN | 1J743-8-8 | [18 empty] | ELBOW | NO MODIFIER | TYPE |  | ANGLE |  | NOMINAL SIZE |  | END CONNECTION |  | MATERIAL |  | MATERIAL SPECIFICATION |  | COATING/FINISH |  | LENGTH |  | HAZARD CLASS |  | CERTIFICATION/STANDARD |  | ADDITIONAL FEATURES EN | HOSE: 13/16-16 THREAD,45DEG,HOSE SIZE - 08,FEMALE ORS SWIVEL,(FRA)
STP_009 | Data Enrichment | KIB |  | 2023-07-03 |  |  | 1217360 | 1217360 | ELBOW;DRVT,1J943-12-12,HOSE: 1 3/16-12,9 | ELBOW;MNFR:DRIVETRAIN,PTNO:1J943-12-12,ADDITIONAL FEATURES EN:HOSE: 1 3/16-12,90DEG,SHORT,HOSE SIZE - 12,FEMALE ORS SWIVEL,SHORT | 01)DRIVETRAIN AUSTRALIA,01)1J943-12-12,ELBOW,01)HOSE: 1 3/16-12,90DEG,SHORT | 1J943-12-12 | 3000461 | DRIVETRAIN | DRIVETRAIN | 1J943-12-12 | [18 empty] | ELBOW | NO MODIFIER | TYPE |  | ANGLE |  | NOMINAL SIZE |  | END CONNECTION |  | MATERIAL |  | MATERIAL SPECIFICATION |  | COATING/FINISH |  | LENGTH |  | HAZARD CLASS |  | CERTIFICATION/STANDARD |  | ADDITIONAL FEATURES EN | HOSE: 1 3/16-12,90DEG,SHORT,HOSE SIZE - 12,FEMALE ORS SWIVEL,SHORT
STP_009 | Data Enrichment | KIB |  | 2023-07-03 |  |  | 1217271 | 1217271 | ELBOW;DRVT,1J943-16-16,HOSE:1 7/16-12,90 | ELBOW;MNFR:DRIVETRAIN,PTNO:1J943-16-16,ADDITIONAL FEATURES EN:HOSE:1 7/16-12,90DEG,SHORT,HOSE SIZE - 12,FEMALE ORS SWIVEL,SHORT D | 01)DRIVETRAIN AUSTRALIA,01)1J943-16-16,ELBOW,01)HOSE:1 7/16-12,90DEG,SHORT | 1J943-16-16 | 3000461 | DRIVETRAIN | DRIVETRAIN | 1J943-16-16 | [18 empty] | ELBOW | NO MODIFIER | TYPE |  | ANGLE |  | NOMINAL SIZE |  | END CONNECTION |  | MATERIAL |  | MATERIAL SPECIFICATION |  | COATING/FINISH |  | LENGTH |  | HAZARD CLASS |  | CERTIFICATION/STANDARD |  | ADDITIONAL FEATURES EN | HOSE:1 7/16-12,90DEG,SHORT,HOSE SIZE - 12,FEMALE ORS SWIVEL,SHORT D
STP_009 | Data Enrichment | KIB |  | 2023-07-03 |  |  | 1217226 | 1217226 | ELBOW;DRVT,1J943-4-4,TUBE-HOSE,1/4 IN ,S | ELBOW;MNFR:DRIVETRAIN,PTNO:1J943-4-4,ADDITIONAL FEATURES EN:TUBE-HOSE,1/4 IN ,SWIVEL,90DEG,SHORT DROP,CRIMP HOSE FITTING,TUBE A | 01)DRIVETRAIN AUSTRALIA,01)1J943-4-4,ELBOW,01)TUBE-HOSE,1/4 IN ,SWIVEL,90 | 1J943-4-4 | 3000461 | DRIVETRAIN | DRIVETRAIN | 1J943-4-4 | [18 empty] | ELBOW | NO MODIFIER | TYPE |  | ANGLE |  | NOMINAL SIZE |  | END CONNECTION |  | MATERIAL |  | MATERIAL SPECIFICATION |  | COATING/FINISH |  | LENGTH |  | HAZARD CLASS |  | CERTIFICATION/STANDARD |  | ADDITIONAL FEATURES EN | TUBE-HOSE,1/4 IN,SWIVEL,90DEG,SHORT DROP,CRIMP HOSE FITTING,TUBE A
STP_009 | Data Enrichment | KIB |  | 2023-07-03 |  |  | 1217235 | 1217235 | ELBOW;DRVT,1J943-6-6,TUBE-HOSE:3/8 IN ,S | ELBOW;MNFR:DRIVETRAIN,PTNO:1J943-6-6,ADDITIONAL FEATURES EN:TUBE-HOSE:3/8 IN ,SWIVEL,90DEG,SHORT DROP,CRIMP HOSEFITTING,TUBE AD | 01)DRIVETRAIN AUSTRALIA,01)1J943-6-6,ELBOW,01)TUBE-HOSE:3/8 IN ,SWIVEL,90 | 1J943-6-6 | 3000461 | DRIVETRAIN | DRIVETRAIN | 1J943-6-6 | [18 empty] | ELBOW | NO MODIFIER | TYPE |  | ANGLE |  | NOMINAL SIZE |  | END CONNECTION |  | MATERIAL |  | MATERIAL SPECIFICATION |  | COATING/FINISH |  | LENGTH |  | HAZARD CLASS |  | CERTIFICATION/STANDARD |  | ADDITIONAL FEATURES EN | TUBE-HOSE:3/8 IN,SWIVEL,90DEG,SHORT DROP,CRIMP HOSEFITTING,TUBE AD
STP_009 | Data Enrichment | KIB |  | 2023-07-03 |  |  | 1217230 | 1217230 | ELBOW;DRVT,1J943-8-8,TUBE-HOSE:1/2 IN ,S | ELBOW;MNFR:DRIVETRAIN,PTNO:1J943-8-8,ADDITIONAL FEATURES EN:TUBE-HOSE:1/2 IN ,SWIVEL,90DEG,SHORT DROP,CRIMP HOSE FITTING,TUBE A | 01)DRIVETRAIN AUSTRALIA,01)1J943-8-8,ELBOW,01)TUBE-HOSE:1/2 IN ,SWIVEL,90 | 1J943-8-8 | 3000461 | DRIVETRAIN | DRIVETRAIN | 1J943-8-8 | [18 empty] | ELBOW | NO MODIFIER | TYPE |  | ANGLE |  | NOMINAL SIZE |  | END CONNECTION |  | MATERIAL |  | MATERIAL SPECIFICATION |  | COATING/FINISH |  | LENGTH |  | HAZARD CLASS |  | CERTIFICATION/STANDARD |  | ADDITIONAL FEATURES EN | TUBE-HOSE:1/2 IN,SWIVEL,90DEG,SHORT DROP,CRIMP HOSE FITTING,TUBE A
STP_009 | Data Enrichment | KIB |  | 2023-07-03 |  |  | 1217287 | 1217287 | ELBOW;DRVT,20-16C3MXS,PIPE-TUBE:1 IN M.B | ELBOW;MNFR:DRIVETRAIN,PTNO:20-16C3MXS,ADDITIONAL FEATURES EN:PIPE-TUBE:1 IN M.BSPT X 1-5/8 IN M.JIC,90DEGSTEEL,HYDRAULIC | 01)DRIVETRAIN AUSTRALIA,01)20-16C3MXS,ELBOW,01)PIPE-TUBE:1 IN M.BSPT X 1-5 | 20-16C3MXS | 3000461 | DRIVETRAIN | DRIVETRAIN | 20-16C3MXS | [18 empty] | ELBOW | NO MODIFIER | TYPE |  | ANGLE |  | NOMINAL SIZE |  | END CONNECTION |  | MATERIAL |  | MATERIAL SPECIFICATION |  | COATING/FINISH |  | LENGTH |  | HAZARD CLASS |  | CERTIFICATION/STANDARD |  | ADDITIONAL FEATURES EN | PIPE-TUBE:1 IN M.BSPT X 1-5/8 IN M.JIC,90DEGSTEEL,HYDRAULIC
STP_009 | Data Enrichment | KIB |  | 2023-07-03 |  |  | 1217273 | 1217273 | ELBOW;DRVT,23930-4-4,TUBE-HOSE:7/16 IN F | ELBOW;MNFR:DRIVETRAIN,PTNO:23930-4-4,ADDITIONAL FEATURES EN:TUBE-HOSE:7/16 IN F.JIC X 1/4 IN HOSE,90DEG0.68 IN DROP LGTH,STEELR | 01)DRIVETRAIN AUSTRALIA,01)23930-4-4,ELBOW,01)TUBE-HOSE:7/16 IN F.JIC X 1 | 23930-4-4 | 3000461 | DRIVETRAIN | DRIVETRAIN | 23930-4-4 | [18 empty] | ELBOW | NO MODIFIER | TYPE |  | ANGLE |  | NOMINAL SIZE |  | END CONNECTION |  | MATERIAL |  | MATERIAL SPECIFICATION |  | COATING/FINISH |  | LENGTH |  | HAZARD CLASS |  | CERTIFICATION/STANDARD |  | ADDITIONAL FEATURES EN | TUBE-HOSE:7/16 IN F.JIC X 1/4 IN HOSE,90DEG0.68 IN DROP LGTH,STEELR
STP_009 | Data Enrichment | KIB |  | 2023-07-03 |  |  | 1217155 | 1217155 | ELBOW;DRVT,32 C6X-S,TUBE,90 DEGRE,FEM,JI | ELBOW;MNFR:DRIVETRAIN,PTNO:32 C6X-S,ADDITIONAL FEATURES EN:TUBE,90 DEGRE,FEMALE,JIC,SWIVEL | 01)DRIVETRAIN AUSTRALIA,01)32 C6X-S,ELBOW,01)TUBE,90 DEGRE,FEMALE,JIC,SW | 32 C6X-S | 3000461 | DRIVETRAIN | DRIVETRAIN | 32 C6X-S | [18 empty] | ELBOW | NO MODIFIER | TYPE |  | ANGLE |  | NOMINAL SIZE |  | END CONNECTION |  | MATERIAL |  | MATERIAL SPECIFICATION |  | COATING/FINISH |  | LENGTH |  | HAZARD CLASS |  | CERTIFICATION/STANDARD |  | ADDITIONAL FEATURES EN | TUBE,90 DEGRE,FEMALE,JIC,SWIVEL
STP_009 | Data Enrichment | KIB |  | 2023-07-03 |  |  | 1217312 | 1217312 | ELBOW;DRVT,4 C6X-S,HOSE: 7/16-20 M&F THR | ELBOW;MNFR:DRIVETRAIN,PTNO:4 C6X-S,ADDITIONAL FEATURES EN:HOSE: 7/16-20 M&F THREAD,90DEG,SWIVEL, 37 FLARE SWIVEL/37 FLARE | 01)DRIVETRAIN AUSTRALIA,01)4 C6X-S,ELBOW,01)HOSE: 7/16-20 M&F THREAD,90 | 4 C6X-S | 3000461 | DRIVETRAIN | DRIVETRAIN | 4 C6X-S | [18 empty] | ELBOW | NO MODIFIER | TYPE |  | ANGLE |  | NOMINAL SIZE |  | END CONNECTION |  | MATERIAL |  | MATERIAL SPECIFICATION |  | COATING/FINISH |  | LENGTH |  | HAZARD CLASS |  | CERTIFICATION/STANDARD |  | ADDITIONAL FEATURES EN | HOSE: 7/16-20 M&F THREAD,90DEG,SWIVEL,37 FLARE SWIVEL/37 FLARE
STP_009 | Data Enrichment | KIB |  | 2023-07-03 |  |  | 1217233 | 1217233 | ELBOW;DRVT,4 V6X-S,HSE,45DEG,7/16INCH M. | ELBOW;MNFR:DRIVETRAIN,PTNO:4 V6X-S,ADDITIONAL FEATURES EN:HOSE,45DEG,7/16INCH M.JIC X 7/16INCH F.JIC,STEEL,HIGH PRESSURE | 01)DRIVETRAIN AUSTRALIA,01)4 V6X-S,ELBOW,01)HOSE,45DEG,7/16INCH M.JIC X | 4 V6X-S | 3000461 | DRIVETRAIN | DRIVETRAIN | 4 V6X-S | [18 empty] | ELBOW | NO MODIFIER | TYPE |  | ANGLE |  | NOMINAL SIZE |  | END CONNECTION |  | MATERIAL |  | MATERIAL SPECIFICATION |  | COATING/FINISH |  | LENGTH |  | HAZARD CLASS |  | CERTIFICATION/STANDARD |  | ADDITIONAL FEATURES EN | HOSE,45DEG,7/16INCH M.JIC X 7/16INCH F.JIC,STEEL,HIGH PRESSURE
STP_009 | Data Enrichment | KIB |  | 2023-07-03 |  |  | 1217144 | 1217144 | ELBOW;DRVT,4MSEL2N-B,PIPE-TUBE:1/8IN M.N | ELBOW;MNFR:DRIVETRAIN,PTNO:4MSEL2N-B,ADDITIONAL FEATURES EN:PIPE-TUBE:1/8IN M.NPT X 1/4IN OD TUBE,BRASS | 01)DRIVETRAIN AUSTRALIA,01)4MSEL2N-B,ELBOW,01)PIPE-TUBE:1/8IN M.NPT X 1/4 | 4MSEL2N-B | 3000461 | DRIVETRAIN | DRIVETRAIN | 4MSEL2N-B | [18 empty] | ELBOW | NO MODIFIER | TYPE |  | ANGLE |  | NOMINAL SIZE |  | END CONNECTION |  | MATERIAL |  | MATERIAL SPECIFICATION |  | COATING/FINISH |  | LENGTH |  | HAZARD CLASS |  | CERTIFICATION/STANDARD |  | ADDITIONAL FEATURES EN | PIPE-TUBE:1/8IN M.NPT X 1/4IN OD TUBE,BRASS
STP_009 | Data Enrichment | KIB |  | 2023-07-03 |  |  | 1217162 | 1217162 | ELBOW;DRVT,4MSEL4K-B,PIPE-TUBE,90DEG,1/4 | ELBOW;MNFR:DRIVETRAIN,PTNO:4MSEL4K-B,ADDITIONAL FEATURES EN:PIPE-TUBE,90DEG,1/4 IN M.BSPT(ISO 7/1)X 1/4 IN TUBE OD(COMPRESSION) | 01)DRIVETRAIN AUSTRALIA,01)4MSEL4K-B,ELBOW,01)PIPE-TUBE,90DEG,1/4 IN M.BS | 4MSEL4K-B | 3000461 | DRIVETRAIN | DRIVETRAIN | 4MSEL4K-B | [18 empty] | ELBOW | NO MODIFIER | TYPE |  | ANGLE |  | NOMINAL SIZE |  | END CONNECTION |  | MATERIAL |  | MATERIAL SPECIFICATION |  | COATING/FINISH |  | LENGTH |  | HAZARD CLASS |  | CERTIFICATION/STANDARD |  | ADDITIONAL FEATURES EN | PIPE-TUBE,90DEG,1/4 IN M.BSPT(ISO 7/1)X 1/4 IN TUBE OD(COMPRESSION)
STP_009 | Data Enrichment | KIB |  | 2023-07-03 |  |  | 1217163 | 1217163 | ELBOW;DRVT,4MSEL8K-B,PIPE-TUBE,90DEG,1/2 | ELBOW;MNFR:DRIVETRAIN,PTNO:4MSEL8K-B,ADDITIONAL FEATURES EN:PIPE-TUBE,90DEG,1/2 IN M.BSPT(ISO 7/1)X 1/4 IN TUBE OD(COMPRESSION) | 01)DRIVETRAIN AUSTRALIA,01)4MSEL8K-B,ELBOW,01)PIPE-TUBE,90DEG,1/2 IN M.BS | 4MSEL8K-B | 3000461 | DRIVETRAIN | DRIVETRAIN | 4MSEL8K-B | [18 empty] | ELBOW | NO MODIFIER | TYPE |  | ANGLE |  | NOMINAL SIZE |  | END CONNECTION |  | MATERIAL |  | MATERIAL SPECIFICATION |  | COATING/FINISH |  | LENGTH |  | HAZARD CLASS |  | CERTIFICATION/STANDARD |  | ADDITIONAL FEATURES EN | PIPE-TUBE,90DEG,1/2 IN M.BSPT(ISO 7/1)X 1/4 IN TUBE OD(COMPRESSION)
STP_009 | Data Enrichment | KIB |  | 2023-07-03 |  |  | 1217145 | 1217145 | ELBOW;DRVT,4MSEL8N-316,PIPE:1/2IN NPT X9 | ELBOW;MNFR:DRIVETRAIN,PTNO:4MSEL8N-316,ADDITIONAL FEATURES EN:PIPE:1/2IN NPT X 1/4IN TUBE,90DEG,STAINLESS | 01)DRIVETRAIN AUSTRALIA,01)4MSEL8N-316,ELBOW,01)PIPE:1/2IN NPT X 1/4IN TUBE | 4MSEL8N-316 | 3000461 | DRIVETRAIN | DRIVETRAIN | 4MSEL8N-316 | [18 empty] | ELBOW | NO MODIFIER | TYPE |  | ANGLE |  | NOMINAL SIZE |  | END CONNECTION |  | MATERIAL |  | MATERIAL SPECIFICATION |  | COATING/FINISH |  | LENGTH |  | HAZARD CLASS |  | CERTIFICATION/STANDARD |  | ADDITIONAL FEATURES EN | PIPE:1/2IN NPT X 1/4IN TUBE,90DEG,STAINLESS
STP_009 | Data Enrichment | KIB |  | 2023-07-03 |  |  | 1217268 | 1217268 | ELBOW;DRVT,6-2C3MXS,PIPE-TUBE:1/8 IN M.B | ELBOW;MNFR:DRIVETRAIN,PTNO:6-2C3MXS,ADDITIONAL FEATURES EN:PIPE-TUBE:1/8 IN M.BSPT X 9/16 IN M.JIC90 DEGREE | 01)DRIVETRAIN AUSTRALIA,01)6-2C3MXS,ELBOW,01)PIPE-TUBE:1/8 IN M.BSPT X 9 | 6-2C3MXS | 3000461 | DRIVETRAIN | DRIVETRAIN | 6-2C3MXS | [18 empty] | ELBOW | NO MODIFIER | TYPE |  | ANGLE |  | NOMINAL SIZE |  | END CONNECTION |  | MATERIAL |  | MATERIAL SPECIFICATION |  | COATING/FINISH |  | LENGTH |  | HAZARD CLASS |  | CERTIFICATION/STANDARD |  | ADDITIONAL FEATURES EN | PIPE-TUBE:1/8 IN M.BSPT X 9/16 IN M.JIC90 DEGREE
STP_009 | Data Enrichment | KIB |  | 2023-07-03 |  |  | 1217260 | 1217260 | ELBOW;DRVT,6-2V3MXS,HOSE:9/16IN, 45 DEG | ELBOW;MNFR:DRIVETRAIN,PTNO:6-2V3MXS,ADDITIONAL FEATURES EN:HOSE:9/16IN, 45 DEG, BSPT MALE X JIC MALE, STEEL | 01)DRIVETRAIN AUSTRALIA,01)6-2V3MXS,ELBOW,01)HOSE:9/16IN, 45 DEG, BSPT M | 6-2V3MXS | 3000461 | DRIVETRAIN | DRIVETRAIN | 6-2V3MXS | [18 empty] | ELBOW | NO MODIFIER | TYPE |  | ANGLE |  | NOMINAL SIZE |  | END CONNECTION |  | MATERIAL |  | MATERIAL SPECIFICATION |  | COATING/FINISH |  | LENGTH |  | HAZARD CLASS |  | CERTIFICATION/STANDARD |  | ADDITIONAL FEATURES EN | HOSE:9/16IN,45 DEG,BSPT MALE X JIC MALE,STEEL
STP_009 | Data Enrichment | KIB |  | 2023-07-03 |  |  | 1217164 | 1217164 | ELBOW;DRVT,8MSEL8K-B,PIPE-TUBE,90DEG,1/2 | ELBOW;MNFR:DRIVETRAIN,PTNO:8MSEL8K-B,ADDITIONAL FEATURES EN:PIPE-TUBE,90DEG,1/2INCH M.BSPT(ISO 7/1)X1/2INCH TUBE OD(COMPRESSION | 01)DRIVETRAIN AUSTRALIA,01)8MSEL8K-B,ELBOW,01)PIPE-TUBE,90DEG,1/2INCH M.B | 8MSEL8K-B | 3000461 | DRIVETRAIN | DRIVETRAIN | 8MSEL8K-B | [18 empty] | ELBOW | NO MODIFIER | TYPE |  | ANGLE |  | NOMINAL SIZE |  | END CONNECTION |  | MATERIAL |  | MATERIAL SPECIFICATION |  | COATING/FINISH |  | LENGTH |  | HAZARD CLASS |  | CERTIFICATION/STANDARD |  | ADDITIONAL FEATURES EN | PIPE-TUBE,90DEG,1/2INCH M.BSPT(ISO 7/1)X1/2INCH TUBE OD(COMPRESSION
STP_009 | Data Enrichment | KIB |  | 2023-07-03 |  |  | 1217150 | 1217150 | ELBOW;DRVT,EEM6-316,TUBE,6MM,90 DEG,SS31 | ELBOW;MNFR:DRIVETRAIN,PTNO:EEM6-316,ADDITIONAL FEATURES EN:TUBE,6MM,90 DEG,SS316 | 01)DRIVETRAIN AUSTRALIA,01)EEM6-316,ELBOW,01)TUBE,6MM,90 DEG,SS316 | EEM6-316 | 3000461 | DRIVETRAIN | DRIVETRAIN | EEM6-316 | [18 empty] | ELBOW | NO MODIFIER | TYPE |  | ANGLE |  | NOMINAL SIZE |  | END CONNECTION |  | MATERIAL |  | MATERIAL SPECIFICATION |  | COATING/FINISH |  | LENGTH |  | HAZARD CLASS |  | CERTIFICATION/STANDARD |  | ADDITIONAL FEATURES EN | TUBE,6MM,90 DEG,SS316
STP_009 | Data Enrichment | KIB |  | 2023-07-03 |  |  | 1217343 | 1217343 | ELBOW;DRVT,EMI-ELP-168269,1.78 IN -24 JI | ELBOW;MNFR:DRIVETRAIN,PTNO:EMI-ELP-168269,ADDITIONAL FEATURES EN:1.78 IN -24 JIC > UNO MALE 45 DEGREE 24/-24-JIC-45/ENZED | 01)DRIVETRAIN AUSTRALIA,01)EMI-ELP-168269,ELBOW,01)1.78 IN -24 JIC > UNO MALE | EMI-ELP-168269 | 3000461 | DRIVETRAIN | DRIVETRAIN | EMI-ELP-168269 | [18 empty] | ELBOW | NO MODIFIER | TYPE |  | ANGLE |  | NOMINAL SIZE |  | END CONNECTION |  | MATERIAL |  | MATERIAL SPECIFICATION |  | COATING/FINISH |  | LENGTH |  | HAZARD CLASS |  | CERTIFICATION/STANDARD |  | ADDITIONAL FEATURES EN | 1.78 IN -24 JIC > UNO MALE 45 DEGREE 24/-24-JIC-45/ENZED
STP_009 | Data Enrichment | KIB |  | 2023-07-03 |  |  | 1217345 | 1217345 | ELBOW;DRVT,EMI-ELP-168281,1.78 IN -24 JI | ELBOW;MNFR:DRIVETRAIN,PTNO:EMI-ELP-168281,ADDITIONAL FEATURES EN:1.78 IN -24 JIC > UNO MALE, 45 DEGREE | 01)DRIVETRAIN AUSTRALIA,01)EMI-ELP-168281,ELBOW,01)1.78 IN -24 JIC > UNO MALE | EMI-ELP-168281 | 3000461 | DRIVETRAIN | DRIVETRAIN | EMI-ELP-168281 | [18 empty] | ELBOW | NO MODIFIER | TYPE |  | ANGLE |  | NOMINAL SIZE |  | END CONNECTION |  | MATERIAL |  | MATERIAL SPECIFICATION |  | COATING/FINISH |  | LENGTH |  | HAZARD CLASS |  | CERTIFICATION/STANDARD |  | ADDITIONAL FEATURES EN | 1.78 IN -24 JIC > UNO MALE,45 DEGREE
STP_009 | Data Enrichment | KIB |  | 2023-07-03 |  |  | 1213114 | 1213114 | ELBOW;DRVT,IFI02406,EXHST | ELBOW;MNFR:DRIVETRAIN,PTNO:IFI02406,ADDITIONAL FEATURES EN:EXHAUST | 01)DRIVETRAIN AUSTRALIA,01)IFI02406,ELBOW,01)EXHAUST | IFI02406 | 3000461 | DRIVETRAIN | DRIVETRAIN | IFI02406 | [18 empty] | ELBOW | NO MODIFIER | TYPE |  | ANGLE |  | NOMINAL SIZE |  | END CONNECTION |  | MATERIAL |  | MATERIAL SPECIFICATION |  | COATING/FINISH |  | LENGTH |  | HAZARD CLASS |  | CERTIFICATION/STANDARD |  | ADDITIONAL FEATURES EN | EXHAUST
STP_009 | Data Enrichment | KIB |  | 2023-07-03 |  |  | 1213136 | 1213136 | ELBOW;DRVT,IFI02997,90 DEG | ELBOW;MNFR:DRIVETRAIN,PTNO:IFI02997,ADDITIONAL FEATURES EN:90 DEG | 01)DRIVETRAIN AUSTRALIA,01)IFI02997,ELBOW,01)90 DEG | IFI02997 | 3000461 | DRIVETRAIN | DRIVETRAIN | IFI02997 | [18 empty] | ELBOW | NO MODIFIER | TYPE |  | ANGLE |  | NOMINAL SIZE |  | END CONNECTION |  | MATERIAL |  | MATERIAL SPECIFICATION |  | COATING/FINISH |  | LENGTH |  | HAZARD CLASS |  | CERTIFICATION/STANDARD |  | ADDITIONAL FEATURES EN | 90 DEG
STP_009 | Data Enrichment | KIB |  | 2023-07-03 |  |  | 1213137 | 1213137 | ELBOW;DRVT,IFI02998,45 DEG | ELBOW;MNFR:DRIVETRAIN,PTNO:IFI02998,ADDITIONAL FEATURES EN:45 DEG | 01)DRIVETRAIN AUSTRALIA,01)IFI02998,ELBOW,01)45 DEG | IFI02998 | 3000461 | DRIVETRAIN | DRIVETRAIN | IFI02998 | [18 empty] | ELBOW | NO MODIFIER | TYPE |  | ANGLE |  | NOMINAL SIZE |  | END CONNECTION |  | MATERIAL |  | MATERIAL SPECIFICATION |  | COATING/FINISH |  | LENGTH |  | HAZARD CLASS |  | CERTIFICATION/STANDARD |  | ADDITIONAL FEATURES EN | 45 DEG
STP_009 | Data Enrichment | KIB |  | 2023-07-03 |  |  | 1213238 | 1213238 | ELBOW;DRVT,IFI21599,EXHST | ELBOW;MNFR:DRIVETRAIN,PTNO:IFI21599,ADDITIONAL FEATURES EN:EXHAUST | 01)DRIVETRAIN AUSTRALIA,01)IFI21599,ELBOW,01)EXHAUST | IFI21599 | 3000461 | DRIVETRAIN | DRIVETRAIN | IFI21599 | [18 empty] | ELBOW | NO MODIFIER | TYPE |  | ANGLE |  | NOMINAL SIZE |  | END CONNECTION |  | MATERIAL |  | MATERIAL SPECIFICATION |  | COATING/FINISH |  | LENGTH |  | HAZARD CLASS |  | CERTIFICATION/STANDARD |  | ADDITIONAL FEATURES EN | EXHAUST
STP_009 | Data Enrichment | KIB |  | 2023-07-03 |  |  | 1276042 | 1276042 | ELBOW;DRVT,IFI24111 | ELBOW;MNFR:DRIVETRAIN,PTNO:IFI24111 | 01)DRIVETRAIN,01)IFI24111,ELBOW | IFI24111 | 3000461 | DRIVETRAIN | DRIVETRAIN | IFI24111 | [18 empty] | ELBOW | NO MODIFIER | TYPE |  | ANGLE |  | NOMINAL SIZE |  | END CONNECTION |  | MATERIAL |  | MATERIAL SPECIFICATION |  | COATING/FINISH |  | LENGTH |  | HAZARD CLASS |  | CERTIFICATION/STANDARD |  | ADDITIONAL FEATURES EN
STP_009 | Data Enrichment | KIB |  | 2023-07-03 |  |  | 1213373 | 1213373 | ELBOW;DRVT,IFI28520,SLICON,90 DEG | ELBOW;MNFR:DRIVETRAIN,PTNO:IFI28520,ADDITIONAL FEATURES EN:SLICON,90 DEG |  | IFI28520 | 3000461 | DRIVETRAIN | DRIVETRAIN | IFI28520 | [18 empty] | ELBOW | NO MODIFIER | TYPE |  | ANGLE |  | NOMINAL SIZE |  | END CONNECTION |  | MATERIAL |  | MATERIAL SPECIFICATION |  | COATING/FINISH |  | LENGTH |  | HAZARD CLASS |  | CERTIFICATION/STANDARD |  | ADDITIONAL FEATURES EN | SLICON,90 DEG
STP_009 | Data Enrichment | KIB |  | 2023-07-03 |  |  | 1213379 | 1213379 | ELBOW;DRVT,IFI28717,INTK,45 DEG | ELBOW;MNFR:DRIVETRAIN,PTNO:IFI28717,ADDITIONAL FEATURES EN:INTAKE,45 DEG |  | IFI28717 | 3000461 | DRIVETRAIN | DRIVETRAIN | IFI28717 | [18 empty] | ELBOW | NO MODIFIER | TYPE |  | ANGLE |  | NOMINAL SIZE |  | END CONNECTION |  | MATERIAL |  | MATERIAL SPECIFICATION |  | COATING/FINISH |  | LENGTH |  | HAZARD CLASS |  | CERTIFICATION/STANDARD |  | ADDITIONAL FEATURES EN | INTAKE,45 DEG
STP_009 | Data Enrichment | KIB |  | 2023-07-03 |  |  | 1272379 | 1272379 | ELBOW;PRKH,EMI-C6-90-24J,1-7/8 IN JICM/F | ELBOW;MNFR:PARKER HANNIFIN,PTNO:EMI-C6-90-24J,ADDITIONAL FEATURES EN:1-7/8 IN JICM/F,90 DEG |  | EMI-C6-90-24J | 3000331 | PARKER HANNIFIN | PARKER HANNIFIN | EMI-C6-90-24J | [18 empty] | ELBOW | NO MODIFIER | TYPE |  | ANGLE |  | NOMINAL SIZE |  | END CONNECTION |  | MATERIAL |  | MATERIAL SPECIFICATION |  | COATING/FINISH |  | LENGTH |  | HAZARD CLASS |  | CERTIFICATION/STANDARD |  | ADDITIONAL FEATURES EN | 1-7/8 IN JICM/F,90 DEG
STP_009 | Data Enrichment | KIB |  | 2023-07-03 |  |  | 1218295 | 1218295 | ELBOW;STAU,FI-W-16S-W3-MS | ELBOW;MNFR:STAUFF HYDRAULIC ACCESSORY,PTNO:FI-W-16S-W3-MS | 01)ISADRAULICS,01)FI-W-16S-W3-MS,ELBOW | FI-W-16S-W3-MS | 3000351 | STAUFF HYDRAULIC ACCESSOR | STAUFF HYDRAULIC ACCESSORY | FI-W-16S-W3-MS | [18 empty] | ELBOW | NO MODIFIER | TYPE |  | ANGLE |  | NOMINAL SIZE |  | END CONNECTION |  | MATERIAL |  | MATERIAL SPECIFICATION |  | COATING/FINISH |  | LENGTH |  | HAZARD CLASS |  | CERTIFICATION/STANDARD |  | ADDITIONAL FEATURES EN
STP_009 | Data Enrichment | KIB |  | 2023-07-03 |  |  | 1218296 | 1218296 | ELBOW;STAU,FI-W-25S-W3-MS | ELBOW;MNFR:STAUFF HYDRAULIC ACCESSORY,PTNO:FI-W-25S-W3-MS | 01)ISADRAULICS,01)FI-W-25S-W3-MS,ELBOW | FI-W-25S-W3-MS | 3000351 | STAUFF HYDRAULIC ACCESSOR | STAUFF HYDRAULIC ACCESSORY | FI-W-25S-W3-MS | [18 empty] | ELBOW | NO MODIFIER | TYPE |  | ANGLE |  | NOMINAL SIZE |  | END CONNECTION |  | MATERIAL |  | MATERIAL SPECIFICATION |  | COATING/FINISH |  | LENGTH |  | HAZARD CLASS |  | CERTIFICATION/STANDARD |  | ADDITIONAL FEATURES EN
STP_009 | Data Enrichment | KIB |  | 2023-07-03 |  |  | 1218297 | 1218297 | ELBOW;STAU,FI-W-38S-W3-MS | ELBOW;MNFR:STAUFF HYDRAULIC ACCESSORY,PTNO:FI-W-38S-W3-MS | 01)ISADRAULICS,01)FI-W-38S-W3-MS,ELBOW | FI-W-38S-W3-MS | 3000351 | STAUFF HYDRAULIC ACCESSOR | STAUFF HYDRAULIC ACCESSORY | FI-W-38S-W3-MS | [18 empty] | ELBOW | NO MODIFIER | TYPE |  | ANGLE |  | NOMINAL SIZE |  | END CONNECTION |  | MATERIAL |  | MATERIAL SPECIFICATION |  | COATING/FINISH |  | LENGTH |  | HAZARD CLASS |  | CERTIFICATION/STANDARD |  | ADDITIONAL FEATURES EN
STP_009 | Data Enrichment | KIB |  | 2023-07-03 |  |  | 1269201 | 1269201 | ELBOW;SWAG,SWASS-810-9,UN,1/2 IN TUBE | ELBOW;MNFR:SWAGELOK LTD,PTNO:SWASS-810-9,ADDITIONAL FEATURES EN:UNION,1/2 IN TUBE | 01)CNW (MOUNT ISA) ELECT WHO,01)SWASS-810-9,ELBOW,01)UNION,1/2 IN TUBE | SWASS-810-9 | 3000355 | SWAGELOK LTD | SWAGELOK LTD | SWASS-810-9 | [18 empty] | ELBOW | NO MODIFIER | TYPE |  | ANGLE |  | NOMINAL SIZE |  | END CONNECTION |  | MATERIAL |  | MATERIAL SPECIFICATION |  | COATING/FINISH |  | LENGTH |  | HAZARD CLASS |  | CERTIFICATION/STANDARD |  | ADDITIONAL FEATURES EN | UNION,1/2 IN TUBE
STP_009 | Data Enrichment | NEN |  | 2023-07-03 |  |  | 1271613 | 1271613 | GASKET, THERMOSTAT, 3090170, | GASKET, THERMOSTAT, 3090170, SUIT MT6020 TIER 2 ENGINE |  | 3090170 | 3000018 | CUMMINS | [20 empty] | GASKET | NO MODIFIER | TYPE |  | NOMINAL SIZE |  | INSIDE DIAMETER |  | OUTSIDE DIAMETER |  | THICKNESS |  | MATERIAL |  | PRESSURE CLASS/RATING |  | TEMPERATURE RATING |  | HAZARD CLASS |  | CERTIFICATION/STANDARD |  | ADDITIONAL FEATURES EN | ,GASKET,THERMOSTAT,3090170,SUIT MT6020 TIER 2 ENGINE
STP_009 | Data Enrichment | NEN |  | 2023-07-03 |  |  | 1252972 | 1252972 | GASKET,PRE-CUT;DIEC,1F.1118641 | GASKET,PRE-CUT;MNFR:DIECI,PTNO:1F.1118641,ADDITIONAL FEATURES EN:SEALING RING | GASKET,PRE-CUT,01)SEALING RING | 1F.1118641 | 3000511 | DIECI | DIECI | 1F.1118641 | [18 empty] | GASKET | PRE-CUT | NOMINAL SIZE |  | MATERIAL |  | PRESSURE CLASS/RATING |  | INSIDE DIMENSIONS |  | OUTSIDE DIMENSIONS |  | THICKNESS |  | SHAPE |  | HOLES |  | PITCH CIRCLE DIAMETER |  | SERVICE |  | HAZARD CLASS |  | CERTIFICATION/STANDARD |  | ADDITIONAL FEATURES EN | SEALING RING
STP_009 | Data Enrichment | NEN |  | 2023-07-03 |  |  | 1252845 | 1252845 | GASKET,PRE-CUT;DIEC,1F.504050114 | GASKET,PRE-CUT;MNFR:DIECI,PTNO:1F.504050114,ADDITIONAL FEATURES EN:ENGINE FLAT | GASKET,PRE-CUT,01)ENGINE FLAT | 1F.504050114 | 3000511 | DIECI | DIECI | 1F.504050114 | [18 empty] | GASKET | PRE-CUT | NOMINAL SIZE |  | MATERIAL |  | PRESSURE CLASS/RATING |  | INSIDE DIMENSIONS |  | OUTSIDE DIMENSIONS |  | THICKNESS |  | SHAPE |  | HOLES |  | PITCH CIRCLE DIAMETER |  | SERVICE |  | HAZARD CLASS |  | CERTIFICATION/STANDARD |  | ADDITIONAL FEATURES EN | ENGINE FLAT
STP_009 | Data Enrichment | NEN |  | 2023-07-03 |  |  | 1325180 | 1325180 | GASKET;ABB,478-1339-805 | GASKET;MNFR:ABB,PTNO:478-1339-805 | GASKET | 478-1339-805 | 3000014 | ABB | ABB | 478-1339-805 | [18 empty] | GASKET | NO MODIFIER | TYPE |  | NOMINAL SIZE |  | INSIDE DIAMETER |  | OUTSIDE DIAMETER |  | THICKNESS |  | MATERIAL |  | PRESSURE CLASS/RATING |  | TEMPERATURE RATING |  | HAZARD CLASS |  | CERTIFICATION/STANDARD |  | ADDITIONAL FEATURES EN
STP_009 | Data Enrichment | NEN |  | 2023-07-03 |  |  | 1268994 | 1268994 | GASKET;ASWP,6110046696,90D CURVE | GASKET;MNFR:AUSWEEP,PTNO:6110046696,ADDITIONAL FEATURES EN:90D CURVE | 01)SWEEPERS N SCRUBBERS,01)6110046696,GASKET,01)90D CURVE | 6110046696 | 3000416 | AUSWEEP | AUSWEEP | 6110046696 | [18 empty] | GASKET | NO MODIFIER | TYPE |  | NOMINAL SIZE |  | INSIDE DIAMETER |  | OUTSIDE DIAMETER |  | THICKNESS |  | MATERIAL |  | PRESSURE CLASS/RATING |  | TEMPERATURE RATING |  | HAZARD CLASS |  | CERTIFICATION/STANDARD |  | ADDITIONAL FEATURES EN | 90D CURVE
STP_009 | Data Enrichment | NEN |  | 2023-07-03 |  |  | 1218116 | 1218116 | GASKET;ASWP,DU.DX10521228,KIT | GASKET;MNFR:AUSWEEP,PTNO:DU.DX10521228,ADDITIONAL FEATURES EN:KIT | 01)AUSWEEP,01)DU.DX10521228,01)AUSTRALIAN SWEEPER CORP P,01)DU.DX10521228,GASKET,01)KIT | DU.DX10521228 | 3000416 | AUSWEEP | AUSWEEP | DU.DX10521228 | [18 empty] | GASKET | NO MODIFIER | TYPE |  | NOMINAL SIZE |  | INSIDE DIAMETER |  | OUTSIDE DIAMETER |  | THICKNESS |  | MATERIAL |  | PRESSURE CLASS/RATING |  | TEMPERATURE RATING |  | HAZARD CLASS |  | CERTIFICATION/STANDARD |  | ADDITIONAL FEATURES EN | KIT
STP_009 | Data Enrichment | NEN |  | 2023-07-03 |  |  | 1272506 | 1272506 | GASKET;ASWP,EU.520152,FILTER SEAL,E110 | GASKET;MNFR:AUSWEEP,PTNO:EU.520152,ADDITIONAL FEATURES EN:FILTER SEAL,E110 |  | EU.520152 | 3000416 | AUSWEEP | AUSWEEP | EU.520152 | [18 empty] | GASKET | NO MODIFIER | TYPE |  | NOMINAL SIZE |  | INSIDE DIAMETER |  | OUTSIDE DIAMETER |  | THICKNESS |  | MATERIAL |  | PRESSURE CLASS/RATING |  | TEMPERATURE RATING |  | HAZARD CLASS |  | CERTIFICATION/STANDARD |  | ADDITIONAL FEATURES EN | FILTER SEAL,E110
STP_009 | Data Enrichment | NEN |  | 2023-07-03 |  |  | 1214104 | 1214104 | GASKET;CUM,187608 | GASKET;MNFR:CUMMINS,PTNO:187608 | GASKET | 187608 | 3000018 | CUMMINS | CUMMINS | 187608 | [18 empty] | GASKET | NO MODIFIER | TYPE |  | NOMINAL SIZE |  | INSIDE DIAMETER |  | OUTSIDE DIAMETER |  | THICKNESS |  | MATERIAL |  | PRESSURE CLASS/RATING |  | TEMPERATURE RATING |  | HAZARD CLASS |  | CERTIFICATION/STANDARD |  | ADDITIONAL FEATURES EN
STP_009 | Data Enrichment | NEN |  | 2023-07-03 |  |  | 1214105 | 1214105 | GASKET;CUM,187610 | GASKET;MNFR:CUMMINS,PTNO:187610 | GASKET | 187610 | 3000018 | CUMMINS | CUMMINS | 187610 | [18 empty] | GASKET | NO MODIFIER | TYPE |  | NOMINAL SIZE |  | INSIDE DIAMETER |  | OUTSIDE DIAMETER |  | THICKNESS |  | MATERIAL |  | PRESSURE CLASS/RATING |  | TEMPERATURE RATING |  | HAZARD CLASS |  | CERTIFICATION/STANDARD |  | ADDITIONAL FEATURES EN
STP_009 | Data Enrichment | NEN |  | 2023-07-03 |  |  | 1252154 | 1252154 | GASKET;CUM,205288 | GASKET;MNFR:CUMMINS,PTNO:205288 | GASKET | 205288 | 3000018 | CUMMINS | CUMMINS | 205288 | [18 empty] | GASKET | NO MODIFIER | TYPE |  | NOMINAL SIZE |  | INSIDE DIAMETER |  | OUTSIDE DIAMETER |  | THICKNESS |  | MATERIAL |  | PRESSURE CLASS/RATING |  | TEMPERATURE RATING |  | HAZARD CLASS |  | CERTIFICATION/STANDARD |  | ADDITIONAL FEATURES EN
STP_009 | Data Enrichment | NEN |  | 2023-07-03 |  |  | 1214106 | 1214106 | GASKET;CUM,212638 | GASKET;MNFR:CUMMINS,PTNO:212638 | GASKET | 212638 | 3000018 | CUMMINS | CUMMINS | 212638 | [18 empty] | GASKET | NO MODIFIER | TYPE |  | NOMINAL SIZE |  | INSIDE DIAMETER |  | OUTSIDE DIAMETER |  | THICKNESS |  | MATERIAL |  | PRESSURE CLASS/RATING |  | TEMPERATURE RATING |  | HAZARD CLASS |  | CERTIFICATION/STANDARD |  | ADDITIONAL FEATURES EN
STP_009 | Data Enrichment | NEN |  | 2023-07-03 |  |  | 1252332 | 1252332 | GASKET;CUM,2830559 | GASKET;MNFR:CUMMINS,PTNO:2830559 | GASKET | 2830559 | 3000018 | CUMMINS | CUMMINS | 2830559 | [18 empty] | GASKET | NO MODIFIER | TYPE |  | NOMINAL SIZE |  | INSIDE DIAMETER |  | OUTSIDE DIAMETER |  | THICKNESS |  | MATERIAL |  | PRESSURE CLASS/RATING |  | TEMPERATURE RATING |  | HAZARD CLASS |  | CERTIFICATION/STANDARD |  | ADDITIONAL FEATURES EN
STP_009 | Data Enrichment | NEN |  | 2023-07-03 |  |  | 1214108 | 1214108 | GASKET;CUM,3012972 | GASKET;MNFR:CUMMINS,PTNO:3012972 | GASKET | 3012972 | 3000018 | CUMMINS | CUMMINS | 3012972 | [18 empty] | GASKET | NO MODIFIER | TYPE |  | NOMINAL SIZE |  | INSIDE DIAMETER |  | OUTSIDE DIAMETER |  | THICKNESS |  | MATERIAL |  | PRESSURE CLASS/RATING |  | TEMPERATURE RATING |  | HAZARD CLASS |  | CERTIFICATION/STANDARD |  | ADDITIONAL FEATURES EN
STP_009 | Data Enrichment | NEN |  | 2023-07-03 |  |  | 1251986 | 1251986 | GASKET;CUM,3044795 | GASKET;MNFR:CUMMINS,PTNO:3044795 | GASKET | 3044795 | 3000018 | CUMMINS | CUMMINS | 3044795 | [18 empty] | GASKET | NO MODIFIER | TYPE |  | NOMINAL SIZE |  | INSIDE DIAMETER |  | OUTSIDE DIAMETER |  | THICKNESS |  | MATERIAL |  | PRESSURE CLASS/RATING |  | TEMPERATURE RATING |  | HAZARD CLASS |  | CERTIFICATION/STANDARD |  | ADDITIONAL FEATURES EN
STP_009 | Data Enrichment | NEN |  | 2023-07-03 |  |  | 1334770 | 1334770 | GASKET;CUM,3046306 | GASKET;MNFR:CUMMINS,PTNO:3046306 | GASKET | 3046306 | 3000018 | CUMMINS | CUMMINS | 3046306 | [18 empty] | GASKET | NO MODIFIER | TYPE |  | NOMINAL SIZE |  | INSIDE DIAMETER |  | OUTSIDE DIAMETER |  | THICKNESS |  | MATERIAL |  | PRESSURE CLASS/RATING |  | TEMPERATURE RATING |  | HAZARD CLASS |  | CERTIFICATION/STANDARD |  | ADDITIONAL FEATURES EN
STP_009 | Data Enrichment | NEN |  | 2023-07-03 |  |  | 1243961 | 1243961 | GASKET;CUM,3060912,CONCTN,MOT | GASKET;MNFR:CUMMINS,PTNO:3060912,ADDITIONAL FEATURES EN:CONNECTION,MOTOR | 01)DRILL,01)001-002 QSK19,GASKET,01)CONNECTION,MOTOR,01)MOTOR DE CONEXION | 3060912 | 3000018 | CUMMINS | CUMMINS | 3060912 | [18 empty] | GASKET | NO MODIFIER | TYPE |  | NOMINAL SIZE |  | INSIDE DIAMETER |  | OUTSIDE DIAMETER |  | THICKNESS |  | MATERIAL |  | PRESSURE CLASS/RATING |  | TEMPERATURE RATING |  | HAZARD CLASS |  | CERTIFICATION/STANDARD |  | ADDITIONAL FEATURES EN | CONNECTION,MOTOR
STP_009 | Data Enrichment | NEN |  | 2023-07-03 |  |  | 1252049 | 1252049 | GASKET;CUM,3073213 | GASKET;MNFR:CUMMINS,PTNO:3073213 | GASKET | 3073213 | 3000018 | CUMMINS | CUMMINS | 3073213 | [18 empty] | GASKET | NO MODIFIER | TYPE |  | NOMINAL SIZE |  | INSIDE DIAMETER |  | OUTSIDE DIAMETER |  | THICKNESS |  | MATERIAL |  | PRESSURE CLASS/RATING |  | TEMPERATURE RATING |  | HAZARD CLASS |  | CERTIFICATION/STANDARD |  | ADDITIONAL FEATURES EN
STP_009 | Data Enrichment | NEN |  | 2023-07-03 |  |  | 1252048 | 1252048 | GASKET;CUM,3171368 | GASKET;MNFR:CUMMINS,PTNO:3171368 | GASKET | 3171368 | 3000018 | CUMMINS | CUMMINS | 3171368 | [18 empty] | GASKET | NO MODIFIER | TYPE |  | NOMINAL SIZE |  | INSIDE DIAMETER |  | OUTSIDE DIAMETER |  | THICKNESS |  | MATERIAL |  | PRESSURE CLASS/RATING |  | TEMPERATURE RATING |  | HAZARD CLASS |  | CERTIFICATION/STANDARD |  | ADDITIONAL FEATURES EN
STP_009 | Data Enrichment | NEN |  | 2023-07-03 |  |  | 1214111 | 1214111 | GASKET;CUM,3801464 | GASKET;MNFR:CUMMINS,PTNO:3801464 | GASKET | 3801464 | 3000018 | CUMMINS | CUMMINS | 3801464 | [18 empty] | GASKET | NO MODIFIER | TYPE |  | NOMINAL SIZE |  | INSIDE DIAMETER |  | OUTSIDE DIAMETER |  | THICKNESS |  | MATERIAL |  | PRESSURE CLASS/RATING |  | TEMPERATURE RATING |  | HAZARD CLASS |  | CERTIFICATION/STANDARD |  | ADDITIONAL FEATURES EN
STP_009 | Data Enrichment | NEN |  | 2023-07-03 |  |  | 1273307 | 1273307 | GASKET;CUM,3819900,TURBOCHARGER | GASKET;MNFR:CUMMINS,PTNO:3819900,ADDITIONAL FEATURES EN:TURBOCHARGER |  | 3819900 | 3000018 | CUMMINS | CUMMINS | 3819900 | [18 empty] | GASKET | NO MODIFIER | TYPE |  | NOMINAL SIZE |  | INSIDE DIAMETER |  | OUTSIDE DIAMETER |  | THICKNESS |  | MATERIAL |  | PRESSURE CLASS/RATING |  | TEMPERATURE RATING |  | HAZARD CLASS |  | CERTIFICATION/STANDARD |  | ADDITIONAL FEATURES EN | TURBOCHARGER
STP_009 | Data Enrichment | NEN |  | 2023-07-03 |  |  | 1252383 | 1252383 | GASKET;CUM,391025 | GASKET;MNFR:CUMMINS,PTNO:391025 | GASKET | 391025 | 3000018 | CUMMINS | CUMMINS | 391025 | [18 empty] | GASKET | NO MODIFIER | TYPE |  | NOMINAL SIZE |  | INSIDE DIAMETER |  | OUTSIDE DIAMETER |  | THICKNESS |  | MATERIAL |  | PRESSURE CLASS/RATING |  | TEMPERATURE RATING |  | HAZARD CLASS |  | CERTIFICATION/STANDARD |  | ADDITIONAL FEATURES EN
STP_009 | Data Enrichment | NEN |  | 2023-07-03 |  |  | 1252076 | 1252076 | GASKET;CUM,3918302 | GASKET;MNFR:CUMMINS,PTNO:3918302 | GASKET | 3918302 | 3000018 | CUMMINS | CUMMINS | 3918302 | [18 empty] | GASKET | NO MODIFIER | TYPE |  | NOMINAL SIZE |  | INSIDE DIAMETER |  | OUTSIDE DIAMETER |  | THICKNESS |  | MATERIAL |  | PRESSURE CLASS/RATING |  | TEMPERATURE RATING |  | HAZARD CLASS |  | CERTIFICATION/STANDARD |  | ADDITIONAL FEATURES EN
STP_009 | Data Enrichment | NEN |  | 2023-07-03 |  |  | 1241672 | 1241672 | GASKET;CUM,3929751,ACCESSRY DRV CVR MOT | GASKET;MNFR:CUMMINS,PTNO:3929751,ADDITIONAL FEATURES EN:ACCESSORY DRIVE COVER MOTOR USE DRILL 001-002 QSK19 | GASKET,01)ACCESSORY DRIVE COVER MOTOR,02)USE DRILL 001-002 QSK19,01)CUBIERTA DE UNIDAD,02)ACCESORIA TALADRO,03)DE USO DEL MOTOR,04)001-002 QSK19 | 3929751 | 3000018 | CUMMINS | CUMMINS | 3929751 | [18 empty] | GASKET | NO MODIFIER | TYPE |  | NOMINAL SIZE |  | INSIDE DIAMETER |  | OUTSIDE DIAMETER |  | THICKNESS |  | MATERIAL |  | PRESSURE CLASS/RATING |  | TEMPERATURE RATING |  | HAZARD CLASS |  | CERTIFICATION/STANDARD |  | ADDITIONAL FEATURES EN | ACCESSORY DRIVE COVER MOTOR USE DRILL 001-002 QSK19
STP_009 | Data Enrichment | NEN |  | 2023-07-03 |  |  | 1335652 | 1335652 | GASKET;CUM,3932475 | GASKET;MNFR:CUMMINS,PTNO:3932475 | GASKET | 3932475 | 3000018 | CUMMINS | CUMMINS | 3932475 | [18 empty] | GASKET | NO MODIFIER | TYPE |  | NOMINAL SIZE |  | INSIDE DIAMETER |  | OUTSIDE DIAMETER |  | THICKNESS |  | MATERIAL |  | PRESSURE CLASS/RATING |  | TEMPERATURE RATING |  | HAZARD CLASS |  | CERTIFICATION/STANDARD |  | ADDITIONAL FEATURES EN
STP_009 | Data Enrichment | NEN |  | 2023-07-03 |  |  | 1252313 | 1252313 | GASKET;CUM,3939258 | GASKET;MNFR:CUMMINS,PTNO:3939258 | GASKET | 3939258 | 3000018 | CUMMINS | CUMMINS | 3939258 | [18 empty] | GASKET | NO MODIFIER | TYPE |  | NOMINAL SIZE |  | INSIDE DIAMETER |  | OUTSIDE DIAMETER |  | THICKNESS |  | MATERIAL |  | PRESSURE CLASS/RATING |  | TEMPERATURE RATING |  | HAZARD CLASS |  | CERTIFICATION/STANDARD |  | ADDITIONAL FEATURES EN
STP_009 | Data Enrichment | NEN |  | 2023-07-03 |  |  | 1210736 | 1210736 | GASKET;CUM,3940245 | GASKET;MNFR:CUMMINS,PTNO:3940245 |  | 3940245 | 3000018 | CUMMINS | CUMMINS | 3940245 | [18 empty] | GASKET | NO MODIFIER | TYPE |  | NOMINAL SIZE |  | INSIDE DIAMETER |  | OUTSIDE DIAMETER |  | THICKNESS |  | MATERIAL |  | PRESSURE CLASS/RATING |  | TEMPERATURE RATING |  | HAZARD CLASS |  | CERTIFICATION/STANDARD |  | ADDITIONAL FEATURES EN
STP_009 | Data Enrichment | NEN |  | 2023-07-03 |  |  | 1252333 | 1252333 | GASKET;CUM,3974127 | GASKET;MNFR:CUMMINS,PTNO:3974127 | GASKET | 3974127 | 3000018 | CUMMINS | CUMMINS | 3974127 | [18 empty] | GASKET | NO MODIFIER | TYPE |  | NOMINAL SIZE |  | INSIDE DIAMETER |  | OUTSIDE DIAMETER |  | THICKNESS |  | MATERIAL |  | PRESSURE CLASS/RATING |  | TEMPERATURE RATING |  | HAZARD CLASS |  | CERTIFICATION/STANDARD |  | ADDITIONAL FEATURES EN
STP_009 | Data Enrichment | NEN |  | 2023-07-03 |  |  | 1335651 | 1335651 | GASKET;CUM,4896254 | GASKET;MNFR:CUMMINS,PTNO:4896254 | GASKET | 4896254 | 3000018 | CUMMINS | CUMMINS | 4896254 | [18 empty] | GASKET | NO MODIFIER | TYPE |  | NOMINAL SIZE |  | INSIDE DIAMETER |  | OUTSIDE DIAMETER |  | THICKNESS |  | MATERIAL |  | PRESSURE CLASS/RATING |  | TEMPERATURE RATING |  | HAZARD CLASS |  | CERTIFICATION/STANDARD |  | ADDITIONAL FEATURES EN
STP_009 | Data Enrichment | NEN |  | 2023-07-03 |  |  | 1323031 | 1323031 | GASKET;CUM,5264568 | GASKET;MNFR:CUMMINS,PTNO:5264568 | GASKET | 5264568 | 3000018 | CUMMINS | CUMMINS | 5264568 | [18 empty] | GASKET | NO MODIFIER | TYPE |  | NOMINAL SIZE |  | INSIDE DIAMETER |  | OUTSIDE DIAMETER |  | THICKNESS |  | MATERIAL |  | PRESSURE CLASS/RATING |  | TEMPERATURE RATING |  | HAZARD CLASS |  | CERTIFICATION/STANDARD |  | ADDITIONAL FEATURES EN
STP_009 | Data Enrichment | NEN |  | 2023-07-03 |  |  | 1273310 | 1273310 | GASKET;CUM,5264571,OIL DRAIN | GASKET;MNFR:CUMMINS,PTNO:5264571,ADDITIONAL FEATURES EN:OIL DRAIN |  | 5264571 | 3000018 | CUMMINS | CUMMINS | 5264571 | [18 empty] | GASKET | NO MODIFIER | TYPE |  | NOMINAL SIZE |  | INSIDE DIAMETER |  | OUTSIDE DIAMETER |  | THICKNESS |  | MATERIAL |  | PRESSURE CLASS/RATING |  | TEMPERATURE RATING |  | HAZARD CLASS |  | CERTIFICATION/STANDARD |  | ADDITIONAL FEATURES EN | OIL DRAIN
STP_009 | Data Enrichment | NEN |  | 2023-07-03 |  |  | 1323033 | 1323033 | GASKET;CUM,5266419 | GASKET;MNFR:CUMMINS,PTNO:5266419 | GASKET | 5266419 | 3000018 | CUMMINS | CUMMINS | 5266419 | [18 empty] | GASKET | NO MODIFIER | TYPE |  | NOMINAL SIZE |  | INSIDE DIAMETER |  | OUTSIDE DIAMETER |  | THICKNESS |  | MATERIAL |  | PRESSURE CLASS/RATING |  | TEMPERATURE RATING |  | HAZARD CLASS |  | CERTIFICATION/STANDARD |  | ADDITIONAL FEATURES EN
STP_009 | Data Enrichment | NEN |  | 2023-07-03 |  |  | 1210864 | 1210864 | GASKET;CUM,5309255 | GASKET;MNFR:CUMMINS,PTNO:5309255 | 01)CUMMINS SOUTH PACIFIC PTY,01)5309255,GASKET | 5309255 | 3000018 | CUMMINS | CUMMINS | 5309255 | [18 empty] | GASKET | NO MODIFIER | TYPE |  | NOMINAL SIZE |  | INSIDE DIAMETER |  | OUTSIDE DIAMETER |  | THICKNESS |  | MATERIAL |  | PRESSURE CLASS/RATING |  | TEMPERATURE RATING |  | HAZARD CLASS |  | CERTIFICATION/STANDARD |  | ADDITIONAL FEATURES EN
STP_009 | Data Enrichment | NEN |  | 2023-07-03 |  |  | 1217466 | 1217466 | GASKET;CUM,5367847 | GASKET;MNFR:CUMMINS,PTNO:5367847 | GASKET | 5367847 | 3000018 | CUMMINS | CUMMINS | 5367847 | [18 empty] | GASKET | NO MODIFIER | TYPE |  | NOMINAL SIZE |  | INSIDE DIAMETER |  | OUTSIDE DIAMETER |  | THICKNESS |  | MATERIAL |  | PRESSURE CLASS/RATING |  | TEMPERATURE RATING |  | HAZARD CLASS |  | CERTIFICATION/STANDARD |  | ADDITIONAL FEATURES EN
STP_009 | Data Enrichment | NEN |  | 2023-07-03 |  |  | 1332975 | 1332975 | GASKET;DIEC,1F.504030960 | GASKET;MNFR:DIECI,PTNO:1F.504030960,ADDITIONAL FEATURES EN:MATERIAL:RUBBER | GASKET,01)MATERIAL:RUBBER | 1F.504030960 | 3000511 | DIECI | DIECI | 1F.504030960 | [18 empty] | GASKET | NO MODIFIER | TYPE |  | NOMINAL SIZE |  | INSIDE DIAMETER |  | OUTSIDE DIAMETER |  | THICKNESS |  | MATERIAL |  | PRESSURE CLASS/RATING |  | TEMPERATURE RATING |  | HAZARD CLASS |  | CERTIFICATION/STANDARD |  | ADDITIONAL FEATURES EN | MATERIAL:RUBBER
STP_009 | Data Enrichment | NEN |  | 2023-07-03 |  |  | 1332974 | 1332974 | GASKET;DIEC,1F.504078856 | GASKET;MNFR:DIECI,PTNO:1F.504078856,ADDITIONAL FEATURES EN:MATERIAL:RUBBER | GASKET,01)MATERIAL:RUBBER | 1F.504078856 | 3000511 | DIECI | DIECI | 1F.504078856 | [18 empty] | GASKET | NO MODIFIER | TYPE |  | NOMINAL SIZE |  | INSIDE DIAMETER |  | OUTSIDE DIAMETER |  | THICKNESS |  | MATERIAL |  | PRESSURE CLASS/RATING |  | TEMPERATURE RATING |  | HAZARD CLASS |  | CERTIFICATION/STANDARD |  | ADDITIONAL FEATURES EN | MATERIAL:RUBBER
STP_009 | Data Enrichment | NEN |  | 2023-07-03 |  |  | 1333400 | 1333400 | GASKET;DIEC,BSH9031 | GASKET;MNFR:DIECI,PTNO:BSH9031,ADDITIONAL FEATURES EN:MATERIAL:RUBBER | GASKET,01)MATERIAL:RUBBER | BSH9031 | 3000511 | DIECI | DIECI | BSH9031 | [18 empty] | GASKET | NO MODIFIER | TYPE |  | NOMINAL SIZE |  | INSIDE DIAMETER |  | OUTSIDE DIAMETER |  | THICKNESS |  | MATERIAL |  | PRESSURE CLASS/RATING |  | TEMPERATURE RATING |  | HAZARD CLASS |  | CERTIFICATION/STANDARD |  | ADDITIONAL FEATURES EN | MATERIAL:RUBBER
STP_009 | Data Enrichment | NEN |  | 2023-07-03 |  |  | 1213086 | 1213086 | GASKET;DRVT,IFI00856,EHAUST | GASKET;MNFR:DRIVETRAIN,PTNO:IFI00856,ADDITIONAL FEATURES EN:EHAUST | 01)DRIVETRAIN AUSTRALIA,01)IFI00856,GASKET,01)EHAUST | IFI00856 | 3000461 | DRIVETRAIN | DRIVETRAIN | IFI00856 | [18 empty] | GASKET | NO MODIFIER | TYPE |  | NOMINAL SIZE |  | INSIDE DIAMETER |  | OUTSIDE DIAMETER |  | THICKNESS |  | MATERIAL |  | PRESSURE CLASS/RATING |  | TEMPERATURE RATING |  | HAZARD CLASS |  | CERTIFICATION/STANDARD |  | ADDITIONAL FEATURES EN | EHAUST
STP_009 | Data Enrichment | NEN |  | 2023-07-03 |  |  | 1213109 | 1213109 | GASKET;DRVT,IFI02248 | GASKET;MNFR:DRIVETRAIN,PTNO:IFI02248 | 01)DRIVETRAIN AUSTRALIA,01)IFI02248,GASKET | IFI02248 | 3000461 | DRIVETRAIN | DRIVETRAIN | IFI02248 | [18 empty] | GASKET | NO MODIFIER | TYPE |  | NOMINAL SIZE |  | INSIDE DIAMETER |  | OUTSIDE DIAMETER |  | THICKNESS |  | MATERIAL |  | PRESSURE CLASS/RATING |  | TEMPERATURE RATING |  | HAZARD CLASS |  | CERTIFICATION/STANDARD |  | ADDITIONAL FEATURES EN
STP_009 | Data Enrichment | NEN |  | 2023-07-03 |  |  | 1213111 | 1213111 | GASKET;DRVT,IFI02373 | GASKET;MNFR:DRIVETRAIN,PTNO:IFI02373 | 01)DRIVETRAIN AUSTRALIA,01)IFI02373,GASKET | IFI02373 | 3000461 | DRIVETRAIN | DRIVETRAIN | IFI02373 | [18 empty] | GASKET | NO MODIFIER | TYPE |  | NOMINAL SIZE |  | INSIDE DIAMETER |  | OUTSIDE DIAMETER |  | THICKNESS |  | MATERIAL |  | PRESSURE CLASS/RATING |  | TEMPERATURE RATING |  | HAZARD CLASS |  | CERTIFICATION/STANDARD |  | ADDITIONAL FEATURES EN
STP_009 | Data Enrichment | NEN |  | 2023-07-03 |  |  | 1213124 | 1213124 | GASKET;DRVT,IFI02653 | GASKET;MNFR:DRIVETRAIN,PTNO:IFI02653 | 01)DRIVETRAIN AUSTRALIA,01)IFI02653,GASKET | IFI02653 | 3000461 | DRIVETRAIN | DRIVETRAIN | IFI02653 | [18 empty] | GASKET | NO MODIFIER | TYPE |  | NOMINAL SIZE |  | INSIDE DIAMETER |  | OUTSIDE DIAMETER |  | THICKNESS |  | MATERIAL |  | PRESSURE CLASS/RATING |  | TEMPERATURE RATING |  | HAZARD CLASS |  | CERTIFICATION/STANDARD |  | ADDITIONAL FEATURES EN
STP_009 | Data Enrichment | NEN |  | 2023-07-03 |  |  | 1213126 | 1213126 | GASKET;DRVT,IFI02691 | GASKET;MNFR:DRIVETRAIN,PTNO:IFI02691 | 01)DRIVETRAIN AUSTRALIA,01)IFI02691,GASKET | IFI02691 | 3000461 | DRIVETRAIN | DRIVETRAIN | IFI02691 | [18 empty] | GASKET | NO MODIFIER | TYPE |  | NOMINAL SIZE |  | INSIDE DIAMETER |  | OUTSIDE DIAMETER |  | THICKNESS |  | MATERIAL |  | PRESSURE CLASS/RATING |  | TEMPERATURE RATING |  | HAZARD CLASS |  | CERTIFICATION/STANDARD |  | ADDITIONAL FEATURES EN
STP_009 | Data Enrichment | NEN |  | 2023-07-03 |  |  | 1213134 | 1213134 | GASKET;DRVT,IFI02974,FUEL | GASKET;MNFR:DRIVETRAIN,PTNO:IFI02974,ADDITIONAL FEATURES EN:FUEL | 01)DRIVETRAIN AUSTRALIA,01)IFI02974,GASKET,01)FUEL | IFI02974 | 3000461 | DRIVETRAIN | DRIVETRAIN | IFI02974 | [18 empty] | GASKET | NO MODIFIER | TYPE |  | NOMINAL SIZE |  | INSIDE DIAMETER |  | OUTSIDE DIAMETER |  | THICKNESS |  | MATERIAL |  | PRESSURE CLASS/RATING |  | TEMPERATURE RATING |  | HAZARD CLASS |  | CERTIFICATION/STANDARD |  | ADDITIONAL FEATURES EN | FUEL
STP_009 | Data Enrichment | NEN |  | 2023-07-03 |  |  | 1213244 | 1213244 | GASKET;DRVT,IFI22454,THRMSTT | GASKET;MNFR:DRIVETRAIN,PTNO:IFI22454,ADDITIONAL FEATURES EN:THERMOSTAT | 01)DRIVETRAIN AUSTRALIA,01)IFI22454,GASKET,01)THERMOSTAT | IFI22454 | 3000461 | DRIVETRAIN | DRIVETRAIN | IFI22454 | [18 empty] | GASKET | NO MODIFIER | TYPE |  | NOMINAL SIZE |  | INSIDE DIAMETER |  | OUTSIDE DIAMETER |  | THICKNESS |  | MATERIAL |  | PRESSURE CLASS/RATING |  | TEMPERATURE RATING |  | HAZARD CLASS |  | CERTIFICATION/STANDARD |  | ADDITIONAL FEATURES EN | THERMOSTAT
STP_009 | Data Enrichment | NEN |  | 2023-07-03 |  |  | 1213245 | 1213245 | GASKET;DRVT,IFI22456,RUBR | GASKET;MNFR:DRIVETRAIN,PTNO:IFI22456,ADDITIONAL FEATURES EN:RUBBER | 01)DRIVETRAIN AUSTRALIA,01)IFI22456,GASKET,01)RUBBER | IFI22456 | 3000461 | DRIVETRAIN | DRIVETRAIN | IFI22456 | [18 empty] | GASKET | NO MODIFIER | TYPE |  | NOMINAL SIZE |  | INSIDE DIAMETER |  | OUTSIDE DIAMETER |  | THICKNESS |  | MATERIAL |  | PRESSURE CLASS/RATING |  | TEMPERATURE RATING |  | HAZARD CLASS |  | CERTIFICATION/STANDARD |  | ADDITIONAL FEATURES EN | RUBBER
STP_009 | Data Enrichment | NEN |  | 2023-07-03 |  |  | 1213247 | 1213247 | GASKET;DRVT,IFI22884 | GASKET;MNFR:DRIVETRAIN,PTNO:IFI22884 | 01)DRIVETRAIN AUSTRALIA,01)IFI22884,GASKET | IFI22884 | 3000461 | DRIVETRAIN | DRIVETRAIN | IFI22884 | [18 empty] | GASKET | NO MODIFIER | TYPE |  | NOMINAL SIZE |  | INSIDE DIAMETER |  | OUTSIDE DIAMETER |  | THICKNESS |  | MATERIAL |  | PRESSURE CLASS/RATING |  | TEMPERATURE RATING |  | HAZARD CLASS |  | CERTIFICATION/STANDARD |  | ADDITIONAL FEATURES EN
STP_009 | Data Enrichment | NEN |  | 2023-07-03 |  |  | 1213260 | 1213260 | GASKET;DRVT,IFI23403,TURBO EXHAUST | GASKET;MNFR:DRIVETRAIN,PTNO:IFI23403,ADDITIONAL FEATURES EN:TURBO EXHAUST | 01)DRIVETRAIN AUSTRALIA,01)IFI23403,GASKET,01)TURBO EXHAUST | IFI23403 | 3000461 | DRIVETRAIN | DRIVETRAIN | IFI23403 | [18 empty] | GASKET | NO MODIFIER | TYPE |  | NOMINAL SIZE |  | INSIDE DIAMETER |  | OUTSIDE DIAMETER |  | THICKNESS |  | MATERIAL |  | PRESSURE CLASS/RATING |  | TEMPERATURE RATING |  | HAZARD CLASS |  | CERTIFICATION/STANDARD |  | ADDITIONAL FEATURES EN | TURBO EXHAUST
STP_009 | Data Enrichment | NEN |  | 2023-07-03 |  |  | 1213291 | 1213291 | GASKET;DRVT,IFI24954,INJCTR | GASKET;MNFR:DRIVETRAIN,PTNO:IFI24954,ADDITIONAL FEATURES EN:INJECTOR | 01)DRIVETRAIN AUSTRALIA,01)IFI24954,GASKET,01)INJECTOR | IFI24954 | 3000461 | DRIVETRAIN | DRIVETRAIN | IFI24954 | [18 empty] | GASKET | NO MODIFIER | TYPE |  | NOMINAL SIZE |  | INSIDE DIAMETER |  | OUTSIDE DIAMETER |  | THICKNESS |  | MATERIAL |  | PRESSURE CLASS/RATING |  | TEMPERATURE RATING |  | HAZARD CLASS |  | CERTIFICATION/STANDARD |  | ADDITIONAL FEATURES EN | INJECTOR
STP_009 | Data Enrichment | NEN |  | 2023-07-03 |  |  | 1213301 | 1213301 | GASKET;DRVT,IFI24974,TURBOCHARGER | GASKET;MNFR:DRIVETRAIN,PTNO:IFI24974,ADDITIONAL FEATURES EN:TURBOCHARGER | 01)DRIVETRAIN AUSTRALIA,01)IFI24974,GASKET,01)TURBOCHARGER | IFI24974 | 3000461 | DRIVETRAIN | DRIVETRAIN | IFI24974 | [18 empty] | GASKET | NO MODIFIER | TYPE |  | NOMINAL SIZE |  | INSIDE DIAMETER |  | OUTSIDE DIAMETER |  | THICKNESS |  | MATERIAL |  | PRESSURE CLASS/RATING |  | TEMPERATURE RATING |  | HAZARD CLASS |  | CERTIFICATION/STANDARD |  | ADDITIONAL FEATURES EN | TURBOCHARGER
STP_009 | Data Enrichment | NEN |  | 2023-07-03 |  |  | 1213314 | 1213314 | GASKET;DRVT,IFI25057,CVR | GASKET;MNFR:DRIVETRAIN,PTNO:IFI25057,ADDITIONAL FEATURES EN:COVER | 01)DRIVETRAIN AUSTRALIA,01)IFI25057,GASKET,01)COVER | IFI25057 | 3000461 | DRIVETRAIN | DRIVETRAIN | IFI25057 | [18 empty] | GASKET | NO MODIFIER | TYPE |  | NOMINAL SIZE |  | INSIDE DIAMETER |  | OUTSIDE DIAMETER |  | THICKNESS |  | MATERIAL |  | PRESSURE CLASS/RATING |  | TEMPERATURE RATING |  | HAZARD CLASS |  | CERTIFICATION/STANDARD |  | ADDITIONAL FEATURES EN | COVER
STP_009 | Data Enrichment | NEN |  | 2023-07-03 |  |  | 1211051 | 1211051 | GASKET;DRVT,IFI25068 | GASKET;MNFR:DRIVETRAIN,PTNO:IFI25068 | 01)DRIVETRAIN,01)IFI25068,GASKET | IFI25068 | 3000461 | DRIVETRAIN | DRIVETRAIN | IFI25068 | [18 empty] | GASKET | NO MODIFIER | TYPE |  | NOMINAL SIZE |  | INSIDE DIAMETER |  | OUTSIDE DIAMETER |  | THICKNESS |  | MATERIAL |  | PRESSURE CLASS/RATING |  | TEMPERATURE RATING |  | HAZARD CLASS |  | CERTIFICATION/STANDARD |  | ADDITIONAL FEATURES EN
STP_009 | Data Enrichment | NEN |  | 2023-07-03 |  |  | 1213319 | 1213319 | GASKET;DRVT,IFI25081,TURBOCHARGER | GASKET;MNFR:DRIVETRAIN,PTNO:IFI25081,ADDITIONAL FEATURES EN:TURBOCHARGER | 01)DRIVETRAIN AUSTRALIA,01)IFI25081,GASKET,01)TURBOCHARGER | IFI25081 | 3000461 | DRIVETRAIN | DRIVETRAIN | IFI25081 | [18 empty] | GASKET | NO MODIFIER | TYPE |  | NOMINAL SIZE |  | INSIDE DIAMETER |  | OUTSIDE DIAMETER |  | THICKNESS |  | MATERIAL |  | PRESSURE CLASS/RATING |  | TEMPERATURE RATING |  | HAZARD CLASS |  | CERTIFICATION/STANDARD |  | ADDITIONAL FEATURES EN | TURBOCHARGER
STP_009 | Data Enrichment | NEN |  | 2023-07-03 |  |  | 1213320 | 1213320 | GASKET;DRVT,IFI25084,EXHST | GASKET;MNFR:DRIVETRAIN,PTNO:IFI25084,ADDITIONAL FEATURES EN:EXHAUST | 01)DRIVETRAIN AUSTRALIA,01)IFI25084,GASKET,01)EXHAUST | IFI25084 | 3000461 | DRIVETRAIN | DRIVETRAIN | IFI25084 | [18 empty] | GASKET | NO MODIFIER | TYPE |  | NOMINAL SIZE |  | INSIDE DIAMETER |  | OUTSIDE DIAMETER |  | THICKNESS |  | MATERIAL |  | PRESSURE CLASS/RATING |  | TEMPERATURE RATING |  | HAZARD CLASS |  | CERTIFICATION/STANDARD |  | ADDITIONAL FEATURES EN | EXHAUST
STP_009 | Data Enrichment | NEN |  | 2023-07-03 |  |  | 1213321 | 1213321 | GASKET;DRVT,IFI25088 | GASKET;MNFR:DRIVETRAIN,PTNO:IFI25088 | 01)DRIVETRAIN AUSTRALIA,01)IFI25088,GASKET | IFI25088 | 3000461 | DRIVETRAIN | DRIVETRAIN | IFI25088 | [18 empty] | GASKET | NO MODIFIER | TYPE |  | NOMINAL SIZE |  | INSIDE DIAMETER |  | OUTSIDE DIAMETER |  | THICKNESS |  | MATERIAL |  | PRESSURE CLASS/RATING |  | TEMPERATURE RATING |  | HAZARD CLASS |  | CERTIFICATION/STANDARD |  | ADDITIONAL FEATURES EN
STP_009 | Data Enrichment | NEN |  | 2023-07-03 |  |  | 1218533 | 1218533 | GASKET;FISV,RGASKETX202 | GASKET;MNFR:FISHER CONTROLS,PTNO:RGASKETX202 |  | RGASKETX202 | 3000274 | FISHER CONTROLS | FISHER CONTROLS | RGASKETX202 | [18 empty] | GASKET | NO MODIFIER | TYPE |  | NOMINAL SIZE |  | INSIDE DIAMETER |  | OUTSIDE DIAMETER |  | THICKNESS |  | MATERIAL |  | PRESSURE CLASS/RATING |  | TEMPERATURE RATING |  | HAZARD CLASS |  | CERTIFICATION/STANDARD |  | ADDITIONAL FEATURES EN
STP_009 | Data Enrichment | NEN |  | 2023-07-03 |  |  | 1272124 | 1272124 | GASKET;HYS,1368829 | GASKET;MNFR:HYSTER,PTNO:1368829 | 01)ADAPT-A-LIFT GROUP PTY LT,01)1368829,GASKET | 1368829 | 3000023 | HYSTER | HYSTER | 1368829 | [18 empty] | GASKET | NO MODIFIER | TYPE |  | NOMINAL SIZE |  | INSIDE DIAMETER |  | OUTSIDE DIAMETER |  | THICKNESS |  | MATERIAL |  | PRESSURE CLASS/RATING |  | TEMPERATURE RATING |  | HAZARD CLASS |  | CERTIFICATION/STANDARD |  | ADDITIONAL FEATURES EN
STP_009 | Data Enrichment | NEN |  | 2023-07-03 |  |  | 1272123 | 1272123 | GASKET;HYS,1368831 | GASKET;MNFR:HYSTER,PTNO:1368831 | 01)ADAPT-A-LIFT GROUP PTY LT,01)1368831,GASKET | 1368831 | 3000023 | HYSTER | HYSTER | 1368831 | [18 empty] | GASKET | NO MODIFIER | TYPE |  | NOMINAL SIZE |  | INSIDE DIAMETER |  | OUTSIDE DIAMETER |  | THICKNESS |  | MATERIAL |  | PRESSURE CLASS/RATING |  | TEMPERATURE RATING |  | HAZARD CLASS |  | CERTIFICATION/STANDARD |  | ADDITIONAL FEATURES EN
STP_009 | Data Enrichment | NEN |  | 2023-07-03 |  |  | 1272122 | 1272122 | GASKET;HYS,2021143 | GASKET;MNFR:HYSTER,PTNO:2021143 | 01)ADAPT-A-LIFT GROUP PTY LT,01)2021143,GASKET | 2021143 | 3000023 | HYSTER | HYSTER | 2021143 | [18 empty] | GASKET | NO MODIFIER | TYPE |  | NOMINAL SIZE |  | INSIDE DIAMETER |  | OUTSIDE DIAMETER |  | THICKNESS |  | MATERIAL |  | PRESSURE CLASS/RATING |  | TEMPERATURE RATING |  | HAZARD CLASS |  | CERTIFICATION/STANDARD |  | ADDITIONAL FEATURES EN
STP_009 | Data Enrichment | NEN |  | 2023-07-03 |  |  | 1252630 | 1252630 | GASKET;MER,A9041870080 | GASKET;MNFR:MERCEDES,PTNO:A9041870080 | GASKET | A9041870080 | 3000008 | MERCEDES | MERCEDES | A9041870080 | [18 empty] | GASKET | NO MODIFIER | TYPE |  | NOMINAL SIZE |  | INSIDE DIAMETER |  | OUTSIDE DIAMETER |  | THICKNESS |  | MATERIAL |  | PRESSURE CLASS/RATING |  | TEMPERATURE RATING |  | HAZARD CLASS |  | CERTIFICATION/STANDARD |  | ADDITIONAL FEATURES EN
STP_009 | Data Enrichment | NEN |  | 2023-07-03 |  |  | 1273768 | 1273768 | GASKET;MER,DE-9261420080,EXHAUST MANIFOL | GASKET;MNFR:MERCEDES,PTNO:DE-9261420080,ADDITIONAL FEATURES EN:EXHAUST MANIFOLD | 01)PENSKE POWER SYSTEMS,01)DE-9261420080,GASKET,01)EXHAUST MANIFOLD | DE-9261420080 | 3000008 | MERCEDES | MERCEDES | DE-9261420080 | [18 empty] | GASKET | NO MODIFIER | TYPE |  | NOMINAL SIZE |  | INSIDE DIAMETER |  | OUTSIDE DIAMETER |  | THICKNESS |  | MATERIAL |  | PRESSURE CLASS/RATING |  | TEMPERATURE RATING |  | HAZARD CLASS |  | CERTIFICATION/STANDARD |  | ADDITIONAL FEATURES EN | EXHAUST MANIFOLD
STP_009 | Data Enrichment | NEN |  | 2023-07-03 |  |  | 1322688 | 1322688 | GASKET;SIE,06.006/ITEM 27 | GASKET;MNFR:SIEMENS,PTNO:06.006/ITEM 27 | GASKET | 06.006/ITEM 27 | 3000032 | SIEMENS | SIEMENS | 06.006/ITEM 27 | [18 empty] | GASKET | NO MODIFIER | TYPE |  | NOMINAL SIZE |  | INSIDE DIAMETER |  | OUTSIDE DIAMETER |  | THICKNESS |  | MATERIAL |  | PRESSURE CLASS/RATING |  | TEMPERATURE RATING |  | HAZARD CLASS |  | CERTIFICATION/STANDARD |  | ADDITIONAL FEATURES EN
STP_009 | Data Enrichment | NEN |  | 2023-07-03 |  |  | 1322970 | 1322970 | GASKET;SIE,161.408 | GASKET;MNFR:SIEMENS,PTNO:161.408 | GASKET | 161.408 | 3000032 | SIEMENS | SIEMENS | 161.408 | [18 empty] | GASKET | NO MODIFIER | TYPE |  | NOMINAL SIZE |  | INSIDE DIAMETER |  | OUTSIDE DIAMETER |  | THICKNESS |  | MATERIAL |  | PRESSURE CLASS/RATING |  | TEMPERATURE RATING |  | HAZARD CLASS |  | CERTIFICATION/STANDARD |  | ADDITIONAL FEATURES EN
STP_009 | Data Enrichment | NEN |  | 2023-07-03 |  |  | 1322968 | 1322968 | GASKET;SIE,210-016 | GASKET;MNFR:SIEMENS,PTNO:210-016 | GASKET | 210-016 | 3000032 | SIEMENS | SIEMENS | 210-016 | [18 empty] | GASKET | NO MODIFIER | TYPE |  | NOMINAL SIZE |  | INSIDE DIAMETER |  | OUTSIDE DIAMETER |  | THICKNESS |  | MATERIAL |  | PRESSURE CLASS/RATING |  | TEMPERATURE RATING |  | HAZARD CLASS |  | CERTIFICATION/STANDARD |  | ADDITIONAL FEATURES EN
STP_009 | Data Enrichment | NEN |  | 2023-07-03 |  |  | 1322687 | 1322687 | GASKET;SIE,210-106 | GASKET;MNFR:SIEMENS,PTNO:210-106 | GASKET | 210-106 | 3000032 | SIEMENS | SIEMENS | 210-106 | [18 empty] | GASKET | NO MODIFIER | TYPE |  | NOMINAL SIZE |  | INSIDE DIAMETER |  | OUTSIDE DIAMETER |  | THICKNESS |  | MATERIAL |  | PRESSURE CLASS/RATING |  | TEMPERATURE RATING |  | HAZARD CLASS |  | CERTIFICATION/STANDARD |  | ADDITIONAL FEATURES EN
STP_009 | Data Enrichment | NEN |  | 2023-07-03 |  |  | 1335149 | 1335149 | GASKET;SIE,615 | GASKET;MNFR:SIEMENS,PTNO:615 | GASKET | 615 | 3000032 | SIEMENS | SIEMENS | 615 | [18 empty] | GASKET | NO MODIFIER | TYPE |  | NOMINAL SIZE |  | INSIDE DIAMETER |  | OUTSIDE DIAMETER |  | THICKNESS |  | MATERIAL |  | PRESSURE CLASS/RATING |  | TEMPERATURE RATING |  | HAZARD CLASS |  | CERTIFICATION/STANDARD |  | ADDITIONAL FEATURES EN
STP_009 | Data Enrichment | NEN |  | 2023-07-03 |  |  | 1269502 | 1269502 | GASKET;TENN,1054843,CVR,BLT | GASKET;MNFR:TENNANT,PTNO:1054843,ADDITIONAL FEATURES EN:COVER,BELT | 01)TENNANT (2501800),01)1054843,GASKET,01)COVER,BELT | 1054843 | 3000358 | TENNANT | TENNANT | 1054843 | [18 empty] | GASKET | NO MODIFIER | TYPE |  | NOMINAL SIZE |  | INSIDE DIAMETER |  | OUTSIDE DIAMETER |  | THICKNESS |  | MATERIAL |  | PRESSURE CLASS/RATING |  | TEMPERATURE RATING |  | HAZARD CLASS |  | CERTIFICATION/STANDARD |  | ADDITIONAL FEATURES EN | COVER,BELT
STP_009 | Data Enrichment | NEN |  | 2023-07-03 |  |  | 1335578 | 1335578 | GASKET;TMRT,031 955 28,TMRT,031 955 28 | GASKET;MNFR:TAMROTOR,PTNO:031 955 28,ADDITIONAL FEATURES EN:TMRT,031 955 28 | 01)TMRT,031 955 28,01)GETMAN,01)434495 | 031 955 28 | 3000443 | TAMROTOR | TAMROTOR | 031 955 28 | [18 empty] | GASKET | NO MODIFIER | TYPE |  | NOMINAL SIZE |  | INSIDE DIAMETER |  | OUTSIDE DIAMETER |  | THICKNESS |  | MATERIAL |  | PRESSURE CLASS/RATING |  | TEMPERATURE RATING |  | HAZARD CLASS |  | CERTIFICATION/STANDARD |  | ADDITIONAL FEATURES EN | TMRT,031 955 28
STP_009 | Data Enrichment | NGB |  | 2023-07-03 |  |  | 1272242 | 1272242 | SOCKET,ELEC;SCHN,CLIC2025USBCWE,TWIN C20 | SOCKET,ELECTRICAL;MNFR:SCHNEIDER INC,PTNO:CLIC2025USBCWE,ADDITIONAL FEATURES EN:TWIN C2000 SERIES WITH SINGLE USB |  | CLIC2025USBCWE | 3000344 | SCHNEIDER INC | SCHNEIDER INC | CLIC2025USBCWE | [18 empty] | SOCKET | ELECTRICAL | TYPE |  | CONFIGURATION |  | NUMBER OF POLES |  | VOLTAGE RATING |  | CURRENT RATING |  | CONNECTION TYPE |  | MOUNTING TYPE |  | SIZE |  | MATERIAL |  | COLOUR |  | HAZARD CLASS |  | CERTIFICATION/STANDARD |  | ADDITIONAL FEATURES EN | TWIN C2000 SERIES WITH SINGLE USB
STP_009 | Data Enrichment | NGB |  | 2023-07-03 |  |  | 1218260 | 1218260 | SOCKET,RELY;ALIM,3000 808 215,OMRON,RSS | SOCKET,RELAY;MNFR:ALIMAK,PTNO:3000 808 215,ADDITIONAL FEATURES EN:OMRON,RSS 114 | 01)ALIMAK,01)3000 808 215,01)ALIMAK GROUP AUSTRALIA PT,01)3000 808 215,SOCKET,RELAY,01)OMRON,RSS 114 | 3000 808 215 | 3000412 | ALIMAK | ALIMAK | 3000 808 215 | [18 empty] | SOCKET | RELAY | TYPE |  | NUMBER OF PINS |  | VOLTAGE RATING |  | CURRENT RATING |  | TERMINAL TYPE |  | MOUNTING TYPE |  | SIZE |  | MATERIAL |  | HAZARD CLASS |  | CERTIFICATION/STANDARD |  | ADDITIONAL FEATURES EN | OMRON,RSS 114
STP_009 | Data Enrichment | NGB |  | 2023-07-03 |  |  | 1218259 | 1218259 | SOCKET,RELY;ALIM,3000 808 235,OMRON,P2RF | SOCKET,RELAY;MNFR:ALIMAK,PTNO:3000 808 235,ADDITIONAL FEATURES EN:OMRON,P2RF-08E | 01)ALIMAK,01)3000 808 235,01)ALIMAK GROUP AUSTRALIA PT,01)3000 808 235,SOCKET,RELAY,01)OMRON,P2RF-08E | 3000 808 235 | 3000412 | ALIMAK | ALIMAK | 3000 808 235 | [18 empty] | SOCKET | RELAY | TYPE |  | NUMBER OF PINS |  | VOLTAGE RATING |  | CURRENT RATING |  | TERMINAL TYPE |  | MOUNTING TYPE |  | SIZE |  | MATERIAL |  | HAZARD CLASS |  | CERTIFICATION/STANDARD |  | ADDITIONAL FEATURES EN | OMRON,P2RF-08E
STP_009 | Data Enrichment | NGB |  | 2023-07-03 |  |  | 1275290 | 1275290 | SOCKET,RELY;OMRO,PF113AD,MKS,11PIN,250VA | SOCKET,RELAY;MNFR:OMRON,PTNO:PF113AD,ADDITIONAL FEATURES EN:MKS,11PIN,250VAC,DIN RAIL | 01)RS COMPONENTS PTY LTD,01)PF113AD,SOCKET,RELAY,01)MKS,11PIN,250VAC,02)DIN RAIL | PF113AD | 3000328 | OMRON | OMRON | PF113AD | [18 empty] | SOCKET | RELAY | TYPE |  | NUMBER OF PINS |  | VOLTAGE RATING |  | CURRENT RATING |  | TERMINAL TYPE |  | MOUNTING TYPE |  | SIZE |  | MATERIAL |  | HAZARD CLASS |  | CERTIFICATION/STANDARD |  | ADDITIONAL FEATURES EN | MKS,11PIN,250VAC,DIN RAIL
STP_009 | Data Enrichment | NGB |  | 2023-07-03 |  |  | 1270321 | 1270321 | SOCKET;AB,700-HN101,11 PIN,DIN RL,RELAYP | SOCKET;MNFR:ALLEN BRADLEY,PTNO:700-HN101,ADDITIONAL FEATURES EN:11 PIN,DIN RAIL,RELAY BASE,PANEL MOUNT,300V | 01)HAYMANS ELECTRICAL,01)700-HN101,SOCKET,01)11 PIN,DIN RAIL,RELAY BASE | 700-HN101 | 3000226 | ALLEN BRADLEY | ALLEN BRADLEY | 700-HN101 | [18 empty] | SOCKET | NO MODIFIER | TYPE |  | SIZE |  | MATERIAL |  | HAZARD CLASS |  | CERTIFICATION/STANDARD |  | ADDITIONAL FEATURES EN | 11 PIN,DIN RAIL,RELAY BASE,PANEL MOUNT,300V
STP_009 | Data Enrichment | NGB |  | 2023-07-03 |  |  | 1244262 | 1244262 | SOCKET;ABB,HSBA432299P0001 | SOCKET;MNFR:ABB,PTNO:HSBA432299P0001 | SOCKET | HSBA432299P0001 | 3000014 | ABB | ABB | HSBA432299P0001 | [18 empty] | SOCKET | NO MODIFIER | TYPE |  | SIZE |  | MATERIAL |  | HAZARD CLASS |  | CERTIFICATION/STANDARD |  | ADDITIONAL FEATURES EN
STP_009 | Data Enrichment | NGB |  | 2023-07-03 |  |  | 1274807 | 1274807 | SOCKET;MILW,49666262,IMPACT,1/2 IN,DRIVE | SOCKET;MNFR:MILWAUKEE ELECTRIC TOOL,PTNO:49666262,ADDITIONAL FEATURES EN:IMPACT,1/2 IN,DRIVE 30 MM STANDARD 6 POINT | 01)TOTAL TOOLS TOWNSVILLE,01)49666262,SOCKET,01)1/2 IN,DRIVE 30 MM STANDARD,01)IMPACT | 49666262 | 3000317 | MILWAUKEE ELECTRIC TOOL | MILWAUKEE ELECTRIC TOOL | 49666262 | [18 empty] | SOCKET | NO MODIFIER | TYPE |  | SIZE |  | MATERIAL |  | HAZARD CLASS |  | CERTIFICATION/STANDARD |  | ADDITIONAL FEATURES EN | IMPACT,1/2 IN,DRIVE 30 MM STANDARD 6 POINT
STP_009 | Data Enrichment | NGB |  | 2023-07-03 |  |  | 1273716 | 1273716 | SOCKET;MILW,49666276,SHOCKWAVE,1/2 IN DR | SOCKET;MNFR:MILWAUKEE ELECTRIC TOOL,PTNO:49666276,ADDITIONAL FEATURES EN:SHOCKWAVE,1/2 IN DRIVE,15MM DEEP,6 POINT IMPACT | 01)MOUNT ISA MINING SUPPLIES,01)49666276,SOCKET,01)SHOCKWAVE,1/2 IN DRIVE,15MM | 49666276 | 3000317 | MILWAUKEE ELECTRIC TOOL | MILWAUKEE ELECTRIC TOOL | 49666276 | [18 empty] | SOCKET | NO MODIFIER | TYPE |  | SIZE |  | MATERIAL |  | HAZARD CLASS |  | CERTIFICATION/STANDARD |  | ADDITIONAL FEATURES EN | SHOCKWAVE,1/2 IN DRIVE,15MM DEEP,6 POINT IMPACT
STP_009 | Data Enrichment | NGB |  | 2023-07-03 |  |  | 1273406 | 1273406 | SOCKET;MILW,49666376,DRIVE SIZE:3/4IN,38 | SOCKET;MNFR:MILWAUKEE ELECTRIC TOOL,PTNO:49666376,ADDITIONAL FEATURES EN:DRIVE SIZE:3/4IN,38MM,METRIC,TYPE:STANDARD,6 POINT IMPACT |  | 49666376 | 3000317 | MILWAUKEE ELECTRIC TOOL | MILWAUKEE ELECTRIC TOOL | 49666376 | [18 empty] | SOCKET | NO MODIFIER | TYPE | STANDARD,6 POINT IMPACT | SIZE |  | MATERIAL |  | HAZARD CLASS |  | CERTIFICATION/STANDARD |  | ADDITIONAL FEATURES EN | DRIVE SIZE:3/4IN,38MM,METRIC
STP_009 | Data Enrichment | NGB |  | 2023-07-03 |  |  | 1273461 | 1273461 | SOCKET;MILW,49666399,SHOCKWAVE,DRIVE:3/4 | SOCKET;MNFR:MILWAUKEE ELECTRIC TOOL,PTNO:49666399,ADDITIONAL FEATURES EN:SHOCKWAVE,DRIVE:3/4IN,24MM,DEEP 6 POINT IMPACT | 01)MOUNT ISA MINING SUPPLIES,01)49666399,SOCKET,01)SHOCKWAVE,DRIVE:3/4IN,24MM | 49666399 | 3000317 | MILWAUKEE ELECTRIC TOOL | MILWAUKEE ELECTRIC TOOL | 49666399 | [18 empty] | SOCKET | NO MODIFIER | TYPE |  | SIZE |  | MATERIAL |  | HAZARD CLASS |  | CERTIFICATION/STANDARD |  | ADDITIONAL FEATURES EN | SHOCKWAVE | [60 empty] | DRIVE:3/4IN,24MM,DEEP 6 POINT IMPACT
STP_009 | Data Enrichment | NGB |  | 2023-07-03 |  |  | 1273460 | 1273460 | SOCKET;MILW,49666403,SHOCKWAVE,DRIVE:3/4 | SOCKET;MNFR:MILWAUKEE ELECTRIC TOOL,PTNO:49666403,ADDITIONAL FEATURES EN:SHOCKWAVE,DRIVE:3/4IN,28MM,DEEP 6 POINT IMPACT | 01)MOUNT ISA MINING SUPPLIES,01)49666403,SOCKET,01)SHOCKWAVE,DRIVE:3/4IN,28MM | 49666403 | 3000317 | MILWAUKEE ELECTRIC TOOL | MILWAUKEE ELECTRIC TOOL | 49666403 | [18 empty] | SOCKET | NO MODIFIER | TYPE |  | SIZE |  | MATERIAL |  | HAZARD CLASS |  | CERTIFICATION/STANDARD |  | ADDITIONAL FEATURES EN | SHOCKWAVE | [60 empty] | DRIVE:3/4IN,28MM,DEEP 6 POINT IMPACT
STP_009 | Data Enrichment | NGB |  | 2023-07-03 |  |  | 1268827 | 1268827 | SOCKET;MILW,49666405,SHOCKWAVE 3/4 IN DR | SOCKET;MNFR:MILWAUKEE ELECTRIC TOOL,PTNO:49666405,ADDITIONAL FEATURES EN:SHOCKWAVE 3/4 IN DR 30 MM DEEP 6 POINT IMPACT | 01)MOUNT ISA MINING SUPPLIES,01)49666405,SOCKET,01)SHOCKWAVE 3/4 IN DR 30 MM D | 49666405 | 3000317 | MILWAUKEE ELECTRIC TOOL | MILWAUKEE ELECTRIC TOOL | 49666405 | [18 empty] | SOCKET | NO MODIFIER | TYPE |  | SIZE |  | MATERIAL |  | HAZARD CLASS |  | CERTIFICATION/STANDARD |  | ADDITIONAL FEATURES EN | SHOCKWAVE 3/4 IN DR 30 MM DEEP 6 POINT IMPACT
STP_009 | Data Enrichment | NGB |  | 2023-07-03 |  |  | 1268828 | 1268828 | SOCKET;MILW,49666407,3/4 IN DR 32 MM DP | SOCKET;MNFR:MILWAUKEE ELECTRIC TOOL,PTNO:49666407,ADDITIONAL FEATURES EN:3/4 IN DR 32 MM DP 6 POINT IMPACT | 01)MOUNT ISA MINING SUPPLIES,01)49666407,SOCKET,01)3/4 IN DR 32 MM DP 6 POINT | 49666407 | 3000317 | MILWAUKEE ELECTRIC TOOL | MILWAUKEE ELECTRIC TOOL | 49666407 | [18 empty] | SOCKET | NO MODIFIER | TYPE |  | SIZE |  | MATERIAL |  | HAZARD CLASS |  | CERTIFICATION/STANDARD |  | ADDITIONAL FEATURES EN | 3/4 IN DR 32 MM DP 6 POINT IMPACT
STP_009 | Data Enrichment | NGB |  | 2023-07-03 |  |  | 1268829 | 1268829 | SOCKET;MILW,49666411,3/4 IN DR 36 MM DP | SOCKET;MNFR:MILWAUKEE ELECTRIC TOOL,PTNO:49666411,ADDITIONAL FEATURES EN:3/4 IN DR 36 MM DP 6 POINT IMPACT | 01)MOUNT ISA MINING SUPPLIES,01)49666411,SOCKET,01)3/4 IN DR 36 MM DP 6 POINT | 49666411 | 3000317 | MILWAUKEE ELECTRIC TOOL | MILWAUKEE ELECTRIC TOOL | 49666411 | [18 empty] | SOCKET | NO MODIFIER | TYPE |  | SIZE |  | MATERIAL |  | HAZARD CLASS |  | CERTIFICATION/STANDARD |  | ADDITIONAL FEATURES EN | 3/4 IN DR 36 MM DP 6 POINT IMPACT
STP_009 | Data Enrichment | NGB |  | 2023-07-03 |  |  | 1268830 | 1268830 | SOCKET;MILW,49666416,3/4 IN DR 41 MM DP | SOCKET;MNFR:MILWAUKEE ELECTRIC TOOL,PTNO:49666416,ADDITIONAL FEATURES EN:3/4 IN DR 41 MM DP 6 POINT IMPACT | 01)MOUNT ISA MINING SUPPLIES,01)49666416,SOCKET,01)3/4 IN DR 41 MM DP 6 POINT | 49666416 | 3000317 | MILWAUKEE ELECTRIC TOOL | MILWAUKEE ELECTRIC TOOL | 49666416 | [18 empty] | SOCKET | NO MODIFIER | TYPE |  | SIZE |  | MATERIAL |  | HAZARD CLASS |  | CERTIFICATION/STANDARD |  | ADDITIONAL FEATURES EN | 3/4 IN DR 41 MM DP 6 POINT IMPACT
STP_009 | Data Enrichment | NGB |  | 2023-07-03 |  |  | 1273459 | 1273459 | SOCKET;MILW,49666421,SHOCKWAVE,DRIVE:3/4 | SOCKET;MNFR:MILWAUKEE ELECTRIC TOOL,PTNO:49666421,ADDITIONAL FEATURES EN:SHOCKWAVE,DRIVE:3/4IN,46MM,DEEP 6 POINT IMPACT | 01)MOUNT ISA MINING SUPPLIES,01)49666421,SOCKET,01)SHOCKWAVE,DRIVE:3/4IN,46MM | 49666421 | 3000317 | MILWAUKEE ELECTRIC TOOL | MILWAUKEE ELECTRIC TOOL | 49666421 | [18 empty] | SOCKET | NO MODIFIER | TYPE |  | SIZE |  | MATERIAL |  | HAZARD CLASS |  | CERTIFICATION/STANDARD |  | ADDITIONAL FEATURES EN | SHOCKWAVE | [60 empty] | DRIVE:3/4IN,46MM,DEEP 6 POINT IMPACT
STP_009 | Data Enrichment | NGB |  | 2023-07-03 |  |  | 1268831 | 1268831 | SOCKET;MILW,49666423,3/4 IN DR 48 MM DP | SOCKET;MNFR:MILWAUKEE ELECTRIC TOOL,PTNO:49666423,ADDITIONAL FEATURES EN:3/4 IN DR 48 MM DP 6 POINT IMPACT | 01)MOUNT ISA MINING SUPPLIES,01)49666423,SOCKET,01)3/4 IN DR 48 MM DP 6 POINT | 49666423 | 3000317 | MILWAUKEE ELECTRIC TOOL | MILWAUKEE ELECTRIC TOOL | 49666423 | [18 empty] | SOCKET | NO MODIFIER | TYPE |  | SIZE |  | MATERIAL |  | HAZARD CLASS |  | CERTIFICATION/STANDARD |  | ADDITIONAL FEATURES EN | 3/4 IN DR 48 MM DP 6 POINT IMPACT
STP_009 | Data Enrichment | NGB |  | 2023-07-03 |  |  | 1268832 | 1268832 | SOCKET;MILW,49666425,3/4 IN DR 50 MM DP | SOCKET;MNFR:MILWAUKEE ELECTRIC TOOL,PTNO:49666425,ADDITIONAL FEATURES EN:3/4 IN DR 50 MM DP 6 POINT IMPACT | 01)MOUNT ISA MINING SUPPLIES,01)49666425,SOCKET,01)3/4 IN DR 50 MM DP 6 POINT | 49666425 | 3000317 | MILWAUKEE ELECTRIC TOOL | MILWAUKEE ELECTRIC TOOL | 49666425 | [18 empty] | SOCKET | NO MODIFIER | TYPE |  | SIZE |  | MATERIAL |  | HAZARD CLASS |  | CERTIFICATION/STANDARD |  | ADDITIONAL FEATURES EN | 3/4 IN DR 50 MM DP 6 POINT IMPACT
STP_009 | Data Enrichment | NGB |  | 2023-07-03 |  |  | 1268833 | 1268833 | SOCKET;MILW,49666608,1 IN DR 52 MM,STD | SOCKET;MNFR:MILWAUKEE ELECTRIC TOOL,PTNO:49666608,ADDITIONAL FEATURES EN:1 IN DR 52 MM,STANDARD, 6 POINT IMPACT | 01)MOUNT ISA MINING SUPPLIES,01)49666608,SOCKET,01)1 IN DR 52 MM,STANDARD, 6 P | 49666608 | 3000317 | MILWAUKEE ELECTRIC TOOL | MILWAUKEE ELECTRIC TOOL | 49666608 | [18 empty] | SOCKET | NO MODIFIER | TYPE |  | SIZE |  | MATERIAL |  | HAZARD CLASS |  | CERTIFICATION/STANDARD |  | ADDITIONAL FEATURES EN | 1 IN DR 52 MM,STANDARD,6 POINT IMPACT
STP_009 | Data Enrichment | NGB |  | 2023-07-03 |  |  | 1211902 | 1211902 | SOCKET;MILW,49667015,SET,1/2 IN DR,29 PC | SOCKET;MNFR:MILWAUKEE ELECTRIC TOOL,PTNO:49667015,ADDITIONAL FEATURES EN:SET,1/2 IN DR,29 PC,DEEP IMPACT | 01)SYDNEY TOOLS PTY LTD,01)49667015,SOCKET,01)SET,1/2 IN DR,29 PC,DEEP IM | 49667015 | 3000317 | MILWAUKEE ELECTRIC TOOL | MILWAUKEE ELECTRIC TOOL | 49667015 | [18 empty] | SOCKET | NO MODIFIER | TYPE |  | SIZE |  | MATERIAL |  | HAZARD CLASS |  | CERTIFICATION/STANDARD |  | ADDITIONAL FEATURES EN | SET,1/2 IN DR,29 PC,DEEP IMPACT
STP_009 | Data Enrichment | NGB |  | 2023-07-03 |  |  | 1273224 | 1273224 | SOCKET;NHP,ISOC440PG,40A,4PIN,SWITCH O/L | SOCKET;MNFR:NHP,PTNO:ISOC440PG,ADDITIONAL FEATURES EN:40A,4PIN,SWITCH O/L | 01)SHERRIFF ELECTRICAL SUPPL,01)NHPISOC440PG,SOCKET,01)40A,4PIN,SWITCH O/L | ISOC440PG | 3000664 | NHP | NHP | ISOC440PG | [18 empty] | SOCKET | NO MODIFIER | TYPE |  | SIZE |  | MATERIAL |  | HAZARD CLASS |  | CERTIFICATION/STANDARD |  | ADDITIONAL FEATURES EN | 40A,4PIN,SWITCH O/L
STP_009 | Data Enrichment | NGB |  | 2023-07-03 |  |  | 1273223 | 1273223 | SOCKET;NHP,ISOC540PG,40A,5PIN,SWITCH O/L | SOCKET;MNFR:NHP,PTNO:ISOC540PG,ADDITIONAL FEATURES EN:40A,5PIN,SWITCH O/L | 01)SHERRIFF ELECTRICAL SUPPL,01)NHPISOC540PG,SOCKET,01)40A,5PIN,SWITCH O/L | ISOC540PG | 3000664 | NHP | NHP | ISOC540PG | [18 empty] | SOCKET | NO MODIFIER | TYPE |  | SIZE |  | MATERIAL |  | HAZARD CLASS |  | CERTIFICATION/STANDARD |  | ADDITIONAL FEATURES EN | 40A,5PIN,SWITCH O/L
STP_009 | Data Enrichment | NGB |  | 2023-07-03 |  |  | 1273220 | 1273220 | SOCKET;NHP,ISOEX440P,40A,4PIN,EXTSN,FEM | SOCKET;MNFR:NHP,PTNO:ISOEX440P,ADDITIONAL FEATURES EN:40A,4PIN,EXTENSION,FEMALE | 01)SHERRIFF ELECTRICAL SUPPL,01)NHPISOEX440P,SOCKET,01)40A,4PIN,EXTENSION,FEMALE | ISOEX440P | 3000664 | NHP | NHP | ISOEX440P | [18 empty] | SOCKET | NO MODIFIER | TYPE |  | SIZE |  | MATERIAL |  | HAZARD CLASS |  | CERTIFICATION/STANDARD |  | ADDITIONAL FEATURES EN | 40A,4PIN,EXTENSION,FEMALE
STP_009 | Data Enrichment | NGB |  | 2023-07-03 |  |  | 1273219 | 1273219 | SOCKET;NHP,ISOEX540P,40A,5PIN,EXTSN,FEM | SOCKET;MNFR:NHP,PTNO:ISOEX540P,ADDITIONAL FEATURES EN:40A,5PIN,EXTENSION,FEMALE | 01)SHERRIFF ELECTRICAL SUPPL,01)NHPISOEX540P,SOCKET,01)40A,5PIN,EXTENSION,FEMALE | ISOEX540P | 3000664 | NHP | NHP | ISOEX540P | [18 empty] | SOCKET | NO MODIFIER | TYPE |  | SIZE |  | MATERIAL |  | HAZARD CLASS |  | CERTIFICATION/STANDARD |  | ADDITIONAL FEATURES EN | 40A,5PIN,EXTENSION,FEMALE
STP_009 | Data Enrichment | NGB |  | 2023-07-03 |  |  | 1274700 | 1274700 | SOCKET;SCHN,2015D15WE,15 A,250V,PLSTC,3P | SOCKET;MNFR:SCHNEIDER INC,PTNO:2015D15WE,ADDITIONAL FEATURES EN:15 A,250V,PLASTIC,3PIN,SINGLE SWITCH OUTLET | 01)REXEL AUSTRALIA,01)2015D15WE,SOCKET,01)15 A,250V,PLASTIC,3PIN,01)SINGLE SWITCH OUTLET | 2015D15WE | 3000344 | SCHNEIDER INC | SCHNEIDER INC | 2015D15WE | [18 empty] | SOCKET | NO MODIFIER | TYPE |  | SIZE |  | MATERIAL |  | HAZARD CLASS |  | CERTIFICATION/STANDARD |  | ADDITIONAL FEATURES EN | 15 A,250V,PLASTIC,3PIN,SINGLE SWITCH OUTLET
STP_009 | Data Enrichment | NGB |  | 2023-07-03 |  |  | 1274701 | 1274701 | SOCKET;SCHN,2025H2WE,QUAD SWITCH OUTLET | SOCKET;MNFR:SCHNEIDER INC,PTNO:2025H2WE,ADDITIONAL FEATURES EN:QUAD SWITCH OUTLET,2 GANG, GRID PLATE,2 X DOUBLE GPOS ON A COMMONPLATE WIDE SPACING,BRAND:CLIPSAL | 01)REXEL AUSTRALIA,01)2025H2WE,SOCKET,01)2 X DOUBLE GPOS ON A COMMON,01)QUAD SWITCH OUTLET,02)2 GANG, GRID PLATE,04)BRAND:CLIPSAL | 2025H2WE | 3000344 | SCHNEIDER INC | SCHNEIDER INC | 2025H2WE | [18 empty] | SOCKET | NO MODIFIER | TYPE |  | SIZE |  | MATERIAL |  | HAZARD CLASS |  | CERTIFICATION/STANDARD |  | ADDITIONAL FEATURES EN | QUAD SWITCH OUTLET,2 GANG,GRID PLATE,2 X DOUBLE GPOS ON A COMMONPLATE WIDE SPACING | [60 empty] | BRAND:CLIPSAL
STP_009 | Data Enrichment | NGB |  | 2023-07-03 |  |  | 1272493 | 1272493 | SOCKET;SCHN,56SPO310RW,PENDANT OUTLET,2P | SOCKET;MNFR:SCHNEIDER INC,PTNO:56SPO310RW,ADDITIONAL FEATURES EN:PENDANT OUTLET,2POLE,VOLTAGE RATING: 250 V,CURRENT RATING:10 A,3 FLAT PIN,COLOUR:WHITE,FINISH:GLOSS,ENCLOSURE RATING:IP66,SINGLE PHASE,FREQUENCY:50 HZ,MATERIAL:PBT,CONNECTION:SCREW TERMINAL,BRAND: CLIPSAL |  | 56SPO310RW | 3000344 | SCHNEIDER INC | SCHNEIDER INC | 56SPO310RW | [18 empty] | SOCKET | NO MODIFIER | TYPE |  | SIZE |  | MATERIAL | PBT | HAZARD CLASS |  | CERTIFICATION/STANDARD |  | ADDITIONAL FEATURES EN | PENDANT OUTLET,2POLE | [60 empty] | VOLTAGE RATING: 250 V,CURRENT RATING:10 A,3 FLAT PIN,COLOUR:WHITE,FINISH:GLOSS,ENCLOSURE RATING:IP66,SINGLE PHASE,FREQUENCY:50 HZ,CONNECTION:SCREW TERMINAL,BRAND: CLIPSAL
STP_009 | Data Enrichment | NGB |  | 2023-07-03 |  |  | 1272494 | 1272494 | SOCKET;SCHN,56SPO315RW,PENDANT OUTLET,2P | SOCKET;MNFR:SCHNEIDER INC,PTNO:56SPO315RW,ADDITIONAL FEATURES EN:PENDANT OUTLET,2POLE,2)VOLTAGE RATING: 250 V,CURRENT RATING:15 A,3 FLAT PIN,COLOUR:WHITE,FINISH:GLOSS,ENCLOSURE RATING:IP66,SINGLE PHASE,FREQUENCY:50 HZ,MATERIAL:PBT,CONNECTION:SCREW TERMINAL,BRAND: CLIPSAL |  | 56SPO315RW | 3000344 | SCHNEIDER INC | SCHNEIDER INC | 56SPO315RW | [18 empty] | SOCKET | NO MODIFIER | TYPE |  | SIZE |  | MATERIAL | PBT | HAZARD CLASS |  | CERTIFICATION/STANDARD |  | ADDITIONAL FEATURES EN | PENDANT OUTLET,2POLE | [60 empty] | 2)VOLTAGE RATING: 250 V,CURRENT RATING:15 A,3 FLAT PIN,COLOUR:WHITE,FINISH:GLOSS,ENCLOSURE RATING:IP66,SINGLE PHASE,FREQUENCY:50 HZ,CONNECTION:SCREW TERMINAL,BRAND: CLIPSAL
STP_009 | Data Enrichment | NGB |  | 2023-07-03 |  |  | 1273495 | 1273495 | SOCKET;SCHN,EY56CSC310,CORD EXTENSION,1P | SOCKET;MNFR:SCHNEIDER INC,PTNO:EY56CSC310,ADDITIONAL FEATURES EN:CORD EXTENSION,1P,EASY 56,250V,10A,CLIPSAL |  | EY56CSC310 | 3000344 | SCHNEIDER INC | SCHNEIDER INC | EY56CSC310 | [18 empty] | SOCKET | NO MODIFIER | TYPE |  | SIZE |  | MATERIAL |  | HAZARD CLASS |  | CERTIFICATION/STANDARD |  | ADDITIONAL FEATURES EN | CORD EXTENSION,1P,EASY 56,250V,10A,CLIPSAL
STP_009 | Data Enrichment | NGB |  | 2023-07-03 |  |  | 1272501 | 1272501 | SOCKET;SCHN,RXZE2S108M,12A,250VAC,8 PIN | SOCKET;MNFR:SCHNEIDER INC,PTNO:RXZE2S108M,ADDITIONAL FEATURES EN:12A,250VAC,8 PIN,SEPERATE CONTACT,TERMINATION TYPE:SCREW,MOUNTING TYPE:DIN RAIL,RELAY BASE RXZ,SUIT RXM2 RELAYS |  | RXZE2S108M | 3000344 | SCHNEIDER INC | SCHNEIDER INC | RXZE2S108M | [18 empty] | SOCKET | NO MODIFIER | TYPE |  | SIZE |  | MATERIAL |  | HAZARD CLASS |  | CERTIFICATION/STANDARD |  | ADDITIONAL FEATURES EN | 12A,250VAC,8 PIN,SEPERATE CONTACT | [60 empty] | TERMINATION TYPE:SCREW,MOUNTING TYPE:DIN RAIL,RELAY BASE RXZ,SUIT RXM2 RELAYS
STP_009 | Data Enrichment | NGB |  | 2023-07-03 |  |  | 1260061 | 1260061 | SOCKET;SCHN,SL106-736 | SOCKET;MNFR:SCHNEIDER INC,PTNO:SL106-736 |  | SL106-736 | 3000344 | SCHNEIDER INC | SCHNEIDER INC | SL106-736 | [18 empty] | SOCKET | NO MODIFIER | TYPE |  | SIZE |  | MATERIAL |  | HAZARD CLASS |  | CERTIFICATION/STANDARD |  | ADDITIONAL FEATURES EN
STP_009 | Data Enrichment | NGB |  | 2023-07-03 |  |  | 1272711 | 1272711 | SOCKET;SCHN,WMB310L,OUT,250 V,METAL CLAD | SOCKET;MNFR:SCHNEIDER INC,PTNO:WMB310L,ADDITIONAL FEATURES EN:OUTLET,250 V,METAL CLAD,1 GANG,2 FLAT,1 ROUND,IP66,BRAND:CLIPSAL | 01)CNW (MOUNT ISA) ELECT WHO,01)CLIWMB310L,SOCKET,01)OUTLET,250 V,METAL CLAD,1 G | WMB310L | 3000344 | SCHNEIDER INC | SCHNEIDER INC | WMB310L | [18 empty] | SOCKET | NO MODIFIER | TYPE |  | SIZE |  | MATERIAL |  | HAZARD CLASS |  | CERTIFICATION/STANDARD |  | ADDITIONAL FEATURES EN | OUTLET,250 V,METAL CLAD,1 GANG,2 FLAT,1 ROUND,IP66 | [60 empty] | BRAND:CLIPSAL
STP_009 | Data Enrichment | NGB |  | 2023-07-03 |  |  | 1272882 | 1272882 | SOCKET;STLY,03403408,IMPACT DEEP,36 MM | SOCKET;MNFR:STANLEY,PTNO:03403408,ADDITIONAL FEATURES EN:IMPACT DEEP,36 MM, HEX, 1/2IN SQ DR | 01)J BLACKWOOD & SONS,01)3403408,SOCKET,01)IMPACT DEEP,36 MM,02) HEX, 1/2IN SQ DR | 3403408 | 3000451 | STANLEY | STANLEY | 03403408 | [18 empty] | SOCKET | NO MODIFIER | TYPE |  | SIZE |  | MATERIAL |  | HAZARD CLASS |  | CERTIFICATION/STANDARD |  | ADDITIONAL FEATURES EN | IMPACT DEEP,36 MM,HEX,1/2IN SQ DR
STP_009 | Data Enrichment | NEN |  | 2023-07-03 |  |  | 1258326 | 1258326 | TUBE,MTLC;DIEC,BSH9160 | TUBE,METALLIC;MNFR:DIECI,PTNO:BSH9160,ADDITIONAL FEATURES EN:RIDGID | TUBE,METALLIC,01)RIDGID | BSH9160 | 3000511 | DIECI | DIECI | BSH9160 | [18 empty] | TUBE | METALLIC | INSIDE DIAMETER |  | OUTSIDE DIAMETER |  | LENGTH |  | WALL THICKNESS |  | MATERIAL |  | MATERIAL SPECIFICATION |  | PRESSURE RATING |  | STRUCTURE |  | HAZARD CLASS |  | CERTIFICATION/STANDARD |  | ADDITIONAL FEATURES EN | RIDGID
STP_009 | Data Enrichment | NEN |  | 2023-07-03 |  |  | 1258240 | 1258240 | TUBE,MTLC;INTMD | TUBE,METALLIC;ADDITIONAL FEATURES EN:INTERMEDIATE,MNFR:SIEMENS,PTNO:P2941-12,MNFR:01)JASON,PTNO:01)412 | 01)INTERMEDIATE,01)JASON,01)412,TUBE | P2941-12 | 3000032 | SIEMENS | 01)JASON | 01)412 | [18 empty] | TUBE | METALLIC | INSIDE DIAMETER |  | OUTSIDE DIAMETER |  | LENGTH |  | WALL THICKNESS |  | MATERIAL |  | MATERIAL SPECIFICATION |  | PRESSURE RATING |  | STRUCTURE |  | HAZARD CLASS |  | CERTIFICATION/STANDARD |  | ADDITIONAL FEATURES EN | INTERMEDIATE
STP_009 | Data Enrichment | NEN |  | 2023-07-03 |  |  | 1218289 | 1218289 | TUBE,MTLC;STAU,TUM-16x2-L6-W66/01-S01,16 | TUBE,METALLIC;MNFR:STAUFF HYDRAULIC ACCESSORY,PTNO:TUM-16x2-L6-W66/01-S01,ADDITIONAL FEATURES EN:16X2MM | 01)ISADRAULICS,01)TUM-16X2-L6-W66/01-S01,TUBE,METALLIC,01)16X2MM | TUM-16x2-L6-W66/01-S01 | 3000351 | STAUFF HYDRAULIC ACCESSOR | STAUFF HYDRAULIC ACCESSORY | TUM-16x2-L6-W66/01-S01 | [18 empty] | TUBE | METALLIC | INSIDE DIAMETER |  | OUTSIDE DIAMETER |  | LENGTH |  | WALL THICKNESS |  | MATERIAL |  | MATERIAL SPECIFICATION |  | PRESSURE RATING |  | STRUCTURE |  | HAZARD CLASS |  | CERTIFICATION/STANDARD |  | ADDITIONAL FEATURES EN | 16X2MM
STP_009 | Data Enrichment | NEN |  | 2023-07-03 |  |  | 1218290 | 1218290 | TUBE,MTLC;STAU,TUM-25x2-L6-W66/01-S01,25 | TUBE,METALLIC;MNFR:STAUFF HYDRAULIC ACCESSORY,PTNO:TUM-25x2-L6-W66/01-S01,ADDITIONAL FEATURES EN:25X2MM | 01)ISADRAULICS,01)TUM-25X2-L6-W66/01-S01,TUBE,METALLIC,01)25X2MM | TUM-25x2-L6-W66/01-S01 | 3000351 | STAUFF HYDRAULIC ACCESSOR | STAUFF HYDRAULIC ACCESSORY | TUM-25x2-L6-W66/01-S01 | [18 empty] | TUBE | METALLIC | INSIDE DIAMETER |  | OUTSIDE DIAMETER |  | LENGTH |  | WALL THICKNESS |  | MATERIAL |  | MATERIAL SPECIFICATION |  | PRESSURE RATING |  | STRUCTURE |  | HAZARD CLASS |  | CERTIFICATION/STANDARD |  | ADDITIONAL FEATURES EN | 25X2MM
STP_009 | Data Enrichment | NEN |  | 2023-07-03 |  |  | 1218291 | 1218291 | TUBE,MTLC;STAU,TUM-38x4-L6-W66/01-S01,38 | TUBE,METALLIC;MNFR:STAUFF HYDRAULIC ACCESSORY,PTNO:TUM-38x4-L6-W66/01-S01,ADDITIONAL FEATURES EN:38X4MM | 01)ISADRAULICS,01)TUM-38X4-L6-W66/01-S01,TUBE,METALLIC,01)38X4MM | TUM-38x4-L6-W66/01-S01 | 3000351 | STAUFF HYDRAULIC ACCESSOR | STAUFF HYDRAULIC ACCESSORY | TUM-38x4-L6-W66/01-S01 | [18 empty] | TUBE | METALLIC | INSIDE DIAMETER |  | OUTSIDE DIAMETER |  | LENGTH |  | WALL THICKNESS |  | MATERIAL |  | MATERIAL SPECIFICATION |  | PRESSURE RATING |  | STRUCTURE |  | HAZARD CLASS |  | CERTIFICATION/STANDARD |  | ADDITIONAL FEATURES EN | 38X4MM
STP_009 | Data Enrichment | NEN |  | 2023-07-03 |  |  | 1240669 | 1240669 | TUBE;CUM,3092103 | TUBE;MNFR:CUMMINS,PTNO:3092103 | TUBE | 3092103 | 3000018 | CUMMINS | CUMMINS | 3092103 | [18 empty] | TUBE | NO MODIFIER | TYPE |  | SIZE |  | MATERIAL |  | MATERIAL SPECIFICATION |  | PRESSURE RATING |  | TEMPERATURE RATING |  | HAZARD CLASS |  | CERTIFICATION/STANDARD |  | ADDITIONAL FEATURES EN
STP_009 | Data Enrichment | NEN |  | 2023-07-03 |  |  | 1214473 | 1214473 | TUBE;CUM,3903523 | TUBE;MNFR:CUMMINS,PTNO:3903523 | TUBE | 3903523 | 3000018 | CUMMINS | CUMMINS | 3903523 | [18 empty] | TUBE | NO MODIFIER | TYPE |  | SIZE |  | MATERIAL |  | MATERIAL SPECIFICATION |  | PRESSURE RATING |  | TEMPERATURE RATING |  | HAZARD CLASS |  | CERTIFICATION/STANDARD |  | ADDITIONAL FEATURES EN
STP_009 | Data Enrichment | NEN |  | 2023-07-03 |  |  | 1214474 | 1214474 | TUBE;CUM,3903525 | TUBE;MNFR:CUMMINS,PTNO:3903525 | TUBE | 3903525 | 3000018 | CUMMINS | CUMMINS | 3903525 | [18 empty] | TUBE | NO MODIFIER | TYPE |  | SIZE |  | MATERIAL |  | MATERIAL SPECIFICATION |  | PRESSURE RATING |  | TEMPERATURE RATING |  | HAZARD CLASS |  | CERTIFICATION/STANDARD |  | ADDITIONAL FEATURES EN
STP_009 | Data Enrichment | NEN |  | 2023-07-03 |  |  | 1249298 | 1249298 | TUBE;CUM,4978595 | TUBE;MNFR:CUMMINS,PTNO:4978595 | TUBE | 4978595 | 3000018 | CUMMINS | CUMMINS | 4978595 | [18 empty] | TUBE | NO MODIFIER | TYPE |  | SIZE |  | MATERIAL |  | MATERIAL SPECIFICATION |  | PRESSURE RATING |  | TEMPERATURE RATING |  | HAZARD CLASS |  | CERTIFICATION/STANDARD |  | ADDITIONAL FEATURES EN
STP_009 | Data Enrichment | NEN |  | 2023-07-03 |  |  | 1249630 | 1249630 | TUBE;CUM,4994135 | TUBE;MNFR:CUMMINS,PTNO:4994135 | TUBE | 4994135 | 3000018 | CUMMINS | CUMMINS | 4994135 | [18 empty] | TUBE | NO MODIFIER | TYPE |  | SIZE |  | MATERIAL |  | MATERIAL SPECIFICATION |  | PRESSURE RATING |  | TEMPERATURE RATING |  | HAZARD CLASS |  | CERTIFICATION/STANDARD |  | ADDITIONAL FEATURES EN
STP_009 | Data Enrichment | NEN |  | 2023-07-03 |  |  | 1249629 | 1249629 | TUBE;CUM,5269714 | TUBE;MNFR:CUMMINS,PTNO:5269714 | TUBE | 5269714 | 3000018 | CUMMINS | CUMMINS | 5269714 | [18 empty] | TUBE | NO MODIFIER | TYPE |  | SIZE |  | MATERIAL |  | MATERIAL SPECIFICATION |  | PRESSURE RATING |  | TEMPERATURE RATING |  | HAZARD CLASS |  | CERTIFICATION/STANDARD |  | ADDITIONAL FEATURES EN
STP_009 | Data Enrichment | NEN |  | 2023-07-03 |  |  | 1333437 | 1333437 | TUBE;DIEC,BKF4630 | TUBE;MNFR:DIECI,PTNO:BKF4630,ADDITIONAL FEATURES EN:PIPE | TUBE,01)PIPE | BKF4630 | 3000511 | DIECI | DIECI | BKF4630 | [18 empty] | TUBE | NO MODIFIER | TYPE |  | SIZE |  | MATERIAL |  | MATERIAL SPECIFICATION |  | PRESSURE RATING |  | TEMPERATURE RATING |  | HAZARD CLASS |  | CERTIFICATION/STANDARD |  | ADDITIONAL FEATURES EN | PIPE
STP_009 | Data Enrichment | NEN |  | 2023-07-03 |  |  | 1333547 | 1333547 | TUBE;DIEC,BWF1341 | TUBE;MNFR:DIECI,PTNO:BWF1341,ADDITIONAL FEATURES EN:SUPPORT | TUBE,01)SUPPORT | BWF1341 | 3000511 | DIECI | DIECI | BWF1341 | [18 empty] | TUBE | NO MODIFIER | TYPE |  | SIZE |  | MATERIAL |  | MATERIAL SPECIFICATION |  | PRESSURE RATING |  | TEMPERATURE RATING |  | HAZARD CLASS |  | CERTIFICATION/STANDARD |  | ADDITIONAL FEATURES EN | SUPPORT
STP_009 | Data Enrichment | NEN |  | 2023-07-03 |  |  | 1219481 | 1219481 | TUBE;DRAG,3539140,TUBING TYGON | TUBE;MNFR:DRAEGER,PTNO:3539140,ADDITIONAL FEATURES EN:TUBING TYGON | 01)ALLIANCE SAFETY EQUIPMENT,01)3539140,TUBE,01)TUBING TYGON | 3539140 | 3000423 | DRAEGER | DRAEGER | 3539140 | [18 empty] | TUBE | NO MODIFIER | TYPE |  | SIZE |  | MATERIAL |  | MATERIAL SPECIFICATION |  | PRESSURE RATING |  | TEMPERATURE RATING |  | HAZARD CLASS |  | CERTIFICATION/STANDARD |  | ADDITIONAL FEATURES EN | TUBING TYGON
STP_009 | Data Enrichment | NEN |  | 2023-07-03 |  |  | 1272770 | 1272770 | TUBE;DRAG,6728511,CARBON MONOXIDE 5/A-P | TUBE;MNFR:DRAEGER,PTNO:6728511,ADDITIONAL FEATURES EN:CARBON MONOXIDE 5/A-P,PACK OF 10 | 01)ALLIANCE SAFETY EQUIPMENT,01)6728511,TUBE,01)CARBON MONOXIDE 5/A-P,02)PACK OF 10 | 6728511 | 3000423 | DRAEGER | DRAEGER | 6728511 | [18 empty] | TUBE | NO MODIFIER | TYPE |  | SIZE |  | MATERIAL |  | MATERIAL SPECIFICATION |  | PRESSURE RATING |  | TEMPERATURE RATING |  | HAZARD CLASS |  | CERTIFICATION/STANDARD |  | ADDITIONAL FEATURES EN | CARBON MONOXIDE 5/A-P,PACK OF 10
STP_009 | Data Enrichment | NEN |  | 2023-07-03 |  |  | 1272769 | 1272769 | TUBE;DRAG,6728521,CARBON DIOXIDE 100/A-P | TUBE;MNFR:DRAEGER,PTNO:6728521,ADDITIONAL FEATURES EN:CARBON DIOXIDE 100/A-P,PACK OF 10 | 01)ALLIANCE SAFETY EQUIPMENT,01)6728521,TUBE,01)CARBON DIOXIDE 100/A-P,02)PACK OF 10 | 6728521 | 3000423 | DRAEGER | DRAEGER | 6728521 | [18 empty] | TUBE | NO MODIFIER | TYPE |  | SIZE |  | MATERIAL |  | MATERIAL SPECIFICATION |  | PRESSURE RATING |  | TEMPERATURE RATING |  | HAZARD CLASS |  | CERTIFICATION/STANDARD |  | ADDITIONAL FEATURES EN | CARBON DIOXIDE 100/A-P,PACK OF 10
STP_009 | Data Enrichment | NEN |  | 2023-07-03 |  |  | 1272771 | 1272771 | TUBE;DRAG,8103061,WATER VAPOUR 20/A-P | TUBE;MNFR:DRAEGER,PTNO:8103061,ADDITIONAL FEATURES EN:WATER VAPOUR 20/A-P, PACK OF 10 | 01)ALLIANCE SAFETY EQUIPMENT,01)8103061,TUBE,01)WATER VAPOUR 20/A-P,02) PACK OF 10 | 8103061 | 3000423 | DRAEGER | DRAEGER | 8103061 | [18 empty] | TUBE | NO MODIFIER | TYPE |  | SIZE |  | MATERIAL |  | MATERIAL SPECIFICATION |  | PRESSURE RATING |  | TEMPERATURE RATING |  | HAZARD CLASS |  | CERTIFICATION/STANDARD |  | ADDITIONAL FEATURES EN | WATER VAPOUR 20/A-P,PACK OF 10
STP_009 | Data Enrichment | NEN |  | 2023-07-03 |  |  | 1217353 | 1217353 | TUBE;DRVT,EMI-ELP-173953,ENZ-N-6-50/ENZE | TUBE;MNFR:DRIVETRAIN,PTNO:EMI-ELP-173953,ADDITIONAL FEATURES EN:ENZ-N-6-50/ENZED,ROLL 50M | 01)DRIVETRAIN AUSTRALIA,01)EMI-ELP-173953,TUBE,01)ENZ-N-6-50/ENZED,ROLL 50M | EMI-ELP-173953 | 3000461 | DRIVETRAIN | DRIVETRAIN | EMI-ELP-173953 | [18 empty] | TUBE | NO MODIFIER | TYPE |  | SIZE |  | MATERIAL |  | MATERIAL SPECIFICATION |  | PRESSURE RATING |  | TEMPERATURE RATING |  | HAZARD CLASS |  | CERTIFICATION/STANDARD |  | ADDITIONAL FEATURES EN | ENZ-N-6-50/ENZED,ROLL 50M
STP_009 | Data Enrichment | NEN |  | 2023-07-03 |  |  | 1213292 | 1213292 | TUBE;DRVT,IFI24957,INJCTR,NO 1 | TUBE;MNFR:DRIVETRAIN,PTNO:IFI24957,ADDITIONAL FEATURES EN:INJECTOR,NO 1 | 01)DRIVETRAIN AUSTRALIA,01)IFI24957,TUBE,01)INJECTOR,NO 1 | IFI24957 | 3000461 | DRIVETRAIN | DRIVETRAIN | IFI24957 | [18 empty] | TUBE | NO MODIFIER | TYPE |  | SIZE |  | MATERIAL |  | MATERIAL SPECIFICATION |  | PRESSURE RATING |  | TEMPERATURE RATING |  | HAZARD CLASS |  | CERTIFICATION/STANDARD |  | ADDITIONAL FEATURES EN | INJECTOR,NO 1
STP_009 | Data Enrichment | NEN |  | 2023-07-03 |  |  | 1213293 | 1213293 | TUBE;DRVT,IFI24958,INJCTR,NO 2 | TUBE;MNFR:DRIVETRAIN,PTNO:IFI24958,ADDITIONAL FEATURES EN:INJECTOR,NO 2 | 01)DRIVETRAIN AUSTRALIA,01)IFI24958,TUBE,01)INJECTOR,NO 2 | IFI24958 | 3000461 | DRIVETRAIN | DRIVETRAIN | IFI24958 | [18 empty] | TUBE | NO MODIFIER | TYPE |  | SIZE |  | MATERIAL |  | MATERIAL SPECIFICATION |  | PRESSURE RATING |  | TEMPERATURE RATING |  | HAZARD CLASS |  | CERTIFICATION/STANDARD |  | ADDITIONAL FEATURES EN | INJECTOR,NO 2
STP_009 | Data Enrichment | NEN |  | 2023-07-03 |  |  | 1213294 | 1213294 | TUBE;DRVT,IFI24959,INJCTR,NO 3 | TUBE;MNFR:DRIVETRAIN,PTNO:IFI24959,ADDITIONAL FEATURES EN:INJECTOR,NO 3 | 01)DRIVETRAIN AUSTRALIA,01)IFI24959,TUBE,01)INJECTOR,NO 3 | IFI24959 | 3000461 | DRIVETRAIN | DRIVETRAIN | IFI24959 | [18 empty] | TUBE | NO MODIFIER | TYPE |  | SIZE |  | MATERIAL |  | MATERIAL SPECIFICATION |  | PRESSURE RATING |  | TEMPERATURE RATING |  | HAZARD CLASS |  | CERTIFICATION/STANDARD |  | ADDITIONAL FEATURES EN | INJECTOR,NO 3
STP_009 | Data Enrichment | NEN |  | 2023-07-03 |  |  | 1213295 | 1213295 | TUBE;DRVT,IFI24960,INJCTR,NO 4 | TUBE;MNFR:DRIVETRAIN,PTNO:IFI24960,ADDITIONAL FEATURES EN:INJECTOR,NO 4 | 01)DRIVETRAIN AUSTRALIA,01)IFI24960,TUBE,01)INJECTOR,NO 4 | IFI24960 | 3000461 | DRIVETRAIN | DRIVETRAIN | IFI24960 | [18 empty] | TUBE | NO MODIFIER | TYPE |  | SIZE |  | MATERIAL |  | MATERIAL SPECIFICATION |  | PRESSURE RATING |  | TEMPERATURE RATING |  | HAZARD CLASS |  | CERTIFICATION/STANDARD |  | ADDITIONAL FEATURES EN | INJECTOR,NO 4
STP_009 | Data Enrichment | NEN |  | 2023-07-03 |  |  | 1213296 | 1213296 | TUBE;DRVT,IFI24961,INJCTR,FUEL | TUBE;MNFR:DRIVETRAIN,PTNO:IFI24961,ADDITIONAL FEATURES EN:INJECTOR,FUEL | 01)DRIVETRAIN AUSTRALIA,01)IFI24961,TUBE,01)INJECTOR,FUEL | IFI24961 | 3000461 | DRIVETRAIN | DRIVETRAIN | IFI24961 | [18 empty] | TUBE | NO MODIFIER | TYPE |  | SIZE |  | MATERIAL |  | MATERIAL SPECIFICATION |  | PRESSURE RATING |  | TEMPERATURE RATING |  | HAZARD CLASS |  | CERTIFICATION/STANDARD |  | ADDITIONAL FEATURES EN | INJECTOR,FUEL
STP_009 | Data Enrichment | NEN |  | 2023-07-03 |  |  | 1213297 | 1213297 | TUBE;DRVT,IFI24962,FUEL | TUBE;MNFR:DRIVETRAIN,PTNO:IFI24962,ADDITIONAL FEATURES EN:FUEL | 01)DRIVETRAIN AUSTRALIA,01)IFI24962,TUBE,01)FUEL | IFI24962 | 3000461 | DRIVETRAIN | DRIVETRAIN | IFI24962 | [18 empty] | TUBE | NO MODIFIER | TYPE |  | SIZE |  | MATERIAL |  | MATERIAL SPECIFICATION |  | PRESSURE RATING |  | TEMPERATURE RATING |  | HAZARD CLASS |  | CERTIFICATION/STANDARD |  | ADDITIONAL FEATURES EN | FUEL
STP_009 | Data Enrichment | NEN |  | 2023-07-03 |  |  | 1213298 | 1213298 | TUBE;DRVT,IFI24964,FUEL | TUBE;MNFR:DRIVETRAIN,PTNO:IFI24964,ADDITIONAL FEATURES EN:FUEL | 01)DRIVETRAIN AUSTRALIA,01)IFI24964,TUBE,01)FUEL | IFI24964 | 3000461 | DRIVETRAIN | DRIVETRAIN | IFI24964 | [18 empty] | TUBE | NO MODIFIER | TYPE |  | SIZE |  | MATERIAL |  | MATERIAL SPECIFICATION |  | PRESSURE RATING |  | TEMPERATURE RATING |  | HAZARD CLASS |  | CERTIFICATION/STANDARD |  | ADDITIONAL FEATURES EN | FUEL
STP_009 | Data Enrichment | NEN |  | 2023-07-03 |  |  | 1213304 | 1213304 | TUBE;DRVT,IFI24990,TURBO,OIL,FEED | TUBE;MNFR:DRIVETRAIN,PTNO:IFI24990,ADDITIONAL FEATURES EN:TURBO,OIL,FEED | 01)DRIVETRAIN AUSTRALIA,01)IFI24990,TUBE,01)TURBO,OIL,FEED | IFI24990 | 3000461 | DRIVETRAIN | DRIVETRAIN | IFI24990 | [18 empty] | TUBE | NO MODIFIER | TYPE |  | SIZE |  | MATERIAL |  | MATERIAL SPECIFICATION |  | PRESSURE RATING |  | TEMPERATURE RATING |  | HAZARD CLASS |  | CERTIFICATION/STANDARD |  | ADDITIONAL FEATURES EN | TURBO,OIL,FEED
STP_009 | Data Enrichment | NEN |  | 2023-07-03 |  |  | 1213305 | 1213305 | TUBE;DRVT,IFI24991,TURBO,OIL,DRN | TUBE;MNFR:DRIVETRAIN,PTNO:IFI24991,ADDITIONAL FEATURES EN:TURBO,OIL,DRAIN | 01)DRIVETRAIN AUSTRALIA,01)IFI24991,TUBE,01)TURBO,OIL,DRAIN | IFI24991 | 3000461 | DRIVETRAIN | DRIVETRAIN | IFI24991 | [18 empty] | TUBE | NO MODIFIER | TYPE |  | SIZE |  | MATERIAL |  | MATERIAL SPECIFICATION |  | PRESSURE RATING |  | TEMPERATURE RATING |  | HAZARD CLASS |  | CERTIFICATION/STANDARD |  | ADDITIONAL FEATURES EN | TURBO,OIL,DRAIN
STP_009 | Data Enrichment | NEN |  | 2023-07-03 |  |  | 1213482 | 1213482 | TUBE;DRVT,IFI33084,SERVICE BRAKE | TUBE;MNFR:DRIVETRAIN,PTNO:IFI33084,ADDITIONAL FEATURES EN:SERVICE BRAKE |  | IFI33084 | 3000461 | DRIVETRAIN | DRIVETRAIN | IFI33084 | [18 empty] | TUBE | NO MODIFIER | TYPE |  | SIZE |  | MATERIAL |  | MATERIAL SPECIFICATION |  | PRESSURE RATING |  | TEMPERATURE RATING |  | HAZARD CLASS |  | CERTIFICATION/STANDARD |  | ADDITIONAL FEATURES EN | SERVICE BRAKE
STP_009 | Data Enrichment | NEN |  | 2023-07-03 |  |  | 1213483 | 1213483 | TUBE;DRVT,IFI33085,PARK BRAKE | TUBE;MNFR:DRIVETRAIN,PTNO:IFI33085,ADDITIONAL FEATURES EN:PARK BRAKE |  | IFI33085 | 3000461 | DRIVETRAIN | DRIVETRAIN | IFI33085 | [18 empty] | TUBE | NO MODIFIER | TYPE |  | SIZE |  | MATERIAL |  | MATERIAL SPECIFICATION |  | PRESSURE RATING |  | TEMPERATURE RATING |  | HAZARD CLASS |  | CERTIFICATION/STANDARD |  | ADDITIONAL FEATURES EN | PARK BRAKE
STP_009 | Data Enrichment | NEN |  | 2023-07-03 |  |  | 1274421 | 1274421 | TUBE;PRKH,10 FBU-S,5/8IN,1/2IN,NPT,FERUL | TUBE;MNFR:PARKER HANNIFIN,PTNO:10 FBU-S,ADDITIONAL FEATURES EN:5/8IN,1/2IN,NPT,FERULOK FITTING |  | 10 FBU-S | 3000331 | PARKER HANNIFIN | PARKER HANNIFIN | 10 FBU-S | [18 empty] | TUBE | NO MODIFIER | TYPE |  | SIZE |  | MATERIAL |  | MATERIAL SPECIFICATION |  | PRESSURE RATING |  | TEMPERATURE RATING |  | HAZARD CLASS |  | CERTIFICATION/STANDARD |  | ADDITIONAL FEATURES EN | 5/8IN,1/2IN,NPT,FERULOK FITTING
STP_009 | Data Enrichment | NEN |  | 2023-07-03 |  |  | 1267265 | 1267265 | TUBE;PRKH,EMI-RBW-6X1M-TBLN,6X1MMX 6M,SS | TUBE;MNFR:PARKER HANNIFIN,PTNO:EMI-RBW-6X1M-TBLN,ADDITIONAL FEATURES EN:6X1MMX 6M,SS | 01)ENZED MOUNT ISA(RKM INVES,01)EMI-RBW-6X1M-TBLN,TUBE,01)6X1MMX 6M,SS | EMI-RBW-6X1M-TBLN | 3000331 | PARKER HANNIFIN | PARKER HANNIFIN | EMI-RBW-6X1M-TBLN | [18 empty] | TUBE | NO MODIFIER | TYPE |  | SIZE |  | MATERIAL |  | MATERIAL SPECIFICATION |  | PRESSURE RATING |  | TEMPERATURE RATING |  | HAZARD CLASS |  | CERTIFICATION/STANDARD |  | ADDITIONAL FEATURES EN | 6X1MMX 6M,SS
STP_009 | Data Enrichment | NEN |  | 2023-07-03 |  |  | 1275742 | 1275742 | TUBE;SCHN,XVBC020,SUPRT | TUBE;MNFR:SCHNEIDER INC,PTNO:XVBC020,ADDITIONAL FEATURES EN:SUPPORT | 01)RS COMPONENTS PTY LTD,01)XVBC020,TUBE,01)SUPPORT | XVBC020 | 3000344 | SCHNEIDER INC | SCHNEIDER INC | XVBC020 | [18 empty] | TUBE | NO MODIFIER | TYPE |  | SIZE |  | MATERIAL |  | MATERIAL SPECIFICATION |  | PRESSURE RATING |  | TEMPERATURE RATING |  | HAZARD CLASS |  | CERTIFICATION/STANDARD |  | ADDITIONAL FEATURES EN | SUPPORT
STP_009 | Data Enrichment | NEN |  | 2023-07-03 |  |  | 1273636 | 1273636 | TUBE;SWAG,MS-TST-24,DEBURRING TOOL | TUBE;MNFR:SWAGELOK LTD,PTNO:MS-TST-24,ADDITIONAL FEATURES EN:DEBURRING TOOL | TUBE,01)DEBURRING TOOL | MS-TST-24 | 3000355 | SWAGELOK LTD | SWAGELOK LTD | MS-TST-24 | [18 empty] | TUBE | NO MODIFIER | TYPE |  | SIZE |  | MATERIAL |  | MATERIAL SPECIFICATION |  | PRESSURE RATING |  | TEMPERATURE RATING |  | HAZARD CLASS |  | CERTIFICATION/STANDARD |  | ADDITIONAL FEATURES EN | DEBURRING TOOL
STP_009 | Data Enrichment | NEN |  | 2023-07-03 |  |  | 1269192 | 1269192 | TUBE;SWAG,SS25-T8-S-035-BA,12.70X0.89MM | TUBE;MNFR:SWAGELOK LTD,PTNO:SS25-T8-S-035-BA,ADDITIONAL FEATURES EN:12.70X0.89MM INST 316L BA | 01)CNW (MOUNT ISA) ELECT WHO,01)SWASS25-T8-S-035-BA,TUBE,01)12.70X0.89MM INST 316L BA | SS25-T8-S-035-BA | 3000355 | SWAGELOK LTD | SWAGELOK LTD | SS25-T8-S-035-BA | [18 empty] | TUBE | NO MODIFIER | TYPE |  | SIZE |  | MATERIAL |  | MATERIAL SPECIFICATION |  | PRESSURE RATING |  | TEMPERATURE RATING |  | HAZARD CLASS |  | CERTIFICATION/STANDARD |  | ADDITIONAL FEATURES EN | 12.70X0.89MM INST 316L BA
STP_009 | Data Enrichment | NGB |  | 2023-07-03 |  |  | 1253949 | 1253949 | ZZ - REPLACED BY 1265560 | SOCKET,RELAY;MNFR:PHOENIX CONTACT,PTNO:2966016,ADDITIONAL FEATURES EN:PLC-BSC-24DC/21 | 01)CNW (MOUNT ISA) ELECT WHO,01)2966016,SOCKET,RELAY,01)PLC-BSC-24DC/21 | 2966016 | 3000652 | PHOENIX CONTACT | PHOENIX CONTACT | 2966016 | [18 empty] | SOCKET | RELAY | TYPE |  | NUMBER OF PINS |  | VOLTAGE RATING |  | CURRENT RATING |  | TERMINAL TYPE |  | MOUNTING TYPE |  | SIZE |  | MATERIAL |  | HAZARD CLASS |  | CERTIFICATION/STANDARD |  | ADDITIONAL FEATURES EN | PLC-BSC-24DC/21
STP_009 | Data Enrichment | KIB |  | 2023-07-03 |  |  | 1254274 | 1254274 | ZZ - REPLACED BY 1552608 | BATTERY;MNFR:MILWAUKEE ELECTRIC TOOL,PTNO:M12B6 |  | M12B6 | 3000317 | MILWAUKEE ELECTRIC TOOL | MILWAUKEE ELECTRIC TOOL | M12B6 | [18 empty] | BATTERY | NO MODIFIER | TYPE |  | VOLTAGE RATING |  | CAPACITY |  | SIZE DESIGNATION |  | SIZE |  | CONNECTION TYPE |  | BATTERY LIFE |  | TEMPERATURE RATING |  | HAZARD CLASS |  | CERTIFICATION/STANDARD |  | ADDITIONAL FEATURES EN
STP_009 | Data Enrichment | KIB |  | 2023-07-03 |  |  | 1254027 | 1254027 | ZZ - REPLACED BY 1555982 | ELBOW;MNFR:DRIVETRAIN,PTNO:1J743-12-12,ADDITIONAL FEATURES EN:TUBE-HOSE:3/4 IN ,CRIMP HOSE FITTING,TUBE ADAPTER,CONNECTION A,FEMA | 01)DRIVETRAIN AUSTRALIA,01)1J743-12-12,ELBOW,01)TUBE-HOSE:3/4 IN ,CRIMP HOS | 1J743-12-12 | 3000461 | DRIVETRAIN | DRIVETRAIN | 1J743-12-12 | [18 empty] | ELBOW | NO MODIFIER | TYPE |  | ANGLE |  | NOMINAL SIZE |  | END CONNECTION |  | MATERIAL |  | MATERIAL SPECIFICATION |  | COATING/FINISH |  | LENGTH |  | HAZARD CLASS |  | CERTIFICATION/STANDARD |  | ADDITIONAL FEATURES EN | TUBE-HOSE:3/4 IN,CRIMP HOSE FITTING,TUBE ADAPTER,CONNECTION A,FEMA
STP_009 | Data Enrichment | KIB |  | 2023-07-03 |  |  | 1254028 | 1254028 | ZZ - REPLACED BY 1555983 | ELBOW;MNFR:DRIVETRAIN,PTNO:1J743-4-4,ADDITIONAL FEATURES EN:HOSE:9/16-18 THREAD,45DEG,HOSE SIZE - 04,FEMALE ORS SWIVEL,(FRA) | 01)DRIVETRAIN AUSTRALIA,01)1J743-4-4,ELBOW,01)HOSE:9/16-18 THREAD,45DEG,H | 1J743-4-4 | 3000461 | DRIVETRAIN | DRIVETRAIN | 1J743-4-4 | [18 empty] | ELBOW | NO MODIFIER | TYPE |  | ANGLE |  | NOMINAL SIZE |  | END CONNECTION |  | MATERIAL |  | MATERIAL SPECIFICATION |  | COATING/FINISH |  | LENGTH |  | HAZARD CLASS |  | CERTIFICATION/STANDARD |  | ADDITIONAL FEATURES EN | HOSE:9/16-18 THREAD,45DEG,HOSE SIZE - 04,FEMALE ORS SWIVEL,(FRA)
STP_009 | Data Enrichment | KIB |  | 2023-07-03 |  |  | 1254026 | 1254026 | ZZ - REPLACED BY 1556015 | ELBOW;MNFR:DRIVETRAIN,PTNO:1J943-12-12,ADDITIONAL FEATURES EN:TUBE-HOSE:3/4 IN ,SWIVEL,90DEG,SHORT DROP,CRIMP HOSEFITTING,TUBE AD | 01)DRIVETRAIN AUSTRALIA,01)1J943-12-12,ELBOW,01)TUBE-HOSE:3/4 IN ,SWIVEL,90 | 1J943-12-12 | 3000461 | DRIVETRAIN | DRIVETRAIN | 1J943-12-12 | [18 empty] | ELBOW | NO MODIFIER | TYPE |  | ANGLE |  | NOMINAL SIZE |  | END CONNECTION |  | MATERIAL |  | MATERIAL SPECIFICATION |  | COATING/FINISH |  | LENGTH |  | HAZARD CLASS |  | CERTIFICATION/STANDARD |  | ADDITIONAL FEATURES EN | TUBE-HOSE:3/4 IN,SWIVEL,90DEG,SHORT DROP,CRIMP HOSEFITTING,TUBE AD
STP_009 | Data Enrichment | KIB |  | 2023-07-03 |  |  | 1254033 | 1254033 | ZZ - REPLACED BY 1556016 | ELBOW;MNFR:DRIVETRAIN,PTNO:1J743-8-8,ADDITIONAL FEATURES EN:TUBE-HOSE:1/2 IN ,CRIMP,HOSE FITTING,TUBE ADAPTER,CONNECTION A,FEMA | 01)DRIVETRAIN AUSTRALIA,01)1J743-8-8,ELBOW,01)TUBE-HOSE:1/2 IN ,CRIMP,HOS | 1J743-8-8 | 3000461 | DRIVETRAIN | DRIVETRAIN | 1J743-8-8 | [18 empty] | ELBOW | NO MODIFIER | TYPE |  | ANGLE |  | NOMINAL SIZE |  | END CONNECTION |  | MATERIAL |  | MATERIAL SPECIFICATION |  | COATING/FINISH |  | LENGTH |  | HAZARD CLASS |  | CERTIFICATION/STANDARD |  | ADDITIONAL FEATURES EN | TUBE-HOSE:1/2 IN,CRIMP,HOSE FITTING,TUBE ADAPTER,CONNECTION A,FEMA