## Sheet1
Project | Activities | Production User | Production Comments | Start Date | End Date | Remarks | Griha ID | Material | MAKTX_MARA | TEXT_EN | Class_Char_Values | MFRPN | MFRNR | MFRNR DES (Name) | MNFR | PTNO | Verified MNFR from web | MNFR 1 | PTNO 1 | MNFR 2 | PTNO 2 | Reference URL | Reference URL1 | Item Number | DWG | DRAWING VERSION | POS/TAG | Equipment Type | Equipment Manufacturer | Equipment Model | Equipment Serial | Unused Text | Enriched/Cleansed | UNSPSC Ver.23.07 | Noun | Modifier | Attribute Name 1 | Attribute Value 1 | Attribute Name 2 | Attribute Value 2 | Attribute Name 3 | Attribute Value 3 | Attribute Name 4 | Attribute Value 4 | Attribute Name 5 | Attribute Value 5 | Attribute Name 6 | Attribute Value 6 | Attribute Name 7 | Attribute Value 7 | Attribute Name 8 | Attribute Value 8 | Attribute Name 9 | Attribute Value 9 | Attribute Name 10 | Attribute Value 10 | Attribute Name 11 | Attribute Value 11 | Attribute Name 12 | Attribute Value 12 | Attribute Name 13 | Attribute Value 13 | Attribute Name 14 | Attribute Value 14 | Attribute Name 15 | Attribute Value 15 | Attribute Name 16 | Attribute Value 16 | Attribute Name 17 | Attribute Value 17 | Attribute Name 18 | Attribute Value 18 | Attribute Name 19 | Attribute Value 19 | Attribute Name 20 | Attribute Value 20 | Attribute Name 21 | Attribute Value 21 | Attribute Name 22 | Attribute Value 22 | Attribute Name 23 | Attribute Value 23 | Attribute Name 24 | Attribute Value 24 | Attribute Name 25 | Attribute Value 25 | Attribute Name 26 | Attribute Value 26 | Attribute Name 27 | Attribute Value 27 | Attribute Name 28 | Attribute Value 28 | Attribute Name 29 | Attribute Value 29 | Attribute Name 30 | Attribute Value 30 | Attribute Name 31 | Attribute Value 31 | Attribute Name 32 | Attribute Value 32 | Attribute Name 33 | Attribute Value 33 | Attribute Name 34 | Attribute Value 34 | Attribute Name 35 | Attribute Value 35 | Attribute Name 36 | Attribute Value 36 | Remaining_Information | Status
STP_009 - Lot2 | Data Enrichment | SMX |  | 2023-07-05 |  |  | 1218535 | 1218535 | ACTUATOR,DIAPH;FISV,2E669902202 | ACTUATOR,DIAPH;MNFR:FISHER CONTROLS,PTNO:2E669902202 |  | 2E669902202 | 3000274 | FISHER CONTROLS | FISHER CONTROLS | 2E669902202 | [18 empty] | ACTUATOR | DIAPHRAGM | TYPE |  | ACTUATOR AREA |  | TRAVEL |  | DIAPHRAGM TYPE |  | DIAPHRAGM MATERIAL |  | SIZE |  | CONNECTION SIZE |  | CONNECTION TYPE |  | HOUSING MATERIAL |  | PRESSURE RATING |  | TEMPERATURE RATING |  | HAZARD CLASS |  | CERTIFICATION/STANDARD |  | ADDITIONAL FEATURES EN | [46 empty] | Production Downloaded
STP_009 - Lot2 | Data Enrichment | SMX |  | 2023-07-05 |  |  | 1215868 | 1215868 | ACTUATOR,ELEC;HONE,IC 50-30Q20E,120 VAC | ACTUATOR,ELECTRIC;MNFR:HONEYWELL,PTNO:IC 50-30Q20E,ADDITIONAL FEATURES EN:120 VAC,FREQUENCY: 50/60 HZ,POWER CONSUMPTION: 13/16 VA, IP65,RUNNING TIME: 30/25 S,TORQUE: 20NM,CONVERTER 4 WEST BURNER,BRAND: KROMSCHRODER |  | IC 50-30Q20E | 3000290 | HONEYWELL | HONEYWELL | IC 50-30Q20E | [18 empty] | ACTUATOR | ELECTRIC | TYPE |  | TRAVEL |  | VOLTAGE RATING |  | CURRENT RATING |  | POWER RATING |  | END CONNECTION |  | SHAFT DIAMETER |  | TORQUE RATING |  | INTERFACE TYPE |  | MATERIAL |  | ENCLOSURE |  | TEMPERATURE RATING |  | MOUNTING TYPE |  | HAZARD CLASS |  | CERTIFICATION/STANDARD |  | ADDITIONAL FEATURES EN | 120 VAC | [40 empty] | FREQUENCY: 50/60 HZ,POWER CONSUMPTION: 13/16 VA,IP65,RUNNING TIME: 30/25 S,TORQUE: 20NM,CONVERTER 4 WEST BURNER,BRAND: KROMSCHRODER | Production Downloaded
STP_009 - Lot2 | Data Enrichment | SMX |  | 2023-07-05 |  |  | 1333316 | 1333316 | ACTUATOR,HYDR;DIEC,BHM2614-0G | ACTUATOR,HYDRAULIC;MNFR:DIECI,PTNO:BHM2614-0G,ADDITIONAL FEATURES EN:TILT CYLINDER | ACTUATOR,HYDRAULIC,01)TILT CYLINDER | BHM2614-0G | 3000511 | DIECI | DIECI | BHM2614-0G | [18 empty] | CYLINDER | NO MODIFIER | TYPE |  | CAPACITY |  | MATERIAL |  | SIZE |  | HAZARD CLASS |  | CERTIFICATION/STANDARD |  | ADDITIONAL FEATURES | [60 empty] | Production Downloaded
STP_009 - Lot2 | Data Enrichment | SMX |  | 2023-07-05 |  |  | 1333602 | 1333602 | ACTUATOR,HYDR;DIEC,BHM2715/0D2 | ACTUATOR,HYDRAULIC;MNFR:DIECI,PTNO:BHM2715/0D2,ADDITIONAL FEATURES EN:LIFTING CYLINDER | ACTUATOR,HYDRAULIC,01)LIFTING CYLINDER | BHM2715/0D2 | 3000511 | DIECI | DIECI | BHM2715/0D2 | [18 empty] | ACTUATOR | HYDRAULIC | TYPE |  | TRAVEL |  | INLET CONNECTION SIZE |  | INLET CONNECTION TYPE |  | OUTLET CONNECTION SIZE |  | OUTLET CONNECTION TYPE |  | TORQUE RATING |  | PRESSURE RATING |  | TEMPERATURE RATING |  | MATERIAL |  | MOUNTING TYPE |  | HAZARD CLASS |  | CERTIFICATION/STANDARD |  | ADDITIONAL FEATURES EN | LIFTING CYLINDER | [45 empty] | Production Downloaded
STP_009 - Lot2 | Data Enrichment | SMX |  | 2023-07-05 |  |  | 1333591 | 1333591 | ACTUATOR,HYDR;DIEC,BHM2810N-0G | ACTUATOR,HYDRAULIC;MNFR:DIECI,PTNO:BHM2810N-0G,ADDITIONAL FEATURES EN:TILT CYLINDER | ACTUATOR,HYDRAULIC,01)TILT CYLINDER | BHM2810N-0G | 3000511 | DIECI | DIECI | BHM2810N-0G | [18 empty] | ACTUATOR | HYDRAULIC | TYPE |  | TRAVEL |  | INLET CONNECTION SIZE |  | INLET CONNECTION TYPE |  | OUTLET CONNECTION SIZE |  | OUTLET CONNECTION TYPE |  | TORQUE RATING |  | PRESSURE RATING |  | TEMPERATURE RATING |  | MATERIAL |  | MOUNTING TYPE |  | HAZARD CLASS |  | CERTIFICATION/STANDARD |  | ADDITIONAL FEATURES EN | TILT CYLINDER | [45 empty] | Production Downloaded
STP_009 - Lot2 | Data Enrichment | SMX |  | 2023-07-05 |  |  | 1276006 | 1276006 | ACTUATOR,PNEU;EPM,8025305-20450774 |  |  | 8025305-20450774 | 3000268 | EMERSON PROCESS MANAGEMEN | [20 empty] | ACTUATOR | PNEUMATIC | TYPE |  | TRAVEL |  | INLET CONNECTION SIZE |  | INLET CONNECTION TYPE |  | OUTLET CONNECTION SIZE |  | OUTLET CONNECTION TYPE |  | TORQUE RATING |  | PRESSURE RATING |  | TEMPERATURE RATING |  | MATERIAL |  | MOUNTING TYPE |  | HAZARD CLASS |  | CERTIFICATION/STANDARD |  | ADDITIONAL FEATURES EN | , | [45 empty] | Production Downloaded
STP_009 - Lot2 | Data Enrichment | SMX |  | 2023-07-05 |  |  | 1275238 | 1275238 | ACTUATOR,PNEU;PRKH,PRT-B10 | ACTUATOR,PNEUMATIC;MNFR:PARKER HANNIFIN,PTNO:PRT-B10 | 01)BRAIN INDUSTRIES (INTERNA,01)PRT-B10,ACTUATOR,PNEUMATIC,01)AIR FIT:TIMER 10 TO 180 SEC | PRT-B10 | 3000331 | PARKER HANNIFIN | PARKER HANNIFIN | PRT-B10 | [18 empty] | ACTUATOR | PNEUMATIC | TYPE |  | TRAVEL |  | INLET CONNECTION SIZE |  | INLET CONNECTION TYPE |  | OUTLET CONNECTION SIZE |  | OUTLET CONNECTION TYPE |  | TORQUE RATING |  | PRESSURE RATING |  | TEMPERATURE RATING |  | MATERIAL |  | MOUNTING TYPE |  | HAZARD CLASS |  | CERTIFICATION/STANDARD |  | ADDITIONAL FEATURES EN | [46 empty] | Production Downloaded
STP_009 - Lot2 | Data Enrichment | SMX |  | 2023-07-05 |  |  | 1275239 | 1275239 | ACTUATOR,PNEU;PRKH,PRT-D10 | ACTUATOR,PNEUMATIC;MNFR:PARKER HANNIFIN,PTNO:PRT-D10 | 01)BRAIN INDUSTRIES (INTERNA,01)PRT-D10,ACTUATOR,PNEUMATIC,01)AIR FIT:TIMER 10 TO 180 SEC | PRT-D10 | 3000331 | PARKER HANNIFIN | PARKER HANNIFIN | PRT-D10 | [18 empty] | ACTUATOR | PNEUMATIC | TYPE |  | TRAVEL |  | INLET CONNECTION SIZE |  | INLET CONNECTION TYPE |  | OUTLET CONNECTION SIZE |  | OUTLET CONNECTION TYPE |  | TORQUE RATING |  | PRESSURE RATING |  | TEMPERATURE RATING |  | MATERIAL |  | MOUNTING TYPE |  | HAZARD CLASS |  | CERTIFICATION/STANDARD |  | ADDITIONAL FEATURES EN | [46 empty] | Production Downloaded
STP_009 - Lot2 | Data Enrichment | SMX |  | 2023-07-05 |  |  | 1267573 | 1267573 | ACTUATOR;AB,440GA27143,FULLY FLEX | ACTUATOR;MNFR:ALLEN BRADLEY,PTNO:440GA27143,ADDITIONAL FEATURES EN:FULLY FLEX | 01)REXEL AUSTRALIA,01)ALB440GA27143,ACTUATOR,01)FULLY FLEX | 440GA27143 | 3000226 | ALLEN BRADLEY | ALLEN BRADLEY | 440GA27143 | [18 empty] | ACTUATOR | NO MODIFIER | TYPE |  | SIZE |  | TRAVEL |  | MATERIAL |  | MATERIAL SPECIFICATION |  | HAZARD CLASS |  | CERTIFICATION/STANDARD |  | ADDITIONAL FEATURES EN | FULLY FLEX | [57 empty] | Production Downloaded
STP_009 - Lot2 | Data Enrichment | SMX |  | 2023-07-05 |  |  | 1266529 | 1266529 | ACTUATOR;AB,440NA17233,MC1 | ACTUATOR;MNFR:ALLEN BRADLEY,PTNO:440NA17233,ADDITIONAL FEATURES EN:MC1 | 01)CNW (MOUNT ISA) ELECT WHO,01)NHP440NA17233,ACTUATOR,01)MC1 | 440NA17233 | 3000226 | ALLEN BRADLEY | ALLEN BRADLEY | 440NA17233 | [18 empty] | ACTUATOR | NO MODIFIER | TYPE |  | SIZE |  | TRAVEL |  | MATERIAL |  | MATERIAL SPECIFICATION |  | HAZARD CLASS |  | CERTIFICATION/STANDARD |  | ADDITIONAL FEATURES EN | MC1 | [57 empty] | Production Downloaded
STP_009 - Lot2 | Data Enrichment | SMX |  | 2023-07-05 |  |  | 1218261 | 1218261 | ACTUATOR;ALIM,9102 466 001,WITH PLUG | ACTUATOR;MNFR:ALIMAK,PTNO:9102 466 001,ADDITIONAL FEATURES EN:WITH PLUG | 01)ALIMAK,01)9102 466 001,01)ALIMAK GROUP AUSTRALIA PT,01)9102 466 001,ACTUATOR,01)WITH PLUG | 9102 466 001 | 3000412 | ALIMAK | ALIMAK | 9102 466 001 | [18 empty] | ACTUATOR | NO MODIFIER | TYPE |  | SIZE |  | TRAVEL |  | MATERIAL |  | MATERIAL SPECIFICATION |  | HAZARD CLASS |  | CERTIFICATION/STANDARD |  | ADDITIONAL FEATURES EN | WITH PLUG | [57 empty] | Production Downloaded
STP_009 - Lot2 | Data Enrichment | SMX |  | 2023-07-05 |  |  | 1275310 | 1275310 | ACTUATOR;BELIM,LR24A,RTRY | ACTUATOR;MNFR:BELIMO,PTNO:LR24A,ADDITIONAL FEATURES EN:ROTARY | 01)ACTROL PARTS PTY LTD,01)LR24A,ACTUATOR,01)ROTARY | LR24A | 3000516 | BELIMO | BELIMO | LR24A | [18 empty] | ACTUATOR | NO MODIFIER | TYPE |  | SIZE |  | TRAVEL |  | MATERIAL |  | MATERIAL SPECIFICATION |  | HAZARD CLASS |  | CERTIFICATION/STANDARD |  | ADDITIONAL FEATURES EN | ROTARY | [57 empty] | Production Downloaded
STP_009 - Lot2 | Data Enrichment | SMX |  | 2023-07-05 |  |  | 1322678 | 1322678 | ACTUATOR;SIE,MD117-500 | ACTUATOR;MNFR:SIEMENS,PTNO:MD117-500 | ACTUATOR | MD117-500 | 3000032 | SIEMENS | SIEMENS | MD117-500 | [18 empty] | ACTUATOR | NO MODIFIER | TYPE |  | SIZE |  | TRAVEL |  | MATERIAL |  | MATERIAL SPECIFICATION |  | HAZARD CLASS |  | CERTIFICATION/STANDARD |  | ADDITIONAL FEATURES EN | [58 empty] | Production Downloaded
STP_009 - Lot2 | Data Enrichment | SMX |  | 2023-07-05 |  |  | 1322956 | 1322956 | ACTUATOR;SIE,SIPOS 5 ECOTRON | ACTUATOR;MNFR:SIEMENS,PTNO:SIPOS 5 ECOTRON | ACTUATOR | SIPOS 5 ECOTRON | 3000032 | SIEMENS | SIEMENS | SIPOS 5 ECOTRON | [18 empty] | ACTUATOR | NO MODIFIER | TYPE |  | SIZE |  | TRAVEL |  | MATERIAL |  | MATERIAL SPECIFICATION |  | HAZARD CLASS |  | CERTIFICATION/STANDARD |  | ADDITIONAL FEATURES EN | [58 empty] | Production Downloaded
STP_009 - Lot2 | Data Enrichment | SMX |  | 2023-07-05 |  |  | 1325098 | 1325098 | ACTUATOR;SIE,SQM45.291A9 | ACTUATOR;MNFR:SIEMENS,PTNO:SQM45.291A9 | ACTUATOR | SQM45.291A9 | 3000032 | SIEMENS | SIEMENS | SQM45.291A9 | [18 empty] | ACTUATOR | NO MODIFIER | TYPE |  | SIZE |  | TRAVEL |  | MATERIAL |  | MATERIAL SPECIFICATION |  | HAZARD CLASS |  | CERTIFICATION/STANDARD |  | ADDITIONAL FEATURES EN | [58 empty] | Production Downloaded
STP_009 - Lot2 | Data Enrichment | VNE |  | 2023-06-24 |  |  | 1271372 | 1271372 | ADHESIVE;HILT,2132024 | ADHESIVE;MNFR:HILTI,PTNO:2132024 |  | 2132024 | 3000289 | HILTI | HILTI | 2132024 | [18 empty] | ADHESIVE | NO MODIFIER | TYPE |  | CURE TIME |  | CONTAINER |  | COLOUR |  | TEMPERATURE RATING |  | HAZARD CLASS |  | CERTIFICATION/STANDARD |  | ADDITIONAL FEATURES EN | [58 empty] | Production Downloaded
STP_009 - Lot2 | Data Enrichment | VNE |  | 2023-06-24 |  |  | 1273497 | 1273497 | ADHESIVE;LOCT,40124-25,SUPER GLUE,CLR,25 | ADHESIVE;MNFR:LOCTITE,PTNO:40124-25,ADDITIONAL FEATURES EN:SUPER GLUE,CLEAR,25ML |  | 40124-25 | 3000306 | LOCTITE | LOCTITE | 40124-25 | [18 empty] | ADHESIVE | NO MODIFIER | TYPE |  | CURE TIME |  | CONTAINER |  | COLOUR |  | TEMPERATURE RATING |  | HAZARD CLASS |  | CERTIFICATION/STANDARD |  | ADDITIONAL FEATURES EN | SUPER GLUE,CLEAR,25ML | [57 empty] | Production Downloaded
STP_009 - Lot2 | Data Enrichment | VNE |  | 2023-06-24 |  |  | 1216571 | 1216571 | ADHESIVE;VESU,A12337 | ADHESIVE;MNFR:VESUVIUS,PTNO:A12337 |  | A12337 | 3000361 | VESUVIUS | VESUVIUS | A12337 | [18 empty] | ADHESIVE | NO MODIFIER | TYPE |  | CURE TIME |  | CONTAINER |  | COLOUR |  | TEMPERATURE RATING |  | HAZARD CLASS |  | CERTIFICATION/STANDARD |  | ADDITIONAL FEATURES EN | [58 empty] | Production Downloaded
STP_009 - Lot2 | Data Enrichment | VNE |  | 2023-06-24 |  |  | 1276178 | 1276178 | BALLAST;SIE,S11-918-SN2 | BALLAST;MNFR:SIEMENS,PTNO:S11-918-SN2 | BALLAST | S11-918-SN2 | 3000032 | SIEMENS | SIEMENS | S11-918-SN2 | [18 empty] | BALLAST | NO MODIFIER | TYPE |  | VOLTAGE RATING |  | CURRENT RATING |  | LAMP WATTAGE |  | LAMP TYPE |  | NUMBER OF LAMPS |  | ANSI CODE |  | FREQUENCY RATING |  | POWER FACTOR |  | ENCLOSURE |  | TEMPERATURE RATING |  | HAZARD CLASS |  | CERTIFICATION/STANDARD |  | ADDITIONAL FEATURES EN | [46 empty] | Production Downloaded
STP_009 - Lot2 | Data Enrichment | VNE |  | 2023-06-24 |  |  | 1269211 | 1269211 | BAND;DONA,P778810,MNTG,PLSTC | BAND;MNFR:DONALDSON COMPANY INC,PTNO:P778810,ADDITIONAL FEATURES EN:MOUNTING,PLASTIC | 01)NATIONWIDE MINING CORP PT,01)NMC-P778810,BAND,01)MOUNTING,PLASTIC | P778810 | 3000264 | DONALDSON COMPANY INC | DONALDSON COMPANY INC | P778810 | [18 empty] | BAND | NO MODIFIER | TYPE |  | SIZE |  | MATERIAL |  | HAZARD CLASS |  | CERTIFICATION/STANDARD |  | ADDITIONAL FEATURES EN | MOUNTING,PLASTIC | [61 empty] | Production Downloaded
STP_009 - Lot2 | Data Enrichment | SMX |  | 2023-07-05 |  |  | 1267085 | 1267085 | BAR;NHP,13094016,BRIDGING,ATYS M,160A,4P | BAR;MNFR:NHP,PTNO:13094016,ADDITIONAL FEATURES EN:BRIDGING,ATYS M,160A,4P | 01)HAYMANS ELECTRICAL,01)SOC13094016,BAR,01)BRIDGING,ATYS M,160A,4P | 13094016 | 3000664 | NHP | NHP | 13094016 | [18 empty] | BAR | NO MODIFIER | TYPE |  | DIMENSIONS |  | MATERIAL |  | MATERIAL SPECIFICATION |  | HAZARD CLASS |  | CERTIFICATION/STANDARD |  | ADDITIONAL FEATURES EN | BRIDGING,ATYS M,160A,4P | [59 empty] | Production Downloaded
STP_009 - Lot2 | Data Enrichment | SMX |  | 2023-07-05 |  |  | 1273669 | 1273669 | BAR;NHP,TGPEN182S,ETH/NTRL,18-WAY,165A | BAR;MNFR:NHP,PTNO:TGPEN182S,ADDITIONAL FEATURES EN:ETH/NTRL,18-WAY,165A, CONNECTION TYPE:DOUBLE SCREW | 01)CNW (MOUNT ISA) ELECT WHO,01)NHPTGPEN182S,BAR,01)ETH/NTRL,18-WAY,165A,02) CONNECTION TYPE:DOUBLE SC | TGPEN182S | 3000664 | NHP | NHP | TGPEN182S | [18 empty] | BAR | NO MODIFIER | TYPE |  | DIMENSIONS |  | MATERIAL |  | MATERIAL SPECIFICATION |  | HAZARD CLASS |  | CERTIFICATION/STANDARD |  | ADDITIONAL FEATURES EN | ETH/NTRL,18-WAY,165A | [58 empty] | CONNECTION TYPE:DOUBLE SCREW | Production Downloaded
STP_009 - Lot2 | Data Enrichment | VNE |  | 2023-06-24 |  |  | 1268680 | 1268680 | BLOWER;DEWT,DCV100âˆ’XE,80M/S 18V,V/SPD | BLOWER;MNFR:DEWALT TOOLS,PTNO:DCV100âˆ’XE,ADDITIONAL FEATURES EN:80M/S 18V,V/SPD BARE | 01)TOTAL TOOLS TOWNSVILLE,01)DCV100−XE,BLOWER,01)80M/S 18V,V/SPD BARE | DCV100âˆ’XE | 3000263 | DEWALT TOOLS | DEWALT TOOLS | DCV100âˆ’XE | [18 empty] | BLOWER | NO MODIFIER | TYPE |  | FLOW CAPACITY |  | POWER RATING |  | SPEED RATING |  | DRIVE DETAILS |  | ELECTRICAL RATING |  | MATERIAL |  | OVERALL SIZE |  | PRESSURE RATING |  | HAZARD CLASS |  | CERTIFICATION/STANDARD |  | ADDITIONAL FEATURES EN | 80M/S 18V,V/SPD BARE | [49 empty] | Production Downloaded
STP_009 - Lot2 | Data Enrichment | VNE |  | 2023-06-24 |  |  | 1257682 | 1257682 | BLOWER;SIE,2CT5404-CBA | BLOWER;MNFR:SIEMENS,PTNO:2CT5404-CBA | BLOWER | 2CT5404-CBA | 3000032 | SIEMENS | SIEMENS | 2CT5404-CBA | [18 empty] | BLOWER | NO MODIFIER | TYPE |  | FLOW CAPACITY |  | POWER RATING |  | SPEED RATING |  | DRIVE DETAILS |  | ELECTRICAL RATING |  | MATERIAL |  | OVERALL SIZE |  | PRESSURE RATING |  | HAZARD CLASS |  | CERTIFICATION/STANDARD |  | ADDITIONAL FEATURES EN | [50 empty] | Production Downloaded
STP_009 - Lot2 | Data Enrichment | VNE |  | 2023-06-24 |  |  | 1272296 | 1272296 | BOTTLE,SMPL; THFI,LBS30002,CONTNR,70 ML | BOTTLE,SAMPLE;MNFR:THERMO FISHER,PTNO:LBS30002,ADDITIONAL FEATURES EN:CONTAINER,70 ML,SCREWTOP,POLYPROPYLENE,45MM DIA X 57MM HIGH, PINK CAP,500/BOX |  | LBS30002 | 3000467 | THERMO FISHER | THERMO FISHER | LBS30002 | [18 empty] | BOTTLE | SAMPLE | TYPE |  | CAPACITY |  | MATERIAL |  | SIZE |  | MOUTH |  | LID TYPE |  | COLOUR |  | HAZARD CLASS |  | CERTIFICATION/STANDARD |  | ADDITIONAL FEATURES EN | CONTAINER,70 ML,SCREWTOP,POLYPROPYLENE,45MM DIA X 57MM HIGH,PINK CAP,500/BOX | [53 empty] | Production Downloaded
STP_009 - Lot2 | Data Enrichment | VNE |  | 2023-06-24 |  |  | 1272297 | 1272297 | BOTTLE,SMPL; THFI,LBS30002N,CONTNR,70 ML | BOTTLE,SAMPLE;MNFR:THERMO FISHER,PTNO:LBS30002N,ADDITIONAL FEATURES EN:CONTAINER,70 ML,POLYPROPYLENE,NATURAL CAP,500/BOX |  | LBS30002N | 3000467 | THERMO FISHER | THERMO FISHER | LBS30002N | [18 empty] | BOTTLE | SAMPLE | TYPE |  | CAPACITY |  | MATERIAL |  | SIZE |  | MOUTH |  | LID TYPE |  | COLOUR |  | HAZARD CLASS |  | CERTIFICATION/STANDARD |  | ADDITIONAL FEATURES EN | CONTAINER,70 ML,POLYPROPYLENE,NATURAL CAP,500/BOX | [53 empty] | Production Downloaded
STP_009 - Lot2 | Data Enrichment | VNE |  | 2023-06-24 |  |  | 1216000 | 1216000 | CHEMICAL;NHP,BS4ELECTROLYTE,BORAX 1225G | CHEMICAL;MNFR:NHP,PTNO:BS4ELECTROLYTE,ADDITIONAL FEATURES EN:BORAX 1225G | 01)NHP,01)BS4ELECTROLYTE,BEVERAGE,01)BORAX 1225G | BS4ELECTROLYTE | 3000664 | NHP | NHP | BS4ELECTROLYTE | [18 empty] | CHEMICAL | NO MODIFIER | TYPE |  | CONCENTRATION/PURITY |  | GRADE |  | MSDS/CAS NUMBER |  | COMPOSITION |  | CONTAINER SIZE |  | CONTAINER |  | PH VALUE |  | SPECIFIC GRAVITY |  | FORM |  | COLOUR |  | ODOR |  | FLAMMABILITY |  | SHELF LIFE |  | HAZARD CLASS |  | CERTIFICATION/STANDARD |  | ADDITIONAL FEATURES EN | BORAX 1225G | [39 empty] | Production Downloaded
STP_009 - Lot2 | Data Enrichment | VNE |  | 2023-06-24 |  |  | 1272835 | 1272835 | CHEMICAL;NHP,CS3ELECTROLYTE,5KG,SODIUM C | CHEMICAL;MNFR:NHP,PTNO:CS3ELECTROLYTE,ADDITIONAL FEATURES EN:5KG,SODIUM CARBONATE | 01)NHP,01)CS3ELECTROLYTE,CHEMICAL,01)5KG,SODIUM CARBONATE | CS3ELECTROLYTE | 3000664 | NHP | NHP | CS3ELECTROLYTE | [18 empty] | CHEMICAL | NO MODIFIER | TYPE |  | CONCENTRATION/PURITY |  | GRADE |  | MSDS/CAS NUMBER |  | COMPOSITION |  | CONTAINER SIZE |  | CONTAINER |  | PH VALUE |  | SPECIFIC GRAVITY |  | FORM |  | COLOUR |  | ODOR |  | FLAMMABILITY |  | SHELF LIFE |  | HAZARD CLASS |  | CERTIFICATION/STANDARD |  | ADDITIONAL FEATURES EN | 5KG,SODIUM CARBONATE | [39 empty] | Production Downloaded
STP_009 - Lot2 | Data Enrichment | VNE |  | 2023-06-24 |  |  | 1270559 | 1270559 | COUPLER;ASWP,DU.DAK0000029,RH,BRAKE SHOE | COUPLER;MNFR:AUSWEEP,PTNO:DU.DAK0000029,ADDITIONAL FEATURES EN:RH,BRAKE SHOES,COUPLE | 01)AUSTRALIAN SWEEPER CORP P,01)DU.DAK0000029,COUPLER,01)RH,BRAKE SHOES,COUPLE | DU.DAK0000029 | 3000416 | AUSWEEP | AUSWEEP | DU.DAK0000029 | [18 empty] | COUPLER | NO MODIFIER | TYPE |  | SIZE |  | MATERIAL |  | HAZARD CLASS |  | CERTIFICATION/STANDARD |  | ADDITIONAL FEATURES EN | RH,BRAKE SHOES,COUPLE | [61 empty] | Production Downloaded
STP_009 - Lot2 | Data Enrichment | VNE |  | 2023-06-24 |  |  | 1266206 | 1266206 | COUPLER;COND,23410,TRK,SSV4A | COUPLER;MNFR:CONDUCTIX,PTNO:23410,ADDITIONAL FEATURES EN:TRACK,SSV4A |  | 23410 | 3000255 | CONDUCTIX | CONDUCTIX | 23410 | [18 empty] | COUPLER | NO MODIFIER | TYPE |  | SIZE |  | MATERIAL |  | HAZARD CLASS |  | CERTIFICATION/STANDARD |  | ADDITIONAL FEATURES EN | TRACK,SSV4A | [61 empty] | Production Downloaded
STP_009 - Lot2 | Data Enrichment | VNE |  | 2023-06-24 |  |  | 1269805 | 1269805 | COUPLER;COND,27210,270 TRACK,GAL | COUPLER;MNFR:CONDUCTIX,PTNO:27210,ADDITIONAL FEATURES EN:270 TRACK,GAL | 01)CONDUCTIX WAMPFLER PTY LT,01)27210,COUPLER,01)270 TRACK,GAL | 27210 | 3000255 | CONDUCTIX | CONDUCTIX | 27210 | [18 empty] | COUPLER | NO MODIFIER | TYPE |  | SIZE |  | MATERIAL |  | HAZARD CLASS |  | CERTIFICATION/STANDARD |  | ADDITIONAL FEATURES EN | 270 TRACK,GAL | [61 empty] | Production Downloaded
STP_009 - Lot2 | Data Enrichment | VNE |  | 2023-06-24 |  |  | 1275707 | 1275707 | COUPLER;PRKH,PD-DM-3010-3-PK,M,3/8,EXTRE | COUPLER;MNFR:PARKER HANNIFIN,PTNO:PD-DM-3010-3-PK,ADDITIONAL FEATURES EN:MALE,3/8,EXTREME PRESSURE | 01)ENZED MOUNT ISA(RKM INVES,01)ENZD-DM-3010-3-PK,COUPLER,01)MALE,3/8,EXTREME PRESSURE | PD-DM-3010-3-PK | 3000331 | PARKER HANNIFIN | PARKER HANNIFIN | PD-DM-3010-3-PK | [18 empty] | COUPLER | NO MODIFIER | TYPE |  | SIZE |  | MATERIAL |  | HAZARD CLASS |  | CERTIFICATION/STANDARD |  | ADDITIONAL FEATURES EN | MALE,3/8,EXTREME PRESSURE | [61 empty] | Production Downloaded
STP_009 - Lot2 | Data Enrichment | VNE |  | 2023-06-24 |  |  | 1276308 | 1276308 | COUPLER;PRKH,PD-DM-3050-3-PK,FEM,3/8,EXT | COUPLER;MNFR:PARKER HANNIFIN,PTNO:PD-DM-3050-3-PK,ADDITIONAL FEATURES EN:FEMALE,3/8,EXTREME PRESSURE | 01)ENZED MOUNT ISA(RKM INVES,01)ENZD-DM-3050-3-PK,COUPLER,01)FEMALE,3/8,EXTREME PRESSURE | PD-DM-3050-3-PK | 3000331 | PARKER HANNIFIN | PARKER HANNIFIN | PD-DM-3050-3-PK | [18 empty] | COUPLER | NO MODIFIER | TYPE |  | SIZE |  | MATERIAL |  | HAZARD CLASS |  | CERTIFICATION/STANDARD |  | ADDITIONAL FEATURES EN | FEMALE,3/8,EXTREME PRESSURE | [61 empty] | Production Downloaded
STP_009 - Lot2 | Data Enrichment | SMX |  | 2023-07-05 |  |  | 1243391 | 1243391 | CUP,BRG;HYS,1632922,INNER | CUP,BEARING;MNFR:HYSTER,PTNO:1632922,ADDITIONAL FEATURES EN:INNER | 01)H16.00XM-6,CUP,BEARING,01)INNER,01)INTERIEUR | 1632922 | 3000023 | HYSTER | HYSTER | 1632922 | [18 empty] | CUP | BEARING | TYPE |  | OUTSIDE DIAMETER |  | WIDTH |  | MATERIAL |  | HAZARD CLASS |  | CERTIFICATION/STANDARD |  | ADDITIONAL FEATURES EN | INNER | [59 empty] | Production Downloaded
STP_009 - Lot2 | Data Enrichment | SMX |  | 2023-07-05 |  |  | 1243389 | 1243389 | CUP,BRG;HYS,170380,OUTER | CUP,BEARING;MNFR:HYSTER,PTNO:170380,ADDITIONAL FEATURES EN:OUTER | 01)H16.00XM-6,CUP,BEARING,01)OUTER,01)EXTERIEURE | 170380 | 3000023 | HYSTER | HYSTER | 170380 | [18 empty] | CUP | BEARING | TYPE |  | OUTSIDE DIAMETER |  | WIDTH |  | MATERIAL |  | HAZARD CLASS |  | CERTIFICATION/STANDARD |  | ADDITIONAL FEATURES EN | OUTER | [59 empty] | Production Downloaded
STP_009 - Lot2 | Data Enrichment | SMX |  | 2023-07-05 |  |  | 1275720 | 1275720 | CUP;TORR,K-48320-TIM | CUP;MNFR:TIMKEN BEARING,PTNO:K-48320-TIM | 01)APPLIED INDUSTRIAL TEC MT I,01)K-48320-TIM,CUP | K-48320-TIM | 3000360 | TIMKEN BEARING | TIMKEN BEARING | K-48320-TIM | [18 empty] | CUP | NO MODIFIER | TYPE |  | SIZE |  | MATERIAL |  | HAZARD CLASS |  | CERTIFICATION/STANDARD |  | ADDITIONAL FEATURES EN | [62 empty] | Production Downloaded
STP_009 - Lot2 | Data Enrichment | VNE |  | 2023-06-24 |  |  | 1266957 | 1266957 | FIXTURE;SCHN,ZB4BZ009,COLAR,ZB4 MTL CONT | FIXTURE;MNFR:SCHNEIDER INC,PTNO:ZB4BZ009,ADDITIONAL FEATURES EN:COLLAR,ZB4 MTL CONTACT OR LIGHT | 01)CNW (MOUNT ISA) ELECT WHO,01)SCHZB4BZ009,FIXTURE,01)COLLAR,ZB4 MTL CONTACT OR L | ZB4BZ009 | 3000344 | SCHNEIDER INC | SCHNEIDER INC | ZB4BZ009 | [18 empty] | FIXTURE | NO MODIFIER | TYPE |  | SIZE |  | MATERIAL |  | HAZARD CLASS |  | CERTIFICATION/STANDARD |  | ADDITIONAL FEATURES EN | COLLAR,ZB4 MTL CONTACT OR LIGHT | [61 empty] | Production Downloaded
STP_009 - Lot2 | Data Enrichment | SMX |  | 2023-07-05 |  |  | 1330491 | 1330491 | FLOAT;ABB,MS50.A1.SS6.X.P2.F71B.HT.SF1 | FLOAT;MNFR:ABB,PTNO:MS50.A1.SS6.X.P2.F71B.HT.SF1 | FLOAT | MS50.A1.SS6.X.P2.F71B.HT.SF1 | 3000014 | ABB | ABB | MS50.A1.SS6.X.P2.F71B.HT.SF1 | [18 empty] | FLOAT | NO MODIFIER | TYPE |  | SIZE |  | MATERIAL |  | HAZARD CLASS |  | CERTIFICATION/STANDARD |  | ADDITIONAL FEATURES EN | [62 empty] | Production Downloaded
STP_009 - Lot2 | Data Enrichment | VNE |  | 2023-06-24 |  |  | 1216632 | 1216632 | GEAR,HELICL;SEW,MC2PLHT04 | GEAR,HELICL;MNFR:SEW EURODRIVE,PTNO:MC2PLHT04 |  | MC2PLHT04 | 3000442 | SEW EURODRIVE | SEW EURODRIVE | MC2PLHT04 | [18 empty] | GEAR | HELICAL | TYPE |  | BORE SIZE |  | PITCH DIAMETER |  | OUTSIDE DIAMETER |  | NUMBER OF TEETH |  | MATERIAL |  | PRESSURE ANGLE |  | DIAMETRAL PITCH |  | FACE WIDTH |  | HUB LENGTH |  | HAZARD CLASS |  | CERTIFICATION/STANDARD |  | ADDITIONAL FEATURES EN | [48 empty] | Production Downloaded
STP_009 - Lot2 | Data Enrichment | VNE |  | 2023-06-24 |  |  | 1268841 | 1268841 | GEAR,RK & PINON;SEW,MN1,0 Z22 L18 D12 | GEAR,RACK AND PINION;MNFR:SEW EURODRIVE,PTNO:MN1,0 Z22 L18 D12 | 01)SEW EURODRIVE PTY LTD,01)MN1,0 Z22 L18 D12,GEAR,RACK AND PINION | MN1,0 Z22 L18 D12 | 3000442 | SEW EURODRIVE | SEW EURODRIVE | MN1,0 Z22 L18 D12 | [18 empty] | GEAR | RACK AND PINION | TYPE |  | BORE SIZE |  | PITCH DIAMETER |  | OUTSIDE DIAMETER |  | NUMBER OF TEETH |  | MATERIAL |  | PRESSURE ANGLE |  | DIAMETRAL PITCH |  | LENGTH |  | HAZARD CLASS |  | CERTIFICATION/STANDARD |  | ADDITIONAL FEATURES EN | [50 empty] | Production Downloaded
STP_009 - Lot2 | Data Enrichment | VNE |  | 2023-06-24 |  |  | 1243940 | 1243940 | GLOVES,WLDG;TLDY,BLU-04735065,L,KEVLAR | GLOVES,WELDING;MNFR:TELEDYNE TECHNOLOGIES,PTNO:BLU-04735065,SIZE:L,MATERIAL:CALF LEATHER,LINER MATERIAL:KEVLAR,ADDITIONAL FEATURES EN:FOR GTAW SEWING | L,CALF LEATHER,KEVLAR,01)FOR GTAW SEWING,01)POUR COUTURE GTAW,01)AIR LIQUIDE CANADA,01)BLU-04735065 | BLU-04735065 | 3000357 | TELEDYNE TECHNOLOGIES | TELEDYNE TECHNOLOGIES | BLU-04735065 | [18 empty] | GLOVES | WELDING | TYPE |  | SIZE | L | OVERALL LENGTH |  | MATERIAL | CALF LEATHER | CUFF TYPE |  | LINER MATERIAL | KEVLAR | COLOUR |  | HAZARD CLASS |  | CERTIFICATION/STANDARD |  | ADDITIONAL FEATURES EN | FOR GTAW SEWING | [53 empty] | Production Downloaded
STP_009 - Lot2 | Data Enrichment | VNE |  | 2023-06-24 |  |  | 1273300 | 1273300 | GRIP,WIRE;NGK,SD-L-GRIPL/W,DIA:2.6-15MM | GRIP,WIRE;MNFR:NGK,PTNO:SD-L-GRIPL/W,ADDITIONAL FEATURES EN:DIA:2.6-15MM,WORK LOAD: 10KN,EYE WIDTH: 26MM,WITH SAFTY LATCH AND SPRING LOCK,SUITABLE FOR STEEL ROD/WIRE,BARE CU,CATENARY WIRE |  | SD-L-GRIPL/W | 3000437 | NGK | NGK | SD-L-GRIPL/W | [18 empty] | GRIP | WIRE | TYPE |  | NOMINAL SIZE |  | WIRE RANGE |  | MESH LENGTH |  | CONDUCTOR TYPE |  | MATERIAL |  | COLOUR |  | BREAKING STRENGTH |  | HAZARD CLASS |  | CERTIFICATION/STANDARD |  | ADDITIONAL FEATURES EN | DIA:2.6-15MM | [50 empty] | WORK LOAD: 10KN,EYE WIDTH: 26MM,WITH SAFTY LATCH AND SPRING LOCK,SUITABLE FOR STEEL ROD/WIRE,BARE CU,CATENARY WIRE | Production Downloaded
STP_009 - Lot2 | Data Enrichment | VNE |  | 2023-06-24 |  |  | 1259870 | 1259870 | GRIP;MILW,48223410,JAW DURABLE,LOCK CURV | GRIP;MNFR:MILWAUKEE ELECTRIC TOOL,PTNO:48223410,ADDITIONAL FEATURES EN:JAW DURABLE,LOCK CURVED,254MM | 01)MOUNT ISA MINING SUPPLIES,01)48223410,GRIP,01)JAW DURABLE,LOCK CURVED,254 | 48223410 | 3000317 | MILWAUKEE ELECTRIC TOOL | MILWAUKEE ELECTRIC TOOL | 48223410 | [18 empty] | GRIP | NO MODIFIER | TYPE |  | SIZE |  | MATERIAL |  | HAZARD CLASS |  | CERTIFICATION/STANDARD |  | ADDITIONAL FEATURES EN | JAW DURABLE,LOCK CURVED,254MM | [61 empty] | Production Downloaded
STP_009 - Lot2 | Data Enrichment | VNE |  | 2023-06-24 |  |  | 1217730 | 1217730 | GUN,CLKG;MILW,C18PCG600A-201B,ADH,600ML | GUN,CAULKING;MNFR:MILWAUKEE ELECTRIC TOOL,PTNO:C18PCG600A-201B,ADDITIONAL FEATURES EN:ADHESIVE,600ML,ALUMINIUM,2.0AH,REDLITHIUM KIT | 01)MOUNT ISA MINING SUPPLIES,01)C18PCG600A-201B,GUN,CAULKING,01)ADHESIVE,600ML,ALUMINIUM,2. | C18PCG600A-201B | 3000317 | MILWAUKEE ELECTRIC TOOL | MILWAUKEE ELECTRIC TOOL | C18PCG600A-201B | [18 empty] | GUN | CAULKING | TYPE |  | CAPACITY |  | POWER SOURCE |  | INLET CONNECTION SIZE |  | INLET PRESSURE RATING |  | FLUID CONSUMPTION |  | ELECTRICAL RATING |  | PUSH ROD TYPE |  | PUSH ROD MATERIAL |  | SIZE |  | MATERIAL |  | HAZARD CLASS |  | CERTIFICATION/STANDARD |  | ADDITIONAL FEATURES EN | ADHESIVE,600ML,ALUMINIUM,2.0AH,REDLITHIUM KIT | [45 empty] | Production Downloaded
STP_009 - Lot2 | Data Enrichment | VNE |  | 2023-06-24 |  |  | 1217731 | 1217731 | GUN,CLKG;MILW,M12PCG310-201B,310ML,1 X 2 | GUN,CAULKING;MNFR:MILWAUKEE ELECTRIC TOOL,PTNO:M12PCG310-201B,ADDITIONAL FEATURES EN:310ML,1 X 2.0AH BATTERY,CHARGER,CONTRACTOR BAG | 01)MOUNT ISA MINING SUPPLIES,01)M12PCG310-201B,GUN,CAULKING,01)310ML,1 X 2.0AH BATTERY,CHA | M12PCG310-201B | 3000317 | MILWAUKEE ELECTRIC TOOL | MILWAUKEE ELECTRIC TOOL | M12PCG310-201B | [18 empty] | GUN | CAULKING | TYPE |  | CAPACITY |  | POWER SOURCE |  | INLET CONNECTION SIZE |  | INLET PRESSURE RATING |  | FLUID CONSUMPTION |  | ELECTRICAL RATING |  | PUSH ROD TYPE |  | PUSH ROD MATERIAL |  | SIZE |  | MATERIAL |  | HAZARD CLASS |  | CERTIFICATION/STANDARD |  | ADDITIONAL FEATURES EN | 310ML,1 X 2.0AH BATTERY,CHARGER,CONTRACTOR BAG | [45 empty] | Production Downloaded
STP_009 - Lot2 | Data Enrichment | VNE |  | 2023-06-24 |  |  | 1272661 | 1272661 | GUN,GRS;MILW,M12GG-0,12V,CORDLS,400ML | GUN,GREASE;MNFR:MILWAUKEE ELECTRIC TOOL,PTNO:M12GG-0,ADDITIONAL FEATURES EN:12V,CORDLESS,400ML, TOOL ONLY | 01)MOUNT ISA MINING SUPPLIES,01)M12GG-0,GUN,GREASE,01)12V,CORDLESS,400ML,02) TOOL ONLY | M12GG-0 | 3000317 | MILWAUKEE ELECTRIC TOOL | MILWAUKEE ELECTRIC TOOL | M12GG-0 | [18 empty] | GUN | GREASE | TYPE |  | CAPACITY |  | PRESSURE RATING |  | SPOUT/HOSE MATERIAL |  | SPOUT/HOSE LENGTH |  | END CONNECTION |  | BARREL MATERIAL |  | HAZARD CLASS |  | CERTIFICATION/STANDARD |  | ADDITIONAL FEATURES EN | 12V,CORDLESS,400ML,TOOL ONLY | [53 empty] | Production Downloaded
STP_009 - Lot2 | Data Enrichment | VNE |  | 2023-06-24 |  |  | 1270795 | 1270795 | GUN,HT;DEWT,DCE530N-XJ,18V,XR,DEWALT | GUN,HEAT;MNFR:DEWALT TOOLS,PTNO:DCE530N-XJ,ADDITIONAL FEATURES EN:18V,XR,DEWALT | 01)ATOM SUPPLY,01)DCE530N-XJ,GUN,HEAT,01)18V,XR,DEWALT | DCE530N-XJ | 3000263 | DEWALT TOOLS | DEWALT TOOLS | DCE530N-XJ | [18 empty] | GUN | HEAT | TYPE |  | TEMPERATURE RATING |  | HEATING ELEMENT |  | VOLTAGE RATING |  | POWER RATING |  | CURRENT RATING |  | OVERALL SIZE |  | CORD LENGTH |  | HOUSING MATERIAL |  | HANDLE TYPE |  | AIR FLOW RATING |  | HAZARD CLASS |  | CERTIFICATION/STANDARD |  | ADDITIONAL FEATURES EN | 18V,XR,DEWALT | [45 empty] | Production Downloaded
STP_009 - Lot2 | Data Enrichment | VNE |  | 2023-06-24 |  |  | 1274008 | 1274008 | GUN;LINC,33441,CONNECT SUITS,FLEXFEED | GUN;MNFR:LINCOLN,PTNO:33441,ADDITIONAL FEATURES EN:CONNECT SUITS,FLEXFEED | 01)GLOBAL WELDING SUPPLIES (,01)LINK33441,GUN,01)CONNECT SUITS,FLEXFEED | 33441 | 3000550 | LINCOLN | LINCOLN | 33441 | [18 empty] | GUN | NO MODIFIER | TYPE |  | CAPACITY |  | SIZE |  | MATERIAL |  | HAZARD CLASS |  | CERTIFICATION/STANDARD |  | ADDITIONAL FEATURES EN | CONNECT SUITS,FLEXFEED | [59 empty] | Production Downloaded
STP_009 - Lot2 | Data Enrichment | SMX |  | 2023-07-05 |  |  | 1219288 | 1219288 | HAMMER,PWR;MILW,M18FH-602C,6.0 AH | HAMMER,POWER;MNFR:MILWAUKEE ELECTRIC TOOL,PTNO:M18FH-602C,ADDITIONAL FEATURES EN:6.0 AH | 01)BLACKWOOD & SONS TSV,01)M18FH-602C,HAMMER,POWER,01)6.0 AH | M18FH-602C | 3000317 | MILWAUKEE ELECTRIC TOOL | MILWAUKEE ELECTRIC TOOL | M18FH-602C | [18 empty] | HAMMER | POWER | TYPE |  | STROKE |  | BLOWS PER MINUTE |  | DRIVE SIZE |  | INLET SIZE |  | SHANK SIZE |  | END CONNECTION |  | SIZE |  | FLOW RATING |  | ELECTRICAL RATING |  | PRESSURE RATING |  | HAZARD CLASS |  | CERTIFICATION/STANDARD |  | ADDITIONAL FEATURES EN | 6.0 AH | [45 empty] | Production Downloaded
STP_009 - Lot2 | Data Enrichment | SMX |  | 2023-07-05 |  |  | 1211017 | 1211017 | HAMMER,PWR;MILW,MIWM18CHP-0 | HAMMER,PWR;MNFR:MILWAUKEE ELECTRIC TOOL,PTNO:MIWM18CHP-0 |  | MIWM18CHP-0 | 3000317 | MILWAUKEE ELECTRIC TOOL | MILWAUKEE ELECTRIC TOOL | MIWM18CHP-0 | [18 empty] | HAMMER | POWER | TYPE |  | STROKE |  | BLOWS PER MINUTE |  | DRIVE SIZE |  | INLET SIZE |  | SHANK SIZE |  | END CONNECTION |  | SIZE |  | FLOW RATING |  | ELECTRICAL RATING |  | PRESSURE RATING |  | HAZARD CLASS |  | CERTIFICATION/STANDARD |  | ADDITIONAL FEATURES EN | [46 empty] | Production Downloaded
STP_009 - Lot2 | Data Enrichment | SMX |  | 2023-07-05 |  |  | 1274569 | 1274569 | HAMMER;MILW,M18FPD30,DRILL/DRIVER (TOOL1 | HAMMER;MNFR:MILWAUKEE ELECTRIC TOOL,PTNO:M18FPD30,ADDITIONAL FEATURES EN:DRILL/DRIVER (TOOL ONLY),13 MM,M18 FUELâ„¢ | 01)MOUNT ISA MINING SUPPLIES,01)M18FPD30,HAMMER,01)DRILL/DRIVER (TOOL ONLY),13 | M18FPD30 | 3000317 | MILWAUKEE ELECTRIC TOOL | MILWAUKEE ELECTRIC TOOL | M18FPD30 | [18 empty] | HAMMER | NO MODIFIER | TYPE |  | HEAD SIZE |  | WEIGHT |  | HANDLE LENGTH |  | HEAD MATERIAL |  | HANDLE MATERIAL |  | HAZARD CLASS |  | CERTIFICATION/STANDARD |  | ADDITIONAL FEATURES EN | DRILL/DRIVER (TOOL ONLY),13 MM,M18 FUELâ„¢ | [55 empty] | Production Downloaded
STP_009 - Lot2 | Data Enrichment | SMX |  | 2023-07-05 |  |  | 1259871 | 1259871 | HAMMER;STLY,57-528,680G/24OZ,RUBBER MALL | HAMMER;MNFR:STANLEY,PTNO:57-528,ADDITIONAL FEATURES EN:680G/24OZ,RUBBER MALLET | 01)MOUNT ISA MINING SUPPLIES,01)57-528,HAMMER,01)680G/24OZ,RUBBER MALLET | 57-528 | 3000451 | STANLEY | STANLEY | 57-528 | [18 empty] | HAMMER | NO MODIFIER | TYPE |  | HEAD SIZE |  | WEIGHT |  | HANDLE LENGTH |  | HEAD MATERIAL |  | HANDLE MATERIAL |  | HAZARD CLASS |  | CERTIFICATION/STANDARD |  | ADDITIONAL FEATURES EN | 680G/24OZ,RUBBER MALLET | [55 empty] | Production Downloaded
STP_009 - Lot2 | Data Enrichment | SMX |  | 2023-07-05 |  |  | 1274830 | 1274830 | HAMMER;STLY,57-550,SLDG | HAMMER;MNFR:STANLEY,PTNO:57-550,ADDITIONAL FEATURES EN:SLEDGE | 01)J BLACKWOOD & SONS,01)07648203,HAMMER,01)SLEDGE | 57-550 | 3000451 | STANLEY | STANLEY | 57-550 | [18 empty] | HAMMER | NO MODIFIER | TYPE |  | HEAD SIZE |  | WEIGHT |  | HANDLE LENGTH |  | HEAD MATERIAL |  | HANDLE MATERIAL |  | HAZARD CLASS |  | CERTIFICATION/STANDARD |  | ADDITIONAL FEATURES EN | SLEDGE | [55 empty] | Production Downloaded
STP_009 - Lot2 | Data Enrichment | VNE |  | 2023-06-24 |  |  | 1275191 | 1275191 | HELICAL BEVEL GEAR UNIT;C/W MOTOR | GEARED REDUCER: HELICAL BEVEL GEAR UNIT;34.23:1 RATIO; 70 X 140MM SOLID OUTPUT SHAFT; 440V/7.5 KW /8P/160M FRAME MOTOR; EXCLUDES COUPLING MFR: SEW, PTNO: K97 AM160 D160L.TECO.MIM.SPEC8 |  | K97 AM160 D160L.TECO.MIM.SPEC8 | 3000442 | SEW EURODRIVE |  | K97 AM160 D160L.TECO.MIM.SPEC8 | [18 empty] | GEAR | HELICAL | TYPE |  | BORE SIZE |  | PITCH DIAMETER |  | OUTSIDE DIAMETER |  | NUMBER OF TEETH |  | MATERIAL |  | PRESSURE ANGLE |  | DIAMETRAL PITCH |  | FACE WIDTH |  | HUB LENGTH |  | HAZARD CLASS |  | CERTIFICATION/STANDARD |  | ADDITIONAL FEATURES EN | [47 empty] | 34.23:1 RATIO; 70 X 140MM SOLID OUTPUT SHAFT; 440V/7.5 KW /8P/160M FRAME MOTOR; EXCLUDES COUPLING MFR: SEW | Production Downloaded
STP_009 - Lot2 | Data Enrichment | VNE |  | 2023-06-24 |  |  | 1220385 | 1220385 | HELICAL GEAR;SEW,RF97AM132S/MAEHBXZ4/C | GEARCASE-MOTOR: RF97HELICAL GEAR; 22.37:INFINITE RATIO; 1455/65RPM; AM132S/M ADAPTOR; 5.5KW, 415 MFR: SEW PTNO:RF97 AM132S/M TECO AEHBXZ4/C V TECO EX'DE MOTOR; PREVOIUS SEW S/N 20. 0120528201.0001.12 |  | RF97 AM132S/M TECO AEHBXZ4/C | 3000442 | SEW EURODRIVE | [20 empty] | GEAR | HELICAL | TYPE |  | BORE SIZE |  | PITCH DIAMETER |  | OUTSIDE DIAMETER |  | NUMBER OF TEETH |  | MATERIAL |  | PRESSURE ANGLE |  | DIAMETRAL PITCH |  | FACE WIDTH |  | HUB LENGTH |  | HAZARD CLASS |  | CERTIFICATION/STANDARD |  | ADDITIONAL FEATURES EN | [47 empty] | 22.37:INFINITE RATIO; 1455/65RPM; AM132S/M ADAPTOR; 5.5KW,415 MFR: SEW PTNO:RF97 AM132S/M TECO AEHBXZ4/C V TECO EX'DE MOTOR; PREVOIUS SEW S/N 20. 0120528201.0001.12 | Production Downloaded
STP_009 - Lot2 | Data Enrichment | VNE |  | 2023-06-24 |  |  | 1272495 | 1272495 | HOOK;SCHN,56SHL,SSPNSN,STL,IP66,32-50 A | HOOK;MNFR:SCHNEIDER INC,PTNO:56SHL,ADDITIONAL FEATURES EN:SUSPENSION,STEEL,IP66,32-50 A,HEIGHT:140 MM,WIDTH:88 MM,DIAMETER:3.15 MM, PENDANT OUTLET KIT,56 SERIES,BRAND:CLIPSAL |  | 56SHL | 3000344 | SCHNEIDER INC | SCHNEIDER INC | 56SHL | [18 empty] | HOOK | NO MODIFIER | TYPE |  | LOAD RATING |  | SIZE |  | MATERIAL |  | HAZARD CLASS |  | CERTIFICATION/STANDARD |  | ADDITIONAL FEATURES EN | SUSPENSION,STEEL,IP66,32-50 A | [58 empty] | HEIGHT:140 MM,WIDTH:88 MM,DIAMETER:3.15 MM,PENDANT OUTLET KIT,56 SERIES,BRAND:CLIPSAL | Production Downloaded
STP_009 - Lot2 | Data Enrichment | VNE |  | 2023-06-24 |  |  | 1274725 | 1274725 | HOOK;SHMR,HB1500,1500 MM,BAR CUCN,HANDLE | HOOK;MNFR:SCHMIDER,PTNO:HB1500,ADDITIONAL FEATURES EN:1500 MM,BAR CUCN,HANDLE:MILD STEEL,ALUMINIUM BODY,HARDENED 90 DEGREE CHISEL | 01)SCHMIDER ENGINEERING GROU,01)HB1500,HOOK,01)1500 MM,BAR CUCN,02)HANDLE:MILD STEEL,03)ALUMINIUM BODY,HARDENED 90 | HB1500 | 3000440 | SCHMIDER | SCHMIDER | HB1500 | [18 empty] | HOOK | NO MODIFIER | TYPE |  | LOAD RATING |  | SIZE |  | MATERIAL |  | HAZARD CLASS |  | CERTIFICATION/STANDARD |  | ADDITIONAL FEATURES EN | 1500 MM,BAR CUCN | [58 empty] | HANDLE:MILD STEEL,ALUMINIUM BODY,HARDENED 90 DEGREE CHISEL | Production Downloaded
STP_009 - Lot2 | Data Enrichment | SMX |  | 2023-07-05 |  |  | 1327103 | 1327103 | IMPELLER;ABB,JY3TS-180-5096 | IMPELLER;MNFR:ABB,PTNO:JY3TS-180-5096 | IMPELLER | JY3TS-180-5096 | 3000014 | ABB | ABB | JY3TS-180-5096 | [18 empty] | IMPELLER | NO MODIFIER | TYPE |  | BORE DIAMETER |  | IMPELLER DIAMETER |  | NUMBER OF BLADES |  | MATERIAL |  | HAZARD CLASS |  | CERTIFICATION/STANDARD |  | ADDITIONAL FEATURES EN | [58 empty] | Production Downloaded
STP_009 - Lot2 | Data Enrichment | SMX |  | 2023-07-05 |  |  | 1268415 | 1268415 | IMPELLER;FLOW,B.74730/1215,RNR | IMPELLER;MNFR:FLOWSERVE,PTNO:B.74730/1215,ADDITIONAL FEATURES EN:RUNNER | 01)FLOWSERVE AUSTRALIA,01)B.74730/1215,IMPELLER,01)RUNNER | B.74730/1215 | 3000277 | FLOWSERVE | FLOWSERVE | B.74730/1215 | [18 empty] | IMPELLER | NO MODIFIER | TYPE |  | BORE DIAMETER |  | IMPELLER DIAMETER |  | NUMBER OF BLADES |  | MATERIAL |  | HAZARD CLASS |  | CERTIFICATION/STANDARD |  | ADDITIONAL FEATURES EN | RUNNER | [57 empty] | Production Downloaded
STP_009 - Lot2 | Data Enrichment | SMX |  | 2023-07-05 |  |  | 1270143 | 1270143 | IMPELLER;HOWD,S.I. BAB42,1121MM,DAVIDSON | IMPELLER;MNFR:HOWDEN,PTNO:S.I. BAB42,ADDITIONAL FEATURES EN:1121MM,DAVIDSON IMPELLER ONLY BISALLOY 80,1121MM DIA,BALANCED TO GR 2.5, PAINT FINISH ZINC RICH PRIMER,75MICRONS,DFT,CLOCKWISE ROTATION FROM DRIVE END,BISALLOY 80 | 01)HOWDEN AUSTRALIA PTY LTD,01)S.I. BAB42,IMPELLER,01)1121MM,DAVIDSON IMPELLER ON,02)BALANCED TO GR 2.5,PAINT FI,03)DFT,CLOCKWISE ROTATION FROM | S.I. BAB42 | 3000429 | HOWDEN | HOWDEN | S.I. BAB42 | [18 empty] | IMPELLER | NO MODIFIER | TYPE |  | BORE DIAMETER |  | IMPELLER DIAMETER |  | NUMBER OF BLADES |  | MATERIAL |  | HAZARD CLASS |  | CERTIFICATION/STANDARD |  | ADDITIONAL FEATURES EN | 1121MM,DAVIDSON IMPELLER ONLY BISALLOY 80,1121MM DIA,BALANCED TO GR 2.5,PAINT FINISH ZINC RICH PRIMER,75MICRONS,DFT,CLOCKWISE ROTATION FROM DRIVE END,BISALLOY 80 | [57 empty] | Production Downloaded
STP_009 - Lot2 | Data Enrichment | SMX |  | 2023-07-05 |  |  | 1240631 | 1240631 | INTERFACE;ABB,3BSE042238R2,DYSPLAY HMI | INTERFACE;MNFR:ABB,PTNO:3BSE042238R2,ADDITIONAL FEATURES EN:DYSPLAY HMI RECTIFIERS POWER SHIP EW PP846 | INTERFACE,01)DYSPLAY HMI RECTIFIERS,02)POWER SHIP EW PP846,01)DISPLAY HMI RECTIFICADORES,02)POWER POWER EW PP846 | 3BSE042238R2 | 3000014 | ABB | ABB | 3BSE042238R2 | [18 empty] | INTERFACE | NO MODIFIER | TYPE |  | POWER SUPPLY |  | NUMBER OF PORTS |  | PORT DATA |  | SPEED RATING |  | CONNECTION TYPE |  | MOUNTING TYPE |  | SIZE |  | MATERIAL |  | HAZARD CLASS |  | CERTIFICATION/STANDARD |  | ADDITIONAL FEATURES EN | DYSPLAY HMI RECTIFIERS POWER SHIP EW PP846 | [49 empty] | Production Downloaded
STP_009 - Lot2 | Data Enrichment | SMX |  | 2023-07-05 |  |  | 1325345 | 1325345 | INTERFACE;ABB,58914444 | INTERFACE;MNFR:ABB,PTNO:58914444 | INTERFACE | 58914444 | 3000014 | ABB | ABB | 58914444 | [18 empty] | INTERFACE | NO MODIFIER | TYPE |  | POWER SUPPLY |  | NUMBER OF PORTS |  | PORT DATA |  | SPEED RATING |  | CONNECTION TYPE |  | MOUNTING TYPE |  | SIZE |  | MATERIAL |  | HAZARD CLASS |  | CERTIFICATION/STANDARD |  | ADDITIONAL FEATURES EN | [50 empty] | Production Downloaded
STP_009 - Lot2 | Data Enrichment | SMX |  | 2023-07-05 |  |  | 1252977 | 1252977 | INTERFACE;DIEC,BEK7264 | INTERFACE;MNFR:DIECI,PTNO:BEK7264,ADDITIONAL FEATURES EN:JOYSTICK, LINE | INTERFACE,01)JOYSTICK, LINE | BEK7264 | 3000511 | DIECI | DIECI | BEK7264 | [18 empty] | INTERFACE | NO MODIFIER | TYPE |  | POWER SUPPLY |  | NUMBER OF PORTS |  | PORT DATA |  | SPEED RATING |  | CONNECTION TYPE |  | MOUNTING TYPE |  | SIZE |  | MATERIAL |  | HAZARD CLASS |  | CERTIFICATION/STANDARD |  | ADDITIONAL FEATURES EN | JOYSTICK,LINE | [49 empty] | Production Downloaded
STP_009 - Lot2 | Data Enrichment | SMX |  | 2023-07-05 |  |  | 1211807 | 1211807 | INTERFACE;SCHN,386-4431 | INTERFACE;MNFR:SCHNEIDER INC,PTNO:386-4431 | 01)RS COMPONENTS PTY LTD,01)386-4431,INTERFACE | 386-4431 | 3000344 | SCHNEIDER INC | SCHNEIDER INC | 386-4431 | [18 empty] | INTERFACE | NO MODIFIER | TYPE |  | POWER SUPPLY |  | NUMBER OF PORTS |  | PORT DATA |  | SPEED RATING |  | CONNECTION TYPE |  | MOUNTING TYPE |  | SIZE |  | MATERIAL |  | HAZARD CLASS |  | CERTIFICATION/STANDARD |  | ADDITIONAL FEATURES EN | [50 empty] | Production Downloaded
STP_009 - Lot2 | Data Enrichment | SMX |  | 2023-07-05 |  |  | 1329337 | 1329337 | INTERFACE;SIE,6ES7155-5AA00-0AC0 | INTERFACE;MNFR:SIEMENS,PTNO:6ES7155-5AA00-0AC0 | INTERFACE | 6ES7155-5AA00-0AC0 | 3000032 | SIEMENS | SIEMENS | 6ES7155-5AA00-0AC0 | [18 empty] | INTERFACE | NO MODIFIER | TYPE |  | POWER SUPPLY |  | NUMBER OF PORTS |  | PORT DATA |  | SPEED RATING |  | CONNECTION TYPE |  | MOUNTING TYPE |  | SIZE |  | MATERIAL |  | HAZARD CLASS |  | CERTIFICATION/STANDARD |  | ADDITIONAL FEATURES EN | [50 empty] | Production Downloaded
STP_009 - Lot2 | Data Enrichment | VNE |  | 2023-06-24 |  |  | 1266965 | 1266965 | KNOB,SWTCH;NHP,LFS2A4001,STD,48X48MM | KNOB,SWITCH;MNFR:NHP,PTNO:LFS2A4001,ADDITIONAL FEATURES EN:STANDARD,48X48MM | 01)CNW (MOUNT ISA) ELECT WHO,01)NHPLFS2A4001,KNOB,SWITCH,01)STANDARD,48X48MM | LFS2A4001 | 3000664 | NHP | NHP | LFS2A4001 | [18 empty] | KNOB | SWITCH | TYPE |  | COLOUR |  | SIZE |  | MATERIAL |  | HAZARD CLASS |  | CERTIFICATION/STANDARD |  | ADDITIONAL FEATURES EN | STANDARD,48X48MM | [59 empty] | Production Downloaded
STP_009 - Lot2 | Data Enrichment | VNE |  | 2023-06-24 |  |  | 1273883 | 1273883 | KNOB;EATO,EATT341M,DIMMER,T SERIES PUSHM | KNOB;MNFR:EATON CORPORATION,PTNO:EATT341M,ADDITIONAL FEATURES EN:DIMMER,T SERIES PUSH BUTTON,METAL | 01)CNW (MOUNT ISA) ELECT WHO,01)EATT341M,KNOB,01)DIMMER,T SERIES PUSH BUTTON | EATT341M | 3000267 | EATON CORPORATION | EATON CORPORATION | EATT341M | [18 empty] | KNOB | NO MODIFIER | TYPE |  | SIZE |  | CONNECTION TYPE |  | MATERIAL |  | COLOUR |  | HAZARD CLASS |  | CERTIFICATION/STANDARD |  | ADDITIONAL FEATURES EN | DIMMER,T SERIES PUSH BUTTON,METAL | [57 empty] | Production Downloaded
STP_009 - Lot2 | Data Enrichment | VNE |  | 2023-06-24 |  |  | 1324425 | 1324425 | KNOB;SIE,3SX8-001.0AA | KNOB;MNFR:SIEMENS,PTNO:3SX8-001.0AA | KNOB | 3SX8-001.0AA | 3000032 | SIEMENS | SIEMENS | 3SX8-001.0AA | [18 empty] | KNOB | NO MODIFIER | TYPE |  | SIZE |  | CONNECTION TYPE |  | MATERIAL |  | COLOUR |  | HAZARD CLASS |  | CERTIFICATION/STANDARD |  | ADDITIONAL FEATURES EN | [58 empty] | Production Downloaded
STP_009 - Lot2 | Data Enrichment | VNE |  | 2023-06-24 |  |  | 1276010 | 1276010 | LID;CUM,SP1400 | LID;MNFR:CUMMINS,PTNO:SP1400 | LID | SP1400 | 3000018 | CUMMINS | CUMMINS | SP1400 | [18 empty] | LID | NO MODIFIER | TYPE |  | SIZE |  | MATERIAL |  | COLOUR |  | HAZARD CLASS |  | CERTIFICATION/STANDARD |  | ADDITIONAL FEATURES EN | [60 empty] | Production Downloaded
STP_009 - Lot2 | Data Enrichment | SMX |  | 2023-07-05 |  |  | 1270612 | 1270612 | MAGNET; THFI,MTS2015422,STD,RNG,1.29X0.5 | MAGNET;MNFR:THERMO FISHER,PTNO:MTS2015422,ADDITIONAL FEATURES EN:STD,RING,1.29X0.53X0.31,4 MOUNT HOLES | 01)THERMO FISHER SCIENTIFIC,01)MTS2015422,MAGNET,01)STD,RING,1.29X0.53X0.31,4 M | MTS2015422 | 3000467 | THERMO FISHER | THERMO FISHER | MTS2015422 | [18 empty] | MAGNET | NO MODIFIER | TYPE |  | PULL RATING |  | FIELD STRENGTH |  | SIZE |  | SHAPE |  | MATERIAL |  | HAZARD CLASS |  | CERTIFICATION/STANDARD |  | ADDITIONAL FEATURES EN | STD,RING,1.29X0.53X0.31,4 MOUNT HOLES | [55 empty] | Production Downloaded
STP_009 - Lot2 | Data Enrichment | SMX |  | 2023-07-05 |  |  | 1248661 | 1248661 | MAGNET;ABB,L00001715 | MAGNET;MNFR:ABB,PTNO:L00001715 | MAGNET | L00001715 | 3000014 | ABB | ABB | L00001715 | [18 empty] | MAGNET | NO MODIFIER | TYPE |  | PULL RATING |  | FIELD STRENGTH |  | SIZE |  | SHAPE |  | MATERIAL |  | HAZARD CLASS |  | CERTIFICATION/STANDARD |  | ADDITIONAL FEATURES EN | [56 empty] | Production Downloaded
STP_009 - Lot2 | Data Enrichment | SMX |  | 2023-07-05 |  |  | 1272724 | 1272724 | MAGNET;NHP,CEP71EMRZ,RESET,24 VDC,FOR CE | MAGNET;MNFR:NHP,PTNO:CEP71EMRZ,ADDITIONAL FEATURES EN:RESET,24 VDC,FOR CEP7-1 ADVANCED | 01)CNW (MOUNT ISA) ELECT WHO,01)NHPCEP71EMRZ,MAGNET,01)RESET,24 VDC,FOR CEP7-1 ADV | CEP71EMRZ | 3000664 | NHP | NHP | CEP71EMRZ | [18 empty] | MAGNET | NO MODIFIER | TYPE |  | PULL RATING |  | FIELD STRENGTH |  | SIZE |  | SHAPE |  | MATERIAL |  | HAZARD CLASS |  | CERTIFICATION/STANDARD |  | ADDITIONAL FEATURES EN | RESET,24 VDC,FOR CEP7-1 ADVANCED | [55 empty] | Production Downloaded
STP_009 - Lot2 | Data Enrichment | SMX |  | 2023-07-05 |  |  | 1273627 | 1273627 | MAGNET;NHP,CMR7N240VAC,RESET,240VAC,50HZ | MAGNET;MNFR:NHP,PTNO:CMR7N240VAC,ADDITIONAL FEATURES EN:RESET,240VAC,50HZ,FOR CT7N/CT8 | 01)SHERRIFF ELECTRICAL SUPPL,01)NHPCMR7N240VAC,MAGNET,01)RESET,240VAC,50HZ,FOR CT7N/ | CMR7N240VAC | 3000664 | NHP | NHP | CMR7N240VAC | [18 empty] | MAGNET | NO MODIFIER | TYPE |  | PULL RATING |  | FIELD STRENGTH |  | SIZE |  | SHAPE |  | MATERIAL |  | HAZARD CLASS |  | CERTIFICATION/STANDARD |  | ADDITIONAL FEATURES EN | RESET,240VAC,50HZ,FOR CT7N/CT8 | [55 empty] | Production Downloaded
STP_009 - Lot2 | Data Enrichment | SMX |  | 2023-07-05 |  |  | 1273628 | 1273628 | MAGNET;NHP,CMR7N24VAC,RESET,24 VAC,50HZ | MAGNET;MNFR:NHP,PTNO:CMR7N24VAC,ADDITIONAL FEATURES EN:RESET,24 VAC,50HZ,FOR CT7N/CT8 | 01)SHERRIFF ELECTRICAL SUPPL,01)NHPCMR7N24VAC,MAGNET,01)RESET,24 VAC,50HZ,FOR CT7N/ | CMR7N24VAC | 3000664 | NHP | NHP | CMR7N24VAC | [18 empty] | MAGNET | NO MODIFIER | TYPE |  | PULL RATING |  | FIELD STRENGTH |  | SIZE |  | SHAPE |  | MATERIAL |  | HAZARD CLASS |  | CERTIFICATION/STANDARD |  | ADDITIONAL FEATURES EN | RESET,24 VAC,50HZ,FOR CT7N/CT8 | [55 empty] | Production Downloaded
STP_009 - Lot2 | Data Enrichment | SMX |  | 2023-07-05 |  |  | 1324844 | 1324844 | MAGNET;PERMANENT,SWTCHNG,AUSLEC | MAGNET;TYPE:PERMANENT,ADDITIONAL FEATURES EN:SWITCHING,MNFR:SIEMENS,PTNO:3SE6100,MNFR:01)AUSLEC,PTNO:01)SIE3SE6100 | PERMANENT,01)SWITCHING,01)AUSLEC,01)SIE3SE6100,MAGNET | 3SE6100 | 3000032 | SIEMENS | 01)AUSLEC | 01)SIE3SE6100 | [18 empty] | MAGNET | NO MODIFIER | TYPE | PERMANENT | PULL RATING |  | FIELD STRENGTH |  | SIZE |  | SHAPE |  | MATERIAL |  | HAZARD CLASS |  | CERTIFICATION/STANDARD |  | ADDITIONAL FEATURES EN | SWITCHING | [55 empty] | Production Downloaded
STP_009 - Lot2 | Data Enrichment | SMX |  | 2023-07-05 |  |  | 1273045 | 1273045 | MICROPHONE;ECAM,FIN-UNI-00560,HAND-HELD | MICROPHONE;MNFR:ECAM,PTNO:FIN-UNI-00560,ADDITIONAL FEATURES EN:HAND-HELD FIST | 01)ECAM (PTY) LTD,01)FIN-UNI-00560,MICROPHONE,01)HAND-HELD FIST | FIN-UNI-00560 | 3000424 | ECAM | ECAM | FIN-UNI-00560 | [18 empty] | MICROPHONE | NO MODIFIER | TYPE |  | SENSITIVITY |  | DIRECTIVITY |  | OPERATING FREQUENCY |  | POWER SUPPLY |  | SIGNAL/NOISE RATIO |  | MATERIAL |  | TERMINAL TYPE |  | SIZE |  | COLOUR |  | HAZARD CLASS |  | CERTIFICATION/STANDARD |  | ADDITIONAL FEATURES EN | HAND-HELD FIST | [47 empty] | Production Downloaded
STP_009 - Lot2 | Data Enrichment | VNE |  | 2023-06-24 |  |  | 1267250 | 1267250 | MODULE,PWR;SIE,6SL3210-1PE28-8AL0,37KW | MODULE,POWER;MNFR:SIEMENS,PTNO:6SL3210-1PE28-8AL0,ADDITIONAL FEATURES EN:37KW 75A IP20 PM240-2 VSD | 01)PACIFIC RIM TECH SERVICES,01)6SL3210-1PE28-8AL0,MODULE,POWER,01)37KW 75A IP20 PM240-2 VSD | 6SL3210-1PE28-8AL0 | 3000032 | SIEMENS | SIEMENS | 6SL3210-1PE28-8AL0 |  | PACIFIC RIM TECH SERVICES | 6SL3210-1PE28-8AL0 | [15 empty] | MODULE | POWER | TYPE |  | INPUT RATING |  | OUTPUT RATING |  | POWER RATING |  | SWITCH TYPE |  | CONNECTION TYPE |  | TEMPERATURE RATING |  | SIZE |  | HAZARD CLASS |  | CERTIFICATION/STANDARD |  | ADDITIONAL FEATURES EN | [52 empty] | Production Downloaded
STP_009 - Lot2 | Data Enrichment | VNE |  | 2023-06-24 |  |  | 1212917 | 1212917 | MODULE,PWR;SMART LINE,510-650 VDC,500 KW | MODULE,POWER;TYPE:SMART LINE,INPUT RATING:380-480 V AC 50/60 HZ,OUTPUT RATING:510-650 VDC,POWER RATING:500 KW,ADDITIONAL FEATURES EN:SINAMICS S120,3-PHASE, AC, 1050, CHASSIS UNIT IP00 INT AIR COOLING,INCL.DRIVE CLIQ CABLE,MNFR:SIEMENS,PTNO:6SL3330-6TE41-1AA3 | MODULE,EN_01)SMART LINE,EN_01)380-480 V AC 50/60 HZ,510-650 VDC,500 KW,01)SINAMICS S120,3-PHASE, AC,02)INCL.DRIVE CLIQ CABLE | 6SL3330-6TE41-1AA3 | 3000032 | SIEMENS | SIEMENS | 6SL3330-6TE41-1AA3 | [18 empty] | MODULE | POWER | TYPE |  | INPUT RATING |  | OUTPUT RATING |  | POWER RATING |  | SWITCH TYPE |  | CONNECTION TYPE |  | TEMPERATURE RATING |  | SIZE |  | HAZARD CLASS |  | CERTIFICATION/STANDARD |  | ADDITIONAL FEATURES EN | [52 empty] | Production Downloaded
STP_009 - Lot2 | Data Enrichment | kib |  | 2023-06-24 |  |  | 1325302 | 1325302 | MODULE;ABB,RXTMA 1 | MODULE;MNFR:ABB,PTNO:RXTMA 1 | MODULE | RXTMA 1 | 3000014 | ABB | ABB | RXTMA 1 | [5 empty] | https://new.abb.com/products/RK711008-AX/rxtma-1 | [10 empty] | ENRICHED |  | RELAY | NO MODIFIER | TYPE |  | COIL RATING |  | CONTACT RATING |  | CONTACT CONFIGURATION |  | NUMBER OF POLES |  | CONTACT MATERIAL |  | TERMINAL TYPE |  | MOUNTING TYPE |  | SIZE |  | ENCLOSURE |  | HAZARD CLASS |  | CERTIFICATION/STANDARD |  | ADDITIONAL FEATURES | [48 empty] | Production Downloaded
STP_009 - Lot2 | Data Enrichment | VNE |  | 2023-06-24 |  |  | 1211482 | 1211482 | MODULE;FLUK,750P27 | MODULE;MNFR:FLUKE,PTNO:750P27 |  | 750P27 | 3000278 | FLUKE | FLUKE | 750P27 | [18 empty] | CALIBRATOR | PRESSURE | TYPE |  | MEASURING RANGE |  | ACCURACY |  | DISPLAY TYPE |  | VOLTAGE RATING |  | CURRENT RATING |  | CONNECTION TYPE |  | MATERIAL |  | SIZE |  | TEMPERATURE RATING |  | HAZARD CLASS |  | CERTIFICATION/STANDARD |  | ADDITIONAL FEATURES | [48 empty] | Production Downloaded
STP_009 - Lot2 | Data Enrichment | VNE |  | 2023-06-24 |  |  | 1272554 | 1272554 | MODULE;FLUK,T3000FC,TEMP,FC WIRELESS,K T | MODULE;MNFR:FLUKE,PTNO:T3000FC,ADDITIONAL FEATURES EN:TEMPERATURE,FC WIRELESS,K TYPE | 01)CNW (MOUNT ISA) ELECT WHO,01)FLUFLK-T3000FC,MODULE,01)TEMPERATURE,FC WIRELESS,K T | T3000FC | 3000278 | FLUKE | FLUKE | T3000FC |  | CNW ELECTRICAL | T3000FC | [15 empty] | CALIBRATOR | TEMPERATURE | TYPE |  | MEASURING RANGE |  | ACCURACY |  | DISPLAY TYPE |  | RESOLUTION |  | VOLTAGE RATING |  | INTERFACE TYPE |  | CURRENT RATING |  | MATERIAL |  | SIZE |  | HAZARD CLASS |  | CERTIFICATION/STANDARD |  | ADDITIONAL FEATURES | [48 empty] | Production Downloaded
STP_009 - Lot2 | Data Enrichment | VNE |  | 2023-06-24 |  |  | 1274878 | 1274878 | MODULE;SCHN,SC2XPSAF5130 |  |  | SC2XPSAF5130 | 3000344 | SCHNEIDER INC | SCHNEIDER INC | XPSAF5130 | [18 empty] | RELAY | SAFETY | TYPE |  | COIL VOLTAGE |  | CONTACT VOLTAGE RATING |  | NUMBER OF POLES |  | CONTACT CONFIGURATION |  | SIL RATING |  | MAX SWITCHING VOLTAGE |  | MAX SWITCHING CURRENT |  | MOUNTING TYPE |  | MATERIAL |  | FREQUENCY RATING |  | SIZE |  | ENCLOSURE |  | TEMPERATURE RATING |  | HAZARD CLASS |  | CERTIFICATION/STANDARD |  | ADDITIONAL FEATURES | [40 empty] | Production Downloaded
STP_009 - Lot2 | Data Enrichment | VNE |  | 2023-06-24 |  |  | 1323526 | 1323526 | MODULE;SIE,23V5E32 372/8190-315105 | MODULE;MNFR:SIEMENS,PTNO:23V5E32 372/8190-315105 | MODULE | 23V5E32 372/8190-315105 | 3000032 | SIEMENS | SIEMENS | 23V5E32 372/8190-315105 | [18 empty] | MODULE | NO MODIFIER | TYPE |  | SIZE |  | MATERIAL |  | MOUNTING TYPE |  | TEMPERATURE RATING |  | HAZARD CLASS |  | CERTIFICATION/STANDARD |  | ADDITIONAL FEATURES EN | [58 empty] | Production Downloaded
STP_009 - Lot2 | Data Enrichment | VNE |  | 2023-06-24 |  |  | 1330514 | 1330514 | MODULE;SIE,6ED1052-1FB08-0BA0 | MODULE;MNFR:SIEMENS,PTNO:6ED1052-1FB08-0BA0 | MODULE | 6ED1052-1FB08-0BA0 | 3000032 | SIEMENS | SIEMENS | 6ED1052-1FB08-0BA0 | [18 empty] | MODULE | COMMUNICATION | TYPE |  | INPUT RATING |  | NUMBER OF PORTS |  | INTERFACE TYPE |  | DATA TRANSFER RATE |  | TRANSMISSION PROTOCOL |  | MOUNTING TYPE |  | TEMPERATURE RATING |  | CONNECTION TYPE |  | SIZE |  | HAZARD CLASS |  | CERTIFICATION/STANDARD |  | ADDITIONAL FEATURES | [48 empty] | Production Downloaded
STP_009 - Lot2 | Data Enrichment | VNE |  | 2023-06-24 |  |  | 1272401 | 1272401 | MODULE;SIE,6ED1052-1FB08-0BA1,W/DISPLAY | MODULE;MNFR:SIEMENS,PTNO:6ED1052-1FB08-0BA1,ADDITIONAL FEATURES EN:W/DISPLAY,230RCE,BASIC,8DI/4DO,115-230VAC |  | 6ED1052-1FB08-0BA1 | 3000032 | SIEMENS | SIEMENS | 6ED1052-1FB08-0BA1 | [18 empty] | MODULE | COMMUNICATION | TYPE |  | INPUT RATING |  | NUMBER OF PORTS |  | INTERFACE TYPE |  | DATA TRANSFER RATE |  | TRANSMISSION PROTOCOL |  | MOUNTING TYPE |  | TEMPERATURE RATING |  | CONNECTION TYPE |  | SIZE |  | HAZARD CLASS |  | CERTIFICATION/STANDARD |  | ADDITIONAL FEATURES | [48 empty] | Production Downloaded
STP_009 - Lot2 | Data Enrichment | VNE |  | 2023-06-24 |  |  | 1218542 | 1218542 | MODULE;SIE,6ES7412-2EK07-0AB0 | MODULE;MNFR:SIEMENS,PTNO:6ES7412-2EK07-0AB0 |  | 6ES7412-2EK07-0AB0 | 3000032 | SIEMENS | SIEMENS | 6ES7412-2EK07-0AB0 | [18 empty] | MODULE | PROCESSOR | TYPE |  | NUMBER OF PROCESSOR |  | PROCESSOR CORE CLOCK |  | MEMORY CLOCK |  | POWER RATING |  | CONNECTION TYPE |  | INTERFACE TYPE |  | SIZE |  | ENCLOSURE TYPE |  | MOUNTING TYPE |  | TEMPERATURE RATING |  | CERTIFICATION/STANDARD |  | ADDITIONAL FEATURES | [48 empty] | Production Downloaded
STP_009 - Lot2 | Data Enrichment | VNE |  | 2023-06-24 |  |  | 1218541 | 1218541 | MODULE;SIE,6ES7422-1BL00-0AA0 | MODULE;MNFR:SIEMENS,PTNO:6ES7422-1BL00-0AA0 |  | 6ES7422-1BL00-0AA0 | 3000032 | SIEMENS | SIEMENS | 6ES7422-1BL00-0AA0 | [18 empty] | MODULE | NO MODIFIER | TYPE |  | SIZE |  | MATERIAL |  | MOUNTING TYPE |  | TEMPERATURE RATING |  | HAZARD CLASS |  | CERTIFICATION/STANDARD |  | ADDITIONAL FEATURES EN | [58 empty] | Production Downloaded
STP_009 - Lot2 | Data Enrichment | VNE |  | 2023-06-24 |  |  | 1218539 | 1218539 | MODULE;SIE,6ES7431-7QH00-0AB0 | MODULE;MNFR:SIEMENS,PTNO:6ES7431-7QH00-0AB0 |  | 6ES7431-7QH00-0AB0 | 3000032 | SIEMENS | SIEMENS | 6ES7431-7QH00-0AB0 | [18 empty] | MODULE | NO MODIFIER | TYPE |  | SIZE |  | MATERIAL |  | MOUNTING TYPE |  | TEMPERATURE RATING |  | HAZARD CLASS |  | CERTIFICATION/STANDARD |  | ADDITIONAL FEATURES EN | [58 empty] | Production Downloaded
STP_009 - Lot2 | Data Enrichment | VNE |  | 2023-06-24 |  |  | 1218540 | 1218540 | MODULE;SIE,6ES7432-1HF00-0AB0 | MODULE;MNFR:SIEMENS,PTNO:6ES7432-1HF00-0AB0 |  | 6ES7432-1HF00-0AB0 | 3000032 | SIEMENS | SIEMENS | 6ES7432-1HF00-0AB0 | [18 empty] | MODULE | NO MODIFIER | TYPE |  | SIZE |  | MATERIAL |  | MOUNTING TYPE |  | TEMPERATURE RATING |  | HAZARD CLASS |  | CERTIFICATION/STANDARD |  | ADDITIONAL FEATURES EN | [58 empty] | Production Downloaded
STP_009 - Lot2 | Data Enrichment | VNE |  | 2023-06-24 |  |  | 1329339 | 1329339 | MODULE;SIE,6ES7522-1BL01-0AB0 | MODULE;MNFR:SIEMENS,PTNO:6ES7522-1BL01-0AB0 | MODULE | 6ES7522-1BL01-0AB0 | 3000032 | SIEMENS | SIEMENS | 6ES7522-1BL01-0AB0 | [18 empty] | MODULE | NO MODIFIER | TYPE |  | SIZE |  | MATERIAL |  | MOUNTING TYPE |  | TEMPERATURE RATING |  | HAZARD CLASS |  | CERTIFICATION/STANDARD |  | ADDITIONAL FEATURES EN | [58 empty] | Production Downloaded
STP_009 - Lot2 | Data Enrichment | VNE |  | 2023-06-24 |  |  | 1275465 | 1275465 | MODULE;SIE,6SE7090-OXX84 | MODULE;MNFR:SIEMENS,PTNO:6SE7090-OXX84 | MODULE | 6SE7090-OXX84 | 3000032 | SIEMENS | SIEMENS | 6SE7090-OXX84 | [18 empty] | MODULE | NO MODIFIER | TYPE |  | SIZE |  | MATERIAL |  | MOUNTING TYPE |  | TEMPERATURE RATING |  | HAZARD CLASS |  | CERTIFICATION/STANDARD |  | ADDITIONAL FEATURES EN | [58 empty] | Production Downloaded
STP_009 - Lot2 | Data Enrichment | VNE |  | 2023-06-24 |  |  | 1242374 | 1242374 | MODULE;SIE,6SL3055-0AA00-5CA2,SMC30,SNSR | MODULE;MNFR:SIEMENS,PTNO:6SL3055-0AA00-5CA2,PTNO 1:SMC30,ADDITIONAL FEATURES EN:SENSOR | 01)SMC30,MODULE,01)SENSOR,01)SENSOR | 6SL3055-0AA00-5CA2 | 3000032 | SIEMENS | SIEMENS | 6SL3055-0AA00-5CA2 |  |  | SMC30 | [15 empty] | MODULE | NO MODIFIER | TYPE |  | SIZE |  | MATERIAL |  | MOUNTING TYPE |  | TEMPERATURE RATING |  | HAZARD CLASS |  | CERTIFICATION/STANDARD |  | ADDITIONAL FEATURES EN | SENSOR | [57 empty] | Production Downloaded
STP_009 - Lot2 | Data Enrichment | VNE |  | 2023-06-24 |  |  | 1267251 | 1267251 | MODULE;SIE,6SL3244-0BB13-1FA0,CTRL UNIT | MODULE;MNFR:SIEMENS,PTNO:6SL3244-0BB13-1FA0,ADDITIONAL FEATURES EN:CTRL UNIT,6DI,3DQ,2AI,2AQ | 01)PACIFIC RIM TECH SERVICES,01)6SL3244-0BB13-1FA0,MODULE,01)CTRL UNIT,6DI,3DQ,2AI,2AQ | 6SL3244-0BB13-1FA0 | 3000032 | SIEMENS | SIEMENS | 6SL3244-0BB13-1FA0 | [18 empty] | MODULE | NO MODIFIER | TYPE |  | SIZE |  | MATERIAL |  | MOUNTING TYPE |  | TEMPERATURE RATING |  | HAZARD CLASS |  | CERTIFICATION/STANDARD |  | ADDITIONAL FEATURES EN | CTRL UNIT,6DI,3DQ,2AI,2AQ | [57 empty] | Production Downloaded
STP_009 - Lot2 | Data Enrichment | VNE |  | 2023-06-24 |  |  | 1335640 | 1335640 | MODULE;SIE,6SR3960-0CD02-0AD0 | MODULE;MNFR:SIEMENS,PTNO:6SR3960-0CD02-0AD0 | MODULE | 6SR3960-0CD02-0AD0 | 3000032 | SIEMENS | SIEMENS | 6SR3960-0CD02-0AD0 | [18 empty] | MODULE | NO MODIFIER | TYPE |  | SIZE |  | MATERIAL |  | MOUNTING TYPE |  | TEMPERATURE RATING |  | HAZARD CLASS |  | CERTIFICATION/STANDARD |  | ADDITIONAL FEATURES EN | [58 empty] | Production Downloaded
STP_009 - Lot2 | Data Enrichment | VNE |  | 2023-06-24 |  |  | 1323527 | 1323527 | MODULE;SIE,C71459-A16-A1 | MODULE;MNFR:SIEMENS,PTNO:C71459-A16-A1 | MODULE | C71459-A16-A1 | 3000032 | SIEMENS | SIEMENS | C71459-A16-A1 | [18 empty] | MODULE | NO MODIFIER | TYPE |  | SIZE |  | MATERIAL |  | MOUNTING TYPE |  | TEMPERATURE RATING |  | HAZARD CLASS |  | CERTIFICATION/STANDARD |  | ADDITIONAL FEATURES EN | [58 empty] | Production Downloaded
STP_009 - Lot2 | Data Enrichment | kib |  | 2023-06-24 |  |  | 1275189 | 1275189 | MODULE;YOKG,ANB10D-415/CU2N | MODULE;MNFR:YOKOGAWA,PTNO:ANB10D-415/CU2N |  | ANB10D-415/CU2N | 3000446 | YOKOGAWA | YOKOGAWA | ANB10D-415/CU2N | [18 empty] | MODULE | NO MODIFIER | TYPE |  | SIZE |  | MATERIAL |  | MOUNTING TYPE |  | TEMPERATURE RATING |  | HAZARD CLASS |  | CERTIFICATION/STANDARD |  | ADDITIONAL FEATURES EN | [58 empty] | Production Downloaded
STP_009 - Lot2 | Data Enrichment | kib |  | 2023-06-24 |  |  | 1275184 | 1275184 | MODULE;YOKG,ANB10D-415/CU2T | MODULE;MNFR:YOKOGAWA,PTNO:ANB10D-415/CU2T |  | ANB10D-415/CU2T | 3000446 | YOKOGAWA | YOKOGAWA | ANB10D-415/CU2T | [18 empty] | MODULE | NO MODIFIER | TYPE |  | SIZE |  | MATERIAL |  | MOUNTING TYPE |  | TEMPERATURE RATING |  | HAZARD CLASS |  | CERTIFICATION/STANDARD |  | ADDITIONAL FEATURES EN | [58 empty] | Production Downloaded
STP_009 - Lot2 | Data Enrichment | kib |  | 2023-06-24 |  |  | 1275089 | 1275089 | MODULE;YOKG,ANB11D-215/BU2A | MODULE;MNFR:YOKOGAWA,PTNO:ANB11D-215/BU2A |  | ANB11D-215/BU2A | 3000446 | YOKOGAWA | YOKOGAWA | ANB11D-215/BU2A | [18 empty] | MODULE | NO MODIFIER | TYPE |  | SIZE |  | MATERIAL |  | MOUNTING TYPE |  | TEMPERATURE RATING |  | HAZARD CLASS |  | CERTIFICATION/STANDARD |  | ADDITIONAL FEATURES EN | [58 empty] | Production Downloaded
STP_009 - Lot2 | Data Enrichment | VNE |  | 2023-06-24 |  |  | 1275067 | 1275067 | MODULE;YOKG,ANT502-50 | MODULE;MNFR:YOKOGAWA,PTNO:ANT502-50 |  | ANT502-50 | 3000446 | YOKOGAWA | YOKOGAWA | ANT502-50 | [18 empty] | MODULE | NO MODIFIER | TYPE |  | SIZE |  | MATERIAL |  | MOUNTING TYPE |  | TEMPERATURE RATING |  | HAZARD CLASS |  | CERTIFICATION/STANDARD |  | ADDITIONAL FEATURES EN | [58 empty] | Production Downloaded
STP_009 - Lot2 | Data Enrichment | VNE |  | 2023-06-24 |  |  | 1218882 | 1218882 | MODULE;YOKG,EC402-50 | MODULE;MNFR:YOKOGAWA,PTNO:EC402-50 |  | EC402-50 | 3000446 | YOKOGAWA | YOKOGAWA | EC402-50 | [18 empty] | MODULE | NO MODIFIER | TYPE |  | SIZE |  | MATERIAL |  | MOUNTING TYPE |  | TEMPERATURE RATING |  | HAZARD CLASS |  | CERTIFICATION/STANDARD |  | ADDITIONAL FEATURES EN | [58 empty] | Production Downloaded
STP_009 - Lot2 | Data Enrichment | VNE |  | 2023-06-24 |  |  | 1219602 | 1219602 | NAIL GUN;MILW,M18FN18GS-0,FINISHING NAIL | NAIL GUN;MNFR:MILWAUKEE ELECTRIC TOOL,PTNO:M18FN18GS-0,ADDITIONAL FEATURES EN:FINISHING NAILER | 01)TOOL 'N' TACKLE,01)M18FN18GS-0,NAIL GUN,01)FINISHING NAILER | M18FN18GS-0 | 3000317 | MILWAUKEE ELECTRIC TOOL | MILWAUKEE ELECTRIC TOOL | M18FN18GS-0 | [18 empty] | NAIL GUN | NO MODIFIER | TYPE |  | NAIL SIZE |  | NAIL CAPACITY |  | ELECTRICAL RATING |  | OVERALL SIZE |  | HAZARD CLASS |  | CERTIFICATION/STANDARD |  | ADDITIONAL FEATURES EN | FINISHING NAILER | [57 empty] | Production Downloaded
STP_009 - Lot2 | Data Enrichment | VNE |  | 2023-06-24 |  |  | 1214304 | 1214304 | NOZZLE;SIE,210-285 | NOZZLE;MNFR:SIEMENS,PTNO:210-285 | NOZZLE | 210-285 | 3000032 | SIEMENS | SIEMENS | 210-285 | [18 empty] | NOZZLE | NO MODIFIER | TYPE |  | ORIFICE SIZE |  | NOMINAL SIZE |  | END CONNECTION |  | MATERIAL |  | FLOW RATING |  | PRESSURE RATING |  | TEMPERATURE RATING |  | HAZARD CLASS |  | CERTIFICATION/STANDARD |  | ADDITIONAL FEATURES EN | [52 empty] | Production Downloaded
STP_009 - Lot2 | Data Enrichment | VNE |  | 2023-06-24 |  |  | 1217018 | 1217018 | PACKING;GARL,41602-4036,SIZE:8 M X 14 MM | PACKING;MNFR:GARLOCK LTD,PTNO:41602-4036,ADDITIONAL FEATURES EN:SIZE:8 M X 14 MM,MATERIAL:GRAPHITE | 01)J BLACKWOOD & SONS,01)08921110,PACKING,01)SIZE:8 M X 14 MM,02)MATERIAL:GRAPHITE | 41602-4036 | 3000281 | GARLOCK LTD | GARLOCK LTD | 41602-4036 | [18 empty] | PACKING | NO MODIFIER | TYPE |  | SIZE |  | MATERIAL | GRAPHITE | HAZARD CLASS |  | CERTIFICATION/STANDARD |  | ADDITIONAL FEATURES EN | SIZE:8 M X 14 MM | [61 empty] | Production Downloaded
STP_009 - Lot2 | Data Enrichment | VNE |  | 2023-06-24 |  |  | 1270935 | 1270935 | PACKING;LINC,01-034337 | PACKING;MNFR:LINCOLN,PTNO:01-034337 | 01)ISADRAULICS,01)01-034337,PACKING | 01-034337 | 3000550 | LINCOLN | LINCOLN | 01-034337 | [18 empty] | PACKING | NO MODIFIER | TYPE |  | SIZE |  | MATERIAL |  | HAZARD CLASS |  | CERTIFICATION/STANDARD |  | ADDITIONAL FEATURES EN | [62 empty] | Production Downloaded
STP_009 - Lot2 | Data Enrichment | VNE |  | 2023-06-24 |  |  | 1274176 | 1274176 | PACKING;MAN,239727 | PACKING;MNFR:MANITOU,PTNO:239727 | 01)JUNGHEINRICH AUSTRALIA PT,01)239727,PACKING | 239727 | 3000007 | MANITOU | MANITOU | 239727 | [18 empty] | PACKING | NO MODIFIER | TYPE |  | SIZE |  | MATERIAL |  | HAZARD CLASS |  | CERTIFICATION/STANDARD |  | ADDITIONAL FEATURES EN | [62 empty] | Production Downloaded
STP_009 - Lot2 | Data Enrichment | VNE |  | 2023-06-24 |  |  | 1219761 | 1219761 | PEDAL;CASJ,87737031 | PEDAL;MNFR:CASE J I CO,PTNO:87737031 | 01)MAK DIESEL & EARTHMOVING,01)87737031,PEDAL | 87737031 | 3000248 | CASE J I CO | CASE J I CO | 87737031 | [18 empty] | PEDAL | NO MODIFIER | TYPE |  | OVERALL SIZE |  | MATERIAL |  | MOUNTING TYPE |  | MOUNTING SIZE |  | HAZARD CLASS |  | CERTIFICATION/STANDARD |  | ADDITIONAL FEATURES EN | [58 empty] | Production Downloaded
STP_009 - Lot2 | Data Enrichment | VNE |  | 2023-06-24 |  |  | 1211809 | 1211809 | PEN;MILW,48224255 | PEN;MNFR:MILWAUKEE ELECTRIC TOOL,PTNO:48224255 | 01)BLACKWOODS,01)48224255,PEN | 48224255 | 3000317 | MILWAUKEE ELECTRIC TOOL | MILWAUKEE ELECTRIC TOOL | 48224255 | [18 empty] | PEN | NO MODIFIER | TYPE |  | SIZE |  | INK COLOUR |  | MATERIAL |  | COLOUR |  | HAZARD CLASS |  | CERTIFICATION/STANDARD |  | ADDITIONAL FEATURES EN | [58 empty] | Production Downloaded
STP_009 - Lot2 | Data Enrichment | NEN |  | 2023-07-05 |  |  | 1269533 | 1269533 | PROCESSOR;AB,1769L30ER,1MB,5370-L3,COMPA | PROCESSOR;MNFR:ALLEN BRADLEY,PTNO:1769L30ER,ADDITIONAL FEATURES EN:1MB,5370-L3,COMPACTLOGIX | 01)COBAR POWERHOUSE,01)AB1769L30ER,PROCESSOR,01)1MB,5370-L3,COMPACTLOGIX | 1769L30ER | 3000226 | ALLEN BRADLEY | ALLEN BRADLEY | 1769L30ER | [18 empty] | PROCESSOR | NO MODIFIER | TYPE |  | MEMORY |  | PROCESSOR SPEED |  | INTERFACE TYPE |  | VOLTAGE RATING |  | CURRENT RATING |  | NUMBER OF INPUTS |  | NUMBER OF OUTPUTS |  | HAZARD CLASS |  | CERTIFICATION/STANDARD |  | ADDITIONAL FEATURES EN | 1MB,5370-L3,COMPACTLOGIX | [51 empty] | Production Downloaded
STP_009 - Lot2 | Data Enrichment | NEN |  | 2023-07-05 |  |  | 1271053 | 1271053 | PROCESSOR;AB,A-B1492AIFM83,IFM,ANLG,8AI/ | PROCESSOR;MNFR:ALLEN BRADLEY,PTNO:A-B1492AIFM83,ADDITIONAL FEATURES EN:IFM,ANALOG,8AI/AO,3PIN | 01)CNW,01)A-B1492AIFM83,PROCESSOR,01)IFM,ANALOG,8AI/AO,3PIN | A-B1492AIFM83 | 3000226 | ALLEN BRADLEY | ALLEN BRADLEY | A-B1492AIFM83 | [18 empty] | PROCESSOR | NO MODIFIER | TYPE |  | MEMORY |  | PROCESSOR SPEED |  | INTERFACE TYPE |  | VOLTAGE RATING |  | CURRENT RATING |  | NUMBER OF INPUTS |  | NUMBER OF OUTPUTS |  | HAZARD CLASS |  | CERTIFICATION/STANDARD |  | ADDITIONAL FEATURES EN | IFM,ANALOG,8AI/AO,3PIN | [51 empty] | Production Downloaded
STP_009 - Lot2 | Data Enrichment | NEN |  | 2023-07-05 |  |  | 1267319 | 1267319 | PROCESSOR;AB,A-B1756L72,CONTROLLOGIX,4MB | PROCESSOR;MNFR:ALLEN BRADLEY,PTNO:A-B1756L72,ADDITIONAL FEATURES EN:CONTROLLOGIX,4MB | 01)CNW (MOUNT ISA) ELECT WHO,01) A-B1756L72,PROCESSOR,01)CONTROLLOGIX,4MB | A-B1756L72 | 3000226 | ALLEN BRADLEY | ALLEN BRADLEY | A-B1756L72 | [18 empty] | PROCESSOR | NO MODIFIER | TYPE |  | MEMORY |  | PROCESSOR SPEED |  | INTERFACE TYPE |  | VOLTAGE RATING |  | CURRENT RATING |  | NUMBER OF INPUTS |  | NUMBER OF OUTPUTS |  | HAZARD CLASS |  | CERTIFICATION/STANDARD |  | ADDITIONAL FEATURES EN | CONTROLLOGIX,4MB | [51 empty] | Production Downloaded
STP_009 - Lot2 | Data Enrichment | NEN |  | 2023-07-05 |  |  | 1266473 | 1266473 | PROCESSOR;AB,A-B1756L72S,GUARDLOGIX,4MB | PROCESSOR;MNFR:ALLEN BRADLEY,PTNO:A-B1756L72S,ADDITIONAL FEATURES EN:GUARDLOGIX,4MB | 01)CNW (MOUNT ISA) ELECT WHO,01) A-B1756L72S,PROCESSOR,01)GUARDLOGIX,4MB | A-B1756L72S | 3000226 | ALLEN BRADLEY | ALLEN BRADLEY | A-B1756L72S | [18 empty] | PROCESSOR | NO MODIFIER | TYPE |  | MEMORY |  | PROCESSOR SPEED |  | INTERFACE TYPE |  | VOLTAGE RATING |  | CURRENT RATING |  | NUMBER OF INPUTS |  | NUMBER OF OUTPUTS |  | HAZARD CLASS |  | CERTIFICATION/STANDARD |  | ADDITIONAL FEATURES EN | GUARDLOGIX,4MB | [51 empty] | Production Downloaded
STP_009 - Lot2 | Data Enrichment | NEN |  | 2023-07-05 |  |  | 1219987 | 1219987 | PROCESSOR;AB,A-B1769L24ERQBFC1B,750KB DI | PROCESSOR;MNFR:ALLEN BRADLEY,PTNO:A-B1769L24ERQBFC1B,ADDITIONAL FEATURES EN:750KB DIGITAL,I/O ANALOG I/O CONTROLLER | 01)CNW (TOWNSVILLE) ELECT SU,01)A-B1769L24ERQBFC1B,PROCESSOR,01)750KB DIGITAL,I/O ANALOG I/ | A-B1769L24ERQBFC1B | 3000226 | ALLEN BRADLEY | ALLEN BRADLEY | A-B1769L24ERQBFC1B | [18 empty] | PROCESSOR | NO MODIFIER | TYPE |  | MEMORY |  | PROCESSOR SPEED |  | INTERFACE TYPE |  | VOLTAGE RATING |  | CURRENT RATING |  | NUMBER OF INPUTS |  | NUMBER OF OUTPUTS |  | HAZARD CLASS |  | CERTIFICATION/STANDARD |  | ADDITIONAL FEATURES EN | 750KB DIGITAL,I/O ANALOG I/O CONTROLLER | [51 empty] | Production Downloaded
STP_009 - Lot2 | Data Enrichment | NEN |  | 2023-07-05 |  |  | 1258176 | 1258176 | PROCESSOR;ABB,3ADT200005R0001 | PROCESSOR;MNFR:ABB,PTNO:3ADT200005R0001 | PROCESSOR | 3ADT200005R0001 | 3000014 | ABB | ABB | 3ADT200005R0001 | [18 empty] | PROCESSOR | NO MODIFIER | TYPE |  | MEMORY |  | PROCESSOR SPEED |  | INTERFACE TYPE |  | VOLTAGE RATING |  | CURRENT RATING |  | NUMBER OF INPUTS |  | NUMBER OF OUTPUTS |  | HAZARD CLASS |  | CERTIFICATION/STANDARD |  | ADDITIONAL FEATURES EN | [52 empty] | Production Downloaded
STP_009 - Lot2 | Data Enrichment | NEN |  | 2023-07-05 |  |  | 1335531 | 1335531 | PROCESSOR;ABB,3BSE018161R1 | PROCESSOR;MNFR:ABB,PTNO:3BSE018161R1 | PROCESSOR | 3BSE018161R1 | 3000014 | ABB | ABB | 3BSE018161R1 | [18 empty] | PROCESSOR | NO MODIFIER | TYPE |  | MEMORY |  | PROCESSOR SPEED |  | INTERFACE TYPE |  | VOLTAGE RATING |  | CURRENT RATING |  | NUMBER OF INPUTS |  | NUMBER OF OUTPUTS |  | HAZARD CLASS |  | CERTIFICATION/STANDARD |  | ADDITIONAL FEATURES EN | [52 empty] | Production Downloaded
STP_009 - Lot2 | Data Enrichment | NEN |  | 2023-07-05 |  |  | 1326246 | 1326246 | PROCESSOR;ABB,57310001-ML | PROCESSOR;MNFR:ABB,PTNO:57310001-ML | PROCESSOR | 57310001-ML | 3000014 | ABB | ABB | 57310001-ML | [18 empty] | PROCESSOR | NO MODIFIER | TYPE |  | MEMORY |  | PROCESSOR SPEED |  | INTERFACE TYPE |  | VOLTAGE RATING |  | CURRENT RATING |  | NUMBER OF INPUTS |  | NUMBER OF OUTPUTS |  | HAZARD CLASS |  | CERTIFICATION/STANDARD |  | ADDITIONAL FEATURES EN | [52 empty] | Production Downloaded
STP_009 - Lot2 | Data Enrichment | NEN |  | 2023-07-05 |  |  | 1273972 | 1273972 | PROCESSOR;NHP,1756L72,CONTROLLOGIX 5572 | PROCESSOR;MNFR:NHP,PTNO:1756L72,ADDITIONAL FEATURES EN:CONTROLLOGIX 5572,4MB | 01)NHP ELECTRICAL ENGINEERIN,01)1756L72,PROCESSOR,01)CONTROLLOGIX 5572,4MB | 1756L72 | 3000664 | NHP | NHP | 1756L72 | [18 empty] | PROCESSOR | NO MODIFIER | TYPE |  | MEMORY |  | PROCESSOR SPEED |  | INTERFACE TYPE |  | VOLTAGE RATING |  | CURRENT RATING |  | NUMBER OF INPUTS |  | NUMBER OF OUTPUTS |  | HAZARD CLASS |  | CERTIFICATION/STANDARD |  | ADDITIONAL FEATURES EN | CONTROLLOGIX 5572,4MB | [51 empty] | Production Downloaded
STP_009 - Lot2 | Data Enrichment | NEN |  | 2023-07-05 |  |  | 1273955 | 1273955 | PROCESSOR;NHP,1769L36ERM,COMPACTLOGIX 53 | PROCESSOR;MNFR:NHP,PTNO:1769L36ERM,ADDITIONAL FEATURES EN:COMPACTLOGIX 5370-L3 3MB | 01)NHP ELECTRICAL ENGINEERIN,01)1769L36ERM,PROCESSOR,01)COMPACTLOGIX 5370-L3 3MB | 1769L36ERM | 3000664 | NHP | NHP | 1769L36ERM | [18 empty] | PROCESSOR | NO MODIFIER | TYPE |  | MEMORY |  | PROCESSOR SPEED |  | INTERFACE TYPE |  | VOLTAGE RATING |  | CURRENT RATING |  | NUMBER OF INPUTS |  | NUMBER OF OUTPUTS |  | HAZARD CLASS |  | CERTIFICATION/STANDARD |  | ADDITIONAL FEATURES EN | COMPACTLOGIX 5370-L3 3MB | [51 empty] | Production Downloaded
STP_009 - Lot2 | Data Enrichment | NEN |  | 2023-07-05 |  |  | 1212914 | 1212914 | PROCESSOR;SIE,6AG1315-2EH14-2AY0 | PROCESSOR;MNFR:SIEMENS,PTNO:6AG1315-2EH14-2AY0 | PROCESSOR | 6AG1315-2EH14-2AY0 | 3000032 | SIEMENS | SIEMENS | 6AG1315-2EH14-2AY0 | [18 empty] | PROCESSOR | NO MODIFIER | TYPE |  | MEMORY |  | PROCESSOR SPEED |  | INTERFACE TYPE |  | VOLTAGE RATING |  | CURRENT RATING |  | NUMBER OF INPUTS |  | NUMBER OF OUTPUTS |  | HAZARD CLASS |  | CERTIFICATION/STANDARD |  | ADDITIONAL FEATURES EN | [52 empty] | Production Downloaded
STP_009 - Lot2 | Data Enrichment | NEN |  | 2023-07-05 |  |  | 1271051 | 1271051 | PROTECTOR,CIRCT;AB,A-B100MC2EB16,MOT,1.0 | PROTECTOR,CIRCUIT;MNFR:ALLEN BRADLEY,PTNO:A-B100MC2EB16,ADDITIONAL FEATURES EN:MOTOR,1.0-1.6A | 01)CNW,01)A-B100MC2EB16,PROTECTOR,CIRCUIT,01)MOTOR,1.0-1.6A | A-B100MC2EB16 | 3000226 | ALLEN BRADLEY | ALLEN BRADLEY | A-B100MC2EB16 | [18 empty] | PROTECTOR | CIRCUIT | TYPE |  | NUMBER OF POLES |  | POWER RATING |  | CURRENT RATING |  | VOLTAGE RATING |  | FRAME SIZE |  | TRIPPING MECHANISM |  | SIZE |  | TEMPERATURE RATING |  | ENCLOSURE |  | HAZARD CLASS |  | CERTIFICATION/STANDARD |  | ADDITIONAL FEATURES EN | MOTOR,1.0-1.6A | [47 empty] | Production Downloaded
STP_009 - Lot2 | Data Enrichment | NEN |  | 2023-07-05 |  |  | 1271049 | 1271049 | PROTECTOR,CIRCT;AB,A-B100SC09D14BC,MOT,0 | PROTECTOR,CIRCUIT;MNFR:ALLEN BRADLEY,PTNO:A-B100SC09D14BC,ADDITIONAL FEATURES EN:MOTOR,0.4-0.63A | 01)CNW,01)A-B100SC09D14BC,PROTECTOR,CIRCUIT,01)MOTOR,0.4-0.63A | A-B100SC09D14BC | 3000226 | ALLEN BRADLEY | ALLEN BRADLEY | A-B100SC09D14BC | [18 empty] | PROTECTOR | CIRCUIT | TYPE |  | NUMBER OF POLES |  | POWER RATING |  | CURRENT RATING |  | VOLTAGE RATING |  | FRAME SIZE |  | TRIPPING MECHANISM |  | SIZE |  | TEMPERATURE RATING |  | ENCLOSURE |  | HAZARD CLASS |  | CERTIFICATION/STANDARD |  | ADDITIONAL FEATURES EN | MOTOR,0.4-0.63A | [47 empty] | Production Downloaded
STP_009 - Lot2 | Data Enrichment | NEN |  | 2023-07-05 |  |  | 1271050 | 1271050 | PROTECTOR,CIRCT;AB,A-B140MC2EA63,MOT,0.4 | PROTECTOR,CIRCUIT;MNFR:ALLEN BRADLEY,PTNO:A-B140MC2EA63,ADDITIONAL FEATURES EN:MOTOR,0.4-0.63A | 01)CNW,01)A-B140MC2EA63,PROTECTOR,CIRCUIT,01)MOTOR,0.4-0.63A | A-B140MC2EA63 | 3000226 | ALLEN BRADLEY | ALLEN BRADLEY | A-B140MC2EA63 | [18 empty] | PROTECTOR | CIRCUIT | TYPE |  | NUMBER OF POLES |  | POWER RATING |  | CURRENT RATING |  | VOLTAGE RATING |  | FRAME SIZE |  | TRIPPING MECHANISM |  | SIZE |  | TEMPERATURE RATING |  | ENCLOSURE |  | HAZARD CLASS |  | CERTIFICATION/STANDARD |  | ADDITIONAL FEATURES EN | MOTOR,0.4-0.63A | [47 empty] | Production Downloaded
STP_009 - Lot2 | Data Enrichment | NEN |  | 2023-07-05 |  |  | 1329550 | 1329550 | PROTECTOR,SURG;ABB,72635754 | PROTECTOR,SURGE;MNFR:ABB,PTNO:72635754 | PROTECTOR,SURGE | 72635754 | 3000014 | ABB | ABB | 72635754 | [18 empty] | PROTECTOR | SURGE | TYPE |  | VOLTAGE RATING |  | CURRENT RATING |  | FREQUENCY RATING |  | CORD LENGTH |  | NUMBER OF OUTLETS |  | MATERIAL |  | ENCLOSURE |  | HAZARD CLASS |  | CERTIFICATION/STANDARD |  | ADDITIONAL FEATURES EN | [52 empty] | Production Downloaded
STP_009 - Lot2 | Data Enrichment | NEN |  | 2023-07-05 |  |  | 1216606 | 1216606 | PROTECTOR,SURG;SIE,3EL2 120-2PM31-8ZA1-Z | PROTECTOR,SURG;MNFR:SIEMENS,PTNO:3EL2 120-2PM31-8ZA1-Z P5J D51 |  | 3EL2 120-2PM31-8ZA1-Z P5J D51 | 3000032 | SIEMENS | SIEMENS | 3EL2 120-2PM31-8ZA1-Z P5J D51 | [18 empty] | PROTECTOR | SURGE | TYPE |  | VOLTAGE RATING |  | CURRENT RATING |  | FREQUENCY RATING |  | CORD LENGTH |  | NUMBER OF OUTLETS |  | MATERIAL |  | ENCLOSURE |  | HAZARD CLASS |  | CERTIFICATION/STANDARD |  | ADDITIONAL FEATURES EN | [52 empty] | Production Downloaded
STP_009 - Lot2 | Data Enrichment | NEN |  | 2023-07-05 |  |  | 1215346 | 1215346 | PROTECTOR;ABB,1SDA051247R1 | PROTECTOR;MNFR:ABB,PTNO:1SDA051247R1 | PROTECTOR | 1SDA051247R1 | 3000014 | ABB | ABB | 1SDA051247R1 | [18 empty] | PROTECTOR | NO MODIFIER | TYPE |  | SIZE |  | MATERIAL |  | HAZARD CLASS |  | CERTIFICATION/STANDARD |  | ADDITIONAL FEATURES EN | [62 empty] | Production Downloaded
STP_009 - Lot2 | Data Enrichment | NEN |  | 2023-07-05 |  |  | 1335477 | 1335477 | PROTECTOR;ABB,DCF1127119R0001 | PROTECTOR;MNFR:ABB,PTNO:DCF1127119R0001 | PROTECTOR | DCF1127119R0001 | 3000014 | ABB | ABB | DCF1127119R0001 | [18 empty] | PROTECTOR | NO MODIFIER | TYPE |  | SIZE |  | MATERIAL |  | HAZARD CLASS |  | CERTIFICATION/STANDARD |  | ADDITIONAL FEATURES EN | [62 empty] | Production Downloaded
STP_009 - Lot2 | Data Enrichment | NEN |  | 2023-07-05 |  |  | 1214056 | 1214056 | PROTECTOR;SIE,3UN.6002 | PROTECTOR;MNFR:SIEMENS,PTNO:3UN.6002 | PROTECTOR | 3UN.6002 | 3000032 | SIEMENS | SIEMENS | 3UN.6002 | [18 empty] | PROTECTOR | NO MODIFIER | TYPE |  | SIZE |  | MATERIAL |  | HAZARD CLASS |  | CERTIFICATION/STANDARD |  | ADDITIONAL FEATURES EN | [62 empty] | Production Downloaded
STP_009 - Lot2 | Data Enrichment | NEN |  | 2023-07-05 |  |  | 1214057 | 1214057 | PROTECTOR;SIE,3UN8.002 | PROTECTOR;MNFR:SIEMENS,PTNO:3UN8.002 | PROTECTOR | 3UN8.002 | 3000032 | SIEMENS | SIEMENS | 3UN8.002 | [18 empty] | PROTECTOR | NO MODIFIER | TYPE |  | SIZE |  | MATERIAL |  | HAZARD CLASS |  | CERTIFICATION/STANDARD |  | ADDITIONAL FEATURES EN | [62 empty] | Production Downloaded
STP_009 - Lot2 | Data Enrichment | NEN |  | 2023-07-05 |  |  | 1214058 | 1214058 | PROTECTOR;SIE,3UN8-005 | PROTECTOR;MNFR:SIEMENS,PTNO:3UN8-005 | PROTECTOR | 3UN8-005 | 3000032 | SIEMENS | SIEMENS | 3UN8-005 | [18 empty] | PROTECTOR | NO MODIFIER | TYPE |  | SIZE |  | MATERIAL |  | HAZARD CLASS |  | CERTIFICATION/STANDARD |  | ADDITIONAL FEATURES EN | [62 empty] | Production Downloaded
STP_009 - Lot2 | Data Enrichment | NEN |  | 2023-07-05 |  |  | 1323337 | 1323337 | PROTECTOR;SIE,VAMP 120 | PROTECTOR;MNFR:SIEMENS,PTNO:VAMP 120 | PROTECTOR | VAMP 120 | 3000032 | SIEMENS | SIEMENS | VAMP 120 | [18 empty] | PROTECTOR | NO MODIFIER | TYPE |  | SIZE |  | MATERIAL |  | HAZARD CLASS |  | CERTIFICATION/STANDARD |  | ADDITIONAL FEATURES EN | [62 empty] | Production Downloaded
STP_009 - Lot2 | Data Enrichment | NEN |  | 2023-07-05 |  |  | 1274888 | 1274888 | PROTECTOR;SWAG,SS-MD-12,VNT,3/4 IN MNPT | PROTECTOR;MNFR:SWAGELOK LTD,PTNO:SS-MD-12,ADDITIONAL FEATURES EN:VENT,3/4 IN MNPT END | 01)CNW (MOUNT ISA) ELECT WHO,01)SWASS-MD-12,PROTECTOR,01)VENT,3/4 IN MNPT END | SS-MD-12 | 3000355 | SWAGELOK LTD | SWAGELOK LTD | SS-MD-12 | [18 empty] | PROTECTOR | NO MODIFIER | TYPE |  | SIZE |  | MATERIAL |  | HAZARD CLASS |  | CERTIFICATION/STANDARD |  | ADDITIONAL FEATURES EN | VENT,3/4 IN MNPT END | [61 empty] | Production Downloaded
STP_009 - Lot2 | Data Enrichment | NEN |  | 2023-07-05 |  |  | 1274889 | 1274889 | PROTECTOR;SWAG,SS-MD-8,VNT,1/2 IN MNPT | PROTECTOR;MNFR:SWAGELOK LTD,PTNO:SS-MD-8,ADDITIONAL FEATURES EN:VENT,1/2 IN MNPT END | 01)CNW (MOUNT ISA) ELECT WHO,01)SWASS-MD-8,PROTECTOR,01)VENT,1/2 IN MNPT END | SS-MD-8 | 3000355 | SWAGELOK LTD | SWAGELOK LTD | SS-MD-8 | [18 empty] | PROTECTOR | NO MODIFIER | TYPE |  | SIZE |  | MATERIAL |  | HAZARD CLASS |  | CERTIFICATION/STANDARD |  | ADDITIONAL FEATURES EN | VENT,1/2 IN MNPT END | [61 empty] | Production Downloaded
STP_009 - Lot2 | Data Enrichment | VNE |  | 2023-06-24 |  |  | 1273552 | 1273552 | PULLER;ENER,00166553,MECH,3 JAW 8T,LGM30 | PULLER;MNFR:ENERPAC,PTNO:00166553,ADDITIONAL FEATURES EN:MECHANICAL,3 JAW 8T,LGM308 |  | 166553 | 3000270 | ENERPAC | ENERPAC | 00166553 | [18 empty] | PULLER | NO MODIFIER | TYPE |  | SIZE |  | MATERIAL |  | HAZARD CLASS |  | CERTIFICATION/STANDARD |  | ADDITIONAL FEATURES EN | MECHANICAL,3 JAW 8T,LGM308 | [61 empty] | Production Downloaded
STP_009 - Lot2 | Data Enrichment | VNE |  | 2023-06-24 |  |  | 1269971 | 1269971 | RADIO;MILW,M12-18JSSP,WIRELESS JOBSITE S | RADIO;MNFR:MILWAUKEE ELECTRIC TOOL,PTNO:M12-18JSSP,ADDITIONAL FEATURES EN:WIRELESS JOBSITE SPEAKER | 01)BOSS,01)M12-18JSSP,RADIO,01)WIRELESS JOBSITE SPEAKER | M12-18JSSP | 3000317 | MILWAUKEE ELECTRIC TOOL | MILWAUKEE ELECTRIC TOOL | M12-18JSSP | [18 empty] | RADIO | NO MODIFIER | TYPE |  | FREQUENCY RANGE |  | NUMBER OF CHANNELS |  | IMPEDANCE |  | POWER SUPPLY |  | FREQUENCY OFFSET |  | RESPONSE TIME |  | DISPLAY SIZE |  | CONNECTION TYPE |  | DISPLAY TYPE |  | SIZE |  | TEMPERATURE RATING |  | HAZARD CLASS |  | CERTIFICATION/STANDARD |  | ADDITIONAL FEATURES EN | WIRELESS JOBSITE SPEAKER | [43 empty] | Production Downloaded
STP_009 - Lot2 | Data Enrichment | VNE |  | 2023-06-24 |  |  | 1270611 | 1270611 | RADIO;SCHN,TBURQR4LHE00E2L00,QR4,SER-ETH | RADIO;MNFR:SCHNEIDER INC,PTNO:TBURQR4LHE00E2L00,ADDITIONAL FEATURES EN:QR4,SER-ETH,400-450MHZ,ETSI RED,AES,TRIO,GEN 2 | 01)SCHNEIDER ELECTRIC (AUS),01)TBURQR4LHE00E2L00,RADIO,01)QR4,SER-ETH,400-450MHZ,ETSI | TBURQR4LHE00E2L00 | 3000344 | SCHNEIDER INC | SCHNEIDER INC | TBURQR4LHE00E2L00 | [18 empty] | RADIO | NO MODIFIER | TYPE |  | FREQUENCY RANGE |  | NUMBER OF CHANNELS |  | IMPEDANCE |  | POWER SUPPLY |  | FREQUENCY OFFSET |  | RESPONSE TIME |  | DISPLAY SIZE |  | CONNECTION TYPE |  | DISPLAY TYPE |  | SIZE |  | TEMPERATURE RATING |  | HAZARD CLASS |  | CERTIFICATION/STANDARD |  | ADDITIONAL FEATURES EN | QR4,SER-ETH,400-450MHZ,ETSI RED,AES,TRIO,GEN 2 | [43 empty] | Production Downloaded
STP_009 - Lot2 | Data Enrichment | VNE |  | 2023-06-24 |  |  | 1269113 | 1269113 | SCRUBBER,CLEAN;TENN,MV-T16-0036,T16 RIDE | SCRUBBER,CLEANING;MNFR:TENNANT,PTNO:MV-T16-0036,ADDITIONAL FEATURES EN:T16 RIDE ON | 01)TENNANT (2501800),01)MV-T16-0036,SCRUBBER,CLEANING,01)T16 RIDE ON | MV-T16-0036 | 3000358 | TENNANT | TENNANT | MV-T16-0036 | [18 empty] | SCRUBBER | CLEANING | TYPE |  | SOLUTION TANK CAPACITY |  | RECOVERY TANK CAPACITY |  | HOUSING MATERIAL |  | BRUSH TYPE |  | HANDLE TYPE |  | DRIVE DETAILS |  | SCRUB PATH |  | SOUND INTENSITY |  | PRESSURE RATING |  | CORD LENGTH |  | OVERALL SIZE |  | HAZARD CLASS |  | CERTIFICATION/STANDARD |  | ADDITIONAL FEATURES EN | T16 RIDE ON | [43 empty] | Production Downloaded
STP_009 - Lot2 | Data Enrichment | VNE |  | 2023-06-24 |  |  | 1273538 | 1273538 | SCRUBBER;TENN,LPTB03238,M:T291,BT50 WB | SCRUBBER;MNFR:TENNANT,PTNO:LPTB03238,ADDITIONAL FEATURES EN:M:T291,BT50 WB |  | LPTB03238 | 3000358 | TENNANT | TENNANT | LPTB03238 | [18 empty] | SCRUBBER | NO MODIFIER | TYPE |  | SIZE |  | PRESSURE RATING |  | MATERIAL |  | HAZARD CLASS |  | CERTIFICATION/STANDARD |  | ADDITIONAL FEATURES EN | M:T291,BT50 WB | [59 empty] | Production Downloaded
STP_009 - Lot2 | Data Enrichment | VNE |  | 2023-06-24 |  |  | 1210998 | 1210998 | SCRUBBER;TENN,MV-T600E-0026 | SCRUBBER;MNFR:TENNANT,PTNO:MV-T600E-0026 | 01)TENNANT (2501800),01)MV-T600E-0026,SCRUBBER | MV-T600E-0026 | 3000358 | TENNANT | TENNANT | MV-T600E-0026 | [18 empty] | SCRUBBER | NO MODIFIER | TYPE |  | SIZE |  | PRESSURE RATING |  | MATERIAL |  | HAZARD CLASS |  | CERTIFICATION/STANDARD |  | ADDITIONAL FEATURES EN | [60 empty] | Production Downloaded
STP_009 - Lot2 | Data Enrichment | NEN |  | 2023-07-05 |  |  | 1219467 | 1219467 | SHEAR,PWR;MILW,M18BMS-0,SGL CUT,18G,C/LE | SHEAR,POWER;MNFR:MILWAUKEE ELECTRIC TOOL,PTNO:M18BMS-0,ADDITIONAL FEATURES EN:SGL CUT,18G,C/LESS,M18 | 01)TOOL 'N' TACKLE,01)M18BMS-0,SHEAR,POWER,01)SGL CUT,18G,C/LESS,M18 | M18BMS-0 | 3000317 | MILWAUKEE ELECTRIC TOOL | MILWAUKEE ELECTRIC TOOL | M18BMS-0 | [18 empty] | SHEAR | POWER | TYPE |  | TIP SHAPE |  | CUTTING LENGTH |  | CUTTING CAPACITY |  | LENGTH |  | ELECTRICAL RATING |  | CUTTING SPEED |  | BLADE MATERIAL |  | HANDLE MATERIAL |  | HAZARD CLASS |  | CERTIFICATION/STANDARD |  | ADDITIONAL FEATURES EN | SGL CUT,18G,C/LESS,M18 | [49 empty] | Production Downloaded
STP_009 - Lot2 | Data Enrichment | NEN |  | 2023-07-05 |  |  | 1248656 | 1248656 | SHUNT;ABB,1SDA054864R1 | SHUNT;MNFR:ABB,PTNO:1SDA054864R1 | SHUNT | 1SDA054864R1 | 3000014 | ABB | ABB | 1SDA054864R1 | [18 empty] | SHUNT | NO MODIFIER | TYPE |  | CURRENT RATING |  | VOLTAGE RATING |  | POWER RATING |  | MATERIAL |  | SIZE |  | TERMINAL TYPE |  | HAZARD CLASS |  | CERTIFICATION/STANDARD |  | ADDITIONAL FEATURES EN | [54 empty] | Production Downloaded
STP_009 - Lot2 | Data Enrichment | NEN |  | 2023-07-05 |  |  | 1248657 | 1248657 | SHUNT;ABB,ABB1SDA054863R1 | SHUNT;MNFR:ABB,PTNO:ABB1SDA054863R1 | SHUNT | ABB1SDA054863R1 | 3000014 | ABB | ABB | ABB1SDA054863R1 | [18 empty] | SHUNT | NO MODIFIER | TYPE |  | CURRENT RATING |  | VOLTAGE RATING |  | POWER RATING |  | MATERIAL |  | SIZE |  | TERMINAL TYPE |  | HAZARD CLASS |  | CERTIFICATION/STANDARD |  | ADDITIONAL FEATURES EN | [54 empty] | Production Downloaded
STP_009 - Lot2 | Data Enrichment | NEN |  | 2023-07-05 |  |  | 1275284 | 1275284 | STRING;SCHN,GVSBTH4,BATRY,SMART MODULAR | STRING;MNFR:SCHNEIDER INC,PTNO:GVSBTH4,ADDITIONAL FEATURES EN:BATTERY,SMART MODULAR | 01)SCHNEIDER ELECTRIC IT AUS,01)GVSBTH4,STRING,01)BATTERY,SMART MODULAR,01)GALAXY VS 9AH,HIGH CAPACITY | GVSBTH4 | 3000344 | SCHNEIDER INC | SCHNEIDER INC | GVSBTH4 | [18 empty] | STRING | NO MODIFIER | TYPE |  | DIAMETER |  | LENGTH |  | BREAKING STRENGTH |  | CAPACITY |  | MATERIAL |  | COLOUR |  | HAZARD CLASS |  | CERTIFICATION/STANDARD |  | ADDITIONAL FEATURES EN | BATTERY,SMART MODULAR | [53 empty] | Production Downloaded
STP_009 - Lot2 | Data Enrichment | NEN |  | 2023-07-05 |  |  | 1275283 | 1275283 | STRING;SCHN,GVSBTH4LL,BATRY,GALAXY VS 9A | STRING;MNFR:SCHNEIDER INC,PTNO:GVSBTH4LL,ADDITIONAL FEATURES EN:BATTERY,GALAXY VS 9AH,MODULAR,LONG-LIFE,HIGH CAPACITY | 01)SCHNEIDER ELECTRIC IT AUS,01)GVSBTH4LL,STRING,01)BATTERY,GALAXY VS 9AH,02)MODULAR,LONG-LIFE,HIGH CAPA | GVSBTH4LL | 3000344 | SCHNEIDER INC | SCHNEIDER INC | GVSBTH4LL | [18 empty] | STRING | NO MODIFIER | TYPE |  | DIAMETER |  | LENGTH |  | BREAKING STRENGTH |  | CAPACITY |  | MATERIAL |  | COLOUR |  | HAZARD CLASS |  | CERTIFICATION/STANDARD |  | ADDITIONAL FEATURES EN | BATTERY,GALAXY VS 9AH,MODULAR,LONG-LIFE,HIGH CAPACITY | [53 empty] | Production Downloaded
STP_009 - Lot2 | Data Enrichment | VNE |  | 2023-06-24 |  |  | 1272710 | 1272710 | STRIP,TERM;PHNX,1004348,MKR,KLM-A | STRIP,TERMINAL;MNFR:PHOENIX CONTACT,PTNO:1004348,ADDITIONAL FEATURES EN:MARKER,KLM-A | 01)CNW (MOUNT ISA) ELECT WHO,01)PHO1004348,STRIP,TERMINAL,01)MARKER,KLM-A | 1004348 | 3000652 | PHOENIX CONTACT | PHOENIX CONTACT | 1004348 | [18 empty] | STRIP | TERMINAL | TYPE |  | VOLTAGE RATING |  | CURRENT RATING |  | NUMBER OF CIRCUITS |  | WIRE SIZE |  | MATERIAL |  | COLOUR |  | MOUNTING TYPE |  | TEMPERATURE RATING |  | HAZARD CLASS |  | CERTIFICATION/STANDARD |  | ADDITIONAL FEATURES EN | MARKER,KLM-A | [49 empty] | Production Downloaded
STP_009 - Lot2 | Data Enrichment | VNE |  | 2023-06-24 |  |  | 1275252 | 1275252 | STRIP;FLSM,FELT1/4X7/16X197 | STRIP;MNFR:FLSMIDTH,PTNO:FELT1/4X7/16X197 | 01)FLSMIDTH PTY LTD,01)FELT1/4X7/16X197,STRIP | FELT1/4X7/16X197 | 3000426 | FLSMIDTH | FLSMIDTH | FELT1/4X7/16X197 | [18 empty] | STRIP | NO MODIFIER | TYPE |  | SIZE |  | MATERIAL |  | MOUNTING TYPE |  | COLOUR |  | TEMPERATURE RATING |  | HAZARD CLASS |  | CERTIFICATION/STANDARD |  | ADDITIONAL FEATURES EN | [56 empty] | Production Downloaded
STP_009 - Lot2 | Data Enrichment | VNE |  | 2023-06-24 |  |  | 1275253 | 1275253 | STRIP;FLSM,FELT1/4X9/16X197 | STRIP;MNFR:FLSMIDTH,PTNO:FELT1/4X9/16X197 | 01)FLSMIDTH PTY LTD,01)FELT1/4X9/16X197,STRIP | FELT1/4X9/16X197 | 3000426 | FLSMIDTH | FLSMIDTH | FELT1/4X9/16X197 | [18 empty] | STRIP | NO MODIFIER | TYPE |  | SIZE |  | MATERIAL |  | MOUNTING TYPE |  | COLOUR |  | TEMPERATURE RATING |  | HAZARD CLASS |  | CERTIFICATION/STANDARD |  | ADDITIONAL FEATURES EN | [56 empty] | Production Downloaded
STP_009 - Lot2 | Data Enrichment | VNE |  | 2023-06-24 |  |  | 1266890 | 1266890 | STRIP;NHP,DTPF12,POL FILR,12P 216X24X9MM | STRIP;MNFR:NHP,PTNO:DTPF12,ADDITIONAL FEATURES EN:POL FILR,12P 216X24X9MM | 01)SHERRIFF ELECTRICAL SUPPL,01)NHPDTPF12,STRIP,01)POL FILR,12P 216X24X9MM | DTPF12 | 3000664 | NHP | NHP | DTPF12 | [18 empty] | STRIP | NO MODIFIER | TYPE |  | SIZE |  | MATERIAL |  | MOUNTING TYPE |  | COLOUR |  | TEMPERATURE RATING |  | HAZARD CLASS |  | CERTIFICATION/STANDARD |  | ADDITIONAL FEATURES EN | POL FILR,12P 216X24X9MM | [55 empty] | Production Downloaded
STP_009 - Lot2 | Data Enrichment | VNE |  | 2023-06-24 |  |  | 1274452 | 1274452 | STRIP;SCHN,CLI593/15,15A,12 TERMINAL,CON | STRIP;MNFR:SCHNEIDER INC,PTNO:CLI593/15,ADDITIONAL FEATURES EN:15A,12 TERMINAL,CONNECTOR |  | CLI593/15 | 3000344 | SCHNEIDER INC | SCHNEIDER INC | CLI593/15 | [18 empty] | STRIP | NO MODIFIER | TYPE |  | SIZE |  | MATERIAL |  | MOUNTING TYPE |  | COLOUR |  | TEMPERATURE RATING |  | HAZARD CLASS |  | CERTIFICATION/STANDARD |  | ADDITIONAL FEATURES EN | 15A,12 TERMINAL,CONNECTOR | [55 empty] | Production Downloaded
STP_009 - Lot2 | Data Enrichment | VNE |  | 2023-06-24 |  |  | 1271851 | 1271851 | STRIPPER;MILW,M18BCS-0C | STRIPPER;MNFR:MILWAUKEE ELECTRIC TOOL,PTNO:M18BCS-0C | 01)MOUNT ISA MINING SUPPLIES,01)M18BCS-0C,STRIPPER | M18BCS-0C | 3000317 | MILWAUKEE ELECTRIC TOOL | MILWAUKEE ELECTRIC TOOL | M18BCS-0C | [18 empty] | STRIPPER | NO MODIFIER | TYPE |  | CAPACITY |  | SIZE |  | BLADE DETAILS |  | HANDLE DETAILS |  | HAZARD CLASS |  | CERTIFICATION/STANDARD |  | ADDITIONAL FEATURES EN | [58 empty] | Production Downloaded
STP_009 - Lot2 | Data Enrichment | NEN |  | 2023-07-05 |  |  | 1268630 | 1268630 | SWITCH,FLOT;LINC,01-278448,400 LB | SWITCH,FLOAT;MNFR:LINCOLN,PTNO:01-278448,ADDITIONAL FEATURES EN:400 LB | 01)ISADRAULICS,01)01-278448,SWITCH,FLOAT,01)400 LB | 01-278448 | 3000550 | LINCOLN | LINCOLN | 01-278448 | [5 empty] | URL NOT FOUND | [10 empty] | CLEANSED |  | SWITCH | FLOAT | TYPE |  | VOLTAGE RATING |  | CURRENT RATING |  | CABLE LENGTH |  | ENCLOSURE |  | CONTACT CONFIGURATION |  | MATERIAL |  | MOUNTING TYPE |  | TEMPERATURE RATING |  | POWER RATING |  | FREQUENCY RATING |  | ACTION |  | SIZE |  | HAZARD CLASS |  | CERTIFICATION/STANDARD |  | ADDITIONAL FEATURES EN | 400 LB | [41 empty] | Production Downloaded
STP_009 - Lot2 | Data Enrichment | NEN |  | 2023-07-05 |  |  | 1217025 | 1217025 | SWITCH,FLW;HONE,S6040A1003,AIR | SWITCH,FLOW;MNFR:HONEYWELL,PTNO:S6040A1003,ADDITIONAL FEATURES EN:AIR |  | S6040A1003 | 3000290 | HONEYWELL | HONEYWELL | S6040A1003 | [18 empty] | SWITCH | FLOW | TYPE |  | FLOW RATING |  | PRESSURE RATING |  | PROCESS CONNECTION |  | TEMPERATURE RATING |  | ENCLOSURE |  | CONTACT CONFIGURATION |  | VOLTAGE RATING |  | CURRENT RATING |  | POWER RATING |  | FREQUENCY RATING |  | MOUNTING TYPE |  | ACTION |  | MATERIAL |  | MEDIA |  | SIZE |  | HAZARD CLASS |  | CERTIFICATION/STANDARD |  | ADDITIONAL FEATURES EN | AIR | [35 empty] | Production Downloaded
STP_009 - Lot2 | Data Enrichment | NEN |  | 2023-07-05 |  |  | 1272658 | 1272658 | SWITCH,FT;NHP,ES60GF1NO1NC,ACCESSRY,SPAR | SWITCH,FOOT;MNFR:NHP,PTNO:ES60GF1NO1NC,ADDITIONAL FEATURES EN:ACCESSORY,SPARE,GF SERIES S | 01)CNW (MOUNT ISA) ELECT WHO,01)NHPES60GF1NO1NC,SWITCH,FOOT,01)ACCESSORY,SPARE,GF SERIES S | ES60GF1NO1NC | 3000664 | NHP | NHP | ES60GF1NO1NC | [18 empty] | SWITCH | FOOT | TYPE |  | VOLTAGE RATING |  | CURRENT RATING |  | NUMBER OF PEDALS |  | CONTACT CONFIGURATION |  | ENCLOSURE |  | MOUNTING TYPE |  | TEMPERATURE RATING |  | POWER RATING |  | FREQUENCY RATING |  | ACTION |  | MATERIAL |  | TERMINAL TYPE |  | OPERATING FORCE |  | SIZE |  | HAZARD CLASS |  | CERTIFICATION/STANDARD |  | ADDITIONAL FEATURES EN | ACCESSORY,SPARE,GF SERIES S | [37 empty] | Production Downloaded
STP_009 - Lot2 | Data Enrichment | NEN |  | 2023-07-05 |  |  | 1218341 | 1218341 | SWITCH,MICR;HONE,V3L139,SPDT 11A S/ROLLR | SWITCH,MICRO;MNFR:HONEYWELL,PTNO:V3L139,ADDITIONAL FEATURES EN:SPDT 11A S/ROLLR | 01)REXEL AUSTRALIA,01)V3L139,SWITCH,MICRO,01)SPDT 11A S/ROLLR | V3L139 | 3000290 | HONEYWELL | HONEYWELL | V3L139 | [18 empty] | SWITCH | MICRO | TYPE |  | VOLTAGE RATING |  | CURRENT RATING |  | NUMBER OF POLES |  | CONTACT CONFIGURATION |  | ENCLOSURE |  | TEMPERATURE RATING |  | MOUNTING TYPE |  | ACTION |  | FREQUENCY RATING |  | MATERIAL |  | SIZE |  | HAZARD CLASS |  | CERTIFICATION/STANDARD |  | ADDITIONAL FEATURES EN | SPDT 11A S/ROLLR | [43 empty] | Production Downloaded
STP_009 - Lot2 | Data Enrichment | NEN |  | 2023-07-05 |  |  | 1218342 | 1218342 | SWITCH,MICR;HONE,V3Lâˆ’3003âˆ’D8,SPDT 15A LV | SWITCH,MICRO;MNFR:HONEYWELL,PTNO:V3Lâˆ’3003âˆ’D8,ADDITIONAL FEATURES EN:SPDT 15A LVR SHORT ROLLER | 01)REXEL AUSTRALIA,01)V3L−3003−D8,SWITCH,MICRO,01)SPDT 15A LVR SHORT ROLLER | V3Lâˆ’3003âˆ’D8 | 3000290 | HONEYWELL | HONEYWELL | V3Lâˆ’3003âˆ’D8 | [18 empty] | SWITCH | MICRO | TYPE |  | VOLTAGE RATING |  | CURRENT RATING |  | NUMBER OF POLES |  | CONTACT CONFIGURATION |  | ENCLOSURE |  | TEMPERATURE RATING |  | MOUNTING TYPE |  | ACTION |  | FREQUENCY RATING |  | MATERIAL |  | SIZE |  | HAZARD CLASS |  | CERTIFICATION/STANDARD |  | ADDITIONAL FEATURES EN | SPDT 15A LVR SHORT ROLLER | [43 empty] | Production Downloaded
STP_009 - Lot2 | Data Enrichment | NEN |  | 2023-07-05 |  |  | 1273002 | 1273002 | SWITCH,PRES;DANF,3409024,KP6W,HP,CO2 | SWITCH,PRESSURE;MNFR:DANFOSS FLUID POWER (SAUERDANFOSS),PTNO:3409024,ADDITIONAL FEATURES EN:KP6W,HP,CO2 | 01)ACTROL PARTS PTY LTD,01)3409024,SWITCH,PRESSURE,01)KP6W,HP,CO2 | 3409024 | 3000508 | DANFOSS FLUID POWER (SAUE | DANFOSS FLUID POWER (SAUERDANFOSS) | 3409024 | [18 empty] | SWITCH | PRESSURE | TYPE |  | MEASURING RANGE |  | PROCESS CONNECTION |  | CONTACT CONFIGURATION |  | ENCLOSURE |  | TEMPERATURE RATING |  | MOUNTING TYPE |  | VOLTAGE RATING |  | CURRENT RATING |  | ACTION |  | MATERIAL |  | SIZE |  | HAZARD CLASS |  | CERTIFICATION/STANDARD |  | ADDITIONAL FEATURES EN | KP6W,HP,CO2 | [43 empty] | Production Downloaded
STP_009 - Lot2 | Data Enrichment | NEN |  | 2023-07-05 |  |  | 1272153 | 1272153 | SWITCH,PRES;DWYR,1640-0,FLOATING NULL CO | SWITCH,PRESSURE;MNFR:DWYER INSTRUMENTS,PTNO:1640-0,ADDITIONAL FEATURES EN:FLOATING NULL CONTACT,MODEL 1640 | 01)PACIFIC RIM TECH SERVICES,01)1640-0,SWITCH,PRESSURE,01)FLOATING NULL CONTACT,02)MODEL 1640 | 1640-0 | 3000570 | DWYER INSTRUMENTS | DWYER INSTRUMENTS | 1640-0 | [18 empty] | SWITCH | PRESSURE | TYPE |  | MEASURING RANGE |  | PROCESS CONNECTION |  | CONTACT CONFIGURATION |  | ENCLOSURE |  | TEMPERATURE RATING |  | MOUNTING TYPE |  | VOLTAGE RATING |  | CURRENT RATING |  | ACTION |  | MATERIAL |  | SIZE |  | HAZARD CLASS |  | CERTIFICATION/STANDARD |  | ADDITIONAL FEATURES EN | FLOATING NULL CONTACT,MODEL 1640 | [43 empty] | Production Downloaded
STP_009 - Lot2 | Data Enrichment | NEN |  | 2023-07-05 |  |  | 1274609 | 1274609 | SWITCH,PRES;PALF,UV097B | SWITCH,PRESSURE;MNFR:PALFINGER,PTNO:UV097B | 01)PALFINGER AUSTRALIA,01)UV097B,SWITCH,PRESSURE | UV097B | 3000660 | PALFINGER | PALFINGER | UV097B | [18 empty] | SWITCH | PRESSURE | TYPE |  | MEASURING RANGE |  | PROCESS CONNECTION |  | CONTACT CONFIGURATION |  | ENCLOSURE |  | TEMPERATURE RATING |  | MOUNTING TYPE |  | VOLTAGE RATING |  | CURRENT RATING |  | ACTION |  | MATERIAL |  | SIZE |  | HAZARD CLASS |  | CERTIFICATION/STANDARD |  | ADDITIONAL FEATURES EN | [44 empty] | Production Downloaded
STP_009 - Lot2 | Data Enrichment | NEN |  | 2023-07-05 |  |  | 1270296 | 1270296 | SWITCH,PRES;PRKH,SCPD-250-14-25 | SWITCH,PRESSURE;MNFR:PARKER HANNIFIN,PTNO:SCPD-250-14-25 | 01)PARKER HANNIFIN (AUSTRALI,01)SCPD-250-14-25,SWITCH,PRESSURE | SCPD-250-14-25 | 3000331 | PARKER HANNIFIN | PARKER HANNIFIN | SCPD-250-14-25 | [18 empty] | SWITCH | PRESSURE | TYPE |  | MEASURING RANGE |  | PROCESS CONNECTION |  | CONTACT CONFIGURATION |  | ENCLOSURE |  | TEMPERATURE RATING |  | MOUNTING TYPE |  | VOLTAGE RATING |  | CURRENT RATING |  | ACTION |  | MATERIAL |  | SIZE |  | HAZARD CLASS |  | CERTIFICATION/STANDARD |  | ADDITIONAL FEATURES EN | [44 empty] | Production Downloaded
STP_009 - Lot2 | Data Enrichment | NEN |  | 2023-07-05 |  |  | 1267667 | 1267667 | SWITCH,PUSH;ECAM,PUS-PMT-00170,BUTTON | SWITCH,PUSH;MNFR:ECAM,PTNO:PUS-PMT-00170,ADDITIONAL FEATURES EN:BUTTON WITH DUST COVER BLACK TELE | 01)ECAM (PTY) LTD,01)PUS-PMT-00170,SWITCH,PUSH,01)BUTTON WITH DUST COVER BL | PUS-PMT-00170 | 3000424 | ECAM | ECAM | PUS-PMT-00170 | [18 empty] | SWITCH | PUSH | TYPE |  | VOLTAGE RATING |  | CURRENT RATING |  | NUMBER OF POSITIONS |  | CONTACT CONFIGURATION |  | MOUNTING TYPE |  | TEMPERATURE RATING |  | INSULATION RESISTANCE |  | POWER RATING |  | ACTION |  | MATERIAL |  | COLOUR |  | SIZE |  | HAZARD CLASS |  | CERTIFICATION/STANDARD |  | ADDITIONAL FEATURES EN | BUTTON WITH DUST COVER BLACK TELE | [41 empty] | Production Downloaded
STP_009 - Lot2 | Data Enrichment | NEN |  | 2023-07-05 |  |  | 1267669 | 1267669 | SWITCH,PUSH;ECAM,PUS-PMT-00220,BUTTON | SWITCH,PUSH;MNFR:ECAM,PTNO:PUS-PMT-00220,ADDITIONAL FEATURES EN:BUTTON E-STOP LATCH TWIST | 01)ECAM (PTY) LTD,01)PUS-PMT-00220,SWITCH,PUSH,01)BUTTON E-STOP LATCH TWIST | PUS-PMT-00220 | 3000424 | ECAM | ECAM | PUS-PMT-00220 | [18 empty] | SWITCH | PUSH | TYPE |  | VOLTAGE RATING |  | CURRENT RATING |  | NUMBER OF POSITIONS |  | CONTACT CONFIGURATION |  | MOUNTING TYPE |  | TEMPERATURE RATING |  | INSULATION RESISTANCE |  | POWER RATING |  | ACTION |  | MATERIAL |  | COLOUR |  | SIZE |  | HAZARD CLASS |  | CERTIFICATION/STANDARD |  | ADDITIONAL FEATURES EN | BUTTON E-STOP LATCH TWIST | [41 empty] | Production Downloaded
STP_009 - Lot2 | Data Enrichment | NEN |  | 2023-07-05 |  |  | 1324822 | 1324822 | SWITCH,RTRY;TMRT,3-305334 ITEM Q1,LOAD B | SWITCH,ROTARY;MNFR:TAMROTOR,PTNO:3-305334 ITEM Q1,TYPE:LOAD BREAK,CURRENT RATING:630 A,NUMBER OF POLES:3P,POWER RATING:315 KW, MNFR:01)CNW,PTNO:01)STROETL630K3 | EN_01)LOAD BREAK,630 A,315 KW,01)CNW,01)STROETL630K3,01)TMRT,3-305334 ITEM Q1 | 3-305334 ITEM Q1 | 3000443 | TAMROTOR | 01)CNW | 01)STROETL630K3 | [18 empty] | SWITCH | ROTARY | TYPE | LOAD BREAK | VOLTAGE RATING |  | CURRENT RATING | 630 A | NUMBER OF POLES | 3P | NUMBER OF POSITIONS |  | ENCLOSURE |  | ANGLE |  | MOUNTING TYPE |  | TEMPERATURE RATING |  | POWER RATING | 315 KW | ACTION |  | CONNECTION TYPE |  | MATERIAL |  | SIZE |  | HAZARD CLASS |  | CERTIFICATION/STANDARD |  | ADDITIONAL FEATURES EN | [40 empty] | Production Downloaded
STP_009 - Lot2 | Data Enrichment | NEN |  | 2023-07-05 |  |  | 1266950 | 1266950 | SWITCH,SELECT;AB,800TH2,2P MAINTAINED | SWITCH,SELECTOR;MNFR:ALLEN BRADLEY,PTNO:800TH2,ADDITIONAL FEATURES EN:2P MAINTAINED | 01)NHP ELECTRICAL ENGINEERIN,01)800TH2,SWITCH,SELECTOR,01)2P MAINTAINED | 800TH2 | 3000226 | ALLEN BRADLEY | ALLEN BRADLEY | 800TH2 | [17 empty] | 39122217 Rotary switch | SWITCH | SELECTOR | TYPE |  | VOLTAGE RATING |  | CURRENT RATING |  | NUMBER OF POLES |  | NUMBER OF POSITIONS |  | ENCLOSURE |  | OPERATOR TYPE |  | MOUNTING TYPE |  | TEMPERATURE RATING |  | CONNECTION TYPE |  | POWER RATING |  | ACTION |  | MATERIAL |  | COLOUR |  | SIZE |  | HAZARD CLASS |  | CERTIFICATION/STANDARD |  | ADDITIONAL FEATURES EN | 2P MAINTAINED | [37 empty] | Production Downloaded
STP_009 - Lot2 | Data Enrichment | NEN |  | 2023-07-05 |  |  | 1273232 | 1273232 | SWITCH,TEMP;HYDA,ETS 3228-5-100-000,1.2A | SWITCH,TEMPERATURE;MNFR:HYDAC,PTNO:ETS 3228-5-100-000,ADDITIONAL FEATURES EN:1.2A,G1/2,W/SENSOR,DIN 3852,-25 TO 100 DEG C | 01)ISADRAULICS,01)909621,SWITCH,TEMPERATURE,01)-25 TO 100 DEG C,01)1.2A,G1/2,W/SENSOR,DIN 3852 | ETS 3228-5-100-000 | 3000292 | HYDAC | HYDAC | ETS 3228-5-100-000 | [18 empty] | SWITCH | TEMPERATURE | TYPE |  | TEMPERATURE RATING |  | SENSOR TYPE |  | PROCESS CONNECTION |  | CONTACT CONFIGURATION |  | ENCLOSURE |  | VOLTAGE RATING |  | CURRENT RATING |  | CAPILLARY LENGTH |  | MOUNTING TYPE |  | MATERIAL |  | POWER RATING |  | ACTION |  | SIZE |  | HAZARD CLASS |  | CERTIFICATION/STANDARD |  | ADDITIONAL FEATURES EN | 1.2A,G1/2,W/SENSOR,DIN 3852,-25 TO 100 DEG C | [39 empty] | Production Downloaded
STP_009 - Lot2 | Data Enrichment | NEN |  | 2023-07-05 |  |  | 1246590 | 1246590 | SWITCH;ABB,OESA32-G1+OZXK8 | SWITCH;MNFR:ABB,PTNO:OESA32-G1+OZXK8 | SWITCH | OESA32-G1+OZXK8 | 3000014 | ABB | ABB | OESA32-G1+OZXK8 | [18 empty] | SWITCH | NO MODIFIER | TYPE |  | VOLTAGE RATING |  | CURRENT RATING |  | CONTACT CONFIGURATION |  | NUMBER OF POSITIONS |  | ENCLOSURE |  | MOUNTING TYPE |  | TEMPERATURE RATING |  | ACTION |  | OPERATOR TYPE |  | POWER RATING |  | MATERIAL |  | SIZE |  | HAZARD CLASS |  | CERTIFICATION/STANDARD |  | ADDITIONAL FEATURES EN | [42 empty] | Production Downloaded
STP_009 - Lot2 | Data Enrichment | NEN |  | 2023-07-05 |  |  | 1274785 | 1274785 | SWITCH;DANF,130B1125,DV GENERAL PURPOSE | SWITCH;MNFR:DANFOSS FLUID POWER (SAUERDANFOSS),PTNO:130B1125,ADDITIONAL FEATURES EN:DV GENERAL PURPOSE I/O OPTION MCB 101 | 01)PACIFIC RIM TECH SERVICES,01)130B1125,SWITCH,01)DV GENERAL PURPOSE I/O OPTI | 130B1125 | 3000508 | DANFOSS FLUID POWER (SAUE | DANFOSS FLUID POWER (SAUERDANFOSS) | 130B1125 | [18 empty] | SWITCH | NO MODIFIER | TYPE |  | VOLTAGE RATING |  | CURRENT RATING |  | CONTACT CONFIGURATION |  | NUMBER OF POSITIONS |  | ENCLOSURE |  | MOUNTING TYPE |  | TEMPERATURE RATING |  | ACTION |  | OPERATOR TYPE |  | POWER RATING |  | MATERIAL |  | SIZE |  | HAZARD CLASS |  | CERTIFICATION/STANDARD |  | ADDITIONAL FEATURES EN | DV GENERAL PURPOSE I/O OPTION MCB 101 | [41 empty] | Production Downloaded
STP_009 - Lot2 | Data Enrichment | NEN |  | 2023-07-05 |  |  | 1273725 | 1273725 | SWITCH;DEM,87520033,SET,GEARED LIMIT DGS | SWITCH;MNFR:DEMAG,PTNO:87520033,ADDITIONAL FEATURES EN:SET,GEARED LIMIT DGS 3 -142 - DH | 01)ACE MATERIALS HANDLING P/,01)87520033,SWITCH,01)SET,GEARED LIMIT DGS 3 -142 | 87520033 | 3000026 | DEMAG | DEMAG | 87520033 | [18 empty] | SWITCH | NO MODIFIER | TYPE |  | VOLTAGE RATING |  | CURRENT RATING |  | CONTACT CONFIGURATION |  | NUMBER OF POSITIONS |  | ENCLOSURE |  | MOUNTING TYPE |  | TEMPERATURE RATING |  | ACTION |  | OPERATOR TYPE |  | POWER RATING |  | MATERIAL |  | SIZE |  | HAZARD CLASS |  | CERTIFICATION/STANDARD |  | ADDITIONAL FEATURES EN | SET,GEARED LIMIT DGS 3 -142 - DH | [41 empty] | Production Downloaded
STP_009 - Lot2 | Data Enrichment | NEN |  | 2023-07-05 |  |  | 1267082 | 1267082 | SWITCH;EATO,054100029,RCD TESTER,PLSTC,Y | SWITCH;MNFR:EATON CORPORATION,PTNO:054100029,ADDITIONAL FEATURES EN:RCD TESTER,PLASTIC,YELLOW,WHITE OR RED INTEGRAL,LED,MARKED EMERGENCY STOP,24 V AC/DC | 01)CNW (MOUNT ISA) ELECT WHO,01)EAT054100029,SWITCH,01)RCD TESTER,PLASTIC,YELLOW,W,02)LED,MARKED EMERGENCY STOP,2 | 54100029 | 3000267 | EATON CORPORATION | EATON CORPORATION | 054100029 | [18 empty] | SWITCH | NO MODIFIER | TYPE |  | VOLTAGE RATING |  | CURRENT RATING |  | CONTACT CONFIGURATION |  | NUMBER OF POSITIONS |  | ENCLOSURE |  | MOUNTING TYPE |  | TEMPERATURE RATING |  | ACTION |  | OPERATOR TYPE |  | POWER RATING |  | MATERIAL |  | SIZE |  | HAZARD CLASS |  | CERTIFICATION/STANDARD |  | ADDITIONAL FEATURES EN | RCD TESTER,PLASTIC,YELLOW,WHITE OR RED INTEGRAL,LED,MARKED EMERGENCY STOP,24 V AC/DC | [41 empty] | Production Downloaded
STP_009 - Lot2 | Data Enrichment | NEN |  | 2023-07-05 |  |  | 1266462 | 1266462 | SWITCH;EATO,E34KFB2,2 POS KEY REMOVABLE | SWITCH;MNFR:EATON CORPORATION,PTNO:E34KFB2,ADDITIONAL FEATURES EN:2 POS KEY REMOVABLE | 01)CNW (MOUNT ISA) ELECT WHO,01)E34KFB2,SWITCH,01)2 POS KEY REMOVABLE | E34KFB2 | 3000267 | EATON CORPORATION | EATON CORPORATION | E34KFB2 | [18 empty] | SWITCH | NO MODIFIER | TYPE |  | VOLTAGE RATING |  | CURRENT RATING |  | CONTACT CONFIGURATION |  | NUMBER OF POSITIONS |  | ENCLOSURE |  | MOUNTING TYPE |  | TEMPERATURE RATING |  | ACTION |  | OPERATOR TYPE |  | POWER RATING |  | MATERIAL |  | SIZE |  | HAZARD CLASS |  | CERTIFICATION/STANDARD |  | ADDITIONAL FEATURES EN | 2 POS KEY REMOVABLE | [41 empty] | Production Downloaded
STP_009 - Lot2 | Data Enrichment | NEN |  | 2023-07-05 |  |  | 1267083 | 1267083 | SWITCH;EATO,EAT072970000A,AU MAINS TEST | SWITCH;MNFR:EATON CORPORATION,PTNO:EAT072970000A,ADDITIONAL FEATURES EN:AU MAINS TEST LEAD - 5410 | 01)CNW (MOUNT ISA) ELECT WHO,01)EAT072970000A,SWITCH,01)AU MAINS TEST LEAD - 5410 | EAT072970000A | 3000267 | EATON CORPORATION | EATON CORPORATION | EAT072970000A | [18 empty] | SWITCH | NO MODIFIER | TYPE |  | VOLTAGE RATING |  | CURRENT RATING |  | CONTACT CONFIGURATION |  | NUMBER OF POSITIONS |  | ENCLOSURE |  | MOUNTING TYPE |  | TEMPERATURE RATING |  | ACTION |  | OPERATOR TYPE |  | POWER RATING |  | MATERIAL |  | SIZE |  | HAZARD CLASS |  | CERTIFICATION/STANDARD |  | ADDITIONAL FEATURES EN | AU MAINS TEST LEAD - 5410 | [41 empty] | Production Downloaded
STP_009 - Lot2 | Data Enrichment | NEN |  | 2023-07-05 |  |  | 1220466 | 1220466 | SWITCH;ENDH,FTL51B-5J0C,LVL | SWITCH;MNFR:ENDRESS & HAUSER,PTNO:FTL51B-5J0C,ADDITIONAL FEATURES EN:LEVEL | 01)PMD PROCESS CONTROLS,01)FTL51B-5J0C,SWITCH,01)LEVEL | FTL51B-5J0C | 3000269 | ENDRESS & HAUSER | ENDRESS & HAUSER | FTL51B-5J0C | [18 empty] | SWITCH | NO MODIFIER | TYPE |  | VOLTAGE RATING |  | CURRENT RATING |  | CONTACT CONFIGURATION |  | NUMBER OF POSITIONS |  | ENCLOSURE |  | MOUNTING TYPE |  | TEMPERATURE RATING |  | ACTION |  | OPERATOR TYPE |  | POWER RATING |  | MATERIAL |  | SIZE |  | HAZARD CLASS |  | CERTIFICATION/STANDARD |  | ADDITIONAL FEATURES EN | LEVEL | [41 empty] | Production Downloaded
STP_009 - Lot2 | Data Enrichment | NEN |  | 2023-07-05 |  |  | 1273074 | 1273074 | SWITCH;FISC,PR05611SP | SWITCH;MNFR:FISHER SCIENTIFIC,PTNO:PR05611SP | 01)OTB PRODUCTS PTY LTD,01)PR05611SP,SWITCH | PR05611SP | 3000275 | FISHER SCIENTIFIC | FISHER SCIENTIFIC | PR05611SP | [18 empty] | SWITCH | NO MODIFIER | TYPE |  | VOLTAGE RATING |  | CURRENT RATING |  | CONTACT CONFIGURATION |  | NUMBER OF POSITIONS |  | ENCLOSURE |  | MOUNTING TYPE |  | TEMPERATURE RATING |  | ACTION |  | OPERATOR TYPE |  | POWER RATING |  | MATERIAL |  | SIZE |  | HAZARD CLASS |  | CERTIFICATION/STANDARD |  | ADDITIONAL FEATURES EN | [42 empty] | Production Downloaded
STP_009 - Lot2 | Data Enrichment | NEN |  | 2023-07-05 |  |  | 1220476 | 1220476 | SWITCH;FUCH,3564000,AIR PRESSURE | SWITCH;MNFR:FUCHS LUBRICANTS,PTNO:3564000,ADDITIONAL FEATURES EN:AIR PRESSURE | 01)FUCHS LUBRICANTS (A'SIA),01)3564000,SWITCH,01)AIR PRESSURE | 3564000 | 3000427 | FUCHS LUBRICANTS | FUCHS LUBRICANTS | 3564000 | [18 empty] | SWITCH | NO MODIFIER | TYPE |  | VOLTAGE RATING |  | CURRENT RATING |  | CONTACT CONFIGURATION |  | NUMBER OF POSITIONS |  | ENCLOSURE |  | MOUNTING TYPE |  | TEMPERATURE RATING |  | ACTION |  | OPERATOR TYPE |  | POWER RATING |  | MATERIAL |  | SIZE |  | HAZARD CLASS |  | CERTIFICATION/STANDARD |  | ADDITIONAL FEATURES EN | AIR PRESSURE | [41 empty] | Production Downloaded
STP_009 - Lot2 | Data Enrichment | NEN |  | 2023-07-05 |  |  | 1274815 | 1274815 | SWITCH;HONE,DG150U-330-150MB AG5484,PRES | SWITCH;MNFR:HONEYWELL,PTNO:DG150U-330-150MB AG5484,ADDITIONAL FEATURES EN:PRESSURE | 01)REXEL AUSTRALIA,01)SYSKR20012#,SWITCH,01)PRESSURE | DG150U-330-150MB AG5484 | 3000290 | HONEYWELL | HONEYWELL | DG150U-330-150MB AG5484 | [18 empty] | SWITCH | NO MODIFIER | TYPE |  | VOLTAGE RATING |  | CURRENT RATING |  | CONTACT CONFIGURATION |  | NUMBER OF POSITIONS |  | ENCLOSURE |  | MOUNTING TYPE |  | TEMPERATURE RATING |  | ACTION |  | OPERATOR TYPE |  | POWER RATING |  | MATERIAL |  | SIZE |  | HAZARD CLASS |  | CERTIFICATION/STANDARD |  | ADDITIONAL FEATURES EN | PRESSURE | [41 empty] | Production Downloaded
STP_009 - Lot2 | Data Enrichment | NEN |  | 2023-07-05 |  |  | 1268632 | 1268632 | SWITCH;MAN,746248,MT-X1030,FAN SPEED | SWITCH;MNFR:MANITOU,PTNO:746248,ADDITIONAL FEATURES EN:MT-X1030,FAN SPEED | 01)JUNGHEINRICH AUSTRALIA PT,01)746248,SWITCH,01)MT-X1030,FAN SPEED | 746248 | 3000007 | MANITOU | MANITOU | 746248 | [18 empty] | SWITCH | NO MODIFIER | TYPE |  | VOLTAGE RATING |  | CURRENT RATING |  | CONTACT CONFIGURATION |  | NUMBER OF POSITIONS |  | ENCLOSURE |  | MOUNTING TYPE |  | TEMPERATURE RATING |  | ACTION |  | OPERATOR TYPE |  | POWER RATING |  | MATERIAL |  | SIZE |  | HAZARD CLASS |  | CERTIFICATION/STANDARD |  | ADDITIONAL FEATURES EN | MT-X1030,FAN SPEED | [41 empty] | Production Downloaded
STP_009 - Lot2 | Data Enrichment | NEN |  | 2023-07-05 |  |  | 1272255 | 1272255 | SWITCH;NHP,ISOC315PG,OUT,W/SOCKET,3PIN,1 | SWITCH;MNFR:NHP,PTNO:ISOC315PG,ADDITIONAL FEATURES EN:OUTLET,W/SOCKET,3PIN,1P,15A,250V,GREY |  | ISOC315PG | 3000664 | NHP | NHP | ISOC315PG | NHP |  |  |  |  | https://prdsccdnstorage.blob.core.windows.net/techdatasheets/ISOC315PG-7760-datasheet.pdf?sv=2019-02-02&ss=b&srt=sco&sp=rwdlac&se=2050-02-24T14:36:22Z&st=2020-02-24T06:36:22Z&spr=https&sig=ZYSSzNvPIpdF2duj%2B0Q%2Fxscgj9MvyEATcIdm%2Bn6Urmc%3D | [12 empty] | SWITCH | NO MODIFIER | TYPE |  | VOLTAGE RATING |  | CURRENT RATING |  | CONTACT CONFIGURATION |  | NUMBER OF POSITIONS |  | ENCLOSURE |  | MOUNTING TYPE |  | TEMPERATURE RATING |  | ACTION |  | OPERATOR TYPE |  | POWER RATING |  | MATERIAL |  | SIZE |  | HAZARD CLASS |  | CERTIFICATION/STANDARD |  | ADDITIONAL FEATURES EN | OUTLET,W/SOCKET,3PIN,1P,15A,250V,GREY | [41 empty] | Production Downloaded
STP_009 - Lot2 | Data Enrichment | NEN |  | 2023-07-05 |  |  | 1273225 | 1273225 | SWITCH;NHP,ISOSW340PG,40A,3P,500V,ISLR | SWITCH;MNFR:NHP,PTNO:ISOSW340PG,ADDITIONAL FEATURES EN:40A,3P,500V,ISOLATOR | 01)SHERRIFF ELECTRICAL SUPPL,01)NHPISOSW340PG,SWITCH,01)40A,3P,500V,ISOLATOR | ISOSW340PG | 3000664 | NHP | NHP | ISOSW340PG | [18 empty] | SWITCH | NO MODIFIER | TYPE |  | VOLTAGE RATING |  | CURRENT RATING |  | CONTACT CONFIGURATION |  | NUMBER OF POSITIONS |  | ENCLOSURE |  | MOUNTING TYPE |  | TEMPERATURE RATING |  | ACTION |  | OPERATOR TYPE |  | POWER RATING |  | MATERIAL |  | SIZE |  | HAZARD CLASS |  | CERTIFICATION/STANDARD |  | ADDITIONAL FEATURES EN | 40A,3P,500V,ISOLATOR | [41 empty] | Production Downloaded
STP_009 - Lot2 | Data Enrichment | NEN |  | 2023-07-05 |  |  | 1273208 | 1273208 | SWITCH;NHP,LE2123501,CAM,1P,12A,C/O,BDY | SWITCH;MNFR:NHP,PTNO:LE2123501,ADDITIONAL FEATURES EN:CAM,1P,12A,C/O,BODY,PANEL MOUNT | 01)CNW (TOWNSVILLE) ELECT SU,01)NHPLE2123501,SWITCH,01)CAM,1P,12A,C/O,BODY,02)PANEL MOUNT | LE2123501 | 3000664 | NHP | NHP | LE2123501 | [18 empty] | SWITCH | NO MODIFIER | TYPE |  | VOLTAGE RATING |  | CURRENT RATING |  | CONTACT CONFIGURATION |  | NUMBER OF POSITIONS |  | ENCLOSURE |  | MOUNTING TYPE |  | TEMPERATURE RATING |  | ACTION |  | OPERATOR TYPE |  | POWER RATING |  | MATERIAL |  | SIZE |  | HAZARD CLASS |  | CERTIFICATION/STANDARD |  | ADDITIONAL FEATURES EN | CAM,1P,12A,C/O,BODY,PANEL MOUNT | [41 empty] | Production Downloaded
STP_009 - Lot2 | Data Enrichment | NEN |  | 2023-07-05 |  |  | 1269497 | 1269497 | SWITCH;NHP,NHPSCOM633P,SIRCO M C/OVER 3P | SWITCH;MNFR:NHP,PTNO:NHPSCOM633P,ADDITIONAL FEATURES EN:SIRCO M C/OVER 3P I0II 63A EX | 01)CNW (MOUNT ISA) ELECT WHO,01)NHPSCOM633P,SWITCH,01)SIRCO M C/OVER 3P I0II 63A | NHPSCOM633P | 3000664 | NHP | NHP | NHPSCOM633P | [18 empty] | SWITCH | NO MODIFIER | TYPE |  | VOLTAGE RATING |  | CURRENT RATING |  | CONTACT CONFIGURATION |  | NUMBER OF POSITIONS |  | ENCLOSURE |  | MOUNTING TYPE |  | TEMPERATURE RATING |  | ACTION |  | OPERATOR TYPE |  | POWER RATING |  | MATERIAL |  | SIZE |  | HAZARD CLASS |  | CERTIFICATION/STANDARD |  | ADDITIONAL FEATURES EN | SIRCO M C/OVER 3P I0II 63A EX | [41 empty] | Production Downloaded
STP_009 - Lot2 | Data Enrichment | NEN |  | 2023-07-05 |  |  | 1275305 | 1275305 | SWITCH;NHP,SSFBS633P | SWITCH;MNFR:NHP,PTNO:SSFBS633P | 01)CNW (MOUNT ISA) ELECT WHO,01)NHPSSFBS633P,SWITCH | SSFBS633P | 3000664 | NHP | NHP | SSFBS633P | [18 empty] | SWITCH | NO MODIFIER | TYPE |  | VOLTAGE RATING |  | CURRENT RATING |  | CONTACT CONFIGURATION |  | NUMBER OF POSITIONS |  | ENCLOSURE |  | MOUNTING TYPE |  | TEMPERATURE RATING |  | ACTION |  | OPERATOR TYPE |  | POWER RATING |  | MATERIAL |  | SIZE |  | HAZARD CLASS |  | CERTIFICATION/STANDARD |  | ADDITIONAL FEATURES EN | [42 empty] | Production Downloaded
STP_009 - Lot2 | Data Enrichment | NEN |  | 2023-07-05 |  |  | 1272714 | 1272714 | SWITCH;NHP,T2AL00B1STA,ALM,F/B MODEL,1NO | SWITCH;MNFR:NHP,PTNO:T2AL00B1STA,ADDITIONAL FEATURES EN:ALARM,F/B MODEL,1NO,HEAVY DUTY,BRAND:TBP | 01)CNW (MOUNT ISA) ELECT WHO,01)NHPT2AL00B1STA,SWITCH,01)ALARM,F/B MODEL,1NO,HEAVY D | T2AL00B1STA | 3000664 | NHP | NHP | T2AL00B1STA | [18 empty] | SWITCH | NO MODIFIER | TYPE |  | VOLTAGE RATING |  | CURRENT RATING |  | CONTACT CONFIGURATION |  | NUMBER OF POSITIONS |  | ENCLOSURE |  | MOUNTING TYPE |  | TEMPERATURE RATING |  | ACTION |  | OPERATOR TYPE |  | POWER RATING |  | MATERIAL |  | SIZE |  | HAZARD CLASS |  | CERTIFICATION/STANDARD |  | ADDITIONAL FEATURES EN | ALARM,F/B MODEL,1NO,HEAVY DUTY | [40 empty] | BRAND:TBP | Production Downloaded
STP_009 - Lot2 | Data Enrichment | NEN |  | 2023-07-05 |  |  | 1274460 | 1274460 | SWITCH;OMRO,61F-GP-N2 110VAC,CONDUCTIVE1 | SWITCH;MNFR:OMRON,PTNO:61F-GP-N2 110VAC,ADDITIONAL FEATURES EN:CONDUCTIVE LEVEL,110 VAC |  | 61F-GP-N2 110VAC | 3000328 | OMRON | OMRON | 61F-GP-N2 110VAC | [18 empty] | SWITCH | NO MODIFIER | TYPE |  | VOLTAGE RATING |  | CURRENT RATING |  | CONTACT CONFIGURATION |  | NUMBER OF POSITIONS |  | ENCLOSURE |  | MOUNTING TYPE |  | TEMPERATURE RATING |  | ACTION |  | OPERATOR TYPE |  | POWER RATING |  | MATERIAL |  | SIZE |  | HAZARD CLASS |  | CERTIFICATION/STANDARD |  | ADDITIONAL FEATURES EN | CONDUCTIVE LEVEL,110 VAC | [41 empty] | Production Downloaded
STP_009 - Lot2 | Data Enrichment | NEN |  | 2023-07-05 |  |  | 1272774 | 1272774 | SWITCH;PERK,P1240-400SER,WATER TEMP 110C | SWITCH;MNFR:PERKINS ENGINES,PTNO:P1240-400SER,ADDITIONAL FEATURES EN:WATER TEMP 110C N/C | 01)ALLIGHT PTY LTD,01)P1240-400SER,SWITCH,01)WATER TEMP 110C N/C | P1240-400SER | 3000590 | PERKINS ENGINES | PERKINS ENGINES | P1240-400SER | [18 empty] | SWITCH | NO MODIFIER | TYPE |  | VOLTAGE RATING |  | CURRENT RATING |  | CONTACT CONFIGURATION |  | NUMBER OF POSITIONS |  | ENCLOSURE |  | MOUNTING TYPE |  | TEMPERATURE RATING |  | ACTION |  | OPERATOR TYPE |  | POWER RATING |  | MATERIAL |  | SIZE |  | HAZARD CLASS |  | CERTIFICATION/STANDARD |  | ADDITIONAL FEATURES EN | WATER TEMP 110C N/C | [41 empty] | Production Downloaded
STP_009 - Lot2 | Data Enrichment | NEN |  | 2023-07-05 |  |  | 1273331 | 1273331 | SWITCH;PHNX,PHO2938743,PRIMARY,MINI-PS-1 | SWITCH;MNFR:PHOENIX CONTACT,PTNO:PHO2938743,ADDITIONAL FEATURES EN:PRIMARY,MINI-PS-100-240AC/2X15DC/1 |  | PHO2938743 | 3000652 | PHOENIX CONTACT | PHOENIX CONTACT | PHO2938743 | [18 empty] | SWITCH | NO MODIFIER | TYPE |  | VOLTAGE RATING |  | CURRENT RATING |  | CONTACT CONFIGURATION |  | NUMBER OF POSITIONS |  | ENCLOSURE |  | MOUNTING TYPE |  | TEMPERATURE RATING |  | ACTION |  | OPERATOR TYPE |  | POWER RATING |  | MATERIAL |  | SIZE |  | HAZARD CLASS |  | CERTIFICATION/STANDARD |  | ADDITIONAL FEATURES EN | PRIMARY,MINI-PS-100-240AC/2X15DC/1 | [41 empty] | Production Downloaded
STP_009 - Lot2 | Data Enrichment | NEN |  | 2023-07-05 |  |  | 1266214 | 1266214 | SWITCH;PRKH,FMUS4FBMG02L,ELECTRICAL CLOG | SWITCH;MNFR:PARKER HANNIFIN,PTNO:FMUS4FBMG02L,ADDITIONAL FEATURES EN:ELECTRICAL CLOGGING 1/8IN BSP | 01)ISADRAULICS,01)FMUS4FBMG02L,SWITCH,01)ELECTRICAL CLOGGING 1/8IN | FMUS4FBMG02L | 3000331 | PARKER HANNIFIN | PARKER HANNIFIN | FMUS4FBMG02L | [18 empty] | SWITCH | NO MODIFIER | TYPE |  | VOLTAGE RATING |  | CURRENT RATING |  | CONTACT CONFIGURATION |  | NUMBER OF POSITIONS |  | ENCLOSURE |  | MOUNTING TYPE |  | TEMPERATURE RATING |  | ACTION |  | OPERATOR TYPE |  | POWER RATING |  | MATERIAL |  | SIZE |  | HAZARD CLASS |  | CERTIFICATION/STANDARD |  | ADDITIONAL FEATURES EN | ELECTRICAL CLOGGING 1/8IN BSP | [41 empty] | Production Downloaded
STP_009 - Lot2 | Data Enrichment | NEN |  | 2023-07-05 |  |  | 1272099 | 1272099 | SWITCH;SCHN,MX9MS3100,ISLR,3P,100A,415V | SWITCH;MNFR:SCHNEIDER INC,PTNO:MX9MS3100,ADDITIONAL FEATURES EN:ISOLATOR,3P,100A,415V,CONTROL TYPE:TOGGLE,MOUNTING TYPE:DIN RAIL, BRAND:CLIPSAL | 01)CNW (MOUNT ISA) ELECT WHO,01)CLIMX9MS3100,SWITCH,01)ISOLATOR,3P,100A,415V,02)CONTROL TYPE:TOGGLE,MOUNTIN,03)BRAND:CLIPSAL | MX9MS3100 | 3000344 | SCHNEIDER INC | SCHNEIDER INC | MX9MS3100 |  | CNW ELECTRICAL | MX9MS3100 |  |  | https://www.clipsal.com/products/detail?CatNo=MX9MS3100&itemno=MX9MS3100 | [12 empty] | SWITCH | NO MODIFIER | TYPE |  | VOLTAGE RATING |  | CURRENT RATING |  | CONTACT CONFIGURATION |  | NUMBER OF POSITIONS |  | ENCLOSURE |  | MOUNTING TYPE | DIN RAIL | TEMPERATURE RATING |  | ACTION |  | OPERATOR TYPE |  | POWER RATING |  | MATERIAL |  | SIZE |  | HAZARD CLASS |  | CERTIFICATION/STANDARD |  | ADDITIONAL FEATURES EN | ISOLATOR,3P,100A,415V | [40 empty] | CONTROL TYPE:TOGGLE,BRAND:CLIPSAL | Production Downloaded
STP_009 - Lot2 | Data Enrichment | NEN |  | 2023-07-05 |  |  | 1273875 | 1273875 | SWITCH;SCHN,T2AX00M3STA,TERASAKI AUXILIA | SWITCH;MNFR:SCHNEIDER INC,PTNO:T2AX00M3STA,ADDITIONAL FEATURES EN:TERASAKI AUXILIARY,BRAND:NHP,TYPE-T2,CONTACT CONFIGURATION:1CO, COLOR:GREY,MOUNT:RIGHT SIDE,DIM:161(H)X24.5(W)X60(D),CURRENT:2A | 01)CNW (MOUNT ISA) ELECT WHO,01)NHPT2AX00M3STA,SWITCH,01)TERASAKI AUXILIARY,BRAND:NH,02)TYPE-T2,CONTACT CONFIGURATI,03)DIM:161(H)X24.5(W)X60(D),CU | T2AX00M3STA | 3000344 | SCHNEIDER INC | SCHNEIDER INC | T2AX00M3STA | [5 empty] | https://prdsccdnstorage.blob.core.windows.net/techdatasheets/T2AX00M3STA-10767-datasheet.pdf?sv=2019-02-02&ss=b&srt=sco&sp=rwdlac&se=2050-02-24T14:36:22Z&st=2020-02-24T06:36:22Z&spr=https&sig=ZYSSzNvPIpdF2duj%2B0Q%2Fxscgj9MvyEATcIdm%2Bn6Urmc%3D | [12 empty] | SWITCH | NO MODIFIER | TYPE |  | VOLTAGE RATING |  | CURRENT RATING |  | CONTACT CONFIGURATION | 1CO | NUMBER OF POSITIONS |  | ENCLOSURE |  | MOUNTING TYPE |  | TEMPERATURE RATING |  | ACTION |  | OPERATOR TYPE |  | POWER RATING |  | MATERIAL |  | SIZE |  | HAZARD CLASS |  | CERTIFICATION/STANDARD |  | ADDITIONAL FEATURES EN | TERASAKI AUXILIARY | [40 empty] | BRAND:NHP,TYPE-T2,COLOR:GREY,MOUNT:RIGHT SIDE,DIM:161(H)X24.5(W)X60(D),CURRENT:2A | Production Downloaded
STP_009 - Lot2 | Data Enrichment | NEN |  | 2023-07-05 |  |  | 1321544 | 1321544 | SWITCH;SIE,3AX4206-0A | SWITCH;MNFR:SIEMENS,PTNO:3AX4206-0A | SWITCH | 3AX4206-0A | 3000032 | SIEMENS | SIEMENS | 3AX4206-0A | [5 empty] | https://mall.industry.siemens.com/mall/en/us/Catalog/Product/3AX42060A | [12 empty] | SWITCH | NO MODIFIER | TYPE |  | VOLTAGE RATING |  | CURRENT RATING |  | CONTACT CONFIGURATION |  | NUMBER OF POSITIONS |  | ENCLOSURE |  | MOUNTING TYPE |  | TEMPERATURE RATING |  | ACTION |  | OPERATOR TYPE |  | POWER RATING |  | MATERIAL |  | SIZE |  | HAZARD CLASS |  | CERTIFICATION/STANDARD |  | ADDITIONAL FEATURES EN | [42 empty] | Production Downloaded
STP_009 - Lot2 | Data Enrichment | NEN |  | 2023-07-05 |  |  | 1214328 | 1214328 | SWITCH;SIE,3SA1010 + 3SA1168 | SWITCH;MNFR:SIEMENS,PTNO:3SA1010 + 3SA1168 | SWITCH | 3SA1010 + 3SA1168 | 3000032 | SIEMENS | SIEMENS | 3SA1010 + 3SA1168 | [18 empty] | SWITCH | NO MODIFIER | TYPE |  | VOLTAGE RATING |  | CURRENT RATING |  | CONTACT CONFIGURATION |  | NUMBER OF POSITIONS |  | ENCLOSURE |  | MOUNTING TYPE |  | TEMPERATURE RATING |  | ACTION |  | OPERATOR TYPE |  | POWER RATING |  | MATERIAL |  | SIZE |  | HAZARD CLASS |  | CERTIFICATION/STANDARD |  | ADDITIONAL FEATURES EN | [42 empty] | Production Downloaded
STP_009 - Lot2 | Data Enrichment | NEN |  | 2023-07-05 |  |  | 1214351 | 1214351 | SWITCH;SIE,3SA1020/3SA1100 | SWITCH;MNFR:SIEMENS,PTNO:3SA1020/3SA1100 | SWITCH | 3SA1020/3SA1100 | 3000032 | SIEMENS | SIEMENS | 3SA1020/3SA1100 | [18 empty] | SWITCH | NO MODIFIER | TYPE |  | VOLTAGE RATING |  | CURRENT RATING |  | CONTACT CONFIGURATION |  | NUMBER OF POSITIONS |  | ENCLOSURE |  | MOUNTING TYPE |  | TEMPERATURE RATING |  | ACTION |  | OPERATOR TYPE |  | POWER RATING |  | MATERIAL |  | SIZE |  | HAZARD CLASS |  | CERTIFICATION/STANDARD |  | ADDITIONAL FEATURES EN | [42 empty] | Production Downloaded
STP_009 - Lot2 | Data Enrichment | NEN |  | 2023-07-05 |  |  | 1274891 | 1274891 | SWITCH;SIE,3SB18.02-4AZ.PRD | SWITCH;MNFR:SIEMENS,PTNO:3SB18.02-4AZ.PRD | SWITCH | 3SB18.02-4AZ.PRD | 3000032 | SIEMENS | SIEMENS | 3SB18.02-4AZ.PRD | [18 empty] | SWITCH | NO MODIFIER | TYPE |  | VOLTAGE RATING |  | CURRENT RATING |  | CONTACT CONFIGURATION |  | NUMBER OF POSITIONS |  | ENCLOSURE |  | MOUNTING TYPE |  | TEMPERATURE RATING |  | ACTION |  | OPERATOR TYPE |  | POWER RATING |  | MATERIAL |  | SIZE |  | HAZARD CLASS |  | CERTIFICATION/STANDARD |  | ADDITIONAL FEATURES EN | [42 empty] | Production Downloaded
STP_009 - Lot2 | Data Enrichment | VNE |  | 2023-06-24 |  |  | 1211419 | 1211419 | SWITCH;SIE,3SU1500-0AA10-0AA0 | SWITCH;MNFR:SIEMENS,PTNO:3SU1500-0AA10-0AA0 | SWITCH | 3SU1500-0AA10-0AA0 | 3000032 | SIEMENS | SIEMENS | 3SU1500-0AA10-0AA0 | SIEMENS |  |  |  |  | https://mall.industry.siemens.com/mall/en/WW/Catalog/Product/3SU1500-0AA10-0AA0 | https://mall.industry.siemens.com/mall/en/ww/Catalog/DatasheetDownload?downloadUrl=teddatasheet%2F%3Fformat%3DPDF%26caller%3DMall%26mlfbs%3D3SU1500-0AA10-0AA0%26language%3Den | [9 empty] | ENRICHED | 39121522 Electrical contacts | BLOCK | CONTACT | TYPE |  | CONTACT CONFIGURATION |  | CURRENT RATING |  | VOLTAGE RATING |  | TERMINAL TYPE |  | MOUNTING TYPE |  | MATERIAL |  | SIZE |  | HAZARD CLASS |  | CERTIFICATION/STANDARD |  | ADDITIONAL FEATURES | [52 empty] | Production Downloaded
STP_009 - Lot2 | Data Enrichment | NEN |  | 2023-07-05 |  |  | 1246510 | 1246510 | SWITCH;SIE,6KC-3102-0A | SWITCH;MNFR:SIEMENS,PTNO:6KC-3102-0A | SWITCH | 6KC-3102-0A | 3000032 | SIEMENS | SIEMENS | 6KC-3102-0A | [18 empty] | SWITCH | NO MODIFIER | TYPE |  | VOLTAGE RATING |  | CURRENT RATING |  | CONTACT CONFIGURATION |  | NUMBER OF POSITIONS |  | ENCLOSURE |  | MOUNTING TYPE |  | TEMPERATURE RATING |  | ACTION |  | OPERATOR TYPE |  | POWER RATING |  | MATERIAL |  | SIZE |  | HAZARD CLASS |  | CERTIFICATION/STANDARD |  | ADDITIONAL FEATURES EN | [42 empty] | Production Downloaded
STP_009 - Lot2 | Data Enrichment | NEN |  | 2023-07-05 |  |  | 1214331 | 1214331 | SWITCH;SIE,6KC3-102-0A 1.5-4AT | SWITCH;MNFR:SIEMENS,PTNO:6KC3-102-0A 1.5-4AT | SWITCH | 6KC3-102-0A 1.5-4AT | 3000032 | SIEMENS | SIEMENS | 6KC3-102-0A 1.5-4AT | [18 empty] | SWITCH | NO MODIFIER | TYPE |  | VOLTAGE RATING |  | CURRENT RATING |  | CONTACT CONFIGURATION |  | NUMBER OF POSITIONS |  | ENCLOSURE |  | MOUNTING TYPE |  | TEMPERATURE RATING |  | ACTION |  | OPERATOR TYPE |  | POWER RATING |  | MATERIAL |  | SIZE |  | HAZARD CLASS |  | CERTIFICATION/STANDARD |  | ADDITIONAL FEATURES EN | [42 empty] | Production Downloaded
STP_009 - Lot2 | Data Enrichment | NEN |  | 2023-07-05 |  |  | 1214201 | 1214201 | SWITCH;SIE,6KC-3104-0CZ | SWITCH;MNFR:SIEMENS,PTNO:6KC-3104-0CZ | SWITCH | 6KC-3104-0CZ | 3000032 | SIEMENS | SIEMENS | 6KC-3104-0CZ | [18 empty] | SWITCH | NO MODIFIER | TYPE |  | VOLTAGE RATING |  | CURRENT RATING |  | CONTACT CONFIGURATION |  | NUMBER OF POSITIONS |  | ENCLOSURE |  | MOUNTING TYPE |  | TEMPERATURE RATING |  | ACTION |  | OPERATOR TYPE |  | POWER RATING |  | MATERIAL |  | SIZE |  | HAZARD CLASS |  | CERTIFICATION/STANDARD |  | ADDITIONAL FEATURES EN | [42 empty] | Production Downloaded
STP_009 - Lot2 | Data Enrichment | NEN |  | 2023-07-05 |  |  | 1321541 | 1321541 | SWITCH;SIE,AUXILIARY SWITCH | SWITCH;MNFR:SIEMENS,PTNO:AUXILIARY SWITCH | SWITCH | AUXILIARY SWITCH | 3000032 | SIEMENS | SIEMENS | AUXILIARY SWITCH | [18 empty] | SWITCH | NO MODIFIER | TYPE |  | VOLTAGE RATING |  | CURRENT RATING |  | CONTACT CONFIGURATION |  | NUMBER OF POSITIONS |  | ENCLOSURE |  | MOUNTING TYPE |  | TEMPERATURE RATING |  | ACTION |  | OPERATOR TYPE |  | POWER RATING |  | MATERIAL |  | SIZE |  | HAZARD CLASS |  | CERTIFICATION/STANDARD |  | ADDITIONAL FEATURES EN | [42 empty] | Production Downloaded
STP_009 - Lot2 | Data Enrichment | NEN |  | 2023-07-05 |  |  | 1257551 | 1257551 | SWITCH;SIE,DC24315-A0010-A002 | SWITCH;MNFR:SIEMENS,PTNO:DC24315-A0010-A002 | SWITCH | DC24315-A0010-A002 | 3000032 | SIEMENS | SIEMENS | DC24315-A0010-A002 | [18 empty] | SWITCH | NO MODIFIER | TYPE |  | VOLTAGE RATING |  | CURRENT RATING |  | CONTACT CONFIGURATION |  | NUMBER OF POSITIONS |  | ENCLOSURE |  | MOUNTING TYPE |  | TEMPERATURE RATING |  | ACTION |  | OPERATOR TYPE |  | POWER RATING |  | MATERIAL |  | SIZE |  | HAZARD CLASS |  | CERTIFICATION/STANDARD |  | ADDITIONAL FEATURES EN | [42 empty] | Production Downloaded
STP_009 - Lot2 | Data Enrichment | NEN |  | 2023-07-05 |  |  | 1257554 | 1257554 | SWITCH;SIE,J1901.05 | SWITCH;MNFR:SIEMENS,PTNO:J1901.05 | SWITCH | J1901.05 | 3000032 | SIEMENS | SIEMENS | J1901.05 | [18 empty] | SWITCH | NO MODIFIER | TYPE |  | VOLTAGE RATING |  | CURRENT RATING |  | CONTACT CONFIGURATION |  | NUMBER OF POSITIONS |  | ENCLOSURE |  | MOUNTING TYPE |  | TEMPERATURE RATING |  | ACTION |  | OPERATOR TYPE |  | POWER RATING |  | MATERIAL |  | SIZE |  | HAZARD CLASS |  | CERTIFICATION/STANDARD |  | ADDITIONAL FEATURES EN | [42 empty] | Production Downloaded
STP_009 - Lot2 | Data Enrichment | NEN |  | 2023-07-05 |  |  | 1214330 | 1214330 | SWITCH;SIE,JM343 | SWITCH;MNFR:SIEMENS,PTNO:JM343 | SWITCH | JM343 | 3000032 | SIEMENS | SIEMENS | JM343 | [18 empty] | SWITCH | NO MODIFIER | TYPE |  | VOLTAGE RATING |  | CURRENT RATING |  | CONTACT CONFIGURATION |  | NUMBER OF POSITIONS |  | ENCLOSURE |  | MOUNTING TYPE |  | TEMPERATURE RATING |  | ACTION |  | OPERATOR TYPE |  | POWER RATING |  | MATERIAL |  | SIZE |  | HAZARD CLASS |  | CERTIFICATION/STANDARD |  | ADDITIONAL FEATURES EN | [42 empty] | Production Downloaded
STP_009 - Lot2 | Data Enrichment | NEN |  | 2023-07-05 |  |  | 1214329 | 1214329 | SWITCH;SIE,JM741V | SWITCH;MNFR:SIEMENS,PTNO:JM741V | SWITCH | JM741V | 3000032 | SIEMENS | SIEMENS | JM741V | [18 empty] | SWITCH | NO MODIFIER | TYPE |  | VOLTAGE RATING |  | CURRENT RATING |  | CONTACT CONFIGURATION |  | NUMBER OF POSITIONS |  | ENCLOSURE |  | MOUNTING TYPE |  | TEMPERATURE RATING |  | ACTION |  | OPERATOR TYPE |  | POWER RATING |  | MATERIAL |  | SIZE |  | HAZARD CLASS |  | CERTIFICATION/STANDARD |  | ADDITIONAL FEATURES EN | [42 empty] | Production Downloaded
STP_009 - Lot2 | Data Enrichment | NEN |  | 2023-07-05 |  |  | 1214218 | 1214218 | SWITCH;SIE,N4300-3 | SWITCH;MNFR:SIEMENS,PTNO:N4300-3 | SWITCH | N4300-3 | 3000032 | SIEMENS | SIEMENS | N4300-3 | [18 empty] | SWITCH | NO MODIFIER | TYPE |  | VOLTAGE RATING |  | CURRENT RATING |  | CONTACT CONFIGURATION |  | NUMBER OF POSITIONS |  | ENCLOSURE |  | MOUNTING TYPE |  | TEMPERATURE RATING |  | ACTION |  | OPERATOR TYPE |  | POWER RATING |  | MATERIAL |  | SIZE |  | HAZARD CLASS |  | CERTIFICATION/STANDARD |  | ADDITIONAL FEATURES EN | [42 empty] | Production Downloaded
STP_009 - Lot2 | Data Enrichment | NEN |  | 2023-07-05 |  |  | 1258524 | 1258524 | SWITCH;SIE,S25315-A39-B2 | SWITCH;MNFR:SIEMENS,PTNO:S25315-A39-B2 | SWITCH | S25315-A39-B2 | 3000032 | SIEMENS | SIEMENS | S25315-A39-B2 | [18 empty] | SWITCH | NO MODIFIER | TYPE |  | VOLTAGE RATING |  | CURRENT RATING |  | CONTACT CONFIGURATION |  | NUMBER OF POSITIONS |  | ENCLOSURE |  | MOUNTING TYPE |  | TEMPERATURE RATING |  | ACTION |  | OPERATOR TYPE |  | POWER RATING |  | MATERIAL |  | SIZE |  | HAZARD CLASS |  | CERTIFICATION/STANDARD |  | ADDITIONAL FEATURES EN | [42 empty] | Production Downloaded
STP_009 - Lot2 | Data Enrichment | NEN |  | 2023-07-05 |  |  | 1216603 | 1216603 | SWITCH;SIE,TCVT 145,GEAR | SWITCH;MNFR:SIEMENS,PTNO:TCVT 145,ADDITIONAL FEATURES EN:GEAR |  | TCVT 145 | 3000032 | SIEMENS | SIEMENS | TCVT 145 | [18 empty] | SWITCH | NO MODIFIER | TYPE |  | VOLTAGE RATING |  | CURRENT RATING |  | CONTACT CONFIGURATION |  | NUMBER OF POSITIONS |  | ENCLOSURE |  | MOUNTING TYPE |  | TEMPERATURE RATING |  | ACTION |  | OPERATOR TYPE |  | POWER RATING |  | MATERIAL |  | SIZE |  | HAZARD CLASS |  | CERTIFICATION/STANDARD |  | ADDITIONAL FEATURES EN | GEAR | [41 empty] | Production Downloaded
STP_009 - Lot2 | Data Enrichment | NEN |  | 2023-07-05 |  |  | 1214326 | 1214326 | SWITCH;SIE,V24584-Z4-A2 | SWITCH;MNFR:SIEMENS,PTNO:V24584-Z4-A2 | SWITCH | V24584-Z4-A2 | 3000032 | SIEMENS | SIEMENS | V24584-Z4-A2 | [18 empty] | SWITCH | NO MODIFIER | TYPE |  | VOLTAGE RATING |  | CURRENT RATING |  | CONTACT CONFIGURATION |  | NUMBER OF POSITIONS |  | ENCLOSURE |  | MOUNTING TYPE |  | TEMPERATURE RATING |  | ACTION |  | OPERATOR TYPE |  | POWER RATING |  | MATERIAL |  | SIZE |  | HAZARD CLASS |  | CERTIFICATION/STANDARD |  | ADDITIONAL FEATURES EN | [42 empty] | Production Downloaded
STP_009 - Lot2 | Data Enrichment | kib |  | 2023-06-24 |  |  | 1267957 | 1267957 | TAG;FLUK,CV401,THERMAL IMAGING,WNDW | TAG;MNFR:FLUKE,PTNO:CV401,ADDITIONAL FEATURES EN:THERMAL IMAGING,WINDOW | 01)CNW (MOUNT ISA) ELECT WHO,01)CV401,TAG,01)THERMAL IMAGING,WINDOW | CV401 | 3000278 | FLUKE | FLUKE | CV401 | [18 empty] | TAG | NO MODIFIER | TYPE |  | SIZE |  | LEGEND |  | MATERIAL |  | BACKGROUND COLOUR |  | LEGEND COLOUR |  | HAZARD CLASS |  | CERTIFICATION/STANDARD |  | ADDITIONAL FEATURES EN | THERMAL IMAGING,WINDOW | [55 empty] | Production Downloaded
STP_009 - Lot2 | Data Enrichment | kib |  | 2023-06-24 |  |  | 1269226 | 1269226 | TAG;MILW,ONEBATM-1,TRACKING,B/T,ONEKEY | TAG;MNFR:MILWAUKEE ELECTRIC TOOL,PTNO:ONEBATM-1,ADDITIONAL FEATURES EN:TRACKING,B/T,ONEKEY TICK | 01)MOUNT ISA MINING SUPPLIES,01)ONEBATM-1,TAG,01)TRACKING,B/T,ONEKEY TICK | ONEBATM-1 | 3000317 | MILWAUKEE ELECTRIC TOOL | MILWAUKEE ELECTRIC TOOL | ONEBATM-1 | [18 empty] | TAG | NO MODIFIER | TYPE |  | SIZE |  | LEGEND |  | MATERIAL |  | BACKGROUND COLOUR |  | LEGEND COLOUR |  | HAZARD CLASS |  | CERTIFICATION/STANDARD |  | ADDITIONAL FEATURES EN | TRACKING,B/T,ONEKEY TICK | [55 empty] | Production Downloaded
STP_009 - Lot2 | Data Enrichment | kib |  | 2023-06-24 |  |  | 1272210 | 1272210 | TAG;NHP,V7SM5X9H200,MRKG,5 X 9 MM | TAG;MNFR:NHP,PTNO:V7SM5X9H200,TYPE:MARKING,SIZE:5 X 9 MM,ADDITIONAL FEATURES EN:CARD OF 100 (101-200) | EN_01)MARKING,EN_01)5 X 9 MM,01)CARD OF 100 (101-200),01)SHERRIFF ELECTRICAL SUPPL,01)NHPV7SM5X9H200 | V7SM5X9H200 | 3000664 | NHP | NHP | V7SM5X9H200 | [18 empty] | TAG | NO MODIFIER | TYPE | MARKING | SIZE | 5 X 9 MM | LEGEND |  | MATERIAL |  | BACKGROUND COLOUR |  | LEGEND COLOUR |  | HAZARD CLASS |  | CERTIFICATION/STANDARD |  | ADDITIONAL FEATURES EN | CARD OF 100 (101-200) | [55 empty] | Production Downloaded
STP_009 - Lot2 | Data Enrichment | VNE |  | 2023-06-24 |  |  | 1269372 | 1269372 | TORCH,CUTNG/WLDG;LINC,W000278399-2 | TORCH,CUTTING/WELDING;MNFR:LINCOLN,PTNO:W000278399-2 | 01)GLOBAL WELDING SUPPLIES (,01)W000278399-2,TORCH,CUTTING/WELDING | W000278399-2 | 3000550 | LINCOLN | LINCOLN | W000278399-2 | [18 empty] | TORCH | CUTTING/WELDING | TYPE |  | FLOW RATING |  | FUEL CAPACITY |  | TIP SIZE |  | TIP TYPE |  | FUEL TYPE |  | SIZE |  | HANDLE TYPE |  | BODY MATERIAL |  | PRESSURE RATING |  | HAZARD CLASS |  | CERTIFICATION/STANDARD |  | ADDITIONAL FEATURES EN | [48 empty] | Production Downloaded
STP_009 - Lot2 | Data Enrichment | kib |  | 2023-06-24 |  |  | 1266205 | 1266205 | TROLLEY;COND,0238080,CBL,U/PART C32 V4A | TROLLEY;MNFR:CONDUCTIX,PTNO:0238080,ADDITIONAL FEATURES EN:CABLE,U/PART C32 V4A | 01)CONDUCTIX WAMPFLER PTY LT,01)0238080,TROLLEY,01)CABLE,U/PART C32 V4A | 238080 | 3000255 | CONDUCTIX | CONDUCTIX | 0238080 | [18 empty] | TROLLEY | NO MODIFIER | TYPE |  | CAPACITY |  | SIZE |  | MATERIAL |  | NUMBER OF WHEELS |  | HAZARD CLASS |  | CERTIFICATION/STANDARD |  | ADDITIONAL FEATURES EN | CABLE,U/PART C32 V4A | [57 empty] | Production Downloaded
STP_009 - Lot2 | Data Enrichment | kib |  | 2023-06-24 |  |  | 1269807 | 1269807 | TROLLEY;COND,27291,CIRCULAR CABLE | TROLLEY;MNFR:CONDUCTIX,PTNO:27291,ADDITIONAL FEATURES EN:CIRCULAR CABLE | 01)CONDUCTIX WAMPFLER PTY LT,01)27291,TROLLEY,01)CIRCULAR CABLE | 27291 | 3000255 | CONDUCTIX | CONDUCTIX | 27291 | [18 empty] | TROLLEY | NO MODIFIER | TYPE |  | CAPACITY |  | SIZE |  | MATERIAL |  | NUMBER OF WHEELS |  | HAZARD CLASS |  | CERTIFICATION/STANDARD |  | ADDITIONAL FEATURES EN | CIRCULAR CABLE | [57 empty] | Production Downloaded
STP_009 - Lot2 | Data Enrichment | kib |  | 2023-06-24 |  |  | 1268791 | 1268791 | TROLLEY;MILW,48228544,TOOL 46 IN,CABINET | TROLLEY;MNFR:MILWAUKEE ELECTRIC TOOL,PTNO:48228544,ADDITIONAL FEATURES EN:TOOL 46 IN,CABINET STORAGE HIGH CAPACITY STEEL | 01)TOTAL TOOLS TOWNSVILLE,01)48228544,TROLLEY,01)TOOL 46 IN,CABINET STORAGE | 48228544 | 3000317 | MILWAUKEE ELECTRIC TOOL | MILWAUKEE ELECTRIC TOOL | 48228544 | [18 empty] | TROLLEY | NO MODIFIER | TYPE |  | CAPACITY |  | SIZE |  | MATERIAL |  | NUMBER OF WHEELS |  | HAZARD CLASS |  | CERTIFICATION/STANDARD |  | ADDITIONAL FEATURES EN | TOOL 46 IN,CABINET STORAGE HIGH CAPACITY STEEL | [57 empty] | Production Downloaded
STP_009 - Lot2 | Data Enrichment | VNE |  | 2023-06-24 |  |  | 1272645 | 1272645 | VISOR;HONE,1011629AN,SHADE 5 | VISOR;MNFR:HONEYWELL,PTNO:1011629AN,ADDITIONAL FEATURES EN:SHADE 5 | 01)J BLACKWOOD & SONS,01)06515801,VISOR,01)SHADE 5 | 1011629AN | 3000290 | HONEYWELL | HONEYWELL | 1011629AN | [18 empty] | VISOR | NO MODIFIER | TYPE |  | MATERIAL |  | COLOUR |  | SIZE |  | HAZARD CLASS |  | CERTIFICATION/STANDARD |  | ADDITIONAL FEATURES EN | SHADE 5 | [59 empty] | Production Downloaded
STP_009 - Lot2 | Data Enrichment | VNE |  | 2023-06-24 |  |  | 1269091 | 1269091 | WIPER;DRAG,R56887,COMPLT | WIPER;MNFR:DRAEGER,PTNO:R56887,ADDITIONAL FEATURES EN:COMPLETE | 01)ALLIANCE SAFETY EQUIPMENT,01)R56887,WIPER,01)COMPLETE | R56887 | 3000423 | DRAEGER | DRAEGER | R56887 | [18 empty] | WIPER | NO MODIFIER | TYPE |  | SIZE |  | MATERIAL |  | MOUNTING TYPE |  | COLOUR |  | HAZARD CLASS |  | CERTIFICATION/STANDARD |  | ADDITIONAL FEATURES EN | COMPLETE | [57 empty] | Production Downloaded
STP_009 - Lot2 | Data Enrichment | NEN |  | 2023-07-05 |  |  | 1253943 | 1253943 | ZZ - REPLACED BY 1357293 | SPEAKER;MNFR:ECAM,PTNO:AUD-SPK-00020,ADDITIONAL FEATURES EN:8E,5W,SZ 75 MM | 01)ECAM (PTY) LTD,01)AUD-SPK-00020,SPEAKER,01)8E,5W,SZ 75 MM | AUD-SPK-00020 | 3000424 | ECAM | ECAM | AUD-SPK-00020 | [18 empty] | SPEAKER | NO MODIFIER | TYPE |  | VOLTAGE RATING |  | POWER RATING |  | IMPEDANCE |  | RESISTANCE RANGE |  | SIZE |  | MOUNTING TYPE |  | COMPATIBILITY |  | HAZARD CLASS |  | CERTIFICATION/STANDARD |  | ADDITIONAL FEATURES EN | 8E,5W,SZ 75 MM | [51 empty] | Production Downloaded
STP_009 - Lot2 | Data Enrichment | kib |  | 2023-06-24 |  |  | 1254097 | 1254097 | ZZ - REPLACED BY 1538896 | MODULE;MNFR:YOKOGAWA,PTNO:AFV30D-A41152 |  | AFV30D-A41152 | 3000446 | YOKOGAWA | YOKOGAWA | AFV30D-A41152 | [18 empty] | MODULE | NO MODIFIER | TYPE |  | SIZE |  | MATERIAL |  | MOUNTING TYPE |  | TEMPERATURE RATING |  | HAZARD CLASS |  | CERTIFICATION/STANDARD |  | ADDITIONAL FEATURES EN | [58 empty] | Production Downloaded
STP_009 - Lot2 | Data Enrichment | VNE |  | 2023-06-24 |  |  | 1254098 | 1254098 | ZZ - REPLACED BY 1538900 | MODULE;MNFR:YOKOGAWA,PTNO:EC402-50 |  | EC402-50 | 3000446 | YOKOGAWA | YOKOGAWA | EC402-50 | [18 empty] | MODULE | NO MODIFIER | TYPE |  | SIZE |  | MATERIAL |  | MOUNTING TYPE |  | TEMPERATURE RATING |  | HAZARD CLASS |  | CERTIFICATION/STANDARD |  | ADDITIONAL FEATURES EN | [58 empty] | Production Downloaded
STP_009 - Lot2 | Data Enrichment | VNE |  | 2023-06-24 |  |  | 1254099 | 1254099 | ZZ - REPLACED BY 1538901 | MODULE;MNFR:YOKOGAWA,PTNO:ANT401-50 |  | ANT401-50 | 3000446 | YOKOGAWA | YOKOGAWA | ANT401-50 | [18 empty] | MODULE | NO MODIFIER | TYPE |  | SIZE |  | MATERIAL |  | MOUNTING TYPE |  | TEMPERATURE RATING |  | HAZARD CLASS |  | CERTIFICATION/STANDARD |  | ADDITIONAL FEATURES EN | [58 empty] | Production Downloaded