## Sheet1
Project | Activities | Production User | Production Comments | Start Date | End Date | Remarks | Griha ID | Material | MAKTX_MARA | TEXT_EN | Class_Char_Values | MFRPN | MFRNR | MFRNR DES (Name) | MNFR | PTNO | Verified MNFR from web | MNFR 1 | PTNO 1 | MNFR 2 | PTNO 2 | Reference URL | Reference URL1 | Item Number | DWG | DRAWING VERSION | POS/TAG | Equipment Type | Equipment Manufacturer | Equipment Model | Equipment Serial | Unused Text | Enriched/Cleansed | UNSPSC Ver.23.07 | Noun | Modifier | Attribute Name 1 | Attribute Value 1 | Attribute Name 2 | Attribute Value 2 | Attribute Name 3 | Attribute Value 3 | Attribute Name 4 | Attribute Value 4 | Attribute Name 5 | Attribute Value 5 | Attribute Name 6 | Attribute Value 6 | Attribute Name 7 | Attribute Value 7 | Attribute Name 8 | Attribute Value 8 | Attribute Name 9 | Attribute Value 9 | Attribute Name 10 | Attribute Value 10 | Attribute Name 11 | Attribute Value 11 | Attribute Name 12 | Attribute Value 12 | Attribute Name 13 | Attribute Value 13 | Attribute Name 14 | Attribute Value 14 | Attribute Name 15 | Attribute Value 15 | Attribute Name 16 | Attribute Value 16 | Attribute Name 17 | Attribute Value 17 | Attribute Name 18 | Attribute Value 18 | Attribute Name 19 | Attribute Value 19 | Attribute Name 20 | Attribute Value 20 | Attribute Name 21 | Attribute Value 21 | Attribute Name 22 | Attribute Value 22 | Attribute Name 23 | Attribute Value 23 | Attribute Name 24 | Attribute Value 24 | Attribute Name 25 | Attribute Value 25 | Attribute Name 26 | Attribute Value 26 | Attribute Name 27 | Attribute Value 27 | Attribute Name 28 | Attribute Value 28 | Attribute Name 29 | Attribute Value 29 | Attribute Name 30 | Attribute Value 30 | Attribute Name 31 | Attribute Value 31 | Attribute Name 32 | Attribute Value 32 | Attribute Name 33 | Attribute Value 33 | Attribute Name 34 | Attribute Value 34 | Attribute Name 35 | Attribute Value 35 | Attribute Name 36 | Attribute Value 36 | Remaining_Information
STP_009 | Data Enrichment | MKV |  | 2023-07-06 |  |  | 1269247 | 1269247 | BLADE,BNDSW;MILW,48390521,1140XTPI18,3PK | BLADE,BANDSAW;MNFR:MILWAUKEE ELECTRIC TOOL,PTNO:48390521,ADDITIONAL FEATURES EN:1140XTPI18,3PK | 01)MOUNT ISA MINING SUPPLIES,01)48390521,BLADE,BANDSAW,01)1140XTPI18,3PK | 48390521 | 3000317 | MILWAUKEE ELECTRIC TOOL | MILWAUKEE ELECTRIC TOOL | 48390521 | [18 empty] | BLADE | BANDSAW | TYPE |  | LENGTH |  | WIDTH |  | THICKNESS |  | TPI/PITCH |  | TOOTH TYPE |  | MATERIAL |  | CUT MATERIAL |  | HAZARD CLASS |  | CERTIFICATION/STANDARD |  | ADDITIONAL FEATURES EN | 1140XTPI18,3PK
STP_009 | Data Enrichment | MKV |  | 2023-07-06 |  |  | 1217827 | 1217827 | BLADE,JIG SAW;MILW,48005093,GP,SAWALL,RE | BLADE,JIG SAW;MNFR:MILWAUKEE ELECTRIC TOOL,PTNO:48005093,ADDITIONAL FEATURES EN:GP,SAWALL,RECIP,200MM,8/12TPI,5PK | 01)MOUNT ISA MINING SUPPLIES,01)48005093,BLADE,JIG SAW,01)GP,SAWALL,RECIP,200MM,8/12T | 48005093 | 3000317 | MILWAUKEE ELECTRIC TOOL | MILWAUKEE ELECTRIC TOOL | 48005093 | [18 empty] | BLADE | JIG SAW | TYPE |  | SIZE |  | TPI/PITCH |  | MATERIAL |  | COATING/FINISH |  | CUT MATERIAL |  | HAZARD CLASS |  | CERTIFICATION/STANDARD |  | ADDITIONAL FEATURES EN | GP,SAWALL,RECIP,200MM,8/12TPI,5PK
STP_009 | Data Enrichment | MKV |  | 2023-07-06 |  |  | 1217826 | 1217826 | BLADE,JIG SAW;MILW,48005226,CARBIDE TEET | BLADE,JIG SAW;MNFR:MILWAUKEE ELECTRIC TOOL,PTNO:48005226,ADDITIONAL FEATURES EN:CARBIDE TEETH,WOOD DEMO,230MM | 01)MOUNT ISA MINING SUPPLIES,01)48005226,BLADE,JIG SAW,01)CARBIDE TEETH,WOOD DEMO,230 | 48005226 | 3000317 | MILWAUKEE ELECTRIC TOOL | MILWAUKEE ELECTRIC TOOL | 48005226 | [18 empty] | BLADE | JIG SAW | TYPE |  | SIZE |  | TPI/PITCH |  | MATERIAL |  | COATING/FINISH |  | CUT MATERIAL |  | HAZARD CLASS |  | CERTIFICATION/STANDARD |  | ADDITIONAL FEATURES EN | CARBIDE TEETH,WOOD DEMO,230MM
STP_009 | Data Enrichment | MKV |  | 2023-07-06 |  |  | 1217825 | 1217825 | BLADE,JIG SAW;MILW,480057806,GP,SAWALL,R | BLADE,JIG SAW;MNFR:MILWAUKEE ELECTRIC TOOL,PTNO:480057806,ADDITIONAL FEATURES EN:GP,SAWALL,RECIPROCATING,230MM,8TPI,5PK | 01)MOUNT ISA MINING SUPPLIES,01)480057806,BLADE,JIG SAW,01)GP,SAWALL,RECIPROCATING,230 | 480057806 | 3000317 | MILWAUKEE ELECTRIC TOOL | MILWAUKEE ELECTRIC TOOL | 480057806 | [18 empty] | BLADE | JIG SAW | TYPE |  | SIZE |  | TPI/PITCH |  | MATERIAL |  | COATING/FINISH |  | CUT MATERIAL |  | HAZARD CLASS |  | CERTIFICATION/STANDARD |  | ADDITIONAL FEATURES EN | GP,SAWALL,RECIPROCATING,230MM,8TPI,5PK
STP_009 | Data Enrichment | MKV |  | 2023-07-06 |  |  | 1271019 | 1271019 | BLADE,JIG SAW;MILW,4932254063,MTL,55MM,T | BLADE,JIG SAW;MNFR:MILWAUKEE ELECTRIC TOOL,PTNO:4932254063,ADDITIONAL FEATURES EN:METAL,55MM,T118A,5/PACK | 01)MOUNT ISA MINING SUPPLIES,01)4932254063,BLADE,JIG SAW,01)METAL,55MM,T118A,5/PACK | 4932254063 | 3000317 | MILWAUKEE ELECTRIC TOOL | MILWAUKEE ELECTRIC TOOL | 4932254063 | [18 empty] | BLADE | JIG SAW | TYPE |  | SIZE |  | TPI/PITCH |  | MATERIAL |  | COATING/FINISH |  | CUT MATERIAL |  | HAZARD CLASS |  | CERTIFICATION/STANDARD |  | ADDITIONAL FEATURES EN | METAL,55MM,T118A,5/PACK
STP_009 | Data Enrichment | MKV |  | 2023-07-06 |  |  | 1271035 | 1271035 | BLADE,JIG SAW;MILW,4932254071,WOD,5PK | BLADE,JIG SAW;MNFR:MILWAUKEE ELECTRIC TOOL,PTNO:4932254071,ADDITIONAL FEATURES EN:WOOD,5PK | 01)MOUNT ISA MINING SUPPLIES,01)4932254071,BLADE,JIG SAW,01)WOOD,5PK | 4932254071 | 3000317 | MILWAUKEE ELECTRIC TOOL | MILWAUKEE ELECTRIC TOOL | 4932254071 | [18 empty] | BLADE | JIG SAW | TYPE |  | SIZE |  | TPI/PITCH |  | MATERIAL |  | COATING/FINISH |  | CUT MATERIAL |  | HAZARD CLASS |  | CERTIFICATION/STANDARD |  | ADDITIONAL FEATURES EN | WOOD,5PK
STP_009 | Data Enrichment | MKV |  | 2023-07-06 |  |  | 1219751 | 1219751 | BLADE,KNF;CASJ,87308614,BUCKET LIP | BLADE,KNIFE;MNFR:CASE J I CO,PTNO:87308614,ADDITIONAL FEATURES EN:BUCKET LIP | 01)MAK DIESEL & EARTHMOVING,01)87308614,BLADE,KNIFE,01)BUCKET LIP | 87308614 | 3000248 | CASE J I CO | CASE J I CO | 87308614 | [18 empty] | BLADE | KNIFE | TYPE |  | LENGTH |  | WIDTH |  | THICKNESS |  | MATERIAL |  | HAZARD CLASS |  | CERTIFICATION/STANDARD |  | ADDITIONAL FEATURES EN | BUCKET LIP
STP_009 | Data Enrichment | MKV |  | 2023-07-06 |  |  | 1270136 | 1270136 | BLADE,SCRPR;KNDR,K-CLE-GC-BA-150,150X216 | BLADE,SCRAPER;MNFR:KINDER,PTNO:K-CLE-GC-BA-150,ADDITIONAL FEATURES EN:150X216MM HIGH,PRIMARY SCRAPER K-GLIDECLEAN,HIGH TEMP,INC 1 OFF CAST ALLOY/SILICON ALSI7MG BASE RESISTANT TO 590 DEG C,2 OFF T-BOLTS RESISTANT TO 700 DEG C | 01)KINDER AUSTRALIA PTY LTD,01)K-CLE-GC-BA-150,BLADE,SCRAPER,01)150X216MM HIGH,PRIMARY SCRA,02)INC 1 OFF CAST ALLOY/SILICO,03),2 OFF T-BOLTS RESISTANT TO | K-CLE-GC-BA-150 | 3000432 | KINDER | KINDER | K-CLE-GC-BA-150 | [18 empty] | BLADE | SCRAPER | TYPE |  | SIZE |  | MATERIAL |  | COATING/FINISH |  | HAZARD CLASS |  | CERTIFICATION/STANDARD |  | ADDITIONAL FEATURES EN | 150X216MM HIGH,PRIMARY SCRAPER K-GLIDECLEAN,HIGH TEMP,INC 1 OFF CAST ALLOY/SILICON ALSI7MG BASE RESISTANT TO 590 DEG C,2 OFF T-BOLTS RESISTANT TO 700 DEG C
STP_009 | Data Enrichment | MKV |  | 2023-07-06 |  |  | 1270042 | 1270042 | BLADE,SCRPR;KNDR,K-CLE-GC-BT-150,150MM W | BLADE,SCRAPER;MNFR:KINDER,PTNO:K-CLE-GC-BT-150,ADDITIONAL FEATURES EN:150MM W RESISTANT TO 300 DEG C / 250 DEG C CONTINUOUS, PRIMARY SCRAPER GLIDECLEAN REPLACEABLE TIP | 01)KINDER AUSTRALIA PTY LTD,01)K-CLE-GC-BT-150,BLADE,SCRAPER,01)150MM W RESISTANT TO 300 DE,02) PRIMARY SCRAPER GLIDECLEA | K-CLE-GC-BT-150 | 3000432 | KINDER | KINDER | K-CLE-GC-BT-150 | [18 empty] | BLADE | SCRAPER | TYPE |  | SIZE |  | MATERIAL |  | COATING/FINISH |  | HAZARD CLASS |  | CERTIFICATION/STANDARD |  | ADDITIONAL FEATURES EN | 150MM W RESISTANT TO 300 DEG C / 250 DEG C CONTINUOUS,PRIMARY SCRAPER GLIDECLEAN REPLACEABLE TIP
STP_009 | Data Enrichment | MKV |  | 2023-07-06 |  |  | 1258405 | 1258405 | BLADE,WIPR;DIEC,33.1/SAMSON 70.10 | BLADE,WIPER;MNFR:DIECI,PTNO:33.1/SAMSON 70.10,ADDITIONAL FEATURES EN:REAR,TELEHANDLER,ZEUS | BLADE,WIPER,01)REAR,TELEHANDLER,ZEUS | 33.1/SAMSON 70.10 | 3000511 | DIECI | DIECI | 33.1/SAMSON 70.10 | [18 empty] | BLADE | WIPER | TYPE |  | SIZE |  | MATERIAL |  | COLOUR |  | HAZARD CLASS |  | CERTIFICATION/STANDARD |  | ADDITIONAL FEATURES EN | REAR,TELEHANDLER,ZEUS
STP_009 | Data Enrichment | MKV |  | 2023-07-06 |  |  | 1332973 | 1332973 | BLADE,WIPR;DIEC,3E31417 | BLADE,WIPER;MNFR:DIECI,PTNO:3E31417,ADDITIONAL FEATURES EN:FRONT | BLADE,WIPER,01)FRONT | 3E31417 | 3000511 | DIECI | DIECI | 3E31417 | [18 empty] | BLADE | WIPER | TYPE |  | SIZE |  | MATERIAL |  | COLOUR |  | HAZARD CLASS |  | CERTIFICATION/STANDARD |  | ADDITIONAL FEATURES EN | FRONT
STP_009 | Data Enrichment | MKV |  | 2023-07-06 |  |  | 1258601 | 1258601 | BLADE,WIPR;DIEC,BEQ0250 | BLADE,WIPER;MNFR:DIECI,PTNO:BEQ0250,ADDITIONAL FEATURES EN: | BLADE,WIPER | BEQ0250 | 3000511 | DIECI | DIECI | BEQ0250 | [18 empty] | BLADE | WIPER | TYPE |  | SIZE |  | MATERIAL |  | COLOUR |  | HAZARD CLASS |  | CERTIFICATION/STANDARD |  | ADDITIONAL FEATURES EN
STP_009 | Data Enrichment | MKV |  | 2023-07-06 |  |  | 1266187 | 1266187 | BLADE;FLSM,55386 006 1,NO. 1, LONG RAKE2 | BLADE;MNFR:FLSMIDTH,PTNO:55386 006 1,ADDITIONAL FEATURES EN:NO. 1, LONG RAKE ARM,200 FT THICKENER | 01)FLSMIDTH PTY LTD,01)55386 006 1,BLADE,01)NO. 1, LONG RAKE ARM,200 FT | 55386 006 1 | 3000426 | FLSMIDTH | FLSMIDTH | 55386 006 1 | [18 empty] | BLADE | NO MODIFIER | TYPE |  | SIZE |  | CUT MATERIAL |  | MATERIAL |  | HAZARD CLASS |  | CERTIFICATION/STANDARD |  | ADDITIONAL FEATURES EN | NO. 1,LONG RAKE ARM,200 FT THICKENER
STP_009 | Data Enrichment | MKV |  | 2023-07-06 |  |  | 1266188 | 1266188 | BLADE;FLSM,55386 006 2,NO. 2, LONG RAKE2 | BLADE;MNFR:FLSMIDTH,PTNO:55386 006 2,ADDITIONAL FEATURES EN:NO. 2, LONG RAKE ARM,200 FT THICKENER | 01)FLSMIDTH PTY LTD,01)55386 006 2,BLADE,01)NO. 2, LONG RAKE ARM,200 FT | 55386 006 2 | 3000426 | FLSMIDTH | FLSMIDTH | 55386 006 2 | [18 empty] | BLADE | NO MODIFIER | TYPE |  | SIZE |  | CUT MATERIAL |  | MATERIAL |  | HAZARD CLASS |  | CERTIFICATION/STANDARD |  | ADDITIONAL FEATURES EN | NO. 2,LONG RAKE ARM,200 FT THICKENER
STP_009 | Data Enrichment | MKV |  | 2023-07-06 |  |  | 1266189 | 1266189 | BLADE;FLSM,55386 006 4,NO. 4, LONG RAKE2 | BLADE;MNFR:FLSMIDTH,PTNO:55386 006 4,ADDITIONAL FEATURES EN:NO. 4, LONG RAKE ARM,200 FT THICKENER | 01)FLSMIDTH PTY LTD,01)55386 006 4,BLADE,01)NO. 4, LONG RAKE ARM,200 FT | 55386 006 4 | 3000426 | FLSMIDTH | FLSMIDTH | 55386 006 4 | [18 empty] | BLADE | NO MODIFIER | TYPE |  | SIZE |  | CUT MATERIAL |  | MATERIAL |  | HAZARD CLASS |  | CERTIFICATION/STANDARD |  | ADDITIONAL FEATURES EN | NO. 4,LONG RAKE ARM,200 FT THICKENER
STP_009 | Data Enrichment | MKV |  | 2023-07-06 |  |  | 1266196 | 1266196 | BLADE;FLSM,55386 006 5,NO. 1,SHORT RAKE2 | BLADE;MNFR:FLSMIDTH,PTNO:55386 006 5,ADDITIONAL FEATURES EN:NO. 1,SHORT RAKE ARM,200FT THICKENER | 01)FLSMIDTH PTY LTD,01)55386 006 5,BLADE,01)NO. 1,SHORT RAKE ARM,200FT | 55386 006 5 | 3000426 | FLSMIDTH | FLSMIDTH | 55386 006 5 | [18 empty] | BLADE | NO MODIFIER | TYPE |  | SIZE |  | CUT MATERIAL |  | MATERIAL |  | HAZARD CLASS |  | CERTIFICATION/STANDARD |  | ADDITIONAL FEATURES EN | NO. 1,SHORT RAKE ARM,200FT THICKENER
STP_009 | Data Enrichment | MKV |  | 2023-07-06 |  |  | 1266197 | 1266197 | BLADE;FLSM,55386 006 6,NO. 2,SHORT RAKE2 | BLADE;MNFR:FLSMIDTH,PTNO:55386 006 6,ADDITIONAL FEATURES EN:NO. 2,SHORT RAKE ARM,200FT THICKENER | 01)FLSMIDTH PTY LTD,01)55386 006 6,BLADE,01)NO. 2,SHORT RAKE ARM,200FT | 55386 006 6 | 3000426 | FLSMIDTH | FLSMIDTH | 55386 006 6 | [18 empty] | BLADE | NO MODIFIER | TYPE |  | SIZE |  | CUT MATERIAL |  | MATERIAL |  | HAZARD CLASS |  | CERTIFICATION/STANDARD |  | ADDITIONAL FEATURES EN | NO. 2,SHORT RAKE ARM,200FT THICKENER
STP_009 | Data Enrichment | MKV |  | 2023-07-06 |  |  | 1266198 | 1266198 | BLADE;FLSM,55386 006 7,NO. 3,SHORT RAKE2 | BLADE;MNFR:FLSMIDTH,PTNO:55386 006 7,ADDITIONAL FEATURES EN:NO. 3,SHORT RAKE ARM,200FT THICKENER | 01)FLSMIDTH PTY LTD,01)55386 006 7,BLADE,01)NO. 3,SHORT RAKE ARM,200FT | 55386 006 7 | 3000426 | FLSMIDTH | FLSMIDTH | 55386 006 7 | [18 empty] | BLADE | NO MODIFIER | TYPE |  | SIZE |  | CUT MATERIAL |  | MATERIAL |  | HAZARD CLASS |  | CERTIFICATION/STANDARD |  | ADDITIONAL FEATURES EN | NO. 3,SHORT RAKE ARM,200FT THICKENER
STP_009 | Data Enrichment | MKV |  | 2023-07-06 |  |  | 1266201 | 1266201 | BLADE;FLSM,55386 011 01,CONE SCRAPER, NO | BLADE;MNFR:FLSMIDTH,PTNO:55386 011 01,ADDITIONAL FEATURES EN:CONE SCRAPER, NO. 3 THICKENER,200 FT THICKENER | 01)FLSMIDTH PTY LTD,01)55386 011 01,BLADE,01)CONE SCRAPER, NO. 3 THICKEN | 55386 011 01 | 3000426 | FLSMIDTH | FLSMIDTH | 55386 011 01 | [18 empty] | BLADE | NO MODIFIER | TYPE |  | SIZE |  | CUT MATERIAL |  | MATERIAL |  | HAZARD CLASS |  | CERTIFICATION/STANDARD |  | ADDITIONAL FEATURES EN | CONE SCRAPER,NO. 3 THICKENER,200 FT THICKENER
STP_009 | Data Enrichment | MKV |  | 2023-07-06 |  |  | 1272537 | 1272537 | BLADE;KNDR,K-CLE-CP-DT2-06-G83,G83,6IN L | BLADE;MNFR:KINDER,PTNO:K-CLE-CP-DT2-06-G83,ADDITIONAL FEATURES EN:G83,6IN LONG,ERASER HD REPLACEMENT |  | K-CLE-CP-DT2-06-G83 | 3000432 | KINDER | KINDER | K-CLE-CP-DT2-06-G83 | [18 empty] | BLADE | NO MODIFIER | TYPE |  | SIZE |  | CUT MATERIAL |  | MATERIAL |  | HAZARD CLASS |  | CERTIFICATION/STANDARD |  | ADDITIONAL FEATURES EN | G83,6IN LONG,ERASER HD REPLACEMENT
STP_009 | Data Enrichment | MKV |  | 2023-07-06 |  |  | 1276241 | 1276241 | BLADE;KNDR,K-Misc-Conveyor Parts C2 Dive | BLADE;MNFR:KINDER,PTNO:K-Misc-Conveyor Parts C2 Diverter Scrape,ADDITIONAL FEATURES EN:SCRAPER,PRIMARY | 01)KINDER AUSTRALIA PTY LTD,01)K-MISC-CONVEYOR PARTS C2 DI,BLADE,01)SCRAPER,PRIMARY | K-Misc-Conveyor Parts C2 Diverter Scrap,3000432,,,,,,,,00,,,,,,,,,,,,,B,,,,,,,,,,,,,,,,000000000,, ,1276242,20211026,RGODWIN1,20230324,PCRUMP,KELVQDBC,,ERSA,M,5700,000000000001555664,EA,,",,,,,,000,,,",,,,,0.000,0.000,KG,0.000,,,,,,,,,0.000,,,,,,,,0.000,0.000,0.000,,,,0.000,,0.000,,0.0,0.0,,,,,0,0,,,,,0,0,0,KELVQDBC,27111500,Z1,,00000000,00000000,,,,K-Misc-Conveyor Parts C2 Diverter Scrap | 3000432 | KINDER | KINDER | K-Misc-Conveyor Parts C2 Diverter Scrape | [18 empty] | BLADE | NO MODIFIER | TYPE |  | SIZE |  | CUT MATERIAL |  | MATERIAL |  | HAZARD CLASS |  | CERTIFICATION/STANDARD |  | ADDITIONAL FEATURES EN | SCRAPER,PRIMARY
STP_009 | Data Enrichment | MKV |  | 2023-07-06 |  |  | 1276239 | 1276239 | BLADE;KNDR,K-Misc-Conveyor Parts C2 Prim | BLADE;MNFR:KINDER,PTNO:K-Misc-Conveyor Parts C2 Primary Scraper,ADDITIONAL FEATURES EN:SCRAPER,PRIMARY | 01)KINDER AUSTRALIA PTY LTD,01)K-MISC-CONVEYOR PARTS C2 PR,BLADE,01)SCRAPER,PRIMARY | K-Misc-Conveyor Parts C2 Primary Scrape,3000432,,,,,,,,00,,,,,,,,,,,,,B,,,,,,,,,,,,,,,,000000000,, ,1276240,20211026,RGODWIN1,20230324,PCRUMP,KELVQDBC,,ERSA,M,5700,000000000001555661,EA,,",,,,,,000,,,",,,,,0.000,0.000,KG,0.000,,,,,,,,,0.000,,,,,,,,0.000,0.000,0.000,,,,0.000,,0.000,,0.0,0.0,,,,,0,0,,,,,0,0,0,KELVQDBC,27111500,Z1,,00000000,00000000,,,,K-CLE-CP-TH-B06A-T" | 3000432 | KINDER | KINDER | K-Misc-Conveyor Parts C2 Primary Scraper | [18 empty] | BLADE | NO MODIFIER | TYPE |  | SIZE |  | CUT MATERIAL |  | MATERIAL |  | HAZARD CLASS |  | CERTIFICATION/STANDARD |  | ADDITIONAL FEATURES EN | SCRAPER,PRIMARY
STP_009 | Data Enrichment | MKV |  | 2023-07-06 |  |  | 1259869 | 1259869 | BLADE;MILW,48005026,230MM 5TPI | BLADE;MNFR:MILWAUKEE ELECTRIC TOOL,PTNO:48005026,ADDITIONAL FEATURES EN:230MM 5TPI | 01)MOUNT ISA MINING SUPPLIES,01)48005026,BLADE,01)230MM 5TPI | 48005026 | 3000317 | MILWAUKEE ELECTRIC TOOL | MILWAUKEE ELECTRIC TOOL | 48005026 | [18 empty] | BLADE | NO MODIFIER | TYPE |  | SIZE |  | CUT MATERIAL |  | MATERIAL |  | HAZARD CLASS |  | CERTIFICATION/STANDARD |  | ADDITIONAL FEATURES EN | 230MM 5TPI
STP_009 | Data Enrichment | MKV |  | 2023-07-06 |  |  | 1273081 | 1273081 | BLADE;MILW,48005027,300MM 5TPI,PKT 5 | BLADE;MNFR:MILWAUKEE ELECTRIC TOOL,PTNO:48005027,ADDITIONAL FEATURES EN:300MM 5TPI,PKT 5, AX WOOD DEMOLITION SAWZALL | 01)MOUNT ISA MINING SUPPLIES,01)48005027,BLADE,01)300MM 5TPI,PKT 5,02) AX WOOD DEMOLITION SAWZA | 48005027 | 3000317 | MILWAUKEE ELECTRIC TOOL | MILWAUKEE ELECTRIC TOOL | 48005027 | [18 empty] | BLADE | NO MODIFIER | TYPE |  | SIZE |  | CUT MATERIAL |  | MATERIAL |  | HAZARD CLASS |  | CERTIFICATION/STANDARD |  | ADDITIONAL FEATURES EN | 300MM 5TPI,PKT 5,AX WOOD DEMOLITION SAWZALL
STP_009 | Data Enrichment | MKV |  | 2023-07-06 |  |  | 1269239 | 1269239 | BLADE;MILW,48008787,SAWZALL,230MM,14TPI | BLADE;MNFR:MILWAUKEE ELECTRIC TOOL,PTNO:48008787,ADDITIONAL FEATURES EN:SAWZALL,230MM,14TPI,25PK | 01)MOUNT ISA MINING SUPPLIES,01)48008787,BLADE,01)SAWZALL,230MM,14TPI,25PK | 48008787 | 3000317 | MILWAUKEE ELECTRIC TOOL | MILWAUKEE ELECTRIC TOOL | 48008787 | [18 empty] | BLADE | NO MODIFIER | TYPE |  | SIZE |  | CUT MATERIAL |  | MATERIAL |  | HAZARD CLASS |  | CERTIFICATION/STANDARD |  | ADDITIONAL FEATURES EN | SAWZALL,230MM,14TPI,25PK
STP_009 | Data Enrichment | MKV |  | 2023-07-06 |  |  | 1270672 | 1270672 | BLADE;MILW,48404070,METAL SAW,135MM,30T | BLADE;MNFR:MILWAUKEE ELECTRIC TOOL,PTNO:48404070,ADDITIONAL FEATURES EN:METAL SAW,135MM,30T | 01)MOUNT ISA MINING SUPPLIES,01)48404070,BLADE,01)METAL SAW,135MM,30T | 48404070 | 3000317 | MILWAUKEE ELECTRIC TOOL | MILWAUKEE ELECTRIC TOOL | 48404070 | [18 empty] | BLADE | NO MODIFIER | TYPE |  | SIZE |  | CUT MATERIAL |  | MATERIAL |  | HAZARD CLASS |  | CERTIFICATION/STANDARD |  | ADDITIONAL FEATURES EN | METAL SAW,135MM,30T
STP_009 | Data Enrichment | MKV |  | 2023-07-06 |  |  | 1270673 | 1270673 | BLADE;MILW,48404075,METAL SAW,135MM,50T | BLADE;MNFR:MILWAUKEE ELECTRIC TOOL,PTNO:48404075,ADDITIONAL FEATURES EN:METAL SAW,135MM,50T | 01)MOUNT ISA MINING SUPPLIES,01)48404075,BLADE,01)METAL SAW,135MM,50T | 48404075 | 3000317 | MILWAUKEE ELECTRIC TOOL | MILWAUKEE ELECTRIC TOOL | 48404075 | [18 empty] | BLADE | NO MODIFIER | TYPE |  | SIZE |  | CUT MATERIAL |  | MATERIAL |  | HAZARD CLASS |  | CERTIFICATION/STANDARD |  | ADDITIONAL FEATURES EN | METAL SAW,135MM,50T
STP_009 | Data Enrichment | MKV |  | 2023-07-06 |  |  | 1270674 | 1270674 | BLADE;MILW,48404080,METAL SAW,149MM,34T | BLADE;MNFR:MILWAUKEE ELECTRIC TOOL,PTNO:48404080,ADDITIONAL FEATURES EN:METAL SAW,149MM,34T | 01)MOUNT ISA MINING SUPPLIES,01)48404080,BLADE,01)METAL SAW,149MM,34T | 48404080 | 3000317 | MILWAUKEE ELECTRIC TOOL | MILWAUKEE ELECTRIC TOOL | 48404080 | [18 empty] | BLADE | NO MODIFIER | TYPE |  | SIZE |  | CUT MATERIAL |  | MATERIAL |  | HAZARD CLASS |  | CERTIFICATION/STANDARD |  | ADDITIONAL FEATURES EN | METAL SAW,149MM,34T
STP_009 | Data Enrichment | MKV |  | 2023-07-06 |  |  | 1268951 | 1268951 | BLADE;MILW,48404515,203MM STEEL SAW | BLADE;MNFR:MILWAUKEE ELECTRIC TOOL,PTNO:48404515,ADDITIONAL FEATURES EN:203MM STEEL SAW | 01)MOUNT ISA MINING SUPPLIES,01)48404515,BLADE,01)203MM STEEL SAW | 48404515 | 3000317 | MILWAUKEE ELECTRIC TOOL | MILWAUKEE ELECTRIC TOOL | 48404515 | [18 empty] | BLADE | NO MODIFIER | TYPE |  | SIZE |  | CUT MATERIAL |  | MATERIAL |  | HAZARD CLASS |  | CERTIFICATION/STANDARD |  | ADDITIONAL FEATURES EN | 203MM STEEL SAW
STP_009 | Data Enrichment | MKV |  | 2023-07-06 |  |  | 1270670 | 1270670 | BLADE;MILW,48408620,6-1/2IN/165MM,24T,FR | BLADE;MNFR:MILWAUKEE ELECTRIC TOOL,PTNO:48408620,ADDITIONAL FEATURES EN:6-1/2IN/165MM,24T,FRAMING | 01)MOUNT ISA MINING SUPPLIES,01)48408620,BLADE,01)6-1/2IN/165MM,24T,FRAMING | 48408620 | 3000317 | MILWAUKEE ELECTRIC TOOL | MILWAUKEE ELECTRIC TOOL | 48408620 | [18 empty] | BLADE | NO MODIFIER | TYPE |  | SIZE |  | CUT MATERIAL |  | MATERIAL |  | HAZARD CLASS |  | CERTIFICATION/STANDARD |  | ADDITIONAL FEATURES EN | 6-1/2IN/165MM,24T,FRAMING
STP_009 | Data Enrichment | MKV |  | 2023-07-06 |  |  | 1270671 | 1270671 | BLADE;MILW,48408622,6-1/2IN/165MM,40T, F | BLADE;MNFR:MILWAUKEE ELECTRIC TOOL,PTNO:48408622,ADDITIONAL FEATURES EN:6-1/2IN/165MM,40T, FINE FINISH | 01)MOUNT ISA MINING SUPPLIES,01)48408622,BLADE,01)6-1/2IN/165MM,40T, FINE FIN | 48408622 | 3000317 | MILWAUKEE ELECTRIC TOOL | MILWAUKEE ELECTRIC TOOL | 48408622 | [18 empty] | BLADE | NO MODIFIER | TYPE |  | SIZE |  | CUT MATERIAL |  | MATERIAL |  | HAZARD CLASS |  | CERTIFICATION/STANDARD |  | ADDITIONAL FEATURES EN | 6-1/2IN/165MM,40T,FINE FINISH
STP_009 | Data Enrichment | MKV |  | 2023-07-06 |  |  | 1270668 | 1270668 | BLADE;MILW,48408726,7-1/4IN/184MM,40T,FI | BLADE;MNFR:MILWAUKEE ELECTRIC TOOL,PTNO:48408726,ADDITIONAL FEATURES EN:7-1/4IN/184MM,40T,FINE FINISH | 01)MOUNT ISA MINING SUPPLIES,01)48408726,BLADE,01)7-1/4IN/184MM,40T,FINE FINI | 48408726 | 3000317 | MILWAUKEE ELECTRIC TOOL | MILWAUKEE ELECTRIC TOOL | 48408726 | [18 empty] | BLADE | NO MODIFIER | TYPE |  | SIZE |  | CUT MATERIAL |  | MATERIAL |  | HAZARD CLASS |  | CERTIFICATION/STANDARD |  | ADDITIONAL FEATURES EN | 7-1/4IN/184MM,40T,FINE FINISH
STP_009 | Data Enrichment | MKV |  | 2023-07-06 |  |  | 1270669 | 1270669 | BLADE;MILW,48408730,7-1/4IN/184MM,60T,UL | BLADE;MNFR:MILWAUKEE ELECTRIC TOOL,PTNO:48408730,ADDITIONAL FEATURES EN:7-1/4IN/184MM,60T,ULTRA FINE | 01)MOUNT ISA MINING SUPPLIES,01)48408730,BLADE,01)7-1/4IN/184MM,60T,ULTRA FIN | 48408730 | 3000317 | MILWAUKEE ELECTRIC TOOL | MILWAUKEE ELECTRIC TOOL | 48408730 | [18 empty] | BLADE | NO MODIFIER | TYPE |  | SIZE |  | CUT MATERIAL |  | MATERIAL |  | HAZARD CLASS |  | CERTIFICATION/STANDARD |  | ADDITIONAL FEATURES EN | 7-1/4IN/184MM,60T,ULTRA FINE
STP_009 | Data Enrichment | MKV |  | 2023-07-06 |  |  | 1270667 | 1270667 | BLADE;MILW,48418710,7-1/4IN/184MM,24T,BA | BLADE;MNFR:MILWAUKEE ELECTRIC TOOL,PTNO:48418710,ADDITIONAL FEATURES EN:7-1/4IN/184MM,24T,BASIC FRAMING | 01)MOUNT ISA MINING SUPPLIES,01)48418710,BLADE,01)7-1/4IN/184MM,24T,BASIC FRA | 48418710 | 3000317 | MILWAUKEE ELECTRIC TOOL | MILWAUKEE ELECTRIC TOOL | 48418710 | [18 empty] | BLADE | NO MODIFIER | TYPE |  | SIZE |  | CUT MATERIAL |  | MATERIAL |  | HAZARD CLASS |  | CERTIFICATION/STANDARD |  | ADDITIONAL FEATURES EN | 7-1/4IN/184MM,24T,BASIC FRAMING
STP_009 | Data Enrichment | MKV |  | 2023-07-06 |  |  | 1270200 | 1270200 | BLADE;MILW,48418720,184MM,24T,FRAMNG | BLADE;MNFR:MILWAUKEE ELECTRIC TOOL,PTNO:48418720,ADDITIONAL FEATURES EN:184MM,24T,FRAMING | 01)MOUNT ISA MINING SUPPLIES,01)48418720,BLADE,01)184MM,24T,FRAMING | 48418720 | 3000317 | MILWAUKEE ELECTRIC TOOL | MILWAUKEE ELECTRIC TOOL | 48418720 | [18 empty] | BLADE | NO MODIFIER | TYPE |  | SIZE |  | CUT MATERIAL |  | MATERIAL |  | HAZARD CLASS |  | CERTIFICATION/STANDARD |  | ADDITIONAL FEATURES EN | 184MM,24T,FRAMING
STP_009 | Data Enrichment | MKV |  | 2023-07-06 |  |  | 1269118 | 1269118 | BLADE;MILW,49162715,16 IN,3/8IN CHAINSAW | BLADE;MNFR:MILWAUKEE ELECTRIC TOOL,PTNO:49162715,ADDITIONAL FEATURES EN:16 IN,3/8IN CHAINSAW,M18 FUEL | 01)MOUNT ISA MINING SUPPLIES,01)49162715,BLADE,01)16 IN,3/8IN CHAINSAW,M18 FU | 49162715 | 3000317 | MILWAUKEE ELECTRIC TOOL | MILWAUKEE ELECTRIC TOOL | 49162715 | [18 empty] | BLADE | NO MODIFIER | TYPE |  | SIZE |  | CUT MATERIAL |  | MATERIAL |  | HAZARD CLASS |  | CERTIFICATION/STANDARD |  | ADDITIONAL FEATURES EN | 16 IN,3/8IN CHAINSAW,M18 FUEL
STP_009 | Data Enrichment | MKV |  | 2023-07-06 |  |  | 1272913 | 1272913 | BLADE;MILW,49252231,WIDE SEALANT CUTTING | BLADE;MNFR:MILWAUKEE ELECTRIC TOOL,PTNO:49252231,ADDITIONAL FEATURES EN:WIDE SEALANT CUTTING,5 PACK | 01)MOUNT ISA MINING SUPPLIES,01)49252231,BLADE,01)WIDE SEALANT CUTTING,02)5 PACK | 49252231 | 3000317 | MILWAUKEE ELECTRIC TOOL | MILWAUKEE ELECTRIC TOOL | 49252231 | [18 empty] | BLADE | NO MODIFIER | TYPE |  | SIZE |  | CUT MATERIAL |  | MATERIAL |  | HAZARD CLASS |  | CERTIFICATION/STANDARD |  | ADDITIONAL FEATURES EN | WIDE SEALANT CUTTING,5 PACK
STP_009 | Data Enrichment | MKV |  | 2023-07-06 |  |  | 1272914 | 1272914 | BLADE;MILW,49252241,TAPERED SEALANT CUTT | BLADE;MNFR:MILWAUKEE ELECTRIC TOOL,PTNO:49252241,ADDITIONAL FEATURES EN:TAPERED SEALANT CUTTING,5 PACK | 01)MOUNT ISA MINING SUPPLIES,01)49252241,BLADE,01)TAPERED SEALANT CUTTING,02)5 PACK | 49252241 | 3000317 | MILWAUKEE ELECTRIC TOOL | MILWAUKEE ELECTRIC TOOL | 49252241 | [18 empty] | BLADE | NO MODIFIER | TYPE |  | SIZE |  | CUT MATERIAL |  | MATERIAL |  | HAZARD CLASS |  | CERTIFICATION/STANDARD |  | ADDITIONAL FEATURES EN | TAPERED SEALANT CUTTING,5 PACK
STP_009 | Data Enrichment | MKV |  | 2023-07-06 |  |  | 1271143 | 1271143 | BLADE;MILW,49937540,DIAMOND ULTRA,SEGMNT | BLADE;MNFR:MILWAUKEE ELECTRIC TOOL,PTNO:49937540,ADDITIONAL FEATURES EN:DIAMOND ULTRA,SEGMENTED,350MM | 01)MOUNT ISA MINING SUPPLIES,01)49937540,BLADE,01)DIAMOND ULTRA,SEGMENTED,350 | 49937540 | 3000317 | MILWAUKEE ELECTRIC TOOL | MILWAUKEE ELECTRIC TOOL | 49937540 | [18 empty] | BLADE | NO MODIFIER | TYPE |  | SIZE |  | CUT MATERIAL |  | MATERIAL |  | HAZARD CLASS |  | CERTIFICATION/STANDARD |  | ADDITIONAL FEATURES EN | DIAMOND ULTRA,SEGMENTED,350MM
STP_009 | Data Enrichment | MKV |  | 2023-07-06 |  |  | 1274829 | 1274829 | BLADE;STLY,W41153,KNI | BLADE;MNFR:STANLEY,PTNO:W41153,ADDITIONAL FEATURES EN:KNIFE | 01)SYDNEY TOOLS PTY LTD,01)W41153,BLADE,01)KNIFE | W41153 | 3000451 | STANLEY | STANLEY | W41153 | [18 empty] | BLADE | NO MODIFIER | TYPE |  | SIZE |  | CUT MATERIAL |  | MATERIAL |  | HAZARD CLASS |  | CERTIFICATION/STANDARD |  | ADDITIONAL FEATURES EN | KNIFE
STP_009 | Data Enrichment | MKV |  | 2023-07-06 |  |  | 1269362 | 1269362 | BLADE;TENN,1221572,SQGE REAR 1204L,LINAT | BLADE;MNFR:TENNANT,PTNO:1221572,ADDITIONAL FEATURES EN:SQGE REAR 1204L,LINATEX 700 | 01)TENNANT (2501800),01)1221572,BLADE,01)SQGE REAR 1204L,LINATEX 700 | 1221572 | 3000358 | TENNANT | TENNANT | 1221572 | [18 empty] | BLADE | NO MODIFIER | TYPE |  | SIZE |  | CUT MATERIAL |  | MATERIAL |  | HAZARD CLASS |  | CERTIFICATION/STANDARD |  | ADDITIONAL FEATURES EN | SQGE REAR 1204L,LINATEX 700
STP_009 | Data Enrichment | MKV |  | 2023-07-06 |  |  | 1269363 | 1269363 | BLADE;TENN,1228904,SQGE REAR 1204L URETH | BLADE;MNFR:TENNANT,PTNO:1228904,ADDITIONAL FEATURES EN:SQGE REAR 1204L URETHANE 700 | 01)TENNANT (2501800),01)1228904,BLADE,01)SQGE REAR 1204L URETHANE 70 | 1228904 | 3000358 | TENNANT | TENNANT | 1228904 | [18 empty] | BLADE | NO MODIFIER | TYPE |  | SIZE |  | CUT MATERIAL |  | MATERIAL |  | HAZARD CLASS |  | CERTIFICATION/STANDARD |  | ADDITIONAL FEATURES EN | SQGE REAR 1204L URETHANE 700
STP_009 | Data Enrichment | MKV |  | 2023-07-06 |  |  | 1269364 | 1269364 | BLADE;TENN,1228906,SQGE FRONT 1148L URET | BLADE;MNFR:TENNANT,PTNO:1228906,ADDITIONAL FEATURES EN:SQGE FRONT 1148L URETHANE 700 | 01)TENNANT (2501800),01)1228906,BLADE,01)SQGE FRONT 1148L URETHANE 7 | 1228906 | 3000358 | TENNANT | TENNANT | 1228906 | [18 empty] | BLADE | NO MODIFIER | TYPE |  | SIZE |  | CUT MATERIAL |  | MATERIAL |  | HAZARD CLASS |  | CERTIFICATION/STANDARD |  | ADDITIONAL FEATURES EN | SQGE FRONT 1148L URETHANE 700
STP_009 | Data Enrichment | MKV |  | 2023-07-06 |  |  | 1269366 | 1269366 | BLADE;TENN,1232679,BLADE SQGE FRONT 1148 | BLADE;MNFR:TENNANT,PTNO:1232679,ADDITIONAL FEATURES EN:BLADE SQGE FRONT 1148L LINATEX 700 | 01)TENNANT (2501800),01)1232679,BLADE,01)BLADE SQGE FRONT 1148L LINA | 1232679 | 3000358 | TENNANT | TENNANT | 1232679 | [18 empty] | BLADE | NO MODIFIER | TYPE |  | SIZE |  | CUT MATERIAL |  | MATERIAL |  | HAZARD CLASS |  | CERTIFICATION/STANDARD |  | ADDITIONAL FEATURES EN | BLADE SQGE FRONT 1148L LINATEX 700
STP_009 | Data Enrichment | MKV |  | 2023-07-06 |  |  | 1266930 | 1266930 | BLOCK,CONT;AB,800FBX01,1NC SCREW BASE MT | BLOCK,CONTACT;MNFR:ALLEN BRADLEY,PTNO:800FBX01,ADDITIONAL FEATURES EN:1NC SCREW BASE MT | 01)NHP ELECTRICAL ENGINEERIN,01)800FBX01,BLOCK,CONTACT,01)1NC SCREW BASE MT | 800FBX01 | 3000226 | ALLEN BRADLEY | ALLEN BRADLEY | 800FBX01 | [18 empty] | BLOCK | CONTACT | TYPE |  | CONTACT CONFIGURATION |  | CURRENT RATING |  | VOLTAGE RATING |  | TERMINAL TYPE |  | MOUNTING TYPE |  | MATERIAL |  | SIZE |  | HAZARD CLASS |  | CERTIFICATION/STANDARD |  | ADDITIONAL FEATURES EN | 1NC SCREW BASE MT
STP_009 | Data Enrichment | MKV |  | 2023-07-06 |  |  | 1266931 | 1266931 | BLOCK,CONT;AB,800FBX10,1NO SCREW BASE MT | BLOCK,CONTACT;MNFR:ALLEN BRADLEY,PTNO:800FBX10,ADDITIONAL FEATURES EN:1NO SCREW BASE MT | 01)NHP ELECTRICAL ENGINEERIN,01)800FBX10,BLOCK,CONTACT,01)1NO SCREW BASE MT | 800FBX10 | 3000226 | ALLEN BRADLEY | ALLEN BRADLEY | 800FBX10 | [18 empty] | BLOCK | CONTACT | TYPE |  | CONTACT CONFIGURATION |  | CURRENT RATING |  | VOLTAGE RATING |  | TERMINAL TYPE |  | MOUNTING TYPE |  | MATERIAL |  | SIZE |  | HAZARD CLASS |  | CERTIFICATION/STANDARD |  | ADDITIONAL FEATURES EN | 1NO SCREW BASE MT
STP_009 | Data Enrichment | MKV |  | 2023-07-06 |  |  | 1243399 | 1243399 | BLOCK,CONT;AB,800F-X10,1 NO,10 A FUSE | BLOCK,CONTACT;MNFR:ALLEN BRADLEY,PTNO:800F-X10,CONTACT CONFIGURATION:1 NO,CURRENT RATING:10 A FUSE,VOLTAGE RATING:690 V,TERMINAL TYPE:SCREW,MOUNTING TYPE:PANEL,MATERIAL:PLASTIC,CERTIFICATION/STANDARD:CE,CSA,ROHS,UL,ADDITIONAL FEATURES EN:NO LATHAM MODEL, FILTER-PRESS | 1 NO,10 A FUSE,690 V,SCREW,PANEL,PLASTIC,EN_01)CE,CSA,ROHS,UL,FR_01)CE,CSA,ROHS,UL,01)NO LATHAM MODEL,02)FILTER-PRESS,01)N° LATHAM MODELE,02)FILTRE-PRESSE | 800F-X10 | 3000226 | ALLEN BRADLEY | ALLEN BRADLEY | 800F-X10 | [18 empty] | BLOCK | CONTACT | TYPE |  | CONTACT CONFIGURATION | 1 NO | CURRENT RATING | 10 A FUSE | VOLTAGE RATING | 690 V | TERMINAL TYPE | SCREW | MOUNTING TYPE | PANEL | MATERIAL | PLASTIC | SIZE |  | HAZARD CLASS |  | CERTIFICATION/STANDARD | CE,CSA,ROHS,UL | ADDITIONAL FEATURES EN | NO LATHAM MODEL,FILTER-PRESS
STP_009 | Data Enrichment | MKV |  | 2023-07-06 |  |  | 1266946 | 1266946 | BLOCK,CONT;AB,800FX10,1NC SCREW LATCH MT | BLOCK,CONTACT;MNFR:ALLEN BRADLEY,PTNO:800FX10,ADDITIONAL FEATURES EN:1NC SCREW LATCH MT | 01)NHP ELECTRICAL ENGINEERIN,01)800FX10,BLOCK,CONTACT,01)1NC SCREW LATCH MT | 800FX10 | 3000226 | ALLEN BRADLEY | ALLEN BRADLEY | 800FX10 | [18 empty] | BLOCK | CONTACT | TYPE |  | CONTACT CONFIGURATION |  | CURRENT RATING |  | VOLTAGE RATING |  | TERMINAL TYPE |  | MOUNTING TYPE |  | MATERIAL |  | SIZE |  | HAZARD CLASS |  | CERTIFICATION/STANDARD |  | ADDITIONAL FEATURES EN | 1NC SCREW LATCH MT
STP_009 | Data Enrichment | MKV |  | 2023-07-06 |  |  | 1266948 | 1266948 | BLOCK,CONT;AB,800TCXD1,1NO FS SHALLOW | BLOCK,CONTACT;MNFR:ALLEN BRADLEY,PTNO:800TCXD1,ADDITIONAL FEATURES EN:1NO FS SHALLOW | 01)NHP ELECTRICAL ENGINEERIN,01)800TCXD1,BLOCK,CONTACT,01)1NO FS SHALLOW | 800TCXD1 | 3000226 | ALLEN BRADLEY | ALLEN BRADLEY | 800TCXD1 | [18 empty] | BLOCK | CONTACT | TYPE |  | CONTACT CONFIGURATION |  | CURRENT RATING |  | VOLTAGE RATING |  | TERMINAL TYPE |  | MOUNTING TYPE |  | MATERIAL |  | SIZE |  | HAZARD CLASS |  | CERTIFICATION/STANDARD |  | ADDITIONAL FEATURES EN | 1NO FS SHALLOW
STP_009 | Data Enrichment | MKV |  | 2023-07-06 |  |  | 1266949 | 1266949 | BLOCK,CONT;AB,800TCXD2,1NC FS SHALLOW | BLOCK,CONTACT;MNFR:ALLEN BRADLEY,PTNO:800TCXD2,ADDITIONAL FEATURES EN:1NC FS SHALLOW | 01)NHP ELECTRICAL ENGINEERIN,01)800TCXD2,BLOCK,CONTACT,01)1NC FS SHALLOW | 800TCXD2 | 3000226 | ALLEN BRADLEY | ALLEN BRADLEY | 800TCXD2 | [18 empty] | BLOCK | CONTACT | TYPE |  | CONTACT CONFIGURATION |  | CURRENT RATING |  | VOLTAGE RATING |  | TERMINAL TYPE |  | MOUNTING TYPE |  | MATERIAL |  | SIZE |  | HAZARD CLASS |  | CERTIFICATION/STANDARD |  | ADDITIONAL FEATURES EN | 1NC FS SHALLOW
STP_009 | Data Enrichment | MKV |  | 2023-07-06 |  |  | 1267962 | 1267962 | BLOCK,CONT;AB,800TXD2,SHALLOW 1N/C | BLOCK,CONTACT;MNFR:ALLEN BRADLEY,PTNO:800TXD2,ADDITIONAL FEATURES EN:SHALLOW 1N/C | 01)SHERRIFF ELECTRICAL SUPPL,01)800TXD2,BLOCK,CONTACT,01)SHALLOW 1N/C | 800TXD2 | 3000226 | ALLEN BRADLEY | ALLEN BRADLEY | 800TXD2 | [18 empty] | BLOCK | CONTACT | TYPE |  | CONTACT CONFIGURATION |  | CURRENT RATING |  | VOLTAGE RATING |  | TERMINAL TYPE |  | MOUNTING TYPE |  | MATERIAL |  | SIZE |  | HAZARD CLASS |  | CERTIFICATION/STANDARD |  | ADDITIONAL FEATURES EN | SHALLOW 1N/C
STP_009 | Data Enrichment | MKV |  | 2023-07-06 |  |  | 1218267 | 1218267 | BLOCK,CONT;ALIM,3002 071 830,N/O | BLOCK,CONTACT;MNFR:ALIMAK,PTNO:3002 071 830,ADDITIONAL FEATURES EN:N/O | 01)ALIMAK,01)3002 071 830,01)ALIMAK GROUP AUSTRALIA PT,01)3002 071 830,BLOCK,CONTACT,01)N/O | 3002 071 830 | 3000412 | ALIMAK | ALIMAK | 3002 071 830 | [18 empty] | BLOCK | CONTACT | TYPE |  | CONTACT CONFIGURATION |  | CURRENT RATING |  | VOLTAGE RATING |  | TERMINAL TYPE |  | MOUNTING TYPE |  | MATERIAL |  | SIZE |  | HAZARD CLASS |  | CERTIFICATION/STANDARD |  | ADDITIONAL FEATURES EN | N/O
STP_009 | Data Enrichment | MKV |  | 2023-07-06 |  |  | 1218265 | 1218265 | BLOCK,CONT;ALIM,3002 192 461,AUX | BLOCK,CONTACT;MNFR:ALIMAK,PTNO:3002 192 461,ADDITIONAL FEATURES EN:AUX | 01)ALIMAK,01)3002 192 461,01)ALIMAK GROUP AUSTRALIA PT,01)3002 192 461,BLOCK,CONTACT,01)AUX | 3002 192 461 | 3000412 | ALIMAK | ALIMAK | 3002 192 461 | [18 empty] | BLOCK | CONTACT | TYPE |  | CONTACT CONFIGURATION |  | CURRENT RATING |  | VOLTAGE RATING |  | TERMINAL TYPE |  | MOUNTING TYPE |  | MATERIAL |  | SIZE |  | HAZARD CLASS |  | CERTIFICATION/STANDARD |  | ADDITIONAL FEATURES EN | AUX
STP_009 | Data Enrichment | MKV |  | 2023-07-06 |  |  | 1218266 | 1218266 | BLOCK,CONT;ALIM,3002 192 462,AUX | BLOCK,CONTACT;MNFR:ALIMAK,PTNO:3002 192 462,ADDITIONAL FEATURES EN:AUX | 01)ALIMAK,01)3002 192 462,01)ALIMAK GROUP AUSTRALIA PT,01)3002 192 462,BLOCK,CONTACT,01)AUX | 3002 192 462 | 3000412 | ALIMAK | ALIMAK | 3002 192 462 | [18 empty] | BLOCK | CONTACT | TYPE |  | CONTACT CONFIGURATION |  | CURRENT RATING |  | VOLTAGE RATING |  | TERMINAL TYPE |  | MOUNTING TYPE |  | MATERIAL |  | SIZE |  | HAZARD CLASS |  | CERTIFICATION/STANDARD |  | ADDITIONAL FEATURES EN | AUX
STP_009 | Data Enrichment | MKV |  | 2023-07-06 |  |  | 1213231 | 1213231 | BLOCK,CONT;DRVT,IFI20460,NO | BLOCK,CONTACT;MNFR:DRIVETRAIN,PTNO:IFI20460,ADDITIONAL FEATURES EN:NO | 01)DRIVETRAIN AUSTRALIA,01)IFI20460,BLOCK,CONTACT,01)NO | IFI20460 | 3000461 | DRIVETRAIN | DRIVETRAIN | IFI20460 | [18 empty] | BLOCK | CONTACT | TYPE |  | CONTACT CONFIGURATION |  | CURRENT RATING |  | VOLTAGE RATING |  | TERMINAL TYPE |  | MOUNTING TYPE |  | MATERIAL |  | SIZE |  | HAZARD CLASS |  | CERTIFICATION/STANDARD |  | ADDITIONAL FEATURES EN | NO
STP_009 | Data Enrichment | MKV |  | 2023-07-06 |  |  | 1213232 | 1213232 | BLOCK,CONT;DRVT,IFI20461,NC | BLOCK,CONTACT;MNFR:DRIVETRAIN,PTNO:IFI20461,ADDITIONAL FEATURES EN:NC | 01)DRIVETRAIN AUSTRALIA,01)IFI20461,BLOCK,CONTACT,01)NC | IFI20461 | 3000461 | DRIVETRAIN | DRIVETRAIN | IFI20461 | [18 empty] | BLOCK | CONTACT | TYPE |  | CONTACT CONFIGURATION |  | CURRENT RATING |  | VOLTAGE RATING |  | TERMINAL TYPE |  | MOUNTING TYPE |  | MATERIAL |  | SIZE |  | HAZARD CLASS |  | CERTIFICATION/STANDARD |  | ADDITIONAL FEATURES EN | NC
STP_009 | Data Enrichment | MKV |  | 2023-07-06 |  |  | 1272452 | 1272452 | BLOCK,CONT;EATO,T1P,1NO-1NC,30.5 MM,IP66 | BLOCK,CONTACT;MNFR:EATON CORPORATION,PTNO:T1P,ADDITIONAL FEATURES EN:1NO-1NC,30.5 MM,IP66,TERMINAL CONNECTION:SCREW,HOUSING MATERIAL:DIE CAST ZINC,F/PUSHBUTTON |  | T1P | 3000267 | EATON CORPORATION | EATON CORPORATION | T1P | [18 empty] | BLOCK | CONTACT | TYPE |  | CONTACT CONFIGURATION |  | CURRENT RATING |  | VOLTAGE RATING |  | TERMINAL TYPE |  | MOUNTING TYPE |  | MATERIAL |  | SIZE |  | HAZARD CLASS |  | CERTIFICATION/STANDARD |  | ADDITIONAL FEATURES EN | 1NO-1NC,30.5 MM,IP66 | [50 empty] | TERMINAL CONNECTION:SCREW,HOUSING MATERIAL:DIE CAST ZINC,F/PUSHBUTTON
STP_009 | Data Enrichment | MKV |  | 2023-07-06 |  |  | 1267668 | 1267668 | BLOCK,CONT;ECAM,PUS-PMT-00180,1N/C & BAS | BLOCK,CONTACT;MNFR:ECAM,PTNO:PUS-PMT-00180,ADDITIONAL FEATURES EN:1N/C & BASE E/STOP | 01)ECAM (PTY) LTD,01)PUS-PMT-00180,BLOCK,CONTACT,01)1N/C & BASE E/STOP | PUS-PMT-00180 | 3000424 | ECAM | ECAM | PUS-PMT-00180 | [18 empty] | BLOCK | CONTACT | TYPE |  | CONTACT CONFIGURATION |  | CURRENT RATING |  | VOLTAGE RATING |  | TERMINAL TYPE |  | MOUNTING TYPE |  | MATERIAL |  | SIZE |  | HAZARD CLASS |  | CERTIFICATION/STANDARD |  | ADDITIONAL FEATURES EN | 1N/C & BASE E/STOP
STP_009 | Data Enrichment | MKV |  | 2023-07-06 |  |  | 1273437 | 1273437 | BLOCK,CONT;NHP,22990011,AUX,2N/O,SIRCO M | BLOCK,CONTACT;MNFR:NHP,PTNO:22990011,ADDITIONAL FEATURES EN:AUXILIARY,2N/O,SIRCO M,SOCOMEC | 01)SHERRIFF ELECTRICAL SUPPL,01)NHP22990011,BLOCK,CONTACT,01)AUXILIARY,2N/O,SIRCO M,02)SOCOMEC | 22990011 | 3000664 | NHP | NHP | 22990011 | [18 empty] | BLOCK | CONTACT | TYPE |  | CONTACT CONFIGURATION |  | CURRENT RATING |  | VOLTAGE RATING |  | TERMINAL TYPE |  | MOUNTING TYPE |  | MATERIAL |  | SIZE |  | HAZARD CLASS |  | CERTIFICATION/STANDARD |  | ADDITIONAL FEATURES EN | AUXILIARY,2N/O,SIRCO M,SOCOMEC
STP_009 | Data Enrichment | MKV |  | 2023-07-06 |  |  | 1267968 | 1267968 | BLOCK,CONT;NHP,D7MX11,SCREW 1NC 1NO & PL | BLOCK,CONTACT;MNFR:NHP,PTNO:D7MX11,ADDITIONAL FEATURES EN:SCREW 1NC 1NO & PLATE | 01)NHP ELECTRICAL ENGINEERIN,01)D7MX11,BLOCK,CONTACT,01)SCREW 1NC 1NO & PLATE | D7MX11 | 3000664 | NHP | NHP | D7MX11 | [18 empty] | BLOCK | CONTACT | TYPE |  | CONTACT CONFIGURATION |  | CURRENT RATING |  | VOLTAGE RATING |  | TERMINAL TYPE |  | MOUNTING TYPE |  | MATERIAL |  | SIZE |  | HAZARD CLASS |  | CERTIFICATION/STANDARD |  | ADDITIONAL FEATURES EN | SCREW 1NC 1NO & PLATE
STP_009 | Data Enrichment | MKV |  | 2023-07-06 |  |  | 1270791 | 1270791 | BLOCK,CONT;NHP,D7PX01,SCRW,1N/C,PLSTC,CO | BLOCK,CONTACT;MNFR:NHP,PTNO:D7PX01,ADDITIONAL FEATURES EN:SCREW,1N/C,PLASTIC,COLLAR | 01)CNW (TOWNSVILLE) ELECT SU,01)NHPD7PX01,BLOCK,CONTACT,01)SCREW,1N/C,PLASTIC,COLLAR | D7PX01 | 3000664 | NHP | NHP | D7PX01 | [18 empty] | BLOCK | CONTACT | TYPE |  | CONTACT CONFIGURATION |  | CURRENT RATING |  | VOLTAGE RATING |  | TERMINAL TYPE |  | MOUNTING TYPE |  | MATERIAL |  | SIZE |  | HAZARD CLASS |  | CERTIFICATION/STANDARD |  | ADDITIONAL FEATURES EN | SCREW,1N/C,PLASTIC,COLLAR
STP_009 | Data Enrichment | MKV |  | 2023-07-06 |  |  | 1270792 | 1270792 | BLOCK,CONT;NHP,D7PX10,SCRW,1N/O,PLSTC,CO | BLOCK,CONTACT;MNFR:NHP,PTNO:D7PX10,ADDITIONAL FEATURES EN:SCREW,1N/O,PLASTIC,COLLAR | 01)CNW (TOWNSVILLE) ELECT SU,01)NHPD7PX10,BLOCK,CONTACT,01)SCREW,1N/O,PLASTIC,COLLAR | D7PX10 | 3000664 | NHP | NHP | D7PX10 | [18 empty] | BLOCK | CONTACT | TYPE |  | CONTACT CONFIGURATION |  | CURRENT RATING |  | VOLTAGE RATING |  | TERMINAL TYPE |  | MOUNTING TYPE |  | MATERIAL |  | SIZE |  | HAZARD CLASS |  | CERTIFICATION/STANDARD |  | ADDITIONAL FEATURES EN | SCREW,1N/O,PLASTIC,COLLAR
STP_009 | Data Enrichment | MKV |  | 2023-07-06 |  |  | 1270793 | 1270793 | BLOCK,CONT;NHP,D7PX11,SCRW,1N/O-N/C,PLA | BLOCK,CONTACT;MNFR:NHP,PTNO:D7PX11,ADDITIONAL FEATURES EN:SCREW,1N/O-N/C,PLA,COLLAR | 01)CNW (TOWNSVILLE) ELECT SU,01)NHPD7PX11,BLOCK,CONTACT,01)SCREW,1N/O-N/C,PLA,COLLAR | D7PX11 | 3000664 | NHP | NHP | D7PX11 | [18 empty] | BLOCK | CONTACT | TYPE |  | CONTACT CONFIGURATION |  | CURRENT RATING |  | VOLTAGE RATING |  | TERMINAL TYPE |  | MOUNTING TYPE |  | MATERIAL |  | SIZE |  | HAZARD CLASS |  | CERTIFICATION/STANDARD |  | ADDITIONAL FEATURES EN | SCREW,1N/O-N/C,PLA,COLLAR
STP_009 | Data Enrichment | MKV |  | 2023-07-06 |  |  | 1270794 | 1270794 | BLOCK,CONT;NHP,D7X10,SCRW,1-N/O | BLOCK,CONTACT;MNFR:NHP,PTNO:D7X10,ADDITIONAL FEATURES EN:SCREW,1-N/O | 01)CNW (TOWNSVILLE) ELECT SU,01)NHPD7X10,BLOCK,CONTACT,01)SCREW,1-N/O | D7X10 | 3000664 | NHP | NHP | D7X10 | [18 empty] | BLOCK | CONTACT | TYPE |  | CONTACT CONFIGURATION |  | CURRENT RATING |  | VOLTAGE RATING |  | TERMINAL TYPE |  | MOUNTING TYPE |  | MATERIAL |  | SIZE |  | HAZARD CLASS |  | CERTIFICATION/STANDARD |  | ADDITIONAL FEATURES EN | SCREW,1-N/O
STP_009 | Data Enrichment | MKV |  | 2023-07-06 |  |  | 1273286 | 1273286 | BLOCK,CONT;SCHN,LADT0,TMEDLY,0.3 - 3 SEC | BLOCK,CONTACT;MNFR:SCHNEIDER INC,PTNO:LADT0,ADDITIONAL FEATURES EN:TIME DELAY,0.3 - 3 SEC90VAC,1NO 1NC,690VAC,W/SCREW CLAMP TERMINALS |  | LADT0 | 3000344 | SCHNEIDER INC | SCHNEIDER INC | LADT0 | [18 empty] | BLOCK | CONTACT | TYPE |  | CONTACT CONFIGURATION |  | CURRENT RATING |  | VOLTAGE RATING |  | TERMINAL TYPE |  | MOUNTING TYPE |  | MATERIAL |  | SIZE |  | HAZARD CLASS |  | CERTIFICATION/STANDARD |  | ADDITIONAL FEATURES EN | TIME DELAY,0.3 - 3 SEC90VAC,1NO 1NC,690VAC,W/SCREW CLAMP TERMINALS
STP_009 | Data Enrichment | MKV |  | 2023-07-06 |  |  | 1273268 | 1273268 | BLOCK,CONT;SCHN,XESB1011,600 VAC,10A,XE | BLOCK,CONTACT;MNFR:SCHNEIDER INC,PTNO:XESB1011,ADDITIONAL FEATURES EN:600 VAC,10A,XE,PENDANT STATION,LIMIT SWITCH |  | XESB1011 | 3000344 | SCHNEIDER INC | SCHNEIDER INC | XESB1011 | [18 empty] | BLOCK | CONTACT | TYPE |  | CONTACT CONFIGURATION |  | CURRENT RATING |  | VOLTAGE RATING |  | TERMINAL TYPE |  | MOUNTING TYPE |  | MATERIAL |  | SIZE |  | HAZARD CLASS |  | CERTIFICATION/STANDARD |  | ADDITIONAL FEATURES EN | 600 VAC,10A,XE,PENDANT STATION,LIMIT SWITCH
STP_009 | Data Enrichment | MKV |  | 2023-07-06 |  |  | 1269411 | 1269411 | BLOCK,HST;3M,70007452025,RETRIEVAL,15M | BLOCK,HOIST;MNFR:3M,PTNO:70007452025,ADDITIONAL FEATURES EN:RETRIEVAL,15M | 01)RETRIEVAL,15M,01)3M,01)70007452025,01)ALLIANCE SAFETY EQUIPMENT,01)70007452025 | 70007452025 | 3000220 | 3M | 3M | 70007452025 | [18 empty] | BLOCK | HOIST | TYPE |  | LOAD CAPACITY |  | OPERATION METHOD |  | WIRE/CHAIN LENGTH |  | WIRE/CHAIN MATERIAL |  | OPERATED RATING |  | HOISTING ELEMENT |  | HAZARD CLASS |  | CERTIFICATION/STANDARD |  | ADDITIONAL FEATURES EN | RETRIEVAL,15M
STP_009 | Data Enrichment | MKV |  | 2023-07-06 |  |  | 1258727 | 1258727 | BLOCK,TERM;PHNX,3004430,UK5 MTK-P/P BU,K | BLOCK,TERMINAL;MNFR:PHOENIX CONTACT,PTNO:3004430,ADDITIONAL FEATURES EN:UK5 MTK-P/P BU,KNIFE DISCONNECT,SINGLE LEVEL,NOM VOLTAGE: 500V,NOM CURRENT:15A | 01)CNW (MOUNT ISA) ELECT WHO,01)UK 5-MTK,BLOCK,TERMINAL,01)UK5 MTK-P/P BU,KNIFE DISCON,02)NOM VOLTAGE:500V,NOM CURREN | 3004430 | 3000652 | PHOENIX CONTACT | PHOENIX CONTACT | 3004430 | [18 empty] | BLOCK | TERMINAL | TYPE |  | CURRENT RATING |  | VOLTAGE RATING |  | WIRE SIZE |  | NUMBER OF CIRCUITS |  | TERMINAL TYPE |  | MATERIAL |  | MOUNTING TYPE |  | SIZE |  | HAZARD CLASS |  | CERTIFICATION/STANDARD |  | ADDITIONAL FEATURES EN | UK5 MTK-P/P BU,KNIFE DISCONNECT,SINGLE LEVEL | [48 empty] | NOM VOLTAGE: 500V,NOM CURRENT:15A
STP_009 | Data Enrichment | MKV |  | 2023-07-06 |  |  | 1266149 | 1266149 | BLOCK,TERM;PHNX,3044102,UT4,GREY,FEED-TH | BLOCK,TERMINAL;MNFR:PHOENIX CONTACT,PTNO:3044102,ADDITIONAL FEATURES EN:UT4,GREY,FEED-THROUGH |  | 3044102 | 3000652 | PHOENIX CONTACT | PHOENIX CONTACT | 3044102 | [18 empty] | BLOCK | TERMINAL | TYPE |  | CURRENT RATING |  | VOLTAGE RATING |  | WIRE SIZE |  | NUMBER OF CIRCUITS |  | TERMINAL TYPE |  | MATERIAL |  | MOUNTING TYPE |  | SIZE |  | HAZARD CLASS |  | CERTIFICATION/STANDARD |  | ADDITIONAL FEATURES EN | UT4,GREY,FEED-THROUGH
STP_009 | Data Enrichment | MKV |  | 2023-07-06 |  |  | 1266150 | 1266150 | BLOCK,TERM;PHNX,3044128,UT4-PE,GROUND MO | BLOCK,TERMINAL;MNFR:PHOENIX CONTACT,PTNO:3044128,ADDITIONAL FEATURES EN:UT4-PE,GROUND MODULAR |  | 3044128 | 3000652 | PHOENIX CONTACT | PHOENIX CONTACT | 3044128 | [18 empty] | BLOCK | TERMINAL | TYPE |  | CURRENT RATING |  | VOLTAGE RATING |  | WIRE SIZE |  | NUMBER OF CIRCUITS |  | TERMINAL TYPE |  | MATERIAL |  | MOUNTING TYPE |  | SIZE |  | HAZARD CLASS |  | CERTIFICATION/STANDARD |  | ADDITIONAL FEATURES EN | UT4-PE,GROUND MODULAR
STP_009 | Data Enrichment | MKV |  | 2023-07-06 |  |  | 1272202 | 1272202 | BLOCK,TERM;SCHN,GV1G09 | BLOCK,TERMINAL;MNFR:SCHNEIDER INC,PTNO:GV1G09 | 01)CNW (TOWNSVILLE) ELECT SU,01)SCHGV1G09,BLOCK,TERMINAL | GV1G09 | 3000344 | SCHNEIDER INC | SCHNEIDER INC | GV1G09 | [18 empty] | BLOCK | TERMINAL | TYPE |  | CURRENT RATING |  | VOLTAGE RATING |  | WIRE SIZE |  | NUMBER OF CIRCUITS |  | TERMINAL TYPE |  | MATERIAL |  | MOUNTING TYPE |  | SIZE |  | HAZARD CLASS |  | CERTIFICATION/STANDARD |  | ADDITIONAL FEATURES EN
STP_009 | Data Enrichment | MKV |  | 2023-07-06 |  |  | 1335330 | 1335330 | BLOCK;ABB,3ASX002669D1012 | BLOCK;MNFR:ABB,PTNO:3ASX002669D1012 | BLOCK | 3ASX002669D1012 | 3000014 | ABB | ABB | 3ASX002669D1012 | [18 empty] | BLOCK | NO MODIFIER | TYPE |  | SIZE |  | MATERIAL |  | HAZARD CLASS |  | CERTIFICATION/STANDARD |  | ADDITIONAL FEATURES EN
STP_009 | Data Enrichment | MKV |  | 2023-07-06 |  |  | 1272694 | 1272694 | BLOCK;ABB,MCBH-001,F/FILAMENT BULB/LED | BLOCK;MNFR:ABB,PTNO:MCBH-001,ADDITIONAL FEATURES EN:F/FILAMENT BULB/LED, 2W, 230VAC/DC | 01)CNW (MOUNT ISA) ELECT WHO,01)ABBMCBH-001,BLOCK,01)F/FILAMENT BULB/LED, 2W, 23 | MCBH-001 | 3000014 | ABB | ABB | MCBH-001 | [18 empty] | BLOCK | NO MODIFIER | TYPE |  | SIZE |  | MATERIAL |  | HAZARD CLASS |  | CERTIFICATION/STANDARD |  | ADDITIONAL FEATURES EN | F/FILAMENT BULB/LED,2W,230VAC/DC
STP_009 | Data Enrichment | MKV |  | 2023-07-06 |  |  | 1275059 | 1275059 | BLOCK;BRAK,MIM147-6-1265-MK19 | BLOCK;MNFR:BRADKEN,PTNO:MIM147-6-1265-MK19 |  | MIM147-6-1265-MK19 | 3000420 | BRADKEN | BRADKEN | MIM147-6-1265-MK19 | [18 empty] | BLOCK | NO MODIFIER | TYPE |  | SIZE |  | MATERIAL |  | HAZARD CLASS |  | CERTIFICATION/STANDARD |  | ADDITIONAL FEATURES EN
STP_009 | Data Enrichment | MKV |  | 2023-07-06 |  |  | 1275058 | 1275058 | BLOCK;BRAK,MIM147-6-1265-MK20 | BLOCK;MNFR:BRADKEN,PTNO:MIM147-6-1265-MK20 |  | MIM147-6-1265-MK20 | 3000420 | BRADKEN | BRADKEN | MIM147-6-1265-MK20 | [18 empty] | BLOCK | NO MODIFIER | TYPE |  | SIZE |  | MATERIAL |  | HAZARD CLASS |  | CERTIFICATION/STANDARD |  | ADDITIONAL FEATURES EN
STP_009 | Data Enrichment | MKV |  | 2023-07-06 |  |  | 1264653 | 1264653 | BLOCK;DOD,071009-DODGE | BLOCK;MNFR:DODGE,PTNO:071009-DODGE | BLOCK | 071009-DODGE | 3000019 | DODGE | DODGE | 071009-DODGE | [18 empty] | BLOCK | NO MODIFIER | TYPE |  | SIZE |  | MATERIAL |  | HAZARD CLASS |  | CERTIFICATION/STANDARD |  | ADDITIONAL FEATURES EN
STP_009 | Data Enrichment | MKV |  | 2023-07-06 |  |  | 1264652 | 1264652 | BLOCK;DOD,071026-DODGE | BLOCK;MNFR:DODGE,PTNO:071026-DODGE | BLOCK | 071026-DODGE | 3000019 | DODGE | DODGE | 071026-DODGE | [18 empty] | BLOCK | NO MODIFIER | TYPE |  | SIZE |  | MATERIAL |  | HAZARD CLASS |  | CERTIFICATION/STANDARD |  | ADDITIONAL FEATURES EN
STP_009 | Data Enrichment | MKV |  | 2023-07-06 |  |  | 1213108 | 1213108 | BLOCK;DRVT,IFI02178,INSULTR | BLOCK;MNFR:DRIVETRAIN,PTNO:IFI02178,ADDITIONAL FEATURES EN:INSULATOR | 01)DRIVETRAIN AUSTRALIA,01)IFI02178,BLOCK,01)INSULATOR | IFI02178 | 3000461 | DRIVETRAIN | DRIVETRAIN | IFI02178 | [18 empty] | BLOCK | NO MODIFIER | TYPE |  | SIZE |  | MATERIAL |  | HAZARD CLASS |  | CERTIFICATION/STANDARD |  | ADDITIONAL FEATURES EN | INSULATOR
STP_009 | Data Enrichment | MKV |  | 2023-07-06 |  |  | 1273687 | 1273687 | BLOCK;ENER,RB25,MNTG,FOR 295KW CYL | BLOCK;MNFR:ENERPAC,PTNO:RB25,ADDITIONAL FEATURES EN:MOUNTING,FOR 295KW CYL | 01)MITECH,01)RB25,BLOCK,01)MOUNTING,FOR 295KW CYL | RB25 | 3000270 | ENERPAC | ENERPAC | RB25 | [18 empty] | BLOCK | NO MODIFIER | TYPE |  | SIZE |  | MATERIAL |  | HAZARD CLASS |  | CERTIFICATION/STANDARD |  | ADDITIONAL FEATURES EN | MOUNTING,FOR 295KW CYL
STP_009 | Data Enrichment | MKV |  | 2023-07-06 |  |  | 1219243 | 1219243 | BLOCK;PHM,12P941D1 | BLOCK;MNFR:P AND H MINING EQUIPMENT,PTNO:12P941D1 | BLOCK | 12P941D1 | 3000009 | P & H MINING EQUIPMENT | P AND H MINING EQUIPMENT | 12P941D1 | [18 empty] | BLOCK | NO MODIFIER | TYPE |  | SIZE |  | MATERIAL |  | HAZARD CLASS |  | CERTIFICATION/STANDARD |  | ADDITIONAL FEATURES EN
STP_009 | Data Enrichment | MKV |  | 2023-07-06 |  |  | 1272439 | 1272439 | BLOCK;SCHN,449ASDWE,FLANGE MOUNT DEEP,PV | BLOCK;MNFR:SCHNEIDER INC,PTNO:449ASDWE,ADDITIONAL FEATURES EN:FLANGE MOUNT DEEP,PVC,STD PATERN,WHITE,BRAND:CLIPSAL |  | 449ASDWE | 3000344 | SCHNEIDER INC | SCHNEIDER INC | 449ASDWE | [18 empty] | BLOCK | NO MODIFIER | TYPE |  | SIZE |  | MATERIAL |  | HAZARD CLASS |  | CERTIFICATION/STANDARD |  | ADDITIONAL FEATURES EN | FLANGE MOUNT DEEP,PVC,STD PATERN,WHITE | [60 empty] | BRAND:CLIPSAL
STP_009 | Data Enrichment | MKV |  | 2023-07-06 |  |  | 1335854 | 1335854 | BLOCK;SCHN,SL106-737 | BLOCK;MNFR:SCHNEIDER INC,PTNO:SL106-737 |  | SL106-737 | 3000344 | SCHNEIDER INC | SCHNEIDER INC | SL106-737 | [18 empty] | BLOCK | NO MODIFIER | TYPE |  | SIZE |  | MATERIAL |  | HAZARD CLASS |  | CERTIFICATION/STANDARD |  | ADDITIONAL FEATURES EN
STP_009 | Data Enrichment | MKV |  | 2023-07-06 |  |  | 1215712 | 1215712 | BLOCK;SCHN,SL422-482,VLX BLOCKS FOR PANE | BLOCK;MNFR:SCHNEIDER INC,PTNO:SL422-482,ADDITIONAL FEATURES EN:VLX BLOCKS FOR PANEL/BASE LV PLUG/SOCKET | 01)SCHNEIDER ELECTRIC (AUS),01)SL422-482,BLOCK,01)VLX BLOCKS FOR PANEL/BASE L | SL422-482 | 3000344 | SCHNEIDER INC | SCHNEIDER INC | SL422-482 | [18 empty] | BLOCK | NO MODIFIER | TYPE |  | SIZE |  | MATERIAL |  | HAZARD CLASS |  | CERTIFICATION/STANDARD |  | ADDITIONAL FEATURES EN | VLX BLOCKS FOR PANEL/BASE LV PLUG/SOCKET
STP_009 | Data Enrichment | MKV |  | 2023-07-06 |  |  | 1272717 | 1272717 | BLOCK;SCHN,ZB4BW0B15,LGHT,WHT,W/BODY FIX | BLOCK;MNFR:SCHNEIDER INC,PTNO:ZB4BW0B15,ADDITIONAL FEATURES EN:LIGHT,WHITE,W/BODY FIXING COLLAR,HARMONY XB4,METAL,INTEGRAL,LED,24V AC DC,1NO+1NC | 01)CNW (MOUNT ISA) ELECT WHO,01)SCHZB4BW0B15,BLOCK,01)LIGHT,WHITE,W/BODY FIXING C,02)LED,24V AC DC,1NO+1NC | ZB4BW0B15 | 3000344 | SCHNEIDER INC | SCHNEIDER INC | ZB4BW0B15 | [18 empty] | BLOCK | NO MODIFIER | TYPE |  | SIZE |  | MATERIAL |  | HAZARD CLASS |  | CERTIFICATION/STANDARD |  | ADDITIONAL FEATURES EN | LIGHT,WHITE,W/BODY FIXING COLLAR,HARMONY XB4,METAL,INTEGRAL,LED,24V AC DC,1NO+1NC
STP_009 | Data Enrichment | MKV |  | 2023-07-06 |  |  | 1272706 | 1272706 | BLOCK;SCHN,ZB4BW0B35,LHT,GRN,HARMONY XB4 | BLOCK;MNFR:SCHNEIDER INC,PTNO:ZB4BW0B35,ADDITIONAL FEATURES EN::LHT,GREEN,HARMONY XB4,W/BODY FIXING COLLAR,METAL,INTEGRAL,LED,24 VAC/DC,1NO+1NC | 01)CNW (MOUNT ISA) ELECT WHO,01)SCHZB4BW0B35,BLOCK,01),02)LHT,GREEN,HARMONY XB4,W/BOD,03)LED,24 VAC/DC,1NO+1NC | ZB4BW0B35 | 3000344 | SCHNEIDER INC | SCHNEIDER INC | ZB4BW0B35 | [18 empty] | BLOCK | NO MODIFIER | TYPE |  | SIZE |  | MATERIAL |  | HAZARD CLASS |  | CERTIFICATION/STANDARD |  | ADDITIONAL FEATURES EN | :LHT,GREEN,HARMONY XB4,W/BODY FIXING COLLAR,METAL,INTEGRAL,LED,24 VAC/DC,1NO+1NC
STP_009 | Data Enrichment | MKV |  | 2023-07-06 |  |  | 1272705 | 1272705 | BLOCK;SCHN,ZB4BW0B45,LHT,RED,HARMONY XB4 | BLOCK;MNFR:SCHNEIDER INC,PTNO:ZB4BW0B45,ADDITIONAL FEATURES EN:LHT,RED,HARMONY XB4,W/BODY FIXING COLLAR,METAL,INTEGRAL,LED,24 VAC/DC,1NO+1NC | 01)CNW (MOUNT ISA) ELECT WHO,01)SCHZB4BW0B45,BLOCK,01)LHT,RED,HARMONY XB4,W/BODY,02)LED,24 VAC/DC,1NO+1NC | ZB4BW0B45 | 3000344 | SCHNEIDER INC | SCHNEIDER INC | ZB4BW0B45 | [18 empty] | BLOCK | NO MODIFIER | TYPE |  | SIZE |  | MATERIAL |  | HAZARD CLASS |  | CERTIFICATION/STANDARD |  | ADDITIONAL FEATURES EN | LHT,RED,HARMONY XB4,W/BODY FIXING COLLAR,METAL,INTEGRAL,LED,24 VAC/DC,1NO+1NC
STP_009 | Data Enrichment | MKV |  | 2023-07-06 |  |  | 1267441 | 1267441 | BLOCK;THYK,4651,145 X 40 X 63,D4 TAIL ID | BLOCK;MNFR:THYSSENKRUPP,PTNO:4651,ADDITIONAL FEATURES EN:145 X 40 X 63,D4 TAIL IDLER | 01)THYSSENKRUPP INDUSTRIAL S,01)4651,BLOCK,01)145 X 40 X 63,D4 TAIL IDLER | 4651 | 3000433 | THYSSENKRUPP | THYSSENKRUPP | 4651 | [18 empty] | BLOCK | NO MODIFIER | TYPE |  | SIZE |  | MATERIAL |  | HAZARD CLASS |  | CERTIFICATION/STANDARD |  | ADDITIONAL FEATURES EN | 145 X 40 X 63,D4 TAIL IDLER
STP_009 | Data Enrichment | MKV |  | 2023-07-06 |  |  | 1274154 | 1274154 | BLOCK;WEI,897.101.173 | BLOQUE;MNFR:WEIR,PTNO:897.101.173, | BLOCK | 897.101.173 | 3000036 | WEIR | WEIR | 897.101.173, | [18 empty] | BLOCK | NO MODIFIER | TYPE |  | SIZE |  | MATERIAL |  | HAZARD CLASS |  | CERTIFICATION/STANDARD |  | ADDITIONAL FEATURES EN
STP_009 | Data Enrichment | MKV |  | 2023-07-06 |  |  | 1274107 | 1274107 | BLOCK;WEI,928.900.135 | BLOQUE;MNFR:WEIR,PTNO:928.900.135, | BLOCK | 928.900.135 | 3000036 | WEIR | WEIR | 928.900.135, | [18 empty] | BLOCK | NO MODIFIER | TYPE |  | SIZE |  | MATERIAL |  | HAZARD CLASS |  | CERTIFICATION/STANDARD |  | ADDITIONAL FEATURES EN
STP_009 | Data Enrichment | MKV |  | 2023-07-06 |  |  | 1219756 | 1219756 | BOLT,CRG;CASJ,420-21036,5/8 INX2-1/4 IN | BOLT,CARRIAGE;MNFR:CASE J I CO,PTNO:420-21036,ADDITIONAL FEATURES EN:5/8 INX2-1/4 IN,GR8Â | 01)MAK DIESEL & EARTHMOVING,01)420-21036,BOLT,CARRIAGE,01)5/8 INX2-1/4 IN,GR8 | 420-21036 | 3000248 | CASE J I CO | CASE J I CO | 420-21036 | [18 empty] | BOLT | CARRIAGE | TYPE |  | THREAD DIAMETER |  | OVERALL LENGTH |  | THREAD LENGTH |  | MATERIAL |  | MATERIAL SPECIFICATION |  | WIDTH ACROSS FLAT |  | HEAD SIZE |  | HEAD TYPE |  | THREAD SERIES |  | THREAD PITCH |  | COATING/FINISH |  | HARDNESS |  | TENSILE STRENGTH |  | THREAD DIRECTION |  | HAZARD CLASS |  | CERTIFICATION/STANDARD |  | ADDITIONAL FEATURES EN | 5/8 INX2-1/4 IN,GR8Â
STP_009 | Data Enrichment | MKV |  | 2023-07-06 |  |  | 1275848 | 1275848 | BOLT,LINR;BRAK,055-6-1402,O/H M36 X 240 | BOLT,LINER;MNFR:BRADKEN,PTNO:055-6-1402,ADDITIONAL FEATURES EN:O/H M36 X 240 ASSEMBLY C/W F/W N/N | 01)BRADKEN RESOURCES PTY LIM,01)055-6-1402,BOLT,LINER,01)O/H M36 X 240 ASSEMBLY C/W | 055-6-1402 | 3000420 | BRADKEN | BRADKEN | 055-6-1402 | [18 empty] | BOLT | LINER | HEAD TYPE |  | THREAD DIAMETER |  | OVERALL LENGTH |  | THREAD LENGTH |  | MATERIAL |  | MATERIAL SPECIFICATION |  | THREAD PITCH |  | THREAD SERIES |  | COATING/FINISH |  | HAZARD CLASS |  | CERTIFICATION/STANDARD |  | ADDITIONAL FEATURES EN | O/H M36 X 240 ASSEMBLY C/W F/W N/N
STP_009 | Data Enrichment | MKV |  | 2023-07-06 |  |  | 1211134 | 1211134 | BOLT,T;KNDR,K-FAS-T-BOLT M12x40,FASTENER | BOLT,T;MNFR:KINDER,PTNO:K-FAS-T-BOLT M12x40,ADDITIONAL FEATURES EN:FASTENER - T-BOLT - M12 X 40 - 35X35 SQ. HEAD GRADE 8.8 (3 REQUIRED | 01)KINDER AUSTRALIA PTY LTD,01)K-FAS-T-BOLT M12X40,BOLT,T,01)FASTENER - T-BOLT - M12 X 4 | K-FAS-T-BOLT M12x40 | 3000432 | KINDER | KINDER | K-FAS-T-BOLT M12x40 | [18 empty] | BOLT | T | TYPE |  | HEAD SIZE |  | THREAD DIAMETER |  | OVERALL LENGTH |  | THREAD LENGTH |  | MATERIAL |  | MATERIAL SPECIFICATION |  | THREAD PITCH |  | THREAD SERIES |  | THREAD DIRECTION |  | TENSILE STRENGTH |  | HARDNESS |  | HAZARD CLASS |  | CERTIFICATION/STANDARD |  | ADDITIONAL FEATURES EN | FASTENER - T-BOLT - M12 X 40 - 35X35 SQ. HEAD GRADE 8.8 (3 REQUIRED
STP_009 | Data Enrichment | MKV |  | 2023-07-06 |  |  | 1211660 | 1211660 | BOLT;ABB,433-6-4102 REV02 ITEM 14 | BOLT;MNFR:ABB,PTNO:433-6-4102 REV02 ITEM 14 | BOLT | 433-6-4102 REV02 ITEM 14 | 3000014 | ABB | ABB | 433-6-4102 REV02 ITEM 14 | [18 empty] | BOLT | NO MODIFIER | TYPE |  | DIMENSIONS |  | MATERIAL |  | MATERIAL SPECIFICATION |  | HAZARD CLASS |  | CERTIFICATION/STANDARD |  | ADDITIONAL FEATURES EN
STP_009 | Data Enrichment | MKV |  | 2023-07-06 |  |  | 1211661 | 1211661 | BOLT;ABB,433-6-4102 REV02 ITEM 15 | BOLT;MNFR:ABB,PTNO:433-6-4102 REV02 ITEM 15 | BOLT | 433-6-4102 REV02 ITEM 15 | 3000014 | ABB | ABB | 433-6-4102 REV02 ITEM 15 | [18 empty] | BOLT | NO MODIFIER | TYPE |  | DIMENSIONS |  | MATERIAL |  | MATERIAL SPECIFICATION |  | HAZARD CLASS |  | CERTIFICATION/STANDARD |  | ADDITIONAL FEATURES EN
STP_009 | Data Enrichment | MKV |  | 2023-07-06 |  |  | 1217884 | 1217884 | BOLT;ASWP,DU A 140606016 | BOLT;MNFR:AUSWEEP,PTNO:DU A 140606016 | 01)AUSTRALIAN SWEEPER CORP P,01)DU A 140606016,BOLT | DU A 140606016 | 3000416 | AUSWEEP | AUSWEEP | DU A 140606016 | [18 empty] | BOLT | NO MODIFIER | TYPE |  | DIMENSIONS |  | MATERIAL |  | MATERIAL SPECIFICATION |  | HAZARD CLASS |  | CERTIFICATION/STANDARD |  | ADDITIONAL FEATURES EN
STP_009 | Data Enrichment | MKV |  | 2023-07-06 |  |  | 1219757 | 1219757 | BOLT;CASJ,11106021,M10X1.5X20 MM,CL 8.8 | BOLT;MNFR:CASE J I CO,PTNO:11106021,ADDITIONAL FEATURES EN:M10X1.5X20 MM,CL 8.8 | 01)MAK DIESEL & EARTHMOVING,01)11106021,BOLT,01)M10X1.5X20 MM,CL 8.8 | 11106021 | 3000248 | CASE J I CO | CASE J I CO | 11106021 | [18 empty] | BOLT | NO MODIFIER | TYPE |  | DIMENSIONS |  | MATERIAL |  | MATERIAL SPECIFICATION |  | HAZARD CLASS |  | CERTIFICATION/STANDARD |  | ADDITIONAL FEATURES EN | M10X1.5X20 MM,CL 8.8
STP_009 | Data Enrichment | MKV |  | 2023-07-06 |  |  | 1219463 | 1219463 | BOLT;CASJ,15981834,M16X1.5X120MM | BOLT;MNFR:CASE J I CO,PTNO:15981834,ADDITIONAL FEATURES EN:M16X1.5X120MM | 01)MAK DIESEL & EARTHMOVING,01)15981834,BOLT,01)M16X1.5X120MM | 15981834 | 3000248 | CASE J I CO | CASE J I CO | 15981834 | [18 empty] | BOLT | NO MODIFIER | TYPE |  | DIMENSIONS |  | MATERIAL |  | MATERIAL SPECIFICATION |  | HAZARD CLASS |  | CERTIFICATION/STANDARD |  | ADDITIONAL FEATURES EN | M16X1.5X120MM
STP_009 | Data Enrichment | MKV |  | 2023-07-06 |  |  | 1219454 | 1219454 | BOLT;CASJ,15982131,M16X1.5X140 MM | BOLT;MNFR:CASE J I CO,PTNO:15982131,ADDITIONAL FEATURES EN:M16X1.5X140 MM | 01)MAK DIESEL & EARTHMOVING,01)15982131,BOLT,01)M16X1.5X140 MM | 15982131 | 3000248 | CASE J I CO | CASE J I CO | 15982131 | [18 empty] | BOLT | NO MODIFIER | TYPE |  | DIMENSIONS |  | MATERIAL |  | MATERIAL SPECIFICATION |  | HAZARD CLASS |  | CERTIFICATION/STANDARD |  | ADDITIONAL FEATURES EN | M16X1.5X140 MM
STP_009 | Data Enrichment | MKV |  | 2023-07-06 |  |  | 1219457 | 1219457 | BOLT;CASJ,15989334,M20 X 1.5 X 110 MM | BOLT;MNFR:CASE J I CO,PTNO:15989334,ADDITIONAL FEATURES EN:M20 X 1.5 X 110 MM | 01)MAK DIESEL & EARTHMOVING,01)15989334,BOLT,01)M20 X 1.5 X 110 MM | 15989334 | 3000248 | CASE J I CO | CASE J I CO | 15989334 | [18 empty] | BOLT | NO MODIFIER | TYPE |  | DIMENSIONS |  | MATERIAL |  | MATERIAL SPECIFICATION |  | HAZARD CLASS |  | CERTIFICATION/STANDARD |  | ADDITIONAL FEATURES EN | M20 X 1.5 X 110 MM
STP_009 | Data Enrichment | MKV |  | 2023-07-06 |  |  | 1244815 | 1244815 | BOLT;CUM,3177945,STL | BOLT;MNFR:CUMMINS,PTNO:3177945,ADDITIONAL FEATURES EN:STEEL | BOLT,01)STEEL,01)ACERO | 3177945 | 3000018 | CUMMINS | CUMMINS | 3177945 | [18 empty] | BOLT | NO MODIFIER | TYPE |  | DIMENSIONS |  | MATERIAL |  | MATERIAL SPECIFICATION |  | HAZARD CLASS |  | CERTIFICATION/STANDARD |  | ADDITIONAL FEATURES EN | STEEL
STP_009 | Data Enrichment | MKV |  | 2023-07-06 |  |  | 1252963 | 1252963 | BOLT;DIEC,1F.98492637 | BOLT;MNFR:DIECI,PTNO:1F.98492637,ADDITIONAL FEATURES EN:STUD | BOLT,01)STUD | 1F.98492637 | 3000511 | DIECI | DIECI | 1F.98492637 | [18 empty] | BOLT | NO MODIFIER | TYPE |  | DIMENSIONS |  | MATERIAL |  | MATERIAL SPECIFICATION |  | HAZARD CLASS |  | CERTIFICATION/STANDARD |  | ADDITIONAL FEATURES EN | STUD
STP_009 | Data Enrichment | MKV |  | 2023-07-06 |  |  | 1252947 | 1252947 | BOLT;DIEC,BAF1119 | BOLT;MNFR:DIECI,PTNO:BAF1119,ADDITIONAL FEATURES EN:STUD | BOLT,01)STUD | BAF1119 | 3000511 | DIECI | DIECI | BAF1119 | [18 empty] | BOLT | NO MODIFIER | TYPE |  | DIMENSIONS |  | MATERIAL |  | MATERIAL SPECIFICATION |  | HAZARD CLASS |  | CERTIFICATION/STANDARD |  | ADDITIONAL FEATURES EN | STUD
STP_009 | Data Enrichment | MKV |  | 2023-07-06 |  |  | 1252946 | 1252946 | BOLT;DIEC,BAF1132 | BOLT;MNFR:DIECI,PTNO:BAF1132,ADDITIONAL FEATURES EN:STUD | BOLT,01)STUD | BAF1132 | 3000511 | DIECI | DIECI | BAF1132 | [18 empty] | BOLT | NO MODIFIER | TYPE |  | DIMENSIONS |  | MATERIAL |  | MATERIAL SPECIFICATION |  | HAZARD CLASS |  | CERTIFICATION/STANDARD |  | ADDITIONAL FEATURES EN | STUD
STP_009 | Data Enrichment | MKV |  | 2023-07-06 |  |  | 1269413 | 1269413 | BOLT;DRVT,1631.3784 | BOLT;MNFR:DRIVETRAIN,PTNO:1631.3784 | 01)DRIVETRAIN AUSTRALIA,01)1631.3784,BOLT | 1631.3784 | 3000461 | DRIVETRAIN | DRIVETRAIN | 1631.3784 | [18 empty] | BOLT | NO MODIFIER | TYPE |  | DIMENSIONS |  | MATERIAL |  | MATERIAL SPECIFICATION |  | HAZARD CLASS |  | CERTIFICATION/STANDARD |  | ADDITIONAL FEATURES EN
STP_009 | Data Enrichment | MKV |  | 2023-07-06 |  |  | 1269374 | 1269374 | BOLT;DRVT,17607.019.01,DRIVETRAIN | BOLT;MNFR:DRIVETRAIN,PTNO:17607.019.01,ADDITIONAL FEATURES EN:DRIVETRAIN | 01)DRIVETRAIN AUSTRALIA,01)17607.019.01,BOLT,01)DRIVETRAIN | 17607.019.01 | 3000461 | DRIVETRAIN | DRIVETRAIN | 17607.019.01 | [18 empty] | BOLT | NO MODIFIER | TYPE |  | DIMENSIONS |  | MATERIAL |  | MATERIAL SPECIFICATION |  | HAZARD CLASS |  | CERTIFICATION/STANDARD |  | ADDITIONAL FEATURES EN | DRIVETRAIN
STP_009 | Data Enrichment | MKV |  | 2023-07-06 |  |  | 1214607 | 1214607 | BOLT;DRVT,81846884 | BOLT;MNFR:DRIVETRAIN,PTNO:81846884 |  | 81846884 | 3000461 | DRIVETRAIN | DRIVETRAIN | 81846884 | [18 empty] | BOLT | NO MODIFIER | TYPE |  | DIMENSIONS |  | MATERIAL |  | MATERIAL SPECIFICATION |  | HAZARD CLASS |  | CERTIFICATION/STANDARD |  | ADDITIONAL FEATURES EN
STP_009 | Data Enrichment | MKV |  | 2023-07-06 |  |  | 1213040 | 1213040 | BOLT;DRVT,BG8PC12114 | BOLT;MNFR:DRIVETRAIN,PTNO:BG8PC12114 | 01)DRIVETRAIN AUSTRALIA,01)BG8PC12114,BOLT | BG8PC12114 | 3000461 | DRIVETRAIN | DRIVETRAIN | BG8PC12114 | [18 empty] | BOLT | NO MODIFIER | TYPE |  | DIMENSIONS |  | MATERIAL |  | MATERIAL SPECIFICATION |  | HAZARD CLASS |  | CERTIFICATION/STANDARD |  | ADDITIONAL FEATURES EN
STP_009 | Data Enrichment | MKV |  | 2023-07-06 |  |  | 1213041 | 1213041 | BOLT;DRVT,BG8PC12312 | BOLT;MNFR:DRIVETRAIN,PTNO:BG8PC12312 | 01)DRIVETRAIN AUSTRALIA,01)BG8PC12312,BOLT | BG8PC12312 | 3000461 | DRIVETRAIN | DRIVETRAIN | BG8PC12312 | [18 empty] | BOLT | NO MODIFIER | TYPE |  | DIMENSIONS |  | MATERIAL |  | MATERIAL SPECIFICATION |  | HAZARD CLASS |  | CERTIFICATION/STANDARD |  | ADDITIONAL FEATURES EN
STP_009 | Data Enrichment | MKV |  | 2023-07-06 |  |  | 1213042 | 1213042 | BOLT;DRVT,BG8PC128 | BOLT;MNFR:DRIVETRAIN,PTNO:BG8PC128 | 01)DRIVETRAIN AUSTRALIA,01)BG8PC128,BOLT | BG8PC128 | 3000461 | DRIVETRAIN | DRIVETRAIN | BG8PC128 | [18 empty] | BOLT | NO MODIFIER | TYPE |  | DIMENSIONS |  | MATERIAL |  | MATERIAL SPECIFICATION |  | HAZARD CLASS |  | CERTIFICATION/STANDARD |  | ADDITIONAL FEATURES EN
STP_009 | Data Enrichment | MKV |  | 2023-07-06 |  |  | 1213043 | 1213043 | BOLT;DRVT,BG8PC3410 | BOLT;MNFR:DRIVETRAIN,PTNO:BG8PC3410 | 01)DRIVETRAIN AUSTRALIA,01)BG8PC3410,BOLT | BG8PC3410 | 3000461 | DRIVETRAIN | DRIVETRAIN | BG8PC3410 | [18 empty] | BOLT | NO MODIFIER | TYPE |  | DIMENSIONS |  | MATERIAL |  | MATERIAL SPECIFICATION |  | HAZARD CLASS |  | CERTIFICATION/STANDARD |  | ADDITIONAL FEATURES EN
STP_009 | Data Enrichment | MKV |  | 2023-07-06 |  |  | 1213044 | 1213044 | BOLT;DRVT,BG8PC34214 | BOLT;MNFR:DRIVETRAIN,PTNO:BG8PC34214 | 01)DRIVETRAIN AUSTRALIA,01)BG8PC34214,BOLT | BG8PC34214 | 3000461 | DRIVETRAIN | DRIVETRAIN | BG8PC34214 | [18 empty] | BOLT | NO MODIFIER | TYPE |  | DIMENSIONS |  | MATERIAL |  | MATERIAL SPECIFICATION |  | HAZARD CLASS |  | CERTIFICATION/STANDARD |  | ADDITIONAL FEATURES EN
STP_009 | Data Enrichment | MKV |  | 2023-07-06 |  |  | 1213045 | 1213045 | BOLT;DRVT,BG8PC345 | BOLT;MNFR:DRIVETRAIN,PTNO:BG8PC345 | 01)DRIVETRAIN AUSTRALIA,01)BG8PC345,BOLT | BG8PC345 | 3000461 | DRIVETRAIN | DRIVETRAIN | BG8PC345 | [18 empty] | BOLT | NO MODIFIER | TYPE |  | DIMENSIONS |  | MATERIAL |  | MATERIAL SPECIFICATION |  | HAZARD CLASS |  | CERTIFICATION/STANDARD |  | ADDITIONAL FEATURES EN
STP_009 | Data Enrichment | MKV |  | 2023-07-06 |  |  | 1213046 | 1213046 | BOLT;DRVT,BG8PC346 | BOLT;MNFR:DRIVETRAIN,PTNO:BG8PC346 | 01)DRIVETRAIN AUSTRALIA,01)BG8PC346,BOLT | BG8PC346 | 3000461 | DRIVETRAIN | DRIVETRAIN | BG8PC346 | [18 empty] | BOLT | NO MODIFIER | TYPE |  | DIMENSIONS |  | MATERIAL |  | MATERIAL SPECIFICATION |  | HAZARD CLASS |  | CERTIFICATION/STANDARD |  | ADDITIONAL FEATURES EN
STP_009 | Data Enrichment | MKV |  | 2023-07-06 |  |  | 1213047 | 1213047 | BOLT;DRVT,BG8PC5811 | BOLT;MNFR:DRIVETRAIN,PTNO:BG8PC5811 | 01)DRIVETRAIN AUSTRALIA,01)BG8PC5811,BOLT | BG8PC5811 | 3000461 | DRIVETRAIN | DRIVETRAIN | BG8PC5811 | [18 empty] | BOLT | NO MODIFIER | TYPE |  | DIMENSIONS |  | MATERIAL |  | MATERIAL SPECIFICATION |  | HAZARD CLASS |  | CERTIFICATION/STANDARD |  | ADDITIONAL FEATURES EN
STP_009 | Data Enrichment | MKV |  | 2023-07-06 |  |  | 1213048 | 1213048 | BOLT;DRVT,BG8PC58214 | BOLT;MNFR:DRIVETRAIN,PTNO:BG8PC58214 | 01)DRIVETRAIN AUSTRALIA,01)BG8PC58214,BOLT | BG8PC58214 | 3000461 | DRIVETRAIN | DRIVETRAIN | BG8PC58214 | [18 empty] | BOLT | NO MODIFIER | TYPE |  | DIMENSIONS |  | MATERIAL |  | MATERIAL SPECIFICATION |  | HAZARD CLASS |  | CERTIFICATION/STANDARD |  | ADDITIONAL FEATURES EN
STP_009 | Data Enrichment | MKV |  | 2023-07-06 |  |  | 1211145 | 1211145 | BOLT;DRVT,BG8PC58712,5/8 IN | BOLT;MNFR:DRIVETRAIN,PTNO:BG8PC58712,ADDITIONAL FEATURES EN:5/8 IN | 01)DRIVETRAIN AUSTRALIA,01)BG8PC58712,BOLT,01)5/8 IN | BG8PC58712 | 3000461 | DRIVETRAIN | DRIVETRAIN | BG8PC58712 | [18 empty] | BOLT | NO MODIFIER | TYPE |  | DIMENSIONS |  | MATERIAL |  | MATERIAL SPECIFICATION |  | HAZARD CLASS |  | CERTIFICATION/STANDARD |  | ADDITIONAL FEATURES EN | 5/8 IN
STP_009 | Data Enrichment | MKV |  | 2023-07-06 |  |  | 1213049 | 1213049 | BOLT;DRVT,BG8PC5875 | BOLT;MNFR:DRIVETRAIN,PTNO:BG8PC5875 | 01)DRIVETRAIN AUSTRALIA,01)BG8PC5875,BOLT | BG8PC5875 | 3000461 | DRIVETRAIN | DRIVETRAIN | BG8PC5875 | [18 empty] | BOLT | NO MODIFIER | TYPE |  | DIMENSIONS |  | MATERIAL |  | MATERIAL SPECIFICATION |  | HAZARD CLASS |  | CERTIFICATION/STANDARD |  | ADDITIONAL FEATURES EN
STP_009 | Data Enrichment | MKV |  | 2023-07-06 |  |  | 1211146 | 1211146 | BOLT;DRVT,BG8PC9163,HEX,9/16 IN | BOLT;MNFR:DRIVETRAIN,PTNO:BG8PC9163,ADDITIONAL FEATURES EN:HEX,9/16 IN | 01)DRIVETRAIN AUSTRALIA,01)BG8PC9163,BOLT,01)HEX,9/16 IN | BG8PC9163 | 3000461 | DRIVETRAIN | DRIVETRAIN | BG8PC9163 | [18 empty] | BOLT | NO MODIFIER | TYPE |  | DIMENSIONS |  | MATERIAL |  | MATERIAL SPECIFICATION |  | HAZARD CLASS |  | CERTIFICATION/STANDARD |  | ADDITIONAL FEATURES EN | HEX,9/16 IN
STP_009 | Data Enrichment | MKV |  | 2023-07-06 |  |  | 1213050 | 1213050 | BOLT;DRVT,BG8PC916412 | BOLT;MNFR:DRIVETRAIN,PTNO:BG8PC916412 | 01)DRIVETRAIN AUSTRALIA,01)BG8PC916412,BOLT | BG8PC916412 | 3000461 | DRIVETRAIN | DRIVETRAIN | BG8PC916412 | [18 empty] | BOLT | NO MODIFIER | TYPE |  | DIMENSIONS |  | MATERIAL |  | MATERIAL SPECIFICATION |  | HAZARD CLASS |  | CERTIFICATION/STANDARD |  | ADDITIONAL FEATURES EN
STP_009 | Data Enrichment | MKV |  | 2023-07-06 |  |  | 1213051 | 1213051 | BOLT;DRVT,BG8PC9166 | BOLT;MNFR:DRIVETRAIN,PTNO:BG8PC9166 | 01)DRIVETRAIN AUSTRALIA,01)BG8PC9166,BOLT | BG8PC9166 | 3000461 | DRIVETRAIN | DRIVETRAIN | BG8PC9166 | [18 empty] | BOLT | NO MODIFIER | TYPE |  | DIMENSIONS |  | MATERIAL |  | MATERIAL SPECIFICATION |  | HAZARD CLASS |  | CERTIFICATION/STANDARD |  | ADDITIONAL FEATURES EN
STP_009 | Data Enrichment | MKV |  | 2023-07-06 |  |  | 1213052 | 1213052 | BOLT;DRVT,BG8PF716114 | BOLT;MNFR:DRIVETRAIN,PTNO:BG8PF716114 | 01)DRIVETRAIN AUSTRALIA,01)BG8PF716114,BOLT | BG8PF716114 | 3000461 | DRIVETRAIN | DRIVETRAIN | BG8PF716114 | [18 empty] | BOLT | NO MODIFIER | TYPE |  | DIMENSIONS |  | MATERIAL |  | MATERIAL SPECIFICATION |  | HAZARD CLASS |  | CERTIFICATION/STANDARD |  | ADDITIONAL FEATURES EN
STP_009 | Data Enrichment | MKV |  | 2023-07-06 |  |  | 1213053 | 1213053 | BOLT;DRVT,BMTS14-160 | BOLT;MNFR:DRIVETRAIN,PTNO:BMTS14-160 | 01)DRIVETRAIN AUSTRALIA,01)BMTS14-160,BOLT | BMTS14-160 | 3000461 | DRIVETRAIN | DRIVETRAIN | BMTS14-160 | [18 empty] | BOLT | NO MODIFIER | TYPE |  | DIMENSIONS |  | MATERIAL |  | MATERIAL SPECIFICATION |  | HAZARD CLASS |  | CERTIFICATION/STANDARD |  | ADDITIONAL FEATURES EN
STP_009 | Data Enrichment | MKV |  | 2023-07-06 |  |  | 1213054 | 1213054 | BOLT;DRVT,BMTS8-90 | BOLT;MNFR:DRIVETRAIN,PTNO:BMTS8-90 | 01)DRIVETRAIN AUSTRALIA,01)BMTS8-90,BOLT | BMTS8-90 | 3000461 | DRIVETRAIN | DRIVETRAIN | BMTS8-90 | [18 empty] | BOLT | NO MODIFIER | TYPE |  | DIMENSIONS |  | MATERIAL |  | MATERIAL SPECIFICATION |  | HAZARD CLASS |  | CERTIFICATION/STANDARD |  | ADDITIONAL FEATURES EN
STP_009 | Data Enrichment | MKV |  | 2023-07-06 |  |  | 1213075 | 1213075 | BOLT;DRVT,IFI00182 | BOLT;MNFR:DRIVETRAIN,PTNO:IFI00182 | 01)DRIVETRAIN AUSTRALIA,01)IFI00182,BOLT | IFI00182 | 3000461 | DRIVETRAIN | DRIVETRAIN | IFI00182 | [18 empty] | BOLT | NO MODIFIER | TYPE |  | DIMENSIONS |  | MATERIAL |  | MATERIAL SPECIFICATION |  | HAZARD CLASS |  | CERTIFICATION/STANDARD |  | ADDITIONAL FEATURES EN
STP_009 | Data Enrichment | MKV |  | 2023-07-06 |  |  | 1213117 | 1213117 | BOLT;DRVT,IFI02493 | BOLT;MNFR:DRIVETRAIN,PTNO:IFI02493 | 01)DRIVETRAIN AUSTRALIA,01)IFI02493,BOLT | IFI02493 | 3000461 | DRIVETRAIN | DRIVETRAIN | IFI02493 | [18 empty] | BOLT | NO MODIFIER | TYPE |  | DIMENSIONS |  | MATERIAL |  | MATERIAL SPECIFICATION |  | HAZARD CLASS |  | CERTIFICATION/STANDARD |  | ADDITIONAL FEATURES EN
STP_009 | Data Enrichment | MKV |  | 2023-07-06 |  |  | 1213149 | 1213149 | BOLT;DRVT,IFI04006 | BOLT;MNFR:DRIVETRAIN,PTNO:IFI04006 | 01)DRIVETRAIN AUSTRALIA,01)IFI04006,BOLT | IFI04006 | 3000461 | DRIVETRAIN | DRIVETRAIN | IFI04006 | [18 empty] | BOLT | NO MODIFIER | TYPE |  | DIMENSIONS |  | MATERIAL |  | MATERIAL SPECIFICATION |  | HAZARD CLASS |  | CERTIFICATION/STANDARD |  | ADDITIONAL FEATURES EN
STP_009 | Data Enrichment | MKV |  | 2023-07-06 |  |  | 1213151 | 1213151 | BOLT;DRVT,IFI04008 | BOLT;MNFR:DRIVETRAIN,PTNO:IFI04008 | 01)DRIVETRAIN AUSTRALIA,01)IFI04008,BOLT | IFI04008 | 3000461 | DRIVETRAIN | DRIVETRAIN | IFI04008 | [18 empty] | BOLT | NO MODIFIER | TYPE |  | DIMENSIONS |  | MATERIAL |  | MATERIAL SPECIFICATION |  | HAZARD CLASS |  | CERTIFICATION/STANDARD |  | ADDITIONAL FEATURES EN
STP_009 | Data Enrichment | MKV |  | 2023-07-06 |  |  | 1213441 | 1213441 | BOLT;DRVT,IFI31376 | BOLT;MNFR:DRIVETRAIN,PTNO:IFI31376 |  | IFI31376 | 3000461 | DRIVETRAIN | DRIVETRAIN | IFI31376 | [18 empty] | BOLT | NO MODIFIER | TYPE |  | DIMENSIONS |  | MATERIAL |  | MATERIAL SPECIFICATION |  | HAZARD CLASS |  | CERTIFICATION/STANDARD |  | ADDITIONAL FEATURES EN
STP_009 | Data Enrichment | MKV |  | 2023-07-06 |  |  | 1273797 | 1273797 | BOLT;MAN,01184-10020,WSHR | BOLT;MNFR:MANITOU,PTNO:01184-10020,ADDITIONAL FEATURES EN:WASHER | 01)HASTINGS DEERING(AUSTRALI,01)01184-10020,BOLT,01)WASHER | 01184-10020 | 3000007 | MANITOU | MANITOU | 01184-10020 | [18 empty] | BOLT | NO MODIFIER | TYPE |  | DIMENSIONS |  | MATERIAL |  | MATERIAL SPECIFICATION |  | HAZARD CLASS |  | CERTIFICATION/STANDARD |  | ADDITIONAL FEATURES EN | WASHER
STP_009 | Data Enrichment | MKV |  | 2023-07-06 |  |  | 1268922 | 1268922 | BOLT;MAN,214A2-12021 | BOLT;MNFR:MANITOU,PTNO:214A2-12021 | 01)JUNGHEINRICH AUSTRALIA PT,01)214A2-12021,BOLT | 214A2-12021 | 3000007 | MANITOU | MANITOU | 214A2-12021 | [18 empty] | BOLT | NO MODIFIER | TYPE |  | DIMENSIONS |  | MATERIAL |  | MATERIAL SPECIFICATION |  | HAZARD CLASS |  | CERTIFICATION/STANDARD |  | ADDITIONAL FEATURES EN
STP_009 | Data Enrichment | MKV |  | 2023-07-06 |  |  | 1269590 | 1269590 | BOLT;MAN,52552319,FLYWHEEL DRIVESHAFT | BOLT;MNFR:MANITOU,PTNO:52552319,ADDITIONAL FEATURES EN:FLYWHEEL DRIVESHAFT | 01)JUNGHEINRICH AUSTRALIA PT,01)52552319,BOLT,01)FLYWHEEL DRIVESHAFT | 52552319 | 3000007 | MANITOU | MANITOU | 52552319 | [18 empty] | BOLT | NO MODIFIER | TYPE |  | DIMENSIONS |  | MATERIAL |  | MATERIAL SPECIFICATION |  | HAZARD CLASS |  | CERTIFICATION/STANDARD |  | ADDITIONAL FEATURES EN | FLYWHEEL DRIVESHAFT
STP_009 | Data Enrichment | MKV |  | 2023-07-06 |  |  | 1268932 | 1268932 | BOLT;MAN,BN-01754-50655 | BOLT;MNFR:MANITOU,PTNO:BN-01754-50655 | 01)JUNGHEINRICH AUSTRALIA PT,01)BN-01754-50655,BOLT | BN-01754-50655 | 3000007 | MANITOU | MANITOU | BN-01754-50655 | [18 empty] | BOLT | NO MODIFIER | TYPE |  | DIMENSIONS |  | MATERIAL |  | MATERIAL SPECIFICATION |  | HAZARD CLASS |  | CERTIFICATION/STANDARD |  | ADDITIONAL FEATURES EN
STP_009 | Data Enrichment | MKV |  | 2023-07-06 |  |  | 1329146 | 1329146 | BOLT;MER,A904990041201 | BOLT;MNFR:MERCEDES,PTNO:A904990041201 | BOLT | A904990041201 | 3000008 | MERCEDES | MERCEDES | A904990041201 | [18 empty] | BOLT | NO MODIFIER | TYPE |  | DIMENSIONS |  | MATERIAL |  | MATERIAL SPECIFICATION |  | HAZARD CLASS |  | CERTIFICATION/STANDARD |  | ADDITIONAL FEATURES EN
STP_009 | Data Enrichment | MKV |  | 2023-07-06 |  |  | 1273917 | 1273917 | BOLT;MER,DE-9909900419,ALTERNATOR MOUNT | BOLT;MNFR:MERCEDES,PTNO:DE-9909900419,ADDITIONAL FEATURES EN:ALTERNATOR MOUNT | 01)PENSKE POWER SYSTEMS,01)DE-9909900419,BOLT,01)ALTERNATOR MOUNT | DE-9909900419 | 3000008 | MERCEDES | MERCEDES | DE-9909900419 | [18 empty] | BOLT | NO MODIFIER | TYPE |  | DIMENSIONS |  | MATERIAL |  | MATERIAL SPECIFICATION |  | HAZARD CLASS |  | CERTIFICATION/STANDARD |  | ADDITIONAL FEATURES EN | ALTERNATOR MOUNT
STP_009 | Data Enrichment | MKV |  | 2023-07-06 |  |  | 1325813 | 1325813 | BOLT;SIE,4311338-0020-1..2 | BOLT;MNFR:SIEMENS,PTNO:4311338-0020-1..2 | BOLT | 4311338-0020-1..2 | 3000032 | SIEMENS | SIEMENS | 4311338-0020-1..2 | [18 empty] | BOLT | NO MODIFIER | TYPE |  | DIMENSIONS |  | MATERIAL |  | MATERIAL SPECIFICATION |  | HAZARD CLASS |  | CERTIFICATION/STANDARD |  | ADDITIONAL FEATURES EN
STP_009 | Data Enrichment | MKV |  | 2023-07-06 |  |  | 1218051 | 1218051 | BOLT;WAR,M20H190ZN | BOLT;MNFR:WARMAN,PTNO:M20H190ZN | BOLT | M20H190ZN | 3000036 | WEIR | WARMAN | M20H190ZN | [18 empty] | BOLT | NO MODIFIER | TYPE |  | DIMENSIONS |  | MATERIAL |  | MATERIAL SPECIFICATION |  | HAZARD CLASS |  | CERTIFICATION/STANDARD |  | ADDITIONAL FEATURES EN
STP_009 | Data Enrichment | MKV |  | 2023-07-06 |  |  | 1274108 | 1274108 | BOLT;WEI,914.103.319 | PERNO;MNFR:WEIR,PTNO:914.103.319, | BOLT | 914.103.319 | 3000036 | WEIR | WEIR | 914.103.319, | [18 empty] | BOLT | NO MODIFIER | TYPE |  | DIMENSIONS |  | MATERIAL |  | MATERIAL SPECIFICATION |  | HAZARD CLASS |  | CERTIFICATION/STANDARD |  | ADDITIONAL FEATURES EN
STP_009 | Data Enrichment | MKV |  | 2023-07-06 |  |  | 1271575 | 1271575 | COVER;3M,532016,SIDE WINDOW,PLTE,SPEEDGL | COVER;MNFR:3M,PTNO:532016,ADDITIONAL FEATURES EN:SIDE WINDOW,PLATE,SPEEDGLAS 9100 | 01)WELDERS PRO SHOP,01)532016,COVER,01)SIDE WINDOW,PLATE,SPEEDGLAS | 532016 | 3000220 | 3M | 3M | 532016 | [18 empty] | COVER | NO MODIFIER | TYPE |  | SIZE |  | MATERIAL |  | HAZARD CLASS |  | CERTIFICATION/STANDARD |  | ADDITIONAL FEATURES EN | SIDE WINDOW,PLATE,SPEEDGLAS 9100
STP_009 | Data Enrichment | MKV |  | 2023-07-06 |  |  | 1271576 | 1271576 | COVER;3M,536000,PIVOT MECH,HEAD HARNESS | COVER;MNFR:3M,PTNO:536000,ADDITIONAL FEATURES EN:PIVOT MECH,HEAD HARNESS | 01)WELDERS PRO SHOP,01)536000,COVER,01)PIVOT MECH,HEAD HARNESS | 536000 | 3000220 | 3M | 3M | 536000 | [18 empty] | COVER | NO MODIFIER | TYPE |  | SIZE |  | MATERIAL |  | HAZARD CLASS |  | CERTIFICATION/STANDARD |  | ADDITIONAL FEATURES EN | PIVOT MECH,HEAD HARNESS
STP_009 | Data Enrichment | MKV |  | 2023-07-06 |  |  | 1266927 | 1266927 | COVER;AB,800FAL01,22MM,PB/SELECT SWITCH | COVER;MNFR:ALLEN BRADLEY,PTNO:800FAL01,ADDITIONAL FEATURES EN:22MM,PB/SELECT SWITCH,PADLOCKABLE | 01)NHP ELECTRICAL ENGINEERIN,01)800FAL01,COVER,01)22MM,PB/SELECT SWITCH,PADLO | 800FAL01 | 3000226 | ALLEN BRADLEY | ALLEN BRADLEY | 800FAL01 | [18 empty] | COVER | NO MODIFIER | TYPE |  | SIZE |  | MATERIAL |  | HAZARD CLASS |  | CERTIFICATION/STANDARD |  | ADDITIONAL FEATURES EN | 22MM,PB/SELECT SWITCH,PADLOCKABLE
STP_009 | Data Enrichment | MKV |  | 2023-07-06 |  |  | 1273586 | 1273586 | COVER;AB,800TN163,PADLCK,800T/H,Selector | COVER;MNFR:ALLEN BRADLEY,PTNO:800TN163,ADDITIONAL FEATURES EN:PADLOCK,800T/H,Selector Switch | 01)SHERRIFF ELECTRICAL SUPPL,01)800TN163,COVER,01)PADLOCK,800T/H,SELECTOR SWI | 800TN163 | 3000226 | ALLEN BRADLEY | ALLEN BRADLEY | 800TN163 | [18 empty] | COVER | NO MODIFIER | TYPE |  | SIZE |  | MATERIAL |  | HAZARD CLASS |  | CERTIFICATION/STANDARD |  | ADDITIONAL FEATURES EN | PADLOCK,800T/H,Selector Switch
STP_009 | Data Enrichment | MKV |  | 2023-07-06 |  |  | 1274287 | 1274287 | COVER;AIR FLTR,DONA,P785651 | COVER;SIZE:AIR FILTER,MATERIAL:,ADDITIONAL FEATURES EN:NMC516-011-065- 002 MFR:DONALDSON, PTNO:P785651 | 01)NATIONWIDE MINING CORP PT,01)NMC516-011-065-002,EN_01)AIR FILTER,EN_01),01)NMC516-011-065-002 | P785651 | 3000264 | DONALDSON COMPANY INC |  | P785651 | [18 empty] | COVER | NO MODIFIER | TYPE |  | SIZE | AIR FILTER | MATERIAL |  | HAZARD CLASS |  | CERTIFICATION/STANDARD |  | ADDITIONAL FEATURES EN | NMC516-011-065- 002 MFR:DONALDSON
STP_009 | Data Enrichment | MKV |  | 2023-07-06 |  |  | 1217885 | 1217885 | COVER;ASWP,DU 6100460374 | COVER;MNFR:AUSWEEP,PTNO:DU 6100460374 | 01)AUSTRALIAN SWEEPER CORP P,01)DU 6100460374,COVER | DU 6100460374 | 3000416 | AUSWEEP | AUSWEEP | DU 6100460374 | [18 empty] | COVER | NO MODIFIER | TYPE |  | SIZE |  | MATERIAL |  | HAZARD CLASS |  | CERTIFICATION/STANDARD |  | ADDITIONAL FEATURES EN
STP_009 | Data Enrichment | MKV |  | 2023-07-06 |  |  | 1270993 | 1270993 | COVER;CASJ,360243A2,LWR,STEERING COLUMN | COVER;MNFR:CASE J I CO,PTNO:360243A2,ADDITIONAL FEATURES EN:LOWER,STEERING COLUMN | 01)MAK DIESEL & EARTHMOVING,01)360243A2,COVER,01)LOWER,STEERING COLUMN | 360243A2 | 3000248 | CASE J I CO | CASE J I CO | 360243A2 | [18 empty] | COVER | NO MODIFIER | TYPE |  | SIZE |  | MATERIAL |  | HAZARD CLASS |  | CERTIFICATION/STANDARD |  | ADDITIONAL FEATURES EN | LOWER,STEERING COLUMN
STP_009 | Data Enrichment | MKV |  | 2023-07-06 |  |  | 1270994 | 1270994 | COVER;CASJ,373689A2,UPR,STEERING COLUMN | COVER;MNFR:CASE J I CO,PTNO:373689A2,ADDITIONAL FEATURES EN:UPPER,STEERING COLUMN | 01)MAK DIESEL & EARTHMOVING,01)373689A2,COVER,01)UPPER,STEERING COLUMN | 373689A2 | 3000248 | CASE J I CO | CASE J I CO | 373689A2 | [18 empty] | COVER | NO MODIFIER | TYPE |  | SIZE |  | MATERIAL |  | HAZARD CLASS |  | CERTIFICATION/STANDARD |  | ADDITIONAL FEATURES EN | UPPER,STEERING COLUMN
STP_009 | Data Enrichment | MKV |  | 2023-07-06 |  |  | 1332082 | 1332082 | COVER;CUM,3070780 | COVER;MNFR:CUMMINS,PTNO:3070780 | COVER | 3070780 | 3000018 | CUMMINS | CUMMINS | 3070780 | [18 empty] | COVER | NO MODIFIER | TYPE |  | SIZE |  | MATERIAL |  | HAZARD CLASS |  | CERTIFICATION/STANDARD |  | ADDITIONAL FEATURES EN
STP_009 | Data Enrichment | MKV |  | 2023-07-06 |  |  | 1332174 | 1332174 | COVER;CUM,4919073 | COVER;MNFR:CUMMINS,PTNO:4919073 | COVER | 4919073 | 3000018 | CUMMINS | CUMMINS | 4919073 | [18 empty] | COVER | NO MODIFIER | TYPE |  | SIZE |  | MATERIAL |  | HAZARD CLASS |  | CERTIFICATION/STANDARD |  | ADDITIONAL FEATURES EN
STP_009 | Data Enrichment | MKV |  | 2023-07-06 |  |  | 1252806 | 1252806 | COVER;DIEC,3E.1645501 | COVER;MNFR:DIECI,PTNO:3E.1645501,ADDITIONAL FEATURES EN:DOOR, INTERNAL | COVER,01)DOOR, INTERNAL | 3E.1645501 | 3000511 | DIECI | DIECI | 3E.1645501 | [18 empty] | COVER | NO MODIFIER | TYPE |  | SIZE |  | MATERIAL |  | HAZARD CLASS |  | CERTIFICATION/STANDARD |  | ADDITIONAL FEATURES EN | DOOR,INTERNAL
STP_009 | Data Enrichment | MKV |  | 2023-07-06 |  |  | 1252880 | 1252880 | COVER;DIEC,3E.31235 | COVER;MNFR:DIECI,PTNO:3E.31235,ADDITIONAL FEATURES EN:CASING | COVER,01)CASING | 3E.31235 | 3000511 | DIECI | DIECI | 3E.31235 | [18 empty] | COVER | NO MODIFIER | TYPE |  | SIZE |  | MATERIAL |  | HAZARD CLASS |  | CERTIFICATION/STANDARD |  | ADDITIONAL FEATURES EN | CASING
STP_009 | Data Enrichment | MKV |  | 2023-07-06 |  |  | 1252854 | 1252854 | COVER;DIEC,4C.113626 | COVER;MNFR:DIECI,PTNO:4C.113626,ADDITIONAL FEATURES EN:FUSE BOX | COVER,01)FUSE BOX | 4C.113626 | 3000511 | DIECI | DIECI | 4C.113626 | [18 empty] | COVER | NO MODIFIER | TYPE |  | SIZE |  | MATERIAL |  | HAZARD CLASS |  | CERTIFICATION/STANDARD |  | ADDITIONAL FEATURES EN | FUSE BOX
STP_009 | Data Enrichment | MKV |  | 2023-07-06 |  |  | 1333349 | 1333349 | COVER;DIEC,4C-100025 | COVER;MNFR:DIECI,PTNO:4C-100025,ADDITIONAL FEATURES EN:TERMINAL,BLACK | COVER,01)TERMINAL,BLACK | 4C-100025 | 3000511 | DIECI | DIECI | 4C-100025 | [18 empty] | COVER | NO MODIFIER | TYPE |  | SIZE |  | MATERIAL |  | HAZARD CLASS |  | CERTIFICATION/STANDARD |  | ADDITIONAL FEATURES EN | TERMINAL,BLACK
STP_009 | Data Enrichment | MKV |  | 2023-07-06 |  |  | 1252834 | 1252834 | COVER;DIEC,6S.PLA951DX | COVER;MNFR:DIECI,PTNO:6S.PLA951DX,ADDITIONAL FEATURES EN:PANEL, RH | COVER,01)PANEL, RH | 6S.PLA951DX | 3000511 | DIECI | DIECI | 6S.PLA951DX | [18 empty] | COVER | NO MODIFIER | TYPE |  | SIZE |  | MATERIAL |  | HAZARD CLASS |  | CERTIFICATION/STANDARD |  | ADDITIONAL FEATURES EN | PANEL,RH
STP_009 | Data Enrichment | MKV |  | 2023-07-06 |  |  | 1252969 | 1252969 | COVER;DIEC,6S.PLA951SX | COVER;MNFR:DIECI,PTNO:6S.PLA951SX,ADDITIONAL FEATURES EN:PANEL, LH SIDE | COVER,01)PANEL, LH SIDE | 6S.PLA951SX | 3000511 | DIECI | DIECI | 6S.PLA951SX | [18 empty] | COVER | NO MODIFIER | TYPE |  | SIZE |  | MATERIAL |  | HAZARD CLASS |  | CERTIFICATION/STANDARD |  | ADDITIONAL FEATURES EN | PANEL,LH SIDE
STP_009 | Data Enrichment | MKV |  | 2023-07-06 |  |  | 1333490 | 1333490 | COVER;DIEC,BSC0037 | COVER;MNFR:DIECI,PTNO:BSC0037,ADDITIONAL FEATURES EN:NUT | COVER,01)NUT | BSC0037 | 3000511 | DIECI | DIECI | BSC0037 | [18 empty] | COVER | NO MODIFIER | TYPE |  | SIZE |  | MATERIAL |  | HAZARD CLASS |  | CERTIFICATION/STANDARD |  | ADDITIONAL FEATURES EN | NUT
STP_009 | Data Enrichment | MKV |  | 2023-07-06 |  |  | 1333484 | 1333484 | COVER;DIEC,BSH8969 | COVER;MNFR:DIECI,PTNO:BSH8969,ADDITIONAL FEATURES EN:SHEATH | COVER,01)SHEATH | BSH8969 | 3000511 | DIECI | DIECI | BSH8969 | [18 empty] | COVER | NO MODIFIER | TYPE |  | SIZE |  | MATERIAL |  | HAZARD CLASS |  | CERTIFICATION/STANDARD |  | ADDITIONAL FEATURES EN | SHEATH
STP_009 | Data Enrichment | MKV |  | 2023-07-06 |  |  | 1332946 | 1332946 | COVER;DIEC,BSM3068 | COVER;MNFR:DIECI,PTNO:BSM3068,ADDITIONAL FEATURES EN:UPPER | COVER,01)UPPER | BSM3068 | 3000511 | DIECI | DIECI | BSM3068 | [18 empty] | COVER | NO MODIFIER | TYPE |  | SIZE |  | MATERIAL |  | HAZARD CLASS |  | CERTIFICATION/STANDARD |  | ADDITIONAL FEATURES EN | UPPER
STP_009 | Data Enrichment | MKV |  | 2023-07-06 |  |  | 1333599 | 1333599 | COVER;DIEC,BSM3087 | COVER;MNFR:DIECI,PTNO:BSM3087,ADDITIONAL FEATURES EN:AIR CONDITIONING PROTECTION | COVER,01)AIR CONDITIONING PROTECTION | BSM3087 | 3000511 | DIECI | DIECI | BSM3087 | [18 empty] | COVER | NO MODIFIER | TYPE |  | SIZE |  | MATERIAL |  | HAZARD CLASS |  | CERTIFICATION/STANDARD |  | ADDITIONAL FEATURES EN | AIR CONDITIONING PROTECTION
STP_009 | Data Enrichment | MKV |  | 2023-07-06 |  |  | 1333446 | 1333446 | COVER;DIEC,BWB0101 | COVER;MNFR:DIECI,PTNO:BWB0101,ADDITIONAL FEATURES EN:SHEATH | COVER,01)SHEATH | BWB0101 | 3000511 | DIECI | DIECI | BWB0101 | [18 empty] | COVER | NO MODIFIER | TYPE |  | SIZE |  | MATERIAL |  | HAZARD CLASS |  | CERTIFICATION/STANDARD |  | ADDITIONAL FEATURES EN | SHEATH
STP_009 | Data Enrichment | MKV |  | 2023-07-06 |  |  | 1333483 | 1333483 | COVER;DIEC,BWB0514 | COVER;MNFR:DIECI,PTNO:BWB0514,ADDITIONAL FEATURES EN:SHEATH | COVER,01)SHEATH | BWB0514 | 3000511 | DIECI | DIECI | BWB0514 | [18 empty] | COVER | NO MODIFIER | TYPE |  | SIZE |  | MATERIAL |  | HAZARD CLASS |  | CERTIFICATION/STANDARD |  | ADDITIONAL FEATURES EN | SHEATH
STP_009 | Data Enrichment | MKV |  | 2023-07-06 |  |  | 1333480 | 1333480 | COVER;DIEC,BWD1120 | COVER;MNFR:DIECI,PTNO:BWD1120,ADDITIONAL FEATURES EN:COWLING | COVER,01)COWLING | BWD1120 | 3000511 | DIECI | DIECI | BWD1120 | [18 empty] | COVER | NO MODIFIER | TYPE |  | SIZE |  | MATERIAL |  | HAZARD CLASS |  | CERTIFICATION/STANDARD |  | ADDITIONAL FEATURES EN | COWLING
STP_009 | Data Enrichment | MKV |  | 2023-07-06 |  |  | 1333479 | 1333479 | COVER;DIEC,BWD1122 | COVER;MNFR:DIECI,PTNO:BWD1122,ADDITIONAL FEATURES EN:COWLING | COVER,01)COWLING | BWD1122 | 3000511 | DIECI | DIECI | BWD1122 | [18 empty] | COVER | NO MODIFIER | TYPE |  | SIZE |  | MATERIAL |  | HAZARD CLASS |  | CERTIFICATION/STANDARD |  | ADDITIONAL FEATURES EN | COWLING
STP_009 | Data Enrichment | MKV |  | 2023-07-06 |  |  | 1333605 | 1333605 | COVER;DIEC,RIV0000028 | COVER;MNFR:DIECI,PTNO:RIV0000028,ADDITIONAL FEATURES EN:REAR | COVER,01)REAR | RIV0000028 | 3000511 | DIECI | DIECI | RIV0000028 | [18 empty] | COVER | NO MODIFIER | TYPE |  | SIZE |  | MATERIAL |  | HAZARD CLASS |  | CERTIFICATION/STANDARD |  | ADDITIONAL FEATURES EN | REAR
STP_009 | Data Enrichment | MKV |  | 2023-07-06 |  |  | 1333471 | 1333471 | COVER;DIEC,RIV0000074 | COVER;MNFR:DIECI,PTNO:RIV0000074,ADDITIONAL FEATURES EN:ENGINE,MATERIAL:PLASTIC | COVER,01)ENGINE,MATERIAL:PLASTIC | RIV0000074 | 3000511 | DIECI | DIECI | RIV0000074 | [18 empty] | COVER | NO MODIFIER | TYPE |  | SIZE |  | MATERIAL | PLASTIC | HAZARD CLASS |  | CERTIFICATION/STANDARD |  | ADDITIONAL FEATURES EN | ENGINE
STP_009 | Data Enrichment | MKV |  | 2023-07-06 |  |  | 1333595 | 1333595 | COVER;DIEC,RIV0000090 | COVER;MNFR:DIECI,PTNO:RIV0000090,ADDITIONAL FEATURES EN:REAR | COVER,01)REAR | RIV0000090 | 3000511 | DIECI | DIECI | RIV0000090 | [18 empty] | COVER | NO MODIFIER | TYPE |  | SIZE |  | MATERIAL |  | HAZARD CLASS |  | CERTIFICATION/STANDARD |  | ADDITIONAL FEATURES EN | REAR
STP_009 | Data Enrichment | MKV |  | 2023-07-06 |  |  | 1333294 | 1333294 | COVER;DIEC,RIV0000110 | COVER;MNFR:DIECI,PTNO:RIV0000110,ADDITIONAL FEATURES EN:FRONT | COVER,01)FRONT | RIV0000110 | 3000511 | DIECI | DIECI | RIV0000110 | [18 empty] | COVER | NO MODIFIER | TYPE |  | SIZE |  | MATERIAL |  | HAZARD CLASS |  | CERTIFICATION/STANDARD |  | ADDITIONAL FEATURES EN | FRONT
STP_009 | Data Enrichment | MKV |  | 2023-07-06 |  |  | 1333470 | 1333470 | COVER;DIEC,RIV0000125 | COVER;MNFR:DIECI,PTNO:RIV0000125,ADDITIONAL FEATURES EN:MOTOR | COVER,01)MOTOR | RIV0000125 | 3000511 | DIECI | DIECI | RIV0000125 | [18 empty] | COVER | NO MODIFIER | TYPE |  | SIZE |  | MATERIAL |  | HAZARD CLASS |  | CERTIFICATION/STANDARD |  | ADDITIONAL FEATURES EN | MOTOR
STP_009 | Data Enrichment | MKV |  | 2023-07-06 |  |  | 1269071 | 1269071 | COVER;DRAG,3354259,BATRY,INTEGRAL SEAL | COVER;MNFR:DRAEGER,PTNO:3354259,ADDITIONAL FEATURES EN:BATTERY,INTEGRAL SEAL | 01)ALLIANCE SAFETY EQUIPMENT,01)3354259,COVER,01)BATTERY,INTEGRAL SEAL | 3354259 | 3000423 | DRAEGER | DRAEGER | 3354259 | [18 empty] | COVER | NO MODIFIER | TYPE |  | SIZE |  | MATERIAL |  | HAZARD CLASS |  | CERTIFICATION/STANDARD |  | ADDITIONAL FEATURES EN | BATTERY,INTEGRAL SEAL
STP_009 | Data Enrichment | MKV |  | 2023-07-06 |  |  | 1213130 | 1213130 | COVER;DRVT,IFI02833 | COVER;MNFR:DRIVETRAIN,PTNO:IFI02833 | 01)DRIVETRAIN AUSTRALIA,01)IFI02833,COVER | IFI02833 | 3000461 | DRIVETRAIN | DRIVETRAIN | IFI02833 | [18 empty] | COVER | NO MODIFIER | TYPE |  | SIZE |  | MATERIAL |  | HAZARD CLASS |  | CERTIFICATION/STANDARD |  | ADDITIONAL FEATURES EN
STP_009 | Data Enrichment | MKV |  | 2023-07-06 |  |  | 1213299 | 1213299 | COVER;DRVT,IFI24965 | COVER;MNFR:DRIVETRAIN,PTNO:IFI24965 | 01)DRIVETRAIN AUSTRALIA,01)IFI24965,COVER | IFI24965 | 3000461 | DRIVETRAIN | DRIVETRAIN | IFI24965 | [18 empty] | COVER | NO MODIFIER | TYPE |  | SIZE |  | MATERIAL |  | HAZARD CLASS |  | CERTIFICATION/STANDARD |  | ADDITIONAL FEATURES EN
STP_009 | Data Enrichment | MKV |  | 2023-07-06 |  |  | 1213037 | 1213037 | COVER;DRVT,IFI24968,VLV | COVER;MNFR:DRIVETRAIN,PTNO:IFI24968,ADDITIONAL FEATURES EN:VALVE | 01)DRIVETRAIN AUSTRALIA,01)IFI24968,COVER,01)VALVE | IFI24968 | 3000461 | DRIVETRAIN | DRIVETRAIN | IFI24968 | [18 empty] | COVER | NO MODIFIER | TYPE |  | SIZE |  | MATERIAL |  | HAZARD CLASS |  | CERTIFICATION/STANDARD |  | ADDITIONAL FEATURES EN | VALVE
STP_009 | Data Enrichment | MKV |  | 2023-07-06 |  |  | 1213449 | 1213449 | COVER;DRVT,IFI31460 | COVER;MNFR:DRIVETRAIN,PTNO:IFI31460 |  | IFI31460 | 3000461 | DRIVETRAIN | DRIVETRAIN | IFI31460 | [18 empty] | COVER | NO MODIFIER | TYPE |  | SIZE |  | MATERIAL |  | HAZARD CLASS |  | CERTIFICATION/STANDARD |  | ADDITIONAL FEATURES EN
STP_009 | Data Enrichment | MKV |  | 2023-07-06 |  |  | 1271641 | 1271641 | COVER;DRVT,IFI34330,SEAT | COVER;MNFR:DRIVETRAIN,PTNO:IFI34330,ADDITIONAL FEATURES EN:SEAT |  | IFI34330 | 3000461 | DRIVETRAIN | DRIVETRAIN | IFI34330 | [18 empty] | COVER | NO MODIFIER | TYPE |  | SIZE |  | MATERIAL |  | HAZARD CLASS |  | CERTIFICATION/STANDARD |  | ADDITIONAL FEATURES EN | SEAT
STP_009 | Data Enrichment | MKV |  | 2023-07-06 |  |  | 1273266 | 1273266 | COVER;FLSM,1000473536,TOP,FEEDBOX | COVER;MNFR:FLSMIDTH,PTNO:1000473536,ADDITIONAL FEATURES EN:TOP,FEEDBOX, TYPE-2 ROUGHER/CLEANER SCAVENGER FLOATION | COVER,01)TOP,FEEDBOX,02) TYPE-2 ROUGHER/CLEANE | 1000473536 | 3000426 | FLSMIDTH | FLSMIDTH | 1000473536 | [18 empty] | COVER | NO MODIFIER | TYPE |  | SIZE |  | MATERIAL |  | HAZARD CLASS |  | CERTIFICATION/STANDARD |  | ADDITIONAL FEATURES EN | TOP,FEEDBOX,TYPE-2 ROUGHER/CLEANER SCAVENGER FLOATION
STP_009 | Data Enrichment | MKV |  | 2023-07-06 |  |  | 1210939 | 1210939 | COVER;HOWD,STACK FAN-NDE, INCLUDING PIPI | COVER;MNFR:HOWDEN,PTNO:STACK FAN-NDE,ADDITIONAL FEATURES EN: INCLUDING PIPING ( EXCLUDES BEARING SLEEVES & INSTRUMENTATION ),NON DRIVE END 10 IN SAF BEARING ASSEMBLY | 01)HOWDEN AUSTRALIA PTY LTD,01)STACK FAN-NDE,COVER,01) INCLUDING PIPING ( EXCLUDE,02)NON DRIVE END 10 IN SAF BEA | STACK FAN-NDE | 3000429 | HOWDEN | HOWDEN | STACK FAN-NDE | [18 empty] | COVER | NO MODIFIER | TYPE |  | SIZE |  | MATERIAL |  | HAZARD CLASS |  | CERTIFICATION/STANDARD |  | ADDITIONAL FEATURES EN | INCLUDING PIPING ( EXCLUDES BEARING SLEEVES & INSTRUMENTATION ),NON DRIVE END 10 IN SAF BEARING ASSEMBLY
STP_009 | Data Enrichment | MKV |  | 2023-07-06 |  |  | 1268778 | 1268778 | COVER;MAN,243C6-42491BNG,LH | COVER;MNFR:MANITOU,PTNO:243C6-42491BNG,ADDITIONAL FEATURES EN:LH | 01)JUNGHEINRICH AUSTRALIA PT,01)243C6-42491BNG,COVER,01)LH | 243C6-42491BNG | 3000007 | MANITOU | MANITOU | 243C6-42491BNG | [18 empty] | COVER | NO MODIFIER | TYPE |  | SIZE |  | MATERIAL |  | HAZARD CLASS |  | CERTIFICATION/STANDARD |  | ADDITIONAL FEATURES EN | LH
STP_009 | Data Enrichment | MKV |  | 2023-07-06 |  |  | 1271015 | 1271015 | COVER;MAN,563487 | COVER;MNFR:MANITOU,PTNO:563487 | 01)JUNGHEINRICH AUSTRALIA PT,01)563487,COVER | 563487 | 3000007 | MANITOU | MANITOU | 563487 | [18 empty] | COVER | NO MODIFIER | TYPE |  | SIZE |  | MATERIAL |  | HAZARD CLASS |  | CERTIFICATION/STANDARD |  | ADDITIONAL FEATURES EN
STP_009 | Data Enrichment | MKV |  | 2023-07-06 |  |  | 1268777 | 1268777 | COVER;MAN,749589,CAUL | COVER;MNFR:MANITOU,PTNO:749589,ADDITIONAL FEATURES EN:CAUL | 01)JUNGHEINRICH AUSTRALIA PT,01)749589,COVER,01)CAUL | 749589 | 3000007 | MANITOU | MANITOU | 749589 | [18 empty] | COVER | NO MODIFIER | TYPE |  | SIZE |  | MATERIAL |  | HAZARD CLASS |  | CERTIFICATION/STANDARD |  | ADDITIONAL FEATURES EN | CAUL
STP_009 | Data Enrichment | MKV |  | 2023-07-06 |  |  | 1269043 | 1269043 | COVER;MILW,31420002,DST | COVER;MNFR:MILWAUKEE ELECTRIC TOOL,PTNO:31420002,ADDITIONAL FEATURES EN:DUST | 01)TOOL 'N' TACKLE,01)31420002,COVER,01)DUST | 31420002 | 3000317 | MILWAUKEE ELECTRIC TOOL | MILWAUKEE ELECTRIC TOOL | 31420002 | [18 empty] | COVER | NO MODIFIER | TYPE |  | SIZE |  | MATERIAL |  | HAZARD CLASS |  | CERTIFICATION/STANDARD |  | ADDITIONAL FEATURES EN | DUST
STP_009 | Data Enrichment | MKV |  | 2023-07-06 |  |  | 1273479 | 1273479 | COVER;NHP,150TC3,SMC-FLEX TERMINAL,IP20 | COVER;MNFR:NHP,PTNO:150TC3,ADDITIONAL FEATURES EN:SMC-FLEX TERMINAL,IP20 RATING FOR 150F 317-480A |  | 150TC3 | 3000664 | NHP | NHP | 150TC3 | [18 empty] | COVER | NO MODIFIER | TYPE |  | SIZE |  | MATERIAL |  | HAZARD CLASS |  | CERTIFICATION/STANDARD |  | ADDITIONAL FEATURES EN | SMC-FLEX TERMINAL,IP20 RATING FOR 150F 317-480A
STP_009 | Data Enrichment | MKV |  | 2023-07-06 |  |  | 1275304 | 1275304 | COVER;NHP,D7A6PR5,GD,YELLOW FOR E/STOP | COVER;MNFR:NHP,PTNO:D7A6PR5,ADDITIONAL FEATURES EN:GUARD,YELLOW FOR E/STOP | 01)CNW (MOUNT ISA) ELECT WHO,01)NHPD7A6PR5,COVER,01)GUARD,YELLOW FOR E/STOP | D7A6PR5 | 3000664 | NHP | NHP | D7A6PR5 | [18 empty] | COVER | NO MODIFIER | TYPE |  | SIZE |  | MATERIAL |  | HAZARD CLASS |  | CERTIFICATION/STANDARD |  | ADDITIONAL FEATURES EN | GUARD,YELLOW FOR E/STOP
STP_009 | Data Enrichment | MKV |  | 2023-07-06 |  |  | 1272712 | 1272712 | COVER;NHP,T2CF124SLHP,TRMNL,CF LONG,FORB | COVER;MNFR:NHP,PTNO:T2CF124SLHP,ADDITIONAL FEATURES EN:TERMINAL,CF LONG,FOR 4P ZS125,BRAND:TBP | 01)CNW (MOUNT ISA) ELECT WHO,01)NHPT2CF124SLHP,COVER,01)TERMINAL,CF LONG,FOR 4P ZS1 | T2CF124SLHP | 3000664 | NHP | NHP | T2CF124SLHP | [18 empty] | COVER | NO MODIFIER | TYPE |  | SIZE |  | MATERIAL |  | HAZARD CLASS |  | CERTIFICATION/STANDARD |  | ADDITIONAL FEATURES EN | TERMINAL,CF LONG,FOR 4P ZS125 | [60 empty] | BRAND:TBP
STP_009 | Data Enrichment | MKV |  | 2023-07-06 |  |  | 1272720 | 1272720 | COVER;NHP,T2CF254SLHP,TRMNL,CF LONG,F/4P | COVER;MNFR:NHP,PTNO:T2CF254SLHP,ADDITIONAL FEATURES EN:TERMINAL,CF LONG,F/4P ZS250,BRAND:TBP | 01)CNW (MOUNT ISA) ELECT WHO,01)NHPT2CF254SLHP,COVER,01)TERMINAL,CF LONG,F/4P ZS250 | T2CF254SLHP | 3000664 | NHP | NHP | T2CF254SLHP | [18 empty] | COVER | NO MODIFIER | TYPE |  | SIZE |  | MATERIAL |  | HAZARD CLASS |  | CERTIFICATION/STANDARD |  | ADDITIONAL FEATURES EN | TERMINAL,CF LONG,F/4P ZS250 | [60 empty] | BRAND:TBP
STP_009 | Data Enrichment | MKV |  | 2023-07-06 |  |  | 1272733 | 1272733 | COVER;NHP,T2CF25L3SLHP,TRMNL,CF LONG,F/3 | COVER;MNFR:NHP,PTNO:T2CF25L3SLHP,ADDITIONAL FEATURES EN:TERMINAL,CF LONG,F/3P A250/P,BRAND:TBP | 01)CNW (MOUNT ISA) ELECT WHO,01)NHPT2CF25L3SLHP,COVER,01)TERMINAL,CF LONG,F/3P A250/ | T2CF25L3SLHP | 3000664 | NHP | NHP | T2CF25L3SLHP | [18 empty] | COVER | NO MODIFIER | TYPE |  | SIZE |  | MATERIAL |  | HAZARD CLASS |  | CERTIFICATION/STANDARD |  | ADDITIONAL FEATURES EN | TERMINAL,CF LONG,F/3P A250/P | [60 empty] | BRAND:TBP
STP_009 | Data Enrichment | MKV |  | 2023-07-06 |  |  | 1272725 | 1272725 | COVER;NHP,TPCF163SLNPH,TRMNL,CF LONG,F/3 | COVER;MNFR:NHP,PTNO:TPCF163SLNPH,ADDITIONAL FEATURES EN:TERMINAL,CF LONG,F/3P P160,BRAND:TBP | 01)CNW (MOUNT ISA) ELECT WHO,01)NHPTPCF163SLNPH,COVER,01)TERMINAL,CF LONG,F/3P P160 | TPCF163SLNPH | 3000664 | NHP | NHP | TPCF163SLNPH | [18 empty] | COVER | NO MODIFIER | TYPE |  | SIZE |  | MATERIAL |  | HAZARD CLASS |  | CERTIFICATION/STANDARD |  | ADDITIONAL FEATURES EN | TERMINAL,CF LONG,F/3P P160 | [60 empty] | BRAND:TBP
STP_009 | Data Enrichment | MKV |  | 2023-07-06 |  |  | 1272887 | 1272887 | COVER;SCHN,C2025CWE,PLTE,DBL GPO,WHT,BRA | COVER;MNFR:SCHNEIDER INC,PTNO:C2025CWE,ADDITIONAL FEATURES EN:PLATE,DBL GPO,WHITE,BRAND:CLIPSAL | 01)CNW (MOUNT ISA) ELECT WHO,01)CLIC2025CWE,COVER,01)PLATE,DBL GPO,WHITE,02)BRAND:CLIPSAL | C2025CWE | 3000344 | SCHNEIDER INC | SCHNEIDER INC | C2025CWE | [18 empty] | COVER | NO MODIFIER | TYPE |  | SIZE |  | MATERIAL |  | HAZARD CLASS |  | CERTIFICATION/STANDARD |  | ADDITIONAL FEATURES EN | PLATE,DBL GPO,WHITE | [60 empty] | BRAND:CLIPSAL
STP_009 | Data Enrichment | MKV |  | 2023-07-06 |  |  | 1272888 | 1272888 | COVER;SCHN,C2031CWE,PLTE,1 GANG,WHT | COVER;MNFR:SCHNEIDER INC,PTNO:C2031CWE,ADDITIONAL FEATURES EN:PLATE,1 GANG,WHITE | 01)CNW (MOUNT ISA) ELECT WHO,01)CLIC2031CWE,COVER,01)PLATE,1 GANG,WHITE | C2031CWE | 3000344 | SCHNEIDER INC | SCHNEIDER INC | C2031CWE | [18 empty] | COVER | NO MODIFIER | TYPE |  | SIZE |  | MATERIAL |  | HAZARD CLASS |  | CERTIFICATION/STANDARD |  | ADDITIONAL FEATURES EN | PLATE,1 GANG,WHITE
STP_009 | Data Enrichment | MKV |  | 2023-07-06 |  |  | 1272889 | 1272889 | COVER;SCHN,C2033CWE,PLTE,3 GANG,WHT | COVER;MNFR:SCHNEIDER INC,PTNO:C2033CWE,ADDITIONAL FEATURES EN:PLATE,3 GANG,WHITE | 01)CNW (MOUNT ISA) ELECT WHO,01)CLIC2033CWE,COVER,01)PLATE,3 GANG,WHITE | C2033CWE | 3000344 | SCHNEIDER INC | SCHNEIDER INC | C2033CWE | [18 empty] | COVER | NO MODIFIER | TYPE |  | SIZE |  | MATERIAL |  | HAZARD CLASS |  | CERTIFICATION/STANDARD |  | ADDITIONAL FEATURES EN | PLATE,3 GANG,WHITE
STP_009 | Data Enrichment | MKV |  | 2023-07-06 |  |  | 1275741 | 1275741 | COVER;SCHN,XVBC081,TOP | COVER;MNFR:SCHNEIDER INC,PTNO:XVBC081,ADDITIONAL FEATURES EN:TOP | 01)RS COMPONENTS PTY LTD,01)XVBC081,COVER,01)TOP | XVBC081 | 3000344 | SCHNEIDER INC | SCHNEIDER INC | XVBC081 | [18 empty] | COVER | NO MODIFIER | TYPE |  | SIZE |  | MATERIAL |  | HAZARD CLASS |  | CERTIFICATION/STANDARD |  | ADDITIONAL FEATURES EN | TOP
STP_009 | Data Enrichment | MKV |  | 2023-07-06 |  |  | 1335156 | 1335156 | COVER;SIE,332 | COVER;MNFR:SIEMENS,PTNO:332 | COVER | 332 | 3000032 | SIEMENS | SIEMENS | 332 | [18 empty] | COVER | NO MODIFIER | TYPE |  | SIZE |  | MATERIAL |  | HAZARD CLASS |  | CERTIFICATION/STANDARD |  | ADDITIONAL FEATURES EN
STP_009 | Data Enrichment | MKV |  | 2023-07-06 |  |  | 1335155 | 1335155 | COVER;SIE,333 | COVER;MNFR:SIEMENS,PTNO:333 | COVER | 333 | 3000032 | SIEMENS | SIEMENS | 333 | [18 empty] | COVER | NO MODIFIER | TYPE |  | SIZE |  | MATERIAL |  | HAZARD CLASS |  | CERTIFICATION/STANDARD |  | ADDITIONAL FEATURES EN
STP_009 | Data Enrichment | MKV |  | 2023-07-06 |  |  | 1335154 | 1335154 | COVER;SIE,334 | COVER;MNFR:SIEMENS,PTNO:334 | COVER | 334 | 3000032 | SIEMENS | SIEMENS | 334 | [18 empty] | COVER | NO MODIFIER | TYPE |  | SIZE |  | MATERIAL |  | HAZARD CLASS |  | CERTIFICATION/STANDARD |  | ADDITIONAL FEATURES EN
STP_009 | Data Enrichment | MKV |  | 2023-07-06 |  |  | 1272983 | 1272983 | COVER;SKF,ASNH218,END | COVER;MNFR:SKF,PTNO:ASNH218,ADDITIONAL FEATURES EN:END | 01)APPLIED INDUSTRIAL TECHNO,01)ASNH218,COVER,01)END | ASNH218 | 3000348 | SKF | SKF | ASNH218 | [18 empty] | COVER | NO MODIFIER | TYPE |  | SIZE |  | MATERIAL |  | HAZARD CLASS |  | CERTIFICATION/STANDARD |  | ADDITIONAL FEATURES EN | END
STP_009 | Data Enrichment | MKV |  | 2023-07-06 |  |  | 1268685 | 1268685 | COVER;SKF,ASNH516-613,END | COVER;MNFR:SKF,PTNO:ASNH516-613,ADDITIONAL FEATURES EN:END | 01)APPLIED INDUSTRIAL TECHNO M,01)ASNH516-613,COVER,01)END | ASNH516-613 | 3000348 | SKF | SKF | ASNH516-613 | [18 empty] | COVER | NO MODIFIER | TYPE |  | SIZE |  | MATERIAL |  | HAZARD CLASS |  | CERTIFICATION/STANDARD |  | ADDITIONAL FEATURES EN | END
STP_009 | Data Enrichment | MKV |  | 2023-07-06 |  |  | 1266536 | 1266536 | COVER;TECO,TEC186/D225,SUIT D225 FRAME | COVER;MNFR:TECO,PTNO:TEC186/D225,ADDITIONAL FEATURES EN:SUIT D225 FRAME, MAXE3 MILD STL FAN COW | 01)TECO AUSTRALIA PTY LTD,01)TEC186/D225,COVER,01)SUIT D225 FRAME, MAXE3 MILD | TEC186/D225 | 3000444 | TECO | TECO | TEC186/D225 | [18 empty] | COVER | NO MODIFIER | TYPE |  | SIZE |  | MATERIAL |  | HAZARD CLASS |  | CERTIFICATION/STANDARD |  | ADDITIONAL FEATURES EN | SUIT D225 FRAME,MAXE3 MILD STL FAN COW
STP_009 | Data Enrichment | MKV |  | 2023-07-06 |  |  | 1266537 | 1266537 | COVER;TECO,TEC187/RCD225,RAIN,SUIT D225 | COVER;MNFR:TECO,PTNO:TEC187/RCD225,ADDITIONAL FEATURES EN:RAIN,SUIT D225 MOTOR | 01)TECO AUSTRALIA PTY LTD,01)TEC187/RCD225,COVER,01)RAIN,SUIT D225 MOTOR | TEC187/RCD225 | 3000444 | TECO | TECO | TEC187/RCD225 | [18 empty] | COVER | NO MODIFIER | TYPE |  | SIZE |  | MATERIAL |  | HAZARD CLASS |  | CERTIFICATION/STANDARD |  | ADDITIONAL FEATURES EN | RAIN,SUIT D225 MOTOR
STP_009 | Data Enrichment | MKV |  | 2023-07-06 |  |  | 1268690 | 1268690 | COVER;TENN,1054849,IDL | COVER;MNFR:TENNANT,PTNO:1054849,ADDITIONAL FEATURES EN:IDLER | 01)TENNANT (2501800),01)1054849,COVER,01)IDLER | 1054849 | 3000358 | TENNANT | TENNANT | 1054849 | [18 empty] | COVER | NO MODIFIER | TYPE |  | SIZE |  | MATERIAL |  | HAZARD CLASS |  | CERTIFICATION/STANDARD |  | ADDITIONAL FEATURES EN | IDLER
STP_009 | Data Enrichment | MKV |  | 2023-07-06 |  |  | 1269487 | 1269487 | COVER;THGM,27420,SPLASH CUT.RET.800TK V | COVER;MNFR:THERMO GAMMA-METRICS,PTNO:27420,ADDITIONAL FEATURES EN:SPLASH CUT.RET.800TK V | 01)THERMO GAMMA-METRICS PTY,01)27420,COVER,01)SPLASH CUT.RET.800TK V | 27420 | 3000468 | THERMO GAMMA-METRICS | THERMO GAMMA-METRICS | 27420 | [18 empty] | COVER | NO MODIFIER | TYPE |  | SIZE |  | MATERIAL |  | HAZARD CLASS |  | CERTIFICATION/STANDARD |  | ADDITIONAL FEATURES EN | SPLASH CUT.RET.800TK V
STP_009 | Data Enrichment | MKV |  | 2023-07-06 |  |  | 1266233 | 1266233 | COVER;TORR,EC515-612TIM,SEALNG,STL | COVER;MNFR:TIMKEN BEARING,PTNO:EC515-612TIM,ADDITIONAL FEATURES EN:SEALING,STEEL | 01)CONSOLIDATED BEARING CO (,01)EC515-612TIM,COVER,01)SEALING,STEEL | EC515-612TIM | 3000360 | TIMKEN BEARING | TIMKEN BEARING | EC515-612TIM | [18 empty] | COVER | NO MODIFIER | TYPE |  | SIZE |  | MATERIAL |  | HAZARD CLASS |  | CERTIFICATION/STANDARD |  | ADDITIONAL FEATURES EN | SEALING,STEEL
STP_009 | Data Enrichment | MKV |  | 2023-07-06 |  |  | 1266236 | 1266236 | COVER;TORR,EC524-620TIM,PLMRBLK,STL | COVER;MNFR:TIMKEN BEARING,PTNO:EC524-620TIM,ADDITIONAL FEATURES EN:PLUMMER BLOCK,STEEL | 01)CONSOLIDATED BEARING CO (,01)EC524-620TIM,COVER,01)PLUMMER BLOCK,STEEL | EC524-620TIM | 3000360 | TIMKEN BEARING | TIMKEN BEARING | EC524-620TIM | [18 empty] | COVER | NO MODIFIER | TYPE |  | SIZE |  | MATERIAL |  | HAZARD CLASS |  | CERTIFICATION/STANDARD |  | ADDITIONAL FEATURES EN | PLUMMER BLOCK,STEEL
STP_009 | Data Enrichment | MKV |  | 2023-07-06 |  |  | 1240430 | 1240430 | COVER;WEI,D024-10-E62 | COVER;MNFR:WEIR,PTNO:D024-10-E62,ADDITIONAL FEATURES EN:END D20 ZINC PLATED | COUVERCLES,01)TYPE:END,D20,ZINC PLATED,01)TYPE:FIN,D20,ZINGUE | D024-10-E62 | 3000036 | WEIR | WEIR | D024-10-E62 | [18 empty] | COVER | NO MODIFIER | TYPE |  | SIZE |  | MATERIAL |  | HAZARD CLASS |  | CERTIFICATION/STANDARD |  | ADDITIONAL FEATURES EN | END D20 ZINC PLATED
STP_009 | Data Enrichment | MKV |  | 2023-07-06 |  |  | 1210799 | 1210799 | COVER;WEI,GMCR25018R508,PLATE LINER | COVER;MNFR:WEIR,PTNO:GMCR25018R508,ADDITIONAL FEATURES EN:PLATE LINER | 01)WEIR MINERALS AUSTRALIA L,01)GMCR25018R508,COVER,01)PLATE LINER | GMCR25018R508 | 3000036 | WEIR | WEIR | GMCR25018R508 | [18 empty] | COVER | NO MODIFIER | TYPE |  | SIZE |  | MATERIAL |  | HAZARD CLASS |  | CERTIFICATION/STANDARD |  | ADDITIONAL FEATURES EN | PLATE LINER
STP_009 | Data Enrichment | MKV |  | 2023-07-06 |  |  | 1218817 | 1218817 | COVER;YOKG,ADCV01 | COVER;MNFR:YOKOGAWA,PTNO:ADCV01 |  | ADCV01 | 3000446 | YOKOGAWA | YOKOGAWA | ADCV01 | [18 empty] | COVER | NO MODIFIER | TYPE |  | SIZE |  | MATERIAL |  | HAZARD CLASS |  | CERTIFICATION/STANDARD |  | ADDITIONAL FEATURES EN
STP_009 | Data Enrichment | MKV |  | 2023-07-06 |  |  | 1248110 | 1248110 | HANDLE;ABB,1SCA022381R2290 | HANDLE;MNFR:ABB,PTNO:1SCA022381R2290 | HANDLE | 1SCA022381R2290 | 3000014 | ABB | ABB | 1SCA022381R2290 | [18 empty] | HANDLE | NO MODIFIER | TYPE |  | SIZE |  | MATERIAL |  | HAZARD CLASS |  | CERTIFICATION/STANDARD |  | ADDITIONAL FEATURES EN
STP_009 | Data Enrichment | MKV |  | 2023-07-06 |  |  | 1215347 | 1215347 | HANDLE;ABB,1SDA051381R1 | HANDLE;MNFR:ABB,PTNO:1SDA051381R1 | HANDLE | 1SDA051381R1 | 3000014 | ABB | ABB | 1SDA051381R1 | [18 empty] | HANDLE | NO MODIFIER | TYPE |  | SIZE |  | MATERIAL |  | HAZARD CLASS |  | CERTIFICATION/STANDARD |  | ADDITIONAL FEATURES EN
STP_009 | Data Enrichment | MKV |  | 2023-07-06 |  |  | 1324827 | 1324827 | HANDLE;ABB,ENC-ACC-00030 | HANDLE;MNFR:ABB,PTNO:ENC-ACC-00030 | HANDLE | ENC-ACC-00030 | 3000014 | ABB | ABB | ENC-ACC-00030 | [18 empty] | HANDLE | NO MODIFIER | TYPE |  | SIZE |  | MATERIAL |  | HAZARD CLASS |  | CERTIFICATION/STANDARD |  | ADDITIONAL FEATURES EN
STP_009 | Data Enrichment | MKV |  | 2023-07-06 |  |  | 1248651 | 1248651 | HANDLE;ABB,ISDAA99005A1 | HANDLE;MNFR:ABB,PTNO:ISDAA99005A1 | HANDLE | ISDAA99005A1 | 3000014 | ABB | ABB | ISDAA99005A1 | [18 empty] | HANDLE | NO MODIFIER | TYPE |  | SIZE |  | MATERIAL |  | HAZARD CLASS |  | CERTIFICATION/STANDARD |  | ADDITIONAL FEATURES EN
STP_009 | Data Enrichment | MKV |  | 2023-07-06 |  |  | 1324684 | 1324684 | HANDLE;ABB,OHB125N12 | HANDLE;MNFR:ABB,PTNO:OHB125N12 | HANDLE | OHB125N12 | 3000014 | ABB | ABB | OHB125N12 | [18 empty] | HANDLE | NO MODIFIER | TYPE |  | SIZE |  | MATERIAL |  | HAZARD CLASS |  | CERTIFICATION/STANDARD |  | ADDITIONAL FEATURES EN
STP_009 | Data Enrichment | MKV |  | 2023-07-06 |  |  | 1270755 | 1270755 | HANDLE;ABB,OHB45J6,ISLR,PISTOL,RED/BLACK | HANDLE;MNFR:ABB,PTNO:OHB45J6,ADDITIONAL FEATURES EN:ISOLATOR,PISTOL,RED/BLACK,45MM | 01)REXEL AUSTRALIA,01)OHB45J6,HANDLE,01)ISOLATOR,PISTOL,RED/BLACK,4 | OHB45J6 | 3000014 | ABB | ABB | OHB45J6 | [18 empty] | HANDLE | NO MODIFIER | TYPE |  | SIZE |  | MATERIAL |  | HAZARD CLASS |  | CERTIFICATION/STANDARD |  | ADDITIONAL FEATURES EN | ISOLATOR,PISTOL,RED/BLACK,45MM
STP_009 | Data Enrichment | MKV |  | 2023-07-06 |  |  | 1269869 | 1269869 | HANDLE;ABB,OHB65J6 | HANDLE;MNFR:ABB,PTNO:OHB65J6 | HANDLE | OHB65J6 | 3000014 | ABB | ABB | OHB65J6 | [18 empty] | HANDLE | NO MODIFIER | TYPE |  | SIZE |  | MATERIAL |  | HAZARD CLASS |  | CERTIFICATION/STANDARD |  | ADDITIONAL FEATURES EN
STP_009 | Data Enrichment | MKV |  | 2023-07-06 |  |  | 1248647 | 1248647 | HANDLE;ABB,OHB95JI2 | HANDLE;MNFR:ABB,PTNO:OHB95JI2 | HANDLE | OHB95JI2 | 3000014 | ABB | ABB | OHB95JI2 | [18 empty] | HANDLE | NO MODIFIER | TYPE |  | SIZE |  | MATERIAL |  | HAZARD CLASS |  | CERTIFICATION/STANDARD |  | ADDITIONAL FEATURES EN
STP_009 | Data Enrichment | MKV |  | 2023-07-06 |  |  | 1211096 | 1211096 | HANDLE;ABB,OHBS2AJ | HANDLE;MNFR:ABB,PTNO:OHBS2AJ | 01)CNW (MOUNT ISA) ELECT WHO,01)OHBS2AJ,HANDLE | OHBS2AJ | 3000014 | ABB | ABB | OHBS2AJ | [18 empty] | HANDLE | NO MODIFIER | TYPE |  | SIZE |  | MATERIAL |  | HAZARD CLASS |  | CERTIFICATION/STANDARD |  | ADDITIONAL FEATURES EN
STP_009 | Data Enrichment | MKV |  | 2023-07-06 |  |  | 1332680 | 1332680 | HANDLE;ABB,OHM125L12,PISTOL,125MM F 12MM | HANDLE;MNFR:ABB,PTNO:OHM125L12,ADDITIONAL FEATURES EN:PISTOL,125MM F 12MM SS | 01)CNW (MOUNT ISA) ELECT WHO,01)ABBOHM125L12,HANDLE,01)PISTOL,125MM F 12MM SS | OHM125L12 | 3000014 | ABB | ABB | OHM125L12 | [18 empty] | HANDLE | NO MODIFIER | TYPE |  | SIZE |  | MATERIAL |  | HAZARD CLASS |  | CERTIFICATION/STANDARD |  | ADDITIONAL FEATURES EN | PISTOL,125MM F 12MM SS
STP_009 | Data Enrichment | MKV |  | 2023-07-06 |  |  | 1215535 | 1215535 | HANDLE;ABB,OHM175L12,ELECTRIC STARTER CA | HANDLE;MNFR:ABB,PTNO:OHM175L12,ADDITIONAL FEATURES EN:ELECTRIC STARTER CABINET, 175 MM | HANDLE,01)ELECTRIC STARTER CABINET, 175 MM,01)CABINET DEMARREUR ELECTRIQUE, 175 MM | OHM175L12 | 3000014 | ABB | ABB | OHM175L12 | [18 empty] | HANDLE | NO MODIFIER | TYPE |  | SIZE |  | MATERIAL |  | HAZARD CLASS |  | CERTIFICATION/STANDARD |  | ADDITIONAL FEATURES EN | ELECTRIC STARTER CABINET,175 MM
STP_009 | Data Enrichment | MKV |  | 2023-07-06 |  |  | 1324641 | 1324641 | HANDLE;ABB,YASDA28 | HANDLE;MNFR:ABB,PTNO:YASDA28 | HANDLE | YASDA28 | 3000014 | ABB | ABB | YASDA28 | [18 empty] | HANDLE | NO MODIFIER | TYPE |  | SIZE |  | MATERIAL |  | HAZARD CLASS |  | CERTIFICATION/STANDARD |  | ADDITIONAL FEATURES EN
STP_009 | Data Enrichment | MKV |  | 2023-07-06 |  |  | 1252965 | 1252965 | HANDLE;DIEC,2I.013011 | HANDLE;MNFR:DIECI,PTNO:2I.013011,ADDITIONAL FEATURES EN:REAR | HANDLE,01)REAR | 2I.013011 | 3000511 | DIECI | DIECI | 2I.013011 | [18 empty] | HANDLE | NO MODIFIER | TYPE |  | SIZE |  | MATERIAL |  | HAZARD CLASS |  | CERTIFICATION/STANDARD |  | ADDITIONAL FEATURES EN | REAR
STP_009 | Data Enrichment | MKV |  | 2023-07-06 |  |  | 1332995 | 1332995 | HANDLE;DIEC,3E.31320 | HANDLE;MNFR:DIECI,PTNO:3E.31320,ADDITIONAL FEATURES EN:LEFT ROOF | HANDLE,01)LEFT ROOF | 3E.31320 | 3000511 | DIECI | DIECI | 3E.31320 | [18 empty] | HANDLE | NO MODIFIER | TYPE |  | SIZE |  | MATERIAL |  | HAZARD CLASS |  | CERTIFICATION/STANDARD |  | ADDITIONAL FEATURES EN | LEFT ROOF
STP_009 | Data Enrichment | MKV |  | 2023-07-06 |  |  | 1332976 | 1332976 | HANDLE;DIEC,3E.31321 | HANDLE;MNFR:DIECI,PTNO:3E.31321,ADDITIONAL FEATURES EN:ROOF,RIGHT | HANDLE,01)ROOF,RIGHT | 3E.31321 | 3000511 | DIECI | DIECI | 3E.31321 | [18 empty] | HANDLE | NO MODIFIER | TYPE |  | SIZE |  | MATERIAL |  | HAZARD CLASS |  | CERTIFICATION/STANDARD |  | ADDITIONAL FEATURES EN | ROOF,RIGHT
STP_009 | Data Enrichment | MKV |  | 2023-07-06 |  |  | 1332939 | 1332939 | HANDLE;DIEC,BWD0820 | HANDLE;MNFR:DIECI,PTNO:BWD0820,ADDITIONAL FEATURES EN:LOCKED | HANDLE,01)LOCKED | BWD0820 | 3000511 | DIECI | DIECI | BWD0820 | [18 empty] | HANDLE | NO MODIFIER | TYPE |  | SIZE |  | MATERIAL |  | HAZARD CLASS |  | CERTIFICATION/STANDARD |  | ADDITIONAL FEATURES EN | LOCKED
STP_009 | Data Enrichment | MKV |  | 2023-07-06 |  |  | 1213354 | 1213354 | HANDLE;DRVT,IFI27540,GRAB | HANDLE;MNFR:DRIVETRAIN,PTNO:IFI27540,ADDITIONAL FEATURES EN:GRAB | 01)DRIVETRAIN AUSTRALIA,01)IFI27540,HANDLE,01)GRAB | IFI27540 | 3000461 | DRIVETRAIN | DRIVETRAIN | IFI27540 | [18 empty] | HANDLE | NO MODIFIER | TYPE |  | SIZE |  | MATERIAL |  | HAZARD CLASS |  | CERTIFICATION/STANDARD |  | ADDITIONAL FEATURES EN | GRAB
STP_009 | Data Enrichment | MKV |  | 2023-07-06 |  |  | 1211041 | 1211041 | HANDLE;DRVT,IFI27568 | HANDLE;MNFR:DRIVETRAIN,PTNO:IFI27568 | 01)DRIVETRAIN,01)IFI27568,HANDLE | IFI27568 | 3000461 | DRIVETRAIN | DRIVETRAIN | IFI27568 | [18 empty] | HANDLE | NO MODIFIER | TYPE |  | SIZE |  | MATERIAL |  | HAZARD CLASS |  | CERTIFICATION/STANDARD |  | ADDITIONAL FEATURES EN
STP_009 | Data Enrichment | MKV |  | 2023-07-06 |  |  | 1274099 | 1274099 | HANDLE;MAN,251098 | HANDLE;MNFR:MANITOU,PTNO:251098 | 01)JUNGHEINRICH AUSTRALIA PT,01)251098,HANDLE | 251098 | 3000007 | MANITOU | MANITOU | 251098 | [18 empty] | HANDLE | NO MODIFIER | TYPE |  | SIZE |  | MATERIAL |  | HAZARD CLASS |  | CERTIFICATION/STANDARD |  | ADDITIONAL FEATURES EN
STP_009 | Data Enrichment | MKV |  | 2023-07-06 |  |  | 1213905 | 1213905 | HANDLE;MAN,29069,EX SYD | HANDLE;MNFR:MANITOU,PTNO:29069,ADDITIONAL FEATURES EN:EX SYD | 01)JUNGHEINRICH AUSTRALIA PT,01)290609,HANDLE,01)EX SYD | 29069 | 3000007 | MANITOU | MANITOU | 29069 | [18 empty] | HANDLE | NO MODIFIER | TYPE |  | SIZE |  | MATERIAL |  | HAZARD CLASS |  | CERTIFICATION/STANDARD |  | ADDITIONAL FEATURES EN | EX SYD
STP_009 | Data Enrichment | MKV |  | 2023-07-06 |  |  | 1273079 | 1273079 | HANDLE;MAN,750479 | HANDLE;MNFR:MANITOU,PTNO:750479 | 01)RDO EQUIPMENT PTY LTD,01)750479,HANDLE | 750479 | 3000007 | MANITOU | MANITOU | 750479 | [18 empty] | HANDLE | NO MODIFIER | TYPE |  | SIZE |  | MATERIAL |  | HAZARD CLASS |  | CERTIFICATION/STANDARD |  | ADDITIONAL FEATURES EN
STP_009 | Data Enrichment | MKV |  | 2023-07-06 |  |  | 1269338 | 1269338 | HANDLE;MILW,204120004,SUIT M18FHM-0 SDS | HANDLE;MNFR:MILWAUKEE ELECTRIC TOOL,PTNO:204120004,ADDITIONAL FEATURES EN:SUIT M18FHM-0 SDS MAX | 01)MOUNT ISA MINING SUPPLIES,01)204120004,HANDLE,01)SUIT M18FHM-0 SDS MAX | 204120004 | 3000317 | MILWAUKEE ELECTRIC TOOL | MILWAUKEE ELECTRIC TOOL | 204120004 | [18 empty] | HANDLE | NO MODIFIER | TYPE |  | SIZE |  | MATERIAL |  | HAZARD CLASS |  | CERTIFICATION/STANDARD |  | ADDITIONAL FEATURES EN | SUIT M18FHM-0 SDS MAX
STP_009 | Data Enrichment | MKV |  | 2023-07-06 |  |  | 1269054 | 1269054 | HANDLE;MILW,304057001,AVS SIDE | HANDLE;MNFR:MILWAUKEE ELECTRIC TOOL,PTNO:304057001,ADDITIONAL FEATURES EN:AVS SIDE | 01)TOOL 'N' TACKLE,01)304057001,HANDLE,01)AVS SIDE | 304057001 | 3000317 | MILWAUKEE ELECTRIC TOOL | MILWAUKEE ELECTRIC TOOL | 304057001 | [18 empty] | HANDLE | NO MODIFIER | TYPE |  | SIZE |  | MATERIAL |  | HAZARD CLASS |  | CERTIFICATION/STANDARD |  | ADDITIONAL FEATURES EN | AVS SIDE
STP_009 | Data Enrichment | MKV |  | 2023-07-06 |  |  | 1273419 | 1273419 | HANDLE;NHP,14132111,EXTRNL,MOUNT S1 TYPE | HANDLE;MNFR:NHP,PTNO:14132111,ADDITIONAL FEATURES EN:EXTERNAL,MOUNT S1 TYPE,IP65,BLUE,NO OF POLE:3 |  | 14132111 | 3000664 | NHP | NHP | 14132111 | [18 empty] | HANDLE | NO MODIFIER | TYPE |  | SIZE |  | MATERIAL |  | HAZARD CLASS |  | CERTIFICATION/STANDARD |  | ADDITIONAL FEATURES EN | EXTERNAL,MOUNT S1 TYPE,IP65,BLUE | [60 empty] | NO OF POLE:3
STP_009 | Data Enrichment | MKV |  | 2023-07-06 |  |  | 1274688 | 1274688 | HANDLE;NHP,14731111,FRONT PANEL,IP66,BLK | HANDLE;MNFR:NHP,PTNO:14731111,ADDITIONAL FEATURES EN:FRONT PANEL,IP66,BLACK,16-80A | 01)CNW (MOUNT ISA) ELECT WHO,01)NHP14731111,HANDLE,01)FRONT PANEL,02)IP66,BLACK,16-80A | 14731111 | 3000664 | NHP | NHP | 14731111 | [18 empty] | HANDLE | NO MODIFIER | TYPE |  | SIZE |  | MATERIAL |  | HAZARD CLASS |  | CERTIFICATION/STANDARD |  | ADDITIONAL FEATURES EN | FRONT PANEL,IP66,BLACK,16-80A
STP_009 | Data Enrichment | MKV |  | 2023-07-06 |  |  | 1269496 | 1269496 | HANDLE;NHP,NHP14731113,EXTERNAL MOUNT | HANDLE;MNFR:NHP,PTNO:NHP14731113,ADDITIONAL FEATURES EN:EXTERNAL MOUNT | 01)CNW (MOUNT ISA) ELECT WHO,01)NHP14731113,HANDLE,01)EXTERNAL MOUNT | NHP14731113 | 3000664 | NHP | NHP | NHP14731113 | [18 empty] | HANDLE | NO MODIFIER | TYPE |  | SIZE |  | MATERIAL |  | HAZARD CLASS |  | CERTIFICATION/STANDARD |  | ADDITIONAL FEATURES EN | EXTERNAL MOUNT
STP_009 | Data Enrichment | MKV |  | 2023-07-06 |  |  | 1266622 | 1266622 | HANDLE;NHP,NHPCELHDSZSC,DOOR SWING,CEL | HANDLE;MNFR:NHP,PTNO:NHPCELHDSZSC,ADDITIONAL FEATURES EN:DOOR SWING,CEL PBD ACC IP66 METAL | 01)CNW (MOUNT ISA) ELECT WHO,01)NHPCELHDSZSC,HANDLE,01)DOOR SWING,CEL PBD ACC IP6 | NHPCELHDSZSC | 3000664 | NHP | NHP | NHPCELHDSZSC | [18 empty] | HANDLE | NO MODIFIER | TYPE |  | SIZE |  | MATERIAL |  | HAZARD CLASS |  | CERTIFICATION/STANDARD |  | ADDITIONAL FEATURES EN | DOOR SWING,CEL PBD ACC IP66 METAL
STP_009 | Data Enrichment | MKV |  | 2023-07-06 |  |  | 1272408 | 1272408 | HANDLE;NHP,T2HP12R6BN,T2 EXTENSION,IP65 | HANDLE;MNFR:NHP,PTNO:T2HP12R6BN,ADDITIONAL FEATURES EN:T2 EXTENSION,IP65,COMPATIBLE FRAME SIZE: 125 AF,COLOUR: BLACK,CUBICLE ISOLATOR,SUITABLE FOR MCCB E125,S125 |  | T2HP12R6BN | 3000664 | NHP | NHP | T2HP12R6BN | [18 empty] | HANDLE | NO MODIFIER | TYPE |  | SIZE |  | MATERIAL |  | HAZARD CLASS |  | CERTIFICATION/STANDARD |  | ADDITIONAL FEATURES EN | T2 EXTENSION,IP65 | [60 empty] | COMPATIBLE FRAME SIZE: 125 AF,COLOUR: BLACK,CUBICLE ISOLATOR,SUITABLE FOR MCCB E125,S125
STP_009 | Data Enrichment | MKV |  | 2023-07-06 |  |  | 1272715 | 1272715 | HANDLE;NHP,TPHS12R5GM,HS,IP55,FOR ZS125 | HANDLE;MNFR:NHP,PTNO:TPHS12R5GM,ADDITIONAL FEATURES EN:HS,IP55,FOR ZS125,GREY,BRAND:TBP | 01)CNW (MOUNT ISA) ELECT WHO,01)NHPTPHS12R5GM,HANDLE,01)HS,IP55,FOR ZS125,GREY,BRAN | TPHS12R5GM | 3000664 | NHP | NHP | TPHS12R5GM | [18 empty] | HANDLE | NO MODIFIER | TYPE |  | SIZE |  | MATERIAL |  | HAZARD CLASS |  | CERTIFICATION/STANDARD |  | ADDITIONAL FEATURES EN | HS,IP55,FOR ZS125,GREY | [60 empty] | BRAND:TBP
STP_009 | Data Enrichment | MKV |  | 2023-07-06 |  |  | 1272728 | 1272728 | HANDLE;NHP,TPHS16R5GM,HS,IP55,F/P160,GRE | HANDLE;MNFR:NHP,PTNO:TPHS16R5GM,ADDITIONAL FEATURES EN:HS,IP55,F/P160,GREY,BRAND:TBP | 01)CNW (MOUNT ISA) ELECT WHO,01)NHPTPHS16R5GM,HANDLE,01)HS,IP55,F/P160,GREY,BRAND:T | TPHS16R5GM | 3000664 | NHP | NHP | TPHS16R5GM | [18 empty] | HANDLE | NO MODIFIER | TYPE |  | SIZE |  | MATERIAL |  | HAZARD CLASS |  | CERTIFICATION/STANDARD |  | ADDITIONAL FEATURES EN | HS,IP55,F/P160,GREY | [60 empty] | BRAND:TBP
STP_009 | Data Enrichment | MKV |  | 2023-07-06 |  |  | 1272732 | 1272732 | HANDLE;NHP,TPHS25R5GM,HS,IP55,F/P250,GRE | HANDLE;MNFR:NHP,PTNO:TPHS25R5GM,ADDITIONAL FEATURES EN:HS,IP55,F/P250,GREY,BRAND:TBP | 01)CNW (MOUNT ISA) ELECT WHO,01)NHPTPHS25R5GM,HANDLE,01)HS,IP55,F/P250,GREY,BRAND:T | TPHS25R5GM | 3000664 | NHP | NHP | TPHS25R5GM | [18 empty] | HANDLE | NO MODIFIER | TYPE |  | SIZE |  | MATERIAL |  | HAZARD CLASS |  | CERTIFICATION/STANDARD |  | ADDITIONAL FEATURES EN | HS,IP55,F/P250,GREY | [60 empty] | BRAND:TBP
STP_009 | Data Enrichment | MKV |  | 2023-07-06 |  |  | 1272721 | 1272721 | HANDLE;NHP,TPHS25SR5GM,HS,IP55,FOR B/L16 | HANDLE;MNFR:NHP,PTNO:TPHS25SR5GM,ADDITIONAL FEATURES EN:HS,IP55,FOR B/L160/250/ZS250,BRAND:TBP | 01)CNW (MOUNT ISA) ELECT WHO,01)NHPTPHS25SR5GM,HANDLE,01)HS,IP55,FOR B/L160/250/ZS25 | TPHS25SR5GM | 3000664 | NHP | NHP | TPHS25SR5GM | [18 empty] | HANDLE | NO MODIFIER | TYPE |  | SIZE |  | MATERIAL |  | HAZARD CLASS |  | CERTIFICATION/STANDARD |  | ADDITIONAL FEATURES EN | HS,IP55,FOR B/L160/250/ZS250 | [60 empty] | BRAND:TBP
STP_009 | Data Enrichment | MKV |  | 2023-07-06 |  |  | 1272665 | 1272665 | HANDLE;RITL,2435000,ERGOFORM-S,DIE-CAST | HANDLE;MNFR:RITTAL,PTNO:2435000,ADDITIONAL FEATURES EN:ERGOFORM-S,DIE-CAST,ZINC,RAL7035 | 01)CNW (MOUNT ISA) ELECT WHO,01)RIT2435000,HANDLE,01)ERGOFORM-S,DIE-CAST,02)ZINC,RAL7035 | 2435000 | 3000653 | RITTAL | RITTAL | 2435000 | [18 empty] | HANDLE | NO MODIFIER | TYPE |  | SIZE |  | MATERIAL |  | HAZARD CLASS |  | CERTIFICATION/STANDARD |  | ADDITIONAL FEATURES EN | ERGOFORM-S,DIE-CAST,ZINC,RAL7035
STP_009 | Data Enrichment | MKV |  | 2023-07-06 |  |  | 1214020 | 1214020 | HANDLE;SIE,3KX3.176-0E | HANDLE;MNFR:SIEMENS,PTNO:3KX3.176-0E | HANDLE | 3KX3.176-0E | 3000032 | SIEMENS | SIEMENS | 3KX3.176-0E | [18 empty] | HANDLE | NO MODIFIER | TYPE |  | SIZE |  | MATERIAL |  | HAZARD CLASS |  | CERTIFICATION/STANDARD |  | ADDITIONAL FEATURES EN
STP_009 | Data Enrichment | MKV |  | 2023-07-06 |  |  | 1321980 | 1321980 | HANDLE;SIE,3SA1162 | HANDLE;MNFR:SIEMENS,PTNO:3SA1162 | HANDLE | 3SA1162 | 3000032 | SIEMENS | SIEMENS | 3SA1162 | [18 empty] | HANDLE | NO MODIFIER | TYPE |  | SIZE |  | MATERIAL |  | HAZARD CLASS |  | CERTIFICATION/STANDARD |  | ADDITIONAL FEATURES EN
STP_009 | Data Enrichment | MKV |  | 2023-07-06 |  |  | 1214224 | 1214224 | HANDLE;SIE,3SA1167 | HANDLE;MNFR:SIEMENS,PTNO:3SA1167 | HANDLE | 3SA1167 | 3000032 | SIEMENS | SIEMENS | 3SA1167 | [18 empty] | HANDLE | NO MODIFIER | TYPE |  | SIZE |  | MATERIAL |  | HAZARD CLASS |  | CERTIFICATION/STANDARD |  | ADDITIONAL FEATURES EN
STP_009 | Data Enrichment | MKV |  | 2023-07-06 |  |  | 1214021 | 1214021 | HANDLE;SIE,8UC44.04-0EB01 | HANDLE;MNFR:SIEMENS,PTNO:8UC44.04-0EB01 | HANDLE | 8UC44.04-0EB01 | 3000032 | SIEMENS | SIEMENS | 8UC44.04-0EB01 | [18 empty] | HANDLE | NO MODIFIER | TYPE |  | SIZE |  | MATERIAL |  | HAZARD CLASS |  | CERTIFICATION/STANDARD |  | ADDITIONAL FEATURES EN
STP_009 | Data Enrichment | MKV |  | 2023-07-06 |  |  | 1324660 | 1324660 | HANDLE;SIE,8UC61 11-1BB10 | HANDLE;MNFR:SIEMENS,PTNO:8UC61 11-1BB10 | HANDLE | 8UC61 11-1BB10 | 3000032 | SIEMENS | SIEMENS | 8UC61 11-1BB10 | [18 empty] | HANDLE | NO MODIFIER | TYPE |  | SIZE |  | MATERIAL |  | HAZARD CLASS |  | CERTIFICATION/STANDARD |  | ADDITIONAL FEATURES EN
STP_009 | Data Enrichment | MKV |  | 2023-07-06 |  |  | 1324206 | 1324206 | HANDLE;SIE,8UC62 12-1BB20 | HANDLE;MNFR:SIEMENS,PTNO:8UC62 12-1BB20 | HANDLE | 8UC62 12-1BB20 | 3000032 | SIEMENS | SIEMENS | 8UC62 12-1BB20 | [18 empty] | HANDLE | NO MODIFIER | TYPE |  | SIZE |  | MATERIAL |  | HAZARD CLASS |  | CERTIFICATION/STANDARD |  | ADDITIONAL FEATURES EN
STP_009 | Data Enrichment | MKV |  | 2023-07-06 |  |  | 1324768 | 1324768 | HANDLE;SIE,8UC63 13-1BB30 | HANDLE;MNFR:SIEMENS,PTNO:8UC63 13-1BB30 | HANDLE | 8UC63 13-1BB30 | 3000032 | SIEMENS | SIEMENS | 8UC63 13-1BB30 | [18 empty] | HANDLE | NO MODIFIER | TYPE |  | SIZE |  | MATERIAL |  | HAZARD CLASS |  | CERTIFICATION/STANDARD |  | ADDITIONAL FEATURES EN
STP_009 | Data Enrichment | MKV |  | 2023-07-06 |  |  | 1271574 | 1271574 | HOLDER,BATRY;3M,531000,SPEEDGLAS 9100 | HOLDER,BATTERY;MNFR:3M,PTNO:531000,ADDITIONAL FEATURES EN:SPEEDGLAS 9100 | 01)WELDERS PRO SHOP,01)531000,HOLDER,BATTERY,01)SPEEDGLAS 9100 | 531000 | 3000220 | 3M | 3M | 531000 | [18 empty] | HOLDER | BATTERY | TYPE |  | BATTERY TYPE |  | NUMBER OF BATTERIES |  | VOLTAGE RATING |  | MATERIAL |  | SIZE |  | CONTACT MATERIAL |  | CONNECTION TYPE |  | TEMPERATURE RATING |  | HAZARD CLASS |  | CERTIFICATION/STANDARD |  | ADDITIONAL FEATURES EN | SPEEDGLAS 9100
STP_009 | Data Enrichment | MKV |  | 2023-07-06 |  |  | 1324719 | 1324719 | HOLDER,FUS;1.2 KVAC,20 A,CERAMIC BLACK | HOLDER,FUSE;VOLTAGE RATING:1.2 KVAC,CURRENT RATING:20 A,HOLDER MATERIAL:CERAMIC BLACK,TERMINAL TYPE:FRONT CONNECTED,ADDITIONAL FEATURES EN:RED SPOT,MNFR:SIEMENS,PTNO:3NWCM20F | 1.2 KVAC,20 A,EN_01)CERAMIC BLACK,FRONT CONNECTED,01)RED SPOT,HOLDER,FUSE | 3NWCM20F | 3000032 | SIEMENS | SIEMENS | 3NWCM20F | [18 empty] | HOLDER | FUSE | TYPE |  | FUSE TYPE |  | NUMBER OF FUSES/POLES |  | FUSE SIZE |  | VOLTAGE RATING | 1.2 KVAC | CURRENT RATING | 20 A | HOLDER MATERIAL | CERAMIC BLACK | TERMINAL TYPE | FRONT CONNECTED | SIZE |  | HAZARD CLASS |  | CERTIFICATION/STANDARD |  | ADDITIONAL FEATURES EN | RED SPOT
STP_009 | Data Enrichment | MKV |  | 2023-07-06 |  |  | 1325141 | 1325141 | HOLDER,FUS;A4,660 VAC,100 A,REDSPOT | HOLDER,FUSE;FUSE SIZE:A4,VOLTAGE RATING:660 VAC,CURRENT RATING:100 A,HOLDER MATERIAL:CERAMIC BLACK,TERMINAL TYPE:FRONT CONNECTED, ADDITIONAL FEATURES EN:REDSPOT,MNFR:SIEMENS,PTNO:3NWCM100F | A4,660 VAC,100 A,EN_01)CERAMIC BLACK,FRONT CONNECTED,01)REDSPOT,HOLDER,FUSE | 3NWCM100F | 3000032 | SIEMENS | SIEMENS | 3NWCM100F | [18 empty] | HOLDER | FUSE | TYPE |  | FUSE TYPE |  | NUMBER OF FUSES/POLES |  | FUSE SIZE | A4 | VOLTAGE RATING | 660 VAC | CURRENT RATING | 100 A | HOLDER MATERIAL | CERAMIC BLACK | TERMINAL TYPE | FRONT CONNECTED | SIZE |  | HAZARD CLASS |  | CERTIFICATION/STANDARD |  | ADDITIONAL FEATURES EN | REDSPOT
STP_009 | Data Enrichment | MKV |  | 2023-07-06 |  |  | 1271055 | 1271055 | HOLDER,FUS;AB,A-B1492FB1C30L,1P | HOLDER,FUSE;MNFR:ALLEN BRADLEY,PTNO:A-B1492FB1C30L,ADDITIONAL FEATURES EN:1P | 01)CNW,01)A-B1492FB1C30L,HOLDER,FUSE,01)1P | A-B1492FB1C30L | 3000226 | ALLEN BRADLEY | ALLEN BRADLEY | A-B1492FB1C30L | [18 empty] | HOLDER | FUSE | TYPE |  | FUSE TYPE |  | NUMBER OF FUSES/POLES |  | FUSE SIZE |  | VOLTAGE RATING |  | CURRENT RATING |  | HOLDER MATERIAL |  | TERMINAL TYPE |  | SIZE |  | HAZARD CLASS |  | CERTIFICATION/STANDARD |  | ADDITIONAL FEATURES EN | 1P
STP_009 | Data Enrichment | MKV |  | 2023-07-06 |  |  | 1271056 | 1271056 | HOLDER,FUS;AB,A-B1492FB3J60L,3P,60A,TYPE | HOLDER,FUSE;MNFR:ALLEN BRADLEY,PTNO:A-B1492FB3J60L,ADDITIONAL FEATURES EN:3P,60A,TYPE J + IND | 01)CNW,01)A-B1492FB3J60L,HOLDER,FUSE,01)3P,60A,TYPE J + IND | A-B1492FB3J60L | 3000226 | ALLEN BRADLEY | ALLEN BRADLEY | A-B1492FB3J60L | [18 empty] | HOLDER | FUSE | TYPE |  | FUSE TYPE |  | NUMBER OF FUSES/POLES |  | FUSE SIZE |  | VOLTAGE RATING |  | CURRENT RATING |  | HOLDER MATERIAL |  | TERMINAL TYPE |  | SIZE |  | HAZARD CLASS |  | CERTIFICATION/STANDARD |  | ADDITIONAL FEATURES EN | 3P,60A,TYPE J + IND
STP_009 | Data Enrichment | MKV |  | 2023-07-06 |  |  | 1258187 | 1258187 | HOLDER,FUS;ABB,3ADV050173P0005 | HOLDER,FUSE;MNFR:ABB,PTNO:3ADV050173P0005 | HOLDER,FUSE | 3ADV050173P0005 | 3000014 | ABB | ABB | 3ADV050173P0005 | [18 empty] | HOLDER | FUSE | TYPE |  | FUSE TYPE |  | NUMBER OF FUSES/POLES |  | FUSE SIZE |  | VOLTAGE RATING |  | CURRENT RATING |  | HOLDER MATERIAL |  | TERMINAL TYPE |  | SIZE |  | HAZARD CLASS |  | CERTIFICATION/STANDARD |  | ADDITIONAL FEATURES EN
STP_009 | Data Enrichment | MKV |  | 2023-07-06 |  |  | 1258188 | 1258188 | HOLDER,FUS;ABB,3ADV050173P0006 | HOLDER,FUSE;MNFR:ABB,PTNO:3ADV050173P0006 | HOLDER,FUSE | 3ADV050173P0006 | 3000014 | ABB | ABB | 3ADV050173P0006 | [18 empty] | HOLDER | FUSE | TYPE |  | FUSE TYPE |  | NUMBER OF FUSES/POLES |  | FUSE SIZE |  | VOLTAGE RATING |  | CURRENT RATING |  | HOLDER MATERIAL |  | TERMINAL TYPE |  | SIZE |  | HAZARD CLASS |  | CERTIFICATION/STANDARD |  | ADDITIONAL FEATURES EN
STP_009 | Data Enrichment | MKV |  | 2023-07-06 |  |  | 1333665 | 1333665 | HOLDER,FUS;DIEC,4C.125033 | HOLDER,FUSE;MNFR:DIECI,PTNO:4C.125033,ADDITIONAL FEATURES EN:RELAY | HOLDER,FUSE,01)RELAY | 4C.125033 | 3000511 | DIECI | DIECI | 4C.125033 | [18 empty] | HOLDER | FUSE | TYPE |  | FUSE TYPE |  | NUMBER OF FUSES/POLES |  | FUSE SIZE |  | VOLTAGE RATING |  | CURRENT RATING |  | HOLDER MATERIAL |  | TERMINAL TYPE |  | SIZE |  | HAZARD CLASS |  | CERTIFICATION/STANDARD |  | ADDITIONAL FEATURES EN | RELAY
STP_009 | Data Enrichment | MKV |  | 2023-07-06 |  |  | 1333354 | 1333354 | HOLDER,FUS;DIEC,4C.125040 | HOLDER,FUSE;MNFR:DIECI,PTNO:4C.125040,ADDITIONAL FEATURES EN:RELAY | HOLDER,FUSE,01)RELAY | 4C.125040 | 3000511 | DIECI | DIECI | 4C.125040 | [18 empty] | HOLDER | FUSE | TYPE |  | FUSE TYPE |  | NUMBER OF FUSES/POLES |  | FUSE SIZE |  | VOLTAGE RATING |  | CURRENT RATING |  | HOLDER MATERIAL |  | TERMINAL TYPE |  | SIZE |  | HAZARD CLASS |  | CERTIFICATION/STANDARD |  | ADDITIONAL FEATURES EN | RELAY
STP_009 | Data Enrichment | MKV |  | 2023-07-06 |  |  | 1252929 | 1252929 | HOLDER,FUS;DIEC,4C.XE0800534 | HOLDER,FUSE;MNFR:DIECI,PTNO:4C.XE0800534,ADDITIONAL FEATURES EN:CONNECTOR,RELAY | HOLDER,FUSE,01)CONNECTOR,RELAY | 4C.XE0800534 | 3000511 | DIECI | DIECI | 4C.XE0800534 | [18 empty] | HOLDER | FUSE | TYPE |  | FUSE TYPE |  | NUMBER OF FUSES/POLES |  | FUSE SIZE |  | VOLTAGE RATING |  | CURRENT RATING |  | HOLDER MATERIAL |  | TERMINAL TYPE |  | SIZE |  | HAZARD CLASS |  | CERTIFICATION/STANDARD |  | ADDITIONAL FEATURES EN | CONNECTOR,RELAY
STP_009 | Data Enrichment | MKV |  | 2023-07-06 |  |  | 1252928 | 1252928 | HOLDER,FUS;DIEC,4C.XE0800536 | HOLDER,FUSE;MNFR:DIECI,PTNO:4C.XE0800536,ADDITIONAL FEATURES EN:RELAY CONNECTOR | HOLDER,FUSE,01)RELAY CONNECTOR | 4C.XE0800536 | 3000511 | DIECI | DIECI | 4C.XE0800536 | [18 empty] | HOLDER | FUSE | TYPE |  | FUSE TYPE |  | NUMBER OF FUSES/POLES |  | FUSE SIZE |  | VOLTAGE RATING |  | CURRENT RATING |  | HOLDER MATERIAL |  | TERMINAL TYPE |  | SIZE |  | HAZARD CLASS |  | CERTIFICATION/STANDARD |  | ADDITIONAL FEATURES EN | RELAY CONNECTOR
STP_009 | Data Enrichment | MKV |  | 2023-07-06 |  |  | 1333377 | 1333377 | HOLDER,FUS;DIEC,4C.XE0804620 | HOLDER,FUSE;MNFR:DIECI,PTNO:4C.XE0804620,ADDITIONAL FEATURES EN:RELAY | HOLDER,FUSE,01)RELAY | 4C.XE0804620 | 3000511 | DIECI | DIECI | 4C.XE0804620 | [18 empty] | HOLDER | FUSE | TYPE |  | FUSE TYPE |  | NUMBER OF FUSES/POLES |  | FUSE SIZE |  | VOLTAGE RATING |  | CURRENT RATING |  | HOLDER MATERIAL |  | TERMINAL TYPE |  | SIZE |  | HAZARD CLASS |  | CERTIFICATION/STANDARD |  | ADDITIONAL FEATURES EN | RELAY
STP_009 | Data Enrichment | MKV |  | 2023-07-06 |  |  | 1213270 | 1213270 | HOLDER,FUS;DRVT,IFI24153 | HOLDER,FUSE;MNFR:DRIVETRAIN,PTNO:IFI24153 | 01)DRIVETRAIN AUSTRALIA,01)IFI24153,HOLDER,FUSE | IFI24153 | 3000461 | DRIVETRAIN | DRIVETRAIN | IFI24153 | [18 empty] | HOLDER | FUSE | TYPE |  | FUSE TYPE |  | NUMBER OF FUSES/POLES |  | FUSE SIZE |  | VOLTAGE RATING |  | CURRENT RATING |  | HOLDER MATERIAL |  | TERMINAL TYPE |  | SIZE |  | HAZARD CLASS |  | CERTIFICATION/STANDARD |  | ADDITIONAL FEATURES EN
STP_009 | Data Enrichment | MKV |  | 2023-07-06 |  |  | 1266464 | 1266464 | HOLDER,FUS;EATO,HFBR-R,W/PROOF INL,30A | HOLDER,FUSE;MNFR:EATON CORPORATION,PTNO:HFBR-R,ADDITIONAL FEATURES EN:W/PROOF INL,30A | 01)CNW (MOUNT ISA) ELECT WHO,01)HFBR-R,HOLDER,FUSE,01)W/PROOF INL,30A | HFBR-R | 3000267 | EATON CORPORATION | EATON CORPORATION | HFBR-R | [18 empty] | HOLDER | FUSE | TYPE |  | FUSE TYPE |  | NUMBER OF FUSES/POLES |  | FUSE SIZE |  | VOLTAGE RATING |  | CURRENT RATING |  | HOLDER MATERIAL |  | TERMINAL TYPE |  | SIZE |  | HAZARD CLASS |  | CERTIFICATION/STANDARD |  | ADDITIONAL FEATURES EN | W/PROOF INL,30A
STP_009 | Data Enrichment | MKV |  | 2023-07-06 |  |  | 1272700 | 1272700 | HOLDER,FUS;MERS,CMC101,32 A,690 VAC,1 P | HOLDER,FUSE;MNFR:MERSEN,PTNO:CMC101,ADDITIONAL FEATURES EN:32 A,690 VAC,1 P,DIN MOUNT MAXIMUM CABLE 16MM2 | 01)CNW (MOUNT ISA) ELECT WHO,01)IPDCMC101,HOLDER,FUSE,01)32 A,690 VAC,1 P,DIN MOUNT | CMC101 | 3000315 | MERSEN | MERSEN | CMC101 | [18 empty] | HOLDER | FUSE | TYPE |  | FUSE TYPE |  | NUMBER OF FUSES/POLES |  | FUSE SIZE |  | VOLTAGE RATING |  | CURRENT RATING |  | HOLDER MATERIAL |  | TERMINAL TYPE |  | SIZE |  | HAZARD CLASS |  | CERTIFICATION/STANDARD |  | ADDITIONAL FEATURES EN | 32 A,690 VAC,1 P,DIN MOUNT MAXIMUM CABLE 16MM2
STP_009 | Data Enrichment | MKV |  | 2023-07-06 |  |  | 1272730 | 1272730 | HOLDER,FUS;MERS,CMC102,32 A,690 VAC,2 P | HOLDER,FUSE;MNFR:MERSEN,PTNO:CMC102,ADDITIONAL FEATURES EN:32 A,690 VAC,2 P,DIN MOUNT MAXIMUM CABLE 10MM2,10X38MM | 01)CNW (MOUNT ISA) ELECT WHO,01)IPDCMC102,HOLDER,FUSE,01)32 A,690 VAC,2 P,DIN MOUNT | CMC102 | 3000315 | MERSEN | MERSEN | CMC102 | [18 empty] | HOLDER | FUSE | TYPE |  | FUSE TYPE |  | NUMBER OF FUSES/POLES |  | FUSE SIZE |  | VOLTAGE RATING |  | CURRENT RATING |  | HOLDER MATERIAL |  | TERMINAL TYPE |  | SIZE |  | HAZARD CLASS |  | CERTIFICATION/STANDARD |  | ADDITIONAL FEATURES EN | 32 A,690 VAC,2 P,DIN MOUNT MAXIMUM CABLE 10MM2,10X38MM
STP_009 | Data Enrichment | MKV |  | 2023-07-06 |  |  | 1272699 | 1272699 | HOLDER,FUS;MERS,CMC103,32 A,690 VAC,3 P | HOLDER,FUSE;MNFR:MERSEN,PTNO:CMC103,ADDITIONAL FEATURES EN:32 A,690 VAC,3 P,DIN MOUNT MAXIMUM CABLE 16MM2 | 01)CNW (MOUNT ISA) ELECT WHO,01)IPDCMC103,HOLDER,FUSE,01)32 A,690 VAC,3 P,DIN MOUNT | CMC103 | 3000315 | MERSEN | MERSEN | CMC103 | [18 empty] | HOLDER | FUSE | TYPE |  | FUSE TYPE |  | NUMBER OF FUSES/POLES |  | FUSE SIZE |  | VOLTAGE RATING |  | CURRENT RATING |  | HOLDER MATERIAL |  | TERMINAL TYPE |  | SIZE |  | HAZARD CLASS |  | CERTIFICATION/STANDARD |  | ADDITIONAL FEATURES EN | 32 A,690 VAC,3 P,DIN MOUNT MAXIMUM CABLE 16MM2
STP_009 | Data Enrichment | MKV |  | 2023-07-06 |  |  | 1250956 | 1250956 | HOLDER,FUS;SIE,3NH7-320 | HOLDER,FUSE;MNFR:SIEMENS,PTNO:3NH7-320 | HOLDER,FUSE | 3NH7-320 | 3000032 | SIEMENS | SIEMENS | 3NH7-320 | [18 empty] | HOLDER | FUSE | TYPE |  | FUSE TYPE |  | NUMBER OF FUSES/POLES |  | FUSE SIZE |  | VOLTAGE RATING |  | CURRENT RATING |  | HOLDER MATERIAL |  | TERMINAL TYPE |  | SIZE |  | HAZARD CLASS |  | CERTIFICATION/STANDARD |  | ADDITIONAL FEATURES EN
STP_009 | Data Enrichment | MKV |  | 2023-07-06 |  |  | 1252989 | 1252989 | HOLDER,LMP;DIEC,4C.740020 | HOLDER,LAMP;MNFR:DIECI,PTNO:4C.740020,ADDITIONAL FEATURES EN:SOCKET,LAMP TOGGLE | HOLDER,LAMP,01)SOCKET,LAMP TOGGLE | 4C.740020 | 3000511 | DIECI | DIECI | 4C.740020 | [18 empty] | HOLDER | LAMP | TYPE |  | LAMP TYPE |  | POWER RATING |  | VOLTAGE RATING |  | LAMP BASE |  | HOLDER MATERIAL |  | SIZE |  | MOUNTING TYPE |  | TERMINAL TYPE |  | HAZARD CLASS |  | CERTIFICATION/STANDARD |  | ADDITIONAL FEATURES EN | SOCKET,LAMP TOGGLE
STP_009 | Data Enrichment | MKV |  | 2023-07-06 |  |  | 1252918 | 1252918 | HOLDER,LMP;DIEC,4C.770006 | HOLDER,LAMP;MNFR:DIECI,PTNO:4C.770006,ADDITIONAL FEATURES EN:INDICATOR LIGHT | HOLDER,LAMP,01)INDICATOR LIGHT | 4C.770006 | 3000511 | DIECI | DIECI | 4C.770006 | [18 empty] | HOLDER | LAMP | TYPE |  | LAMP TYPE |  | POWER RATING |  | VOLTAGE RATING |  | LAMP BASE |  | HOLDER MATERIAL |  | SIZE |  | MOUNTING TYPE |  | TERMINAL TYPE |  | HAZARD CLASS |  | CERTIFICATION/STANDARD |  | ADDITIONAL FEATURES EN | INDICATOR LIGHT
STP_009 | Data Enrichment | MKV |  | 2023-07-06 |  |  | 1324813 | 1324813 | HOLDER,LMP;SIE,3SB1400-2A | HOLDER,LAMP;MNFR:SIEMENS,PTNO:3SB1400-2A | HOLDER,LAMP | 3SB1400-2A | 3000032 | SIEMENS | SIEMENS | 3SB1400-2A | [18 empty] | HOLDER | LAMP | TYPE |  | LAMP TYPE |  | POWER RATING |  | VOLTAGE RATING |  | LAMP BASE |  | HOLDER MATERIAL |  | SIZE |  | MOUNTING TYPE |  | TERMINAL TYPE |  | HAZARD CLASS |  | CERTIFICATION/STANDARD |  | ADDITIONAL FEATURES EN
STP_009 | Data Enrichment | MKV |  | 2023-07-06 |  |  | 1333648 | 1333648 | HOLDER,SPR;DIEC,BVU2003 | HOLDER,SPRING;MNFR:DIECI,PTNO:BVU2003,ADDITIONAL FEATURES EN:NOTEBOOK | HOLDER,SPRING,01)NOTEBOOK | BVU2003 | 3000511 | DIECI | DIECI | BVU2003 | [18 empty] | HOLDER | SPRING | TYPE |  | SIZE |  | MATERIAL |  | MOUNTING TYPE |  | HAZARD CLASS |  | CERTIFICATION/STANDARD |  | ADDITIONAL FEATURES EN | NOTEBOOK
STP_009 | Data Enrichment | MKV |  | 2023-07-06 |  |  | 1322572 | 1322572 | HOLDER;ABB,1SFA-616-920-R8120 | HOLDER;MNFR:ABB,PTNO:1SFA-616-920-R8120 | HOLDER | 1SFA-616-920-R8120 | 3000014 | ABB | ABB | 1SFA-616-920-R8120 | [18 empty] | HOLDER | NO MODIFIER | TYPE |  | SIZE |  | MATERIAL |  | HAZARD CLASS |  | CERTIFICATION/STANDARD |  | ADDITIONAL FEATURES EN
STP_009 | Data Enrichment | MKV |  | 2023-07-06 |  |  | 1324807 | 1324807 | HOLDER;ABB,1SVR405669R0000 | HOLDER;MNFR:ABB,PTNO:1SVR405669R0000 | HOLDER | 1SVR405669R0000 | 3000014 | ABB | ABB | 1SVR405669R0000 | [18 empty] | HOLDER | NO MODIFIER | TYPE |  | SIZE |  | MATERIAL |  | HAZARD CLASS |  | CERTIFICATION/STANDARD |  | ADDITIONAL FEATURES EN
STP_009 | Data Enrichment | MKV |  | 2023-07-06 |  |  | 1335486 | 1335486 | HOLDER;ABB,3ADT783046R0001 | HOLDER;MNFR:ABB,PTNO:3ADT783046R0001 | HOLDER | 3ADT783046R0001 | 3000014 | ABB | ABB | 3ADT783046R0001 | [18 empty] | HOLDER | NO MODIFIER | TYPE |  | SIZE |  | MATERIAL |  | HAZARD CLASS |  | CERTIFICATION/STANDARD |  | ADDITIONAL FEATURES EN
STP_009 | Data Enrichment | MKV |  | 2023-07-06 |  |  | 1324808 | 1324808 | HOLDER;ABB,3AFP9982148 | HOLDER;MNFR:ABB,PTNO:3AFP9982148 | HOLDER | 3AFP9982148 | 3000014 | ABB | ABB | 3AFP9982148 | [18 empty] | HOLDER | NO MODIFIER | TYPE |  | SIZE |  | MATERIAL |  | HAZARD CLASS |  | CERTIFICATION/STANDARD |  | ADDITIONAL FEATURES EN
STP_009 | Data Enrichment | MKV |  | 2023-07-06 |  |  | 1275142 | 1275142 | HOLDER;ABB,3ASX0002669D5138 | HOLDER;MNFR:ABB,PTNO:3ASX0002669D5138 | HOLDER | 3ASX0002669D5138 | 3000014 | ABB | ABB | 3ASX0002669D5138 | [18 empty] | HOLDER | NO MODIFIER | TYPE |  | SIZE |  | MATERIAL |  | HAZARD CLASS |  | CERTIFICATION/STANDARD |  | ADDITIONAL FEATURES EN
STP_009 | Data Enrichment | MKV |  | 2023-07-06 |  |  | 1333573 | 1333573 | HOLDER;DIEC,BHA0237 | HOLDER;MNFR:DIECI,PTNO:BHA0237,ADDITIONAL FEATURES EN:NIPPLE, HOSE | HOLDER,01)NIPPLE, HOSE | BHA0237 | 3000511 | DIECI | DIECI | BHA0237 | [18 empty] | HOLDER | NO MODIFIER | TYPE |  | SIZE |  | MATERIAL |  | HAZARD CLASS |  | CERTIFICATION/STANDARD |  | ADDITIONAL FEATURES EN | NIPPLE,HOSE
STP_009 | Data Enrichment | MKV |  | 2023-07-06 |  |  | 1333572 | 1333572 | HOLDER;DIEC,BHA0240 | HOLDER;MNFR:DIECI,PTNO:BHA0240,ADDITIONAL FEATURES EN:NIPPLE, HOSE | HOLDER,01)NIPPLE, HOSE | BHA0240 | 3000511 | DIECI | DIECI | BHA0240 | [18 empty] | HOLDER | NO MODIFIER | TYPE |  | SIZE |  | MATERIAL |  | HAZARD CLASS |  | CERTIFICATION/STANDARD |  | ADDITIONAL FEATURES EN | NIPPLE,HOSE
STP_009 | Data Enrichment | MKV |  | 2023-07-06 |  |  | 1333571 | 1333571 | HOLDER;DIEC,BHA0244 | HOLDER;MNFR:DIECI,PTNO:BHA0244,ADDITIONAL FEATURES EN:NIPPLE, HOSE | HOLDER,01)NIPPLE, HOSE | BHA0244 | 3000511 | DIECI | DIECI | BHA0244 | [18 empty] | HOLDER | NO MODIFIER | TYPE |  | SIZE |  | MATERIAL |  | HAZARD CLASS |  | CERTIFICATION/STANDARD |  | ADDITIONAL FEATURES EN | NIPPLE,HOSE
STP_009 | Data Enrichment | MKV |  | 2023-07-06 |  |  | 1333570 | 1333570 | HOLDER;DIEC,BHA0251 | HOLDER;MNFR:DIECI,PTNO:BHA0251,ADDITIONAL FEATURES EN:NIPPLE, HOSE | HOLDER,01)NIPPLE, HOSE | BHA0251 | 3000511 | DIECI | DIECI | BHA0251 | [18 empty] | HOLDER | NO MODIFIER | TYPE |  | SIZE |  | MATERIAL |  | HAZARD CLASS |  | CERTIFICATION/STANDARD |  | ADDITIONAL FEATURES EN | NIPPLE,HOSE
STP_009 | Data Enrichment | MKV |  | 2023-07-06 |  |  | 1274085 | 1274085 | HOLDER;HILT,2007057,CRTG | HOLDER;MNFR:HILTI,PTNO:2007057,ADDITIONAL FEATURES EN:CARTRIDGE | 01)HILTI (AUST) PTY LTD,01)2007057,HOLDER,01)CARTRIDGE | 2007057 | 3000289 | HILTI | HILTI | 2007057 | [18 empty] | HOLDER | NO MODIFIER | TYPE |  | SIZE |  | MATERIAL |  | HAZARD CLASS |  | CERTIFICATION/STANDARD |  | ADDITIONAL FEATURES EN | CARTRIDGE
STP_009 | Data Enrichment | MKV |  | 2023-07-06 |  |  | 1269222 | 1269222 | HOLDER;MILW,BM-MW18-6,STEALTH MOUNT,BATR | HOLDER;MNFR:MILWAUKEE ELECTRIC TOOL,PTNO:BM-MW18-6,ADDITIONAL FEATURES EN:STEALTH MOUNT,BATTERY | 01)CNW (MOUNT ISA) ELECT WHO,01)MIL-BM-MW18-6,HOLDER,01)STEALTH MOUNT,BATTERY | BM-MW18-6 | 3000317 | MILWAUKEE ELECTRIC TOOL | MILWAUKEE ELECTRIC TOOL | BM-MW18-6 | [18 empty] | HOLDER | NO MODIFIER | TYPE |  | SIZE |  | MATERIAL |  | HAZARD CLASS |  | CERTIFICATION/STANDARD |  | ADDITIONAL FEATURES EN | STEALTH MOUNT,BATTERY
STP_009 | Data Enrichment | MKV |  | 2023-07-06 |  |  | 1270629 | 1270629 | HOLDER;MILW,M12BAT,4BAY,12V,BATTERY STOR | HOLDER;MNFR:MILWAUKEE ELECTRIC TOOL,PTNO:M12BAT,ADDITIONAL FEATURES EN:4BAY,12V,BATTERY STORAGE BAY | 01)MOUNT ISA MINING SUPPLIES,01)M12BAT,HOLDER,01)4BAY,12V,BATTERY STORAGE BA | M12BAT | 3000317 | MILWAUKEE ELECTRIC TOOL | MILWAUKEE ELECTRIC TOOL | M12BAT | [18 empty] | HOLDER | NO MODIFIER | TYPE |  | SIZE |  | MATERIAL |  | HAZARD CLASS |  | CERTIFICATION/STANDARD |  | ADDITIONAL FEATURES EN | 4BAY,12V,BATTERY STORAGE BAY
STP_009 | Data Enrichment | MKV |  | 2023-07-06 |  |  | 1270631 | 1270631 | HOLDER;MILW,M18BAT,4BAY,18V,STORAGE BAY | HOLDER;MNFR:MILWAUKEE ELECTRIC TOOL,PTNO:M18BAT,ADDITIONAL FEATURES EN:4BAY,18V,STORAGE BAY | 01)MOUNT ISA MINING SUPPLIES,01)M18BAT,HOLDER,01)4BAY,18V,STORAGE BAY | M18BAT | 3000317 | MILWAUKEE ELECTRIC TOOL | MILWAUKEE ELECTRIC TOOL | M18BAT | [18 empty] | HOLDER | NO MODIFIER | TYPE |  | SIZE |  | MATERIAL |  | HAZARD CLASS |  | CERTIFICATION/STANDARD |  | ADDITIONAL FEATURES EN | 4BAY,18V,STORAGE BAY
STP_009 | Data Enrichment | MKV |  | 2023-07-06 |  |  | 1269223 | 1269223 | HOLDER;MILW,TM-MW18-RED-4,STEALTH MOUNT | HOLDER;MNFR:MILWAUKEE ELECTRIC TOOL,PTNO:TM-MW18-RED-4,ADDITIONAL FEATURES EN:STEALTH MOUNT,TOOL | 01)CNW (MOUNT ISA) ELECT WHO,01)MILTM-MW18-RED-4,HOLDER,01)STEALTH MOUNT,TOOL | TM-MW18-RED-4 | 3000317 | MILWAUKEE ELECTRIC TOOL | MILWAUKEE ELECTRIC TOOL | TM-MW18-RED-4 | [18 empty] | HOLDER | NO MODIFIER | TYPE |  | SIZE |  | MATERIAL |  | HAZARD CLASS |  | CERTIFICATION/STANDARD |  | ADDITIONAL FEATURES EN | STEALTH MOUNT,TOOL
STP_009 | Data Enrichment | MKV |  | 2023-07-06 |  |  | 1274995 | 1274995 | HOLDER;SIE,GF2244-0AJ20 | HOLDER;MNFR:SIEMENS,PTNO:GF2244-0AJ20 | HOLDER | GF2244-0AJ20 | 3000032 | SIEMENS | SIEMENS | GF2244-0AJ20 | [18 empty] | HOLDER | NO MODIFIER | TYPE |  | SIZE |  | MATERIAL |  | HAZARD CLASS |  | CERTIFICATION/STANDARD |  | ADDITIONAL FEATURES EN
STP_009 | Data Enrichment | MKV |  | 2023-07-06 |  |  | 1324752 | 1324752 | HOLDER;SIE,TGNK1632 | HOLDER;MNFR:SIEMENS,PTNO:TGNK1632 | HOLDER | TGNK1632 | 3000032 | SIEMENS | SIEMENS | TGNK1632 | [18 empty] | HOLDER | NO MODIFIER | TYPE |  | SIZE |  | MATERIAL |  | HAZARD CLASS |  | CERTIFICATION/STANDARD |  | ADDITIONAL FEATURES EN
STP_009 | Data Enrichment | MKV |  | 2023-07-06 |  |  | 1272483 | 1272483 | HOLDER;YOKG,PH8HS-PP-10-T-JT-NP*A/MS1,TY | HOLDER;MNFR:YOKOGAWA,PTNO:PH8HS-PP-10-T-JT-NP*A/MS1,ADDITIONAL FEATURES EN:TYPE:SUBMERSION,MATERIAL:POLYPROPYLENE,PIPE LENGTH:1 M, PH MEASURING SYSTEM:ALWAYS - T,CLEANING DEVICE:FOR JET CLEANING,CONNECTION SIZE:1/2 IN NPT,STYLE CODE:STYLE A,MOUNTING:MOUNTING BRACKET 1 SET |  | PH8HS-PP-10-T-JT-NP*A/MS1 | 3000446 | YOKOGAWA | YOKOGAWA | PH8HS-PP-10-T-JT-NP*A/MS1 | [18 empty] | HOLDER | NO MODIFIER | TYPE |  | SIZE |  | MATERIAL | POLYPROPYLENE | HAZARD CLASS |  | CERTIFICATION/STANDARD |  | ADDITIONAL FEATURES EN | TYPE:SUBMERSION | [60 empty] | PIPE LENGTH:1 M,PH MEASURING SYSTEM:ALWAYS - T,CLEANING DEVICE:FOR JET CLEANING,CONNECTION SIZE:1/2 IN NPT,STYLE CODE:STYLE A,MOUNTING:MOUNTING BRACKET 1 SET
STP_009 | Data Enrichment | MKV |  | 2023-07-06 |  |  | 1255812 | 1255812 | HOUSING,BRGUNT;FLNG,2,STEEL CAST | HOUSING,BEARING UNIT;TYPE:FLANGE,BOLT MOUNTINGS:2,MATERIAL:STEEL CAST,ADDITIONAL FEATURES EN:FOR 30MM SHAFT, C/W BEARING,MNFR: DODGE,PTNO:SC.1-1/8",MNFR:01)APPINDUS,PTNO:01)FYTB1-1/8TF | EN_01)FLANGE,EN_01)2,STEEL CAST,01)FOR 30MM SHAFT, C/W BEARING,01)APPINDUS,01)FYTB1-1/8TF,HOUSING | SC.1-1/8" | 3000019 | DODGE | 01)APPINDUS | 01)FYTB1-1/8TF | [18 empty] | HOUSING | BEARING UNIT | TYPE | FLANGE | BORE |  | BLOCK SIZE |  | BOLT MOUNTINGS | 2 | BOLT DIAMETER |  | SHAPE |  | MATERIAL | STEEL CAST | MATERIAL SPECIFICATION |  | HAZARD CLASS |  | CERTIFICATION/STANDARD |  | ADDITIONAL FEATURES EN | FOR 30MM SHAFT,C/W BEARING
STP_009 | Data Enrichment | MKV |  | 2023-07-06 |  |  | 1258136 | 1258136 | HOUSING,BRGUNT;PLMRBLK,SKF,SD3152 | HOUSING,BEARING;SPLIT PLUMMER BLOCK,HEAVY DUTY, MODIFIED TO 180MM BEARING SEAT WIDTH, C/W TS 52 LABYRINTH SEALS TO SUIT 9.00 INCH SHAFT, USE WITH 23152KC3 BEARINGS; SKF BRAND ONLY MFR:SKF, PTNO:SD3152 POSSIBLY REPLACED WITH SNL3152 | 9 IN,01)FAN, SPECIAL,01)NSK,01)SD3152TSEB,MODIFIED | SD3152 | 3000348 | SKF |  | SD3152 POSSIBLY REPLACED WITH SNL3152 | [18 empty] | HOUSING | BEARING | TYPE |  | SHAFT DIAMETER |  | CENTER HEIGHT |  | MATERIAL |  | SIZE |  | MOUNTING HOLE SIZE |  | CENTER SPACING |  | CERTIFICATION/STANDARD |  | ADDITIONAL FEATURES EN | [55 empty] | USE WITH 23152KC3 BEARINGS; SKF BRAND ONLY MFR:SKF
STP_009 | Data Enrichment | MKV |  | 2023-07-06 |  |  | 1276119 | 1276119 | HOUSING,BRGUNT;PLMRBLK,SKF,SNL3134 | HOUSING,BEARING:SHAFT RANGE:115 TO 150MM, NO SEALS,HD,SPLIT PLUMMER BLOCK, MOUNT:4 BOLT, GREY CI;28MM TO 34MM SLOTTED MOUNT BOLT HOLES, 100 X 430 CENTRES, 69.5KG,USE WITH TS34 LAB SEALS OR TNF34 TACONITE SEALS | EN_01)PLUMMER BLOCK,EN_01)430 MM,M24,CAST IRON GREY,01)SKF,01)SNL3134 | SNL3134 | 3000348 | SKF |  | ,28MM TO 34MM SLOTTED MOUNT BOLT HOLES,100 X 430 CENTRES,69.5KG,USE WITH TS34 LAB SEALS OR TNF34 TACONITE SEALS | [18 empty] | HOUSING | NO MODIFIER | TYPE |  | SIZE |  | MATERIAL |  | HAZARD CLASS |  | CERTIFICATION/STANDARD |  | ADDITIONAL FEATURES EN
STP_009 | Data Enrichment | MKV |  | 2023-07-06 |  |  | 1269597 | 1269597 | HOUSING,BRGUNT;SKF,B/U019,MODIFIED NON-D | HOUSING,BEARING UNIT;MNFR:SKF,PTNO:B/U019,ADDITIONAL FEATURES EN:MODIFIED NON-DRIVE END | 01)APPLIED INDUSTRIAL TECHNO M,01)B/U019,HOUSING,BEARING UNIT,01)MODIFIED NON-DRIVE END | B/U019 | 3000348 | SKF | SKF | B/U019 | [18 empty] | HOUSING | BEARING UNIT | TYPE |  | BORE |  | BLOCK SIZE |  | BOLT MOUNTINGS |  | BOLT DIAMETER |  | SHAPE |  | MATERIAL |  | MATERIAL SPECIFICATION |  | HAZARD CLASS |  | CERTIFICATION/STANDARD |  | ADDITIONAL FEATURES EN | MODIFIED NON-DRIVE END
STP_009 | Data Enrichment | MKV |  | 2023-07-06 |  |  | 1272327 | 1272327 | HOUSING,BRGUNT;SKF,FSNL530,SPLIT PLUMMER | HOUSING,BEARING UNIT;MNFR:SKF,PTNO:FSNL530,ADDITIONAL FEATURES EN:SPLIT PLUMMER,CAST IRON,4 BOLT MOUNTING |  | FSNL530 | 3000348 | SKF | SKF | FSNL530 | [18 empty] | HOUSING | BEARING UNIT | TYPE |  | BORE |  | BLOCK SIZE |  | BOLT MOUNTINGS |  | BOLT DIAMETER |  | SHAPE |  | MATERIAL |  | MATERIAL SPECIFICATION |  | HAZARD CLASS |  | CERTIFICATION/STANDARD |  | ADDITIONAL FEATURES EN | SPLIT PLUMMER,CAST IRON,4 BOLT MOUNTING
STP_009 | Data Enrichment | MKV |  | 2023-07-06 |  |  | 1270070 | 1270070 | HOUSING,BRGUNT;SKF,FSNLD520-617NM | HOUSING,BEARING UNIT;MNFR:01)SKF,PTNO:01)FSNLD520-617NM | 01)SKF,01)FSNLD520-617NM | FSNLD520-617NM | 3000348 | SKF | 01)SKF | 01)FSNLD520-617NM | [18 empty] | HOUSING | BEARING UNIT | TYPE |  | BORE |  | BLOCK SIZE |  | BOLT MOUNTINGS |  | BOLT DIAMETER |  | SHAPE |  | MATERIAL |  | MATERIAL SPECIFICATION |  | HAZARD CLASS |  | CERTIFICATION/STANDARD |  | ADDITIONAL FEATURES EN
STP_009 | Data Enrichment | MKV |  | 2023-07-06 |  |  | 1272979 | 1272979 | HOUSING,BRGUNT;SKF,SNL 218 | HOUSING,BEARING UNIT;MNFR:SKF,PTNO:SNL 218 | 01)APPLIED INDUSTRIAL TECHNO,01)SNL 218,HOUSING,BEARING UNIT | SNL 218 | 3000348 | SKF | SKF | SNL 218 | [18 empty] | HOUSING | BEARING UNIT | TYPE |  | BORE |  | BLOCK SIZE |  | BOLT MOUNTINGS |  | BOLT DIAMETER |  | SHAPE |  | MATERIAL |  | MATERIAL SPECIFICATION |  | HAZARD CLASS |  | CERTIFICATION/STANDARD |  | ADDITIONAL FEATURES EN
STP_009 | Data Enrichment | MKV |  | 2023-07-06 |  |  | 1269518 | 1269518 | HOUSING,BRGUNT;SKF,SY511M,SY511M PILLOW | HOUSING,BEARING UNIT;MNFR:SKF,PTNO:SY511M,ADDITIONAL FEATURES EN:SY511M PILLOW BLOCK HOUSING FOR 100MM OD INSERT BEARINGS 60MM BASE | 01)APPLIED INDUSTRIAL TECHNO M,01)SY511M,HOUSING,BEARING UNIT,01)SY511M PILLOW BLOCK HOUSING | SY511M | 3000348 | SKF | SKF | SY511M | [18 empty] | HOUSING | BEARING UNIT | TYPE |  | BORE |  | BLOCK SIZE |  | BOLT MOUNTINGS |  | BOLT DIAMETER |  | SHAPE |  | MATERIAL |  | MATERIAL SPECIFICATION |  | HAZARD CLASS |  | CERTIFICATION/STANDARD |  | ADDITIONAL FEATURES EN | SY511M PILLOW BLOCK HOUSING FOR 100MM OD INSERT BEARINGS 60MM BASE
STP_009 | Data Enrichment | MKV |  | 2023-07-06 |  |  | 1217469 | 1217469 | HOUSING,FLTR;DIEC,BHC3012 | HOUSING,FILTER;MNFR:DIECI,PTNO:BHC3012,ADDITIONAL FEATURES EN:HYDRAULIC,SIZE:OD 128 X LG 236 MM | HOUSING,FILTER,01)HYDRAULIC,SIZE:OD 128 X LG 236 MM | BHC3012 | 3000511 | DIECI | DIECI | BHC3012 | [18 empty] | HOUSING | FILTER | TYPE |  | SIZE | OD 128 X LG 236 MM | MATERIAL |  | COATING/FINISH |  | HAZARD CLASS |  | CERTIFICATION/STANDARD |  | ADDITIONAL FEATURES EN | HYDRAULIC
STP_009 | Data Enrichment | MKV |  | 2023-07-06 |  |  | 1275926 | 1275926 | HOUSING,FLTR;HYDA,B6-QPD,B6-QPD;DF160TEX | HOUSING,FILTER;MNFR:HYDAC,PTNO:B6-QPD,ADDITIONAL FEATURES EN:B6-QPD;DF160TEXXA1.1 | 01)ISADRAULICS,01)B6-QPD,HOUSING,FILTER,01)B6-QPD,DF160TEXXA1.1 | B6-QPD | 3000292 | HYDAC | HYDAC | B6-QPD | [18 empty] | HOUSING | FILTER | TYPE |  | SIZE |  | MATERIAL |  | COATING/FINISH |  | HAZARD CLASS |  | CERTIFICATION/STANDARD |  | ADDITIONAL FEATURES EN | B6-QPD;DF160TEXXA1.1
STP_009 | Data Enrichment | MKV |  | 2023-07-06 |  |  | 1275146 | 1275146 | HOUSING;ABB,3ADT754019R0001 | HOUSING;MNFR:ABB,PTNO:3ADT754019R0001 | HOUSING | 3ADT754019R0001 | 3000014 | ABB | ABB | 3ADT754019R0001 | [18 empty] | HOUSING | NO MODIFIER | TYPE |  | SIZE |  | MATERIAL |  | HAZARD CLASS |  | CERTIFICATION/STANDARD |  | ADDITIONAL FEATURES EN
STP_009 | Data Enrichment | MKV |  | 2023-07-06 |  |  | 1252951 | 1252951 | HOUSING;DIEC,1F.504079269 | HOUSING;MNFR:DIECI,PTNO:1F.504079269,ADDITIONAL FEATURES EN:THERMOSTAT | HOUSING,01)THERMOSTAT | 1F.504079269 | 3000511 | DIECI | DIECI | 1F.504079269 | [18 empty] | HOUSING | NO MODIFIER | TYPE |  | SIZE |  | MATERIAL |  | HAZARD CLASS |  | CERTIFICATION/STANDARD |  | ADDITIONAL FEATURES EN | THERMOSTAT
STP_009 | Data Enrichment | MKV |  | 2023-07-06 |  |  | 1253011 | 1253011 | HOUSING;DIEC,1P.ILMCH006L13 | HOUSING;MNFR:DIECI,PTNO:1P.ILMCH006L13,ADDITIONAL FEATURES EN:MOVABLE | HOUSING,01)MOVABLE | 1P.ILMCH006L13 | 3000511 | DIECI | DIECI | 1P.ILMCH006L13 | [18 empty] | HOUSING | NO MODIFIER | TYPE |  | SIZE |  | MATERIAL |  | HAZARD CLASS |  | CERTIFICATION/STANDARD |  | ADDITIONAL FEATURES EN | MOVABLE
STP_009 | Data Enrichment | MKV |  | 2023-07-06 |  |  | 1333380 | 1333380 | HOUSING;DIEC,1P.ILMCHP06LS2 | HOUSING;MNFR:DIECI,PTNO:1P.ILMCHP06LS2,ADDITIONAL FEATURES EN:WALL | HOUSING,01)WALL | 1P.ILMCHP06LS2 | 3000511 | DIECI | DIECI | 1P.ILMCHP06LS2 | [18 empty] | HOUSING | NO MODIFIER | TYPE |  | SIZE |  | MATERIAL |  | HAZARD CLASS |  | CERTIFICATION/STANDARD |  | ADDITIONAL FEATURES EN | WALL
STP_009 | Data Enrichment | MKV |  | 2023-07-06 |  |  | 1252993 | 1252993 | HOUSING;DIEC,ASM0000916-0D2 | HOUSING;MNFR:DIECI,PTNO:ASM0000916-0D2,ADDITIONAL FEATURES EN:LATERAL,ENGINE COMPARTMENT | HOUSING,01)LATERAL,ENGINE COMPARTMENT | ASM0000916-0D2 | 3000511 | DIECI | DIECI | ASM0000916-0D2 | [18 empty] | HOUSING | NO MODIFIER | TYPE |  | SIZE |  | MATERIAL |  | HAZARD CLASS |  | CERTIFICATION/STANDARD |  | ADDITIONAL FEATURES EN | LATERAL,ENGINE COMPARTMENT
STP_009 | Data Enrichment | MKV |  | 2023-07-06 |  |  | 1252898 | 1252898 | HOUSING;DIEC,BCN9785/0D | HOUSING;MNFR:DIECI,PTNO:BCN9785/0D,ADDITIONAL FEATURES EN:PROTECTION | HOUSING,01)PROTECTION | BCN9785/0D | 3000511 | DIECI | DIECI | BCN9785/0D | [18 empty] | HOUSING | NO MODIFIER | TYPE |  | SIZE |  | MATERIAL |  | HAZARD CLASS |  | CERTIFICATION/STANDARD |  | ADDITIONAL FEATURES EN | PROTECTION
STP_009 | Data Enrichment | MKV |  | 2023-07-06 |  |  | 1333611 | 1333611 | HOUSING;DIEC,BEQ2002 | HOUSING;MNFR:DIECI,PTNO:BEQ2002,ADDITIONAL FEATURES EN:WIPER MOTOR | HOUSING,01)WIPER MOTOR | BEQ2002 | 3000511 | DIECI | DIECI | BEQ2002 | [18 empty] | HOUSING | NO MODIFIER | TYPE |  | SIZE |  | MATERIAL |  | HAZARD CLASS |  | CERTIFICATION/STANDARD |  | ADDITIONAL FEATURES EN | WIPER MOTOR
STP_009 | Data Enrichment | MKV |  | 2023-07-06 |  |  | 1332945 | 1332945 | HOUSING;DIEC,BSM3084 | HOUSING;MNFR:DIECI,PTNO:BSM3084,ADDITIONAL FEATURES EN:FRONT | HOUSING,01)FRONT | BSM3084 | 3000511 | DIECI | DIECI | BSM3084 | [18 empty] | HOUSING | NO MODIFIER | TYPE |  | SIZE |  | MATERIAL |  | HAZARD CLASS |  | CERTIFICATION/STANDARD |  | ADDITIONAL FEATURES EN | FRONT
STP_009 | Data Enrichment | MKV |  | 2023-07-06 |  |  | 1333281 | 1333281 | HOUSING;DIEC,CAR0004210-0D2 | HOUSING;MNFR:DIECI,PTNO:CAR0004210-0D2,ADDITIONAL FEATURES EN:PROTECTION | HOUSING,01)PROTECTION | CAR0004210-0D2 | 3000511 | DIECI | DIECI | CAR0004210-0D2 | [18 empty] | HOUSING | NO MODIFIER | TYPE |  | SIZE |  | MATERIAL |  | HAZARD CLASS |  | CERTIFICATION/STANDARD |  | ADDITIONAL FEATURES EN | PROTECTION
STP_009 | Data Enrichment | MKV |  | 2023-07-06 |  |  | 1332938 | 1332938 | HOUSING;DIEC,CVC4444 | HOUSING;MNFR:DIECI,PTNO:CVC4444,ADDITIONAL FEATURES EN:PROTECTION | HOUSING,01)PROTECTION | CVC4444 | 3000511 | DIECI | DIECI | CVC4444 | [18 empty] | HOUSING | NO MODIFIER | TYPE |  | SIZE |  | MATERIAL |  | HAZARD CLASS |  | CERTIFICATION/STANDARD |  | ADDITIONAL FEATURES EN | PROTECTION
STP_009 | Data Enrichment | MKV |  | 2023-07-06 |  |  | 1333553 | 1333553 | HOUSING;DIEC,CVC4851/0D | HOUSING;MNFR:DIECI,PTNO:CVC4851/0D,ADDITIONAL FEATURES EN:PROTECTION | HOUSING,01)PROTECTION | CVC4851/0D | 3000511 | DIECI | DIECI | CVC4851/0D | [18 empty] | HOUSING | NO MODIFIER | TYPE |  | SIZE |  | MATERIAL |  | HAZARD CLASS |  | CERTIFICATION/STANDARD |  | ADDITIONAL FEATURES EN | PROTECTION
STP_009 | Data Enrichment | MKV |  | 2023-07-06 |  |  | 1333604 | 1333604 | HOUSING;DIEC,CVC5553/0D | HOUSING;MNFR:DIECI,PTNO:CVC5553/0D,ADDITIONAL FEATURES EN:REAR | HOUSING,01)REAR | CVC5553/0D | 3000511 | DIECI | DIECI | CVC5553/0D | [18 empty] | HOUSING | NO MODIFIER | TYPE |  | SIZE |  | MATERIAL |  | HAZARD CLASS |  | CERTIFICATION/STANDARD |  | ADDITIONAL FEATURES EN | REAR
STP_009 | Data Enrichment | MKV |  | 2023-07-06 |  |  | 1333439 | 1333439 | HOUSING;DIEC,CVC5654/0D | HOUSING;MNFR:DIECI,PTNO:CVC5654/0D,ADDITIONAL FEATURES EN:PROTECTION | HOUSING,01)PROTECTION | CVC5654/0D | 3000511 | DIECI | DIECI | CVC5654/0D | [18 empty] | HOUSING | NO MODIFIER | TYPE |  | SIZE |  | MATERIAL |  | HAZARD CLASS |  | CERTIFICATION/STANDARD |  | ADDITIONAL FEATURES EN | PROTECTION
STP_009 | Data Enrichment | MKV |  | 2023-07-06 |  |  | 1211065 | 1211065 | HOUSING;DRVT,2749746 | HOUSING;MNFR:DRIVETRAIN,PTNO:2749746 | 01)DRIVETRAIN,01)2749746,HOUSING | 2749746 | 3000461 | DRIVETRAIN | DRIVETRAIN | 2749746 | [18 empty] | HOUSING | NO MODIFIER | TYPE |  | SIZE |  | MATERIAL |  | HAZARD CLASS |  | CERTIFICATION/STANDARD |  | ADDITIONAL FEATURES EN
STP_009 | Data Enrichment | MKV |  | 2023-07-06 |  |  | 1213432 | 1213432 | HOUSING;DRVT,IFI31366,CENTRAL | HOUSING;MNFR:DRIVETRAIN,PTNO:IFI31366,ADDITIONAL FEATURES EN:CENTRAL |  | IFI31366 | 3000461 | DRIVETRAIN | DRIVETRAIN | IFI31366 | [18 empty] | HOUSING | NO MODIFIER | TYPE |  | SIZE |  | MATERIAL |  | HAZARD CLASS |  | CERTIFICATION/STANDARD |  | ADDITIONAL FEATURES EN | CENTRAL
STP_009 | Data Enrichment | MKV |  | 2023-07-06 |  |  | 1213497 | 1213497 | HOUSING;DRVT,IFI33555,SWVL,LH | HOUSING;MNFR:DRIVETRAIN,PTNO:IFI33555,ADDITIONAL FEATURES EN:SWIVEL,LH |  | IFI33555 | 3000461 | DRIVETRAIN | DRIVETRAIN | IFI33555 | [18 empty] | HOUSING | NO MODIFIER | TYPE |  | SIZE |  | MATERIAL |  | HAZARD CLASS |  | CERTIFICATION/STANDARD |  | ADDITIONAL FEATURES EN | SWIVEL,LH
STP_009 | Data Enrichment | MKV |  | 2023-07-06 |  |  | 1213498 | 1213498 | HOUSING;DRVT,IFI33557,SWVL,RH | HOUSING;MNFR:DRIVETRAIN,PTNO:IFI33557,ADDITIONAL FEATURES EN:SWIVEL,RH |  | IFI33557 | 3000461 | DRIVETRAIN | DRIVETRAIN | IFI33557 | [18 empty] | HOUSING | NO MODIFIER | TYPE |  | SIZE |  | MATERIAL |  | HAZARD CLASS |  | CERTIFICATION/STANDARD |  | ADDITIONAL FEATURES EN | SWIVEL,RH
STP_009 | Data Enrichment | MKV |  | 2023-07-06 |  |  | 1274495 | 1274495 | HOUSING;GARD,1058591,CYL,PR1000 | HOUSING;MNFR:GARDNER DENVER,PTNO:1058591,ADDITIONAL FEATURES EN:CYLINDER,PR1000 | 01)SWANSTON TASMANIA PTY LTD,01)1058591,HOUSING,01)CYLINDER,PR1000 | 1058591 | 3000280 | GARDNER DENVER | GARDNER DENVER | 1058591 | [18 empty] | HOUSING | NO MODIFIER | TYPE |  | SIZE |  | MATERIAL |  | HAZARD CLASS |  | CERTIFICATION/STANDARD |  | ADDITIONAL FEATURES EN | CYLINDER,PR1000
STP_009 | Data Enrichment | MKV |  | 2023-07-06 |  |  | 1270921 | 1270921 | HOUSING;MAN,289046,COMPLT,DRVG | HOUSING;MNFR:MANITOU,PTNO:289046,ADDITIONAL FEATURES EN:COMPLETE,DRIVING | 01)JUNGHEINRICH AUSTRALIA PT,01)289046,HOUSING,01)COMPLETE,DRIVING | 289046 | 3000007 | MANITOU | MANITOU | 289046 | [18 empty] | HOUSING | NO MODIFIER | TYPE |  | SIZE |  | MATERIAL |  | HAZARD CLASS |  | CERTIFICATION/STANDARD |  | ADDITIONAL FEATURES EN | COMPLETE,DRIVING
STP_009 | Data Enrichment | MKV |  | 2023-07-06 |  |  | 1332210 | 1332210 | HOUSING;MER,KB1807.MDA | HOUSING;MNFR:MERCEDES,PTNO:KB1807.MDA | HOUSING | KB1807.MDA | 3000008 | MERCEDES | MERCEDES | KB1807.MDA | [18 empty] | HOUSING | NO MODIFIER | TYPE |  | SIZE |  | MATERIAL |  | HAZARD CLASS |  | CERTIFICATION/STANDARD |  | ADDITIONAL FEATURES EN
STP_009 | Data Enrichment | MKV |  | 2023-07-06 |  |  | 1266689 | 1266689 | HOUSING;SCHN,FX116-179,SCKT,UMBILICAL | HOUSING;MNFR:SCHNEIDER INC,PTNO:FX116-179,ADDITIONAL FEATURES EN:SOCKET,UMBILICAL CORD 16L | 01)SCHNEIDER ELECTRIC (AUS),01)FX116-179,HOUSING,01)SOCKET,UMBILICAL CORD 16L | FX116-179 | 3000344 | SCHNEIDER INC | SCHNEIDER INC | FX116-179 | [18 empty] | HOUSING | NO MODIFIER | TYPE |  | SIZE |  | MATERIAL |  | HAZARD CLASS |  | CERTIFICATION/STANDARD |  | ADDITIONAL FEATURES EN | SOCKET,UMBILICAL CORD 16L
STP_009 | Data Enrichment | MKV |  | 2023-07-06 |  |  | 1216618 | 1216618 | HOUSING;SEW,417683279200 | HOUSING;MNFR:SEW EURODRIVE,PTNO:417683279200 |  | 417683279200 | 3000442 | SEW EURODRIVE | SEW EURODRIVE | 417683279200 | [18 empty] | HOUSING | NO MODIFIER | TYPE |  | SIZE |  | MATERIAL |  | HAZARD CLASS |  | CERTIFICATION/STANDARD |  | ADDITIONAL FEATURES EN
STP_009 | Data Enrichment | MKV |  | 2023-07-06 |  |  | 1326117 | 1326117 | HOUSING;SIE,2BY5145-1AX08 | HOUSING;MNFR:SIEMENS,PTNO:2BY5145-1AX08 | HOUSING | 2BY5145-1AX08 | 3000032 | SIEMENS | SIEMENS | 2BY5145-1AX08 | [18 empty] | HOUSING | NO MODIFIER | TYPE |  | SIZE |  | MATERIAL |  | HAZARD CLASS |  | CERTIFICATION/STANDARD |  | ADDITIONAL FEATURES EN
STP_009 | Data Enrichment | MKV |  | 2023-07-06 |  |  | 1274413 | 1274413 | HOUSING;TORR,SNT512,SPLIT PLUMMER BLOCK | HOUSING;MNFR:TIMKEN BEARING,PTNO:SNT512,ADDITIONAL FEATURES EN:SPLIT PLUMMER BLOCK,CAST IRON |  | SNT512 | 3000360 | TIMKEN BEARING | TIMKEN BEARING | SNT512 | [18 empty] | HOUSING | NO MODIFIER | TYPE |  | SIZE |  | MATERIAL |  | HAZARD CLASS |  | CERTIFICATION/STANDARD |  | ADDITIONAL FEATURES EN | SPLIT PLUMMER BLOCK,CAST IRON
STP_009 | Data Enrichment | MKV |  | 2023-07-06 |  |  | 1266237 | 1266237 | HOUSING;TORR,SNT517TACMA,BRGUNT;STEEL | HOUSING;MNFR:TIMKEN BEARING,PTNO:SNT517TACMA,ADDITIONAL FEATURES EN:BRGUNT;STEEL | 01)CONSOLIDATED BEARING CO (,01)SNT517TACMA,HOUSING,01)BRGUNT,STEEL | SNT517TACMA | 3000360 | TIMKEN BEARING | TIMKEN BEARING | SNT517TACMA | [18 empty] | HOUSING | NO MODIFIER | TYPE |  | SIZE |  | MATERIAL |  | HAZARD CLASS |  | CERTIFICATION/STANDARD |  | ADDITIONAL FEATURES EN | BRGUNT;STEEL
STP_009 | Data Enrichment | MKV |  | 2023-07-06 |  |  | 1266235 | 1266235 | HOUSING;TORR,SNT530TACMA,BRGUNT;135MM,CL | HOUSING;MNFR:TIMKEN BEARING,PTNO:SNT530TACMA,ADDITIONAL FEATURES EN:BRGUNT;135MM,CLOSED ONE STL | 01)CONSOLIDATED BEARING CO (,01)SNT530TACMA,HOUSING,01)BRGUNT,135MM,CLOSED ONE STL | SNT530TACMA | 3000360 | TIMKEN BEARING | TIMKEN BEARING | SNT530TACMA | [18 empty] | HOUSING | NO MODIFIER | TYPE |  | SIZE |  | MATERIAL |  | HAZARD CLASS |  | CERTIFICATION/STANDARD |  | ADDITIONAL FEATURES EN | BRGUNT;135MM,CLOSED ONE STL
STP_009 | Data Enrichment | MKV |  | 2023-07-06 |  |  | 1266232 | 1266232 | HOUSING;TORR,SNTD3134TACA,BRGUNT;PLUMMER | HOUSING;MNFR:TIMKEN BEARING,PTNO:SNTD3134TACA,ADDITIONAL FEATURES EN:BRGUNT;PLUMMER BLOCK MSTL | 01)CONSOLIDATED BEARING CO (,01)SNTD3134TACA,HOUSING,01)BRGUNT,PLUMMER BLOCK MSTL | SNTD3134TACA | 3000360 | TIMKEN BEARING | TIMKEN BEARING | SNTD3134TACA | [18 empty] | HOUSING | NO MODIFIER | TYPE |  | SIZE |  | MATERIAL |  | HAZARD CLASS |  | CERTIFICATION/STANDARD |  | ADDITIONAL FEATURES EN | BRGUNT;PLUMMER BLOCK MSTL
STP_009 | Data Enrichment | MKV |  | 2023-07-06 |  |  | 1215775 | 1215775 | PANEL,CONTROL,LCD WITH USB,UMC100.3 | PANEL,CONTROL;MNFR:ABB,PTNO:ABBUMC100-PAN |  | ABBUMC100-PAN | 3000014 | ABB | ABB | ABBUMC100-PAN | [18 empty] | PANEL | CONTROL | TYPE |  | VOLTAGE RATING |  | CURRENT RATING |  | NUMBER OF PHASE |  | SIZE |  | ENCLOSURE |  | MATERIAL |  | FREQUENCY RATING |  | DEGREE OF PROTECTION |  | HAZARD CLASS |  | CERTIFICATION/STANDARD |  | ADDITIONAL FEATURES EN
STP_009 | Data Enrichment | MKV |  | 2023-07-06 |  |  | 1252949 | 1252949 | PANEL,CTRL;DIEC,4C.01171181 | PANEL,CONTROL;MNFR:DIECI,PTNO:4C.01171181,ADDITIONAL FEATURES EN:FUSE BOARD, ELECTRICAL | PANEL,CONTROL,01)FUSE BOARD, ELECTRICAL | 4C.01171181 | 3000511 | DIECI | DIECI | 4C.01171181 | [18 empty] | PANEL | CONTROL | TYPE |  | VOLTAGE RATING |  | CURRENT RATING |  | NUMBER OF PHASE |  | SIZE |  | ENCLOSURE |  | MATERIAL |  | FREQUENCY RATING |  | DEGREE OF PROTECTION |  | HAZARD CLASS |  | CERTIFICATION/STANDARD |  | ADDITIONAL FEATURES EN | FUSE BOARD,ELECTRICAL
STP_009 | Data Enrichment | MKV |  | 2023-07-06 |  |  | 1252981 | 1252981 | PANEL,CTRL;DIEC,4C.05500036 | PANEL,CONTROL;MNFR:DIECI,PTNO:4C.05500036,ADDITIONAL FEATURES EN:INSTRUMENT | PANEL,CONTROL,01)INSTRUMENT | 4C.05500036 | 3000511 | DIECI | DIECI | 4C.05500036 | [18 empty] | PANEL | CONTROL | TYPE |  | VOLTAGE RATING |  | CURRENT RATING |  | NUMBER OF PHASE |  | SIZE |  | ENCLOSURE |  | MATERIAL |  | FREQUENCY RATING |  | DEGREE OF PROTECTION |  | HAZARD CLASS |  | CERTIFICATION/STANDARD |  | ADDITIONAL FEATURES EN | INSTRUMENT
STP_009 | Data Enrichment | MKV |  | 2023-07-06 |  |  | 1252832 | 1252832 | PANEL,CTRL;DIEC,4C.0A026135 | PANEL,CONTROL;MNFR:DIECI,PTNO:4C.0A026135,ADDITIONAL FEATURES EN:INSTRUMENT LINE, LH | PANEL,CONTROL,01)INSTRUMENT LINE, LH | 4C.0A026135 | 3000511 | DIECI | DIECI | 4C.0A026135 | [18 empty] | PANEL | CONTROL | TYPE |  | VOLTAGE RATING |  | CURRENT RATING |  | NUMBER OF PHASE |  | SIZE |  | ENCLOSURE |  | MATERIAL |  | FREQUENCY RATING |  | DEGREE OF PROTECTION |  | HAZARD CLASS |  | CERTIFICATION/STANDARD |  | ADDITIONAL FEATURES EN | INSTRUMENT LINE,LH
STP_009 | Data Enrichment | MKV |  | 2023-07-06 |  |  | 1252864 | 1252864 | PANEL,CTRL;DIEC,4C.0A051274 | PANEL,CONTROL;MNFR:DIECI,PTNO:4C.0A051274,ADDITIONAL FEATURES EN:LEFT INSTRUMENT SYSTEM | PANEL,CONTROL,01)LEFT INSTRUMENT SYSTEM | 4C.0A051274 | 3000511 | DIECI | DIECI | 4C.0A051274 | [18 empty] | PANEL | CONTROL | TYPE |  | VOLTAGE RATING |  | CURRENT RATING |  | NUMBER OF PHASE |  | SIZE |  | ENCLOSURE |  | MATERIAL |  | FREQUENCY RATING |  | DEGREE OF PROTECTION |  | HAZARD CLASS |  | CERTIFICATION/STANDARD |  | ADDITIONAL FEATURES EN | LEFT INSTRUMENT SYSTEM
STP_009 | Data Enrichment | MKV |  | 2023-07-06 |  |  | 1252948 | 1252948 | PANEL,CTRL;DIEC,4C.0A051276 | PANEL,CONTROL;MNFR:DIECI,PTNO:4C.0A051276,ADDITIONAL FEATURES EN:INSTRUMENT SYSTEM,RIGHT | PANEL,CONTROL,01)INSTRUMENT SYSTEM,RIGHT | 4C.0A051276 | 3000511 | DIECI | DIECI | 4C.0A051276 | [18 empty] | PANEL | CONTROL | TYPE |  | VOLTAGE RATING |  | CURRENT RATING |  | NUMBER OF PHASE |  | SIZE |  | ENCLOSURE |  | MATERIAL |  | FREQUENCY RATING |  | DEGREE OF PROTECTION |  | HAZARD CLASS |  | CERTIFICATION/STANDARD |  | ADDITIONAL FEATURES EN | INSTRUMENT SYSTEM,RIGHT
STP_009 | Data Enrichment | MKV |  | 2023-07-06 |  |  | 1252999 | 1252999 | PANEL,CTRL;DIEC,4C.1C021129 | PANEL,CONTROL;MNFR:DIECI,PTNO:4C.1C021129,ADDITIONAL FEATURES EN:INSTRUMENT,RIGHT | PANEL,CONTROL,01)INSTRUMENT,RIGHT | 4C.1C021129 | 3000511 | DIECI | DIECI | 4C.1C021129 | [18 empty] | PANEL | CONTROL | TYPE |  | VOLTAGE RATING |  | CURRENT RATING |  | NUMBER OF PHASE |  | SIZE |  | ENCLOSURE |  | MATERIAL |  | FREQUENCY RATING |  | DEGREE OF PROTECTION |  | HAZARD CLASS |  | CERTIFICATION/STANDARD |  | ADDITIONAL FEATURES EN | INSTRUMENT,RIGHT
STP_009 | Data Enrichment | MKV |  | 2023-07-06 |  |  | 1252998 | 1252998 | PANEL,CTRL;DIEC,4C.1C021227 | PANEL,CONTROL;MNFR:DIECI,PTNO:4C.1C021227,ADDITIONAL FEATURES EN:INSTRUMENT,RIGHT | PANEL,CONTROL,01)INSTRUMENT,RIGHT | 4C.1C021227 | 3000511 | DIECI | DIECI | 4C.1C021227 | [18 empty] | PANEL | CONTROL | TYPE |  | VOLTAGE RATING |  | CURRENT RATING |  | NUMBER OF PHASE |  | SIZE |  | ENCLOSURE |  | MATERIAL |  | FREQUENCY RATING |  | DEGREE OF PROTECTION |  | HAZARD CLASS |  | CERTIFICATION/STANDARD |  | ADDITIONAL FEATURES EN | INSTRUMENT,RIGHT
STP_009 | Data Enrichment | MKV |  | 2023-07-06 |  |  | 1252866 | 1252866 | PANEL,CTRL;DIEC,4C.2107213 | PANEL,CONTROL;MNFR:DIECI,PTNO:4C.2107213,ADDITIONAL FEATURES EN:INSTRUMENT,RIGHT | PANEL,CONTROL,01)INSTRUMENT,RIGHT | 4C.2107213 | 3000511 | DIECI | DIECI | 4C.2107213 | [18 empty] | PANEL | CONTROL | TYPE |  | VOLTAGE RATING |  | CURRENT RATING |  | NUMBER OF PHASE |  | SIZE |  | ENCLOSURE |  | MATERIAL |  | FREQUENCY RATING |  | DEGREE OF PROTECTION |  | HAZARD CLASS |  | CERTIFICATION/STANDARD |  | ADDITIONAL FEATURES EN | INSTRUMENT,RIGHT
STP_009 | Data Enrichment | MKV |  | 2023-07-06 |  |  | 1252982 | 1252982 | PANEL,CTRL;DIEC,4C-05550002 | PANEL,CONTROL;MNFR:DIECI,PTNO:4C-05550002,ADDITIONAL FEATURES EN:INSTRUMENT | PANEL,CONTROL,01)INSTRUMENT | 4C-05550002 | 3000511 | DIECI | DIECI | 4C-05550002 | [18 empty] | PANEL | CONTROL | TYPE |  | VOLTAGE RATING |  | CURRENT RATING |  | NUMBER OF PHASE |  | SIZE |  | ENCLOSURE |  | MATERIAL |  | FREQUENCY RATING |  | DEGREE OF PROTECTION |  | HAZARD CLASS |  | CERTIFICATION/STANDARD |  | ADDITIONAL FEATURES EN | INSTRUMENT
STP_009 | Data Enrichment | MKV |  | 2023-07-06 |  |  | 1252814 | 1252814 | PANEL,CTRL;DIEC,BEF4252 | PANEL,CONTROL;MNFR:DIECI,PTNO:BEF4252,ADDITIONAL FEATURES EN:PROPORTIONAL | PANEL,CONTROL,01)PROPORTIONAL | BEF4252 | 3000511 | DIECI | DIECI | BEF4252 | [18 empty] | PANEL | CONTROL | TYPE |  | VOLTAGE RATING |  | CURRENT RATING |  | NUMBER OF PHASE |  | SIZE |  | ENCLOSURE |  | MATERIAL |  | FREQUENCY RATING |  | DEGREE OF PROTECTION |  | HAZARD CLASS |  | CERTIFICATION/STANDARD |  | ADDITIONAL FEATURES EN | PROPORTIONAL
STP_009 | Data Enrichment | MKV |  | 2023-07-06 |  |  | 1333645 | 1333645 | PANEL,CTRL;DIEC,BSM3070 | PANEL,CONTROL;MNFR:DIECI,PTNO:BSM3070,ADDITIONAL FEATURES EN:INSTRUMENT LOWER,MATERIAL:PLASTIC | PANEL,CONTROL,01)INSTRUMENT LOWER,MATERIAL:PLASTIC | BSM3070 | 3000511 | DIECI | DIECI | BSM3070 | [18 empty] | PANEL | CONTROL | TYPE |  | VOLTAGE RATING |  | CURRENT RATING |  | NUMBER OF PHASE |  | SIZE |  | ENCLOSURE |  | MATERIAL | PLASTIC | FREQUENCY RATING |  | DEGREE OF PROTECTION |  | HAZARD CLASS |  | CERTIFICATION/STANDARD |  | ADDITIONAL FEATURES EN | INSTRUMENT LOWER
STP_009 | Data Enrichment | MKV |  | 2023-07-06 |  |  | 1333614 | 1333614 | PANEL,CTRL;DIEC,CVC7757/0D2 | PANEL,CONTROL;MNFR:DIECI,PTNO:CVC7757/0D2,ADDITIONAL FEATURES EN:INSTRUMENT | PANEL,CONTROL,01)INSTRUMENT | CVC7757/0D2 | 3000511 | DIECI | DIECI | CVC7757/0D2 | [18 empty] | PANEL | CONTROL | TYPE |  | VOLTAGE RATING |  | CURRENT RATING |  | NUMBER OF PHASE |  | SIZE |  | ENCLOSURE |  | MATERIAL |  | FREQUENCY RATING |  | DEGREE OF PROTECTION |  | HAZARD CLASS |  | CERTIFICATION/STANDARD |  | ADDITIONAL FEATURES EN | INSTRUMENT
STP_009 | Data Enrichment | MKV |  | 2023-07-06 |  |  | 1333415 | 1333415 | PANEL,CTRL;DIEC,CVC7758/0D2 | PANEL,CONTROL;MNFR:DIECI,PTNO:CVC7758/0D2,ADDITIONAL FEATURES EN:INSTRUMENT | PANEL,CONTROL,01)INSTRUMENT | CVC7758/0D2 | 3000511 | DIECI | DIECI | CVC7758/0D2 | [18 empty] | PANEL | CONTROL | TYPE |  | VOLTAGE RATING |  | CURRENT RATING |  | NUMBER OF PHASE |  | SIZE |  | ENCLOSURE |  | MATERIAL |  | FREQUENCY RATING |  | DEGREE OF PROTECTION |  | HAZARD CLASS |  | CERTIFICATION/STANDARD |  | ADDITIONAL FEATURES EN | INSTRUMENT
STP_009 | Data Enrichment | MKV |  | 2023-07-06 |  |  | 1333285 | 1333285 | PANEL,CTRL;DIEC,CVC7935/0G | PANEL,CONTROL;MNFR:DIECI,PTNO:CVC7935/0G,ADDITIONAL FEATURES EN:INSTRUMENT | PANEL,CONTROL,01)INSTRUMENT | CVC7935/0G | 3000511 | DIECI | DIECI | CVC7935/0G | [18 empty] | PANEL | CONTROL | TYPE |  | VOLTAGE RATING |  | CURRENT RATING |  | NUMBER OF PHASE |  | SIZE |  | ENCLOSURE |  | MATERIAL |  | FREQUENCY RATING |  | DEGREE OF PROTECTION |  | HAZARD CLASS |  | CERTIFICATION/STANDARD |  | ADDITIONAL FEATURES EN | INSTRUMENT
STP_009 | Data Enrichment | MKV |  | 2023-07-06 |  |  | 1333404 | 1333404 | PANEL,CTRL;DIEC,RIV0000119 | PANEL,CONTROL;MNFR:DIECI,PTNO:RIV0000119,ADDITIONAL FEATURES EN:INSTRUMENT LOWER,MATERIAL:PLASTIC | PANEL,CONTROL,01)INSTRUMENT LOWER,MATERIAL:PLASTIC | RIV0000119 | 3000511 | DIECI | DIECI | RIV0000119 | [18 empty] | PANEL | CONTROL | TYPE |  | VOLTAGE RATING |  | CURRENT RATING |  | NUMBER OF PHASE |  | SIZE |  | ENCLOSURE |  | MATERIAL | PLASTIC | FREQUENCY RATING |  | DEGREE OF PROTECTION |  | HAZARD CLASS |  | CERTIFICATION/STANDARD |  | ADDITIONAL FEATURES EN | INSTRUMENT LOWER
STP_009 | Data Enrichment | MKV |  | 2023-07-06 |  |  | 1333346 | 1333346 | PANEL,ELEC;DIEC,4C.0A028149 | PANEL,ELECTRICAL;MNFR:DIECI,PTNO:4C.0A028149,ADDITIONAL FEATURES EN:INSTRUMENT LINE,RH | PANEL,ELECTRICAL,01)INSTRUMENT LINE,RH | 4C.0A028149 | 3000511 | DIECI | DIECI | 4C.0A028149 | [18 empty] | PANEL | ELECTRICAL | TYPE |  | VOLTAGE RATING |  | CURRENT RATING |  | NUMBER OF PHASE |  | ENCLOSURE |  | SIZE |  | DEGREE OF PROTECTION |  | HAZARD CLASS |  | CERTIFICATION/STANDARD |  | ADDITIONAL FEATURES EN | INSTRUMENT LINE,RH
STP_009 | Data Enrichment | MKV |  | 2023-07-06 |  |  | 1218317 | 1218317 | PANEL;AB,2711PT15C22D9P,PANEL VEIW,PLUS1 | PANEL;MNFR:ALLEN BRADLEY,PTNO:2711PT15C22D9P,ADDITIONAL FEATURES EN:PANEL VEIW,PLUS 7,15IN,TOUCH DLR,24VDC | 01)NHP ELECTRICAL ENGINEERIN,01)2711PT15C22D9P,PANEL,01)PANEL VEIW,PLUS 7,15IN,TOUC | 2711PT15C22D9P | 3000226 | ALLEN BRADLEY | ALLEN BRADLEY | 2711PT15C22D9P | [18 empty] | PANEL | NO MODIFIER | TYPE |  | VOLTAGE RATING |  | CURRENT RATING |  | NUMBER OF PHASE |  | SIZE |  | MATERIAL |  | MOUNTING TYPE |  | CONNECTION TYPE |  | DEGREE OF PROTECTION |  | HAZARD CLASS |  | CERTIFICATION/STANDARD |  | ADDITIONAL FEATURES EN | PANEL VEIW,PLUS 7,15IN,TOUCH DLR,24VDC
STP_009 | Data Enrichment | MKV |  | 2023-07-06 |  |  | 1321946 | 1321946 | PANEL;ABB,1SAP530100R0001 | PANEL;MNFR:ABB,PTNO:1SAP530100R0001 | PANEL | 1SAP530100R0001 | 3000014 | ABB | ABB | 1SAP530100R0001 | [18 empty] | PANEL | NO MODIFIER | TYPE |  | VOLTAGE RATING |  | CURRENT RATING |  | NUMBER OF PHASE |  | SIZE |  | MATERIAL |  | MOUNTING TYPE |  | CONNECTION TYPE |  | DEGREE OF PROTECTION |  | HAZARD CLASS |  | CERTIFICATION/STANDARD |  | ADDITIONAL FEATURES EN
STP_009 | Data Enrichment | MKV |  | 2023-07-06 |  |  | 1324604 | 1324604 | PANEL;ABB,1SBP260181R1001 | PANEL;MNFR:ABB,PTNO:1SBP260181R1001 | PANEL | 1SBP260181R1001 | 3000014 | ABB | ABB | 1SBP260181R1001 | [18 empty] | PANEL | NO MODIFIER | TYPE |  | VOLTAGE RATING |  | CURRENT RATING |  | NUMBER OF PHASE |  | SIZE |  | MATERIAL |  | MOUNTING TYPE |  | CONNECTION TYPE |  | DEGREE OF PROTECTION |  | HAZARD CLASS |  | CERTIFICATION/STANDARD |  | ADDITIONAL FEATURES EN
STP_009 | Data Enrichment | MKV |  | 2023-07-06 |  |  | 1324607 | 1324607 | PANEL;ABB,3BSE 042 238 R2 | PANEL;MNFR:ABB,PTNO:3BSE 042 238 R2 | PANEL | 3BSE 042 238 R2 | 3000014 | ABB | ABB | 3BSE 042 238 R2 | [18 empty] | PANEL | NO MODIFIER | TYPE |  | VOLTAGE RATING |  | CURRENT RATING |  | NUMBER OF PHASE |  | SIZE |  | MATERIAL |  | MOUNTING TYPE |  | CONNECTION TYPE |  | DEGREE OF PROTECTION |  | HAZARD CLASS |  | CERTIFICATION/STANDARD |  | ADDITIONAL FEATURES EN
STP_009 | Data Enrichment | MKV |  | 2023-07-06 |  |  | 1216480 | 1216480 | PANEL;ABB,3BSE-042-237-R1 | PANEL;MNFR:ABB,PTNO:3BSE-042-237-R1 | PANEL | 3BSE-042-237-R1 | 3000014 | ABB | ABB | 3BSE-042-237-R1 | [18 empty] | PANEL | NO MODIFIER | TYPE |  | VOLTAGE RATING |  | CURRENT RATING |  | NUMBER OF PHASE |  | SIZE |  | MATERIAL |  | MOUNTING TYPE |  | CONNECTION TYPE |  | DEGREE OF PROTECTION |  | HAZARD CLASS |  | CERTIFICATION/STANDARD |  | ADDITIONAL FEATURES EN
STP_009 | Data Enrichment | MKV |  | 2023-07-06 |  |  | 1272635 | 1272635 | PANEL;ABB,3BSE092980R1,STD,TOCH,15 IN,PP | PANEL;MNFR:ABB,PTNO:3BSE092980R1,ADDITIONAL FEATURES EN:STANDARD,TOUCH,15 IN,PP886 | 01)ABB AUSTRALIA PTY LTD,01)3BSE092980R1,PANEL,01)STANDARD,TOUCH,15 IN,02)PP886 | 3BSE092980R1 | 3000014 | ABB | ABB | 3BSE092980R1 | [18 empty] | PANEL | NO MODIFIER | TYPE |  | VOLTAGE RATING |  | CURRENT RATING |  | NUMBER OF PHASE |  | SIZE |  | MATERIAL |  | MOUNTING TYPE |  | CONNECTION TYPE |  | DEGREE OF PROTECTION |  | HAZARD CLASS |  | CERTIFICATION/STANDARD |  | ADDITIONAL FEATURES EN | STANDARD,TOUCH,15 IN,PP886
STP_009 | Data Enrichment | MKV |  | 2023-07-06 |  |  | 1321841 | 1321841 | PANEL;ABB,ACS-CP-A | PANEL;MNFR:ABB,PTNO:ACS-CP-A | PANEL | ACS-CP-A | 3000014 | ABB | ABB | ACS-CP-A | [18 empty] | PANEL | NO MODIFIER | TYPE |  | VOLTAGE RATING |  | CURRENT RATING |  | NUMBER OF PHASE |  | SIZE |  | MATERIAL |  | MOUNTING TYPE |  | CONNECTION TYPE |  | DEGREE OF PROTECTION |  | HAZARD CLASS |  | CERTIFICATION/STANDARD |  | ADDITIONAL FEATURES EN
STP_009 | Data Enrichment | MKV |  | 2023-07-06 |  |  | 1220380 | 1220380 | PANEL;ABB,CDP312 | PANEL;MNFR:ABB,PTNO:CDP312 | PANEL | CDP312 | 3000014 | ABB | ABB | CDP312 | [18 empty] | PANEL | NO MODIFIER | TYPE |  | VOLTAGE RATING |  | CURRENT RATING |  | NUMBER OF PHASE |  | SIZE |  | MATERIAL |  | MOUNTING TYPE |  | CONNECTION TYPE |  | DEGREE OF PROTECTION |  | HAZARD CLASS |  | CERTIFICATION/STANDARD |  | ADDITIONAL FEATURES EN
STP_009 | Data Enrichment | MKV |  | 2023-07-06 |  |  | 1248667 | 1248667 | PANEL;ABB,KPB1LE1-I8121462-R | PANEL;MNFR:ABB,PTNO:KPB1LE1-I8121462-R | PANEL | KPB1LE1-I8121462-R | 3000014 | ABB | ABB | KPB1LE1-I8121462-R | [18 empty] | PANEL | NO MODIFIER | TYPE |  | VOLTAGE RATING |  | CURRENT RATING |  | NUMBER OF PHASE |  | SIZE |  | MATERIAL |  | MOUNTING TYPE |  | CONNECTION TYPE |  | DEGREE OF PROTECTION |  | HAZARD CLASS |  | CERTIFICATION/STANDARD |  | ADDITIONAL FEATURES EN
STP_009 | Data Enrichment | MKV |  | 2023-07-06 |  |  | 1252904 | 1252904 | PANEL;DIEC,BCW3061 | PANEL;MNFR:DIECI,PTNO:BCW3061,ADDITIONAL FEATURES EN:REAR | PANEL,01)REAR | BCW3061 | 3000511 | DIECI | DIECI | BCW3061 | [18 empty] | PANEL | NO MODIFIER | TYPE |  | VOLTAGE RATING |  | CURRENT RATING |  | NUMBER OF PHASE |  | SIZE |  | MATERIAL |  | MOUNTING TYPE |  | CONNECTION TYPE |  | DEGREE OF PROTECTION |  | HAZARD CLASS |  | CERTIFICATION/STANDARD |  | ADDITIONAL FEATURES EN | REAR
STP_009 | Data Enrichment | MKV |  | 2023-07-06 |  |  | 1252851 | 1252851 | PANEL;DIEC,BCW3072 | PANEL;MNFR:DIECI,PTNO:BCW3072,ADDITIONAL FEATURES EN:REAR | PANEL,01)REAR | BCW3072 | 3000511 | DIECI | DIECI | BCW3072 | [18 empty] | PANEL | NO MODIFIER | TYPE |  | VOLTAGE RATING |  | CURRENT RATING |  | NUMBER OF PHASE |  | SIZE |  | MATERIAL |  | MOUNTING TYPE |  | CONNECTION TYPE |  | DEGREE OF PROTECTION |  | HAZARD CLASS |  | CERTIFICATION/STANDARD |  | ADDITIONAL FEATURES EN | REAR
STP_009 | Data Enrichment | MKV |  | 2023-07-06 |  |  | 1333607 | 1333607 | PANEL;DIEC,BSM3069 | PANEL;MNFR:DIECI,PTNO:BSM3069,ADDITIONAL FEATURES EN:INSTRUMENT COVERING,MATERIAL:PLASTIC | PANEL,01)INSTRUMENT COVERING,MATERIAL:PLASTIC | BSM3069 | 3000511 | DIECI | DIECI | BSM3069 | [18 empty] | PANEL | NO MODIFIER | TYPE |  | VOLTAGE RATING |  | CURRENT RATING |  | NUMBER OF PHASE |  | SIZE |  | MATERIAL | PLASTIC | MOUNTING TYPE |  | CONNECTION TYPE |  | DEGREE OF PROTECTION |  | HAZARD CLASS |  | CERTIFICATION/STANDARD |  | ADDITIONAL FEATURES EN | INSTRUMENT COVERING
STP_009 | Data Enrichment | MKV |  | 2023-07-06 |  |  | 1333460 | 1333460 | PANEL;DIEC,BSM3088 | PANEL;MNFR:DIECI,PTNO:BSM3088,ADDITIONAL FEATURES EN:CLOSING, DOOR | PANEL,01)CLOSING, DOOR | BSM3088 | 3000511 | DIECI | DIECI | BSM3088 | [18 empty] | PANEL | NO MODIFIER | TYPE |  | VOLTAGE RATING |  | CURRENT RATING |  | NUMBER OF PHASE |  | SIZE |  | MATERIAL |  | MOUNTING TYPE |  | CONNECTION TYPE |  | DEGREE OF PROTECTION |  | HAZARD CLASS |  | CERTIFICATION/STANDARD |  | ADDITIONAL FEATURES EN | CLOSING,DOOR
STP_009 | Data Enrichment | MKV |  | 2023-07-06 |  |  | 1333289 | 1333289 | PANEL;DIEC,BSM3101 | PANEL;MNFR:DIECI,PTNO:BSM3101,ADDITIONAL FEATURES EN:SOUNDPROOF | PANEL,01)SOUNDPROOF | BSM3101 | 3000511 | DIECI | DIECI | BSM3101 | [18 empty] | PANEL | NO MODIFIER | TYPE |  | VOLTAGE RATING |  | CURRENT RATING |  | NUMBER OF PHASE |  | SIZE |  | MATERIAL |  | MOUNTING TYPE |  | CONNECTION TYPE |  | DEGREE OF PROTECTION |  | HAZARD CLASS |  | CERTIFICATION/STANDARD |  | ADDITIONAL FEATURES EN | SOUNDPROOF
STP_009 | Data Enrichment | MKV |  | 2023-07-06 |  |  | 1333288 | 1333288 | PANEL;DIEC,BSM3102 | PANEL;MNFR:DIECI,PTNO:BSM3102,ADDITIONAL FEATURES EN:SOUNDPROOF | PANEL,01)SOUNDPROOF | BSM3102 | 3000511 | DIECI | DIECI | BSM3102 | [18 empty] | PANEL | NO MODIFIER | TYPE |  | VOLTAGE RATING |  | CURRENT RATING |  | NUMBER OF PHASE |  | SIZE |  | MATERIAL |  | MOUNTING TYPE |  | CONNECTION TYPE |  | DEGREE OF PROTECTION |  | HAZARD CLASS |  | CERTIFICATION/STANDARD |  | ADDITIONAL FEATURES EN | SOUNDPROOF
STP_009 | Data Enrichment | MKV |  | 2023-07-06 |  |  | 1333642 | 1333642 | PANEL;DIEC,CAR0000459/0D2 | PANEL;MNFR:DIECI,PTNO:CAR0000459/0D2,ADDITIONAL FEATURES EN:FRONT | PANEL,01)FRONT | CAR0000459/0D2 | 3000511 | DIECI | DIECI | CAR0000459/0D2 | [18 empty] | PANEL | NO MODIFIER | TYPE |  | VOLTAGE RATING |  | CURRENT RATING |  | NUMBER OF PHASE |  | SIZE |  | MATERIAL |  | MOUNTING TYPE |  | CONNECTION TYPE |  | DEGREE OF PROTECTION |  | HAZARD CLASS |  | CERTIFICATION/STANDARD |  | ADDITIONAL FEATURES EN | FRONT
STP_009 | Data Enrichment | MKV |  | 2023-07-06 |  |  | 1273476 | 1273476 | PANEL;NHP,MANB0026196,BORD,CUSTOM LOAD C | PANEL;MNFR:NHP,PTNO:MANB0026196,ADDITIONAL FEATURES EN:BOARD,CUSTOM LOAD CENTRE |  | MANB0026196 | 3000664 | NHP | NHP | MANB0026196 | [18 empty] | PANEL | NO MODIFIER | TYPE |  | VOLTAGE RATING |  | CURRENT RATING |  | NUMBER OF PHASE |  | SIZE |  | MATERIAL |  | MOUNTING TYPE |  | CONNECTION TYPE |  | DEGREE OF PROTECTION |  | HAZARD CLASS |  | CERTIFICATION/STANDARD |  | ADDITIONAL FEATURES EN | BOARD,CUSTOM LOAD CENTRE
STP_009 | Data Enrichment | MKV |  | 2023-07-06 |  |  | 1266775 | 1266775 | PANEL;RITL,8175235,SIDE,800 X 1200 MM,TS | PANEL;MNFR:RITTAL,PTNO:8175235,ADDITIONAL FEATURES EN:SIDE,800 X 1200 MM,TS IT,RAL7035 | 01)CNW (MOUNT ISA) ELECT WHO,01)8175235,PANEL,01)SIDE,800 X 1200 MM,TS IT,RA | 8175235 | 3000653 | RITTAL | RITTAL | 8175235 | [18 empty] | PANEL | NO MODIFIER | TYPE |  | VOLTAGE RATING |  | CURRENT RATING |  | NUMBER OF PHASE |  | SIZE |  | MATERIAL |  | MOUNTING TYPE |  | CONNECTION TYPE |  | DEGREE OF PROTECTION |  | HAZARD CLASS |  | CERTIFICATION/STANDARD |  | ADDITIONAL FEATURES EN | SIDE,800 X 1200 MM,TS IT,RAL7035
STP_009 | Data Enrichment | MKV |  | 2023-07-06 |  |  | 1266776 | 1266776 | PANEL;RITL,8176235,SIDE,1200 X 1000 MM | PANEL;MNFR:RITTAL,PTNO:8176235,ADDITIONAL FEATURES EN:SIDE,1200 X 1000 MM TS IT RAL7035 | 01)CNW (MOUNT ISA) ELECT WHO,01)8176235,PANEL,01)SIDE,1200 X 1000 MM TS IT | 8176235 | 3000653 | RITTAL | RITTAL | 8176235 | [18 empty] | PANEL | NO MODIFIER | TYPE |  | VOLTAGE RATING |  | CURRENT RATING |  | NUMBER OF PHASE |  | SIZE |  | MATERIAL |  | MOUNTING TYPE |  | CONNECTION TYPE |  | DEGREE OF PROTECTION |  | HAZARD CLASS |  | CERTIFICATION/STANDARD |  | ADDITIONAL FEATURES EN | SIDE,1200 X 1000 MM TS IT RAL7035
STP_009 | Data Enrichment | MKV |  | 2023-07-06 |  |  | 1274854 | 1274854 | PANEL;SIE,6AV2124-0QC13-0AX0,15 IN,SIMAT | PANEL;MNFR:SIEMENS,PTNO:6AV2124-0QC13-0AX0,ADDITIONAL FEATURES EN:15 IN,SIMATIC HMI TP1500 COMFORT | 01)APS INDUSTRIALS PTY LTD,01)6AV2124-0QC13-0AX0,PANEL,01)15 IN,01)SIMATIC HMI TP1500 COMFORT | 6AV2124-0QC13-0AX0 | 3000032 | SIEMENS | SIEMENS | 6AV2124-0QC13-0AX0 | [18 empty] | PANEL | NO MODIFIER | TYPE |  | VOLTAGE RATING |  | CURRENT RATING |  | NUMBER OF PHASE |  | SIZE |  | MATERIAL |  | MOUNTING TYPE |  | CONNECTION TYPE |  | DEGREE OF PROTECTION |  | HAZARD CLASS |  | CERTIFICATION/STANDARD |  | ADDITIONAL FEATURES EN | 15 IN,SIMATIC HMI TP1500 COMFORT
STP_009 | Data Enrichment | MKV |  | 2023-07-06 |  |  | 1271795 | 1271795 | PANEL;SIE,6SL3255-0AA00-4CA1 | PANEL;MNFR:SIEMENS,PTNO:6SL3255-0AA00-4CA1 | PANEL | 6SL3255-0AA00-4CA1 | 3000032 | SIEMENS | SIEMENS | 6SL3255-0AA00-4CA1 | [18 empty] | PANEL | NO MODIFIER | TYPE |  | VOLTAGE RATING |  | CURRENT RATING |  | NUMBER OF PHASE |  | SIZE |  | MATERIAL |  | MOUNTING TYPE |  | CONNECTION TYPE |  | DEGREE OF PROTECTION |  | HAZARD CLASS |  | CERTIFICATION/STANDARD |  | ADDITIONAL FEATURES EN
STP_009 | Data Enrichment | MKV |  | 2023-07-06 |  |  | 1214349 | 1214349 | PANEL;SIE,ARB-PF9E59 | PANEL;MNFR:SIEMENS,PTNO:ARB-PF9E59 | PANEL | ARB-PF9E59 | 3000032 | SIEMENS | SIEMENS | ARB-PF9E59 | [18 empty] | PANEL | NO MODIFIER | TYPE |  | VOLTAGE RATING |  | CURRENT RATING |  | NUMBER OF PHASE |  | SIZE |  | MATERIAL |  | MOUNTING TYPE |  | CONNECTION TYPE |  | DEGREE OF PROTECTION |  | HAZARD CLASS |  | CERTIFICATION/STANDARD |  | ADDITIONAL FEATURES EN
STP_009 | Data Enrichment | MKV |  | 2023-07-06 |  |  | 1333558 | 1333558 | SUPPORT,CBL;DIEC,CVC5273/CL | SUPPORT,CABLE;MNFR:DIECI,PTNO:CVC5273/CL,ADDITIONAL FEATURES EN:ACCELERATOR | SUPPORT,CABLE,01)ACCELERATOR | CVC5273/CL | 3000511 | DIECI | DIECI | CVC5273/CL | [18 empty] | SUPPORT | CABLE | TYPE |  | SIZE |  | FITTING TYPE |  | CONDUCTOR DIAMETER RANGE |  | NUMBER OF CONDUCTORS |  | THREAD SIZE |  | CONDUCTOR TYPE |  | TURNING RADIUS |  | SKIRT SIZE |  | MATERIAL |  | COATING/FINISH |  | HAZARD CLASS |  | CERTIFICATION/STANDARD |  | ADDITIONAL FEATURES EN | ACCELERATOR
STP_009 | Data Enrichment | MKV |  | 2023-07-06 |  |  | 1217877 | 1217877 | SUPPORT;ASWP,DU 5040041653,MBL | SUPPORT;MNFR:AUSWEEP,PTNO:DU 5040041653,ADDITIONAL FEATURES EN:MOBILE | 01)AUSTRALIAN SWEEPER CORP P,01)DU 5040041653,SUPPORT,01)MOBILE | DU 5040041653 | 3000416 | AUSWEEP | AUSWEEP | DU 5040041653 | [18 empty] | SUPPORT | NO MODIFIER | TYPE |  | SIZE |  | MATERIAL |  | MOUNTING TYPE |  | LOAD CAPACITY |  | HAZARD CLASS |  | CERTIFICATION/STANDARD |  | ADDITIONAL FEATURES EN | MOBILE
STP_009 | Data Enrichment | MKV |  | 2023-07-06 |  |  | 1272467 | 1272467 | SUPPORT;CASJ,84585623,ASSY | SUPPORT;MNFR:CASE J I CO,PTNO:84585623,ADDITIONAL FEATURES EN:ASSY |  | 84585623 | 3000248 | CASE J I CO | CASE J I CO | 84585623 | [18 empty] | SUPPORT | NO MODIFIER | TYPE |  | SIZE |  | MATERIAL |  | MOUNTING TYPE |  | LOAD CAPACITY |  | HAZARD CLASS |  | CERTIFICATION/STANDARD |  | ADDITIONAL FEATURES EN | ASSY
STP_009 | Data Enrichment | MKV |  | 2023-07-06 |  |  | 1219453 | 1219453 | SUPPORT;CASJ,87303780 | SUPPORT;MNFR:CASE J I CO,PTNO:87303780 | 01)MAK DIESEL & EARTHMOVING,01)87303780,SUPPORT | 87303780 | 3000248 | CASE J I CO | CASE J I CO | 87303780 | [18 empty] | SUPPORT | NO MODIFIER | TYPE |  | SIZE |  | MATERIAL |  | MOUNTING TYPE |  | LOAD CAPACITY |  | HAZARD CLASS |  | CERTIFICATION/STANDARD |  | ADDITIONAL FEATURES EN
STP_009 | Data Enrichment | MKV |  | 2023-07-06 |  |  | 1269811 | 1269811 | SUPPORT;COND,020275-1000,ARM,230 UN DRIL | SUPPORT;MNFR:CONDUCTIX,PTNO:020275-1000,ADDITIONAL FEATURES EN:ARM,230 UN DRILLED 30 X 32 X 2,GAL | 01)CONDUCTIX WAMPFLER PTY LT,01)020275-1000,SUPPORT,01)ARM,230 UN DRILLED 30 X 32 | 020275-1000 | 3000255 | CONDUCTIX | CONDUCTIX | 020275-1000 | [18 empty] | SUPPORT | NO MODIFIER | TYPE |  | SIZE |  | MATERIAL |  | MOUNTING TYPE |  | LOAD CAPACITY |  | HAZARD CLASS |  | CERTIFICATION/STANDARD |  | ADDITIONAL FEATURES EN | ARM,230 UN DRILLED 30 X 32 X 2,GAL
STP_009 | Data Enrichment | MKV |  | 2023-07-06 |  |  | 1269806 | 1269806 | SUPPORT;COND,27222,270 TRACK,GAL,SQ NUT | SUPPORT;MNFR:CONDUCTIX,PTNO:27222,ADDITIONAL FEATURES EN:270 TRACK,GAL,SQ NUT | 01)CONDUCTIX WAMPFLER PTY LT,01)27222,SUPPORT,01)270 TRACK,GAL,SQ NUT | 27222 | 3000255 | CONDUCTIX | CONDUCTIX | 27222 | [18 empty] | SUPPORT | NO MODIFIER | TYPE |  | SIZE |  | MATERIAL |  | MOUNTING TYPE |  | LOAD CAPACITY |  | HAZARD CLASS |  | CERTIFICATION/STANDARD |  | ADDITIONAL FEATURES EN | 270 TRACK,GAL,SQ NUT
STP_009 | Data Enrichment | MKV |  | 2023-07-06 |  |  | 1272450 | 1272450 | SUPPORT;CUM,5260996,FAN | SUPPORT;MNFR:CUMMINS,PTNO:5260996,ADDITIONAL FEATURES EN:FAN |  | 5260996 | 3000018 | CUMMINS | CUMMINS | 5260996 | [18 empty] | SUPPORT | NO MODIFIER | TYPE |  | SIZE |  | MATERIAL |  | MOUNTING TYPE |  | LOAD CAPACITY |  | HAZARD CLASS |  | CERTIFICATION/STANDARD |  | ADDITIONAL FEATURES EN | FAN
STP_009 | Data Enrichment | MKV |  | 2023-07-06 |  |  | 1333367 | 1333367 | SUPPORT;DIEC,1F.504271675 | SUPPORT;MNFR:DIECI,PTNO:1F.504271675,ADDITIONAL FEATURES EN:ALTERNATOR | SUPPORT,01)ALTERNATOR | 1F.504271675 | 3000511 | DIECI | DIECI | 1F.504271675 | [18 empty] | SUPPORT | NO MODIFIER | TYPE |  | SIZE |  | MATERIAL |  | MOUNTING TYPE |  | LOAD CAPACITY |  | HAZARD CLASS |  | CERTIFICATION/STANDARD |  | ADDITIONAL FEATURES EN | ALTERNATOR
STP_009 | Data Enrichment | MKV |  | 2023-07-06 |  |  | 1253066 | 1253066 | SUPPORT;DIEC,3E31225 | SUPPORT;MNFR:DIECI,PTNO:ZEUS 33.1/SAMSON 70.10,ADDITIONAL FEATURES EN:GAS,DOOR STRUT,TELEHANDLER,PTNO 01:3E31225 | SUPPORT,01)GAS,DOOR STRUT,TELEHANDLER | 3E31225 | 3000511 | DIECI | DIECI | ZEUS 33.1/SAMSON 70.10 | [18 empty] | SUPPORT | NO MODIFIER | TYPE |  | SIZE |  | MATERIAL |  | MOUNTING TYPE |  | LOAD CAPACITY |  | HAZARD CLASS |  | CERTIFICATION/STANDARD |  | ADDITIONAL FEATURES EN | GAS,DOOR STRUT,TELEHANDLER | [56 empty] | PTNO 01:3E31225
STP_009 | Data Enrichment | MKV |  | 2023-07-06 |  |  | 1217414 | 1217414 | SUPPORT;DIEC,725621 | SUPPORT;MNFR:DIECI,PTNO:725621,ADDITIONAL FEATURES EN:BONNET SUPPORT WITH SAFETY LOCK | SUPPORT,01)BONNET SUPPORT WITH SAFETY LOCK | 725621 | 3000511 | DIECI | DIECI | 725621 | [18 empty] | SUPPORT | NO MODIFIER | TYPE |  | SIZE |  | MATERIAL |  | MOUNTING TYPE |  | LOAD CAPACITY |  | HAZARD CLASS |  | CERTIFICATION/STANDARD |  | ADDITIONAL FEATURES EN | BONNET SUPPORT WITH SAFETY LOCK
STP_009 | Data Enrichment | MKV |  | 2023-07-06 |  |  | 1252978 | 1252978 | SUPPORT;DIEC,ASM0000086/0D | SUPPORT;MNFR:DIECI,PTNO:ASM0000086/0D,ADDITIONAL FEATURES EN:HEADLIGHT | SUPPORT,01)HEADLIGHT | ASM0000086/0D | 3000511 | DIECI | DIECI | ASM0000086/0D | [18 empty] | SUPPORT | NO MODIFIER | TYPE |  | SIZE |  | MATERIAL |  | MOUNTING TYPE |  | LOAD CAPACITY |  | HAZARD CLASS |  | CERTIFICATION/STANDARD |  | ADDITIONAL FEATURES EN | HEADLIGHT
STP_009 | Data Enrichment | MKV |  | 2023-07-06 |  |  | 1252829 | 1252829 | SUPPORT;DIEC,ASM0000088/0D | SUPPORT;MNFR:DIECI,PTNO:ASM0000088/0D,ADDITIONAL FEATURES EN:HEADLIGHT | SUPPORT,01)HEADLIGHT | ASM0000088/0D | 3000511 | DIECI | DIECI | ASM0000088/0D | [18 empty] | SUPPORT | NO MODIFIER | TYPE |  | SIZE |  | MATERIAL |  | MOUNTING TYPE |  | LOAD CAPACITY |  | HAZARD CLASS |  | CERTIFICATION/STANDARD |  | ADDITIONAL FEATURES EN | HEADLIGHT
STP_009 | Data Enrichment | MKV |  | 2023-07-06 |  |  | 1252920 | 1252920 | SUPPORT;DIEC,ASM0000773/0D2 | SUPPORT;MNFR:DIECI,PTNO:ASM0000773/0D2,ADDITIONAL FEATURES EN:FENDER | SUPPORT,01)FENDER | ASM0000773/0D2 | 3000511 | DIECI | DIECI | ASM0000773/0D2 | [18 empty] | SUPPORT | NO MODIFIER | TYPE |  | SIZE |  | MATERIAL |  | MOUNTING TYPE |  | LOAD CAPACITY |  | HAZARD CLASS |  | CERTIFICATION/STANDARD |  | ADDITIONAL FEATURES EN | FENDER
STP_009 | Data Enrichment | MKV |  | 2023-07-06 |  |  | 1333348 | 1333348 | SUPPORT;DIEC,ASMSU0000138-0D2 | SUPPORT;MNFR:DIECI,PTNO:ASMSU0000138-0D2,ADDITIONAL FEATURES EN:RADIATOR | SUPPORT,01)RADIATOR | ASMSU0000138-0D2 | 3000511 | DIECI | DIECI | ASMSU0000138-0D2 | [18 empty] | SUPPORT | NO MODIFIER | TYPE |  | SIZE |  | MATERIAL |  | MOUNTING TYPE |  | LOAD CAPACITY |  | HAZARD CLASS |  | CERTIFICATION/STANDARD |  | ADDITIONAL FEATURES EN | RADIATOR
STP_009 | Data Enrichment | MKV |  | 2023-07-06 |  |  | 1253007 | 1253007 | SUPPORT;DIEC,ASMSU0000209-CF | SUPPORT;MNFR:DIECI,PTNO:ASMSU0000209-CF,ADDITIONAL FEATURES EN:COMPRESSOR | SUPPORT,01)COMPRESSOR | ASMSU0000209-CF | 3000511 | DIECI | DIECI | ASMSU0000209-CF | [18 empty] | SUPPORT | NO MODIFIER | TYPE |  | SIZE |  | MATERIAL |  | MOUNTING TYPE |  | LOAD CAPACITY |  | HAZARD CLASS |  | CERTIFICATION/STANDARD |  | ADDITIONAL FEATURES EN | COMPRESSOR
STP_009 | Data Enrichment | MKV |  | 2023-07-06 |  |  | 1252962 | 1252962 | SUPPORT;DIEC,BCN2716/0D | SUPPORT;MNFR:DIECI,PTNO:BCN2716/0D,ADDITIONAL FEATURES EN:FOOT | SUPPORT,01)FOOT | BCN2716/0D | 3000511 | DIECI | DIECI | BCN2716/0D | [18 empty] | SUPPORT | NO MODIFIER | TYPE |  | SIZE |  | MATERIAL |  | MOUNTING TYPE |  | LOAD CAPACITY |  | HAZARD CLASS |  | CERTIFICATION/STANDARD |  | ADDITIONAL FEATURES EN | FOOT
STP_009 | Data Enrichment | MKV |  | 2023-07-06 |  |  | 1252961 | 1252961 | SUPPORT;DIEC,BCN2717/0D | SUPPORT;MNFR:DIECI,PTNO:BCN2717/0D,ADDITIONAL FEATURES EN:FOOT | SUPPORT,01)FOOT | BCN2717/0D | 3000511 | DIECI | DIECI | BCN2717/0D | [18 empty] | SUPPORT | NO MODIFIER | TYPE |  | SIZE |  | MATERIAL |  | MOUNTING TYPE |  | LOAD CAPACITY |  | HAZARD CLASS |  | CERTIFICATION/STANDARD |  | ADDITIONAL FEATURES EN | FOOT
STP_009 | Data Enrichment | MKV |  | 2023-07-06 |  |  | 1252953 | 1252953 | SUPPORT;DIEC,BCN9795/0D2 | SUPPORT;MNFR:DIECI,PTNO:BCN9795/0D2,ADDITIONAL FEATURES EN:FENDER | SUPPORT,01)FENDER | BCN9795/0D2 | 3000511 | DIECI | DIECI | BCN9795/0D2 | [18 empty] | SUPPORT | NO MODIFIER | TYPE |  | SIZE |  | MATERIAL |  | MOUNTING TYPE |  | LOAD CAPACITY |  | HAZARD CLASS |  | CERTIFICATION/STANDARD |  | ADDITIONAL FEATURES EN | FENDER
STP_009 | Data Enrichment | MKV |  | 2023-07-06 |  |  | 1333440 | 1333440 | SUPPORT;DIEC,BHA0291 | SUPPORT;MNFR:DIECI,PTNO:BHA0291,ADDITIONAL FEATURES EN:HOSE,CURVE | SUPPORT,01)HOSE,CURVE | BHA0291 | 3000511 | DIECI | DIECI | BHA0291 | [18 empty] | SUPPORT | NO MODIFIER | TYPE |  | SIZE |  | MATERIAL |  | MOUNTING TYPE |  | LOAD CAPACITY |  | HAZARD CLASS |  | CERTIFICATION/STANDARD |  | ADDITIONAL FEATURES EN | HOSE,CURVE
STP_009 | Data Enrichment | MKV |  | 2023-07-06 |  |  | 1333612 | 1333612 | SUPPORT;DIEC,CAR0000209/0D | SUPPORT;MNFR:DIECI,PTNO:CAR0000209/0D,ADDITIONAL FEATURES EN:HEADLIGHT | SUPPORT,01)HEADLIGHT | CAR0000209/0D | 3000511 | DIECI | DIECI | CAR0000209/0D | [18 empty] | SUPPORT | NO MODIFIER | TYPE |  | SIZE |  | MATERIAL |  | MOUNTING TYPE |  | LOAD CAPACITY |  | HAZARD CLASS |  | CERTIFICATION/STANDARD |  | ADDITIONAL FEATURES EN | HEADLIGHT
STP_009 | Data Enrichment | MKV |  | 2023-07-06 |  |  | 1333496 | 1333496 | SUPPORT;DIEC,CAR0002433/CL | SUPPORT;MNFR:DIECI,PTNO:CAR0002433/CL,ADDITIONAL FEATURES EN:METAL SHEET | SUPPORT,01)METAL SHEET | CAR0002433/CL | 3000511 | DIECI | DIECI | CAR0002433/CL | [18 empty] | SUPPORT | NO MODIFIER | TYPE |  | SIZE |  | MATERIAL |  | MOUNTING TYPE |  | LOAD CAPACITY |  | HAZARD CLASS |  | CERTIFICATION/STANDARD |  | ADDITIONAL FEATURES EN | METAL SHEET
STP_009 | Data Enrichment | MKV |  | 2023-07-06 |  |  | 1333610 | 1333610 | SUPPORT;DIEC,CAR0002653/0D2 | SUPPORT;MNFR:DIECI,PTNO:CAR0002653/0D2,ADDITIONAL FEATURES EN:METAL SHEET | SUPPORT,01)METAL SHEET | CAR0002653/0D2 | 3000511 | DIECI | DIECI | CAR0002653/0D2 | [18 empty] | SUPPORT | NO MODIFIER | TYPE |  | SIZE |  | MATERIAL |  | MOUNTING TYPE |  | LOAD CAPACITY |  | HAZARD CLASS |  | CERTIFICATION/STANDARD |  | ADDITIONAL FEATURES EN | METAL SHEET
STP_009 | Data Enrichment | MKV |  | 2023-07-06 |  |  | 1333527 | 1333527 | SUPPORT;DIEC,CAR0003131-CF | SUPPORT;MNFR:DIECI,PTNO:CAR0003131-CF,ADDITIONAL FEATURES EN:DISTRIBUTOR | SUPPORT,01)DISTRIBUTOR | CAR0003131-CF | 3000511 | DIECI | DIECI | CAR0003131-CF | [18 empty] | SUPPORT | NO MODIFIER | TYPE |  | SIZE |  | MATERIAL |  | MOUNTING TYPE |  | LOAD CAPACITY |  | HAZARD CLASS |  | CERTIFICATION/STANDARD |  | ADDITIONAL FEATURES EN | DISTRIBUTOR
STP_009 | Data Enrichment | MKV |  | 2023-07-06 |  |  | 1333495 | 1333495 | SUPPORT;DIEC,CAR0003911-CL | SUPPORT;MNFR:DIECI,PTNO:CAR0003911-CL,ADDITIONAL FEATURES EN:METAL SHEET | SUPPORT,01)METAL SHEET | CAR0003911-CL | 3000511 | DIECI | DIECI | CAR0003911-CL | [18 empty] | SUPPORT | NO MODIFIER | TYPE |  | SIZE |  | MATERIAL |  | MOUNTING TYPE |  | LOAD CAPACITY |  | HAZARD CLASS |  | CERTIFICATION/STANDARD |  | ADDITIONAL FEATURES EN | METAL SHEET
STP_009 | Data Enrichment | MKV |  | 2023-07-06 |  |  | 1333444 | 1333444 | SUPPORT;DIEC,CARLA0000014-CL | SUPPORT;MNFR:DIECI,PTNO:CARLA0000014-CL,ADDITIONAL FEATURES EN:METAL SHEET | SUPPORT,01)METAL SHEET | CARLA0000014-CL | 3000511 | DIECI | DIECI | CARLA0000014-CL | [18 empty] | SUPPORT | NO MODIFIER | TYPE |  | SIZE |  | MATERIAL |  | MOUNTING TYPE |  | LOAD CAPACITY |  | HAZARD CLASS |  | CERTIFICATION/STANDARD |  | ADDITIONAL FEATURES EN | METAL SHEET
STP_009 | Data Enrichment | MKV |  | 2023-07-06 |  |  | 1333627 | 1333627 | SUPPORT;DIEC,CVC3966/CL | SUPPORT;MNFR:DIECI,PTNO:CVC3966/CL,ADDITIONAL FEATURES EN:METAL SHEET | SUPPORT,01)METAL SHEET | CVC3966/CL | 3000511 | DIECI | DIECI | CVC3966/CL | [18 empty] | SUPPORT | NO MODIFIER | TYPE |  | SIZE |  | MATERIAL |  | MOUNTING TYPE |  | LOAD CAPACITY |  | HAZARD CLASS |  | CERTIFICATION/STANDARD |  | ADDITIONAL FEATURES EN | METAL SHEET
STP_009 | Data Enrichment | MKV |  | 2023-07-06 |  |  | 1333477 | 1333477 | SUPPORT;DIEC,CVC4684 | SUPPORT;MNFR:DIECI,PTNO:CVC4684,ADDITIONAL FEATURES EN:PLATE | SUPPORT,01)PLATE | CVC4684 | 3000511 | DIECI | DIECI | CVC4684 | [18 empty] | SUPPORT | NO MODIFIER | TYPE |  | SIZE |  | MATERIAL |  | MOUNTING TYPE |  | LOAD CAPACITY |  | HAZARD CLASS |  | CERTIFICATION/STANDARD |  | ADDITIONAL FEATURES EN | PLATE
STP_009 | Data Enrichment | MKV |  | 2023-07-06 |  |  | 1333523 | 1333523 | SUPPORT;DIEC,CVC5308/CL | SUPPORT;MNFR:DIECI,PTNO:CVC5308/CL,ADDITIONAL FEATURES EN:BATTERY SWITCH | SUPPORT,01)BATTERY SWITCH | CVC5308/CL | 3000511 | DIECI | DIECI | CVC5308/CL | [18 empty] | SUPPORT | NO MODIFIER | TYPE |  | SIZE |  | MATERIAL |  | MOUNTING TYPE |  | LOAD CAPACITY |  | HAZARD CLASS |  | CERTIFICATION/STANDARD |  | ADDITIONAL FEATURES EN | BATTERY SWITCH
STP_009 | Data Enrichment | MKV |  | 2023-07-06 |  |  | 1333476 | 1333476 | SUPPORT;DIEC,CVC5781 | SUPPORT;MNFR:DIECI,PTNO:CVC5781,ADDITIONAL FEATURES EN:PLATE | SUPPORT,01)PLATE | CVC5781 | 3000511 | DIECI | DIECI | CVC5781 | [18 empty] | SUPPORT | NO MODIFIER | TYPE |  | SIZE |  | MATERIAL |  | MOUNTING TYPE |  | LOAD CAPACITY |  | HAZARD CLASS |  | CERTIFICATION/STANDARD |  | ADDITIONAL FEATURES EN | PLATE
STP_009 | Data Enrichment | MKV |  | 2023-07-06 |  |  | 1333522 | 1333522 | SUPPORT;DIEC,CVC6767/CL | SUPPORT;MNFR:DIECI,PTNO:CVC6767/CL,ADDITIONAL FEATURES EN:SENSOR | SUPPORT,01)SENSOR | CVC6767/CL | 3000511 | DIECI | DIECI | CVC6767/CL | [18 empty] | SUPPORT | NO MODIFIER | TYPE |  | SIZE |  | MATERIAL |  | MOUNTING TYPE |  | LOAD CAPACITY |  | HAZARD CLASS |  | CERTIFICATION/STANDARD |  | ADDITIONAL FEATURES EN | SENSOR
STP_009 | Data Enrichment | MKV |  | 2023-07-06 |  |  | 1333406 | 1333406 | SUPPORT;DIEC,CVC7731 | SUPPORT;MNFR:DIECI,PTNO:CVC7731,ADDITIONAL FEATURES EN:SEAT,MATERIAL:METAL SHEET | SUPPORT,01)SEAT,MATERIAL:METAL SHEET | CVC7731 | 3000511 | DIECI | DIECI | CVC7731 | [18 empty] | SUPPORT | NO MODIFIER | TYPE |  | SIZE |  | MATERIAL | METAL SHEET | MOUNTING TYPE |  | LOAD CAPACITY |  | HAZARD CLASS |  | CERTIFICATION/STANDARD |  | ADDITIONAL FEATURES EN | SEAT
STP_009 | Data Enrichment | MKV |  | 2023-07-06 |  |  | 1333475 | 1333475 | SUPPORT;DIEC,CVC7732 | SUPPORT;MNFR:DIECI,PTNO:CVC7732,ADDITIONAL FEATURES EN:BRACKET | SUPPORT,01)BRACKET | CVC7732 | 3000511 | DIECI | DIECI | CVC7732 | [18 empty] | SUPPORT | NO MODIFIER | TYPE |  | SIZE |  | MATERIAL |  | MOUNTING TYPE |  | LOAD CAPACITY |  | HAZARD CLASS |  | CERTIFICATION/STANDARD |  | ADDITIONAL FEATURES EN | BRACKET
STP_009 | Data Enrichment | MKV |  | 2023-07-06 |  |  | 1217415 | 1217415 | SUPPORT;DIEC,ST350N/501 | SUPPORT;MNFR:DIECI,PTNO:ZEUS 33.1/SAMSON 70.10,ADDITIONAL FEATURES EN:GAS,BONNET SUPPORT,TELEHANDLER,PTNO 01:ST350N/501 | SUPPORT,01)GAS,BONNET SUPPORT,TELEHANDLER | ST350N/501 | 3000511 | DIECI | DIECI | ZEUS 33.1/SAMSON 70.10 | [18 empty] | SUPPORT | NO MODIFIER | TYPE |  | SIZE |  | MATERIAL |  | MOUNTING TYPE |  | LOAD CAPACITY |  | HAZARD CLASS |  | CERTIFICATION/STANDARD |  | ADDITIONAL FEATURES EN | GAS,BONNET SUPPORT,TELEHANDLER | [56 empty] | PTNO 01:ST350N/501
STP_009 | Data Enrichment | MKV |  | 2023-07-06 |  |  | 1243900 | 1243900 | SUPPORT;HYS,4045106,ASSY,H16 00XM.6 NUM | SUPPORT;MNFR:HYSTER,PTNO:4045106,ADDITIONAL FEATURES EN:ASSEMBLY,H16 00XM.6 NUM DE SERIE | 01)HYSTER,01)H1600XM.6,01)J019E01926L,SUPPORT,01)ASSEMBLY,H16 00XM.6,02)NUM DE SERIE,01)ASSEMBLAGE,H16,02)00XM.6 NUM DE SERIE | 4045106 | 3000023 | HYSTER | HYSTER | 4045106 | [18 empty] | SUPPORT | NO MODIFIER | TYPE |  | SIZE |  | MATERIAL |  | MOUNTING TYPE |  | LOAD CAPACITY |  | HAZARD CLASS |  | CERTIFICATION/STANDARD |  | ADDITIONAL FEATURES EN | ASSEMBLY,H16 00XM.6 NUM DE SERIE
STP_009 | Data Enrichment | MKV |  | 2023-07-06 |  |  | 1211130 | 1211130 | SUPPORT;KNDR,K-IMP-CRA-K3601-AS,IMPACT B | SUPPORT;MNFR:KINDER,PTNO:K-IMP-CRA-K3601-AS,ADDITIONAL FEATURES EN:IMPACT BELT SUPPORT - HDF10 - 1200BW 35DEG 1400LONG (5:2 CONVEYOR O | 01)KINDER AUSTRALIA PTY LTD,01)K-IMP-CRA-K3601-AS,SUPPORT,01)IMPACT BELT SUPPORT - HDF10 | K-IMP-CRA-K3601-AS | 3000432 | KINDER | KINDER | K-IMP-CRA-K3601-AS | [18 empty] | SUPPORT | NO MODIFIER | TYPE |  | SIZE |  | MATERIAL |  | MOUNTING TYPE |  | LOAD CAPACITY |  | HAZARD CLASS |  | CERTIFICATION/STANDARD |  | ADDITIONAL FEATURES EN | IMPACT BELT SUPPORT - HDF10 - 1200BW 35DEG 1400LONG (5:2 CONVEYOR O
STP_009 | Data Enrichment | MKV |  | 2023-07-06 |  |  | 1273893 | 1273893 | SUPPORT;MER,9061500770 | SUPPORT;MNFR:MERCEDES,PTNO:9061500770 | 01)PENSKE POWER SYSTEMS,01)DE-9061500770,SUPPORT | 9061500770 | 3000008 | MERCEDES | MERCEDES | 9061500770 | [18 empty] | SUPPORT | NO MODIFIER | TYPE |  | SIZE |  | MATERIAL |  | MOUNTING TYPE |  | LOAD CAPACITY |  | HAZARD CLASS |  | CERTIFICATION/STANDARD |  | ADDITIONAL FEATURES EN
STP_009 | Data Enrichment | MKV |  | 2023-07-06 |  |  | 1274928 | 1274928 | SUPPORT;RITL,4183000 | SUPPORT;MNFR:RITTAL,PTNO:4183000 | 01)CNW (MOUNT ISA) ELECT WHO,01)RIT4183000,SUPPORT | 4183000 | 3000653 | RITTAL | RITTAL | 4183000 | [18 empty] | SUPPORT | NO MODIFIER | TYPE |  | SIZE |  | MATERIAL |  | MOUNTING TYPE |  | LOAD CAPACITY |  | HAZARD CLASS |  | CERTIFICATION/STANDARD |  | ADDITIONAL FEATURES EN
STP_009 | Data Enrichment | MKV |  | 2023-07-06 |  |  | 1269486 | 1269486 | SUPPORT;THGM,27399,WEIR CUT 800 GEN2 | SUPPORT;MNFR:THERMO GAMMA-METRICS,PTNO:27399,ADDITIONAL FEATURES EN:WEIR CUT 800 GEN2 | 01)THERMO GAMMA-METRICS PTY,01)27399,SUPPORT,01)WEIR CUT 800 GEN2 | 27399 | 3000468 | THERMO GAMMA-METRICS | THERMO GAMMA-METRICS | 27399 | [18 empty] | SUPPORT | NO MODIFIER | TYPE |  | SIZE |  | MATERIAL |  | MOUNTING TYPE |  | LOAD CAPACITY |  | HAZARD CLASS |  | CERTIFICATION/STANDARD |  | ADDITIONAL FEATURES EN | WEIR CUT 800 GEN2
STP_009 | Data Enrichment | MKV |  | 2023-07-06 |  |  | 1273545 | 1273545 | TOOL,BOX;MILW,48228425,PACKOUT LARGE | TOOL,BOX;MNFR:MILWAUKEE ELECTRIC TOOL,PTNO:48228425,ADDITIONAL FEATURES EN:PACKOUT LARGE |  | 48228425 | 3000317 | MILWAUKEE ELECTRIC TOOL | MILWAUKEE ELECTRIC TOOL | 48228425 | [18 empty] | TOOL | BOX | TYPE |  | SIZE |  | MATERIAL |  | MATERIAL SPECIFICATION |  | CAPACITY |  | LOAD RATING |  | COLOUR |  | LOCKING MECHANISM |  | HAZARD CLASS |  | CERTIFICATION/STANDARD |  | ADDITIONAL FEATURES EN | PACKOUT LARGE
STP_009 | Data Enrichment | MKV |  | 2023-07-06 |  |  | 1217829 | 1217829 | TOOL,BOX;MILW,48228442,PACKOUT,2 DWR | TOOL,BOX;MNFR:MILWAUKEE ELECTRIC TOOL,PTNO:48228442,ADDITIONAL FEATURES EN:PACKOUT,2 DWR | 01)MOUNT ISA MINING SUPPLIES,01)48228442,TOOL,BOX,01)PACKOUT,2 DWR | 48228442 | 3000317 | MILWAUKEE ELECTRIC TOOL | MILWAUKEE ELECTRIC TOOL | 48228442 | [18 empty] | TOOL | BOX | TYPE |  | SIZE |  | MATERIAL |  | MATERIAL SPECIFICATION |  | CAPACITY |  | LOAD RATING |  | COLOUR |  | LOCKING MECHANISM |  | HAZARD CLASS |  | CERTIFICATION/STANDARD |  | ADDITIONAL FEATURES EN | PACKOUT,2 DWR
STP_009 | Data Enrichment | MKV |  | 2023-07-06 |  |  | 1217830 | 1217830 | TOOL,BOX;MILW,48228443,PACKOUT,3 DWR | TOOL,BOX;MNFR:MILWAUKEE ELECTRIC TOOL,PTNO:48228443,ADDITIONAL FEATURES EN:PACKOUT,3 DWR | 01)MOUNT ISA MINING SUPPLIES,01)48228443,TOOL,BOX,01)PACKOUT,3 DWR | 48228443 | 3000317 | MILWAUKEE ELECTRIC TOOL | MILWAUKEE ELECTRIC TOOL | 48228443 | [18 empty] | TOOL | BOX | TYPE |  | SIZE |  | MATERIAL |  | MATERIAL SPECIFICATION |  | CAPACITY |  | LOAD RATING |  | COLOUR |  | LOCKING MECHANISM |  | HAZARD CLASS |  | CERTIFICATION/STANDARD |  | ADDITIONAL FEATURES EN | PACKOUT,3 DWR
STP_009 | Data Enrichment | MKV |  | 2023-07-06 |  |  | 1270625 | 1270625 | TOOL,BOX;MILW,48228450,PACKOUT,FOAM INSE | TOOL,BOX;MNFR:MILWAUKEE ELECTRIC TOOL,PTNO:48228450,ADDITIONAL FEATURES EN:PACKOUT,FOAM INSERT | 01)MOUNT ISA MINING SUPPLIES,01)48228450,TOOL,BOX,01)PACKOUT,FOAM INSERT | 48228450 | 3000317 | MILWAUKEE ELECTRIC TOOL | MILWAUKEE ELECTRIC TOOL | 48228450 | [18 empty] | TOOL | BOX | TYPE |  | SIZE |  | MATERIAL |  | MATERIAL SPECIFICATION |  | CAPACITY |  | LOAD RATING |  | COLOUR |  | LOCKING MECHANISM |  | HAZARD CLASS |  | CERTIFICATION/STANDARD |  | ADDITIONAL FEATURES EN | PACKOUT,FOAM INSERT
STP_009 | Data Enrichment | MKV |  | 2023-07-06 |  |  | 1217833 | 1217833 | TOOL,BOX;MILW,48228452,PACKOUT,DWR,FOAM | TOOL,BOX;MNFR:MILWAUKEE ELECTRIC TOOL,PTNO:48228452,ADDITIONAL FEATURES EN:PACKOUT,DWR,FOAM INSERT | 01)MOUNT ISA MINING SUPPLIES,01)48228452,TOOL,BOX,01)PACKOUT,DWR,FOAM INSERT | 48228452 | 3000317 | MILWAUKEE ELECTRIC TOOL | MILWAUKEE ELECTRIC TOOL | 48228452 | [18 empty] | TOOL | BOX | TYPE |  | SIZE |  | MATERIAL |  | MATERIAL SPECIFICATION |  | CAPACITY |  | LOAD RATING |  | COLOUR |  | LOCKING MECHANISM |  | HAZARD CLASS |  | CERTIFICATION/STANDARD |  | ADDITIONAL FEATURES EN | PACKOUT,DWR,FOAM INSERT
STP_009 | Data Enrichment | MKV |  | 2023-07-06 |  |  | 1217832 | 1217832 | TOOL,BOX;MILW,48228472,PACKOUT,3 DWR,DVD | TOOL,BOX;MNFR:MILWAUKEE ELECTRIC TOOL,PTNO:48228472,ADDITIONAL FEATURES EN:PACKOUT,3 DWR,DIVIDERS | 01)MOUNT ISA MINING SUPPLIES,01)48228472,TOOL,BOX,01)PACKOUT,3 DWR,DIVIDERS | 48228472 | 3000317 | MILWAUKEE ELECTRIC TOOL | MILWAUKEE ELECTRIC TOOL | 48228472 | [18 empty] | TOOL | BOX | TYPE |  | SIZE |  | MATERIAL |  | MATERIAL SPECIFICATION |  | CAPACITY |  | LOAD RATING |  | COLOUR |  | LOCKING MECHANISM |  | HAZARD CLASS |  | CERTIFICATION/STANDARD |  | ADDITIONAL FEATURES EN | PACKOUT,3 DWR,DIVIDERS
STP_009 | Data Enrichment | MKV |  | 2023-07-06 |  |  | 1217831 | 1217831 | TOOL,BOX;MILW,48228473,PACKOUT,2 DWR,DVD | TOOL,BOX;MNFR:MILWAUKEE ELECTRIC TOOL,PTNO:48228473,ADDITIONAL FEATURES EN:PACKOUT,2 DWR,DIVIDERS | 01)MOUNT ISA MINING SUPPLIES,01)48228473,TOOL,BOX,01)PACKOUT,2 DWR,DIVIDERS | 48228473 | 3000317 | MILWAUKEE ELECTRIC TOOL | MILWAUKEE ELECTRIC TOOL | 48228473 | [18 empty] | TOOL | BOX | TYPE |  | SIZE |  | MATERIAL |  | MATERIAL SPECIFICATION |  | CAPACITY |  | LOAD RATING |  | COLOUR |  | LOCKING MECHANISM |  | HAZARD CLASS |  | CERTIFICATION/STANDARD |  | ADDITIONAL FEATURES EN | PACKOUT,2 DWR,DIVIDERS
STP_009 | Data Enrichment | MKV |  | 2023-07-06 |  |  | 1217828 | 1217828 | TOOL,BOX;MILW,48228482,PACKOUT,2-PK,VERT | TOOL,BOX;MNFR:MILWAUKEE ELECTRIC TOOL,PTNO:48228482,ADDITIONAL FEATURES EN:PACKOUT,2-PK,VERTICAL.E-TRACK | 01)MOUNT ISA MINING SUPPLIES,01)48228482,TOOL,BOX,01)PACKOUT,2-PK,VERTICAL.E-TRA | 48228482 | 3000317 | MILWAUKEE ELECTRIC TOOL | MILWAUKEE ELECTRIC TOOL | 48228482 | [18 empty] | TOOL | BOX | TYPE |  | SIZE |  | MATERIAL |  | MATERIAL SPECIFICATION |  | CAPACITY |  | LOAD RATING |  | COLOUR |  | LOCKING MECHANISM |  | HAZARD CLASS |  | CERTIFICATION/STANDARD |  | ADDITIONAL FEATURES EN | PACKOUT,2-PK,VERTICAL.E-TRACK
STP_009 | Data Enrichment | MKV |  | 2023-07-06 |  |  | 1268979 | 1268979 | TOOL,CUTNG;MILW,48224533,TINSNIPS,3PK | TOOL,CUTTING;MNFR:MILWAUKEE ELECTRIC TOOL,PTNO:48224533,ADDITIONAL FEATURES EN:TINSNIPS,3PK | 01)TOTAL TOOLS TOWNSVILLE,01)48224533,TOOL,CUTTING,01)TINSNIPS,3PK | 48224533 | 3000317 | MILWAUKEE ELECTRIC TOOL | MILWAUKEE ELECTRIC TOOL | 48224533 | [18 empty] | TOOL | CUTTING | TYPE |  | FUNCTION |  | SIZE |  | CUTTING DEPTH |  | CUT MATERIAL |  | MATERIAL |  | HAZARD CLASS |  | CERTIFICATION/STANDARD |  | ADDITIONAL FEATURES EN | TINSNIPS,3PK
STP_009 | Data Enrichment | MKV |  | 2023-07-06 |  |  | 1213072 | 1213072 | TOOL;DRVT,IFI00173 | TOOL;MNFR:DRIVETRAIN,PTNO:IFI00173 | 01)DRIVETRAIN AUSTRALIA,01)IFI00173,TOOL | IFI00173 | 3000461 | DRIVETRAIN | DRIVETRAIN | IFI00173 | [18 empty] | TOOL | NO MODIFIER | TYPE |  | SIZE |  | MATERIAL |  | HAZARD CLASS |  | CERTIFICATION/STANDARD |  | ADDITIONAL FEATURES EN
STP_009 | Data Enrichment | MKV |  | 2023-07-06 |  |  | 1269145 | 1269145 | TOOL;FLUK,FLU117,MULTMTR,NON-CON VOLT | TOOL;MNFR:FLUKE,PTNO:FLU117,ADDITIONAL FEATURES EN:MULTIMETER,NON-CON VOLT | 01)TOOL 'N' TACKLE,01)FLU117,TOOL,01)MULTIMETER,NON-CON VOLT | FLU117 | 3000278 | FLUKE | FLUKE | FLU117 | [18 empty] | TOOL | NO MODIFIER | TYPE |  | SIZE |  | MATERIAL |  | HAZARD CLASS |  | CERTIFICATION/STANDARD |  | ADDITIONAL FEATURES EN | MULTIMETER,NON-CON VOLT
STP_009 | Data Enrichment | MKV |  | 2023-07-06 |  |  | 1266278 | 1266278 | TOOL;HILT,2119272,TRQ,X-BT 1/4" - 8NM | TOOL;MNFR:HILTI,PTNO:2119272,ADDITIONAL FEATURES EN:TORQUE,X-BT 1/4" - 8NM | 01)HILTI (AUST) PTY LTD,01)2119272,TOOL,01)TORQUE,X-BT 1/4" - 8NM | 2119272 | 3000289 | HILTI | HILTI | 2119272 | [18 empty] | TOOL | NO MODIFIER | TYPE |  | SIZE |  | MATERIAL |  | HAZARD CLASS |  | CERTIFICATION/STANDARD |  | ADDITIONAL FEATURES EN | TORQUE,X-BT 1/4" - 8NM
STP_009 | Data Enrichment | MKV |  | 2023-07-06 |  |  | 1266270 | 1266270 | TOOL;HILT,2194592,BATTERY ACTUATED,BX 3- | TOOL;MNFR:HILTI,PTNO:2194592,ADDITIONAL FEATURES EN:BATTERY ACTUATED,BX 3-BTG A22,CASE | 01)HILTI (AUST) PTY LTD,01)2194592,TOOL,01)BATTERY ACTUATED,BX 3-BTG A | 2194592 | 3000289 | HILTI | HILTI | 2194592 | [18 empty] | TOOL | NO MODIFIER | TYPE |  | SIZE |  | MATERIAL |  | HAZARD CLASS |  | CERTIFICATION/STANDARD |  | ADDITIONAL FEATURES EN | BATTERY ACTUATED,BX 3-BTG A22,CASE
STP_009 | Data Enrichment | MKV |  | 2023-07-06 |  |  | 1269001 | 1269001 | TOOL;MILW,23902600,IMPACT,CHSL,FLT,600MM | TOOL;MNFR:MILWAUKEE ELECTRIC TOOL,PTNO:23902600,ADDITIONAL FEATURES EN:IMPACT,CHISEL,FLT,600MM LONG SDS PLUS | 01)MOUNT ISA MINING SUPPLIES,01)23902600,TOOL,01)IMPACT,CHISEL,FLT,600MM LON | 23902600 | 3000317 | MILWAUKEE ELECTRIC TOOL | MILWAUKEE ELECTRIC TOOL | 23902600 | [18 empty] | TOOL | NO MODIFIER | TYPE |  | SIZE |  | MATERIAL |  | HAZARD CLASS |  | CERTIFICATION/STANDARD |  | ADDITIONAL FEATURES EN | IMPACT,CHISEL,FLT,600MM LONG SDS PLUS
STP_009 | Data Enrichment | MKV |  | 2023-07-06 |  |  | 1269002 | 1269002 | TOOL;MILW,23904300,IMPACT,CHSL,50X300MM | TOOL;MNFR:MILWAUKEE ELECTRIC TOOL,PTNO:23904300,ADDITIONAL FEATURES EN:IMPACT,CHISEL,50X300MM SDS PLUS | 01)MOUNT ISA MINING SUPPLIES,01)23904300,TOOL,01)IMPACT,CHISEL,50X300MM SDS | 23904300 | 3000317 | MILWAUKEE ELECTRIC TOOL | MILWAUKEE ELECTRIC TOOL | 23904300 | [18 empty] | TOOL | NO MODIFIER | TYPE |  | SIZE |  | MATERIAL |  | HAZARD CLASS |  | CERTIFICATION/STANDARD |  | ADDITIONAL FEATURES EN | IMPACT,CHISEL,50X300MM SDS PLUS
STP_009 | Data Enrichment | MKV |  | 2023-07-06 |  |  | 1268969 | 1268969 | TOOL;MILW,3649058,CHISEL 250 X 20MM,SDS | TOOL;MNFR:MILWAUKEE ELECTRIC TOOL,PTNO:3649058,ADDITIONAL FEATURES EN:CHISEL 250 X 20MM,SDS PLUS FLAT | 01)J BLACKWOOD & SONS,01)3649058,TOOL,01)CHISEL 250 X 20MM,SDS PLUS | 3649058 | 3000317 | MILWAUKEE ELECTRIC TOOL | MILWAUKEE ELECTRIC TOOL | 3649058 | [18 empty] | TOOL | NO MODIFIER | TYPE |  | SIZE |  | MATERIAL |  | HAZARD CLASS |  | CERTIFICATION/STANDARD |  | ADDITIONAL FEATURES EN | CHISEL 250 X 20MM,SDS PLUS FLAT
STP_009 | Data Enrichment | MKV |  | 2023-07-06 |  |  | 1219573 | 1219573 | TOOL;MILW,48223420,MILWAUKEE TORQUE LOCK | TOOL;MNFR:MILWAUKEE ELECTRIC TOOL,PTNO:48223420,ADDITIONAL FEATURES EN:MILWAUKEE TORQUE LOCK CURVED JAW 245MM (10") - 48223420 | 01)MOUNT ISA MINING SUPPLIES,01)48223420,TOOL,01)MILWAUKEE TORQUE LOCK CURVE | 48223420 | 3000317 | MILWAUKEE ELECTRIC TOOL | MILWAUKEE ELECTRIC TOOL | 48223420 | [18 empty] | TOOL | NO MODIFIER | TYPE |  | SIZE |  | MATERIAL |  | HAZARD CLASS |  | CERTIFICATION/STANDARD |  | ADDITIONAL FEATURES EN | MILWAUKEE TORQUE LOCK CURVED JAW 245MM (10") - 48223420
STP_009 | Data Enrichment | MKV |  | 2023-07-06 |  |  | 1219574 | 1219574 | TOOL;MILW,48223421,MILWAUKEE TORQUE LOCK | TOOL;MNFR:MILWAUKEE ELECTRIC TOOL,PTNO:48223421,ADDITIONAL FEATURES EN:MILWAUKEE TORQUE LOCK CURVED JAW 177MM (7") - 48223421 | 01)MOUNT ISA MINING SUPPLIES,01)48223421,TOOL,01)MILWAUKEE TORQUE LOCK CURVE | 48223421 | 3000317 | MILWAUKEE ELECTRIC TOOL | MILWAUKEE ELECTRIC TOOL | 48223421 | [18 empty] | TOOL | NO MODIFIER | TYPE |  | SIZE |  | MATERIAL |  | HAZARD CLASS |  | CERTIFICATION/STANDARD |  | ADDITIONAL FEATURES EN | MILWAUKEE TORQUE LOCK CURVED JAW 177MM (7") - 48223421
STP_009 | Data Enrichment | MKV |  | 2023-07-06 |  |  | 1219575 | 1219575 | TOOL;MILW,48223506,MILWAUKEE TORQUE LOCK | TOOL;MNFR:MILWAUKEE ELECTRIC TOOL,PTNO:48223506,ADDITIONAL FEATURES EN:MILWAUKEE TORQUE LOCK LONG NOSE 152MM (6") - 48223506 | 01)MOUNT ISA MINING SUPPLIES,01)48223506,TOOL,01)MILWAUKEE TORQUE LOCK LONG | 48223506 | 3000317 | MILWAUKEE ELECTRIC TOOL | MILWAUKEE ELECTRIC TOOL | 48223506 | [18 empty] | TOOL | NO MODIFIER | TYPE |  | SIZE |  | MATERIAL |  | HAZARD CLASS |  | CERTIFICATION/STANDARD |  | ADDITIONAL FEATURES EN | MILWAUKEE TORQUE LOCK LONG NOSE 152MM (6") - 48223506
STP_009 | Data Enrichment | MKV |  | 2023-07-06 |  |  | 1272624 | 1272624 | TOOL;MILW,48223521,TORQUE LOCK C-CLAMP,S | TOOL;MNFR:MILWAUKEE ELECTRIC TOOL,PTNO:48223521,ADDITIONAL FEATURES EN:TORQUE LOCK C-CLAMP,SWIVEL JAW,279MM,11 INCH | 01)MOUNT ISA MINING SUPPLIES,01)48223521,TOOL,01)TORQUE LOCK C-CLAMP,02)SWIVEL JAW,279MM,11 INCH | 48223521 | 3000317 | MILWAUKEE ELECTRIC TOOL | MILWAUKEE ELECTRIC TOOL | 48223521 | [18 empty] | TOOL | NO MODIFIER | TYPE |  | SIZE |  | MATERIAL |  | HAZARD CLASS |  | CERTIFICATION/STANDARD |  | ADDITIONAL FEATURES EN | TORQUE LOCK C-CLAMP,SWIVEL JAW,279MM,11 INCH
STP_009 | Data Enrichment | MKV |  | 2023-07-06 |  |  | 1272623 | 1272623 | TOOL;MILW,48223541,TORQUE LOCK,LARGE JAW | TOOL;MNFR:MILWAUKEE ELECTRIC TOOL,PTNO:48223541,ADDITIONAL FEATURES EN:TORQUE LOCK,LARGE JAW PLIERS,L305MM | 01)MOUNT ISA MINING SUPPLIES,01)48223541,TOOL,01)TORQUE LOCK,LARGE JAW PLIER,02)L305MM | 48223541 | 3000317 | MILWAUKEE ELECTRIC TOOL | MILWAUKEE ELECTRIC TOOL | 48223541 | [18 empty] | TOOL | NO MODIFIER | TYPE |  | SIZE |  | MATERIAL |  | HAZARD CLASS |  | CERTIFICATION/STANDARD |  | ADDITIONAL FEATURES EN | TORQUE LOCK,LARGE JAW PLIERS,L305MM
STP_009 | Data Enrichment | MKV |  | 2023-07-06 |  |  | 1211705 | 1211705 | TOOL;MILW,48226104,MILWAUKEE CABLE CUTTI | TOOL;MNFR:MILWAUKEE ELECTRIC TOOL,PTNO:48226104,ADDITIONAL FEATURES EN:MILWAUKEE CABLE CUTTING PLIERS - 48226104 | 01)MOUNT ISA MINING SUPPLIES,01)48226104,TOOL,01)MILWAUKEE CABLE CUTTING PLI | 48226104 | 3000317 | MILWAUKEE ELECTRIC TOOL | MILWAUKEE ELECTRIC TOOL | 48226104 | [18 empty] | TOOL | NO MODIFIER | TYPE |  | SIZE |  | MATERIAL |  | HAZARD CLASS |  | CERTIFICATION/STANDARD |  | ADDITIONAL FEATURES EN | MILWAUKEE CABLE CUTTING PLIERS - 48226104
STP_009 | Data Enrichment | MKV |  | 2023-07-06 |  |  | 1219572 | 1219572 | TOOL;MILW,48229004,MILWAUKEE 1/4" 50 PIE | TOOL;MNFR:MILWAUKEE ELECTRIC TOOL,PTNO:48229004,ADDITIONAL FEATURES EN:MILWAUKEE 1/4" 50 PIECE DRIVE RATCHET & SOCKET SET - SAE & METRIC - | 01)MOUNT ISA MINING SUPPLIES,01)48229004,TOOL,01)MILWAUKEE 1/4" 50 PIECE DRI | 48229004 | 3000317 | MILWAUKEE ELECTRIC TOOL | MILWAUKEE ELECTRIC TOOL | 48229004 | [18 empty] | TOOL | NO MODIFIER | TYPE |  | SIZE |  | MATERIAL |  | HAZARD CLASS |  | CERTIFICATION/STANDARD |  | ADDITIONAL FEATURES EN | MILWAUKEE 1/4" 50 PIECE DRIVE RATCHET & SOCKET SET - SAE & METRIC -
STP_009 | Data Enrichment | MKV |  | 2023-07-06 |  |  | 1211704 | 1211704 | TOOL;MILW,48229008,MILWAUKEE 3/8" DRIVE | TOOL;MNFR:MILWAUKEE ELECTRIC TOOL,PTNO:48229008,ADDITIONAL FEATURES EN:MILWAUKEE 3/8" DRIVE 56 PIECE RATCHET & SOCKET SET - SAE & METRIC - | 01)MOUNT ISA MINING SUPPLIES,01)48229008,TOOL,01)MILWAUKEE 3/8" DRIVE 56 PIE | 48229008 | 3000317 | MILWAUKEE ELECTRIC TOOL | MILWAUKEE ELECTRIC TOOL | 48229008 | [18 empty] | TOOL | NO MODIFIER | TYPE |  | SIZE |  | MATERIAL |  | HAZARD CLASS |  | CERTIFICATION/STANDARD |  | ADDITIONAL FEATURES EN | MILWAUKEE 3/8" DRIVE 56 PIECE RATCHET & SOCKET SET - SAE & METRIC -
STP_009 | Data Enrichment | MKV |  | 2023-07-06 |  |  | 1219577 | 1219577 | TOOL;MILW,48229014,MILWAUKEE 1/4" DRIVE | TOOL;MNFR:MILWAUKEE ELECTRIC TOOL,PTNO:48229014,ADDITIONAL FEATURES EN:MILWAUKEE 1/4" DRIVE RATCHET - 48229014 | 01)MOUNT ISA MINING SUPPLIES,01)48229014,TOOL,01)MILWAUKEE 1/4" DRIVE RATCHE | 48229014 | 3000317 | MILWAUKEE ELECTRIC TOOL | MILWAUKEE ELECTRIC TOOL | 48229014 | [18 empty] | TOOL | NO MODIFIER | TYPE |  | SIZE |  | MATERIAL |  | HAZARD CLASS |  | CERTIFICATION/STANDARD |  | ADDITIONAL FEATURES EN | MILWAUKEE 1/4" DRIVE RATCHET - 48229014
STP_009 | Data Enrichment | MKV |  | 2023-07-06 |  |  | 1219576 | 1219576 | TOOL;MILW,48229038,MILWAUKEE 3/8" DRIVE | TOOL;MNFR:MILWAUKEE ELECTRIC TOOL,PTNO:48229038,ADDITIONAL FEATURES EN:MILWAUKEE 3/8" DRIVE RATCHET - 48229038 | 01)MOUNT ISA MINING SUPPLIES,01)48229038,TOOL,01)MILWAUKEE 3/8" DRIVE RATCHE | 48229038 | 3000317 | MILWAUKEE ELECTRIC TOOL | MILWAUKEE ELECTRIC TOOL | 48229038 | [18 empty] | TOOL | NO MODIFIER | TYPE |  | SIZE |  | MATERIAL |  | HAZARD CLASS |  | CERTIFICATION/STANDARD |  | ADDITIONAL FEATURES EN | MILWAUKEE 3/8" DRIVE RATCHET - 48229038
STP_009 | Data Enrichment | MKV |  | 2023-07-06 |  |  | 1215886 | 1215886 | TOOL;MILW,48229408,DRIVE SIZE 3/8 IN.28P | TOOL;MNFR:MILWAUKEE ELECTRIC TOOL,PTNO:48229408,ADDITIONAL FEATURES EN:DRIVE SIZE 3/8 IN.28PC |  | 48229408 | 3000317 | MILWAUKEE ELECTRIC TOOL | MILWAUKEE ELECTRIC TOOL | 48229408 | [18 empty] | TOOL | NO MODIFIER | TYPE |  | SIZE |  | MATERIAL |  | HAZARD CLASS |  | CERTIFICATION/STANDARD |  | ADDITIONAL FEATURES EN | DRIVE SIZE 3/8 IN.28PC
STP_009 | Data Enrichment | MKV |  | 2023-07-06 |  |  | 1215885 | 1215885 | TOOL;MILW,48229508,DRIVE SIZE 3/8 IN,32P | TOOL;MNFR:MILWAUKEE ELECTRIC TOOL,PTNO:48229508,ADDITIONAL FEATURES EN:DRIVE SIZE 3/8 IN,32PC,DRIVE RATCHET & SOCKET SET,METRIC |  | 48229508 | 3000317 | MILWAUKEE ELECTRIC TOOL | MILWAUKEE ELECTRIC TOOL | 48229508 | [18 empty] | TOOL | NO MODIFIER | TYPE |  | SIZE |  | MATERIAL |  | HAZARD CLASS |  | CERTIFICATION/STANDARD |  | ADDITIONAL FEATURES EN | DRIVE SIZE 3/8 IN,32PC,DRIVE RATCHET & SOCKET SET,METRIC
STP_009 | Data Enrichment | MKV |  | 2023-07-06 |  |  | 1268752 | 1268752 | TOOL;MILW,M12FCOT0,CUT OFF,12V FUEL,COMP | TOOL;MNFR:MILWAUKEE ELECTRIC TOOL,PTNO:M12FCOT0,ADDITIONAL FEATURES EN:CUT OFF,12V FUEL,COMPACT,SKIN | 01)TOTAL TOOLS TOWNSVILLE,01)M12FCOT0,TOOL,01)CUT OFF,12V FUEL,COMPACT,SK | M12FCOT0 | 3000317 | MILWAUKEE ELECTRIC TOOL | MILWAUKEE ELECTRIC TOOL | M12FCOT0 | [18 empty] | TOOL | NO MODIFIER | TYPE |  | SIZE |  | MATERIAL |  | HAZARD CLASS |  | CERTIFICATION/STANDARD |  | ADDITIONAL FEATURES EN | CUT OFF,12V FUEL,COMPACT,SKIN
STP_009 | Data Enrichment | MKV |  | 2023-07-06 |  |  | 1253563 | 1253563 | TOOL;MILW,M12FDGA-0 | TOOL;MNFR:MILWAUKEE ELECTRIC TOOL,PTNO:M12FDGA-0 |  | M12FDGA-0 | 3000317 | MILWAUKEE ELECTRIC TOOL | MILWAUKEE ELECTRIC TOOL | M12FDGA-0 | [18 empty] | TOOL | NO MODIFIER | TYPE |  | SIZE |  | MATERIAL |  | HAZARD CLASS |  | CERTIFICATION/STANDARD |  | ADDITIONAL FEATURES EN
STP_009 | Data Enrichment | MKV |  | 2023-07-06 |  |  | 1272912 | 1272912 | TOOL;MILW,M18BI0,TYRE INFLATOR | TOOL;MNFR:MILWAUKEE ELECTRIC TOOL,PTNO:M18BI0,ADDITIONAL FEATURES EN:TYRE INFLATOR | 01)MOUNT ISA MINING SUPPLIES,01)M18BI0,TOOL,01)TYRE INFLATOR | M18BI0 | 3000317 | MILWAUKEE ELECTRIC TOOL | MILWAUKEE ELECTRIC TOOL | M18BI0 | [18 empty] | TOOL | NO MODIFIER | TYPE |  | SIZE |  | MATERIAL |  | HAZARD CLASS |  | CERTIFICATION/STANDARD |  | ADDITIONAL FEATURES EN | TYRE INFLATOR
STP_009 | Data Enrichment | MKV |  | 2023-07-06 |  |  | 1269345 | 1269345 | TOOL;MILW,M18FN15GA-0C,ANG FINISH NAILER | TOOL;MNFR:MILWAUKEE ELECTRIC TOOL,PTNO:M18FN15GA-0C,ADDITIONAL FEATURES EN:ANG FINISH NAILER | 01)TOOL 'N' TACKLE,01)M18FN15GA-0C,TOOL,01)ANG FINISH NAILER | M18FN15GA-0C | 3000317 | MILWAUKEE ELECTRIC TOOL | MILWAUKEE ELECTRIC TOOL | M18FN15GA-0C | [18 empty] | TOOL | NO MODIFIER | TYPE |  | SIZE |  | MATERIAL |  | HAZARD CLASS |  | CERTIFICATION/STANDARD |  | ADDITIONAL FEATURES EN | ANG FINISH NAILER
STP_009 | Data Enrichment | MKV |  | 2023-07-06 |  |  | 1273242 | 1273242 | TOOL;MILW,M18FPP8B2-503B,POWER PACKS,M18 | TOOL;MNFR:MILWAUKEE ELECTRIC TOOL,PTNO:M18FPP8B2-503B,ADDITIONAL FEATURES EN:POWER PACKS,M18 FUEL,8 PIECE,8B2 |  | M18FPP8B2-503B | 3000317 | MILWAUKEE ELECTRIC TOOL | MILWAUKEE ELECTRIC TOOL | M18FPP8B2-503B | [18 empty] | TOOL | NO MODIFIER | TYPE |  | SIZE |  | MATERIAL |  | HAZARD CLASS |  | CERTIFICATION/STANDARD |  | ADDITIONAL FEATURES EN | POWER PACKS,M18 FUEL,8 PIECE,8B2
STP_009 | Data Enrichment | MKV |  | 2023-07-06 |  |  | 1269903 | 1269903 | TOOL;MILW,M18JSR-0,RADIO,JOBSITE | TOOL;MNFR:MILWAUKEE ELECTRIC TOOL,PTNO:M18JSR-0,ADDITIONAL FEATURES EN:RADIO,JOBSITE | 01)GASWELD DISCOUNT TOOL CEN,01)M18JSR-0,TOOL,01)RADIO,JOBSITE | M18JSR-0 | 3000317 | MILWAUKEE ELECTRIC TOOL | MILWAUKEE ELECTRIC TOOL | M18JSR-0 | [18 empty] | TOOL | NO MODIFIER | TYPE |  | SIZE |  | MATERIAL |  | HAZARD CLASS |  | CERTIFICATION/STANDARD |  | ADDITIONAL FEATURES EN | RADIO,JOBSITE
STP_009 | Data Enrichment | MKV |  | 2023-07-06 |  |  | 1269346 | 1269346 | TOOL;MILW,M18PORC-0,RADIO & CHARGER | TOOL;MNFR:MILWAUKEE ELECTRIC TOOL,PTNO:M18PORC-0,ADDITIONAL FEATURES EN:RADIO & CHARGER | 01)TOOL 'N' TACKLE,01)M18PORC-0,TOOL,01)RADIO & CHARGER | M18PORC-0 | 3000317 | MILWAUKEE ELECTRIC TOOL | MILWAUKEE ELECTRIC TOOL | M18PORC-0 | [18 empty] | TOOL | NO MODIFIER | TYPE |  | SIZE |  | MATERIAL |  | HAZARD CLASS |  | CERTIFICATION/STANDARD |  | ADDITIONAL FEATURES EN | RADIO & CHARGER
STP_009 | Data Enrichment | MKV |  | 2023-07-06 |  |  | 1272317 | 1272317 | TOOL;MILW,M18USBPSHJ2,POWER SOURCE,M18 | TOOL;MNFR:MILWAUKEE ELECTRIC TOOL,PTNO:M18USBPSHJ2,ADDITIONAL FEATURES EN::POWER SOURCE,M18, HEATED JACKET ADAPTOR, 2.1A |  | M18USBPSHJ2 | 3000317 | MILWAUKEE ELECTRIC TOOL | MILWAUKEE ELECTRIC TOOL | M18USBPSHJ2 | [18 empty] | TOOL | NO MODIFIER | TYPE |  | SIZE |  | MATERIAL |  | HAZARD CLASS |  | CERTIFICATION/STANDARD |  | ADDITIONAL FEATURES EN | :POWER SOURCE,M18,HEATED JACKET ADAPTOR,2.1A
STP_009 | Data Enrichment | MKV |  | 2023-07-06 |  |  | 1268798 | 1268798 | TOOL;MILW,MIWM12BI-0,COMPACT INFLATOR | TOOL;MNFR:MILWAUKEE ELECTRIC TOOL,PTNO:MIWM12BI-0,ADDITIONAL FEATURES EN:COMPACT INFLATOR | 01)HAYMANS ELECTRICAL,01)MIWM12BI-0,TOOL,01)COMPACT INFLATOR | MIWM12BI-0 | 3000317 | MILWAUKEE ELECTRIC TOOL | MILWAUKEE ELECTRIC TOOL | MIWM12BI-0 | [18 empty] | TOOL | NO MODIFIER | TYPE |  | SIZE |  | MATERIAL |  | HAZARD CLASS |  | CERTIFICATION/STANDARD |  | ADDITIONAL FEATURES EN | COMPACT INFLATOR
STP_009 | Data Enrichment | MKV |  | 2023-07-06 |  |  | 1269994 | 1269994 | TOOL;MILW,MIWM18FN18GS-0C | TOOL;MNFR:MILWAUKEE ELECTRIC TOOL,PTNO:MIWM18FN18GS-0C | 01)HAYMANS ELECTRICAL,01)MIWM18FN18GS-0C,TOOL | MIWM18FN18GS-0C | 3000317 | MILWAUKEE ELECTRIC TOOL | MILWAUKEE ELECTRIC TOOL | MIWM18FN18GS-0C | [18 empty] | TOOL | NO MODIFIER | TYPE |  | SIZE |  | MATERIAL |  | HAZARD CLASS |  | CERTIFICATION/STANDARD |  | ADDITIONAL FEATURES EN
STP_009 | Data Enrichment | MKV |  | 2023-07-06 |  |  | 1215531 | 1215531 | TOOL;MILW,MXFDH2528H-0,JACKHAMMER,MXFUEL | TOOL;MNFR:MILWAUKEE ELECTRIC TOOL,PTNO:MXFDH2528H-0,ADDITIONAL FEATURES EN:JACKHAMMER,MXFUEL CORDLESS | 01)MOUNT ISA MINING SUPPLIES,01)MXFDH2528H-0,TOOL,01)JACKHAMMER,MXFUEL CORDLESS | MXFDH2528H-0 | 3000317 | MILWAUKEE ELECTRIC TOOL | MILWAUKEE ELECTRIC TOOL | MXFDH2528H-0 | [18 empty] | TOOL | NO MODIFIER | TYPE |  | SIZE |  | MATERIAL |  | HAZARD CLASS |  | CERTIFICATION/STANDARD |  | ADDITIONAL FEATURES EN | JACKHAMMER,MXFUEL CORDLESS
STP_009 | Data Enrichment | MKV |  | 2023-07-06 |  |  | 1272799 | 1272799 | TOOL;MILW,UTD65CS,SPNR,65 COBINATION RIN | TOOL;MNFR:MILWAUKEE ELECTRIC TOOL,PTNO:UTD65CS,ADDITIONAL FEATURES EN:SPANNER,65 COBINATION RING | 01)MOUNT ISA MINING SUPPLIES,01)UTD65CS,TOOL,01)SPANNER,65 COBINATION RING | UTD65CS | 3000317 | MILWAUKEE ELECTRIC TOOL | MILWAUKEE ELECTRIC TOOL | UTD65CS | [18 empty] | TOOL | NO MODIFIER | TYPE |  | SIZE |  | MATERIAL |  | HAZARD CLASS |  | CERTIFICATION/STANDARD |  | ADDITIONAL FEATURES EN | SPANNER,65 COBINATION RING
STP_009 | Data Enrichment | MKV |  | 2023-07-06 |  |  | 1268966 | 1268966 | TOOL;PRT,461890,RING/PIN RETAIN AS,1 IN | TOOL;MNFR:PROTO TOOL,PTNO:461890,ADDITIONAL FEATURES EN:RING/PIN RETAIN AS,1 IN DR PROTO 10000-3 | 01)J BLACKWOOD & SONS,01)461890,TOOL,01)RING/PIN RETAIN AS,1 IN DR | 461890 | 3000335 | PROTO TOOL | PROTO TOOL | 461890 | [18 empty] | TOOL | NO MODIFIER | TYPE |  | SIZE |  | MATERIAL |  | HAZARD CLASS |  | CERTIFICATION/STANDARD |  | ADDITIONAL FEATURES EN | RING/PIN RETAIN AS,1 IN DR PROTO 10000-3
STP_009 | Data Enrichment | MKV |  | 2023-07-06 |  |  | 1268967 | 1268967 | TOOL;PRT,9826117,RING/PIN RETAIN,1 1/2IN | TOOL;MNFR:PROTO TOOL,PTNO:9826117,ADDITIONAL FEATURES EN:RING/PIN RETAIN,1 1/2IN PROTO 15000-1 | 01)J BLACKWOOD & SONS,01)9826117,TOOL,01)RING/PIN RETAIN,1 1/2IN PRO | 9826117 | 3000335 | PROTO TOOL | PROTO TOOL | 9826117 | [18 empty] | TOOL | NO MODIFIER | TYPE |  | SIZE |  | MATERIAL |  | HAZARD CLASS |  | CERTIFICATION/STANDARD |  | ADDITIONAL FEATURES EN | RING/PIN RETAIN,1 1/2IN PROTO 15000-1
STP_009 | Data Enrichment | MKV |  | 2023-07-06 |  |  | 1266684 | 1266684 | TOOL;SCHN,FS-TOOL,REMOVAL,CRIMP CONTACTS | TOOL;MNFR:SCHNEIDER INC,PTNO:FS-TOOL,ADDITIONAL FEATURES EN:REMOVAL,CRIMP CONTACTS | 01)SCHNEIDER ELECTRIC (AUS),01)FS-TOOL,TOOL,01)REMOVAL,CRIMP CONTACTS | FS-TOOL | 3000344 | SCHNEIDER INC | SCHNEIDER INC | FS-TOOL | [18 empty] | TOOL | NO MODIFIER | TYPE |  | SIZE |  | MATERIAL |  | HAZARD CLASS |  | CERTIFICATION/STANDARD |  | ADDITIONAL FEATURES EN | REMOVAL,CRIMP CONTACTS
STP_009 | Data Enrichment | MKV |  | 2023-07-06 |  |  | 1267267 | 1267267 | TOOL;SICK,SIC1087462,ENCODER PROGRAMMING | TOOL;MNFR:SICK,PTNO:SIC1087462,ADDITIONAL FEATURES EN:ENCODER PROGRAMMING,PGT-10-PRO-S01 | 01)CNW (MOUNT ISA) ELECT WHO,01)SIC1087462,TOOL,01)ENCODER PROGRAMMING,PGT-10- | SIC1087462 | 3000448 | SICK | SICK | SIC1087462 | [18 empty] | TOOL | NO MODIFIER | TYPE |  | SIZE |  | MATERIAL |  | HAZARD CLASS |  | CERTIFICATION/STANDARD |  | ADDITIONAL FEATURES EN | ENCODER PROGRAMMING,PGT-10-PRO-S01
STP_009 | Data Enrichment | MKV |  | 2023-07-06 |  |  | 1272610 | 1272610 | TOOL;STLY,166517,BACKPACK W/WHEELS,FATMA | TOOL;MNFR:STANLEY,PTNO:166517,ADDITIONAL FEATURES EN:BACKPACK W/WHEELS,FATMAX,360LX230WX540HMM,MODEL:1-79-215 | 01)ATOM SUPPLY,01)166517,TOOL,01)BACKPACK W/WHEELS,FATMAX,02)360LX230WX540HMM,03)MODEL:1-79-215 | 166517 | 3000451 | STANLEY | STANLEY | 166517 | [18 empty] | TOOL | NO MODIFIER | TYPE |  | SIZE |  | MATERIAL |  | HAZARD CLASS |  | CERTIFICATION/STANDARD |  | ADDITIONAL FEATURES EN | BACKPACK W/WHEELS,FATMAX,360LX230WX540HMM | [60 empty] | MODEL:1-79-215
STP_009 | Data Enrichment | MKV |  | 2023-07-06 |  |  | 1269186 | 1269186 | TOOL;SWAG,MS-44CT-27,DEBURRING,INTERNAL | TOOL;MNFR:SWAGELOK LTD,PTNO:MS-44CT-27,ADDITIONAL FEATURES EN:DEBURRING,INTERNAL DIA ONLY | 01)CNW (MOUNT ISA) ELECT WHO,01)SWAMS-44CT-27,TOOL,01)DEBURRING,INTERNAL DIA ONLY | MS-44CT-27 | 3000355 | SWAGELOK LTD | SWAGELOK LTD | MS-44CT-27 | [18 empty] | TOOL | NO MODIFIER | TYPE |  | SIZE |  | MATERIAL |  | HAZARD CLASS |  | CERTIFICATION/STANDARD |  | ADDITIONAL FEATURES EN | DEBURRING,INTERNAL DIA ONLY
STP_009 | Data Enrichment | MKV |  | 2023-07-06 |  |  | 1229029 | 1229029 | TOOL;SWAG,MS-HTB-6T,HAND TUBE BENDER,3/8 | TOOL;MNFR:SWAGELOK LTD,PTNO:MS-HTB-6T,ADDITIONAL FEATURES EN:HAND TUBE BENDER,3/8 IN,STEEL | 01)CNW (MOUNT ISA) ELECT WHO,01)SWAMS-HTB-6T,TOOL,01)HAND TUBE BENDER,3/8 IN,STE | MS-HTB-6T | 3000355 | SWAGELOK LTD | SWAGELOK LTD | MS-HTB-6T | [18 empty] | TOOL | NO MODIFIER | TYPE |  | SIZE |  | MATERIAL |  | HAZARD CLASS |  | CERTIFICATION/STANDARD |  | ADDITIONAL FEATURES EN | HAND TUBE BENDER,3/8 IN,STEEL
STP_009 | Data Enrichment | MKV |  | 2023-07-06 |  |  | 1269189 | 1269189 | TOOL;SWAG,MS-TDT-24,TUBE DEBURRING | TOOL;MNFR:SWAGELOK LTD,PTNO:MS-TDT-24,ADDITIONAL FEATURES EN:TUBE DEBURRING | 01)CNW (MOUNT ISA) ELECT WHO,01)SWAMS-TDT-24,TOOL,01)TUBE DEBURRING | MS-TDT-24 | 3000355 | SWAGELOK LTD | SWAGELOK LTD | MS-TDT-24 | [18 empty] | TOOL | NO MODIFIER | TYPE |  | SIZE |  | MATERIAL |  | HAZARD CLASS |  | CERTIFICATION/STANDARD |  | ADDITIONAL FEATURES EN | TUBE DEBURRING