## Sheet1
Project | Activities | Production User | Production Comments | Start Date | End Date | Remarks | Griha ID | Material | MAKTX_MARA | TEXT_EN | Class_Char_Values | MFRPN | MFRNR | MFRNR DES (Name) | MNFR | PTNO | Verified MNFR from web | MNFR 1 | PTNO 1 | MNFR 2 | PTNO 2 | Reference URL | Reference URL1 | Item Number | DWG | DRAWING VERSION | POS/TAG | Equipment Type | Equipment Manufacturer | Equipment Model | Equipment Serial | Unused Text | Enriched/Cleansed | UNSPSC Ver.23.07 | Noun | Modifier | Attribute Name 1 | Attribute Value 1 | Attribute Name 2 | Attribute Value 2 | Attribute Name 3 | Attribute Value 3 | Attribute Name 4 | Attribute Value 4 | Attribute Name 5 | Attribute Value 5 | Attribute Name 6 | Attribute Value 6 | Attribute Name 7 | Attribute Value 7 | Attribute Name 8 | Attribute Value 8 | Attribute Name 9 | Attribute Value 9 | Attribute Name 10 | Attribute Value 10 | Attribute Name 11 | Attribute Value 11 | Attribute Name 12 | Attribute Value 12 | Attribute Name 13 | Attribute Value 13 | Attribute Name 14 | Attribute Value 14 | Attribute Name 15 | Attribute Value 15 | Attribute Name 16 | Attribute Value 16 | Attribute Name 17 | Attribute Value 17 | Attribute Name 18 | Attribute Value 18 | Attribute Name 19 | Attribute Value 19 | Attribute Name 20 | Attribute Value 20 | Attribute Name 21 | Attribute Value 21 | Attribute Name 22 | Attribute Value 22 | Attribute Name 23 | Attribute Value 23 | Attribute Name 24 | Attribute Value 24 | Attribute Name 25 | Attribute Value 25 | Attribute Name 26 | Attribute Value 26 | Attribute Name 27 | Attribute Value 27 | Attribute Name 28 | Attribute Value 28 | Attribute Name 29 | Attribute Value 29 | Attribute Name 30 | Attribute Value 30 | Attribute Name 31 | Attribute Value 31 | Attribute Name 32 | Attribute Value 32 | Attribute Name 33 | Attribute Value 33 | Attribute Name 34 | Attribute Value 34 | Attribute Name 35 | Attribute Value 35 | Attribute Name 36 | Attribute Value 36 | Remaining_Information
STP_009 | Data Enrichment | RMU |  | 2023-07-10 |  |  | 1219611 | 1219611 | ASSEMBLY;ABB,1SDA104881R1,MOTOR OPERATOR | ASSEMBLY;MNFR:ABB,PTNO:1SDA104881R1,ADDITIONAL FEATURES EN:MOTOR OPERATOR,48-60V | 01)HAYMANS ELECTRICAL (PARTS,01)1SDA104881R1,ASSEMBLY,01)MOTOR OPERATOR,48-60V | 1SDA104881R1 | 3000014 | ABB | ABB | 1SDA104881R1 | [18 empty] | ASSEMBLY | NO MODIFIER | TYPE |  | ADDITIONAL FEATURES EN | MOTOR OPERATOR,48-60V
STP_009 | Data Enrichment | RMU |  | 2023-07-10 |  |  | 1241341 | 1241341 | ASSEMBLY;ABB,3BHB005243R0105,PWR UNT GTE | ASSEMBLY;MNFR:ABB,PTNO:3BHB005243R0105,ADDITIONAL FEATURES EN:POWER UNIT GATE,PLGUSP VAR | ASSEMBLY,01)POWER UNIT,02)GATE,PLGUSP VAR,01)PORTAIL,02)D'ALIMENTATION,PLGUSP VAR | 3BHB005243R0105 | 3000014 | ABB | ABB | 3BHB005243R0105 | [18 empty] | ASSEMBLY | NO MODIFIER | TYPE |  | ADDITIONAL FEATURES EN | POWER UNIT GATE,PLGUSP VAR
STP_009 | Data Enrichment | RMU |  | 2023-07-10 |  |  | 1243971 | 1243971 | ASSEMBLY;ABB,KU C755 AE105,PWR UNT GTE | ASSEMBLY;MNFR:ABB,PTNO:KU C755 AE105,ADDITIONAL FEATURES EN:POWER UNIT GATE,POWER SUPPLY-GUSP VAR | ASSEMBLY,01)POWER UNIT GATE,POWER,02)SUPPLY-GUSP VAR,01)COMPUERTA DE LA UNIDAD DE,02)ENERGIA,FUENTE DE,03)ALIMENTACION-GUSP VAR | KU C755 AE105 | 3000014 | ABB | ABB | KU C755 AE105 | [18 empty] | ASSEMBLY | NO MODIFIER | TYPE |  | ADDITIONAL FEATURES EN | POWER UNIT GATE,POWER SUPPLY-GUSP VAR
STP_009 | Data Enrichment | RMU |  | 2023-07-10 |  |  | 1244380 | 1244380 | ASSEMBLY;ABB,SS832 | ASSEMBLY;MNFR:ABB,PTNO:SS832 | ASSEMBLY | SS832 | 3000014 | ABB | ABB | SS832 | [18 empty] | ASSEMBLY | NO MODIFIER | TYPE |  | ADDITIONAL FEATURES EN
STP_009 | Data Enrichment | RMU |  | 2023-07-10 |  |  | 1241334 | 1241334 | ASSEMBLY;ABB,SW-190148,DEIONIZER | ASSEMBLY;MNFR:ABB,PTNO:SW-190148,ADDITIONAL FEATURES EN:DEIONIZER | ASSEMBLY,01)DEIONIZER,01)DEIONISEUR | SW-190148 | 3000014 | ABB | ABB | SW-190148 | [18 empty] | ASSEMBLY | NO MODIFIER | TYPE |  | ADDITIONAL FEATURES EN | DEIONIZER
STP_009 | Data Enrichment | RMU |  | 2023-07-10 |  |  | 1269815 | 1269815 | ASSEMBLY;COND,02-K012-0076A,25MM ROLLER | ASSEMBLY;MNFR:CONDUCTIX,PTNO:02-K012-0076A,ADDITIONAL FEATURES EN:25MM ROLLER,BOLT,NUT | 01)CONDUCTIX WAMPFLER PTY LT,01)02-K012-0076A,ASSEMBLY,01)25MM ROLLER,BOLT,NUT | 02-K012-0076A | 3000255 | CONDUCTIX | CONDUCTIX | 02-K012-0076A | [18 empty] | ASSEMBLY | NO MODIFIER | TYPE |  | ADDITIONAL FEATURES EN | 25MM ROLLER,BOLT,NUT
STP_009 | Data Enrichment | RMU |  | 2023-07-10 |  |  | 1252871 | 1252871 | ASSEMBLY;DIEC,1F.504163301 | ASSEMBLY;MNFR:DIECI,PTNO:1F.504163301,ADDITIONAL FEATURES EN:POWER TAKE-OFF | ASSEMBLY,01)POWER TAKE-OFF | 1F.504163301 | 3000511 | DIECI | DIECI | 1F.504163301 | [18 empty] | ASSEMBLY | NO MODIFIER | TYPE |  | ADDITIONAL FEATURES EN | POWER TAKE-OFF
STP_009 | Data Enrichment | RMU |  | 2023-07-10 |  |  | 1269128 | 1269128 | ASSEMBLY;DOSN,X450107-00004,RESERVOR SUB | ASSEMBLY;MNFR:DOOSAN CORPORATION,PTNO:X450107-00004,ADDITIONAL FEATURES EN:RESERVOR SUB WITH H | 01)CROWN LIFT TRUCKS,01)X450107-00004,ASSEMBLY,01)RESERVOR SUB WITH H | X450107-00004 | 3000600 | DOOSAN CORPORATION | DOOSAN CORPORATION | X450107-00004 | [18 empty] | ASSEMBLY | NO MODIFIER | TYPE |  | ADDITIONAL FEATURES EN | RESERVOR SUB WITH H
STP_009 | Data Enrichment | RMU |  | 2023-07-10 |  |  | 1269069 | 1269069 | ASSEMBLY;DRAG,3350712,TALLY BG II | ASSEMBLY;MNFR:DRAEGER,PTNO:3350712,ADDITIONAL FEATURES EN:TALLY BG II | 01)ALLIANCE SAFETY EQUIPMENT,01)3350712,ASSEMBLY,01)TALLY BG II | 3350712 | 3000423 | DRAEGER | DRAEGER | 3350712 | [18 empty] | ASSEMBLY | NO MODIFIER | TYPE |  | ADDITIONAL FEATURES EN | TALLY BG II
STP_009 | Data Enrichment | RMU |  | 2023-07-10 |  |  | 1269070 | 1269070 | ASSEMBLY;DRAG,3351020,SHOULDER STRAP,2PK | ASSEMBLY;MNFR:DRAEGER,PTNO:3351020,ADDITIONAL FEATURES EN:SHOULDER STRAP,2PK | 01)ALLIANCE SAFETY EQUIPMENT,01)3351020,ASSEMBLY,01)SHOULDER STRAP,2PK | 3351020 | 3000423 | DRAEGER | DRAEGER | 3351020 | [18 empty] | ASSEMBLY | NO MODIFIER | TYPE |  | ADDITIONAL FEATURES EN | SHOULDER STRAP,2PK
STP_009 | Data Enrichment | RMU |  | 2023-07-10 |  |  | 1217304 | 1217304 | ASSEMBLY;DRVT,24C40MXS,CYL,,LINEAR:HP6 T | ASSEMBLY;MNFR:DRIVETRAIN,PTNO:24C40MXS,ADDITIONAL FEATURES EN:CYLINDER,LINEAR:HP6 TRAMP CYL HOSE FITTING -24 JIC,BSP 90 DEGREE E | 01)DRIVETRAIN AUSTRALIA,01)24C40MXS,ASSEMBLY,01)CYLINDER,LINEAR:HP6 TRAMP | 24C40MXS | 3000461 | DRIVETRAIN | DRIVETRAIN | 24C40MXS | [18 empty] | ASSEMBLY | NO MODIFIER | TYPE |  | ADDITIONAL FEATURES EN | CYLINDER | [68 empty] | LINEAR:HP6 TRAMP CYL HOSE FITTING -24 JIC,BSP 90 DEGREE E
STP_009 | Data Enrichment | RMU |  | 2023-07-10 |  |  | 1217334 | 1217334 | ASSEMBLY;DRVT,EMI-ELP-153485,HP6 TRAMP C | ASSEMBLY;MNFR:DRIVETRAIN,PTNO:EMI-ELP-153485,ADDITIONAL FEATURES EN:HP6 TRAMP CYL SHORT HOSE,COMPLETE 1160 | 01)DRIVETRAIN AUSTRALIA,01)EMI-ELP-153485,ASSEMBLY,01)HP6 TRAMP CYL SHORT HOSE,CO | EMI-ELP-153485 | 3000461 | DRIVETRAIN | DRIVETRAIN | EMI-ELP-153485 | [18 empty] | ASSEMBLY | NO MODIFIER | TYPE |  | ADDITIONAL FEATURES EN | HP6 TRAMP CYL SHORT HOSE,COMPLETE 1160
STP_009 | Data Enrichment | RMU |  | 2023-07-10 |  |  | 1213088 | 1213088 | ASSEMBLY;DRVT,IFI01145,COOLR | ASSEMBLY;MNFR:DRIVETRAIN,PTNO:IFI01145,ADDITIONAL FEATURES EN:COOLER | 01)DRIVETRAIN AUSTRALIA,01)IFI01145,ASSEMBLY,01)COOLER | IFI01145 | 3000461 | DRIVETRAIN | DRIVETRAIN | IFI01145 | [18 empty] | ASSEMBLY | NO MODIFIER | TYPE |  | ADDITIONAL FEATURES EN | COOLER
STP_009 | Data Enrichment | RMU |  | 2023-07-10 |  |  | 1213113 | 1213113 | ASSEMBLY;DRVT,IFI02396,AIRCLEANER | ASSEMBLY;MNFR:DRIVETRAIN,PTNO:IFI02396,ADDITIONAL FEATURES EN:AIRCLEANER | 01)DRIVETRAIN AUSTRALIA,01)IFI02396,ASSEMBLY,01)AIRCLEANER | IFI02396 | 3000461 | DRIVETRAIN | DRIVETRAIN | IFI02396 | [18 empty] | ASSEMBLY | NO MODIFIER | TYPE |  | ADDITIONAL FEATURES EN | AIRCLEANER
STP_009 | Data Enrichment | RMU |  | 2023-07-10 |  |  | 1213155 | 1213155 | ASSEMBLY;DRVT,IFI04045,STEERING ARM | ASSEMBLY;MNFR:DRIVETRAIN,PTNO:IFI04045,ADDITIONAL FEATURES EN:STEERING ARM | 01)DRIVETRAIN AUSTRALIA,01)IFI04045,ASSEMBLY,01)STEERING ARM | IFI04045 | 3000461 | DRIVETRAIN | DRIVETRAIN | IFI04045 | [18 empty] | ASSEMBLY | NO MODIFIER | TYPE |  | ADDITIONAL FEATURES EN | STEERING ARM
STP_009 | Data Enrichment | RMU |  | 2023-07-10 |  |  | 1213193 | 1213193 | ASSEMBLY;DRVT,IFI12241,LINK ARM,UPR | ASSEMBLY;MNFR:DRIVETRAIN,PTNO:IFI12241,ADDITIONAL FEATURES EN:LINK ARM,UPPER | 01)DRIVETRAIN AUSTRALIA,01)IFI12241,ASSEMBLY,01)LINK ARM,UPPER | IFI12241 | 3000461 | DRIVETRAIN | DRIVETRAIN | IFI12241 | [18 empty] | ASSEMBLY | NO MODIFIER | TYPE |  | ADDITIONAL FEATURES EN | LINK ARM,UPPER
STP_009 | Data Enrichment | RMU |  | 2023-07-10 |  |  | 1213194 | 1213194 | ASSEMBLY;DRVT,IFI12243,LINK ARM,LWR | ASSEMBLY;MNFR:DRIVETRAIN,PTNO:IFI12243,ADDITIONAL FEATURES EN:LINK ARM,LOWER | 01)DRIVETRAIN AUSTRALIA,01)IFI12243,ASSEMBLY,01)LINK ARM,LOWER | IFI12243 | 3000461 | DRIVETRAIN | DRIVETRAIN | IFI12243 | [18 empty] | ASSEMBLY | NO MODIFIER | TYPE |  | ADDITIONAL FEATURES EN | LINK ARM,LOWER
STP_009 | Data Enrichment | RMU |  | 2023-07-10 |  |  | 1213262 | 1213262 | ASSEMBLY;DRVT,IFI23435,FLANGE/PLUG | ASSEMBLY;MNFR:DRIVETRAIN,PTNO:IFI23435,ADDITIONAL FEATURES EN:FLANGE/PLUG | 01)DRIVETRAIN AUSTRALIA,01)IFI23435,ASSEMBLY,01)FLANGE/PLUG | IFI23435 | 3000461 | DRIVETRAIN | DRIVETRAIN | IFI23435 | [18 empty] | ASSEMBLY | NO MODIFIER | TYPE |  | ADDITIONAL FEATURES EN | FLANGE/PLUG
STP_009 | Data Enrichment | RMU |  | 2023-07-10 |  |  | 1213377 | 1213377 | ASSEMBLY;DRVT,IFI28710,HYDRAULIC FILTER | ASSEMBLY;MNFR:DRIVETRAIN,PTNO:IFI28710,ADDITIONAL FEATURES EN:HYDRAULIC FILTER |  | IFI28710 | 3000461 | DRIVETRAIN | DRIVETRAIN | IFI28710 | [18 empty] | ASSEMBLY | NO MODIFIER | TYPE |  | ADDITIONAL FEATURES EN | HYDRAULIC FILTER
STP_009 | Data Enrichment | RMU |  | 2023-07-10 |  |  | 1213529 | 1213529 | ASSEMBLY;DRVT,IFI36266,DRIVELINE,RR | ASSEMBLY;MNFR:DRIVETRAIN,PTNO:IFI36266,ADDITIONAL FEATURES EN:DRIVELINE,REAR |  | IFI36266 | 3000461 | DRIVETRAIN | DRIVETRAIN | IFI36266 | [18 empty] | ASSEMBLY | NO MODIFIER | TYPE |  | ADDITIONAL FEATURES EN | DRIVELINE,REAR
STP_009 | Data Enrichment | RMU |  | 2023-07-10 |  |  | 1213530 | 1213530 | ASSEMBLY;DRVT,IFI36267,DRIVELINE,FR | ASSEMBLY;MNFR:DRIVETRAIN,PTNO:IFI36267,ADDITIONAL FEATURES EN:DRIVELINE,FRONT |  | IFI36267 | 3000461 | DRIVETRAIN | DRIVETRAIN | IFI36267 | [18 empty] | ASSEMBLY | NO MODIFIER | TYPE |  | ADDITIONAL FEATURES EN | DRIVELINE,FRONT
STP_009 | Data Enrichment | RMU |  | 2023-07-10 |  |  | 1213537 | 1213537 | ASSEMBLY;DRVT,IFI81306,SHRD,SPACER UPG | ASSEMBLY;MNFR:DRIVETRAIN,PTNO:IFI81306,ADDITIONAL FEATURES EN:SHROUD,SPACER UPG |  | IFI81306 | 3000461 | DRIVETRAIN | DRIVETRAIN | IFI81306 | [18 empty] | ASSEMBLY | NO MODIFIER | TYPE |  | ADDITIONAL FEATURES EN | SHROUD,SPACER UPG
STP_009 | Data Enrichment | RMU |  | 2023-07-10 |  |  | 1213540 | 1213540 | ASSEMBLY;DRVT,IFI81440,WHEEL END,RR | ASSEMBLY;MNFR:DRIVETRAIN,PTNO:IFI81440,ADDITIONAL FEATURES EN:WHEEL END,REAR |  | IFI81440 | 3000461 | DRIVETRAIN | DRIVETRAIN | IFI81440 | [18 empty] | ASSEMBLY | NO MODIFIER | TYPE |  | ADDITIONAL FEATURES EN | WHEEL END,REAR
STP_009 | Data Enrichment | RMU |  | 2023-07-10 |  |  | 1213541 | 1213541 | ASSEMBLY;DRVT,K7561-15105,CASE | ASSEMBLY;MNFR:DRIVETRAIN,PTNO:K7561-15105,ADDITIONAL FEATURES EN:CASE |  | K7561-15105 | 3000461 | DRIVETRAIN | DRIVETRAIN | K7561-15105 | [18 empty] | ASSEMBLY | NO MODIFIER | TYPE |  | ADDITIONAL FEATURES EN | CASE
STP_009 | Data Enrichment | RMU |  | 2023-07-10 |  |  | 1218845 | 1218845 | ASSEMBLY;EPM,23501-04:S | ASSEMBLY;MNFR:EMERSON PROCESS MANAGEMENT,PTNO:23501-04:S |  | 23501-04:S | 3000268 | EMERSON PROCESS MANAGEMEN | EMERSON PROCESS MANAGEMENT | 23501-04:S | [18 empty] | ASSEMBLY | NO MODIFIER | TYPE |  | ADDITIONAL FEATURES EN
STP_009 | Data Enrichment | RMU |  | 2023-07-10 |  |  | 1218848 | 1218848 | ASSEMBLY;EPM,23502-04 | ASSEMBLY;MNFR:EMERSON PROCESS MANAGEMENT,PTNO:23502-04 |  | 23502-04 | 3000268 | EMERSON PROCESS MANAGEMEN | EMERSON PROCESS MANAGEMENT | 23502-04 | [18 empty] | ASSEMBLY | NO MODIFIER | TYPE |  | ADDITIONAL FEATURES EN
STP_009 | Data Enrichment | RMU |  | 2023-07-10 |  |  | 1229026 | 1229026 | ASSEMBLY;EPM,2708528,DRIER SHELL | ASSEMBLY;MNFR:EMERSON PROCESS MANAGEMENT,PTNO:2708528,ADDITIONAL FEATURES EN:DRIER SHELL | 01)ACTROL PARTS PTY LTD,01)2708528,ASSEMBLY,01)DRIER SHELL | 2708528 | 3000268 | EMERSON PROCESS MANAGEMEN | EMERSON PROCESS MANAGEMENT | 2708528 | [18 empty] | ASSEMBLY | NO MODIFIER | TYPE |  | ADDITIONAL FEATURES EN | DRIER SHELL
STP_009 | Data Enrichment | RMU |  | 2023-07-10 |  |  | 1218531 | 1218531 | ASSEMBLY;FISV,1V6579X0092 | ASSEMBLY;MNFR:FISHER CONTROLS,PTNO:1V6579X0092 |  | 1V6579X0092 | 3000274 | FISHER CONTROLS | FISHER CONTROLS | 1V6579X0092 | [18 empty] | ASSEMBLY | NO MODIFIER | TYPE |  | ADDITIONAL FEATURES EN
STP_009 | Data Enrichment | RMU |  | 2023-07-10 |  |  | 1215887 | 1215887 | ASSEMBLY;FLSM,1407165,AIR CONTROL,100 CU | ASSEMBLY;MNFR:FLSMIDTH,PTNO:1407165,ADDITIONAL FEATURES EN:AIR CONTROL,100 CUBIC METRE,WEMCO FLOTATION,WELDMENT |  | 1407165 | 3000426 | FLSMIDTH | FLSMIDTH | 1407165 | [18 empty] | ASSEMBLY | NO MODIFIER | TYPE |  | ADDITIONAL FEATURES EN | AIR CONTROL,100 CUBIC METRE,WEMCO FLOTATION,WELDMENT
STP_009 | Data Enrichment | RMU |  | 2023-07-10 |  |  | 1266200 | 1266200 | ASSEMBLY;FLSM,55386 013,GUDE BLOCK,200 F | ASSEMBLY;MNFR:FLSMIDTH,PTNO:55386 013,ADDITIONAL FEATURES EN:GUDE BLOCK,200 FT THICKENER | 01)FLSMIDTH PTY LTD,01)55386 013,ASSEMBLY,01)GUDE BLOCK,200 FT THICKENER | 55386 013 | 3000426 | FLSMIDTH | FLSMIDTH | 55386 013 | [18 empty] | ASSEMBLY | NO MODIFIER | TYPE |  | ADDITIONAL FEATURES EN | GUDE BLOCK,200 FT THICKENER
STP_009 | Data Enrichment | RMU |  | 2023-07-10 |  |  | 1266186 | 1266186 | ASSEMBLY;FLSM,55478 010,CONE SCRAPER SUP | ASSEMBLY;MNFR:FLSMIDTH,PTNO:55478 010,ADDITIONAL FEATURES EN:CONE SCRAPER SUPPORT (2 HALVES), NO. 4 AND 5 THICKENER, 200 FT THIC | 01)FLSMIDTH PTY LTD,01)55478 010,ASSEMBLY,01)CONE SCRAPER SUPPORT (2 HAL | 55478 010 | 3000426 | FLSMIDTH | FLSMIDTH | 55478 010 | [18 empty] | ASSEMBLY | NO MODIFIER | TYPE |  | ADDITIONAL FEATURES EN | CONE SCRAPER SUPPORT (2 HALVES),NO. 4 AND 5 THICKENER,200 FT THIC
STP_009 | Data Enrichment | RMU |  | 2023-07-10 |  |  | 1273523 | 1273523 | ASSEMBLY;FLSM,C4055ST-CZ,SPLASH SKIRT,KR | ASSEMBLY;MNFR:FLSMIDTH,PTNO:C4055ST-CZ,ADDITIONAL FEATURES EN:SPLASH SKIRT,KREBS,GMAX26,SINTERED SILICON CARBIDE |  | C4055ST-CZ | 3000426 | FLSMIDTH | FLSMIDTH | C4055ST-CZ | [18 empty] | ASSEMBLY | NO MODIFIER | TYPE |  | ADDITIONAL FEATURES EN | SPLASH SKIRT,KREBS,GMAX26,SINTERED SILICON CARBIDE
STP_009 | Data Enrichment | RMU |  | 2023-07-10 |  |  | 1274499 | 1274499 | ASSEMBLY;HYS,2026775,WHEEL CYLINDER | ASSEMBLY;MNFR:HYSTER,PTNO:2026775,ADDITIONAL FEATURES EN:WHEEL CYLINDER | 01)UNITED EQUIPMENT,01)2026775,ASSEMBLY,01)WHEEL CYLINDER | 2026775 | 3000023 | HYSTER | HYSTER | 2026775 | [18 empty] | ASSEMBLY | NO MODIFIER | TYPE |  | ADDITIONAL FEATURES EN | WHEEL CYLINDER
STP_009 | Data Enrichment | RMU |  | 2023-07-10 |  |  | 1270936 | 1270936 | ASSEMBLY;LINC,01-083727,STAND PIPE,3 IN | ASSEMBLY;MNFR:LINCOLN,PTNO:01-083727,ADDITIONAL FEATURES EN:STAND PIPE,3 IN CONNECTION | 01)ISADRAULICS,01)01-083727,ASSEMBLY,01)STAND PIPE,3 IN CONNECTION | 01-083727 | 3000550 | LINCOLN | LINCOLN | 01-083727 | [18 empty] | ASSEMBLY | NO MODIFIER | TYPE |  | ADDITIONAL FEATURES EN | STAND PIPE,3 IN CONNECTION
STP_009 | Data Enrichment | RMU |  | 2023-07-10 |  |  | 1268626 | 1268626 | ASSEMBLY;LINC,01-085767,400LB,2 IN,FLLWR | ASSEMBLY;MNFR:LINCOLN,PTNO:01-085767,ADDITIONAL FEATURES EN:400LB,2 IN,FOLLOWER | 01)ISADRAULICS,01)01-085767,ASSEMBLY,01)400LB,2 IN,FOLLOWER | 01-085767 | 3000550 | LINCOLN | LINCOLN | 01-085767 | [18 empty] | ASSEMBLY | NO MODIFIER | TYPE |  | ADDITIONAL FEATURES EN | 400LB,2 IN,FOLLOWER
STP_009 | Data Enrichment | RMU |  | 2023-07-10 |  |  | 1268631 | 1268631 | ASSEMBLY;LINC,01-278931,VENT VALVE 24VDC | ASSEMBLY;MNFR:LINCOLN,PTNO:01-278931,ADDITIONAL FEATURES EN:VENT VALVE 24VDC | 01)ISADRAULICS,01)01-278931,ASSEMBLY,01)VENT VALVE 24VDC | 01-278931 | 3000550 | LINCOLN | LINCOLN | 01-278931 | [18 empty] | ASSEMBLY | NO MODIFIER | TYPE |  | ADDITIONAL FEATURES EN | VENT VALVE 24VDC
STP_009 | Data Enrichment | RMU |  | 2023-07-10 |  |  | 1272345 | 1272345 | ASSEMBLY;MAN,162809,GRSER | ASSEMBLY;MNFR:MANITOU,PTNO:162809,ADDITIONAL FEATURES EN:GREASER |  | 162809 | 3000007 | MANITOU | MANITOU | 162809 | [18 empty] | ASSEMBLY | NO MODIFIER | TYPE |  | ADDITIONAL FEATURES EN | GREASER
STP_009 | Data Enrichment | RMU |  | 2023-07-10 |  |  | 1273796 | 1273796 | ASSEMBLY;MAN,22N55-50101,LVR | ASSEMBLY;MNFR:MANITOU,PTNO:22N55-50101,ADDITIONAL FEATURES EN:LEVER | 01)JUNGHEINRICH AUSTRALIA PT,01)22N55-50101,ASSEMBLY,01)LEVER | 22N55-50101 | 3000007 | MANITOU | MANITOU | 22N55-50101 | [18 empty] | ASSEMBLY | NO MODIFIER | TYPE |  | ADDITIONAL FEATURES EN | LEVER
STP_009 | Data Enrichment | RMU |  | 2023-07-10 |  |  | 1269045 | 1269045 | ASSEMBLY;MILW,204320007,HSG | ASSEMBLY;MNFR:MILWAUKEE ELECTRIC TOOL,PTNO:204320007,ADDITIONAL FEATURES EN:HOUSING | 01)TOOL 'N' TACKLE,01)204320007,ASSEMBLY,01)HOUSING | 204320007 | 3000317 | MILWAUKEE ELECTRIC TOOL | MILWAUKEE ELECTRIC TOOL | 204320007 | [18 empty] | ASSEMBLY | NO MODIFIER | TYPE |  | ADDITIONAL FEATURES EN | HOUSING
STP_009 | Data Enrichment | RMU |  | 2023-07-10 |  |  | 1269046 | 1269046 | ASSEMBLY;MILW,204321006,GEARCASE | ASSEMBLY;MNFR:MILWAUKEE ELECTRIC TOOL,PTNO:204321006,ADDITIONAL FEATURES EN:GEARCASE | 01)TOOL 'N' TACKLE,01)204321006,ASSEMBLY,01)GEARCASE | 204321006 | 3000317 | MILWAUKEE ELECTRIC TOOL | MILWAUKEE ELECTRIC TOOL | 204321006 | [18 empty] | ASSEMBLY | NO MODIFIER | TYPE |  | ADDITIONAL FEATURES EN | GEARCASE
STP_009 | Data Enrichment | RMU |  | 2023-07-10 |  |  | 1269048 | 1269048 | ASSEMBLY;MILW,204324022,PADDLE TRIGGER | ASSEMBLY;MNFR:MILWAUKEE ELECTRIC TOOL,PTNO:204324022,ADDITIONAL FEATURES EN:PADDLE TRIGGER | 01)TOOL 'N' TACKLE,01)204324022,ASSEMBLY,01)PADDLE TRIGGER | 204324022 | 3000317 | MILWAUKEE ELECTRIC TOOL | MILWAUKEE ELECTRIC TOOL | 204324022 | [18 empty] | ASSEMBLY | NO MODIFIER | TYPE |  | ADDITIONAL FEATURES EN | PADDLE TRIGGER
STP_009 | Data Enrichment | RMU |  | 2023-07-10 |  |  | 1269049 | 1269049 | ASSEMBLY;MILW,204483002,BEARING RETAINER | ASSEMBLY;MNFR:MILWAUKEE ELECTRIC TOOL,PTNO:204483002,ADDITIONAL FEATURES EN:BEARING RETAINER | 01)TOOL 'N' TACKLE,01)204483002,ASSEMBLY,01)BEARING RETAINER | 204483002 | 3000317 | MILWAUKEE ELECTRIC TOOL | MILWAUKEE ELECTRIC TOOL | 204483002 | [18 empty] | ASSEMBLY | NO MODIFIER | TYPE |  | ADDITIONAL FEATURES EN | BEARING RETAINER
STP_009 | Data Enrichment | RMU |  | 2023-07-10 |  |  | 1269050 | 1269050 | ASSEMBLY;MILW,208472011,ELECTRONICS | ASSEMBLY;MNFR:MILWAUKEE ELECTRIC TOOL,PTNO:208472011,ADDITIONAL FEATURES EN:ELECTRONICS | 01)TOOL 'N' TACKLE,01)208472011,ASSEMBLY,01)ELECTRONICS | 208472011 | 3000317 | MILWAUKEE ELECTRIC TOOL | MILWAUKEE ELECTRIC TOOL | 208472011 | [18 empty] | ASSEMBLY | NO MODIFIER | TYPE |  | ADDITIONAL FEATURES EN | ELECTRONICS
STP_009 | Data Enrichment | RMU |  | 2023-07-10 |  |  | 1269051 | 1269051 | ASSEMBLY;MILW,208691001,RTR | ASSEMBLY;MNFR:MILWAUKEE ELECTRIC TOOL,PTNO:208691001,ADDITIONAL FEATURES EN:ROTOR | 01)TOOL 'N' TACKLE,01)208691001,ASSEMBLY,01)ROTOR | 208691001 | 3000317 | MILWAUKEE ELECTRIC TOOL | MILWAUKEE ELECTRIC TOOL | 208691001 | [18 empty] | ASSEMBLY | NO MODIFIER | TYPE |  | ADDITIONAL FEATURES EN | ROTOR
STP_009 | Data Enrichment | RMU |  | 2023-07-10 |  |  | 1269052 | 1269052 | ASSEMBLY;MILW,208698001,SPINDLE HUB | ASSEMBLY;MNFR:MILWAUKEE ELECTRIC TOOL,PTNO:208698001,ADDITIONAL FEATURES EN:SPINDLE HUB | 01)TOOL 'N' TACKLE,01)208698001,ASSEMBLY,01)SPINDLE HUB | 208698001 | 3000317 | MILWAUKEE ELECTRIC TOOL | MILWAUKEE ELECTRIC TOOL | 208698001 | [18 empty] | ASSEMBLY | NO MODIFIER | TYPE |  | ADDITIONAL FEATURES EN | SPINDLE HUB
STP_009 | Data Enrichment | RMU |  | 2023-07-10 |  |  | 1272356 | 1272356 | ASSEMBLY;NHP,KL980543,SOUNDER & BEACON | ASSEMBLY;MNFR:NHP,PTNO:KL980543,ADDITIONAL FEATURES EN:SOUNDER & BEACON, 10-60 VDC, C/W RED STROBE |  | KL980543 | 3000664 | NHP | NHP | KL980543 | [18 empty] | ASSEMBLY | NO MODIFIER | TYPE |  | ADDITIONAL FEATURES EN | SOUNDER & BEACON,10-60 VDC,C/W RED STROBE
STP_009 | Data Enrichment | RMU |  | 2023-07-10 |  |  | 1272355 | 1272355 | ASSEMBLY;NHP,KL980549,SOUNDER & BEACON | ASSEMBLY;MNFR:NHP,PTNO:KL980549,ADDITIONAL FEATURES EN:SOUNDER & BEACON, 110/240VAC, C/W REDSTROBE |  | KL980549 | 3000664 | NHP | NHP | KL980549 | [18 empty] | ASSEMBLY | NO MODIFIER | TYPE |  | ADDITIONAL FEATURES EN | SOUNDER & BEACON,110/240VAC,C/W REDSTROBE
STP_009 | Data Enrichment | RMU |  | 2023-07-10 |  |  | 1218554 | 1218554 | ASSEMBLY;NHP,TERDTLLABULK,L/H LOCKDIN | ASSEMBLY;MNFR:NHP,PTNO:TERDTLLABULK,ADDITIONAL FEATURES EN:L/H LOCKDIN | 01)HAYMANS ELECTRICAL (PARTS,01)TERDTLLABULK,ASSEMBLY,01)L/H LOCKDIN | TERDTLLABULK | 3000664 | NHP | NHP | TERDTLLABULK | [18 empty] | ASSEMBLY | NO MODIFIER | TYPE |  | ADDITIONAL FEATURES EN | L/H LOCKDIN
STP_009 | Data Enrichment | RMU |  | 2023-07-10 |  |  | 1218555 | 1218555 | ASSEMBLY;NHP,TERDTLLARH,R/H LOCKDIN | ASSEMBLY;MNFR:NHP,PTNO:TERDTLLARH,ADDITIONAL FEATURES EN:R/H LOCKDIN | 01)HAYMANS ELECTRICAL (PARTS,01)TERDTLLARH,ASSEMBLY,01)R/H LOCKDIN | TERDTLLARH | 3000664 | NHP | NHP | TERDTLLARH | [18 empty] | ASSEMBLY | NO MODIFIER | TYPE |  | ADDITIONAL FEATURES EN | R/H LOCKDIN
STP_009 | Data Enrichment | RMU |  | 2023-07-10 |  |  | 1254475 | 1254475 | ASSEMBLY;PRKH,2175400L201,AUTO GREASER | ASSEMBLY;MNFR:PARKER HANNIFIN,PTNO:2175400L201,ADDITIONAL FEATURES EN:AUTO GREASER | 01)ENZED MOUNT ISA(RKM INVES,01)2175400L201,ASSEMBLY,01)AUTO GREASER | 2175400L201 | 3000331 | PARKER HANNIFIN | PARKER HANNIFIN | 2175400L201 | [18 empty] | ASSEMBLY | NO MODIFIER | TYPE |  | ADDITIONAL FEATURES EN | AUTO GREASER
STP_009 | Data Enrichment | RMU |  | 2023-07-10 |  |  | 1269042 | 1269042 | ASSEMBLY;PRKH,EMI-PK2-ACCS-R12,SPLIT DIE | ASSEMBLY;MNFR:PARKER HANNIFIN,PTNO:EMI-PK2-ACCS-R12,ADDITIONAL FEATURES EN:SPLIT DIE RING | 01)ENZED MOUNT ISA(RKM INVES,01)EMI-PK2-ACCS-R12,ASSEMBLY,01)SPLIT DIE RING | EMI-PK2-ACCS-R12 | 3000331 | PARKER HANNIFIN | PARKER HANNIFIN | EMI-PK2-ACCS-R12 | [18 empty] | ASSEMBLY | NO MODIFIER | TYPE |  | ADDITIONAL FEATURES EN | SPLIT DIE RING
STP_009 | Data Enrichment | RMU |  | 2023-07-10 |  |  | 1267541 | 1267541 | ASSEMBLY;PWNS,RTAC/HMI SYSTEM DESIGN | ASSEMBLY;MNFR:POWINS,PTNO:RTAC/HMI SYSTEM DESIGN | 01)POWINS PTY LTD,01)RTAC/HMI SYSTEM DESIGN,ASSEMBLY | RTAC/HMI SYSTEM DESIGN | 3000439 | POWINS | POWINS | RTAC/HMI SYSTEM DESIGN | [18 empty] | ASSEMBLY | NO MODIFIER | TYPE |  | ADDITIONAL FEATURES EN
STP_009 | Data Enrichment | RMU |  | 2023-07-10 |  |  | 1266967 | 1266967 | ASSEMBLY;SCHN,204985,MTR & GEARBOX,48VDC | ASSEMBLY;MNFR:SCHNEIDER INC,PTNO:204985,ADDITIONAL FEATURES EN:MTR & GEARBOX,48VDC | 01)SCHNEIDER ELECTRIC (AUS),01)204985,ASSEMBLY,01)MTR & GEARBOX,48VDC | 204985 | 3000344 | SCHNEIDER INC | SCHNEIDER INC | 204985 | [18 empty] | ASSEMBLY | NO MODIFIER | TYPE |  | ADDITIONAL FEATURES EN | MTR & GEARBOX,48VDC
STP_009 | Data Enrichment | RMU |  | 2023-07-10 |  |  | 1272349 | 1272349 | ASSEMBLY;SCHN,32E500FMWE,FAN CTRL MECH | ASSEMBLY;MNFR:SCHNEIDER INC,PTNO:32E500FMWE,ADDITIONAL FEATURES EN:FAN CTRL MECH, 500W, ELE WHITE |  | 32E500FMWE | 3000344 | SCHNEIDER INC | SCHNEIDER INC | 32E500FMWE | [18 empty] | ASSEMBLY | NO MODIFIER | TYPE |  | ADDITIONAL FEATURES EN | FAN CTRL MECH,500W,ELE WHITE
STP_009 | Data Enrichment | RMU |  | 2023-07-10 |  |  | 1272520 | 1272520 | ASSEMBLY;SEW,M22-041-A01,DRIVE PACKAGE | ASSEMBLY;MNFR:SEW EURODRIVE,PTNO:M22-041-A01,ADDITIONAL FEATURES EN:DRIVE PACKAGE (COMPLETION),BEVEL-HELICAL GEAR UNIT (X3KS190E/HU/B),AC MOTOR(TECO 132KW MIM SPEC MAX-E3/4),GEAR COUPLING(GEAR COUPLING) |  | M22-041-A01 | 3000442 | SEW EURODRIVE | SEW EURODRIVE | M22-041-A01 | [18 empty] | ASSEMBLY | NO MODIFIER | TYPE |  | ADDITIONAL FEATURES EN | DRIVE PACKAGE (COMPLETION),BEVEL-HELICAL GEAR UNIT (X3KS190E/HU/B),AC MOTOR(TECO 132KW MIM SPEC MAX-E3/4),GEAR COUPLING(GEAR COUPLING)
STP_009 | Data Enrichment | RMU |  | 2023-07-10 |  |  | 1217110 | 1217110 | ASSEMBLY;SWAG,BA-1413-NMELB,CUSTOM,FILTE | ASSEMBLY;MNFR:SWAGELOK LTD,PTNO:BA-1413-NMELB,ADDITIONAL FEATURES EN:CUSTOM,FILTER REGULATORY | 01)SWAGELOK T/A FLUID SYSTEM,01)BA-1413-NMELB,ASSEMBLY,01)CUSTOM,FILTER REGULATORY | BA-1413-NMELB | 3000355 | SWAGELOK LTD | SWAGELOK LTD | BA-1413-NMELB | [18 empty] | ASSEMBLY | NO MODIFIER | TYPE |  | ADDITIONAL FEATURES EN | CUSTOM,FILTER REGULATORY
STP_009 | Data Enrichment | RMU |  | 2023-07-10 |  |  | 1269488 | 1269488 | ASSEMBLY;THGM,38167,DUMP 150 DIA,1000HTK | ASSEMBLY;MNFR:THERMO GAMMA-METRICS,PTNO:38167,ADDITIONAL FEATURES EN:DUMP 150 DIA,1000HTK | 01)THERMO GAMMA-METRICS PTY,01)38167,ASSEMBLY,01)DUMP 150 DIA,1000HTK | 38167 | 3000468 | THERMO GAMMA-METRICS | THERMO GAMMA-METRICS | 38167 | [18 empty] | ASSEMBLY | NO MODIFIER | TYPE |  | ADDITIONAL FEATURES EN | DUMP 150 DIA,1000HTK
STP_009 | Data Enrichment | RYM |  | 2023-07-10 |  |  | 1268381 | 1268381 | BELT,ABRSV;3M,4075605,CUBITRON | BELT,ABRASIVE;MNFR:3M,PTNO:4075605,ADDITIONAL FEATURES EN:CUBITRON | 01)BLACKWOODS,01)4075605,BELT,ABRASIVE,01)CUBITRON | 4075605 | 3000220 | 3M | 3M | 4075605 | [18 empty] | BELT | ABRASIVE | TYPE |  | GRIT |  | WIDTH |  | LENGTH |  | ABRASIVE MATERIAL |  | GRADE |  | BACKING MATERIAL |  | HAZARD CLASS |  | CERTIFICATION/STANDARD |  | ADDITIONAL FEATURES EN | CUBITRON
STP_009 | Data Enrichment | RYM |  | 2023-07-10 |  |  | 1333589 | 1333589 | BELT,SEAT;DIEC,BVB6018 | BELT,SEAT;MNFR:DIECI,PTNO:BVB6018,ADDITIONAL FEATURES EN:RETRACTOR KIT | BELT,SEAT,01)RETRACTOR KIT | BVB6018 | 3000511 | DIECI | DIECI | BVB6018 | [18 empty] | BELT | SEAT | TYPE |  | SIZE |  | FASTEN TYPE |  | MATERIAL |  | COLOUR |  | HAZARD CLASS |  | CERTIFICATION/STANDARD |  | ADDITIONAL FEATURES EN | RETRACTOR KIT
STP_009 | Data Enrichment | RYM |  | 2023-07-10 |  |  | 1213362 | 1213362 | BELT,SEAT;DRVT,IFI27573 | BELT,SEAT;MNFR:DRIVETRAIN,PTNO:IFI27573 | 01)DRIVETRAIN AUSTRALIA,01)IFI27573,BELT,SEAT | IFI27573 | 3000461 | DRIVETRAIN | DRIVETRAIN | IFI27573 | [18 empty] | BELT | SEAT | TYPE |  | SIZE |  | FASTEN TYPE |  | MATERIAL |  | COLOUR |  | HAZARD CLASS |  | CERTIFICATION/STANDARD |  | ADDITIONAL FEATURES EN
STP_009 | Data Enrichment | RYM |  | 2023-07-10 |  |  | 1210995 | 1210995 | BELT,TL;3M,MIT-SCAFFKIT | BELT,TOOL;MNFR:3M,PTNO:MIT-SCAFFKIT | 01)MCGHIE ENTERPRISES QLD PT,01)MIT-SCAFFKIT,BELT,TOOL | MIT-SCAFFKIT | 3000220 | 3M | 3M | MIT-SCAFFKIT | [18 empty] | BELT | TOOL | TYPE |  | WAIST SIZE |  | WIDTH |  | NUMBER OF POCKETS |  | MATERIAL |  | FASTENING METHOD |  | HAZARD CLASS |  | CERTIFICATION/STANDARD |  | ADDITIONAL FEATURES EN
STP_009 | Data Enrichment | RYM |  | 2023-07-10 |  |  | 1214401 | 1214401 | BELT,TOTH;POSITIVE DRIVE,70 IN,1/2 IN,1 | BELT,TOOTH;TYPE:POSITIVE DRIVE,CIRCUMFRANCE:70 IN,PITCH:1/2 IN,NUMBER OF TEETH:140,OVERALL WIDTH:1-1/2 IN,MATERIAL:CHLOROPRENE, NUMBER OF TOOTHED SIDES:1,OIL RESISTANT:YES,HEAT RESISTANT:YES,ADDITIONAL FEATURES EN:SYNCHRONOUS TIMING,MNFR:CUMMINS,PTNO: 700H150 | POSITIVE DRIVE,70 IN,1/2 IN,1-1/2 IN,CHLOROPRENE,YES,YES,01)SYNCHRONOUS TIMING,BELT | 700H150 | 3000018 | CUMMINS | CUMMINS | 700H150 | [18 empty] | BELT | TOOTH | TYPE | POSITIVE DRIVE | CIRCUMFRANCE | 70 IN | PITCH | 1/2 IN | NUMBER OF TEETH | 140 | OVERALL WIDTH | 1-1/2 IN | THICKNESS |  | BELT DESIGNATION |  | MATERIAL | CHLOROPRENE | NUMBER OF TOOTHED SIDES | 1 | OIL RESISTANT | YES | HEAT RESISTANT | YES | STATIC CONDUCTIVE |  | HAZARD CLASS |  | CERTIFICATION/STANDARD |  | ADDITIONAL FEATURES EN | SYNCHRONOUS TIMING
STP_009 | Data Enrichment | RYM |  | 2023-07-10 |  |  | 1218039 | 1218039 | BELT,TOTH;SKF,XPZ1060XEP-OPTI,V-BELT XPZ | BELT,TOOTH;MNFR:SKF,PTNO:XPZ1060XEP-OPTI,ADDITIONAL FEATURES EN:V-BELT XPZ V-BELT 1060 | 01)SKF RELIABILITY SYTEMS,01)XPZ1060XEP-OPTI,BELT,TOOTH,01)V-BELT XPZ V-BELT 1060 | XPZ1060XEP-OPTI | 3000348 | SKF | SKF | XPZ1060XEP-OPTI | [18 empty] | BELT | TOOTH | TYPE |  | CIRCUMFRANCE |  | PITCH |  | NUMBER OF TEETH |  | OVERALL WIDTH |  | THICKNESS |  | BELT DESIGNATION |  | MATERIAL |  | NUMBER OF TOOTHED SIDES |  | OIL RESISTANT |  | HEAT RESISTANT |  | STATIC CONDUCTIVE |  | HAZARD CLASS |  | CERTIFICATION/STANDARD |  | ADDITIONAL FEATURES EN | V-BELT XPZ V-BELT 1060
STP_009 | Data Enrichment | RYM |  | 2023-07-10 |  |  | 1275673 | 1275673 | BELT,V SET;GATE,E300,SET OF 7 | BELT,V SET;MNFR:GATES CORPORATION,PTNO:E300,ADDITIONAL FEATURES EN:SET OF 7 | 01)CONSOLIDATED BEARING CO (,01)E300,BELT,V SET,01)SET OF 7 | E300 | 3000282 | GATES CORPORATION | GATES CORPORATION | E300 | [18 empty] | BELT | V SET | BELT DESIGNATION |  | OUTSIDE LENGTH |  | NUMBER OF BELTS |  | HAZARD CLASS |  | CERTIFICATION/STANDARD |  | ADDITIONAL FEATURES EN | SET OF 7
STP_009 | Data Enrichment | RYM |  | 2023-07-10 |  |  | 1272470 | 1272470 | BELT,V;CASJ,J911559,DRIVE 27.92MM,8 RIBS | BELT,V;MNFR:CASE J I CO,PTNO:J911559,ADDITIONAL FEATURES EN:DRIVE 27.92MM,8 RIBS,(J903099)8PK1575,WIDEX1574.8MM LONG |  | J911559 | 3000248 | CASE J I CO | CASE J I CO | J911559 | [18 empty] | BELT | V | TYPE |  | NUMBER OF RIBS |  | BELT SECTION SIZE |  | OUTSIDE LENGTH |  | MATERIAL |  | BELT DESIGNATION |  | REINFORCING CORD MATERIAL |  | TOP WIDTH |  | OVERALL HEIGHT |  | OIL RESISTANT |  | HEAT RESISTANT |  | STATIC CONDUCTIVE |  | HAZARD CLASS |  | CERTIFICATION/STANDARD |  | ADDITIONAL FEATURES EN | DRIVE 27.92MM,8 RIBS,(J903099)8PK1575,WIDEX1574.8MM LONG
STP_009 | Data Enrichment | RYM |  | 2023-07-10 |  |  | 1256085 | 1256085 | BELT,V;COGGED, LIGHT DUTY ACCESSORY DRIV | BELT,V;TYPE:COGGED, LIGHT DUTY ACCESSORY DRIVE,BELT SECTION SIZE:A13,OUTSIDE LENGTH:1175.6 MM,MATERIAL:RUBBER,REINFORCING CORD MATERIAL:POLYESTER,TOP WIDTH:13.46 MM,OVERALL HEIGHT:8.73 MM,ADDITIONAL FEATURES EN:AUTOMOTIVE,MNFR:CUMMINS,PTNO:178623,MNFR:01) SKF,PTNO:01)AVX13X1175M1-OP | 01)SKF,01)AVX13X1175M1-OP,BELT,EN_01)COGGED, LIGHT DUTY ACCES,A13,1175.6 MM,EN_01)RUBBER,EN_01)POLYESTER,13.46 MM,8.73 MM,01)AUTOMOTIVE | 178623 | 3000018 | CUMMINS | 01) SKF | 01)AVX13X1175M1-OP | [18 empty] | BELT | V | TYPE | COGGED,LIGHT DUTY ACCESSORY DRIVE | NUMBER OF RIBS |  | BELT SECTION SIZE | A13 | OUTSIDE LENGTH | 1175.6 MM | MATERIAL | RUBBER | BELT DESIGNATION |  | REINFORCING CORD MATERIAL | POLYESTER | TOP WIDTH | 13.46 MM | OVERALL HEIGHT | 8.73 MM | OIL RESISTANT |  | HEAT RESISTANT |  | STATIC CONDUCTIVE |  | HAZARD CLASS |  | CERTIFICATION/STANDARD |  | ADDITIONAL FEATURES EN | AUTOMOTIVE
STP_009 | Data Enrichment | RYM |  | 2023-07-10 |  |  | 1269673 | 1269673 | BELT,V;DAYC,13A1275 | BELT,V;MNFR:DAYCO CORP RUBBER PRODUCTS DIVISION,PTNO:13A1275 | 01)BOSS DISTRIBUTORS,01)13A1275DAY,BELT,V | 13A1275 | 3000509 | DAYCO CORP RUBBER PRODUCT | DAYCO CORP RUBBER PRODUCTS DIVISION | 13A1275 | [18 empty] | BELT | V | TYPE |  | NUMBER OF RIBS |  | BELT SECTION SIZE |  | OUTSIDE LENGTH |  | MATERIAL |  | BELT DESIGNATION |  | REINFORCING CORD MATERIAL |  | TOP WIDTH |  | OVERALL HEIGHT |  | OIL RESISTANT |  | HEAT RESISTANT |  | STATIC CONDUCTIVE |  | HAZARD CLASS |  | CERTIFICATION/STANDARD |  | ADDITIONAL FEATURES EN
STP_009 | Data Enrichment | RYM |  | 2023-07-10 |  |  | 1269680 | 1269680 | BELT,V;DAYC,13A1370 | BELT,V;MNFR:DAYCO CORP RUBBER PRODUCTS DIVISION,PTNO:13A1370 | 01)BOSS DISTRIBUTORS,01)13A1370DAY,BELT,V | 13A1370 | 3000509 | DAYCO CORP RUBBER PRODUCT | DAYCO CORP RUBBER PRODUCTS DIVISION | 13A1370 | [18 empty] | BELT | V | TYPE |  | NUMBER OF RIBS |  | BELT SECTION SIZE |  | OUTSIDE LENGTH |  | MATERIAL |  | BELT DESIGNATION |  | REINFORCING CORD MATERIAL |  | TOP WIDTH |  | OVERALL HEIGHT |  | OIL RESISTANT |  | HEAT RESISTANT |  | STATIC CONDUCTIVE |  | HAZARD CLASS |  | CERTIFICATION/STANDARD |  | ADDITIONAL FEATURES EN
STP_009 | Data Enrichment | RYM |  | 2023-07-10 |  |  | 1269674 | 1269674 | BELT,V;DAYC,13A1675 | BELT,V;MNFR:DAYCO CORP RUBBER PRODUCTS DIVISION,PTNO:13A1675 | 01)BOSS DISTRIBUTORS,01)13A1675DAY,BELT,V | 13A1675 | 3000509 | DAYCO CORP RUBBER PRODUCT | DAYCO CORP RUBBER PRODUCTS DIVISION | 13A1675 | [18 empty] | BELT | V | TYPE |  | NUMBER OF RIBS |  | BELT SECTION SIZE |  | OUTSIDE LENGTH |  | MATERIAL |  | BELT DESIGNATION |  | REINFORCING CORD MATERIAL |  | TOP WIDTH |  | OVERALL HEIGHT |  | OIL RESISTANT |  | HEAT RESISTANT |  | STATIC CONDUCTIVE |  | HAZARD CLASS |  | CERTIFICATION/STANDARD |  | ADDITIONAL FEATURES EN
STP_009 | Data Enrichment | RYM |  | 2023-07-10 |  |  | 1269676 | 1269676 | BELT,V;DAYC,2428-13A1245,A/C | BELT,V;MNFR:DAYCO CORP RUBBER PRODUCTS DIVISION,PTNO:2428-13A1245,ADDITIONAL FEATURES EN:A/C | 01)WESTERN TRUCK GROUP PTY L,01)2428-13A1245,BELT,V,01)A/C | 2428-13A1245 | 3000509 | DAYCO CORP RUBBER PRODUCT | DAYCO CORP RUBBER PRODUCTS DIVISION | 2428-13A1245 | [18 empty] | BELT | V | TYPE |  | NUMBER OF RIBS |  | BELT SECTION SIZE |  | OUTSIDE LENGTH |  | MATERIAL |  | BELT DESIGNATION |  | REINFORCING CORD MATERIAL |  | TOP WIDTH |  | OVERALL HEIGHT |  | OIL RESISTANT |  | HEAT RESISTANT |  | STATIC CONDUCTIVE |  | HAZARD CLASS |  | CERTIFICATION/STANDARD |  | ADDITIONAL FEATURES EN | A/C
STP_009 | Data Enrichment | RYM |  | 2023-07-10 |  |  | 1269677 | 1269677 | BELT,V;DAYC,2428-13A1675,ALTNTR | BELT,V;MNFR:DAYCO CORP RUBBER PRODUCTS DIVISION,PTNO:2428-13A1675,ADDITIONAL FEATURES EN:ALTERNATOR | 01)WESTERN TRUCK GROUP PTY L,01)2428-13A1675,BELT,V,01)ALTERNATOR | 2428-13A1675 | 3000509 | DAYCO CORP RUBBER PRODUCT | DAYCO CORP RUBBER PRODUCTS DIVISION | 2428-13A1675 | [18 empty] | BELT | V | TYPE |  | NUMBER OF RIBS |  | BELT SECTION SIZE |  | OUTSIDE LENGTH |  | MATERIAL |  | BELT DESIGNATION |  | REINFORCING CORD MATERIAL |  | TOP WIDTH |  | OVERALL HEIGHT |  | OIL RESISTANT |  | HEAT RESISTANT |  | STATIC CONDUCTIVE |  | HAZARD CLASS |  | CERTIFICATION/STANDARD |  | ADDITIONAL FEATURES EN | ALTERNATOR
STP_009 | Data Enrichment | RYM |  | 2023-07-10 |  |  | 1275422 | 1275422 | BELT,V;DIEC,1F504013617 | BELT,V;MNFR:DIECI,PTNO:ZEUS 33.1/SAMSON 70.10,ADDITIONAL FEATURES EN:FAN/ALTERNATOR/AIR CONDITIONER,MULTI RIB,PTNO 01:1F504013617 | BELT,V,01)FAN/ALTERNATOR/AIR CONDITIONER,MULTI RIB | 1F504013617 | 3000511 | DIECI | DIECI | ZEUS 33.1/SAMSON 70.10 | [18 empty] | BELT | V | TYPE |  | NUMBER OF RIBS |  | BELT SECTION SIZE |  | OUTSIDE LENGTH |  | MATERIAL |  | BELT DESIGNATION |  | REINFORCING CORD MATERIAL |  | TOP WIDTH |  | OVERALL HEIGHT |  | OIL RESISTANT |  | HEAT RESISTANT |  | STATIC CONDUCTIVE |  | HAZARD CLASS |  | CERTIFICATION/STANDARD |  | ADDITIONAL FEATURES EN | FAN/ALTERNATOR/AIR CONDITIONER,MULTI RIB | [42 empty] | PTNO 01:1F504013617
STP_009 | Data Enrichment | RYM |  | 2023-07-10 |  |  | 1333654 | 1333654 | BELT,V;DIEC,BVI2122 | BELT,V;MNFR:DIECI,PTNO:BVI2122,ADDITIONAL FEATURES EN:AIR CONDITIONING | BELT,V,01)AIR CONDITIONING | BVI2122 | 3000511 | DIECI | DIECI | BVI2122 | [18 empty] | BELT | V | TYPE |  | NUMBER OF RIBS |  | BELT SECTION SIZE |  | OUTSIDE LENGTH |  | MATERIAL |  | BELT DESIGNATION |  | REINFORCING CORD MATERIAL |  | TOP WIDTH |  | OVERALL HEIGHT |  | OIL RESISTANT |  | HEAT RESISTANT |  | STATIC CONDUCTIVE |  | HAZARD CLASS |  | CERTIFICATION/STANDARD |  | ADDITIONAL FEATURES EN | AIR CONDITIONING
STP_009 | Data Enrichment | RYM |  | 2023-07-10 |  |  | 1268390 | 1268390 | BELT,V;DOSN,A408063,FAN,2.0/2.5/3.0 TON | BELT,V;MNFR:DOOSAN CORPORATION,PTNO:A408063,ADDITIONAL FEATURES EN:FAN,2.0/2.5/3.0 TON | 01)S & K PYE PTY LTD T/AS SU,01)OTXA408063,BELT,V,01)FAN,2.0/2.5/3.0 TON | A408063 | 3000600 | DOOSAN CORPORATION | DOOSAN CORPORATION | A408063 | [18 empty] | BELT | V | TYPE |  | NUMBER OF RIBS |  | BELT SECTION SIZE |  | OUTSIDE LENGTH |  | MATERIAL |  | BELT DESIGNATION |  | REINFORCING CORD MATERIAL |  | TOP WIDTH |  | OVERALL HEIGHT |  | OIL RESISTANT |  | HEAT RESISTANT |  | STATIC CONDUCTIVE |  | HAZARD CLASS |  | CERTIFICATION/STANDARD |  | ADDITIONAL FEATURES EN | FAN,2.0/2.5/3.0 TON
STP_009 | Data Enrichment | RYM |  | 2023-07-10 |  |  | 1220154 | 1220154 | BELT,V;GARD,98080-173 | BELT,V;MNFR:GARDNER DENVER,PTNO:98080-173 | 01)GARDNER DENVER INDUSTRIES,01)98080-173,BELT,V | 98080-173 | 3000280 | GARDNER DENVER | GARDNER DENVER | 98080-173 | [18 empty] | BELT | V | TYPE |  | NUMBER OF RIBS |  | BELT SECTION SIZE |  | OUTSIDE LENGTH |  | MATERIAL |  | BELT DESIGNATION |  | REINFORCING CORD MATERIAL |  | TOP WIDTH |  | OVERALL HEIGHT |  | OIL RESISTANT |  | HEAT RESISTANT |  | STATIC CONDUCTIVE |  | HAZARD CLASS |  | CERTIFICATION/STANDARD |  | ADDITIONAL FEATURES EN
STP_009 | Data Enrichment | RYM |  | 2023-07-10 |  |  | 1240258 | 1240258 | BELT,V;GATE,B76,B,OUTSD LG 79 IN,B76,YES | BELT,V;MNFR:GATES CORPORATION,PTNO:B76,BELT SECTION SIZE:B,OUTSIDE LENGTH:79 IN,BELT DESIGNATION:B76,REINFORCING CORD MATERIAL: POLYESTER,TOP WIDTH:21/32 IN,OVERALL HEIGHT:13/32 IN,OIL RESISTANT:YES,HEAT RESISTANT:YES,STATIC CONDUCTIVE:YES, CERTIFICATION/STANDARD:RMA,ADDITIONAL FEATURES EN:HI-POWER II | 01)RELECO S A,01)16C2010,1,B,79 IN,B76,EN_01)POLYESTER,FR_01)POLYESTER,21/32 IN,13/32 IN,YES,YES,YES,EN_01)RMA,FR_01)RMA,01)HI-POWER II,01)HTE PUISSANCE II | B76 | 3000282 | GATES CORPORATION | GATES CORPORATION | B76 | [18 empty] | BELT | V | TYPE |  | NUMBER OF RIBS |  | BELT SECTION SIZE | B | OUTSIDE LENGTH | 79 IN | MATERIAL |  | BELT DESIGNATION | B76 | REINFORCING CORD MATERIAL | POLYESTER | TOP WIDTH | 21/32 IN | OVERALL HEIGHT | 13/32 IN | OIL RESISTANT | YES | HEAT RESISTANT | YES | STATIC CONDUCTIVE | YES | HAZARD CLASS |  | CERTIFICATION/STANDARD | RMA | ADDITIONAL FEATURES EN | HI-POWER II
STP_009 | Data Enrichment | RYM |  | 2023-07-10 |  |  | 1272509 | 1272509 | BELT,V;GATE,XPZ1650,DRV,COGGED,BLK,10 MM | BELT,V;MNFR:GATES CORPORATION,PTNO:XPZ1650,ADDITIONAL FEATURES EN:DRIVE,COGGED,BLACK,10 MM,POLYBUTADIENE,TO SUIT RBW AP PIT MONO PUMP |  | XPZ1650 | 3000282 | GATES CORPORATION | GATES CORPORATION | XPZ1650 | [18 empty] | BELT | V | TYPE |  | NUMBER OF RIBS |  | BELT SECTION SIZE |  | OUTSIDE LENGTH |  | MATERIAL |  | BELT DESIGNATION |  | REINFORCING CORD MATERIAL |  | TOP WIDTH |  | OVERALL HEIGHT |  | OIL RESISTANT |  | HEAT RESISTANT |  | STATIC CONDUCTIVE |  | HAZARD CLASS |  | CERTIFICATION/STANDARD |  | ADDITIONAL FEATURES EN | DRIVE,COGGED,BLACK,10 MM,POLYBUTADIENE,TO SUIT RBW AP PIT MONO PUMP
STP_009 | Data Enrichment | RYM |  | 2023-07-10 |  |  | 1272126 | 1272126 | BELT,V;HYS,2028648 | BELT,V;MNFR:HYSTER,PTNO:2028648 | 01)ADAPT-A-LIFT GROUP PTY LT,01)2028648,BELT,V | 2028648 | 3000023 | HYSTER | HYSTER | 2028648 | [18 empty] | BELT | V | TYPE |  | NUMBER OF RIBS |  | BELT SECTION SIZE |  | OUTSIDE LENGTH |  | MATERIAL |  | BELT DESIGNATION |  | REINFORCING CORD MATERIAL |  | TOP WIDTH |  | OVERALL HEIGHT |  | OIL RESISTANT |  | HEAT RESISTANT |  | STATIC CONDUCTIVE |  | HAZARD CLASS |  | CERTIFICATION/STANDARD |  | ADDITIONAL FEATURES EN
STP_009 | Data Enrichment | RYM |  | 2023-07-10 |  |  | 1243645 | 1243645 | BELT,V;HYS,2090051,SERPENTINE | BELT,V;MNFR:HYSTER,PTNO:2090051,ADDITIONAL FEATURES EN:SERPENTINE | BELT,V,01)SERPENTINE,01)SERPENTINE | 2090051 | 3000023 | HYSTER | HYSTER | 2090051 | [18 empty] | BELT | V | TYPE |  | NUMBER OF RIBS |  | BELT SECTION SIZE |  | OUTSIDE LENGTH |  | MATERIAL |  | BELT DESIGNATION |  | REINFORCING CORD MATERIAL |  | TOP WIDTH |  | OVERALL HEIGHT |  | OIL RESISTANT |  | HEAT RESISTANT |  | STATIC CONDUCTIVE |  | HAZARD CLASS |  | CERTIFICATION/STANDARD |  | ADDITIONAL FEATURES EN | SERPENTINE
STP_009 | Data Enrichment | RYM |  | 2023-07-10 |  |  | 1240291 | 1240291 | BELT,V;MAN,605041 | BELT,V;MNFR:MANITOU,PTNO:605041 | BELT,V | 605041 | 3000007 | MANITOU | MANITOU | 605041 | [18 empty] | BELT | V | TYPE |  | NUMBER OF RIBS |  | BELT SECTION SIZE |  | OUTSIDE LENGTH |  | MATERIAL |  | BELT DESIGNATION |  | REINFORCING CORD MATERIAL |  | TOP WIDTH |  | OVERALL HEIGHT |  | OIL RESISTANT |  | HEAT RESISTANT |  | STATIC CONDUCTIVE |  | HAZARD CLASS |  | CERTIFICATION/STANDARD |  | ADDITIONAL FEATURES EN
STP_009 | Data Enrichment | RYM |  | 2023-07-10 |  |  | 1271710 | 1271710 | BELT,V;TORR,SPA 1000 BL,POWER WEDGE BELT | BELT,V;MNFR:TIMKEN BEARING,PTNO:SPA 1000 BL,ADDITIONAL FEATURES EN:POWER WEDGE BELT | 01)CONSOLIDATED BEARING CO (,01)10657617,BELT,V,01)POWER WEDGE BELT | SPA 1000 BL | 3000360 | TIMKEN BEARING | TIMKEN BEARING | SPA 1000 BL | [18 empty] | BELT | V | TYPE |  | NUMBER OF RIBS |  | BELT SECTION SIZE |  | OUTSIDE LENGTH |  | MATERIAL |  | BELT DESIGNATION |  | REINFORCING CORD MATERIAL |  | TOP WIDTH |  | OVERALL HEIGHT |  | OIL RESISTANT |  | HEAT RESISTANT |  | STATIC CONDUCTIVE |  | HAZARD CLASS |  | CERTIFICATION/STANDARD |  | ADDITIONAL FEATURES EN | POWER WEDGE BELT
STP_009 | Data Enrichment | RYM |  | 2023-07-10 |  |  | 1274419 | 1274419 | BELT,V;TORR,SPB3000,SUPER HC,SPB SECTION | BELT,V;MNFR:TIMKEN BEARING,PTNO:SPB3000,ADDITIONAL FEATURES EN:SUPER HC,SPB SECTION |  | SPB3000 | 3000360 | TIMKEN BEARING | TIMKEN BEARING | SPB3000 | [18 empty] | BELT | V | TYPE |  | NUMBER OF RIBS |  | BELT SECTION SIZE |  | OUTSIDE LENGTH |  | MATERIAL |  | BELT DESIGNATION |  | REINFORCING CORD MATERIAL |  | TOP WIDTH |  | OVERALL HEIGHT |  | OIL RESISTANT |  | HEAT RESISTANT |  | STATIC CONDUCTIVE |  | HAZARD CLASS |  | CERTIFICATION/STANDARD |  | ADDITIONAL FEATURES EN | SUPER HC,SPB SECTION
STP_009 | Data Enrichment | RYM |  | 2023-07-10 |  |  | 1275994 | 1275994 | BELT;CUM,11A1015 | BELT;MNFR:CUMMINS,PTNO:11A1015 | BELT | 11A1015 | 3000018 | CUMMINS | CUMMINS | 11A1015 | [18 empty] | BELT | NO MODIFIER | TYPE |  | DIMENSIONS |  | MATERIAL |  | MATERIAL SPECIFICATION |  | HAZARD CLASS |  | CERTIFICATION/STANDARD |  | ADDITIONAL FEATURES EN
STP_009 | Data Enrichment | RYM |  | 2023-07-10 |  |  | 1214427 | 1214427 | BELT;CUM,178497 | BELT;MNFR:CUMMINS,PTNO:178497 | BELT | 178497 | 3000018 | CUMMINS | CUMMINS | 178497 | [18 empty] | BELT | NO MODIFIER | TYPE |  | DIMENSIONS |  | MATERIAL |  | MATERIAL SPECIFICATION |  | HAZARD CLASS |  | CERTIFICATION/STANDARD |  | ADDITIONAL FEATURES EN
STP_009 | Data Enrichment | RYM |  | 2023-07-10 |  |  | 1324237 | 1324237 | BELT;CUM,3034943 | BELT;MNFR:CUMMINS,PTNO:3034943 | BELT | 3034943 | 3000018 | CUMMINS | CUMMINS | 3034943 | [18 empty] | BELT | NO MODIFIER | TYPE |  | DIMENSIONS |  | MATERIAL |  | MATERIAL SPECIFICATION |  | HAZARD CLASS |  | CERTIFICATION/STANDARD |  | ADDITIONAL FEATURES EN
STP_009 | Data Enrichment | RYM |  | 2023-07-10 |  |  | 1240659 | 1240659 | BELT;CUM,3288768 | BELT;MNFR:CUMMINS,PTNO:3288768 | BELT | 3288768 | 3000018 | CUMMINS | CUMMINS | 3288768 | [18 empty] | BELT | NO MODIFIER | TYPE |  | DIMENSIONS |  | MATERIAL |  | MATERIAL SPECIFICATION |  | HAZARD CLASS |  | CERTIFICATION/STANDARD |  | ADDITIONAL FEATURES EN
STP_009 | Data Enrichment | RYM |  | 2023-07-10 |  |  | 1275116 | 1275116 | BELT;CUM,3288790 | BELT;MNFR:CUMMINS,PTNO:3288790 | BELT | 3288790 | 3000018 | CUMMINS | CUMMINS | 3288790 | [18 empty] | BELT | NO MODIFIER | TYPE |  | DIMENSIONS |  | MATERIAL |  | MATERIAL SPECIFICATION |  | HAZARD CLASS |  | CERTIFICATION/STANDARD |  | ADDITIONAL FEATURES EN
STP_009 | Data Enrichment | RYM |  | 2023-07-10 |  |  | 1265477 | 1265477 | BELT;CUM,3289113 | BELT;MNFR:CUMMINS,PTNO:3289113 | BELT | 3289113 | 3000018 | CUMMINS | CUMMINS | 3289113 | [18 empty] | BELT | NO MODIFIER | TYPE |  | DIMENSIONS |  | MATERIAL |  | MATERIAL SPECIFICATION |  | HAZARD CLASS |  | CERTIFICATION/STANDARD |  | ADDITIONAL FEATURES EN
STP_009 | Data Enrichment | RYM |  | 2023-07-10 |  |  | 1324284 | 1324284 | BELT;CUM,3289930 | BELT;MNFR:CUMMINS,PTNO:3289930 | BELT | 3289930 | 3000018 | CUMMINS | CUMMINS | 3289930 | [18 empty] | BELT | NO MODIFIER | TYPE |  | DIMENSIONS |  | MATERIAL |  | MATERIAL SPECIFICATION |  | HAZARD CLASS |  | CERTIFICATION/STANDARD |  | ADDITIONAL FEATURES EN
STP_009 | Data Enrichment | RYM |  | 2023-07-10 |  |  | 1335656 | 1335656 | BELT;CUM,3289941 | BELT;MNFR:CUMMINS,PTNO:3289941 | BELT | 3289941 | 3000018 | CUMMINS | CUMMINS | 3289941 | [18 empty] | BELT | NO MODIFIER | TYPE |  | DIMENSIONS |  | MATERIAL |  | MATERIAL SPECIFICATION |  | HAZARD CLASS |  | CERTIFICATION/STANDARD |  | ADDITIONAL FEATURES EN
STP_009 | Data Enrichment | RYM |  | 2023-07-10 |  |  | 1324159 | 1324159 | BELT;CUM,4983000 | BELT;MNFR:CUMMINS,PTNO:4983000 | BELT | 4983000 | 3000018 | CUMMINS | CUMMINS | 4983000 | [18 empty] | BELT | NO MODIFIER | TYPE |  | DIMENSIONS |  | MATERIAL |  | MATERIAL SPECIFICATION |  | HAZARD CLASS |  | CERTIFICATION/STANDARD |  | ADDITIONAL FEATURES EN
STP_009 | Data Enrichment | RYM |  | 2023-07-10 |  |  | 1266144 | 1266144 | BELT;CUM,89481,TENSNR,ENGN | BELT;MNFR:CUMMINS,PTNO:89481,ADDITIONAL FEATURES EN:TENSIONER,ENGINE |  | 89481 | 3000018 | CUMMINS | CUMMINS | 89481 | [18 empty] | BELT | NO MODIFIER | TYPE |  | DIMENSIONS |  | MATERIAL |  | MATERIAL SPECIFICATION |  | HAZARD CLASS |  | CERTIFICATION/STANDARD |  | ADDITIONAL FEATURES EN | TENSIONER,ENGINE
STP_009 | Data Enrichment | RYM |  | 2023-07-10 |  |  | 1275645 | 1275645 | BELT;DRVT,IFI25464 | BELT;MNFR:DRIVETRAIN,PTNO:IFI25464 | 01)DRIVETRAIN,01)IFI25464,BELT | IFI25464 | 3000461 | DRIVETRAIN | DRIVETRAIN | IFI25464 | [18 empty] | BELT | NO MODIFIER | TYPE |  | DIMENSIONS |  | MATERIAL |  | MATERIAL SPECIFICATION |  | HAZARD CLASS |  | CERTIFICATION/STANDARD |  | ADDITIONAL FEATURES EN
STP_009 | Data Enrichment | RYM |  | 2023-07-10 |  |  | 1275641 | 1275641 | BELT;DRVT,IFI31202 | BELT;MNFR:DRIVETRAIN,PTNO:IFI31202 | 01)DRIVETRAIN,01)IFI31202,BELT | IFI31202 | 3000461 | DRIVETRAIN | DRIVETRAIN | IFI31202 | [18 empty] | BELT | NO MODIFIER | TYPE |  | DIMENSIONS |  | MATERIAL |  | MATERIAL SPECIFICATION |  | HAZARD CLASS |  | CERTIFICATION/STANDARD |  | ADDITIONAL FEATURES EN
STP_009 | Data Enrichment | RYM |  | 2023-07-10 |  |  | 1273825 | 1273825 | BELT;GATE,8PK2095GAT,POLY MULTI RIB | BELT;MNFR:GATES CORPORATION,PTNO:8PK2095GAT,ADDITIONAL FEATURES EN:POLY MULTI RIB | 01)BOSS,01)8PK2095GAT,BELT,01)POLY MULTI RIB | 8PK2095GAT | 3000282 | GATES CORPORATION | GATES CORPORATION | 8PK2095GAT | [18 empty] | BELT | NO MODIFIER | TYPE |  | DIMENSIONS |  | MATERIAL |  | MATERIAL SPECIFICATION |  | HAZARD CLASS |  | CERTIFICATION/STANDARD |  | ADDITIONAL FEATURES EN | POLY MULTI RIB
STP_009 | Data Enrichment | RYM |  | 2023-07-10 |  |  | 1269675 | 1269675 | BELT;GATE,8PK2398HD,POLY MULTI RIB | BELT;MNFR:GATES CORPORATION,PTNO:8PK2398HD,ADDITIONAL FEATURES EN:POLY MULTI RIB | 01)BOSS DISTRIBUTORS,01)8PK2398HDGAT,BELT,01)POLY MULTI RIB | 8PK2398HD | 3000282 | GATES CORPORATION | GATES CORPORATION | 8PK2398HD | [18 empty] | BELT | NO MODIFIER | TYPE |  | DIMENSIONS |  | MATERIAL |  | MATERIAL SPECIFICATION |  | HAZARD CLASS |  | CERTIFICATION/STANDARD |  | ADDITIONAL FEATURES EN | POLY MULTI RIB
STP_009 | Data Enrichment | RYM |  | 2023-07-10 |  |  | 1324239 | 1324239 | BELT;MAN,229300 | BELT;MNFR:MANITOU,PTNO:229300 | BELT | 229300 | 3000007 | MANITOU | MANITOU | 229300 | [18 empty] | BELT | NO MODIFIER | TYPE |  | DIMENSIONS |  | MATERIAL |  | MATERIAL SPECIFICATION |  | HAZARD CLASS |  | CERTIFICATION/STANDARD |  | ADDITIONAL FEATURES EN
STP_009 | Data Enrichment | RYM |  | 2023-07-10 |  |  | 1268925 | 1268925 | BELT;MAN,22R51-03721 | BELT;MNFR:MANITOU,PTNO:22R51-03721 | 01)JUNGHEINRICH AUSTRALIA PT,01)22R51-03721,BELT | 22R51-03721 | 3000007 | MANITOU | MANITOU | 22R51-03721 | [18 empty] | BELT | NO MODIFIER | TYPE |  | DIMENSIONS |  | MATERIAL |  | MATERIAL SPECIFICATION |  | HAZARD CLASS |  | CERTIFICATION/STANDARD |  | ADDITIONAL FEATURES EN
STP_009 | Data Enrichment | RYM |  | 2023-07-10 |  |  | 1242277 | 1242277 | BELT;MAN,244237,COMPRSR | BELT;MNFR:MANITOU,PTNO:244237,ADDITIONAL FEATURES EN:COMPRESSOR | 01)MT-X 1440 SLT S4-E3,BELT,01)COMPRESSOR,01)COMPRESSEUR | 244237 | 3000007 | MANITOU | MANITOU | 244237 | [18 empty] | BELT | NO MODIFIER | TYPE |  | DIMENSIONS |  | MATERIAL |  | MATERIAL SPECIFICATION |  | HAZARD CLASS |  | CERTIFICATION/STANDARD |  | ADDITIONAL FEATURES EN | COMPRESSOR
STP_009 | Data Enrichment | RYM |  | 2023-07-10 |  |  | 1274642 | 1274642 | BELT;MAN,244237BIS,COMPRSR | BELT;MNFR:MANITOU,PTNO:244237BIS,ADDITIONAL FEATURES EN:COMPRESSOR | 01)JUNGHEINRICH AUSTRALIA PT,01)244237BIS,BELT,01)COMPRESSOR | 244237BIS | 3000007 | MANITOU | MANITOU | 244237BIS | [18 empty] | BELT | NO MODIFIER | TYPE |  | DIMENSIONS |  | MATERIAL |  | MATERIAL SPECIFICATION |  | HAZARD CLASS |  | CERTIFICATION/STANDARD |  | ADDITIONAL FEATURES EN | COMPRESSOR
STP_009 | Data Enrichment | RYM |  | 2023-07-10 |  |  | 1274641 | 1274641 | BELT;MAN,257524,FAN | BELT;MNFR:MANITOU,PTNO:257524,ADDITIONAL FEATURES EN:FAN | 01)JUNGHEINRICH AUSTRALIA PT,01)257524,BELT,01)FAN | 257524 | 3000007 | MANITOU | MANITOU | 257524 | [18 empty] | BELT | NO MODIFIER | TYPE |  | DIMENSIONS |  | MATERIAL |  | MATERIAL SPECIFICATION |  | HAZARD CLASS |  | CERTIFICATION/STANDARD |  | ADDITIONAL FEATURES EN | FAN
STP_009 | Data Enrichment | RYM |  | 2023-07-10 |  |  | 1219556 | 1219556 | BELT;MAN,52596849 | BELT;MNFR:MANITOU,PTNO:52596849 | 01)JUNGHEINRICH AUSTRALIA PT,01)52596849,BELT | 52596849 | 3000007 | MANITOU | MANITOU | 52596849 | [18 empty] | BELT | NO MODIFIER | TYPE |  | DIMENSIONS |  | MATERIAL |  | MATERIAL SPECIFICATION |  | HAZARD CLASS |  | CERTIFICATION/STANDARD |  | ADDITIONAL FEATURES EN
STP_009 | Data Enrichment | RYM |  | 2023-07-10 |  |  | 1243314 | 1243314 | BELT;MAN,702974,ALTNTR | BELT;MNFR:MANITOU,PTNO:702974,ADDITIONAL FEATURES EN:ALTERNATOR | 01)MT-X 1440 SLT S4-E3,BELT,01)ALTERNATOR,01)ALTERNATEUR | 702974 | 3000007 | MANITOU | MANITOU | 702974 | [18 empty] | BELT | NO MODIFIER | TYPE |  | DIMENSIONS |  | MATERIAL |  | MATERIAL SPECIFICATION |  | HAZARD CLASS |  | CERTIFICATION/STANDARD |  | ADDITIONAL FEATURES EN | ALTERNATOR
STP_009 | Data Enrichment | RYM |  | 2023-07-10 |  |  | 1219552 | 1219552 | BELT;MAN,749605 | BELT;MNFR:MANITOU,PTNO:749605 | 01)JUNGHEINRICH AUSTRALIA PT,01)749605,BELT | 749605 | 3000007 | MANITOU | MANITOU | 749605 | [18 empty] | BELT | NO MODIFIER | TYPE |  | DIMENSIONS |  | MATERIAL |  | MATERIAL SPECIFICATION |  | HAZARD CLASS |  | CERTIFICATION/STANDARD |  | ADDITIONAL FEATURES EN
STP_009 | Data Enrichment | RYM |  | 2023-07-10 |  |  | 1265636 | 1265636 | BELT;MER,A9069973792 | BELT;MNFR:MERCEDES,PTNO:A9069973792 | BELT | A9069973792 | 3000008 | MERCEDES | MERCEDES | A9069973792 | [18 empty] | BELT | NO MODIFIER | TYPE |  | DIMENSIONS |  | MATERIAL |  | MATERIAL SPECIFICATION |  | HAZARD CLASS |  | CERTIFICATION/STANDARD |  | ADDITIONAL FEATURES EN
STP_009 | Data Enrichment | RYM |  | 2023-07-10 |  |  | 1218164 | 1218164 | CAP,BRG;SKF,EC34.SDVD,PLMRBLK,END CVR,,E | CAP,BEARING;MNFR:SKF,PTNO:EC34.SDVD,ADDITIONAL FEATURES EN:PLUMMER BLOCK,END COVER,ETV 290/264/4 | 01)SKF,01)EC34.SDVD,01)APPLIED INDUSTRIAL TECHNO,01)EC34.SDVD,CAP,BEARING,01)PLUMMER BLOCK,END COVER,ET | EC34.SDVD | 3000348 | SKF | SKF | EC34.SDVD | [18 empty] | CAP | BEARING | TYPE |  | SIZE |  | MATERIAL |  | MOUNTING TYPE |  | HAZARD CLASS |  | CERTIFICATION/STANDARD |  | ADDITIONAL FEATURES EN | PLUMMER BLOCK,END COVER,ETV 290/264/4
STP_009 | Data Enrichment | RYM |  | 2023-07-10 |  |  | 1333587 | 1333587 | CAP,BRTHR;DIEC,BHG3006 | CAP,BREATHER;MNFR:DIECI,PTNO:BHG3006,ADDITIONAL FEATURES EN:VENT PLUG | CAP,BREATHER,01)VENT PLUG | BHG3006 | 3000511 | DIECI | DIECI | BHG3006 | [18 empty] | CAP | BREATHER | TYPE |  | DIAMETER |  | HEIGHT |  | MATERIAL |  | PRESSURE CLASS/RATING |  | END CONNECTION |  | COLOUR |  | TEMPERATURE RATING |  | HAZARD CLASS |  | CERTIFICATION/STANDARD |  | ADDITIONAL FEATURES EN | VENT PLUG
STP_009 | Data Enrichment | RYM |  | 2023-07-10 |  |  | 1271484 | 1271484 | CAP,DISTBTR;FLSM,MF1651-1D-MIM-B,CYCLONE | CAP,DISTRIBUTOR;MNFR:FLSMIDTH,PTNO:MF1651-1D-MIM-B,ADDITIONAL FEATURES EN:CYCLONE | 01)FLSMIDTH PTY LTD,01)MF1651-1D-MIM-B,CAP,DISTRIBUTOR,01)CYCLONE | MF1651-1D-MIM-B | 3000426 | FLSMIDTH | FLSMIDTH | MF1651-1D-MIM-B | [18 empty] | CAP | DISTRIBUTOR | TYPE |  | SIZE |  | END CONNECTION |  | MATERIAL |  | COLOUR |  | HAZARD CLASS |  | CERTIFICATION/STANDARD |  | ADDITIONAL FEATURES EN | CYCLONE
STP_009 | Data Enrichment | RYM |  | 2023-07-10 |  |  | 1213277 | 1213277 | CAP,DST AND MOSTRE SEAL;DRVT,IFI24759 | CAP,DUST AND MOISTURE SEAL;MNFR:DRIVETRAIN,PTNO:IFI24759 | 01)DRIVETRAIN AUSTRALIA,01)IFI24759,CAP,DUST AND MOISTURE SEAL | IFI24759 | 3000461 | DRIVETRAIN | DRIVETRAIN | IFI24759 | [18 empty] | CAP | DUST AND MOISTURE SEAL | TYPE |  | SIZE |  | MATERIAL |  | CONNECTION TYPE |  | COLOUR |  | HAZARD CLASS |  | CERTIFICATION/STANDARD |  | ADDITIONAL FEATURES EN
STP_009 | Data Enrichment | RYM |  | 2023-07-10 |  |  | 1333606 | 1333606 | CAP,FILR OPENNG;DIEC,BHG2009 | CAP,FILLER OPENING;MNFR:DIECI,PTNO:BHG2009,ADDITIONAL FEATURES EN:OIL LEVEL | CAP,FILLER OPENING,01)OIL LEVEL | BHG2009 | 3000511 | DIECI | DIECI | BHG2009 | [18 empty] | CAP | FILLER OPENING | TYPE |  | SIZE |  | CONNECTION TYPE |  | PRESSURE CLASS/RATING |  | MATERIAL |  | MATERIAL SPECIFICATION |  | COATING/FINISH |  | TEMPERATURE RATING |  | HAZARD CLASS |  | CERTIFICATION/STANDARD |  | ADDITIONAL FEATURES EN | OIL LEVEL
STP_009 | Data Enrichment | RYM |  | 2023-07-10 |  |  | 1332935 | 1332935 | CAP,FILR OPENNG;DIEC,BHG3027 | CAP,FILLER OPENING;MNFR:DIECI,PTNO:BHG3027,ADDITIONAL FEATURES EN:FUEL TANK | CAP,FILLER OPENING,01)FUEL TANK | BHG3027 | 3000511 | DIECI | DIECI | BHG3027 | [18 empty] | CAP | FILLER OPENING | TYPE |  | SIZE |  | CONNECTION TYPE |  | PRESSURE CLASS/RATING |  | MATERIAL |  | MATERIAL SPECIFICATION |  | COATING/FINISH |  | TEMPERATURE RATING |  | HAZARD CLASS |  | CERTIFICATION/STANDARD |  | ADDITIONAL FEATURES EN | FUEL TANK
STP_009 | Data Enrichment | RYM |  | 2023-07-10 |  |  | 1333482 | 1333482 | CAP,FILR OPENNG;DIEC,BHG3028 | CAP,FILLER OPENING;MNFR:DIECI,PTNO:BHG3028,ADDITIONAL FEATURES EN:PLUG | CAP,FILLER OPENING,01)PLUG | BHG3028 | 3000511 | DIECI | DIECI | BHG3028 | [18 empty] | CAP | FILLER OPENING | TYPE |  | SIZE |  | CONNECTION TYPE |  | PRESSURE CLASS/RATING |  | MATERIAL |  | MATERIAL SPECIFICATION |  | COATING/FINISH |  | TEMPERATURE RATING |  | HAZARD CLASS |  | CERTIFICATION/STANDARD |  | ADDITIONAL FEATURES EN | PLUG
STP_009 | Data Enrichment | RYM |  | 2023-07-10 |  |  | 1213316 | 1213316 | CAP,FILR OPENNG;DRVT,IFI25067 | CAP,FILLER OPENING;MNFR:DRIVETRAIN,PTNO:IFI25067 | 01)DRIVETRAIN AUSTRALIA,01)IFI25067,CAP,FILLER OPENING | IFI25067 | 3000461 | DRIVETRAIN | DRIVETRAIN | IFI25067 | [18 empty] | CAP | FILLER OPENING | TYPE |  | SIZE |  | CONNECTION TYPE |  | PRESSURE CLASS/RATING |  | MATERIAL |  | MATERIAL SPECIFICATION |  | COATING/FINISH |  | TEMPERATURE RATING |  | HAZARD CLASS |  | CERTIFICATION/STANDARD |  | ADDITIONAL FEATURES EN
STP_009 | Data Enrichment | RYM |  | 2023-07-10 |  |  | 1211801 | 1211801 | CAP;AB,800TN305R | CAP;MNFR:ALLEN BRADLEY,PTNO:800TN305R | 01)CNW (MOUNT ISA) ELECT WHO,01)800TN305R,CAP | 800TN305R | 3000226 | ALLEN BRADLEY | ALLEN BRADLEY | 800TN305R | [18 empty] | CAP | NO MODIFIER | TYPE |  | SIZE |  | CONNECTION TYPE |  | MATERIAL |  | COLOUR |  | HAZARD CLASS |  | CERTIFICATION/STANDARD |  | ADDITIONAL FEATURES EN
STP_009 | Data Enrichment | RYM |  | 2023-07-10 |  |  | 1253902 | 1253902 | CAP;AB,871AKPU18,DEFLECTING,SENSOR 18 MM | CAP;MNFR:ALLEN BRADLEY,PTNO:871AKPU18,ADDITIONAL FEATURES EN:DEFLECTING,SENSOR 18 MM | 01)NHP ELECTRICAL ENGINEERIN,01)871AKPU18,CAP,01)DEFLECTING,SENSOR 18 MM | 871AKPU18 | 3000226 | ALLEN BRADLEY | ALLEN BRADLEY | 871AKPU18 | [18 empty] | CAP | NO MODIFIER | TYPE |  | SIZE |  | CONNECTION TYPE |  | MATERIAL |  | COLOUR |  | HAZARD CLASS |  | CERTIFICATION/STANDARD |  | ADDITIONAL FEATURES EN | DEFLECTING,SENSOR 18 MM
STP_009 | Data Enrichment | RYM |  | 2023-07-10 |  |  | 1253903 | 1253903 | CAP;AB,871AKPU30,DEFLECTING,SENSOR 30 MM | CAP;MNFR:ALLEN BRADLEY,PTNO:871AKPU30,ADDITIONAL FEATURES EN:DEFLECTING,SENSOR 30 MM | 01)NHP ELECTRICAL ENGINEERIN,01)871AKPU30,CAP,01)DEFLECTING,SENSOR 30 MM | 871AKPU30 | 3000226 | ALLEN BRADLEY | ALLEN BRADLEY | 871AKPU30 | [18 empty] | CAP | NO MODIFIER | TYPE |  | SIZE |  | CONNECTION TYPE |  | MATERIAL |  | COLOUR |  | HAZARD CLASS |  | CERTIFICATION/STANDARD |  | ADDITIONAL FEATURES EN | DEFLECTING,SENSOR 30 MM
STP_009 | Data Enrichment | RYM |  | 2023-07-10 |  |  | 1253904 | 1253904 | CAP;AB,872CA10N18N3,DEFLECTING,SENSOR 30 | CAP;MNFR:ALLEN BRADLEY,PTNO:872CA10N18N3,ADDITIONAL FEATURES EN:DEFLECTING,SENSOR 30 MM | 01)NHP ELECTRICAL ENGINEERIN,01)872CA10N18N3,CAP,01)DEFLECTING,SENSOR 30 MM | 872CA10N18N3 | 3000226 | ALLEN BRADLEY | ALLEN BRADLEY | 872CA10N18N3 | [18 empty] | CAP | NO MODIFIER | TYPE |  | SIZE |  | CONNECTION TYPE |  | MATERIAL |  | COLOUR |  | HAZARD CLASS |  | CERTIFICATION/STANDARD |  | ADDITIONAL FEATURES EN | DEFLECTING,SENSOR 30 MM
STP_009 | Data Enrichment | RYM |  | 2023-07-10 |  |  | 1216329 | 1216329 | CAP;ASWP,DU.6000046991,RDTR,(D5000) | CAP;MNFR:AUSWEEP,PTNO:DU.6000046991,ADDITIONAL FEATURES EN:RADIATOR,(D5000) | 01)AUSTRALIAN SWEEPER CORP P,01)DU.6000046991,CAP,01)RADIATOR,(D5000) | DU.6000046991 | 3000416 | AUSWEEP | AUSWEEP | DU.6000046991 | [18 empty] | CAP | NO MODIFIER | TYPE |  | SIZE |  | CONNECTION TYPE |  | MATERIAL |  | COLOUR |  | HAZARD CLASS |  | CERTIFICATION/STANDARD |  | ADDITIONAL FEATURES EN | RADIATOR,(D5000)
STP_009 | Data Enrichment | RYM |  | 2023-07-10 |  |  | 1270992 | 1270992 | CAP;CASJ,85803019,FILR | CAP;MNFR:CASE J I CO,PTNO:85803019,ADDITIONAL FEATURES EN:FILLER | 01)MAK DIESEL & EARTHMOVING,01)85803019,CAP,01)FILLER | 85803019 | 3000248 | CASE J I CO | CASE J I CO | 85803019 | [18 empty] | CAP | NO MODIFIER | TYPE |  | SIZE |  | CONNECTION TYPE |  | MATERIAL |  | COLOUR |  | HAZARD CLASS |  | CERTIFICATION/STANDARD |  | ADDITIONAL FEATURES EN | FILLER
STP_009 | Data Enrichment | RYM |  | 2023-07-10 |  |  | 1269813 | 1269813 | CAP;COND,020662-31,END 270-270,PLSTC | CAP;MNFR:CONDUCTIX,PTNO:020662-31,ADDITIONAL FEATURES EN:END 270-270,PLASTIC | 01)CONDUCTIX WAMPFLER PTY LT,01)020662-31,CAP,01)END 270-270,PLASTIC | 020662-31 | 3000255 | CONDUCTIX | CONDUCTIX | 020662-31 | [18 empty] | CAP | NO MODIFIER | TYPE |  | SIZE |  | CONNECTION TYPE |  | MATERIAL |  | COLOUR |  | HAZARD CLASS |  | CERTIFICATION/STANDARD |  | ADDITIONAL FEATURES EN | END 270-270,PLASTIC
STP_009 | Data Enrichment | RYM |  | 2023-07-10 |  |  | 1246514 | 1246514 | CAP;CUM,3003718 | CAP;MNFR:CUMMINS,PTNO:3003718 | CAP | 3003718 | 3000018 | CUMMINS | CUMMINS | 3003718 | [18 empty] | CAP | NO MODIFIER | TYPE |  | SIZE |  | CONNECTION TYPE |  | MATERIAL |  | COLOUR |  | HAZARD CLASS |  | CERTIFICATION/STANDARD |  | ADDITIONAL FEATURES EN
STP_009 | Data Enrichment | RYM |  | 2023-07-10 |  |  | 1211136 | 1211136 | CAP;CUM,3012472,SCREW CAPTIVE WASHER | CAP;MNFR:CUMMINS,PTNO:3012472,ADDITIONAL FEATURES EN:SCREW CAPTIVE WASHER | 01)CUMMINS SOUTH PACIFIC PTY,01)3012472,CAP,01)SCREW CAPTIVE WASHER | 3012472 | 3000018 | CUMMINS | CUMMINS | 3012472 | [18 empty] | CAP | NO MODIFIER | TYPE |  | SIZE |  | CONNECTION TYPE |  | MATERIAL |  | COLOUR |  | HAZARD CLASS |  | CERTIFICATION/STANDARD |  | ADDITIONAL FEATURES EN | SCREW CAPTIVE WASHER
STP_009 | Data Enrichment | RYM |  | 2023-07-10 |  |  | 1333384 | 1333384 | CAP;DIEC,1P.080CPT | CAP;MNFR:DIECI,PTNO:1P.080CPT,ADDITIONAL FEATURES EN:PROTECTION, FLUSH PUSHBUTTON,MATERIAL:SILICONE RUBBER,COLOUR:RED,CERTIFICATION/ STANDARD:IP66 | CAP,01)PROTECTION, FLUSH PUSHBUTTON,MATERIAL:SILICONE | 1P.080CPT | 3000511 | DIECI | DIECI | 1P.080CPT | [18 empty] | CAP | NO MODIFIER | TYPE |  | SIZE |  | CONNECTION TYPE |  | MATERIAL | SILICONE RUBBER | COLOUR | RED | HAZARD CLASS |  | CERTIFICATION/STANDARD |  | ADDITIONAL FEATURES EN | PROTECTION,FLUSH PUSHBUTTON | [56 empty] | CERTIFICATION/ STANDARD:IP66
STP_009 | Data Enrichment | RYM |  | 2023-07-10 |  |  | 1252858 | 1252858 | CAP;DIEC,BEN1022 | CAP;MNFR:DIECI,PTNO:BEN1022,ADDITIONAL FEATURES EN:SNAP | CAP,01)SNAP | BEN1022 | 3000511 | DIECI | DIECI | BEN1022 | [18 empty] | CAP | NO MODIFIER | TYPE |  | SIZE |  | CONNECTION TYPE |  | MATERIAL |  | COLOUR |  | HAZARD CLASS |  | CERTIFICATION/STANDARD |  | ADDITIONAL FEATURES EN | SNAP
STP_009 | Data Enrichment | RYM |  | 2023-07-10 |  |  | 1333474 | 1333474 | CAP;DIEC,BHA0853 | CAP;MNFR:DIECI,PTNO:BHA0853,ADDITIONAL FEATURES EN:COLOUR:BLUE | CAP,01)COLOUR:BLUE | BHA0853 | 3000511 | DIECI | DIECI | BHA0853 | [18 empty] | CAP | NO MODIFIER | TYPE |  | SIZE |  | CONNECTION TYPE |  | MATERIAL |  | COLOUR |  | HAZARD CLASS |  | CERTIFICATION/STANDARD |  | ADDITIONAL FEATURES EN | COLOUR:BLUE
STP_009 | Data Enrichment | RYM |  | 2023-07-10 |  |  | 1333473 | 1333473 | CAP;DIEC,BHA0856 | CAP;MNFR:DIECI,PTNO:BHA0856,ADDITIONAL FEATURES EN:COLOUR:BLUE | CAP,01)COLOUR:BLUE | BHA0856 | 3000511 | DIECI | DIECI | BHA0856 | [18 empty] | CAP | NO MODIFIER | TYPE |  | SIZE |  | CONNECTION TYPE |  | MATERIAL |  | COLOUR |  | HAZARD CLASS |  | CERTIFICATION/STANDARD |  | ADDITIONAL FEATURES EN | COLOUR:BLUE
STP_009 | Data Enrichment | RYM |  | 2023-07-10 |  |  | 1333485 | 1333485 | CAP;DIEC,BHA086 | CAP;MNFR:DIECI,PTNO:BHA086,ADDITIONAL FEATURES EN:COLOUR:RED | CAP,01)COLOUR:RED | BHA086 | 3000511 | DIECI | DIECI | BHA086 | [18 empty] | CAP | NO MODIFIER | TYPE |  | SIZE |  | CONNECTION TYPE |  | MATERIAL |  | COLOUR |  | HAZARD CLASS |  | CERTIFICATION/STANDARD |  | ADDITIONAL FEATURES EN | COLOUR:RED
STP_009 | Data Enrichment | RYM |  | 2023-07-10 |  |  | 1333478 | 1333478 | CAP;DIEC,BHA0861 | CAP;MNFR:DIECI,PTNO:BHA0861,ADDITIONAL FEATURES EN:COLOUR:RED | CAP,01)COLOUR:RED | BHA0861 | 3000511 | DIECI | DIECI | BHA0861 | [18 empty] | CAP | NO MODIFIER | TYPE |  | SIZE |  | CONNECTION TYPE |  | MATERIAL |  | COLOUR |  | HAZARD CLASS |  | CERTIFICATION/STANDARD |  | ADDITIONAL FEATURES EN | COLOUR:RED
STP_009 | Data Enrichment | RYM |  | 2023-07-10 |  |  | 1333429 | 1333429 | CAP;DIEC,BHA0863 | CAP;MNFR:DIECI,PTNO:BHA0863,ADDITIONAL FEATURES EN:COLOUR:RED | CAP,01)COLOUR:RED | BHA0863 | 3000511 | DIECI | DIECI | BHA0863 | [18 empty] | CAP | NO MODIFIER | TYPE |  | SIZE |  | CONNECTION TYPE |  | MATERIAL |  | COLOUR |  | HAZARD CLASS |  | CERTIFICATION/STANDARD |  | ADDITIONAL FEATURES EN | COLOUR:RED
STP_009 | Data Enrichment | RYM |  | 2023-07-10 |  |  | 1333309 | 1333309 | CAP;DIEC,BHC3057 | CAP;MNFR:DIECI,PTNO:BHC3057,ADDITIONAL FEATURES EN:FILTER | CAP,01)FILTER | BHC3057 | 3000511 | DIECI | DIECI | BHC3057 | [18 empty] | CAP | NO MODIFIER | TYPE |  | SIZE |  | CONNECTION TYPE |  | MATERIAL |  | COLOUR |  | HAZARD CLASS |  | CERTIFICATION/STANDARD |  | ADDITIONAL FEATURES EN | FILTER
STP_009 | Data Enrichment | RYM |  | 2023-07-10 |  |  | 1333435 | 1333435 | CAP;DIEC,BHC3061 | CAP;MNFR:DIECI,PTNO:BHC3061,ADDITIONAL FEATURES EN:FILTER | CAP,01)FILTER | BHC3061 | 3000511 | DIECI | DIECI | BHC3061 | [18 empty] | CAP | NO MODIFIER | TYPE |  | SIZE |  | CONNECTION TYPE |  | MATERIAL |  | COLOUR |  | HAZARD CLASS |  | CERTIFICATION/STANDARD |  | ADDITIONAL FEATURES EN | FILTER
STP_009 | Data Enrichment | RYM |  | 2023-07-10 |  |  | 1333290 | 1333290 | CAP;DIEC,BWM1349 | CAP;MNFR:DIECI,PTNO:BWM1349,ADDITIONAL FEATURES EN:RAIN GUARD | CAP,01)RAIN GUARD | BWM1349 | 3000511 | DIECI | DIECI | BWM1349 | [18 empty] | CAP | NO MODIFIER | TYPE |  | SIZE |  | CONNECTION TYPE |  | MATERIAL |  | COLOUR |  | HAZARD CLASS |  | CERTIFICATION/STANDARD |  | ADDITIONAL FEATURES EN | RAIN GUARD
STP_009 | Data Enrichment | RYM |  | 2023-07-10 |  |  | 1269132 | 1269132 | CAP;DOSN,XD130257,BOTL | CAP;MNFR:DOOSAN CORPORATION,PTNO:XD130257,ADDITIONAL FEATURES EN:BOTTLE | 01)CROWN LIFT TRUCKS,01)XD130257,CAP,01)BOTTLE | XD130257 | 3000600 | DOOSAN CORPORATION | DOOSAN CORPORATION | XD130257 | [18 empty] | CAP | NO MODIFIER | TYPE |  | SIZE |  | CONNECTION TYPE |  | MATERIAL |  | COLOUR |  | HAZARD CLASS |  | CERTIFICATION/STANDARD |  | ADDITIONAL FEATURES EN | BOTTLE
STP_009 | Data Enrichment | RYM |  | 2023-07-10 |  |  | 1217128 | 1217128 | CAP;DRVT,10 FNL-S,SEALING:SIZE 10,THREAD | CAP;MNFR:DRIVETRAIN,PTNO:10 FNL-S,ADDITIONAL FEATURES EN:SEALING:SIZE 10,THREAD 1-14 UNF 2B,STEEL,1-1/8INCH HEX HEAD,ORFS,5/ | 01)DRIVETRAIN AUSTRALIA,01)10 FNL-S,CAP,01)SEALING:SIZE 10,THREAD 1-14 | 10 FNL-S | 3000461 | DRIVETRAIN | DRIVETRAIN | 10 FNL-S | [18 empty] | CAP | NO MODIFIER | TYPE |  | SIZE |  | CONNECTION TYPE |  | MATERIAL |  | COLOUR |  | HAZARD CLASS |  | CERTIFICATION/STANDARD |  | ADDITIONAL FEATURES EN | SEALING:SIZE 10,THREAD 1-14 UNF 2B,STEEL,1-1/8INCH HEX HEAD,ORFS,5/
STP_009 | Data Enrichment | RYM |  | 2023-07-10 |  |  | 1217224 | 1217224 | CAP;DRVT,10 FNTX-S,HSE,7/8 IN F.JIC,STL | CAP;MNFR:DRIVETRAIN,PTNO:10 FNTX-S,ADDITIONAL FEATURES EN:HOSE,7/8 IN F.JIC,STEEL,HEX,HYDRAULIC | 01)DRIVETRAIN AUSTRALIA,01)10 FNTX-S,CAP,01)HOSE,7/8 IN F.JIC,STEEL,HEX | 10 FNTX-S | 3000461 | DRIVETRAIN | DRIVETRAIN | 10 FNTX-S | [18 empty] | CAP | NO MODIFIER | TYPE |  | SIZE |  | CONNECTION TYPE |  | MATERIAL |  | COLOUR |  | HAZARD CLASS |  | CERTIFICATION/STANDARD |  | ADDITIONAL FEATURES EN | HOSE,7/8 IN F.JIC,STEEL,HEX,HYDRAULIC
STP_009 | Data Enrichment | RYM |  | 2023-07-10 |  |  | 1217126 | 1217126 | CAP;DRVT,12 FNL-S,SEALING:SIZE 12,THREAD | CAP;MNFR:DRIVETRAIN,PTNO:12 FNL-S,ADDITIONAL FEATURES EN:SEALING:SIZE 12,THREAD 1-3/16-12 UNF-2B,STEEL,1-3/8INCH HEX HEAD,OR | 01)DRIVETRAIN AUSTRALIA,01)12 FNL-S,CAP,01)SEALING:SIZE 12,THREAD 1-3/ | 12 FNL-S | 3000461 | DRIVETRAIN | DRIVETRAIN | 12 FNL-S | [18 empty] | CAP | NO MODIFIER | TYPE |  | SIZE |  | CONNECTION TYPE |  | MATERIAL |  | COLOUR |  | HAZARD CLASS |  | CERTIFICATION/STANDARD |  | ADDITIONAL FEATURES EN | SEALING:SIZE 12,THREAD 1-3/16-12 UNF-2B,STEEL,1-3/8INCH HEX HEAD,OR
STP_009 | Data Enrichment | RYM |  | 2023-07-10 |  |  | 1217134 | 1217134 | CAP;DRVT,16 FNL-S,SEALING:SIZE 16,THREAD | CAP;MNFR:DRIVETRAIN,PTNO:16 FNL-S,ADDITIONAL FEATURES EN:SEALING:SIZE 16,THREAD 1-7/16-12 UNF-2B,STEEL,1-5/8INCH HEX HEAD,OR | 01)DRIVETRAIN AUSTRALIA,01)16 FNL-S,CAP,01)SEALING:SIZE 16,THREAD 1-7/ | 16 FNL-S | 3000461 | DRIVETRAIN | DRIVETRAIN | 16 FNL-S | [18 empty] | CAP | NO MODIFIER | TYPE |  | SIZE |  | CONNECTION TYPE |  | MATERIAL |  | COLOUR |  | HAZARD CLASS |  | CERTIFICATION/STANDARD |  | ADDITIONAL FEATURES EN | SEALING:SIZE 16,THREAD 1-7/16-12 UNF-2B,STEEL,1-5/8INCH HEX HEAD,OR
STP_009 | Data Enrichment | RYM |  | 2023-07-10 |  |  | 1217129 | 1217129 | CAP;DRVT,4 FNL-S,SEALING:SIZE 4,THREAD 9 | CAP;MNFR:DRIVETRAIN,PTNO:4 FNL-S,ADDITIONAL FEATURES EN:SEALING:SIZE 4,THREAD 9/16-18 UNF 2B,STEEL,11/16INCH HEX HEAD,ORFS | 01)DRIVETRAIN AUSTRALIA,01)4 FNL-S,CAP,01)SEALING:SIZE 4,THREAD 9/16- | 4 FNL-S | 3000461 | DRIVETRAIN | DRIVETRAIN | 4 FNL-S | [18 empty] | CAP | NO MODIFIER | TYPE |  | SIZE |  | CONNECTION TYPE |  | MATERIAL |  | COLOUR |  | HAZARD CLASS |  | CERTIFICATION/STANDARD |  | ADDITIONAL FEATURES EN | SEALING:SIZE 4,THREAD 9/16-18 UNF 2B,STEEL,11/16INCH HEX HEAD,ORFS
STP_009 | Data Enrichment | RYM |  | 2023-07-10 |  |  | 1217306 | 1217306 | CAP;DRVT,6 FNTX-S,HOSE: 9/16IN-18 THREAD | CAP;MNFR:DRIVETRAIN,PTNO:6 FNTX-S,ADDITIONAL FEATURES EN:HOSE: 9/16IN-18 THREAD,JIC,SAE 37DEG FLARE, STEEL,HEX GRIP | 01)DRIVETRAIN AUSTRALIA,01)6 FNTX-S,CAP,01)HOSE: 9/16IN-18 THREAD,JIC | 6 FNTX-S | 3000461 | DRIVETRAIN | DRIVETRAIN | 6 FNTX-S | [18 empty] | CAP | NO MODIFIER | TYPE |  | SIZE |  | CONNECTION TYPE |  | MATERIAL |  | COLOUR |  | HAZARD CLASS |  | CERTIFICATION/STANDARD |  | ADDITIONAL FEATURES EN | HOSE: 9/16IN-18 THREAD,JIC,SAE 37DEG FLARE,STEEL,HEX GRIP
STP_009 | Data Enrichment | RYM |  | 2023-07-10 |  |  | 1217132 | 1217132 | CAP;DRVT,8 FNL-S,SEALING:SIZE 8,THREAD 1 | CAP;MNFR:DRIVETRAIN,PTNO:8 FNL-S,ADDITIONAL FEATURES EN:SEALING:SIZE 8,THREAD 13/16-16 UNF 2B,STEEL,15/16INCH HEX HEAD,ORFS | 01)DRIVETRAIN AUSTRALIA,01)8 FNL-S,CAP,01)SEALING:SIZE 8,THREAD 13/16 | 8 FNL-S | 3000461 | DRIVETRAIN | DRIVETRAIN | 8 FNL-S | [18 empty] | CAP | NO MODIFIER | TYPE |  | SIZE |  | CONNECTION TYPE |  | MATERIAL |  | COLOUR |  | HAZARD CLASS |  | CERTIFICATION/STANDARD |  | ADDITIONAL FEATURES EN | SEALING:SIZE 8,THREAD 13/16-16 UNF 2B,STEEL,15/16INCH HEX HEAD,ORFS
STP_009 | Data Enrichment | RYM |  | 2023-07-10 |  |  | 1213376 | 1213376 | CAP;DRVT,IFI28648,OVFLW | CAP;MNFR:DRIVETRAIN,PTNO:IFI28648,ADDITIONAL FEATURES EN:OVERFLOW |  | IFI28648 | 3000461 | DRIVETRAIN | DRIVETRAIN | IFI28648 | [18 empty] | CAP | NO MODIFIER | TYPE |  | SIZE |  | CONNECTION TYPE |  | MATERIAL |  | COLOUR |  | HAZARD CLASS |  | CERTIFICATION/STANDARD |  | ADDITIONAL FEATURES EN | OVERFLOW
STP_009 | Data Enrichment | RYM |  | 2023-07-10 |  |  | 1213491 | 1213491 | CAP;DRVT,IFI33245,WINDSHIELD WASHER | CAP;MNFR:DRIVETRAIN,PTNO:IFI33245,ADDITIONAL FEATURES EN:WINDSHIELD WASHER |  | IFI33245 | 3000461 | DRIVETRAIN | DRIVETRAIN | IFI33245 | [18 empty] | CAP | NO MODIFIER | TYPE |  | SIZE |  | CONNECTION TYPE |  | MATERIAL |  | COLOUR |  | HAZARD CLASS |  | CERTIFICATION/STANDARD |  | ADDITIONAL FEATURES EN | WINDSHIELD WASHER
STP_009 | Data Enrichment | RYM |  | 2023-07-10 |  |  | 1266271 | 1266271 | CAP;HILT,2211436,PROTCTV,X-PC B3-BT | CAP;MNFR:HILTI,PTNO:2211436,ADDITIONAL FEATURES EN:PROTECTIVE,X-PC B3-BT | 01)HILTI (AUST) PTY LTD,01)2211436,CAP,01)PROTECTIVE,X-PC B3-BT | 2211436 | 3000289 | HILTI | HILTI | 2211436 | [18 empty] | CAP | NO MODIFIER | TYPE |  | SIZE |  | CONNECTION TYPE |  | MATERIAL |  | COLOUR |  | HAZARD CLASS |  | CERTIFICATION/STANDARD |  | ADDITIONAL FEATURES EN | PROTECTIVE,X-PC B3-BT
STP_009 | Data Enrichment | RYM |  | 2023-07-10 |  |  | 1266897 | 1266897 | CAP;NHP,ICLTOC,COMB TEE OFF,STRIP OF 51 | CAP;MNFR:NHP,PTNO:ICLTOC,ADDITIONAL FEATURES EN:COMB TEE OFF,STRIP OF 51 | 01)SHERRIFF ELECTRICAL SUPPL,01)NHPICLTOC,CAP,01)COMB TEE OFF,STRIP OF 51 | ICLTOC | 3000664 | NHP | NHP | ICLTOC | [18 empty] | CAP | NO MODIFIER | TYPE |  | SIZE |  | CONNECTION TYPE |  | MATERIAL |  | COLOUR |  | HAZARD CLASS |  | CERTIFICATION/STANDARD |  | ADDITIONAL FEATURES EN | COMB TEE OFF,STRIP OF 51
STP_009 | Data Enrichment | RYM |  | 2023-07-10 |  |  | 1272809 | 1272809 | CAP;PRKH,EMI-QC-CAP-ISOA100-RD,QUICK CON | CAP;MNFR:PARKER HANNIFIN,PTNO:EMI-QC-CAP-ISOA100-RD,ADDITIONAL FEATURES EN:QUICK CONNECT PVC,RED 1 ISO A | 01)ENZED MOUNT ISA(RKM INVES,01)EMI-QC-CAP-ISOA100-RD,CAP,01)QUICK CONNECT PVC,02)RED 1 ISO A | EMI-QC-CAP-ISOA100-RD | 3000331 | PARKER HANNIFIN | PARKER HANNIFIN | EMI-QC-CAP-ISOA100-RD | [18 empty] | CAP | NO MODIFIER | TYPE |  | SIZE |  | CONNECTION TYPE |  | MATERIAL |  | COLOUR |  | HAZARD CLASS |  | CERTIFICATION/STANDARD |  | ADDITIONAL FEATURES EN | QUICK CONNECT PVC,RED 1 ISO A
STP_009 | Data Enrichment | RYM |  | 2023-07-10 |  |  | 1272813 | 1272813 | CAP;PRKH,EMI-QC-CAP-ISOA12-RD,QUICK CONN | CAP;MNFR:PARKER HANNIFIN,PTNO:EMI-QC-CAP-ISOA12-RD,ADDITIONAL FEATURES EN:QUICK CONNECT PVC,RED 12 ISO A | 01)ENZED MOUNT ISA(RKM INVES,01)EMI-QC-CAP-ISOA12-RD,CAP,01)QUICK CONNECT PVC,02)RED 12 ISO A | EMI-QC-CAP-ISOA12-RD | 3000331 | PARKER HANNIFIN | PARKER HANNIFIN | EMI-QC-CAP-ISOA12-RD | [18 empty] | CAP | NO MODIFIER | TYPE |  | SIZE |  | CONNECTION TYPE |  | MATERIAL |  | COLOUR |  | HAZARD CLASS |  | CERTIFICATION/STANDARD |  | ADDITIONAL FEATURES EN | QUICK CONNECT PVC,RED 12 ISO A
STP_009 | Data Enrichment | RYM |  | 2023-07-10 |  |  | 1272811 | 1272811 | CAP;PRKH,EMI-QC-CAP-ISOA14-RD,QUICK CONN | CAP;MNFR:PARKER HANNIFIN,PTNO:EMI-QC-CAP-ISOA14-RD,ADDITIONAL FEATURES EN:QUICK CONNECT PVC,RED,14 ISO A | 01)ENZED MOUNT ISA(RKM INVES,01)EMI-QC-CAP-ISOA14-RD,CAP,01)QUICK CONNECT PVC,02)RED,14 ISO A | EMI-QC-CAP-ISOA14-RD | 3000331 | PARKER HANNIFIN | PARKER HANNIFIN | EMI-QC-CAP-ISOA14-RD | [18 empty] | CAP | NO MODIFIER | TYPE |  | SIZE |  | CONNECTION TYPE |  | MATERIAL |  | COLOUR |  | HAZARD CLASS |  | CERTIFICATION/STANDARD |  | ADDITIONAL FEATURES EN | QUICK CONNECT PVC,RED,14 ISO A
STP_009 | Data Enrichment | RYM |  | 2023-07-10 |  |  | 1254388 | 1254388 | CAP;PRKH,PD-DM-3009-3-PK,DST,3/8,(3000) | CAP;MNFR:PARKER HANNIFIN,PTNO:PD-DM-3009-3-PK,ADDITIONAL FEATURES EN:DUST,3/8,(3000) | 01)ENZED MOUNT ISA(RKM INVES,01)ENZD-DM-3009-3-PK,CAP,01)DUST,3/8,(3000) | PD-DM-3009-3-PK | 3000331 | PARKER HANNIFIN | PARKER HANNIFIN | PD-DM-3009-3-PK | [18 empty] | CAP | NO MODIFIER | TYPE |  | SIZE |  | CONNECTION TYPE |  | MATERIAL |  | COLOUR |  | HAZARD CLASS |  | CERTIFICATION/STANDARD |  | ADDITIONAL FEATURES EN | DUST,3/8,(3000)
STP_009 | Data Enrichment | RYM |  | 2023-07-10 |  |  | 1332674 | 1332674 | CAP;SAN,55047384 | CAP;MNFR:MERCEDES,PTNO:55047384 | CAP | 55047384 | 3000008 | MERCEDES | MERCEDES | 55047384 | [18 empty] | CAP | NO MODIFIER | TYPE |  | SIZE |  | CONNECTION TYPE |  | MATERIAL |  | COLOUR |  | HAZARD CLASS |  | CERTIFICATION/STANDARD |  | ADDITIONAL FEATURES EN
STP_009 | Data Enrichment | RYM |  | 2023-07-10 |  |  | 1273435 | 1273435 | CAP;SCHN,RMXPE310,END,PLSTC,YEL,RESI MAX | CAP;MNFR:SCHNEIDER INC,PTNO:RMXPE310,ADDITIONAL FEATURES EN:END,PLASTIC,YELLOW,RESI MAX,10/PAC,FOR SLIM COMB 3P+N BUSBAR | 01)SHERRIFF ELECTRICAL SUPPL,01)SCHRMXPE310,CAP,01)END,PLASTIC,YELLOW,RESI MAX,02)10/PAC,FOR SLIM COMB 3P+N B | RMXPE310 | 3000344 | SCHNEIDER INC | SCHNEIDER INC | RMXPE310 | [18 empty] | CAP | NO MODIFIER | TYPE |  | SIZE |  | CONNECTION TYPE |  | MATERIAL |  | COLOUR |  | HAZARD CLASS |  | CERTIFICATION/STANDARD |  | ADDITIONAL FEATURES EN | END,PLASTIC,YELLOW,RESI MAX,10/PAC,FOR SLIM COMB 3P+N BUSBAR
STP_009 | Data Enrichment | RYM |  | 2023-07-10 |  |  | 1334717 | 1334717 | CAP;SIE,2BY5300-0AA76 | CAP;MNFR:SIEMENS,PTNO:2BY5300-0AA76 | CAP | 2BY5300-0AA76 | 3000032 | SIEMENS | SIEMENS | 2BY5300-0AA76 | [18 empty] | CAP | NO MODIFIER | TYPE |  | SIZE |  | CONNECTION TYPE |  | MATERIAL |  | COLOUR |  | HAZARD CLASS |  | CERTIFICATION/STANDARD |  | ADDITIONAL FEATURES EN
STP_009 | Data Enrichment | RYM |  | 2023-07-10 |  |  | 1258204 | 1258204 | CAP;SIE,2BY5375-1AX08 | CAP;MNFR:SIEMENS,PTNO:2BY5375-1AX08 | CAP | 2BY5375-1AX08 | 3000032 | SIEMENS | SIEMENS | 2BY5375-1AX08 | [18 empty] | CAP | NO MODIFIER | TYPE |  | SIZE |  | CONNECTION TYPE |  | MATERIAL |  | COLOUR |  | HAZARD CLASS |  | CERTIFICATION/STANDARD |  | ADDITIONAL FEATURES EN
STP_009 | Data Enrichment | RYM |  | 2023-07-10 |  |  | 1335421 | 1335421 | CAP;SIE,62415 | CAP;MNFR:SIEMENS,PTNO:62415 | CAP | 62415 | 3000032 | SIEMENS | SIEMENS | 62415 | [18 empty] | CAP | NO MODIFIER | TYPE |  | SIZE |  | CONNECTION TYPE |  | MATERIAL |  | COLOUR |  | HAZARD CLASS |  | CERTIFICATION/STANDARD |  | ADDITIONAL FEATURES EN
STP_009 | Data Enrichment | RYM |  | 2023-07-10 |  |  | 1217120 | 1217120 | CAP;SKF,EC530SMS.AU,END | CAP;MNFR:SKF,PTNO:EC530SMS.AU,ADDITIONAL FEATURES EN:END | 01)APPLIED INDUSTRIAL TEC MT I,01)EC530SMS.AU,CAP,01)END | EC530SMS.AU | 3000348 | SKF | SKF | EC530SMS.AU | [18 empty] | CAP | NO MODIFIER | TYPE |  | SIZE |  | CONNECTION TYPE |  | MATERIAL |  | COLOUR |  | HAZARD CLASS |  | CERTIFICATION/STANDARD |  | ADDITIONAL FEATURES EN | END
STP_009 | Data Enrichment | RYM |  | 2023-07-10 |  |  | 1269190 | 1269190 | CAP;SWAG,SS-1210-C,3/4 IN TUBE | CAP;MNFR:SWAGELOK LTD,PTNO:SS-1210-C,ADDITIONAL FEATURES EN:3/4 IN TUBE | 01)CNW (MOUNT ISA) ELECT WHO,01)SWASS-1210-C,CAP,01)3/4 IN TUBE | SS-1210-C | 3000355 | SWAGELOK LTD | SWAGELOK LTD | SS-1210-C | [18 empty] | CAP | NO MODIFIER | TYPE |  | SIZE |  | CONNECTION TYPE |  | MATERIAL |  | COLOUR |  | HAZARD CLASS |  | CERTIFICATION/STANDARD |  | ADDITIONAL FEATURES EN | 3/4 IN TUBE
STP_009 | Data Enrichment | RYM |  | 2023-07-10 |  |  | 1269202 | 1269202 | CAP;SWAG,SWASS-810-C,1/2 IN TUBE | CAP;MNFR:SWAGELOK LTD,PTNO:SWASS-810-C,ADDITIONAL FEATURES EN:1/2 IN TUBE | 01)CNW (MOUNT ISA) ELECT WHO,01)SWASS-810-C,CAP,01)1/2 IN TUBE | SWASS-810-C | 3000355 | SWAGELOK LTD | SWAGELOK LTD | SWASS-810-C | [18 empty] | CAP | NO MODIFIER | TYPE |  | SIZE |  | CONNECTION TYPE |  | MATERIAL |  | COLOUR |  | HAZARD CLASS |  | CERTIFICATION/STANDARD |  | ADDITIONAL FEATURES EN | 1/2 IN TUBE
STP_009 | Data Enrichment | RYM |  | 2023-07-10 |  |  | 1273510 | 1273510 | CAP;TENN,9011872,VR,HUB,WHL,F/1060626 | CAP;MNFR:TENNANT,PTNO:9011872,ADDITIONAL FEATURES EN:VR,HUB,WHEEL,F/1060626 |  | 9011872 | 3000358 | TENNANT | TENNANT | 9011872 | [18 empty] | CAP | NO MODIFIER | TYPE |  | SIZE |  | CONNECTION TYPE |  | MATERIAL |  | COLOUR |  | HAZARD CLASS |  | CERTIFICATION/STANDARD |  | ADDITIONAL FEATURES EN | VR,HUB,WHEEL,F/1060626
STP_009 | Data Enrichment | RYM |  | 2023-07-10 |  |  | 1266234 | 1266234 | CAP;TORR,EC526TIM,BRG;END,DIA178.6XWD6.5 | CAP;MNFR:TIMKEN BEARING,PTNO:EC526TIM,ADDITIONAL FEATURES EN:BRG;END,DIA178.6XWD6.5MM,STL | 01)CONSOLIDATED BEARING CO (,01)EC526TIM,CAP,01)BRG,END,DIA178.6XWD6.5MM,ST | EC526TIM | 3000360 | TIMKEN BEARING | TIMKEN BEARING | EC526TIM | [18 empty] | CAP | NO MODIFIER | TYPE |  | SIZE |  | CONNECTION TYPE |  | MATERIAL |  | COLOUR |  | HAZARD CLASS |  | CERTIFICATION/STANDARD |  | ADDITIONAL FEATURES EN | BRG;END,DIA178.6XWD6.5MM,STL
STP_009 | Data Enrichment | RYM |  | 2023-07-10 |  |  | 1274345 | 1274345 | ENCLOSURE;CORN,OSE-HD0-WT-2-L,UNIVERSALS | ENCLOSURE;MNFR:CORNING INC,PTNO:OSE-HD0-WT-2-L,ADDITIONAL FEATURES EN:UNIVERSAL OPTICAL SPLICE, HIGH DENSITY,SIZE: HT 45 X WD 22 X DT 13 IN | ENCLOSURE,UNIVERSAL | OSE-HD0-WT-2-L | 3000256 | CORNING INC | CORNING INC | OSE-HD0-WT-2-L | [18 empty] | ENCLOSURE | NO MODIFIER | TYPE |  | NEMA RATING |  | SIZE | HT 45 X WD 22 X DT 13 IN | MATERIAL |  | NUMBER OF KNOCKOUTS |  | MOUNTING TYPE |  | COLOUR |  | HAZARD CLASS |  | CERTIFICATION/STANDARD |  | ADDITIONAL FEATURES EN | UNIVERSAL OPTICAL SPLICE,HIGH DENSITY
STP_009 | Data Enrichment | RYM |  | 2023-07-10 |  |  | 1271914 | 1271914 | ENCLOSURE;CORN,OSE-LD0-WT-2-L,UNIVERSALS | ENCLOSURE;MNFR:CORNING INC,PTNO:OSE-LD0-WT-2-L,ADDITIONAL FEATURES EN:UNIVERSAL OPTICAL SPLICE, LOW DENSITY,SIZE: HT 32 X WD 22 X DT 10 IN |  | OSE-LD0-WT-2-L | 3000256 | CORNING INC | CORNING INC | OSE-LD0-WT-2-L | [18 empty] | ENCLOSURE | NO MODIFIER | TYPE |  | NEMA RATING |  | SIZE | HT 32 X WD 22 X DT 10 IN | MATERIAL |  | NUMBER OF KNOCKOUTS |  | MOUNTING TYPE |  | COLOUR |  | HAZARD CLASS |  | CERTIFICATION/STANDARD |  | ADDITIONAL FEATURES EN | UNIVERSAL OPTICAL SPLICE,LOW DENSITY
STP_009 | Data Enrichment | RYM |  | 2023-07-10 |  |  | 1217754 | 1217754 | ENCLOSURE;CUTH,M22-I2,2 HOLE,STOP/START | ENCLOSURE;MNFR:CUTLERHAMMER,PTNO:M22-I2,ADDITIONAL FEATURES EN:2 HOLE,STOP/START | 01)HAYMANS ELECTRICAL (PARTS,01)M22-I2,ENCLOSURE,01)2 HOLE,STOP/START | M22-I2 | 3000261 | CUTLERHAMMER | CUTLERHAMMER | M22-I2 | [18 empty] | ENCLOSURE | NO MODIFIER | TYPE |  | NEMA RATING |  | SIZE |  | MATERIAL |  | NUMBER OF KNOCKOUTS |  | MOUNTING TYPE |  | COLOUR |  | HAZARD CLASS |  | CERTIFICATION/STANDARD |  | ADDITIONAL FEATURES EN | 2 HOLE,STOP/START
STP_009 | Data Enrichment | RYM |  | 2023-07-10 |  |  | 1220317 | 1220317 | ENCLOSURE;NHP,AC04030R5,MODULAR CHASSIS | ENCLOSURE;MNFR:NHP,PTNO:AC04030R5,ADDITIONAL FEATURES EN:MODULAR CHASSIS | 01)SHERRIFF ELECTRICAL SUPPL,01)NHPAC04030R5,ENCLOSURE,01)MODULAR CHASSIS | AC04030R5 | 3000664 | NHP | NHP | AC04030R5 | [18 empty] | ENCLOSURE | NO MODIFIER | TYPE |  | NEMA RATING |  | SIZE |  | MATERIAL |  | NUMBER OF KNOCKOUTS |  | MOUNTING TYPE |  | COLOUR |  | HAZARD CLASS |  | CERTIFICATION/STANDARD |  | ADDITIONAL FEATURES EN | MODULAR CHASSIS
STP_009 | Data Enrichment | RYM |  | 2023-07-10 |  |  | 1220318 | 1220318 | ENCLOSURE;NHP,ADCS04030316,CLEAR DOOR,SS | ENCLOSURE;MNFR:NHP,PTNO:ADCS04030316,ADDITIONAL FEATURES EN:CLEAR DOOR,SS,400X300 | 01)SHERRIFF ELECTRICAL SUPPL,01)NHPADCS04030316,ENCLOSURE,01)CLEAR DOOR,SS,400X300 | ADCS04030316 | 3000664 | NHP | NHP | ADCS04030316 | [18 empty] | ENCLOSURE | NO MODIFIER | TYPE |  | NEMA RATING |  | SIZE |  | MATERIAL |  | NUMBER OF KNOCKOUTS |  | MOUNTING TYPE |  | COLOUR |  | HAZARD CLASS |  | CERTIFICATION/STANDARD |  | ADDITIONAL FEATURES EN | CLEAR DOOR,SS,400X300
STP_009 | Data Enrichment | RYM |  | 2023-07-10 |  |  | 1220319 | 1220319 | ENCLOSURE;NHP,ADCS06040316,CLEAR DOOR,SS | ENCLOSURE;MNFR:NHP,PTNO:ADCS06040316,ADDITIONAL FEATURES EN:CLEAR DOOR,SS,600X400 | 01)SHERRIFF ELECTRICAL SUPPL,01)NHPADCS06040316,ENCLOSURE,01)CLEAR DOOR,SS,600X400 | ADCS06040316 | 3000664 | NHP | NHP | ADCS06040316 | [18 empty] | ENCLOSURE | NO MODIFIER | TYPE |  | NEMA RATING |  | SIZE |  | MATERIAL |  | NUMBER OF KNOCKOUTS |  | MOUNTING TYPE |  | COLOUR |  | HAZARD CLASS |  | CERTIFICATION/STANDARD |  | ADDITIONAL FEATURES EN | CLEAR DOOR,SS,600X400
STP_009 | Data Enrichment | RYM |  | 2023-07-10 |  |  | 1220320 | 1220320 | ENCLOSURE;NHP,ADCS08060316,CLEAR DOOR,SS | ENCLOSURE;MNFR:NHP,PTNO:ADCS08060316,ADDITIONAL FEATURES EN:CLEAR DOOR,SS,800X600 | 01)SHERRIFF ELECTRICAL SUPPL,01)NHPADCS08060316,ENCLOSURE,01)CLEAR DOOR,SS,800X600 | ADCS08060316 | 3000664 | NHP | NHP | ADCS08060316 | [18 empty] | ENCLOSURE | NO MODIFIER | TYPE |  | NEMA RATING |  | SIZE |  | MATERIAL |  | NUMBER OF KNOCKOUTS |  | MOUNTING TYPE |  | COLOUR |  | HAZARD CLASS |  | CERTIFICATION/STANDARD |  | ADDITIONAL FEATURES EN | CLEAR DOOR,SS,800X600
STP_009 | Data Enrichment | RYM |  | 2023-07-10 |  |  | 1220321 | 1220321 | ENCLOSURE;NHP,ALT560,HANDLE PLASTIC | ENCLOSURE;MNFR:NHP,PTNO:ALT560,ADDITIONAL FEATURES EN:HANDLE PLASTIC | 01)SHERRIFF ELECTRICAL SUPPL,01)NHPALT560,ENCLOSURE,01)HANDLE PLASTIC | ALT560 | 3000664 | NHP | NHP | ALT560 | [18 empty] | ENCLOSURE | NO MODIFIER | TYPE |  | NEMA RATING |  | SIZE |  | MATERIAL |  | NUMBER OF KNOCKOUTS |  | MOUNTING TYPE |  | COLOUR |  | HAZARD CLASS |  | CERTIFICATION/STANDARD |  | ADDITIONAL FEATURES EN | HANDLE PLASTIC
STP_009 | Data Enrichment | RYM |  | 2023-07-10 |  |  | 1267307 | 1267307 | ENCLOSURE;NHP,ASR0302015316,316SS | ENCLOSURE;MNFR:NHP,PTNO:ASR0302015316,ADDITIONAL FEATURES EN:316SS | 01)CNW (TOWNSVILLE) ELECT SU,01)NHPASR0302015316,ENCLOSURE,01)316SS | ASR0302015316 | 3000664 | NHP | NHP | ASR0302015316 | [18 empty] | ENCLOSURE | NO MODIFIER | TYPE |  | NEMA RATING |  | SIZE |  | MATERIAL |  | NUMBER OF KNOCKOUTS |  | MOUNTING TYPE |  | COLOUR |  | HAZARD CLASS |  | CERTIFICATION/STANDARD |  | ADDITIONAL FEATURES EN | 316SS
STP_009 | Data Enrichment | RYM |  | 2023-07-10 |  |  | 1267308 | 1267308 | ENCLOSURE;NHP,ASR0362415316,316SS | ENCLOSURE;MNFR:NHP,PTNO:ASR0362415316,ADDITIONAL FEATURES EN:316SS | 01)CNW (TOWNSVILLE) ELECT SU,01)NHPASR0362415316,ENCLOSURE,01)316SS | ASR0362415316 | 3000664 | NHP | NHP | ASR0362415316 | [18 empty] | ENCLOSURE | NO MODIFIER | TYPE |  | NEMA RATING |  | SIZE |  | MATERIAL |  | NUMBER OF KNOCKOUTS |  | MOUNTING TYPE |  | COLOUR |  | HAZARD CLASS |  | CERTIFICATION/STANDARD |  | ADDITIONAL FEATURES EN | 316SS
STP_009 | Data Enrichment | RYM |  | 2023-07-10 |  |  | 1267309 | 1267309 | ENCLOSURE;NHP,ASR0403021316,316SS | ENCLOSURE;MNFR:NHP,PTNO:ASR0403021316,ADDITIONAL FEATURES EN:316SS | 01)CNW (TOWNSVILLE) ELECT SU,01)NHPASR0403021316,ENCLOSURE,01)316SS | ASR0403021316 | 3000664 | NHP | NHP | ASR0403021316 | [18 empty] | ENCLOSURE | NO MODIFIER | TYPE |  | NEMA RATING |  | SIZE |  | MATERIAL |  | NUMBER OF KNOCKOUTS |  | MOUNTING TYPE |  | COLOUR |  | HAZARD CLASS |  | CERTIFICATION/STANDARD |  | ADDITIONAL FEATURES EN | 316SS
STP_009 | Data Enrichment | RYM |  | 2023-07-10 |  |  | 1267310 | 1267310 | ENCLOSURE;NHP,ASR0404021316,316SS | ENCLOSURE;MNFR:NHP,PTNO:ASR0404021316,ADDITIONAL FEATURES EN:316SS | 01)CNW (TOWNSVILLE) ELECT SU,01)NHPASR0404021316,ENCLOSURE,01)316SS | ASR0404021316 | 3000664 | NHP | NHP | ASR0404021316 | [18 empty] | ENCLOSURE | NO MODIFIER | TYPE |  | NEMA RATING |  | SIZE |  | MATERIAL |  | NUMBER OF KNOCKOUTS |  | MOUNTING TYPE |  | COLOUR |  | HAZARD CLASS |  | CERTIFICATION/STANDARD |  | ADDITIONAL FEATURES EN | 316SS
STP_009 | Data Enrichment | RYM |  | 2023-07-10 |  |  | 1267311 | 1267311 | ENCLOSURE;NHP,ASR0604021316,316SS | ENCLOSURE;MNFR:NHP,PTNO:ASR0604021316,ADDITIONAL FEATURES EN:316SS | 01)CNW (TOWNSVILLE) ELECT SU,01)NHPASR0604021316,ENCLOSURE,01)316SS | ASR0604021316 | 3000664 | NHP | NHP | ASR0604021316 | [18 empty] | ENCLOSURE | NO MODIFIER | TYPE |  | NEMA RATING |  | SIZE |  | MATERIAL |  | NUMBER OF KNOCKOUTS |  | MOUNTING TYPE |  | COLOUR |  | HAZARD CLASS |  | CERTIFICATION/STANDARD |  | ADDITIONAL FEATURES EN | 316SS
STP_009 | Data Enrichment | RYM |  | 2023-07-10 |  |  | 1267312 | 1267312 | ENCLOSURE;NHP,ASR0606030316,316SS | ENCLOSURE;MNFR:NHP,PTNO:ASR0606030316,ADDITIONAL FEATURES EN:316SS | 01)CNW (TOWNSVILLE) ELECT SU,01)NHPASR0606030316,ENCLOSURE,01)316SS | ASR0606030316 | 3000664 | NHP | NHP | ASR0606030316 | [18 empty] | ENCLOSURE | NO MODIFIER | TYPE |  | NEMA RATING |  | SIZE |  | MATERIAL |  | NUMBER OF KNOCKOUTS |  | MOUNTING TYPE |  | COLOUR |  | HAZARD CLASS |  | CERTIFICATION/STANDARD |  | ADDITIONAL FEATURES EN | 316SS
STP_009 | Data Enrichment | RYM |  | 2023-07-10 |  |  | 1267313 | 1267313 | ENCLOSURE;NHP,ASR0806030316,316SS | ENCLOSURE;MNFR:NHP,PTNO:ASR0806030316,ADDITIONAL FEATURES EN:316SS | 01)CNW (TOWNSVILLE) ELECT SU,01)NHPASR0806030316,ENCLOSURE,01)316SS | ASR0806030316 | 3000664 | NHP | NHP | ASR0806030316 | [18 empty] | ENCLOSURE | NO MODIFIER | TYPE |  | NEMA RATING |  | SIZE |  | MATERIAL |  | NUMBER OF KNOCKOUTS |  | MOUNTING TYPE |  | COLOUR |  | HAZARD CLASS |  | CERTIFICATION/STANDARD |  | ADDITIONAL FEATURES EN | 316SS
STP_009 | Data Enrichment | RYM |  | 2023-07-10 |  |  | 1273099 | 1273099 | ENCLOSURE;NHP,ASR1008030316,SS316,IP66,H | ENCLOSURE;MNFR:NHP,PTNO:ASR1008030316,ADDITIONAL FEATURES EN:SS316,IP66, W/MOUNT,H1000 |  | ASR1008030316 | 3000664 | NHP | NHP | ASR1008030316 | [18 empty] | ENCLOSURE | NO MODIFIER | TYPE |  | NEMA RATING |  | SIZE |  | MATERIAL |  | NUMBER OF KNOCKOUTS |  | MOUNTING TYPE |  | COLOUR |  | HAZARD CLASS |  | CERTIFICATION/STANDARD |  | ADDITIONAL FEATURES EN | SS316,IP66,W/MOUNT,H1000
STP_009 | Data Enrichment | RYM |  | 2023-07-10 |  |  | 1273572 | 1273572 | ENCLOSURE;NHP,CAB1008030,W/MOUNT GRP,IP6 | ENCLOSURE;MNFR:NHP,PTNO:CAB1008030,ADDITIONAL FEATURES EN:W/MOUNT GRP,IP65,H1035XW835XD3 | 01)SHERRIFF ELECTRICAL SUPPL,01)CAB1008030,ENCLOSURE,01)W/MOUNT GRP,IP65,H1035XW835 | CAB1008030 | 3000664 | NHP | NHP | CAB1008030 | [18 empty] | ENCLOSURE | NO MODIFIER | TYPE |  | NEMA RATING |  | SIZE |  | MATERIAL |  | NUMBER OF KNOCKOUTS |  | MOUNTING TYPE |  | COLOUR |  | HAZARD CLASS |  | CERTIFICATION/STANDARD |  | ADDITIONAL FEATURES EN | W/MOUNT GRP,IP65,H1035XW835XD3
STP_009 | Data Enrichment | RYM |  | 2023-07-10 |  |  | 1273566 | 1273566 | ENCLOSURE;NHP,CAB302017,W/MOUNT GRP.IP65 | ENCLOSURE;MNFR:NHP,PTNO:CAB302017,ADDITIONAL FEATURES EN:W/MOUNT GRP.IP65,H315XW215XD17 | 01)SHERRIFF ELECTRICAL SUPPL,01)CAB302017,ENCLOSURE,01)W/MOUNT GRP.IP65,H315XW215X | CAB302017 | 3000664 | NHP | NHP | CAB302017 | [18 empty] | ENCLOSURE | NO MODIFIER | TYPE |  | NEMA RATING |  | SIZE |  | MATERIAL |  | NUMBER OF KNOCKOUTS |  | MOUNTING TYPE |  | COLOUR |  | HAZARD CLASS |  | CERTIFICATION/STANDARD |  | ADDITIONAL FEATURES EN | W/MOUNT GRP.IP65,H315XW215XD17
STP_009 | Data Enrichment | RYM |  | 2023-07-10 |  |  | 1273567 | 1273567 | ENCLOSURE;NHP,CAB403017,POLYEST,H415XW31 | ENCLOSURE;MNFR:NHP,PTNO:CAB403017,ADDITIONAL FEATURES EN:POLYESTER,H415XW315XD170,IP66 | 01)SHERRIFF ELECTRICAL SUPPL,01)CAB403017,ENCLOSURE,01)POLYESTER,H415XW315XD170,IP | CAB403017 | 3000664 | NHP | NHP | CAB403017 | [18 empty] | ENCLOSURE | NO MODIFIER | TYPE |  | NEMA RATING |  | SIZE |  | MATERIAL |  | NUMBER OF KNOCKOUTS |  | MOUNTING TYPE |  | COLOUR |  | HAZARD CLASS |  | CERTIFICATION/STANDARD |  | ADDITIONAL FEATURES EN | POLYESTER,H415XW315XD170,IP66
STP_009 | Data Enrichment | RYM |  | 2023-07-10 |  |  | 1273568 | 1273568 | ENCLOSURE;NHP,CAB504023,W/MOUNT GRP,IP65 | ENCLOSURE;MNFR:NHP,PTNO:CAB504023,ADDITIONAL FEATURES EN:W/MOUNT GRP,IP65 | 01)SHERRIFF ELECTRICAL SUPPL,01)CAB504023,ENCLOSURE,01)W/MOUNT GRP,IP65 | CAB504023 | 3000664 | NHP | NHP | CAB504023 | [18 empty] | ENCLOSURE | NO MODIFIER | TYPE |  | NEMA RATING |  | SIZE |  | MATERIAL |  | NUMBER OF KNOCKOUTS |  | MOUNTING TYPE |  | COLOUR |  | HAZARD CLASS |  | CERTIFICATION/STANDARD |  | ADDITIONAL FEATURES EN | W/MOUNT GRP,IP65
STP_009 | Data Enrichment | RYM |  | 2023-07-10 |  |  | 1273569 | 1273569 | ENCLOSURE;NHP,CAB604023,W/MOUNT GRP,IP65 | ENCLOSURE;MNFR:NHP,PTNO:CAB604023,ADDITIONAL FEATURES EN:W/MOUNT GRP,IP65 | 01)SHERRIFF ELECTRICAL SUPPL,01)CAB604023,ENCLOSURE,01)W/MOUNT GRP,IP65 | CAB604023 | 3000664 | NHP | NHP | CAB604023 | [18 empty] | ENCLOSURE | NO MODIFIER | TYPE |  | NEMA RATING |  | SIZE |  | MATERIAL |  | NUMBER OF KNOCKOUTS |  | MOUNTING TYPE |  | COLOUR |  | HAZARD CLASS |  | CERTIFICATION/STANDARD |  | ADDITIONAL FEATURES EN | W/MOUNT GRP,IP65
STP_009 | Data Enrichment | RYM |  | 2023-07-10 |  |  | 1273570 | 1273570 | ENCLOSURE;NHP,CAB705027,W/MOUNT GRP,IP65 | ENCLOSURE;MNFR:NHP,PTNO:CAB705027,ADDITIONAL FEATURES EN:W/MOUNT GRP,IP65 | 01)SHERRIFF ELECTRICAL SUPPL,01)CAB705027,ENCLOSURE,01)W/MOUNT GRP,IP65 | CAB705027 | 3000664 | NHP | NHP | CAB705027 | [18 empty] | ENCLOSURE | NO MODIFIER | TYPE |  | NEMA RATING |  | SIZE |  | MATERIAL |  | NUMBER OF KNOCKOUTS |  | MOUNTING TYPE |  | COLOUR |  | HAZARD CLASS |  | CERTIFICATION/STANDARD |  | ADDITIONAL FEATURES EN | W/MOUNT GRP,IP65
STP_009 | Data Enrichment | RYM |  | 2023-07-10 |  |  | 1273571 | 1273571 | ENCLOSURE;NHP,CAB806030,POLYEST,H835XW63 | ENCLOSURE;MNFR:NHP,PTNO:CAB806030,ADDITIONAL FEATURES EN:POLYESTER,H835XW635XD300,IP66 | 01)SHERRIFF ELECTRICAL SUPPL,01)CAB806030,ENCLOSURE,01)POLYESTER,H835XW635XD300,IP | CAB806030 | 3000664 | NHP | NHP | CAB806030 | [18 empty] | ENCLOSURE | NO MODIFIER | TYPE |  | NEMA RATING |  | SIZE |  | MATERIAL |  | NUMBER OF KNOCKOUTS |  | MOUNTING TYPE |  | COLOUR |  | HAZARD CLASS |  | CERTIFICATION/STANDARD |  | ADDITIONAL FEATURES EN | POLYESTER,H835XW635XD300,IP66
STP_009 | Data Enrichment | RYM |  | 2023-07-10 |  |  | 1267964 | 1267964 | ENCLOSURE;NHP,D71PB22G,DEEP PROFILE PLAS | ENCLOSURE;MNFR:NHP,PTNO:D71PB22G,ADDITIONAL FEATURES EN:DEEP PROFILE PLASTIC 22.5MM 1 HOLE GREY | 01)NHP ELECTRICAL ENGINEERIN,01)D71PB22G,ENCLOSURE,01)DEEP PROFILE PLASTIC 22.5MM | D71PB22G | 3000664 | NHP | NHP | D71PB22G | [18 empty] | ENCLOSURE | NO MODIFIER | TYPE |  | NEMA RATING |  | SIZE |  | MATERIAL |  | NUMBER OF KNOCKOUTS |  | MOUNTING TYPE |  | COLOUR |  | HAZARD CLASS |  | CERTIFICATION/STANDARD |  | ADDITIONAL FEATURES EN | DEEP PROFILE PLASTIC 22.5MM 1 HOLE GREY
STP_009 | Data Enrichment | RYM |  | 2023-07-10 |  |  | 1220322 | 1220322 | ENCLOSURE;NHP,E21407SS,VENT 120X120MM,SS | ENCLOSURE;MNFR:NHP,PTNO:E21407SS,ADDITIONAL FEATURES EN:VENT 120X120MM,SS | 01)SHERRIFF ELECTRICAL SUPPL,01)NHPE21407SS,ENCLOSURE,01)VENT 120X120MM,SS | E21407SS | 3000664 | NHP | NHP | E21407SS | [18 empty] | ENCLOSURE | NO MODIFIER | TYPE |  | NEMA RATING |  | SIZE |  | MATERIAL |  | NUMBER OF KNOCKOUTS |  | MOUNTING TYPE |  | COLOUR |  | HAZARD CLASS |  | CERTIFICATION/STANDARD |  | ADDITIONAL FEATURES EN | VENT 120X120MM,SS
STP_009 | Data Enrichment | RYM |  | 2023-07-10 |  |  | 1220323 | 1220323 | ENCLOSURE;NHP,E21410SS,VENT 160X160MM,SS | ENCLOSURE;MNFR:NHP,PTNO:E21410SS,ADDITIONAL FEATURES EN:VENT 160X160MM,SS | 01)SHERRIFF ELECTRICAL SUPPL,01)NHPE21410SS,ENCLOSURE,01)VENT 160X160MM,SS | E21410SS | 3000664 | NHP | NHP | E21410SS | [18 empty] | ENCLOSURE | NO MODIFIER | TYPE |  | NEMA RATING |  | SIZE |  | MATERIAL |  | NUMBER OF KNOCKOUTS |  | MOUNTING TYPE |  | COLOUR |  | HAZARD CLASS |  | CERTIFICATION/STANDARD |  | ADDITIONAL FEATURES EN | VENT 160X160MM,SS
STP_009 | Data Enrichment | RYM |  | 2023-07-10 |  |  | 1220324 | 1220324 | ENCLOSURE;NHP,E21418SS,VENT 220X220MM,SS | ENCLOSURE;MNFR:NHP,PTNO:E21418SS,ADDITIONAL FEATURES EN:VENT 220X220MM,SS | 01)SHERRIFF ELECTRICAL SUPPL,01)NHPE21418SS,ENCLOSURE,01)VENT 220X220MM,SS | E21418SS | 3000664 | NHP | NHP | E21418SS | [18 empty] | ENCLOSURE | NO MODIFIER | TYPE |  | NEMA RATING |  | SIZE |  | MATERIAL |  | NUMBER OF KNOCKOUTS |  | MOUNTING TYPE |  | COLOUR |  | HAZARD CLASS |  | CERTIFICATION/STANDARD |  | ADDITIONAL FEATURES EN | VENT 220X220MM,SS
STP_009 | Data Enrichment | RYM |  | 2023-07-10 |  |  | 1220244 | 1220244 | ENCLOSURE;NHP,MAS0504030R5,STL,IP66 | ENCLOSURE;MNFR:NHP,PTNO:MAS0504030R5,ADDITIONAL FEATURES EN:STEEL,IP66 H500XW400XD300MM | 01)CNW,01)NHPMAS0504030R5,ENCLOSURE,01)STEEL,IP66 H500XW400XD3 | MAS0504030R5 | 3000664 | NHP | NHP | MAS0504030R5 | [18 empty] | ENCLOSURE | NO MODIFIER | TYPE |  | NEMA RATING |  | SIZE |  | MATERIAL |  | NUMBER OF KNOCKOUTS |  | MOUNTING TYPE |  | COLOUR |  | HAZARD CLASS |  | CERTIFICATION/STANDARD |  | ADDITIONAL FEATURES EN | STEEL,IP66 H500XW400XD300MM
STP_009 | Data Enrichment | RYM |  | 2023-07-10 |  |  | 1273581 | 1273581 | ENCLOSURE;NHP,MFCAB,WALL MOUNTING LUGS,S | ENCLOSURE;MNFR:NHP,PTNO:MFCAB,ADDITIONAL FEATURES EN:WALL MOUNTING LUGS,STAINLESS STEEL SUIT | 01)SHERRIFF ELECTRICAL SUPPL,01)MFCAB,ENCLOSURE,01)WALL MOUNTING LUGS,STAINLES | MFCAB | 3000664 | NHP | NHP | MFCAB | [18 empty] | ENCLOSURE | NO MODIFIER | TYPE |  | NEMA RATING |  | SIZE |  | MATERIAL |  | NUMBER OF KNOCKOUTS |  | MOUNTING TYPE |  | COLOUR |  | HAZARD CLASS |  | CERTIFICATION/STANDARD |  | ADDITIONAL FEATURES EN | WALL MOUNTING LUGS,STAINLESS STEEL SUIT
STP_009 | Data Enrichment | RYM |  | 2023-07-10 |  |  | 1267314 | 1267314 | ENCLOSURE;NHP,NLS0303021,300 X 300 X 210 | ENCLOSURE;MNFR:NHP,PTNO:NLS0303021,ADDITIONAL FEATURES EN:300 X 300 X 210,STEEL | 01)CNW (TOWNSVILLE) ELECT SU,01)NHPNLS0303021,ENCLOSURE,01)300 X 300 X 210,02)STEEL | NLS0303021 | 3000664 | NHP | NHP | NLS0303021 | [18 empty] | ENCLOSURE | NO MODIFIER | TYPE |  | NEMA RATING |  | SIZE |  | MATERIAL |  | NUMBER OF KNOCKOUTS |  | MOUNTING TYPE |  | COLOUR |  | HAZARD CLASS |  | CERTIFICATION/STANDARD |  | ADDITIONAL FEATURES EN | 300 X 300 X 210,STEEL
STP_009 | Data Enrichment | RYM |  | 2023-07-10 |  |  | 1267315 | 1267315 | ENCLOSURE;NHP,NLS0404021,400 X 400 X 210 | ENCLOSURE;MNFR:NHP,PTNO:NLS0404021,ADDITIONAL FEATURES EN:400 X 400 X 210,STEEL | 01)CNW (TOWNSVILLE) ELECT SU,01)NHPNLS0404021,ENCLOSURE,01)400 X 400 X 210,02)STEEL | NLS0404021 | 3000664 | NHP | NHP | NLS0404021 | [18 empty] | ENCLOSURE | NO MODIFIER | TYPE |  | NEMA RATING |  | SIZE |  | MATERIAL |  | NUMBER OF KNOCKOUTS |  | MOUNTING TYPE |  | COLOUR |  | HAZARD CLASS |  | CERTIFICATION/STANDARD |  | ADDITIONAL FEATURES EN | 400 X 400 X 210,STEEL
STP_009 | Data Enrichment | RYM |  | 2023-07-10 |  |  | 1267316 | 1267316 | ENCLOSURE;NHP,NLS0504021,500 X 400 X 210 | ENCLOSURE;MNFR:NHP,PTNO:NLS0504021,ADDITIONAL FEATURES EN:500 X 400 X 210,STEEL | 01)CNW (TOWNSVILLE) ELECT SU,01)NHPNLS0504021,ENCLOSURE,01)500 X 400 X 210,02)STEEL | NLS0504021 | 3000664 | NHP | NHP | NLS0504021 | [18 empty] | ENCLOSURE | NO MODIFIER | TYPE |  | NEMA RATING |  | SIZE |  | MATERIAL |  | NUMBER OF KNOCKOUTS |  | MOUNTING TYPE |  | COLOUR |  | HAZARD CLASS |  | CERTIFICATION/STANDARD |  | ADDITIONAL FEATURES EN | 500 X 400 X 210,STEEL
STP_009 | Data Enrichment | RYM |  | 2023-07-10 |  |  | 1267317 | 1267317 | ENCLOSURE;NHP,NLS0604030,600 X 400 X 300 | ENCLOSURE;MNFR:NHP,PTNO:NLS0604030,ADDITIONAL FEATURES EN:600 X 400 X 300,STEEL | 01)CNW (TOWNSVILLE) ELECT SU,01)NHPNLS0604030,ENCLOSURE,01)600 X 400 X 300,02)STEEL | NLS0604030 | 3000664 | NHP | NHP | NLS0604030 | [18 empty] | ENCLOSURE | NO MODIFIER | TYPE |  | NEMA RATING |  | SIZE |  | MATERIAL |  | NUMBER OF KNOCKOUTS |  | MOUNTING TYPE |  | COLOUR |  | HAZARD CLASS |  | CERTIFICATION/STANDARD |  | ADDITIONAL FEATURES EN | 600 X 400 X 300,STEEL
STP_009 | Data Enrichment | RYM |  | 2023-07-10 |  |  | 1267318 | 1267318 | ENCLOSURE;NHP,NLS0606030,600 X 600 X 300 | ENCLOSURE;MNFR:NHP,PTNO:NLS0606030,ADDITIONAL FEATURES EN:600 X 600 X 300,STEEL | 01)CNW (TOWNSVILLE) ELECT SU,01)NHPNLS0606030,ENCLOSURE,01)600 X 600 X 300,02)STEEL | NLS0606030 | 3000664 | NHP | NHP | NLS0606030 | [18 empty] | ENCLOSURE | NO MODIFIER | TYPE |  | NEMA RATING |  | SIZE |  | MATERIAL |  | NUMBER OF KNOCKOUTS |  | MOUNTING TYPE |  | COLOUR |  | HAZARD CLASS |  | CERTIFICATION/STANDARD |  | ADDITIONAL FEATURES EN | 600 X 600 X 300,STEEL
STP_009 | Data Enrichment | RYM |  | 2023-07-10 |  |  | 1220325 | 1220325 | ENCLOSURE;NHP,SRE0302015316,S/ROOF,SS | ENCLOSURE;MNFR:NHP,PTNO:SRE0302015316,ADDITIONAL FEATURES EN:S/ROOF,SS, 300X200X150 | 01)SHERRIFF ELECTRICAL SUPPL,01)NHPSRE0302015316,ENCLOSURE,01)S/ROOF,SS, 300X200X150 | SRE0302015316 | 3000664 | NHP | NHP | SRE0302015316 | [18 empty] | ENCLOSURE | NO MODIFIER | TYPE |  | NEMA RATING |  | SIZE |  | MATERIAL |  | NUMBER OF KNOCKOUTS |  | MOUNTING TYPE |  | COLOUR |  | HAZARD CLASS |  | CERTIFICATION/STANDARD |  | ADDITIONAL FEATURES EN | S/ROOF,SS,300X200X150
STP_009 | Data Enrichment | RYM |  | 2023-07-10 |  |  | 1220326 | 1220326 | ENCLOSURE;NHP,SRE0403021316,S/ROOF,SS | ENCLOSURE;MNFR:NHP,PTNO:SRE0403021316,ADDITIONAL FEATURES EN:S/ROOF,SS, 400X300X210 | 01)SHERRIFF ELECTRICAL SUPPL,01)NHPSRE0403021316,ENCLOSURE,01)S/ROOF,SS, 400X300X210 | SRE0403021316 | 3000664 | NHP | NHP | SRE0403021316 | [18 empty] | ENCLOSURE | NO MODIFIER | TYPE |  | NEMA RATING |  | SIZE |  | MATERIAL |  | NUMBER OF KNOCKOUTS |  | MOUNTING TYPE |  | COLOUR |  | HAZARD CLASS |  | CERTIFICATION/STANDARD |  | ADDITIONAL FEATURES EN | S/ROOF,SS,400X300X210
STP_009 | Data Enrichment | RYM |  | 2023-07-10 |  |  | 1220327 | 1220327 | ENCLOSURE;NHP,SRE0604026316,S/ROOF,SS | ENCLOSURE;MNFR:NHP,PTNO:SRE0604026316,ADDITIONAL FEATURES EN:S/ROOF,SS, 600X400X260 | 01)SHERRIFF ELECTRICAL SUPPL,01)NHPSRE0604026316,ENCLOSURE,01)S/ROOF,SS, 600X400X260 | SRE0604026316 | 3000664 | NHP | NHP | SRE0604026316 | [18 empty] | ENCLOSURE | NO MODIFIER | TYPE |  | NEMA RATING |  | SIZE |  | MATERIAL |  | NUMBER OF KNOCKOUTS |  | MOUNTING TYPE |  | COLOUR |  | HAZARD CLASS |  | CERTIFICATION/STANDARD |  | ADDITIONAL FEATURES EN | S/ROOF,SS,600X400X260
STP_009 | Data Enrichment | RYM |  | 2023-07-10 |  |  | 1220328 | 1220328 | ENCLOSURE;NHP,SRE0806030316,S/ROOF,SS | ENCLOSURE;MNFR:NHP,PTNO:SRE0806030316,ADDITIONAL FEATURES EN:S/ROOF,SS, 300X200X300 | 01)SHERRIFF ELECTRICAL SUPPL,01)NHPSRE0806030316,ENCLOSURE,01)S/ROOF,SS, 300X200X300 | SRE0806030316 | 3000664 | NHP | NHP | SRE0806030316 | [18 empty] | ENCLOSURE | NO MODIFIER | TYPE |  | NEMA RATING |  | SIZE |  | MATERIAL |  | NUMBER OF KNOCKOUTS |  | MOUNTING TYPE |  | COLOUR |  | HAZARD CLASS |  | CERTIFICATION/STANDARD |  | ADDITIONAL FEATURES EN | S/ROOF,SS,300X200X300
STP_009 | Data Enrichment | RYM |  | 2023-07-10 |  |  | 1273580 | 1273580 | ENCLOSURE;NHP,TFCAB,WALL MOUNTING LUGS,P | ENCLOSURE;MNFR:NHP,PTNO:TFCAB,ADDITIONAL FEATURES EN:WALL MOUNTING LUGS,POLYAMIDE,SUIT CAB GR | 01)SHERRIFF ELECTRICAL SUPPL,01)TFCAB,ENCLOSURE,01)WALL MOUNTING LUGS,POLYAMID | TFCAB | 3000664 | NHP | NHP | TFCAB | [18 empty] | ENCLOSURE | NO MODIFIER | TYPE |  | NEMA RATING |  | SIZE |  | MATERIAL |  | NUMBER OF KNOCKOUTS |  | MOUNTING TYPE |  | COLOUR |  | HAZARD CLASS |  | CERTIFICATION/STANDARD |  | ADDITIONAL FEATURES EN | WALL MOUNTING LUGS,POLYAMIDE,SUIT CAB GR
STP_009 | Data Enrichment | RYM |  | 2023-07-10 |  |  | 1273715 | 1273715 | ENCLOSURE;RITL,7721535,WALL MOUNT CABNT | ENCLOSURE;MNFR:RITTAL,PTNO:7721535,ADDITIONAL FEATURES EN:WALL MOUNT CABNT | 01)CNW (MOUNT ISA) ELECT WHO,01)RIT7721535,ENCLOSURE,01)WALL MOUNT CABNT | 7721535 | 3000653 | RITTAL | RITTAL | 7721535 | [18 empty] | ENCLOSURE | NO MODIFIER | TYPE |  | NEMA RATING |  | SIZE |  | MATERIAL |  | NUMBER OF KNOCKOUTS |  | MOUNTING TYPE |  | COLOUR |  | HAZARD CLASS |  | CERTIFICATION/STANDARD |  | ADDITIONAL FEATURES EN | WALL MOUNT CABNT
STP_009 | Data Enrichment | RYM |  | 2023-07-10 |  |  | 1274927 | 1274927 | ENCLOSURE;RITL,8806500,800WX2000HX600D,T | ENCLOSURE;MNFR:RITTAL,PTNO:8806500,ADDITIONAL FEATURES EN:800WX2000HX600D,TS8,RAL7035 | 01)CNW (MOUNT ISA) ELECT WHO,01)RIT8806500,ENCLOSURE,01)800WX2000HX600D,TS8,RAL7035 | 8806500 | 3000653 | RITTAL | RITTAL | 8806500 | [18 empty] | ENCLOSURE | NO MODIFIER | TYPE |  | NEMA RATING |  | SIZE |  | MATERIAL |  | NUMBER OF KNOCKOUTS |  | MOUNTING TYPE |  | COLOUR |  | HAZARD CLASS |  | CERTIFICATION/STANDARD |  | ADDITIONAL FEATURES EN | 800WX2000HX600D,TS8,RAL7035
STP_009 | Data Enrichment | RYM |  | 2023-07-10 |  |  | 1272243 | 1272243 | ENCLOSURE;SCHN,4CC9WE,SWBRD,206X178X92MM | ENCLOSURE;MNFR:SCHNEIDER INC,PTNO:4CC9WE,ADDITIONAL FEATURES EN:SWBRD,206X178X92MM,WHITE,CLIPSAL,LOADCENTRE,CIRCUIT BREAKER COVER, SURFACE MOUNT,9 POLE,9 MODULE,NO DOOR |  | 4CC9WE | 3000344 | SCHNEIDER INC | SCHNEIDER INC | 4CC9WE | [18 empty] | ENCLOSURE | NO MODIFIER | TYPE |  | NEMA RATING |  | SIZE |  | MATERIAL |  | NUMBER OF KNOCKOUTS |  | MOUNTING TYPE |  | COLOUR |  | HAZARD CLASS |  | CERTIFICATION/STANDARD |  | ADDITIONAL FEATURES EN | SWBRD,206X178X92MM,WHITE,CLIPSAL,LOADCENTRE,CIRCUIT BREAKER COVER,SURFACE MOUNT,9 POLE,9 MODULE,NO DOOR
STP_009 | Data Enrichment | RYM |  | 2023-07-10 |  |  | 1214164 | 1214164 | ENCLOSURE;SCHN,56/32GY,IP66,2A,PER SUIT | ENCLOSURE;MNFR:SCHNEIDER INC,PTNO:56/32GY,ADDITIONAL FEATURES EN:IP66,2A,PER SUIT 30 MECH | 01)SHERRIFF ELECTRICAL SUPPL,01)56/32GY,ENCLOSURE,01)IP66,2A,02)PER SUIT 30 MECH | 56/32GY | 3000344 | SCHNEIDER INC | SCHNEIDER INC | 56/32GY | [18 empty] | ENCLOSURE | NO MODIFIER | TYPE |  | NEMA RATING |  | SIZE |  | MATERIAL |  | NUMBER OF KNOCKOUTS |  | MOUNTING TYPE |  | COLOUR |  | HAZARD CLASS |  | CERTIFICATION/STANDARD |  | ADDITIONAL FEATURES EN | IP66,2A,PER SUIT 30 MECH
STP_009 | Data Enrichment | RYM |  | 2023-07-10 |  |  | 1272492 | 1272492 | ENCLOSURE;SCHN,56PEK25GY,PNDNT,OUT, KIT | ENCLOSURE;MNFR:SCHNEIDER INC,PTNO:56PEK25GY,ADDITIONAL FEATURES EN:PENDANT,OUTLET, KIT,MATERIAL:PVC,ENCLOSURE RATING:IP66,DEPTH:63 MM,WIDTH:101 MM,COLOUR:GREY,SURFACE MOUNTING,2 GANG,25 MM CONDUIT ENTRY,BRAND:CLIPSAL |  | 56PEK25GY | 3000344 | SCHNEIDER INC | SCHNEIDER INC | 56PEK25GY | [18 empty] | ENCLOSURE | NO MODIFIER | TYPE |  | NEMA RATING |  | SIZE |  | MATERIAL | PVC | NUMBER OF KNOCKOUTS |  | MOUNTING TYPE |  | COLOUR | GREY,SURFACE MOUNTING,2 GANG,25 MM CONDUIT ENTRY | HAZARD CLASS |  | CERTIFICATION/STANDARD |  | ADDITIONAL FEATURES EN | PENDANT,OUTLET,KIT | [52 empty] | ENCLOSURE RATING:IP66,DEPTH:63 MM,WIDTH:101 MM,BRAND:CLIPSAL
STP_009 | Data Enrichment | RYM |  | 2023-07-10 |  |  | 1274812 | 1274812 | ENCLOSURE;SCHN,CLI56L2GY,LID | ENCLOSURE;MNFR:SCHNEIDER INC,PTNO:CLI56L2GY,ADDITIONAL FEATURES EN:LID | 01)SHERRIFF ELECTRICAL SUPPL,01)CLI56L2GY,ENCLOSURE,01)LID | CLI56L2GY | 3000344 | SCHNEIDER INC | SCHNEIDER INC | CLI56L2GY | [18 empty] | ENCLOSURE | NO MODIFIER | TYPE |  | NEMA RATING |  | SIZE |  | MATERIAL |  | NUMBER OF KNOCKOUTS |  | MOUNTING TYPE |  | COLOUR |  | HAZARD CLASS |  | CERTIFICATION/STANDARD |  | ADDITIONAL FEATURES EN | LID
STP_009 | Data Enrichment | RYM |  | 2023-07-10 |  |  | 1272265 | 1272265 | ENCLOSURE;SCHN,XALD01,PC,GREY,1 HOLE,D22 | ENCLOSURE;MNFR:SCHNEIDER INC,PTNO:XALD01,ADDITIONAL FEATURES EN:POLYCARBONATE,GREY,1 HOLE,D22MM,CONTROL STATION,HARMONY |  | XALD01 | 3000344 | SCHNEIDER INC | SCHNEIDER INC | XALD01 | [18 empty] | ENCLOSURE | NO MODIFIER | TYPE |  | NEMA RATING |  | SIZE |  | MATERIAL |  | NUMBER OF KNOCKOUTS |  | MOUNTING TYPE |  | COLOUR |  | HAZARD CLASS |  | CERTIFICATION/STANDARD |  | ADDITIONAL FEATURES EN | POLYCARBONATE,GREY,1 HOLE,D22MM,CONTROL STATION,HARMONY
STP_009 | Data Enrichment | RYM |  | 2023-07-10 |  |  | 1272266 | 1272266 | ENCLOSURE;SCHN,XALD03,PC,GREY,3 HOLE,D22 | ENCLOSURE;MNFR:SCHNEIDER INC,PTNO:XALD03,ADDITIONAL FEATURES EN:POLYCARBONATE,GREY,3 HOLE,D22MM,CONTROL STATION,HARMONY |  | XALD03 | 3000344 | SCHNEIDER INC | SCHNEIDER INC | XALD03 | [18 empty] | ENCLOSURE | NO MODIFIER | TYPE |  | NEMA RATING |  | SIZE |  | MATERIAL |  | NUMBER OF KNOCKOUTS |  | MOUNTING TYPE |  | COLOUR |  | HAZARD CLASS |  | CERTIFICATION/STANDARD |  | ADDITIONAL FEATURES EN | POLYCARBONATE,GREY,3 HOLE,D22MM,CONTROL STATION,HARMONY
STP_009 | Data Enrichment | RYM |  | 2023-07-10 |  |  | 1272267 | 1272267 | ENCLOSURE;SCHN,XALD04,PC,GREY,4 HOLE,D22 | ENCLOSURE;MNFR:SCHNEIDER INC,PTNO:XALD04,ADDITIONAL FEATURES EN:POLYCARBONATE,GREY,4 HOLE,D22MM,CONTROL STATION |  | XALD04 | 3000344 | SCHNEIDER INC | SCHNEIDER INC | XALD04 | [18 empty] | ENCLOSURE | NO MODIFIER | TYPE |  | NEMA RATING |  | SIZE |  | MATERIAL |  | NUMBER OF KNOCKOUTS |  | MOUNTING TYPE |  | COLOUR |  | HAZARD CLASS |  | CERTIFICATION/STANDARD |  | ADDITIONAL FEATURES EN | POLYCARBONATE,GREY,4 HOLE,D22MM,CONTROL STATION
STP_009 | Data Enrichment | RYM |  | 2023-07-10 |  |  | 1271064 | 1271064 | ENCLOSURE;SCHN,XAPM1201H29,1 WAY,22MM,EM | ENCLOSURE;MNFR:SCHNEIDER INC,PTNO:XAPM1201H29,ADDITIONAL FEATURES EN:1 WAY,22MM,EMPTY,49MM,METAL | 01)CNW,01)SCHXAPM1201H29,ENCLOSURE,01)1 WAY,22MM,EMPTY,49MM,METAL | XAPM1201H29 | 3000344 | SCHNEIDER INC | SCHNEIDER INC | XAPM1201H29 | [18 empty] | ENCLOSURE | NO MODIFIER | TYPE |  | NEMA RATING |  | SIZE |  | MATERIAL |  | NUMBER OF KNOCKOUTS |  | MOUNTING TYPE |  | COLOUR |  | HAZARD CLASS |  | CERTIFICATION/STANDARD |  | ADDITIONAL FEATURES EN | 1 WAY,22MM,EMPTY,49MM,METAL
STP_009 | Data Enrichment | RYM |  | 2023-07-10 |  |  | 1271065 | 1271065 | ENCLOSURE;SCHN,XAPM1202H29,2 WAY,22MM,EM | ENCLOSURE;MNFR:SCHNEIDER INC,PTNO:XAPM1202H29,ADDITIONAL FEATURES EN:2 WAY,22MM,EMPTY,49MM,METAL | 01)CNW,01)SCHXAPM1202H29,ENCLOSURE,01)2 WAY,22MM,EMPTY,49MM,METAL | XAPM1202H29 | 3000344 | SCHNEIDER INC | SCHNEIDER INC | XAPM1202H29 | [18 empty] | ENCLOSURE | NO MODIFIER | TYPE |  | NEMA RATING |  | SIZE |  | MATERIAL |  | NUMBER OF KNOCKOUTS |  | MOUNTING TYPE |  | COLOUR |  | HAZARD CLASS |  | CERTIFICATION/STANDARD |  | ADDITIONAL FEATURES EN | 2 WAY,22MM,EMPTY,49MM,METAL
STP_009 | Data Enrichment | RMU |  | 2023-07-10 |  |  | 1213168 | 1213168 | FITTING,GRS;DRVT,IFI04568 | FITTING,GREASE;MNFR:DRIVETRAIN,PTNO:IFI04568 | 01)DRIVETRAIN AUSTRALIA,01)IFI04568,FITTING,GREASE | IFI04568 | 3000461 | DRIVETRAIN | DRIVETRAIN | IFI04568 | [18 empty] | FITTING | GREASE | TYPE |  | NOMINAL SIZE |  | END CONNECTION |  | MATERIAL |  | ANGLE |  | LENGTH |  | HEX SIZE |  | PRESSURE RATING |  | HAZARD CLASS |  | CERTIFICATION/STANDARD |  | ADDITIONAL FEATURES EN
STP_009 | Data Enrichment | RMU |  | 2023-07-10 |  |  | 1213309 | 1213309 | FITTING,GRS;DRVT,IFI25017 | FITTING,GREASE;MNFR:DRIVETRAIN,PTNO:IFI25017 | 01)DRIVETRAIN AUSTRALIA,01)IFI25017,FITTING,GREASE | IFI25017 | 3000461 | DRIVETRAIN | DRIVETRAIN | IFI25017 | [18 empty] | FITTING | GREASE | TYPE |  | NOMINAL SIZE |  | END CONNECTION |  | MATERIAL |  | ANGLE |  | LENGTH |  | HEX SIZE |  | PRESSURE RATING |  | HAZARD CLASS |  | CERTIFICATION/STANDARD |  | ADDITIONAL FEATURES EN
STP_009 | Data Enrichment | RMU |  | 2023-07-10 |  |  | 1269044 | 1269044 | FITTING,GRS;MILW,49084220,TYPE J | FITTING,GREASE;MNFR:MILWAUKEE ELECTRIC TOOL,PTNO:49084220,ADDITIONAL FEATURES EN:TYPE J | 01)TOOL 'N' TACKLE,01)49084220,FITTING,GREASE,01)TYPE J | 49084220 | 3000317 | MILWAUKEE ELECTRIC TOOL | MILWAUKEE ELECTRIC TOOL | 49084220 | [18 empty] | FITTING | GREASE | TYPE |  | NOMINAL SIZE |  | END CONNECTION |  | MATERIAL |  | ANGLE |  | LENGTH |  | HEX SIZE |  | PRESSURE RATING |  | HAZARD CLASS |  | CERTIFICATION/STANDARD |  | ADDITIONAL FEATURES EN | TYPE J
STP_009 | Data Enrichment | RMU |  | 2023-07-10 |  |  | 1249945 | 1249945 | FITTING;CUM,4998211 | FITTING;MNFR:CUMMINS,PTNO:4998211 | FITTING | 4998211 | 3000018 | CUMMINS | CUMMINS | 4998211 | [18 empty] | FITTING | NO MODIFIER | TYPE |  | SIZE |  | END CONNECTION |  | MATERIAL |  | PRESSURE RATING |  | TEMPERATURE RATING |  | HAZARD CLASS |  | CERTIFICATION/STANDARD |  | ADDITIONAL FEATURES EN
STP_009 | Data Enrichment | RMU |  | 2023-07-10 |  |  | 1333414 | 1333414 | FITTING;DIEC,BEQ1209 | FITTING;MNFR:DIECI,PTNO:BEQ1209,ADDITIONAL FEATURES EN:OPENING | FITTING,01)OPENING | BEQ1209 | 3000511 | DIECI | DIECI | BEQ1209 | [18 empty] | FITTING | NO MODIFIER | TYPE |  | SIZE |  | END CONNECTION |  | MATERIAL |  | PRESSURE RATING |  | TEMPERATURE RATING |  | HAZARD CLASS |  | CERTIFICATION/STANDARD |  | ADDITIONAL FEATURES EN | OPENING
STP_009 | Data Enrichment | RMU |  | 2023-07-10 |  |  | 1332940 | 1332940 | FITTING;DIEC,BHA0335 | FITTING;MNFR:DIECI,PTNO:BHA0335,ADDITIONAL FEATURES EN:EYELET | FITTING,01)EYELET | BHA0335 | 3000511 | DIECI | DIECI | BHA0335 | [18 empty] | FITTING | NO MODIFIER | TYPE |  | SIZE |  | END CONNECTION |  | MATERIAL |  | PRESSURE RATING |  | TEMPERATURE RATING |  | HAZARD CLASS |  | CERTIFICATION/STANDARD |  | ADDITIONAL FEATURES EN | EYELET
STP_009 | Data Enrichment | RMU |  | 2023-07-10 |  |  | 1333298 | 1333298 | FITTING;DIEC,BHA0345 | FITTING;MNFR:DIECI,PTNO:BHA0345,ADDITIONAL FEATURES EN:EYELET | FITTING,01)EYELET | BHA0345 | 3000511 | DIECI | DIECI | BHA0345 | [18 empty] | FITTING | NO MODIFIER | TYPE |  | SIZE |  | END CONNECTION |  | MATERIAL |  | PRESSURE RATING |  | TEMPERATURE RATING |  | HAZARD CLASS |  | CERTIFICATION/STANDARD |  | ADDITIONAL FEATURES EN | EYELET
STP_009 | Data Enrichment | RMU |  | 2023-07-10 |  |  | 1333297 | 1333297 | FITTING;DIEC,BHA0355 | FITTING;MNFR:DIECI,PTNO:BHA0355,ADDITIONAL FEATURES EN:EYELET | FITTING,01)EYELET | BHA0355 | 3000511 | DIECI | DIECI | BHA0355 | [18 empty] | FITTING | NO MODIFIER | TYPE |  | SIZE |  | END CONNECTION |  | MATERIAL |  | PRESSURE RATING |  | TEMPERATURE RATING |  | HAZARD CLASS |  | CERTIFICATION/STANDARD |  | ADDITIONAL FEATURES EN | EYELET
STP_009 | Data Enrichment | RMU |  | 2023-07-10 |  |  | 1333502 | 1333502 | FITTING;DIEC,BHA1040 | FITTING;MNFR:DIECI,PTNO:BHA1040,ADDITIONAL FEATURES EN:CURVE | FITTING,01)CURVE | BHA1040 | 3000511 | DIECI | DIECI | BHA1040 | [18 empty] | FITTING | NO MODIFIER | TYPE |  | SIZE |  | END CONNECTION |  | MATERIAL |  | PRESSURE RATING |  | TEMPERATURE RATING |  | HAZARD CLASS |  | CERTIFICATION/STANDARD |  | ADDITIONAL FEATURES EN | CURVE
STP_009 | Data Enrichment | RMU |  | 2023-07-10 |  |  | 1333501 | 1333501 | FITTING;DIEC,BHA1902 | FITTING;MNFR:DIECI,PTNO:BHA1902,ADDITIONAL FEATURES EN:CURVE,SIZE:1/4 IN | FITTING,01)CURVE,SIZE:1/4 IN | BHA1902 | 3000511 | DIECI | DIECI | BHA1902 | [18 empty] | FITTING | NO MODIFIER | TYPE |  | SIZE | 1/4 IN | END CONNECTION |  | MATERIAL |  | PRESSURE RATING |  | TEMPERATURE RATING |  | HAZARD CLASS |  | CERTIFICATION/STANDARD |  | ADDITIONAL FEATURES EN | CURVE
STP_009 | Data Enrichment | RMU |  | 2023-07-10 |  |  | 1333500 | 1333500 | FITTING;DIEC,BHA1903 | FITTING;MNFR:DIECI,PTNO:BHA1903,ADDITIONAL FEATURES EN:CURVE,SIZE:1/2 IN,END CONNECTION:FBSPP | FITTING,01)CURVE,SIZE:1/2 IN,END CONNECTION:FBSPP | BHA1903 | 3000511 | DIECI | DIECI | BHA1903 | [18 empty] | FITTING | NO MODIFIER | TYPE |  | SIZE | 1/2 IN | END CONNECTION | FBSPP | MATERIAL |  | PRESSURE RATING |  | TEMPERATURE RATING |  | HAZARD CLASS |  | CERTIFICATION/STANDARD |  | ADDITIONAL FEATURES EN | CURVE
STP_009 | Data Enrichment | RMU |  | 2023-07-10 |  |  | 1332954 | 1332954 | FITTING;DIEC,BHA3852/1 | FITTING;MNFR:DIECI,PTNO:BHA3852/1,ADDITIONAL FEATURES EN:CURVE | FITTING,01)CURVE | BHA3852/1 | 3000511 | DIECI | DIECI | BHA3852/1 | [18 empty] | FITTING | NO MODIFIER | TYPE |  | SIZE |  | END CONNECTION |  | MATERIAL |  | PRESSURE RATING |  | TEMPERATURE RATING |  | HAZARD CLASS |  | CERTIFICATION/STANDARD |  | ADDITIONAL FEATURES EN | CURVE
STP_009 | Data Enrichment | RMU |  | 2023-07-10 |  |  | 1332953 | 1332953 | FITTING;DIEC,BHA3865/1 | FITTING;MNFR:DIECI,PTNO:BHA3865/1,ADDITIONAL FEATURES EN:CURVE | FITTING,01)CURVE | BHA3865/1 | 3000511 | DIECI | DIECI | BHA3865/1 | [18 empty] | FITTING | NO MODIFIER | TYPE |  | SIZE |  | END CONNECTION |  | MATERIAL |  | PRESSURE RATING |  | TEMPERATURE RATING |  | HAZARD CLASS |  | CERTIFICATION/STANDARD |  | ADDITIONAL FEATURES EN | CURVE
STP_009 | Data Enrichment | RMU |  | 2023-07-10 |  |  | 1217228 | 1217228 | FITTING;DRVT,1JS43-6-4,HOSE CRIMP, HYDRA | FITTING;MNFR:DRIVETRAIN,PTNO:1JS43-6-4,ADDITIONAL FEATURES EN:HOSE CRIMP, HYDRAULIC,-04-06,STRAIGHT | 01)DRIVETRAIN AUSTRALIA,01)1JS43-6-4,FITTING,01)HOSE CRIMP, HYDRAULIC,-04-0 | 1JS43-6-4 | 3000461 | DRIVETRAIN | DRIVETRAIN | 1JS43-6-4 | [18 empty] | FITTING | NO MODIFIER | TYPE |  | SIZE |  | END CONNECTION |  | MATERIAL |  | PRESSURE RATING |  | TEMPERATURE RATING |  | HAZARD CLASS |  | CERTIFICATION/STANDARD |  | ADDITIONAL FEATURES EN | HOSE CRIMP,HYDRAULIC,-04-06,STRAIGHT
STP_009 | Data Enrichment | RMU |  | 2023-07-10 |  |  | 1217298 | 1217298 | FITTING;DRVT,3104.12.00,EQUAL UNION TEE | FITTING;MNFR:DRIVETRAIN,PTNO:3104.12.00,ADDITIONAL FEATURES EN:EQUAL UNION TEE, PFM14 X 12MM | 01)DRIVETRAIN AUSTRALIA,01)3104.12.00,FITTING,01)EQUAL UNION TEE, PFM14 X 12 | 3104.12.00 | 3000461 | DRIVETRAIN | DRIVETRAIN | 3104.12.00 | [18 empty] | FITTING | NO MODIFIER | TYPE |  | SIZE |  | END CONNECTION |  | MATERIAL |  | PRESSURE RATING |  | TEMPERATURE RATING |  | HAZARD CLASS |  | CERTIFICATION/STANDARD |  | ADDITIONAL FEATURES EN | EQUAL UNION TEE,PFM14 X 12MM
STP_009 | Data Enrichment | RMU |  | 2023-07-10 |  |  | 1217148 | 1217148 | FITTING;DRVT,99-HS456M,LUBRICATION:45 DE | FITTING;MNFR:DRIVETRAIN,PTNO:99-HS456M,ADDITIONAL FEATURES EN:LUBRICATION:45 DEGREE X 6 HOSE STUD, 6MM, STEEL | 01)DRIVETRAIN AUSTRALIA,01)99-HS456M,FITTING,01)LUBRICATION:45 DEGREE X 6 H | 99-HS456M | 3000461 | DRIVETRAIN | DRIVETRAIN | 99-HS456M | [18 empty] | FITTING | NO MODIFIER | TYPE |  | SIZE |  | END CONNECTION |  | MATERIAL |  | PRESSURE RATING |  | TEMPERATURE RATING |  | HAZARD CLASS |  | CERTIFICATION/STANDARD |  | ADDITIONAL FEATURES EN | LUBRICATION:45 DEGREE X 6 HOSE STUD,6MM,STEEL
STP_009 | Data Enrichment | RMU |  | 2023-07-10 |  |  | 1217254 | 1217254 | FITTING;DRVT,99-HSS30M,LUBRICATION:6MM | FITTING;MNFR:DRIVETRAIN,PTNO:99-HSS30M,ADDITIONAL FEATURES EN:LUBRICATION:6MM, STEEL, HOSE STUD, STRAIGHT | 01)DRIVETRAIN AUSTRALIA,01)99-HSS30M,FITTING,01)LUBRICATION:6MM, STEEL, HOS | 99-HSS30M | 3000461 | DRIVETRAIN | DRIVETRAIN | 99-HSS30M | [18 empty] | FITTING | NO MODIFIER | TYPE |  | SIZE |  | END CONNECTION |  | MATERIAL |  | PRESSURE RATING |  | TEMPERATURE RATING |  | HAZARD CLASS |  | CERTIFICATION/STANDARD |  | ADDITIONAL FEATURES EN | LUBRICATION:6MM,STEEL,HOSE STUD,STRAIGHT
STP_009 | Data Enrichment | RMU |  | 2023-07-10 |  |  | 1217335 | 1217335 | FITTING;DRVT,EMI-ELP-156750,DIN 20078 | FITTING;MNFR:DRIVETRAIN,PTNO:EMI-ELP-156750,ADDITIONAL FEATURES EN:DIN 20078 | 01)DRIVETRAIN AUSTRALIA,01)EMI-ELP-156750,FITTING,01)DIN 20078 | EMI-ELP-156750 | 3000461 | DRIVETRAIN | DRIVETRAIN | EMI-ELP-156750 | [18 empty] | FITTING | NO MODIFIER | TYPE |  | SIZE |  | END CONNECTION |  | MATERIAL |  | PRESSURE RATING |  | TEMPERATURE RATING |  | HAZARD CLASS |  | CERTIFICATION/STANDARD |  | ADDITIONAL FEATURES EN | DIN 20078
STP_009 | Data Enrichment | RMU |  | 2023-07-10 |  |  | 1217336 | 1217336 | FITTING;DRVT,EMI-ELP-157336,34/1019 F/M | FITTING;MNFR:DRIVETRAIN,PTNO:EMI-ELP-157336,ADDITIONAL FEATURES EN:34/1019 F/M QC SS/ENZED | 01)DRIVETRAIN AUSTRALIA,01)EMI-ELP-157336,FITTING,01)34/1019 F/M QC SS/ENZED | EMI-ELP-157336 | 3000461 | DRIVETRAIN | DRIVETRAIN | EMI-ELP-157336 | [18 empty] | FITTING | NO MODIFIER | TYPE |  | SIZE |  | END CONNECTION |  | MATERIAL |  | PRESSURE RATING |  | TEMPERATURE RATING |  | HAZARD CLASS |  | CERTIFICATION/STANDARD |  | ADDITIONAL FEATURES EN | 34/1019 F/M QC SS/ENZED
STP_009 | Data Enrichment | RMU |  | 2023-07-10 |  |  | 1217337 | 1217337 | FITTING;DRVT,EMI-ELP-157337,34/1029 M QC | FITTING;MNFR:DRIVETRAIN,PTNO:EMI-ELP-157337,ADDITIONAL FEATURES EN:34/1029 M QC SS | 01)DRIVETRAIN AUSTRALIA,01)EMI-ELP-157337,FITTING,01)34/1029 M QC SS | EMI-ELP-157337 | 3000461 | DRIVETRAIN | DRIVETRAIN | EMI-ELP-157337 | [18 empty] | FITTING | NO MODIFIER | TYPE |  | SIZE |  | END CONNECTION |  | MATERIAL |  | PRESSURE RATING |  | TEMPERATURE RATING |  | HAZARD CLASS |  | CERTIFICATION/STANDARD |  | ADDITIONAL FEATURES EN | 34/1029 M QC SS
STP_009 | Data Enrichment | RMU |  | 2023-07-10 |  |  | 1217350 | 1217350 | FITTING;DRVT,EMI-ELP-171511,ID60,ID59,ID | FITTING;MNFR:DRIVETRAIN,PTNO:EMI-ELP-171511,ADDITIONAL FEATURES EN:ID60,ID59,ID58,2200MM L,1 1/2IN, BALL MILL,BM05 PART NO: R2.6A- 6A-2 | 01)DRIVETRAIN AUSTRALIA,01)EMI-ELP-171511,FITTING,01)ID60,ID59,ID58,2200MM L,1 1 | EMI-ELP-171511 | 3000461 | DRIVETRAIN | DRIVETRAIN | EMI-ELP-171511 | [18 empty] | FITTING | NO MODIFIER | TYPE |  | SIZE |  | END CONNECTION |  | MATERIAL |  | PRESSURE RATING |  | TEMPERATURE RATING |  | HAZARD CLASS |  | CERTIFICATION/STANDARD |  | ADDITIONAL FEATURES EN | ID60,ID59,ID58,2200MM L,1 1/2IN,BALL MILL | [54 empty] | BM05 PART NO: R2.6A- 6A-2
STP_009 | Data Enrichment | RMU |  | 2023-07-10 |  |  | 1217351 | 1217351 | FITTING;DRVT,EMI-ELP-171514,ID56,ID52,13 | FITTING;MNFR:DRIVETRAIN,PTNO:EMI-ELP-171514,ADDITIONAL FEATURES EN:ID56,ID52,1300MM L,1 1/2IN,BALL MILL,BM05 PART NO: R2.6A-6B-1300- 00 | 01)DRIVETRAIN AUSTRALIA,01)EMI-ELP-171514,FITTING,01)ID56,ID52,1300MM L,1 1/2IN | EMI-ELP-171514 | 3000461 | DRIVETRAIN | DRIVETRAIN | EMI-ELP-171514 | [18 empty] | FITTING | NO MODIFIER | TYPE |  | SIZE |  | END CONNECTION |  | MATERIAL |  | PRESSURE RATING |  | TEMPERATURE RATING |  | HAZARD CLASS |  | CERTIFICATION/STANDARD |  | ADDITIONAL FEATURES EN | ID56,ID52,1300MM L,1 1/2IN,BALL MILL | [54 empty] | BM05 PART NO: R2.6A-6B-1300- 00
STP_009 | Data Enrichment | RMU |  | 2023-07-10 |  |  | 1217352 | 1217352 | FITTING;DRVT,EMI-ELP-171515,ID44,ID54,ID | FITTING;MNFR:DRIVETRAIN,PTNO:EMI-ELP-171515,ADDITIONAL FEATURES EN:ID44,ID54,ID53,2500MM L,1 1/2IN, BALL MILL,BM05 PART NO: R2.6A- 6A-2 | 01)DRIVETRAIN AUSTRALIA,01)EMI-ELP-171515,FITTING,01)ID44,ID54,ID53,2500MM L,1 1 | EMI-ELP-171515 | 3000461 | DRIVETRAIN | DRIVETRAIN | EMI-ELP-171515 | [18 empty] | FITTING | NO MODIFIER | TYPE |  | SIZE |  | END CONNECTION |  | MATERIAL |  | PRESSURE RATING |  | TEMPERATURE RATING |  | HAZARD CLASS |  | CERTIFICATION/STANDARD |  | ADDITIONAL FEATURES EN | ID44,ID54,ID53,2500MM L,1 1/2IN,BALL MILL | [54 empty] | BM05 PART NO: R2.6A- 6A-2
STP_009 | Data Enrichment | RMU |  | 2023-07-10 |  |  | 1213360 | 1213360 | FITTING;DRVT,IFI27567,WIPER COWL | FITTING;MNFR:DRIVETRAIN,PTNO:IFI27567,ADDITIONAL FEATURES EN:WIPER COWL | 01)DRIVETRAIN AUSTRALIA,01)IFI27567,FITTING,01)WIPER COWL | IFI27567 | 3000461 | DRIVETRAIN | DRIVETRAIN | IFI27567 | [18 empty] | FITTING | NO MODIFIER | TYPE |  | SIZE |  | END CONNECTION |  | MATERIAL |  | PRESSURE RATING |  | TEMPERATURE RATING |  | HAZARD CLASS |  | CERTIFICATION/STANDARD |  | ADDITIONAL FEATURES EN | WIPER COWL
STP_009 | Data Enrichment | RMU |  | 2023-07-10 |  |  | 1213385 | 1213385 | FITTING;DRVT,IFI30127,4M JIC,2M NPT,STR | FITTING;MNFR:DRIVETRAIN,PTNO:IFI30127,ADDITIONAL FEATURES EN:4M JIC,2M NPT,STR |  | IFI30127 | 3000461 | DRIVETRAIN | DRIVETRAIN | IFI30127 | [18 empty] | FITTING | NO MODIFIER | TYPE |  | SIZE |  | END CONNECTION |  | MATERIAL |  | PRESSURE RATING |  | TEMPERATURE RATING |  | HAZARD CLASS |  | CERTIFICATION/STANDARD |  | ADDITIONAL FEATURES EN | 4M JIC,2M NPT,STR
STP_009 | Data Enrichment | RMU |  | 2023-07-10 |  |  | 1213386 | 1213386 | FITTING;DRVT,IFI30258,90 DEG | FITTING;MNFR:DRIVETRAIN,PTNO:IFI30258,ADDITIONAL FEATURES EN:90 DEG |  | IFI30258 | 3000461 | DRIVETRAIN | DRIVETRAIN | IFI30258 | [18 empty] | FITTING | NO MODIFIER | TYPE |  | SIZE |  | END CONNECTION |  | MATERIAL |  | PRESSURE RATING |  | TEMPERATURE RATING |  | HAZARD CLASS |  | CERTIFICATION/STANDARD |  | ADDITIONAL FEATURES EN | 90 DEG
STP_009 | Data Enrichment | RMU |  | 2023-07-10 |  |  | 1213387 | 1213387 | FITTING;DRVT,IFI30554 | FITTING;MNFR:DRIVETRAIN,PTNO:IFI30554 |  | IFI30554 | 3000461 | DRIVETRAIN | DRIVETRAIN | IFI30554 | [18 empty] | FITTING | NO MODIFIER | TYPE |  | SIZE |  | END CONNECTION |  | MATERIAL |  | PRESSURE RATING |  | TEMPERATURE RATING |  | HAZARD CLASS |  | CERTIFICATION/STANDARD |  | ADDITIONAL FEATURES EN
STP_009 | Data Enrichment | RMU |  | 2023-07-10 |  |  | 1272420 | 1272420 | FITTING;ENDH,71355718,G2 X G2 IN,SET,FEM | FITTING;MNFR:ENDRESS & HAUSER,PTNO:71355718,ADDITIONAL FEATURES EN:G2 X G2 IN,SET,FEMALE THREAD,MATERIAL: STAINLESS STEEL,FOR DMA50 |  | 71355718 | 3000269 | ENDRESS & HAUSER | ENDRESS & HAUSER | 71355718 | [18 empty] | FITTING | NO MODIFIER | TYPE |  | SIZE |  | END CONNECTION |  | MATERIAL | STAINLESS STEEL,FOR DMA50 | PRESSURE RATING |  | TEMPERATURE RATING |  | HAZARD CLASS |  | CERTIFICATION/STANDARD |  | ADDITIONAL FEATURES EN | G2 X G2 IN,SET,FEMALE THREAD
STP_009 | Data Enrichment | RMU |  | 2023-07-10 |  |  | 1270311 | 1270311 | FITTING;HONE,M0931K,QCK CONCT,SPARES FOR | FITTING;MNFR:HONEYWELL,PTNO:M0931K,ADDITIONAL FEATURES EN:QUICK CONNECT,SPARES FOR HOSES,PK2 | 01)ALLIANCE SAFETY EQUIPMENT,01)M0931K,FITTING,01)QUICK CONNECT,SPARES FOR HO | M0931K | 3000290 | HONEYWELL | HONEYWELL | M0931K | [18 empty] | FITTING | NO MODIFIER | TYPE |  | SIZE |  | END CONNECTION |  | MATERIAL |  | PRESSURE RATING |  | TEMPERATURE RATING |  | HAZARD CLASS |  | CERTIFICATION/STANDARD |  | ADDITIONAL FEATURES EN | QUICK CONNECT,SPARES FOR HOSES,PK2
STP_009 | Data Enrichment | RMU |  | 2023-07-10 |  |  | 1273072 | 1273072 | FITTING;HYS,0016001,L,STR,SCR | FITTING;MNFR:HYSTER,PTNO:0016001,ADDITIONAL FEATURES EN:L,STR,SCR | 01)ADAPT-A-LIFT GROUP PTY LT,01)0016001,FITTING,01)L,STR,SCR | 16001 | 3000023 | HYSTER | HYSTER | 0016001 | [18 empty] | FITTING | NO MODIFIER | TYPE |  | SIZE |  | END CONNECTION |  | MATERIAL |  | PRESSURE RATING |  | TEMPERATURE RATING |  | HAZARD CLASS |  | CERTIFICATION/STANDARD |  | ADDITIONAL FEATURES EN | L,STR,SCR
STP_009 | Data Enrichment | RMU |  | 2023-07-10 |  |  | 1243939 | 1243939 | FITTING;PIPE, HEX,1/2 NPT X 3/8 NPT IN | FITTING,TYPE:PIPE, HEXAGONAL REDUCING NIPPLE,SIZE:1/2 NPT X 3/8 NPT IN,END CONNECTION:MALE,HAZARD CLASS:316 STAINLESS STEEL,MNFR:SWAGELOK CANADA LTD,PTNO:S S-8-HRN-6 |  | SS-8-HRN-6 | 3000355 | SWAGELOK LTD | SWAGELOK CANADA LTD | S S-8-HRN-6 | [18 empty] | FITTING | NO MODIFIER | TYPE | PIPE,HEXAGONAL REDUCING NIPPLE | SIZE | 1/2 NPT X 3/8 NPT IN | END CONNECTION | MALE | MATERIAL |  | PRESSURE RATING |  | TEMPERATURE RATING |  | HAZARD CLASS | 316 STAINLESS STEEL | CERTIFICATION/STANDARD |  | ADDITIONAL FEATURES EN | ,FITTING
STP_009 | Data Enrichment | RMU |  | 2023-07-10 |  |  | 1269780 | 1269780 | FITTING;PRKH,4MSC4N-316,TUBE,NPT MALE CN | FITTING;MNFR:PARKER HANNIFIN,PTNO:4MSC4N-316,ADDITIONAL FEATURES EN:TUBE,NPT MALE CN,A-LOK SER NPT MALE 1/4 IN TUBE OD X 1/4 IN NPT SS | 01)ISADRAULICS,01)4MSC4N-316,FITTING,01)TUBE,NPT MALE CN,A-LOK SER | 4MSC4N-316 | 3000331 | PARKER HANNIFIN | PARKER HANNIFIN | 4MSC4N-316 | [18 empty] | FITTING | NO MODIFIER | TYPE |  | SIZE |  | END CONNECTION |  | MATERIAL |  | PRESSURE RATING |  | TEMPERATURE RATING |  | HAZARD CLASS |  | CERTIFICATION/STANDARD |  | ADDITIONAL FEATURES EN | TUBE,NPT MALE CN,A-LOK SER NPT MALE 1/4 IN TUBE OD X 1/4 IN NPT SS
STP_009 | Data Enrichment | RMU |  | 2023-07-10 |  |  | 1269781 | 1269781 | FITTING;PRKH,4PC4-316,TUBE,PORT CONNECTR | FITTING;MNFR:PARKER HANNIFIN,PTNO:4PC4-316,ADDITIONAL FEATURES EN:TUBE,PORT CONNECTR,A LOK SERIES SS | 01)ISADRAULICS,01)4PC4-316,FITTING,01)TUBE,PORT CONNECTR,A LOK SE | 4PC4-316 | 3000331 | PARKER HANNIFIN | PARKER HANNIFIN | 4PC4-316 | [18 empty] | FITTING | NO MODIFIER | TYPE |  | SIZE |  | END CONNECTION |  | MATERIAL |  | PRESSURE RATING |  | TEMPERATURE RATING |  | HAZARD CLASS |  | CERTIFICATION/STANDARD |  | ADDITIONAL FEATURES EN | TUBE,PORT CONNECTR,A LOK SERIES SS
STP_009 | Data Enrichment | RMU |  | 2023-07-10 |  |  | 1214513 | 1214513 | FITTING;PRKH,GE16SREDCF,16MM,G,1/2 BSPP | FITTING;MNFR:PARKER HANNIFIN,PTNO:GE16SREDCF,ADDITIONAL FEATURES EN:16MM,G,1/2 BSPP MALE CONNECTOR, HYDRAULIC | 01)ISADRAULICS,01)GE16SREDCF,FITTING,01)16MM,G,1/2 BSPP MALE CONNEC,02) HYDRAULIC | GE16SREDCF | 3000331 | PARKER HANNIFIN | PARKER HANNIFIN | GE16SREDCF | [18 empty] | FITTING | NO MODIFIER | TYPE |  | SIZE |  | END CONNECTION |  | MATERIAL |  | PRESSURE RATING |  | TEMPERATURE RATING |  | HAZARD CLASS |  | CERTIFICATION/STANDARD |  | ADDITIONAL FEATURES EN | 16MM,G,1/2 BSPP MALE CONNECTOR,HYDRAULIC
STP_009 | Data Enrichment | RMU |  | 2023-07-10 |  |  | 1254350 | 1254350 | FITTING;PRKH,P-B20-1/4-PK,1/4 BT | FITTING;MNFR:PARKER HANNIFIN,PTNO:P-B20-1/4-PK,ADDITIONAL FEATURES EN:1/4 BT | 01)ENZED MOUNT ISA(RKM INVES,01)ENZ-B20-1/4-PK,FITTING,01)1/4 BT | P-B20-1/4-PK | 3000331 | PARKER HANNIFIN | PARKER HANNIFIN | P-B20-1/4-PK | [18 empty] | FITTING | NO MODIFIER | TYPE |  | SIZE |  | END CONNECTION |  | MATERIAL |  | PRESSURE RATING |  | TEMPERATURE RATING |  | HAZARD CLASS |  | CERTIFICATION/STANDARD |  | ADDITIONAL FEATURES EN | 1/4 BT
STP_009 | Data Enrichment | RMU |  | 2023-07-10 |  |  | 1254349 | 1254349 | FITTING;PRKH,P-B20-1/8-PK,1/8 BT | FITTING;MNFR:PARKER HANNIFIN,PTNO:P-B20-1/8-PK,ADDITIONAL FEATURES EN:1/8 BT | 01)ENZED MOUNT ISA(RKM INVES,01)ENZ-B20-1/8-PK,FITTING,01)1/8 BT | P-B20-1/8-PK | 3000331 | PARKER HANNIFIN | PARKER HANNIFIN | P-B20-1/8-PK | [18 empty] | FITTING | NO MODIFIER | TYPE |  | SIZE |  | END CONNECTION |  | MATERIAL |  | PRESSURE RATING |  | TEMPERATURE RATING |  | HAZARD CLASS |  | CERTIFICATION/STANDARD |  | ADDITIONAL FEATURES EN | 1/8 BT
STP_009 | Data Enrichment | RMU |  | 2023-07-10 |  |  | 1322023 | 1322023 | FITTING;PRKH,P-DMEHP100MGF-PK,11.3MM,PF1 | FITTING;MNFR:PARKER HANNIFIN,PTNO:P-DMEHP100MGF-PK,ADDITIONAL FEATURES EN:11.3MM,PF GRS LINE,100MTR | 01)ENZED MOUNT ISA(RKM INVES,01)ENZ-DMEHP100MGF-PK,FITTING,01)11.3MM,PF GRS LINE,100MTR | P-DMEHP100MGF-PK | 3000331 | PARKER HANNIFIN | PARKER HANNIFIN | P-DMEHP100MGF-PK | [18 empty] | FITTING | NO MODIFIER | TYPE |  | SIZE |  | END CONNECTION |  | MATERIAL |  | PRESSURE RATING |  | TEMPERATURE RATING |  | HAZARD CLASS |  | CERTIFICATION/STANDARD |  | ADDITIONAL FEATURES EN | 11.3MM,PF GRS LINE,100MTR
STP_009 | Data Enrichment | RMU |  | 2023-07-10 |  |  | 1276315 | 1276315 | FITTING;PRKH,P-DMLP-VL-112-PK,ENZ LPRT B | FITTING;MNFR:PARKER HANNIFIN,PTNO:P-DMLP-VL-112-PK,ADDITIONAL FEATURES EN:ENZ LPRT BV112 | 01)ENZED MOUNT ISA(RKM INVES,01)ENZ-DMLP-VL-112-PK,FITTING,01)ENZ LPRT BV112 | P-DMLP-VL-112-PK | 3000331 | PARKER HANNIFIN | PARKER HANNIFIN | P-DMLP-VL-112-PK | [18 empty] | FITTING | NO MODIFIER | TYPE |  | SIZE |  | END CONNECTION |  | MATERIAL |  | PRESSURE RATING |  | TEMPERATURE RATING |  | HAZARD CLASS |  | CERTIFICATION/STANDARD |  | ADDITIONAL FEATURES EN | ENZ LPRT BV112
STP_009 | Data Enrichment | RMU |  | 2023-07-10 |  |  | 1276321 | 1276321 | FITTING;PRKH,P-DMLP-VL-114-PK,ENZ LPRT B | FITTING;MNFR:PARKER HANNIFIN,PTNO:P-DMLP-VL-114-PK,ADDITIONAL FEATURES EN:ENZ LPRT BV114 | 01)ENZED MOUNT ISA(RKM INVES,01)ENZ-DMLP-VL-114-PK,FITTING,01)ENZ LPRT BV114 | P-DMLP-VL-114-PK | 3000331 | PARKER HANNIFIN | PARKER HANNIFIN | P-DMLP-VL-114-PK | [18 empty] | FITTING | NO MODIFIER | TYPE |  | SIZE |  | END CONNECTION |  | MATERIAL |  | PRESSURE RATING |  | TEMPERATURE RATING |  | HAZARD CLASS |  | CERTIFICATION/STANDARD |  | ADDITIONAL FEATURES EN | ENZ LPRT BV114
STP_009 | Data Enrichment | RMU |  | 2023-07-10 |  |  | 1254382 | 1254382 | FITTING;PRKH,P-DMLP-VL-12-PK,ENZ LPRT BV | FITTING;MNFR:PARKER HANNIFIN,PTNO:P-DMLP-VL-12-PK,ADDITIONAL FEATURES EN:ENZ LPRT BV12 | 01)ENZED MOUNT ISA(RKM INVES,01)ENZ-DMLP-VL-12-PK,FITTING,01)ENZ LPRT BV12 | P-DMLP-VL-12-PK | 3000331 | PARKER HANNIFIN | PARKER HANNIFIN | P-DMLP-VL-12-PK | [18 empty] | FITTING | NO MODIFIER | TYPE |  | SIZE |  | END CONNECTION |  | MATERIAL |  | PRESSURE RATING |  | TEMPERATURE RATING |  | HAZARD CLASS |  | CERTIFICATION/STANDARD |  | ADDITIONAL FEATURES EN | ENZ LPRT BV12
STP_009 | Data Enrichment | RMU |  | 2023-07-10 |  |  | 1276318 | 1276318 | FITTING;PRKH,P-DMLP-VL-14-PK,ENZ LPRT BV | FITTING;MNFR:PARKER HANNIFIN,PTNO:P-DMLP-VL-14-PK,ADDITIONAL FEATURES EN:ENZ LPRT BV14 | 01)ENZED MOUNT ISA(RKM INVES,01)ENZ-DMLP-VL-14-PK,FITTING,01)ENZ LPRT BV14 | P-DMLP-VL-14-PK | 3000331 | PARKER HANNIFIN | PARKER HANNIFIN | P-DMLP-VL-14-PK | [18 empty] | FITTING | NO MODIFIER | TYPE |  | SIZE |  | END CONNECTION |  | MATERIAL |  | PRESSURE RATING |  | TEMPERATURE RATING |  | HAZARD CLASS |  | CERTIFICATION/STANDARD |  | ADDITIONAL FEATURES EN | ENZ LPRT BV14
STP_009 | Data Enrichment | RMU |  | 2023-07-10 |  |  | 1254384 | 1254384 | FITTING;PRKH,P-DMLP-VL-1-PK,ENZ LPRT BV1 | FITTING;MNFR:PARKER HANNIFIN,PTNO:P-DMLP-VL-1-PK,ADDITIONAL FEATURES EN:ENZ LPRT BV1 | 01)ENZED MOUNT ISA(RKM INVES,01)ENZ-DMLP-VL-1-PK,FITTING,01)ENZ LPRT BV1 | P-DMLP-VL-1-PK | 3000331 | PARKER HANNIFIN | PARKER HANNIFIN | P-DMLP-VL-1-PK | [18 empty] | FITTING | NO MODIFIER | TYPE |  | SIZE |  | END CONNECTION |  | MATERIAL |  | PRESSURE RATING |  | TEMPERATURE RATING |  | HAZARD CLASS |  | CERTIFICATION/STANDARD |  | ADDITIONAL FEATURES EN | ENZ LPRT BV1
STP_009 | Data Enrichment | RMU |  | 2023-07-10 |  |  | 1254385 | 1254385 | FITTING;PRKH,P-DMLP-VL-2-PK,ENZ LPRT BV2 | FITTING;MNFR:PARKER HANNIFIN,PTNO:P-DMLP-VL-2-PK,ADDITIONAL FEATURES EN:ENZ LPRT BV2 | 01)ENZED MOUNT ISA(RKM INVES,01)ENZ-DMLP-VL-2-PK,FITTING,01)ENZ LPRT BV2 | P-DMLP-VL-2-PK | 3000331 | PARKER HANNIFIN | PARKER HANNIFIN | P-DMLP-VL-2-PK | [18 empty] | FITTING | NO MODIFIER | TYPE |  | SIZE |  | END CONNECTION |  | MATERIAL |  | PRESSURE RATING |  | TEMPERATURE RATING |  | HAZARD CLASS |  | CERTIFICATION/STANDARD |  | ADDITIONAL FEATURES EN | ENZ LPRT BV2
STP_009 | Data Enrichment | RMU |  | 2023-07-10 |  |  | 1254383 | 1254383 | FITTING;PRKH,P-DMLP-VL-34-PK,ENZ LPRT BV | FITTING;MNFR:PARKER HANNIFIN,PTNO:P-DMLP-VL-34-PK,ADDITIONAL FEATURES EN:ENZ LPRT BV34 | 01)ENZED MOUNT ISA(RKM INVES,01)ENZ-DMLP-VL-34-PK,FITTING,01)ENZ LPRT BV34 | P-DMLP-VL-34-PK | 3000331 | PARKER HANNIFIN | PARKER HANNIFIN | P-DMLP-VL-34-PK | [18 empty] | FITTING | NO MODIFIER | TYPE |  | SIZE |  | END CONNECTION |  | MATERIAL |  | PRESSURE RATING |  | TEMPERATURE RATING |  | HAZARD CLASS |  | CERTIFICATION/STANDARD |  | ADDITIONAL FEATURES EN | ENZ LPRT BV34
STP_009 | Data Enrichment | RMU |  | 2023-07-10 |  |  | 1276322 | 1276322 | FITTING;PRKH,P-DMLP-VL-38-PK,ENZ LPRT BV | FITTING;MNFR:PARKER HANNIFIN,PTNO:P-DMLP-VL-38-PK,ADDITIONAL FEATURES EN:ENZ LPRT BV38 | 01)ENZED MOUNT ISA(RKM INVES,01)ENZ-DMLP-VL-38-PK,FITTING,01)ENZ LPRT BV38 | P-DMLP-VL-38-PK | 3000331 | PARKER HANNIFIN | PARKER HANNIFIN | P-DMLP-VL-38-PK | [18 empty] | FITTING | NO MODIFIER | TYPE |  | SIZE |  | END CONNECTION |  | MATERIAL |  | PRESSURE RATING |  | TEMPERATURE RATING |  | HAZARD CLASS |  | CERTIFICATION/STANDARD |  | ADDITIONAL FEATURES EN | ENZ LPRT BV38
STP_009 | Data Enrichment | RMU |  | 2023-07-10 |  |  | 1254386 | 1254386 | FITTING;PRKH,P-GRSKIT-PACK-STPC-PK,ENZED | FITTING;MNFR:PARKER HANNIFIN,PTNO:P-GRSKIT-PACK-STPC-PK,ADDITIONAL FEATURES EN:ENZED GRS GKIT PACK | 01)ENZED MOUNT ISA(RKM INVES,01)ENZ-GRSKIT-PACK-STPC-PK,FITTING,01)ENZED GRS GKIT PACK | P-GRSKIT-PACK-STPC-PK | 3000331 | PARKER HANNIFIN | PARKER HANNIFIN | P-GRSKIT-PACK-STPC-PK | [18 empty] | FITTING | NO MODIFIER | TYPE |  | SIZE |  | END CONNECTION |  | MATERIAL |  | PRESSURE RATING |  | TEMPERATURE RATING |  | HAZARD CLASS |  | CERTIFICATION/STANDARD |  | ADDITIONAL FEATURES EN | ENZED GRS GKIT PACK
STP_009 | Data Enrichment | RMU |  | 2023-07-10 |  |  | 1254348 | 1254348 | FITTING;PRKH,P-PD2-DMCT-PK,DIAGNOSTIC BO | FITTING;MNFR:PARKER HANNIFIN,PTNO:P-PD2-DMCT-PK,ADDITIONAL FEATURES EN:DIAGNOSTIC BODY,PD1/8 | 01)ENZED MOUNT ISA(RKM INVES,01)ENZ-PD2-DMCT-PK,FITTING,01)DIAGNOSTIC BODY,PD1/8 | P-PD2-DMCT-PK | 3000331 | PARKER HANNIFIN | PARKER HANNIFIN | P-PD2-DMCT-PK | [18 empty] | FITTING | NO MODIFIER | TYPE |  | SIZE |  | END CONNECTION |  | MATERIAL |  | PRESSURE RATING |  | TEMPERATURE RATING |  | HAZARD CLASS |  | CERTIFICATION/STANDARD |  | ADDITIONAL FEATURES EN | DIAGNOSTIC BODY,PD1/8
STP_009 | Data Enrichment | RMU |  | 2023-07-10 |  |  | 1275704 | 1275704 | FITTING;PRKH,P-R201/4N-PK,1/4 TES | FITTING;MNFR:PARKER HANNIFIN,PTNO:P-R201/4N-PK,ADDITIONAL FEATURES EN:1/4 TES | 01)ENZED MOUNT ISA(RKM INVES,01)ENZ-R201/4N-PK,FITTING,01)1/4 TES | P-R201/4N-PK | 3000331 | PARKER HANNIFIN | PARKER HANNIFIN | P-R201/4N-PK | [18 empty] | FITTING | NO MODIFIER | TYPE |  | SIZE |  | END CONNECTION |  | MATERIAL |  | PRESSURE RATING |  | TEMPERATURE RATING |  | HAZARD CLASS |  | CERTIFICATION/STANDARD |  | ADDITIONAL FEATURES EN | 1/4 TES
STP_009 | Data Enrichment | RMU |  | 2023-07-10 |  |  | 1254387 | 1254387 | FITTING;PRKH,P-SCJ-600DM-PK,ENZ,TEST SER | FITTING;MNFR:PARKER HANNIFIN,PTNO:P-SCJ-600DM-PK,ADDITIONAL FEATURES EN:ENZ,TEST SERVICE MOD,W/CASE | 01)ENZED MOUNT ISA(RKM INVES,01)ENZ-SCJ-600DM-PK,FITTING,01)ENZ,TEST SERVICE MOD,W/CASE | P-SCJ-600DM-PK | 3000331 | PARKER HANNIFIN | PARKER HANNIFIN | P-SCJ-600DM-PK | [18 empty] | FITTING | NO MODIFIER | TYPE |  | SIZE |  | END CONNECTION |  | MATERIAL |  | PRESSURE RATING |  | TEMPERATURE RATING |  | HAZARD CLASS |  | CERTIFICATION/STANDARD |  | ADDITIONAL FEATURES EN | ENZ,TEST SERVICE MOD,W/CASE
STP_009 | Data Enrichment | RMU |  | 2023-07-10 |  |  | 1254440 | 1254440 | FITTING;PRKH,P-T201/8N-PK,1/8 TES | FITTING;MNFR:PARKER HANNIFIN,PTNO:P-T201/8N-PK,ADDITIONAL FEATURES EN:1/8 TES | 01)ENZED MOUNT ISA(RKM INVES,01)ENZ-T201/8N-PK,FITTING,01)1/8 TES | P-T201/8N-PK | 3000331 | PARKER HANNIFIN | PARKER HANNIFIN | P-T201/8N-PK | [18 empty] | FITTING | NO MODIFIER | TYPE |  | SIZE |  | END CONNECTION |  | MATERIAL |  | PRESSURE RATING |  | TEMPERATURE RATING |  | HAZARD CLASS |  | CERTIFICATION/STANDARD |  | ADDITIONAL FEATURES EN | 1/8 TES
STP_009 | Data Enrichment | RMU |  | 2023-07-10 |  |  | 1254351 | 1254351 | FITTING;PRKH,P-TJ-20-PK,T-JOINER | FITTING;MNFR:PARKER HANNIFIN,PTNO:P-TJ-20-PK,ADDITIONAL FEATURES EN:T-JOINER | 01)ENZED MOUNT ISA(RKM INVES,01)ENZ-TJ-20-PK,FITTING,01)T-JOINER | P-TJ-20-PK | 3000331 | PARKER HANNIFIN | PARKER HANNIFIN | P-TJ-20-PK | [18 empty] | FITTING | NO MODIFIER | TYPE |  | SIZE |  | END CONNECTION |  | MATERIAL |  | PRESSURE RATING |  | TEMPERATURE RATING |  | HAZARD CLASS |  | CERTIFICATION/STANDARD |  | ADDITIONAL FEATURES EN | T-JOINER
STP_009 | Data Enrichment | RMU |  | 2023-07-10 |  |  | 1272437 | 1272437 | FITTING;SCHN,EY56AI310,10A,250V,EASY 56 | FITTING;MNFR:SCHNEIDER INC,PTNO:EY56AI310,ADDITIONAL FEATURES EN:10A,250V,EASY 56,BRAND:CLIPSAL,APPLIANCE INLET |  | EY56AI310 | 3000344 | SCHNEIDER INC | SCHNEIDER INC | EY56AI310 | [18 empty] | FITTING | NO MODIFIER | TYPE |  | SIZE |  | END CONNECTION |  | MATERIAL |  | PRESSURE RATING |  | TEMPERATURE RATING |  | HAZARD CLASS |  | CERTIFICATION/STANDARD |  | ADDITIONAL FEATURES EN | 10A,250V,EASY 56 | [54 empty] | BRAND:CLIPSAL,APPLIANCE INLET
STP_009 | Data Enrichment | RMU |  | 2023-07-10 |  |  | 1272438 | 1272438 | FITTING;SCHN,EY56AI315,15A,250V,EASY 56 | FITTING;MNFR:SCHNEIDER INC,PTNO:EY56AI315,ADDITIONAL FEATURES EN:15A,250V,EASY 56,APP INLET,BRAND:CLIPSAL |  | EY56AI315 | 3000344 | SCHNEIDER INC | SCHNEIDER INC | EY56AI315 | [18 empty] | FITTING | NO MODIFIER | TYPE |  | SIZE |  | END CONNECTION |  | MATERIAL |  | PRESSURE RATING |  | TEMPERATURE RATING |  | HAZARD CLASS |  | CERTIFICATION/STANDARD |  | ADDITIONAL FEATURES EN | 15A,250V,EASY 56,APP INLET | [54 empty] | BRAND:CLIPSAL
STP_009 | Data Enrichment | RMU |  | 2023-07-10 |  |  | 1218298 | 1218298 | FITTING;STAU,FI-G-16S-W3-MS | FITTING;MNFR:STAUFF HYDRAULIC ACCESSORY,PTNO:FI-G-16S-W3-MS | 01)ISADRAULICS,01)FI-G-16S-W3-MS,FITTING | FI-G-16S-W3-MS | 3000351 | STAUFF HYDRAULIC ACCESSOR | STAUFF HYDRAULIC ACCESSORY | FI-G-16S-W3-MS | [18 empty] | FITTING | NO MODIFIER | TYPE |  | SIZE |  | END CONNECTION |  | MATERIAL |  | PRESSURE RATING |  | TEMPERATURE RATING |  | HAZARD CLASS |  | CERTIFICATION/STANDARD |  | ADDITIONAL FEATURES EN
STP_009 | Data Enrichment | RMU |  | 2023-07-10 |  |  | 1218299 | 1218299 | FITTING;STAU,FI-G-25S-W3-MS | FITTING;MNFR:STAUFF HYDRAULIC ACCESSORY,PTNO:FI-G-25S-W3-MS | 01)ISADRAULICS,01)FI-G-25S-W3-MS,FITTING | FI-G-25S-W3-MS | 3000351 | STAUFF HYDRAULIC ACCESSOR | STAUFF HYDRAULIC ACCESSORY | FI-G-25S-W3-MS | [18 empty] | FITTING | NO MODIFIER | TYPE |  | SIZE |  | END CONNECTION |  | MATERIAL |  | PRESSURE RATING |  | TEMPERATURE RATING |  | HAZARD CLASS |  | CERTIFICATION/STANDARD |  | ADDITIONAL FEATURES EN
STP_009 | Data Enrichment | RMU |  | 2023-07-10 |  |  | 1218300 | 1218300 | FITTING;STAU,FI-G-38S-W3-MS | FITTING;MNFR:STAUFF HYDRAULIC ACCESSORY,PTNO:FI-G-38S-W3-MS | 01)ISADRAULICS,01)FI-G-38S-W3-MS,FITTING | FI-G-38S-W3-MS | 3000351 | STAUFF HYDRAULIC ACCESSOR | STAUFF HYDRAULIC ACCESSORY | FI-G-38S-W3-MS | [18 empty] | FITTING | NO MODIFIER | TYPE |  | SIZE |  | END CONNECTION |  | MATERIAL |  | PRESSURE RATING |  | TEMPERATURE RATING |  | HAZARD CLASS |  | CERTIFICATION/STANDARD |  | ADDITIONAL FEATURES EN
STP_009 | Data Enrichment | RMU |  | 2023-07-10 |  |  | 1274885 | 1274885 | FITTING;SWAG,SS-600-1-12,STRGT,MALE NPT | FITTING;MNFR:SWAGELOK LTD,PTNO:SS-600-1-12,TYPE:STRAIGHT,SIZE:3/8 X 3/4 IN,END CONNECTION:MALE NPT,MATERIAL:STAINLESS STEEL 316, ADDITIONAL FEATURES EN:TUBE FITTING | EN_01)STRAIGHT,FR_01)DROIT,EN_01)3/8 X 3/4 IN,FR_01)3/8 X 3/4 PO,EN_01)MALE NPT,FR_01)MALE NPT,EN_01)STAINLESS STEEL 316,FR_01)ACIER INOXIDABLE 316,01)TUBE FITTING,01)RACCORD POUR TUBE | SS-600-1-12 | 3000355 | SWAGELOK LTD | SWAGELOK LTD | SS-600-1-12 | [18 empty] | FITTING | NO MODIFIER | TYPE | STRAIGHT | SIZE | 3/8 X 3/4 IN | END CONNECTION | MALE NPT | MATERIAL | STAINLESS STEEL 316 | PRESSURE RATING |  | TEMPERATURE RATING |  | HAZARD CLASS |  | CERTIFICATION/STANDARD |  | ADDITIONAL FEATURES EN | TUBE FITTING
STP_009 | Data Enrichment | RMU |  | 2023-07-10 |  |  | 1274886 | 1274886 | FITTING;SWAG,SS-810-2-12,TUBE,MALE NPT | FITTING;MNFR:SWAGELOK LTD,PTNO:SS-810-2-12,TYPE:TUBE,SIZE:1/2 TUBE X 3/4 NPT MALE A 90 DEG,END CONNECTION:MALE NPT | EN_01)TUBE,FR_01)TUBE,EN_01)1/2 TUBE X 3/4 NPT MALE A 90 DEG,FR_01)1/2 TUBE X 3/4 NPT MALE A 90 DEG,EN_01)MALE NPT,FR_01)MALE NPT | SS-810-2-12 | 3000355 | SWAGELOK LTD | SWAGELOK LTD | SS-810-2-12 | [18 empty] | FITTING | NO MODIFIER | TYPE | TUBE | SIZE | 1/2 TUBE X 3/4 NPT MALE A 90 DEG | END CONNECTION | MALE NPT | MATERIAL |  | PRESSURE RATING |  | TEMPERATURE RATING |  | HAZARD CLASS |  | CERTIFICATION/STANDARD |  | ADDITIONAL FEATURES EN
STP_009 | Data Enrichment | RMU |  | 2023-07-10 |  |  | 1274887 | 1274887 | FITTING;SWAG,SS-810-2-4,ELB,SS316 | FITTING;MNFR:SWAGELOK LTD,PTNO:SS-810-2-4,TYPE:ELBOW,MATERIAL:STAINLESS STEEL 316,ADDITIONAL FEATURES EN:90 DEGREE,1/2 IN TUBE, 1/4 IN NPT MALE | EN_01)ELBOW,FR_01)COUDE,EN_01)STAINLESS STEEL 316,FR_01)ACIER INOXYDABLE 316,01)90 DEGREE,02)1/2 IN TUBE,03)1/4 IN NPT MALE,01)90 DEGREE,02)1/2 PO TUBE,03)1/4 PO NPT MALE,SWAGELOK,SS-810-2-4 | SS-810-2-4 | 3000355 | SWAGELOK LTD | SWAGELOK LTD | SS-810-2-4 | [18 empty] | FITTING | NO MODIFIER | TYPE | ELBOW | SIZE |  | END CONNECTION |  | MATERIAL | STAINLESS STEEL 316 | PRESSURE RATING |  | TEMPERATURE RATING |  | HAZARD CLASS |  | CERTIFICATION/STANDARD |  | ADDITIONAL FEATURES EN | 90 DEGREE,1/2 IN TUBE,1/4 IN NPT MALE
STP_009 | Data Enrichment | RMU |  | 2023-07-10 |  |  | 1273176 | 1273176 | FITTING;SWAG,SS-MD-2,MUD DAUBER,M,SS316 | FITTING;MNFR:SWAGELOK LTD,PTNO:SS-MD-2,ADDITIONAL FEATURES EN:MUD DAUBER,MALE,STAINLESS STEEL 316,CONNECTION:1/8 IN NPT | 01)J BLACKWOOD & SONS,01)00080516,FITTING,01)MUD DAUBER,MALE,STAINLESS S,02)CONNECTION:1/8 IN NPT | SS-MD-2 | 3000355 | SWAGELOK LTD | SWAGELOK LTD | SS-MD-2 | [18 empty] | FITTING | NO MODIFIER | TYPE |  | SIZE |  | END CONNECTION |  | MATERIAL |  | PRESSURE RATING |  | TEMPERATURE RATING |  | HAZARD CLASS |  | CERTIFICATION/STANDARD |  | ADDITIONAL FEATURES EN | MUD DAUBER,MALE,STAINLESS STEEL 316 | [54 empty] | CONNECTION:1/8 IN NPT
STP_009 | Data Enrichment | RMU |  | 2023-07-10 |  |  | 1273177 | 1273177 | FITTING;SWAG,SS-MD-4,MUD DAUBER,M,SS316 | FITTING;MNFR:SWAGELOK LTD,PTNO:SS-MD-4,ADDITIONAL FEATURES EN:MUD DAUBER,MALE,STAINLESS STEEL 316,CONNECTION:1/4 IN NPT | 01)J BLACKWOOD & SONS,01)00080519,FITTING,01)CONNECTION:1/4 IN NPT,02)MUD DAUBER,MALE,STAINLESS S | SS-MD-4 | 3000355 | SWAGELOK LTD | SWAGELOK LTD | SS-MD-4 | [18 empty] | FITTING | NO MODIFIER | TYPE |  | SIZE |  | END CONNECTION |  | MATERIAL |  | PRESSURE RATING |  | TEMPERATURE RATING |  | HAZARD CLASS |  | CERTIFICATION/STANDARD |  | ADDITIONAL FEATURES EN | MUD DAUBER,MALE,STAINLESS STEEL 316 | [54 empty] | CONNECTION:1/4 IN NPT
STP_009 | Data Enrichment | RMU |  | 2023-07-10 |  |  | 1273178 | 1273178 | FITTING;SWAG,SS-MD-6,MUD DAUBER,M,SS316 | FITTING;MNFR:SWAGELOK LTD,PTNO:SS-MD-6,ADDITIONAL FEATURES EN:MUD DAUBER,MALE,STAINLESS STEEL 316,CONNECTION:3/8 IN NPT | 01)J BLACKWOOD & SONS,01)00080523,FITTING,01)MUD DAUBER,MALE,STAINLESS S,02)CONNECTION:3/8 IN NPT | SS-MD-6 | 3000355 | SWAGELOK LTD | SWAGELOK LTD | SS-MD-6 | [18 empty] | FITTING | NO MODIFIER | TYPE |  | SIZE |  | END CONNECTION |  | MATERIAL |  | PRESSURE RATING |  | TEMPERATURE RATING |  | HAZARD CLASS |  | CERTIFICATION/STANDARD |  | ADDITIONAL FEATURES EN | MUD DAUBER,MALE,STAINLESS STEEL 316 | [54 empty] | CONNECTION:3/8 IN NPT
STP_009 | Data Enrichment | RMU |  | 2023-07-10 |  |  | 1271812 | 1271812 | LINER;BRAK,08915063,PLTE,TOP,M.I.M. DRG | LINER;MNFR:BRADKEN,PTNO:08915063,ADDITIONAL FEATURES EN:PLATE,TOP,M.I.M. DRG NO. 92-6-225 (3P CRUSHER SWING JAW) | 01)BRADKEN RESOURCES PTY LIM,01)08915063,LINER,01)PLATE,TOP,M.I.M. DRG NO. 92 | 8915063 | 3000420 | BRADKEN | BRADKEN | 08915063 | [18 empty] | LINER | NO MODIFIER | TYPE |  | SIZE |  | MATERIAL |  | HAZARD CLASS |  | CERTIFICATION/STANDARD |  | ADDITIONAL FEATURES EN | PLATE,TOP,M.I.M. DRG NO. 92-6-225 (3P CRUSHER SWING JAW)
STP_009 | Data Enrichment | RMU |  | 2023-07-10 |  |  | 1271813 | 1271813 | LINER;BRAK,08915063-PATTERN,PLTE,PATTERN | LINER;MNFR:BRADKEN,PTNO:08915063-PATTERN,ADDITIONAL FEATURES EN:PLATE,PATTERN CONTRIBUTION PLATE,TOP LINER | 01)BRADKEN RESOURCES PTY LIM,01)08915063-PATTERN,LINER,01)PLATE,PATTERN CONTRIBUTION | 08915063-PATTERN | 3000420 | BRADKEN | BRADKEN | 08915063-PATTERN | [18 empty] | LINER | NO MODIFIER | TYPE |  | SIZE |  | MATERIAL |  | HAZARD CLASS |  | CERTIFICATION/STANDARD |  | ADDITIONAL FEATURES EN | PLATE,PATTERN CONTRIBUTION PLATE,TOP LINER
STP_009 | Data Enrichment | RMU |  | 2023-07-10 |  |  | 1271814 | 1271814 | LINER;BRAK,08915065,PLTE,MIDL,M.I.M DRG | LINER;MNFR:BRADKEN,PTNO:08915065,ADDITIONAL FEATURES EN:PLATE,MIDDLE,M.I.M DRG NO. 92-6-225 (3P CRUSHER SWING JAW) | 01)BRADKEN RESOURCES PTY LIM,01)08915065,LINER,01)PLATE,MIDDLE,M.I.M DRG NO. | 8915065 | 3000420 | BRADKEN | BRADKEN | 08915065 | [18 empty] | LINER | NO MODIFIER | TYPE |  | SIZE |  | MATERIAL |  | HAZARD CLASS |  | CERTIFICATION/STANDARD |  | ADDITIONAL FEATURES EN | PLATE,MIDDLE,M.I.M DRG NO. 92-6-225 (3P CRUSHER SWING JAW)
STP_009 | Data Enrichment | RMU |  | 2023-07-10 |  |  | 1271815 | 1271815 | LINER;BRAK,08915065-PATTERN,PLTE,PATTERN | LINER;MNFR:BRADKEN,PTNO:08915065-PATTERN,ADDITIONAL FEATURES EN:PLATE,PATTERN CONTRIBUTION PLATE,MIDDLE LINER | 01)BRADKEN RESOURCES PTY LIM,01)08915065-PATTERN,LINER,01)PLATE,PATTERN CONTRIBUTION | 08915065-PATTERN | 3000420 | BRADKEN | BRADKEN | 08915065-PATTERN | [18 empty] | LINER | NO MODIFIER | TYPE |  | SIZE |  | MATERIAL |  | HAZARD CLASS |  | CERTIFICATION/STANDARD |  | ADDITIONAL FEATURES EN | PLATE,PATTERN CONTRIBUTION PLATE,MIDDLE LINER
STP_009 | Data Enrichment | RMU |  | 2023-07-10 |  |  | 1271816 | 1271816 | LINER;BRAK,08915067,PLTE,BOTTOM LINER,M. | LINER;MNFR:BRADKEN,PTNO:08915067,ADDITIONAL FEATURES EN:PLATE,BOTTOM LINER,M.I.M. DRG NO. 92-6-225 (3P CRUSHER SWING JAW) | 01)BRADKEN RESOURCES PTY LIM,01)08915067,LINER,01)PLATE,BOTTOM LINER,M.I.M. D | 8915067 | 3000420 | BRADKEN | BRADKEN | 08915067 | [18 empty] | LINER | NO MODIFIER | TYPE |  | SIZE |  | MATERIAL |  | HAZARD CLASS |  | CERTIFICATION/STANDARD |  | ADDITIONAL FEATURES EN | PLATE,BOTTOM LINER,M.I.M. DRG NO. 92-6-225 (3P CRUSHER SWING JAW)
STP_009 | Data Enrichment | RMU |  | 2023-07-10 |  |  | 1271817 | 1271817 | LINER;BRAK,08915067-PATTERN,PLTE,PATTERN | LINER;MNFR:BRADKEN,PTNO:08915067-PATTERN,ADDITIONAL FEATURES EN:PLATE,PATTERN CONTRIBUTION PLATE,BOTTOM LINER | 01)BRADKEN RESOURCES PTY LIM,01)08915067-PATTERN,LINER,01)PLATE,PATTERN CONTRIBUTION | 08915067-PATTERN | 3000420 | BRADKEN | BRADKEN | 08915067-PATTERN | [18 empty] | LINER | NO MODIFIER | TYPE |  | SIZE |  | MATERIAL |  | HAZARD CLASS |  | CERTIFICATION/STANDARD |  | ADDITIONAL FEATURES EN | PLATE,PATTERN CONTRIBUTION PLATE,BOTTOM LINER
STP_009 | Data Enrichment | RMU |  | 2023-07-10 |  |  | 1274958 | 1274958 | LINER;BRAK,147-6-1195 IT 10 | LINER;MNFR:BRADKEN,PTNO:147-6-1195 IT 10 |  | 147-6-1195 IT 10 | 3000420 | BRADKEN | BRADKEN | 147-6-1195 IT 10 | [18 empty] | LINER | NO MODIFIER | TYPE |  | SIZE |  | MATERIAL |  | HAZARD CLASS |  | CERTIFICATION/STANDARD |  | ADDITIONAL FEATURES EN
STP_009 | Data Enrichment | RMU |  | 2023-07-10 |  |  | 1274954 | 1274954 | LINER;BRAK,147-6-1195 IT 1A | LINER;MNFR:BRADKEN,PTNO:147-6-1195 IT 1A |  | 147-6-1195 IT 1A | 3000420 | BRADKEN | BRADKEN | 147-6-1195 IT 1A | [18 empty] | LINER | NO MODIFIER | TYPE |  | SIZE |  | MATERIAL |  | HAZARD CLASS |  | CERTIFICATION/STANDARD |  | ADDITIONAL FEATURES EN
STP_009 | Data Enrichment | RMU |  | 2023-07-10 |  |  | 1274960 | 1274960 | LINER;BRAK,147-6-1195 IT 1B | LINER;MNFR:BRADKEN,PTNO:147-6-1195 IT 1B |  | 147-6-1195 IT 1B | 3000420 | BRADKEN | BRADKEN | 147-6-1195 IT 1B | [18 empty] | LINER | NO MODIFIER | TYPE |  | SIZE |  | MATERIAL |  | HAZARD CLASS |  | CERTIFICATION/STANDARD |  | ADDITIONAL FEATURES EN
STP_009 | Data Enrichment | RMU |  | 2023-07-10 |  |  | 1274957 | 1274957 | LINER;BRAK,147-6-1195 IT 2A | LINER;MNFR:BRADKEN,PTNO:147-6-1195 IT 2A |  | 147-6-1195 IT 2A | 3000420 | BRADKEN | BRADKEN | 147-6-1195 IT 2A | [18 empty] | LINER | NO MODIFIER | TYPE |  | SIZE |  | MATERIAL |  | HAZARD CLASS |  | CERTIFICATION/STANDARD |  | ADDITIONAL FEATURES EN
STP_009 | Data Enrichment | RMU |  | 2023-07-10 |  |  | 1274956 | 1274956 | LINER;BRAK,147-6-1195 IT 2B | LINER;MNFR:BRADKEN,PTNO:147-6-1195 IT 2B |  | 147-6-1195 IT 2B | 3000420 | BRADKEN | BRADKEN | 147-6-1195 IT 2B | [18 empty] | LINER | NO MODIFIER | TYPE |  | SIZE |  | MATERIAL |  | HAZARD CLASS |  | CERTIFICATION/STANDARD |  | ADDITIONAL FEATURES EN
STP_009 | Data Enrichment | RMU |  | 2023-07-10 |  |  | 1274952 | 1274952 | LINER;BRAK,147-6-1195 IT 3A | LINER;MNFR:BRADKEN,PTNO:147-6-1195 IT 3A |  | 147-6-1195 IT 3A | 3000420 | BRADKEN | BRADKEN | 147-6-1195 IT 3A | [18 empty] | LINER | NO MODIFIER | TYPE |  | SIZE |  | MATERIAL |  | HAZARD CLASS |  | CERTIFICATION/STANDARD |  | ADDITIONAL FEATURES EN
STP_009 | Data Enrichment | RMU |  | 2023-07-10 |  |  | 1274953 | 1274953 | LINER;BRAK,147-6-1195 IT 3B | LINER;MNFR:BRADKEN,PTNO:147-6-1195 IT 3B |  | 147-6-1195 IT 3B | 3000420 | BRADKEN | BRADKEN | 147-6-1195 IT 3B | [18 empty] | LINER | NO MODIFIER | TYPE |  | SIZE |  | MATERIAL |  | HAZARD CLASS |  | CERTIFICATION/STANDARD |  | ADDITIONAL FEATURES EN
STP_009 | Data Enrichment | RMU |  | 2023-07-10 |  |  | 1274955 | 1274955 | LINER;BRAK,147-6-1195IT1 | LINER;MNFR:BRADKEN,PTNO:147-6-1195IT1 |  | 147-6-1195IT1 | 3000420 | BRADKEN | BRADKEN | 147-6-1195IT1 | [18 empty] | LINER | NO MODIFIER | TYPE |  | SIZE |  | MATERIAL |  | HAZARD CLASS |  | CERTIFICATION/STANDARD |  | ADDITIONAL FEATURES EN
STP_009 | Data Enrichment | RMU |  | 2023-07-10 |  |  | 1274959 | 1274959 | LINER;BRAK,147-6-1195IT2 | LINER;MNFR:BRADKEN,PTNO:147-6-1195IT2 |  | 147-6-1195IT2 | 3000420 | BRADKEN | BRADKEN | 147-6-1195IT2 | [18 empty] | LINER | NO MODIFIER | TYPE |  | SIZE |  | MATERIAL |  | HAZARD CLASS |  | CERTIFICATION/STANDARD |  | ADDITIONAL FEATURES EN
STP_009 | Data Enrichment | RMU |  | 2023-07-10 |  |  | 1274892 | 1274892 | LINER;BRAK,BK147-6-1084-MK27L | LINER;MNFR:BRADKEN,PTNO:BK147-6-1084-MK27L |  | BK147-6-1084-MK27L | 3000420 | BRADKEN | BRADKEN | BK147-6-1084-MK27L | [18 empty] | LINER | NO MODIFIER | TYPE |  | SIZE |  | MATERIAL |  | HAZARD CLASS |  | CERTIFICATION/STANDARD |  | ADDITIONAL FEATURES EN
STP_009 | Data Enrichment | RMU |  | 2023-07-10 |  |  | 1274893 | 1274893 | LINER;BRAK,BK147-6-1084-MK27R | LINER;MNFR:BRADKEN,PTNO:BK147-6-1084-MK27R |  | BK147-6-1084-MK27R | 3000420 | BRADKEN | BRADKEN | BK147-6-1084-MK27R | [18 empty] | LINER | NO MODIFIER | TYPE |  | SIZE |  | MATERIAL |  | HAZARD CLASS |  | CERTIFICATION/STANDARD |  | ADDITIONAL FEATURES EN
STP_009 | Data Enrichment | RMU |  | 2023-07-10 |  |  | 1274894 | 1274894 | LINER;BRAK,BK147-6-1084-MK29L | LINER;MNFR:BRADKEN,PTNO:BK147-6-1084-MK29L |  | BK147-6-1084-MK29L | 3000420 | BRADKEN | BRADKEN | BK147-6-1084-MK29L | [18 empty] | LINER | NO MODIFIER | TYPE |  | SIZE |  | MATERIAL |  | HAZARD CLASS |  | CERTIFICATION/STANDARD |  | ADDITIONAL FEATURES EN
STP_009 | Data Enrichment | RMU |  | 2023-07-10 |  |  | 1274895 | 1274895 | LINER;BRAK,BK147-6-1084-MK29R | LINER;MNFR:BRADKEN,PTNO:BK147-6-1084-MK29R |  | BK147-6-1084-MK29R | 3000420 | BRADKEN | BRADKEN | BK147-6-1084-MK29R | [18 empty] | LINER | NO MODIFIER | TYPE |  | SIZE |  | MATERIAL |  | HAZARD CLASS |  | CERTIFICATION/STANDARD |  | ADDITIONAL FEATURES EN
STP_009 | Data Enrichment | RMU |  | 2023-07-10 |  |  | 1274896 | 1274896 | LINER;BRAK,BK147-6-1084-MK30L | LINER;MNFR:BRADKEN,PTNO:BK147-6-1084-MK30L |  | BK147-6-1084-MK30L | 3000420 | BRADKEN | BRADKEN | BK147-6-1084-MK30L | [18 empty] | LINER | NO MODIFIER | TYPE |  | SIZE |  | MATERIAL |  | HAZARD CLASS |  | CERTIFICATION/STANDARD |  | ADDITIONAL FEATURES EN
STP_009 | Data Enrichment | RMU |  | 2023-07-10 |  |  | 1274897 | 1274897 | LINER;BRAK,BK147-6-1084-MK30R | LINER;MNFR:BRADKEN,PTNO:BK147-6-1084-MK30R |  | BK147-6-1084-MK30R | 3000420 | BRADKEN | BRADKEN | BK147-6-1084-MK30R | [18 empty] | LINER | NO MODIFIER | TYPE |  | SIZE |  | MATERIAL |  | HAZARD CLASS |  | CERTIFICATION/STANDARD |  | ADDITIONAL FEATURES EN
STP_009 | Data Enrichment | RMU |  | 2023-07-10 |  |  | 1274898 | 1274898 | LINER;BRAK,BK147-6-1084-MK31L | LINER;MNFR:BRADKEN,PTNO:BK147-6-1084-MK31L |  | BK147-6-1084-MK31L | 3000420 | BRADKEN | BRADKEN | BK147-6-1084-MK31L | [18 empty] | LINER | NO MODIFIER | TYPE |  | SIZE |  | MATERIAL |  | HAZARD CLASS |  | CERTIFICATION/STANDARD |  | ADDITIONAL FEATURES EN
STP_009 | Data Enrichment | RMU |  | 2023-07-10 |  |  | 1274899 | 1274899 | LINER;BRAK,BK147-6-1084-MK31R | LINER;MNFR:BRADKEN,PTNO:BK147-6-1084-MK31R |  | BK147-6-1084-MK31R | 3000420 | BRADKEN | BRADKEN | BK147-6-1084-MK31R | [18 empty] | LINER | NO MODIFIER | TYPE |  | SIZE |  | MATERIAL |  | HAZARD CLASS |  | CERTIFICATION/STANDARD |  | ADDITIONAL FEATURES EN
STP_009 | Data Enrichment | RMU |  | 2023-07-10 |  |  | 1274900 | 1274900 | LINER;BRAK,BK147-6-1084-MK32L | LINER;MNFR:BRADKEN,PTNO:BK147-6-1084-MK32L |  | BK147-6-1084-MK32L | 3000420 | BRADKEN | BRADKEN | BK147-6-1084-MK32L | [18 empty] | LINER | NO MODIFIER | TYPE |  | SIZE |  | MATERIAL |  | HAZARD CLASS |  | CERTIFICATION/STANDARD |  | ADDITIONAL FEATURES EN
STP_009 | Data Enrichment | RMU |  | 2023-07-10 |  |  | 1274901 | 1274901 | LINER;BRAK,BK147-6-1084-MK32R | LINER;MNFR:BRADKEN,PTNO:BK147-6-1084-MK32R |  | BK147-6-1084-MK32R | 3000420 | BRADKEN | BRADKEN | BK147-6-1084-MK32R | [18 empty] | LINER | NO MODIFIER | TYPE |  | SIZE |  | MATERIAL |  | HAZARD CLASS |  | CERTIFICATION/STANDARD |  | ADDITIONAL FEATURES EN
STP_009 | Data Enrichment | RMU |  | 2023-07-10 |  |  | 1274902 | 1274902 | LINER;BRAK,BK147-6-1084-MK33L | LINER;MNFR:BRADKEN,PTNO:BK147-6-1084-MK33L |  | BK147-6-1084-MK33L | 3000420 | BRADKEN | BRADKEN | BK147-6-1084-MK33L | [18 empty] | LINER | NO MODIFIER | TYPE |  | SIZE |  | MATERIAL |  | HAZARD CLASS |  | CERTIFICATION/STANDARD |  | ADDITIONAL FEATURES EN
STP_009 | Data Enrichment | RMU |  | 2023-07-10 |  |  | 1274903 | 1274903 | LINER;BRAK,BK147-6-1084-MK33R | LINER;MNFR:BRADKEN,PTNO:BK147-6-1084-MK33R |  | BK147-6-1084-MK33R | 3000420 | BRADKEN | BRADKEN | BK147-6-1084-MK33R | [18 empty] | LINER | NO MODIFIER | TYPE |  | SIZE |  | MATERIAL |  | HAZARD CLASS |  | CERTIFICATION/STANDARD |  | ADDITIONAL FEATURES EN
STP_009 | Data Enrichment | RMU |  | 2023-07-10 |  |  | 1274904 | 1274904 | LINER;BRAK,BK147-6-1084-MK34 | LINER;MNFR:BRADKEN,PTNO:BK147-6-1084-MK34 |  | BK147-6-1084-MK34 | 3000420 | BRADKEN | BRADKEN | BK147-6-1084-MK34 | [18 empty] | LINER | NO MODIFIER | TYPE |  | SIZE |  | MATERIAL |  | HAZARD CLASS |  | CERTIFICATION/STANDARD |  | ADDITIONAL FEATURES EN
STP_009 | Data Enrichment | RMU |  | 2023-07-10 |  |  | 1273838 | 1273838 | LINER;BRAK,CFS022,432-6-4365R02-534X419 | LINER;MNFR:BRADKEN,PTNO:CFS022,ADDITIONAL FEATURES EN:432-6-4365R02-534X419 | 01)CUSTOM STEEL FAB PTY LTD,01)CSF022,LINER,01)432-6-4365R02-534X419 | CFS022 | 3000420 | BRADKEN | BRADKEN | CFS022 | [18 empty] | LINER | NO MODIFIER | TYPE |  | SIZE |  | MATERIAL |  | HAZARD CLASS |  | CERTIFICATION/STANDARD |  | ADDITIONAL FEATURES EN | 432-6-4365R02-534X419
STP_009 | Data Enrichment | RMU |  | 2023-07-10 |  |  | 1273839 | 1273839 | LINER;BRAK,CFS023,432-6-4368R02-550X300 | LINER;MNFR:BRADKEN,PTNO:CFS023,ADDITIONAL FEATURES EN:432-6-4368R02-550X300 | 01)CUSTOM STEEL FAB PTY LTD,01)CFS023,LINER,01)432-6-4368R02-550X300 | CFS023 | 3000420 | BRADKEN | BRADKEN | CFS023 | [18 empty] | LINER | NO MODIFIER | TYPE |  | SIZE |  | MATERIAL |  | HAZARD CLASS |  | CERTIFICATION/STANDARD |  | ADDITIONAL FEATURES EN | 432-6-4368R02-550X300
STP_009 | Data Enrichment | RMU |  | 2023-07-10 |  |  | 1273840 | 1273840 | LINER;BRAK,CFS024,432-6-4377R01-585X217 | LINER;MNFR:BRADKEN,PTNO:CFS024,ADDITIONAL FEATURES EN:432-6-4377R01-585X217 | 01)CUSTOM STEEL FAB PTY LTD,01)CFS024,LINER,01)432-6-4377R01-585X217 | CFS024 | 3000420 | BRADKEN | BRADKEN | CFS024 | [18 empty] | LINER | NO MODIFIER | TYPE |  | SIZE |  | MATERIAL |  | HAZARD CLASS |  | CERTIFICATION/STANDARD |  | ADDITIONAL FEATURES EN | 432-6-4377R01-585X217
STP_009 | Data Enrichment | RMU |  | 2023-07-10 |  |  | 1273841 | 1273841 | LINER;BRAK,CFS025,432-6-4381R01-585X585 | LINER;MNFR:BRADKEN,PTNO:CFS025,ADDITIONAL FEATURES EN:432-6-4381R01-585X585 | 01)CUSTOM STEEL FAB PTY LTD,01)CFS025,LINER,01)432-6-4381R01-585X585 | CFS025 | 3000420 | BRADKEN | BRADKEN | CFS025 | [18 empty] | LINER | NO MODIFIER | TYPE |  | SIZE |  | MATERIAL |  | HAZARD CLASS |  | CERTIFICATION/STANDARD |  | ADDITIONAL FEATURES EN | 432-6-4381R01-585X585
STP_009 | Data Enrichment | RMU |  | 2023-07-10 |  |  | 1273842 | 1273842 | LINER;BRAK,CFS026,432-6-4382R02-585X585 | LINER;MNFR:BRADKEN,PTNO:CFS026,ADDITIONAL FEATURES EN:432-6-4382R02-585X585 | 01)CUSTOM STEEL FAB PTY LTD,01)CFS026,LINER,01)432-6-4382R02-585X585 | CFS026 | 3000420 | BRADKEN | BRADKEN | CFS026 | [18 empty] | LINER | NO MODIFIER | TYPE |  | SIZE |  | MATERIAL |  | HAZARD CLASS |  | CERTIFICATION/STANDARD |  | ADDITIONAL FEATURES EN | 432-6-4382R02-585X585
STP_009 | Data Enrichment | RMU |  | 2023-07-10 |  |  | 1273843 | 1273843 | LINER;BRAK,CFS027,432-6-4383R01-477X300 | LINER;MNFR:BRADKEN,PTNO:CFS027,ADDITIONAL FEATURES EN:432-6-4383R01-477X300 | 01)CUSTOM STEEL FAB PTY LTD,01)CFS027,LINER,01)432-6-4383R01-477X300 | CFS027 | 3000420 | BRADKEN | BRADKEN | CFS027 | [18 empty] | LINER | NO MODIFIER | TYPE |  | SIZE |  | MATERIAL |  | HAZARD CLASS |  | CERTIFICATION/STANDARD |  | ADDITIONAL FEATURES EN | 432-6-4383R01-477X300
STP_009 | Data Enrichment | RMU |  | 2023-07-10 |  |  | 1272880 | 1272880 | LINER;BRAK,CSF LNR B500 320X375,DBL,FINE | LINER;MNFR:BRADKEN,PTNO:CSF LNR B500 320X375,ADDITIONAL FEATURES EN:DOUBLE,FINE CHUTE | 01)CUSTOM STEEL FAB PTY LTD,01)CSF LNR B500 320X375,LINER,01)DOUBLE,FINE CHUTE | CSF LNR B500 320X375 | 3000420 | BRADKEN | BRADKEN | CSF LNR B500 320X375 | [18 empty] | LINER | NO MODIFIER | TYPE |  | SIZE |  | MATERIAL |  | HAZARD CLASS |  | CERTIFICATION/STANDARD |  | ADDITIONAL FEATURES EN | DOUBLE,FINE CHUTE
STP_009 | Data Enrichment | RMU |  | 2023-07-10 |  |  | 1272879 | 1272879 | LINER;BRAK,CSF LNR B500 410X320,DBL,FINE | LINER;MNFR:BRADKEN,PTNO:CSF LNR B500 410X320,ADDITIONAL FEATURES EN:DOUBLE,FINE CHUTE | 01)CUSTOM STEEL FAB PTY LTD,01)CSF LNR B500 410X320,LINER,01)DOUBLE,FINE CHUTE | CSF LNR B500 410X320 | 3000420 | BRADKEN | BRADKEN | CSF LNR B500 410X320 | [18 empty] | LINER | NO MODIFIER | TYPE |  | SIZE |  | MATERIAL |  | HAZARD CLASS |  | CERTIFICATION/STANDARD |  | ADDITIONAL FEATURES EN | DOUBLE,FINE CHUTE
STP_009 | Data Enrichment | RMU |  | 2023-07-10 |  |  | 1273836 | 1273836 | LINER;BRAK,CSF020,432-6-4363R01-439X316 | LINER;MNFR:BRADKEN,PTNO:CSF020,ADDITIONAL FEATURES EN:432-6-4363R01-439X316 | 01)CUSTOM STEEL FAB PTY LTD,01)CSF020,LINER,01)432-6-4363R01-439X316 | CSF020 | 3000420 | BRADKEN | BRADKEN | CSF020 | [18 empty] | LINER | NO MODIFIER | TYPE |  | SIZE |  | MATERIAL |  | HAZARD CLASS |  | CERTIFICATION/STANDARD |  | ADDITIONAL FEATURES EN | 432-6-4363R01-439X316
STP_009 | Data Enrichment | RMU |  | 2023-07-10 |  |  | 1273837 | 1273837 | LINER;BRAK,CSF021,432-6-4359R01-439X316 | LINER;MNFR:BRADKEN,PTNO:CSF021,ADDITIONAL FEATURES EN:432-6-4359R01-439X316 | 01)CUSTOM STEEL FAB PTY LTD,01)CSF021,LINER,01)432-6-4359R01-439X316 | CSF021 | 3000420 | BRADKEN | BRADKEN | CSF021 | [18 empty] | LINER | NO MODIFIER | TYPE |  | SIZE |  | MATERIAL |  | HAZARD CLASS |  | CERTIFICATION/STANDARD |  | ADDITIONAL FEATURES EN | 432-6-4359R01-439X316
STP_009 | Data Enrichment | RMU |  | 2023-07-10 |  |  | 1273847 | 1273847 | LINER;BRAK,CSF028,D6 DROP | LINER;MNFR:BRADKEN,PTNO:CSF028,ADDITIONAL FEATURES EN:D6 DROP | 01)CUMSTOM STEEL FAB,01)CSF028,LINER,01)D6 DROP | CSF028 | 3000420 | BRADKEN | BRADKEN | CSF028 | [18 empty] | LINER | NO MODIFIER | TYPE |  | SIZE |  | MATERIAL |  | HAZARD CLASS |  | CERTIFICATION/STANDARD |  | ADDITIONAL FEATURES EN | D6 DROP
STP_009 | Data Enrichment | RMU |  | 2023-07-10 |  |  | 1273848 | 1273848 | LINER;BRAK,CSF029,D6 DROP | LINER;MNFR:BRADKEN,PTNO:CSF029,ADDITIONAL FEATURES EN:D6 DROP | 01)CUMSTOM STEEL FAB,01)CSF029,LINER,01)D6 DROP | CSF029 | 3000420 | BRADKEN | BRADKEN | CSF029 | [18 empty] | LINER | NO MODIFIER | TYPE |  | SIZE |  | MATERIAL |  | HAZARD CLASS |  | CERTIFICATION/STANDARD |  | ADDITIONAL FEATURES EN | D6 DROP
STP_009 | Data Enrichment | RMU |  | 2023-07-10 |  |  | 1273849 | 1273849 | LINER;BRAK,CSF030,CRUSHER LIP 18L | LINER;MNFR:BRADKEN,PTNO:CSF030,ADDITIONAL FEATURES EN:CRUSHER LIP 18L | 01)CUMSTOM STEEL FAB,01)CSF030,LINER,01)CRUSHER LIP 18L | CSF030 | 3000420 | BRADKEN | BRADKEN | CSF030 | [18 empty] | LINER | NO MODIFIER | TYPE |  | SIZE |  | MATERIAL |  | HAZARD CLASS |  | CERTIFICATION/STANDARD |  | ADDITIONAL FEATURES EN | CRUSHER LIP 18L
STP_009 | Data Enrichment | RMU |  | 2023-07-10 |  |  | 1211906 | 1211906 | LINER;BRAK,DW2874S-B300,WEAR BILLET | LINER;MNFR:BRADKEN,PTNO:DW2874S-B300,ADDITIONAL FEATURES EN:WEAR BILLET | 01)BRADKEN MINING,01)DW2874S-B300,LINER,01)WEAR BILLET | DW2874S-B300 | 3000420 | BRADKEN | BRADKEN | DW2874S-B300 | [18 empty] | LINER | NO MODIFIER | TYPE |  | SIZE |  | MATERIAL |  | HAZARD CLASS |  | CERTIFICATION/STANDARD |  | ADDITIONAL FEATURES EN | WEAR BILLET
STP_009 | Data Enrichment | RMU |  | 2023-07-10 |  |  | 1274969 | 1274969 | LINER;BRAK,MIM147-6-1265-MK10 | LINER;MNFR:BRADKEN,PTNO:MIM147-6-1265-MK10 |  | MIM147-6-1265-MK10 | 3000420 | BRADKEN | BRADKEN | MIM147-6-1265-MK10 | [18 empty] | LINER | NO MODIFIER | TYPE |  | SIZE |  | MATERIAL |  | HAZARD CLASS |  | CERTIFICATION/STANDARD |  | ADDITIONAL FEATURES EN
STP_009 | Data Enrichment | RMU |  | 2023-07-10 |  |  | 1274970 | 1274970 | LINER;BRAK,MIM147-6-1265-MK17 | LINER;MNFR:BRADKEN,PTNO:MIM147-6-1265-MK17 |  | MIM147-6-1265-MK17 | 3000420 | BRADKEN | BRADKEN | MIM147-6-1265-MK17 | [18 empty] | LINER | NO MODIFIER | TYPE |  | SIZE |  | MATERIAL |  | HAZARD CLASS |  | CERTIFICATION/STANDARD |  | ADDITIONAL FEATURES EN
STP_009 | Data Enrichment | RMU |  | 2023-07-10 |  |  | 1211843 | 1211843 | LINER;BRAK,MIM-28-6-LB2264,PLTE, 25MM BI | LINER;MNFR:BRADKEN,PTNO:MIM-28-6-LB2264,ADDITIONAL FEATURES EN:PLATE, 25MM BIS 500 SCREEN DISCHARGE CHUTE | 01)BRADKEN MINING,01)MIM-28-6-LB2264,LINER,01)PLATE, 25MM BIS 500 SCREEN | MIM-28-6-LB2264 | 3000420 | BRADKEN | BRADKEN | MIM-28-6-LB2264 | [18 empty] | LINER | NO MODIFIER | TYPE |  | SIZE |  | MATERIAL |  | HAZARD CLASS |  | CERTIFICATION/STANDARD |  | ADDITIONAL FEATURES EN | PLATE,25MM BIS 500 SCREEN DISCHARGE CHUTE
STP_009 | Data Enrichment | RMU |  | 2023-07-10 |  |  | 1211845 | 1211845 | LINER;BRAK,MIM-28-6-LB228,PLTE, 25MM BIS | LINER;MNFR:BRADKEN,PTNO:MIM-28-6-LB228,ADDITIONAL FEATURES EN:PLATE, 25MM BIS 500 SCREEN DISCHARGE CHUTE | 01)BRADKEN MINING,01)MIM-28-6-LB228,LINER,01)PLATE, 25MM BIS 500 SCREEN | MIM-28-6-LB228 | 3000420 | BRADKEN | BRADKEN | MIM-28-6-LB228 | [18 empty] | LINER | NO MODIFIER | TYPE |  | SIZE |  | MATERIAL |  | HAZARD CLASS |  | CERTIFICATION/STANDARD |  | ADDITIONAL FEATURES EN | PLATE,25MM BIS 500 SCREEN DISCHARGE CHUTE
STP_009 | Data Enrichment | RMU |  | 2023-07-10 |  |  | 1211842 | 1211842 | LINER;BRAK,MIM-28-6-LB2286,PLTE, 25MM BI | LINER;MNFR:BRADKEN,PTNO:MIM-28-6-LB2286,ADDITIONAL FEATURES EN:PLATE, 25MM BIS 500 SCREEN DISCHARGE CHUTE | 01)BRADKEN MINING,01)MIM-28-6-LB2286,LINER,01)PLATE, 25MM BIS 500 SCREEN | MIM-28-6-LB2286 | 3000420 | BRADKEN | BRADKEN | MIM-28-6-LB2286 | [18 empty] | LINER | NO MODIFIER | TYPE |  | SIZE |  | MATERIAL |  | HAZARD CLASS |  | CERTIFICATION/STANDARD |  | ADDITIONAL FEATURES EN | PLATE,25MM BIS 500 SCREEN DISCHARGE CHUTE
STP_009 | Data Enrichment | RMU |  | 2023-07-10 |  |  | 1211939 | 1211939 | LINER;BRAK,MIM-28-6-LB229,PLTE, 25MM BIS | LINER;MNFR:BRADKEN,PTNO:MIM-28-6-LB229,ADDITIONAL FEATURES EN:PLATE, 25MM BIS 500 SCREEN DISCHARGE CHUTE | 01)BRADKEN MINING,01)MIM-28-6-LB229,LINER,01)PLATE, 25MM BIS 500 SCREEN | MIM-28-6-LB229 | 3000420 | BRADKEN | BRADKEN | MIM-28-6-LB229 | [18 empty] | LINER | NO MODIFIER | TYPE |  | SIZE |  | MATERIAL |  | HAZARD CLASS |  | CERTIFICATION/STANDARD |  | ADDITIONAL FEATURES EN | PLATE,25MM BIS 500 SCREEN DISCHARGE CHUTE
STP_009 | Data Enrichment | RMU |  | 2023-07-10 |  |  | 1211841 | 1211841 | LINER;BRAK,MIM-28-6-LB2294,PLTE, 25MM BI | LINER;MNFR:BRADKEN,PTNO:MIM-28-6-LB2294,ADDITIONAL FEATURES EN:PLATE, 25MM BIS 500 SCREEN DISCHARGE CHUTE | 01)BRADKEN MINING,01)MIM-28-6-LB2294,LINER,01)PLATE, 25MM BIS 500 SCREEN | MIM-28-6-LB2294 | 3000420 | BRADKEN | BRADKEN | MIM-28-6-LB2294 | [18 empty] | LINER | NO MODIFIER | TYPE |  | SIZE |  | MATERIAL |  | HAZARD CLASS |  | CERTIFICATION/STANDARD |  | ADDITIONAL FEATURES EN | PLATE,25MM BIS 500 SCREEN DISCHARGE CHUTE
STP_009 | Data Enrichment | RMU |  | 2023-07-10 |  |  | 1211840 | 1211840 | LINER;BRAK,MIM-28-6-LB2295,PLTE, 25MM BI | LINER;MNFR:BRADKEN,PTNO:MIM-28-6-LB2295,ADDITIONAL FEATURES EN:PLATE, 25MM BIS 500 SCREEN DISCHARGE CHUTE | 01)BRADKEN MINING,01)MIM-28-6-LB2295,LINER,01)PLATE, 25MM BIS 500 SCREEN | MIM-28-6-LB2295 | 3000420 | BRADKEN | BRADKEN | MIM-28-6-LB2295 | [18 empty] | LINER | NO MODIFIER | TYPE |  | SIZE |  | MATERIAL |  | HAZARD CLASS |  | CERTIFICATION/STANDARD |  | ADDITIONAL FEATURES EN | PLATE,25MM BIS 500 SCREEN DISCHARGE CHUTE
STP_009 | Data Enrichment | RMU |  | 2023-07-10 |  |  | 1211839 | 1211839 | LINER;BRAK,MIM-28-6-LB2301,PLTE, 25MM BI | LINER;MNFR:BRADKEN,PTNO:MIM-28-6-LB2301,ADDITIONAL FEATURES EN:PLATE, 25MM BIS 500 SCREEN DISCHARGE CHUTE | 01)BRADKEN MINING,01)MIM-28-6-LB2301,LINER,01)PLATE, 25MM BIS 500 SCREEN | MIM-28-6-LB2301 | 3000420 | BRADKEN | BRADKEN | MIM-28-6-LB2301 | [18 empty] | LINER | NO MODIFIER | TYPE |  | SIZE |  | MATERIAL |  | HAZARD CLASS |  | CERTIFICATION/STANDARD |  | ADDITIONAL FEATURES EN | PLATE,25MM BIS 500 SCREEN DISCHARGE CHUTE
STP_009 | Data Enrichment | RMU |  | 2023-07-10 |  |  | 1211844 | 1211844 | LINER;BRAK,MIM-28-6-LB2303,PLTE, 25MM BI | LINER;MNFR:BRADKEN,PTNO:MIM-28-6-LB2303,ADDITIONAL FEATURES EN:PLATE, 25MM BIS 500 SCREEN DISCHARGE CHUTE | 01)BRADKEN MINING,01)MIM-28-6-LB2303,LINER,01)PLATE, 25MM BIS 500 SCREEN | MIM-28-6-LB2303 | 3000420 | BRADKEN | BRADKEN | MIM-28-6-LB2303 | [18 empty] | LINER | NO MODIFIER | TYPE |  | SIZE |  | MATERIAL |  | HAZARD CLASS |  | CERTIFICATION/STANDARD |  | ADDITIONAL FEATURES EN | PLATE,25MM BIS 500 SCREEN DISCHARGE CHUTE
STP_009 | Data Enrichment | RMU |  | 2023-07-10 |  |  | 1242366 | 1242366 | LINER;WEI,B1110A05 | RECUBRIMIENTO;MNFR:WEIR,PTNO:B1110A05,CARACTERISTICAS ADICIONALES ES: VOLUTA WARMAN 1.5/1 B-AH,MNFR 01:VULCO | RECUBRIMIENTO | B1110A05 | 3000036 | WEIR | WEIR | B1110A05 | [18 empty] | LINER | NO MODIFIER | TYPE |  | SIZE |  | MATERIAL |  | HAZARD CLASS |  | CERTIFICATION/STANDARD |  | ADDITIONAL FEATURES EN | [61 empty] | CARACTERISTICAS ADICIONALES ES: VOLUTA WARMAN 1.5/1 B-AH,MNFR 01:VULCO
STP_009 | Data Enrichment | RMU |  | 2023-07-10 |  |  | 1274122 | 1274122 | LINER;WEI,E4026MC23 | RECUBRIMIENTO;MNFR:WEIR,PTNO:E4026MC23, | LINER | E4026MC23 | 3000036 | WEIR | WEIR | E4026MC23, | [18 empty] | LINER | NO MODIFIER | TYPE |  | SIZE |  | MATERIAL |  | HAZARD CLASS |  | CERTIFICATION/STANDARD |  | ADDITIONAL FEATURES EN
STP_009 | Data Enrichment | RYM |  | 2023-07-10 |  |  | 1252822 | 1252822 | PLUG,ELEC;DIEC,1P.ILMCNM06 | PLUG,ELECTRICAL;MNFR:DIECI,PTNO:1P.ILMCNM06,ADDITIONAL FEATURES EN:6 | PLUG,ELECTRICAL,01)6 | 1P.ILMCNM06 | 3000511 | DIECI | DIECI | 1P.ILMCNM06 | [18 empty] | PLUG | ELECTRICAL | TYPE |  | VOLTAGE RATING |  | CURRENT RATING |  | NUMBER OF PINS |  | PIN MATERIAL |  | CONNECTION TYPE |  | SIZE |  | BODY MATERIAL |  | NUMBER OF PHASE |  | HAZARD CLASS |  | CERTIFICATION/STANDARD |  | ADDITIONAL FEATURES EN | 6
STP_009 | Data Enrichment | RYM |  | 2023-07-10 |  |  | 1252841 | 1252841 | PLUG,ELEC;DIEC,4C.125402 | PLUG,ELECTRICAL;MNFR:DIECI,PTNO:4C.125402,ADDITIONAL FEATURES EN:BODY | PLUG,ELECTRICAL,01)BODY | 4C.125402 | 3000511 | DIECI | DIECI | 4C.125402 | [18 empty] | PLUG | ELECTRICAL | TYPE |  | VOLTAGE RATING |  | CURRENT RATING |  | NUMBER OF PINS |  | PIN MATERIAL |  | CONNECTION TYPE |  | SIZE |  | BODY MATERIAL |  | NUMBER OF PHASE |  | HAZARD CLASS |  | CERTIFICATION/STANDARD |  | ADDITIONAL FEATURES EN | BODY
STP_009 | Data Enrichment | RYM |  | 2023-07-10 |  |  | 1252891 | 1252891 | PLUG,ELEC;DIEC,4C.XE0800558 | PLUG,ELECTRICAL;MNFR:DIECI,PTNO:4C.XE0800558,ADDITIONAL FEATURES EN:SENSOR | PLUG,ELECTRICAL,01)SENSOR | 4C.XE0800558 | 3000511 | DIECI | DIECI | 4C.XE0800558 | [18 empty] | PLUG | ELECTRICAL | TYPE |  | VOLTAGE RATING |  | CURRENT RATING |  | NUMBER OF PINS |  | PIN MATERIAL |  | CONNECTION TYPE |  | SIZE |  | BODY MATERIAL |  | NUMBER OF PHASE |  | HAZARD CLASS |  | CERTIFICATION/STANDARD |  | ADDITIONAL FEATURES EN | SENSOR
STP_009 | Data Enrichment | RYM |  | 2023-07-10 |  |  | 1252840 | 1252840 | PLUG,ELEC;DIEC,BCN2709 | PLUG,ELECTRICAL;MNFR:DIECI,PTNO:BCN2709,ADDITIONAL FEATURES EN:TOW | PLUG,ELECTRICAL,01)TOW | BCN2709 | 3000511 | DIECI | DIECI | BCN2709 | [18 empty] | PLUG | ELECTRICAL | TYPE |  | VOLTAGE RATING |  | CURRENT RATING |  | NUMBER OF PINS |  | PIN MATERIAL |  | CONNECTION TYPE |  | SIZE |  | BODY MATERIAL |  | NUMBER OF PHASE |  | HAZARD CLASS |  | CERTIFICATION/STANDARD |  | ADDITIONAL FEATURES EN | TOW
STP_009 | Data Enrichment | RYM |  | 2023-07-10 |  |  | 1252919 | 1252919 | PLUG,ELEC;DIEC,BEK6070 | PLUG,ELECTRICAL;MNFR:DIECI,PTNO:BEK6070,ADDITIONAL FEATURES EN:COMPLETE | PLUG,ELECTRICAL,01)COMPLETE | BEK6070 | 3000511 | DIECI | DIECI | BEK6070 | [18 empty] | PLUG | ELECTRICAL | TYPE |  | VOLTAGE RATING |  | CURRENT RATING |  | NUMBER OF PINS |  | PIN MATERIAL |  | CONNECTION TYPE |  | SIZE |  | BODY MATERIAL |  | NUMBER OF PHASE |  | HAZARD CLASS |  | CERTIFICATION/STANDARD |  | ADDITIONAL FEATURES EN | COMPLETE
STP_009 | Data Enrichment | RYM |  | 2023-07-10 |  |  | 1252830 | 1252830 | PLUG,ELEC;DIEC,BEN1052 | PLUG,ELECTRICAL;MNFR:DIECI,PTNO:BEN1052,ADDITIONAL FEATURES EN:ROTATING LAMP | PLUG,ELECTRICAL,01)ROTATING LAMP | BEN1052 | 3000511 | DIECI | DIECI | BEN1052 | [18 empty] | PLUG | ELECTRICAL | TYPE |  | VOLTAGE RATING |  | CURRENT RATING |  | NUMBER OF PINS |  | PIN MATERIAL |  | CONNECTION TYPE |  | SIZE |  | BODY MATERIAL |  | NUMBER OF PHASE |  | HAZARD CLASS |  | CERTIFICATION/STANDARD |  | ADDITIONAL FEATURES EN | ROTATING LAMP
STP_009 | Data Enrichment | RYM |  | 2023-07-10 |  |  | 1333413 | 1333413 | PLUG,ELEC;DIEC,BHA1761 | PLUG,ELECTRICAL;MNFR:DIECI,PTNO:BHA1761,ADDITIONAL FEATURES EN:RADIO, 4 WAY,FITTING | PLUG,ELECTRICAL,01)RADIO, 4 WAY,FITTING | BHA1761 | 3000511 | DIECI | DIECI | BHA1761 | [18 empty] | PLUG | ELECTRICAL | TYPE |  | VOLTAGE RATING |  | CURRENT RATING |  | NUMBER OF PINS |  | PIN MATERIAL |  | CONNECTION TYPE |  | SIZE |  | BODY MATERIAL |  | NUMBER OF PHASE |  | HAZARD CLASS |  | CERTIFICATION/STANDARD |  | ADDITIONAL FEATURES EN | RADIO,4 WAY,FITTING
STP_009 | Data Enrichment | RYM |  | 2023-07-10 |  |  | 1211625 | 1211625 | PLUG,IGN;GM,12622561 | PLUG,IGNITION;MNFR:GENERAL MOTORS,PTNO:12622561 | 01)BELL & MOIR - PARTS ORDER,01)12622561,PLUG,IGNITION | 12622561 | 3000390 | GENERAL MOTORS | GENERAL MOTORS | 12622561 | [18 empty] | PLUG | IGNITION | TYPE |  | DESIGNATION |  | SPARK GAP |  | TEMPERATURE RATING |  | MATERIAL |  | INSULATOR TIP |  | THREAD SIZE |  | INSERTION LENGTH |  | TERMINAL TYPE |  | THERMAL CONDUCTIVITY |  | MOUNTING TYPE |  | HAZARD CLASS |  | CERTIFICATION/STANDARD |  | ADDITIONAL FEATURES EN
STP_009 | Data Enrichment | RYM |  | 2023-07-10 |  |  | 1269951 | 1269951 | PLUG;AB,2080IQ4OB4 | PLUG;MNFR:ALLEN BRADLEY,PTNO:2080IQ4OB4 | 01)COBAR POWERHOUSE,01)2080IQ4OB4,PLUG | 2080IQ4OB4 | 3000226 | ALLEN BRADLEY | ALLEN BRADLEY | 2080IQ4OB4 | [18 empty] | PLUG | NO MODIFIER | TYPE |  | SIZE |  | END CONNECTION |  | MATERIAL |  | HAZARD CLASS |  | CERTIFICATION/STANDARD |  | ADDITIONAL FEATURES EN
STP_009 | Data Enrichment | RYM |  | 2023-07-10 |  |  | 1270680 | 1270680 | PLUG;CASJ,E47240,PLG | PLUG;MNFR:CASE J I CO,PTNO:E47240,ADDITIONAL FEATURES EN:PLUG | 01)MAK DIESEL & EARTHMOVING,01)E47240,PLUG,01)PLUG | E47240 | 3000248 | CASE J I CO | CASE J I CO | E47240 | [18 empty] | PLUG | NO MODIFIER | TYPE |  | SIZE |  | END CONNECTION |  | MATERIAL |  | HAZARD CLASS |  | CERTIFICATION/STANDARD |  | ADDITIONAL FEATURES EN | PLUG
STP_009 | Data Enrichment | RYM |  | 2023-07-10 |  |  | 1217127 | 1217127 | PLUG;DRVT,10 PNLO-S,PROTCTV,DUST & MOIST | PLUG;MNFR:DRIVETRAIN,PTNO:10 PNLO-S,ADDITIONAL FEATURES EN:PROTECTIVE,DUST & MOISTURE SEAL:SIZE 10,THREAD 1-14 UNF-2A,STEEL,1- | 01)DRIVETRAIN AUSTRALIA,01)10 PNLO-S,PLUG,01)PROTECTIVE,DUST & MOISTURE | 10 PNLO-S | 3000461 | DRIVETRAIN | DRIVETRAIN | 10 PNLO-S | [18 empty] | PLUG | NO MODIFIER | TYPE |  | SIZE |  | END CONNECTION |  | MATERIAL |  | HAZARD CLASS |  | CERTIFICATION/STANDARD |  | ADDITIONAL FEATURES EN | PROTECTIVE | [58 empty] | DUST & MOISTURE SEAL:SIZE 10,THREAD 1-14 UNF-2A,STEEL,1-
STP_009 | Data Enrichment | RYM |  | 2023-07-10 |  |  | 1217133 | 1217133 | PLUG;DRVT,12 PNLO-S,PROTCTV,DUST & MOIST | PLUG;MNFR:DRIVETRAIN,PTNO:12 PNLO-S,ADDITIONAL FEATURES EN:PROTECTIVE,DUST & MOISTURE SEAL:SIZE 12,THREAD 1-3/16INCH UNF-2A,ST | 01)DRIVETRAIN AUSTRALIA,01)12 PNLO-S,PLUG,01)PROTECTIVE,DUST & MOISTURE | 12 PNLO-S | 3000461 | DRIVETRAIN | DRIVETRAIN | 12 PNLO-S | [18 empty] | PLUG | NO MODIFIER | TYPE |  | SIZE |  | END CONNECTION |  | MATERIAL |  | HAZARD CLASS |  | CERTIFICATION/STANDARD |  | ADDITIONAL FEATURES EN | PROTECTIVE | [58 empty] | DUST & MOISTURE SEAL:SIZE 12,THREAD 1-3/16INCH UNF-2A,ST
STP_009 | Data Enrichment | RYM |  | 2023-07-10 |  |  | 1217130 | 1217130 | PLUG;DRVT,16 PNLO-S,PROTCTV,DUST & MOIST | PLUG;MNFR:DRIVETRAIN,PTNO:16 PNLO-S,ADDITIONAL FEATURES EN:PROTECTIVE,DUST & MOISTURE SEAL:SIZE 16,THREAD 1-7/16-12 UNF-2A,STE | 01)DRIVETRAIN AUSTRALIA,01)16 PNLO-S,PLUG,01)PROTECTIVE,DUST & MOISTURE | 16 PNLO-S | 3000461 | DRIVETRAIN | DRIVETRAIN | 16 PNLO-S | [18 empty] | PLUG | NO MODIFIER | TYPE |  | SIZE |  | END CONNECTION |  | MATERIAL |  | HAZARD CLASS |  | CERTIFICATION/STANDARD |  | ADDITIONAL FEATURES EN | PROTECTIVE | [58 empty] | DUST & MOISTURE SEAL:SIZE 16,THREAD 1-7/16-12 UNF-2A,STE
STP_009 | Data Enrichment | RYM |  | 2023-07-10 |  |  | 1217313 | 1217313 | PLUG;DRVT,20 PNTX-S,HOSE: 1 5/8-12 MALE | PLUG;MNFR:DRIVETRAIN,PTNO:20 PNTX-S,ADDITIONAL FEATURES EN:HOSE: 1 5/8-12 MALE,37DEG FLARE,HEX GRIP | 01)DRIVETRAIN AUSTRALIA,01)20 PNTX-S,PLUG,01)HOSE: 1 5/8-12 MALE,37DEG F | 20 PNTX-S | 3000461 | DRIVETRAIN | DRIVETRAIN | 20 PNTX-S | [18 empty] | PLUG | NO MODIFIER | TYPE |  | SIZE |  | END CONNECTION |  | MATERIAL |  | HAZARD CLASS |  | CERTIFICATION/STANDARD |  | ADDITIONAL FEATURES EN | HOSE: 1 5/8-12 MALE,37DEG FLARE,HEX GRIP
STP_009 | Data Enrichment | RYM |  | 2023-07-10 |  |  | 1217124 | 1217124 | PLUG;DRVT,4 PNLO-S,PROTCTV,DUST & MOISTU | PLUG;MNFR:DRIVETRAIN,PTNO:4 PNLO-S,ADDITIONAL FEATURES EN:PROTECTIVE,DUST & MOISTURE SEAL:SIZE 4,THREAD 9/16-18 UNF-2A,STEEL | 01)DRIVETRAIN AUSTRALIA,01)4 PNLO-S,PLUG,01)PROTECTIVE,DUST & MOISTURE | 4 PNLO-S | 3000461 | DRIVETRAIN | DRIVETRAIN | 4 PNLO-S | [18 empty] | PLUG | NO MODIFIER | TYPE |  | SIZE |  | END CONNECTION |  | MATERIAL |  | HAZARD CLASS |  | CERTIFICATION/STANDARD |  | ADDITIONAL FEATURES EN | PROTECTIVE | [58 empty] | DUST & MOISTURE SEAL:SIZE 4,THREAD 9/16-18 UNF-2A,STEEL
STP_009 | Data Enrichment | RYM |  | 2023-07-10 |  |  | 1217300 | 1217300 | PLUG;DRVT,4 PNTX-S,HOSE:7/16-20 MALE,37D | PLUG;MNFR:DRIVETRAIN,PTNO:4 PNTX-S,ADDITIONAL FEATURES EN:HOSE:7/16-20 MALE,37DEG FLARE,HEX GRIP | 01)DRIVETRAIN AUSTRALIA,01)4 PNTX-S,PLUG,01)HOSE:7/16-20 MALE,37DEG FLA | 4 PNTX-S | 3000461 | DRIVETRAIN | DRIVETRAIN | 4 PNTX-S | [18 empty] | PLUG | NO MODIFIER | TYPE |  | SIZE |  | END CONNECTION |  | MATERIAL |  | HAZARD CLASS |  | CERTIFICATION/STANDARD |  | ADDITIONAL FEATURES EN | HOSE:7/16-20 MALE,37DEG FLARE,HEX GRIP
STP_009 | Data Enrichment | RYM |  | 2023-07-10 |  |  | 1217131 | 1217131 | PLUG;DRVT,6 PNLO-S,PROTCTV,DUST & MOISTU | PLUG;MNFR:DRIVETRAIN,PTNO:6 PNLO-S,ADDITIONAL FEATURES EN:PROTECTIVE,DUST & MOISTURE SEAL:SIZE 6,THREAD 11/16-16 UNF-2A,STEEL | 01)DRIVETRAIN AUSTRALIA,01)6 PNLO-S,PLUG,01)PROTECTIVE,DUST & MOISTURE | 6 PNLO-S | 3000461 | DRIVETRAIN | DRIVETRAIN | 6 PNLO-S | [18 empty] | PLUG | NO MODIFIER | TYPE |  | SIZE |  | END CONNECTION |  | MATERIAL |  | HAZARD CLASS |  | CERTIFICATION/STANDARD |  | ADDITIONAL FEATURES EN | PROTECTIVE | [58 empty] | DUST & MOISTURE SEAL:SIZE 6,THREAD 11/16-16 UNF-2A,STEEL
STP_009 | Data Enrichment | RYM |  | 2023-07-10 |  |  | 1217123 | 1217123 | PLUG;DRVT,8 PNLO-S,PROTCTV,DUST & MOISTU | PLUG;MNFR:DRIVETRAIN,PTNO:8 PNLO-S,ADDITIONAL FEATURES EN:PROTECTIVE,DUST & MOISTURE SEAL,SIZE 8,THREAD 13/16-18 UNF,2A,STEEL | 01)DRIVETRAIN AUSTRALIA,01)8 PNLO-S,PLUG,01)PROTECTIVE,DUST & MOISTURE | 8 PNLO-S | 3000461 | DRIVETRAIN | DRIVETRAIN | 8 PNLO-S | [18 empty] | PLUG | NO MODIFIER | TYPE |  | SIZE |  | END CONNECTION |  | MATERIAL |  | HAZARD CLASS |  | CERTIFICATION/STANDARD |  | ADDITIONAL FEATURES EN | PROTECTIVE,DUST & MOISTURE SEAL,SIZE 8,THREAD 13/16-18 UNF,2A,STEEL
STP_009 | Data Enrichment | RYM |  | 2023-07-10 |  |  | 1213146 | 1213146 | PLUG;DRVT,IFI04003 | PLUG;MNFR:DRIVETRAIN,PTNO:IFI04003 | 01)DRIVETRAIN AUSTRALIA,01)IFI04003,PLUG | IFI04003 | 3000461 | DRIVETRAIN | DRIVETRAIN | IFI04003 | [18 empty] | PLUG | NO MODIFIER | TYPE |  | SIZE |  | END CONNECTION |  | MATERIAL |  | HAZARD CLASS |  | CERTIFICATION/STANDARD |  | ADDITIONAL FEATURES EN
STP_009 | Data Enrichment | RYM |  | 2023-07-10 |  |  | 1213147 | 1213147 | PLUG;DRVT,IFI04004 | PLUG;MNFR:DRIVETRAIN,PTNO:IFI04004 | 01)DRIVETRAIN AUSTRALIA,01)IFI04004,PLUG | IFI04004 | 3000461 | DRIVETRAIN | DRIVETRAIN | IFI04004 | [18 empty] | PLUG | NO MODIFIER | TYPE |  | SIZE |  | END CONNECTION |  | MATERIAL |  | HAZARD CLASS |  | CERTIFICATION/STANDARD |  | ADDITIONAL FEATURES EN
STP_009 | Data Enrichment | RYM |  | 2023-07-10 |  |  | 1213234 | 1213234 | PLUG;DRVT,IFI20491 | PLUG;MNFR:DRIVETRAIN,PTNO:IFI20491 | 01)DRIVETRAIN AUSTRALIA,01)IFI20491,PLUG | IFI20491 | 3000461 | DRIVETRAIN | DRIVETRAIN | IFI20491 | [18 empty] | PLUG | NO MODIFIER | TYPE |  | SIZE |  | END CONNECTION |  | MATERIAL |  | HAZARD CLASS |  | CERTIFICATION/STANDARD |  | ADDITIONAL FEATURES EN
STP_009 | Data Enrichment | RYM |  | 2023-07-10 |  |  | 1213253 | 1213253 | PLUG;DRVT,IFI22940,OUTPT | PLUG;MNFR:DRIVETRAIN,PTNO:IFI22940,ADDITIONAL FEATURES EN:OUTPUT | 01)DRIVETRAIN AUSTRALIA,01)IFI22940,PLUG,01)OUTPUT | IFI22940 | 3000461 | DRIVETRAIN | DRIVETRAIN | IFI22940 | [18 empty] | PLUG | NO MODIFIER | TYPE |  | SIZE |  | END CONNECTION |  | MATERIAL |  | HAZARD CLASS |  | CERTIFICATION/STANDARD |  | ADDITIONAL FEATURES EN | OUTPUT
STP_009 | Data Enrichment | RYM |  | 2023-07-10 |  |  | 1213318 | 1213318 | PLUG;DRVT,IFI25071 | PLUG;MNFR:DRIVETRAIN,PTNO:IFI25071 | 01)DRIVETRAIN AUSTRALIA,01)IFI25071,PLUG | IFI25071 | 3000461 | DRIVETRAIN | DRIVETRAIN | IFI25071 | [18 empty] | PLUG | NO MODIFIER | TYPE |  | SIZE |  | END CONNECTION |  | MATERIAL |  | HAZARD CLASS |  | CERTIFICATION/STANDARD |  | ADDITIONAL FEATURES EN
STP_009 | Data Enrichment | RYM |  | 2023-07-10 |  |  | 1213424 | 1213424 | PLUG;DRVT,IFI31358 | PLUG;MNFR:DRIVETRAIN,PTNO:IFI31358 |  | IFI31358 | 3000461 | DRIVETRAIN | DRIVETRAIN | IFI31358 | [18 empty] | PLUG | NO MODIFIER | TYPE |  | SIZE |  | END CONNECTION |  | MATERIAL |  | HAZARD CLASS |  | CERTIFICATION/STANDARD |  | ADDITIONAL FEATURES EN
STP_009 | Data Enrichment | RYM |  | 2023-07-10 |  |  | 1213431 | 1213431 | PLUG;DRVT,IFI31365 | PLUG;MNFR:DRIVETRAIN,PTNO:IFI31365 |  | IFI31365 | 3000461 | DRIVETRAIN | DRIVETRAIN | IFI31365 | [18 empty] | PLUG | NO MODIFIER | TYPE |  | SIZE |  | END CONNECTION |  | MATERIAL |  | HAZARD CLASS |  | CERTIFICATION/STANDARD |  | ADDITIONAL FEATURES EN
STP_009 | Data Enrichment | RYM |  | 2023-07-10 |  |  | 1218850 | 1218850 | PLUG;EPM,33523-00 | PLUG;MNFR:EMERSON PROCESS MANAGEMENT,PTNO:33523-00 |  | 33523-00 | 3000268 | EMERSON PROCESS MANAGEMEN | EMERSON PROCESS MANAGEMENT | 33523-00 | [18 empty] | PLUG | NO MODIFIER | TYPE |  | SIZE |  | END CONNECTION |  | MATERIAL |  | HAZARD CLASS |  | CERTIFICATION/STANDARD |  | ADDITIONAL FEATURES EN
STP_009 | Data Enrichment | RYM |  | 2023-07-10 |  |  | 1270938 | 1270938 | PLUG;LINC,01-093075,PRIMING | PLUG;MNFR:LINCOLN,PTNO:01-093075,ADDITIONAL FEATURES EN:PRIMING | 01)ISADRAULICS,01)01-093075,PLUG,01)PRIMING | 01-093075 | 3000550 | LINCOLN | LINCOLN | 01-093075 | [18 empty] | PLUG | NO MODIFIER | TYPE |  | SIZE |  | END CONNECTION |  | MATERIAL |  | HAZARD CLASS |  | CERTIFICATION/STANDARD |  | ADDITIONAL FEATURES EN | PRIMING
STP_009 | Data Enrichment | RYM |  | 2023-07-10 |  |  | 1269791 | 1269791 | PLUG;LINC,IWSPXLAK354,WIRE CONTROL | PLUG;MNFR:LINCOLN,PTNO:IWSPXLAK354,ADDITIONAL FEATURES EN:WIRE CONTROL | 01)GLOBAL WELDING SUPPLIES (,01)IWSPXLAK354,PLUG,01)WIRE CONTROL | IWSPXLAK354 | 3000550 | LINCOLN | LINCOLN | IWSPXLAK354 | [18 empty] | PLUG | NO MODIFIER | TYPE |  | SIZE |  | END CONNECTION |  | MATERIAL |  | HAZARD CLASS |  | CERTIFICATION/STANDARD |  | ADDITIONAL FEATURES EN | WIRE CONTROL
STP_009 | Data Enrichment | RYM |  | 2023-07-10 |  |  | 1273222 | 1273222 | PLUG;NHP,ISOPS440P,40A,4PIN,STRGT,M | PLUG;MNFR:NHP,PTNO:ISOPS440P,ADDITIONAL FEATURES EN:40A,4PIN,STRAIGHT,MALE | 01)SHERRIFF ELECTRICAL SUPPL,01)NHPISOPS440P,PLUG,01)40A,4PIN,STRAIGHT,MALE | ISOPS440P | 3000664 | NHP | NHP | ISOPS440P | [18 empty] | PLUG | NO MODIFIER | TYPE |  | SIZE |  | END CONNECTION |  | MATERIAL |  | HAZARD CLASS |  | CERTIFICATION/STANDARD |  | ADDITIONAL FEATURES EN | 40A,4PIN,STRAIGHT,MALE
STP_009 | Data Enrichment | RYM |  | 2023-07-10 |  |  | 1273221 | 1273221 | PLUG;NHP,ISOPS540P,40A,5PIN,STRGT,M | PLUG;MNFR:NHP,PTNO:ISOPS540P,ADDITIONAL FEATURES EN:40A,5PIN,STRAIGHT,MALE | 01)SHERRIFF ELECTRICAL SUPPL,01)NHPISOPS540P,PLUG,01)40A,5PIN,STRAIGHT,MALE | ISOPS540P | 3000664 | NHP | NHP | ISOPS540P | [18 empty] | PLUG | NO MODIFIER | TYPE |  | SIZE |  | END CONNECTION |  | MATERIAL |  | HAZARD CLASS |  | CERTIFICATION/STANDARD |  | ADDITIONAL FEATURES EN | 40A,5PIN,STRAIGHT,MALE
STP_009 | Data Enrichment | RYM |  | 2023-07-10 |  |  | 1272810 | 1272810 | PLUG;PRKH,EMI-QC-PG-ISOA100-RD,QUICK CON | PLUG;MNFR:PARKER HANNIFIN,PTNO:EMI-QC-PG-ISOA100-RD,ADDITIONAL FEATURES EN:QUICK CONNECT PVC,RED,1 ISO A | 01)ENZED MOUNT ISA(RKM INVES,01)EMI-QC-PG-ISOA100-RD,PLUG,01)QUICK CONNECT PVC,02)RED,1 ISO A | EMI-QC-PG-ISOA100-RD | 3000331 | PARKER HANNIFIN | PARKER HANNIFIN | EMI-QC-PG-ISOA100-RD | [18 empty] | PLUG | NO MODIFIER | TYPE |  | SIZE |  | END CONNECTION |  | MATERIAL |  | HAZARD CLASS |  | CERTIFICATION/STANDARD |  | ADDITIONAL FEATURES EN | QUICK CONNECT PVC,RED,1 ISO A
STP_009 | Data Enrichment | RYM |  | 2023-07-10 |  |  | 1274709 | 1274709 | PLUG;PRKH,EMI-QC-PG-ISOA12-RD,PVC,QCK CO | PLUG;MNFR:PARKER HANNIFIN,PTNO:EMI-QC-PG-ISOA12-RD,ADDITIONAL FEATURES EN:PVC,QUICK CONNECT,RED 12 ISO A | 01)ENZED MOUNT ISA(RKM INVES,01)EMI-QC-PG-ISOA12-RD,PLUG,01)PVC,QUICK CONNECT,RED 12 IS | EMI-QC-PG-ISOA12-RD | 3000331 | PARKER HANNIFIN | PARKER HANNIFIN | EMI-QC-PG-ISOA12-RD | [18 empty] | PLUG | NO MODIFIER | TYPE |  | SIZE |  | END CONNECTION |  | MATERIAL |  | HAZARD CLASS |  | CERTIFICATION/STANDARD |  | ADDITIONAL FEATURES EN | PVC,QUICK CONNECT,RED 12 ISO A
STP_009 | Data Enrichment | RYM |  | 2023-07-10 |  |  | 1272812 | 1272812 | PLUG;PRKH,EMI-QC-PG-ISOA14-RD,QUICK CONN | PLUG;MNFR:PARKER HANNIFIN,PTNO:EMI-QC-PG-ISOA14-RD,ADDITIONAL FEATURES EN:QUICK CONNECT PVC,RED,14 ISO A | 01)ENZED MOUNT ISA(RKM INVES,01)EMI-QC-PG-ISOA14-RD,PLUG,01)QUICK CONNECT PVC,02)RED,14 ISO A | EMI-QC-PG-ISOA14-RD | 3000331 | PARKER HANNIFIN | PARKER HANNIFIN | EMI-QC-PG-ISOA14-RD | [18 empty] | PLUG | NO MODIFIER | TYPE |  | SIZE |  | END CONNECTION |  | MATERIAL |  | HAZARD CLASS |  | CERTIFICATION/STANDARD |  | ADDITIONAL FEATURES EN | QUICK CONNECT PVC,RED,14 ISO A
STP_009 | Data Enrichment | RYM |  | 2023-07-10 |  |  | 1254389 | 1254389 | PLUG;PRKH,PD-DM-3005-3-PK,DST,3/8,(3000) | PLUG;MNFR:PARKER HANNIFIN,PTNO:PD-DM-3005-3-PK,ADDITIONAL FEATURES EN:DUST,3/8,(3000) | 01)ENZED MOUNT ISA(RKM INVES,01)ENZD-DM-3005-3-PK,PLUG,01)DUST,3/8,(3000) | PD-DM-3005-3-PK | 3000331 | PARKER HANNIFIN | PARKER HANNIFIN | PD-DM-3005-3-PK | [18 empty] | PLUG | NO MODIFIER | TYPE |  | SIZE |  | END CONNECTION |  | MATERIAL |  | HAZARD CLASS |  | CERTIFICATION/STANDARD |  | ADDITIONAL FEATURES EN | DUST,3/8,(3000)
STP_009 | Data Enrichment | RYM |  | 2023-07-10 |  |  | 1210688 | 1210688 | PLUG;PRKH,VSTI-RD-G1 1/4A-B1-NBR | PLUG;MNFR:PARKER HANNIFIN,PTNO:VSTI-RD-G1 1/4A-B1-NBR |  | VSTI-RD-G1 1/4A-B1-NBR | 3000331 | PARKER HANNIFIN | PARKER HANNIFIN | VSTI-RD-G1 1/4A-B1-NBR | [18 empty] | PLUG | NO MODIFIER | TYPE |  | SIZE |  | END CONNECTION |  | MATERIAL |  | HAZARD CLASS |  | CERTIFICATION/STANDARD |  | ADDITIONAL FEATURES EN
STP_009 | Data Enrichment | RYM |  | 2023-07-10 |  |  | 1273227 | 1273227 | PLUG;SCHN,56P432EO,32A,4PIN,M,CLIPSAL | PLUG;MNFR:SCHNEIDER INC,PTNO:56P432EO,ADDITIONAL FEATURES EN:32A,4PIN,MALE,CLIPSAL | 01)SHERRIFF ELECTRICAL SUPPL,01)CLI56P432EO,PLUG,01)32A,4PIN,MALE,CLIPSAL | 56P432EO | 3000344 | SCHNEIDER INC | SCHNEIDER INC | 56P432EO | [18 empty] | PLUG | NO MODIFIER | TYPE |  | SIZE |  | END CONNECTION |  | MATERIAL |  | HAZARD CLASS |  | CERTIFICATION/STANDARD |  | ADDITIONAL FEATURES EN | 32A,4PIN,MALE,CLIPSAL
STP_009 | Data Enrichment | RYM |  | 2023-07-10 |  |  | 1273226 | 1273226 | PLUG;SCHN,56P532EO,32A,5PIN,M,CLIPSAL | PLUG;MNFR:SCHNEIDER INC,PTNO:56P532EO,ADDITIONAL FEATURES EN:32A,5PIN,MALE,CLIPSAL | 01)SHERRIFF ELECTRICAL SUPPL,01)CLI56P532EO,PLUG,01)32A,5PIN,MALE,CLIPSAL | 56P532EO | 3000344 | SCHNEIDER INC | SCHNEIDER INC | 56P532EO | [18 empty] | PLUG | NO MODIFIER | TYPE |  | SIZE |  | END CONNECTION |  | MATERIAL |  | HAZARD CLASS |  | CERTIFICATION/STANDARD |  | ADDITIONAL FEATURES EN | 32A,5PIN,MALE,CLIPSAL
STP_009 | Data Enrichment | RYM |  | 2023-07-10 |  |  | 1273924 | 1273924 | PLUG;SCHN,CLI220S20GRY,CONDUIT END THREA | PLUG;MNFR:SCHNEIDER INC,PTNO:CLI220S20GRY,ADDITIONAL FEATURES EN:CONDUIT END THREADED RIGID 20MM 14MML PVC GREY | 01)HAYMANS ELECTRICAL,01)CLI220S20GRY,PLUG,01)CONDUIT END THREADED RIGID | CLI220S20GRY | 3000344 | SCHNEIDER INC | SCHNEIDER INC | CLI220S20GRY | [18 empty] | PLUG | NO MODIFIER | TYPE |  | SIZE |  | END CONNECTION |  | MATERIAL |  | HAZARD CLASS |  | CERTIFICATION/STANDARD |  | ADDITIONAL FEATURES EN | CONDUIT END THREADED RIGID 20MM 14MML PVC GREY
STP_009 | Data Enrichment | RYM |  | 2023-07-10 |  |  | 1273925 | 1273925 | PLUG;SCHN,CLI220S25gry,CONDUIT END THREA | PLUG;MNFR:SCHNEIDER INC,PTNO:CLI220S25gry,ADDITIONAL FEATURES EN:CONDUIT END THREADED RIGID 25MM 17MML PVC GREY | 01)HAYMANS ELECTRICAL,01)CLI220S25GRY,PLUG,01)CONDUIT END THREADED RIGID | CLI220S25gry | 3000344 | SCHNEIDER INC | SCHNEIDER INC | CLI220S25gry | [18 empty] | PLUG | NO MODIFIER | TYPE |  | SIZE |  | END CONNECTION |  | MATERIAL |  | HAZARD CLASS |  | CERTIFICATION/STANDARD |  | ADDITIONAL FEATURES EN | CONDUIT END THREADED RIGID 25MM 17MML PVC GREY
STP_009 | Data Enrichment | RYM |  | 2023-07-10 |  |  | 1257786 | 1257786 | PLUG;SCHN,CLI220S32gry,CONDUIT END THREA | PLUG;MNFR:SCHNEIDER INC,PTNO:CLI220S32gry,ADDITIONAL FEATURES EN:CONDUIT END THREADED RIGID 32MM 20MML PVC GREY | 01)HAYMANS ELECTRICAL,01)CLI220S32GRY,PLUG,01)CONDUIT END THREADED RIGID | CLI220S32gry | 3000344 | SCHNEIDER INC | SCHNEIDER INC | CLI220S32gry | [18 empty] | PLUG | NO MODIFIER | TYPE |  | SIZE |  | END CONNECTION |  | MATERIAL |  | HAZARD CLASS |  | CERTIFICATION/STANDARD |  | ADDITIONAL FEATURES EN | CONDUIT END THREADED RIGID 32MM 20MML PVC GREY
STP_009 | Data Enrichment | RYM |  | 2023-07-10 |  |  | 1273926 | 1273926 | PLUG;SCHN,CLI220S40gry,CONDUIT END THREA | PLUG;MNFR:SCHNEIDER INC,PTNO:CLI220S40gry,ADDITIONAL FEATURES EN:CONDUIT END THREADED RIGID 40MM 23.5MML PVC GREY | 01)HAYMANS ELECTRICAL,01)CLI220S40GRY,PLUG,01)CONDUIT END THREADED RIGID | CLI220S40gry | 3000344 | SCHNEIDER INC | SCHNEIDER INC | CLI220S40gry | [18 empty] | PLUG | NO MODIFIER | TYPE |  | SIZE |  | END CONNECTION |  | MATERIAL |  | HAZARD CLASS |  | CERTIFICATION/STANDARD |  | ADDITIONAL FEATURES EN | CONDUIT END THREADED RIGID 40MM 23.5MML PVC GREY
STP_009 | Data Enrichment | RYM |  | 2023-07-10 |  |  | 1273927 | 1273927 | PLUG;SCHN,CLI220S50gry,CONDUIT END THREA | PLUG;MNFR:SCHNEIDER INC,PTNO:CLI220S50gry,ADDITIONAL FEATURES EN:CONDUIT END THREADED RIGID 50MM 27MML PVC GREY | 01)HAYMANS ELECTRICAL,01)CLI220S50GRY,PLUG,01)CONDUIT END THREADED RIGID | CLI220S50gry | 3000344 | SCHNEIDER INC | SCHNEIDER INC | CLI220S50gry | [18 empty] | PLUG | NO MODIFIER | TYPE |  | SIZE |  | END CONNECTION |  | MATERIAL |  | HAZARD CLASS |  | CERTIFICATION/STANDARD |  | ADDITIONAL FEATURES EN | CONDUIT END THREADED RIGID 50MM 27MML PVC GREY
STP_009 | Data Enrichment | RYM |  | 2023-07-10 |  |  | 1273496 | 1273496 | PLUG;SCHN,EY56P310,3PIN,10A,EASY 56,250V | PLUG;MNFR:SCHNEIDER INC,PTNO:EY56P310,ADDITIONAL FEATURES EN:3PIN,10A,EASY 56,250V |  | EY56P310 | 3000344 | SCHNEIDER INC | SCHNEIDER INC | EY56P310 | [18 empty] | PLUG | NO MODIFIER | TYPE |  | SIZE |  | END CONNECTION |  | MATERIAL |  | HAZARD CLASS |  | CERTIFICATION/STANDARD |  | ADDITIONAL FEATURES EN | 3PIN,10A,EASY 56,250V
STP_009 | Data Enrichment | RYM |  | 2023-07-10 |  |  | 1274849 | 1274849 | PLUG;SICK,2095766,CONNECTORS AND CABLES | PLUG;MNFR:SICK,PTNO:2095766,ADDITIONAL FEATURES EN:CONNECTORS AND CABLES | 01)SICK PTY LTD,01)2095766,PLUG,01)CONNECTORS AND CABLES | 2095766 | 3000448 | SICK | SICK | 2095766 | [18 empty] | PLUG | NO MODIFIER | TYPE |  | SIZE |  | END CONNECTION |  | MATERIAL |  | HAZARD CLASS |  | CERTIFICATION/STANDARD |  | ADDITIONAL FEATURES EN | CONNECTORS AND CABLES
STP_009 | Data Enrichment | RYM |  | 2023-07-10 |  |  | 1267006 | 1267006 | PLUG;SIE,3503118_S,3M CONNECTING LEADS | PLUG;MNFR:SIEMENS,PTNO:3503118_S,ADDITIONAL FEATURES EN:3M CONNECTING LEADS | 01)SIEMENS LTD,01)3503118_S,PLUG,01)3M CONNECTING LEADS | 3503118_S | 3000032 | SIEMENS | SIEMENS | 3503118_S | [18 empty] | PLUG | NO MODIFIER | TYPE |  | SIZE |  | END CONNECTION |  | MATERIAL |  | HAZARD CLASS |  | CERTIFICATION/STANDARD |  | ADDITIONAL FEATURES EN | 3M CONNECTING LEADS
STP_009 | Data Enrichment | RYM |  | 2023-07-10 |  |  | 1269191 | 1269191 | PLUG;SWAG,SS-1210-P,3/4 IN TUBE | PLUG;MNFR:SWAGELOK LTD,PTNO:SS-1210-P,ADDITIONAL FEATURES EN:3/4 IN TUBE | 01)CNW (MOUNT ISA) ELECT WHO,01)SWASS-1210-P,PLUG,01)3/4 IN TUBE | SS-1210-P | 3000355 | SWAGELOK LTD | SWAGELOK LTD | SS-1210-P | [18 empty] | PLUG | NO MODIFIER | TYPE |  | SIZE |  | END CONNECTION |  | MATERIAL |  | HAZARD CLASS |  | CERTIFICATION/STANDARD |  | ADDITIONAL FEATURES EN | 3/4 IN TUBE
STP_009 | Data Enrichment | RYM |  | 2023-07-10 |  |  | 1216462 | 1216462 | PLUG;SWAG,SS-4-P-RT,1/4 MBSP | PLUG;MNFR:SWAGELOK LTD,PTNO:SS-4-P-RT,ADDITIONAL FEATURES EN:1/4 MBSP | 01)SWAGELOK T/A FLUID SYSTEM,01)SS-4-P-RT,PLUG,01)1/4 MBSP | SS-4-P-RT | 3000355 | SWAGELOK LTD | SWAGELOK LTD | SS-4-P-RT | [18 empty] | PLUG | NO MODIFIER | TYPE |  | SIZE |  | END CONNECTION |  | MATERIAL |  | HAZARD CLASS |  | CERTIFICATION/STANDARD |  | ADDITIONAL FEATURES EN | 1/4 MBSP
STP_009 | Data Enrichment | RYM |  | 2023-07-10 |  |  | 1217114 | 1217114 | PLUG;SWAG,SS-8-P-RT,1/2 MBSP | PLUG;MNFR:SWAGELOK LTD,PTNO:SS-8-P-RT,ADDITIONAL FEATURES EN:1/2 MBSP | 01)SWAGELOK T/A FLUID SYSTEM,01)SS-8-P-RT,PLUG,01)1/2 MBSP | SS-8-P-RT | 3000355 | SWAGELOK LTD | SWAGELOK LTD | SS-8-P-RT | [18 empty] | PLUG | NO MODIFIER | TYPE |  | SIZE |  | END CONNECTION |  | MATERIAL |  | HAZARD CLASS |  | CERTIFICATION/STANDARD |  | ADDITIONAL FEATURES EN | 1/2 MBSP
STP_009 | Data Enrichment | RYM |  | 2023-07-10 |  |  | 1269203 | 1269203 | PLUG;SWAG,SWASS-810-P,1/2 IN TUBE | PLUG;MNFR:SWAGELOK LTD,PTNO:SWASS-810-P,ADDITIONAL FEATURES EN:1/2 IN TUBE | 01)CNW (MOUNT ISA) ELECT WHO,01)SWASS-810-P,PLUG,01)1/2 IN TUBE | SWASS-810-P | 3000355 | SWAGELOK LTD | SWAGELOK LTD | SWASS-810-P | [18 empty] | PLUG | NO MODIFIER | TYPE |  | SIZE |  | END CONNECTION |  | MATERIAL |  | HAZARD CLASS |  | CERTIFICATION/STANDARD |  | ADDITIONAL FEATURES EN | 1/2 IN TUBE
STP_009 | Data Enrichment | RMU |  | 2023-07-10 |  |  | 1252959 | 1252959 | PUMP,CNTFGL;DIEC,1F.504062854 | PUMP,CENTRIFUGAL;MNFR:DIECI,PTNO:1F.504062854,ADDITIONAL FEATURES EN:WATER | PUMP,CENTRIFUGAL,01)WATER | 1F.504062854 | 3000511 | DIECI | DIECI | 1F.504062854 | [18 empty] | PUMP | CENTRIFUGAL | TYPE |  | HEAD RANGE |  | POWER RATING |  | FLOW RATING |  | INLET SIZE |  | OUTLET SIZE |  | NUMBER OF STAGES |  | DISCHARGE PRESSURE |  | SUCTION PRESSURE |  | SPEED RATING |  | DRIVE DETAILS |  | ELECTRICAL RATING |  | IMPELLER DIAMETER |  | IMPELLER MATERIAL |  | CASE MATERIAL |  | END CONNECTION |  | TEMPERATURE RATING |  | HAZARD CLASS |  | CERTIFICATION/STANDARD |  | ADDITIONAL FEATURES EN | WATER
STP_009 | Data Enrichment | RMU |  | 2023-07-10 |  |  | 1273031 | 1273031 | PUMP,GEAR;HYS,1673548 | PUMP,GEAR;MNFR:HYSTER,PTNO:1673548 | 01)ADAPT-A-LIFT GROUP PTY LT,01)1673548,PUMP,GEAR | 1673548 | 3000023 | HYSTER | HYSTER | 1673548 | [18 empty] | PUMP | GEAR | TYPE |  | HEAD RANGE |  | POWER RATING |  | FLOW RATING |  | INLET SIZE |  | OUTLET SIZE |  | PRESSURE RATING |  | SPEED RATING |  | DRIVE DETAILS |  | ELECTRICAL RATING |  | GEAR MATERIAL |  | SHAFT MATERIAL |  | CASE MATERIAL |  | SHAFT SIZE |  | TEMPERATURE RATING |  | HAZARD CLASS |  | CERTIFICATION/STANDARD |  | ADDITIONAL FEATURES EN
STP_009 | Data Enrichment | RMU |  | 2023-07-10 |  |  | 1268625 | 1268625 | PUMP,GEAR;LINC,01-085739,FLOWMASTER | PUMP,GEAR;MNFR:LINCOLN,PTNO:01-085739,ADDITIONAL FEATURES EN:FLOWMASTER 24VDC DC | 01)ISADRAULICS,01)01-085739,PUMP,GEAR,01)FLOWMASTER 24VDC DC | 01-085739 | 3000550 | LINCOLN | LINCOLN | 01-085739 | [18 empty] | PUMP | GEAR | TYPE |  | HEAD RANGE |  | POWER RATING |  | FLOW RATING |  | INLET SIZE |  | OUTLET SIZE |  | PRESSURE RATING |  | SPEED RATING |  | DRIVE DETAILS |  | ELECTRICAL RATING |  | GEAR MATERIAL |  | SHAFT MATERIAL |  | CASE MATERIAL |  | SHAFT SIZE |  | TEMPERATURE RATING |  | HAZARD CLASS |  | CERTIFICATION/STANDARD |  | ADDITIONAL FEATURES EN | FLOWMASTER 24VDC DC
STP_009 | Data Enrichment | RMU |  | 2023-07-10 |  |  | 1213082 | 1213082 | PUMP,HND;DRVT,IFI00769 | PUMP,HAND;MNFR:DRIVETRAIN,PTNO:IFI00769 | 01)DRIVETRAIN AUSTRALIA,01)IFI00769,PUMP,HAND | IFI00769 | 3000461 | DRIVETRAIN | DRIVETRAIN | IFI00769 | [18 empty] | PUMP | HAND | TYPE |  | INLET SIZE |  | OUTLET SIZE |  | OPERATING DEPTH |  | DISCHARGE RATING |  | FLOW RATING |  | STROKE |  | MATERIAL |  | BORE SIZE |  | PIPE SIZE |  | HAZARD CLASS |  | CERTIFICATION/STANDARD |  | ADDITIONAL FEATURES EN
STP_009 | Data Enrichment | RMU |  | 2023-07-10 |  |  | 1266248 | 1266248 | PUMP,HYDR;DANF,90R130KP661698ISA | PUMP,HYDRAULIC;MNFR:DANFOSS FLUID POWER (SAUERDANFOSS),PTNO:90R130KP661698ISA | 01)ISADRAULICS,01)90R130KP661698ISA,PUMP,HYDRAULIC | 90R130KP661698ISA | 3000508 | DANFOSS FLUID POWER (SAUE | DANFOSS FLUID POWER (SAUERDANFOSS) | 90R130KP661698ISA | [18 empty] | PUMP | HYDRAULIC | TYPE |  | HEAD RANGE |  | POWER RATING |  | FLOW RATING |  | INLET SIZE |  | OUTLET SIZE |  | NUMBER OF STAGES |  | DISCHARGE PRESSURE |  | DRIVE DETAILS |  | ELECTRICAL RATING |  | IMPELLER MATERIAL |  | CASE MATERIAL |  | SIZE |  | MOUNTING TYPE |  | HAZARD CLASS |  | CERTIFICATION/STANDARD |  | ADDITIONAL FEATURES EN
STP_009 | Data Enrichment | RMU |  | 2023-07-10 |  |  | 1269096 | 1269096 | PUMP,HYDR;ENER,DPA-40,AIR,4L | PUMP,HYDRAULIC;MNFR:ENERPAC,PTNO:DPA-40,ADDITIONAL FEATURES EN:AIR,4L | 01)ISADRAULICS,01)DPA-40,PUMP,HYDRAULIC,01)AIR,4L | DPA-40 | 3000270 | ENERPAC | ENERPAC | DPA-40 | [18 empty] | PUMP | HYDRAULIC | TYPE |  | HEAD RANGE |  | POWER RATING |  | FLOW RATING |  | INLET SIZE |  | OUTLET SIZE |  | NUMBER OF STAGES |  | DISCHARGE PRESSURE |  | DRIVE DETAILS |  | ELECTRICAL RATING |  | IMPELLER MATERIAL |  | CASE MATERIAL |  | SIZE |  | MOUNTING TYPE |  | HAZARD CLASS |  | CERTIFICATION/STANDARD |  | ADDITIONAL FEATURES EN | AIR,4L
STP_009 | Data Enrichment | RMU |  | 2023-07-10 |  |  | 1270342 | 1270342 | PUMP,HYDR;ENER,P39,SGL SPEED,STL,HAND PU | PUMP,HYDRAULIC;MNFR:ENERPAC,PTNO:P39,ADDITIONAL FEATURES EN:SGL SPEED,STEEL,HAND PUMP,700BAR,ENERPAC P-SERIES | 01)COOPER FLUID SYSTEMS,01)P39,PUMP,HYDRAULIC,01)SGL SPEED,STEEL,HAND PUMP,7 | P39 | 3000270 | ENERPAC | ENERPAC | P39 | [18 empty] | PUMP | HYDRAULIC | TYPE |  | HEAD RANGE |  | POWER RATING |  | FLOW RATING |  | INLET SIZE |  | OUTLET SIZE |  | NUMBER OF STAGES |  | DISCHARGE PRESSURE |  | DRIVE DETAILS |  | ELECTRICAL RATING |  | IMPELLER MATERIAL |  | CASE MATERIAL |  | SIZE |  | MOUNTING TYPE |  | HAZARD CLASS |  | CERTIFICATION/STANDARD |  | ADDITIONAL FEATURES EN | SGL SPEED,STEEL,HAND PUMP,700BAR,ENERPAC P-SERIES
STP_009 | Data Enrichment | RMU |  | 2023-07-10 |  |  | 1272301 | 1272301 | PUMP,HYDR;ENER,PUD1100E,1.9L TANK | PUMP,HYDRAULIC;MNFR:ENERPAC,PTNO:PUD1100E,ADDITIONAL FEATURES EN:1.9L TANK |  | PUD1100E | 3000270 | ENERPAC | ENERPAC | PUD1100E | [18 empty] | PUMP | HYDRAULIC | TYPE |  | HEAD RANGE |  | POWER RATING |  | FLOW RATING |  | INLET SIZE |  | OUTLET SIZE |  | NUMBER OF STAGES |  | DISCHARGE PRESSURE |  | DRIVE DETAILS |  | ELECTRICAL RATING |  | IMPELLER MATERIAL |  | CASE MATERIAL |  | SIZE |  | MOUNTING TYPE |  | HAZARD CLASS |  | CERTIFICATION/STANDARD |  | ADDITIONAL FEATURES EN | 1.9L TANK
STP_009 | Data Enrichment | RMU |  | 2023-07-10 |  |  | 1272300 | 1272300 | PUMP,HYDR;ENER,PUD1101E,3.8L TANK | PUMP,HYDRAULIC;MNFR:ENERPAC,PTNO:PUD1101E,ADDITIONAL FEATURES EN:3.8L TANK |  | PUD1101E | 3000270 | ENERPAC | ENERPAC | PUD1101E | [18 empty] | PUMP | HYDRAULIC | TYPE |  | HEAD RANGE |  | POWER RATING |  | FLOW RATING |  | INLET SIZE |  | OUTLET SIZE |  | NUMBER OF STAGES |  | DISCHARGE PRESSURE |  | DRIVE DETAILS |  | ELECTRICAL RATING |  | IMPELLER MATERIAL |  | CASE MATERIAL |  | SIZE |  | MOUNTING TYPE |  | HAZARD CLASS |  | CERTIFICATION/STANDARD |  | ADDITIONAL FEATURES EN | 3.8L TANK
STP_009 | Data Enrichment | RMU |  | 2023-07-10 |  |  | 1273030 | 1273030 | PUMP,HYDR;HYS,4101461,SGL | PUMP,HYDRAULIC;MNFR:HYSTER,PTNO:4101461,ADDITIONAL FEATURES EN:SINGLE | 01)ADAPT-A-LIFT GROUP PTY LT,01)4101461,PUMP,HYDRAULIC,01)SINGLE | 4101461 | 3000023 | HYSTER | HYSTER | 4101461 | [18 empty] | PUMP | HYDRAULIC | TYPE |  | HEAD RANGE |  | POWER RATING |  | FLOW RATING |  | INLET SIZE |  | OUTLET SIZE |  | NUMBER OF STAGES |  | DISCHARGE PRESSURE |  | DRIVE DETAILS |  | ELECTRICAL RATING |  | IMPELLER MATERIAL |  | CASE MATERIAL |  | SIZE |  | MOUNTING TYPE |  | HAZARD CLASS |  | CERTIFICATION/STANDARD |  | ADDITIONAL FEATURES EN | SINGLE
STP_009 | Data Enrichment | RMU |  | 2023-07-10 |  |  | 1273029 | 1273029 | PUMP,HYDR;HYS,4101462,VARIABLE 75 | PUMP,HYDRAULIC;MNFR:HYSTER,PTNO:4101462,ADDITIONAL FEATURES EN:VARIABLE 75 | 01)ADAPT-A-LIFT GROUP PTY LT,01)4101462,PUMP,HYDRAULIC,01)VARIABLE 75 | 4101462 | 3000023 | HYSTER | HYSTER | 4101462 | [18 empty] | PUMP | HYDRAULIC | TYPE |  | HEAD RANGE |  | POWER RATING |  | FLOW RATING |  | INLET SIZE |  | OUTLET SIZE |  | NUMBER OF STAGES |  | DISCHARGE PRESSURE |  | DRIVE DETAILS |  | ELECTRICAL RATING |  | IMPELLER MATERIAL |  | CASE MATERIAL |  | SIZE |  | MOUNTING TYPE |  | HAZARD CLASS |  | CERTIFICATION/STANDARD |  | ADDITIONAL FEATURES EN | VARIABLE 75
STP_009 | Data Enrichment | RMU |  | 2023-07-10 |  |  | 1267227 | 1267227 | PUMP,HYDR;SKF,TMJL50DU,50MPA,2.7L | PUMP,HYDRAULIC;MNFR:SKF,PTNO:TMJL50DU,ADDITIONAL FEATURES EN:50MPA,2.7L | 01)APPLIED INDUSTRIAL TECHNO M,01)TMJL50DU,PUMP,HYDRAULIC,01)50MPA,2.7L | TMJL50DU | 3000348 | SKF | SKF | TMJL50DU | [18 empty] | PUMP | HYDRAULIC | TYPE |  | HEAD RANGE |  | POWER RATING |  | FLOW RATING |  | INLET SIZE |  | OUTLET SIZE |  | NUMBER OF STAGES |  | DISCHARGE PRESSURE |  | DRIVE DETAILS |  | ELECTRICAL RATING |  | IMPELLER MATERIAL |  | CASE MATERIAL |  | SIZE |  | MOUNTING TYPE |  | HAZARD CLASS |  | CERTIFICATION/STANDARD |  | ADDITIONAL FEATURES EN | 50MPA,2.7L
STP_009 | Data Enrichment | RMU |  | 2023-07-10 |  |  | 1252997 | 1252997 | PUMP,RTRY;DIEC,1F.504208082 | PUMP,ROTARY;MNFR:DIECI,PTNO:1F.504208082,ADDITIONAL FEATURES EN:INJECTION | PUMP,ROTARY,01)INJECTION | 1F.504208082 | 3000511 | DIECI | DIECI | 1F.504208082 | [18 empty] | PUMP | ROTARY | TYPE |  | HEAD RANGE |  | FLOW RATING |  | POWER RATING |  | INLET SIZE |  | OUTLET SIZE |  | DRIVE DETAILS |  | PRESSURE RATING |  | SPEED RATING |  | ELECTRICAL RATING |  | HOUSING MATERIAL |  | SHAFT MATERIAL |  | PISTON MATERIAL |  | TEMPERATURE RATING |  | HAZARD CLASS |  | CERTIFICATION/STANDARD |  | ADDITIONAL FEATURES EN | INJECTION
STP_009 | Data Enrichment | RMU |  | 2023-07-10 |  |  | 1272625 | 1272625 | PUMP,VANE;BREX,PVV54-1X/193,DBL,HYDR,84R | PUMP,VANE;MNFR:BOSCH REXROTH,PTNO:PVV54-1X/193,ADDITIONAL FEATURES EN:DOUBLE,HYDRAULIC,84R,MAIN,F/TDR 2000 | 01)ISADRAULICS,01)PVV54-1X/193,PUMP,VANE,01)DOUBLE,HYDRAULIC,02)84R,MAIN,F/TDR 2000 | PVV54-1X/193 | 3000419 | BOSCH REXROTH | BOSCH REXROTH | PVV54-1X/193 | [18 empty] | PUMP | VANE | TYPE |  | FLOW RATING |  | INLET SIZE |  | OUTLET SIZE |  | SUCTION PRESSURE |  | DISCHARGE PRESSURE |  | SPEED RATING |  | HOUSING MATERIAL |  | VANE MATERIAL |  | DRIVE DETAILS |  | ELECTRICAL RATING |  | MOUNTING TYPE |  | TEMPERATURE RATING |  | HAZARD CLASS |  | CERTIFICATION/STANDARD |  | ADDITIONAL FEATURES EN | DOUBLE,HYDRAULIC,84R,MAIN,F/TDR 2000
STP_009 | Data Enrichment | RMU |  | 2023-07-10 |  |  | 1215804 | 1215804 | PUMP,WEI,EQ-CM-V-PUMP | PUMP;MNFR:WEIR,PTNO:EQ-CM-V-PUMP |  | EQ-CM-V-PUMP | 3000036 | WEIR | WEIR | EQ-CM-V-PUMP | [18 empty] | PUMP | NO MODIFIER | TYPE |  | HEAD RANGE |  | FLOW RATING |  | INLET SIZE |  | OUTLET SIZE |  | DISCHARGE PRESSURE |  | SUCTION PRESSURE |  | DRIVE DETAILS |  | CASE MATERIAL |  | TEMPERATURE RATING |  | HAZARD CLASS |  | CERTIFICATION/STANDARD |  | ADDITIONAL FEATURES EN
STP_009 | Data Enrichment | RMU |  | 2023-07-10 |  |  | 1325248 | 1325248 | PUMP;ABB,0541 100 008 | PUMP;MNFR:ABB,PTNO:0541 100 008 | PUMP | 0541 100 008 | 3000014 | ABB | ABB | 0541 100 008 | [18 empty] | PUMP | NO MODIFIER | TYPE |  | HEAD RANGE |  | FLOW RATING |  | INLET SIZE |  | OUTLET SIZE |  | DISCHARGE PRESSURE |  | SUCTION PRESSURE |  | DRIVE DETAILS |  | CASE MATERIAL |  | TEMPERATURE RATING |  | HAZARD CLASS |  | CERTIFICATION/STANDARD |  | ADDITIONAL FEATURES EN
STP_009 | Data Enrichment | RMU |  | 2023-07-10 |  |  | 1252643 | 1252643 | PUMP;ABB,3BHB020909R0004 | PUMP;MNFR:ABB,PTNO:3BHB020909R0004 | PUMP | 3BHB020909R0004 | 3000014 | ABB | ABB | 3BHB020909R0004 | [18 empty] | PUMP | NO MODIFIER | TYPE |  | HEAD RANGE |  | FLOW RATING |  | INLET SIZE |  | OUTLET SIZE |  | DISCHARGE PRESSURE |  | SUCTION PRESSURE |  | DRIVE DETAILS |  | CASE MATERIAL |  | TEMPERATURE RATING |  | HAZARD CLASS |  | CERTIFICATION/STANDARD |  | ADDITIONAL FEATURES EN
STP_009 | Data Enrichment | RMU |  | 2023-07-10 |  |  | 1211369 | 1211369 | PUMP;ABB,SW-1200063 | PUMP;MNFR:ABB,PTNO:SW-1200063 | PUMP | SW-1200063 | 3000014 | ABB | ABB | SW-1200063 | [18 empty] | PUMP | NO MODIFIER | TYPE |  | HEAD RANGE |  | FLOW RATING |  | INLET SIZE |  | OUTLET SIZE |  | DISCHARGE PRESSURE |  | SUCTION PRESSURE |  | DRIVE DETAILS |  | CASE MATERIAL |  | TEMPERATURE RATING |  | HAZARD CLASS |  | CERTIFICATION/STANDARD |  | ADDITIONAL FEATURES EN
STP_009 | Data Enrichment | RMU |  | 2023-07-10 |  |  | 1272626 | 1272626 | PUMP;BREX,A10VO28,PRESSURE COMPENSATED | PUMP;MNFR:BOSCH REXROTH,PTNO:A10VO28,ADDITIONAL FEATURES EN:PRESSURE COMPENSATED, F/TDR 2000, HYDRAULIC, 84R, AUXILLARY | 01)ISADRAULICS,01)A10VO28,PUMP,01)PRESSURE COMPENSATED,02) F/TDR 2000, HYDRAULIC, 84R | A10VO28 | 3000419 | BOSCH REXROTH | BOSCH REXROTH | A10VO28 | [18 empty] | PUMP | NO MODIFIER | TYPE |  | HEAD RANGE |  | FLOW RATING |  | INLET SIZE |  | OUTLET SIZE |  | DISCHARGE PRESSURE |  | SUCTION PRESSURE |  | DRIVE DETAILS |  | CASE MATERIAL |  | TEMPERATURE RATING |  | HAZARD CLASS |  | CERTIFICATION/STANDARD |  | ADDITIONAL FEATURES EN | PRESSURE COMPENSATED,F/TDR 2000,HYDRAULIC,84R,AUXILLARY
STP_009 | Data Enrichment | RMU |  | 2023-07-10 |  |  | 1270677 | 1270677 | PUMP;CASJ,86507198,PMP, WASHER | PUMP;MNFR:CASE J I CO,PTNO:86507198,ADDITIONAL FEATURES EN:PUMP, WASHER | 01)MAK DIESEL & EARTHMOVING,01)86507198,PUMP,01)PUMP, WASHER | 86507198 | 3000248 | CASE J I CO | CASE J I CO | 86507198 | [18 empty] | PUMP | NO MODIFIER | TYPE |  | HEAD RANGE |  | FLOW RATING |  | INLET SIZE |  | OUTLET SIZE |  | DISCHARGE PRESSURE |  | SUCTION PRESSURE |  | DRIVE DETAILS |  | CASE MATERIAL |  | TEMPERATURE RATING |  | HAZARD CLASS |  | CERTIFICATION/STANDARD |  | ADDITIONAL FEATURES EN | PUMP,WASHER
STP_009 | Data Enrichment | RMU |  | 2023-07-10 |  |  | 1252311 | 1252311 | PUMP;CUM,4983584 | PUMP;MNFR:CUMMINS,PTNO:4983584 | PUMP | 4983584 | 3000018 | CUMMINS | CUMMINS | 4983584 | [18 empty] | PUMP | NO MODIFIER | TYPE |  | HEAD RANGE |  | FLOW RATING |  | INLET SIZE |  | OUTLET SIZE |  | DISCHARGE PRESSURE |  | SUCTION PRESSURE |  | DRIVE DETAILS |  | CASE MATERIAL |  | TEMPERATURE RATING |  | HAZARD CLASS |  | CERTIFICATION/STANDARD |  | ADDITIONAL FEATURES EN
STP_009 | Data Enrichment | RMU |  | 2023-07-10 |  |  | 1335653 | 1335653 | PUMP;CUM,5256608 | PUMP;MNFR:CUMMINS,PTNO:5256608 | PUMP | 5256608 | 3000018 | CUMMINS | CUMMINS | 5256608 | [18 empty] | PUMP | NO MODIFIER | TYPE |  | HEAD RANGE |  | FLOW RATING |  | INLET SIZE |  | OUTLET SIZE |  | DISCHARGE PRESSURE |  | SUCTION PRESSURE |  | DRIVE DETAILS |  | CASE MATERIAL |  | TEMPERATURE RATING |  | HAZARD CLASS |  | CERTIFICATION/STANDARD |  | ADDITIONAL FEATURES EN
STP_009 | Data Enrichment | RMU |  | 2023-07-10 |  |  | 1275244 | 1275244 | PUMP;CUM,84142216,FUEL LIFT | PUMP;MNFR:CUMMINS,PTNO:84142216,ADDITIONAL FEATURES EN:FUEL LIFT | 01)MAK DIESEL & EARTHMOVING,01)84142216,PUMP,01)FUEL LIFT | 84142216 | 3000018 | CUMMINS | CUMMINS | 84142216 | [18 empty] | PUMP | NO MODIFIER | TYPE |  | HEAD RANGE |  | FLOW RATING |  | INLET SIZE |  | OUTLET SIZE |  | DISCHARGE PRESSURE |  | SUCTION PRESSURE |  | DRIVE DETAILS |  | CASE MATERIAL |  | TEMPERATURE RATING |  | HAZARD CLASS |  | CERTIFICATION/STANDARD |  | ADDITIONAL FEATURES EN | FUEL LIFT
STP_009 | Data Enrichment | RMU |  | 2023-07-10 |  |  | 1333519 | 1333519 | PUMP;DIEC,BHF3136 | PUMP;MNFR:DIECI,PTNO:BHF3136,ADDITIONAL FEATURES EN:POWER STEERING | PUMP,01)POWER STEERING | BHF3136 | 3000511 | DIECI | DIECI | BHF3136 | [18 empty] | PUMP | NO MODIFIER | TYPE |  | HEAD RANGE |  | FLOW RATING |  | INLET SIZE |  | OUTLET SIZE |  | DISCHARGE PRESSURE |  | SUCTION PRESSURE |  | DRIVE DETAILS |  | CASE MATERIAL |  | TEMPERATURE RATING |  | HAZARD CLASS |  | CERTIFICATION/STANDARD |  | ADDITIONAL FEATURES EN | POWER STEERING
STP_009 | Data Enrichment | RMU |  | 2023-07-10 |  |  | 1333518 | 1333518 | PUMP;DIEC,BHF3161 | PUMP;MNFR:DIECI,PTNO:BHF3161,ADDITIONAL FEATURES EN:POWER STEERING | PUMP,01)POWER STEERING | BHF3161 | 3000511 | DIECI | DIECI | BHF3161 | [18 empty] | PUMP | NO MODIFIER | TYPE |  | HEAD RANGE |  | FLOW RATING |  | INLET SIZE |  | OUTLET SIZE |  | DISCHARGE PRESSURE |  | SUCTION PRESSURE |  | DRIVE DETAILS |  | CASE MATERIAL |  | TEMPERATURE RATING |  | HAZARD CLASS |  | CERTIFICATION/STANDARD |  | ADDITIONAL FEATURES EN | POWER STEERING
STP_009 | Data Enrichment | RMU |  | 2023-07-10 |  |  | 1219478 | 1219478 | PUMP;DRAG,8327100,X-AM PUMP WITH USB CAB | PUMP;MNFR:DRAEGER,PTNO:8327100,ADDITIONAL FEATURES EN:X-AM PUMP WITH USB CABLE | 01)ALLIANCE SAFETY EQUIPMENT,01)8327100,PUMP,01)X-AM PUMP WITH USB CABLE | 8327100 | 3000423 | DRAEGER | DRAEGER | 8327100 | [18 empty] | PUMP | NO MODIFIER | TYPE |  | HEAD RANGE |  | FLOW RATING |  | INLET SIZE |  | OUTLET SIZE |  | DISCHARGE PRESSURE |  | SUCTION PRESSURE |  | DRIVE DETAILS |  | CASE MATERIAL |  | TEMPERATURE RATING |  | HAZARD CLASS |  | CERTIFICATION/STANDARD |  | ADDITIONAL FEATURES EN | X-AM PUMP WITH USB CABLE
STP_009 | Data Enrichment | RMU |  | 2023-07-10 |  |  | 1253895 | 1253895 | PUMP;DRVT,4220736,TRANSMISSION CHARGE | PUMP;MNFR:DRIVETRAIN,PTNO:4220736,ADDITIONAL FEATURES EN:TRANSMISSION CHARGE | 01)DRIVETRAIN AUSTRALIA,01)4220736,PUMP,01)TRANSMISSION CHARGE | 4220736 | 3000461 | DRIVETRAIN | DRIVETRAIN | 4220736 | [18 empty] | PUMP | NO MODIFIER | TYPE |  | HEAD RANGE |  | FLOW RATING |  | INLET SIZE |  | OUTLET SIZE |  | DISCHARGE PRESSURE |  | SUCTION PRESSURE |  | DRIVE DETAILS |  | CASE MATERIAL |  | TEMPERATURE RATING |  | HAZARD CLASS |  | CERTIFICATION/STANDARD |  | ADDITIONAL FEATURES EN | TRANSMISSION CHARGE
STP_009 | Data Enrichment | RMU |  | 2023-07-10 |  |  | 1213263 | 1213263 | PUMP;DRVT,IFI23457,CHRG | PUMP;MNFR:DRIVETRAIN,PTNO:IFI23457,ADDITIONAL FEATURES EN:CHARGE | 01)DRIVETRAIN AUSTRALIA,01)IFI23457,PUMP,01)CHARGE | IFI23457 | 3000461 | DRIVETRAIN | DRIVETRAIN | IFI23457 | [18 empty] | PUMP | NO MODIFIER | TYPE |  | HEAD RANGE |  | FLOW RATING |  | INLET SIZE |  | OUTLET SIZE |  | DISCHARGE PRESSURE |  | SUCTION PRESSURE |  | DRIVE DETAILS |  | CASE MATERIAL |  | TEMPERATURE RATING |  | HAZARD CLASS |  | CERTIFICATION/STANDARD |  | ADDITIONAL FEATURES EN | CHARGE
STP_009 | Data Enrichment | RMU |  | 2023-07-10 |  |  | 1211068 | 1211068 | PUMP;DRVT,IFI23834 | PUMP;MNFR:DRIVETRAIN,PTNO:IFI23834 | 01)DRIVETRAIN,01)IFI23834,PUMP | IFI23834 | 3000461 | DRIVETRAIN | DRIVETRAIN | IFI23834 | [18 empty] | PUMP | NO MODIFIER | TYPE |  | HEAD RANGE |  | FLOW RATING |  | INLET SIZE |  | OUTLET SIZE |  | DISCHARGE PRESSURE |  | SUCTION PRESSURE |  | DRIVE DETAILS |  | CASE MATERIAL |  | TEMPERATURE RATING |  | HAZARD CLASS |  | CERTIFICATION/STANDARD |  | ADDITIONAL FEATURES EN
STP_009 | Data Enrichment | RMU |  | 2023-07-10 |  |  | 1213490 | 1213490 | PUMP;DRVT,IFI33234,WINDSHIELD WASHER | PUMP;MNFR:DRIVETRAIN,PTNO:IFI33234,ADDITIONAL FEATURES EN:WINDSHIELD WASHER |  | IFI33234 | 3000461 | DRIVETRAIN | DRIVETRAIN | IFI33234 | [18 empty] | PUMP | NO MODIFIER | TYPE |  | HEAD RANGE |  | FLOW RATING |  | INLET SIZE |  | OUTLET SIZE |  | DISCHARGE PRESSURE |  | SUCTION PRESSURE |  | DRIVE DETAILS |  | CASE MATERIAL |  | TEMPERATURE RATING |  | HAZARD CLASS |  | CERTIFICATION/STANDARD |  | ADDITIONAL FEATURES EN | WINDSHIELD WASHER
STP_009 | Data Enrichment | RMU |  | 2023-07-10 |  |  | 1269097 | 1269097 | PUMP;ENER,07885901,HAND 1 SPD 700 BAR P1 | PUMP;MNFR:ENERPAC,PTNO:07885901,ADDITIONAL FEATURES EN:HAND 1 SPD 700 BAR P141 | 01)J BLACKWOOD & SONS,01)07885901,PUMP,01)HAND 1 SPD 700 BAR P141 | 7885901 | 3000270 | ENERPAC | ENERPAC | 07885901 | [18 empty] | PUMP | NO MODIFIER | TYPE |  | HEAD RANGE |  | FLOW RATING |  | INLET SIZE |  | OUTLET SIZE |  | DISCHARGE PRESSURE |  | SUCTION PRESSURE |  | DRIVE DETAILS |  | CASE MATERIAL |  | TEMPERATURE RATING |  | HAZARD CLASS |  | CERTIFICATION/STANDARD |  | ADDITIONAL FEATURES EN | HAND 1 SPD 700 BAR P141
STP_009 | Data Enrichment | RMU |  | 2023-07-10 |  |  | 1273424 | 1273424 | PUMP;ENER,PATG1105N,HYDR,12SCFM,10000PSI | PUMP;MNFR:ENERPAC,PTNO:PATG1105N,ADDITIONAL FEATURES EN:HYDRAULIC,12SCFM,10000PSI,TURBO II AIR-POWERED 700 BAR,ACTUATION TYPE: FOOT/HAND,5 LTR |  | PATG1105N | 3000270 | ENERPAC | ENERPAC | PATG1105N | [18 empty] | PUMP | NO MODIFIER | TYPE |  | HEAD RANGE |  | FLOW RATING |  | INLET SIZE |  | OUTLET SIZE |  | DISCHARGE PRESSURE |  | SUCTION PRESSURE |  | DRIVE DETAILS |  | CASE MATERIAL |  | TEMPERATURE RATING |  | HAZARD CLASS |  | CERTIFICATION/STANDARD |  | ADDITIONAL FEATURES EN | HYDRAULIC,12SCFM,10000PSI,TURBO II AIR-POWERED 700 BAR | [46 empty] | ACTUATION TYPE: FOOT/HAND,5 LTR
STP_009 | Data Enrichment | RMU |  | 2023-07-10 |  |  | 1274029 | 1274029 | PUMP;ENER,XC1402ME,700 BAR,4 WAY ,3 POSI | PUMP;MNFR:ENERPAC,PTNO:XC1402ME,ADDITIONAL FEATURES EN:700 BAR,4 WAY ,3 POSITION VALVE,CORDLESS DOUBLE ACTING HYDRAULIC | 01)COOPER FLUID SYSTEMS PTY,01)XC1402ME,PUMP,01)700 BAR,4 WAY ,3 POSITION V | XC1402ME | 3000270 | ENERPAC | ENERPAC | XC1402ME | [18 empty] | PUMP | NO MODIFIER | TYPE |  | HEAD RANGE |  | FLOW RATING |  | INLET SIZE |  | OUTLET SIZE |  | DISCHARGE PRESSURE |  | SUCTION PRESSURE |  | DRIVE DETAILS |  | CASE MATERIAL |  | TEMPERATURE RATING |  | HAZARD CLASS |  | CERTIFICATION/STANDARD |  | ADDITIONAL FEATURES EN | 700 BAR,4 WAY,3 POSITION VALVE,CORDLESS DOUBLE ACTING HYDRAULIC
STP_009 | Data Enrichment | RMU |  | 2023-07-10 |  |  | 1212101 | 1212101 | PUMP;FLOW,98B17414/1 CW | PUMP;MNFR:FLOWSERVE,PTNO:98B17414/1 (CW) |  | 98B17414/1 (CW) | 3000277 | FLOWSERVE | FLOWSERVE | 98B17414/1 (CW) | [18 empty] | PUMP | NO MODIFIER | TYPE |  | HEAD RANGE |  | FLOW RATING |  | INLET SIZE |  | OUTLET SIZE |  | DISCHARGE PRESSURE |  | SUCTION PRESSURE |  | DRIVE DETAILS |  | CASE MATERIAL |  | TEMPERATURE RATING |  | HAZARD CLASS |  | CERTIFICATION/STANDARD |  | ADDITIONAL FEATURES EN
STP_009 | Data Enrichment | RMU |  | 2023-07-10 |  |  | 1274463 | 1274463 | PUMP;FLOW,HT8479,SERIAL NO: TKL | PUMP;MNFR:FLOWSERVE,PTNO:HT8479,ADDITIONAL FEATURES EN:SERIAL NO: TKL |  | HT8479 | 3000277 | FLOWSERVE | FLOWSERVE | HT8479 | [18 empty] | PUMP | NO MODIFIER | TYPE |  | HEAD RANGE |  | FLOW RATING |  | INLET SIZE |  | OUTLET SIZE |  | DISCHARGE PRESSURE |  | SUCTION PRESSURE |  | DRIVE DETAILS |  | CASE MATERIAL |  | TEMPERATURE RATING |  | HAZARD CLASS |  | CERTIFICATION/STANDARD |  | ADDITIONAL FEATURES EN | SERIAL NO: TKL
STP_009 | Data Enrichment | RMU |  | 2023-07-10 |  |  | 1274467 | 1274467 | PUMP;FLOW,HTP01206C,SERIAL NO: TKL | PUMP;MNFR:FLOWSERVE,PTNO:HTP01206C,ADDITIONAL FEATURES EN:SERIAL NO: TKL |  | HTP01206C | 3000277 | FLOWSERVE | FLOWSERVE | HTP01206C | [18 empty] | PUMP | NO MODIFIER | TYPE |  | HEAD RANGE |  | FLOW RATING |  | INLET SIZE |  | OUTLET SIZE |  | DISCHARGE PRESSURE |  | SUCTION PRESSURE |  | DRIVE DETAILS |  | CASE MATERIAL |  | TEMPERATURE RATING |  | HAZARD CLASS |  | CERTIFICATION/STANDARD |  | ADDITIONAL FEATURES EN | SERIAL NO: TKL
STP_009 | Data Enrichment | RMU |  | 2023-07-10 |  |  | 1274470 | 1274470 | PUMP;FLOW,HTP1017CM,SERIAL NO: TKL | PUMP;MNFR:FLOWSERVE,PTNO:HTP1017CM,ADDITIONAL FEATURES EN:SERIAL NO: TKL |  | HTP1017CM | 3000277 | FLOWSERVE | FLOWSERVE | HTP1017CM | [18 empty] | PUMP | NO MODIFIER | TYPE |  | HEAD RANGE |  | FLOW RATING |  | INLET SIZE |  | OUTLET SIZE |  | DISCHARGE PRESSURE |  | SUCTION PRESSURE |  | DRIVE DETAILS |  | CASE MATERIAL |  | TEMPERATURE RATING |  | HAZARD CLASS |  | CERTIFICATION/STANDARD |  | ADDITIONAL FEATURES EN | SERIAL NO: TKL
STP_009 | Data Enrichment | RMU |  | 2023-07-10 |  |  | 1274469 | 1274469 | PUMP;FLOW,HTP2717CM,SERIAL NO: TKL | PUMP;MNFR:FLOWSERVE,PTNO:HTP2717CM,ADDITIONAL FEATURES EN:SERIAL NO: TKL |  | HTP2717CM | 3000277 | FLOWSERVE | FLOWSERVE | HTP2717CM | [18 empty] | PUMP | NO MODIFIER | TYPE |  | HEAD RANGE |  | FLOW RATING |  | INLET SIZE |  | OUTLET SIZE |  | DISCHARGE PRESSURE |  | SUCTION PRESSURE |  | DRIVE DETAILS |  | CASE MATERIAL |  | TEMPERATURE RATING |  | HAZARD CLASS |  | CERTIFICATION/STANDARD |  | ADDITIONAL FEATURES EN | SERIAL NO: TKL
STP_009 | Data Enrichment | RMU |  | 2023-07-10 |  |  | 1274471 | 1274471 | PUMP;FLOW,HTP3017C,HYDROTITAN | PUMP;MNFR:FLOWSERVE,PTNO:HTP3017C,ADDITIONAL FEATURES EN:HYDROTITAN |  | HTP3017C | 3000277 | FLOWSERVE | FLOWSERVE | HTP3017C | [18 empty] | PUMP | NO MODIFIER | TYPE |  | HEAD RANGE |  | FLOW RATING |  | INLET SIZE |  | OUTLET SIZE |  | DISCHARGE PRESSURE |  | SUCTION PRESSURE |  | DRIVE DETAILS |  | CASE MATERIAL |  | TEMPERATURE RATING |  | HAZARD CLASS |  | CERTIFICATION/STANDARD |  | ADDITIONAL FEATURES EN | HYDROTITAN
STP_009 | Data Enrichment | RMU |  | 2023-07-10 |  |  | 1274468 | 1274468 | PUMP;FLOW,HTP3617CM,SERIAL NO: TKL | PUMP;MNFR:FLOWSERVE,PTNO:HTP3617CM,ADDITIONAL FEATURES EN:SERIAL NO: TKL |  | HTP3617CM | 3000277 | FLOWSERVE | FLOWSERVE | HTP3617CM | [18 empty] | PUMP | NO MODIFIER | TYPE |  | HEAD RANGE |  | FLOW RATING |  | INLET SIZE |  | OUTLET SIZE |  | DISCHARGE PRESSURE |  | SUCTION PRESSURE |  | DRIVE DETAILS |  | CASE MATERIAL |  | TEMPERATURE RATING |  | HAZARD CLASS |  | CERTIFICATION/STANDARD |  | ADDITIONAL FEATURES EN | SERIAL NO: TKL
STP_009 | Data Enrichment | RMU |  | 2023-07-10 |  |  | 1274465 | 1274465 | PUMP;FLOW,P2466-A,SERIAL NO: TKL | PUMP;MNFR:FLOWSERVE,PTNO:P2466-A,ADDITIONAL FEATURES EN:SERIAL NO: TKL |  | P2466-A | 3000277 | FLOWSERVE | FLOWSERVE | P2466-A | [18 empty] | PUMP | NO MODIFIER | TYPE |  | HEAD RANGE |  | FLOW RATING |  | INLET SIZE |  | OUTLET SIZE |  | DISCHARGE PRESSURE |  | SUCTION PRESSURE |  | DRIVE DETAILS |  | CASE MATERIAL |  | TEMPERATURE RATING |  | HAZARD CLASS |  | CERTIFICATION/STANDARD |  | ADDITIONAL FEATURES EN | SERIAL NO: TKL
STP_009 | Data Enrichment | RMU |  | 2023-07-10 |  |  | 1274466 | 1274466 | PUMP;FLOW,P2467-B,SERIAL NO: TKL | PUMP;MNFR:FLOWSERVE,PTNO:P2467-B,ADDITIONAL FEATURES EN:SERIAL NO: TKL |  | P2467-B | 3000277 | FLOWSERVE | FLOWSERVE | P2467-B | [18 empty] | PUMP | NO MODIFIER | TYPE |  | HEAD RANGE |  | FLOW RATING |  | INLET SIZE |  | OUTLET SIZE |  | DISCHARGE PRESSURE |  | SUCTION PRESSURE |  | DRIVE DETAILS |  | CASE MATERIAL |  | TEMPERATURE RATING |  | HAZARD CLASS |  | CERTIFICATION/STANDARD |  | ADDITIONAL FEATURES EN | SERIAL NO: TKL
STP_009 | Data Enrichment | RMU |  | 2023-07-10 |  |  | 1274464 | 1274464 | PUMP;FLOW,P8421-A,SERIAL NO: TKL | PUMP;MNFR:FLOWSERVE,PTNO:P8421-A,ADDITIONAL FEATURES EN:SERIAL NO: TKL |  | P8421-A | 3000277 | FLOWSERVE | FLOWSERVE | P8421-A | [18 empty] | PUMP | NO MODIFIER | TYPE |  | HEAD RANGE |  | FLOW RATING |  | INLET SIZE |  | OUTLET SIZE |  | DISCHARGE PRESSURE |  | SUCTION PRESSURE |  | DRIVE DETAILS |  | CASE MATERIAL |  | TEMPERATURE RATING |  | HAZARD CLASS |  | CERTIFICATION/STANDARD |  | ADDITIONAL FEATURES EN | SERIAL NO: TKL
STP_009 | Data Enrichment | RMU |  | 2023-07-10 |  |  | 1210730 | 1210730 | PUMP;HYDA,4419066 | PUMP;MNFR:HYDAC,PTNO:4419066 |  | 4419066 | 3000292 | HYDAC | HYDAC | 4419066 | [18 empty] | PUMP | NO MODIFIER | TYPE |  | HEAD RANGE |  | FLOW RATING |  | INLET SIZE |  | OUTLET SIZE |  | DISCHARGE PRESSURE |  | SUCTION PRESSURE |  | DRIVE DETAILS |  | CASE MATERIAL |  | TEMPERATURE RATING |  | HAZARD CLASS |  | CERTIFICATION/STANDARD |  | ADDITIONAL FEATURES EN
STP_009 | Data Enrichment | RMU |  | 2023-07-10 |  |  | 1268842 | 1268842 | PUMP;HYDA,4419116,MBL FILT TRANSFER UNIT | PUMP;MNFR:HYDAC,PTNO:4419116,ADDITIONAL FEATURES EN:MBL FILT TRANSFER UNIT,OIL,MFU-15S9-SF-FE/-T006 FOR 650CST OIL VISCOSITY | 01)ISADRAULICS,01)4419116,PUMP,01)MBL FILT TRANSFER UNIT,OIL,02)MFU-15S9-SF-FE/-T006 FOR 65 | 4419116 | 3000292 | HYDAC | HYDAC | 4419116 | [18 empty] | PUMP | NO MODIFIER | TYPE |  | HEAD RANGE |  | FLOW RATING |  | INLET SIZE |  | OUTLET SIZE |  | DISCHARGE PRESSURE |  | SUCTION PRESSURE |  | DRIVE DETAILS |  | CASE MATERIAL |  | TEMPERATURE RATING |  | HAZARD CLASS |  | CERTIFICATION/STANDARD |  | ADDITIONAL FEATURES EN | MBL FILT TRANSFER UNIT,OIL,MFU-15S9-SF-FE/-T006 FOR 650CST OIL VISCOSITY
STP_009 | Data Enrichment | RMU |  | 2023-07-10 |  |  | 1268978 | 1268978 | PUMP;LINC,595255,QK LUBE,24V | PUMP;MNFR:LINCOLN,PTNO:595255,ADDITIONAL FEATURES EN:QK LUBE,24V | 01)CIVIL 2 RESOURCES PTY LTD,01)595255,PUMP,01)QK LUBE,24V | 595255 | 3000550 | LINCOLN | LINCOLN | 595255 | [18 empty] | PUMP | NO MODIFIER | TYPE |  | HEAD RANGE |  | FLOW RATING |  | INLET SIZE |  | OUTLET SIZE |  | DISCHARGE PRESSURE |  | SUCTION PRESSURE |  | DRIVE DETAILS |  | CASE MATERIAL |  | TEMPERATURE RATING |  | HAZARD CLASS |  | CERTIFICATION/STANDARD |  | ADDITIONAL FEATURES EN | QK LUBE,24V
STP_009 | Data Enrichment | RMU |  | 2023-07-10 |  |  | 1243987 | 1243987 | PUMP;MER,A9042004901 | PUMP;MNFR:MERCEDES BENZ,PTNO:A9042004901,ADDITIONAL FEATURES EN:WATER | 01)TRUCK,01)MERCEDES BENZ,01)U5000,01)WDB4374352V219943,PUMP,01)WATER,01)EAU | A9042004901 | 3000008 | MERCEDES | MERCEDES BENZ | A9042004901 | [18 empty] | PUMP | NO MODIFIER | TYPE |  | HEAD RANGE |  | FLOW RATING |  | INLET SIZE |  | OUTLET SIZE |  | DISCHARGE PRESSURE |  | SUCTION PRESSURE |  | DRIVE DETAILS |  | CASE MATERIAL |  | TEMPERATURE RATING |  | HAZARD CLASS |  | CERTIFICATION/STANDARD |  | ADDITIONAL FEATURES EN | WATER
STP_009 | Data Enrichment | RMU |  | 2023-07-10 |  |  | 1274568 | 1274568 | PUMP;MILW,M12BSTP0,M12,STICK TRANSFER,(T | PUMP;MNFR:MILWAUKEE ELECTRIC TOOL,PTNO:M12BSTP0,ADDITIONAL FEATURES EN:M12,STICK TRANSFER,(TOOL ONLY) | 01)MOUNT ISA MINING SUPPLIES,01)M12BSTP0,PUMP,01)M12,STICK TRANSFER,(TOOL ON | M12BSTP0 | 3000317 | MILWAUKEE ELECTRIC TOOL | MILWAUKEE ELECTRIC TOOL | M12BSTP0 | [18 empty] | PUMP | NO MODIFIER | TYPE |  | HEAD RANGE |  | FLOW RATING |  | INLET SIZE |  | OUTLET SIZE |  | DISCHARGE PRESSURE |  | SUCTION PRESSURE |  | DRIVE DETAILS |  | CASE MATERIAL |  | TEMPERATURE RATING |  | HAZARD CLASS |  | CERTIFICATION/STANDARD |  | ADDITIONAL FEATURES EN | M12,STICK TRANSFER,(TOOL ONLY)
STP_009 | Data Enrichment | RMU |  | 2023-07-10 |  |  | 1216354 | 1216354 | PUMP;MILW,M18HUP700R-0,HYDR,FORCELOGIC,1 | PUMP;MNFR:MILWAUKEE ELECTRIC TOOL,PTNO:M18HUP700R-0,ADDITIONAL FEATURES EN:HYDRAULIC,FORCELOGIC,10000PSI | 01)CNW (MOUNT ISA) ELECT WHO,01)M18HUP700R-0,PUMP,01)HYDRAULIC,FORCELOGIC,10000P | M18HUP700R-0 | 3000317 | MILWAUKEE ELECTRIC TOOL | MILWAUKEE ELECTRIC TOOL | M18HUP700R-0 | [18 empty] | PUMP | NO MODIFIER | TYPE |  | HEAD RANGE |  | FLOW RATING |  | INLET SIZE |  | OUTLET SIZE |  | DISCHARGE PRESSURE |  | SUCTION PRESSURE |  | DRIVE DETAILS |  | CASE MATERIAL |  | TEMPERATURE RATING |  | HAZARD CLASS |  | CERTIFICATION/STANDARD |  | ADDITIONAL FEATURES EN | HYDRAULIC,FORCELOGIC,10000PSI
STP_009 | Data Enrichment | RMU |  | 2023-07-10 |  |  | 1273477 | 1273477 | PUMP;NHP,150F480NBDB,480V,480A,100-240VA | PUMP;MNFR:NHP,PTNO:150F480NBDB,ADDITIONAL FEATURES EN:480V,480A,100-240VAC,ND3W,SMC-FLEX SOFT STARTER CONTROL |  | 150F480NBDB | 3000664 | NHP | NHP | 150F480NBDB | [18 empty] | PUMP | NO MODIFIER | TYPE |  | HEAD RANGE |  | FLOW RATING |  | INLET SIZE |  | OUTLET SIZE |  | DISCHARGE PRESSURE |  | SUCTION PRESSURE |  | DRIVE DETAILS |  | CASE MATERIAL |  | TEMPERATURE RATING |  | HAZARD CLASS |  | CERTIFICATION/STANDARD |  | ADDITIONAL FEATURES EN | 480V,480A,100-240VAC,ND3W,SMC-FLEX SOFT STARTER CONTROL
STP_009 | Data Enrichment | RMU |  | 2023-07-10 |  |  | 1275245 | 1275245 | PUMP;NSP,23-0070,YELLOW HDPE DO GUARD | PUMP;MNFR:NORTH SAFETY PRODUCTS,PTNO:23-0070,ADDITIONAL FEATURES EN:YELLOW HDPE DO GUARD | 01)NORTHERN PLASTIC SUPPLIES,01)23-0070,PUMP,01)YELLOW HDPE DO GUARD | 23-0070 | 3000326 | NORTH SAFETY PRODUCTS | NORTH SAFETY PRODUCTS | 23-0070 | [18 empty] | PUMP | NO MODIFIER | TYPE |  | HEAD RANGE |  | FLOW RATING |  | INLET SIZE |  | OUTLET SIZE |  | DISCHARGE PRESSURE |  | SUCTION PRESSURE |  | DRIVE DETAILS |  | CASE MATERIAL |  | TEMPERATURE RATING |  | HAZARD CLASS |  | CERTIFICATION/STANDARD |  | ADDITIONAL FEATURES EN | YELLOW HDPE DO GUARD
STP_009 | Data Enrichment | RMU |  | 2023-07-10 |  |  | 1213963 | 1213963 | PUMP;SIE,000.020.016.424 | PUMP;MNFR:SIEMENS,PTNO:000.020.016.424 | PUMP | 000.020.016.424 | 3000032 | SIEMENS | SIEMENS | 000.020.016.424 | [18 empty] | PUMP | NO MODIFIER | TYPE |  | HEAD RANGE |  | FLOW RATING |  | INLET SIZE |  | OUTLET SIZE |  | DISCHARGE PRESSURE |  | SUCTION PRESSURE |  | DRIVE DETAILS |  | CASE MATERIAL |  | TEMPERATURE RATING |  | HAZARD CLASS |  | CERTIFICATION/STANDARD |  | ADDITIONAL FEATURES EN
STP_009 | Data Enrichment | RMU |  | 2023-07-10 |  |  | 1213962 | 1213962 | PUMP;SIE,000.050.016.424 | PUMP;MNFR:SIEMENS,PTNO:000.050.016.424 | PUMP | 000.050.016.424 | 3000032 | SIEMENS | SIEMENS | 000.050.016.424 | [18 empty] | PUMP | NO MODIFIER | TYPE |  | HEAD RANGE |  | FLOW RATING |  | INLET SIZE |  | OUTLET SIZE |  | DISCHARGE PRESSURE |  | SUCTION PRESSURE |  | DRIVE DETAILS |  | CASE MATERIAL |  | TEMPERATURE RATING |  | HAZARD CLASS |  | CERTIFICATION/STANDARD |  | ADDITIONAL FEATURES EN
STP_009 | Data Enrichment | RMU |  | 2023-07-10 |  |  | 1258418 | 1258418 | PUMP;SIE,1.153.800 | PUMP;MNFR:SIEMENS,PTNO:1.153.800 | PUMP | 1.153.800 | 3000032 | SIEMENS | SIEMENS | 1.153.800 | [18 empty] | PUMP | NO MODIFIER | TYPE |  | HEAD RANGE |  | FLOW RATING |  | INLET SIZE |  | OUTLET SIZE |  | DISCHARGE PRESSURE |  | SUCTION PRESSURE |  | DRIVE DETAILS |  | CASE MATERIAL |  | TEMPERATURE RATING |  | HAZARD CLASS |  | CERTIFICATION/STANDARD |  | ADDITIONAL FEATURES EN
STP_009 | Data Enrichment | RMU |  | 2023-07-10 |  |  | 1335159 | 1335159 | PUMP;SIE,135 | PUMP;MNFR:SIEMENS,PTNO:135 | PUMP | 135 | 3000032 | SIEMENS | SIEMENS | 135 | [18 empty] | PUMP | NO MODIFIER | TYPE |  | HEAD RANGE |  | FLOW RATING |  | INLET SIZE |  | OUTLET SIZE |  | DISCHARGE PRESSURE |  | SUCTION PRESSURE |  | DRIVE DETAILS |  | CASE MATERIAL |  | TEMPERATURE RATING |  | HAZARD CLASS |  | CERTIFICATION/STANDARD |  | ADDITIONAL FEATURES EN
STP_009 | Data Enrichment | RMU |  | 2023-07-10 |  |  | 1325176 | 1325176 | PUMP;SIE,2BA-2BE | PUMP;MNFR:SIEMENS,PTNO:2BA-2BE | PUMP | 2BA-2BE | 3000032 | SIEMENS | SIEMENS | 2BA-2BE | [18 empty] | PUMP | NO MODIFIER | TYPE |  | HEAD RANGE |  | FLOW RATING |  | INLET SIZE |  | OUTLET SIZE |  | DISCHARGE PRESSURE |  | SUCTION PRESSURE |  | DRIVE DETAILS |  | CASE MATERIAL |  | TEMPERATURE RATING |  | HAZARD CLASS |  | CERTIFICATION/STANDARD |  | ADDITIONAL FEATURES EN
STP_009 | Data Enrichment | RMU |  | 2023-07-10 |  |  | 1335158 | 1335158 | PUMP;SIE,313 | PUMP;MNFR:SIEMENS,PTNO:313 | PUMP | 313 | 3000032 | SIEMENS | SIEMENS | 313 | [18 empty] | PUMP | NO MODIFIER | TYPE |  | HEAD RANGE |  | FLOW RATING |  | INLET SIZE |  | OUTLET SIZE |  | DISCHARGE PRESSURE |  | SUCTION PRESSURE |  | DRIVE DETAILS |  | CASE MATERIAL |  | TEMPERATURE RATING |  | HAZARD CLASS |  | CERTIFICATION/STANDARD |  | ADDITIONAL FEATURES EN
STP_009 | Data Enrichment | RMU |  | 2023-07-10 |  |  | 1335157 | 1335157 | PUMP;SIE,330 | PUMP;MNFR:SIEMENS,PTNO:330 | PUMP | 330 | 3000032 | SIEMENS | SIEMENS | 330 | [18 empty] | PUMP | NO MODIFIER | TYPE |  | HEAD RANGE |  | FLOW RATING |  | INLET SIZE |  | OUTLET SIZE |  | DISCHARGE PRESSURE |  | SUCTION PRESSURE |  | DRIVE DETAILS |  | CASE MATERIAL |  | TEMPERATURE RATING |  | HAZARD CLASS |  | CERTIFICATION/STANDARD |  | ADDITIONAL FEATURES EN
STP_009 | Data Enrichment | RMU |  | 2023-07-10 |  |  | 1335153 | 1335153 | PUMP;SIE,419 | PUMP;MNFR:SIEMENS,PTNO:419 | PUMP | 419 | 3000032 | SIEMENS | SIEMENS | 419 | [18 empty] | PUMP | NO MODIFIER | TYPE |  | HEAD RANGE |  | FLOW RATING |  | INLET SIZE |  | OUTLET SIZE |  | DISCHARGE PRESSURE |  | SUCTION PRESSURE |  | DRIVE DETAILS |  | CASE MATERIAL |  | TEMPERATURE RATING |  | HAZARD CLASS |  | CERTIFICATION/STANDARD |  | ADDITIONAL FEATURES EN
STP_009 | Data Enrichment | RMU |  | 2023-07-10 |  |  | 1335152 | 1335152 | PUMP;SIE,571 | PUMP;MNFR:SIEMENS,PTNO:571 | PUMP | 571 | 3000032 | SIEMENS | SIEMENS | 571 | [18 empty] | PUMP | NO MODIFIER | TYPE |  | HEAD RANGE |  | FLOW RATING |  | INLET SIZE |  | OUTLET SIZE |  | DISCHARGE PRESSURE |  | SUCTION PRESSURE |  | DRIVE DETAILS |  | CASE MATERIAL |  | TEMPERATURE RATING |  | HAZARD CLASS |  | CERTIFICATION/STANDARD |  | ADDITIONAL FEATURES EN
STP_009 | Data Enrichment | RMU |  | 2023-07-10 |  |  | 1335151 | 1335151 | PUMP;SIE,572 | PUMP;MNFR:SIEMENS,PTNO:572 | PUMP | 572 | 3000032 | SIEMENS | SIEMENS | 572 | [18 empty] | PUMP | NO MODIFIER | TYPE |  | HEAD RANGE |  | FLOW RATING |  | INLET SIZE |  | OUTLET SIZE |  | DISCHARGE PRESSURE |  | SUCTION PRESSURE |  | DRIVE DETAILS |  | CASE MATERIAL |  | TEMPERATURE RATING |  | HAZARD CLASS |  | CERTIFICATION/STANDARD |  | ADDITIONAL FEATURES EN
STP_009 | Data Enrichment | RMU |  | 2023-07-10 |  |  | 1335150 | 1335150 | PUMP;SIE,610 | PUMP;MNFR:SIEMENS,PTNO:610 | PUMP | 610 | 3000032 | SIEMENS | SIEMENS | 610 | [18 empty] | PUMP | NO MODIFIER | TYPE |  | HEAD RANGE |  | FLOW RATING |  | INLET SIZE |  | OUTLET SIZE |  | DISCHARGE PRESSURE |  | SUCTION PRESSURE |  | DRIVE DETAILS |  | CASE MATERIAL |  | TEMPERATURE RATING |  | HAZARD CLASS |  | CERTIFICATION/STANDARD |  | ADDITIONAL FEATURES EN
STP_009 | Data Enrichment | RMU |  | 2023-07-10 |  |  | 1335148 | 1335148 | PUMP;SIE,630 | PUMP;MNFR:SIEMENS,PTNO:630 | PUMP | 630 | 3000032 | SIEMENS | SIEMENS | 630 | [18 empty] | PUMP | NO MODIFIER | TYPE |  | HEAD RANGE |  | FLOW RATING |  | INLET SIZE |  | OUTLET SIZE |  | DISCHARGE PRESSURE |  | SUCTION PRESSURE |  | DRIVE DETAILS |  | CASE MATERIAL |  | TEMPERATURE RATING |  | HAZARD CLASS |  | CERTIFICATION/STANDARD |  | ADDITIONAL FEATURES EN
STP_009 | Data Enrichment | RYM |  | 2023-07-10 |  |  | 1269079 | 1269079 | RING,LCK;DRAG,R34113,4MM,BLU,20 PK | RING,LOCK;MNFR:DRAEGER,PTNO:R34113,ADDITIONAL FEATURES EN:4MM,BLUE,20 PK | 01)ALLIANCE SAFETY EQUIPMENT,01)R34113,RING,LOCK,01)4MM,BLUE,20 PK | R34113 | 3000423 | DRAEGER | DRAEGER | R34113 | [18 empty] | RING | LOCK | TYPE |  | INSIDE DIAMETER |  | OUTSIDE DIAMETER |  | WIDTH |  | MATERIAL |  | MATERIAL SPECIFICATION |  | HAZARD CLASS |  | CERTIFICATION/STANDARD |  | ADDITIONAL FEATURES EN | 4MM,BLUE,20 PK
STP_009 | Data Enrichment | RYM |  | 2023-07-10 |  |  | 1213443 | 1213443 | RING,LCK;DRVT,IFI31381 | RING,LOCK;MNFR:DRIVETRAIN,PTNO:IFI31381 |  | IFI31381 | 3000461 | DRIVETRAIN | DRIVETRAIN | IFI31381 | [18 empty] | RING | LOCK | TYPE |  | INSIDE DIAMETER |  | OUTSIDE DIAMETER |  | WIDTH |  | MATERIAL |  | MATERIAL SPECIFICATION |  | HAZARD CLASS |  | CERTIFICATION/STANDARD |  | ADDITIONAL FEATURES EN
STP_009 | Data Enrichment | RYM |  | 2023-07-10 |  |  | 1213505 | 1213505 | RING,LCK;DRVT,IFI33566 | RING,LOCK;MNFR:DRIVETRAIN,PTNO:IFI33566 |  | IFI33566 | 3000461 | DRIVETRAIN | DRIVETRAIN | IFI33566 | [18 empty] | RING | LOCK | TYPE |  | INSIDE DIAMETER |  | OUTSIDE DIAMETER |  | WIDTH |  | MATERIAL |  | MATERIAL SPECIFICATION |  | HAZARD CLASS |  | CERTIFICATION/STANDARD |  | ADDITIONAL FEATURES EN
STP_009 | Data Enrichment | RYM |  | 2023-07-10 |  |  | 1268453 | 1268453 | RING,LCK;REXN,TLK400-300X375 | RING,LOCK;MNFR:REXNORD,PTNO:TLK400-300X375 | 01)APPLIED INDUSTRIAL TECHNO,01)TLK400-300X375,RING,LOCK | TLK400-300X375 | 3000337 | REXNORD | REXNORD | TLK400-300X375 | [18 empty] | RING | LOCK | TYPE |  | INSIDE DIAMETER |  | OUTSIDE DIAMETER |  | WIDTH |  | MATERIAL |  | MATERIAL SPECIFICATION |  | HAZARD CLASS |  | CERTIFICATION/STANDARD |  | ADDITIONAL FEATURES EN
STP_009 | Data Enrichment | RYM |  | 2023-07-10 |  |  | 1268751 | 1268751 | RING,LCK;SKF,A220X285,PHF FX10-220X285 | RING,LOCK;MNFR:SKF,PTNO:A220X285,ADDITIONAL FEATURES EN:PHF FX10-220X285 | 01)APPLIED INDUSTRIAL TECHNO M,01)A220X285,RING,LOCK,01)PHF FX10-220X285 | A220X285 | 3000348 | SKF | SKF | A220X285 | [18 empty] | RING | LOCK | TYPE |  | INSIDE DIAMETER |  | OUTSIDE DIAMETER |  | WIDTH |  | MATERIAL |  | MATERIAL SPECIFICATION |  | HAZARD CLASS |  | CERTIFICATION/STANDARD |  | ADDITIONAL FEATURES EN | PHF FX10-220X285
STP_009 | Data Enrichment | RYM |  | 2023-07-10 |  |  | 1269018 | 1269018 | RING,LCK;SKF,F050X080,ASSY,PHF FX60 | RING,LOCK;MNFR:SKF,PTNO:F050X080,ADDITIONAL FEATURES EN:ASSY,PHF FX60 | 01)APPLIED INDUSTRIAL TECHNO M,01)F050X080,RING,LOCK,01)ASSY,PHF FX60 | F050X080 | 3000348 | SKF | SKF | F050X080 | [18 empty] | RING | LOCK | TYPE |  | INSIDE DIAMETER |  | OUTSIDE DIAMETER |  | WIDTH |  | MATERIAL |  | MATERIAL SPECIFICATION |  | HAZARD CLASS |  | CERTIFICATION/STANDARD |  | ADDITIONAL FEATURES EN | ASSY,PHF FX60
STP_009 | Data Enrichment | RYM |  | 2023-07-10 |  |  | 1244782 | 1244782 | RING,LNTRN;WEI,D063P50 | ANILLO LINTERNA;MNFR:WEIR,PTNO:D063P50,CARACTERISTICAS ADICIONALES ES:0340-PPR-0009 MINERALS | ANILLO LINTERNA | D063P50 | 3000036 | WEIR | WEIR | D063P50 | [18 empty] | RING | NO MODIFIER | TYPE |  | DIMENSIONS |  | MATERIAL |  | MATERIAL SPECIFICATION |  | HAZARD CLASS |  | CERTIFICATION/STANDARD |  | ADDITIONAL FEATURES EN | [59 empty] | CARACTERISTICAS ADICIONALES ES:0340-PPR-0009 MINERALS
STP_009 | Data Enrichment | RYM |  | 2023-07-10 |  |  | 1218530 | 1218530 | RING,PSTN;FISV,1U2342X0012 | RING,PSTN;MNFR:FISHER CONTROLS,PTNO:1U2342X0012 |  | 1U2342X0012 | 3000274 | FISHER CONTROLS | FISHER CONTROLS | 1U2342X0012 | [18 empty] | RING | PISTON | TYPE |  | INSIDE DIAMETER |  | OUTSIDE DIAMETER |  | THICKNESS |  | MATERIAL |  | NUMBER IN SET |  | HAZARD CLASS |  | CERTIFICATION/STANDARD |  | ADDITIONAL FEATURES EN
STP_009 | Data Enrichment | RYM |  | 2023-07-10 |  |  | 1217882 | 1217882 | RING,RETNG;ASWP,DUAAR2330000 | RING,RETAINING;MNFR:AUSWEEP,PTNO:DUAAR2330000 | 01)AUSTRALIAN SWEEPER CORP P,01)DUAAR2330000,RING,RETAINING | DUAAR2330000 | 3000416 | AUSWEEP | AUSWEEP | DUAAR2330000 | [18 empty] | RING | RETAINING | TYPE |  | NOMINAL DIAMETER |  | THICKNESS |  | DESIGNATION |  | MATERIAL |  | MATERIAL SPECIFICATION |  | GROOVE SIZE |  | HAZARD CLASS |  | CERTIFICATION/STANDARD |  | ADDITIONAL FEATURES EN
STP_009 | Data Enrichment | RYM |  | 2023-07-10 |  |  | 1252975 | 1252975 | RING,RETNG;DIEC,1F.500395697 | RING,RETAINING;MNFR:DIECI,PTNO:1F.500395697,ADDITIONAL FEATURES EN:CIRCLIP | RING,RETAINING,01)CIRCLIP | 1F.500395697 | 3000511 | DIECI | DIECI | 1F.500395697 | [18 empty] | RING | RETAINING | TYPE |  | NOMINAL DIAMETER |  | THICKNESS |  | DESIGNATION |  | MATERIAL |  | MATERIAL SPECIFICATION |  | GROOVE SIZE |  | HAZARD CLASS |  | CERTIFICATION/STANDARD |  | ADDITIONAL FEATURES EN | CIRCLIP
STP_009 | Data Enrichment | RYM |  | 2023-07-10 |  |  | 1333657 | 1333657 | RING,RETNG;DIEC,3P-1022 | RING,RETAINING;MNFR:DIECI,PTNO:3P-1022,ADDITIONAL FEATURES EN:CIRCLIP,MOUNTING PIN,MANBASKET | RING,RETAINING,01)CIRCLIP,MOUNTING PIN,MANBASKET | 3P-1022 | 3000511 | DIECI | DIECI | 3P-1022 | [18 empty] | RING | RETAINING | TYPE |  | NOMINAL DIAMETER |  | THICKNESS |  | DESIGNATION |  | MATERIAL |  | MATERIAL SPECIFICATION |  | GROOVE SIZE |  | HAZARD CLASS |  | CERTIFICATION/STANDARD |  | ADDITIONAL FEATURES EN | CIRCLIP,MOUNTING PIN,MANBASKET
STP_009 | Data Enrichment | RYM |  | 2023-07-10 |  |  | 1213251 | 1213251 | RING,RETNG;DRVT,IFI22937 | RING,RETAINING;MNFR:DRIVETRAIN,PTNO:IFI22937 | 01)DRIVETRAIN AUSTRALIA,01)IFI22937,RING,RETAINING | IFI22937 | 3000461 | DRIVETRAIN | DRIVETRAIN | IFI22937 | [18 empty] | RING | RETAINING | TYPE |  | NOMINAL DIAMETER |  | THICKNESS |  | DESIGNATION |  | MATERIAL |  | MATERIAL SPECIFICATION |  | GROOVE SIZE |  | HAZARD CLASS |  | CERTIFICATION/STANDARD |  | ADDITIONAL FEATURES EN
STP_009 | Data Enrichment | RYM |  | 2023-07-10 |  |  | 1213252 | 1213252 | RING,RETNG;DRVT,IFI22938 | RING,RETAINING;MNFR:DRIVETRAIN,PTNO:IFI22938 | 01)DRIVETRAIN AUSTRALIA,01)IFI22938,RING,RETAINING | IFI22938 | 3000461 | DRIVETRAIN | DRIVETRAIN | IFI22938 | [18 empty] | RING | RETAINING | TYPE |  | NOMINAL DIAMETER |  | THICKNESS |  | DESIGNATION |  | MATERIAL |  | MATERIAL SPECIFICATION |  | GROOVE SIZE |  | HAZARD CLASS |  | CERTIFICATION/STANDARD |  | ADDITIONAL FEATURES EN
STP_009 | Data Enrichment | RYM |  | 2023-07-10 |  |  | 1213427 | 1213427 | RING,RETNG;DRVT,IFI31361 | RING,RETAINING;MNFR:DRIVETRAIN,PTNO:IFI31361 |  | IFI31361 | 3000461 | DRIVETRAIN | DRIVETRAIN | IFI31361 | [18 empty] | RING | RETAINING | TYPE |  | NOMINAL DIAMETER |  | THICKNESS |  | DESIGNATION |  | MATERIAL |  | MATERIAL SPECIFICATION |  | GROOVE SIZE |  | HAZARD CLASS |  | CERTIFICATION/STANDARD |  | ADDITIONAL FEATURES EN
STP_009 | Data Enrichment | RYM |  | 2023-07-10 |  |  | 1273508 | 1273508 | RING,RETNG;TENN,1059019,EXTRNL,OD:1.375 | RING,RETAINING;MNFR:TENNANT,PTNO:1059019,ADDITIONAL FEATURES EN:EXTERNAL,OD:1.375 |  | 1059019 | 3000358 | TENNANT | TENNANT | 1059019 | [18 empty] | RING | RETAINING | TYPE |  | NOMINAL DIAMETER |  | THICKNESS |  | DESIGNATION |  | MATERIAL |  | MATERIAL SPECIFICATION |  | GROOVE SIZE |  | HAZARD CLASS |  | CERTIFICATION/STANDARD |  | ADDITIONAL FEATURES EN | EXTERNAL | [52 empty] | OD:1.375
STP_009 | Data Enrichment | RYM |  | 2023-07-10 |  |  | 1218529 | 1218529 | RING,SEAT;FISV,1U222846172 | RING,SEAT;MNFR:FISHER CONTROLS,PTNO:1U222846172 |  | 1U222846172 | 3000274 | FISHER CONTROLS | FISHER CONTROLS | 1U222846172 | [18 empty] | RING | SEAT | TYPE |  | INSIDE DIAMETER |  | OUTSIDE DIAMETER |  | THICKNESS |  | MATERIAL |  | PRESSURE RATING |  | HAZARD CLASS |  | CERTIFICATION/STANDARD |  | ADDITIONAL FEATURES EN
STP_009 | Data Enrichment | RYM |  | 2023-07-10 |  |  | 1326798 | 1326798 | RING;ABB,FEP-051-ER | RING;MNFR:ABB,PTNO:FEP-051-ER | RING | FEP-051-ER | 3000014 | ABB | ABB | FEP-051-ER | [18 empty] | RING | NO MODIFIER | TYPE |  | DIMENSIONS |  | MATERIAL |  | MATERIAL SPECIFICATION |  | HAZARD CLASS |  | CERTIFICATION/STANDARD |  | ADDITIONAL FEATURES EN
STP_009 | Data Enrichment | RYM |  | 2023-07-10 |  |  | 1270556 | 1270556 | RING;ASWP,DU.DAK0000023,100X130X12 | RING;MNFR:AUSWEEP,PTNO:DU.DAK0000023,ADDITIONAL FEATURES EN:100X130X12 | 01)AUSTRALIAN SWEEPER CORP P,01)DU.DAK0000023,RING,01)100X130X12 | DU.DAK0000023 | 3000416 | AUSWEEP | AUSWEEP | DU.DAK0000023 | [18 empty] | RING | NO MODIFIER | TYPE |  | DIMENSIONS |  | MATERIAL |  | MATERIAL SPECIFICATION |  | HAZARD CLASS |  | CERTIFICATION/STANDARD |  | ADDITIONAL FEATURES EN | 100X130X12
STP_009 | Data Enrichment | RYM |  | 2023-07-10 |  |  | 1240537 | 1240537 | RING;CUM,3028291,RBR | RING;MNFR:CUMMINS,PTNO:3028291,ADDITIONAL FEATURES EN:RUBBER | RING,01)RUBBER,01)CAUCHO | 3028291 | 3000018 | CUMMINS | CUMMINS | 3028291 | [18 empty] | RING | NO MODIFIER | TYPE |  | DIMENSIONS |  | MATERIAL |  | MATERIAL SPECIFICATION |  | HAZARD CLASS |  | CERTIFICATION/STANDARD |  | ADDITIONAL FEATURES EN | RUBBER
STP_009 | Data Enrichment | RYM |  | 2023-07-10 |  |  | 1243588 | 1243588 | RING;CUM,3046201,RBR | RING;MNFR:CUMMINS,PTNO:3046201,ADDITIONAL FEATURES EN:RUBBER | RING,01)RUBBER,01)CAUCHO | 3046201 | 3000018 | CUMMINS | CUMMINS | 3046201 | [18 empty] | RING | NO MODIFIER | TYPE |  | DIMENSIONS |  | MATERIAL |  | MATERIAL SPECIFICATION |  | HAZARD CLASS |  | CERTIFICATION/STANDARD |  | ADDITIONAL FEATURES EN | RUBBER
STP_009 | Data Enrichment | RYM |  | 2023-07-10 |  |  | 1269085 | 1269085 | RING;DRAG,R34647,BAYONETT,PSS BG 4 PLUS | RING;MNFR:DRAEGER,PTNO:R34647,ADDITIONAL FEATURES EN:BAYONETT,PSS BG 4 PLUS | 01)ALLIANCE SAFETY EQUIPMENT,01)R34647,RING,01)BAYONETT,PSS BG 4 PLUS | R34647 | 3000423 | DRAEGER | DRAEGER | R34647 | [18 empty] | RING | NO MODIFIER | TYPE |  | DIMENSIONS |  | MATERIAL |  | MATERIAL SPECIFICATION |  | HAZARD CLASS |  | CERTIFICATION/STANDARD |  | ADDITIONAL FEATURES EN | BAYONETT,PSS BG 4 PLUS
STP_009 | Data Enrichment | RYM |  | 2023-07-10 |  |  | 1213163 | 1213163 | RING;DRVT,IFI04088,QUAD | RING;MNFR:DRIVETRAIN,PTNO:IFI04088,ADDITIONAL FEATURES EN:QUAD | 01)DRIVETRAIN AUSTRALIA,01)IFI04088,RING,01)QUAD | IFI04088 | 3000461 | DRIVETRAIN | DRIVETRAIN | IFI04088 | [18 empty] | RING | NO MODIFIER | TYPE |  | DIMENSIONS |  | MATERIAL |  | MATERIAL SPECIFICATION |  | HAZARD CLASS |  | CERTIFICATION/STANDARD |  | ADDITIONAL FEATURES EN | QUAD
STP_009 | Data Enrichment | RYM |  | 2023-07-10 |  |  | 1213164 | 1213164 | RING;DRVT,IFI04090,QUAD | RING;MNFR:DRIVETRAIN,PTNO:IFI04090,ADDITIONAL FEATURES EN:QUAD | 01)DRIVETRAIN AUSTRALIA,01)IFI04090,RING,01)QUAD | IFI04090 | 3000461 | DRIVETRAIN | DRIVETRAIN | IFI04090 | [18 empty] | RING | NO MODIFIER | TYPE |  | DIMENSIONS |  | MATERIAL |  | MATERIAL SPECIFICATION |  | HAZARD CLASS |  | CERTIFICATION/STANDARD |  | ADDITIONAL FEATURES EN | QUAD
STP_009 | Data Enrichment | RYM |  | 2023-07-10 |  |  | 1213325 | 1213325 | RING;DRVT,IFI25295 | RING;MNFR:DRIVETRAIN,PTNO:IFI25295 | 01)DRIVETRAIN AUSTRALIA,01)IFI25295,RING | IFI25295 | 3000461 | DRIVETRAIN | DRIVETRAIN | IFI25295 | [18 empty] | RING | NO MODIFIER | TYPE |  | DIMENSIONS |  | MATERIAL |  | MATERIAL SPECIFICATION |  | HAZARD CLASS |  | CERTIFICATION/STANDARD |  | ADDITIONAL FEATURES EN
STP_009 | Data Enrichment | RYM |  | 2023-07-10 |  |  | 1213394 | 1213394 | RING;DRVT,IFI31285 | RING;MNFR:DRIVETRAIN,PTNO:IFI31285 |  | IFI31285 | 3000461 | DRIVETRAIN | DRIVETRAIN | IFI31285 | [18 empty] | RING | NO MODIFIER | TYPE |  | DIMENSIONS |  | MATERIAL |  | MATERIAL SPECIFICATION |  | HAZARD CLASS |  | CERTIFICATION/STANDARD |  | ADDITIONAL FEATURES EN
STP_009 | Data Enrichment | RYM |  | 2023-07-10 |  |  | 1213507 | 1213507 | RING;DRVT,IFI33568,SNP | RING;MNFR:DRIVETRAIN,PTNO:IFI33568,ADDITIONAL FEATURES EN:SNAP |  | IFI33568 | 3000461 | DRIVETRAIN | DRIVETRAIN | IFI33568 | [18 empty] | RING | NO MODIFIER | TYPE |  | DIMENSIONS |  | MATERIAL |  | MATERIAL SPECIFICATION |  | HAZARD CLASS |  | CERTIFICATION/STANDARD |  | ADDITIONAL FEATURES EN | SNAP
STP_009 | Data Enrichment | RYM |  | 2023-07-10 |  |  | 1213516 | 1213516 | RING;DRVT,IFI33577,SNP | RING;MNFR:DRIVETRAIN,PTNO:IFI33577,ADDITIONAL FEATURES EN:SNAP |  | IFI33577 | 3000461 | DRIVETRAIN | DRIVETRAIN | IFI33577 | [18 empty] | RING | NO MODIFIER | TYPE |  | DIMENSIONS |  | MATERIAL |  | MATERIAL SPECIFICATION |  | HAZARD CLASS |  | CERTIFICATION/STANDARD |  | ADDITIONAL FEATURES EN | SNAP
STP_009 | Data Enrichment | RYM |  | 2023-07-10 |  |  | 1215331 | 1215331 | RING;GARD,1405257,PR 1000 DRIFTER | RING;MNFR:GARDNER DENVER,PTNO:1405257,ADDITIONAL FEATURES EN:PR 1000 DRIFTER | 01)SWANSTON TASMANIA PTY LTD,01)1405257,RING,01)PR 1000 DRIFTER | 1405257 | 3000280 | GARDNER DENVER | GARDNER DENVER | 1405257 | [18 empty] | RING | NO MODIFIER | TYPE |  | DIMENSIONS |  | MATERIAL |  | MATERIAL SPECIFICATION |  | HAZARD CLASS |  | CERTIFICATION/STANDARD |  | ADDITIONAL FEATURES EN | PR 1000 DRIFTER
STP_009 | Data Enrichment | RYM |  | 2023-07-10 |  |  | 1273778 | 1273778 | RING;MAN,72437,TRUARC,ITEM 37 | RING;MNFR:MANITOU,PTNO:72437,ADDITIONAL FEATURES EN:TRUARC,ITEM 37 | 01)JUNGHEINRICH,01)72437,RING,01)TRUARC,ITEM 37 | 72437 | 3000007 | MANITOU | MANITOU | 72437 | [18 empty] | RING | NO MODIFIER | TYPE |  | DIMENSIONS |  | MATERIAL |  | MATERIAL SPECIFICATION |  | HAZARD CLASS |  | CERTIFICATION/STANDARD |  | ADDITIONAL FEATURES EN | TRUARC,ITEM 37
STP_009 | Data Enrichment | RYM |  | 2023-07-10 |  |  | 1269040 | 1269040 | RING;PRKH,EMI-PK2-ACCS-R02,RIMP 2,SPCR | RING;MNFR:PARKER HANNIFIN,PTNO:EMI-PK2-ACCS-R02,ADDITIONAL FEATURES EN:RIMP 2,SPACER | 01)ENZED MOUNT ISA(RKM INVES,01)EMI-PK2-ACCS-R02,RING,01)RIMP 2,SPACER | EMI-PK2-ACCS-R02 | 3000331 | PARKER HANNIFIN | PARKER HANNIFIN | EMI-PK2-ACCS-R02 | [18 empty] | RING | NO MODIFIER | TYPE |  | DIMENSIONS |  | MATERIAL |  | MATERIAL SPECIFICATION |  | HAZARD CLASS |  | CERTIFICATION/STANDARD |  | ADDITIONAL FEATURES EN | RIMP 2,SPACER
STP_009 | Data Enrichment | RYM |  | 2023-07-10 |  |  | 1323533 | 1323533 | RING;SIE,01.001/ITEM 12 | RING;MNFR:SIEMENS,PTNO:01.001/ITEM 12 | RING | 01.001/ITEM 12 | 3000032 | SIEMENS | SIEMENS | 01.001/ITEM 12 | [18 empty] | RING | NO MODIFIER | TYPE |  | DIMENSIONS |  | MATERIAL |  | MATERIAL SPECIFICATION |  | HAZARD CLASS |  | CERTIFICATION/STANDARD |  | ADDITIONAL FEATURES EN
STP_009 | Data Enrichment | RYM |  | 2023-07-10 |  |  | 1213691 | 1213691 | RING;SIE,04.002/ITEM 2 | RING;MNFR:SIEMENS,PTNO:04.002/ITEM 2 | RING | 04.002/ITEM 2 | 3000032 | SIEMENS | SIEMENS | 04.002/ITEM 2 | [18 empty] | RING | NO MODIFIER | TYPE |  | DIMENSIONS |  | MATERIAL |  | MATERIAL SPECIFICATION |  | HAZARD CLASS |  | CERTIFICATION/STANDARD |  | ADDITIONAL FEATURES EN
STP_009 | Data Enrichment | RYM |  | 2023-07-10 |  |  | 1213694 | 1213694 | RING;SIE,04.002/ITEM 8 | RING;MNFR:SIEMENS,PTNO:04.002/ITEM 8 | RING | 04.002/ITEM 8 | 3000032 | SIEMENS | SIEMENS | 04.002/ITEM 8 | [18 empty] | RING | NO MODIFIER | TYPE |  | DIMENSIONS |  | MATERIAL |  | MATERIAL SPECIFICATION |  | HAZARD CLASS |  | CERTIFICATION/STANDARD |  | ADDITIONAL FEATURES EN
STP_009 | Data Enrichment | RYM |  | 2023-07-10 |  |  | 1213695 | 1213695 | RING;SIE,04.007/ITEM 2 | RING;MNFR:SIEMENS,PTNO:04.007/ITEM 2 | RING | 04.007/ITEM 2 | 3000032 | SIEMENS | SIEMENS | 04.007/ITEM 2 | [18 empty] | RING | NO MODIFIER | TYPE |  | DIMENSIONS |  | MATERIAL |  | MATERIAL SPECIFICATION |  | HAZARD CLASS |  | CERTIFICATION/STANDARD |  | ADDITIONAL FEATURES EN
STP_009 | Data Enrichment | RYM |  | 2023-07-10 |  |  | 1213696 | 1213696 | RING;SIE,04.007/ITEM 3 | RING;MNFR:SIEMENS,PTNO:04.007/ITEM 3 | RING | 04.007/ITEM 3 | 3000032 | SIEMENS | SIEMENS | 04.007/ITEM 3 | [18 empty] | RING | NO MODIFIER | TYPE |  | DIMENSIONS |  | MATERIAL |  | MATERIAL SPECIFICATION |  | HAZARD CLASS |  | CERTIFICATION/STANDARD |  | ADDITIONAL FEATURES EN
STP_009 | Data Enrichment | RYM |  | 2023-07-10 |  |  | 1213688 | 1213688 | RING;SIE,04.007/ITEM 4 | RING;MNFR:SIEMENS,PTNO:04.007/ITEM 4 | RING | 04.007/ITEM 4 | 3000032 | SIEMENS | SIEMENS | 04.007/ITEM 4 | [18 empty] | RING | NO MODIFIER | TYPE |  | DIMENSIONS |  | MATERIAL |  | MATERIAL SPECIFICATION |  | HAZARD CLASS |  | CERTIFICATION/STANDARD |  | ADDITIONAL FEATURES EN
STP_009 | Data Enrichment | RYM |  | 2023-07-10 |  |  | 1323532 | 1323532 | RING;SIE,04.007/ITEM 7 | RING;MNFR:SIEMENS,PTNO:04.007/ITEM 7 | RING | 04.007/ITEM 7 | 3000032 | SIEMENS | SIEMENS | 04.007/ITEM 7 | [18 empty] | RING | NO MODIFIER | TYPE |  | DIMENSIONS |  | MATERIAL |  | MATERIAL SPECIFICATION |  | HAZARD CLASS |  | CERTIFICATION/STANDARD |  | ADDITIONAL FEATURES EN
STP_009 | Data Enrichment | RYM |  | 2023-07-10 |  |  | 1213693 | 1213693 | RING;SIE,04.007/ITEM 8 | RING;MNFR:SIEMENS,PTNO:04.007/ITEM 8 | RING | 04.007/ITEM 8 | 3000032 | SIEMENS | SIEMENS | 04.007/ITEM 8 | [18 empty] | RING | NO MODIFIER | TYPE |  | DIMENSIONS |  | MATERIAL |  | MATERIAL SPECIFICATION |  | HAZARD CLASS |  | CERTIFICATION/STANDARD |  | ADDITIONAL FEATURES EN
STP_009 | Data Enrichment | RYM |  | 2023-07-10 |  |  | 1326025 | 1326025 | RING;SIE,26788028183 | RING;MNFR:SIEMENS,PTNO:26788028183 | RING | 26788028183 | 3000032 | SIEMENS | SIEMENS | 26788028183 | [18 empty] | RING | NO MODIFIER | TYPE |  | DIMENSIONS |  | MATERIAL |  | MATERIAL SPECIFICATION |  | HAZARD CLASS |  | CERTIFICATION/STANDARD |  | ADDITIONAL FEATURES EN
STP_009 | Data Enrichment | RYM |  | 2023-07-10 |  |  | 1217538 | 1217538 | RING;SIE,2BY4140-0AA76 | RING;MNFR:SIEMENS,PTNO:2BY4140-0AA76 | RING | 2BY4140-0AA76 | 3000032 | SIEMENS | SIEMENS | 2BY4140-0AA76 | [18 empty] | RING | NO MODIFIER | TYPE |  | DIMENSIONS |  | MATERIAL |  | MATERIAL SPECIFICATION |  | HAZARD CLASS |  | CERTIFICATION/STANDARD |  | ADDITIONAL FEATURES EN
STP_009 | Data Enrichment | RYM |  | 2023-07-10 |  |  | 1258206 | 1258206 | RING;SIE,2BY5350-1AA76 | RING;MNFR:SIEMENS,PTNO:2BY5350-1AA76 | RING | 2BY5350-1AA76 | 3000032 | SIEMENS | SIEMENS | 2BY5350-1AA76 | [18 empty] | RING | NO MODIFIER | TYPE |  | DIMENSIONS |  | MATERIAL |  | MATERIAL SPECIFICATION |  | HAZARD CLASS |  | CERTIFICATION/STANDARD |  | ADDITIONAL FEATURES EN
STP_009 | Data Enrichment | RYM |  | 2023-07-10 |  |  | 1258208 | 1258208 | RING;SIE,2BY5743-0AX08 | RING;MNFR:SIEMENS,PTNO:2BY5743-0AX08 | RING | 2BY5743-0AX08 | 3000032 | SIEMENS | SIEMENS | 2BY5743-0AX08 | [18 empty] | RING | NO MODIFIER | TYPE |  | DIMENSIONS |  | MATERIAL |  | MATERIAL SPECIFICATION |  | HAZARD CLASS |  | CERTIFICATION/STANDARD |  | ADDITIONAL FEATURES EN
STP_009 | Data Enrichment | RYM |  | 2023-07-10 |  |  | 1258205 | 1258205 | RING;SIE,2BY5830-1AA76 | RING;MNFR:SIEMENS,PTNO:2BY5830-1AA76 | RING | 2BY5830-1AA76 | 3000032 | SIEMENS | SIEMENS | 2BY5830-1AA76 | [18 empty] | RING | NO MODIFIER | TYPE |  | DIMENSIONS |  | MATERIAL |  | MATERIAL SPECIFICATION |  | HAZARD CLASS |  | CERTIFICATION/STANDARD |  | ADDITIONAL FEATURES EN
STP_009 | Data Enrichment | RYM |  | 2023-07-10 |  |  | 1326026 | 1326026 | RING;SIE,346003 | RING;MNFR:SIEMENS,PTNO:346003 | RING | 346003 | 3000032 | SIEMENS | SIEMENS | 346003 | [18 empty] | RING | NO MODIFIER | TYPE |  | DIMENSIONS |  | MATERIAL |  | MATERIAL SPECIFICATION |  | HAZARD CLASS |  | CERTIFICATION/STANDARD |  | ADDITIONAL FEATURES EN
STP_009 | Data Enrichment | RYM |  | 2023-07-10 |  |  | 1211122 | 1211122 | RING;SIE,70112498,SEALNG,A6 X 10 X 1, DR | RING;MNFR:SIEMENS,PTNO:70112498,ADDITIONAL FEATURES EN:SEALING,A6 X 10 X 1, DRAWING NO: 17856915, POSITION NO: 6 (INLET GU | 01)SIEMENS ENERGY PTY LTD,01)70112498,RING,01)SEALING,A6 X 10 X 1, DRAWIN | 70112498 | 3000032 | SIEMENS | SIEMENS | 70112498 | [18 empty] | RING | NO MODIFIER | TYPE |  | DIMENSIONS |  | MATERIAL |  | MATERIAL SPECIFICATION |  | HAZARD CLASS |  | CERTIFICATION/STANDARD |  | ADDITIONAL FEATURES EN | SEALING,A6 X 10 X 1 | [58 empty] | DRAWING NO: 17856915,POSITION NO: 6 (INLET GU
STP_009 | Data Enrichment | RYM |  | 2023-07-10 |  |  | 1327900 | 1327900 | RING;SIE,DH011055 | RING;MNFR:SIEMENS,PTNO:DH011055 | RING | DH011055 | 3000032 | SIEMENS | SIEMENS | DH011055 | [18 empty] | RING | NO MODIFIER | TYPE |  | DIMENSIONS |  | MATERIAL |  | MATERIAL SPECIFICATION |  | HAZARD CLASS |  | CERTIFICATION/STANDARD |  | ADDITIONAL FEATURES EN
STP_009 | Data Enrichment | RYM |  | 2023-07-10 |  |  | 1272981 | 1272981 | RING;SKF,FRB175.5/160,LCTG | RING;MNFR:SKF,PTNO:FRB175.5/160,ADDITIONAL FEATURES EN:LOCATING | 01)APPLIED INDUSTRIAL TECHNO,01)FRB175.5/160,RING,01)LOCATING | FRB175.5/160 | 3000348 | SKF | SKF | FRB175.5/160 | [18 empty] | RING | NO MODIFIER | TYPE |  | DIMENSIONS |  | MATERIAL |  | MATERIAL SPECIFICATION |  | HAZARD CLASS |  | CERTIFICATION/STANDARD |  | ADDITIONAL FEATURES EN | LOCATING
STP_009 | Data Enrichment | RYM |  | 2023-07-10 |  |  | 1276130 | 1276130 | RING;SKF,FRB8.5/215,SPCR | RING;MNFR:SKF,PTNO:FRB8.5/215,ADDITIONAL FEATURES EN:SPACER | 01)APPLIED INDUSTRIAL TECHNO,01)FRB8.5/215,RING,01)SPACER | FRB8.5/215 | 3000348 | SKF | SKF | FRB8.5/215 | [18 empty] | RING | NO MODIFIER | TYPE |  | DIMENSIONS |  | MATERIAL |  | MATERIAL SPECIFICATION |  | HAZARD CLASS |  | CERTIFICATION/STANDARD |  | ADDITIONAL FEATURES EN | SPACER
STP_009 | Data Enrichment | RYM |  | 2023-07-10 |  |  | 1274417 | 1274417 | RING;TORR,SR110X10,SPCR,WD:10MM,ONE HSNG | RING;MNFR:TIMKEN BEARING,PTNO:SR110X10,ADDITIONAL FEATURES EN:SPACER,WD:10MM,ONE HSNG ONLY |  | SR110X10 | 3000360 | TIMKEN BEARING | TIMKEN BEARING | SR110X10 | [18 empty] | RING | NO MODIFIER | TYPE |  | DIMENSIONS |  | MATERIAL |  | MATERIAL SPECIFICATION |  | HAZARD CLASS |  | CERTIFICATION/STANDARD |  | ADDITIONAL FEATURES EN | SPACER | [58 empty] | WD:10MM,ONE HSNG ONLY
STP_009 | Data Enrichment | RYM |  | 2023-07-10 |  |  | 1274152 | 1274152 | RING;WEI,931.031.554 | ANILLO;MNFR:WEIR,PTNO:931.031.554, | RING | 931.031.554 | 3000036 | WEIR | WEIR | 931.031.554, | [18 empty] | RING | NO MODIFIER | TYPE |  | DIMENSIONS |  | MATERIAL |  | MATERIAL SPECIFICATION |  | HAZARD CLASS |  | CERTIFICATION/STANDARD |  | ADDITIONAL FEATURES EN
STP_009 | Data Enrichment | RYM |  | 2023-07-10 |  |  | 1274132 | 1274132 | RING;WEI,933.345.362 | ANILLO;MNFR:WEIR,PTNO:933.345.362, | RING | 933.345.362 | 3000036 | WEIR | WEIR | 933.345.362, | [18 empty] | RING | NO MODIFIER | TYPE |  | DIMENSIONS |  | MATERIAL |  | MATERIAL SPECIFICATION |  | HAZARD CLASS |  | CERTIFICATION/STANDARD |  | ADDITIONAL FEATURES EN
STP_009 | Data Enrichment | RYM |  | 2023-07-10 |  |  | 1244828 | 1244828 | RING;WEI,B067-C23 | RING;TYPE:NECK,PTNO:B067-C23 | EN_01)NECK,FR_01)COU | B067-C23 | 3000036 | WEIR |  | B067-C23 | [18 empty] | RING | NO MODIFIER | TYPE | NECK | DIMENSIONS |  | MATERIAL |  | MATERIAL SPECIFICATION |  | HAZARD CLASS |  | CERTIFICATION/STANDARD |  | ADDITIONAL FEATURES EN
STP_009 | Data Enrichment | RYM |  | 2023-07-10 |  |  | 1274133 | 1274133 | RING;WEI,FLE.234.308 | ANILLO;MNFR:WEIR,PTNO:FLE.234.308, | RING | FLE.234.308 | 3000036 | WEIR | WEIR | FLE.234.308, | [18 empty] | RING | NO MODIFIER | TYPE |  | DIMENSIONS |  | MATERIAL |  | MATERIAL SPECIFICATION |  | HAZARD CLASS |  | CERTIFICATION/STANDARD |  | ADDITIONAL FEATURES EN
STP_009 | Data Enrichment | RMU |  | 2023-07-10 |  |  | 1254024 | 1254024 | ZZ - REPLACED BY 1556683 | LINER;MNFR:BRADKEN,PTNO:MIM-28-6-LB229,ADDITIONAL FEATURES EN:PLATE, 25MM BIS 500 SCREEN DISCHARGE CHUTE | 01)BRADKEN MINING,01)MIM-28-6-LB229,LINER,01)PLATE, 25MM BIS 500 SCREEN | MIM-28-6-LB229 | 3000420 | BRADKEN | BRADKEN | MIM-28-6-LB229 | [18 empty] | LINER | NO MODIFIER | TYPE |  | SIZE |  | MATERIAL |  | HAZARD CLASS |  | CERTIFICATION/STANDARD |  | ADDITIONAL FEATURES EN | PLATE,25MM BIS 500 SCREEN DISCHARGE CHUTE