## Sheet1
Project | Activities | Production User | Production Comments | Start Date | End Date | Remarks | Griha ID | MATNR | MEINS | MAKTX_EN | MAKTX_ES | MAKTX_FR | TEXT_EN | Class_Char_Catted | MFRPN | MFRNR | MFRNR DES | MNFR | PTNO | Verified MNFR from web | MNFR 1 | PTNO 1 | MNFR 2 | PTNO 2 | Reference URL | Reference URL1 | Item Number | Equipment Type | Equipment Manufacturer | Equipment Model | Equipment Serial | DWG | DRAWING VERSION | POS/TAG | Unused Text | Enriched/Cleansed | UNSPSC Ver.23.07 | Noun | Modifier | Attribute Name 1 | Attribute Value 1 | Attribute Name 2 | Attribute Value 2 | Attribute Name 3 | Attribute Value 3 | Attribute Name 4 | Attribute Value 4 | Attribute Name 5 | Attribute Value 5 | Attribute Name 6 | Attribute Value 6 | Attribute Name 7 | Attribute Value 7 | Attribute Name 8 | Attribute Value 8 | Attribute Name 9 | Attribute Value 9 | Attribute Name 10 | Attribute Value 10 | Attribute Name 11 | Attribute Value 11 | Attribute Name 12 | Attribute Value 12 | Attribute Name 13 | Attribute Value 13 | Attribute Name 14 | Attribute Value 14 | Attribute Name 15 | Attribute Value 15 | Attribute Name 16 | Attribute Value 16 | Attribute Name 17 | Attribute Value 17 | Attribute Name 18 | Attribute Value 18 | Attribute Name 19 | Attribute Value 19 | Attribute Name 20 | Attribute Value 20 | Attribute Name 21 | Attribute Value 21 | Attribute Name 22 | Attribute Value 22 | Attribute Name 23 | Attribute Value 23 | Attribute Name 24 | Attribute Value 24 | Attribute Name 25 | Attribute Value 25 | Attribute Name 26 | Attribute Value 26 | Attribute Name 27 | Attribute Value 27 | Attribute Name 28 | Attribute Value 28 | Attribute Name 29 | Attribute Value 29 | Attribute Name 30 | Attribute Value 30 | Attribute Name 31 | Attribute Value 31 | Attribute Name 32 | Attribute Value 32 | Attribute Name 33 | Attribute Value 33 | Attribute Name 34 | Attribute Value 34 | Attribute Name 35 | Attribute Value 35 | Attribute Name 36 | Attribute Value 36 | Remaining_Information
STP_009 - Lot4 | Data Enrichment | rym |  | 2023-07-31 |  |  | 1278525 | 1278525 | EA | BLOCK,CONT;14 MA,110-120 VAC,SCREW,FRONT |  |  | BLOCK,CONTACT;CURRENT RATING:14 MA,VOLTAGE RATING:110-120 VAC,TERMINAL TYPE:SCREW,MOUNTING TYPE:FRONT,MNFR:01)HAYMANS ELECTRICAL (PARTS),PTNO:01)TEEZBV-G4 | 14 MA,110-120 VAC,SCREW,FRONT,01)HAYMANS ELECTRICAL (PARTS),01)TEEZBV-G4 |  |  | HAYMANS ELECTRICAL (PARTS) | HAYMANS ELECTRICAL (PARTS) | TEEZBV-G4 | [18 empty] | BLOCK | CONTACT | TYPE |  | CONTACT CONFIGURATION |  | CURRENT RATING | 14 MA | VOLTAGE RATING | 110-120 VAC | TERMINAL TYPE | SCREW | MOUNTING TYPE | FRONT | MATERIAL |  | SIZE |  | HAZARD CLASS |  | CERTIFICATION/STANDARD |  | ADDITIONAL FEATURES
STP_009 - Lot4 | Data Enrichment | rym |  | 2023-07-31 |  |  | 1316982 | 1316982 | EA | BLOCK,CONT;1NC,10 A,24 VAC,22 MM,TELEMEC |  |  | BLOCK,CONTACT;CONTACT CONFIGURATION:1NC,CURRENT RATING:10 A,VOLTAGE RATING:24 VAC,SIZE:22 MM,ADDITIONAL FEATURES EN:ASSY, ELEC, FOR STOP BUTTON, CONVEYANCE RIU PENDANT,MNFR:01)TELEMEC,PTNO:01)ECX1030 | 1NC,10 A,24 VAC,EN_01)22 MM,01)ASSY, ELEC, FOR STOP BUTTON,01)TELEMEC,01)ECX1030 |  |  | TELEMEC | TELEMEC | ECX1030 | [18 empty] | BLOCK | CONTACT | TYPE |  | CONTACT CONFIGURATION | 1NC | CURRENT RATING | 10 A | VOLTAGE RATING | 24 VAC | TERMINAL TYPE |  | MOUNTING TYPE |  | MATERIAL |  | SIZE | 22 MM | HAZARD CLASS |  | CERTIFICATION/STANDARD |  | ADDITIONAL FEATURES | ASSY,ELEC,FOR STOP BUTTON,CONVEYANCE RIU PENDANT
STP_009 - Lot4 | Data Enrichment | rym |  | 2023-07-31 |  |  | 1353930 | 1353930 | EA | BLOCK,CONT;1NC,10 A,600 V,SCREW,PANEL |  |  | BLOCK,CONTACT;CONTACT CONFIGURATION:1NC,CURRENT RATING:10 A,VOLTAGE RATING:600 V,TERMINAL TYPE:SCREW,MOUNTING TYPE:PANEL,SIZE:22. 5 MM,ADDITIONAL FEATURES EN:ASSY, AUTO BREAK SAFETY,MNFR:01)SPRECHER,PTNO:01)D7X01S | 1NC,10 A,600 V,SCREW,PANEL,EN_01)22.5 MM,01)ASSY, AUTO BREAK SAFETY,01)SPRECHER,01)D7X01S |  |  | SPRECHER | SPRECHER | D7X01S | [18 empty] | BLOCK | CONTACT | TYPE |  | CONTACT CONFIGURATION | 1NC | CURRENT RATING | 10 A | VOLTAGE RATING | 600 V | TERMINAL TYPE | SCREW | MOUNTING TYPE | PANEL | MATERIAL |  | SIZE | 22. 5 MM | HAZARD CLASS |  | CERTIFICATION/STANDARD |  | ADDITIONAL FEATURES | ASSY,AUTO BREAK SAFETY
STP_009 - Lot4 | Data Enrichment | rym |  | 2023-07-31 |  |  | 1352998 | 1352998 | EA | BLOCK,CONT;1NC,10 A,600 VAC, 250 VDC |  |  | BLOCK,CONTACT;CONTACT CONFIGURATION:1NC,CURRENT RATING:10 A,VOLTAGE RATING:600 VAC, 250 VDC,TERMINAL TYPE:SCREW,SIZE:WD 1.2 X HT 2.2 X DP 1.9 IN,ADDITIONAL FEATURES EN:ASSY ,STD, 30.5MM H/DUTY PUSHBUTTONS,MNFR:01)AUSLEC,PTNO:01)CUTE30KLA2 | 1NC,10 A,600 VAC, 250 VDC,SCREW,EN_01)WD 1.2 X HT 2.2 X DP 1.9,01)ASSY ,STD, 30.5MM H/DUTY PU,01)AUSLEC,01)CUTE30KLA2 |  |  | AUSLEC | AUSLEC | CUTE30KLA2 | [18 empty] | BLOCK | CONTACT | TYPE |  | CONTACT CONFIGURATION | 1NC | CURRENT RATING | 10 A | VOLTAGE RATING | 600 VAC,250 VDC | TERMINAL TYPE | SCREW | MOUNTING TYPE |  | MATERIAL |  | SIZE | WD 1.2 X HT 2.2 X DP 1.9 IN | HAZARD CLASS |  | CERTIFICATION/STANDARD |  | ADDITIONAL FEATURES | ASSY,STD,30.5MM H/DUTY PUSHBUTTONS
STP_009 - Lot4 | Data Enrichment | rym |  | 2023-07-31 |  |  | 1278413 | 1278413 | EA | BLOCK,CONT;1NC,3 A |  |  | BLOCK,CONTACT;CONTACT CONFIGURATION:1NC,CURRENT RATING:3 A,ADDITIONAL FEATURES EN:PIE CART UG30 STORE ATTN RIG ELECTS,MNFR:01)CNW (MOUNT ISA) ELECT WHOLESALER,PTNO:01)SCHZBE102 | 1NC,3 A,01)PIE CART UG30 STORE ATTN RI,01)CNW (MOUNT ISA) ELECT WHOLE,01)SCHZBE102 |  |  | CNW (MOUNT ISA) ELECT WHOLESALER | CNW (MOUNT ISA) ELECT WHOLESALER | SCHZBE102 | [18 empty] | BLOCK | CONTACT | TYPE |  | CONTACT CONFIGURATION | 1NC | CURRENT RATING | 3 A | VOLTAGE RATING |  | TERMINAL TYPE |  | MOUNTING TYPE |  | MATERIAL |  | SIZE |  | HAZARD CLASS |  | CERTIFICATION/STANDARD |  | ADDITIONAL FEATURES | PIE CART UG30 STORE ATTN RIG ELECTS
STP_009 - Lot4 | Data Enrichment | rym |  | 2023-07-31 |  |  | 1278422 | 1278422 | EA | BLOCK,CONT;1NC,6 A,500 V,FRONT |  |  | BLOCK,CONTACT;CONTACT CONFIGURATION:1NC,CURRENT RATING:6 A,VOLTAGE RATING:500 V,MOUNTING TYPE:FRONT,MNFR:01)CNW (MOUNT ISA) ELECT WHOLESALER,PTNO:01)EATM22-K01 | 1NC,6 A,500 V,FRONT,01)CNW (MOUNT ISA) ELECT WHOLE,01)EATM22-K01 |  |  | CNW (MOUNT ISA) ELECT WHOLESALER | CNW (MOUNT ISA) ELECT WHOLESALER | EATM22-K01 | [18 empty] | BLOCK | CONTACT | TYPE |  | CONTACT CONFIGURATION | 1NC | CURRENT RATING | 6 A | VOLTAGE RATING | 500 V | TERMINAL TYPE |  | MOUNTING TYPE | FRONT | MATERIAL |  | SIZE |  | HAZARD CLASS |  | CERTIFICATION/STANDARD |  | ADDITIONAL FEATURES
STP_009 - Lot4 | Data Enrichment | rym |  | 2023-07-31 |  |  | 1346789 | 1346789 | EA | BLOCK,CONT;1NC,SCREW,FLUSH FRONT,ASSY |  |  | BLOCK,CONTACT;CONTACT CONFIGURATION:1NC,TERMINAL TYPE:SCREW,MOUNTING TYPE:FLUSH FRONT,ADDITIONAL FEATURES EN:ASSY,MNFR:01)RSCOMP, PTNO:01)399-3551 | 1NC,SCREW,FLUSH FRONT,01)ASSY,01)RSCOMP,01)399-3551 |  |  | RSCOMP | RSCOMP | 399-3551 | [18 empty] | BLOCK | CONTACT | TYPE |  | CONTACT CONFIGURATION | 1NC | CURRENT RATING |  | VOLTAGE RATING |  | TERMINAL TYPE | SCREW | MOUNTING TYPE | FLUSH FRONT | MATERIAL |  | SIZE |  | HAZARD CLASS |  | CERTIFICATION/STANDARD |  | ADDITIONAL FEATURES | ASSY
STP_009 - Lot4 | Data Enrichment | rym |  | 2023-07-31 |  |  | 1290047 | 1290047 | EA | BLOCK,CONT;1NC,SCREW,FRONT,ASSY |  |  | BLOCK,CONTACT;CONTACT CONFIGURATION:1NC,TERMINAL TYPE:SCREW,MOUNTING TYPE:FRONT,ADDITIONAL FEATURES EN:ASSY,MNFR:01)KLOCKNER,PTNO: 01)M22-K01 | 1NC,SCREW,FRONT,01)ASSY,01)KLOCKNER,01)M22-K01 |  |  | KLOCKNER | KLOCKNER | 01)M22-K01 | [18 empty] | BLOCK | CONTACT | TYPE |  | CONTACT CONFIGURATION | 1NC | CURRENT RATING |  | VOLTAGE RATING |  | TERMINAL TYPE | SCREW | MOUNTING TYPE | FRONT | MATERIAL |  | SIZE |  | HAZARD CLASS |  | CERTIFICATION/STANDARD |  | ADDITIONAL FEATURES | ASSY
STP_009 - Lot4 | Data Enrichment | rym |  | 2023-07-31 |  |  | 1344951 | 1344951 | EA | BLOCK,CONT;1NC,TELEMEC,ECX1031 |  |  | BLOCK,CONTACT;CONTACT CONFIGURATION:1NC,MNFR:01)TELEMEC,PTNO:01)ECX1031 | 1NC,01)TELEMEC,01)ECX1031 |  |  | TELEMEC | TELEMEC | ECX1031 | [18 empty] | BLOCK | CONTACT | TYPE |  | CONTACT CONFIGURATION | 1NC | CURRENT RATING |  | VOLTAGE RATING |  | TERMINAL TYPE |  | MOUNTING TYPE |  | MATERIAL |  | SIZE |  | HAZARD CLASS |  | CERTIFICATION/STANDARD |  | ADDITIONAL FEATURES
STP_009 - Lot4 | Data Enrichment | rym |  | 2023-07-31 |  |  | 1232611 | 1232611 | EA | BLOCK,CONT;1NO 1NC |  |  | BLOCK,CONTACT;CONTACT CONFIGURATION:1NO 1NC,ADDITIONAL FEATURES EN:(E34 AND T RNG),MNFR:01)CNW (MOUNT ISA) ELECT WHOLESALER,PTNO:01) | 1NO 1NC,01)(E34 & T RNG),01)CNW (MOUNT ISA) ELECT WHOLE,01)EATT55 |  |  | CNW (MOUNT ISA) ELECT WHOLESALER | CNW (MOUNT ISA) ELECT WHOLESALER | [19 empty] | BLOCK | CONTACT | TYPE |  | CONTACT CONFIGURATION | 1NO 1NC | CURRENT RATING |  | VOLTAGE RATING |  | TERMINAL TYPE |  | MOUNTING TYPE |  | MATERIAL |  | SIZE |  | HAZARD CLASS |  | CERTIFICATION/STANDARD |  | ADDITIONAL FEATURES | (E34 AND T RNG)
STP_009 - Lot4 | Data Enrichment | rym |  | 2023-07-31 |  |  | 1381774 | 1381774 | EA | BLOCK,CONT;1NO 1NC,12 A,24 VAC |  |  | BLOCK,CONTACT;CONTACT CONFIGURATION:1NO 1NC,CURRENT RATING:12 A,VOLTAGE RATING:24 VAC,ADDITIONAL FEATURES EN:ASSY, OIL FUSE SWITCH, TYPE ETV2, 11 KV,MNFR:01)FOWLER,PTNO:01)D-3361 | 1NO 1NC,12 A,24 VAC,01)ASSY, OIL FUSE SWITCH, TYPE,01)FOWLER,01)D-3361 |  |  | FOWLER | FOWLER | D-3361 | [18 empty] | BLOCK | CONTACT | TYPE |  | CONTACT CONFIGURATION | 1NO 1NC | CURRENT RATING | 12 A | VOLTAGE RATING | 24 VAC | TERMINAL TYPE |  | MOUNTING TYPE |  | MATERIAL |  | SIZE |  | HAZARD CLASS |  | CERTIFICATION/STANDARD |  | ADDITIONAL FEATURES | ASSY,OIL FUSE SWITCH,TYPE ETV2,11 KV
STP_009 - Lot4 | Data Enrichment | rym |  | 2023-07-31 |  |  | 1285722 | 1285722 | EA | BLOCK,CONT;1NO 1NC,4 A,500 V,SCREW,FRONT |  |  | BLOCK,CONTACT;CONTACT CONFIGURATION:1NO 1NC,CURRENT RATING:4 A,VOLTAGE RATING:500 V,TERMINAL TYPE:SCREW,MOUNTING TYPE:FRONT,SIZE: WD 40 X HT 30 X DP 35 MM,ADDITIONAL FEATURES EN:ASSY, C/W BASE,MNFR:01)KLOCKNER,PTNO:01)MOEM22-AK11 | 1NO 1NC,4 A,500 V,SCREW,FRONT,EN_01)WD 40 X HT 30 X DP 35 MM,01)ASSY, C/W BASE,01)KLOCKNER,01)MOEM22-AK11 |  |  | KLOCKNER | KLOCKNER | MOEM22-AK11 | [18 empty] | BLOCK | CONTACT | TYPE |  | CONTACT CONFIGURATION | 1NO 1NC | CURRENT RATING | 4 A | VOLTAGE RATING | 500 V | TERMINAL TYPE | SCREW | MOUNTING TYPE | FRONT | MATERIAL |  | SIZE | WD 40 X HT 30 X DP 35 MM | HAZARD CLASS |  | CERTIFICATION/STANDARD |  | ADDITIONAL FEATURES | ASSY,C/W BASE
STP_009 - Lot4 | Data Enrichment | rym |  | 2023-07-31 |  |  | 1234585 | 1234585 | EA | BLOCK,CONT;1NO 1NC,6 A,600 VAC, 250 VDC |  |  | BLOCK,CONTACT;CONTACT CONFIGURATION:1NO 1NC,CURRENT RATING:6 A,VOLTAGE RATING:600 VAC, 250 VDC,TERMINAL TYPE:SCREW,MOUNTING TYPE: CLIP ON,MNFR:01)SPRECHER,PTNO:01)DE1-11 | 1NO 1NC,6 A,600 VAC, 250 VDC,SCREW,CLIP ON,01)SPRECHER,01)DE1-11 |  |  | SPRECHER | SPRECHER | DE1-11 | [18 empty] | BLOCK | CONTACT | TYPE |  | CONTACT CONFIGURATION | 1NO 1NC | CURRENT RATING | 6 A | VOLTAGE RATING | 600 VAC,250 VDC | TERMINAL TYPE | SCREW | MOUNTING TYPE | CLIP ON | MATERIAL |  | SIZE |  | HAZARD CLASS |  | CERTIFICATION/STANDARD |  | ADDITIONAL FEATURES
STP_009 - Lot4 | Data Enrichment | rym |  | 2023-07-31 |  |  | 1290011 | 1290011 | EA | BLOCK,CONT;1NO 1NC,6 A,FLUSH |  |  | BLOCK,CONTACT;CONTACT CONFIGURATION:1NO 1NC,CURRENT RATING:6 A,MOUNTING TYPE:FLUSH,ADDITIONAL FEATURES EN:ASSY, KIT, PULL WIRE SWITCH, E2020R,MNFR:01)ECLPSENG,PTNO:01)E2020R-ATB11-1/K | 1NO 1NC,6 A,FLUSH,01)ASSY, KIT, PULL WIRE SWITCH,01)ECLPSENG,01)E2020R-ATB11-1/K |  |  | ECLPSENG | ECLPSENG | E2020R-ATB11-1/K | [18 empty] | BLOCK | CONTACT | TYPE |  | CONTACT CONFIGURATION | 1NO 1NC | CURRENT RATING | 6 A | VOLTAGE RATING |  | TERMINAL TYPE |  | MOUNTING TYPE | FLUSH | MATERIAL |  | SIZE |  | HAZARD CLASS |  | CERTIFICATION/STANDARD |  | ADDITIONAL FEATURES | ASSY,KIT,PULL WIRE SWITCH,E2020R
STP_009 - Lot4 | Data Enrichment | rym |  | 2023-07-31 |  |  | 1353192 | 1353192 | EA | BLOCK,CONT;1NO 1NC,600 VAC, 250 VDC |  |  | BLOCK,CONTACT;CONTACT CONFIGURATION:1NO 1NC,VOLTAGE RATING:600 VAC, 250 VDC,ADDITIONAL FEATURES EN:ASSY,ELEC,MNFR:01)SPRECHER, PTNO:01)DE1-10 | 1NO 1NC,600 VAC, 250 VDC,01)ASSY,ELEC,01)SPRECHER,01)DE1-10 |  |  | SPRECHER | SPRECHER | DE1-10 | [18 empty] | BLOCK | CONTACT | TYPE |  | CONTACT CONFIGURATION | 1NO 1NC | CURRENT RATING |  | VOLTAGE RATING | 600 VAC,250 VDC | TERMINAL TYPE |  | MOUNTING TYPE |  | MATERIAL |  | SIZE |  | HAZARD CLASS |  | CERTIFICATION/STANDARD |  | ADDITIONAL FEATURES | ASSY,ELEC
STP_009 - Lot4 | Data Enrichment | rym |  | 2023-07-31 |  |  | 1289850 | 1289850 | EA | BLOCK,CONT;1NO,10 A,600 VAC,FRONT |  |  | BLOCK,CONTACT;CONTACT CONFIGURATION:1NO,CURRENT RATING:10 A,VOLTAGE RATING:600 VAC,MOUNTING TYPE:FRONT,ADDITIONAL FEATURES EN: ELEC: DRILL RIG EMERGENCY STOP,MNFR:01)KLOCKNER,PTNO:01)MOEM22-K10 | 1NO,10 A,600 VAC,FRONT,01)ELEC: DRILL RIG EMERGENCY S,01)KLOCKNER,01)MOEM22-K10 |  |  | KLOCKNER | KLOCKNER | MOEM22-K10 | [18 empty] | BLOCK | CONTACT | TYPE |  | CONTACT CONFIGURATION | 1NO | CURRENT RATING | 10 A | VOLTAGE RATING | 600 VAC | TERMINAL TYPE |  | MOUNTING TYPE | FRONT | MATERIAL |  | SIZE |  | HAZARD CLASS |  | CERTIFICATION/STANDARD |  | ADDITIONAL FEATURES | ELEC: DRILL RIG EMERGENCY STOP
STP_009 - Lot4 | Data Enrichment | rym |  | 2023-07-31 |  |  | 1351070 | 1351070 | EA | BLOCK,CONT;1NO,10 A,600 VAC,SPRECHER |  |  | BLOCK,CONTACT;CONTACT CONFIGURATION:1NO,CURRENT RATING:10 A,VOLTAGE RATING:600 VAC,ADDITIONAL FEATURES EN:ASSY,ELEC: AUX, FOR D5 SERIES SWITCHES,MNFR:01)SPRECHER,PTNO:01)D5-3LX10 | 1NO,10 A,600 VAC,01)ASSY,ELEC: AUX, FOR D5 SERI,01)SPRECHER,01)D5-3LX10 |  |  | SPRECHER | SPRECHER | D5-3LX10 | [18 empty] | BLOCK | CONTACT | TYPE |  | CONTACT CONFIGURATION | 1NO | CURRENT RATING | 10 A | VOLTAGE RATING | 600 VAC | TERMINAL TYPE |  | MOUNTING TYPE |  | MATERIAL |  | SIZE |  | HAZARD CLASS |  | CERTIFICATION/STANDARD |  | ADDITIONAL FEATURES | ASSY | [50 empty] | ELEC: AUX,FOR D5 SERIES SWITCHES
STP_009 - Lot4 | Data Enrichment | rym |  | 2023-07-31 |  |  | 1278175 | 1278175 | EA | BLOCK,CONT;24 VDC,SCREW,GREEN LED |  |  | BLOCK,CONTACT;VOLTAGE RATING:24 VDC,TERMINAL TYPE:SCREW,ADDITIONAL FEATURES EN:GREEN LED,MNFR:01)HAYMANS ELECTRICAL (PARTS),PTNO: 01 | 24 VDC,SCREW,01)GREEN LED,01)HAYMANS ELECTRICAL (PARTS),01)S&SD7-N3G |  |  | HAYMANS ELECTRICAL (PARTS) | HAYMANS ELECTRICAL (PARTS) | 01 | [18 empty] | BLOCK | CONTACT | TYPE |  | CONTACT CONFIGURATION |  | CURRENT RATING |  | VOLTAGE RATING | 24 VDC | TERMINAL TYPE | SCREW | MOUNTING TYPE |  | MATERIAL |  | SIZE |  | HAZARD CLASS |  | CERTIFICATION/STANDARD |  | ADDITIONAL FEATURES | GREEN LED
STP_009 - Lot4 | Data Enrichment | rym |  | 2023-07-31 |  |  | 1359636 | 1359636 | EA | BLOCK,CONT;2NC,WD 22 X LG 45 X HT 46 MM |  |  | BLOCK,CONTACT;CONTACT CONFIGURATION:2NC,SIZE:WD 22 X LG 45 X HT 46 MM,ADDITIONAL FEATURES EN:ASSY,MNFR:01)CUTLER HAMMER,PTNO:01) 91000 T3,MNFR:02)CUTLERHM,PTNO:02)91000T3 | 2NC,EN_01)WD 22 X LG 45 X HT 46 MM,01)ASSY,01)CUTLER HAMMER,02)CUTLERHM,01)91000 T3,02)91000T3 |  |  | CUTLERHM | CUTLER HAMMER | 91000 T3 |  | CUTLERHM | 91000T3 | [15 empty] | BLOCK | CONTACT | TYPE |  | CONTACT CONFIGURATION | 2NC | CURRENT RATING |  | VOLTAGE RATING |  | TERMINAL TYPE |  | MOUNTING TYPE |  | MATERIAL |  | SIZE | WD 22 X LG 45 X HT 46 MM | HAZARD CLASS |  | CERTIFICATION/STANDARD |  | ADDITIONAL FEATURES | ASSY
STP_009 - Lot4 | Data Enrichment | rym |  | 2023-07-31 |  |  | 1344500 | 1344500 | EA | BLOCK,CONT;2NO 2NC,SCREW,H/W CMC |  |  | BLOCK,CONTACT;CONTACT CONFIGURATION:2NO 2NC,TERMINAL TYPE:SCREW,ADDITIONAL FEATURES EN:H/W CMC,MNFR:01)HONEYWEL,PTNO:01)PTCC | 2NO 2NC,SCREW,01)H/W CMC,01)HONEYWEL,01)PTCC |  |  | HONEYWEL | HONEYWEL | PTCC | [18 empty] | BLOCK | CONTACT | TYPE |  | CONTACT CONFIGURATION | 2NO 2NC | CURRENT RATING |  | VOLTAGE RATING |  | TERMINAL TYPE | SCREW | MOUNTING TYPE |  | MATERIAL |  | SIZE |  | HAZARD CLASS |  | CERTIFICATION/STANDARD |  | ADDITIONAL FEATURES | H/W CMC
STP_009 - Lot4 | Data Enrichment | rym |  | 2023-07-31 |  |  | 1344516 | 1344516 | EA | BLOCK,CONT;2NO,10 A,600 VAC, 250 VDC |  |  | BLOCK,CONTACT;CONTACT CONFIGURATION:2NO,CURRENT RATING:10 A,VOLTAGE RATING:600 VAC, 250 VDC,ADDITIONAL FEATURES EN:ASSY ,STD, 30. 5MM H/DUTY PUSHBUTTONS,MNFR:01)AUSLEC,PTNO:01)CUTE30KLA4 | 2NO,10 A,600 VAC, 250 VDC,01)ASSY ,STD, 30.5MM H/DUTY PU,01)AUSLEC,01)CUTE30KLA4 |  |  | AUSLEC | AUSLEC | CUTE30KLA4 | [18 empty] | BLOCK | CONTACT | TYPE |  | CONTACT CONFIGURATION | 2NO | CURRENT RATING | 10 A | VOLTAGE RATING | 600 VAC,250 VDC | TERMINAL TYPE |  | MOUNTING TYPE |  | MATERIAL |  | SIZE |  | HAZARD CLASS |  | CERTIFICATION/STANDARD |  | ADDITIONAL FEATURES | ASSY,STD,30. 5MM H/DUTY PUSHBUTTONS
STP_009 - Lot4 | Data Enrichment | rym |  | 2023-07-31 |  |  | 1359635 | 1359635 | EA | BLOCK,CONT;2NO,ASSY |  |  | BLOCK,CONTACT;CONTACT CONFIGURATION:2NO,SIZE:WD 1-1/4 X HT 2 X DP 2-1/2 IN,ADDITIONAL FEATURES EN:ASSY,MNFR:01)CUTLERHM,PTNO:01) 91000 T2,MNFR:02)CUTLER HAMMER,PTNO:02)91000 T2 | 2NO,EN_01)WD 1-1/4 X HT 2 X DP 2-1,01)ASSY,01)CUTLERHM,02)CUTLER HAMMER,01)91000 T2,02)91000 T2 |  |  | CUTLER HAMMER | CUTLERHM | 91000 T2 |  | CUTLER HAMMER | 91000 T2 | [15 empty] | BLOCK | CONTACT | TYPE |  | CONTACT CONFIGURATION | 2NO | CURRENT RATING |  | VOLTAGE RATING |  | TERMINAL TYPE |  | MOUNTING TYPE |  | MATERIAL |  | SIZE | WD 1-1/4 X HT 2 X DP 2-1/2 IN | HAZARD CLASS |  | CERTIFICATION/STANDARD |  | ADDITIONAL FEATURES | ASSY
STP_009 - Lot4 | Data Enrichment | rym |  | 2023-07-31 |  |  | 1278182 | 1278182 | EA | BLOCK,CONT;30 MM |  |  | BLOCK,CONTACT;SIZE:30 MM,MNFR:01)SCHRAMM AUSTRALIA,PTNO:01)AD28-391 | EN_01)30 MM,01)SCHRAMM AUSTRALIA,01)AD28-391 |  |  | SCHRAMM AUSTRALIA | SCHRAMM AUSTRALIA | AD28-391 | [18 empty] | BLOCK | CONTACT | TYPE |  | CONTACT CONFIGURATION |  | CURRENT RATING |  | VOLTAGE RATING |  | TERMINAL TYPE |  | MOUNTING TYPE |  | MATERIAL |  | SIZE | 30 MM | HAZARD CLASS |  | CERTIFICATION/STANDARD |  | ADDITIONAL FEATURES
STP_009 - Lot4 | Data Enrichment | rym |  | 2023-07-31 |  |  | 1278379 | 1278379 | EA | BLOCK,CONT;30 MM,FULCRM |  |  | BLOCK,CONTACT;SIZE:30 MM,ADDITIONAL FEATURES EN:FULCRUM,MNFR:01)SCHRAMM AUSTRALIA,PTNO:01)AD28-392 | EN_01)30 MM,01)FULCRUM,01)SCHRAMM AUSTRALIA,01)AD28-392 |  |  | SCHRAMM AUSTRALIA | SCHRAMM AUSTRALIA | AD28-392 | [18 empty] | BLOCK | CONTACT | TYPE |  | CONTACT CONFIGURATION |  | CURRENT RATING |  | VOLTAGE RATING |  | TERMINAL TYPE |  | MOUNTING TYPE |  | MATERIAL |  | SIZE | 30 MM | HAZARD CLASS |  | CERTIFICATION/STANDARD |  | ADDITIONAL FEATURES | FULCRUM
STP_009 - Lot4 | Data Enrichment | rym |  | 2023-07-31 |  |  | 1289772 | 1289772 | EA | BLOCK,CONT;ASSY |  |  | BLOCK,CONTACT;ADDITIONAL FEATURES EN:ASSY,MNFR:01)ELECNITE,PTNO:01)LC23016002 | 01)ASSY,01)ELECNITE,01)LC23016002 |  |  | ELECNITE | ELECNITE | LC23016002 | [18 empty] | BLOCK | CONTACT | TYPE |  | CONTACT CONFIGURATION |  | CURRENT RATING |  | VOLTAGE RATING |  | TERMINAL TYPE |  | MOUNTING TYPE |  | MATERIAL |  | SIZE |  | HAZARD CLASS |  | CERTIFICATION/STANDARD |  | ADDITIONAL FEATURES | ASSY
STP_009 - Lot4 | Data Enrichment | rym |  | 2023-07-31 |  |  | 1349083 | 1349083 | EA | BLOCK,CONT;ASSY |  |  | BLOCK,CONTACT;ADDITIONAL FEATURES EN:ASSY,MNFR:01)GEC,PTNO:01)U202 | 01)ASSY,01)GEC,01)U202 |  |  | GEC | GEC | U202 | [18 empty] | BLOCK | CONTACT | TYPE |  | CONTACT CONFIGURATION |  | CURRENT RATING |  | VOLTAGE RATING |  | TERMINAL TYPE |  | MOUNTING TYPE |  | MATERIAL |  | SIZE |  | HAZARD CLASS |  | CERTIFICATION/STANDARD |  | ADDITIONAL FEATURES | ASSY
STP_009 - Lot4 | Data Enrichment | rym |  | 2023-07-31 |  |  | 1346281 | 1346281 | EA | BLOCK,CONT;ASSY |  |  | BLOCK,CONTACT;ADDITIONAL FEATURES EN:ASSY,MNFR:01)IRWIN,PTNO:01)IMTS800T-XA | 01)ASSY,01)IRWIN,01)IMTS800T-XA |  |  | IRWIN | IRWIN | IMTS800T-XA | [18 empty] | BLOCK | CONTACT | TYPE |  | CONTACT CONFIGURATION |  | CURRENT RATING |  | VOLTAGE RATING |  | TERMINAL TYPE |  | MOUNTING TYPE |  | MATERIAL |  | SIZE |  | HAZARD CLASS |  | CERTIFICATION/STANDARD |  | ADDITIONAL FEATURES | ASSY
STP_009 - Lot4 | Data Enrichment | rym |  | 2023-07-31 |  |  | 1298519 | 1298519 | EA | BLOCK,CONT;ASSY, C/W 2 CONTACTS |  |  | BLOCK,CONTACT;ADDITIONAL FEATURES EN:ASSY, C/W 2 CONTACTS,MNFR:01)SPOHN,PTNO:01)NSO-53.K | 01)ASSY, C/W 2 CONTACTS,01)SPOHN,01)NSO-53.K |  |  | SPOHN | SPOHN | NSO-53.K | [18 empty] | BLOCK | CONTACT | TYPE |  | CONTACT CONFIGURATION |  | CURRENT RATING |  | VOLTAGE RATING |  | TERMINAL TYPE |  | MOUNTING TYPE |  | MATERIAL |  | SIZE |  | HAZARD CLASS |  | CERTIFICATION/STANDARD |  | ADDITIONAL FEATURES | ASSY,C/W 2 CONTACTS
STP_009 - Lot4 | Data Enrichment | rym |  | 2023-07-31 |  |  | 1381773 | 1381773 | EA | BLOCK,CONT;ASSY, REAR BUSHINGS, D04 1641 |  |  | BLOCK,CONTACT;ADDITIONAL FEATURES EN:ASSY, REAR BUSHINGS, D04 1641 C, OIL SWITCH, TY,MNFR:01)FOWLER,PTNO:01)D-041641 | 01)ASSY, REAR BUSHINGS, D04 16,01)FOWLER,01)D-041641 |  |  | FOWLER | FOWLER | D-041641 | [18 empty] | BLOCK | CONTACT | TYPE |  | CONTACT CONFIGURATION |  | CURRENT RATING |  | VOLTAGE RATING |  | TERMINAL TYPE |  | MOUNTING TYPE |  | MATERIAL |  | SIZE |  | HAZARD CLASS |  | CERTIFICATION/STANDARD |  | ADDITIONAL FEATURES | ASSY,REAR BUSHINGS,D04 1641 C,OIL SWITCH,TY
STP_009 - Lot4 | Data Enrichment | rym |  | 2023-07-31 |  |  | 1351594 | 1351594 | EA | BLOCK,CONT;DOUBLE,NO NC,10 A,600 VAC |  |  | BLOCK,CONTACT;TYPE:DOUBLE,CONTACT CONFIGURATION:NO NC,CURRENT RATING:10 A,VOLTAGE RATING:600 VAC,ADDITIONAL FEATURES EN:ASSY,MNFR: 01)TELEMEC,PTNO:01)XES-D1281 | DOUBLE,NO NC,10 A,600 VAC,01)ASSY,01)TELEMEC,01)XES-D1281 |  |  | TELEMEC | 01)TELEMEC | XES-D1281 | [18 empty] | BLOCK | CONTACT | TYPE | DOUBLE | CONTACT CONFIGURATION | NO NC | CURRENT RATING | 10 A | VOLTAGE RATING | 600 VAC | TERMINAL TYPE |  | MOUNTING TYPE |  | MATERIAL |  | SIZE |  | HAZARD CLASS |  | CERTIFICATION/STANDARD |  | ADDITIONAL FEATURES | ASSY
STP_009 - Lot4 | Data Enrichment | rym |  | 2023-07-31 |  |  | 1349842 | 1349842 | EA | BLOCK,CONT;ELEC,ATS,18999 |  |  | BLOCK,CONTACT;ADDITIONAL FEATURES EN:ELEC,MNFR:01)ATS,PTNO:01)18999 | 01)ELEC,01)ATS,01)18999 |  |  | ATS | ATS | 18999 | [18 empty] | BLOCK | CONTACT | TYPE |  | CONTACT CONFIGURATION |  | CURRENT RATING |  | VOLTAGE RATING |  | TERMINAL TYPE |  | MOUNTING TYPE |  | MATERIAL |  | SIZE |  | HAZARD CLASS |  | CERTIFICATION/STANDARD |  | ADDITIONAL FEATURES | ELEC
STP_009 - Lot4 | Data Enrichment | rym |  | 2023-07-31 |  |  | 1289133 | 1289133 | EA | BLOCK,CONT;ELECTRIC,1NO,10 A,600 V,SCREW |  |  | BLOCK,CONTACT;TYPE:ELECTRIC,CONTACT CONFIGURATION:1NO,CURRENT RATING:10 A,VOLTAGE RATING:600 V,TERMINAL TYPE:SCREW,MNFR:01) TELEMEC,PTNO:01)ZB2-BE101 | ELECTRIC,1NO,10 A,600 V,SCREW,01)TELEMEC,01)ZB2-BE101 |  |  | TELEMEC | TELEMEC | ZB2-BE101 | [18 empty] | BLOCK | CONTACT | TYPE | ELECTRIC | CONTACT CONFIGURATION | 1NO | CURRENT RATING | 10 A | VOLTAGE RATING | 600 V | TERMINAL TYPE | SCREW | MOUNTING TYPE |  | MATERIAL |  | SIZE |  | HAZARD CLASS |  | CERTIFICATION/STANDARD |  | ADDITIONAL FEATURES
STP_009 - Lot4 | Data Enrichment | rym |  | 2023-07-31 |  |  | 1298637 | 1298637 | EA | BLOCK,CONT;FINGER SAFE,NO NC,10 A,ITCH |  |  | BLOCK,CONTACT;TYPE:FINGER SAFE,CONTACT CONFIGURATION:NO NC,CURRENT RATING:10 A,ADDITIONAL FEATURES EN:ASSY,ELEC, STD, SHALLOW, 30. 5 MM PUSHBUTTON, 3-POSITION SELECTOR SW,ITCH,MNFR:01)ALENBRAD,PTNO:01)800TC-XA | FINGER SAFE,NO NC,10 A,01)ASSY,ELEC, STD, SHALLOW, 30,02)ITCH,01)ALENBRAD,01)800TC-XA |  |  | ALENBRAD | ALENBRAD | 800TC-XA | [18 empty] | BLOCK | CONTACT | TYPE | FINGER SAFE | CONTACT CONFIGURATION | NO NC | CURRENT RATING | 10 A | VOLTAGE RATING |  | TERMINAL TYPE |  | MOUNTING TYPE |  | MATERIAL |  | SIZE |  | HAZARD CLASS |  | CERTIFICATION/STANDARD |  | ADDITIONAL FEATURES | ASSY,ELEC,STD,SHALLOW,30. 5 MM PUSHBUTTON,3-POSITION SELECTOR SW,ITCH
STP_009 - Lot4 | Data Enrichment | rym |  | 2023-07-31 |  |  | 1278242 | 1278242 | EA | BLOCK,CONT;FIXING COLLAR,PLASTIC |  |  | BLOCK,CONTACT;TYPE:FIXING COLLAR,MATERIAL:PLASTIC,SIZE:DIA 22 MM,CERTIFICATION/STANDARD:ISO 14040,MNFR:01)HAYMANS ELECTRICAL,PTNO: 01)TEEZB5-AZ009 | FIXING COLLAR,PLASTIC,EN_01)DIA 22 MM,EN_01)ISO 14040,01)HAYMANS ELECTRICAL,01)TEEZB5-AZ009 |  |  | HAYMANS ELECTRICAL | HAYMANS ELECTRICAL | 01)TEEZB5-AZ009 | [18 empty] | BLOCK | CONTACT | TYPE | FIXING COLLAR | CONTACT CONFIGURATION |  | CURRENT RATING |  | VOLTAGE RATING |  | TERMINAL TYPE |  | MOUNTING TYPE |  | MATERIAL | PLASTIC | SIZE | DIA 22 MM | HAZARD CLASS |  | CERTIFICATION/STANDARD | ISO 14040 | ADDITIONAL FEATURES
STP_009 - Lot4 | Data Enrichment | rym |  | 2023-07-31 |  |  | 1381776 | 1381776 | EA | BLOCK,CONT;FRONT |  |  | BLOCK,CONTACT;MOUNTING TYPE:FRONT,ADDITIONAL FEATURES EN:ASSY, OIL FUSE SWITCH, TYPE ETV2, 11 KV,MNFR:01)FOWLER,PTNO:01)D-065002 | FRONT,01)ASSY, OIL FUSE SWITCH, TYPE,01)FOWLER,01)D-065002 |  |  | FOWLER | FOWLER | D-065002 | [18 empty] | BLOCK | CONTACT | TYPE |  | CONTACT CONFIGURATION |  | CURRENT RATING |  | VOLTAGE RATING |  | TERMINAL TYPE |  | MOUNTING TYPE | FRONT | MATERIAL |  | SIZE |  | HAZARD CLASS |  | CERTIFICATION/STANDARD |  | ADDITIONAL FEATURES | ASSY,OIL FUSE SWITCH,TYPE ETV2,11 KV
STP_009 - Lot4 | Data Enrichment | rym |  | 2023-07-31 |  |  | 1381777 | 1381777 | EA | BLOCK,CONT;FRONT |  |  | BLOCK,CONTACT;MOUNTING TYPE:FRONT,ADDITIONAL FEATURES EN:ASSY, OIL FUSE SWITCH, TYPE ETV2, 11 KV,MNFR:01)FOWLER,PTNO:01)D-065000 | FRONT,01)ASSY, OIL FUSE SWITCH, TYPE,01)FOWLER,01)D-065000 |  |  | FOWLER | FOWLER | D-065000 | [18 empty] | BLOCK | CONTACT | TYPE |  | CONTACT CONFIGURATION |  | CURRENT RATING |  | VOLTAGE RATING |  | TERMINAL TYPE |  | MOUNTING TYPE | FRONT | MATERIAL |  | SIZE |  | HAZARD CLASS |  | CERTIFICATION/STANDARD |  | ADDITIONAL FEATURES | ASSY,OIL FUSE SWITCH,TYPE ETV2,11 KV
STP_009 - Lot4 | Data Enrichment | rym |  | 2023-07-31 |  |  | 1278189 | 1278189 | EA | BLOCK,CONT;HAN A,16P, E,16 A,600 V |  |  | BLOCK,CONTACT;TYPE:HAN A,CONTACT CONFIGURATION:16P, E,CURRENT RATING:16 A,VOLTAGE RATING:600 V,MOUNTING TYPE:PANEL CORNERS,MNFR: 01)RS COMPONENTS PTY LTD,PTNO:01)181-0937 | HAN A,16P, E,16 A,600 V,PANEL CORNERS,01)RS COMPONENTS PTY LTD,01)181-0937 |  |  | RS COMPONENTS PTY LTD | 01)RS COMPONENTS PTY LTD | 181-0937 | [18 empty] | BLOCK | CONTACT | TYPE | HAN A | CONTACT CONFIGURATION | 16P,E | CURRENT RATING | 16 A | VOLTAGE RATING | 600 V | TERMINAL TYPE |  | MOUNTING TYPE | PANEL CORNERS | MATERIAL |  | SIZE |  | HAZARD CLASS |  | CERTIFICATION/STANDARD |  | ADDITIONAL FEATURES
STP_009 - Lot4 | Data Enrichment | rym |  | 2023-07-31 |  |  | 1234667 | 1234667 | EA | BLOCK,CONT;LATCHING, DOUBLE,1NO 1NC,3 A |  |  | BLOCK,CONTACT;TYPE:LATCHING, DOUBLE,CONTACT CONFIGURATION:1NO 1NC,CURRENT RATING:3 A,VOLTAGE RATING:240 VAC,TERMINAL TYPE:SCREW CLAMP,MOUNTING TYPE:FRONT,ADDITIONAL FEATURES EN:ASSY, PENDANT SWITCH,MNFR:01)TELEMEC,PTNO:01)XEN-G3791 | LATCHING, DOUBLE,1NO 1NC,3 A,240 VAC,SCREW CLAMP,FRONT,01)ASSY, PENDANT SWITCH,01)TELEMEC,01)XEN-G3791 |  |  | TELEMEC | TELEMEC | XEN-G3791 | [18 empty] | BLOCK | CONTACT | TYPE | LATCHING,DOUBLE | CONTACT CONFIGURATION | 1NO 1NC | CURRENT RATING | 3 A | VOLTAGE RATING | 240 VAC | TERMINAL TYPE | SCREW CLAMP | MOUNTING TYPE | FRONT | MATERIAL |  | SIZE |  | HAZARD CLASS |  | CERTIFICATION/STANDARD |  | ADDITIONAL FEATURES | ASSY,PENDANT SWITCH
STP_009 - Lot4 | Data Enrichment | rym |  | 2023-07-31 |  |  | 1278528 | 1278528 | EA | BLOCK,CONT;LED,24-120 V,SCREW |  |  | BLOCK,CONTACT;TYPE:LED,VOLTAGE RATING:24-120 V,TERMINAL TYPE:SCREW,ADDITIONAL FEATURES EN:AS PER ITEM 5 HAYMANS,MNFR:01)HAYMANS ELEC | LED,24-120 V,SCREW,01)AS PER ITEM 5 HAYMANS,01)HAYMANS ELECTRICAL (PARTS),01)S&S D7-NUW |  |  | HAYMANS ELEC | HAYMANS ELEC | [19 empty] | BLOCK | CONTACT | TYPE | LED | CONTACT CONFIGURATION |  | CURRENT RATING |  | VOLTAGE RATING | 24-120 V | TERMINAL TYPE | SCREW | MOUNTING TYPE |  | MATERIAL |  | SIZE |  | HAZARD CLASS |  | CERTIFICATION/STANDARD |  | ADDITIONAL FEATURES | AS PER ITEM 5 HAYMANS
STP_009 - Lot4 | Data Enrichment | rym |  | 2023-07-31 |  |  | 1278524 | 1278524 | EA | BLOCK,CONT;LED,SCREW |  |  | BLOCK,CONTACT;TYPE:LED,TERMINAL TYPE:SCREW,ADDITIONAL FEATURES EN:AS PER ITEM 30 HAYMANS,MNFR:01)HAYMANS ELECTRICAL (PARTS),PTNO: 01 | LED,SCREW,01)AS PER ITEM 30 HAYMANS,01)HAYMANS ELECTRICAL (PARTS),01)S&SD7-N7R |  |  | HAYMANS ELECTRICAL (PARTS) | HAYMANS ELECTRICAL (PARTS) | 01 | [18 empty] | BLOCK | CONTACT | TYPE | LED | CONTACT CONFIGURATION |  | CURRENT RATING |  | VOLTAGE RATING |  | TERMINAL TYPE | SCREW | MOUNTING TYPE |  | MATERIAL |  | SIZE |  | HAZARD CLASS |  | CERTIFICATION/STANDARD |  | ADDITIONAL FEATURES | AS PER ITEM 30 HAYMANS
STP_009 - Lot4 | Data Enrichment | rym |  | 2023-07-31 |  |  | 1349177 | 1349177 | EA | BLOCK,CONT;MOVING,ASSY, L.T., 4-WAY,GEC |  |  | BLOCK,CONTACT;TYPE:MOVING,ADDITIONAL FEATURES EN:ASSY, L.T., 4-WAY,MNFR:01)GEC,PTNO:01)SBV102-734 | MOVING,01)ASSY, L.T., 4-WAY,01)GEC,01)SBV102-734 |  |  | GEC | GEC | SBV102-734 | [18 empty] | BLOCK | CONTACT | TYPE | MOVING | CONTACT CONFIGURATION |  | CURRENT RATING |  | VOLTAGE RATING |  | TERMINAL TYPE |  | MOUNTING TYPE |  | MATERIAL |  | SIZE |  | HAZARD CLASS |  | CERTIFICATION/STANDARD |  | ADDITIONAL FEATURES | ASSY,L.T.,4-WAY
STP_009 - Lot4 | Data Enrichment | rym |  | 2023-07-31 |  |  | 1278490 | 1278490 | EA | BLOCK,CONT;NC,10 A,600 VAC,SCREW,FRONT |  |  | BLOCK,CONTACT;CONTACT CONFIGURATION:NC,CURRENT RATING:10 A,VOLTAGE RATING:600 VAC,TERMINAL TYPE:SCREW,MOUNTING TYPE:FRONT,MNFR:01) HAYMANS ELECTRICAL (PARTS),PTNO:01)TEEZBE-102 | NC,10 A,600 VAC,SCREW,FRONT,01)HAYMANS ELECTRICAL (PARTS),01)TEEZBE-102 |  |  | HAYMANS ELECTRICAL (PARTS) | HAYMANS ELECTRICAL (PARTS) | TEEZBE-102 | [18 empty] | BLOCK | CONTACT | TYPE |  | CONTACT CONFIGURATION | NC | CURRENT RATING | 10 A | VOLTAGE RATING | 600 VAC | TERMINAL TYPE | SCREW | MOUNTING TYPE | FRONT | MATERIAL |  | SIZE |  | HAZARD CLASS |  | CERTIFICATION/STANDARD |  | ADDITIONAL FEATURES
STP_009 - Lot4 | Data Enrichment | rym |  | 2023-07-31 |  |  | 1278215 | 1278215 | EA | BLOCK,CONT;NC,10 A,690 VAC,SCREW,PANEL |  |  | BLOCK,CONTACT;CONTACT CONFIGURATION:NC,CURRENT RATING:10 A,VOLTAGE RATING:690 VAC,TERMINAL TYPE:SCREW,MOUNTING TYPE:PANEL, ADDITIONAL FEATURES EN:SELF MON,MNFR:01)CNW (MOUNT ISA) ELECT WHOLESALER,PTNO:01)NHPD7X01S | NC,10 A,690 VAC,SCREW,PANEL,01)SELF MON,01)CNW (MOUNT ISA) ELECT WHOLE,01)NHPD7X01S |  |  | CNW (MOUNT ISA) ELECT WHOLESALER | CNW (MOUNT ISA) ELECT WHOLESALER | NHPD7X01S | [18 empty] | BLOCK | CONTACT | TYPE |  | CONTACT CONFIGURATION | NC | CURRENT RATING | 10 A | VOLTAGE RATING | 690 VAC | TERMINAL TYPE | SCREW | MOUNTING TYPE | PANEL | MATERIAL |  | SIZE |  | HAZARD CLASS |  | CERTIFICATION/STANDARD |  | ADDITIONAL FEATURES | SELF MON
STP_009 - Lot4 | Data Enrichment | rym |  | 2023-07-31 |  |  | 1354229 | 1354229 | EA | BLOCK,CONT;NC,6/4/2 A,2320/400/500 V |  |  | BLOCK,CONTACT;CONTACT CONFIGURATION:NC,CURRENT RATING:6/4/2 A,VOLTAGE RATING:2320/400/500 V,MOUNTING TYPE:CLIP ON,ADDITIONAL FEATURES EN:SWITCHES,MNFR:01)KLOCKNER,PTNO:01)EK01 | NC,6/4/2 A,2320/400/500 V,CLIP ON,01)SWITCHES,01)KLOCKNER,01)EK01 |  |  | KLOCKNER | KLOCKNER | EK01 | [18 empty] | BLOCK | CONTACT | TYPE |  | CONTACT CONFIGURATION | NC | CURRENT RATING | 6/4/2 A | VOLTAGE RATING | 2320/400/500 V | TERMINAL TYPE |  | MOUNTING TYPE | CLIP ON | MATERIAL |  | SIZE |  | HAZARD CLASS |  | CERTIFICATION/STANDARD |  | ADDITIONAL FEATURES | SWITCHES
STP_009 - Lot4 | Data Enrichment | rym |  | 2023-07-31 |  |  | 1278269 | 1278269 | EA | BLOCK,CONT;NO,10 A,600 VAC,SCREW CLAMP |  |  | BLOCK,CONTACT;CONTACT CONFIGURATION:NO,CURRENT RATING:10 A,VOLTAGE RATING:600 VAC,TERMINAL TYPE:SCREW CLAMP,SIZE:WD 31.5 X LG 41. 5 MM,ADDITIONAL FEATURES EN:22.5MM,MNFR:01)HAYMANS ELECTRICAL (PARTS),PTNO:01)TEEZB5-AZ101 | NO,10 A,600 VAC,SCREW CLAMP,EN_01)WD 31.5 X LG 41.5 MM,01)22.5MM,01)HAYMANS ELECTRICAL (PARTS),01)TEEZB5-AZ101 |  |  | HAYMANS ELECTRICAL (PARTS) | HAYMANS ELECTRICAL (PARTS) | TEEZB5-AZ101 | [18 empty] | BLOCK | CONTACT | TYPE |  | CONTACT CONFIGURATION | NO | CURRENT RATING | 10 A | VOLTAGE RATING | 600 VAC | TERMINAL TYPE | SCREW CLAMP | MOUNTING TYPE |  | MATERIAL |  | SIZE | WD 31.5 X LG 41. 5 MM | HAZARD CLASS |  | CERTIFICATION/STANDARD |  | ADDITIONAL FEATURES | 22.5MM
STP_009 - Lot4 | Data Enrichment | rym |  | 2023-07-31 |  |  | 1278489 | 1278489 | EA | BLOCK,CONT;NO,10 A,600 VAC,SCREW CLAMP |  |  | BLOCK,CONTACT;CONTACT CONFIGURATION:NO,CURRENT RATING:10 A,VOLTAGE RATING:600 VAC,TERMINAL TYPE:SCREW CLAMP,MOUNTING TYPE:FRONT, MNFR:01)HAYMANS ELECTRICAL (PARTS),PTNO:01)TEEZBE-101 | NO,10 A,600 VAC,SCREW CLAMP,FRONT,01)HAYMANS ELECTRICAL (PARTS),01)TEEZBE-101 |  |  | HAYMANS ELECTRICAL (PARTS) | HAYMANS ELECTRICAL (PARTS) | TEEZBE-101 | [18 empty] | BLOCK | CONTACT | TYPE |  | CONTACT CONFIGURATION | NO | CURRENT RATING | 10 A | VOLTAGE RATING | 600 VAC | TERMINAL TYPE | SCREW CLAMP | MOUNTING TYPE | FRONT | MATERIAL |  | SIZE |  | HAZARD CLASS |  | CERTIFICATION/STANDARD |  | ADDITIONAL FEATURES
STP_009 - Lot4 | Data Enrichment | rym |  | 2023-07-31 |  |  | 1278210 | 1278210 | EA | BLOCK,CONT;NO,10 A,690 VAC,SCREW |  |  | BLOCK,CONTACT;CONTACT CONFIGURATION:NO,CURRENT RATING:10 A,VOLTAGE RATING:690 VAC,TERMINAL TYPE:SCREW,MOUNTING TYPE:DIN RAIL/BASE, MNFR:01)CNW (MOUNT ISA) ELECT WHOLESALER,PTNO:01)NHPD7BX10 | NO,10 A,690 VAC,SCREW,DIN RAIL/BASE,01)CNW (MOUNT ISA) ELECT WHOLE,01)NHPD7BX10 |  |  | CNW (MOUNT ISA) ELECT WHOLESALER | CNW (MOUNT ISA) ELECT WHOLESALER | NHPD7BX10 | [18 empty] | BLOCK | CONTACT | TYPE |  | CONTACT CONFIGURATION | NO | CURRENT RATING | 10 A | VOLTAGE RATING | 690 VAC | TERMINAL TYPE | SCREW | MOUNTING TYPE | DIN RAIL/BASE | MATERIAL |  | SIZE |  | HAZARD CLASS |  | CERTIFICATION/STANDARD |  | ADDITIONAL FEATURES
STP_009 - Lot4 | Data Enrichment | rym |  | 2023-07-31 |  |  | 1278359 | 1278359 | EA | BLOCK,CONT;NO,10 A,690 VAC,SCREW,PANEL |  |  | BLOCK,CONTACT;CONTACT CONFIGURATION:NO,CURRENT RATING:10 A,VOLTAGE RATING:690 VAC,TERMINAL TYPE:SCREW,MOUNTING TYPE:PANEL,MNFR:01) CNW (MOUNT ISA) ELECT WHOLESALER,PTNO:01)NHPD7X10 | NO,10 A,690 VAC,SCREW,PANEL,01)CNW (MOUNT ISA) ELECT WHOLE,01)NHPD7X10 |  |  | CNW (MOUNT ISA) ELECT WHOLESALER | CNW (MOUNT ISA) ELECT WHOLESALER | NHPD7X10 | [18 empty] | BLOCK | CONTACT | TYPE |  | CONTACT CONFIGURATION | NO | CURRENT RATING | 10 A | VOLTAGE RATING | 690 VAC | TERMINAL TYPE | SCREW | MOUNTING TYPE | PANEL | MATERIAL |  | SIZE |  | HAZARD CLASS |  | CERTIFICATION/STANDARD |  | ADDITIONAL FEATURES
STP_009 - Lot4 | Data Enrichment | rym |  | 2023-07-31 |  |  | 1381775 | 1381775 | EA | BLOCK,CONT;REAR |  |  | BLOCK,CONTACT;MOUNTING TYPE:REAR,ADDITIONAL FEATURES EN:ASSY, OIL FUSE SWITCH, TYPE ETV2, 11 KV,MNFR:01)FOWLER,PTNO:01)D-065001 | REAR,01)ASSY, OIL FUSE SWITCH, TYPE,01)FOWLER,01)D-065001 |  |  | FOWLER | FOWLER | D-065001 | [18 empty] | BLOCK | CONTACT | TYPE |  | CONTACT CONFIGURATION |  | CURRENT RATING |  | VOLTAGE RATING |  | TERMINAL TYPE |  | MOUNTING TYPE | REAR | MATERIAL |  | SIZE |  | HAZARD CLASS |  | CERTIFICATION/STANDARD |  | ADDITIONAL FEATURES | ASSY,OIL FUSE SWITCH,TYPE ETV2,11 KV
STP_009 - Lot4 | Data Enrichment | rym |  | 2023-07-31 |  |  | 1278536 | 1278536 | EA | BLOCK,CONT;RED LED,24 V,SCREW |  |  | BLOCK,CONTACT;TYPE:RED LED,VOLTAGE RATING:24 V,TERMINAL TYPE:SCREW,ADDITIONAL FEATURES EN:AS PER ITEM 20 HAYMANS,MNFR:01)HAYMANS ELE | RED LED,24 V,SCREW,01)AS PER ITEM 20 HAYMANS,01)HAYMANS ELECTRICAL (PARTS),01)S&SD7-N3R |  |  | HAYMANS ELE | HAYMANS ELE | [19 empty] | BLOCK | CONTACT | TYPE | RED LED | CONTACT CONFIGURATION |  | CURRENT RATING |  | VOLTAGE RATING | 24 V | TERMINAL TYPE | SCREW | MOUNTING TYPE |  | MATERIAL |  | SIZE |  | HAZARD CLASS |  | CERTIFICATION/STANDARD |  | ADDITIONAL FEATURES | AS PER ITEM 20 HAYMANS
STP_009 - Lot4 | Data Enrichment | rym |  | 2023-07-31 |  |  | 1278154 | 1278154 | EA | BLOCK,CONT;REFERENCE NO: K1 |  |  | BLOCK,CONTACT;ADDITIONAL FEATURES EN:REFERENCE NO: K1,MNFR:01)CNW (MOUNT ISA) ELECT WHOLESALER,PTNO:01)SCHK1D032B | 01)REFERENCE NO: K1,01)CNW (MOUNT ISA) ELECT WHOLE,01)SCHK1D032B |  |  | CNW (MOUNT ISA) ELECT WHOLESALER | CNW (MOUNT ISA) ELECT WHOLESALER | SCHK1D032B | [18 empty] | BLOCK | CONTACT | TYPE |  | CONTACT CONFIGURATION |  | CURRENT RATING |  | VOLTAGE RATING |  | TERMINAL TYPE |  | MOUNTING TYPE |  | MATERIAL |  | SIZE |  | HAZARD CLASS |  | CERTIFICATION/STANDARD |  | ADDITIONAL FEATURES | REFERENCE NO: K1
STP_009 - Lot4 | Data Enrichment | rym |  | 2023-07-31 |  |  | 1363527 | 1363527 | EA | BLOCK,CONT;SLOW BREAK,NC,3 A,240 VAC |  |  | BLOCK,CONTACT;TYPE:SLOW BREAK,CONTACT CONFIGURATION:NC,CURRENT RATING:3 A,VOLTAGE RATING:240 VAC,TERMINAL TYPE:SCREW CLAMP, ADDITIONAL FEATURES EN:ASSY,MNFR:01)TELEMEC,PTNO:01)XEN-L1121 | SLOW BREAK,NC,3 A,240 VAC,SCREW CLAMP,01)ASSY,01)TELEMEC,01)XEN-L1121 |  |  | TELEMEC | TELEMEC | XEN-L1121 | [18 empty] | BLOCK | CONTACT | TYPE | SLOW BREAK | CONTACT CONFIGURATION | NC | CURRENT RATING | 3 A | VOLTAGE RATING | 240 VAC | TERMINAL TYPE | SCREW CLAMP | MOUNTING TYPE |  | MATERIAL |  | SIZE |  | HAZARD CLASS |  | CERTIFICATION/STANDARD |  | ADDITIONAL FEATURES | ASSY
STP_009 - Lot4 | Data Enrichment | rym |  | 2023-07-31 |  |  | 1278106 | 1278106 | EA | BLOCK,CONT;STANDARD SINGLE,1NO,3 A,22 MM |  |  | BLOCK,CONTACT;TYPE:STANDARD SINGLE,CONTACT CONFIGURATION:1NO,CURRENT RATING:3 A,VOLTAGE RATING:240 VAC,TERMINAL TYPE:SCREW CLAMP, MATERIAL:SILVER ALLOY,SIZE:22 MM,MNFR:01)CNW (MOUNT ISA) ELECT WHOLESALER,PTNO:01)SCHZBE101 | STANDARD SINGLE,1NO,3 A,240 VAC,SCREW CLAMP,SILVER ALLOY,EN_01)22 MM,01)CNW (MOUNT ISA) ELECT WHOLE,01)SCHZBE101 |  |  | CNW (MOUNT ISA) ELECT WHOLESALER | CNW (MOUNT ISA) ELECT WHOLESALER | SCHZBE101 | [18 empty] | BLOCK | CONTACT | TYPE | STANDARD SINGLE | CONTACT CONFIGURATION | 1NO | CURRENT RATING | 3 A | VOLTAGE RATING | 240 VAC | TERMINAL TYPE | SCREW CLAMP | MOUNTING TYPE |  | MATERIAL | SILVER ALLOY | SIZE | 22 MM | HAZARD CLASS |  | CERTIFICATION/STANDARD |  | ADDITIONAL FEATURES
STP_009 - Lot4 | Data Enrichment | rym |  | 2023-07-31 |  |  | 1352997 | 1352997 | EA | BLOCK,CONT;STANDARD,1NO,10 A,PHENOLIC |  |  | BLOCK,CONTACT;TYPE:STANDARD,CONTACT CONFIGURATION:1NO,CURRENT RATING:10 A,VOLTAGE RATING:600 VAC, 250 VDC,TERMINAL TYPE:PRESSURE PLATE/SCREW,MATERIAL:PHENOLIC,SIZE:30.5 MM,ADDITIONAL FEATURES EN:ASSY , H/DUTY PUSHBUTTONS,MNFR:01)CUTLERHM,PTNO:01)E30KLA1 | STANDARD,1NO,10 A,600 VAC, 250 VDC,PRESSURE PLATE/SCREW,PHENOLIC,EN_01)30.5 MM,01)ASSY , H/DUTY PUSHBUTTONS,01)CUTLERHM,01)E30KLA1 |  |  | CUTLERHM | CUTLERHM | E30KLA1 | [18 empty] | BLOCK | CONTACT | TYPE | STANDARD | CONTACT CONFIGURATION | 1NO | CURRENT RATING | 10 A | VOLTAGE RATING | 600 VAC,250 VDC | TERMINAL TYPE | PRESSURE PLATE/SCREW | MOUNTING TYPE |  | MATERIAL | PHENOLIC | SIZE | 30.5 MM | HAZARD CLASS |  | CERTIFICATION/STANDARD |  | ADDITIONAL FEATURES | ASSY,H/DUTY PUSHBUTTONS
STP_009 - Lot4 | Data Enrichment | rym |  | 2023-07-31 |  |  | 1299052 | 1299052 | EA | BLOCK,CONT;SWITCH,1NO,3 A,240 V,TELEMEC |  |  | BLOCK,CONTACT;TYPE:SWITCH,CONTACT CONFIGURATION:1NO,CURRENT RATING:3 A,VOLTAGE RATING:240 V,SIZE:WD 30 X HT 47 X DP 37 MM, ADDITIONAL FEATURES EN:SUBASSY, WITH BODY, TMQ,MNFR:01)TELEMEC,PTNO:01)ZB4-BZ101 | SWITCH,1NO,3 A,240 V,EN_01)WD 30 X HT 47 X DP 37 MM,01)SUBASSY, WITH BODY, TMQ,01)TELEMEC,01)ZB4-BZ101 |  |  | TELEMEC | TELEMEC | ZB4-BZ101 | [18 empty] | BLOCK | CONTACT | TYPE | SWITCH | CONTACT CONFIGURATION | 1NO | CURRENT RATING | 3 A | VOLTAGE RATING | 240 V | TERMINAL TYPE |  | MOUNTING TYPE |  | MATERIAL |  | SIZE | WD 30 X HT 47 X DP 37 MM | HAZARD CLASS |  | CERTIFICATION/STANDARD |  | ADDITIONAL FEATURES | SUBASSY,WITH BODY,TMQ
STP_009 - Lot4 | Data Enrichment | rym |  | 2023-07-31 |  |  | 1286104 | 1286104 | EA | BLOCK,FALL ARREST;150 KG,WRE LG 2 M |  |  | BLOCK,FALL ARREST;CAPACITY:150 KG,WIRE LENGTH:2 M,ADDITIONAL FEATURES EN:WEB ATOM-XCW TRIPLE ACTION KARABINERS TOP AND B,MNFR:01) BULLIVANTS PTY LTD,PTNO:01)WFA-200-WB-S-SVLB2 | EN_01)150 KG,2 M,01)WEB ATOM-XCW TRIPLE ACTION,01)BULLIVANTS PTY LTD,01)WFA-200-WB-S-SVLB2 |  |  | BULLIVANTS PTY LTD | BULLIVANTS PTY LTD | WFA-200-WB-S-SVLB2 | [18 empty] | BLOCK | FALL ARREST | TYPE |  | CAPACITY | 150 KG | WIRE DIAMETER |  | WIRE LENGTH | 2 M | MATERIAL |  | END TYPE |  | HAZARD CLASS |  | CERTIFICATION/STANDARD |  | ADDITIONAL FEATURES | WEB ATOM-XCW TRIPLE ACTION KARABINERS TOP AND B
STP_009 - Lot4 | Data Enrichment | rym |  | 2023-07-31 |  |  | 1296989 | 1296989 | EA | BLOCK,HST;CHAIN,1 TON,HAND,BULIVANT |  |  | BLOCK,HOIST;TYPE:CHAIN,LOAD CAPACITY:1 TON,OPERATION METHOD:HAND,WIRE/CHAIN LENGTH:6 M,ADDITIONAL FEATURES EN:HOL, DROP: 5 M,MNFR: 01)BULIVANT,PTNO:01)WCB-0100-060-VT | CHAIN,1 TON,HAND,6 M,01)HOL, DROP: 5 M,01)BULIVANT,01)WCB-0100-060-VT |  |  | BULIVANT | 01)BULIVANT | WCB-0100-060-VT | [18 empty] | BLOCK | HOIST | TYPE | CHAIN | LOAD CAPACITY | 1 TON | OPERATION METHOD | HAND | WIRE/CHAIN LENGTH | 6 M | WIRE/CHAIN MATERIAL |  | OPERATED RATING |  | HOISTING ELEMENT |  | HAZARD CLASS |  | CERTIFICATION/STANDARD |  | ADDITIONAL FEATURES | HOL | [52 empty] | DROP: 5 M
STP_009 - Lot4 | Data Enrichment | rym |  | 2023-07-31 |  |  | 1296991 | 1296991 | EA | BLOCK,HST;CHAIN,2 TON,HAND,BULIVANT |  |  | BLOCK,HOIST;TYPE:CHAIN,LOAD CAPACITY:2 TON,OPERATION METHOD:HAND,WIRE/CHAIN LENGTH:6 M,ADDITIONAL FEATURES EN:HOL, DROP: 5.5 M, MNFR:01)BULIVANT,PTNO:01)WCB-0200-060-BVE-055 | CHAIN,2 TON,HAND,6 M,01)HOL, DROP: 5.5 M,01)BULIVANT,01)WCB-0200-060-BVE-055 |  |  | BULIVANT | BULIVANT | WCB-0200-060-BVE-055 | [18 empty] | BLOCK | HOIST | TYPE | CHAIN | LOAD CAPACITY | 2 TON | OPERATION METHOD | HAND | WIRE/CHAIN LENGTH | 6 M | WIRE/CHAIN MATERIAL |  | OPERATED RATING |  | HOISTING ELEMENT |  | HAZARD CLASS |  | CERTIFICATION/STANDARD |  | ADDITIONAL FEATURES | HOL | [52 empty] | DROP: 5.5 M
STP_009 - Lot4 | Data Enrichment | rym |  | 2023-07-31 |  |  | 1353592 | 1353592 | EA | BLOCK,HST;CHAIN,2 TON,HAND,BULIVANT |  |  | BLOCK,HOIST;TYPE:CHAIN,LOAD CAPACITY:2 TON,OPERATION METHOD:HAND,WIRE/CHAIN LENGTH:3 M,MNFR:01)BULIVANT,PTNO:01)WCB-0200-030-BVE- 025 | CHAIN,2 TON,HAND,3 M,01)BULIVANT,01)WCB-0200-030-BVE-025 |  |  | BULIVANT | BULIVANT | WCB-0200-030-BVE- 025 | [18 empty] | BLOCK | HOIST | TYPE | CHAIN | LOAD CAPACITY | 2 TON | OPERATION METHOD | HAND | WIRE/CHAIN LENGTH | 3 M | WIRE/CHAIN MATERIAL |  | OPERATED RATING |  | HOISTING ELEMENT |  | HAZARD CLASS |  | CERTIFICATION/STANDARD |  | ADDITIONAL FEATURES
STP_009 - Lot4 | Data Enrichment | rym |  | 2023-07-31 |  |  | 1229535 | 1229535 | EA | BLOCK,HST;CHAIN,3 TON,HAND,BULIVANT |  |  | BLOCK,HOIST;TYPE:CHAIN,LOAD CAPACITY:3 TON,OPERATION METHOD:HAND,WIRE/CHAIN LENGTH:6 M,MNFR:01)BULIVANT,PTNO:01)WCB-0300-060-M3 | CHAIN,3 TON,HAND,6 M,01)BULIVANT,01)WCB-0300-060-M3 |  |  | BULIVANT | BULIVANT | WCB-0300-060-M3 | [18 empty] | BLOCK | HOIST | TYPE | CHAIN | LOAD CAPACITY | 3 TON | OPERATION METHOD | HAND | WIRE/CHAIN LENGTH | 6 M | WIRE/CHAIN MATERIAL |  | OPERATED RATING |  | HOISTING ELEMENT |  | HAZARD CLASS |  | CERTIFICATION/STANDARD |  | ADDITIONAL FEATURES
STP_009 - Lot4 | Data Enrichment | rym |  | 2023-07-31 |  |  | 1297348 | 1297348 | EA | BLOCK,HST;CHAIN,3 TON,HAND,BULIVANT |  |  | BLOCK,HOIST;TYPE:CHAIN,LOAD CAPACITY:3 TON,OPERATION METHOD:HAND,WIRE/CHAIN LENGTH:3 M,ADDITIONAL FEATURES EN:HOL, DROP: 2.5 M, MNFR:01)BULIVANT,PTNO:01)WCB-0300-030-BVE-025 | CHAIN,3 TON,HAND,3 M,01)HOL, DROP: 2.5 M,01)BULIVANT,01)WCB-0300-030-BVE-025 |  |  | BULIVANT | BULIVANT | WCB-0300-030-BVE-025 | [18 empty] | BLOCK | HOIST | TYPE | CHAIN | LOAD CAPACITY | 3 TON | OPERATION METHOD | HAND | WIRE/CHAIN LENGTH | 3 M | WIRE/CHAIN MATERIAL |  | OPERATED RATING |  | HOISTING ELEMENT |  | HAZARD CLASS |  | CERTIFICATION/STANDARD |  | ADDITIONAL FEATURES | HOL | [52 empty] | DROP: 2.5 M
STP_009 - Lot4 | Data Enrichment | rym |  | 2023-07-31 |  |  | 1319784 | 1319784 | EA | BLOCK,HST;CRANE,25 TON,TACKLE,MIMDWG |  |  | BLOCK,HOIST;TYPE:CRANE,LOAD CAPACITY:25 TON,OPERATION METHOD:TACKLE,ADDITIONAL FEATURES EN:ASSY,PB SMELTER BLAST FURNACE DROSSING AISLE,MNFR:01)MIMDWG,PTNO:01)165-BO-245 | CRANE,25 TON,TACKLE,01)ASSY,PB SMELTER BLAST FURNA,01)MIMDWG,01)165-BO-245 |  |  | MIMDWG | MIMDWG | 165-BO-245 | [18 empty] | BLOCK | HOIST | TYPE | CRANE | LOAD CAPACITY | 25 TON | OPERATION METHOD | TACKLE | WIRE/CHAIN LENGTH |  | WIRE/CHAIN MATERIAL |  | OPERATED RATING |  | HOISTING ELEMENT |  | HAZARD CLASS |  | CERTIFICATION/STANDARD |  | ADDITIONAL FEATURES | ASSY,PB SMELTER BLAST FURNACE DROSSING AISLE
STP_009 - Lot4 | Data Enrichment | rym |  | 2023-07-31 |  |  | 1292827 | 1292827 | EA | BLOCK,HST;DOUBLE SHEAVE,SWL 750 KG |  |  | BLOCK,HOIST;TYPE:DOUBLE SHEAVE,LOAD CAPACITY:SWL 750 KG,OPERATION METHOD:TACKLE,CERTIFICATION/STANDARD:AS 2089,ADDITIONAL FEATURES EN:MANILA 16MM 100MM DIA X 19MM BORE,MNFR:01)BULIVANT,PTNO:01)WSHB-100-DH-FR | DOUBLE SHEAVE,SWL 750 KG,TACKLE,EN_01)AS 2089,01)MANILA 16MM 100MM DIA X 19M,01)BULIVANT,01)WSHB-100-DH-FR |  |  | BULIVANT | BULIVANT | WSHB-100-DH-FR | [18 empty] | BLOCK | HOIST | TYPE | DOUBLE SHEAVE | LOAD CAPACITY | SWL 750 KG | OPERATION METHOD | TACKLE | WIRE/CHAIN LENGTH |  | WIRE/CHAIN MATERIAL |  | OPERATED RATING |  | HOISTING ELEMENT |  | HAZARD CLASS |  | CERTIFICATION/STANDARD | AS 2089 | ADDITIONAL FEATURES | MANILA 16MM 100MM DIA X 19MM BORE
STP_009 - Lot4 | Data Enrichment | rym |  | 2023-07-31 |  |  | 1280134 | 1280134 | EA | BLOCK,HST;HAND HELD,2.5 TON,2T |  |  | BLOCK,HOIST;TYPE:HAND HELD,LOAD CAPACITY:2.5 TON,WIRE/CHAIN LENGTH:3 M,OPERATED RATING:2 TON,MNFR:01)BULLIVANTS PTY LTD,PTNO:01) WCB-0200-030-BVE-025 | HAND HELD,2.5 TON,3 M,2 TON,01)BULLIVANTS PTY LTD,01)WCB-0200-030-BVE-025 |  |  | BULLIVANTS PTY LTD | BULLIVANTS PTY LTD | WCB-0200-030-BVE-025 | [18 empty] | BLOCK | HOIST | TYPE | HAND HELD | LOAD CAPACITY | 2.5 TON | OPERATION METHOD |  | WIRE/CHAIN LENGTH | 3 M | WIRE/CHAIN MATERIAL |  | OPERATED RATING | 2 TON | HOISTING ELEMENT |  | HAZARD CLASS |  | CERTIFICATION/STANDARD |  | ADDITIONAL FEATURES
STP_009 - Lot4 | Data Enrichment | rym |  | 2023-07-31 |  |  | 1280110 | 1280110 | EA | BLOCK,HST;LEVER,1.5 TON,LOAD HOOKS,HOL |  |  | BLOCK,HOIST;TYPE:LEVER,LOAD CAPACITY:1.5 TON,HOISTING ELEMENT:LOAD HOOKS,CERTIFICATION/STANDARD:AS 1418.2,ADDITIONAL FEATURES EN: HOL,MNFR:01)BULLIVANTS PTY LTD,PTNO:01)WHS-L-0150-015-BVE | LEVER,1.5 TON,LOAD HOOKS,EN_01)AS 1418.2,01)HOL,01)BULLIVANTS PTY LTD,01)WHS-L-0150-015-BVE |  |  | BULLIVANTS PTY LTD | BULLIVANTS PTY LTD | WHS-L-0150-015-BVE | [18 empty] | BLOCK | HOIST | TYPE | LEVER | LOAD CAPACITY | 1.5 TON | OPERATION METHOD |  | WIRE/CHAIN LENGTH |  | WIRE/CHAIN MATERIAL |  | OPERATED RATING |  | HOISTING ELEMENT | LOAD HOOKS | HAZARD CLASS |  | CERTIFICATION/STANDARD | AS 1418.2 | ADDITIONAL FEATURES | HOL
STP_009 - Lot4 | Data Enrichment | rym |  | 2023-07-31 |  |  | 1280214 | 1280214 | EA | BLOCK,HST;LEVER,1.5 TON,WRE/CHN LG 3 M |  |  | BLOCK,HOIST;TYPE:LEVER,LOAD CAPACITY:1.5 TON,WIRE/CHAIN LENGTH:3 M,ADDITIONAL FEATURES EN:HOLBULLIVANTS,MNFR:01)BULLIVANTS (TOWNSVILLE),PTNO:01)WHS-L-0150-030-BVE | LEVER,1.5 TON,3 M,01)HOLBULLIVANTS,01)BULLIVANTS (TOWNSVILLE),01)WHS-L-0150-030-BVE |  |  | BULLIVANTS (TOWNSVILLE) | BULLIVANTS (TOWNSVILLE) | WHS-L-0150-030-BVE | [18 empty] | BLOCK | HOIST | TYPE | LEVER | LOAD CAPACITY | 1.5 TON | OPERATION METHOD |  | WIRE/CHAIN LENGTH | 3 M | WIRE/CHAIN MATERIAL |  | OPERATED RATING |  | HOISTING ELEMENT |  | HAZARD CLASS |  | CERTIFICATION/STANDARD |  | ADDITIONAL FEATURES | HOLBULLIVANTS
STP_009 - Lot4 | Data Enrichment | rym |  | 2023-07-31 |  |  | 1280295 | 1280295 | EA | BLOCK,HST;LEVER,250 KG,WRE/CHN LG 1 M |  |  | BLOCK,HOIST;TYPE:LEVER,LOAD CAPACITY:250 KG,WIRE/CHAIN LENGTH:1 M,HOISTING ELEMENT:LOAD HOOKS,CERTIFICATION/STANDARD:AS 1418.2- 1997,ADDITIONAL FEATURES EN:HOL,MNFR:01)BULLIVANTS,PTNO:01)WHS-L-0025-010-BVE | LEVER,250 KG,1 M,LOAD HOOKS,EN_01)AS 1418.2-1997,01)HOL,01)BULLIVANTS,01)WHS-L-0025-010-BVE |  |  | BULLIVANTS | BULLIVANTS | WHS-L-0025-010-BVE | [18 empty] | BLOCK | HOIST | TYPE | LEVER | LOAD CAPACITY | 250 KG | OPERATION METHOD |  | WIRE/CHAIN LENGTH | 1 M | WIRE/CHAIN MATERIAL |  | OPERATED RATING |  | HOISTING ELEMENT | LOAD HOOKS | HAZARD CLASS |  | CERTIFICATION/STANDARD | AS 1418.2- 1997 | ADDITIONAL FEATURES | HOL
STP_009 - Lot4 | Data Enrichment | rym |  | 2023-07-31 |  |  | 1280373 | 1280373 | EA | BLOCK,HST;LEVER,3.2 TON,WRE/CHN LG 1.5 M |  |  | BLOCK,HOIST;TYPE:LEVER,LOAD CAPACITY:3.2 TON,WIRE/CHAIN LENGTH:1.5 M,ADDITIONAL FEATURES EN:L5 KITO,MNFR:01)BULLIVANTS PTY LTD, PTNO:01)WHS-L-0320-015-L5 | LEVER,3.2 TON,1.5 M,01)L5 KITO,01)BULLIVANTS PTY LTD,01)WHS-L-0320-015-L5 |  |  | BULLIVANTS PTY LTD | BULLIVANTS PTY LTD | WHS-L-0320-015-L5 | [18 empty] | BLOCK | HOIST | TYPE | LEVER | LOAD CAPACITY | 3.2 TON | OPERATION METHOD |  | WIRE/CHAIN LENGTH | 1.5 M | WIRE/CHAIN MATERIAL |  | OPERATED RATING |  | HOISTING ELEMENT |  | HAZARD CLASS |  | CERTIFICATION/STANDARD |  | ADDITIONAL FEATURES | L5 KITO
STP_009 - Lot4 | Data Enrichment | rym |  | 2023-07-31 |  |  | 1280204 | 1280204 | EA | BLOCK,HST;MAME, DOUBLE EYE |  |  | BLOCK,HOIST;TYPE:MAME, DOUBLE EYE,ADDITIONAL FEATURES EN:MATERIAL: STAINLESS STEEL, SIZE 75 MM,MNFR:01)BULLIVANTS PTY LTD,PTNO:01) WSAB-075-DE-21075D | MAME, DOUBLE EYE,01)MATERIAL: STAINLESS STEEL,01)BULLIVANTS PTY LTD,01)WSAB-075-DE-21075D |  |  | BULLIVANTS PTY LTD | BULLIVANTS PTY LTD | WSAB-075-DE-21075D | [18 empty] | BLOCK | HOIST | TYPE | MAME,DOUBLE EYE | LOAD CAPACITY |  | OPERATION METHOD |  | WIRE/CHAIN LENGTH |  | WIRE/CHAIN MATERIAL |  | OPERATED RATING |  | HOISTING ELEMENT |  | HAZARD CLASS |  | CERTIFICATION/STANDARD |  | ADDITIONAL FEATURES | MATERIAL: STAINLESS STEEL,SIZE 75 MM
STP_009 - Lot4 | Data Enrichment | rym |  | 2023-07-31 |  |  | 1292829 | 1292829 | EA | BLOCK,HST;SINGLE SHEAVE,SWL 500 KG |  |  | BLOCK,HOIST;TYPE:SINGLE SHEAVE,LOAD CAPACITY:SWL 500 KG,OPERATION METHOD:TACKLE,CERTIFICATION/STANDARD:AS 2089,ADDITIONAL FEATURES EN:MANILA:16MM 100MM DIA X 19MM BORE,MNFR:01)BULIVANT,PTNO:01)WSHB-100-SH-FR | SINGLE SHEAVE,SWL 500 KG,TACKLE,EN_01)AS 2089,01)MANILA:16MM 100MM DIA X 19M,01)BULIVANT,01)WSHB-100-SH-FR |  |  | BULIVANT | BULIVANT | WSHB-100-SH-FR | [18 empty] | BLOCK | HOIST | TYPE | SINGLE SHEAVE | LOAD CAPACITY | SWL 500 KG | OPERATION METHOD | TACKLE | WIRE/CHAIN LENGTH |  | WIRE/CHAIN MATERIAL |  | OPERATED RATING |  | HOISTING ELEMENT |  | HAZARD CLASS |  | CERTIFICATION/STANDARD | AS 2089 | ADDITIONAL FEATURES | MANILA:16MM 100MM DIA X 19MM BORE
STP_009 - Lot4 | Data Enrichment | rym |  | 2023-07-31 |  |  | 1286787 | 1286787 | EA | BLOCK;BAS,OPTION 4 |  |  | BLOCK;TYPE:BASE,ADDITIONAL FEATURES EN:OPTION 4,MNFR:01)REXROTH,PTNO:01)RRA906-MPU75/150 A10 CETOP 3 | EN_01)BASE,01)OPTION 4,01)REXROTH,01)RRA906-MPU75/150 A10 CETOP |  |  | REXROTH | REXROTH | RRA906-MPU75/150 A10 CETOP 3 | [18 empty] | BLOCK | No Modifier | TYPE | BASE | SIZE |  | MATERIAL |  | HAZARD CLASS |  | CERTIFICATION/STANDARD |  | ADDITIONAL FEATURES | OPTION 4
STP_009 - Lot4 | Data Enrichment | rym |  | 2023-07-31 |  |  | 1286744 | 1286744 | EA | BLOCK;BRDG |  |  | BLOCK;TYPE:BRIDGE,MNFR:01)JORD,PTNO:01)C3614-VA-002 | EN_01)BRIDGE,01)JORD,01)C3614-VA-002 |  |  | JORD | JORD | C3614-VA-002 | [18 empty] | BLOCK | No Modifier | TYPE | BRIDGE | SIZE |  | MATERIAL |  | HAZARD CLASS |  | CERTIFICATION/STANDARD |  | ADDITIONAL FEATURES
STP_009 - Lot4 | Data Enrichment | rym |  | 2023-07-31 |  |  | 1383000 | 1383000 | EA | BLOCK;BTM |  |  | BLOCK;TYPE:BOTTOM,MNFR:01)EILBECK,PTNO:01)41815 | EN_01)BOTTOM,01)EILBECK,01)41815 |  |  | EILBECK | EILBECK | 41815 | [18 empty] | BLOCK | No Modifier | TYPE | BOTTOM | SIZE |  | MATERIAL |  | HAZARD CLASS |  | CERTIFICATION/STANDARD |  | ADDITIONAL FEATURES
STP_009 - Lot4 | Data Enrichment | rym |  | 2023-07-31 |  |  | 1293387 | 1293387 | EA | BLOCK;CHAIN ATTACHMENT,PLSTC,MESCO |  |  | BLOCK;TYPE:CHAIN ATTACHMENT,MATERIAL:PLASTIC,MNFR:01)MESCO,PTNO:01)Y013ZNBD004 | EN_01)CHAIN ATTACHMENT,EN_01)PLASTIC,01)MESCO,01)Y013ZNBD004 |  |  | MESCO | MESCO | Y013ZNBD004 | [18 empty] | BLOCK | No Modifier | TYPE | CHAIN ATTACHMENT | SIZE |  | MATERIAL | PLASTIC | HAZARD CLASS |  | CERTIFICATION/STANDARD |  | ADDITIONAL FEATURES
STP_009 - Lot4 | Data Enrichment | rym |  | 2023-07-31 |  |  | 1382849 | 1382849 | EA | BLOCK;CONCRETE SLAB, WINDER |  |  | BLOCK;TYPE:CONCRETE SLAB, WINDER,SIZE:SQ 1.2 X LG 2 M,ADDITIONAL FEATURES EN:FOR SERVICE TUNNEL, AS PER DRAWING REV2 PRICING,MNFR: 01)VENDOR LINK PTY LTD,PTNO:01)VL20000618 | EN_01)CONCRETE SLAB, WINDER,EN_01)SQ 1.2 X LG 2 M,01)FOR SERVICE TUNNEL, AS PER,01)VENDOR LINK PTY LTD,01)VL20000618 |  |  | VENDOR LINK PTY LTD | 01)VENDOR LINK PTY LTD | VL20000618 | [18 empty] | BLOCK | No Modifier | TYPE | CONCRETE SLAB,WINDER | SIZE | SQ 1.2 X LG 2 M | MATERIAL |  | HAZARD CLASS |  | CERTIFICATION/STANDARD |  | ADDITIONAL FEATURES | FOR SERVICE TUNNEL,AS PER DRAWING REV2 PRICING
STP_009 - Lot4 | Data Enrichment | rym |  | 2023-07-31 |  |  | 1302693 | 1302693 | EA | BLOCK;CYL,REXROTH,00906882 |  |  | BLOCK;TYPE:CYLINDER,MNFR:01)REXROTH,PTNO:01)00906882 | EN_01)CYLINDER,01)REXROTH,01)00906882 |  |  | REXROTH | REXROTH | 00906882 | [18 empty] | BLOCK | No Modifier | TYPE | CYLINDER | SIZE |  | MATERIAL |  | HAZARD CLASS |  | CERTIFICATION/STANDARD |  | ADDITIONAL FEATURES
STP_009 - Lot4 | Data Enrichment | rym |  | 2023-07-31 |  |  | 1287090 | 1287090 | EA | BLOCK;DIR 45L, 2 SPOOL, VALVE MONO |  |  | BLOCK;ADDITIONAL FEATURES EN:DIR 45L, 2 SPOOL, VALVE MONO,MNFR:01)REXROTH,PTNO:01)2MDV45/J/E | 01)DIR 45L, 2 SPOOL, VALVE MON,01)REXROTH,01)2MDV45/J/E |  |  | REXROTH | REXROTH | 2MDV45/J/E | [18 empty] | BLOCK | No Modifier | TYPE |  | SIZE |  | MATERIAL |  | HAZARD CLASS |  | CERTIFICATION/STANDARD |  | ADDITIONAL FEATURES | DIR 45L,2 SPOOL,VALVE MONO
STP_009 - Lot4 | Data Enrichment | rym |  | 2023-07-31 |  |  | 1382603 | 1382603 | EA | BLOCK;DOUBLE CAVITY,3/8 IN |  |  | BLOCK;TYPE:DOUBLE CAVITY,SIZE:3/8 IN,MNFR:01)ISADRAUL,PTNO:01)T11A-DB-3-8BSPP-C | EN_01)DOUBLE CAVITY,EN_01)3/8 IN,01)ISADRAUL,01)T11A-DB-3-8BSPP-C |  |  | ISADRAUL | ISADRAUL | T11A-DB-3-8BSPP-C | [18 empty] | BLOCK | No Modifier | TYPE | DOUBLE CAVITY | SIZE | 3/8 IN | MATERIAL |  | HAZARD CLASS |  | CERTIFICATION/STANDARD |  | ADDITIONAL FEATURES
STP_009 - Lot4 | Data Enrichment | rym |  | 2023-07-31 |  |  | 1294692 | 1294692 | EA | BLOCK;FEED BLOCK,SECO GRINDER |  |  | BLOCK;TYPE:FEED BLOCK,ADDITIONAL FEATURES EN:SECO GRINDER,MNFR:01)SECOTITN,PTNO:01)9500 0473 | EN_01)FEED BLOCK,01)SECO GRINDER,01)SECOTITN,01)9500 0473 |  |  | SECOTITN | SECOTITN | 9500 0473 | [18 empty] | BLOCK | No Modifier | TYPE | FEED BLOCK | SIZE |  | MATERIAL |  | HAZARD CLASS |  | CERTIFICATION/STANDARD |  | ADDITIONAL FEATURES | SECO GRINDER
STP_009 - Lot4 | Data Enrichment | rym |  | 2023-07-31 |  |  | 1287012 | 1287012 | EA | BLOCK;FEM, SHORT |  |  | BLOCK;TYPE:FEMALE, SHORT,MNFR:01)RME,PTNO:01)SEALOC | EN_01)FEMALE, SHORT,01)RME,01)SEALOC |  |  | RME | RME | SEALOC | [18 empty] | BLOCK | No Modifier | TYPE | FEMALE,SHORT | SIZE |  | MATERIAL |  | HAZARD CLASS |  | CERTIFICATION/STANDARD |  | ADDITIONAL FEATURES
STP_009 - Lot4 | Data Enrichment | rym |  | 2023-07-31 |  |  | 1348109 | 1348109 | EA | BLOCK;FINGER MOUNTING |  |  | BLOCK;TYPE:FINGER MOUNTING,ADDITIONAL FEATURES EN:TO DRAWING REVISION "B", TRAYLOR-H JAW CRUSHER,MNFR:01)MIMDWG,PTNO:01)102-6- 9027/ ,MK.A | EN_01)FINGER MOUNTING,01)TO DRAWING REVISION "B", TR,01)MIMDWG,01)102-6-9027/ ,MK.A |  |  | MIMDWG | MIMDWG | 102-6- 9027/,MK.A | [18 empty] | BLOCK | No Modifier | TYPE | FINGER MOUNTING | SIZE |  | MATERIAL |  | HAZARD CLASS |  | CERTIFICATION/STANDARD |  | ADDITIONAL FEATURES | TO DRAWING REVISION "B",TRAYLOR-H JAW CRUSHER
STP_009 - Lot4 | Data Enrichment | rym |  | 2023-07-31 |  |  | 1382701 | 1382701 | EA | BLOCK;FOREHEARTH |  |  | BLOCK;TYPE:FOREHEARTH,MNFR:01)VESUVIUS,PTNO:01)PJX70161 | EN_01)FOREHEARTH,01)VESUVIUS,01)PJX70161 |  |  | VESUVIUS | VESUVIUS | PJX70161 | [18 empty] | BLOCK | No Modifier | TYPE | FOREHEARTH | SIZE |  | MATERIAL |  | HAZARD CLASS |  | CERTIFICATION/STANDARD |  | ADDITIONAL FEATURES
STP_009 - Lot4 | Data Enrichment | rym |  | 2023-07-31 |  |  | 1319186 | 1319186 | EA | BLOCK;FURNACE JACKET,CU,BEND SEC,MIMDWG |  |  | BLOCK;TYPE:FURNACE JACKET,MATERIAL:COPPER,ADDITIONAL FEATURES EN:BEND SEC,MNFR:01)MIMDWG,PTNO:01)145-C6-1900/ ,MK.10 | EN_01)FURNACE JACKET,EN_01)COPPER,01)BEND SEC,01)MIMDWG,01)145-C6-1900/ ,MK.10 |  |  | MIMDWG | MIMDWG | 145-C6-1900/,MK.10 | [18 empty] | BLOCK | No Modifier | TYPE | FURNACE JACKET | SIZE |  | MATERIAL | COPPER | HAZARD CLASS |  | CERTIFICATION/STANDARD |  | ADDITIONAL FEATURES | BEND SEC
STP_009 - Lot4 | Data Enrichment | rym |  | 2023-07-31 |  |  | 1354563 | 1354563 | EA | BLOCK;FURNACE JACKET,CU,HEAD SEC,MIMDWG |  |  | BLOCK;TYPE:FURNACE JACKET,MATERIAL:COPPER,ADDITIONAL FEATURES EN:HEAD SEC,MNFR:01)MIMDWG,PTNO:01)145-C6-1926/ ,MK.14 | EN_01)FURNACE JACKET,EN_01)COPPER,01)HEAD SEC,01)MIMDWG,01)145-C6-1926/ ,MK.14 |  |  | MIMDWG | MIMDWG | 145-C6-1926/,MK.14 | [18 empty] | BLOCK | No Modifier | TYPE | FURNACE JACKET | SIZE |  | MATERIAL | COPPER | HAZARD CLASS |  | CERTIFICATION/STANDARD |  | ADDITIONAL FEATURES | HEAD SEC
STP_009 - Lot4 | Data Enrichment | rym |  | 2023-07-31 |  |  | 1316261 | 1316261 | EA | BLOCK;FURNACE JACKET,CU,INTERMED,MIMDWG |  |  | BLOCK;TYPE:FURNACE JACKET,MATERIAL:COPPER,ADDITIONAL FEATURES EN:INTERMED,MNFR:01)MIMDWG,PTNO:01)145-C6-1928/ ,MK.17 | EN_01)FURNACE JACKET,EN_01)COPPER,01)INTERMED,01)MIMDWG,01)145-C6-1928/ ,MK.17 |  |  | MIMDWG | MIMDWG | 145-C6-1928/,MK.17 | [18 empty] | BLOCK | No Modifier | TYPE | FURNACE JACKET | SIZE |  | MATERIAL | COPPER | HAZARD CLASS |  | CERTIFICATION/STANDARD |  | ADDITIONAL FEATURES | INTERMED
STP_009 - Lot4 | Data Enrichment | rym |  | 2023-07-31 |  |  | 1354850 | 1354850 | EA | BLOCK;FURNACE JACKET,CU,SPLSH,CIP,MIMDWG |  |  | BLOCK;TYPE:FURNACE JACKET,MATERIAL:COPPER,ADDITIONAL FEATURES EN:SPLASH,CIP,MNFR:01)MIMDWG,PTNO:01)145-6-946C,MK48 | EN_01)FURNACE JACKET,EN_01)COPPER,01)SPLASH,CIP,01)MIMDWG,01)145-6-946C,MK48 |  |  | MIMDWG | MIMDWG | 145-6-946C,MK48 | [18 empty] | BLOCK | No Modifier | TYPE | FURNACE JACKET | SIZE |  | MATERIAL | COPPER | HAZARD CLASS |  | CERTIFICATION/STANDARD |  | ADDITIONAL FEATURES | SPLASH,CIP
STP_009 - Lot4 | Data Enrichment | rym |  | 2023-07-31 |  |  | 1302178 | 1302178 | EA | BLOCK;GDE,PIECE |  |  | BLOCK;TYPE:GUIDE,ADDITIONAL FEATURES EN:PIECE,MNFR:01)RAMSEY,PTNO:01)1-404005,MNFR:02)RAMSEY,PTNO:02)03442/H;MK.13 | EN_01)GUIDE,01)PIECE,01)RAMSEY,02)RAMSEY,01)1-404005,02)03442/H,MK.13 |  |  | RAMSEY | RAMSEY | 1-404005 |  | RAMSEY | 03442/H;MK.13 | [15 empty] | BLOCK | No Modifier | TYPE | GUIDE | SIZE |  | MATERIAL |  | HAZARD CLASS |  | CERTIFICATION/STANDARD |  | ADDITIONAL FEATURES | PIECE
STP_009 - Lot4 | Data Enrichment | rym |  | 2023-07-31 |  |  | 1346719 | 1346719 | EA | BLOCK;HEAD SECTION |  |  | BLOCK;TYPE:HEAD SECTION,ADDITIONAL FEATURES EN:FIXED HEAD DRUM PILLOW BLOCK (1 KIT),MNFR:01)MAGALDI,PTNO:01)KIT_SUP036A | EN_01)HEAD SECTION,01)FIXED HEAD DRUM PILLOW BLOC,01)MAGALDI,01)KIT_SUP036A |  |  | MAGALDI | MAGALDI | KIT_SUP036A | [18 empty] | BLOCK | No Modifier | TYPE | HEAD SECTION | SIZE |  | MATERIAL |  | HAZARD CLASS |  | CERTIFICATION/STANDARD |  | ADDITIONAL FEATURES | FIXED HEAD DRUM PILLOW BLOCK (1 KIT)
STP_009 - Lot4 | Data Enrichment | rym |  | 2023-07-31 |  |  | 1346720 | 1346720 | EA | BLOCK;HEAD SECTION |  |  | BLOCK;TYPE:HEAD SECTION,ADDITIONAL FEATURES EN:FLOATING HEAD DRUM PILLOW BLOCK (1 KIT),MNFR:01)MAGALDI,PTNO:01)KIT_SUP037A | EN_01)HEAD SECTION,01)FLOATING HEAD DRUM PILLOW B,01)MAGALDI,01)KIT_SUP037A |  |  | MAGALDI | MAGALDI | KIT_SUP037A | [18 empty] | BLOCK | No Modifier | TYPE | HEAD SECTION | SIZE |  | MATERIAL |  | HAZARD CLASS |  | CERTIFICATION/STANDARD |  | ADDITIONAL FEATURES | FLOATING HEAD DRUM PILLOW BLOCK (1 KIT)
STP_009 - Lot4 | Data Enrichment | rym |  | 2023-07-31 |  |  | 1382977 | 1382977 | EA | BLOCK;HK |  |  | BLOCK;TYPE:HOOK,MNFR:01)ACE MATERIALS HANDLING P/L,PTNO:01)K760RP/TEXA | EN_01)HOOK,01)ACE MATERIALS HANDLING P/L,01)K760RP/TEXA |  |  | ACE MATERIALS HANDLING P/L | ACE MATERIALS HANDLING P/L | K760RP/TEXA | [18 empty] | BLOCK | No Modifier | TYPE | HOOK | SIZE |  | MATERIAL |  | HAZARD CLASS |  | CERTIFICATION/STANDARD |  | ADDITIONAL FEATURES
STP_009 - Lot4 | Data Enrichment | rym |  | 2023-07-31 |  |  | 1286281 | 1286281 | EA | BLOCK;IDLER RETURN/CONTRAST IDLER PILLOW |  |  | BLOCK;ADDITIONAL FEATURES EN:IDLER RETURN/CONTRAST IDLER PILLOW BLOCK, ASSEM,MNFR:01)MAGALDI,PTNO:01)ASM000023 | 01)IDLER RETURN/CONTRAST IDLER,01)MAGALDI,01)ASM000023 |  |  | MAGALDI | MAGALDI | ASM000023 | [18 empty] | BLOCK | No Modifier | TYPE |  | SIZE |  | MATERIAL |  | HAZARD CLASS |  | CERTIFICATION/STANDARD |  | ADDITIONAL FEATURES | IDLER RETURN/CONTRAST IDLER PILLOW BLOCK,ASSEM
STP_009 - Lot4 | Data Enrichment | rym |  | 2023-07-31 |  |  | 1382709 | 1382709 | EA | BLOCK;KO,SQ 190 X LG 390 MM,AYR GREY |  |  | BLOCK;TYPE:KNOCKOUT,SIZE:SQ 190 X LG 390 MM,ADDITIONAL FEATURES EN:AYR GREY,MNFR:01)ELLIOTT TIMBER SALES PTY LTD,PTNO:01)20.20A | EN_01)KNOCKOUT,EN_01)SQ 190 X LG 390 MM,01)AYR GREY,01)ELLIOTT TIMBER SALES PTY LT,01)20.20A |  |  | ELLIOTT TIMBER SALES PTY LTD | ELLIOTT TIMBER SALES PTY LTD | 20.20A | [18 empty] | BLOCK | No Modifier | TYPE | KNOCKOUT | SIZE | SQ 190 X LG 390 MM | MATERIAL |  | HAZARD CLASS |  | CERTIFICATION/STANDARD |  | ADDITIONAL FEATURES | AYR GREY
STP_009 - Lot4 | Data Enrichment | rym |  | 2023-07-31 |  |  | 1319668 | 1319668 | EA | BLOCK;L TYPE, SPILLEX,150 X 200 X 32/22 |  |  | BLOCK;TYPE:L TYPE, SPILLEX,SIZE:150 X 200 X 32/22,MATERIAL:RUBBER,MNFR:01)APEXFENN,PTNO:01)107476 | EN_01)L TYPE, SPILLEX,EN_01)150 X 200 X 32/22,EN_01)RUBBER,01)APEXFENN,01)107476 |  |  | APEXFENN | APEXFENN | 107476 | [18 empty] | BLOCK | No Modifier | TYPE | L TYPE,SPILLEX | SIZE | 150 X 200 X 32/22 | MATERIAL | RUBBER | HAZARD CLASS |  | CERTIFICATION/STANDARD |  | ADDITIONAL FEATURES
STP_009 - Lot4 | Data Enrichment | rym |  | 2023-07-31 |  |  | 1353146 | 1353146 | EA | BLOCK;LDG |  |  | BLOCK;TYPE:LOADING,MNFR:01)BABCOCK,PTNO:01)B.40/X4226/84;MK.4 | EN_01)LOADING,01)BABCOCK,01)B.40/X4226/84,MK.4 |  |  | BABCOCK | BABCOCK | B.40/X4226/84;MK.4 | [18 empty] | BLOCK | No Modifier | TYPE | LOADING | SIZE |  | MATERIAL |  | HAZARD CLASS |  | CERTIFICATION/STANDARD |  | ADDITIONAL FEATURES
STP_009 - Lot4 | Data Enrichment | rym |  | 2023-07-31 |  |  | 1348755 | 1348755 | EA | BLOCK;LIP, NO 1,COPPER C11000,23R02 MK1 |  |  | BLOCK;TYPE:LIP, NO 1,MATERIAL:COPPER C11000,ADDITIONAL FEATURES EN:COPPER SMELTER ISASMELT, ROTARY HOLDING FURNACE,23R02 MK1,MNFR: 01)THOSBEG,PTNO:01)XSM3511 MARK 2 | EN_01)LIP, NO 1,EN_01)COPPER C11000,01)COPPER SMELTER ISASMELT, RO,02)23R02 MK1,01)THOSBEG,01)XSM3511 MARK 2 |  |  | THOSBEG | 01)THOSBEG | XSM3511 MARK 2 | [18 empty] | BLOCK | No Modifier | TYPE | LIP,NO 1 | SIZE |  | MATERIAL | COPPER C11000 | HAZARD CLASS |  | CERTIFICATION/STANDARD |  | ADDITIONAL FEATURES | COPPER SMELTER ISASMELT,ROTARY HOLDING FURNACE,23R02 MK1
STP_009 - Lot4 | Data Enrichment | rym |  | 2023-07-31 |  |  | 1348756 | 1348756 | EA | BLOCK;LIP, NO 2,COPPER C11000,23R02 MK2 |  |  | BLOCK;TYPE:LIP, NO 2,MATERIAL:COPPER C11000,ADDITIONAL FEATURES EN:COPPER SMELTER ISASMELT, ROTARY HOLDING FURNACE,23R02 MK2,MNFR: 01)THOSBEG,PTNO:01)XSM3511 MARK 3 | EN_01)LIP, NO 2,EN_01)COPPER C11000,01)COPPER SMELTER ISASMELT, RO,02)23R02 MK2,01)THOSBEG,01)XSM3511 MARK 3 |  |  | THOSBEG | 01)THOSBEG | XSM3511 MARK 3 | [18 empty] | BLOCK | No Modifier | TYPE | LIP,NO 2 | SIZE |  | MATERIAL | COPPER C11000 | HAZARD CLASS |  | CERTIFICATION/STANDARD |  | ADDITIONAL FEATURES | COPPER SMELTER ISASMELT,ROTARY HOLDING FURNACE,23R02 MK2
STP_009 - Lot4 | Data Enrichment | rym |  | 2023-07-31 |  |  | 1348757 | 1348757 | EA | BLOCK;LIP, NO 3,COPPER C11000,23R02 MK3 |  |  | BLOCK;TYPE:LIP, NO 3,MATERIAL:COPPER C11000,ADDITIONAL FEATURES EN:COPPER SMELTER ISASMELT, ROTARY HOLDING FURNACE,23R02 MK3,MNFR: 01)THOSBEG,PTNO:01)XSM3511 MARK 4 | EN_01)LIP, NO 3,EN_01)COPPER C11000,01)COPPER SMELTER ISASMELT, RO,02)23R02 MK3,01)THOSBEG,01)XSM3511 MARK 4 |  |  | THOSBEG | 01)THOSBEG | XSM3511 MARK 4 | [18 empty] | BLOCK | No Modifier | TYPE | LIP,NO 3 | SIZE |  | MATERIAL | COPPER C11000 | HAZARD CLASS |  | CERTIFICATION/STANDARD |  | ADDITIONAL FEATURES | COPPER SMELTER ISASMELT,ROTARY HOLDING FURNACE,23R02 MK3
STP_009 - Lot4 | Data Enrichment | rym |  | 2023-07-31 |  |  | 1348758 | 1348758 | EA | BLOCK;LIP, NO 4,COPPER C11000,23R02 MK4 |  |  | BLOCK;TYPE:LIP, NO 4,MATERIAL:COPPER C11000,ADDITIONAL FEATURES EN:COPPER SMELTER ISASMELT, ROTARY HOLDING FURNACE,23R02 MK4,MNFR: 01)THOSBEG,PTNO:01)XSM3511 MARK 5 | EN_01)LIP, NO 4,EN_01)COPPER C11000,01)COPPER SMELTER ISASMELT, RO,02)23R02 MK4,01)THOSBEG,01)XSM3511 MARK 5 |  |  | THOSBEG | 01)THOSBEG | XSM3511 MARK 5 | [18 empty] | BLOCK | No Modifier | TYPE | LIP,NO 4 | SIZE |  | MATERIAL | COPPER C11000 | HAZARD CLASS |  | CERTIFICATION/STANDARD |  | ADDITIONAL FEATURES | COPPER SMELTER ISASMELT,ROTARY HOLDING FURNACE,23R02 MK4
STP_009 - Lot4 | Data Enrichment | rym |  | 2023-07-31 |  |  | 1354801 | 1354801 | EA | BLOCK;LIP, NO 5,COPPER C11000 |  |  | BLOCK;TYPE:LIP, NO 5,MATERIAL:COPPER C11000,ADDITIONAL FEATURES EN:COPPER SMELTER ISASMELT, ROTARY HOLDING FURNACE,MNFR:01) THOSBEG,PTNO:01)XSM3511 MARK 6 | EN_01)LIP, NO 5,EN_01)COPPER C11000,01)COPPER SMELTER ISASMELT, RO,01)THOSBEG,01)XSM3511 MARK 6 |  |  | THOSBEG | THOSBEG | XSM3511 MARK 6 | [18 empty] | BLOCK | No Modifier | TYPE | LIP,NO 5 | SIZE |  | MATERIAL | COPPER C11000 | HAZARD CLASS |  | CERTIFICATION/STANDARD |  | ADDITIONAL FEATURES | COPPER SMELTER ISASMELT,ROTARY HOLDING FURNACE
STP_009 - Lot4 | Data Enrichment | rym |  | 2023-07-31 |  |  | 1354800 | 1354800 | EA | BLOCK;LIP, NO 6,COPPER C11000,24R02 MK6 |  |  | BLOCK;TYPE:LIP, NO 6,MATERIAL:COPPER C11000,ADDITIONAL FEATURES EN:COPPER SMELTER ISASMELT, ROTARY HOLDING FURNACE,24R02 MK6,MNFR: 01)THOSBEG,PTNO:01)XSM3511 MARK 7 | EN_01)LIP, NO 6,EN_01)COPPER C11000,01)COPPER SMELTER ISASMELT, RO,02)24R02 MK6,01)THOSBEG,01)XSM3511 MARK 7 |  |  | THOSBEG | 01)THOSBEG | XSM3511 MARK 7 | [18 empty] | BLOCK | No Modifier | TYPE | LIP,NO 6 | SIZE |  | MATERIAL | COPPER C11000 | HAZARD CLASS |  | CERTIFICATION/STANDARD |  | ADDITIONAL FEATURES | COPPER SMELTER ISASMELT,ROTARY HOLDING FURNACE,24R02 MK6
STP_009 - Lot4 | Data Enrichment | rym |  | 2023-07-31 |  |  | 1354799 | 1354799 | EA | BLOCK;LIP, NO 7,COPPER C11000,24R02 MK7 |  |  | BLOCK;TYPE:LIP, NO 7,MATERIAL:COPPER C11000,ADDITIONAL FEATURES EN:COPPER SMELTER ISASMELT, ROTARY HOLDING FURNACE,24R02 MK7,MNFR: 01)THOSBEG,PTNO:01)XSM3511 MARK 8 | EN_01)LIP, NO 7,EN_01)COPPER C11000,01)COPPER SMELTER ISASMELT, RO,02)24R02 MK7,01)THOSBEG,01)XSM3511 MARK 8 |  |  | THOSBEG | 01)THOSBEG | XSM3511 MARK 8 | [18 empty] | BLOCK | No Modifier | TYPE | LIP,NO 7 | SIZE |  | MATERIAL | COPPER C11000 | HAZARD CLASS |  | CERTIFICATION/STANDARD |  | ADDITIONAL FEATURES | COPPER SMELTER ISASMELT,ROTARY HOLDING FURNACE,24R02 MK7
STP_009 - Lot4 | Data Enrichment | rym |  | 2023-07-31 |  |  | 1354796 | 1354796 | EA | BLOCK;LOWER SLAG SPOUT BLOCK,O2 |  |  | BLOCK;TYPE:LOWER SLAG SPOUT BLOCK,MATERIAL:COPPER C81100,ADDITIONAL FEATURES EN:C/W MONEL PIPE COIL, MIMDWG 148-6-3016R01, ROTA, O2,MNFR:01)THOSBEG,PTNO:01)XSM3509/XSM3508 | EN_01)LOWER SLAG SPOUT BLOCK,EN_01)COPPER C81100,01)C/W MONEL PIPE COIL, MIMDWG,02)O2,01)THOSBEG,01)XSM3509/XSM3508 |  |  | THOSBEG | THOSBEG | XSM3509/XSM3508 | [18 empty] | BLOCK | No Modifier | TYPE | LOWER SLAG SPOUT BLOCK | SIZE |  | MATERIAL | COPPER C81100 | HAZARD CLASS |  | CERTIFICATION/STANDARD |  | ADDITIONAL FEATURES | C/W MONEL PIPE COIL,MIMDWG 148-6-3016R01,ROTA,O2
STP_009 - Lot4 | Data Enrichment | rym |  | 2023-07-31 |  |  | 1294536 | 1294536 | EA | BLOCK;M40 PSM STRAPPING HEAD, PSM LOWER |  |  | BLOCK;ADDITIONAL FEATURES EN:M40 PSM STRAPPING HEAD, PSM LOWER GUIDE,MNFR:01)GERSTRAP,PTNO:01)P20042 | 01)M40 PSM STRAPPING HEAD, PSM,01)GERSTRAP,01)P20042 |  |  | GERSTRAP | GERSTRAP | P20042 | [18 empty] | BLOCK | No Modifier | TYPE |  | SIZE |  | MATERIAL |  | HAZARD CLASS |  | CERTIFICATION/STANDARD |  | ADDITIONAL FEATURES | M40 PSM STRAPPING HEAD,PSM LOWER GUIDE
STP_009 - Lot4 | Data Enrichment | rym |  | 2023-07-31 |  |  | 1294535 | 1294535 | EA | BLOCK;M40 PSM STRAPPING HEAD, PSM UPPER |  |  | BLOCK;ADDITIONAL FEATURES EN:M40 PSM STRAPPING HEAD, PSM UPPER GUIDE,MNFR:01)GERSTRAP,PTNO:01)P20043 | 01)M40 PSM STRAPPING HEAD, PSM,01)GERSTRAP,01)P20043 |  |  | GERSTRAP | GERSTRAP | P20043 | [18 empty] | BLOCK | No Modifier | TYPE |  | SIZE |  | MATERIAL |  | HAZARD CLASS |  | CERTIFICATION/STANDARD |  | ADDITIONAL FEATURES | M40 PSM STRAPPING HEAD,PSM UPPER GUIDE
STP_009 - Lot4 | Data Enrichment | rym |  | 2023-07-31 |  |  | 1286932 | 1286932 | EA | BLOCK;MAIN LOGIC ELEMENT |  |  | BLOCK;TYPE:MAIN LOGIC ELEMENT,MNFR:01)RME,PTNO:01)L06-01-021BA | EN_01)MAIN LOGIC ELEMENT,01)RME,01)L06-01-021BA |  |  | RME | RME | L06-01-021BA | [18 empty] | BLOCK | No Modifier | TYPE | MAIN LOGIC ELEMENT | SIZE |  | MATERIAL |  | HAZARD CLASS |  | CERTIFICATION/STANDARD |  | ADDITIONAL FEATURES
STP_009 - Lot4 | Data Enrichment | rym |  | 2023-07-31 |  |  | 1286728 | 1286728 | EA | BLOCK;MAIN LOGIC ELEMENT CAP,32 MM |  |  | BLOCK;TYPE:MAIN LOGIC ELEMENT CAP,SIZE:32 MM,MNFR:01)RME,PTNO:01)L15-01-006AB | EN_01)MAIN LOGIC ELEMENT CAP,EN_01)32 MM,01)RME,01)L15-01-006AB |  |  | RME | RME | L15-01-006AB | [18 empty] | BLOCK | No Modifier | TYPE | MAIN LOGIC ELEMENT CAP | SIZE | 32 MM | MATERIAL |  | HAZARD CLASS |  | CERTIFICATION/STANDARD |  | ADDITIONAL FEATURES
STP_009 - Lot4 | Data Enrichment | rym |  | 2023-07-31 |  |  | 1287011 | 1287011 | EA | BLOCK;MATL,WD 295 X L 335 X HT 180 MM |  |  | BLOCK;TYPE:MATERIAL,SIZE:WD 295 X L 335 X HT 180 MM,ADDITIONAL FEATURES EN:REFERENCE NO: 1045,MNFR:01)RME,PTNO:01)L07-01-001BF-P1 | EN_01)MATERIAL,EN_01)WD 295 X L 335 X HT 180,01)REFERENCE NO: 1045,01)RME,01)L07-01-001BF-P1 |  |  | RME | RME | L07-01-001BF-P1 | [18 empty] | BLOCK | No Modifier | TYPE | MATERIAL | SIZE | WD 295 X L 335 X HT 180 MM | MATERIAL |  | HAZARD CLASS |  | CERTIFICATION/STANDARD |  | ADDITIONAL FEATURES | REFERENCE NO: 1045
STP_009 - Lot4 | Data Enrichment | rym |  | 2023-07-31 |  |  | 1354798 | 1354798 | EA | BLOCK;MATTE SPOUT,COPPER C811000,2 |  |  | BLOCK;TYPE:MATTE SPOUT,MATERIAL:COPPER C811000,ADDITIONAL FEATURES EN:C/W MONEL PIPE COIL, MIMDWG 148-6-3011R01, ROTA,2,MNFR:01) THOSBEG,PTNO:01)XSM3508 MARK 8 | EN_01)MATTE SPOUT,EN_01)COPPER C811000,01)C/W MONEL PIPE COIL, MIMDWG,02)2,01)THOSBEG,01)XSM3508 MARK 8 |  |  | THOSBEG | THOSBEG | XSM3508 MARK 8 | [18 empty] | BLOCK | No Modifier | TYPE | MATTE SPOUT | SIZE |  | MATERIAL | COPPER C811000 | HAZARD CLASS |  | CERTIFICATION/STANDARD |  | ADDITIONAL FEATURES | C/W MONEL PIPE COIL,MIMDWG 148-6-3011R01,ROTA,2
STP_009 - Lot4 | Data Enrichment | rym |  | 2023-07-31 |  |  | 1253354 | 1253354 | EA | BLOCK;MNT,100MM,ALUM ALLOY,PLP,AGB-100 | BLOQUE; | BLOC; | BLOCK;TYPE:MOUNT,SIZE:100MM,MATERIAL:ALUM ALLOY,ADDITIONAL FEATURES EN:PLP,AGB-100 | EN_01)MOUNT,EN_01)100MM,EN_01)ALUM ALLOY,01)PLP,AGB-100,01)PREFORMED LINE PRODUCTS,01)AGB-100,01)PREFORMED LINE PRODUCTS,01)AGB-100 | AGB-100 | 1068388 | PREFORMED LINE PRODUCTS (AUST) | [20 empty] | BLOCK | No Modifier | TYPE | MOUNT | SIZE | 100MM | MATERIAL | ALUM ALLOY | HAZARD CLASS |  | CERTIFICATION/STANDARD |  | ADDITIONAL FEATURES | PLP,AGB-100
STP_009 - Lot4 | Data Enrichment | rym |  | 2023-07-31 |  |  | 1253352 | 1253352 | EA | BLOCK;MNT,125MM,ALUM ALLOY,PLP,AGB-125 | BLOQUE; | BLOC; | BLOCK;TYPE:MOUNT,SIZE:125MM,MATERIAL:ALUM ALLOY,ADDITIONAL FEATURES EN:PLP,AGB-125 | EN_01)MOUNT,EN_01)125MM,EN_01)ALUM ALLOY,01)PLP,AGB-125,01)PREFORMED LINE PRODUCTS,01)AGB-125,01)PREFORMED LINE PRODUCTS,01)AGB-125 | AGB-125 | 1068388 | PREFORMED LINE PRODUCTS (AUST) | [20 empty] | BLOCK | No Modifier | TYPE | MOUNT | SIZE | 125MM | MATERIAL | ALUM ALLOY | HAZARD CLASS |  | CERTIFICATION/STANDARD |  | ADDITIONAL FEATURES | PLP,AGB-125
STP_009 - Lot4 | Data Enrichment | rym |  | 2023-07-31 |  |  | 1253351 | 1253351 | EA | BLOCK;MNT,150MM,ALUM ALLOY,PLP,AGB-150 | BLOQUE; | BLOC; | BLOCK;TYPE:MOUNT,SIZE:150MM,MATERIAL:ALUM ALLOY,ADDITIONAL FEATURES EN:PLP,AGB-150 | EN_01)MOUNT,EN_01)150MM,EN_01)ALUM ALLOY,01)PLP,AGB-150,01)PREFORMED LINE PRODUCTS,01)AGB-150,01)PREFORMED LINE PRODUCTS,01)AGB-150 | AGB-150 | 1068388 | PREFORMED LINE PRODUCTS (AUST) | [20 empty] | BLOCK | No Modifier | TYPE | MOUNT | SIZE | 150MM | MATERIAL | ALUM ALLOY | HAZARD CLASS |  | CERTIFICATION/STANDARD |  | ADDITIONAL FEATURES | PLP,AGB-150
STP_009 - Lot4 | Data Enrichment | rym |  | 2023-07-31 |  |  | 1353218 | 1353218 | EA | BLOCK;MTL |  |  | BLOCK;MATERIAL:METAL,ADDITIONAL FEATURES EN:DOMINION 14.00 X 10.50 FT CRUSHER, INJECTOR ATT,MNFR:01)SKF,PTNO:01)227982 | EN_01)METAL,01)DOMINION 14.00 X 10.50 FT C,01)SKF,01)227982 |  |  | SKF | SKF | 227982 | [18 empty] | BLOCK | No Modifier | TYPE |  | SIZE |  | MATERIAL | METAL | HAZARD CLASS |  | CERTIFICATION/STANDARD |  | ADDITIONAL FEATURES | DOMINION 14.00 X 10.50 FT CRUSHER,INJECTOR ATT
STP_009 - Lot4 | Data Enrichment | rym |  | 2023-07-31 |  |  | 1286960 | 1286960 | EA | BLOCK;PART OF 027A |  |  | BLOCK;ADDITIONAL FEATURES EN:PART OF 027A,MNFR:01)RME,PTNO:01)L15-02-009 | 01)PART OF 027A,01)RME,01)L15-02-009 |  |  | RME | RME | L15-02-009 | [18 empty] | BLOCK | No Modifier | TYPE |  | SIZE |  | MATERIAL |  | HAZARD CLASS |  | CERTIFICATION/STANDARD |  | ADDITIONAL FEATURES | PART OF 027A
STP_009 - Lot4 | Data Enrichment | rym |  | 2023-07-31 |  |  | 1286961 | 1286961 | EA | BLOCK;PART OF 027A |  |  | BLOCK;ADDITIONAL FEATURES EN:PART OF 027A,MNFR:01)RME,PTNO:01)L15-02-008 | 01)PART OF 027A,01)RME,01)L15-02-008 |  |  | RME | RME | L15-02-008 | [18 empty] | BLOCK | No Modifier | TYPE |  | SIZE |  | MATERIAL |  | HAZARD CLASS |  | CERTIFICATION/STANDARD |  | ADDITIONAL FEATURES | PART OF 027A
STP_009 - Lot4 | Data Enrichment | rym |  | 2023-07-31 |  |  | 1286963 | 1286963 | EA | BLOCK;PART OF 027A |  |  | BLOCK;ADDITIONAL FEATURES EN:PART OF 027A,MNFR:01)RME,PTNO:01)L15-02-007 | 01)PART OF 027A,01)RME,01)L15-02-007 |  |  | RME | RME | L15-02-007 | [18 empty] | BLOCK | No Modifier | TYPE |  | SIZE |  | MATERIAL |  | HAZARD CLASS |  | CERTIFICATION/STANDARD |  | ADDITIONAL FEATURES | PART OF 027A
STP_009 - Lot4 | Data Enrichment | rym |  | 2023-07-31 |  |  | 1232599 | 1232599 | EA | BLOCK;PISTON CHROM PLATE GRIND |  |  | BLOCK;ADDITIONAL FEATURES EN:PISTON CHROM PLATE AND GRIND,MNFR:01)RME,PTNO:01)L07-01-002AC-P4 | 01)PISTON CHROM PLATE & GRIND,01)RME,01)L07-01-002AC-P4 |  |  | RME | RME | L07-01-002AC-P4 | [18 empty] | BLOCK | No Modifier | TYPE |  | SIZE |  | MATERIAL |  | HAZARD CLASS |  | CERTIFICATION/STANDARD |  | ADDITIONAL FEATURES | PISTON CHROM PLATE AND GRIND
STP_009 - Lot4 | Data Enrichment | rym |  | 2023-07-31 |  |  | 1286774 | 1286774 | EA | BLOCK;PISTON HEAT TREAT |  |  | BLOCK;TYPE:PISTON HEAT TREAT,MNFR:01)RME,PTNO:01)L07-01-002AC-P3 | EN_01)PISTON HEAT TREAT,01)RME,01)L07-01-002AC-P3 |  |  | RME | RME | L07-01-002AC-P3 | [18 empty] | BLOCK | No Modifier | TYPE | PISTON HEAT TREAT | SIZE |  | MATERIAL |  | HAZARD CLASS |  | CERTIFICATION/STANDARD |  | ADDITIONAL FEATURES
STP_009 - Lot4 | Data Enrichment | rym |  | 2023-07-31 |  |  | 1286665 | 1286665 | EA | BLOCK;PISTON MATERIAL,STEEL K455 |  |  | BLOCK;TYPE:PISTON MATERIAL,SIZE:WD 90 X LG 500.5 MM,STEEL K455,MNFR:01)RME,PTNO:01)L07-01-002AC-P1 | EN_01)PISTON MATERIAL,EN_01)WD 90 X LG 500.5 MM,EN_01)STEEL K455,01)RME,01)L07-01-002AC-P1 |  |  | RME | RME | L07-01-002AC-P1 | [18 empty] | BLOCK | No Modifier | TYPE | PISTON MATERIAL | SIZE | WD 90 X LG 500.5 MM,STEEL K455 | MATERIAL |  | HAZARD CLASS |  | CERTIFICATION/STANDARD |  | ADDITIONAL FEATURES
STP_009 - Lot4 | Data Enrichment | rym |  | 2023-07-31 |  |  | 1286279 | 1286279 | EA | BLOCK;PLW |  |  | BLOCK;TYPE:PILLOW,ADDITIONAL FEATURES EN:SUPPORT FOR GUIDE ROLLER-RUL001R,MNFR:01)MAGALDI,PTNO:01)SUP000025 | EN_01)PILLOW,01)SUPPORT FOR GUIDE ROLLER-RU,01)MAGALDI,01)SUP000025 |  |  | MAGALDI | MAGALDI | SUP000025 | [18 empty] | BLOCK | No Modifier | TYPE | PILLOW | SIZE |  | MATERIAL |  | HAZARD CLASS |  | CERTIFICATION/STANDARD |  | ADDITIONAL FEATURES | SUPPORT FOR GUIDE ROLLER-RUL001R
STP_009 - Lot4 | Data Enrichment | rym |  | 2023-07-31 |  |  | 1346718 | 1346718 | EA | BLOCK;PLW |  |  | BLOCK;TYPE:PILLOW,ADDITIONAL FEATURES EN:SUPPORT FOR RETURN IDLER-ASM000023,MNFR:01)MAGALDI,PTNO:01)STA001497 | EN_01)PILLOW,01)SUPPORT FOR RETURN IDLER-AS,01)MAGALDI,01)STA001497 |  |  | MAGALDI | MAGALDI | STA001497 | [18 empty] | BLOCK | No Modifier | TYPE | PILLOW | SIZE |  | MATERIAL |  | HAZARD CLASS |  | CERTIFICATION/STANDARD |  | ADDITIONAL FEATURES | SUPPORT FOR RETURN IDLER-ASM000023
STP_009 - Lot4 | Data Enrichment | rym |  | 2023-07-31 |  |  | 1349857 | 1349857 | EA | BLOCK;PORT LUBRICATION,GILBARCO |  |  | BLOCK;TYPE:PORT LUBRICATION,ADDITIONAL FEATURES EN:FITTING: 3-14.2 L/MIN,MNFR:01)GILBARCO,PTNO:01)T500-1413 | EN_01)PORT LUBRICATION,01)FITTING: 3-14.2 L/MIN,01)GILBARCO,01)T500-1413 |  |  | GILBARCO | GILBARCO | T500-1413 | [18 empty] | BLOCK | No Modifier | TYPE | PORT LUBRICATION | SIZE |  | MATERIAL |  | HAZARD CLASS |  | CERTIFICATION/STANDARD |  | ADDITIONAL FEATURES | FITTING: 3-14.2 L/MIN
STP_009 - Lot4 | Data Enrichment | rym |  | 2023-07-31 |  |  | 1287046 | 1287046 | EA | BLOCK;PSTN |  |  | BLOCK;TYPE:PISTON,MNFR:01)RME,PTNO:01)L07-01-002AD | EN_01)PISTON,01)RME,01)L07-01-002AD |  |  | RME | RME | L07-01-002AD | [18 empty] | BLOCK | No Modifier | TYPE | PISTON | SIZE |  | MATERIAL |  | HAZARD CLASS |  | CERTIFICATION/STANDARD |  | ADDITIONAL FEATURES
STP_009 - Lot4 | Data Enrichment | rym |  | 2023-07-31 |  |  | 1320315 | 1320315 | EA | BLOCK;REAR TAPPING,ATS,3437 |  |  | BLOCK;TYPE:REAR TAPPING,ADDITIONAL FEATURES EN:TO LATEST DRAWING REVISIONISASMELT FURNACE,MNFR:01)ATS,PTNO:01)3437 | EN_01)REAR TAPPING,01)TO LATEST DRAWING REVISIONI,01)ATS,01)3437 |  |  | ATS | ATS | 3437 | [18 empty] | BLOCK | No Modifier | TYPE | REAR TAPPING | SIZE |  | MATERIAL |  | HAZARD CLASS |  | CERTIFICATION/STANDARD |  | ADDITIONAL FEATURES | TO LATEST DRAWING REVISIONISASMELT FURNACE
STP_009 - Lot4 | Data Enrichment | rym |  | 2023-07-31 |  |  | 1291242 | 1291242 | EA | BLOCK;RUBR |  |  | BLOCK;MATERIAL:RUBBER,ADDITIONAL FEATURES EN:PART OF SHAFT ASSEMBLY, PM60 SM60, ZA70 FAN,MNFR:01)RENOLD,PTNO:01)H3543983 | EN_01)RUBBER,01)PART OF SHAFT ASSEMBLY, PM6,01)RENOLD,01)H3543983 |  |  | RENOLD | RENOLD | H3543983 | [18 empty] | BLOCK | No Modifier | TYPE |  | SIZE |  | MATERIAL | RUBBER | HAZARD CLASS |  | CERTIFICATION/STANDARD |  | ADDITIONAL FEATURES | PART OF SHAFT ASSEMBLY,PM60 SM60,ZA70 FAN
STP_009 - Lot4 | Data Enrichment | rym |  | 2023-07-31 |  |  | 1286812 | 1286812 | EA | BLOCK;SEQUENCE CYLINDER SLEEVE |  |  | BLOCK;TYPE:SEQUENCE CYLINDER SLEEVE,MNFR:01)RME,PTNO:01)L07-02-002AA | EN_01)SEQUENCE CYLINDER SLEEVE,01)RME,01)L07-02-002AA |  |  | RME | RME | L07-02-002AA | [18 empty] | BLOCK | No Modifier | TYPE | SEQUENCE CYLINDER SLEEVE | SIZE |  | MATERIAL |  | HAZARD CLASS |  | CERTIFICATION/STANDARD |  | ADDITIONAL FEATURES
STP_009 - Lot4 | Data Enrichment | rym |  | 2023-07-31 |  |  | 1354186 | 1354186 | EA | BLOCK;SHUTTLE STACK |  |  | BLOCK;TYPE:SHUTTLE STACK,ADDITIONAL FEATURES EN:SAG MILL 02 AND 05/09 BMILLS,MNFR:01)FLSMIDTH,PTNO:01)M1-Z6/10-2A+B+B1/4+BDSV10 | EN_01)SHUTTLE STACK,01)SAG MILL 02 & 05/09 BMILLS,01)FLSMIDTH,01)M1-Z6/10-2A+B+B1/4+BDSV10 |  |  | FLSMIDTH | FLSMIDTH | M1-Z6/10-2A+B+B1/4+BDSV10 | [18 empty] | BLOCK | No Modifier | TYPE | SHUTTLE STACK | SIZE |  | MATERIAL |  | HAZARD CLASS |  | CERTIFICATION/STANDARD |  | ADDITIONAL FEATURES | SAG MILL 02 AND 05/09 BMILLS
STP_009 - Lot4 | Data Enrichment | rym |  | 2023-07-31 |  |  | 1382678 | 1382678 | EA | BLOCK;SHV,DBL |  |  | BLOCK;TYPE:SHEAVE,ADDITIONAL FEATURES EN:DBL,MNFR:01)BULLIVANTS PTY LTD,PTNO:01)WSHB-200-DH-WR | EN_01)SHEAVE,01)DBL,01)BULLIVANTS PTY LTD,01)WSHB-200-DH-WR |  |  | BULLIVANTS PTY LTD | BULLIVANTS PTY LTD | WSHB-200-DH-WR | [18 empty] | BLOCK | No Modifier | TYPE | SHEAVE | SIZE |  | MATERIAL |  | HAZARD CLASS |  | CERTIFICATION/STANDARD |  | ADDITIONAL FEATURES | DBL
STP_009 - Lot4 | Data Enrichment | rym |  | 2023-07-31 |  |  | 1302661 | 1302661 | EA | BLOCK;SKIRTING BOARD SEGMENT,ESS,0600010 |  |  | BLOCK;TYPE:SKIRTING BOARD SEGMENT,MATERIAL:RUBBER NATURAL,MNFR:01)ESS,PTNO:01)0600010 | EN_01)SKIRTING BOARD SEGMENT,EN_01)RUBBER NATURAL,01)ESS,01)0600010 |  |  | ESS | ESS | 0600010 | [18 empty] | BLOCK | No Modifier | TYPE | SKIRTING BOARD SEGMENT | SIZE |  | MATERIAL | RUBBER NATURAL | HAZARD CLASS |  | CERTIFICATION/STANDARD |  | ADDITIONAL FEATURES
STP_009 - Lot4 | Data Enrichment | rym |  | 2023-07-31 |  |  | 1295067 | 1295067 | EA | BLOCK;SPCR, TYPE-F,THK 38 MM |  |  | BLOCK;TYPE:SPACER, TYPE-F,SIZE:THK 38 MM,MNFR:01)MIMDWG,PTNO:01)103-6-737/ ,MK.40 | EN_01)SPACER, TYPE-F,EN_01)THK 38 MM,01)MIMDWG,01)103-6-737/ ,MK.40 |  |  | MIMDWG | MIMDWG | 103-6-737/,MK.40 | [18 empty] | BLOCK | No Modifier | TYPE | SPACER,TYPE-F | SIZE | THK 38 MM | MATERIAL |  | HAZARD CLASS |  | CERTIFICATION/STANDARD |  | ADDITIONAL FEATURES
STP_009 - Lot4 | Data Enrichment | rym |  | 2023-07-31 |  |  | 1253353 | 1253353 | EA | BLOCK;SPCR,22 MM,ALUM,PLP,AGB-100-22 | BLOQUE; | BLOC; | BLOCK;TYPE:SPACER,SIZE:22 MM,MATERIAL:ALUM,ADDITIONAL FEATURES EN:PLP,AGB-100-22 | EN_01)SPACER,EN_01)22 MM,EN_01)ALUM,01)PLP,AGB-100-22,01)PREFORMED LINE PRODUCTS,01)AGB-100-22,01)PREFORMED LINE PRODUCTS,01)AGB-100-22 | AGB-100-22 | 1068388 | PREFORMED LINE PRODUCTS (AUST) | [20 empty] | BLOCK | No Modifier | TYPE | SPACER | SIZE | 22 MM | MATERIAL | ALUM | HAZARD CLASS |  | CERTIFICATION/STANDARD |  | ADDITIONAL FEATURES | PLP,AGB-100-22
STP_009 - Lot4 | Data Enrichment | rym |  | 2023-07-31 |  |  | 1346420 | 1346420 | EA | BLOCK;SSPNSN,OD 115 X LG 150 MM,LUDOWICI |  |  | BLOCK;TYPE:SUSPENSION,SIZE:OD 115 X LG 150 MM,MATERIAL:PU 80 SHORE A,MNFR:01)LUDOWICI,PTNO:01)P-200 | EN_01)SUSPENSION,EN_01)OD 115 X LG 150 MM,EN_01)PU 80 SHORE A,01)LUDOWICI,01)P-200 |  |  | LUDOWICI | LUDOWICI | P-200 | [18 empty] | BLOCK | No Modifier | TYPE | SUSPENSION | SIZE | OD 115 X LG 150 MM | MATERIAL | PU 80 SHORE A | HAZARD CLASS |  | CERTIFICATION/STANDARD |  | ADDITIONAL FEATURES
STP_009 - Lot4 | Data Enrichment | rym |  | 2023-07-31 |  |  | 1293319 | 1293319 | EA | BLOCK;TACKLE, SNATCH, SWIVEL SHACKLE |  |  | BLOCK;TACKLE, SNATCH, SWIVEL SHACKLE,SIZE:81 MM,ADDITIONAL FEATURES EN:LOAD CAPACITY 2T, WIRE ROPE 8-10 MM,MNFR:01)BULIVANT,PTNO: 01)WSNB-0200-081-WR-SS-G | EN_01)TACKLE, SNATCH, SWIVEL S,EN_01)81 MM,01)LOAD CAPACITY 2T, WIRE ROPE,01)BULIVANT,01)WSNB-0200-081-WR-SS-G |  |  | BULIVANT | BULIVANT | 01)WSNB-0200-081-WR-SS-G | [18 empty] | BLOCK | No Modifier | TYPE |  | SIZE | 81 MM | MATERIAL |  | HAZARD CLASS |  | CERTIFICATION/STANDARD |  | ADDITIONAL FEATURES | LOAD CAPACITY 2T,WIRE ROPE 8-10 MM
STP_009 - Lot4 | Data Enrichment | rym |  | 2023-07-31 |  |  | 1293491 | 1293491 | EA | BLOCK;TAP HOLE |  |  | BLOCK;TYPE:TAP HOLE,SIZE:WD 1.01 M X LG 1.33 M X HT 400 MM,ADDITIONAL FEATURES EN:2 PCS, CU-HCP, CW021A, HOT ROLLED,MNFR:01) LUVATA,PTNO:01)178501361 | EN_01)TAP HOLE,EN_01)WD 1.01 M X LG 1.33 M X,01)2 PCS, CU-HCP, CW021A, HOT,01)LUVATA,01)178501361 |  |  | LUVATA | LUVATA | 178501361 | [18 empty] | BLOCK | No Modifier | TYPE | TAP HOLE | SIZE | WD 1.01 M X LG 1.33 M X HT 400 MM | MATERIAL |  | HAZARD CLASS |  | CERTIFICATION/STANDARD |  | ADDITIONAL FEATURES | 2 PCS,CU-HCP,CW021A,HOT ROLLED
STP_009 - Lot4 | Data Enrichment | rym |  | 2023-07-31 |  |  | 1354819 | 1354819 | EA | BLOCK;TAPPNG,THOSBEG,XSM3303 |  |  | BLOCK;TYPE:TAPPING,ADDITIONAL FEATURES EN:FRONT CUSM, LATEST REVISION, 140MM TAP HOLE DIA,MNFR:01)THOSBEG,PTNO:01)XSM3303 | EN_01)TAPPING,01)FRONT CUSM, LATEST REVISION,01)THOSBEG,01)XSM3303 |  |  | THOSBEG | THOSBEG | XSM3303 | [18 empty] | BLOCK | No Modifier | TYPE | TAPPING | SIZE |  | MATERIAL |  | HAZARD CLASS |  | CERTIFICATION/STANDARD |  | ADDITIONAL FEATURES | FRONT CUSM,LATEST REVISION,140MM TAP HOLE DIA
STP_009 - Lot4 | Data Enrichment | rym |  | 2023-07-31 |  |  | 1345303 | 1345303 | EA | BLOCK;THRST,GETMAN,442350 |  |  | BLOCK;TYPE:THRUST,MNFR:01)GETMAN,PTNO:01)442350 | EN_01)THRUST,01)GETMAN,01)442350 |  |  | GETMAN | GETMAN | 442350 | [18 empty] | BLOCK | No Modifier | TYPE | THRUST | SIZE |  | MATERIAL |  | HAZARD CLASS |  | CERTIFICATION/STANDARD |  | ADDITIONAL FEATURES
STP_009 - Lot4 | Data Enrichment | rym |  | 2023-07-31 |  |  | 1382973 | 1382973 | EA | BLOCK;TRAWL |  |  | BLOCK;TYPE:TRAWL,MNFR:01)BULLIVANTS PTY LTD,PTNO:01)WTWB-1524-NE-46732 | EN_01)TRAWL,01)BULLIVANTS PTY LTD,01)WTWB-1524-NE-46732 |  |  | BULLIVANTS PTY LTD | BULLIVANTS PTY LTD | WTWB-1524-NE-46732 | [18 empty] | BLOCK | No Modifier | TYPE | TRAWL | SIZE |  | MATERIAL |  | HAZARD CLASS |  | CERTIFICATION/STANDARD |  | ADDITIONAL FEATURES
STP_009 - Lot4 | Data Enrichment | rym |  | 2023-07-31 |  |  | 1354797 | 1354797 | EA | BLOCK;UPPER SLAG SPOUT,COPPER C81100 |  |  | BLOCK;TYPE:UPPER SLAG SPOUT,MATERIAL:COPPER C81100,ADDITIONAL FEATURES EN:C/W MONEL PIPE COIL, TOP ROTARY HOLDING FURNACE,MNFR:01) THOSBEG,PTNO:01)XSM3510 SLAG SPOUTÂ Â Â | EN_01)UPPER SLAG SPOUT,EN_01)COPPER C81100,01)C/W MONEL PIPE COIL, TOP RO,01)THOSBEG,01)XSM3510 SLAG SPOUT |  |  | THOSBEG | THOSBEG | XSM3510 SLAG SPOUTÂ Â Â | [18 empty] | BLOCK | No Modifier | TYPE | UPPER SLAG SPOUT | SIZE |  | MATERIAL | COPPER C81100 | HAZARD CLASS |  | CERTIFICATION/STANDARD |  | ADDITIONAL FEATURES | C/W MONEL PIPE COIL,TOP ROTARY HOLDING FURNACE
STP_009 - Lot4 | Data Enrichment | rym |  | 2023-07-31 |  |  | 1382636 | 1382636 | EA | BLOCK;VEE,WD 63 X LG 100 X HT 63 MM |  |  | BLOCK;TYPE:VEE,SIZE:WD 63 X LG 100 X HT 63 MM,ADDITIONAL FEATURES EN:PAIR C/I,MNFR:01)HARE AND FORBES,PTNO:01)V004 | EN_01)VEE,EN_01)WD 63 X LG 100 X HT 63 M,01)PAIR C/I,01)HARE & FORBES,01)V004 |  |  | HARE AND FORBES | HARE AND FORBES | V004 | [18 empty] | BLOCK | No Modifier | TYPE | VEE | SIZE | WD 63 X LG 100 X HT 63 MM | MATERIAL |  | HAZARD CLASS |  | CERTIFICATION/STANDARD |  | ADDITIONAL FEATURES | PAIR C/I
STP_009 - Lot4 | Data Enrichment | rym |  | 2023-07-31 |  |  | 1229448 | 1229448 | EA | BLOCK;V-NOTCH:COPPER,MIMDWG |  |  | BLOCK;ADDITIONAL FEATURES EN:V-NOTCH:COPPER,MNFR:01)MIMDWG,PTNO:01)165-6-1116R01 | 01)V-NOTCH:COPPER,01)MIMDWG,01)165-6-1116R01 |  |  | MIMDWG | MIMDWG | 165-6-1116R01 | [18 empty] | BLOCK | No Modifier | TYPE |  | SIZE |  | MATERIAL |  | HAZARD CLASS |  | CERTIFICATION/STANDARD |  | ADDITIONAL FEATURES | V-NOTCH:COPPER
STP_009 - Lot4 | Data Enrichment | rym |  | 2023-07-31 |  |  | 1382841 | 1382841 | EA | BLOCK;WD 1.175 X LG 1.2 M |  |  | BLOCK;SIZE:WD 1.175 X LG 1.2 M,ADDITIONAL FEATURES EN:WINDER SLAB AS PER DRAWING REV 2,MNFR:01)VENDOR LINK PTY LTD,PTNO:01) VL20000619 | EN_01)WD 1.175 X LG 1.2 M,01)WINDER SLAB AS PER DRAWING,01)VENDOR LINK PTY LTD,01)VL20000619 |  |  | VENDOR LINK PTY LTD | VENDOR LINK PTY LTD | VL20000619 | [18 empty] | BLOCK | No Modifier | TYPE |  | SIZE | WD 1.175 X LG 1.2 M | MATERIAL |  | HAZARD CLASS |  | CERTIFICATION/STANDARD |  | ADDITIONAL FEATURES | WINDER SLAB AS PER DRAWING REV 2
STP_009 - Lot4 | Data Enrichment | rym |  | 2023-07-31 |  |  | 1319666 | 1319666 | EA | BLOCK;WD 150 X LG 300 MM,RUBR,APEXFENN |  |  | BLOCK;SIZE:WD 150 X LG 300 MM,MATERIAL:RUBBER,ADDITIONAL FEATURES EN:SPILLEX REAR,MNFR:01)APEXFENN,PTNO:01)CLREARBLOCKNT | EN_01)WD 150 X LG 300 MM,EN_01)RUBBER,01)SPILLEX REAR,01)APEXFENN,01)CLREARBLOCKNT |  |  | APEXFENN | APEXFENN | CLREARBLOCKNT | [18 empty] | BLOCK | No Modifier | TYPE |  | SIZE | WD 150 X LG 300 MM | MATERIAL | RUBBER | HAZARD CLASS |  | CERTIFICATION/STANDARD |  | ADDITIONAL FEATURES | SPILLEX REAR
STP_009 - Lot4 | Data Enrichment | rym |  | 2023-07-31 |  |  | 1319275 | 1319275 | EA | BLOCK;WEAR,WD 38 X LG 240 X THK 23 MM |  |  | BLOCK;TYPE:WEAR,SIZE:WD 38 X LG 240 X THK 23 MM,MATERIAL:BACKING MILD STEEL, HARD FACE WHITE IRON,ADDITIONAL FEATURES EN:BAR, DUABLOCK, NOTCHED,MNFR:01)ESCO,PTNO:01)4167072 | EN_01)WEAR,EN_01)WD 38 X LG 240 X THK 23,EN_01)BACKING MILD STEEL, HARD,01)BAR, DUABLOCK, NOTCHED,01)ESCO,01)4167072 |  |  | ESCO | ESCO | 4167072 | [18 empty] | BLOCK | No Modifier | TYPE | WEAR | SIZE | WD 38 X LG 240 X THK 23 MM | MATERIAL | BACKING MILD STEEL,HARD FACE WHITE IRON | HAZARD CLASS |  | CERTIFICATION/STANDARD |  | ADDITIONAL FEATURES | BAR,DUABLOCK,NOTCHED
STP_009 - Lot4 | Data Enrichment | rym |  | 2023-07-31 |  |  | 1345994 | 1345994 | EA | BLOCK;WEAR,WD 50 X LG 230 X THK 50 MM |  |  | BLOCK;TYPE:WEAR,SIZE:WD 50 X LG 230 X THK 50 MM,MATERIAL:BACKING MILD STEEL, HARD FACE WHITE IRON,ADDITIONAL FEATURES EN:BAR,MNFR: 01)BRADKEN,PTNO:01)BD230X50X50D70 | EN_01)WEAR,EN_01)WD 50 X LG 230 X THK 50,EN_01)BACKING MILD STEEL, HARD,01)BAR,01)BRADKEN,01)BD230X50X50D70 |  |  | BRADKEN | 01)BRADKEN | BD230X50X50D70 | [18 empty] | BLOCK | No Modifier | TYPE | WEAR | SIZE | WD 50 X LG 230 X THK 50 MM | MATERIAL | BACKING MILD STEEL,HARD FACE WHITE IRON | HAZARD CLASS |  | CERTIFICATION/STANDARD |  | ADDITIONAL FEATURES | BAR
STP_009 - Lot4 | Data Enrichment | rym |  | 2023-07-31 |  |  | 1229392 | 1229392 | EA | BLOCK;WEAR,WD 50 X LG 240 X THK 23 MM |  |  | BLOCK;TYPE:WEAR,SIZE:WD 50 X LG 240 X THK 23 MM,MATERIAL:BACKING MILD STEEL, HARD FACE WHITE IRON,ADDITIONAL FEATURES EN:BAR, DUABLOCK, NOTCHED,MNFR:01)BRADKEN,PTNO:01)BD240X50X23D70N | EN_01)WEAR,EN_01)WD 50 X LG 240 X THK 23,EN_01)BACKING MILD STEEL, HARD,01)BAR, DUABLOCK, NOTCHED,01)BRADKEN,01)BD240X50X23D70N |  |  | BRADKEN | BRADKEN | BD240X50X23D70N | [18 empty] | BLOCK | No Modifier | TYPE | WEAR | SIZE | WD 50 X LG 240 X THK 23 MM | MATERIAL | BACKING MILD STEEL,HARD FACE WHITE IRON | HAZARD CLASS |  | CERTIFICATION/STANDARD |  | ADDITIONAL FEATURES | BAR,DUABLOCK,NOTCHED
STP_009 - Lot4 | Data Enrichment | rym |  | 2023-07-31 |  |  | 1294792 | 1294792 | EA | BLOCK;WEAR,WD 50 X LG 300 X THK 50 MM |  |  | BLOCK;TYPE:WEAR,SIZE:WD 50 X LG 300 X THK 50 MM,MATERIAL:BACKING MILD STEEL, HARD FACE WHITE IRON,ADDITIONAL FEATURES EN:BAR,MNFR: 01)BRADMIN,PTNO:01)BD300MMX50X50D70 | EN_01)WEAR,EN_01)WD 50 X LG 300 X THK 50,EN_01)BACKING MILD STEEL, HARD,01)BAR,01)BRADMIN,01)BD300MMX50X50D70 |  |  | BRADMIN | 01)BRADMIN | BD300MMX50X50D70 | [18 empty] | BLOCK | No Modifier | TYPE | WEAR | SIZE | WD 50 X LG 300 X THK 50 MM | MATERIAL | BACKING MILD STEEL,HARD FACE WHITE IRON | HAZARD CLASS |  | CERTIFICATION/STANDARD |  | ADDITIONAL FEATURES | BAR
STP_009 - Lot4 | Data Enrichment | rym |  | 2023-07-31 |  |  | 1347279 | 1347279 | EA | BLOCK;WELD ON,BLOK, M8 HOLES |  |  | BLOCK;TYPE:WELD ON,ADDITIONAL FEATURES EN:BLOCK, M8 HOLES,MNFR:01)ISAFIRE,PTNO:01)QTB408 | EN_01)WELD ON,01)BLOCK, M8 HOLES,01)ISAFIRE,01)QTB408 |  |  | ISAFIRE | ISAFIRE | QTB408 | [18 empty] | BLOCK | No Modifier | TYPE | WELD ON | SIZE |  | MATERIAL |  | HAZARD CLASS |  | CERTIFICATION/STANDARD |  | ADDITIONAL FEATURES | BLOCK,M8 HOLES
STP_009 - Lot4 | Data Enrichment | rym |  | 2023-07-31 |  |  | 1279941 | 1279941 | EA | BLOCK,TERM;10 A,415 V,12 |  |  | BLOCK,TERMINAL;CURRENT RATING:10 A,VOLTAGE RATING:415 V,NUMBER OF CIRCUITS:12,MNFR:01)HAYMANS ELECTRICAL (PARTS),PTNO:01) TB10/12WAY | 10 A,415 V,01)HAYMANS ELECTRICAL (PARTS),01)TB10/12WAY |  |  | HAYMANS ELECTRICAL (PARTS) | HAYMANS ELECTRICAL (PARTS) | TB10/12WAY | [18 empty] | BLOCK | TERMINAL | TYPE |  | CURRENT RATING | 10 A | VOLTAGE RATING | 415 V | WIRE SIZE |  | NUMBER OF CIRCUITS | 12 | TERMINAL TYPE |  | MATERIAL |  | MOUNTING TYPE |  | SIZE |  | HAZARD CLASS |  | CERTIFICATION/STANDARD |  | ADDITIONAL FEATURES
STP_009 - Lot4 | Data Enrichment | rym |  | 2023-07-31 |  |  | 1297632 | 1297632 | EA | BLOCK,TERM;10,BRS,CLIPSAL,L10 |  |  | BLOCK,TERMINAL;NUMBER OF CIRCUITS:10,MATERIAL:BRASS,ADDITIONAL FEATURES EN:ACTIVE, C/W COVER, NEUTRAL, INSULATED CASED, METER LINK,MNFR:01)CLIPSAL,PTNO:01)L10 | EN_01)BRASS,01)ACTIVE, C/W COVER, NEUTRAL,01)CLIPSAL,01)L10 |  |  | CLIPSAL | CLIPSAL | L10 | [18 empty] | BLOCK | TERMINAL | TYPE |  | CURRENT RATING |  | VOLTAGE RATING |  | WIRE SIZE |  | NUMBER OF CIRCUITS | 10 | TERMINAL TYPE |  | MATERIAL | BRASS | MOUNTING TYPE |  | SIZE |  | HAZARD CLASS |  | CERTIFICATION/STANDARD |  | ADDITIONAL FEATURES | ACTIVE,C/W COVER,NEUTRAL,INSULATED CASED,METER LINK
STP_009 - Lot4 | Data Enrichment | rym |  | 2023-07-31 |  |  | 1297631 | 1297631 | EA | BLOCK,TERM;10,BRS,CLIPSAL,L10P |  |  | BLOCK,TERMINAL;NUMBER OF CIRCUITS:10,MATERIAL:BRASS,ADDITIONAL FEATURES EN:EARTH LINK, NOTE: BAR ONLY,MNFR:01)CLIPSAL,PTNO:01) L10P | EN_01)BRASS,01)EARTH LINK, NOTE: BAR ONLY,01)CLIPSAL,01)L10P |  |  | CLIPSAL | CLIPSAL | L10P | [18 empty] | BLOCK | TERMINAL | TYPE |  | CURRENT RATING |  | VOLTAGE RATING |  | WIRE SIZE |  | NUMBER OF CIRCUITS | 10 | TERMINAL TYPE |  | MATERIAL | BRASS | MOUNTING TYPE |  | SIZE |  | HAZARD CLASS |  | CERTIFICATION/STANDARD |  | ADDITIONAL FEATURES | EARTH LINK | [48 empty] | NOTE: BAR ONLY
STP_009 - Lot4 | Data Enrichment | rym |  | 2023-07-31 |  |  | 1279782 | 1279782 | EA | BLOCK,TERM;100 V,3 X M12 |  |  | BLOCK,TERMINAL;VOLTAGE RATING:100 V,SIZE:3 X M12,ADDITIONAL FEATURES EN:QUOTE - 8961PIE CART - 21C ELECT - JUDI,MNFR:01) CRISTAUDO'S INDUSTRIAL ELECTRICS,PTNO:01)TB1KVCIE | 100 V,EN_01)3 X M12,01)QUOTE - 8961PIE CART - 21C,01)CRISTAUDO'S INDUSTRIAL ELEC,01)TB1KVCIE |  |  | CRISTAUDO'S INDUSTRIAL ELECTRICS | CRISTAUDO'S INDUSTRIAL ELECTRICS | TB1KVCIE | [18 empty] | BLOCK | TERMINAL | TYPE |  | CURRENT RATING |  | VOLTAGE RATING | 100 V | WIRE SIZE |  | NUMBER OF CIRCUITS |  | TERMINAL TYPE |  | MATERIAL |  | MOUNTING TYPE |  | SIZE | 3 X M12 | HAZARD CLASS |  | CERTIFICATION/STANDARD |  | ADDITIONAL FEATURES | QUOTE - 8961PIE CART - 21C ELECT - JUDI
STP_009 - Lot4 | Data Enrichment | rym |  | 2023-07-31 |  |  | 1317747 | 1317747 | EA | BLOCK,TERM;1000 V,3 X M12 |  |  | BLOCK,TERMINAL;VOLTAGE RATING:1000 V,ADDITIONAL FEATURES EN:3 X M12,MNFR:01)CIE,PTNO:01)TB1KVCIE | 1000 V,01)3 X M12,01)CIE,01)TB1KVCIE |  |  | CIE | CIE | TB1KVCIE | [18 empty] | BLOCK | TERMINAL | TYPE |  | CURRENT RATING |  | VOLTAGE RATING | 1000 V | WIRE SIZE |  | NUMBER OF CIRCUITS |  | TERMINAL TYPE |  | MATERIAL |  | MOUNTING TYPE |  | SIZE |  | HAZARD CLASS |  | CERTIFICATION/STANDARD |  | ADDITIONAL FEATURES | 3 X M12
STP_009 - Lot4 | Data Enrichment | rym |  | 2023-07-31 |  |  | 1381457 | 1381457 | EA | BLOCK,TERM;115 A,FUJI,TS-115A |  |  | BLOCK,TERMINAL;CURRENT RATING:115 A,MNFR:01)FUJI,PTNO:01)TS-115A | 115 A,01)FUJI,01)TS-115A |  |  | FUJI | FUJI | TS-115A | [18 empty] | BLOCK | TERMINAL | TYPE |  | CURRENT RATING | 115 A | VOLTAGE RATING |  | WIRE SIZE |  | NUMBER OF CIRCUITS |  | TERMINAL TYPE |  | MATERIAL |  | MOUNTING TYPE |  | SIZE |  | HAZARD CLASS |  | CERTIFICATION/STANDARD |  | ADDITIONAL FEATURES
STP_009 - Lot4 | Data Enrichment | rym |  | 2023-07-31 |  |  | 1381568 | 1381568 | EA | BLOCK,TERM;15 A,FUJI,TD-15A |  |  | BLOCK,TERMINAL;CURRENT RATING:15 A,MNFR:01)FUJI,PTNO:01)TD-15A | 15 A,01)FUJI,01)TD-15A |  |  | FUJI | FUJI | TD-15A | [18 empty] | BLOCK | TERMINAL | TYPE |  | CURRENT RATING | 15 A | VOLTAGE RATING |  | WIRE SIZE |  | NUMBER OF CIRCUITS |  | TERMINAL TYPE |  | MATERIAL |  | MOUNTING TYPE |  | SIZE |  | HAZARD CLASS |  | CERTIFICATION/STANDARD |  | ADDITIONAL FEATURES
STP_009 - Lot4 | Data Enrichment | rym |  | 2023-07-31 |  |  | 1298531 | 1298531 | EA | BLOCK,TERM;22-14 AWG,20-PIN,AFC |  |  | BLOCK,TERMINAL;WIRE SIZE:22-14 AWG,ADDITIONAL FEATURES EN:20-PIN,MNFR:01)AFC,PTNO:01)1756-TBNH | 22-14 AWG,01)20-PIN,01)AFC,01)1756-TBNH |  |  | AFC | AFC | 1756-TBNH | [18 empty] | BLOCK | TERMINAL | TYPE |  | CURRENT RATING |  | VOLTAGE RATING |  | WIRE SIZE | 22-14 AWG | NUMBER OF CIRCUITS |  | TERMINAL TYPE |  | MATERIAL |  | MOUNTING TYPE |  | SIZE |  | HAZARD CLASS |  | CERTIFICATION/STANDARD |  | ADDITIONAL FEATURES | 20-PIN
STP_009 - Lot4 | Data Enrichment | rym |  | 2023-07-31 |  |  | 1299069 | 1299069 | EA | BLOCK,TERM;22-14 AWG,36-PIN,AFC |  |  | BLOCK,TERMINAL;WIRE SIZE:22-14 AWG,ADDITIONAL FEATURES EN:36-PIN,MNFR:01)AFC,PTNO:01)1756-TBCH | 22-14 AWG,01)36-PIN,01)AFC,01)1756-TBCH |  |  | AFC | AFC | 1756-TBCH | [18 empty] | BLOCK | TERMINAL | TYPE |  | CURRENT RATING |  | VOLTAGE RATING |  | WIRE SIZE | 22-14 AWG | NUMBER OF CIRCUITS |  | TERMINAL TYPE |  | MATERIAL |  | MOUNTING TYPE |  | SIZE |  | HAZARD CLASS |  | CERTIFICATION/STANDARD |  | ADDITIONAL FEATURES | 36-PIN
STP_009 - Lot4 | Data Enrichment | rym |  | 2023-07-31 |  |  | 1350675 | 1350675 | EA | BLOCK,TERM;22-14 AWG,CEGELEC,IC670CHS001 |  |  | BLOCK,TERMINAL;WIRE SIZE:22-14 AWG,ADDITIONAL FEATURES EN:37, ALSPA PLC BARRIER,MNFR:01)CEGELEC,PTNO:01)IC670CHS001 | 22-14 AWG,01)37, ALSPA PLC BARRIER,01)CEGELEC,01)IC670CHS001 |  |  | CEGELEC | CEGELEC | IC670CHS001 | [18 empty] | BLOCK | TERMINAL | TYPE |  | CURRENT RATING |  | VOLTAGE RATING |  | WIRE SIZE | 22-14 AWG | NUMBER OF CIRCUITS |  | TERMINAL TYPE |  | MATERIAL |  | MOUNTING TYPE |  | SIZE |  | HAZARD CLASS |  | CERTIFICATION/STANDARD |  | ADDITIONAL FEATURES | 37,ALSPA PLC BARRIER
STP_009 - Lot4 | Data Enrichment | rym |  | 2023-07-31 |  |  | 1353373 | 1353373 | EA | BLOCK,TERM;24 A,800 V,2.5-70 MM2,SCREW |  |  | BLOCK,TERMINAL;CURRENT RATING:24 A,VOLTAGE RATING:800 V,WIRE SIZE:2.5-70 MM2,TERMINAL TYPE:SCREW,MOUNTING TYPE:DIN 35 RAIL,SIZE: WD 5 MM,ADDITIONAL FEATURES EN:50 PER BOX, GREY, STD THROUGH,MNFR:01)NHP,PTNO:01)V7-W3,MNFR:02)SPRECHER,PTNO:02)V7W3 | 24 A,800 V,2.5-70 MM2,SCREW,DIN 35 RAIL,EN_01)WD 5 MM,01)50 PER BOX, GREY, STD THROU,01)NHP,02)SPRECHER,01)V7-W3,02)V7W3 |  |  | SPRECHER | NHP | V7-W3 |  | SPRECHER | V7W3 | [15 empty] | BLOCK | TERMINAL | TYPE |  | CURRENT RATING | 24 A | VOLTAGE RATING | 800 V | WIRE SIZE | 2.5-70 MM2 | NUMBER OF CIRCUITS |  | TERMINAL TYPE | SCREW | MATERIAL |  | MOUNTING TYPE | DIN 35 RAIL | SIZE | WD 5 MM | HAZARD CLASS |  | CERTIFICATION/STANDARD |  | ADDITIONAL FEATURES | 50 PER BOX,GREY,STD THROUGH
STP_009 - Lot4 | Data Enrichment | rym |  | 2023-07-31 |  |  | 1243186 | 1243186 | EA | BLOCK,TERM;24 VDC,SCRW,DIN RL,WD 6.2 X | BLOQUE TERMINLS;24 VDC,TORNILLO,DIN RAIL |  | BLOCK,TERMINAL;VOLTAGE RATING:24 VDC,TERMINAL TYPE:SCREW,MOUNTING TYPE:DIN RAIL,SIZE:WD 6.2 X HT 80 X DP 94 MM,CERTIFICATION/STANDARD:UL,ADDITIONAL FEATURES EN:WITHOUT RELAY,MNFR:PHOENIX CONTACT,PTNO:2966016,PTNO 1:PLC-BSC- 24DC/21 | 24 VDC,SCREW,DIN RAIL,EN_01)WD 6.2 X HT,EN_02)80 X DP 94 MM,ES_01)WD 6.2 X HT,ES_02)80 X DP 94 MM,EN_01)UL,ES_01)UL,01)WITHOUT RELAY,01)SIN RELE,01)PLC-BSC- 24DC/21 | 2966016 |  | PHOENIX CONTACT | PHOENIX CONTACT | 2966016 |  |  | PLC-BSC- 24DC/21 | [15 empty] | BLOCK | TERMINAL | TYPE |  | CURRENT RATING |  | VOLTAGE RATING | 24 VDC | WIRE SIZE |  | NUMBER OF CIRCUITS |  | TERMINAL TYPE | SCREW | MATERIAL |  | MOUNTING TYPE | DIN RAIL | SIZE | WD 6.2 X HT 80 X DP 94 MM | HAZARD CLASS |  | CERTIFICATION/STANDARD | UL | ADDITIONAL FEATURES | WITHOUT RELAY
STP_009 - Lot4 | Data Enrichment | rym |  | 2023-07-31 |  |  | 1279947 | 1279947 | EA | BLOCK,TERM;250 A |  |  | BLOCK,TERMINAL;CURRENT RATING:250 A,MNFR:01)WEIDMULL,PTNO:01)SAKG40/35 | 250 A,01)WEIDMULL,01)SAKG40/35 |  |  | WEIDMULL | WEIDMULL | SAKG40/35 | [18 empty] | BLOCK | TERMINAL | TYPE |  | CURRENT RATING | 250 A | VOLTAGE RATING |  | WIRE SIZE |  | NUMBER OF CIRCUITS |  | TERMINAL TYPE |  | MATERIAL |  | MOUNTING TYPE |  | SIZE |  | HAZARD CLASS |  | CERTIFICATION/STANDARD |  | ADDITIONAL FEATURES
STP_009 - Lot4 | Data Enrichment | rym |  | 2023-07-31 |  |  | 1279933 | 1279933 | EA | BLOCK,TERM;32 A,800 V,4 MM2,FEED THROUGH |  |  | BLOCK,TERMINAL;CURRENT RATING:32 A,VOLTAGE RATING:800 V,WIRE SIZE:4 MM2,TERMINAL TYPE:FEED THROUGH,MATERIAL:NYLON PA66,MOUNTING TYPE:SNAP ON,WD 6.5 X HT 45 X DP 44 MM,CERTIFICATION/STANDARD:IEC 60947-7-1,ADDITIONAL FEATURES EN:SAK4/35 (DE)REQUIRED TO REPLACE 20L ELEC DEPT S,TAYLOR,MNFR:01)CNW (MOUNT ISA) ELECT WHOLESALER,PTNO:01)WEI0443660000 | 32 A,800 V,4 MM2,FEED THROUGH,EN_01)NYLON PA66,SNAP ON,EN_01)WD 6.5 X HT 45 X DP 44 M,EN_01)IEC 60947-7-1,01)SAK4/35 (DE)REQUIRED TO REP,02)TAYLOR,01)CNW (MOUNT ISA) ELECT WHOLE,01)WEI0443660000 |  |  | CNW (MOUNT ISA) ELECT WHOLESALER | CNW (MOUNT ISA) ELECT WHOLESALER | WEI0443660000 | [18 empty] | BLOCK | TERMINAL | TYPE |  | CURRENT RATING | 32 A | VOLTAGE RATING | 800 V | WIRE SIZE | 4 MM2 | NUMBER OF CIRCUITS |  | TERMINAL TYPE | FEED THROUGH | MATERIAL | NYLON PA66 | MOUNTING TYPE | SNAP ON,WD 6.5 X HT 45 X DP 44 MM | SIZE |  | HAZARD CLASS |  | CERTIFICATION/STANDARD | IEC 60947-7-1 | ADDITIONAL FEATURES | SAK4/35 (DE)REQUIRED TO REPLACE 20L ELEC DEPT S,TAYLOR
STP_009 - Lot4 | Data Enrichment | rym |  | 2023-07-31 |  |  | 1279668 | 1279668 | EA | BLOCK,TERM;32 A,800 V,4 MM2,THROUGH,GREY |  |  | BLOCK,TERMINAL;CURRENT RATING:32 A,VOLTAGE RATING:800 V,WIRE SIZE:4 MM2,TERMINAL TYPE:THROUGH,ADDITIONAL FEATURES EN:GREY,MNFR:01) CNW (MOUNT ISA) ELECT WHOLESALER,PTNO:01)NHPV7W4 | 32 A,800 V,4 MM2,THROUGH,01)GREY,01)CNW (MOUNT ISA) ELECT WHOLE,01)NHPV7W4 |  |  | CNW (MOUNT ISA) ELECT WHOLESALER | CNW (MOUNT ISA) ELECT WHOLESALER | NHPV7W4 | [18 empty] | BLOCK | TERMINAL | TYPE |  | CURRENT RATING | 32 A | VOLTAGE RATING | 800 V | WIRE SIZE | 4 MM2 | NUMBER OF CIRCUITS |  | TERMINAL TYPE | THROUGH | MATERIAL |  | MOUNTING TYPE |  | SIZE |  | HAZARD CLASS |  | CERTIFICATION/STANDARD |  | ADDITIONAL FEATURES | GREY
STP_009 - Lot4 | Data Enrichment | rym |  | 2023-07-31 |  |  | 1280043 | 1280043 | EA | BLOCK,TERM;32 A,PITCH 6.1 MM |  |  | BLOCK,TERMINAL;CURRENT RATING:32 A,SIZE:PITCH 6.1 MM,ADDITIONAL FEATURES EN:WEIDMULLER ZQV BRIDGING LINK ITEM 2,MNFR:01)CNW (MOUNT ISA) ELECT WHOLESALER,PTNO:01)WEI1758260000 | 32 A,EN_01)PITCH 6.1 MM,01)WEIDMULLER ZQV BRIDGING LIN,01)CNW (MOUNT ISA) ELECT WHOLE,01)WEI1758260000 |  |  | CNW (MOUNT ISA) ELECT WHOLESALER | CNW (MOUNT ISA) ELECT WHOLESALER | WEI1758260000 | [18 empty] | BLOCK | TERMINAL | TYPE |  | CURRENT RATING | 32 A | VOLTAGE RATING |  | WIRE SIZE |  | NUMBER OF CIRCUITS |  | TERMINAL TYPE |  | MATERIAL |  | MOUNTING TYPE |  | SIZE | PITCH 6.1 MM | HAZARD CLASS |  | CERTIFICATION/STANDARD |  | ADDITIONAL FEATURES | WEIDMULLER ZQV BRIDGING LINK ITEM 2
STP_009 - Lot4 | Data Enrichment | rym |  | 2023-07-31 |  |  | 1381531 | 1381531 | EA | BLOCK,TERM;32 A,TYPE TS,FUJI,TS/32A |  |  | BLOCK,TERMINAL;CURRENT RATING:32 A,ADDITIONAL FEATURES EN:TYPE TS,MNFR:01)FUJI,PTNO:01)TS/32A | 32 A,01)TYPE TS,01)FUJI,01)TS/32A |  |  | FUJI | FUJI | TS/32A | [18 empty] | BLOCK | TERMINAL | TYPE |  | CURRENT RATING | 32 A | VOLTAGE RATING |  | WIRE SIZE |  | NUMBER OF CIRCUITS |  | TERMINAL TYPE |  | MATERIAL |  | MOUNTING TYPE |  | SIZE |  | HAZARD CLASS |  | CERTIFICATION/STANDARD |  | ADDITIONAL FEATURES | TYPE TS
STP_009 - Lot4 | Data Enrichment | rym |  | 2023-07-31 |  |  | 1279688 | 1279688 | EA | BLOCK,TERM;41 A,1 KV,FEED THROUGH,SCREW |  |  | BLOCK,TERMINAL;CURRENT RATING:41 A,VOLTAGE RATING:1 KV,TERMINAL TYPE:FEED THROUGH,MOUNTING TYPE:SCREW,ADDITIONAL FEATURES EN:PIE CART - 21C ELECT - JUDI / RAY, MANUFACTURER,ECT WHOLESALER, SERIAL NO: UT-6-FE,MNFR:01)CNW (MOUNT ISA) ELECT WHOLESALER,PTNO:01) PHO3047647 | 41 A,1 KV,FEED THROUGH,SCREW,01)PIE CART - 21C ELECT - JUDI,02)ECT WHOLESALER, SERIAL NO:,01)CNW (MOUNT ISA) ELECT WHOLE,01)PHO3047647 |  |  | CNW (MOUNT ISA) ELECT WHOLESALER | CNW (MOUNT ISA) ELECT WHOLESALER | PHO3047647 | [18 empty] | BLOCK | TERMINAL | TYPE |  | CURRENT RATING | 41 A | VOLTAGE RATING | 1 KV | WIRE SIZE |  | NUMBER OF CIRCUITS |  | TERMINAL TYPE | FEED THROUGH | MATERIAL |  | MOUNTING TYPE | SCREW | SIZE |  | HAZARD CLASS |  | CERTIFICATION/STANDARD |  | ADDITIONAL FEATURES | PIE CART - 21C ELECT - JUDI / RAY,MANUFACTURER,ECT WHOLESALER | [48 empty] | SERIAL NO: UT-6-FE
STP_009 - Lot4 | Data Enrichment | rym |  | 2023-07-31 |  |  | 1279667 | 1279667 | EA | BLOCK,TERM;41 A,800 V,6 MM2,THROUGH,GREY |  |  | BLOCK,TERMINAL;CURRENT RATING:41 A,VOLTAGE RATING:800 V,WIRE SIZE:6 MM2,TERMINAL TYPE:THROUGH,WD 7 X HT 47.6 MM,ADDITIONAL FEATURES EN:GREY,MNFR:01)CNW (MOUNT ISA) ELECT WHOLESALER,PTNO:01)NHPV7W6 | 41 A,800 V,6 MM2,THROUGH,EN_01)WD 7 X HT 47.6 MM,01)GREY,01)CNW (MOUNT ISA) ELECT WHOLE,01)NHPV7W6 |  |  | CNW (MOUNT ISA) ELECT WHOLESALER | CNW (MOUNT ISA) ELECT WHOLESALER | NHPV7W6 | [18 empty] | BLOCK | TERMINAL | TYPE |  | CURRENT RATING | 41 A | VOLTAGE RATING | 800 V | WIRE SIZE | 6 MM2 | NUMBER OF CIRCUITS |  | TERMINAL TYPE | THROUGH,WD 7 X HT 47.6 MM | MATERIAL |  | MOUNTING TYPE |  | SIZE |  | HAZARD CLASS |  | CERTIFICATION/STANDARD |  | ADDITIONAL FEATURES | GREY
STP_009 - Lot4 | Data Enrichment | rym |  | 2023-07-31 |  |  | 1381567 | 1381567 | EA | BLOCK,TERM;49 A,FUJI,TD-49A |  |  | BLOCK,TERMINAL;CURRENT RATING:49 A,MNFR:01)FUJI,PTNO:01)TD-49A | 49 A,01)FUJI,01)TD-49A |  |  | FUJI | FUJI | TD-49A | [18 empty] | BLOCK | TERMINAL | TYPE |  | CURRENT RATING | 49 A | VOLTAGE RATING |  | WIRE SIZE |  | NUMBER OF CIRCUITS |  | TERMINAL TYPE |  | MATERIAL |  | MOUNTING TYPE |  | SIZE |  | HAZARD CLASS |  | CERTIFICATION/STANDARD |  | ADDITIONAL FEATURES
STP_009 - Lot4 | Data Enrichment | rym |  | 2023-07-31 |  |  | 1381565 | 1381565 | EA | BLOCK,TERM;49 A,FUJI,TS-49A |  |  | BLOCK,TERMINAL;CURRENT RATING:49 A,MNFR:01)FUJI,PTNO:01)TS-49A | 49 A,01)FUJI,01)TS-49A |  |  | FUJI | FUJI | TS-49A | [18 empty] | BLOCK | TERMINAL | TYPE |  | CURRENT RATING | 49 A | VOLTAGE RATING |  | WIRE SIZE |  | NUMBER OF CIRCUITS |  | TERMINAL TYPE |  | MATERIAL |  | MOUNTING TYPE |  | SIZE |  | HAZARD CLASS |  | CERTIFICATION/STANDARD |  | ADDITIONAL FEATURES
STP_009 - Lot4 | Data Enrichment | rym |  | 2023-07-31 |  |  | 1280023 | 1280023 | EA | BLOCK,TERM;55KW M10 STUD |  |  | BLOCK,TERMINAL;ADDITIONAL FEATURES EN:55KW M10 STUD,MNFR:01)E.M.A.C.S ELECTRIC MOTORS P/L,PTNO:01)55KW TB | 01)55KW M10 STUD,01)E.M.A.C.S ELECTRIC MOTORS P,01)55KW TB |  |  | E.M.A.C.S ELECTRIC MOTORS P/L | E.M.A.C.S ELECTRIC MOTORS P/L | 55KW TB | [18 empty] | BLOCK | TERMINAL | TYPE |  | CURRENT RATING |  | VOLTAGE RATING |  | WIRE SIZE |  | NUMBER OF CIRCUITS |  | TERMINAL TYPE |  | MATERIAL |  | MOUNTING TYPE |  | SIZE |  | HAZARD CLASS |  | CERTIFICATION/STANDARD |  | ADDITIONAL FEATURES | 55KW M10 STUD
STP_009 - Lot4 | Data Enrichment | rym |  | 2023-07-31 |  |  | 1297507 | 1297507 | EA | BLOCK,TERM;7 HOLE, C/W COVER, NEUTRAL LI |  |  | BLOCK,TERMINAL;ADDITIONAL FEATURES EN:7 HOLE, C/W COVER, NEUTRAL LINK,MNFR:01)CLIPSAL,PTNO:01)L7 | 01)7 HOLE, C/W COVER, NEUTRAL,01)CLIPSAL,01)L7 |  |  | CLIPSAL | CLIPSAL | L7 | [18 empty] | BLOCK | TERMINAL | TYPE |  | CURRENT RATING |  | VOLTAGE RATING |  | WIRE SIZE |  | NUMBER OF CIRCUITS |  | TERMINAL TYPE |  | MATERIAL |  | MOUNTING TYPE |  | SIZE |  | HAZARD CLASS |  | CERTIFICATION/STANDARD |  | ADDITIONAL FEATURES | 7 HOLE,C/W COVER,NEUTRAL LINK
STP_009 - Lot4 | Data Enrichment | rym |  | 2023-07-31 |  |  | 1381464 | 1381464 | EA | BLOCK,TERM;8,I/O REMOTE TERMINATIO |  |  | BLOCK,TERMINAL;NUMBER OF CIRCUITS:8,ADDITIONAL FEATURES EN:I/O REMOTE TERMINATIO,MNFR:01)ALENBRAD,PTNO:01)1771-RTP4 | 01)I/O REMOTE TERMINATIO,01)ALENBRAD,01)1771-RTP4 |  |  | ALENBRAD | ALENBRAD | 1771-RTP4 | [18 empty] | BLOCK | TERMINAL | TYPE |  | CURRENT RATING |  | VOLTAGE RATING |  | WIRE SIZE |  | NUMBER OF CIRCUITS | 8 | TERMINAL TYPE |  | MATERIAL |  | MOUNTING TYPE |  | SIZE |  | HAZARD CLASS |  | CERTIFICATION/STANDARD |  | ADDITIONAL FEATURES | I/O REMOTE TERMINATIO
STP_009 - Lot4 | Data Enrichment | rym |  | 2023-07-31 |  |  | 1381566 | 1381566 | EA | BLOCK,TERM;88 A,FUJI,TD-88A |  |  | BLOCK,TERMINAL;CURRENT RATING:88 A,MNFR:01)FUJI,PTNO:01)TD-88A | 88 A,01)FUJI,01)TD-88A |  |  | FUJI | FUJI | TD-88A | [18 empty] | BLOCK | TERMINAL | TYPE |  | CURRENT RATING | 88 A | VOLTAGE RATING |  | WIRE SIZE |  | NUMBER OF CIRCUITS |  | TERMINAL TYPE |  | MATERIAL |  | MOUNTING TYPE |  | SIZE |  | HAZARD CLASS |  | CERTIFICATION/STANDARD |  | ADDITIONAL FEATURES
STP_009 - Lot4 | Data Enrichment | rym |  | 2023-07-31 |  |  | 1381456 | 1381456 | EA | BLOCK,TERM;88 A,FUJI,TS-88A |  |  | BLOCK,TERMINAL;CURRENT RATING:88 A,MNFR:01)FUJI,PTNO:01)TS-88A | 88 A,01)FUJI,01)TS-88A |  |  | FUJI | FUJI | TS-88A | [18 empty] | BLOCK | TERMINAL | TYPE |  | CURRENT RATING | 88 A | VOLTAGE RATING |  | WIRE SIZE |  | NUMBER OF CIRCUITS |  | TERMINAL TYPE |  | MATERIAL |  | MOUNTING TYPE |  | SIZE |  | HAZARD CLASS |  | CERTIFICATION/STANDARD |  | ADDITIONAL FEATURES
STP_009 - Lot4 | Data Enrichment | rym |  | 2023-07-31 |  |  | 1279672 | 1279672 | EA | BLOCK,TERM;AUX,SPRING,1/2PRICING |  |  | BLOCK,TERMINAL;TYPE:AUXILIARY,TERMINAL TYPE:SPRING,ADDITIONAL FEATURES EN:1/2PRICING,MNFR:01)SN NETWORK SOLUTIONS,PTNO:01)6ES7193- 4CF50-0AA0 | EN_01)AUXILIARY,SPRING,01)1/2PRICING,01)SN NETWORK SOLUTIONS,01)6ES7193-4CF50-0AA0 |  |  | SN NETWORK SOLUTIONS | SN NETWORK SOLUTIONS | 6ES7193- 4CF50-0AA0 | [18 empty] | BLOCK | TERMINAL | TYPE | AUXILIARY | CURRENT RATING |  | VOLTAGE RATING |  | WIRE SIZE |  | NUMBER OF CIRCUITS |  | TERMINAL TYPE | SPRING | MATERIAL |  | MOUNTING TYPE |  | SIZE |  | HAZARD CLASS |  | CERTIFICATION/STANDARD |  | ADDITIONAL FEATURES | 1/2PRICING
STP_009 - Lot4 | Data Enrichment | rym |  | 2023-07-31 |  |  | 1279806 | 1279806 | EA | BLOCK,TERM;BAM3,60 A,600 VAC,14-4 AWG,3 |  |  | BLOCK,TERMINAL;TYPE:BAM3,CURRENT RATING:60 A,VOLTAGE RATING:600 VAC,WIRE SIZE:14-4 AWG,NUMBER OF CIRCUITS:3,MOUNTING TYPE:PANEL, WD 31.75 X LG 79.5 X HT 57.15 MM,ADDITIONAL FEATURES EN:END CLAMP, SCREW END STOP, 10MM SPACING, DARK G,MNFR:01)ENERGYQLD,PTNO:01) 30308 | EN_01)BAM3,60 A,600 VAC,14-4 AWG,PANEL,EN_01)WD 31.75 X LG 79.5 X HT,01)END CLAMP, SCREW END STOP,01)ENERGYQLD,01)30308 |  |  | ENERGYQLD | ENERGYQLD | 30308 | [18 empty] | BLOCK | TERMINAL | TYPE | BAM3 | CURRENT RATING | 60 A | VOLTAGE RATING | 600 VAC | WIRE SIZE | 14-4 AWG | NUMBER OF CIRCUITS | 3 | TERMINAL TYPE |  | MATERIAL |  | MOUNTING TYPE | PANEL,WD 31.75 X LG 79.5 X HT 57.15 MM | SIZE |  | HAZARD CLASS |  | CERTIFICATION/STANDARD |  | ADDITIONAL FEATURES | END CLAMP,SCREW END STOP,10MM SPACING,DARK G
STP_009 - Lot4 | Data Enrichment | rym |  | 2023-07-31 |  |  | 1297792 | 1297792 | EA | BLOCK,TERM;BAR BRASS,7 HOLE,CLIPSAL,L7P |  |  | BLOCK,TERMINAL;MATERIAL:BAR BRASS,ADDITIONAL FEATURES EN:7 HOLE,MNFR:01)CLIPSAL,PTNO:01)L7P | EN_01)BAR BRASS,01)7 HOLE,01)CLIPSAL,01)L7P |  |  | CLIPSAL | CLIPSAL | L7P | [18 empty] | BLOCK | TERMINAL | TYPE |  | CURRENT RATING |  | VOLTAGE RATING |  | WIRE SIZE |  | NUMBER OF CIRCUITS |  | TERMINAL TYPE |  | MATERIAL | BAR BRASS | MOUNTING TYPE |  | SIZE |  | HAZARD CLASS |  | CERTIFICATION/STANDARD |  | ADDITIONAL FEATURES | 7 HOLE
STP_009 - Lot4 | Data Enrichment | rym |  | 2023-07-31 |  |  | 1298402 | 1298402 | EA | BLOCK,TERM;BAS, FLEX,ALENBRAD,1794TB3 |  |  | BLOCK,TERMINAL;BASE, FLEX,ADDITIONAL FEATURES EN:MOUNTING, I/O 3 WIRE, REPAIRABLE ITEM,MNFR:01)ALENBRAD,PTNO:01)1794TB3 | EN_01)BASE, FLEX,01)MOUNTING, I/O 3 WIRE, REPAI,01)ALENBRAD,01)1794TB3 |  |  | ALENBRAD | ALENBRAD | 1794TB3 | [18 empty] | BLOCK | TERMINAL | TYPE |  | CURRENT RATING |  | VOLTAGE RATING |  | WIRE SIZE |  | NUMBER OF CIRCUITS |  | TERMINAL TYPE |  | MATERIAL |  | MOUNTING TYPE |  | SIZE |  | HAZARD CLASS |  | CERTIFICATION/STANDARD |  | ADDITIONAL FEATURES | MOUNTING,I/O 3 WIRE,REPAIRABLE ITEM
STP_009 - Lot4 | Data Enrichment | rym |  | 2023-07-31 |  |  | 1298776 | 1298776 | EA | BLOCK,TERM;CIRCUIT TEST,WEIDMULL |  |  | BLOCK,TERMINAL;TYPE:CIRCUIT TEST,MNFR:01)WEIDMULL,PTNO:01)A729/1907 | EN_01)CIRCUIT TEST,01)WEIDMULL,01)A729/1907 |  |  | WEIDMULL | WEIDMULL | A729/1907 | [18 empty] | BLOCK | TERMINAL | TYPE | CIRCUIT TEST | CURRENT RATING |  | VOLTAGE RATING |  | WIRE SIZE |  | NUMBER OF CIRCUITS |  | TERMINAL TYPE |  | MATERIAL |  | MOUNTING TYPE |  | SIZE |  | HAZARD CLASS |  | CERTIFICATION/STANDARD |  | ADDITIONAL FEATURES
STP_009 - Lot4 | Data Enrichment | rym |  | 2023-07-31 |  |  | 1279744 | 1279744 | EA | BLOCK,TERM;CROSS CONNECTION,10 |  |  | BLOCK,TERMINAL;TYPE:CROSS CONNECTION,NUMBER OF CIRCUITS:10,MNFR:01)CNW (MOUNT ISA) ELECT WHOLESALER,PTNO:01)WEI0368700000 | EN_01)CROSS CONNECTION,01)CNW (MOUNT ISA) ELECT WHOLE,01)WEI0368700000 |  |  | CNW (MOUNT ISA) ELECT WHOLESALER | CNW (MOUNT ISA) ELECT WHOLESALER | WEI0368700000 | [18 empty] | BLOCK | TERMINAL | TYPE | CROSS CONNECTION | CURRENT RATING |  | VOLTAGE RATING |  | WIRE SIZE |  | NUMBER OF CIRCUITS | 10 | TERMINAL TYPE |  | MATERIAL |  | MOUNTING TYPE |  | SIZE |  | HAZARD CLASS |  | CERTIFICATION/STANDARD |  | ADDITIONAL FEATURES
STP_009 - Lot4 | Data Enrichment | rym |  | 2023-07-31 |  |  | 1344397 | 1344397 | EA | BLOCK,TERM;DCONCT, TEST,30 A,500 V |  |  | BLOCK,TERMINAL;TYPE:DISCONNECT, TEST,CURRENT RATING:30 A,VOLTAGE RATING:500 V,WIRE SIZE:6 MM2, 10-24 AWG,MOUNTING TYPE:DIN RAIL, ADDITIONAL FEATURES EN:3 POSITIONS,MNFR:01)WAGO,PTNO:01)282-870 | EN_01)DISCONNECT, TEST,30 A,500 V,6 MM2, 10-24 AWG,DIN RAIL,01)3 POSITIONS,01)WAGO,01)282-870 |  |  | WAGO | WAGO | 282-870 | [18 empty] | BLOCK | TERMINAL | TYPE | DISCONNECT,TEST | CURRENT RATING | 30 A | VOLTAGE RATING | 500 V | WIRE SIZE | 6 MM2,10-24 AWG | NUMBER OF CIRCUITS |  | TERMINAL TYPE |  | MATERIAL |  | MOUNTING TYPE | DIN RAIL | SIZE |  | HAZARD CLASS |  | CERTIFICATION/STANDARD |  | ADDITIONAL FEATURES | 3 POSITIONS
STP_009 - Lot4 | Data Enrichment | rym |  | 2023-07-31 |  |  | 1279738 | 1279738 | EA | BLOCK,TERM;ERTH,4 MM2,WD 48 X HT 35 MM |  |  | BLOCK,TERMINAL;TYPE:EARTH,WIRE SIZE:4 MM2,WD 48 X HT 35 MM,ADDITIONAL FEATURES EN:GRN/YLLW,MNFR:01)CNW (MOUNT ISA) ELECT WHOLESALER,PTNO:01)NHPV7WG4 | EN_01)EARTH,4 MM2,EN_01)WD 48 X HT 35 MM,01)GRN/YLLW,01)CNW (MOUNT ISA) ELECT WHOLE,01)NHPV7WG4 |  |  | CNW (MOUNT ISA) ELECT WHOLESALER | CNW (MOUNT ISA) ELECT WHOLESALER | NHPV7WG4 | [18 empty] | BLOCK | TERMINAL | TYPE | EARTH | CURRENT RATING |  | VOLTAGE RATING |  | WIRE SIZE | 4 MM2,WD 48 X HT 35 MM | NUMBER OF CIRCUITS |  | TERMINAL TYPE |  | MATERIAL |  | MOUNTING TYPE |  | SIZE |  | HAZARD CLASS |  | CERTIFICATION/STANDARD |  | ADDITIONAL FEATURES | GRN/YLLW
STP_009 - Lot4 | Data Enrichment | rym |  | 2023-07-31 |  |  | 1279639 | 1279639 | EA | BLOCK,TERM;FEED THROUGH,0.5-2.5 MM2 |  |  | BLOCK,TERMINAL;TYPE:FEED THROUGH,WIRE SIZE:0.5-2.5 MM2,TERMINAL TYPE:SCREW,MATERIAL:THERMOPLASTIC,WD 6.1 MM,ADDITIONAL FEATURES EN:WEIDMULLER ITEM 1, SERIES NO: WDU4,MNFR:01)CNW (MOUNT ISA) ELECT WHOLESALER,PTNO:01)WEI1020100000 | EN_01)FEED THROUGH,0.5-2.5 MM2,SCREW,EN_01)THERMOPLASTIC,EN_01)WD 6.1 MM,01)WEIDMULLER ITEM 1, SERIES N,01)CNW (MOUNT ISA) ELECT WHOLE,01)WEI1020100000 |  |  | CNW (MOUNT ISA) ELECT WHOLESALER | CNW (MOUNT ISA) ELECT WHOLESALER | WEI1020100000 | [18 empty] | BLOCK | TERMINAL | TYPE | FEED THROUGH | CURRENT RATING |  | VOLTAGE RATING |  | WIRE SIZE | 0.5-2.5 MM2 | NUMBER OF CIRCUITS |  | TERMINAL TYPE | SCREW | MATERIAL | THERMOPLASTIC,WD 6.1 MM | MOUNTING TYPE |  | SIZE |  | HAZARD CLASS |  | CERTIFICATION/STANDARD |  | ADDITIONAL FEATURES | WEIDMULLER ITEM 1 | [48 empty] | SERIES NO: WDU4
STP_009 - Lot4 | Data Enrichment | rym |  | 2023-07-31 |  |  | 1279788 | 1279788 | EA | BLOCK,TERM;FEED THROUGH,125 A,1 KVAC,PA |  |  | BLOCK,TERMINAL;TYPE:FEED THROUGH,CURRENT RATING:125 A,VOLTAGE RATING:1 KVAC,WIRE SIZE:35 MM2,TERMINAL TYPE:SCREW,MATERIAL: POLYAMIDE,MOUNTING TYPE:DIN RAIL,WD 50.5 X LG 64.3 X DP 16,MNFR:01)CNW (MOUNT ISA) ELECT WHOLESALER,PTNO:01)IPDCTS35UN | EN_01)FEED THROUGH,125 A,1 KVAC,35 MM2,SCREW,EN_01)POLYAMIDE,DIN RAIL,EN_01)WD 50.5 X LG 64.3 X DP 1,01)CNW (MOUNT ISA) ELECT WHOLE,01)IPDCTS35UN |  |  | CNW (MOUNT ISA) ELECT WHOLESALER | CNW (MOUNT ISA) ELECT WHOLESALER | IPDCTS35UN | [18 empty] | BLOCK | TERMINAL | TYPE | FEED THROUGH | CURRENT RATING | 125 A | VOLTAGE RATING | 1 KVAC | WIRE SIZE | 35 MM2 | NUMBER OF CIRCUITS |  | TERMINAL TYPE | SCREW | MATERIAL | POLYAMIDE | MOUNTING TYPE | DIN RAIL,WD 50.5 X LG 64.3 X DP 16 | SIZE |  | HAZARD CLASS |  | CERTIFICATION/STANDARD |  | ADDITIONAL FEATURES
STP_009 - Lot4 | Data Enrichment | rym |  | 2023-07-31 |  |  | 1279598 | 1279598 | EA | BLOCK,TERM;FR,12 A,SCREW |  |  | BLOCK,TERMINAL;TYPE:FRONT,CURRENT RATING:12 A,TERMINAL TYPE:SCREW,ADDITIONAL FEATURES EN:SERIES NO: MSTB 2.5/3 STF 5.08,MNFR:01) AMPCONTROL QLD PTY LTD,PTNO:01)120537 | EN_01)FRONT,12 A,SCREW,01)SERIES NO: MSTB 2.5/3 STF 5,01)AMPCONTROL QLD PTY LTD,01)120537 |  |  | AMPCONTROL QLD PTY LTD | AMPCONTROL QLD PTY LTD | 120537 | [18 empty] | BLOCK | TERMINAL | TYPE | FRONT | CURRENT RATING | 12 A | VOLTAGE RATING |  | WIRE SIZE |  | NUMBER OF CIRCUITS |  | TERMINAL TYPE | SCREW | MATERIAL |  | MOUNTING TYPE |  | SIZE |  | HAZARD CLASS |  | CERTIFICATION/STANDARD |  | ADDITIONAL FEATURES | SERIES NO: MSTB 2.5/3 STF 5.08
STP_009 - Lot4 | Data Enrichment | rym |  | 2023-07-31 |  |  | 1279686 | 1279686 | EA | BLOCK,TERM;FU,10 A,WD 10.2 X HT 60.5 MM |  |  | BLOCK,TERMINAL;TYPE:FUSE,CURRENT RATING:10 A,MOUNTING TYPE:DIN RAIL, G RAIL COMBINATION,SIZE:WD 10.2 X HT 60.5 MM,ADDITIONAL FEATURES EN:6 3-HESI,MNFR:01)CNW (MOUNT ISA) ELECT WHOLESALER,PTNO:01)PHO3004171 | EN_01)FUSE,10 A,DIN RAIL, G RAIL COMBINATION,EN_01)WD 10.2 X HT 60.5 MM,01)6 3-HESI,01)CNW (MOUNT ISA) ELECT WHOLE,01)PHO3004171 |  |  | CNW (MOUNT ISA) ELECT WHOLESALER | CNW (MOUNT ISA) ELECT WHOLESALER | PHO3004171 | [18 empty] | BLOCK | TERMINAL | TYPE | FUSE | CURRENT RATING | 10 A | VOLTAGE RATING |  | WIRE SIZE |  | NUMBER OF CIRCUITS |  | TERMINAL TYPE |  | MATERIAL |  | MOUNTING TYPE | DIN RAIL,G RAIL COMBINATION | SIZE | WD 10.2 X HT 60.5 MM | HAZARD CLASS |  | CERTIFICATION/STANDARD |  | ADDITIONAL FEATURES | 6 3-HESI
STP_009 - Lot4 | Data Enrichment | rym |  | 2023-07-31 |  |  | 1298397 | 1298397 | PAC | BLOCK,TERM;JNCTN,25 A,600 V,20 1 |  |  | BLOCK,TERMINAL;TYPE:JUNCTION,CURRENT RATING:25 A,VOLTAGE RATING:600 V,ADDITIONAL FEATURES EN:20 1,MNFR:01)WEIDMULL,PTNO:01)032412 | EN_01)JUNCTION,25 A,600 V,01)20 1,01)WEIDMULL,01)032412 |  |  | WEIDMULL | WEIDMULL | 032412 | [18 empty] | BLOCK | TERMINAL | TYPE | JUNCTION | CURRENT RATING | 25 A | VOLTAGE RATING | 600 V | WIRE SIZE |  | NUMBER OF CIRCUITS |  | TERMINAL TYPE |  | MATERIAL |  | MOUNTING TYPE |  | SIZE |  | HAZARD CLASS |  | CERTIFICATION/STANDARD |  | ADDITIONAL FEATURES | 20 1
STP_009 - Lot4 | Data Enrichment | rym |  | 2023-07-31 |  |  | 1279799 | 1279799 | EA | BLOCK,TERM;JUMPER BAR,32 A,800 V,SCREW |  |  | BLOCK,TERMINAL;TYPE:JUMPER BAR,CURRENT RATING:32 A,VOLTAGE RATING:800 V,TERMINAL TYPE:SCREW,ADDITIONAL FEATURES EN:10 POLE CROSS SECTION,MNFR:01)CNW (MOUNT ISA) ELECT WHOLESALER,PTNO:01)WEI0368800000 | EN_01)JUMPER BAR,32 A,800 V,SCREW,01)10 POLE CROSS SECTION,01)CNW (MOUNT ISA) ELECT WHOLE,01)WEI0368800000 |  |  | CNW (MOUNT ISA) ELECT WHOLESALER | CNW (MOUNT ISA) ELECT WHOLESALER | WEI0368800000 | [18 empty] | BLOCK | TERMINAL | TYPE | JUMPER BAR | CURRENT RATING | 32 A | VOLTAGE RATING | 800 V | WIRE SIZE |  | NUMBER OF CIRCUITS |  | TERMINAL TYPE | SCREW | MATERIAL |  | MOUNTING TYPE |  | SIZE |  | HAZARD CLASS |  | CERTIFICATION/STANDARD |  | ADDITIONAL FEATURES | 10 POLE CROSS SECTION
STP_009 - Lot4 | Data Enrichment | rym |  | 2023-07-31 |  |  | 1279642 | 1279642 | EA | BLOCK,TERM;KNIFE DISCONNECT,16 A,500 V |  |  | BLOCK,TERMINAL;TYPE:KNIFE DISCONNECT,CURRENT RATING:16 A,VOLTAGE RATING:500 V,WIRE SIZE:24-10 AWG,ADDITIONAL FEATURES EN: MANUFACTURER: CNW (MOUNT ISA) ELECT WHOLESALER,MNFR:01)CNW (MOUNT ISA) ELECT WHOLESALER,PTNO:01)PHO3004430 | EN_01)KNIFE DISCONNECT,16 A,500 V,24-10 AWG,01)MANUFACTURER: CNW (MOUNT IS,01)CNW (MOUNT ISA) ELECT WHOLE,01)PHO3004430 |  |  | CNW (MOUNT ISA) ELECT WHOLESALER | CNW (MOUNT ISA) ELECT WHOLESALER | PHO3004430 | [18 empty] | BLOCK | TERMINAL | TYPE | KNIFE DISCONNECT | CURRENT RATING | 16 A | VOLTAGE RATING | 500 V | WIRE SIZE | 24-10 AWG | NUMBER OF CIRCUITS |  | TERMINAL TYPE |  | MATERIAL |  | MOUNTING TYPE |  | SIZE |  | HAZARD CLASS |  | CERTIFICATION/STANDARD |  | ADDITIONAL FEATURES | MANUFACTURER: CNW (MOUNT ISA) ELECT WHOLESALER
STP_009 - Lot4 | Data Enrichment | rym |  | 2023-07-31 |  |  | 1289657 | 1289657 | EA | BLOCK,TERM;LOGIC ELEMENT |  |  | BLOCK,TERMINAL;TYPE:LOGIC ELEMENT,ADDITIONAL FEATURES EN:PILOT AND CHECK VALVE,MNFR:01)RME,PTNO:01)L07-01-014AA | EN_01)LOGIC ELEMENT,01)PILOT & CHECK VALVE,01)RME,01)L07-01-014AA |  |  | RME | RME | L07-01-014AA | [18 empty] | BLOCK | TERMINAL | TYPE | LOGIC ELEMENT | CURRENT RATING |  | VOLTAGE RATING |  | WIRE SIZE |  | NUMBER OF CIRCUITS |  | TERMINAL TYPE |  | MATERIAL |  | MOUNTING TYPE |  | SIZE |  | HAZARD CLASS |  | CERTIFICATION/STANDARD |  | ADDITIONAL FEATURES | PILOT AND CHECK VALVE
STP_009 - Lot4 | Data Enrichment | rym |  | 2023-07-31 |  |  | 1279816 | 1279816 | EA | BLOCK,TERM;MICRO SINGLE LEVEL 2 CONNECTI |  |  | BLOCK,TERMINAL;TYPE:MICRO SINGLE LEVEL 2 CONNECTION,CURRENT RATING:17.5 A,WIRE SIZE:16 AWG,ADDITIONAL FEATURES EN:MT 1 5 METHOD, MNFR:01)CNW (MOUNT ISA) ELECT WHOLESALER,PTNO:01)PHO3100305 | EN_01)MICRO SINGLE LEVEL 2 CON,17.5 A,16 AWG,01)MT 1 5 METHOD,01)CNW (MOUNT ISA) ELECT WHOLE,01)PHO3100305 |  |  | CNW (MOUNT ISA) ELECT WHOLESALER | CNW (MOUNT ISA) ELECT WHOLESALER | PHO3100305 | [18 empty] | BLOCK | TERMINAL | TYPE | MICRO SINGLE LEVEL 2 CONNECTION | CURRENT RATING | 17.5 A | VOLTAGE RATING |  | WIRE SIZE | 16 AWG | NUMBER OF CIRCUITS |  | TERMINAL TYPE |  | MATERIAL |  | MOUNTING TYPE |  | SIZE |  | HAZARD CLASS |  | CERTIFICATION/STANDARD |  | ADDITIONAL FEATURES | MT 1 5 METHOD
STP_009 - Lot4 | Data Enrichment | rym |  | 2023-07-31 |  |  | 1279773 | 1279773 | EA | BLOCK,TERM;MKR |  |  | BLOCK,TERMINAL;ADDITIONAL FEATURES EN:MARKER,MNFR:01)HAYMANS ELECTRICAL (PARTS),PTNO:01)KLI0468660001 | 01)MARKER,01)HAYMANS ELECTRICAL (PARTS),01)KLI0468660001 |  |  | HAYMANS ELECTRICAL (PARTS) | HAYMANS ELECTRICAL (PARTS) | KLI0468660001 | [18 empty] | BLOCK | TERMINAL | TYPE |  | CURRENT RATING |  | VOLTAGE RATING |  | WIRE SIZE |  | NUMBER OF CIRCUITS |  | TERMINAL TYPE |  | MATERIAL |  | MOUNTING TYPE |  | SIZE |  | HAZARD CLASS |  | CERTIFICATION/STANDARD |  | ADDITIONAL FEATURES | MARKER
STP_009 - Lot4 | Data Enrichment | rym |  | 2023-07-31 |  |  | 1279795 | 1279795 | EA | BLOCK,TERM;MSTB 2.5/6 STF 5.08 |  |  | BLOCK,TERMINAL;ADDITIONAL FEATURES EN:MSTB 2.5/6 STF 5.08,MNFR:01)AMPCONTROL QLD PTY LTD,PTNO:01)162301 | 01)MSTB 2.5/6 STF 5.08,01)AMPCONTROL QLD PTY LTD,01)162301 |  |  | AMPCONTROL QLD PTY LTD | AMPCONTROL QLD PTY LTD | 162301 | [18 empty] | BLOCK | TERMINAL | TYPE |  | CURRENT RATING |  | VOLTAGE RATING |  | WIRE SIZE |  | NUMBER OF CIRCUITS |  | TERMINAL TYPE |  | MATERIAL |  | MOUNTING TYPE |  | SIZE |  | HAZARD CLASS |  | CERTIFICATION/STANDARD |  | ADDITIONAL FEATURES | MSTB 2.5/6 STF 5.08
STP_009 - Lot4 | Data Enrichment | rym |  | 2023-07-31 |  |  | 1349111 | 1349111 | EA | BLOCK,TERM;POSITHERM THERMOCOUPLE CONTAC |  |  | BLOCK,TERMINAL;ADDITIONAL FEATURES EN:POSITHERM THERMOCOUPLE CONTACT,MNFR:01)CRL,PTNO:01)LC-33016045-POSITHERM,MNFR:02)ELECNITE, PTN | 01)POSITHERM THERMOCOUPLE CONT,01)CRL,02)ELECNITE,03)LEED&NTH,01)LC-33016045-POSITHERM,02)198244,03)LC 33016045 |  |  | ELECNITE | CRL | LC-33016045-POSITHERM |  | ELECNITE,PTN | [16 empty] | BLOCK | TERMINAL | TYPE |  | CURRENT RATING |  | VOLTAGE RATING |  | WIRE SIZE |  | NUMBER OF CIRCUITS |  | TERMINAL TYPE |  | MATERIAL |  | MOUNTING TYPE |  | SIZE |  | HAZARD CLASS |  | CERTIFICATION/STANDARD |  | ADDITIONAL FEATURES | POSITHERM THERMOCOUPLE CONTACT
STP_009 - Lot4 | Data Enrichment | rym |  | 2023-07-31 |  |  | 1279722 | 1279722 | EA | BLOCK,TERM;RELAY WIT,DEK-REL-24/O/1 |  |  | BLOCK,TERMINAL;TYPE:RELAY WIT,ADDITIONAL FEATURES EN:DEK-REL-24/O/1,MNFR:01)CNW (MOUNT ISA) ELECT WHOLESALER,PTNO:01)PHO2941154 | EN_01)RELAY WIT,01)DEK-REL-24/O/1,01)CNW (MOUNT ISA) ELECT WHOLE,01)PHO2941154 |  |  | CNW (MOUNT ISA) ELECT WHOLESALER | CNW (MOUNT ISA) ELECT WHOLESALER | PHO2941154 | [18 empty] | BLOCK | TERMINAL | TYPE | RELAY WIT | CURRENT RATING |  | VOLTAGE RATING |  | WIRE SIZE |  | NUMBER OF CIRCUITS |  | TERMINAL TYPE |  | MATERIAL |  | MOUNTING TYPE |  | SIZE |  | HAZARD CLASS |  | CERTIFICATION/STANDARD |  | ADDITIONAL FEATURES | DEK-REL-24/O/1
STP_009 - Lot4 | Data Enrichment | rym |  | 2023-07-31 |  |  | 1279644 | 1279644 | EA | BLOCK,TERM;RL,0.5-10 MM,SCREW |  |  | BLOCK,TERMINAL;TYPE:RAIL,WIRE SIZE:0.5-10 MM,MOUNTING TYPE:SCREW,ADDITIONAL FEATURES EN:2 WIRE GREY,MNFR:01)HAYMANS ELECTRICAL (PARTS),PTNO:01)PHO3044131 | EN_01)RAIL,0.5-10 MM,SCREW,01)2 WIRE GREY,01)HAYMANS ELECTRICAL (PARTS),01)PHO3044131 |  |  | HAYMANS ELECTRICAL (PARTS) | HAYMANS ELECTRICAL (PARTS) | PHO3044131 | [18 empty] | BLOCK | TERMINAL | TYPE | RAIL | CURRENT RATING |  | VOLTAGE RATING |  | WIRE SIZE | 0.5-10 MM | NUMBER OF CIRCUITS |  | TERMINAL TYPE |  | MATERIAL |  | MOUNTING TYPE | SCREW | SIZE |  | HAZARD CLASS |  | CERTIFICATION/STANDARD |  | ADDITIONAL FEATURES | 2 WIRE GREY
STP_009 - Lot4 | Data Enrichment | rym |  | 2023-07-31 |  |  | 1279691 | 1279691 | EA | BLOCK,TERM;RL,2.5 MM,BEIG |  |  | BLOCK,TERMINAL;TYPE:RAIL,SIZE:2.5 MM,ADDITIONAL FEATURES EN:BEIGE,MNFR:01)HAYMANS ELECTRICAL (PARTS),PTNO:01)KLI1020000000 | EN_01)RAIL,EN_01)2.5 MM,01)BEIGE,01)HAYMANS ELECTRICAL (PARTS),01)KLI1020000000 |  |  | HAYMANS ELECTRICAL (PARTS) | HAYMANS ELECTRICAL (PARTS) | KLI1020000000 | [18 empty] | BLOCK | TERMINAL | TYPE | RAIL | CURRENT RATING |  | VOLTAGE RATING |  | WIRE SIZE |  | NUMBER OF CIRCUITS |  | TERMINAL TYPE |  | MATERIAL |  | MOUNTING TYPE |  | SIZE | 2.5 MM | HAZARD CLASS |  | CERTIFICATION/STANDARD |  | ADDITIONAL FEATURES | BEIGE
STP_009 - Lot4 | Data Enrichment | rym |  | 2023-07-31 |  |  | 1279712 | 1279712 | EA | BLOCK,TERM;RL,6 MM,2 WIRE GRN/YLW |  |  | BLOCK,TERMINAL;TYPE:RAIL,WIRE SIZE:6 MM,ADDITIONAL FEATURES EN:2 WIRE GRN/YLW,MNFR:01)HAYMANS ELECTRICAL (PARTS),PTNO:01) PHO3044157 | EN_01)RAIL,6 MM,01)2 WIRE GRN/YLW,01)HAYMANS ELECTRICAL (PARTS),01)PHO3044157 |  |  | HAYMANS ELECTRICAL (PARTS) | HAYMANS ELECTRICAL (PARTS) | PHO3044157 | [18 empty] | BLOCK | TERMINAL | TYPE | RAIL | CURRENT RATING |  | VOLTAGE RATING |  | WIRE SIZE | 6 MM | NUMBER OF CIRCUITS |  | TERMINAL TYPE |  | MATERIAL |  | MOUNTING TYPE |  | SIZE |  | HAZARD CLASS |  | CERTIFICATION/STANDARD |  | ADDITIONAL FEATURES | 2 WIRE GRN/YLW
STP_009 - Lot4 | Data Enrichment | rym |  | 2023-07-31 |  |  | 1348396 | 1348396 | EA | BLOCK,TERM;SGL,0.55 A,125 VDC,SCHNEID |  |  | BLOCK,TERMINAL;TYPE:SINGLE,CURRENT RATING:0.55 A,VOLTAGE RATING:125 VDC,MATERIAL:SILVER ALLOY,ADDITIONAL FEATURES EN:1 N/C, BLACK, DOUBLE INSULATED BEZEL, STANDARD,MNFR:01)SCHNEID,PTNO:01)ZBE102 | EN_01)SINGLE,0.55 A,125 VDC,EN_01)SILVER ALLOY,01)1 N/C, BLACK, DOUBLE INSULA,01)SCHNEID,01)ZBE102 |  |  | SCHNEID | SCHNEID | ZBE102 | [18 empty] | BLOCK | TERMINAL | TYPE | SINGLE | CURRENT RATING | 0.55 A | VOLTAGE RATING | 125 VDC | WIRE SIZE |  | NUMBER OF CIRCUITS |  | TERMINAL TYPE |  | MATERIAL | SILVER ALLOY | MOUNTING TYPE |  | SIZE |  | HAZARD CLASS |  | CERTIFICATION/STANDARD |  | ADDITIONAL FEATURES | 1 N/C,BLACK,DOUBLE INSULATED BEZEL,STANDARD
STP_009 - Lot4 | Data Enrichment | rym |  | 2023-07-31 |  |  | 1279821 | 1279821 | EA | BLOCK,TERM;SHROUDS,116-146 A |  |  | BLOCK,TERMINAL;TYPE:SHROUDS,CURRENT RATING:116-146 A,ADDITIONAL FEATURES EN:REFERENCE NO: NHP CA9,MNFR:01)CNW (MOUNT ISA) ELECT WHOLESALER,PTNO:01)CA9TS146L | EN_01)SHROUDS,116-146 A,01)REFERENCE NO: NHP CA9,01)CNW (MOUNT ISA) ELECT WHOLE,01)CA9TS146L |  |  | CNW (MOUNT ISA) ELECT WHOLESALER | CNW (MOUNT ISA) ELECT WHOLESALER | CA9TS146L | [18 empty] | BLOCK | TERMINAL | TYPE | SHROUDS | CURRENT RATING | 116-146 A | VOLTAGE RATING |  | WIRE SIZE |  | NUMBER OF CIRCUITS |  | TERMINAL TYPE |  | MATERIAL |  | MOUNTING TYPE |  | SIZE |  | HAZARD CLASS |  | CERTIFICATION/STANDARD |  | ADDITIONAL FEATURES | REFERENCE NO: NHP CA9
STP_009 - Lot4 | Data Enrichment | rym |  | 2023-07-31 |  |  | 1279916 | 1279916 | EA | BLOCK,TERM;STD,1000 V,3 MM,M12 |  |  | BLOCK,TERMINAL;TYPE:STANDARD,VOLTAGE RATING:1000 V,WIRE SIZE:3 MM,M12,MNFR:01)CRISTAUDO'S INDUSTRIAL ELECTRICS,PTNO:01)TB1KVCIE-1 | EN_01)STANDARD,1000 V,3 MM,EN_01)M12,01)CRISTAUDO'S INDUSTRIAL ELEC,01)TB1KVCIE-1 |  |  | CRISTAUDO'S INDUSTRIAL ELECTRICS | CRISTAUDO'S INDUSTRIAL ELECTRICS | TB1KVCIE-1 | [18 empty] | BLOCK | TERMINAL | TYPE | STANDARD | CURRENT RATING |  | VOLTAGE RATING | 1000 V | WIRE SIZE | 3 MM,M12 | NUMBER OF CIRCUITS |  | TERMINAL TYPE |  | MATERIAL |  | MOUNTING TYPE |  | SIZE |  | HAZARD CLASS |  | CERTIFICATION/STANDARD |  | ADDITIONAL FEATURES
STP_009 - Lot4 | Data Enrichment | rym |  | 2023-07-31 |  |  | 1279849 | 1279849 | EA | BLOCK,TERM;STOCK NO |  |  | BLOCK,TERMINAL;ADDITIONAL FEATURES EN:STOCK NO,MNFR:01)RS COMPONENTS PTY LTD,PTNO:01)400-1984,MNFR:02)SCHNEIDER ELECTRIC,PTNO:02) 400-1984 | 01)STOCK NO,01)RS COMPONENTS PTY LTD,02)SCHNEIDER ELECTRIC,01)400-1984,02)400-1984 |  |  | SCHNEIDER ELECTRIC | RS COMPONENTS PTY LTD | 400-1984 |  | SCHNEIDER ELECTRIC | 400-1984 | [15 empty] | BLOCK | TERMINAL | TYPE |  | CURRENT RATING |  | VOLTAGE RATING |  | WIRE SIZE |  | NUMBER OF CIRCUITS |  | TERMINAL TYPE |  | MATERIAL |  | MOUNTING TYPE |  | SIZE |  | HAZARD CLASS |  | CERTIFICATION/STANDARD |  | ADDITIONAL FEATURES | STOCK NO
STP_009 - Lot4 | Data Enrichment | rym |  | 2023-07-31 |  |  | 1361412 | 1361412 | EA | BLOCK,TERM;STRIP,6 A,125 V,2,SCREW,PA | BLOQUE TERMINLS;,2,TORNILLO | BLOC TERMINAL;,2,VIS | BLOCK,TERMINAL;TYPE:STRIP,CURRENT RATING:6 A,VOLTAGE RATING:125 V,NUMBER OF CIRCUITS:2,TERMINAL TYPE:SCREW,MATERIAL:POLYAMIDE, MOUNTING TYPE:THROUGH HOLE,SIZE:L5.08XD6.2XW5.54MM,ADDITIONAL FEATURES EN:PITCH:2.54MM,SINGLE ROW,FEMALE,COLOUR:GREEN,BODY: STRAIGHT,MNFR:RS PRO | EN_01)STRIP,6 A,125 V,2,SCREW,EN_01)POLYAMIDE,THROUGH HOLE,EN_01)L5.08XD6.2XW5.54MM,01)PITCH:2.54MM,SINGLE ROW,FEM,02)COLOUR:GREEN,BODY:STRAIGHT,03)MNFR:RS PRO,01)RS COMPONENTS PTY LTD,01)790-1098 |  |  | RS PRO | RS PRO | [19 empty] | BLOCK | TERMINAL | TYPE | STRIP | CURRENT RATING | 6 A | VOLTAGE RATING | 125 V | WIRE SIZE |  | NUMBER OF CIRCUITS | 2 | TERMINAL TYPE | SCREW | MATERIAL | POLYAMIDE | MOUNTING TYPE | THROUGH HOLE | SIZE | L5.08XD6.2XW5.54MM | HAZARD CLASS |  | CERTIFICATION/STANDARD |  | ADDITIONAL FEATURES | PITCH:2.54MM,SINGLE ROW,FEMALE | [48 empty] | COLOUR:GREEN,BODY: STRAIGHT
STP_009 - Lot4 | Data Enrichment | rym |  | 2023-07-31 |  |  | 1361413 | 1361413 | EA | BLOCK,TERM;STRIP,6 A,125 V,4,SCREW,PA | BLOQUE TERMINLS;,4,TORNILLO | BLOC TERMINAL;,4,VIS | BLOCK,TERMINAL;TYPE:STRIP,CURRENT RATING:6 A,VOLTAGE RATING:125 V,NUMBER OF CIRCUITS:4,TERMINAL TYPE:SCREW,MATERIAL:POLYAMIDE, MOUNTING TYPE:THROUGH HOLE,SIZE:L10.16XD6.2XW5.54MM,ADDITIONAL FEATURES EN:GENDER:FEMALE,ROW:1,PITCH:2.54 MM,BODY:STRAIGHT,COLOUR: GREEN,MNFR:RS PRO | EN_01)STRIP,6 A,125 V,4,SCREW,EN_01)POLYAMIDE,THROUGH HOLE,EN_01)L10.16XD6.2XW5.54MM,01)GENDER:FEMALE,ROW:1,02)PITCH:2.54 MM,BODY:STRAIGHT,03)MNFR:RS PRO,01)RS COMPONENTS PTY LTD,01)790-1102 |  |  | RS PRO | RS PRO | [19 empty] | BLOCK | TERMINAL | TYPE | STRIP | CURRENT RATING | 6 A | VOLTAGE RATING | 125 V | WIRE SIZE |  | NUMBER OF CIRCUITS | 4 | TERMINAL TYPE | SCREW | MATERIAL | POLYAMIDE | MOUNTING TYPE | THROUGH HOLE | SIZE | L10.16XD6.2XW5.54MM | HAZARD CLASS |  | CERTIFICATION/STANDARD |  | ADDITIONAL FEATURES | GENDER:FEMALE | [48 empty] | ROW:1,PITCH:2.54 MM,BODY:STRAIGHT,COLOUR: GREEN
STP_009 - Lot4 | Data Enrichment | rym |  | 2023-07-31 |  |  | 1320055 | 1320055 | EA | GAUGE,COMB;LEVEL/TEMPERATURE |  |  | GAUGE,COMBINATION;DISPLAY TYPE:LEVEL/TEMPERATURE,MNFR:01)RUSSELL MINERAL EQUIPMENT P/L,PTNO:01)RME MSA02MRM57,MNFR:02)HYDAC,PTNO: 02)MSA02-HYP00-1.7 | LEVEL/TEMPERATURE,01)RUSSELL MINERAL EQUIPMENT P,02)HYDAC,01)RME MSA02MRM57,02)MSA02-HYP00-1.7 |  |  | HYDAC | RUSSELL MINERAL EQUIPMENT P/L | 02)MSA02-HYP00-1.7 |  | HYDAC | [16 empty] | GAUGE | COMBINATION | MEASURING RANGE 1 |  | MEASURING RANGE 2 |  | DIAL SIZE |  | PROCESS CONNECTION |  | CONNECTION LOCATION |  | MOUNTING TYPE |  | ACCURACY |  | DISPLAY TYPE | LEVEL/TEMPERATURE | TUBE MATERIAL |  | CONNECTION MATERIAL |  | CASE MATERIAL |  | FILLER MATERIAL |  | HAZARD CLASS |  | CERTIFICATION/STANDARD |  | ADDITIONAL FEATURES
STP_009 - Lot4 | Data Enrichment | rym |  | 2023-07-31 |  |  | 1286009 | 1286009 | EA | GAUGE,DPTH;PROTRACTOR,0.5-1 MM |  |  | GAUGE,DEPTH;TYPE:PROTRACTOR,GRADUATION:0.5-1 MM,ADDITIONAL FEATURES EN:0-180 DEG, ALLOW 2-3 WEEKS DELIVERY,MNFR:01)MOORE AND WRIGHT, | PROTRACTOR,0.5-1 MM,01)0-180 DEG, ALLOW 2-3 WEEKS,01)MOORE & WRIGHT,02)J.BLACKWOOD & SON LIMITED,01)06276207,02)MW-44M |  |  | MOORE AND WRIGHT | MOORE AND WRIGHT, | [19 empty] | GAUGE | DEPTH | TYPE | PROTRACTOR | MEASURING RANGE |  | ACCURACY |  | GRADUATION | 0.5-1 MM | RESOLUTION |  | MATERIAL |  | BASE LENGTH |  | ROD SIZE |  | HAZARD CLASS |  | CERTIFICATION/STANDARD |  | ADDITIONAL FEATURES | 0-180 DEG,ALLOW 2-3 WEEKS DELIVERY
STP_009 - Lot4 | Data Enrichment | rym |  | 2023-07-31 |  |  | 1285732 | 1285732 | EA | GAUGE,DIAL;0-10 MM,GLASS,0.01 34-214 |  |  | GAUGE,DIAL;MEASURING RANGE:0-10 MM,LENS MATERIAL:GLASS,ADDITIONAL FEATURES EN:0.01 34-214,MNFR:01)HARE AND FORBES,PTNO:01)Q214 | 0-10 MM,GLASS,01)0.01 34-214,01)HARE & FORBES,01)Q214 |  |  | HARE AND FORBES | HARE AND FORBES | Q214 | [18 empty] | GAUGE | DIAL | TYPE |  | MEASURING RANGE | 0-10 MM | ACCURACY |  | GRADUATION |  | DIAL SIZE |  | CASE MATERIAL |  | LENS MATERIAL | GLASS | FILLER MATERIAL |  | PROCESS CONNECTION |  | CONNECTION LOCATION |  | MOUNTING TYPE |  | TEMPERATURE RATING |  | HAZARD CLASS |  | CERTIFICATION/STANDARD |  | ADDITIONAL FEATURES | 0.01 34-214
STP_009 - Lot4 | Data Enrichment | rym |  | 2023-07-31 |  |  | 1232579 | 1232579 | EA | GAUGE,DIAL;INDICATOR,0-10 MM,M W |  |  | GAUGE,DIAL;TYPE:INDICATOR,MEASURING RANGE:0-10 MM,ADDITIONAL FEATURES EN:MANDW,MNFR:01)J.BLACKWOOD AND SON LIMITED,PTNO:01)09852493 | INDICATOR,0-10 MM,01)M&W,01)J.BLACKWOOD & SON LIMITED,01)09852493 |  |  | J.BLACKWOOD AND SON LIMITED | J.BLACKWOOD AND SON LIMITED | 09852493 | [18 empty] | GAUGE | DIAL | TYPE | INDICATOR | MEASURING RANGE | 0-10 MM | ACCURACY |  | GRADUATION |  | DIAL SIZE |  | CASE MATERIAL |  | LENS MATERIAL |  | FILLER MATERIAL |  | PROCESS CONNECTION |  | CONNECTION LOCATION |  | MOUNTING TYPE |  | TEMPERATURE RATING |  | HAZARD CLASS |  | CERTIFICATION/STANDARD |  | ADDITIONAL FEATURES | MANDW
STP_009 - Lot4 | Data Enrichment | rym |  | 2023-07-31 |  |  | 1345119 | 1345119 | EA | GAUGE,DIF PRES;0-560 KPA D,2-1/2 IN |  |  | GAUGE,DIFFERENTIAL PRESSURE;MEASURING RANGE:0-560 KPA D,DIAL SIZE:2-1/2 IN,MNFR:01)CAVA HYDRAULICS AND AUTO ELECTRICS,PTNO:01)141- A | 0-560 KPA D,2-1/2 IN,01)CAVA HYDRAULICS & AUTO ELEC,01)141-AA-02-00 |  |  | CAVA HYDRAULICS AND AUTO ELECTRICS | CAVA HYDRAULICS AND AUTO ELECTRICS | 141- A | [18 empty] | GAUGE | DIFFERENTIAL PRESSURE | MEASURING RANGE | 0-560 KPA D | DIAL SIZE | 2-1/2 IN | PROCESS CONNECTION |  | CONNECTION LOCATION |  | MOUNTING TYPE |  | ACCURACY |  | DISPLAY TYPE |  | TUBE MATERIAL |  | CONNECTION MATERIAL |  | CASE MATERIAL |  | FILLER MATERIAL |  | HAZARD CLASS |  | CERTIFICATION/STANDARD |  | ADDITIONAL FEATURES
STP_009 - Lot4 | Data Enrichment | rym |  | 2023-07-31 |  |  | 1284783 | 1284783 | EA | GAUGE,FELR;10,LEAF LG 300 MM |  |  | GAUGE,FEELER;NUMBER OF LEAVES:10,LEAF LENGTH:300 MM,LEAF WIDTH:1 MM,MNFR:01)TOOL 'N' TACKLE,PTNO:01)FG300/1.0PK | 300 MM,1 MM,01)TOOL 'N' TACKLE,01)FG300/1.0PK |  |  | TOOL 'N' TACKLE | TOOL 'N' TACKLE | FG300/1.0PK | [18 empty] | GAUGE | FEELER | TYPE |  | MIN THICKNESS |  | MAX THICKNESS |  | INCREMENT |  | NUMBER OF LEAVES | 10 | MATERIAL |  | LEAF LENGTH | 300 MM | LEAF WIDTH | 1 MM | HAZARD CLASS |  | CERTIFICATION/STANDARD |  | ADDITIONAL FEATURES
STP_009 - Lot4 | Data Enrichment | rym |  | 2023-07-31 |  |  | 1284762 | 1284762 | EA | GAUGE,FELR;METRC,MIN THK 0.04 MM,25 |  |  | GAUGE,FEELER;TYPE:METRIC,MIN THICKNESS:0.04 MM,MAX THICKNESS:1 MM,INCREMENT:0.01, 0.05 MM,NUMBER OF LEAVES:25,MATERIAL:STAINLESS STEEL,LEAF LENGTH:85 MM,LEAF WIDTH:13 MM,ADDITIONAL FEATURES EN:REFERENCE NO: 77335-25,MNFR:01)ATOM SUPPLY,PTNO:01)92060046 | EN_01)METRIC,0.04 MM,1 MM,0.01, 0.05 MM,STAINLESS STEEL,85 MM,13 MM,01)REFERENCE NO: 77335-25,01)ATOM SUPPLY,01)92060046 |  |  | ATOM SUPPLY | ATOM SUPPLY | 92060046 | [18 empty] | GAUGE | FEELER | TYPE | METRIC | MIN THICKNESS | 0.04 MM | MAX THICKNESS | 1 MM | INCREMENT | 0.01,0.05 MM | NUMBER OF LEAVES | 25 | MATERIAL | STAINLESS STEEL | LEAF LENGTH | 85 MM | LEAF WIDTH | 13 MM | HAZARD CLASS |  | CERTIFICATION/STANDARD |  | ADDITIONAL FEATURES | REFERENCE NO: 77335-25
STP_009 - Lot4 | Data Enrichment | rym |  | 2023-07-31 |  |  | 1285108 | 1285108 | EA | GAUGE,FELR;METRC,MIN THK 0.04 MM,25 |  |  | GAUGE,FEELER;TYPE:METRIC,MIN THICKNESS:0.04 MM,MAX THICKNESS:1 MM,INCREMENT:0.01, 0.05 MM,NUMBER OF LEAVES:25,MATERIAL:STAINLESS STEEL,LEAF LENGTH:85 MM,LEAF WIDTH:13 MM,ADDITIONAL FEATURES EN:REFERENCE NO: 77335-25,MNFR:01)ATOMSUP,PTNO:01)92060046 | EN_01)METRIC,0.04 MM,1 MM,0.01, 0.05 MM,STAINLESS STEEL,85 MM,13 MM,01)REFERENCE NO: 77335-25,01)ATOMSUP,01)92060046 |  |  | ATOM SUPPLY | ATOMSUP | 92060046 | [18 empty] | GAUGE | FEELER | TYPE | METRIC | MIN THICKNESS | 0.04 MM | MAX THICKNESS | 1 MM | INCREMENT | 0.01,0.05 MM | NUMBER OF LEAVES | 25 | MATERIAL | STAINLESS STEEL | LEAF LENGTH | 85 MM | LEAF WIDTH | 13 MM | HAZARD CLASS |  | CERTIFICATION/STANDARD |  | ADDITIONAL FEATURES | REFERENCE NO: 77335-25
STP_009 - Lot4 | Data Enrichment | rym |  | 2023-07-31 |  |  | 1284843 | 1284843 | EA | GAUGE,FELR;METRC,MIN THK 0.05 MM |  |  | GAUGE,FEELER;TYPE:METRIC,MIN THICKNESS:0.05 MM,MAX THICKNESS:1 MM,LEAF LENGTH:100 MM,LEAF WIDTH:10 MM,MNFR:01)ATOMSUP,PTNO:01) 92060045 | EN_01)METRIC,0.05 MM,1 MM,100 MM,10 MM,01)ATOMSUP,01)92060045 |  |  | ATOM SUPPLY | ATOMSUP | 92060045 | [18 empty] | GAUGE | FEELER | TYPE | METRIC | MIN THICKNESS | 0.05 MM | MAX THICKNESS | 1 MM | INCREMENT |  | NUMBER OF LEAVES |  | MATERIAL |  | LEAF LENGTH | 100 MM | LEAF WIDTH | 10 MM | HAZARD CLASS |  | CERTIFICATION/STANDARD |  | ADDITIONAL FEATURES
STP_009 - Lot4 | Data Enrichment | rym |  | 2023-07-31 |  |  | 1293936 | 1293936 | EA | GAUGE,FELR;MIN THK 0.05 MM,MAX THK 1 MM |  |  | GAUGE,FEELER;MIN THICKNESS:0.05 MM,MAX THICKNESS:1 MM,NUMBER OF LEAVES:20,MATERIAL:STEEL,LEAF LENGTH:300 MM,LEAF WIDTH:12.7 MM, MNFR:01)BLKWOOD,PTNO:01)06284600 | 0.05 MM,1 MM,STEEL,300 MM,12.7 MM,01)BLKWOOD,01)06284600 |  |  | BLKWOOD | BLKWOOD | 06284600 | [18 empty] | GAUGE | FEELER | TYPE |  | MIN THICKNESS | 0.05 MM | MAX THICKNESS | 1 MM | INCREMENT |  | NUMBER OF LEAVES | 20 | MATERIAL | STEEL | LEAF LENGTH | 300 MM | LEAF WIDTH | 12.7 MM | HAZARD CLASS |  | CERTIFICATION/STANDARD |  | ADDITIONAL FEATURES
STP_009 - Lot4 | Data Enrichment | rym |  | 2023-07-31 |  |  | 1387583 | 1387583 | EA | GAUGE,FELR;SKF,729865B |  |  |  |  | 729865B | 3000348 | SKF |  | , | [18 empty] | GAUGE | FEELER | TYPE |  | MIN THICKNESS |  | MAX THICKNESS |  | INCREMENT |  | NUMBER OF LEAVES |  | MATERIAL |  | LEAF LENGTH |  | LEAF WIDTH |  | HAZARD CLASS |  | CERTIFICATION/STANDARD |  | ADDITIONAL FEATURES
STP_009 - Lot4 | Data Enrichment | rym |  | 2023-07-31 |  |  | 1385488 | 1385488 | EA | GAUGE;25 MM, NUMBE R17325716 |  |  | GAUGE;SIZE:25 MM,ADDITIONAL FEATURES EN:10,16 TPI , CLASS 4 SELFDRILLING SCREW WITH SEA, NUMBE R17325716,MNFR:01)KONNECT,PTNO:01) 10-16X25CL4SDSNCC | 25 MM,01)10,16 TPI , CLASS 4 SELFDRI,02) NUMBE R17325716,01)KONNECT,01)10-16X25CL4SDSNCC |  |  | KONNECT | KONNECT | 10-16X25CL4SDSNCC | [18 empty] | GAUGE | No Modifier | TYPE |  | MEASURING RANGE |  | MATERIAL |  | SIZE | 25 MM | PROCESS CONNECTION |  | ACCURACY |  | HAZARD CLASS |  | CERTIFICATION/STANDARD |  | ADDITIONAL FEATURES | 10,16 TPI,CLASS 4 SELFDRILLING SCREW WITH SEA,NUMBE R17325716
STP_009 - Lot4 | Data Enrichment | rym |  | 2023-07-31 |  |  | 1385629 | 1385629 | EA | GAUGE;25 MM,10, 16 TPI, CLASS 4 SELF |  |  | GAUGE;SIZE:25 MM,ADDITIONAL FEATURES EN:10, 16 TPI , CLASS 4 SELF,MNFR:01)KONNECT,PTNO:01)10-16X25CL4SDSNCC | 25 MM,01)10, 16 TPI , CLASS 4 SELF,01)KONNECT,01)10-16X25CL4SDSNCC |  |  | KONNECT | KONNECT | 10-16X25CL4SDSNCC | [18 empty] | GAUGE | No Modifier | TYPE |  | MEASURING RANGE |  | MATERIAL |  | SIZE | 25 MM | PROCESS CONNECTION |  | ACCURACY |  | HAZARD CLASS |  | CERTIFICATION/STANDARD |  | ADDITIONAL FEATURES | 10,16 TPI,CLASS 4 SELF
STP_009 - Lot4 | Data Enrichment | rym |  | 2023-07-31 |  |  | 1229625 | 1229625 | EA | GAUGE;AIR,GETMAN,124193 |  |  | GAUGE;TYPE:AIR,MNFR:01)GETMAN,PTNO:01)124193 | EN_01)AIR,01)GETMAN,01)124193 |  |  | GETMAN | GETMAN | 124193 | [18 empty] | GAUGE | No Modifier | TYPE | AIR | MEASURING RANGE |  | MATERIAL |  | SIZE |  | PROCESS CONNECTION |  | ACCURACY |  | HAZARD CLASS |  | CERTIFICATION/STANDARD |  | ADDITIONAL FEATURES
STP_009 - Lot4 | Data Enrichment | rym |  | 2023-07-31 |  |  | 1385340 | 1385340 | EA | GAUGE;BLADE TENSION,0-5000 KG/CM2 |  |  | GAUGE;TYPE:BLADE TENSION,MEASURING RANGE:0-5000 KG/CM2,SIZE:WD 90 X LG 190 X THK 70 MM,ADDITIONAL FEATURES EN:REFERENCE NO: 105, MNFR:01)HAREFORB,PTNO:01)4BM0105 | EN_01)BLADE TENSION,0-5000 KG/CM2,WD 90 X LG 190 X THK 70 MM,01)REFERENCE NO: 105,01)HAREFORB,01)4BM0105 |  |  | HAREFORB | HAREFORB | 4BM0105 | [18 empty] | GAUGE | No Modifier | TYPE | BLADE TENSION | MEASURING RANGE | 0-5000 KG/CM2 | MATERIAL |  | SIZE | WD 90 X LG 190 X THK 70 MM | PROCESS CONNECTION |  | ACCURACY |  | HAZARD CLASS |  | CERTIFICATION/STANDARD |  | ADDITIONAL FEATURES | REFERENCE NO: 105
STP_009 - Lot4 | Data Enrichment | rym |  | 2023-07-31 |  |  | 1385378 | 1385378 | EA | GAUGE;COMBINATION METER |  |  | GAUGE;TYPE:COMBINATION METER,MNFR:01)FORKFORCE,PTNO:01)30424Y-50000 | EN_01)COMBINATION METER,01)FORKFORCE,01)30424Y-50000 |  |  | FORK FORCE AUSTRALIA PTY LTD | FORKFORCE | 30424Y-50000 | [18 empty] | GAUGE | No Modifier | TYPE | COMBINATION METER | MEASURING RANGE |  | MATERIAL |  | SIZE |  | PROCESS CONNECTION |  | ACCURACY |  | HAZARD CLASS |  | CERTIFICATION/STANDARD |  | ADDITIONAL FEATURES
STP_009 - Lot4 | Data Enrichment | rym |  | 2023-07-31 |  |  | 1286338 | 1286338 | EA | GAUGE;CYL,LIQUID FILLED |  |  | GAUGE;TYPE:CYLINDER,ADDITIONAL FEATURES EN:LIQUID FILLED,MNFR:01)ISA FIRE PTY LTD,PTNO:01)QTB412 | EN_01)CYLINDER,01)LIQUID FILLED,01)ISA FIRE PTY LTD,01)QTB412 |  |  | ISA FIRE PTY LTD | ISA FIRE PTY LTD | QTB412 | [18 empty] | GAUGE | No Modifier | TYPE | CYLINDER | MEASURING RANGE |  | MATERIAL |  | SIZE |  | PROCESS CONNECTION |  | ACCURACY |  | HAZARD CLASS |  | CERTIFICATION/STANDARD |  | ADDITIONAL FEATURES | LIQUID FILLED
STP_009 - Lot4 | Data Enrichment | rym |  | 2023-07-31 |  |  | 1387203 | 1387203 | EA | GAUGE;DONA,X002275 |  |  |  |  | X002275 | 3000264 | DONALDSON COMPANY INC |  | , | [18 empty] | GAUGE | No Modifier | TYPE |  | MEASURING RANGE |  | MATERIAL |  | SIZE |  | PROCESS CONNECTION |  | ACCURACY |  | HAZARD CLASS |  | CERTIFICATION/STANDARD |  | ADDITIONAL FEATURES
STP_009 - Lot4 | Data Enrichment | rym |  | 2023-07-31 |  |  | 1385577 | 1385577 | EA | GAUGE;FUEL,10-18 OHM,CR,52 MM |  |  | GAUGE;TYPE:FUEL,MEASURING RANGE:10-18 OHM,MATERIAL:CHROME,SIZE:52 MM,ADDITIONAL FEATURES EN:FLOAT ARM SENDER 24 V,MNFR:01)ASHDOWN, PTNO:01)301040001 | EN_01)FUEL,10-18 OHM,EN_01)CHROME,52 MM,01)FLOAT ARM SENDER 24 V,01)ASHDOWN,01)301040001 |  |  | ASHDOWN | ASHDOWN | 301040001 | [18 empty] | GAUGE | No Modifier | TYPE | FUEL | MEASURING RANGE | 10-18 OHM | MATERIAL | CHROME | SIZE | 52 MM | PROCESS CONNECTION |  | ACCURACY |  | HAZARD CLASS |  | CERTIFICATION/STANDARD |  | ADDITIONAL FEATURES | FLOAT ARM SENDER 24 V
STP_009 - Lot4 | Data Enrichment | rym |  | 2023-07-31 |  |  | 1351983 | 1351983 | EA | GAUGE;GL,WD 34 X LG 140 X THK 21 MM |  |  | GAUGE;MATERIAL:GLASS,SIZE:WD 34 X LG 140 X THK 21 MM,ADDITIONAL FEATURES EN:TRANSPARENT LEVEL INDICATOR 600 MM, REFERENCE N,MNFR: 01)HAWLEYS PTY LTD,PTNO:01)H-II | EN_01)GLASS,WD 34 X LG 140 X THK 21 MM,01)TRANSPARENT LEVEL INDICATOR,01)HAWLEYS PTY LTD,01)H-II |  |  | HAWLEYS PTY LTD | 01)HAWLEYS PTY LTD | H-II | [18 empty] | GAUGE | No Modifier | TYPE |  | MEASURING RANGE |  | MATERIAL | GLASS | SIZE | WD 34 X LG 140 X THK 21 MM | PROCESS CONNECTION |  | ACCURACY |  | HAZARD CLASS |  | CERTIFICATION/STANDARD |  | ADDITIONAL FEATURES | TRANSPARENT LEVEL INDICATOR 600 MM,REFERENCE N
STP_009 - Lot4 | Data Enrichment | rym |  | 2023-07-31 |  |  | 1292869 | 1292869 | EA | GAUGE;GL,WD 34 X LG 280 X THK 21 MM |  |  | GAUGE;MATERIAL:GLASS,SIZE:WD 34 X LG 280 X THK 21 MM,ADDITIONAL FEATURES EN:C/W GASKET SF, TRANSPARENT, REFERENCE NO: TYPE.,MNFR: 01)HAWLEYS PTY LTD,PTNO:01)H-VII | EN_01)GLASS,WD 34 X LG 280 X THK 21 MM,01)C/W GASKET SF, TRANSPARENT,01)HAWLEYS PTY LTD,01)H-VII |  |  | HAWLEYS PTY LTD | 01)HAWLEYS PTY LTD | H-VII | [18 empty] | GAUGE | No Modifier | TYPE |  | MEASURING RANGE |  | MATERIAL | GLASS | SIZE | WD 34 X LG 280 X THK 21 MM | PROCESS CONNECTION |  | ACCURACY |  | HAZARD CLASS |  | CERTIFICATION/STANDARD |  | ADDITIONAL FEATURES | C/W GASKET SF,TRANSPARENT | [54 empty] | REFERENCE NO: TYPE.
STP_009 - Lot4 | Data Enrichment | rym |  | 2023-07-31 |  |  | 1385329 | 1385329 | EA | GAUGE;LOW PRESS,DIA 63 MM |  |  | GAUGE;TYPE:LOW PRESSURE,SIZE:DIA 63 MM,ADDITIONAL FEATURES EN:F/M - 100/0/1600,MNFR:01)HEATCRAFT T/A KIRBY HVACANDR P/L,PTNO:01) FML | EN_01)LOW PRESSURE,DIA 63 MM,01)F/M - 100/0/1600,01)HEATCRAFT T/A KIRBY HVAC&R,01)FML60L |  |  | HEATCRAFT T/A KIRBY HVACANDR P/L | HEATCRAFT T/A KIRBY HVACANDR P/L | FML | [18 empty] | GAUGE | No Modifier | TYPE | LOW PRESSURE | MEASURING RANGE |  | MATERIAL |  | SIZE | DIA 63 MM | PROCESS CONNECTION |  | ACCURACY |  | HAZARD CLASS |  | CERTIFICATION/STANDARD |  | ADDITIONAL FEATURES | F/M - 100/0/1600
STP_009 - Lot4 | Data Enrichment | rym |  | 2023-07-31 |  |  | 1288697 | 1288697 | EA | GAUGE;LVL |  |  | GAUGE;TYPE:LEVEL,MNFR:01)FLUTEC,PTNO:01)FSA-254-1.0/FT200 | EN_01)LEVEL,01)FLUTEC,01)FSA-254-1.0/FT200 |  |  | FLUTEC | FLUTEC | FSA-254-1.0/FT200 | [18 empty] | GAUGE | No Modifier | TYPE | LEVEL | MEASURING RANGE |  | MATERIAL |  | SIZE |  | PROCESS CONNECTION |  | ACCURACY |  | HAZARD CLASS |  | CERTIFICATION/STANDARD |  | ADDITIONAL FEATURES
STP_009 - Lot4 | Data Enrichment | rym |  | 2023-07-31 |  |  | 1229770 | 1229770 | EA | GAUGE;LVL,GD,112602 |  |  | GAUGE;TYPE:LEVEL,MNFR:01)GD,PTNO:01)112602 | EN_01)LEVEL,01)GD,01)112602 |  |  | GD | GD | 112602 | [18 empty] | GAUGE | No Modifier | TYPE | LEVEL | MEASURING RANGE |  | MATERIAL |  | SIZE |  | PROCESS CONNECTION |  | ACCURACY |  | HAZARD CLASS |  | CERTIFICATION/STANDARD |  | ADDITIONAL FEATURES
STP_009 - Lot4 | Data Enrichment | rym |  | 2023-07-31 |  |  | 1295557 | 1295557 | EA | GAUGE;METRIC/ENGLISH, TAPER,SLOT |  |  | GAUGE;TYPE:METRIC/ENGLISH, TAPER,SIZE:WD 7/16 X LG 6-1/4 IN,ADDITIONAL FEATURES EN:SLOT,MNFR:01)J BLACKWOOD AND SONS,PTNO:01) 065287 | EN_01)METRIC/ENGLISH, TAPER,WD 7/16 X LG 6-1/4 IN,01)SLOT,01)J BLACKWOOD & SONS,02)STARRETT,01)06528706,02)270 |  |  | J BLACKWOOD AND SONS | J BLACKWOOD AND SONS | 065287 | [18 empty] | GAUGE | No Modifier | TYPE | METRIC/ENGLISH,TAPER | MEASURING RANGE |  | MATERIAL |  | SIZE | WD 7/16 X LG 6-1/4 IN | PROCESS CONNECTION |  | ACCURACY |  | HAZARD CLASS |  | CERTIFICATION/STANDARD |  | ADDITIONAL FEATURES | SLOT
STP_009 - Lot4 | Data Enrichment | rym |  | 2023-07-31 |  |  | 1385426 | 1385426 | EA | GAUGE;REGLTR,3/8 IN,03/B3039567 |  |  | GAUGE;TYPE:REGULATOR,SIZE:3/8 IN,ADDITIONAL FEATURES EN:03/B3039567,MNFR:01)SMC,PTNO:01)AR30-03GH-B | EN_01)REGULATOR,3/8 IN,01)03/B3039567,01)SMC,01)AR30-03GH-B |  |  | SMC CORPORATION (AUST) PTY LTD | SMC | AR30-03GH-B | [18 empty] | GAUGE | No Modifier | TYPE | REGULATOR | MEASURING RANGE |  | MATERIAL |  | SIZE | 3/8 IN | PROCESS CONNECTION |  | ACCURACY |  | HAZARD CLASS |  | CERTIFICATION/STANDARD |  | ADDITIONAL FEATURES | 03/B3039567
STP_009 - Lot4 | Data Enrichment | rym |  | 2023-07-31 |  |  | 1286517 | 1286517 | EA | GAUGE;TBE,DUST SUPPRESSION |  |  | GAUGE;TYPE:TBE,ADDITIONAL FEATURES EN:DUST SUPPRESSION,MNFR:01)MARC TECHNOLOGIES PTY LTD,PTNO:01)128648 | EN_01)TBE,01)DUST SUPPRESSION,01)MARC TECHNOLOGIES PTY LTD,01)128648 |  |  | MARC TECHNOLOGIES PTY LTD | MARC TECHNOLOGIES PTY LTD | 128648 | [18 empty] | GAUGE | No Modifier | TYPE | TBE | MEASURING RANGE |  | MATERIAL |  | SIZE |  | PROCESS CONNECTION |  | ACCURACY |  | HAZARD CLASS |  | CERTIFICATION/STANDARD |  | ADDITIONAL FEATURES | DUST SUPPRESSION
STP_009 - Lot4 | Data Enrichment | rym |  | 2023-07-31 |  |  | 1288692 | 1288692 | EA | GAUGE;TO SUIT |  |  | GAUGE;ADDITIONAL FEATURES EN:TO SUIT,MNFR:01)BURWTEC,PTNO:01)0304-1423 | 01)TO SUIT,01)BURWTEC,01)0304-1423 |  |  | BURWTEC | BURWTEC | 0304-1423 | [18 empty] | GAUGE | No Modifier | TYPE |  | MEASURING RANGE |  | MATERIAL |  | SIZE |  | PROCESS CONNECTION |  | ACCURACY |  | HAZARD CLASS |  | CERTIFICATION/STANDARD |  | ADDITIONAL FEATURES | TO SUIT
STP_009 - Lot4 | Data Enrichment | rym |  | 2023-07-31 |  |  | 1385408 | 1385408 | EA | GAUGE;TPR,SS |  |  | GAUGE;TYPE:TAPER,MATERIAL:STAINLESS STEEL,MNFR:01)BLKWOOD,PTNO:01)00961409 | EN_01)TAPER,EN_01)STAINLESS STEEL,01)BLKWOOD,01)00961409 |  |  | BLKWOOD | BLKWOOD | 00961409 | [18 empty] | GAUGE | No Modifier | TYPE | TAPER | MEASURING RANGE |  | MATERIAL | STAINLESS STEEL | SIZE |  | PROCESS CONNECTION |  | ACCURACY |  | HAZARD CLASS |  | CERTIFICATION/STANDARD |  | ADDITIONAL FEATURES
STP_009 - Lot4 | Data Enrichment | rym |  | 2023-07-31 |  |  | 1385213 | 1385213 | EA | GAUGE;TU 815 12 V, FOR IZNMOBTU01 |  |  | GAUGE;ADDITIONAL FEATURES EN:TU 815 12 V, FOR IZNMOBTU01,MNFR:01)LINCOM PACIFIC EQUIPMENT PTY LTD,PTNO:01)47.19.0070 | 01)TU 815 12 V, FOR IZNMOBTU01,01)LINCOM PACIFIC EQUIPMENT PT,01)47.19.0070 |  |  | LINCOM PACIFIC EQUIPMENT PTY LTD | LINCOM PACIFIC EQUIPMENT PTY LTD | 47.19.0070 | [18 empty] | GAUGE | No Modifier | TYPE |  | MEASURING RANGE |  | MATERIAL |  | SIZE |  | PROCESS CONNECTION |  | ACCURACY |  | HAZARD CLASS |  | CERTIFICATION/STANDARD |  | ADDITIONAL FEATURES | TU 815 12 V,FOR IZNMOBTU01
STP_009 - Lot4 | Data Enrichment | rym |  | 2023-07-31 |  |  | 1345254 | 1345254 | EA | GAUGE;ULTRASONIC ECHO,ENDRESS AND HAUSE |  |  | GAUGE;TYPE:ULTRASONIC ECHO,ADDITIONAL FEATURES EN:INDICATOR ASSY, LIQUID QTY,MNFR:01)ENDRESS AND HAUSER,PTNO:01)FMU2780 | EN_01)ULTRASONIC ECHO,01)INDICATOR ASSY, LIQUID QTY,01)ENDRESS AND HAUSER,01)FMU2780 |  |  | ENDRESS AND HAUSER | ENDRESS AND HAUSER | FMU2780 | [18 empty] | GAUGE | No Modifier | TYPE | ULTRASONIC ECHO | MEASURING RANGE |  | MATERIAL |  | SIZE |  | PROCESS CONNECTION |  | ACCURACY |  | HAZARD CLASS |  | CERTIFICATION/STANDARD |  | ADDITIONAL FEATURES | INDICATOR ASSY,LIQUID QTY
STP_009 - Lot4 | Data Enrichment | rym |  | 2023-07-31 |  |  | 1288426 | 1288426 | EA | GAUGE,PRES;0 TO 10 BAR,63 MM |  |  | GAUGE,PRESSURE;MEASURING RANGE:0 TO 10 BAR,DIAL SIZE:63 MM,PROCESS CONNECTION:STEM MOUNTING,MNFR:01)STAUFF,PTNO:01)SPG 063-00010 | 01)STAUFF,01)SPG 063-00010,0 TO 10 BAR,63 MM,STEM MOUNTING |  |  | STAUFF | STAUFF | SPG 063-00010 | [18 empty] | GAUGE | PRESSURE | MEASURING RANGE | 0 TO 10 BAR | DIAL SIZE | 63 MM | PROCESS CONNECTION | STEM MOUNTING | CONNECTION LOCATION |  | MOUNTING TYPE |  | ACCURACY |  | DISPLAY TYPE |  | TUBE MATERIAL |  | CONNECTION MATERIAL |  | CASE MATERIAL |  | FILLER MATERIAL |  | HAZARD CLASS |  | CERTIFICATION/STANDARD |  | ADDITIONAL FEATURES
STP_009 - Lot4 | Data Enrichment | rym |  | 2023-07-31 |  |  | 1299718 | 1299718 | EA | GAUGE,PRES;0-0.6 BAR,63 MM,1/4 IN-19BSP |  |  | GAUGE,PRESSURE;MEASURING RANGE:0-0.6 BAR,DIAL SIZE:63 MM,PROCESS CONNECTION:1/4 IN-19BSP,MNFR:01)JUMO,PTNO:01)84.119 | 01)JUMO,01)84.119,0-0.6 BAR,63 MM,1/4 IN-19BSP |  |  | JUMO | JUMO | 84.119 | [18 empty] | GAUGE | PRESSURE | MEASURING RANGE | 0-0.6 BAR | DIAL SIZE | 63 MM | PROCESS CONNECTION | 1/4 IN-19BSP | CONNECTION LOCATION |  | MOUNTING TYPE |  | ACCURACY |  | DISPLAY TYPE |  | TUBE MATERIAL |  | CONNECTION MATERIAL |  | CASE MATERIAL |  | FILLER MATERIAL |  | HAZARD CLASS |  | CERTIFICATION/STANDARD |  | ADDITIONAL FEATURES
STP_009 - Lot4 | Data Enrichment | rym |  | 2023-07-31 |  |  | 1291467 | 1291467 | EA | GAUGE,PRES;0-1 MPA,1R-4M5,SMC |  |  | GAUGE,PRESSURE;MEASURING RANGE:0-1 MPA,PROCESS CONNECTION:1R-4M5,ADDITIONAL FEATURES EN:CSM WEIGHING/LABELING D,MNFR:01)SMC,PTNO: 01)G46-10-02M-C | 01)SMC,01)G46-10-02M-C,0-1 MPA,1R-4M5,01)CSM WEIGHING/LABELING D |  |  | SMC CORPORATION (AUST) PTY LTD | SMC | 01)G46-10-02M-C | [18 empty] | GAUGE | PRESSURE | MEASURING RANGE | 0-1 MPA | DIAL SIZE |  | PROCESS CONNECTION | 1R-4M5 | CONNECTION LOCATION |  | MOUNTING TYPE |  | ACCURACY |  | DISPLAY TYPE |  | TUBE MATERIAL |  | CONNECTION MATERIAL |  | CASE MATERIAL |  | FILLER MATERIAL |  | HAZARD CLASS |  | CERTIFICATION/STANDARD |  | ADDITIONAL FEATURES | CSM WEIGHING/LABELING D
STP_009 - Lot4 | Data Enrichment | rym |  | 2023-07-31 |  |  | 1280920 | 1280920 | EA | GAUGE,PRES;0-1 MPA,40 MM,1/8 IN,REAR |  |  | GAUGE,PRESSURE;MEASURING RANGE:0-1 MPA,DIAL SIZE:40 MM,PROCESS CONNECTION:1/8 IN,CONNECTION LOCATION:REAR,ACCURACY:+/-3 PCT, DISPLAY TYPE:DIAL,CASE MATERIAL:ALUMINUM DIE CAST,MNFR:01)CAVA,PTNO:01)G36-K-10-01-X7 | 01)CAVA,01)G36-K-10-01-X7,0-1 MPA,40 MM,1/8 IN,REAR,+/-3 PCT,DIAL,ALUMINUM DIE CAST |  |  | CAVA | CAVA | G36-K-10-01-X7 | [18 empty] | GAUGE | PRESSURE | MEASURING RANGE | 0-1 MPA | DIAL SIZE | 40 MM | PROCESS CONNECTION | 1/8 IN | CONNECTION LOCATION | REAR | MOUNTING TYPE |  | ACCURACY | +/-3 PCT | DISPLAY TYPE | DIAL | TUBE MATERIAL |  | CONNECTION MATERIAL |  | CASE MATERIAL | ALUMINUM DIE CAST | FILLER MATERIAL |  | HAZARD CLASS |  | CERTIFICATION/STANDARD |  | ADDITIONAL FEATURES
STP_009 - Lot4 | Data Enrichment | rym |  | 2023-07-31 |  |  | 1300124 | 1300124 | EA | GAUGE,PRES;0-10 BAR, 0-145 PSI,63 MM |  |  | GAUGE,PRESSURE;MEASURING RANGE:0-10 BAR, 0-145 PSI,DIAL SIZE:63 MM,PROCESS CONNECTION:1/4 IN BSPP,MNFR:01)CAVA HYDRAULICS AND AUTO E | 01)CAVA HYDRAULICS & AUTO ELEC,01)MAR63010,0-10 BAR, 0-145 PSI,63 MM,1/4 IN BSPP |  |  | CAVA HYDRAULICS AND AUTO E | CAVA HYDRAULICS AND AUTO E | [19 empty] | GAUGE | PRESSURE | MEASURING RANGE | 0-10 BAR,0-145 PSI | DIAL SIZE | 63 MM | PROCESS CONNECTION | 1/4 IN BSPP | CONNECTION LOCATION |  | MOUNTING TYPE |  | ACCURACY |  | DISPLAY TYPE |  | TUBE MATERIAL |  | CONNECTION MATERIAL |  | CASE MATERIAL |  | FILLER MATERIAL |  | HAZARD CLASS |  | CERTIFICATION/STANDARD |  | ADDITIONAL FEATURES
STP_009 - Lot4 | Data Enrichment | rym |  | 2023-07-31 |  |  | 1345124 | 1345124 | EA | GAUGE,PRES;0-10 BAR,100 MM,1/2 IN-14BSPP |  |  | GAUGE,PRESSURE;MEASURING RANGE:0-10 BAR,DIAL SIZE:100 MM,PROCESS CONNECTION:1/2 IN-14BSPP,ADDITIONAL FEATURES EN:0-15 BAR,FLA, MNFR:01)CAVA,PTNO:01)MAF100025 | 01)CAVA,01)MAF100025,0-10 BAR,100 MM,1/2 IN-14BSPP,01)0-15 BAR,FLA |  |  | CAVA | CAVA | MAF100025 | [18 empty] | GAUGE | PRESSURE | MEASURING RANGE | 0-10 BAR | DIAL SIZE | 100 MM | PROCESS CONNECTION | 1/2 IN-14BSPP | CONNECTION LOCATION |  | MOUNTING TYPE |  | ACCURACY |  | DISPLAY TYPE |  | TUBE MATERIAL |  | CONNECTION MATERIAL |  | CASE MATERIAL |  | FILLER MATERIAL |  | HAZARD CLASS |  | CERTIFICATION/STANDARD |  | ADDITIONAL FEATURES | 0-15 BAR,FLA
STP_009 - Lot4 | Data Enrichment | rym |  | 2023-07-31 |  |  | 1299716 | 1299716 | EA | GAUGE,PRES;0-10 BAR,50 MM,1/4 IN-19 BSP |  |  | GAUGE,PRESSURE;MEASURING RANGE:0-10 BAR,DIAL SIZE:50 MM,PROCESS CONNECTION:1/4 IN-19 BSP,CONNECTION LOCATION:REAR ENTRY,MNFR:01) BERENDSEN FLUID POWER,PTNO:01)918-510-140 | 01)BERENDSEN FLUID POWER,01)918-510-140,0-10 BAR,50 MM,1/4 IN-19 BSP,REAR ENTRY |  |  | BERENDSEN FLUID POWER | BERENDSEN FLUID POWER | 918-510-140 | [18 empty] | GAUGE | PRESSURE | MEASURING RANGE | 0-10 BAR | DIAL SIZE | 50 MM | PROCESS CONNECTION | 1/4 IN-19 BSP | CONNECTION LOCATION | REAR ENTRY | MOUNTING TYPE |  | ACCURACY |  | DISPLAY TYPE |  | TUBE MATERIAL |  | CONNECTION MATERIAL |  | CASE MATERIAL |  | FILLER MATERIAL |  | HAZARD CLASS |  | CERTIFICATION/STANDARD |  | ADDITIONAL FEATURES
STP_009 - Lot4 | Data Enrichment | rym |  | 2023-07-31 |  |  | 1292363 | 1292363 | EA | GAUGE,PRES;0-10 BAR,BOTTOM |  |  | GAUGE,PRESSURE;MEASURING RANGE:0-10 BAR,CONNECTION LOCATION:BOTTOM,ADDITIONAL FEATURES EN:MEDIUM: HYDRAULIC,MNFR:01)CAVA HYDRAULICS | 01)CAVA HYDRAULICS & AUTO ELEC,01)633218,0-10 BAR,BOTTOM,01)MEDIUM: HYDRAULIC |  |  | CAVA HYDRAULICS | CAVA HYDRAULICS | [19 empty] | GAUGE | PRESSURE | MEASURING RANGE | 0-10 BAR | DIAL SIZE |  | PROCESS CONNECTION |  | CONNECTION LOCATION | BOTTOM | MOUNTING TYPE |  | ACCURACY |  | DISPLAY TYPE |  | TUBE MATERIAL |  | CONNECTION MATERIAL |  | CASE MATERIAL |  | FILLER MATERIAL |  | HAZARD CLASS |  | CERTIFICATION/STANDARD |  | ADDITIONAL FEATURES | MEDIUM: HYDRAULIC
STP_009 - Lot4 | Data Enrichment | rym |  | 2023-07-31 |  |  | 1300232 | 1300232 | EA | GAUGE,PRES;0-10 BAR,DIA 100 MM,OILTECH |  |  | GAUGE,PRESSURE;MEASURING RANGE:0-10 BAR,DIAL SIZE:DIA 100 MM,MNFR:01)OILTECH,PTNO:01)SBS 100 0-10BAR | 01)OILTECH,01)SBS 100 0-10BAR,0-10 BAR,DIA 100 MM |  |  | OILTECH | OILTECH | SBS 100 0-10BAR | [18 empty] | GAUGE | PRESSURE | MEASURING RANGE | 0-10 BAR | DIAL SIZE | DIA 100 MM | PROCESS CONNECTION |  | CONNECTION LOCATION |  | MOUNTING TYPE |  | ACCURACY |  | DISPLAY TYPE |  | TUBE MATERIAL |  | CONNECTION MATERIAL |  | CASE MATERIAL |  | FILLER MATERIAL |  | HAZARD CLASS |  | CERTIFICATION/STANDARD |  | ADDITIONAL FEATURES
STP_009 - Lot4 | Data Enrichment | rym |  | 2023-07-31 |  |  | 1288590 | 1288590 | EA | GAUGE,PRES;0-10 BAR,R1/8 IN,WITH SWITCH |  |  | GAUGE,PRESSURE;MEASURING RANGE:0-10 BAR,PROCESS CONNECTION:R1/8 IN,ADDITIONAL FEATURES EN:WITH SWITCH,MNFR:01)OUTOKUMP,PTNO:01) 592102 | 01)OUTOKUMP,01)592102,0-10 BAR,R1/8 IN,01)WITH SWITCH |  |  | OUTOKUMP | OUTOKUMP | 592102 | [18 empty] | GAUGE | PRESSURE | MEASURING RANGE | 0-10 BAR | DIAL SIZE |  | PROCESS CONNECTION | R1/8 IN | CONNECTION LOCATION |  | MOUNTING TYPE |  | ACCURACY |  | DISPLAY TYPE |  | TUBE MATERIAL |  | CONNECTION MATERIAL |  | CASE MATERIAL |  | FILLER MATERIAL |  | HAZARD CLASS |  | CERTIFICATION/STANDARD |  | ADDITIONAL FEATURES | WITH SWITCH
STP_009 - Lot4 | Data Enrichment | rym |  | 2023-07-31 |  |  | 1299685 | 1299685 | EA | GAUGE,PRES;0-100 KPA,100 MM,3/8 IN-19BSP |  |  | GAUGE,PRESSURE;MEASURING RANGE:0-100 KPA,DIAL SIZE:100 MM,PROCESS CONNECTION:3/8 IN-19BSP,MNFR:01)WIKA,PTNO:01)502.9687470.10 | 01)WIKA,01)502.9687470.10,0-100 KPA,100 MM,3/8 IN-19BSP |  |  | WIKA | WIKA | 502.9687470.10 | [18 empty] | GAUGE | PRESSURE | MEASURING RANGE | 0-100 KPA | DIAL SIZE | 100 MM | PROCESS CONNECTION | 3/8 IN-19BSP | CONNECTION LOCATION |  | MOUNTING TYPE |  | ACCURACY |  | DISPLAY TYPE |  | TUBE MATERIAL |  | CONNECTION MATERIAL |  | CASE MATERIAL |  | FILLER MATERIAL |  | HAZARD CLASS |  | CERTIFICATION/STANDARD |  | ADDITIONAL FEATURES
STP_009 - Lot4 | Data Enrichment | rym |  | 2023-07-31 |  |  | 1280775 | 1280775 | EA | GAUGE,PRES;0-100 MPA,DIGITAL |  |  | GAUGE,PRESSURE;MEASURING RANGE:0-100 MPA,DISPLAY TYPE:DIGITAL,MNFR:01)SKF,PTNO:01)THGD100,MNFR:02)APPLIED INDUSTRIAL TECHNOLOGIES, PTNO:02)THGD 100 | 01)SKF,02)APPLIED INDUSTRIAL TECHNOLO,01)THGD100,02)THGD 100,0-100 MPA,DIGITAL |  |  | APPLIED INDUSTRIAL TECHNOLOGIES | SKF | THGD100 |  | APPLIED INDUSTRIAL TECHNOLOGIES | THGD 100 | [15 empty] | GAUGE | PRESSURE | MEASURING RANGE | 0-100 MPA | DIAL SIZE |  | PROCESS CONNECTION |  | CONNECTION LOCATION |  | MOUNTING TYPE |  | ACCURACY |  | DISPLAY TYPE | DIGITAL | TUBE MATERIAL |  | CONNECTION MATERIAL |  | CASE MATERIAL |  | FILLER MATERIAL |  | HAZARD CLASS |  | CERTIFICATION/STANDARD |  | ADDITIONAL FEATURES
STP_009 - Lot4 | Data Enrichment | rym |  | 2023-07-31 |  |  | 1288389 | 1288389 | EA | GAUGE,PRES;0-100 PSI,2-1/2 IN,REAR,DIAL |  |  | GAUGE,PRESSURE;MEASURING RANGE:0-100 PSI,DIAL SIZE:2-1/2 IN,PROCESS CONNECTION:1/4 IN-18 NPT,CONNECTION LOCATION:REAR,DISPLAY TYPE:DIAL,CONNECTION MATERIAL:BRASS,CASE MATERIAL:STAINLESS STEEL 304,FILLER MATERIAL:GLYCERINE,MNFR:01)MARCTECH,PTNO:01)9767215 | 01)MARCTECH,01)9767215,0-100 PSI,2-1/2 IN,1/4 IN-18 NPT,REAR,DIAL,BRASS,STAINLESS STEEL 304,GLYCERINE |  |  | MARCTECH | MARCTECH | 9767215 | [18 empty] | GAUGE | PRESSURE | MEASURING RANGE | 0-100 PSI | DIAL SIZE | 2-1/2 IN | PROCESS CONNECTION | 1/4 IN-18 NPT | CONNECTION LOCATION | REAR | MOUNTING TYPE |  | ACCURACY |  | DISPLAY TYPE | DIAL | TUBE MATERIAL |  | CONNECTION MATERIAL | BRASS | CASE MATERIAL | STAINLESS STEEL 304 | FILLER MATERIAL | GLYCERINE | HAZARD CLASS |  | CERTIFICATION/STANDARD |  | ADDITIONAL FEATURES
STP_009 - Lot4 | Data Enrichment | rym |  | 2023-07-31 |  |  | 1288585 | 1288585 | EA | GAUGE,PRES;0-100 PSI,2-1/2 IN,REAR,DIAL |  |  | GAUGE,PRESSURE;MEASURING RANGE:0-100 PSI,DIAL SIZE:2-1/2 IN,PROCESS CONNECTION:1/4 IN-19 BSP,CONNECTION LOCATION:REAR,DISPLAY TYPE:DIAL,CONNECTION MATERIAL:BRASS,CASE MATERIAL:STAINLESS STEEL,FILLER MATERIAL:GLYCERINE,MNFR:01)MARCTECH,PTNO:01)117456 9767215 | 01)MARCTECH,01)117456 9767215,0-100 PSI,2-1/2 IN,1/4 IN-19 BSP,REAR,DIAL,BRASS,STAINLESS STEEL,GLYCERINE |  |  | MARCTECH | MARCTECH | 117456 9767215 | [18 empty] | GAUGE | PRESSURE | MEASURING RANGE | 0-100 PSI | DIAL SIZE | 2-1/2 IN | PROCESS CONNECTION | 1/4 IN-19 BSP | CONNECTION LOCATION | REAR | MOUNTING TYPE |  | ACCURACY |  | DISPLAY TYPE | DIAL | TUBE MATERIAL |  | CONNECTION MATERIAL | BRASS | CASE MATERIAL | STAINLESS STEEL | FILLER MATERIAL | GLYCERINE | HAZARD CLASS |  | CERTIFICATION/STANDARD |  | ADDITIONAL FEATURES
STP_009 - Lot4 | Data Enrichment | rym |  | 2023-07-31 |  |  | 1280933 | 1280933 | EA | GAUGE,PRES;0-100 PSI,BOTTOM |  |  | GAUGE,PRESSURE;MEASURING RANGE:0-100 PSI,MOUNTING TYPE:BOTTOM,ADDITIONAL FEATURES EN:PER QUOTE TV2519,MNFR:01)BURWELL TECHNOLOGIES,PTNO:01)110436 | 01)BURWELL TECHNOLOGIES,01)110436,0-100 PSI,BOTTOM,01)PER QUOTE TV2519 |  |  | BURWELL TECHNOLOGIES | BURWELL TECHNOLOGIES | 110436 | [18 empty] | GAUGE | PRESSURE | MEASURING RANGE | 0-100 PSI | DIAL SIZE |  | PROCESS CONNECTION |  | CONNECTION LOCATION |  | MOUNTING TYPE | BOTTOM | ACCURACY |  | DISPLAY TYPE |  | TUBE MATERIAL |  | CONNECTION MATERIAL |  | CASE MATERIAL |  | FILLER MATERIAL |  | HAZARD CLASS |  | CERTIFICATION/STANDARD |  | ADDITIONAL FEATURES | PER QUOTE TV2519
STP_009 - Lot4 | Data Enrichment | rym |  | 2023-07-31 |  |  | 1280982 | 1280982 | EA | GAUGE,PRES;0-1000 BAR,100 MM |  |  | GAUGE,PRESSURE;MEASURING RANGE:0-1000 BAR,DIAL SIZE:100 MM,MNFR:01)CAVA HYDRAULICS AND AUTO ELECTRICS,PTNO:01)G1004B | 01)CAVA HYDRAULICS & AUTO ELEC,01)G1004B,0-1000 BAR,100 MM |  |  | CAVA HYDRAULICS AND AUTO ELECTRICS | CAVA HYDRAULICS AND AUTO ELECTRICS | G1004B | [18 empty] | GAUGE | PRESSURE | MEASURING RANGE | 0-1000 BAR | DIAL SIZE | 100 MM | PROCESS CONNECTION |  | CONNECTION LOCATION |  | MOUNTING TYPE |  | ACCURACY |  | DISPLAY TYPE |  | TUBE MATERIAL |  | CONNECTION MATERIAL |  | CASE MATERIAL |  | FILLER MATERIAL |  | HAZARD CLASS |  | CERTIFICATION/STANDARD |  | ADDITIONAL FEATURES
STP_009 - Lot4 | Data Enrichment | rym |  | 2023-07-31 |  |  | 1299754 | 1299754 | EA | GAUGE,PRES;0-1000 KPA,1/8 IN-28 BSP,REAR |  |  | GAUGE,PRESSURE;MEASURING RANGE:0-1000 KPA,PROCESS CONNECTION:1/8 IN-28 BSP,CONNECTION LOCATION:REAR,MNFR:01)SMC CORPORATION (AUST) PTY LTD,PTNO:01)G33-K10-01 | 01)SMC CORPORATION (AUST) PTY,01)G33-K10-01,0-1000 KPA,1/8 IN-28 BSP,REAR |  |  | SMC CORPORATION (AUST) PTY LTD | SMC CORPORATION (AUST) PTY LTD | G33-K10-01 | [18 empty] | GAUGE | PRESSURE | MEASURING RANGE | 0-1000 KPA | DIAL SIZE |  | PROCESS CONNECTION | 1/8 IN-28 BSP | CONNECTION LOCATION | REAR | MOUNTING TYPE |  | ACCURACY |  | DISPLAY TYPE |  | TUBE MATERIAL |  | CONNECTION MATERIAL |  | CASE MATERIAL |  | FILLER MATERIAL |  | HAZARD CLASS |  | CERTIFICATION/STANDARD |  | ADDITIONAL FEATURES
STP_009 - Lot4 | Data Enrichment | rym |  | 2023-07-31 |  |  | 1300223 | 1300223 | EA | GAUGE,PRES;0-1000 KPA,100 MM,1/2 IN BSP |  |  | GAUGE,PRESSURE;MEASURING RANGE:0-1000 KPA,DIAL SIZE:100 MM,PROCESS CONNECTION:1/2 IN BSP,CONNECTION LOCATION:BOTTOM,CASE MATERIAL: STAINLESS STEEL 316,MNFR:01)CUSTOM FLUID POWER P/L,PTNO:01)100-1009SW04L-0-1000KPA,MNFR:02)CUSTOM FLUID POWER P/L,PTNO:02) 68000285 | 01)CUSTOM FLUID POWER P/L,02)CUSTOM FLUID POWER P/L,01)100-1009SW04L-0-1000KPA,02)68000285,0-1000 KPA,100 MM,1/2 IN BSP,BOTTOM,STAINLESS STEEL 316 |  |  | CUSTOM FLUID POWER P/L | CUSTOM FLUID POWER P/L | 100-1009SW04L-0-1000KPA |  | CUSTOM FLUID POWER P/L | 68000285 | [15 empty] | GAUGE | PRESSURE | MEASURING RANGE | 0-1000 KPA | DIAL SIZE | 100 MM | PROCESS CONNECTION | 1/2 IN BSP | CONNECTION LOCATION | BOTTOM | MOUNTING TYPE |  | ACCURACY |  | DISPLAY TYPE |  | TUBE MATERIAL |  | CONNECTION MATERIAL |  | CASE MATERIAL | STAINLESS STEEL 316 | FILLER MATERIAL |  | HAZARD CLASS |  | CERTIFICATION/STANDARD |  | ADDITIONAL FEATURES
STP_009 - Lot4 | Data Enrichment | rym |  | 2023-07-31 |  |  | 1299880 | 1299880 | EA | GAUGE,PRES;0-1000 KPA,2-1/2 IN,LIQUID |  |  | GAUGE,PRESSURE;MEASURING RANGE:0-1000 KPA,DIAL SIZE:2-1/2 IN,PROCESS CONNECTION:1/4 IN-18 NPT,CONNECTION LOCATION:BOTTOM ENTRY, FILLER MATERIAL:LIQUID,MNFR:01)METSO AUSTRALIA LTD,PTNO:01)85-A50-045-024,MNFR:02)METSO AUSTRALIA LTD,PTNO:02)25-1009SWL-02L-0- 100KPA | 01)METSO AUSTRALIA LTD,02)METSO AUSTRALIA LTD,01)85-A50-045-024,02)25-1009SWL-02L-0-100KPA,0-1000 KPA,2-1/2 IN,1/4 IN-18 NPT,BOTTOM ENTRY,LIQUID |  |  | METSO AUSTRALIA LTD | METSO AUSTRALIA LTD | 85-A50-045-024 |  | METSO AUSTRALIA LTD | 25-1009SWL-02L-0- 100KPA | [15 empty] | GAUGE | PRESSURE | MEASURING RANGE | 0-1000 KPA | DIAL SIZE | 2-1/2 IN | PROCESS CONNECTION | 1/4 IN-18 NPT | CONNECTION LOCATION | BOTTOM ENTRY | MOUNTING TYPE |  | ACCURACY |  | DISPLAY TYPE |  | TUBE MATERIAL |  | CONNECTION MATERIAL |  | CASE MATERIAL |  | FILLER MATERIAL | LIQUID | HAZARD CLASS |  | CERTIFICATION/STANDARD |  | ADDITIONAL FEATURES
STP_009 - Lot4 | Data Enrichment | rym |  | 2023-07-31 |  |  | 1317653 | 1317653 | EA | GAUGE,PRES;0-1000 KPA,25 MM |  |  | GAUGE,PRESSURE;MEASURING RANGE:0-1000 KPA,DIAL SIZE:25 MM,ADDITIONAL FEATURES EN:FACE BLACK, MEDIUM: AIR,MNFR:01)DIESEL PARTS AND SE | 01)DIESEL PARTS & SERVICE PTY,01)0520G100,0-1000 KPA,25 MM,01)FACE BLACK, MEDIUM: AIR |  |  | DIESEL PARTS AND SE | DIESEL PARTS AND SE | [19 empty] | GAUGE | PRESSURE | MEASURING RANGE | 0-1000 KPA | DIAL SIZE | 25 MM | PROCESS CONNECTION |  | CONNECTION LOCATION |  | MOUNTING TYPE |  | ACCURACY |  | DISPLAY TYPE |  | TUBE MATERIAL |  | CONNECTION MATERIAL |  | CASE MATERIAL |  | FILLER MATERIAL |  | HAZARD CLASS |  | CERTIFICATION/STANDARD |  | ADDITIONAL FEATURES | FACE BLACK | [44 empty] | MEDIUM: AIR
STP_009 - Lot4 | Data Enrichment | rym |  | 2023-07-31 |  |  | 1232309 | 1232309 | EA | GAUGE,PRES;0-1000 KPA,50 MM,DIRECT |  |  | GAUGE,PRESSURE;MEASURING RANGE:0-1000 KPA,DIAL SIZE:50 MM,PROCESS CONNECTION:1/4 IN-19 BSPT,CONNECTION LOCATION:AXIAL REAR ENTRY, MOUNTING TYPE:DIRECT,ACCURACY:+/-2.5 PCT,DISPLAY TYPE:DUAL SCALE KPA/PSI,TUBE MATERIAL:COPPER ALLOY,CASE MATERIAL:PLASTIC BLACK, CERTIFICATION/STANDARD:AS/NZ 1349,ADDITIONAL FEATURES EN:BOURDON TUBE, WINDOW PLASTIC,MNFR:01)WIKA AUSTRALIA PTY LTD,PTNO:01)530. 9617412.20 | 01)WIKA AUSTRALIA PTY LTD,01)530.9617412.20,0-1000 KPA,50 MM,1/4 IN-19 BSPT,AXIAL REAR ENTRY,DIRECT,+/-2.5 PCT,DUAL SCALE KPA/PSI,EN_01)COPPER ALLOY,PLASTIC BLACK,EN_01)AS/NZ 1349,01)BOURDON TUBE, WINDOW PLASTI |  |  | WIKA AUSTRALIA PTY LTD | WIKA AUSTRALIA PTY LTD | 530. 9617412.20 | [18 empty] | GAUGE | PRESSURE | MEASURING RANGE | 0-1000 KPA | DIAL SIZE | 50 MM | PROCESS CONNECTION | 1/4 IN-19 BSPT | CONNECTION LOCATION | AXIAL REAR ENTRY | MOUNTING TYPE | DIRECT | ACCURACY | +/-2.5 PCT | DISPLAY TYPE | DUAL SCALE KPA/PSI | TUBE MATERIAL | COPPER ALLOY | CONNECTION MATERIAL |  | CASE MATERIAL | PLASTIC BLACK | FILLER MATERIAL |  | HAZARD CLASS |  | CERTIFICATION/STANDARD | AS/NZ 1349 | ADDITIONAL FEATURES | BOURDON TUBE,WINDOW PLASTIC
STP_009 - Lot4 | Data Enrichment | rym |  | 2023-07-31 |  |  | 1280994 | 1280994 | EA | GAUGE,PRES;0-1000 KPA,63 MM |  |  | GAUGE,PRESSURE;MEASURING RANGE:0-1000 KPA,DIAL SIZE:63 MM,CONNECTION LOCATION:DIRECT REAR/CLAMP,CASE MATERIAL:STAINLESS STEEL, ADDITIONAL FEATURES EN:PRICE AS QUOTE NUMBER : 807244846600,MNFR:01)BLKWOOD,PTNO:01)03530669 | 01)BLKWOOD,01)03530669,0-1000 KPA,63 MM,DIRECT REAR/CLAMP,STAINLESS STEEL,01)PRICE AS QUOTE NUMBER : 807 |  |  | BLKWOOD | BLKWOOD | 03530669 | [18 empty] | GAUGE | PRESSURE | MEASURING RANGE | 0-1000 KPA | DIAL SIZE | 63 MM | PROCESS CONNECTION |  | CONNECTION LOCATION | DIRECT REAR/CLAMP | MOUNTING TYPE |  | ACCURACY |  | DISPLAY TYPE |  | TUBE MATERIAL |  | CONNECTION MATERIAL |  | CASE MATERIAL | STAINLESS STEEL | FILLER MATERIAL |  | HAZARD CLASS |  | CERTIFICATION/STANDARD |  | ADDITIONAL FEATURES | PRICE AS QUOTE NUMBER : 807244846600
STP_009 - Lot4 | Data Enrichment | rym |  | 2023-07-31 |  |  | 1353414 | 1353414 | EA | GAUGE,PRES;0-1000 KPA,63 MM,1/4 IN |  |  | GAUGE,PRESSURE;MEASURING RANGE:0-1000 KPA,DIAL SIZE:63 MM,PROCESS CONNECTION:1/4 IN,CONNECTION LOCATION:BOTTOM ENTRY,CASE MATERIAL:STAINLESS STEEL,FILLER MATERIAL:LIQUID,MNFR:01)SMC CORPORATION (AUST) PTY LTD,PTNO:01)25-1415 | 01)SMC CORPORATION (AUST) PTY,01)25-1415,0-1000 KPA,63 MM,1/4 IN,BOTTOM ENTRY,STAINLESS STEEL,LIQUID |  |  | SMC CORPORATION (AUST) PTY LTD | SMC CORPORATION (AUST) PTY LTD | 25-1415 | [18 empty] | GAUGE | PRESSURE | MEASURING RANGE | 0-1000 KPA | DIAL SIZE | 63 MM | PROCESS CONNECTION | 1/4 IN | CONNECTION LOCATION | BOTTOM ENTRY | MOUNTING TYPE |  | ACCURACY |  | DISPLAY TYPE |  | TUBE MATERIAL |  | CONNECTION MATERIAL |  | CASE MATERIAL | STAINLESS STEEL | FILLER MATERIAL | LIQUID | HAZARD CLASS |  | CERTIFICATION/STANDARD |  | ADDITIONAL FEATURES
STP_009 - Lot4 | Data Enrichment | rym |  | 2023-07-31 |  |  | 1286418 | 1286418 | EA | GAUGE,PRES;0-1000 KPA,63 MM,1/4 IN BSP |  |  | GAUGE,PRESSURE;MEASURING RANGE:0-1000 KPA,DIAL SIZE:63 MM,PROCESS CONNECTION:1/4 IN BSP,CONNECTION LOCATION:BOTTOM ENTRY,CASE MATERIAL:STAINLESS STEEL 316,MNFR:01)BERENDSEN FLUID POWER,PTNO:01)MGP63/0-10 | 01)BERENDSEN FLUID POWER,01)MGP63/0-10,0-1000 KPA,63 MM,1/4 IN BSP,BOTTOM ENTRY,STAINLESS STEEL 316 |  |  | BERENDSEN FLUID POWER | BERENDSEN FLUID POWER | MGP63/0-10 | [18 empty] | GAUGE | PRESSURE | MEASURING RANGE | 0-1000 KPA | DIAL SIZE | 63 MM | PROCESS CONNECTION | 1/4 IN BSP | CONNECTION LOCATION | BOTTOM ENTRY | MOUNTING TYPE |  | ACCURACY |  | DISPLAY TYPE |  | TUBE MATERIAL |  | CONNECTION MATERIAL |  | CASE MATERIAL | STAINLESS STEEL 316 | FILLER MATERIAL |  | HAZARD CLASS |  | CERTIFICATION/STANDARD |  | ADDITIONAL FEATURES
STP_009 - Lot4 | Data Enrichment | rym |  | 2023-07-31 |  |  | 1280591 | 1280591 | EA | GAUGE,PRES;0-1000 KPA,63 MM,REAR,BRASS |  |  | GAUGE,PRESSURE;MEASURING RANGE:0-1000 KPA,DIAL SIZE:63 MM,PROCESS CONNECTION:1/4 IN-19 BSP,CONNECTION LOCATION:REAR,ACCURACY:+/-1. 6 PCT,DISPLAY TYPE:DIAL, DUAL SCALE,CONNECTION MATERIAL:BRASS,CASE MATERIAL:STAINLESS STEEL,FILLER MATERIAL:GLYCERINE,ADDITIONAL FEATURES EN:O/F, NON OXY,MNFR:01)BLKWOOD,PTNO:01)00132354 | 01)BLKWOOD,01)00132354,0-1000 KPA,63 MM,1/4 IN-19 BSP,REAR,+/-1.6 PCT,DIAL, DUAL SCALE,BRASS,STAINLESS STEEL,GLYCERINE,01)O/F, NON OXY |  |  | BLKWOOD | BLKWOOD | 00132354 | [18 empty] | GAUGE | PRESSURE | MEASURING RANGE | 0-1000 KPA | DIAL SIZE | 63 MM | PROCESS CONNECTION | 1/4 IN-19 BSP | CONNECTION LOCATION | REAR | MOUNTING TYPE |  | ACCURACY | +/-1. 6 PCT | DISPLAY TYPE | DIAL,DUAL SCALE | TUBE MATERIAL |  | CONNECTION MATERIAL | BRASS | CASE MATERIAL | STAINLESS STEEL | FILLER MATERIAL | GLYCERINE | HAZARD CLASS |  | CERTIFICATION/STANDARD |  | ADDITIONAL FEATURES | O/F,NON OXY
STP_009 - Lot4 | Data Enrichment | rym |  | 2023-07-31 |  |  | 1316564 | 1316564 | EA | GAUGE,PRES;0-1000 KPA,REAR,1/8 IN-28 BSP |  |  | GAUGE,PRESSURE;MEASURING RANGE:0-1000 KPA,CONNECTION LOCATION:REAR,MOUNTING TYPE:1/8 IN-28 BSP,DISPLAY TYPE:FACE 40 MM,MNFR:01) SMC,PTNO:01)G40-K10-01 | 01)SMC,01)G40-K10-01,0-1000 KPA,REAR,1/8 IN-28 BSP,FACE 40 MM |  |  | SMC | SMC | G40-K10-01 | [18 empty] | GAUGE | PRESSURE | MEASURING RANGE | 0-1000 KPA | DIAL SIZE |  | PROCESS CONNECTION |  | CONNECTION LOCATION | REAR | MOUNTING TYPE | 1/8 IN-28 BSP | ACCURACY |  | DISPLAY TYPE | FACE 40 MM | TUBE MATERIAL |  | CONNECTION MATERIAL |  | CASE MATERIAL |  | FILLER MATERIAL |  | HAZARD CLASS |  | CERTIFICATION/STANDARD |  | ADDITIONAL FEATURES
STP_009 - Lot4 | Data Enrichment | rym |  | 2023-07-31 |  |  | 1317135 | 1317135 | EA | GAUGE,PRES;0-11 KG/CM2, 0-160 PSI,50 MM |  |  | GAUGE,PRESSURE;MEASURING RANGE:0-11 KG/CM2, 0-160 PSI,DIAL SIZE:50 MM,PROCESS CONNECTION:1/4 IN-18 NPT,MOUNTING TYPE:DIRECT,MNFR: 01)BERENDSEN FLUID POWER,PTNO:01)K4520N14160 | 01)BERENDSEN FLUID POWER,01)K4520N14160,0-11 KG/CM2, 0-160 PSI,50 MM,1/4 IN-18 NPT,DIRECT |  |  | BERENDSEN FLUID POWER | 01)BERENDSEN FLUID POWER | K4520N14160 | [18 empty] | GAUGE | PRESSURE | MEASURING RANGE | 0-11 KG/CM2,0-160 PSI | DIAL SIZE | 50 MM | PROCESS CONNECTION | 1/4 IN-18 NPT | CONNECTION LOCATION |  | MOUNTING TYPE | DIRECT | ACCURACY |  | DISPLAY TYPE |  | TUBE MATERIAL |  | CONNECTION MATERIAL |  | CASE MATERIAL |  | FILLER MATERIAL |  | HAZARD CLASS |  | CERTIFICATION/STANDARD |  | ADDITIONAL FEATURES
STP_009 - Lot4 | Data Enrichment | rym |  | 2023-07-31 |  |  | 1350283 | 1350283 | EA | GAUGE,PRES;0-150 KGF/CM2,75 MM,FRONT |  |  | GAUGE,PRESSURE;MEASURING RANGE:0-150 KGF/CM2,DIAL SIZE:75 MM,PROCESS CONNECTION:1/2 IN-14 BSPP,CONNECTION LOCATION:BOTTOM ENTRY, MOUNTING TYPE:FRONT,FILLER MATERIAL:LIQUID,MNFR:01)MESCO INC.,PTNO:01)BU-3/8"X75X150(YAMAMOTO) | 01)MESCO INC.,01)BU-3/8"X75X150(YAMAMOTO),0-150 KGF/CM2,75 MM,1/2 IN-14 BSPP,BOTTOM ENTRY,FRONT,LIQUID |  |  | MESCO INC. | MESCO INC. | BU-3/8"X75X150(YAMAMOTO) | [18 empty] | GAUGE | PRESSURE | MEASURING RANGE | 0-150 KGF/CM2 | DIAL SIZE | 75 MM | PROCESS CONNECTION | 1/2 IN-14 BSPP | CONNECTION LOCATION | BOTTOM ENTRY | MOUNTING TYPE | FRONT | ACCURACY |  | DISPLAY TYPE |  | TUBE MATERIAL |  | CONNECTION MATERIAL |  | CASE MATERIAL |  | FILLER MATERIAL | LIQUID | HAZARD CLASS |  | CERTIFICATION/STANDARD |  | ADDITIONAL FEATURES
STP_009 - Lot4 | Data Enrichment | rym |  | 2023-07-31 |  |  | 1299706 | 1299706 | EA | GAUGE,PRES;0-1500 PSI,63 MM,1/4 IN,LHA |  |  | GAUGE,PRESSURE;MEASURING RANGE:0-1500 PSI,DIAL SIZE:63 MM,PROCESS CONNECTION:1/4 IN,MNFR:01)LHA,PTNO:01)PGLA63BC1500S | 01)LHA,01)PGLA63BC1500S,0-1500 PSI,63 MM,1/4 IN |  |  | LHA | LHA | PGLA63BC1500S | [18 empty] | GAUGE | PRESSURE | MEASURING RANGE | 0-1500 PSI | DIAL SIZE | 63 MM | PROCESS CONNECTION | 1/4 IN | CONNECTION LOCATION |  | MOUNTING TYPE |  | ACCURACY |  | DISPLAY TYPE |  | TUBE MATERIAL |  | CONNECTION MATERIAL |  | CASE MATERIAL |  | FILLER MATERIAL |  | HAZARD CLASS |  | CERTIFICATION/STANDARD |  | ADDITIONAL FEATURES
STP_009 - Lot4 | Data Enrichment | rym |  | 2023-07-31 |  |  | 1280648 | 1280648 | EA | GAUGE,PRES;0-15000 PSI,3-1/2 IN,LOWER |  |  | GAUGE,PRESSURE;MEASURING RANGE:0-15000 PSI,DIAL SIZE:3-1/2 IN,PROCESS CONNECTION:1/2 IN NPT,CONNECTION LOCATION:LOWER,TUBE MATERIAL:STAINLESS STEEL 316,FILLER MATERIAL:GLYCERINE,ADDITIONAL FEATURES EN:DURALIFE,MNFR:01)ASHCROFT,PTNO:01)35 1009 SW (L) 04L XXX 15000 | 01)ASHCROFT,01)35 1009 SW (L) 04L XXX 1500,0-15000 PSI,3-1/2 IN,1/2 IN NPT,LOWER,EN_01)STAINLESS STEEL 316,GLYCERINE,01)DURALIFE |  |  | ASHCROFT | ASHCROFT | 35 1009 SW (L) 04L XXX 15000 | [18 empty] | GAUGE | PRESSURE | MEASURING RANGE | 0-15000 PSI | DIAL SIZE | 3-1/2 IN | PROCESS CONNECTION | 1/2 IN NPT | CONNECTION LOCATION | LOWER | MOUNTING TYPE |  | ACCURACY |  | DISPLAY TYPE |  | TUBE MATERIAL | STAINLESS STEEL 316 | CONNECTION MATERIAL |  | CASE MATERIAL |  | FILLER MATERIAL | GLYCERINE | HAZARD CLASS |  | CERTIFICATION/STANDARD |  | ADDITIONAL FEATURES | DURALIFE
STP_009 - Lot4 | Data Enrichment | rym |  | 2023-07-31 |  |  | 1288618 | 1288618 | EA | GAUGE,PRES;0-16 MPA,63 MM,PANEL |  |  | GAUGE,PRESSURE;MEASURING RANGE:0-16 MPA,DIAL SIZE:63 MM,MOUNTING TYPE:PANEL,MNFR:01)HYDROFIT,PTNO:01)PGPM1600-63 | 01)HYDROFIT,01)PGPM1600-63,0-16 MPA,63 MM,PANEL |  |  | HYDROFIT | HYDROFIT | PGPM1600-63 | [18 empty] | GAUGE | PRESSURE | MEASURING RANGE | 0-16 MPA | DIAL SIZE | 63 MM | PROCESS CONNECTION |  | CONNECTION LOCATION |  | MOUNTING TYPE | PANEL | ACCURACY |  | DISPLAY TYPE |  | TUBE MATERIAL |  | CONNECTION MATERIAL |  | CASE MATERIAL |  | FILLER MATERIAL |  | HAZARD CLASS |  | CERTIFICATION/STANDARD |  | ADDITIONAL FEATURES
STP_009 - Lot4 | Data Enrichment | rym |  | 2023-07-31 |  |  | 1318812 | 1318812 | EA | GAUGE,PRES;0-160 BAR,1-1/2 IN |  |  | GAUGE,PRESSURE;MEASURING RANGE:0-160 BAR,DIAL SIZE:1-1/2 IN,ADDITIONAL FEATURES EN:DUST FOGGING SYSTEM,MNFR:01)MARC TECHNOLOGIES PTY LTD,PTNO:01)0834 | 01)MARC TECHNOLOGIES PTY LTD,01)0834,0-160 BAR,1-1/2 IN,01)DUST FOGGING SYSTEM |  |  | MARC TECHNOLOGIES PTY LTD | MARC TECHNOLOGIES PTY LTD | 0834 | [18 empty] | GAUGE | PRESSURE | MEASURING RANGE | 0-160 BAR | DIAL SIZE | 1-1/2 IN | PROCESS CONNECTION |  | CONNECTION LOCATION |  | MOUNTING TYPE |  | ACCURACY |  | DISPLAY TYPE |  | TUBE MATERIAL |  | CONNECTION MATERIAL |  | CASE MATERIAL |  | FILLER MATERIAL |  | HAZARD CLASS |  | CERTIFICATION/STANDARD |  | ADDITIONAL FEATURES | DUST FOGGING SYSTEM
STP_009 - Lot4 | Data Enrichment | rym |  | 2023-07-31 |  |  | 1288579 | 1288579 | EA | GAUGE,PRES;0-160 BAR,63 MM,1/2 IN-14 BSP |  |  | GAUGE,PRESSURE;MEASURING RANGE:0-160 BAR,DIAL SIZE:63 MM,PROCESS CONNECTION:1/2 IN-14 BSP,CONNECTION LOCATION:BOTTOM,ACCURACY:CL 2.5,DISPLAY TYPE:DIAL, DUAL SCALE,CASE MATERIAL:STAINLESS STEEL 304,FILLER MATERIAL:GLYCERINE,CERTIFICATION/STANDARD:EN 837-1, MNFR:01)HYDROPA,PTNO:01)MG-100-G-160 | 01)HYDROPA,01)MG-100-G-160,0-160 BAR,63 MM,1/2 IN-14 BSP,BOTTOM,CL 2.5,DIAL, DUAL SCALE,STAINLESS STEEL 304,GLYCERINE,EN_01)EN 837-1 |  |  | HYDROPA | HYDROPA | MG-100-G-160 | [18 empty] | GAUGE | PRESSURE | MEASURING RANGE | 0-160 BAR | DIAL SIZE | 63 MM | PROCESS CONNECTION | 1/2 IN-14 BSP | CONNECTION LOCATION | BOTTOM | MOUNTING TYPE |  | ACCURACY | CL 2.5 | DISPLAY TYPE | DIAL,DUAL SCALE | TUBE MATERIAL |  | CONNECTION MATERIAL |  | CASE MATERIAL | STAINLESS STEEL 304 | FILLER MATERIAL | GLYCERINE | HAZARD CLASS |  | CERTIFICATION/STANDARD | EN 837-1 | ADDITIONAL FEATURES
STP_009 - Lot4 | Data Enrichment | rym |  | 2023-07-31 |  |  | 1345268 | 1345268 | EA | GAUGE,PRES;0-160 BAR,63 MM,G,HYDROPA |  |  | GAUGE,PRESSURE;MEASURING RANGE:0-160 BAR,DIAL SIZE:63 MM,ADDITIONAL FEATURES EN:G,MNFR:01)HYDROPA,PTNO:01)MG 63/160 | 01)HYDROPA,01)MG 63/160,0-160 BAR,63 MM,01)G |  |  | HYDROPA | HYDROPA | MG 63/160 | [18 empty] | GAUGE | PRESSURE | MEASURING RANGE | 0-160 BAR | DIAL SIZE | 63 MM | PROCESS CONNECTION |  | CONNECTION LOCATION |  | MOUNTING TYPE |  | ACCURACY |  | DISPLAY TYPE |  | TUBE MATERIAL |  | CONNECTION MATERIAL |  | CASE MATERIAL |  | FILLER MATERIAL |  | HAZARD CLASS |  | CERTIFICATION/STANDARD |  | ADDITIONAL FEATURES | G
STP_009 - Lot4 | Data Enrichment | rym |  | 2023-07-31 |  |  | 1288584 | 1288584 | EA | GAUGE,PRES;0-160 PSI,2-1/2 IN,REAR,DIAL |  |  | GAUGE,PRESSURE;MEASURING RANGE:0-160 PSI,DIAL SIZE:2-1/2 IN,PROCESS CONNECTION:1/4 IN-18 NPT,CONNECTION LOCATION:REAR,DISPLAY TYPE:DIAL,CONNECTION MATERIAL:BRASS,CASE MATERIAL:STAINLESS STEEL,FILLER MATERIAL:GLYCERINE,MNFR:01)MARCTECH,PTNO:01)117446 9767223 | 01)MARCTECH,01)117446 9767223,0-160 PSI,2-1/2 IN,1/4 IN-18 NPT,REAR,DIAL,BRASS,STAINLESS STEEL,GLYCERINE |  |  | MARCTECH | MARCTECH | 117446 9767223 | [18 empty] | GAUGE | PRESSURE | MEASURING RANGE | 0-160 PSI | DIAL SIZE | 2-1/2 IN | PROCESS CONNECTION | 1/4 IN-18 NPT | CONNECTION LOCATION | REAR | MOUNTING TYPE |  | ACCURACY |  | DISPLAY TYPE | DIAL | TUBE MATERIAL |  | CONNECTION MATERIAL | BRASS | CASE MATERIAL | STAINLESS STEEL | FILLER MATERIAL | GLYCERINE | HAZARD CLASS |  | CERTIFICATION/STANDARD |  | ADDITIONAL FEATURES
STP_009 - Lot4 | Data Enrichment | rym |  | 2023-07-31 |  |  | 1365587 | 1365587 | EA | GAUGE,PRES;0-1600 KPA, 0-230 PSI,100 MM |  |  | GAUGE,PRESSURE;MEASURING RANGE:0-1600 KPA, 0-230 PSI,DIAL SIZE:100 MM,PROCESS CONNECTION:1/2 IN,CONNECTION LOCATION:BOTTOM, DISPLAY TYPE:DIAL, DUAL SCALE,CASE MATERIAL:STAINLESS STEEL,FILLER MATERIAL:GLYCERINE,ADDITIONAL FEATURES EN:TECSIS,MNFR:01)ATOM SUPPLY,PTNO:01)99768179 | 01)ATOM SUPPLY,01)99768179,0-1600 KPA, 0-230 PSI,100 MM,1/2 IN,BOTTOM,DIAL, DUAL SCALE,STAINLESS STEEL,GLYCERINE,01)TECSIS |  |  | ATOM SUPPLY | ATOM SUPPLY | 99768179 | [18 empty] | GAUGE | PRESSURE | MEASURING RANGE | 0-1600 KPA,0-230 PSI | DIAL SIZE | 100 MM | PROCESS CONNECTION | 1/2 IN | CONNECTION LOCATION | BOTTOM | MOUNTING TYPE |  | ACCURACY |  | DISPLAY TYPE | DIAL,DUAL SCALE | TUBE MATERIAL |  | CONNECTION MATERIAL |  | CASE MATERIAL | STAINLESS STEEL | FILLER MATERIAL | GLYCERINE | HAZARD CLASS |  | CERTIFICATION/STANDARD |  | ADDITIONAL FEATURES | TECSIS
STP_009 - Lot4 | Data Enrichment | rym |  | 2023-07-31 |  |  | 1353369 | 1353369 | EA | GAUGE,PRES;0-1600 KPA, 0-230 PSI,DIRECT |  |  | GAUGE,PRESSURE;MEASURING RANGE:0-1600 KPA, 0-230 PSI,PROCESS CONNECTION:1/4 IN-19 BSPP,CONNECTION LOCATION:BOTTOM ENTRY,MOUNTING TYPE:DIRECT,FILLER MATERIAL:LIQUID,MNFR:01)BERENDSEN FLUID POWER,PTNO:01)BE0016063,MNFR:02)BERENDSEN FLUID POWER,PTNO:02) PGLA63BC300S | 01)BERENDSEN FLUID POWER,02)BERENDSEN FLUID POWER,01)BE0016063,02)PGLA63BC300S,0-1600 KPA, 0-230 PSI,1/4 IN-19 BSPP,BOTTOM ENTRY,DIRECT,LIQUID |  |  | BERENDSEN FLUID POWER | BERENDSEN FLUID POWER | BE0016063 |  | BERENDSEN FLUID POWER | PGLA63BC300S | [15 empty] | GAUGE | PRESSURE | MEASURING RANGE | 0-1600 KPA,0-230 PSI | DIAL SIZE |  | PROCESS CONNECTION | 1/4 IN-19 BSPP | CONNECTION LOCATION | BOTTOM ENTRY | MOUNTING TYPE | DIRECT | ACCURACY |  | DISPLAY TYPE |  | TUBE MATERIAL |  | CONNECTION MATERIAL |  | CASE MATERIAL |  | FILLER MATERIAL | LIQUID | HAZARD CLASS |  | CERTIFICATION/STANDARD |  | ADDITIONAL FEATURES
STP_009 - Lot4 | Data Enrichment | rym |  | 2023-07-31 |  |  | 1299681 | 1299681 | EA | GAUGE,PRES;0-1600 KPA,100 MM,DIAPHRA |  |  | GAUGE,PRESSURE;MEASURING RANGE:0-1600 KPA,DIAL SIZE:100 MM,ADDITIONAL FEATURES EN:DIAPHRA,MNFR:01)AMBIT,PTNO:01)AA44-2(DRY)0- 1600KPA | 01)AMBIT,01)AA44-2(DRY)0-1600KPA,0-1600 KPA,100 MM,01)DIAPHRA |  |  | AMBIT | AMBIT | AA44-2(DRY)0- 1600KPA | [18 empty] | GAUGE | PRESSURE | MEASURING RANGE | 0-1600 KPA | DIAL SIZE | 100 MM | PROCESS CONNECTION |  | CONNECTION LOCATION |  | MOUNTING TYPE |  | ACCURACY |  | DISPLAY TYPE |  | TUBE MATERIAL |  | CONNECTION MATERIAL |  | CASE MATERIAL |  | FILLER MATERIAL |  | HAZARD CLASS |  | CERTIFICATION/STANDARD |  | ADDITIONAL FEATURES | DIAPHRA
STP_009 - Lot4 | Data Enrichment | rym |  | 2023-07-31 |  |  | 1345123 | 1345123 | EA | GAUGE,PRES;0-1600 KPA,3/8 IN |  |  | GAUGE,PRESSURE;MEASURING RANGE:0-1600 KPA,DIAL SIZE:3/8 IN,CONNECTION LOCATION:BOTTOM ENTRY,MNFR:01)CAVA HYDRAULICS AND AUTO ELECTRI | 01)CAVA HYDRAULICS & AUTO ELEC,01)505-9687476-10,0-1600 KPA,3/8 IN,BOTTOM ENTRY |  |  | CAVA HYDRAULICS AND AUTO ELECTRI | CAVA HYDRAULICS AND AUTO ELECTRI | [19 empty] | GAUGE | PRESSURE | MEASURING RANGE | 0-1600 KPA | DIAL SIZE | 3/8 IN | PROCESS CONNECTION |  | CONNECTION LOCATION | BOTTOM ENTRY | MOUNTING TYPE |  | ACCURACY |  | DISPLAY TYPE |  | TUBE MATERIAL |  | CONNECTION MATERIAL |  | CASE MATERIAL |  | FILLER MATERIAL |  | HAZARD CLASS |  | CERTIFICATION/STANDARD |  | ADDITIONAL FEATURES
STP_009 - Lot4 | Data Enrichment | rym |  | 2023-07-31 |  |  | 1345267 | 1345267 | EA | GAUGE,PRES;0-1600 KPA,63 MM,AMIAD |  |  | GAUGE,PRESSURE;MEASURING RANGE:0-1600 KPA,DIAL SIZE:63 MM,MNFR:01)AMIAD,PTNO:01)D-44-2-511 | 01)AMIAD,01)D-44-2-511,0-1600 KPA,63 MM |  |  | AMIAD | AMIAD | D-44-2-511 | [18 empty] | GAUGE | PRESSURE | MEASURING RANGE | 0-1600 KPA | DIAL SIZE | 63 MM | PROCESS CONNECTION |  | CONNECTION LOCATION |  | MOUNTING TYPE |  | ACCURACY |  | DISPLAY TYPE |  | TUBE MATERIAL |  | CONNECTION MATERIAL |  | CASE MATERIAL |  | FILLER MATERIAL |  | HAZARD CLASS |  | CERTIFICATION/STANDARD |  | ADDITIONAL FEATURES
STP_009 - Lot4 | Data Enrichment | rym |  | 2023-07-31 |  |  | 1299518 | 1299518 | EA | GAUGE,PRES;0-1600 KPA,63 MM,BOTTOM ENTRY |  |  | GAUGE,PRESSURE;MEASURING RANGE:0-1600 KPA,DIAL SIZE:63 MM,PROCESS CONNECTION:1/4 IN-19 BSP,CONNECTION LOCATION:BOTTOM ENTRY,CASE MATERIAL:STAINLESS STEEL 316,FILLER MATERIAL:GLYCERINE,ADDITIONAL FEATURES EN:BLOW OUT DISC,MNFR:01)WIKA AUSTRALIA PTY LTD,PTNO: 01)9312752 | 01)WIKA AUSTRALIA PTY LTD,01)9312752,0-1600 KPA,63 MM,1/4 IN-19 BSP,BOTTOM ENTRY,STAINLESS STEEL 316,GLYCERINE,01)BLOW OUT DISC |  |  | WIKA AUSTRALIA PTY LTD | WIKA AUSTRALIA PTY LTD | 01)9312752 | [18 empty] | GAUGE | PRESSURE | MEASURING RANGE | 0-1600 KPA | DIAL SIZE | 63 MM | PROCESS CONNECTION | 1/4 IN-19 BSP | CONNECTION LOCATION | BOTTOM ENTRY | MOUNTING TYPE |  | ACCURACY |  | DISPLAY TYPE |  | TUBE MATERIAL |  | CONNECTION MATERIAL |  | CASE MATERIAL | STAINLESS STEEL 316 | FILLER MATERIAL | GLYCERINE | HAZARD CLASS |  | CERTIFICATION/STANDARD |  | ADDITIONAL FEATURES | BLOW OUT DISC
STP_009 - Lot4 | Data Enrichment | rym |  | 2023-07-31 |  |  | 1300236 | 1300236 | EA | GAUGE,PRES;0-16000 KPA,63 MM,REXROTH |  |  | GAUGE,PRESSURE;MEASURING RANGE:0-16000 KPA,DIAL SIZE:63 MM,MNFR:01)REXROTH,PTNO:01)PGPM16000-63 | 01)REXROTH,01)PGPM16000-63,0-16000 KPA,63 MM |  |  | REXROTH | REXROTH | PGPM16000-63 | [18 empty] | GAUGE | PRESSURE | MEASURING RANGE | 0-16000 KPA | DIAL SIZE | 63 MM | PROCESS CONNECTION |  | CONNECTION LOCATION |  | MOUNTING TYPE |  | ACCURACY |  | DISPLAY TYPE |  | TUBE MATERIAL |  | CONNECTION MATERIAL |  | CASE MATERIAL |  | FILLER MATERIAL |  | HAZARD CLASS |  | CERTIFICATION/STANDARD |  | ADDITIONAL FEATURES
STP_009 - Lot4 | Data Enrichment | rym |  | 2023-07-31 |  |  | 1350461 | 1350461 | EA | GAUGE,PRES;0-1700 KPA, 0-30 IN/HG,DIRECT |  |  | GAUGE,PRESSURE;MEASURING RANGE:0-1700 KPA, 0-30 IN/HG,DIAL SIZE:2-1/2 IN,MOUNTING TYPE:DIRECT,ADDITIONAL FEATURES EN:REFRIGERANT FREON R12/R22/R502,MNFR:01)HEATCRAFT AUSTRALIA PTY LTD,PTNO:01)425-CKP | 01)HEATCRAFT AUSTRALIA PTY LTD,01)425-CKP,0-1700 KPA, 0-30 IN/HG,2-1/2 IN,DIRECT,01)REFRIGERANT FREON R12/R22/R |  |  | HEATCRAFT AUSTRALIA PTY LTD | HEATCRAFT AUSTRALIA PTY LTD | 425-CKP | [18 empty] | GAUGE | PRESSURE | MEASURING RANGE | 0-1700 KPA,0-30 IN/HG | DIAL SIZE | 2-1/2 IN | PROCESS CONNECTION |  | CONNECTION LOCATION |  | MOUNTING TYPE | DIRECT | ACCURACY |  | DISPLAY TYPE |  | TUBE MATERIAL |  | CONNECTION MATERIAL |  | CASE MATERIAL |  | FILLER MATERIAL |  | HAZARD CLASS |  | CERTIFICATION/STANDARD |  | ADDITIONAL FEATURES | REFRIGERANT FREON R12/R22/R502
STP_009 - Lot4 | Data Enrichment | rym |  | 2023-07-31 |  |  | 1354575 | 1354575 | EA | GAUGE,PRES;0-200 BAR,63 MM,1/4 IN-19BSP |  |  | GAUGE,PRESSURE;MEASURING RANGE:0-200 BAR,DIAL SIZE:63 MM,PROCESS CONNECTION:1/4 IN-19BSP,MNFR:01)WIKA,PTNO:01)213.40.63.250.U | 01)WIKA,01)213.40.63.250.U,0-200 BAR,63 MM,1/4 IN-19BSP |  |  | WIKA | WIKA | 213.40.63.250.U | [18 empty] | GAUGE | PRESSURE | MEASURING RANGE | 0-200 BAR | DIAL SIZE | 63 MM | PROCESS CONNECTION | 1/4 IN-19BSP | CONNECTION LOCATION |  | MOUNTING TYPE |  | ACCURACY |  | DISPLAY TYPE |  | TUBE MATERIAL |  | CONNECTION MATERIAL |  | CASE MATERIAL |  | FILLER MATERIAL |  | HAZARD CLASS |  | CERTIFICATION/STANDARD |  | ADDITIONAL FEATURES
STP_009 - Lot4 | Data Enrichment | rym |  | 2023-07-31 |  |  | 1235110 | 1235110 | EA | GAUGE,PRES;0-20000 KPA,63 MM |  |  | GAUGE,PRESSURE;MEASURING RANGE:0-20000 KPA,DIAL SIZE:63 MM,MNFR:01)BOSCH REXROTH PTY LTD,PTNO:01)PGPM-250-63 | 01)BOSCH REXROTH PTY LTD,01)PGPM-250-63,0-20000 KPA,63 MM |  |  | BOSCH REXROTH PTY LTD | BOSCH REXROTH PTY LTD | PGPM-250-63 | [18 empty] | GAUGE | PRESSURE | MEASURING RANGE | 0-20000 KPA | DIAL SIZE | 63 MM | PROCESS CONNECTION |  | CONNECTION LOCATION |  | MOUNTING TYPE |  | ACCURACY |  | DISPLAY TYPE |  | TUBE MATERIAL |  | CONNECTION MATERIAL |  | CASE MATERIAL |  | FILLER MATERIAL |  | HAZARD CLASS |  | CERTIFICATION/STANDARD |  | ADDITIONAL FEATURES
STP_009 - Lot4 | Data Enrichment | rym |  | 2023-07-31 |  |  | 1288148 | 1288148 | EA | GAUGE,PRES;0-25 BAR,100 MM |  |  | GAUGE,PRESSURE;MEASURING RANGE:0-25 BAR,DIAL SIZE:100 MM,CASE MATERIAL:STAINLESS STEEL,MNFR:01)STAUFF,PTNO:01)SPG100-BR,MNFR:02) STAUFF,PTNO:02)SPG100-25-1-RB | 01)STAUFF,02)STAUFF,01)SPG100-BR,02)SPG100-25-1-RB,0-25 BAR,100 MM,STAINLESS STEEL |  |  | STAUFF | STAUFF | SPG100-BR |  | STAUFF | SPG100-25-1-RB | [15 empty] | GAUGE | PRESSURE | MEASURING RANGE | 0-25 BAR | DIAL SIZE | 100 MM | PROCESS CONNECTION |  | CONNECTION LOCATION |  | MOUNTING TYPE |  | ACCURACY |  | DISPLAY TYPE |  | TUBE MATERIAL |  | CONNECTION MATERIAL |  | CASE MATERIAL | STAINLESS STEEL | FILLER MATERIAL |  | HAZARD CLASS |  | CERTIFICATION/STANDARD |  | ADDITIONAL FEATURES
STP_009 - Lot4 | Data Enrichment | rym |  | 2023-07-31 |  |  | 1299312 | 1299312 | EA | GAUGE,PRES;0-250 BAR, 25000 KPA,63 MM |  |  | GAUGE,PRESSURE;MEASURING RANGE:0-250 BAR, 25000 KPA,DIAL SIZE:63 MM,PROCESS CONNECTION:1/4 IN-19 BSPP,CONNECTION LOCATION:BOTTOM ENTRY,DISPLAY TYPE:DUAL SCALE BAR/PSI,CONNECTION MATERIAL:BRASS,CASE MATERIAL:STAINLESS STEEL,FILLER MATERIAL:LIQUID,ADDITIONAL FEATURES EN:GF MINE ACCUMULATOR CHARGE GAUGES,MNFR:01)ISA FLUID CONNECTIONS PTY LTD,PTNO:01)PG63BE-250-04BP,MNFR:02)BUTLER AGENCIES PTY LTD,PTNO:02)RG01-250 | 01)ISA FLUID CONNECTIONS PTY L,02)BUTLER AGENCIES PTY LTD,01)PG63BE-250-04BP,02)RG01-250,0-250 BAR, 25000 KPA,63 MM,1/4 IN-19 BSPP,BOTTOM ENTRY,DUAL SCALE BAR/PSI,BRASS,STAINLESS STEEL,LIQUID,01)GF MINE ACCUMULATOR CHARGE |  |  | BUTLER AGENCIES PTY LTD | ISA FLUID CONNECTIONS PTY LTD | PG63BE-250-04BP |  | BUTLER AGENCIES PTY LTD | RG01-250 | [15 empty] | GAUGE | PRESSURE | MEASURING RANGE | 0-250 BAR,25000 KPA | DIAL SIZE | 63 MM | PROCESS CONNECTION | 1/4 IN-19 BSPP | CONNECTION LOCATION | BOTTOM ENTRY | MOUNTING TYPE |  | ACCURACY |  | DISPLAY TYPE | DUAL SCALE BAR/PSI | TUBE MATERIAL |  | CONNECTION MATERIAL | BRASS | CASE MATERIAL | STAINLESS STEEL | FILLER MATERIAL | LIQUID | HAZARD CLASS |  | CERTIFICATION/STANDARD |  | ADDITIONAL FEATURES | GF MINE ACCUMULATOR CHARGE GAUGES
STP_009 - Lot4 | Data Enrichment | rym |  | 2023-07-31 |  |  | 1291857 | 1291857 | EA | GAUGE,PRES;0-250 BAR, 3600 PSI BAR |  |  | GAUGE,PRESSURE;MEASURING RANGE:0-250 BAR, 3600 PSI BAR,DIAL SIZE:100 MM,PROCESS CONNECTION:1/4 IN-19 BSPP,CONNECTION LOCATION: REAR ENTRY,FILLER MATERIAL:LIQUID,MNFR:01)COOPER FLUID SYSTEMS,PTNO:01)SPG100-250-1-RBU | 01)COOPER FLUID SYSTEMS,01)SPG100-250-1-RBU,0-250 BAR, 3600 PSI BAR,100 MM,1/4 IN-19 BSPP,REAR ENTRY,LIQUID |  |  | COOPER FLUID SYSTEMS | COOPER FLUID SYSTEMS | SPG100-250-1-RBU | [18 empty] | GAUGE | PRESSURE | MEASURING RANGE | 0-250 BAR,3600 PSI BAR | DIAL SIZE | 100 MM | PROCESS CONNECTION | 1/4 IN-19 BSPP | CONNECTION LOCATION | REAR ENTRY | MOUNTING TYPE |  | ACCURACY |  | DISPLAY TYPE |  | TUBE MATERIAL |  | CONNECTION MATERIAL |  | CASE MATERIAL |  | FILLER MATERIAL | LIQUID | HAZARD CLASS |  | CERTIFICATION/STANDARD |  | ADDITIONAL FEATURES
STP_009 - Lot4 | Data Enrichment | rym |  | 2023-07-31 |  |  | 1299711 | 1299711 | EA | GAUGE,PRES;0-250 BAR,63 MM,1/4 IN,LOWER |  |  | GAUGE,PRESSURE;MEASURING RANGE:0-250 BAR,DIAL SIZE:63 MM,PROCESS CONNECTION:1/4 IN,MOUNTING TYPE:LOWER,MNFR:01)UCC,PTNO:01)PGB- 0631-250 | 01)UCC,01)PGB-0631-250,0-250 BAR,63 MM,1/4 IN,LOWER |  |  | UCC | UCC | PGB- 0631-250 | [18 empty] | GAUGE | PRESSURE | MEASURING RANGE | 0-250 BAR | DIAL SIZE | 63 MM | PROCESS CONNECTION | 1/4 IN | CONNECTION LOCATION |  | MOUNTING TYPE | LOWER | ACCURACY |  | DISPLAY TYPE |  | TUBE MATERIAL |  | CONNECTION MATERIAL |  | CASE MATERIAL |  | FILLER MATERIAL |  | HAZARD CLASS |  | CERTIFICATION/STANDARD |  | ADDITIONAL FEATURES
STP_009 - Lot4 | Data Enrichment | rym |  | 2023-07-31 |  |  | 1292636 | 1292636 | EA | GAUGE,PRES;0-250 BAR,63 MM,BOTTOM |  |  | GAUGE,PRESSURE;MEASURING RANGE:0-250 BAR,DIAL SIZE:63 MM,PROCESS CONNECTION:1/4 IN-19 BSPT,CONNECTION LOCATION:BOTTOM,CASE MATERIAL:STAINLESS STEEL,FILLER MATERIAL:GLYCERINE,ADDITIONAL FEATURES EN:BOURDON TUBE, BLOW OUT DISC,MNFR:01)AUSDRAULICS,PTNO:01) 213.53.63.250BAR | 01)AUSDRAULICS,01)213.53.63.250BAR,0-250 BAR,63 MM,1/4 IN-19 BSPT,BOTTOM,STAINLESS STEEL,GLYCERINE,01)BOURDON TUBE, BLOW OUT DISC |  |  | AUSDRAULICS | AUSDRAULICS | 213.53.63.250BAR | [18 empty] | GAUGE | PRESSURE | MEASURING RANGE | 0-250 BAR | DIAL SIZE | 63 MM | PROCESS CONNECTION | 1/4 IN-19 BSPT | CONNECTION LOCATION | BOTTOM | MOUNTING TYPE |  | ACCURACY |  | DISPLAY TYPE |  | TUBE MATERIAL |  | CONNECTION MATERIAL |  | CASE MATERIAL | STAINLESS STEEL | FILLER MATERIAL | GLYCERINE | HAZARD CLASS |  | CERTIFICATION/STANDARD |  | ADDITIONAL FEATURES | BOURDON TUBE,BLOW OUT DISC
STP_009 - Lot4 | Data Enrichment | rym |  | 2023-07-31 |  |  | 1345265 | 1345265 | EA | GAUGE,PRES;0-250 BAR,63 MM,G1/4 IN,PANEL |  |  | GAUGE,PRESSURE;MEASURING RANGE:0-250 BAR,DIAL SIZE:63 MM,PROCESS CONNECTION:G1/4 IN,CONNECTION LOCATION:CENTER REAR,MOUNTING TYPE: PANEL,TUBE MATERIAL:STAINLESS STEEL 316,CONNECTION MATERIAL:STAINLESS STEEL 316,FILLER MATERIAL:LIQUID,ADDITIONAL FEATURES EN:A, MNFR:01)OUTOTEC PTY LTD,PTNO:01)51468 | 01)OUTOTEC PTY LTD,01)51468,0-250 BAR,63 MM,G1/4 IN,CENTER REAR,PANEL,EN_01)STAINLESS STEEL 316,STAINLESS STEEL 316,LIQUID,01)A |  |  | OUTOTEC PTY LTD | OUTOTEC PTY LTD | 51468 | [18 empty] | GAUGE | PRESSURE | MEASURING RANGE | 0-250 BAR | DIAL SIZE | 63 MM | PROCESS CONNECTION | G1/4 IN | CONNECTION LOCATION | CENTER REAR | MOUNTING TYPE | PANEL | ACCURACY |  | DISPLAY TYPE |  | TUBE MATERIAL | STAINLESS STEEL 316 | CONNECTION MATERIAL | STAINLESS STEEL 316 | CASE MATERIAL |  | FILLER MATERIAL | LIQUID | HAZARD CLASS |  | CERTIFICATION/STANDARD |  | ADDITIONAL FEATURES | A
STP_009 - Lot4 | Data Enrichment | rym |  | 2023-07-31 |  |  | 1349770 | 1349770 | EA | GAUGE,PRES;0-250 KPA,3/8 IN-19 BSPT |  |  | GAUGE,PRESSURE;MEASURING RANGE:0-250 KPA,PROCESS CONNECTION:3/8 IN-19 BSPT,CONNECTION LOCATION:BOTTOM,ADDITIONAL FEATURES EN: LINATEX PROTECTOR,MNFR:01)WEIR MINERALS AUSTRALIA LTD,PTNO:01)PG120441 + C19996 | 01)WEIR MINERALS AUSTRALIA LTD,01)PG120441 + C19996,0-250 KPA,3/8 IN-19 BSPT,BOTTOM,01)LINATEX PROTECTOR |  |  | WEIR MINERALS AUSTRALIA LTD | WEIR MINERALS AUSTRALIA LTD | PG120441 + C19996 | [18 empty] | GAUGE | PRESSURE | MEASURING RANGE | 0-250 KPA | DIAL SIZE |  | PROCESS CONNECTION | 3/8 IN-19 BSPT | CONNECTION LOCATION | BOTTOM | MOUNTING TYPE |  | ACCURACY |  | DISPLAY TYPE |  | TUBE MATERIAL |  | CONNECTION MATERIAL |  | CASE MATERIAL |  | FILLER MATERIAL |  | HAZARD CLASS |  | CERTIFICATION/STANDARD |  | ADDITIONAL FEATURES | LINATEX PROTECTOR
STP_009 - Lot4 | Data Enrichment | rym |  | 2023-07-31 |  |  | 1291588 | 1291588 | EA | GAUGE,PRES;0-250 KPA,50 MM,REAR ENTRY |  |  | GAUGE,PRESSURE;MEASURING RANGE:0-250 KPA,DIAL SIZE:50 MM,PROCESS CONNECTION:1/4 IN-19 BSPT,CONNECTION LOCATION:REAR ENTRY, MOUNTING TYPE:DIRECT,DISPLAY TYPE:DUAL SCALE KPA/PSI,TUBE MATERIAL:COPPER ALLOY,CASE MATERIAL:PLASTIC BLACK, CERTIFICATION/STANDARD:AS/NZ 1349,ADDITIONAL FEATURES EN:BOURDON TUBE, WINDOW PLASTIC,MNFR:01)WIKA AUSTRALIA PTY LTD,PTNO:01) 9287559,MNFR:02)WIKA AUSTRALIA PTY LTD,PTNO:02)530.9287559.20 | 01)WIKA AUSTRALIA PTY LTD,02)WIKA AUSTRALIA PTY LTD,01)9287559,02)530.9287559.20,0-250 KPA,50 MM,1/4 IN-19 BSPT,REAR ENTRY,DIRECT,DUAL SCALE KPA/PSI,EN_01)COPPER ALLOY,PLASTIC BLACK,EN_01)AS/NZ 1349,01)BOURDON TUBE, WINDOW PLASTI |  |  | WIKA AUSTRALIA PTY LTD | WIKA AUSTRALIA PTY LTD | 9287559 |  | WIKA AUSTRALIA PTY LTD | 530.9287559.20 | [15 empty] | GAUGE | PRESSURE | MEASURING RANGE | 0-250 KPA | DIAL SIZE | 50 MM | PROCESS CONNECTION | 1/4 IN-19 BSPT | CONNECTION LOCATION | REAR ENTRY | MOUNTING TYPE | DIRECT | ACCURACY |  | DISPLAY TYPE | DUAL SCALE KPA/PSI | TUBE MATERIAL | COPPER ALLOY | CONNECTION MATERIAL |  | CASE MATERIAL | PLASTIC BLACK | FILLER MATERIAL |  | HAZARD CLASS |  | CERTIFICATION/STANDARD | AS/NZ 1349 | ADDITIONAL FEATURES | BOURDON TUBE,WINDOW PLASTIC
STP_009 - Lot4 | Data Enrichment | rym |  | 2023-07-31 |  |  | 1348381 | 1348381 | EA | GAUGE,PRES;0-250 KPA,63 MM,1/4 IN-19 BSP |  |  | GAUGE,PRESSURE;MEASURING RANGE:0-250 KPA,DIAL SIZE:63 MM,PROCESS CONNECTION:1/4 IN-19 BSP,CONNECTION LOCATION:BOTTOM ENTRY,CASE MATERIAL:STAINLESS STEEL 304,FILLER MATERIAL:LIQUID,MNFR:01)ADELAIDE FURNACE COMPANY PTY LTD,PTNO:01)PGT500 | 01)ADELAIDE FURNACE COMPANY PT,01)PGT500,0-250 KPA,63 MM,1/4 IN-19 BSP,BOTTOM ENTRY,STAINLESS STEEL 304,LIQUID |  |  | ADELAIDE FURNACE COMPANY PTY LTD | ADELAIDE FURNACE COMPANY PTY LTD | PGT500 | [18 empty] | GAUGE | PRESSURE | MEASURING RANGE | 0-250 KPA | DIAL SIZE | 63 MM | PROCESS CONNECTION | 1/4 IN-19 BSP | CONNECTION LOCATION | BOTTOM ENTRY | MOUNTING TYPE |  | ACCURACY |  | DISPLAY TYPE |  | TUBE MATERIAL |  | CONNECTION MATERIAL |  | CASE MATERIAL | STAINLESS STEEL 304 | FILLER MATERIAL | LIQUID | HAZARD CLASS |  | CERTIFICATION/STANDARD |  | ADDITIONAL FEATURES
STP_009 - Lot4 | Data Enrichment | rym |  | 2023-07-31 |  |  | 1300109 | 1300109 | EA | GAUGE,PRES;0-2500 KPA,100 MM,BASE |  |  | GAUGE,PRESSURE;MEASURING RANGE:0-2500 KPA,DIAL SIZE:100 MM,PROCESS CONNECTION:1/2 IN-14 BSP,MOUNTING TYPE:BASE,CASE MATERIAL: STAINLESS STEEL 316,FILLER MATERIAL:GLYCERINE,MNFR:01)BERENDSEN FLUID POWER,PTNO:01)100-1009SWL-04L,MNFR:02)CNW (MOUNT ISA) ELECT WHOLESALER,PTNO:02)100-1009SWL-04L | 01)BERENDSEN FLUID POWER,02)CNW (MOUNT ISA) ELECT WHOLE,01)100-1009SWL-04L,02)100-1009SWL-04L,0-2500 KPA,100 MM,1/2 IN-14 BSP,BASE,STAINLESS STEEL 316,GLYCERINE |  |  | CNW (MOUNT ISA) ELECT WHOLESALER | BERENDSEN FLUID POWER | 100-1009SWL-04L |  | CNW (MOUNT ISA) ELECT WHOLESALER | 100-1009SWL-04L | [15 empty] | GAUGE | PRESSURE | MEASURING RANGE | 0-2500 KPA | DIAL SIZE | 100 MM | PROCESS CONNECTION | 1/2 IN-14 BSP | CONNECTION LOCATION |  | MOUNTING TYPE | BASE | ACCURACY |  | DISPLAY TYPE |  | TUBE MATERIAL |  | CONNECTION MATERIAL |  | CASE MATERIAL | STAINLESS STEEL 316 | FILLER MATERIAL | GLYCERINE | HAZARD CLASS |  | CERTIFICATION/STANDARD |  | ADDITIONAL FEATURES
STP_009 - Lot4 | Data Enrichment | rym |  | 2023-07-31 |  |  | 1280944 | 1280944 | EA | GAUGE,PRES;0-2500 KPA,3/8 IN BSP |  |  | GAUGE,PRESSURE;MEASURING RANGE:0-2500 KPA,PROCESS CONNECTION:3/8 IN BSP,ADDITIONAL FEATURES EN:DRY B/E(360PSI)PRICING,MNFR:01) BUTLER AGENCIES PTY LTD,PTNO:01)25-1835 | 01)BUTLER AGENCIES PTY LTD,01)25-1835,0-2500 KPA,3/8 IN BSP,01)DRY B/E(360PSI)PRICING |  |  | BUTLER AGENCIES PTY LTD | BUTLER AGENCIES PTY LTD | 25-1835 | [18 empty] | GAUGE | PRESSURE | MEASURING RANGE | 0-2500 KPA | DIAL SIZE |  | PROCESS CONNECTION | 3/8 IN BSP | CONNECTION LOCATION |  | MOUNTING TYPE |  | ACCURACY |  | DISPLAY TYPE |  | TUBE MATERIAL |  | CONNECTION MATERIAL |  | CASE MATERIAL |  | FILLER MATERIAL |  | HAZARD CLASS |  | CERTIFICATION/STANDARD |  | ADDITIONAL FEATURES | DRY B/E(360PSI)PRICING
STP_009 - Lot4 | Data Enrichment | rym |  | 2023-07-31 |  |  | 1299737 | 1299737 | EA | GAUGE,PRES;0-2500 KPA,63 MM,1/4 IN-19BSP |  |  | GAUGE,PRESSURE;MEASURING RANGE:0-2500 KPA,DIAL SIZE:63 MM,PROCESS CONNECTION:1/4 IN-19BSP,ACCURACY:+/-1.6 PCT,TUBE MATERIAL: COPPER ALLOY,FILLER MATERIAL:GLYCERINE,MNFR:01)WIKA,PTNO:01)530.8349660.10 | 01)WIKA,01)530.8349660.10,0-2500 KPA,63 MM,1/4 IN-19BSP,+/-1.6 PCT,EN_01)COPPER ALLOY,GLYCERINE |  |  | WIKA | WIKA | 530.8349660.10 | [18 empty] | GAUGE | PRESSURE | MEASURING RANGE | 0-2500 KPA | DIAL SIZE | 63 MM | PROCESS CONNECTION | 1/4 IN-19BSP | CONNECTION LOCATION |  | MOUNTING TYPE |  | ACCURACY | +/-1.6 PCT | DISPLAY TYPE |  | TUBE MATERIAL | COPPER ALLOY | CONNECTION MATERIAL |  | CASE MATERIAL |  | FILLER MATERIAL | GLYCERINE | HAZARD CLASS |  | CERTIFICATION/STANDARD |  | ADDITIONAL FEATURES
STP_009 - Lot4 | Data Enrichment | rym |  | 2023-07-31 |  |  | 1345266 | 1345266 | EA | GAUGE,PRES;0-2500 KPA,63 MM,R,LAROX,6638 |  |  | GAUGE,PRESSURE;MEASURING RANGE:0-2500 KPA,DIAL SIZE:63 MM,ADDITIONAL FEATURES EN:R,MNFR:01)LAROX,PTNO:01)6638 | 01)LAROX,01)6638,0-2500 KPA,63 MM,01)R |  |  | LAROX | LAROX | 6638 | [18 empty] | GAUGE | PRESSURE | MEASURING RANGE | 0-2500 KPA | DIAL SIZE | 63 MM | PROCESS CONNECTION |  | CONNECTION LOCATION |  | MOUNTING TYPE |  | ACCURACY |  | DISPLAY TYPE |  | TUBE MATERIAL |  | CONNECTION MATERIAL |  | CASE MATERIAL |  | FILLER MATERIAL |  | HAZARD CLASS |  | CERTIFICATION/STANDARD |  | ADDITIONAL FEATURES | R
STP_009 - Lot4 | Data Enrichment | rym |  | 2023-07-31 |  |  | 1366016 | 1366016 | EA | GAUGE,PRES;0-25000 KPA, 0-3500 PSI,63 MM |  |  | GAUGE,PRESSURE;MEASURING RANGE:0-25000 KPA, 0-3500 PSI,DIAL SIZE:63 MM,PROCESS CONNECTION:1/4 IN-19 BSPP,CONNECTION LOCATION: BOTTOM ENTRY,MOUNTING TYPE:DIRECT,FILLER MATERIAL:LIQUID,MNFR:01)BERENDSEN FLUID POWER,PTNO:01)PGLA63BC4000S | 01)BERENDSEN FLUID POWER,01)PGLA63BC4000S,0-25000 KPA, 0-3500 PSI,63 MM,1/4 IN-19 BSPP,BOTTOM ENTRY,DIRECT,LIQUID |  |  | BERENDSEN FLUID POWER | BERENDSEN FLUID POWER | PGLA63BC4000S | [18 empty] | GAUGE | PRESSURE | MEASURING RANGE | 0-25000 KPA,0-3500 PSI | DIAL SIZE | 63 MM | PROCESS CONNECTION | 1/4 IN-19 BSPP | CONNECTION LOCATION | BOTTOM ENTRY | MOUNTING TYPE | DIRECT | ACCURACY |  | DISPLAY TYPE |  | TUBE MATERIAL |  | CONNECTION MATERIAL |  | CASE MATERIAL |  | FILLER MATERIAL | LIQUID | HAZARD CLASS |  | CERTIFICATION/STANDARD |  | ADDITIONAL FEATURES
STP_009 - Lot4 | Data Enrichment | rym |  | 2023-07-31 |  |  | 1351068 | 1351068 | EA | GAUGE,PRES;0-25000 KPA, 0-3600 PSI,63 MM |  |  | GAUGE,PRESSURE;MEASURING RANGE:0-25000 KPA, 0-3600 PSI,DIAL SIZE:63 MM,PROCESS CONNECTION:1/4 IN-19 BSPP,CONNECTION LOCATION:REAR ENTRY,MOUNTING TYPE:FLUSH,FILLER MATERIAL:LIQUID,MNFR:01)BERENDSEN FLUID POWER,PTNO:01)PGLA63BC4000P | 01)BERENDSEN FLUID POWER,01)PGLA63BC4000P,0-25000 KPA, 0-3600 PSI,63 MM,1/4 IN-19 BSPP,REAR ENTRY,FLUSH,LIQUID |  |  | BERENDSEN FLUID POWER | BERENDSEN FLUID POWER | PGLA63BC4000P | [18 empty] | GAUGE | PRESSURE | MEASURING RANGE | 0-25000 KPA,0-3600 PSI | DIAL SIZE | 63 MM | PROCESS CONNECTION | 1/4 IN-19 BSPP | CONNECTION LOCATION | REAR ENTRY | MOUNTING TYPE | FLUSH | ACCURACY |  | DISPLAY TYPE |  | TUBE MATERIAL |  | CONNECTION MATERIAL |  | CASE MATERIAL |  | FILLER MATERIAL | LIQUID | HAZARD CLASS |  | CERTIFICATION/STANDARD |  | ADDITIONAL FEATURES
STP_009 - Lot4 | Data Enrichment | rym |  | 2023-07-31 |  |  | 1237655 | 1237655 | EA | GAUGE,PRES;0-25000 KPA,100 MM,PANEL |  |  | GAUGE,PRESSURE;MEASURING RANGE:0-25000 KPA,DIAL SIZE:100 MM,PROCESS CONNECTION:1/2 IN-14 BSP,CONNECTION LOCATION:BOTTOM REAR, MOUNTING TYPE:PANEL,CASE MATERIAL:STAINLESS STEEL,FILLER MATERIAL:GLYCERINE,ADDITIONAL FEATURES EN:BLOW OUT DISC,MNFR:01)BOSCH REXROTH PTY LTD,PTNO:01)PGPM-25000100,MNFR:02)BERENDSEN FLUID POWER,PTNO:02)10-8886-1-3 ITEM 36,MNFR:03)BOSCH REXROTH PTY LTD, PTNO:03)PGPM25000-100 | 01)BOSCH REXROTH PTY LTD,02)BERENDSEN FLUID POWER,03)BOSCH REXROTH PTY LTD,01)PGPM-25000100,02)10-8886-1-3 ITEM 36,03)PGPM25000-100,0-25000 KPA,100 MM,1/2 IN-14 BSP,BOTTOM REAR,PANEL,STAINLESS STEEL,GLYCERINE,01)BLOW OUT DISC |  |  | BOSCH REXROTH PTY LTD | BOSCH REXROTH PTY LTD | PGPM-25000100 |  | BERENDSEN FLUID POWER | 10-8886-1-3 ITEM 36 | BOSCH REXROTH PTY LTD | PGPM25000-100 | [13 empty] | GAUGE | PRESSURE | MEASURING RANGE | 0-25000 KPA | DIAL SIZE | 100 MM | PROCESS CONNECTION | 1/2 IN-14 BSP | CONNECTION LOCATION | BOTTOM REAR | MOUNTING TYPE | PANEL | ACCURACY |  | DISPLAY TYPE |  | TUBE MATERIAL |  | CONNECTION MATERIAL |  | CASE MATERIAL | STAINLESS STEEL | FILLER MATERIAL | GLYCERINE | HAZARD CLASS |  | CERTIFICATION/STANDARD |  | ADDITIONAL FEATURES | BLOW OUT DISC
STP_009 - Lot4 | Data Enrichment | rym |  | 2023-07-31 |  |  | 1352271 | 1352271 | EA | GAUGE,PRES;0-2800 KPA, RED LINE AT 1600 |  |  | GAUGE,PRESSURE;MEASURING RANGE:0-2800 KPA, RED LINE AT 1600 KPA,DIAL SIZE:52 MM,MNFR:01)DIESEL PARTS AND SERVICE PTY LTD,PTNO:01) 20 | 01)DIESEL PARTS & SERVICE PTY,02)COPPER CORP & CONSOL ADJ,01)20BPG-DP-2800KPA,02)20BPG-DP-2800KPA,0-2800 KPA, RED LINE AT 1600 K,52 MM |  |  | DIESEL PARTS AND SERVICE PTY LTD | DIESEL PARTS AND SERVICE PTY LTD | 20 | [18 empty] | GAUGE | PRESSURE | MEASURING RANGE | 0-2800 KPA,RED LINE AT 1600 KPA | DIAL SIZE | 52 MM | PROCESS CONNECTION |  | CONNECTION LOCATION |  | MOUNTING TYPE |  | ACCURACY |  | DISPLAY TYPE |  | TUBE MATERIAL |  | CONNECTION MATERIAL |  | CASE MATERIAL |  | FILLER MATERIAL |  | HAZARD CLASS |  | CERTIFICATION/STANDARD |  | ADDITIONAL FEATURES
STP_009 - Lot4 | Data Enrichment | rym |  | 2023-07-31 |  |  | 1318983 | 1318983 | EA | GAUGE,PRES;0-30 BAR,1-1/2 IN |  |  | GAUGE,PRESSURE;MEASURING RANGE:0-30 BAR,DIAL SIZE:1-1/2 IN,MNFR:01)MARC TECHNOLOGIES PTY LTD,PTNO:01)0037 | 01)MARC TECHNOLOGIES PTY LTD,01)0037,0-30 BAR,1-1/2 IN |  |  | MARC TECHNOLOGIES PTY LTD | MARC TECHNOLOGIES PTY LTD | 0037 | [18 empty] | GAUGE | PRESSURE | MEASURING RANGE | 0-30 BAR | DIAL SIZE | 1-1/2 IN | PROCESS CONNECTION |  | CONNECTION LOCATION |  | MOUNTING TYPE |  | ACCURACY |  | DISPLAY TYPE |  | TUBE MATERIAL |  | CONNECTION MATERIAL |  | CASE MATERIAL |  | FILLER MATERIAL |  | HAZARD CLASS |  | CERTIFICATION/STANDARD |  | ADDITIONAL FEATURES
STP_009 - Lot4 | Data Enrichment | rym |  | 2023-07-31 |  |  | 1288311 | 1288311 | EA | GAUGE,PRES;0-30 PSI,2-1/2 IN,REAR,DIAL |  |  | GAUGE,PRESSURE;MEASURING RANGE:0-30 PSI,DIAL SIZE:2-1/2 IN,PROCESS CONNECTION:1/4 IN-18 NPT,CONNECTION LOCATION:REAR,DISPLAY TYPE: DIAL,CONNECTION MATERIAL:BRASS,CASE MATERIAL:STAINLESS STEEL,FILLER MATERIAL:GLYCERINE,MNFR:01)MARCTECH,PTNO:01)117447 9767193 | 01)MARCTECH,01)117447 9767193,0-30 PSI,2-1/2 IN,1/4 IN-18 NPT,REAR,DIAL,BRASS,STAINLESS STEEL,GLYCERINE |  |  | MARCTECH | MARCTECH | 117447 9767193 | [18 empty] | GAUGE | PRESSURE | MEASURING RANGE | 0-30 PSI | DIAL SIZE | 2-1/2 IN | PROCESS CONNECTION | 1/4 IN-18 NPT | CONNECTION LOCATION | REAR | MOUNTING TYPE |  | ACCURACY |  | DISPLAY TYPE | DIAL | TUBE MATERIAL |  | CONNECTION MATERIAL | BRASS | CASE MATERIAL | STAINLESS STEEL | FILLER MATERIAL | GLYCERINE | HAZARD CLASS |  | CERTIFICATION/STANDARD |  | ADDITIONAL FEATURES
STP_009 - Lot4 | Data Enrichment | rym |  | 2023-07-31 |  |  | 1288366 | 1288366 | EA | GAUGE,PRES;0-30 PSI,2-1/2 IN,REAR,DIAL |  |  | GAUGE,PRESSURE;MEASURING RANGE:0-30 PSI,DIAL SIZE:2-1/2 IN,PROCESS CONNECTION:1/4 IN-18 NPT,CONNECTION LOCATION:REAR,DISPLAY TYPE: DIAL,CONNECTION MATERIAL:BRASS,CASE MATERIAL:STAINLESS STEEL,FILLER MATERIAL:GLYCERINE,MNFR:01)MARCTECH,PTNO:01)9767193 | 01)MARCTECH,01)9767193,0-30 PSI,2-1/2 IN,1/4 IN-18 NPT,REAR,DIAL,BRASS,STAINLESS STEEL,GLYCERINE |  |  | MARCTECH | MARCTECH | 9767193 | [18 empty] | GAUGE | PRESSURE | MEASURING RANGE | 0-30 PSI | DIAL SIZE | 2-1/2 IN | PROCESS CONNECTION | 1/4 IN-18 NPT | CONNECTION LOCATION | REAR | MOUNTING TYPE |  | ACCURACY |  | DISPLAY TYPE | DIAL | TUBE MATERIAL |  | CONNECTION MATERIAL | BRASS | CASE MATERIAL | STAINLESS STEEL | FILLER MATERIAL | GLYCERINE | HAZARD CLASS |  | CERTIFICATION/STANDARD |  | ADDITIONAL FEATURES
STP_009 - Lot4 | Data Enrichment | rym |  | 2023-07-31 |  |  | 1280605 | 1280605 | EA | GAUGE,PRES;0-300 PSI |  |  | GAUGE,PRESSURE;MEASURING RANGE:0-300 PSI,MNFR:01)MCGHIE ENTERPRISES QLD PTY LTD,PTNO:01)54772058 | 01)MCGHIE ENTERPRISES QLD PTY,01)54772058,0-300 PSI |  |  | MCGHIE ENTERPRISES QLD PTY LTD | MCGHIE ENTERPRISES QLD PTY LTD | 54772058 | [18 empty] | GAUGE | PRESSURE | MEASURING RANGE | 0-300 PSI | DIAL SIZE |  | PROCESS CONNECTION |  | CONNECTION LOCATION |  | MOUNTING TYPE |  | ACCURACY |  | DISPLAY TYPE |  | TUBE MATERIAL |  | CONNECTION MATERIAL |  | CASE MATERIAL |  | FILLER MATERIAL |  | HAZARD CLASS |  | CERTIFICATION/STANDARD |  | ADDITIONAL FEATURES
STP_009 - Lot4 | Data Enrichment | rym |  | 2023-07-31 |  |  | 1280971 | 1280971 | EA | GAUGE,PRES;0-3000 KPA,63 MM,DIAL |  |  | GAUGE,PRESSURE;MEASURING RANGE:0-3000 KPA,DIAL SIZE:63 MM,DISPLAY TYPE:DIAL,ADDITIONAL FEATURES EN:HP, F/M, P,MNFR:01)HEATCRAFT T/A | 01)HEATCRAFT T/A KIRBY HVAC&R,01)FML60H,0-3000 KPA,63 MM,DIAL,01)HP, F/M, P |  |  | HEATCRAFT T/A | HEATCRAFT T/A | [19 empty] | GAUGE | PRESSURE | MEASURING RANGE | 0-3000 KPA | DIAL SIZE | 63 MM | PROCESS CONNECTION |  | CONNECTION LOCATION |  | MOUNTING TYPE |  | ACCURACY |  | DISPLAY TYPE | DIAL | TUBE MATERIAL |  | CONNECTION MATERIAL |  | CASE MATERIAL |  | FILLER MATERIAL |  | HAZARD CLASS |  | CERTIFICATION/STANDARD |  | ADDITIONAL FEATURES | HP,F/M,P
STP_009 - Lot4 | Data Enrichment | rym |  | 2023-07-31 |  |  | 1288146 | 1288146 | EA | GAUGE,PRES;0-4 MPA,100 MM,PANEL,DIAL |  |  | GAUGE,PRESSURE;MEASURING RANGE:0-4 MPA,DIAL SIZE:100 MM,MOUNTING TYPE:PANEL,DISPLAY TYPE:DIAL,MNFR:01)REXROTH,PTNO:01)PGPM040-100 | 01)REXROTH,01)PGPM040-100,0-4 MPA,100 MM,PANEL,DIAL |  |  | REXROTH | REXROTH | PGPM040-100 | [18 empty] | GAUGE | PRESSURE | MEASURING RANGE | 0-4 MPA | DIAL SIZE | 100 MM | PROCESS CONNECTION |  | CONNECTION LOCATION |  | MOUNTING TYPE | PANEL | ACCURACY |  | DISPLAY TYPE | DIAL | TUBE MATERIAL |  | CONNECTION MATERIAL |  | CASE MATERIAL |  | FILLER MATERIAL |  | HAZARD CLASS |  | CERTIFICATION/STANDARD |  | ADDITIONAL FEATURES
STP_009 - Lot4 | Data Enrichment | rym |  | 2023-07-31 |  |  | 1300111 | 1300111 | EA | GAUGE,PRES;0-400 BAR,63 MM,1/4 IN-19 BSP |  |  | GAUGE,PRESSURE;MEASURING RANGE:0-400 BAR,DIAL SIZE:63 MM,PROCESS CONNECTION:1/4 IN-19 BSP,CONNECTION LOCATION:BOTTOM,CASE MATERIAL:STAINLESS STEEL 316,FILLER MATERIAL:GLYCERINE,ADDITIONAL FEATURES EN:BLOW OUT DISC,MNFR:01)BOSCH REXROTH PTY LTD,PTNO:01) 5693 4121-400 | 01)BOSCH REXROTH PTY LTD,01)5693 4121-400,0-400 BAR,63 MM,1/4 IN-19 BSP,BOTTOM,STAINLESS STEEL 316,GLYCERINE,01)BLOW OUT DISC |  |  | BOSCH REXROTH PTY LTD | BOSCH REXROTH PTY LTD | 5693 4121-400 | [18 empty] | GAUGE | PRESSURE | MEASURING RANGE | 0-400 BAR | DIAL SIZE | 63 MM | PROCESS CONNECTION | 1/4 IN-19 BSP | CONNECTION LOCATION | BOTTOM | MOUNTING TYPE |  | ACCURACY |  | DISPLAY TYPE |  | TUBE MATERIAL |  | CONNECTION MATERIAL |  | CASE MATERIAL | STAINLESS STEEL 316 | FILLER MATERIAL | GLYCERINE | HAZARD CLASS |  | CERTIFICATION/STANDARD |  | ADDITIONAL FEATURES | BLOW OUT DISC
STP_009 - Lot4 | Data Enrichment | rym |  | 2023-07-31 |  |  | 1281008 | 1281008 | EA | GAUGE,PRES;0-400 BAR,PSI |  |  | GAUGE,PRESSURE;MEASURING RANGE:0-400 BAR,ADDITIONAL FEATURES EN:PSI,MNFR:01)PIRTEK,PTNO:01)PG63BE-400-04BP | 01)PIRTEK,01)PG63BE-400-04BP,0-400 BAR,01)PSI |  |  | PIRTEK ISA FLUID CONNECTIONS PTY LT | PIRTEK | PG63BE-400-04BP | [18 empty] | GAUGE | PRESSURE | MEASURING RANGE | 0-400 BAR | DIAL SIZE |  | PROCESS CONNECTION |  | CONNECTION LOCATION |  | MOUNTING TYPE |  | ACCURACY |  | DISPLAY TYPE |  | TUBE MATERIAL |  | CONNECTION MATERIAL |  | CASE MATERIAL |  | FILLER MATERIAL |  | HAZARD CLASS |  | CERTIFICATION/STANDARD |  | ADDITIONAL FEATURES | PSI
STP_009 - Lot4 | Data Enrichment | rym |  | 2023-07-31 |  |  | 1345110 | 1345110 | EA | GAUGE,PRES;0-400 KPA,100 MM |  |  | GAUGE,PRESSURE;MEASURING RANGE:0-400 KPA,DIAL SIZE:100 MM,ADDITIONAL FEATURES EN:BOURDON TUBE, KREBS GMAX15 CYCLONE SSM01 SAG MI, MNFR:01)FLSMIDTH KREBS AUSTRALIA PTY LTD,PTNO:01)PL4266-400 | 01)FLSMIDTH KREBS AUSTRALIA PT,01)PL4266-400,0-400 KPA,100 MM,01)BOURDON TUBE, KREBS GMAX15 |  |  | FLSMIDTH KREBS AUSTRALIA PTY LTD | FLSMIDTH KREBS AUSTRALIA PTY LTD | PL4266-400 | [18 empty] | GAUGE | PRESSURE | MEASURING RANGE | 0-400 KPA | DIAL SIZE | 100 MM | PROCESS CONNECTION |  | CONNECTION LOCATION |  | MOUNTING TYPE |  | ACCURACY |  | DISPLAY TYPE |  | TUBE MATERIAL |  | CONNECTION MATERIAL |  | CASE MATERIAL |  | FILLER MATERIAL |  | HAZARD CLASS |  | CERTIFICATION/STANDARD |  | ADDITIONAL FEATURES | BOURDON TUBE,KREBS GMAX15 CYCLONE SSM01 SAG MI
STP_009 - Lot4 | Data Enrichment | rym |  | 2023-07-31 |  |  | 1351018 | 1351018 | EA | GAUGE,PRES;0-400 KPA,4-1/2 IN,0.5 PCT |  |  | GAUGE,PRESSURE;MEASURING RANGE:0-400 KPA,DIAL SIZE:4-1/2 IN,PROCESS CONNECTION:1/2 IN-14 NPT,CONNECTION LOCATION:BOTTOM ENTRY, ACCURACY:0.5 PCT,CASE MATERIAL:PHENOLIC BLACK,ADDITIONAL FEATURES EN:INTERNALS STAINLESS STEEL,MNFR:01)POWERFLO SOLUTIONS PTY LTD, PTNO:01)45-1279SS-04L 0-400KPA | 01)POWERFLO SOLUTIONS PTY LTD,01)45-1279SS-04L 0-400KPA,0-400 KPA,4-1/2 IN,1/2 IN-14 NPT,BOTTOM ENTRY,0.5 PCT,PHENOLIC BLACK,01)INTERNALS STAINLESS STEEL |  |  | POWERFLO SOLUTIONS PTY LTD | POWERFLO SOLUTIONS PTY LTD | 45-1279SS-04L 0-400KPA | [18 empty] | GAUGE | PRESSURE | MEASURING RANGE | 0-400 KPA | DIAL SIZE | 4-1/2 IN | PROCESS CONNECTION | 1/2 IN-14 NPT | CONNECTION LOCATION | BOTTOM ENTRY | MOUNTING TYPE |  | ACCURACY | 0.5 PCT | DISPLAY TYPE |  | TUBE MATERIAL |  | CONNECTION MATERIAL |  | CASE MATERIAL | PHENOLIC BLACK | FILLER MATERIAL |  | HAZARD CLASS |  | CERTIFICATION/STANDARD |  | ADDITIONAL FEATURES | INTERNALS STAINLESS STEEL
STP_009 - Lot4 | Data Enrichment | rym |  | 2023-07-31 |  |  | 1299687 | 1299687 | EA | GAUGE,PRES;0-400 KPA,63 MM,1/4 IN-18NPT |  |  | GAUGE,PRESSURE;MEASURING RANGE:0-400 KPA,DIAL SIZE:63 MM,PROCESS CONNECTION:1/4 IN-18NPT,MNFR:01)ASHCROFT,PTNO:01)25-1009SWL-02L (400KPA) | 01)ASHCROFT,01)25-1009SWL-02L(400KPA),0-400 KPA,63 MM,1/4 IN-18NPT |  |  | ASHCROFT | ASHCROFT | 25-1009SWL-02L (400KPA) | [18 empty] | GAUGE | PRESSURE | MEASURING RANGE | 0-400 KPA | DIAL SIZE | 63 MM | PROCESS CONNECTION | 1/4 IN-18NPT | CONNECTION LOCATION |  | MOUNTING TYPE |  | ACCURACY |  | DISPLAY TYPE |  | TUBE MATERIAL |  | CONNECTION MATERIAL |  | CASE MATERIAL |  | FILLER MATERIAL |  | HAZARD CLASS |  | CERTIFICATION/STANDARD |  | ADDITIONAL FEATURES
STP_009 - Lot4 | Data Enrichment | rym |  | 2023-07-31 |  |  | 1293269 | 1293269 | EA | GAUGE,PRES;0-4000 KPA,150 MM,REAR ENTRY |  |  | GAUGE,PRESSURE;MEASURING RANGE:0-4000 KPA,DIAL SIZE:150 MM,PROCESS CONNECTION:1/2 IN-14 BSPP,CONNECTION LOCATION:REAR ENTRY, MOUNTING TYPE:FLUSH,ADDITIONAL FEATURES EN:C/W FLANGE, RESTRICTOR,MNFR:01)WIKA AUSTRALIA PTY LTD,PTNO:01)68159670 | 01)WIKA AUSTRALIA PTY LTD,01)68159670,0-4000 KPA,150 MM,1/2 IN-14 BSPP,REAR ENTRY,FLUSH,01)C/W FLANGE, RESTRICTOR |  |  | WIKA AUSTRALIA PTY LTD | WIKA AUSTRALIA PTY LTD | 68159670 | [18 empty] | GAUGE | PRESSURE | MEASURING RANGE | 0-4000 KPA | DIAL SIZE | 150 MM | PROCESS CONNECTION | 1/2 IN-14 BSPP | CONNECTION LOCATION | REAR ENTRY | MOUNTING TYPE | FLUSH | ACCURACY |  | DISPLAY TYPE |  | TUBE MATERIAL |  | CONNECTION MATERIAL |  | CASE MATERIAL |  | FILLER MATERIAL |  | HAZARD CLASS |  | CERTIFICATION/STANDARD |  | ADDITIONAL FEATURES | C/W FLANGE,RESTRICTOR
STP_009 - Lot4 | Data Enrichment | rym |  | 2023-07-31 |  |  | 1280744 | 1280744 | EA | GAUGE,PRES;0-4000 KPA,160 MM,BOTTOM,DIAL |  |  | GAUGE,PRESSURE;MEASURING RANGE:0-4000 KPA,DIAL SIZE:160 MM,PROCESS CONNECTION:1/2 IN-14 NPT,CONNECTION LOCATION:BOTTOM,DISPLAY TYPE:DIAL,FILLER MATERIAL:DRY/FILLABLE,MNFR:01)ATOM SUPPLY,PTNO:01)36000144 | 01)ATOM SUPPLY,01)36000144,0-4000 KPA,160 MM,1/2 IN-14 NPT,BOTTOM,DIAL,DRY/FILLABLE |  |  | ATOM SUPPLY | ATOM SUPPLY | 36000144 | [18 empty] | GAUGE | PRESSURE | MEASURING RANGE | 0-4000 KPA | DIAL SIZE | 160 MM | PROCESS CONNECTION | 1/2 IN-14 NPT | CONNECTION LOCATION | BOTTOM | MOUNTING TYPE |  | ACCURACY |  | DISPLAY TYPE | DIAL | TUBE MATERIAL |  | CONNECTION MATERIAL |  | CASE MATERIAL |  | FILLER MATERIAL | DRY/FILLABLE | HAZARD CLASS |  | CERTIFICATION/STANDARD |  | ADDITIONAL FEATURES
STP_009 - Lot4 | Data Enrichment | rym |  | 2023-07-31 |  |  | 1365114 | 1365114 | EA | GAUGE,PRES;0-4000 KPA,50 MM,BOTTOM |  |  | GAUGE,PRESSURE;MEASURING RANGE:0-4000 KPA,DIAL SIZE:50 MM,CONNECTION LOCATION:BOTTOM,MOUNTING TYPE:1/8 IN-28 BSPF,CONNECTION MATERIAL:COPPER ALLOY,CERTIFICATION/STANDARD:AS 1349, EN 837-1,ADDITIONAL FEATURES EN:C/W BRASS SNUBBER, STAINLESS STEEL SINTERED FIL,MNFR:01)BLKWOODS,PTNO:01)03708353 | 01)BLKWOODS,01)03708353,0-4000 KPA,50 MM,BOTTOM,1/8 IN-28 BSPF,COPPER ALLOY,EN_01)AS 1349, EN 837-1,01)C/W BRASS SNUBBER, STAINLES |  |  | BLACKWOODS | BLKWOODS | 03708353 | [18 empty] | GAUGE | PRESSURE | MEASURING RANGE | 0-4000 KPA | DIAL SIZE | 50 MM | PROCESS CONNECTION |  | CONNECTION LOCATION | BOTTOM | MOUNTING TYPE | 1/8 IN-28 BSPF | ACCURACY |  | DISPLAY TYPE |  | TUBE MATERIAL |  | CONNECTION MATERIAL | COPPER ALLOY | CASE MATERIAL |  | FILLER MATERIAL |  | HAZARD CLASS |  | CERTIFICATION/STANDARD | AS 1349,EN 837-1 | ADDITIONAL FEATURES | C/W BRASS SNUBBER,STAINLESS STEEL SINTERED FIL
STP_009 - Lot4 | Data Enrichment | rym |  | 2023-07-31 |  |  | 1300274 | 1300274 | EA | GAUGE,PRES;0-4000 KPA,63 MM,1/4 IN,M,LHA |  |  | GAUGE,PRESSURE;MEASURING RANGE:0-4000 KPA,DIAL SIZE:63 MM,PROCESS CONNECTION:1/4 IN,ADDITIONAL FEATURES EN:M,MNFR:01)LHA,PTNO:01) PGLA63BC600S | 01)LHA,01)PGLA63BC600S,0-4000 KPA,63 MM,1/4 IN,01)M |  |  | LHA | LHA | PGLA63BC600S | [18 empty] | GAUGE | PRESSURE | MEASURING RANGE | 0-4000 KPA | DIAL SIZE | 63 MM | PROCESS CONNECTION | 1/4 IN | CONNECTION LOCATION |  | MOUNTING TYPE |  | ACCURACY |  | DISPLAY TYPE |  | TUBE MATERIAL |  | CONNECTION MATERIAL |  | CASE MATERIAL |  | FILLER MATERIAL |  | HAZARD CLASS |  | CERTIFICATION/STANDARD |  | ADDITIONAL FEATURES | M
STP_009 - Lot4 | Data Enrichment | rym |  | 2023-07-31 |  |  | 1365220 | 1365220 | EA | GAUGE,PRES;0-4000 KPA,63 MM,REAR ENTRY |  |  | GAUGE,PRESSURE;MEASURING RANGE:0-4000 KPA,DIAL SIZE:63 MM,PROCESS CONNECTION:1/4 IN-18 NPT,CONNECTION LOCATION:REAR ENTRY, MOUNTING TYPE:DIRECT,TUBE MATERIAL:COPPER ALLOY,CASE MATERIAL:STAINLESS STEEL 304,FILLER MATERIAL:GLYCERINE,ADDITIONAL FEATURES EN:BOURDON TUBE, TOP BLOW OUT DISC, WINDOW PLASTIC,MNFR:01)ISADRAULICS,PTNO:01)654882 | 01)ISADRAULICS,01)654882,0-4000 KPA,63 MM,1/4 IN-18 NPT,REAR ENTRY,DIRECT,EN_01)COPPER ALLOY,STAINLESS STEEL 304,GLYCERINE,01)BOURDON TUBE, TOP BLOW OUT |  |  | ISADRAULICS | ISADRAULICS | 654882 | [18 empty] | GAUGE | PRESSURE | MEASURING RANGE | 0-4000 KPA | DIAL SIZE | 63 MM | PROCESS CONNECTION | 1/4 IN-18 NPT | CONNECTION LOCATION | REAR ENTRY | MOUNTING TYPE | DIRECT | ACCURACY |  | DISPLAY TYPE |  | TUBE MATERIAL | COPPER ALLOY | CONNECTION MATERIAL |  | CASE MATERIAL | STAINLESS STEEL 304 | FILLER MATERIAL | GLYCERINE | HAZARD CLASS |  | CERTIFICATION/STANDARD |  | ADDITIONAL FEATURES | BOURDON TUBE,TOP BLOW OUT DISC,WINDOW PLASTIC
STP_009 - Lot4 | Data Enrichment | rym |  | 2023-07-31 |  |  | 1350368 | 1350368 | EA | GAUGE,PRES;0-4000 KPA,SRVC |  |  | GAUGE,PRESSURE;MEASURING RANGE:0-4000 KPA,ADDITIONAL FEATURES EN:SERVICE,MNFR:01)BOC LIMITED,PTNO:01)301817 | 01)BOC LIMITED,01)301817,0-4000 KPA,01)SERVICE |  |  | BOC LIMITED | BOC LIMITED | 301817 | [18 empty] | GAUGE | PRESSURE | MEASURING RANGE | 0-4000 KPA | DIAL SIZE |  | PROCESS CONNECTION |  | CONNECTION LOCATION |  | MOUNTING TYPE |  | ACCURACY |  | DISPLAY TYPE |  | TUBE MATERIAL |  | CONNECTION MATERIAL |  | CASE MATERIAL |  | FILLER MATERIAL |  | HAZARD CLASS |  | CERTIFICATION/STANDARD |  | ADDITIONAL FEATURES | SERVICE
STP_009 - Lot4 | Data Enrichment | rym |  | 2023-07-31 |  |  | 1293012 | 1293012 | EA | GAUGE,PRES;0-40000 KPA,63 MM,DIRECT |  |  | GAUGE,PRESSURE;MEASURING RANGE:0-40000 KPA,DIAL SIZE:63 MM,PROCESS CONNECTION:1/4 IN-19 BSPT,MOUNTING TYPE:DIRECT,DISPLAY TYPE: GRADUATIONS 1000 KPA,FILLER MATERIAL:GLYCERINE,ADDITIONAL FEATURES EN:BLOW OUT DISC,MNFR:01)WIKA AUSTRALIA PTY LTD,PTNO:01) 9312816 | 01)WIKA AUSTRALIA PTY LTD,01)9312816,0-40000 KPA,63 MM,1/4 IN-19 BSPT,DIRECT,GRADUATIONS 1000 KPA,GLYCERINE,01)BLOW OUT DISC |  |  | WIKA AUSTRALIA PTY LTD | WIKA AUSTRALIA PTY LTD | 9312816 | [18 empty] | GAUGE | PRESSURE | MEASURING RANGE | 0-40000 KPA | DIAL SIZE | 63 MM | PROCESS CONNECTION | 1/4 IN-19 BSPT | CONNECTION LOCATION |  | MOUNTING TYPE | DIRECT | ACCURACY |  | DISPLAY TYPE | GRADUATIONS 1000 KPA | TUBE MATERIAL |  | CONNECTION MATERIAL |  | CASE MATERIAL |  | FILLER MATERIAL | GLYCERINE | HAZARD CLASS |  | CERTIFICATION/STANDARD |  | ADDITIONAL FEATURES | BLOW OUT DISC
STP_009 - Lot4 | Data Enrichment | rym |  | 2023-07-31 |  |  | 1300235 | 1300235 | EA | GAUGE,PRES;0-40000 KPA,63 MM,REXROTH |  |  | GAUGE,PRESSURE;MEASURING RANGE:0-40000 KPA,DIAL SIZE:63 MM,MNFR:01)REXROTH,PTNO:01)PGPM40000-63 | 01)REXROTH,01)PGPM40000-63,0-40000 KPA,63 MM |  |  | REXROTH | REXROTH | PGPM40000-63 | [18 empty] | GAUGE | PRESSURE | MEASURING RANGE | 0-40000 KPA | DIAL SIZE | 63 MM | PROCESS CONNECTION |  | CONNECTION LOCATION |  | MOUNTING TYPE |  | ACCURACY |  | DISPLAY TYPE |  | TUBE MATERIAL |  | CONNECTION MATERIAL |  | CASE MATERIAL |  | FILLER MATERIAL |  | HAZARD CLASS |  | CERTIFICATION/STANDARD |  | ADDITIONAL FEATURES
STP_009 - Lot4 | Data Enrichment | rym |  | 2023-07-31 |  |  | 1292902 | 1292902 | EA | GAUGE,PRES;0-5000 PSI,O/A 6-1/2 IN,STEEL |  |  | GAUGE,PRESSURE;MEASURING RANGE:0-5000 PSI,DIAL SIZE:O/A 6-1/2 IN,CASE MATERIAL:STEEL,ADDITIONAL FEATURES EN:HYDRAULIC TRANSMISSION, TRIPLE GAUGES,MNFR:01)BERENDSEN FLUID POWER,PTNO:01)GS-5 | 01)BERENDSEN FLUID POWER,01)GS-5,0-5000 PSI,O/A 6-1/2 IN,STEEL,01)HYDRAULIC TRANSMISSION, TRI |  |  | BERENDSEN FLUID POWER | BERENDSEN FLUID POWER | GS-5 | [18 empty] | GAUGE | PRESSURE | MEASURING RANGE | 0-5000 PSI | DIAL SIZE | O/A 6-1/2 IN | PROCESS CONNECTION |  | CONNECTION LOCATION |  | MOUNTING TYPE |  | ACCURACY |  | DISPLAY TYPE |  | TUBE MATERIAL |  | CONNECTION MATERIAL |  | CASE MATERIAL | STEEL | FILLER MATERIAL |  | HAZARD CLASS |  | CERTIFICATION/STANDARD |  | ADDITIONAL FEATURES | HYDRAULIC TRANSMISSION,TRIPLE GAUGES
STP_009 - Lot4 | Data Enrichment | rym |  | 2023-07-31 |  |  | 1291869 | 1291869 | EA | GAUGE,PRES;0-5800 PSI,1/4 IN |  |  | GAUGE,PRESSURE;MEASURING RANGE:0-5800 PSI,PROCESS CONNECTION:1/4 IN,CONNECTION LOCATION:BOTTOM ENTRY,MNFR:01)ISADRAULICS,PTNO:01) 03-72-400-16 | 01)ISADRAULICS,01)03-72-400-16,0-5800 PSI,1/4 IN,BOTTOM ENTRY |  |  | ISADRAULICS | ISADRAULICS | 03-72-400-16 | [18 empty] | GAUGE | PRESSURE | MEASURING RANGE | 0-5800 PSI | DIAL SIZE |  | PROCESS CONNECTION | 1/4 IN | CONNECTION LOCATION | BOTTOM ENTRY | MOUNTING TYPE |  | ACCURACY |  | DISPLAY TYPE |  | TUBE MATERIAL |  | CONNECTION MATERIAL |  | CASE MATERIAL |  | FILLER MATERIAL |  | HAZARD CLASS |  | CERTIFICATION/STANDARD |  | ADDITIONAL FEATURES
STP_009 - Lot4 | Data Enrichment | rym |  | 2023-07-31 |  |  | 1292986 | 1292986 | EA | GAUGE,PRES;0-6 BAR,63 MM,1/4 IN-19 BSP |  |  | GAUGE,PRESSURE;MEASURING RANGE:0-6 BAR,DIAL SIZE:63 MM,PROCESS CONNECTION:1/4 IN-19 BSP,CONNECTION LOCATION:CENTRE REAR,FILLER MATERIAL:LIQUID,MNFR:01)WIKA AUSTRALIA PTY LTD,PTNO:01)749415,MNFR:02)WIKA AUSTRALIA PTY LTD,PTNO:02)98288/1028 | 01)WIKA AUSTRALIA PTY LTD,02)WIKA AUSTRALIA PTY LTD,01)749415,02)98288/1028,0-6 BAR,63 MM,1/4 IN-19 BSP,CENTRE REAR,LIQUID |  |  | WIKA AUSTRALIA PTY LTD | WIKA AUSTRALIA PTY LTD | 749415 |  | WIKA AUSTRALIA PTY LTD | 98288/1028 | [15 empty] | GAUGE | PRESSURE | MEASURING RANGE | 0-6 BAR | DIAL SIZE | 63 MM | PROCESS CONNECTION | 1/4 IN-19 BSP | CONNECTION LOCATION | CENTRE REAR | MOUNTING TYPE |  | ACCURACY |  | DISPLAY TYPE |  | TUBE MATERIAL |  | CONNECTION MATERIAL |  | CASE MATERIAL |  | FILLER MATERIAL | LIQUID | HAZARD CLASS |  | CERTIFICATION/STANDARD |  | ADDITIONAL FEATURES
STP_009 - Lot4 | Data Enrichment | rym |  | 2023-07-31 |  |  | 1299514 | 1299514 | EA | GAUGE,PRES;0-600 KPA,100 MM,BOTTOM ENTRY |  |  | GAUGE,PRESSURE;MEASURING RANGE:0-600 KPA,DIAL SIZE:100 MM,PROCESS CONNECTION:3/8 IN-19 BSPT,CONNECTION LOCATION:BOTTOM ENTRY, MOUNTING TYPE:DIRECT,TUBE MATERIAL:STAINLESS STEEL 316,CONNECTION MATERIAL:STAINLESS STEEL 316,CASE MATERIAL:STAINLESS STEEL 304, ADDITIONAL FEATURES EN:BOURDON TUBE, LAMINATED SAFETY GLASS, TOP BLOW,MNFR:01)WIKA AUSTRALIA PTY LTD,PTNO:01)68000426 | 01)WIKA AUSTRALIA PTY LTD,01)68000426,0-600 KPA,100 MM,3/8 IN-19 BSPT,BOTTOM ENTRY,DIRECT,EN_01)STAINLESS STEEL 316,STAINLESS STEEL 316,STAINLESS STEEL 304,01)BOURDON TUBE, LAMINATED SAF |  |  | WIKA AUSTRALIA PTY LTD | WIKA AUSTRALIA PTY LTD | 68000426 | [18 empty] | GAUGE | PRESSURE | MEASURING RANGE | 0-600 KPA | DIAL SIZE | 100 MM | PROCESS CONNECTION | 3/8 IN-19 BSPT | CONNECTION LOCATION | BOTTOM ENTRY | MOUNTING TYPE | DIRECT | ACCURACY |  | DISPLAY TYPE |  | TUBE MATERIAL | STAINLESS STEEL 316 | CONNECTION MATERIAL | STAINLESS STEEL 316 | CASE MATERIAL | STAINLESS STEEL 304 | FILLER MATERIAL |  | HAZARD CLASS |  | CERTIFICATION/STANDARD |  | ADDITIONAL FEATURES | BOURDON TUBE,LAMINATED SAFETY GLASS,TOP BLOW
STP_009 - Lot4 | Data Enrichment | rym |  | 2023-07-31 |  |  | 1319948 | 1319948 | EA | GAUGE,PRES;0-700 KPA |  |  | GAUGE,PRESSURE;MEASURING RANGE:0-700 KPA,ADDITIONAL FEATURES EN:MEDIUM: OIL, DIMENSIONS: DIA 52 X DP 70 MM,MNFR:01)ASHDOWN INGRAM, PTNO:01)150035019 | 01)ASHDOWN INGRAM,01)150035019,0-700 KPA,01)MEDIUM: OIL, DIMENSIONS: DI |  |  | ASHDOWN INGRAM | ASHDOWN INGRAM | 150035019 | [18 empty] | GAUGE | PRESSURE | MEASURING RANGE | 0-700 KPA | DIAL SIZE |  | PROCESS CONNECTION |  | CONNECTION LOCATION |  | MOUNTING TYPE |  | ACCURACY |  | DISPLAY TYPE |  | TUBE MATERIAL |  | CONNECTION MATERIAL |  | CASE MATERIAL |  | FILLER MATERIAL |  | HAZARD CLASS |  | CERTIFICATION/STANDARD |  | ADDITIONAL FEATURES | MEDIUM: OIL | [44 empty] | DIMENSIONS: DIA 52 X DP 70 MM
STP_009 - Lot4 | Data Enrichment | rym |  | 2023-07-31 |  |  | 1293166 | 1293166 | EA | GAUGE,PRES;0-800 KPA,50 MM,1/8 IN-28 BSP |  |  | GAUGE,PRESSURE;MEASURING RANGE:0-800 KPA,DIAL SIZE:50 MM,PROCESS CONNECTION:1/8 IN-28 BSP,CONNECTION LOCATION:BOTTOM ENTRY, ADDITIONAL FEATURES EN:MEDIUM: AIR/LIQUID,MNFR:01)ISADRAULICS,PTNO:01)530.14015,MNFR:02)ISADRAULICS,PTNO:02)DB50MM-0TO800KPA,MNFR: 03)ISADRAULICS,PTNO:03)PG50441P800 | 01)ISADRAULICS,02)ISADRAULICS,03)ISADRAULICS,01)530.14015,02)DB50MM-0TO800KPA,03)PG50441P800,0-800 KPA,50 MM,1/8 IN-28 BSP,BOTTOM ENTRY,01)MEDIUM: AIR/LIQUID |  |  | ISADRAULICS | 03)ISADRAULICS | 530.14015 |  | ISADRAULICS | DB50MM-0TO800KPA |  | PG50441P800 | [13 empty] | GAUGE | PRESSURE | MEASURING RANGE | 0-800 KPA | DIAL SIZE | 50 MM | PROCESS CONNECTION | 1/8 IN-28 BSP | CONNECTION LOCATION | BOTTOM ENTRY | MOUNTING TYPE |  | ACCURACY |  | DISPLAY TYPE |  | TUBE MATERIAL |  | CONNECTION MATERIAL |  | CASE MATERIAL |  | FILLER MATERIAL |  | HAZARD CLASS |  | CERTIFICATION/STANDARD |  | ADDITIONAL FEATURES | MEDIUM: AIR/LIQUID
STP_009 - Lot4 | Data Enrichment | rym |  | 2023-07-31 |  |  | 1291782 | 1291782 | EA | GAUGE,PRES;0-8000 KPA,100 MM,BOTTOM |  |  | GAUGE,PRESSURE;MEASURING RANGE:0-8000 KPA,DIAL SIZE:100 MM,PROCESS CONNECTION:3/8 IN-19BSPT,MOUNTING TYPE:BOTTOM,MNFR:01)BLKWOODS, PTNO:01)01160529 | 01)BLKWOODS,01)01160529,0-8000 KPA,100 MM,3/8 IN-19BSPT,BOTTOM |  |  | BLACKWOODS | BLKWOODS | 01160529 | [18 empty] | GAUGE | PRESSURE | MEASURING RANGE | 0-8000 KPA | DIAL SIZE | 100 MM | PROCESS CONNECTION | 3/8 IN-19BSPT | CONNECTION LOCATION |  | MOUNTING TYPE | BOTTOM | ACCURACY |  | DISPLAY TYPE |  | TUBE MATERIAL |  | CONNECTION MATERIAL |  | CASE MATERIAL |  | FILLER MATERIAL |  | HAZARD CLASS |  | CERTIFICATION/STANDARD |  | ADDITIONAL FEATURES
STP_009 - Lot4 | Data Enrichment | rym |  | 2023-07-31 |  |  | 1353292 | 1353292 | EA | GAUGE,PRES;0-940 KPA, 0-138 PSI |  |  | GAUGE,PRESSURE;MEASURING RANGE:0-940 KPA, 0-138 PSI,ADDITIONAL FEATURES EN:LARGE BORE, SWIVEL HEAD, TYRE,MNFR:01)J.BLACKWOOD AND SON | 01)J.BLACKWOOD & SON LIMITED,02)BRIDGESTONE MINING SOLUTION,01)EX1255MC,02)02740216,0-940 KPA, 0-138 PSI,01)LARGE BORE, SWIVEL HEAD, TY |  |  | J.BLACKWOOD AND SON | J.BLACKWOOD AND SON | [19 empty] | GAUGE | PRESSURE | MEASURING RANGE | 0-940 KPA,0-138 PSI | DIAL SIZE |  | PROCESS CONNECTION |  | CONNECTION LOCATION |  | MOUNTING TYPE |  | ACCURACY |  | DISPLAY TYPE |  | TUBE MATERIAL |  | CONNECTION MATERIAL |  | CASE MATERIAL |  | FILLER MATERIAL |  | HAZARD CLASS |  | CERTIFICATION/STANDARD |  | ADDITIONAL FEATURES | LARGE BORE,SWIVEL HEAD,TYRE
STP_009 - Lot4 | Data Enrichment | rym |  | 2023-07-31 |  |  | 1280734 | 1280734 | EA | GAUGE,PRES;1/4 IN,BOTTOM,LIQUID FILLED 0 |  |  | GAUGE,PRESSURE;PROCESS CONNECTION:1/4 IN,CONNECTION LOCATION:BOTTOM,ADDITIONAL FEATURES EN:LIQUID FILLED 0,MNFR:01)ATOM SUPPLY, PTNO:01)7323002 | 01)ATOM SUPPLY,01)7323002,1/4 IN,BOTTOM,01)LIQUID FILLED 0 |  |  | ATOM SUPPLY | ATOM SUPPLY | 7323002 | [18 empty] | GAUGE | PRESSURE | MEASURING RANGE |  | DIAL SIZE |  | PROCESS CONNECTION | 1/4 IN | CONNECTION LOCATION | BOTTOM | MOUNTING TYPE |  | ACCURACY |  | DISPLAY TYPE |  | TUBE MATERIAL |  | CONNECTION MATERIAL |  | CASE MATERIAL |  | FILLER MATERIAL |  | HAZARD CLASS |  | CERTIFICATION/STANDARD |  | ADDITIONAL FEATURES | LIQUID FILLED 0
STP_009 - Lot4 | Data Enrichment | rym |  | 2023-07-31 |  |  | 1281057 | 1281057 | EA | GAUGE,PRES;1/4 IN,REAR |  |  | GAUGE,PRESSURE;PROCESS CONNECTION:1/4 IN,CONNECTION LOCATION:REAR,MNFR:01)BURWTEC,PTNO:01)0304-1473 | 01)BURWTEC,01)0304-1473,1/4 IN,REAR |  |  | BURWTEC | BURWTEC | 0304-1473 | [18 empty] | GAUGE | PRESSURE | MEASURING RANGE |  | DIAL SIZE |  | PROCESS CONNECTION | 1/4 IN | CONNECTION LOCATION | REAR | MOUNTING TYPE |  | ACCURACY |  | DISPLAY TYPE |  | TUBE MATERIAL |  | CONNECTION MATERIAL |  | CASE MATERIAL |  | FILLER MATERIAL |  | HAZARD CLASS |  | CERTIFICATION/STANDARD |  | ADDITIONAL FEATURES
STP_009 - Lot4 | Data Enrichment | rym |  | 2023-07-31 |  |  | 1319950 | 1319950 | EA | GAUGE,PRES;10 BAR, 140 PSI,40 MM |  |  | GAUGE,PRESSURE;MEASURING RANGE:10 BAR, 140 PSI,DIAL SIZE:40 MM,PROCESS CONNECTION:1/4 IN-19 BSP,CONNECTION LOCATION:REAR ENTRY, ACCURACY:+/-3 PCT,MNFR:01)SMC CORPORATION (AUST) PTY LTD,PTNO:01)G40-K10-02 | 01)SMC CORPORATION (AUST) PTY,01)G40-K10-02,10 BAR, 140 PSI,40 MM,1/4 IN-19 BSP,REAR ENTRY,+/-3 PCT |  |  | SMC CORPORATION (AUST) PTY LTD | SMC CORPORATION (AUST) PTY LTD | G40-K10-02 | [18 empty] | GAUGE | PRESSURE | MEASURING RANGE | 10 BAR,140 PSI | DIAL SIZE | 40 MM | PROCESS CONNECTION | 1/4 IN-19 BSP | CONNECTION LOCATION | REAR ENTRY | MOUNTING TYPE |  | ACCURACY | +/-3 PCT | DISPLAY TYPE |  | TUBE MATERIAL |  | CONNECTION MATERIAL |  | CASE MATERIAL |  | FILLER MATERIAL |  | HAZARD CLASS |  | CERTIFICATION/STANDARD |  | ADDITIONAL FEATURES
STP_009 - Lot4 | Data Enrichment | rym |  | 2023-07-31 |  |  | 1319844 | 1319844 | EA | GAUGE,PRES;10 BAR,4 IN,REAR ENTRY |  |  | GAUGE,PRESSURE;MEASURING RANGE:10 BAR,DIAL SIZE:4 IN,CONNECTION LOCATION:REAR ENTRY,MNFR:01)CAVA HYDRAULICS AND AUTO ELECTRICS,PTNO: | 01)CAVA HYDRAULICS & AUTO ELEC,01)SPG10000010,10 BAR,4 IN,REAR ENTRY |  |  | CAVA HYDRAULICS AND AUTO ELECTRICS | CAVA HYDRAULICS AND AUTO ELECTRICS | [19 empty] | GAUGE | PRESSURE | MEASURING RANGE | 10 BAR | DIAL SIZE | 4 IN | PROCESS CONNECTION |  | CONNECTION LOCATION | REAR ENTRY | MOUNTING TYPE |  | ACCURACY |  | DISPLAY TYPE |  | TUBE MATERIAL |  | CONNECTION MATERIAL |  | CASE MATERIAL |  | FILLER MATERIAL |  | HAZARD CLASS |  | CERTIFICATION/STANDARD |  | ADDITIONAL FEATURES
STP_009 - Lot4 | Data Enrichment | rym |  | 2023-07-31 |  |  | 1292005 | 1292005 | EA | GAUGE,PRES;100 BAR |  |  | GAUGE,PRESSURE;MEASURING RANGE:100 BAR,ADDITIONAL FEATURES EN:MEDIUM: WATER, REFERENCE NO: LM75,MNFR:01)BOART LONGYEAR PTY LTD, PTNO:01)94827,DRAWING NO:01)EO11756,VERS:01)ISSUE 5,ITM:01)2 | 01)BOART LONGYEAR PTY LTD,01)94827,01)EO11756,01)ISSUE 5,01)2,100 BAR,01)MEDIUM: WATER, REFERENCE NO |  |  | BOART LONGYEAR PTY LTD | BOART LONGYEAR PTY LTD | 94827 | [18 empty] | GAUGE | PRESSURE | MEASURING RANGE | 100 BAR | DIAL SIZE |  | PROCESS CONNECTION |  | CONNECTION LOCATION |  | MOUNTING TYPE |  | ACCURACY |  | DISPLAY TYPE |  | TUBE MATERIAL |  | CONNECTION MATERIAL |  | CASE MATERIAL |  | FILLER MATERIAL |  | HAZARD CLASS |  | CERTIFICATION/STANDARD |  | ADDITIONAL FEATURES | MEDIUM: WATER | [44 empty] | REFERENCE NO: LM75,DRAWING NO:01)EO11756,VERS:01)ISSUE 5,ITM:01)2
STP_009 - Lot4 | Data Enrichment | rym |  | 2023-07-31 |  |  | 1363817 | 1363817 | EA | GAUGE,PRES;100 KPA,4 IN,3/8 IN-19BSP |  |  | GAUGE,PRESSURE;MEASURING RANGE:100 KPA,DIAL SIZE:4 IN,PROCESS CONNECTION:3/8 IN-19BSP,MNFR:01)BLKWOODS,PTNO:01)01009000 | 01)BLKWOODS,01)01009000,100 KPA,4 IN,3/8 IN-19BSP |  |  | BLACKWOODS | BLKWOODS | 01009000 | [18 empty] | GAUGE | PRESSURE | MEASURING RANGE | 100 KPA | DIAL SIZE | 4 IN | PROCESS CONNECTION | 3/8 IN-19BSP | CONNECTION LOCATION |  | MOUNTING TYPE |  | ACCURACY |  | DISPLAY TYPE |  | TUBE MATERIAL |  | CONNECTION MATERIAL |  | CASE MATERIAL |  | FILLER MATERIAL |  | HAZARD CLASS |  | CERTIFICATION/STANDARD |  | ADDITIONAL FEATURES
STP_009 - Lot4 | Data Enrichment | rym |  | 2023-07-31 |  |  | 1286515 | 1286515 | EA | GAUGE,PRES;100 PSI,2-1/2 IN,BRASS |  |  | GAUGE,PRESSURE;MEASURING RANGE:100 PSI,DIAL SIZE:2-1/2 IN,CASE MATERIAL:BRASS,ADDITIONAL FEATURES EN:DUST SUPPRESSION,MNFR:01) MARC TECHNOLOGIES PTY LTD,PTNO:01)117456 | 01)MARC TECHNOLOGIES PTY LTD,01)117456,100 PSI,2-1/2 IN,BRASS,01)DUST SUPPRESSION |  |  | MARC TECHNOLOGIES PTY LTD | MARC TECHNOLOGIES PTY LTD | 117456 | [18 empty] | GAUGE | PRESSURE | MEASURING RANGE | 100 PSI | DIAL SIZE | 2-1/2 IN | PROCESS CONNECTION |  | CONNECTION LOCATION |  | MOUNTING TYPE |  | ACCURACY |  | DISPLAY TYPE |  | TUBE MATERIAL |  | CONNECTION MATERIAL |  | CASE MATERIAL | BRASS | FILLER MATERIAL |  | HAZARD CLASS |  | CERTIFICATION/STANDARD |  | ADDITIONAL FEATURES | DUST SUPPRESSION
STP_009 - Lot4 | Data Enrichment | rym |  | 2023-07-31 |  |  | 1286559 | 1286559 | EA | GAUGE,PRES;-100 TO 2400 KPA,100 MM |  |  | GAUGE,PRESSURE;MEASURING RANGE:-100 TO 2400 KPA,DIAL SIZE:100 MM,CONNECTION LOCATION:REAR LOWER,CASE MATERIAL:STAINLESS STEEL, ADDITIONAL FEATURES EN:BOURDON TUBE, ENCLOSURE IP65, TEMPERATURE RATIN,G C, SERIES NO: 233.50,MNFR:01)REFPRO PTY LTD,PTNO:01) 68171119 | 01)REFPRO PTY LTD,01)68171119,-100 TO 2400 KPA,100 MM,REAR LOWER,STAINLESS STEEL,01)BOURDON TUBE, ENCLOSURE IP6,02)G C, SERIES NO: 233.50 |  |  | REFPRO PTY LTD | REFPRO PTY LTD | 68171119 | [18 empty] | GAUGE | PRESSURE | MEASURING RANGE | -100 TO 2400 KPA | DIAL SIZE | 100 MM | PROCESS CONNECTION |  | CONNECTION LOCATION | REAR LOWER | MOUNTING TYPE |  | ACCURACY |  | DISPLAY TYPE |  | TUBE MATERIAL |  | CONNECTION MATERIAL |  | CASE MATERIAL | STAINLESS STEEL | FILLER MATERIAL |  | HAZARD CLASS |  | CERTIFICATION/STANDARD |  | ADDITIONAL FEATURES | BOURDON TUBE,ENCLOSURE IP65,TEMPERATURE RATIN,G C | [44 empty] | SERIES NO: 233.50
STP_009 - Lot4 | Data Enrichment | rym |  | 2023-07-31 |  |  | 1280938 | 1280938 | EA | GAUGE,PRES;1000 BAR,63 MM |  |  | GAUGE,PRESSURE;MEASURING RANGE:1000 BAR,DIAL SIZE:63 MM,MNFR:01)ISADRAUL,PTNO:01)PG-63 | 01)ISADRAUL,01)PG-63,1000 BAR,63 MM |  |  | ISADRAUL | ISADRAUL | PG-63 | [18 empty] | GAUGE | PRESSURE | MEASURING RANGE | 1000 BAR | DIAL SIZE | 63 MM | PROCESS CONNECTION |  | CONNECTION LOCATION |  | MOUNTING TYPE |  | ACCURACY |  | DISPLAY TYPE |  | TUBE MATERIAL |  | CONNECTION MATERIAL |  | CASE MATERIAL |  | FILLER MATERIAL |  | HAZARD CLASS |  | CERTIFICATION/STANDARD |  | ADDITIONAL FEATURES
STP_009 - Lot4 | Data Enrichment | rym |  | 2023-07-31 |  |  | 1286243 | 1286243 | EA | GAUGE,PRES;10-120 PSI,DUAL CHUCK, TYRE |  |  | GAUGE,PRESSURE;MEASURING RANGE:10-120 PSI,ADDITIONAL FEATURES EN:DUAL CHUCK, TYRE,MNFR:01)J.BLACKWOOD AND SON LIMITED,PTNO:01) 00983 | 01)J.BLACKWOOD & SON LIMITED,01)00983619,10-120 PSI,01)DUAL CHUCK, TYRE |  |  | J.BLACKWOOD AND SON LIMITED | J.BLACKWOOD AND SON LIMITED | 00983 | [18 empty] | GAUGE | PRESSURE | MEASURING RANGE | 10-120 PSI | DIAL SIZE |  | PROCESS CONNECTION |  | CONNECTION LOCATION |  | MOUNTING TYPE |  | ACCURACY |  | DISPLAY TYPE |  | TUBE MATERIAL |  | CONNECTION MATERIAL |  | CASE MATERIAL |  | FILLER MATERIAL |  | HAZARD CLASS |  | CERTIFICATION/STANDARD |  | ADDITIONAL FEATURES | DUAL CHUCK,TYRE
STP_009 - Lot4 | Data Enrichment | rym |  | 2023-07-31 |  |  | 1280602 | 1280602 | EA | GAUGE,PRES;10-150 PSI,1/4 IN-19 FBSP |  |  | GAUGE,PRESSURE;MEASURING RANGE:10-150 PSI,PROCESS CONNECTION:1/4 IN-19 FBSP,ADDITIONAL FEATURES EN:TYRE INFLATOR, 3 FUCTION,MNFR: 01)ATOM SUPPLY,PTNO:01)73665130 | 01)ATOM SUPPLY,01)73665130,10-150 PSI,1/4 IN-19 FBSP,01)TYRE INFLATOR, 3 FUCTION |  |  | ATOM SUPPLY | 01)ATOM SUPPLY | 73665130 | [18 empty] | GAUGE | PRESSURE | MEASURING RANGE | 10-150 PSI | DIAL SIZE |  | PROCESS CONNECTION | 1/4 IN-19 FBSP | CONNECTION LOCATION |  | MOUNTING TYPE |  | ACCURACY |  | DISPLAY TYPE |  | TUBE MATERIAL |  | CONNECTION MATERIAL |  | CASE MATERIAL |  | FILLER MATERIAL |  | HAZARD CLASS |  | CERTIFICATION/STANDARD |  | ADDITIONAL FEATURES | TYRE INFLATOR,3 FUCTION
STP_009 - Lot4 | Data Enrichment | rym |  | 2023-07-31 |  |  | 1288164 | 1288164 | EA | GAUGE,PRES;1-1/4 IN,KFK-200-063-002.5 |  |  | GAUGE,PRESSURE;DIAL SIZE:1-1/4 IN,ADDITIONAL FEATURES EN:KFK-200-063-002.5,MNFR:01)OUTOKUMP,PTNO:01)537397 | 01)OUTOKUMP,01)537397,1-1/4 IN,01)KFK-200-063-002.5 |  |  | OUTOKUMP | OUTOKUMP | 537397 | [18 empty] | GAUGE | PRESSURE | MEASURING RANGE |  | DIAL SIZE | 1-1/4 IN | PROCESS CONNECTION |  | CONNECTION LOCATION |  | MOUNTING TYPE |  | ACCURACY |  | DISPLAY TYPE |  | TUBE MATERIAL |  | CONNECTION MATERIAL |  | CASE MATERIAL |  | FILLER MATERIAL |  | HAZARD CLASS |  | CERTIFICATION/STANDARD |  | ADDITIONAL FEATURES | KFK-200-063-002.5
STP_009 - Lot4 | Data Enrichment | rym |  | 2023-07-31 |  |  | 1299603 | 1299603 | EA | GAUGE,PRES;150 KPA,BOC,105206 |  |  | GAUGE,PRESSURE;MEASURING RANGE:150 KPA,ADDITIONAL FEATURES EN:REGULATOR PR AR 6000 (4,MNFR:01)BOC,PTNO:01)105206 | 01)BOC,01)105206,150 KPA,01)REGULATOR PR AR 6000 (4 |  |  | BOC | BOC | 105206 | [18 empty] | GAUGE | PRESSURE | MEASURING RANGE | 150 KPA | DIAL SIZE |  | PROCESS CONNECTION |  | CONNECTION LOCATION |  | MOUNTING TYPE |  | ACCURACY |  | DISPLAY TYPE |  | TUBE MATERIAL |  | CONNECTION MATERIAL |  | CASE MATERIAL |  | FILLER MATERIAL |  | HAZARD CLASS |  | CERTIFICATION/STANDARD |  | ADDITIONAL FEATURES | REGULATOR PR AR 6000 (4
STP_009 - Lot4 | Data Enrichment | rym |  | 2023-07-31 |  |  | 1229479 | 1229479 | EA | GAUGE,PRES;16 BAR,63 MM,1/8 IN-27 NPT |  |  | GAUGE,PRESSURE;MEASURING RANGE:16 BAR,DIAL SIZE:63 MM,PROCESS CONNECTION:1/8 IN-27 NPT,CONNECTION LOCATION:REAR ENTRY,MNFR:01) AESSEAL AUSTRALIA PTY LTD,PTNO:01)VFI/PRGARNBRN-1601 | 01)AESSEAL AUSTRALIA PTY LTD,01)VFI/PRGARNBRN-1601,16 BAR,63 MM,1/8 IN-27 NPT,REAR ENTRY |  |  | AESSEAL AUSTRALIA PTY LTD | AESSEAL AUSTRALIA PTY LTD | VFI/PRGARNBRN-1601 | [18 empty] | GAUGE | PRESSURE | MEASURING RANGE | 16 BAR | DIAL SIZE | 63 MM | PROCESS CONNECTION | 1/8 IN-27 NPT | CONNECTION LOCATION | REAR ENTRY | MOUNTING TYPE |  | ACCURACY |  | DISPLAY TYPE |  | TUBE MATERIAL |  | CONNECTION MATERIAL |  | CASE MATERIAL |  | FILLER MATERIAL |  | HAZARD CLASS |  | CERTIFICATION/STANDARD |  | ADDITIONAL FEATURES
STP_009 - Lot4 | Data Enrichment | rym |  | 2023-07-31 |  |  | 1299877 | 1299877 | EA | GAUGE,PRES;250 BAR,63 MM |  |  | GAUGE,PRESSURE;MEASURING RANGE:250 BAR,DIAL SIZE:63 MM,ADDITIONAL FEATURES EN:CONTROL, REFERENCE NO: LM75,MNFR:01)BOART LONGYEAR PTY LTD,PTNO:01)84787,DRAWING NO:01)EO11756,VERS:01)ISSUE 5,ITM:01)5 | 01)BOART LONGYEAR PTY LTD,01)84787,01)EO11756,01)ISSUE 5,01)5,250 BAR,63 MM,01)CONTROL, REFERENCE NO: LM75 |  |  | BOART LONGYEAR PTY LTD | BOART LONGYEAR PTY LTD | 84787 | [18 empty] | GAUGE | PRESSURE | MEASURING RANGE | 250 BAR | DIAL SIZE | 63 MM | PROCESS CONNECTION |  | CONNECTION LOCATION |  | MOUNTING TYPE |  | ACCURACY |  | DISPLAY TYPE |  | TUBE MATERIAL |  | CONNECTION MATERIAL |  | CASE MATERIAL |  | FILLER MATERIAL |  | HAZARD CLASS |  | CERTIFICATION/STANDARD |  | ADDITIONAL FEATURES | CONTROL | [44 empty] | REFERENCE NO: LM75,DRAWING NO:01)EO11756,VERS:01)ISSUE 5,ITM:01)5
STP_009 - Lot4 | Data Enrichment | rym |  | 2023-07-31 |  |  | 1292353 | 1292353 | EA | GAUGE,PRES;250 BAR,PANEL |  |  | GAUGE,PRESSURE;MEASURING RANGE:250 BAR,MOUNTING TYPE:PANEL,MNFR:01)EMS SALES PTY LTD,PTNO:01)JSA-SPG063-250-1-RBU | 01)EMS SALES PTY LTD,01)JSA-SPG063-250-1-RBU,250 BAR,PANEL |  |  | EMS SALES PTY LTD | EMS SALES PTY LTD | JSA-SPG063-250-1-RBU | [18 empty] | GAUGE | PRESSURE | MEASURING RANGE | 250 BAR | DIAL SIZE |  | PROCESS CONNECTION |  | CONNECTION LOCATION |  | MOUNTING TYPE | PANEL | ACCURACY |  | DISPLAY TYPE |  | TUBE MATERIAL |  | CONNECTION MATERIAL |  | CASE MATERIAL |  | FILLER MATERIAL |  | HAZARD CLASS |  | CERTIFICATION/STANDARD |  | ADDITIONAL FEATURES
STP_009 - Lot4 | Data Enrichment | rym |  | 2023-07-31 |  |  | 1286516 | 1286516 | EA | GAUGE,PRES;30 PSI,2-1/2 IN,BRASS |  |  | GAUGE,PRESSURE;MEASURING RANGE:30 PSI,DIAL SIZE:2-1/2 IN,CASE MATERIAL:BRASS,ADDITIONAL FEATURES EN:DUST SUPPRESSION,MNFR:01)MARC TECHNOLOGIES PTY LTD,PTNO:01)117447 | 01)MARC TECHNOLOGIES PTY LTD,01)117447,30 PSI,2-1/2 IN,BRASS,01)DUST SUPPRESSION |  |  | MARC TECHNOLOGIES PTY LTD | MARC TECHNOLOGIES PTY LTD | 117447 | [18 empty] | GAUGE | PRESSURE | MEASURING RANGE | 30 PSI | DIAL SIZE | 2-1/2 IN | PROCESS CONNECTION |  | CONNECTION LOCATION |  | MOUNTING TYPE |  | ACCURACY |  | DISPLAY TYPE |  | TUBE MATERIAL |  | CONNECTION MATERIAL |  | CASE MATERIAL | BRASS | FILLER MATERIAL |  | HAZARD CLASS |  | CERTIFICATION/STANDARD |  | ADDITIONAL FEATURES | DUST SUPPRESSION
STP_009 - Lot4 | Data Enrichment | rym |  | 2023-07-31 |  |  | 1348898 | 1348898 | EA | GAUGE,PRES;40 MM,PANEL |  |  | GAUGE,PRESSURE;PROCESS CONNECTION:40 MM,MOUNTING TYPE:PANEL,MNFR:01)BOSCH REXROTH PTY LTD,PTNO:01)PGPM400-100 | 01)BOSCH REXROTH PTY LTD,01)PGPM400-100,40 MM,PANEL |  |  | BOSCH REXROTH PTY LTD | BOSCH REXROTH PTY LTD | PGPM400-100 | [18 empty] | GAUGE | PRESSURE | MEASURING RANGE |  | DIAL SIZE |  | PROCESS CONNECTION | 40 MM | CONNECTION LOCATION |  | MOUNTING TYPE | PANEL | ACCURACY |  | DISPLAY TYPE |  | TUBE MATERIAL |  | CONNECTION MATERIAL |  | CASE MATERIAL |  | FILLER MATERIAL |  | HAZARD CLASS |  | CERTIFICATION/STANDARD |  | ADDITIONAL FEATURES
STP_009 - Lot4 | Data Enrichment | rym |  | 2023-07-31 |  |  | 1286425 | 1286425 | EA | GAUGE,PRES;400 BAR, 0-40000 KPA,100 MM |  |  | GAUGE,PRESSURE;MEASURING RANGE:400 BAR, 0-40000 KPA,DIAL SIZE:100 MM,PROCESS CONNECTION:3/8 IN-19 BSPP,CONNECTION LOCATION:REAR ENTRY,MOUNTING TYPE:SURFACE,CASE MATERIAL:STAINLESS STEEL 316,MNFR:01)BOART LONGYEAR PTY LTD,PTNO:01)94825 | 01)BOART LONGYEAR PTY LTD,01)94825,400 BAR, 0-40000 KPA,100 MM,3/8 IN-19 BSPP,REAR ENTRY,SURFACE,STAINLESS STEEL 316 |  |  | BOART LONGYEAR PTY LTD | BOART LONGYEAR PTY LTD | 94825 | [18 empty] | GAUGE | PRESSURE | MEASURING RANGE | 400 BAR,0-40000 KPA | DIAL SIZE | 100 MM | PROCESS CONNECTION | 3/8 IN-19 BSPP | CONNECTION LOCATION | REAR ENTRY | MOUNTING TYPE | SURFACE | ACCURACY |  | DISPLAY TYPE |  | TUBE MATERIAL |  | CONNECTION MATERIAL |  | CASE MATERIAL | STAINLESS STEEL 316 | FILLER MATERIAL |  | HAZARD CLASS |  | CERTIFICATION/STANDARD |  | ADDITIONAL FEATURES
STP_009 - Lot4 | Data Enrichment | rym |  | 2023-07-31 |  |  | 1316858 | 1316858 | EA | GAUGE,PRES;400 BAR,63 MM |  |  | GAUGE,PRESSURE;MEASURING RANGE:400 BAR,DIAL SIZE:63 MM,ADDITIONAL FEATURES EN:CONTROL, REFERENCE NO: LM75,MNFR:01)BOART LONGYEAR PTY LTD,PTNO:01)84788,DRAWING NO:01)EO11756,VERS:01)ISSUE 5,ITM:01)4 | 01)BOART LONGYEAR PTY LTD,01)84788,01)EO11756,01)ISSUE 5,01)4,400 BAR,63 MM,01)CONTROL, REFERENCE NO: LM75 |  |  | BOART LONGYEAR PTY LTD | BOART LONGYEAR PTY LTD | 84788 | [18 empty] | GAUGE | PRESSURE | MEASURING RANGE | 400 BAR | DIAL SIZE | 63 MM | PROCESS CONNECTION |  | CONNECTION LOCATION |  | MOUNTING TYPE |  | ACCURACY |  | DISPLAY TYPE |  | TUBE MATERIAL |  | CONNECTION MATERIAL |  | CASE MATERIAL |  | FILLER MATERIAL |  | HAZARD CLASS |  | CERTIFICATION/STANDARD |  | ADDITIONAL FEATURES | CONTROL | [44 empty] | REFERENCE NO: LM75,DRAWING NO:01)EO11756,VERS:01)ISSUE 5,ITM:01)4
STP_009 - Lot4 | Data Enrichment | rym |  | 2023-07-31 |  |  | 1300100 | 1300100 | EA | GAUGE,PRES;400 BAR,63 MM,1/4 IN-19 BSPT |  |  | GAUGE,PRESSURE;MEASURING RANGE:400 BAR,DIAL SIZE:63 MM,PROCESS CONNECTION:1/4 IN-19 BSPT,CONNECTION LOCATION:BOTTOM,ACCURACY:+/-1. 6 PCT,DISPLAY TYPE:DUAL SCALE BAR/PSI,CASE MATERIAL:STAINLESS STEEL 1.4301,FILLER MATERIAL:GLYCERINE,ADDITIONAL FEATURES EN: MEDIUM: GREASE,MNFR:01)BERENDSEN FLUID POWER,PTNO:01)0-400BAR,MNFR:02)BERENDSEN FLUID POWER,PTNO:02)V15964 | 01)BERENDSEN FLUID POWER,02)BERENDSEN FLUID POWER,01)0-400BAR,02)V15964,400 BAR,63 MM,1/4 IN-19 BSPT,BOTTOM,+/-1.6 PCT,DUAL SCALE BAR/PSI,STAINLESS STEEL 1.4301,GLYCERINE,01)MEDIUM: GREASE |  |  | BERENDSEN FLUID POWER | BERENDSEN FLUID POWER | 0-400BAR |  | BERENDSEN FLUID POWER | V15964 | [15 empty] | GAUGE | PRESSURE | MEASURING RANGE | 400 BAR | DIAL SIZE | 63 MM | PROCESS CONNECTION | 1/4 IN-19 BSPT | CONNECTION LOCATION | BOTTOM | MOUNTING TYPE |  | ACCURACY | +/-1. 6 PCT | DISPLAY TYPE | DUAL SCALE BAR/PSI | TUBE MATERIAL |  | CONNECTION MATERIAL |  | CASE MATERIAL | STAINLESS STEEL 1.4301 | FILLER MATERIAL | GLYCERINE | HAZARD CLASS |  | CERTIFICATION/STANDARD |  | ADDITIONAL FEATURES | MEDIUM: GREASE
STP_009 - Lot4 | Data Enrichment | rym |  | 2023-07-31 |  |  | 1354525 | 1354525 | EA | GAUGE,PRES;400 BAR,63 MM,PANEL |  |  | GAUGE,PRESSURE;MEASURING RANGE:400 BAR,DIAL SIZE:63 MM,MOUNTING TYPE:PANEL,MNFR:01)CAVA HYDRAULICS AND AUTO ELECTRICS,PTNO:01)99204 | 01)CAVA HYDRAULICS & AUTO ELEC,01)99204,400 BAR,63 MM,PANEL |  |  | CAVA HYDRAULICS AND AUTO ELECTRICS | CAVA HYDRAULICS AND AUTO ELECTRICS | 99204 | [18 empty] | GAUGE | PRESSURE | MEASURING RANGE | 400 BAR | DIAL SIZE | 63 MM | PROCESS CONNECTION |  | CONNECTION LOCATION |  | MOUNTING TYPE | PANEL | ACCURACY |  | DISPLAY TYPE |  | TUBE MATERIAL |  | CONNECTION MATERIAL |  | CASE MATERIAL |  | FILLER MATERIAL |  | HAZARD CLASS |  | CERTIFICATION/STANDARD |  | ADDITIONAL FEATURES
STP_009 - Lot4 | Data Enrichment | rym |  | 2023-07-31 |  |  | 1280694 | 1280694 | EA | GAUGE,PRES;60 BAR,OIL, FOR ILZLM |  |  | GAUGE,PRESSURE;MEASURING RANGE:60 BAR,ADDITIONAL FEATURES EN:OIL, FOR ILZLM,MNFR:01)ENZED MOUNT ISA(RKM INVESTMENTS),PTNO:01)ENZ- GA-63-060B | 01)ENZED MOUNT ISA(RKM INVESTM,01)ENZ-GA-63-060B,60 BAR,01)OIL, FOR ILZLM |  |  | Enzed Mount Isa(RKM Investments) | ENZED MOUNT ISA(RKM INVESTMENTS) | ENZ- GA-63-060B | [18 empty] | GAUGE | PRESSURE | MEASURING RANGE | 60 BAR | DIAL SIZE |  | PROCESS CONNECTION |  | CONNECTION LOCATION |  | MOUNTING TYPE |  | ACCURACY |  | DISPLAY TYPE |  | TUBE MATERIAL |  | CONNECTION MATERIAL |  | CASE MATERIAL |  | FILLER MATERIAL |  | HAZARD CLASS |  | CERTIFICATION/STANDARD |  | ADDITIONAL FEATURES | OIL,FOR ILZLM
STP_009 - Lot4 | Data Enrichment | rym |  | 2023-07-31 |  |  | 1280685 | 1280685 | EA | GAUGE,PRES;AIR |  |  | GAUGE,PRESSURE;ADDITIONAL FEATURES EN:AIR,MNFR:01)EIMCO,PTNO:01)66100 SC | 01)EIMCO,01)66100 SC,01)AIR |  |  | EIMCO | EIMCO | 66100 SC | [18 empty] | GAUGE | PRESSURE | MEASURING RANGE |  | DIAL SIZE |  | PROCESS CONNECTION |  | CONNECTION LOCATION |  | MOUNTING TYPE |  | ACCURACY |  | DISPLAY TYPE |  | TUBE MATERIAL |  | CONNECTION MATERIAL |  | CASE MATERIAL |  | FILLER MATERIAL |  | HAZARD CLASS |  | CERTIFICATION/STANDARD |  | ADDITIONAL FEATURES | AIR
STP_009 - Lot4 | Data Enrichment | rym |  | 2023-07-31 |  |  | 1293082 | 1293082 | EA | GAUGE,PRES;BOOST, REFERENCE NO: PT7 |  |  | GAUGE,PRESSURE;ADDITIONAL FEATURES EN:BOOST, REFERENCE NO: PT7,MNFR:01)BOART LONGYEAR PTY LTD,PTNO:01)82938 | 01)BOART LONGYEAR PTY LTD,01)82938,01)BOOST, REFERENCE NO: PT7 |  |  | BOART LONGYEAR PTY LTD | BOART LONGYEAR PTY LTD | 82938 | [18 empty] | GAUGE | PRESSURE | MEASURING RANGE |  | DIAL SIZE |  | PROCESS CONNECTION |  | CONNECTION LOCATION |  | MOUNTING TYPE |  | ACCURACY |  | DISPLAY TYPE |  | TUBE MATERIAL |  | CONNECTION MATERIAL |  | CASE MATERIAL |  | FILLER MATERIAL |  | HAZARD CLASS |  | CERTIFICATION/STANDARD |  | ADDITIONAL FEATURES | BOOST | [44 empty] | REFERENCE NO: PT7
STP_009 - Lot4 | Data Enrichment | rym |  | 2023-07-31 |  |  | 1280959 | 1280959 | EA | GAUGE,PRES;BUSHRANGER 3 IN 1 TYRE PIE CA |  |  | GAUGE,PRESSURE;ADDITIONAL FEATURES EN:BUSHRANGER 3 IN 1 TYRE PIE CART - 21C ELECT - J,MNFR:01)TJM PRODUCTS PTY LTD,PTNO:01) KIN73X31 | 01)TJM PRODUCTS PTY LTD,01)KIN73X31,01)BUSHRANGER 3 IN 1 TYRE PIE |  |  | TJM PRODUCTS PTY LTD | TJM PRODUCTS PTY LTD | KIN73X31 | [18 empty] | GAUGE | PRESSURE | MEASURING RANGE |  | DIAL SIZE |  | PROCESS CONNECTION |  | CONNECTION LOCATION |  | MOUNTING TYPE |  | ACCURACY |  | DISPLAY TYPE |  | TUBE MATERIAL |  | CONNECTION MATERIAL |  | CASE MATERIAL |  | FILLER MATERIAL |  | HAZARD CLASS |  | CERTIFICATION/STANDARD |  | ADDITIONAL FEATURES | BUSHRANGER 3 IN 1 TYRE PIE CART - 21C ELECT - J
STP_009 - Lot4 | Data Enrichment | rym |  | 2023-07-31 |  |  | 1215037 | 1215037 | EA | GAUGE,PRES;C2H2,4000KPA | INDICADOR PRES; | MANOMETRE PRESS; | GAUGE,PRESSURE;ADDITIONAL FEATURES EN:ACETYLENE,4000KPA,MNFR:BOC LIMITED,PTNO:301627 | 01)BOC LIMITED,01)301627,01)ACETYLENE,4000KPA | 301627 | 1068135 | BOC LIMITED | BOC LIMITED | 301627 | [18 empty] | GAUGE | PRESSURE | MEASURING RANGE |  | DIAL SIZE |  | PROCESS CONNECTION |  | CONNECTION LOCATION |  | MOUNTING TYPE |  | ACCURACY |  | DISPLAY TYPE |  | TUBE MATERIAL |  | CONNECTION MATERIAL |  | CASE MATERIAL |  | FILLER MATERIAL |  | HAZARD CLASS |  | CERTIFICATION/STANDARD |  | ADDITIONAL FEATURES | ACETYLENE,4000KPA
STP_009 - Lot4 | Data Enrichment | rym |  | 2023-07-31 |  |  | 1293111 | 1293111 | EA | GAUGE,PRES;CP PILOT, REFERENCE NO: PT6 |  |  | GAUGE,PRESSURE;ADDITIONAL FEATURES EN:CP PILOT, REFERENCE NO: PT6,MNFR:01)BOART LONGYEAR PTY LTD,PTNO:01)82939 | 01)BOART LONGYEAR PTY LTD,01)82939,01)CP PILOT, REFERENCE NO: PT6 |  |  | BOART LONGYEAR PTY LTD | BOART LONGYEAR PTY LTD | 82939 | [18 empty] | GAUGE | PRESSURE | MEASURING RANGE |  | DIAL SIZE |  | PROCESS CONNECTION |  | CONNECTION LOCATION |  | MOUNTING TYPE |  | ACCURACY |  | DISPLAY TYPE |  | TUBE MATERIAL |  | CONNECTION MATERIAL |  | CASE MATERIAL |  | FILLER MATERIAL |  | HAZARD CLASS |  | CERTIFICATION/STANDARD |  | ADDITIONAL FEATURES | CP PILOT | [44 empty] | REFERENCE NO: PT6
STP_009 - Lot4 | Data Enrichment | rym |  | 2023-07-31 |  |  | 1280629 | 1280629 | EA | GAUGE,PRES;CPF FILTER |  |  | GAUGE,PRESSURE;ADDITIONAL FEATURES EN:CPF FILTER,MNFR:01)BURWELL TECHNOLOGIES,PTNO:01)6363 | 01)BURWELL TECHNOLOGIES,01)6363,01)CPF FILTER |  |  | BURWELL TECHNOLOGIES | BURWELL TECHNOLOGIES | 6363 | [18 empty] | GAUGE | PRESSURE | MEASURING RANGE |  | DIAL SIZE |  | PROCESS CONNECTION |  | CONNECTION LOCATION |  | MOUNTING TYPE |  | ACCURACY |  | DISPLAY TYPE |  | TUBE MATERIAL |  | CONNECTION MATERIAL |  | CASE MATERIAL |  | FILLER MATERIAL |  | HAZARD CLASS |  | CERTIFICATION/STANDARD |  | ADDITIONAL FEATURES | CPF FILTER
STP_009 - Lot4 | Data Enrichment | rym |  | 2023-07-31 |  |  | 1350306 | 1350306 | EA | GAUGE,PRES;FIRE SERVICES |  |  | GAUGE,PRESSURE;ADDITIONAL FEATURES EN:FIRE SERVICES,MNFR:01)CHUBB FIRE AND SECURITY,PTNO:01)069-07159 | 01)CHUBB FIRE & SECURITY,01)069-07159,01)FIRE SERVICES |  |  | CHUBB FIRE AND SECURITY | CHUBB FIRE AND SECURITY | 069-07159 | [18 empty] | GAUGE | PRESSURE | MEASURING RANGE |  | DIAL SIZE |  | PROCESS CONNECTION |  | CONNECTION LOCATION |  | MOUNTING TYPE |  | ACCURACY |  | DISPLAY TYPE |  | TUBE MATERIAL |  | CONNECTION MATERIAL |  | CASE MATERIAL |  | FILLER MATERIAL |  | HAZARD CLASS |  | CERTIFICATION/STANDARD |  | ADDITIONAL FEATURES | FIRE SERVICES
STP_009 - Lot4 | Data Enrichment | rym |  | 2023-07-31 |  |  | 1352272 | 1352272 | EA | GAUGE,PRES;GREEN 1200-2000, RED 0-1200 K |  |  | GAUGE,PRESSURE;MEASURING RANGE:GREEN 1200-2000, RED 0-1200 KPA,DIAL SIZE:52 MM,ADDITIONAL FEATURES EN:TRANSMISSION CLUTCH,MNFR:01) D | 01)DIESEL PARTS & SERVICE PTY,01)20BPG-2000KPA |  |  | D | D | [19 empty] | GAUGE | PRESSURE | MEASURING RANGE | GREEN 1200-2000,RED 0-1200 KPA | DIAL SIZE | 52 MM | PROCESS CONNECTION |  | CONNECTION LOCATION |  | MOUNTING TYPE |  | ACCURACY |  | DISPLAY TYPE |  | TUBE MATERIAL |  | CONNECTION MATERIAL |  | CASE MATERIAL |  | FILLER MATERIAL |  | HAZARD CLASS |  | CERTIFICATION/STANDARD |  | ADDITIONAL FEATURES | TRANSMISSION CLUTCH
STP_009 - Lot4 | Data Enrichment | rym |  | 2023-07-31 |  |  | 1288315 | 1288315 | EA | GAUGE,PRES;GRS |  |  | GAUGE,PRESSURE;ADDITIONAL FEATURES EN:GREASE,MNFR:01)JAQUES,PTNO:01)74319-IT12 | 01)JAQUES,01)74319-IT12,01)GREASE |  |  | JAQUES | JAQUES | 74319-IT12 | [18 empty] | GAUGE | PRESSURE | MEASURING RANGE |  | DIAL SIZE |  | PROCESS CONNECTION |  | CONNECTION LOCATION |  | MOUNTING TYPE |  | ACCURACY |  | DISPLAY TYPE |  | TUBE MATERIAL |  | CONNECTION MATERIAL |  | CASE MATERIAL |  | FILLER MATERIAL |  | HAZARD CLASS |  | CERTIFICATION/STANDARD |  | ADDITIONAL FEATURES | GREASE
STP_009 - Lot4 | Data Enrichment | rym |  | 2023-07-31 |  |  | 1299570 | 1299570 | EA | GAUGE,PRES;HEADWORK,TOTEDEN,100022682 |  |  | GAUGE,PRESSURE;ADDITIONAL FEATURES EN:HEADWORK,MNFR:01)TOTEDEN,PTNO:01)100022682 | 01)TOTEDEN,01)100022682,01)HEADWORK |  |  | TOTEDEN | TOTEDEN | 100022682 | [18 empty] | GAUGE | PRESSURE | MEASURING RANGE |  | DIAL SIZE |  | PROCESS CONNECTION |  | CONNECTION LOCATION |  | MOUNTING TYPE |  | ACCURACY |  | DISPLAY TYPE |  | TUBE MATERIAL |  | CONNECTION MATERIAL |  | CASE MATERIAL |  | FILLER MATERIAL |  | HAZARD CLASS |  | CERTIFICATION/STANDARD |  | ADDITIONAL FEATURES | HEADWORK
STP_009 - Lot4 | Data Enrichment | rym |  | 2023-07-31 |  |  | 1348211 | 1348211 | EA | GAUGE,PRES;HYDRAULIC SYSTEM |  |  | GAUGE,PRESSURE;ADDITIONAL FEATURES EN:HYDRAULIC SYSTEM,MNFR:01)ANDRITZ FILTER VALVES AND INSTRUMENTS,PTNO:01)ILZ65FL200,MNFR:02) AND | 01)ANDRITZ FILTER VALVES & INS,02)ANDRITZ FILTER VALVES & INS,01)ILZ65FL200,02)ILZ65FL100,01)HYDRAULIC SYSTEM |  |  | AND | ANDRITZ FILTER VALVES AND INSTRUMENTS | ILZ65FL200 |  | AND | [16 empty] | GAUGE | PRESSURE | MEASURING RANGE |  | DIAL SIZE |  | PROCESS CONNECTION |  | CONNECTION LOCATION |  | MOUNTING TYPE |  | ACCURACY |  | DISPLAY TYPE |  | TUBE MATERIAL |  | CONNECTION MATERIAL |  | CASE MATERIAL |  | FILLER MATERIAL |  | HAZARD CLASS |  | CERTIFICATION/STANDARD |  | ADDITIONAL FEATURES | HYDRAULIC SYSTEM
STP_009 - Lot4 | Data Enrichment | rym |  | 2023-07-31 |  |  | 1352564 | 1352564 | EA | GAUGE,PRES;INFLATOR TYRE 3 FUNCTION |  |  | GAUGE,PRESSURE;ADDITIONAL FEATURES EN:INFLATOR TYRE 3 FUNCTION,MNFR:01)ATOMSUP,PTNO:01)BPH32FG | 01)ATOMSUP,01)BPH32FG,01)INFLATOR TYRE 3 FUNCTION |  |  | ATOM SUPPLY | ATOMSUP | BPH32FG | [18 empty] | GAUGE | PRESSURE | MEASURING RANGE |  | DIAL SIZE |  | PROCESS CONNECTION |  | CONNECTION LOCATION |  | MOUNTING TYPE |  | ACCURACY |  | DISPLAY TYPE |  | TUBE MATERIAL |  | CONNECTION MATERIAL |  | CASE MATERIAL |  | FILLER MATERIAL |  | HAZARD CLASS |  | CERTIFICATION/STANDARD |  | ADDITIONAL FEATURES | INFLATOR TYRE 3 FUNCTION
STP_009 - Lot4 | Data Enrichment | rym |  | 2023-07-31 |  |  | 1350840 | 1350840 | EA | GAUGE,PRES;LIQUID FILLED |  |  | GAUGE,PRESSURE;DISPLAY TYPE:LIQUID FILLED,ADDITIONAL FEATURES EN:BELT CLEANER PNEUMATICS, CONVEYOR BELT CLEANERS,MNFR:01)ESS,PTNO: 01)02550000S,MNFR:02)ESS,PTNO:02)09002020 | 01)ESS,02)ESS,01)02550000S,02)09002020,LIQUID FILLED,01)BELT CLEANER PNEUMATICS, CO |  |  | ESS | ESS | 01)02550000S |  | ESS | 09002020 | [15 empty] | GAUGE | PRESSURE | MEASURING RANGE |  | DIAL SIZE |  | PROCESS CONNECTION |  | CONNECTION LOCATION |  | MOUNTING TYPE |  | ACCURACY |  | DISPLAY TYPE | LIQUID FILLED | TUBE MATERIAL |  | CONNECTION MATERIAL |  | CASE MATERIAL |  | FILLER MATERIAL |  | HAZARD CLASS |  | CERTIFICATION/STANDARD |  | ADDITIONAL FEATURES | BELT CLEANER PNEUMATICS,CONVEYOR BELT CLEANERS
STP_009 - Lot4 | Data Enrichment | rym |  | 2023-07-31 |  |  | 1232486 | 1232486 | EA | GAUGE,PRES;MEDIUM: OIL |  |  | GAUGE,PRESSURE;ADDITIONAL FEATURES EN:MEDIUM: OIL,MNFR:01)SANDVIK MINING AND CONSTRUCTION,PTNO:01)SD620255 | 01)SANDVIK MINING & CONSTRUCTI,01)SD620255,01)MEDIUM: OIL |  |  | SANDVIK MINING AND CONSTRUCTION | SANDVIK MINING AND CONSTRUCTION | SD620255 | [18 empty] | GAUGE | PRESSURE | MEASURING RANGE |  | DIAL SIZE |  | PROCESS CONNECTION |  | CONNECTION LOCATION |  | MOUNTING TYPE |  | ACCURACY |  | DISPLAY TYPE |  | TUBE MATERIAL |  | CONNECTION MATERIAL |  | CASE MATERIAL |  | FILLER MATERIAL |  | HAZARD CLASS |  | CERTIFICATION/STANDARD |  | ADDITIONAL FEATURES | MEDIUM: OIL
STP_009 - Lot4 | Data Enrichment | rym |  | 2023-07-31 |  |  | 1318984 | 1318984 | EA | GAUGE,PRES;MEDIUM: WATER |  |  | GAUGE,PRESSURE;ADDITIONAL FEATURES EN:MEDIUM: WATER,MNFR:01)MARC TECHNOLOGIES PTY LTD,PTNO:01)0036 | 01)MARC TECHNOLOGIES PTY LTD,01)0036,01)MEDIUM: WATER |  |  | MARC TECHNOLOGIES PTY LTD | MARC TECHNOLOGIES PTY LTD | 0036 | [18 empty] | GAUGE | PRESSURE | MEASURING RANGE |  | DIAL SIZE |  | PROCESS CONNECTION |  | CONNECTION LOCATION |  | MOUNTING TYPE |  | ACCURACY |  | DISPLAY TYPE |  | TUBE MATERIAL |  | CONNECTION MATERIAL |  | CASE MATERIAL |  | FILLER MATERIAL |  | HAZARD CLASS |  | CERTIFICATION/STANDARD |  | ADDITIONAL FEATURES | MEDIUM: WATER
STP_009 - Lot4 | Data Enrichment | rym |  | 2023-07-31 |  |  | 1291372 | 1291372 | EA | GAUGE,PRES;NAGANO,UCHIDA |  |  | GAUGE,PRESSURE;ADDITIONAL FEATURES EN:NAGANO,MNFR:01)UCHIDA,PTNO:01)GV51-223-150K/MPA | 01)UCHIDA,01)GV51-223-150K/MPA,01)NAGANO |  |  | UCHIDA | UCHIDA | GV51-223-150K/MPA | [18 empty] | GAUGE | PRESSURE | MEASURING RANGE |  | DIAL SIZE |  | PROCESS CONNECTION |  | CONNECTION LOCATION |  | MOUNTING TYPE |  | ACCURACY |  | DISPLAY TYPE |  | TUBE MATERIAL |  | CONNECTION MATERIAL |  | CASE MATERIAL |  | FILLER MATERIAL |  | HAZARD CLASS |  | CERTIFICATION/STANDARD |  | ADDITIONAL FEATURES | NAGANO
STP_009 - Lot4 | Data Enrichment | rym |  | 2023-07-31 |  |  | 1215030 | 1215030 | EA | GAUGE,PRES;OXY,0-1600 KPA | INDICADOR PRES; | MANOMETRE PRESS; | GAUGE,PRESSURE;ADDITIONAL FEATURES EN:OXYGEN,0-1600 KPA,MNFR:BOC LIMITED,PTNO:105629 | 01)BOC LIMITED,01)105629,01)OXYGEN,0-1600 KPA | 105629 | 1068135 | BOC LIMITED | BOC LIMITED | 105629 | [18 empty] | GAUGE | PRESSURE | MEASURING RANGE |  | DIAL SIZE |  | PROCESS CONNECTION |  | CONNECTION LOCATION |  | MOUNTING TYPE |  | ACCURACY |  | DISPLAY TYPE |  | TUBE MATERIAL |  | CONNECTION MATERIAL |  | CASE MATERIAL |  | FILLER MATERIAL |  | HAZARD CLASS |  | CERTIFICATION/STANDARD |  | ADDITIONAL FEATURES | OXYGEN,0-1600 KPA
STP_009 - Lot4 | Data Enrichment | rym |  | 2023-07-31 |  |  | 1345028 | 1345028 | EA | GAUGE,PRES;PUSH TO TEST VALVE, KA7 |  |  | GAUGE,PRESSURE;ADDITIONAL FEATURES EN:PUSH TO TEST VALVE, KA7,MNFR:01)ISADRAUL,PTNO:01)NMT-0098-1028 | 01)ISADRAUL,01)NMT-0098-1028,01)PUSH TO TEST VALVE, KA7 |  |  | ISADRAUL | ISADRAUL | NMT-0098-1028 | [18 empty] | GAUGE | PRESSURE | MEASURING RANGE |  | DIAL SIZE |  | PROCESS CONNECTION |  | CONNECTION LOCATION |  | MOUNTING TYPE |  | ACCURACY |  | DISPLAY TYPE |  | TUBE MATERIAL |  | CONNECTION MATERIAL |  | CASE MATERIAL |  | FILLER MATERIAL |  | HAZARD CLASS |  | CERTIFICATION/STANDARD |  | ADDITIONAL FEATURES | PUSH TO TEST VALVE,KA7
STP_009 - Lot4 | Data Enrichment | rym |  | 2023-07-31 |  |  | 1280746 | 1280746 | EA | GAUGE,PRES;QUOTE NO TV3351 |  |  | GAUGE,PRESSURE;ADDITIONAL FEATURES EN:QUOTE NO TV3351,MNFR:01)BURWELL TECHNOLOGIES,PTNO:01)2404-3423 | 01)BURWELL TECHNOLOGIES,01)2404-3423,01)QUOTE NO TV3351 |  |  | BURWELL TECHNOLOGIES | BURWELL TECHNOLOGIES | 2404-3423 | [18 empty] | GAUGE | PRESSURE | MEASURING RANGE |  | DIAL SIZE |  | PROCESS CONNECTION |  | CONNECTION LOCATION |  | MOUNTING TYPE |  | ACCURACY |  | DISPLAY TYPE |  | TUBE MATERIAL |  | CONNECTION MATERIAL |  | CASE MATERIAL |  | FILLER MATERIAL |  | HAZARD CLASS |  | CERTIFICATION/STANDARD |  | ADDITIONAL FEATURES | QUOTE NO TV3351
STP_009 - Lot4 | Data Enrichment | rym |  | 2023-07-31 |  |  | 1347355 | 1347355 | EA | GAUGE,PRES;ROTTN |  |  | GAUGE,PRESSURE;ADDITIONAL FEATURES EN:ROTATION,MNFR:01)TERRATEC AUSTRALIA PTY LTD,PTNO:01)22441-3-25 | 01)TERRATEC AUSTRALIA PTY LTD,01)22441-3-25,01)ROTATION |  |  | TERRATEC AUSTRALIA PTY LTD | TERRATEC AUSTRALIA PTY LTD | 22441-3-25 | [18 empty] | GAUGE | PRESSURE | MEASURING RANGE |  | DIAL SIZE |  | PROCESS CONNECTION |  | CONNECTION LOCATION |  | MOUNTING TYPE |  | ACCURACY |  | DISPLAY TYPE |  | TUBE MATERIAL |  | CONNECTION MATERIAL |  | CASE MATERIAL |  | FILLER MATERIAL |  | HAZARD CLASS |  | CERTIFICATION/STANDARD |  | ADDITIONAL FEATURES | ROTATION
STP_009 - Lot4 | Data Enrichment | rym |  | 2023-07-31 |  |  | 1288496 | 1288496 | EA | GAUGE,PRES;SYS |  |  | GAUGE,PRESSURE;ADDITIONAL FEATURES EN:SYSTEM,MNFR:01)STAUFF,PTNO:01)72-400-16 | 01)STAUFF,01)72-400-16,01)SYSTEM |  |  | STAUFF | STAUFF | 72-400-16 | [18 empty] | GAUGE | PRESSURE | MEASURING RANGE |  | DIAL SIZE |  | PROCESS CONNECTION |  | CONNECTION LOCATION |  | MOUNTING TYPE |  | ACCURACY |  | DISPLAY TYPE |  | TUBE MATERIAL |  | CONNECTION MATERIAL |  | CASE MATERIAL |  | FILLER MATERIAL |  | HAZARD CLASS |  | CERTIFICATION/STANDARD |  | ADDITIONAL FEATURES | SYSTEM
STP_009 - Lot4 | Data Enrichment | rym |  | 2023-07-31 |  |  | 1291747 | 1291747 | EA | GAUGE,PRES;TAKE UP EXTERNAL |  |  | GAUGE,PRESSURE;ADDITIONAL FEATURES EN:TAKE UP EXTERNAL,MNFR:01)MAGALDI POWER PTY LTD,PTNO:01)PEI002354 | 01)MAGALDI POWER PTY LTD,01)PEI002354,01)TAKE UP EXTERNAL |  |  | MAGALDI POWER PTY LTD | MAGALDI POWER PTY LTD | PEI002354 | [18 empty] | GAUGE | PRESSURE | MEASURING RANGE |  | DIAL SIZE |  | PROCESS CONNECTION |  | CONNECTION LOCATION |  | MOUNTING TYPE |  | ACCURACY |  | DISPLAY TYPE |  | TUBE MATERIAL |  | CONNECTION MATERIAL |  | CASE MATERIAL |  | FILLER MATERIAL |  | HAZARD CLASS |  | CERTIFICATION/STANDARD |  | ADDITIONAL FEATURES | TAKE UP EXTERNAL
STP_009 - Lot4 | Data Enrichment | rym |  | 2023-07-31 |  |  | 1291480 | 1291480 | EA | GAUGE,PRES;TEMPERATURE:HYDRAULIC PACK TH |  |  | GAUGE,PRESSURE;ADDITIONAL FEATURES EN:TEMPERATURE:HYDRAULIC PACK THERM,MNFR:01)WENMEC,PTNO:01)22847 | 01)WENMEC,01)22847,01)TEMPERATURE:HYDRAULIC PACK |  |  | WENMEC SYSTEMS INC | WENMEC | 22847 | [18 empty] | GAUGE | PRESSURE | MEASURING RANGE |  | DIAL SIZE |  | PROCESS CONNECTION |  | CONNECTION LOCATION |  | MOUNTING TYPE |  | ACCURACY |  | DISPLAY TYPE |  | TUBE MATERIAL |  | CONNECTION MATERIAL |  | CASE MATERIAL |  | FILLER MATERIAL |  | HAZARD CLASS |  | CERTIFICATION/STANDARD |  | ADDITIONAL FEATURES | TEMPERATURE:HYDRAULIC PACK THERM
STP_009 - Lot4 | Data Enrichment | rym |  | 2023-07-31 |  |  | 1347356 | 1347356 | EA | GAUGE,PRES;THRST |  |  | GAUGE,PRESSURE;ADDITIONAL FEATURES EN:THRUST,MNFR:01)TERRATEC AUSTRALIA PTY LTD,PTNO:01)22441-3-26 | 01)TERRATEC AUSTRALIA PTY LTD,01)22441-3-26,01)THRUST |  |  | TERRATEC AUSTRALIA PTY LTD | TERRATEC AUSTRALIA PTY LTD | 22441-3-26 | [18 empty] | GAUGE | PRESSURE | MEASURING RANGE |  | DIAL SIZE |  | PROCESS CONNECTION |  | CONNECTION LOCATION |  | MOUNTING TYPE |  | ACCURACY |  | DISPLAY TYPE |  | TUBE MATERIAL |  | CONNECTION MATERIAL |  | CASE MATERIAL |  | FILLER MATERIAL |  | HAZARD CLASS |  | CERTIFICATION/STANDARD |  | ADDITIONAL FEATURES | THRUST
STP_009 - Lot4 | Data Enrichment | rym |  | 2023-07-31 |  |  | 1235460 | 1235460 | EA | GAUGE,PRES;TYRE INFLATOR, WITH 12 IN LG |  |  | GAUGE,PRESSURE;ADDITIONAL FEATURES EN:TYRE INFLATOR, WITH 12 IN LG HOSE, CLIP ON CHUCK,MNFR:01)BRIDGEST,PTNO:01)EX-924 | 01)BRIDGEST,01)EX-924,01)TYRE INFLATOR, WITH 12 IN L |  |  | BRIDGEST | BRIDGEST | EX-924 | [18 empty] | GAUGE | PRESSURE | MEASURING RANGE |  | DIAL SIZE |  | PROCESS CONNECTION |  | CONNECTION LOCATION |  | MOUNTING TYPE |  | ACCURACY |  | DISPLAY TYPE |  | TUBE MATERIAL |  | CONNECTION MATERIAL |  | CASE MATERIAL |  | FILLER MATERIAL |  | HAZARD CLASS |  | CERTIFICATION/STANDARD |  | ADDITIONAL FEATURES | TYRE INFLATOR,WITH 12 IN LG HOSE,CLIP ON CHUCK
STP_009 - Lot4 | Data Enrichment | rym |  | 2023-07-31 |  |  | 1285896 | 1285896 | EA | GAUGE,RADS;ANGLE FINDER,0-270 DEG |  |  | GAUGE,RADIUS;TYPE:ANGLE FINDER,MEASURING RANGE:0-270 DEG,MNFR:01)WELDERS PRO SHOP,PTNO:01)18903 | ANGLE FINDER,0-270 DEG,01)WELDERS PRO SHOP,01)18903 |  |  | WELDERS PRO SHOP | WELDERS PRO SHOP | 18903 | [18 empty] | GAUGE | RADIUS | TYPE | ANGLE FINDER | MEASURING RANGE | 0-270 DEG | SIZE RANGE |  | INCREMENT |  | MATERIAL |  | NUMBER OF PIECES |  | LENGTH |  | WIDTH |  | HAZARD CLASS |  | CERTIFICATION/STANDARD |  | ADDITIONAL FEATURES
STP_009 - Lot4 | Data Enrichment | rym |  | 2023-07-31 |  |  | 1229922 | 1229922 | EA | GAUGE,SGHT;FLUID LEVEL INDICATOR WITH HI |  |  | GAUGE,SIGHT;TYPE:FLUID LEVEL INDICATOR WITH HIGH TEMPERATURE SWITCH,MATERIAL:HOUSING ALUMINUM, SEAL BUNA-N,SIZE:254 MM,MOUNTING TYPE:(2) BOLTS M12-1.75,TEMPERATURE RATING:70 DEG C,MNFR:01)REXROTH,PTNO:01)FSK254-2.3/O/TS70/M12 | FLUID LEVEL INDICATOR WITH HIG,HOUSING ALUMINUM, SEAL BUNA-N,254 MM,(2) BOLTS M12-1.75,70 DEG C,01)REXROTH,01)FSK254-2.3/O/TS70/M12 |  |  | REXROTH | REXROTH | FSK254-2.3/O/TS70/M12 | [18 empty] | GAUGE | SIGHT | TYPE | FLUID LEVEL INDICATOR WITH HIGH TEMPERATURE SWITCH | MATERIAL | HOUSING ALUMINUM,SEAL BUNA-N | SIZE | 254 MM | MOUNTING TYPE | (2) BOLTS M12-1.75 | PRESSURE RATING |  | TEMPERATURE RATING | 70 DEG C | HAZARD CLASS |  | CERTIFICATION/STANDARD |  | ADDITIONAL FEATURES
STP_009 - Lot4 | Data Enrichment | rym |  | 2023-07-31 |  |  | 1229924 | 1229924 | EA | GAUGE,SGHT;FLUID LEVEL INDICATOR WITH TH |  |  | GAUGE,SIGHT;TYPE:FLUID LEVEL INDICATOR WITH THERMOMETER,MATERIAL:HOUSING ALUMINUM, SEAL BUNA-N,SIZE:127 MM,MOUNTING TYPE:(2) BOLTS M12-1.75,MNFR:01)REXROTH,PTNO:01)FSA127-1.1/T12 | FLUID LEVEL INDICATOR WITH THE,HOUSING ALUMINUM, SEAL BUNA-N,127 MM,(2) BOLTS M12-1.75,01)REXROTH,01)FSA127-1.1/T12 |  |  | REXROTH | REXROTH | FSA127-1.1/T12 | [18 empty] | GAUGE | SIGHT | TYPE | FLUID LEVEL INDICATOR WITH THERMOMETER | MATERIAL | HOUSING ALUMINUM,SEAL BUNA-N | SIZE | 127 MM | MOUNTING TYPE | (2) BOLTS M12-1.75 | PRESSURE RATING |  | TEMPERATURE RATING |  | HAZARD CLASS |  | CERTIFICATION/STANDARD |  | ADDITIONAL FEATURES
STP_009 - Lot4 | Data Enrichment | rym |  | 2023-07-31 |  |  | 1344264 | 1344264 | EA | GAUGE,SGHT;FLUID LEVEL INDICATOR,127 MM |  |  | GAUGE,SIGHT;TYPE:FLUID LEVEL INDICATOR,MATERIAL:CASE ALUMINUM, SEAL BUNA-N,SIZE:127 MM,MOUNTING TYPE:(2) BOLTS M12-1.75,MNFR:01) REXROTH,PTNO:01)SNA127B-X-O-12-1007 | FLUID LEVEL INDICATOR,CASE ALUMINUM, SEAL BUNA-N,127 MM,(2) BOLTS M12-1.75,01)REXROTH,01)SNA127B-X-O-12-1007 |  |  | REXROTH | REXROTH | SNA127B-X-O-12-1007 | [18 empty] | GAUGE | SIGHT | TYPE | FLUID LEVEL INDICATOR | MATERIAL | CASE ALUMINUM,SEAL BUNA-N | SIZE | 127 MM | MOUNTING TYPE | (2) BOLTS M12-1.75 | PRESSURE RATING |  | TEMPERATURE RATING |  | HAZARD CLASS |  | CERTIFICATION/STANDARD |  | ADDITIONAL FEATURES
STP_009 - Lot4 | Data Enrichment | rym |  | 2023-07-31 |  |  | 1344129 | 1344129 | EA | GAUGE,SGHT;FLUID LEVEL, HYDRAULIC,FLT |  |  | GAUGE,SIGHT;TYPE:FLUID LEVEL, HYDRAULIC,ADDITIONAL FEATURES EN:FLT,MNFR:01)RME,PTNO:01)L06-05-144DA | FLUID LEVEL, HYDRAULIC,01)FLT,01)RME,01)L06-05-144DA |  |  | RME | RME | L06-05-144DA | [18 empty] | GAUGE | SIGHT | TYPE | FLUID LEVEL,HYDRAULIC | MATERIAL |  | SIZE |  | MOUNTING TYPE |  | PRESSURE RATING |  | TEMPERATURE RATING |  | HAZARD CLASS |  | CERTIFICATION/STANDARD |  | ADDITIONAL FEATURES | FLT
STP_009 - Lot4 | Data Enrichment | rym |  | 2023-07-31 |  |  | 1345248 | 1345248 | EA | GAUGE,SGHT;LIQUID,40 MM,INDCTR, BS |  |  | GAUGE,SIGHT;TYPE:LIQUID,SIZE:40 MM,ADDITIONAL FEATURES EN:INDICATOR, BS,MNFR:01)CEEFLO,PTNO:01)FIG.904 40MM BSP | LIQUID,40 MM,01)INDICATOR, BS,01)CEEFLO,01)FIG.904 40MM BSP |  |  | CEEFLO | CEEFLO | FIG.904 40MM BSP | [18 empty] | GAUGE | SIGHT | TYPE | LIQUID | MATERIAL |  | SIZE | 40 MM | MOUNTING TYPE |  | PRESSURE RATING |  | TEMPERATURE RATING |  | HAZARD CLASS |  | CERTIFICATION/STANDARD |  | ADDITIONAL FEATURES | INDICATOR,BS
STP_009 - Lot4 | Data Enrichment | rym |  | 2023-07-31 |  |  | 1299713 | 1299713 | EA | GAUGE,SGHT;LIQUID,FLUTEC,FSK127-2-3/0 |  |  | GAUGE,SIGHT;TYPE:LIQUID,ADDITIONAL FEATURES EN:INDICATOR, 127 MM CTRES, 208,MNFR:01)FLUTEC,PTNO:01)FSK127-2-3/0 | LIQUID,01)INDICATOR, 127 MM CTRES, 20,01)FLUTEC,01)FSK127-2-3/0 |  |  | FLUTEC | FLUTEC | FSK127-2-3/0 | [18 empty] | GAUGE | SIGHT | TYPE | LIQUID | MATERIAL |  | SIZE |  | MOUNTING TYPE |  | PRESSURE RATING |  | TEMPERATURE RATING |  | HAZARD CLASS |  | CERTIFICATION/STANDARD |  | ADDITIONAL FEATURES | INDICATOR,127 MM CTRES,208
STP_009 - Lot4 | Data Enrichment | rym |  | 2023-07-31 |  |  | 1300167 | 1300167 | EA | GAUGE,SGHT;LIQUID,INDCTR,FLUTEC |  |  | GAUGE,SIGHT;TYPE:LIQUID,ADDITIONAL FEATURES EN:INDICATOR,MNFR:01)FLUTEC,PTNO:01)FSK254.2.3/0/M12 | LIQUID,01)INDICATOR,01)FLUTEC,01)FSK254.2.3/0/M12 |  |  | FLUTEC | FLUTEC | FSK254.2.3/0/M12 | [18 empty] | GAUGE | SIGHT | TYPE | LIQUID | MATERIAL |  | SIZE |  | MOUNTING TYPE |  | PRESSURE RATING |  | TEMPERATURE RATING |  | HAZARD CLASS |  | CERTIFICATION/STANDARD |  | ADDITIONAL FEATURES | INDICATOR
STP_009 - Lot4 | Data Enrichment | rym |  | 2023-07-31 |  |  | 1345249 | 1345249 | EA | GAUGE,SGHT;LIQUID,INGRAND |  |  | GAUGE,SIGHT;TYPE:LIQUID,ADDITIONAL FEATURES EN:INDICATOR, BARIC G1 PUMP O,MNFR:01)INGRAND,PTNO:01)101-25732-212-000-6 | LIQUID,01)INDICATOR, BARIC G1 PUMP O,01)INGRAND,01)101-25732-212-000-6 |  |  | INGRAND | INGRAND | 101-25732-212-000-6 | [18 empty] | GAUGE | SIGHT | TYPE | LIQUID | MATERIAL |  | SIZE |  | MOUNTING TYPE |  | PRESSURE RATING |  | TEMPERATURE RATING |  | HAZARD CLASS |  | CERTIFICATION/STANDARD |  | ADDITIONAL FEATURES | INDICATOR,BARIC G1 PUMP O
STP_009 - Lot4 | Data Enrichment | rym |  | 2023-07-31 |  |  | 1345251 | 1345251 | EA | GAUGE,SGHT;LIQUID,OLDBZL,780-421-0395 |  |  | GAUGE,SIGHT;TYPE:LIQUID,ADDITIONAL FEATURES EN:INDICATOR, 1 IN,40 MM, C, DISPLAY TYPE: LENS,MNFR:01)OLDBZL,PTNO:01)780-421-0395 | LIQUID,01)INDICATOR, 1 IN,40 MM, C, D,01)OLDBZL,01)780-421-0395 |  |  | OLDBZL | OLDBZL | 780-421-0395 | [18 empty] | GAUGE | SIGHT | TYPE | LIQUID | MATERIAL |  | SIZE |  | MOUNTING TYPE |  | PRESSURE RATING |  | TEMPERATURE RATING |  | HAZARD CLASS |  | CERTIFICATION/STANDARD |  | ADDITIONAL FEATURES | INDICATOR,1 IN,40 MM,C | [54 empty] | DISPLAY TYPE: LENS
STP_009 - Lot4 | Data Enrichment | rym |  | 2023-07-31 |  |  | 1296850 | 1296850 | EA | GAUGE,THD;SCRW,4-60 TPI,BSW,STL |  |  | GAUGE,THREAD;TYPE:SCREW,THREAD SIZE:4-60 TPI,THREAD TYPE:BSW,MATERIAL:STEEL,ADDITIONAL FEATURES EN:(28) BLADES,MNFR:01)J. BLACKWOOD | SCREW,4-60 TPI,BSW,STEEL,01)(28) BLADES,01)J.BLACKWOOD & SON LIMITED,01)06279709 |  |  | J. BLACKWOOD | J. BLACKWOOD | [19 empty] | GAUGE | THREAD | TYPE | SCREW | THREAD SIZE | 4-60 TPI | THREAD TYPE | BSW | MATERIAL | STEEL | HAZARD CLASS |  | CERTIFICATION/STANDARD |  | ADDITIONAL FEATURES | (28) BLADES
STP_009 - Lot4 | Data Enrichment | rym |  | 2023-07-31 |  |  | 1291380 | 1291380 | EA | GAUGE,VAC;(1) 10-2 MBAR, (1) 10-9 MBAR |  |  | GAUGE,VACUUM;MEASURING RANGE:(1) 10-2 MBAR, (1) 10-9 MBAR,DISPLAY TYPE:INDICATING PENNING,ADDITIONAL FEATURES EN:INVERTED MAGNETRON, 5-60 DEG C,MNFR:01)TRACE ANALYTICAL SERVICES P/L,PTNO:01)TAS14645000,MNFR:02)EDWARDS,PTNO:02)AIM-XL-NW25 | EN_01)(1) 10-2 MBAR, (1) 10-9,INDICATING PENNING,01)INVERTED MAGNETRON, 5-60 DE,01)TRACE ANALYTICAL SERVICES P,02)EDWARDS,01)TAS14645000,02)AIM-XL-NW25 |  |  | EDWARDS | TRACE ANALYTICAL SERVICES P/L | TAS14645000 |  | EDWARDS | AIM-XL-NW25 | [15 empty] | GAUGE | VACUUM | MEASURING RANGE | (1) 10-2 MBAR,(1) 10-9 MBAR | DIAL SIZE |  | PROCESS CONNECTION |  | CONNECTION LOCATION |  | MOUNTING TYPE |  | ACCURACY |  | DISPLAY TYPE | INDICATING PENNING | TUBE MATERIAL |  | CONNECTION MATERIAL |  | CASE MATERIAL |  | FILLER MATERIAL |  | HAZARD CLASS |  | CERTIFICATION/STANDARD |  | ADDITIONAL FEATURES | INVERTED MAGNETRON,5-60 DEG C
STP_009 - Lot4 | Data Enrichment | rym |  | 2023-07-31 |  |  | 1291778 | 1291778 | EA | GAUGE,VAC;-100 TO 300 KPA, -14 TO 42 PSI |  |  | GAUGE,VACUUM;MEASURING RANGE:-100 TO 300 KPA, -14 TO 42 PSI,DIAL SIZE:63 MM,PROCESS CONNECTION:1/4 IN BSPP,CONNECTION LOCATION: BOTTOM ENTRY,MOUNTING TYPE:DIRECT,FILLER MATERIAL:LIQUID,ADDITIONAL FEATURES EN:PRESSURE,MNFR:01)BERENDSEN FLUID POWER,PTNO:01) SPG63(100/+300)10SB | EN_01)-100 TO 300 KPA, -14 TO,63 MM,1/4 IN BSPP,BOTTOM ENTRY,DIRECT,LIQUID,01)PRESSURE,01)BERENDSEN FLUID POWER,01)SPG63(100/+300)10SB |  |  | BERENDSEN FLUID POWER | BERENDSEN FLUID POWER | SPG63(100/+300)10SB | [18 empty] | GAUGE | VACUUM | MEASURING RANGE | -100 TO 300 KPA,-14 TO 42 PSI | DIAL SIZE | 63 MM | PROCESS CONNECTION | 1/4 IN BSPP | CONNECTION LOCATION | BOTTOM ENTRY | MOUNTING TYPE | DIRECT | ACCURACY |  | DISPLAY TYPE |  | TUBE MATERIAL |  | CONNECTION MATERIAL |  | CASE MATERIAL |  | FILLER MATERIAL | LIQUID | HAZARD CLASS |  | CERTIFICATION/STANDARD |  | ADDITIONAL FEATURES | PRESSURE
STP_009 - Lot4 | Data Enrichment | rym |  | 2023-07-31 |  |  | 1299686 | 1299686 | EA | GAUGE,VAC;-100 TO 300 KPA,PRESS, 1 |  |  | GAUGE,VACUUM;MEASURING RANGE:-100 TO 300 KPA,ADDITIONAL FEATURES EN:PRESSURE, 1,MNFR:01)BLKWOODS,PTNO:01)B0777-0735 | EN_01)-100 TO 300 KPA,01)PRESSURE, 1,01)BLKWOODS,01)B0777-0735 |  |  | BLACKWOODS | BLKWOODS | B0777-0735 | [18 empty] | GAUGE | VACUUM | MEASURING RANGE | -100 TO 300 KPA | DIAL SIZE |  | PROCESS CONNECTION |  | CONNECTION LOCATION |  | MOUNTING TYPE |  | ACCURACY |  | DISPLAY TYPE |  | TUBE MATERIAL |  | CONNECTION MATERIAL |  | CASE MATERIAL |  | FILLER MATERIAL |  | HAZARD CLASS |  | CERTIFICATION/STANDARD |  | ADDITIONAL FEATURES | PRESSURE,1
STP_009 - Lot4 | Data Enrichment | rym |  | 2023-07-31 |  |  | 1317334 | 1317334 | EA | GAUGE,VAC;FIELD PIECE |  |  | GAUGE,VACUUM;ADDITIONAL FEATURES EN:FIELD PIECE,MNFR:01)BOSS,PTNO:01)SVG3 | 01)FIELD PIECE,01)BOSS,01)SVG3 |  |  | BOSS | BOSS | SVG3 | [18 empty] | GAUGE | VACUUM | MEASURING RANGE |  | DIAL SIZE |  | PROCESS CONNECTION |  | CONNECTION LOCATION |  | MOUNTING TYPE |  | ACCURACY |  | DISPLAY TYPE |  | TUBE MATERIAL |  | CONNECTION MATERIAL |  | CASE MATERIAL |  | FILLER MATERIAL |  | HAZARD CLASS |  | CERTIFICATION/STANDARD |  | ADDITIONAL FEATURES | FIELD PIECE
STP_009 - Lot4 | Data Enrichment | rym |  | 2023-07-31 |  |  | 1291379 | 1291379 | EA | GAUGE,VAC;INDCTG, TBE ION/ACTIVE PIRANI |  |  | GAUGE,VACUUM;ADDITIONAL FEATURES EN:INDICATING, TBE ION/ACTIVE PIRANI,MNFR:01)TRACE ANALYTICAL SERVICES P/L,PTNO:01)1011017 | 01)INDICATING, TBE ION/ACTIVE,01)TRACE ANALYTICAL SERVICES P,01)1011017 |  |  | TRACE ANALYTICAL SERVICES P/L | TRACE ANALYTICAL SERVICES P/L | 1011017 | [18 empty] | GAUGE | VACUUM | MEASURING RANGE |  | DIAL SIZE |  | PROCESS CONNECTION |  | CONNECTION LOCATION |  | MOUNTING TYPE |  | ACCURACY |  | DISPLAY TYPE |  | TUBE MATERIAL |  | CONNECTION MATERIAL |  | CASE MATERIAL |  | FILLER MATERIAL |  | HAZARD CLASS |  | CERTIFICATION/STANDARD |  | ADDITIONAL FEATURES | INDICATING,TBE ION/ACTIVE PIRANI
STP_009 - Lot4 | Data Enrichment | rym |  | 2023-07-31 |  |  | 1286059 | 1286059 | EA | GAUGE,VAC;SAE,<2000 UM,LCD |  |  | GAUGE,VACUUM;PROCESS CONNECTION:SAE,ACCURACY:<2000 UM,DISPLAY TYPE:LCD,MNFR:01)HEATCRAFT T/A KIRBY HVACANDR P/L,PTNO:01)VG200W | SAE,<2000 UM,LCD,01)HEATCRAFT T/A KIRBY HVAC&R,01)VG200W |  |  | HEATCRAFT T/A KIRBY HVACANDR P/L | HEATCRAFT T/A KIRBY HVACANDR P/L | VG200W | [18 empty] | GAUGE | VACUUM | MEASURING RANGE |  | DIAL SIZE |  | PROCESS CONNECTION | SAE | CONNECTION LOCATION |  | MOUNTING TYPE |  | ACCURACY | <2000 UM | DISPLAY TYPE | LCD | TUBE MATERIAL |  | CONNECTION MATERIAL |  | CASE MATERIAL |  | FILLER MATERIAL |  | HAZARD CLASS |  | CERTIFICATION/STANDARD |  | ADDITIONAL FEATURES