## Sheet1
Project | Activities | Production User | Production Comments | Start Date | End Date | Remarks | Griha ID | MATNR | MEINS | MAKTX_EN | MAKTX_ES | MAKTX_FR | TEXT_EN | Class_Char_Catted | MFRPN | MFRNR | MFRNR DES | MNFR | PTNO | Verified MNFR from web | MNFR 1 | PTNO 1 | MNFR 2 | PTNO 2 | Reference URL | Reference URL1 | Item Number | Equipment Type | Equipment Manufacturer | Equipment Model | Equipment Serial | DWG | DRAWING VERSION | POS/TAG | Unused Text | Enriched/Cleansed | UNSPSC Ver.23.07 | Noun | Modifier | Attribute Name 1 | Attribute Value 1 | Attribute Name 2 | Attribute Value 2 | Attribute Name 3 | Attribute Value 3 | Attribute Name 4 | Attribute Value 4 | Attribute Name 5 | Attribute Value 5 | Attribute Name 6 | Attribute Value 6 | Attribute Name 7 | Attribute Value 7 | Attribute Name 8 | Attribute Value 8 | Attribute Name 9 | Attribute Value 9 | Attribute Name 10 | Attribute Value 10 | Attribute Name 11 | Attribute Value 11 | Attribute Name 12 | Attribute Value 12 | Attribute Name 13 | Attribute Value 13 | Attribute Name 14 | Attribute Value 14 | Attribute Name 15 | Attribute Value 15 | Attribute Name 16 | Attribute Value 16 | Attribute Name 17 | Attribute Value 17 | Attribute Name 18 | Attribute Value 18 | Attribute Name 19 | Attribute Value 19 | Attribute Name 20 | Attribute Value 20 | Attribute Name 21 | Attribute Value 21 | Attribute Name 22 | Attribute Value 22 | Attribute Name 23 | Attribute Value 23 | Attribute Name 24 | Attribute Value 24 | Attribute Name 25 | Attribute Value 25 | Attribute Name 26 | Attribute Value 26 | Attribute Name 27 | Attribute Value 27 | Attribute Name 28 | Attribute Value 28 | Attribute Name 29 | Attribute Value 29 | Attribute Name 30 | Attribute Value 30 | Attribute Name 31 | Attribute Value 31 | Attribute Name 32 | Attribute Value 32 | Attribute Name 33 | Attribute Value 33 | Attribute Name 34 | Attribute Value 34 | Attribute Name 35 | Attribute Value 35 | Attribute Name 36 | Attribute Value 36 | Remaining_Information
STP_009 - Lot4 | Data Enrichment | rmu |  | 2023-08-04 |  |  | 1234066 | 1234066 | EA | GASKET,MTL RENFD;TURBO EXHAUST,KIT |  |  | GASKET,METAL REINFORCED;SERVICE:TURBO EXHAUST,ADDITIONAL FEATURES EN:KIT,MNFR:01)MODMOTOR,PTNO:01)0903BA0300N | TURBO EXHAUST,01)KIT,01)MODMOTOR,01)0903BA0300N |  |  | MODMOTOR | MODMOTOR | 0903BA0300N | [18 empty] | GASKET | METAL REINFORCED | TYPE |  | NOMINAL SIZE |  | INSIDE DIAMETER |  | OUTSIDE DIAMETER |  | THICKNESS |  | CORE MATERIAL |  | LAYER MATERIAL |  | SERVICE | TURBO EXHAUST | PRESSURE CLASS/RATING |  | TEMPERATURE RATING |  | HAZARD CLASS |  | CERTIFICATION/STANDARD |  | ADDITIONAL FEATURES | KIT
STP_009 - Lot4 | Data Enrichment | rmu |  | 2023-08-04 |  |  | 1274275 | 1274275 | EA | GASKET,SPW,410X378X357X328 CGIR MRG IR T |  |  | GASKET KIT: EXPANDER/BOOSTER COOLER GASKETS; LINDE 525 TPD OXYGEN PLANT 410X378X357X328 CGIR MRG IR T/BAR MRG IR MFR:FLEXITALLIC,PTNO:GV0357-XFXXXF |  | GV0357-XFXXXF/10701177 |  | FLEXITALLIC |  | GV0357-XFXXXF | [18 empty] | GASKET | No Modifier | TYPE |  | NOMINAL SIZE |  | INSIDE DIAMETER |  | OUTSIDE DIAMETER |  | THICKNESS |  | MATERIAL |  | PRESSURE CLASS/RATING |  | TEMPERATURE RATING |  | HAZARD CLASS |  | CERTIFICATION/STANDARD |  | ADDITIONAL FEATURES | [51 empty] | LINDE 525 TPD OXYGEN PLANT 410X378X357X328 CGIR MRG IR T/BAR MRG IR MFR:FLEXITALLIC
STP_009 - Lot4 | Data Enrichment | rmu |  | 2023-08-04 |  |  | 1232622 | 1232622 | EA | GASKET; 19656894 |  |  | GASKET;ADDITIONAL FEATURES EN:#19656894,MNFR:01)DOWNUNDER MINING,PTNO:01)64-244-150 | 01)#19656894,01)DOWNUNDER MINING,01)64-244-150 |  |  | DOWNUNDER MINING | DOWNUNDER MINING | 64-244-150 | [18 empty] | GASKET | No Modifier | TYPE |  | NOMINAL SIZE |  | INSIDE DIAMETER |  | OUTSIDE DIAMETER |  | THICKNESS |  | MATERIAL |  | PRESSURE CLASS/RATING |  | TEMPERATURE RATING |  | HAZARD CLASS |  | CERTIFICATION/STANDARD |  | ADDITIONAL FEATURES | #19656894
STP_009 - Lot4 | Data Enrichment | rmu |  | 2023-08-04 |  |  | 1277583 | 1277583 | EA | GASKET;10 |  |  | GASKET;ADDITIONAL FEATURES EN:10,MNFR:01)DAIMLER TRUCKS BRISBANE,PTNO:01)9508B3 | 01)10,01)DAIMLER TRUCKS BRISBANE,01)9508B3 |  |  | DAIMLER TRUCKS BRISBANE | DAIMLER TRUCKS BRISBANE | 9508B3 | [18 empty] | GASKET | No Modifier | TYPE |  | NOMINAL SIZE |  | INSIDE DIAMETER |  | OUTSIDE DIAMETER |  | THICKNESS |  | MATERIAL |  | PRESSURE CLASS/RATING |  | TEMPERATURE RATING |  | HAZARD CLASS |  | CERTIFICATION/STANDARD |  | ADDITIONAL FEATURES | 10
STP_009 - Lot4 | Data Enrichment | rmu |  | 2023-08-04 |  |  | 1301946 | 1301946 | EA | GASKET;BEARING JOINT, DRIVE END,6700 KW |  |  | GASKET;BEARING JOINT, DRIVE END,ADDITIONAL FEATURES EN:6700 KW,MNFR:01)GEC,PTNO:01)E84035010 | EN_01)BEARING JOINT, DRIVE END,01)6700 KW,01)GEC,01)E84035010 |  |  | GEC | GEC | E84035010 | [18 empty] | GASKET | No Modifier | TYPE |  | NOMINAL SIZE |  | INSIDE DIAMETER |  | OUTSIDE DIAMETER |  | THICKNESS |  | MATERIAL |  | PRESSURE CLASS/RATING |  | TEMPERATURE RATING |  | HAZARD CLASS |  | CERTIFICATION/STANDARD |  | ADDITIONAL FEATURES | 6700 KW
STP_009 - Lot4 | Data Enrichment | rmu |  | 2023-08-04 |  |  | 1301628 | 1301628 | EA | GASKET;BEARING RETAINER,LIGHTNIN,125785 |  |  | GASKET;TYPE:BEARING RETAINER,MNFR:01)LIGHTNIN,PTNO:01)125785 | EN_01)BEARING RETAINER,01)LIGHTNIN,01)125785 |  |  | LIGHTNIN | LIGHTNIN | 125785 | [18 empty] | GASKET | No Modifier | TYPE | BEARING RETAINER | NOMINAL SIZE |  | INSIDE DIAMETER |  | OUTSIDE DIAMETER |  | THICKNESS |  | MATERIAL |  | PRESSURE CLASS/RATING |  | TEMPERATURE RATING |  | HAZARD CLASS |  | CERTIFICATION/STANDARD |  | ADDITIONAL FEATURES
STP_009 - Lot4 | Data Enrichment | rmu |  | 2023-08-04 |  |  | 1277706 | 1277706 | EA | GASKET;CAMLOK,NOM 100 MM,NITRL |  |  | GASKET;TYPE:CAMLOK,NOMINAL SIZE:100 MM,MATERIAL:NITRILE,TEMPERATURE RATING:-45 TO 125 DEG C,MNFR:01)J.BLACKWOOD AND SON LIMITED, PTN | EN_01)CAMLOK,100 MM,EN_01)NITRILE,EN_01)-45 TO 125 DEG C,01)J.BLACKWOOD & SON LIMITED,01)03544709 |  |  | J.BLACKWOOD AND SON LIMITED | J.BLACKWOOD AND SON LIMITED,PTN | [19 empty] | GASKET | No Modifier | TYPE | CAMLOK | NOMINAL SIZE | 100 MM | INSIDE DIAMETER |  | OUTSIDE DIAMETER |  | THICKNESS |  | MATERIAL | NITRILE | PRESSURE CLASS/RATING |  | TEMPERATURE RATING | -45 TO 125 DEG C | HAZARD CLASS |  | CERTIFICATION/STANDARD |  | ADDITIONAL FEATURES
STP_009 - Lot4 | Data Enrichment | rmu |  | 2023-08-04 |  |  | 1277827 | 1277827 | EA | GASKET;CMBNTN |  |  | GASKET;TYPE:COMBINATION,MNFR:01)FORKFORCE,PTNO:01)GB982-77 | EN_01)COMBINATION,01)FORKFORCE,01)GB982-77 |  |  | FORK FORCE AUSTRALIA PTY LTD | FORKFORCE | GB982-77 | [18 empty] | GASKET | No Modifier | TYPE | COMBINATION | NOMINAL SIZE |  | INSIDE DIAMETER |  | OUTSIDE DIAMETER |  | THICKNESS |  | MATERIAL |  | PRESSURE CLASS/RATING |  | TEMPERATURE RATING |  | HAZARD CLASS |  | CERTIFICATION/STANDARD |  | ADDITIONAL FEATURES
STP_009 - Lot4 | Data Enrichment | rmu |  | 2023-08-04 |  |  | 1277602 | 1277602 | EA | GASKET;CONV TO |  |  | GASKET;ADDITIONAL FEATURES EN:CONV TO,MNFR:01)MALOUF AUTO GROUP,PTNO:01)98132538 | 01)CONV TO,01)MALOUF AUTO GROUP,01)98132538 |  |  | MALOUF AUTO GROUP | MALOUF AUTO GROUP | 98132538 | [18 empty] | GASKET | No Modifier | TYPE |  | NOMINAL SIZE |  | INSIDE DIAMETER |  | OUTSIDE DIAMETER |  | THICKNESS |  | MATERIAL |  | PRESSURE CLASS/RATING |  | TEMPERATURE RATING |  | HAZARD CLASS |  | CERTIFICATION/STANDARD |  | ADDITIONAL FEATURES | CONV TO
STP_009 - Lot4 | Data Enrichment | rmu |  | 2023-08-04 |  |  | 1301619 | 1301619 | EA | GASKET;CRUSH WASHER,CU,DBGI,47FDA100 |  |  | GASKET;TYPE:CRUSH WASHER,MATERIAL:COPPER,MNFR:01)DBGI,PTNO:01)47FDA100 | EN_01)CRUSH WASHER,EN_01)COPPER,01)DBGI,01)47FDA100 |  |  | DBGI | DBGI | 47FDA100 | [18 empty] | GASKET | No Modifier | TYPE | CRUSH WASHER | NOMINAL SIZE |  | INSIDE DIAMETER |  | OUTSIDE DIAMETER |  | THICKNESS |  | MATERIAL | COPPER | PRESSURE CLASS/RATING |  | TEMPERATURE RATING |  | HAZARD CLASS |  | CERTIFICATION/STANDARD |  | ADDITIONAL FEATURES
STP_009 - Lot4 | Data Enrichment | rmu |  | 2023-08-04 |  |  | 1244768 | 1244768 | EA | GASKET;CVR,END,SV200 KETO,FRAS,SV025S14 |  | JOINT PLAT;COUVERCLE,EXTREMITE,KETO | GASKET;TYPE:COVER,END,ADDITIONAL FEATURES EN:SV200 KETO,MNFR:FRASER ALEXANDER (PTY) LTD,PTNO:SV025S14 | EN_01)COVER,END,FR_01)COUVERCLE,EXTREMITE,01)SV200 KETO,01)KETO SV200 | SV025S14 |  | FRASER ALEXANDER (PTY) LTD | FRASER ALEXANDER (PTY) LTD | SV025S14 | [18 empty] | GASKET | No Modifier | TYPE | COVER,END | NOMINAL SIZE |  | INSIDE DIAMETER |  | OUTSIDE DIAMETER |  | THICKNESS |  | MATERIAL |  | PRESSURE CLASS/RATING |  | TEMPERATURE RATING |  | HAZARD CLASS |  | CERTIFICATION/STANDARD |  | ADDITIONAL FEATURES | SV200 KETO
STP_009 - Lot4 | Data Enrichment | rmu |  | 2023-08-04 |  |  | 1277956 | 1277956 | EA | GASKET;DRN,WEIGHT 0.023KG |  |  | GASKET;TYPE:DRAIN,ADDITIONAL FEATURES EN:WEIGHT 0.023KG,MNFR:01)MALOUF AUTO GROUP,PTNO:01)8941583280 | EN_01)DRAIN,01)WEIGHT 0.023KG,01)MALOUF AUTO GROUP,01)8941583280 |  |  | MALOUF AUTO GROUP | MALOUF AUTO GROUP | 8941583280 | [18 empty] | GASKET | No Modifier | TYPE | DRAIN | NOMINAL SIZE |  | INSIDE DIAMETER |  | OUTSIDE DIAMETER |  | THICKNESS |  | MATERIAL |  | PRESSURE CLASS/RATING |  | TEMPERATURE RATING |  | HAZARD CLASS |  | CERTIFICATION/STANDARD |  | ADDITIONAL FEATURES | WEIGHT 0.023KG
STP_009 - Lot4 | Data Enrichment | rmu |  | 2023-08-04 |  |  | 1346000 | 1346000 | EA | GASKET;END/START,H,TRANTER |  |  | GASKET;TYPE:END/START,ADDITIONAL FEATURES EN:H,MNFR:01)TRANTER,PTNO:01)GAS GX26 END/START | EN_01)END/START,01)H,01)TRANTER,01)GAS GX26 END/START |  |  | TRANTER | TRANTER | GAS GX26 END/START | [18 empty] | GASKET | No Modifier | TYPE | END/START | NOMINAL SIZE |  | INSIDE DIAMETER |  | OUTSIDE DIAMETER |  | THICKNESS |  | MATERIAL |  | PRESSURE CLASS/RATING |  | TEMPERATURE RATING |  | HAZARD CLASS |  | CERTIFICATION/STANDARD |  | ADDITIONAL FEATURES | H
STP_009 - Lot4 | Data Enrichment | SFQ |  | 2023-08-04 |  |  | 1298703 | 1298703 | EA | GASKET;FC,FIREFITE,7790508 |  |  | GASKET;TYPE:FACE,MNFR:01)FIREFITE,PTNO:01)7790508 | EN_01)FACE,01)FIREFITE,01)7790508 |  |  | FIREFITE | FIREFITE | 7790508 | [18 empty] | GASKET | No Modifier | TYPE | FACE | NOMINAL SIZE |  | INSIDE DIAMETER |  | OUTSIDE DIAMETER |  | THICKNESS |  | MATERIAL |  | PRESSURE CLASS/RATING |  | TEMPERATURE RATING |  | HAZARD CLASS |  | CERTIFICATION/STANDARD |  | ADDITIONAL FEATURES
STP_009 - Lot4 | Data Enrichment | rmu |  | 2023-08-04 |  |  | 1288813 | 1288813 | EA | GASKET;FLAT SERRATED,EPDM |  |  | GASKET;TYPE:FLAT SERRATED,MATERIAL:EPDM,MNFR:01)TUBEMAKER,PTNO:01)431100 | EN_01)FLAT SERRATED,EN_01)EPDM,01)TUBEMAKER,01)431100 |  |  | TUBEMAKER | TUBEMAKER | 431100 | [18 empty] | GASKET | No Modifier | TYPE | FLAT SERRATED | NOMINAL SIZE |  | INSIDE DIAMETER |  | OUTSIDE DIAMETER |  | THICKNESS |  | MATERIAL | EPDM | PRESSURE CLASS/RATING |  | TEMPERATURE RATING |  | HAZARD CLASS |  | CERTIFICATION/STANDARD |  | ADDITIONAL FEATURES
STP_009 - Lot4 | Data Enrichment | rmu |  | 2023-08-04 |  |  | 1277924 | 1277924 | EA | GASKET;GAS LENS 9/20 |  |  | GASKET;TYPE:GAS LENS 9/20,MNFR:01)GLOBAL WELDING SUPPLIES (MT ISA),PTNO:01)IWS598320 | EN_01)GAS LENS 9/20,01)GLOBAL WELDING SUPPLIES (MT,01)IWS598320 |  |  | GLOBAL WELDING SUPPLIES (MT ISA) | GLOBAL WELDING SUPPLIES (MT ISA) | IWS598320 | [18 empty] | GASKET | No Modifier | TYPE | GAS LENS 9/20 | NOMINAL SIZE |  | INSIDE DIAMETER |  | OUTSIDE DIAMETER |  | THICKNESS |  | MATERIAL |  | PRESSURE CLASS/RATING |  | TEMPERATURE RATING |  | HAZARD CLASS |  | CERTIFICATION/STANDARD |  | ADDITIONAL FEATURES
STP_009 - Lot4 | Data Enrichment | rmu |  | 2023-08-04 |  |  | 1288902 | 1288902 | EA | GASKET;HANDSET 22 SHELL |  |  | GASKET;TYPE:HANDSET 22 SHELL,MNFR:01)RME,PTNO:01)L06-05-411AA | EN_01)HANDSET 22 SHELL,01)RME,01)L06-05-411AA |  |  | RME | RME | L06-05-411AA | [18 empty] | GASKET | No Modifier | TYPE | HANDSET 22 SHELL | NOMINAL SIZE |  | INSIDE DIAMETER |  | OUTSIDE DIAMETER |  | THICKNESS |  | MATERIAL |  | PRESSURE CLASS/RATING |  | TEMPERATURE RATING |  | HAZARD CLASS |  | CERTIFICATION/STANDARD |  | ADDITIONAL FEATURES
STP_009 - Lot4 | Data Enrichment | rmu |  | 2023-08-04 |  |  | 1277674 | 1277674 | EA | GASKET;HLDR |  |  | GASKET;TYPE:HOLDER,MNFR:01)SWANSTON TASMANIA PTY LTD,PTNO:01)01329181 | EN_01)HOLDER,01)SWANSTON TASMANIA PTY LTD,01)01329181 |  |  | SWANSTON TASMANIA PTY LTD | SWANSTON TASMANIA PTY LTD | 01329181 | [18 empty] | GASKET | No Modifier | TYPE | HOLDER | NOMINAL SIZE |  | INSIDE DIAMETER |  | OUTSIDE DIAMETER |  | THICKNESS |  | MATERIAL |  | PRESSURE CLASS/RATING |  | TEMPERATURE RATING |  | HAZARD CLASS |  | CERTIFICATION/STANDARD |  | ADDITIONAL FEATURES
STP_009 - Lot4 | Data Enrichment | rmu |  | 2023-08-04 |  |  | 1277606 | 1277606 | EA | GASKET;ID 5/16 IN,OD 1/2 IN,ACME,10 PACK |  |  | GASKET;INSIDE DIAMETER:5/16 IN,OUTSIDE DIAMETER:1/2 IN,MATERIAL:ACME,ADDITIONAL FEATURES EN:10 PACK,MNFR:01)BOSS,PTNO:01)HXG2 | 5/16 IN,1/2 IN,EN_01)ACME,01)10 PACK,01)BOSS,01)HXG2 |  |  | BOSS | BOSS | HXG2 | [18 empty] | GASKET | No Modifier | TYPE |  | NOMINAL SIZE |  | INSIDE DIAMETER | 5/16 IN | OUTSIDE DIAMETER | 1/2 IN | THICKNESS |  | MATERIAL | ACME | PRESSURE CLASS/RATING |  | TEMPERATURE RATING |  | HAZARD CLASS |  | CERTIFICATION/STANDARD |  | ADDITIONAL FEATURES | 10 PACK
STP_009 - Lot4 | Data Enrichment | rmu |  | 2023-08-04 |  |  | 1387716 | 1387716 | EA | GASKET;MER,180133 |  |  |  |  | 180133 | 3000008 | MERCEDES |  | , | [18 empty] | GASKET | No Modifier | TYPE |  | NOMINAL SIZE |  | INSIDE DIAMETER |  | OUTSIDE DIAMETER |  | THICKNESS |  | MATERIAL |  | PRESSURE CLASS/RATING |  | TEMPERATURE RATING |  | HAZARD CLASS |  | CERTIFICATION/STANDARD |  | ADDITIONAL FEATURES
STP_009 - Lot4 | Data Enrichment | rmu |  | 2023-08-04 |  |  | 1387712 | 1387712 | EA | GASKET;MER,9040160721 |  |  |  |  | 9040160721 | 3000008 | MERCEDES |  | , | [18 empty] | GASKET | No Modifier | TYPE |  | NOMINAL SIZE |  | INSIDE DIAMETER |  | OUTSIDE DIAMETER |  | THICKNESS |  | MATERIAL |  | PRESSURE CLASS/RATING |  | TEMPERATURE RATING |  | HAZARD CLASS |  | CERTIFICATION/STANDARD |  | ADDITIONAL FEATURES
STP_009 - Lot4 | Data Enrichment | rmu |  | 2023-08-04 |  |  | 1387713 | 1387713 | EA | GASKET;MER,A1110180080 |  |  |  |  | A1110180080 | 3000008 | MERCEDES |  | , | [18 empty] | GASKET | No Modifier | TYPE |  | NOMINAL SIZE |  | INSIDE DIAMETER |  | OUTSIDE DIAMETER |  | THICKNESS |  | MATERIAL |  | PRESSURE CLASS/RATING |  | TEMPERATURE RATING |  | HAZARD CLASS |  | CERTIFICATION/STANDARD |  | ADDITIONAL FEATURES
STP_009 - Lot4 | Data Enrichment | rmu |  | 2023-08-04 |  |  | 1387840 | 1387840 | EA | GASKET;MER,MH-MB420192 |  |  |  |  | MH-MB420192 | 3000008 | MERCEDES |  | , | [18 empty] | GASKET | No Modifier | TYPE |  | NOMINAL SIZE |  | INSIDE DIAMETER |  | OUTSIDE DIAMETER |  | THICKNESS |  | MATERIAL |  | PRESSURE CLASS/RATING |  | TEMPERATURE RATING |  | HAZARD CLASS |  | CERTIFICATION/STANDARD |  | ADDITIONAL FEATURES
STP_009 - Lot4 | Data Enrichment | rmu |  | 2023-08-04 |  |  | 1349953 | 1349953 | EA | GASKET;NOM 100 MM,NITRL RBR,MINQUIP |  |  | GASKET;NOMINAL SIZE:100 MM,MATERIAL:NITRILE RUBBER,ADDITIONAL FEATURES EN:CAMLOCK COUPLING,MNFR:01)MINQUIP,PTNO:01)CW100 | 100 MM,EN_01)NITRILE RUBBER,01)CAMLOCK COUPLING,01)MINQUIP,01)CW100 |  |  | MINQUIP | MINQUIP | CW100 | [18 empty] | GASKET | No Modifier | TYPE |  | NOMINAL SIZE | 100 MM | INSIDE DIAMETER |  | OUTSIDE DIAMETER |  | THICKNESS |  | MATERIAL | NITRILE RUBBER | PRESSURE CLASS/RATING |  | TEMPERATURE RATING |  | HAZARD CLASS |  | CERTIFICATION/STANDARD |  | ADDITIONAL FEATURES | CAMLOCK COUPLING
STP_009 - Lot4 | Data Enrichment | rmu |  | 2023-08-04 |  |  | 1237950 | 1237950 | EA | GASKET;NOM 150 MM,ID 165.1 MM |  |  | GASKET;NOMINAL SIZE:150 MM,INSIDE DIAMETER:165.1 MM,MATERIAL:EPDM RUBBER,ADDITIONAL FEATURES EN:VICTAULIC SHOULDERED PIPE CPLG, MNFR:01)MRCGLOB,PTNO:01)1000016226 | 150 MM,165.1 MM,EN_01)EPDM RUBBER,01)VICTAULIC SHOULDERED PIPE C,01)MRCGLOB,01)1000016226 |  |  | MRCGLOB | MRCGLOB | 1000016226 | [18 empty] | GASKET | No Modifier | TYPE |  | NOMINAL SIZE | 150 MM | INSIDE DIAMETER | 165.1 MM | OUTSIDE DIAMETER |  | THICKNESS |  | MATERIAL | EPDM RUBBER | PRESSURE CLASS/RATING |  | TEMPERATURE RATING |  | HAZARD CLASS |  | CERTIFICATION/STANDARD |  | ADDITIONAL FEATURES | VICTAULIC SHOULDERED PIPE CPLG
STP_009 - Lot4 | Data Enrichment | rmu |  | 2023-08-04 |  |  | 1277868 | 1277868 | EA | GASKET;NOM 2 MM,KLINGERSIL C-4243 |  |  | GASKET;NOMINAL SIZE:2 MM,MATERIAL:KLINGERSIL C-4243,MNFR:01)KLINGER,PTNO:01)45979-01 | 2 MM,EN_01)KLINGERSIL C-4243,01)KLINGER,01)45979-01 |  |  | KLINGER | KLINGER | 45979-01 | [18 empty] | GASKET | No Modifier | TYPE |  | NOMINAL SIZE | 2 MM | INSIDE DIAMETER |  | OUTSIDE DIAMETER |  | THICKNESS |  | MATERIAL | KLINGERSIL C-4243 | PRESSURE CLASS/RATING |  | TEMPERATURE RATING |  | HAZARD CLASS |  | CERTIFICATION/STANDARD |  | ADDITIONAL FEATURES
STP_009 - Lot4 | Data Enrichment | rmu |  | 2023-08-04 |  |  | 1277840 | 1277840 | EA | GASKET;NOM 20 MM |  |  | GASKET;NOMINAL SIZE:20 MM,MNFR:01)RGM MAINTENANCE PTY LTD,PTNO:01)QMF660038 | 20 MM,01)RGM MAINTENANCE PTY LTD,01)QMF660038 |  |  | RGM MAINTENANCE PTY LTD | RGM MAINTENANCE PTY LTD | QMF660038 | [18 empty] | GASKET | No Modifier | TYPE |  | NOMINAL SIZE | 20 MM | INSIDE DIAMETER |  | OUTSIDE DIAMETER |  | THICKNESS |  | MATERIAL |  | PRESSURE CLASS/RATING |  | TEMPERATURE RATING |  | HAZARD CLASS |  | CERTIFICATION/STANDARD |  | ADDITIONAL FEATURES
STP_009 - Lot4 | Data Enrichment | rmu |  | 2023-08-04 |  |  | 1277838 | 1277838 | EA | GASKET;NOM 20 MM,PACK = 5 |  |  | GASKET;NOMINAL SIZE:20 MM,ADDITIONAL FEATURES EN:PACK = 5,MNFR:01)RGMMAIN,PTNO:01)QMF660038 | 20 MM,01)PACK = 5,01)RGMMAIN,01)QMF660038 |  |  | RGMMAIN | RGMMAIN | QMF660038 | [18 empty] | GASKET | No Modifier | TYPE |  | NOMINAL SIZE | 20 MM | INSIDE DIAMETER |  | OUTSIDE DIAMETER |  | THICKNESS |  | MATERIAL |  | PRESSURE CLASS/RATING |  | TEMPERATURE RATING |  | HAZARD CLASS |  | CERTIFICATION/STANDARD |  | ADDITIONAL FEATURES | PACK = 5
STP_009 - Lot4 | Data Enrichment | rmu |  | 2023-08-04 |  |  | 1301263 | 1301263 | EA | GASKET;NOM 3-1/2 IN,OD 101.6 MM,NITRL |  |  | GASKET;NOMINAL SIZE:3-1/2 IN,OUTSIDE DIAMETER:101.6 MM,MATERIAL:NITRILE,ADDITIONAL FEATURES EN:COMPRESSOR COOLANT SERVICE PIPE, VICTAULIC CPLG,MNFR:01)COMPAIR,PTNO:01)A11513974 | 3-1/2 IN,101.6 MM,EN_01)NITRILE,01)COMPRESSOR COOLANT SERVICE,01)COMPAIR,01)A11513974 |  |  | COMPAIR | COMPAIR | A11513974 | [18 empty] | GASKET | No Modifier | TYPE |  | NOMINAL SIZE | 3-1/2 IN | INSIDE DIAMETER |  | OUTSIDE DIAMETER | 101.6 MM | THICKNESS |  | MATERIAL | NITRILE | PRESSURE CLASS/RATING |  | TEMPERATURE RATING |  | HAZARD CLASS |  | CERTIFICATION/STANDARD |  | ADDITIONAL FEATURES | COMPRESSOR COOLANT SERVICE PIPE,VICTAULIC CPLG
STP_009 - Lot4 | Data Enrichment | rmu |  | 2023-08-04 |  |  | 1348090 | 1348090 | EA | GASKET;NOM 50 MM,EPDM RUBBER |  |  | GASKET;NOMINAL SIZE:50 MM,MATERIAL:EPDM RUBBER,ADDITIONAL FEATURES EN:VICTAULIC SHOULDERED COUPLING,MNFR:01)MIMS,PTNO:01) G00850060000007 | 50 MM,EN_01)EPDM RUBBER,01)VICTAULIC SHOULDERED COUPLI,01)MIMS,01)G00850060000007 |  |  | MIMS | MIMS | G00850060000007 | [18 empty] | GASKET | No Modifier | TYPE |  | NOMINAL SIZE | 50 MM | INSIDE DIAMETER |  | OUTSIDE DIAMETER |  | THICKNESS |  | MATERIAL | EPDM RUBBER | PRESSURE CLASS/RATING |  | TEMPERATURE RATING |  | HAZARD CLASS |  | CERTIFICATION/STANDARD |  | ADDITIONAL FEATURES | VICTAULIC SHOULDERED COUPLING
STP_009 - Lot4 | Data Enrichment | rmu |  | 2023-08-04 |  |  | 1233172 | 1233172 | EA | GASKET;NOM 50 MM,VITON |  |  | GASKET;NOMINAL SIZE:50 MM,MATERIAL:VITON,ADDITIONAL FEATURES EN:VICTAULIC PIPE SEAL,MNFR:01)ENZED,PTNO:01)Z001149236 | 50 MM,EN_01)VITON,01)VICTAULIC PIPE SEAL,01)ENZED,01)Z001149236 |  |  | Enzed Mount Isa(RKM Investments) | ENZED | Z001149236 | [18 empty] | GASKET | No Modifier | TYPE |  | NOMINAL SIZE | 50 MM | INSIDE DIAMETER |  | OUTSIDE DIAMETER |  | THICKNESS |  | MATERIAL | VITON | PRESSURE CLASS/RATING |  | TEMPERATURE RATING |  | HAZARD CLASS |  | CERTIFICATION/STANDARD |  | ADDITIONAL FEATURES | VICTAULIC PIPE SEAL
STP_009 - Lot4 | Data Enrichment | rmu |  | 2023-08-04 |  |  | 1277633 | 1277633 | EA | GASKET;NOM WD 40 X LG 250 MM,THK 3 MM |  |  | GASKET;NOMINAL SIZE:WD 40 X LG 250 MM,THICKNESS:3 MM,MATERIAL:NEOPRENE,MNFR:01)ENERGYQLD,PTNO:01)104497 | WD 40 X LG 250 MM,3 MM,EN_01)NEOPRENE,01)ENERGYQLD,01)104497 |  |  | ENERGYQLD | ENERGYQLD | 104497 | [18 empty] | GASKET | No Modifier | TYPE |  | NOMINAL SIZE | WD 40 X LG 250 MM | INSIDE DIAMETER |  | OUTSIDE DIAMETER |  | THICKNESS | 3 MM | MATERIAL | NEOPRENE | PRESSURE CLASS/RATING |  | TEMPERATURE RATING |  | HAZARD CLASS |  | CERTIFICATION/STANDARD |  | ADDITIONAL FEATURES
STP_009 - Lot4 | Data Enrichment | rmu |  | 2023-08-04 |  |  | 1277591 | 1277591 | EA | GASKET;OD 1/4 IN,10 PACK |  |  | GASKET;OUTSIDE DIAMETER:1/4 IN,ADDITIONAL FEATURES EN:10 PACK,MNFR:01)BOSS,PTNO:01)HXG | 1/4 IN,01)10 PACK,01)BOSS,01)HXG |  |  | BOSS | BOSS | HXG | [18 empty] | GASKET | No Modifier | TYPE |  | NOMINAL SIZE |  | INSIDE DIAMETER |  | OUTSIDE DIAMETER | 1/4 IN | THICKNESS |  | MATERIAL |  | PRESSURE CLASS/RATING |  | TEMPERATURE RATING |  | HAZARD CLASS |  | CERTIFICATION/STANDARD |  | ADDITIONAL FEATURES | 10 PACK
STP_009 - Lot4 | Data Enrichment | rmu |  | 2023-08-04 |  |  | 1352032 | 1352032 | EA | GASKET;PB |  |  | GASKET;ADDITIONAL FEATURES EN:LEAD,MNFR:01)WALTIERN,PTNO:01)P50557 | 01)LEAD,01)WALTIERN,01)P50557 |  |  | WALTIERN | WALTIERN | P50557 | [18 empty] | GASKET | No Modifier | TYPE |  | NOMINAL SIZE |  | INSIDE DIAMETER |  | OUTSIDE DIAMETER |  | THICKNESS |  | MATERIAL |  | PRESSURE CLASS/RATING |  | TEMPERATURE RATING |  | HAZARD CLASS |  | CERTIFICATION/STANDARD |  | ADDITIONAL FEATURES | LEAD
STP_009 - Lot4 | Data Enrichment | rmu |  | 2023-08-04 |  |  | 1277992 | 1277992 | EA | GASKET;PROMASK TWIN |  |  | GASKET;TYPE:PROMASK TWIN,MNFR:01)BLKWOOD,PTNO:01)B0364-0655 | EN_01)PROMASK TWIN,01)BLKWOOD,01)B0364-0655 |  |  | BLKWOOD | BLKWOOD | B0364-0655 | [18 empty] | GASKET | No Modifier | TYPE | PROMASK TWIN | NOMINAL SIZE |  | INSIDE DIAMETER |  | OUTSIDE DIAMETER |  | THICKNESS |  | MATERIAL |  | PRESSURE CLASS/RATING |  | TEMPERATURE RATING |  | HAZARD CLASS |  | CERTIFICATION/STANDARD |  | ADDITIONAL FEATURES
STP_009 - Lot4 | Data Enrichment | SFQ |  | 2023-08-04 |  |  | 1373725 | 1373725 | EA | GASKET;SPX,1125856PSP |  |  | GASKET;MNFR:SPX FLOW,PTNO:1125856PSP | 01)LIGHTNIN,01)1125856PSP |  |  | SPX FLOW | SPX FLOW | 1125856PSP | [18 empty] | GASKET | No Modifier | TYPE |  | NOMINAL SIZE |  | INSIDE DIAMETER |  | OUTSIDE DIAMETER |  | THICKNESS |  | MATERIAL |  | PRESSURE CLASS/RATING |  | TEMPERATURE RATING |  | HAZARD CLASS |  | CERTIFICATION/STANDARD |  | ADDITIONAL FEATURES
STP_009 - Lot4 | Data Enrichment | SFQ |  | 2023-08-04 |  |  | 1373721 | 1373721 | EA | GASKET;SPX,125761PSP |  |  | GASKET;MNFR:SPX FLOW,PTNO:125761PSP | 01)LIGHTNIN,01)125761PSP |  |  | SPX FLOW | SPX FLOW | 125761PSP | [18 empty] | GASKET | No Modifier | TYPE |  | NOMINAL SIZE |  | INSIDE DIAMETER |  | OUTSIDE DIAMETER |  | THICKNESS |  | MATERIAL |  | PRESSURE CLASS/RATING |  | TEMPERATURE RATING |  | HAZARD CLASS |  | CERTIFICATION/STANDARD |  | ADDITIONAL FEATURES
STP_009 - Lot4 | Data Enrichment | SFQ |  | 2023-08-04 |  |  | 1373720 | 1373720 | EA | GASKET;SPX,125782PSP |  |  | GASKET;MNFR:SPX FLOW,PTNO:125782PSP | 01)LIGHTNIN,01)125782PSP |  |  | SPX FLOW | SPX FLOW | 125782PSP | [18 empty] | GASKET | No Modifier | TYPE |  | NOMINAL SIZE |  | INSIDE DIAMETER |  | OUTSIDE DIAMETER |  | THICKNESS |  | MATERIAL |  | PRESSURE CLASS/RATING |  | TEMPERATURE RATING |  | HAZARD CLASS |  | CERTIFICATION/STANDARD |  | ADDITIONAL FEATURES
STP_009 - Lot4 | Data Enrichment | SFQ |  | 2023-08-04 |  |  | 1373707 | 1373707 | EA | GASKET;SPX,125784PSP |  |  | GASKET;MNFR:SPX FLOW,PTNO:125784PSP | 01)LIGHTNIN,01)125784PSP |  |  | SPX FLOW | SPX FLOW | 125784PSP | [18 empty] | GASKET | No Modifier | TYPE |  | NOMINAL SIZE |  | INSIDE DIAMETER |  | OUTSIDE DIAMETER |  | THICKNESS |  | MATERIAL |  | PRESSURE CLASS/RATING |  | TEMPERATURE RATING |  | HAZARD CLASS |  | CERTIFICATION/STANDARD |  | ADDITIONAL FEATURES
STP_009 - Lot4 | Data Enrichment | SFQ |  | 2023-08-04 |  |  | 1373719 | 1373719 | EA | GASKET;SPX,125785PSP |  |  | GASKET;MNFR:SPX FLOW,PTNO:125785PSP | 01)LIGHTNIN,01)125785PSP |  |  | SPX FLOW | SPX FLOW | 125785PSP | [18 empty] | GASKET | No Modifier | TYPE |  | NOMINAL SIZE |  | INSIDE DIAMETER |  | OUTSIDE DIAMETER |  | THICKNESS |  | MATERIAL |  | PRESSURE CLASS/RATING |  | TEMPERATURE RATING |  | HAZARD CLASS |  | CERTIFICATION/STANDARD |  | ADDITIONAL FEATURES
STP_009 - Lot4 | Data Enrichment | SFQ |  | 2023-08-04 |  |  | 1373718 | 1373718 | EA | GASKET;SPX,125851PSP |  |  | GASKET;MNFR:SPX FLOW,PTNO:125851PSP | 01)LIGHTNIN,01)125851PSP |  |  | SPX FLOW | SPX FLOW | 125851PSP | [18 empty] | GASKET | No Modifier | TYPE |  | NOMINAL SIZE |  | INSIDE DIAMETER |  | OUTSIDE DIAMETER |  | THICKNESS |  | MATERIAL |  | PRESSURE CLASS/RATING |  | TEMPERATURE RATING |  | HAZARD CLASS |  | CERTIFICATION/STANDARD |  | ADDITIONAL FEATURES
STP_009 - Lot4 | Data Enrichment | rmu |  | 2023-08-04 |  |  | 1288930 | 1288930 | EA | GASKET;STARTING VALVE |  |  | GASKET;ADDITIONAL FEATURES EN:STARTING VALVE,MNFR:01)CAPS,PTNO:01)4523 | 01)STARTING VALVE,01)CAPS,01)4523 |  |  | CAPS | CAPS | 4523 | [18 empty] | GASKET | No Modifier | TYPE |  | NOMINAL SIZE |  | INSIDE DIAMETER |  | OUTSIDE DIAMETER |  | THICKNESS |  | MATERIAL |  | PRESSURE CLASS/RATING |  | TEMPERATURE RATING |  | HAZARD CLASS |  | CERTIFICATION/STANDARD |  | ADDITIONAL FEATURES | STARTING VALVE
STP_009 - Lot4 | Data Enrichment | rmu |  | 2023-08-04 |  |  | 1320003 | 1320003 | EA | GASKET;STEPPED,ID 114.3 MM,OD 141.3 MM |  |  | GASKET;TYPE:STEPPED,INSIDE DIAMETER:114.3 MM,OUTSIDE DIAMETER:141.3 MM,MATERIAL:VITON,ADDITIONAL FEATURES EN:COMPRESSOR SERVICE, VICTAULIC STYLE 750 CPLG SE,MNFR:01)COMPAIR,PTNO:01)A11514174 | EN_01)STEPPED,114.3 MM,141.3 MM,EN_01)VITON,01)COMPRESSOR SERVICE, VICTAUL,01)COMPAIR,01)A11514174 |  |  | COMPAIR | COMPAIR | A11514174 | [18 empty] | GASKET | No Modifier | TYPE | STEPPED | NOMINAL SIZE |  | INSIDE DIAMETER | 114.3 MM | OUTSIDE DIAMETER | 141.3 MM | THICKNESS |  | MATERIAL | VITON | PRESSURE CLASS/RATING |  | TEMPERATURE RATING |  | HAZARD CLASS |  | CERTIFICATION/STANDARD |  | ADDITIONAL FEATURES | COMPRESSOR SERVICE,VICTAULIC STYLE 750 CPLG SE
STP_009 - Lot4 | Data Enrichment | rmu |  | 2023-08-04 |  |  | 1348827 | 1348827 | EA | GASKET;STEPPED,NOM 3 IN,OD 3-1/2 IN |  |  | GASKET;TYPE:STEPPED,NOMINAL SIZE:3 IN,OUTSIDE DIAMETER:3-1/2 IN,MATERIAL:NITRILE,ADDITIONAL FEATURES EN:COMPAIR 6100N COMPRESSOR, GFM 15C TRUCK CHUTES,IC CPLG SEAL,MNFR:01)COMPAIR,PTNO:01)C11158/1033 | EN_01)STEPPED,3 IN,3-1/2 IN,EN_01)NITRILE,01)COMPAIR 6100N COMPRESSOR, G,02)IC CPLG SEAL,01)COMPAIR,01)C11158/1033 |  |  | COMPAIR | COMPAIR | C11158/1033 | [18 empty] | GASKET | No Modifier | TYPE | STEPPED | NOMINAL SIZE | 3 IN | INSIDE DIAMETER |  | OUTSIDE DIAMETER | 3-1/2 IN | THICKNESS |  | MATERIAL | NITRILE | PRESSURE CLASS/RATING |  | TEMPERATURE RATING |  | HAZARD CLASS |  | CERTIFICATION/STANDARD |  | ADDITIONAL FEATURES | COMPAIR 6100N COMPRESSOR,GFM 15C TRUCK CHUTES,IC CPLG SEAL
STP_009 - Lot4 | Data Enrichment | rmu |  | 2023-08-04 |  |  | 1301262 | 1301262 | EA | GASKET;STEPPED,NOM 4 IN,OD 4-1/2 IN |  |  | GASKET;TYPE:STEPPED,NOMINAL SIZE:4 IN,OUTSIDE DIAMETER:4-1/2 IN,MATERIAL:VITON,ADDITIONAL FEATURES EN:COMPRESSOR SERVICE, VICTAULIC STYLE 750 CPLG SE,MNFR:01)COMPAIR,PTNO:01)A11514074 | EN_01)STEPPED,4 IN,4-1/2 IN,EN_01)VITON,01)COMPRESSOR SERVICE, VICTAUL,01)COMPAIR,01)A11514074 |  |  | COMPAIR | COMPAIR | A11514074 | [18 empty] | GASKET | No Modifier | TYPE | STEPPED | NOMINAL SIZE | 4 IN | INSIDE DIAMETER |  | OUTSIDE DIAMETER | 4-1/2 IN | THICKNESS |  | MATERIAL | VITON | PRESSURE CLASS/RATING |  | TEMPERATURE RATING |  | HAZARD CLASS |  | CERTIFICATION/STANDARD |  | ADDITIONAL FEATURES | COMPRESSOR SERVICE,VICTAULIC STYLE 750 CPLG SE
STP_009 - Lot4 | Data Enrichment | rmu |  | 2023-08-04 |  |  | 1277595 | 1277595 | EA | GASKET;T/C |  |  | GASKET;ADDITIONAL FEATURES EN:T/C,MNFR:01)DAIMLER TRUCKS BRISBANE,PTNO:01)9111E3 | 01)T/C,01)DAIMLER TRUCKS BRISBANE,01)9111E3 |  |  | DAIMLER TRUCKS BRISBANE | DAIMLER TRUCKS BRISBANE | 9111E3 | [18 empty] | GASKET | No Modifier | TYPE |  | NOMINAL SIZE |  | INSIDE DIAMETER |  | OUTSIDE DIAMETER |  | THICKNESS |  | MATERIAL |  | PRESSURE CLASS/RATING |  | TEMPERATURE RATING |  | HAZARD CLASS |  | CERTIFICATION/STANDARD |  | ADDITIONAL FEATURES | T/C
STP_009 - Lot4 | Data Enrichment | rmu |  | 2023-08-04 |  |  | 1349643 | 1349643 | EA | GASKET;THK 1/64 IN,TWINDISC,UA-1893 |  |  | GASKET;THICKNESS:1/64 IN,MNFR:01)TWINDISC,PTNO:01)UA-1893 | 1/64 IN,01)TWINDISC,01)UA-1893 |  |  | TWINDISC | TWINDISC | UA-1893 | [18 empty] | GASKET | No Modifier | TYPE |  | NOMINAL SIZE |  | INSIDE DIAMETER |  | OUTSIDE DIAMETER |  | THICKNESS | 1/64 IN | MATERIAL |  | PRESSURE CLASS/RATING |  | TEMPERATURE RATING |  | HAZARD CLASS |  | CERTIFICATION/STANDARD |  | ADDITIONAL FEATURES
STP_009 - Lot4 | Data Enrichment | rmu |  | 2023-08-04 |  |  | 1349644 | 1349644 | EA | GASKET;THK 1/64 IN,TWINDISC,UA-1894 |  |  | GASKET;THICKNESS:1/64 IN,MNFR:01)TWINDISC,PTNO:01)UA-1894 | 1/64 IN,01)TWINDISC,01)UA-1894 |  |  | TWINDISC | TWINDISC | UA-1894 | [18 empty] | GASKET | No Modifier | TYPE |  | NOMINAL SIZE |  | INSIDE DIAMETER |  | OUTSIDE DIAMETER |  | THICKNESS | 1/64 IN | MATERIAL |  | PRESSURE CLASS/RATING |  | TEMPERATURE RATING |  | HAZARD CLASS |  | CERTIFICATION/STANDARD |  | ADDITIONAL FEATURES
STP_009 - Lot4 | Data Enrichment | rmu |  | 2023-08-04 |  |  | 1277573 | 1277573 | EA | GASKET;TIGMASTER |  |  | GASKET;TYPE:TIGMASTER,ADDITIONAL FEATURES EN:SUITABLE FOR ALL 9 AND 2 SERIES TIG TORCHES,MNFR:01)J.BLACKWOOD AND SON LIMITED,PTNO: 0 | EN_01)TIGMASTER,01)SUITABLE FOR ALL 9 AND 2 SE,01)J.BLACKWOOD & SON LIMITED,01)02012026 |  |  | J.BLACKWOOD AND SON LIMITED | J.BLACKWOOD AND SON LIMITED | 0 | [18 empty] | GASKET | No Modifier | TYPE | TIGMASTER | NOMINAL SIZE |  | INSIDE DIAMETER |  | OUTSIDE DIAMETER |  | THICKNESS |  | MATERIAL |  | PRESSURE CLASS/RATING |  | TEMPERATURE RATING |  | HAZARD CLASS |  | CERTIFICATION/STANDARD |  | ADDITIONAL FEATURES | SUITABLE FOR ALL 9 AND 2 SERIES TIG TORCHES
STP_009 - Lot4 | Data Enrichment | rmu |  | 2023-08-04 |  |  | 1277876 | 1277876 | EA | GASKET;TIGMASTER |  |  | GASKET;TYPE:TIGMASTER,MNFR:01)J.BLACKWOOD AND SON LIMITED,PTNO:01)00000501 | EN_01)TIGMASTER,01)J.BLACKWOOD & SON LIMITED,01)00000501 |  |  | J.BLACKWOOD AND SON LIMITED | J.BLACKWOOD AND SON LIMITED | 00000501 | [18 empty] | GASKET | No Modifier | TYPE | TIGMASTER | NOMINAL SIZE |  | INSIDE DIAMETER |  | OUTSIDE DIAMETER |  | THICKNESS |  | MATERIAL |  | PRESSURE CLASS/RATING |  | TEMPERATURE RATING |  | HAZARD CLASS |  | CERTIFICATION/STANDARD |  | ADDITIONAL FEATURES
STP_009 - Lot4 | Data Enrichment | SFQ |  | 2023-08-04 |  |  | 1301352 | 1301352 | EA | GASKET;WAFFLE,INGRAND,CPN67589937 |  |  | GASKET;TYPE:WAFFLE,MNFR:01)INGRAND,PTNO:01)CPN67589937 | EN_01)WAFFLE,01)INGRAND,01)CPN67589937 |  |  | INGRAND | INGRAND | CPN67589937 | [18 empty] | GASKET | No Modifier | TYPE | WAFFLE | NOMINAL SIZE |  | INSIDE DIAMETER |  | OUTSIDE DIAMETER |  | THICKNESS |  | MATERIAL |  | PRESSURE CLASS/RATING |  | TEMPERATURE RATING |  | HAZARD CLASS |  | CERTIFICATION/STANDARD |  | ADDITIONAL FEATURES
STP_009 - Lot4 | Data Enrichment | rmu |  | 2023-08-04 |  |  | 1347412 | 1347412 | EA | GASKET,PRE-CUT;ARAMID FIBRE |  |  | GASKET,PRE-CUT;MATERIAL:ARAMID FIBRE,MNFR:01)TEADIT,PTNO:01)NA1005 | EN_01)ARAMID FIBRE,01)TEADIT,01)NA1005 |  |  | TEADIT | TEADIT | NA1005 | [18 empty] | GASKET | PRE-CUT | NOMINAL SIZE |  | MATERIAL | ARAMID FIBRE | PRESSURE CLASS/RATING |  | INSIDE DIMENSIONS |  | OUTSIDE DIMENSIONS |  | THICKNESS |  | SHAPE |  | HOLES |  | PITCH CIRCLE DIAMETER |  | SERVICE |  | HAZARD CLASS |  | CERTIFICATION/STANDARD |  | ADDITIONAL FEATURES
STP_009 - Lot4 | Data Enrichment | rmu |  | 2023-08-04 |  |  | 1350108 | 1350108 | EA | GASKET,PRE-CUT;BEARING HEAD |  |  | GASKET,PRE-CUT;ADDITIONAL FEATURES EN:BEARING HEAD,MNFR:01)CARRAIR,PTNO:01)5F201113 | 01)BEARING HEAD,01)CARRAIR,01)5F201113 |  |  | CARRAIR | CARRAIR | 5F201113 | [18 empty] | GASKET | PRE-CUT | NOMINAL SIZE |  | MATERIAL |  | PRESSURE CLASS/RATING |  | INSIDE DIMENSIONS |  | OUTSIDE DIMENSIONS |  | THICKNESS |  | SHAPE |  | HOLES |  | PITCH CIRCLE DIAMETER |  | SERVICE |  | HAZARD CLASS |  | CERTIFICATION/STANDARD |  | ADDITIONAL FEATURES | BEARING HEAD
STP_009 - Lot4 | Data Enrichment | rmu |  | 2023-08-04 |  |  | 1350109 | 1350109 | EA | GASKET,PRE-CUT;BOTTOM PLATE |  |  | GASKET,PRE-CUT;ADDITIONAL FEATURES EN:BOTTOM PLATE,MNFR:01)CARRAIR,PTNO:01)5F201813 | 01)BOTTOM PLATE,01)CARRAIR,01)5F201813 |  |  | CARRAIR | CARRAIR | 5F201813 | [18 empty] | GASKET | PRE-CUT | NOMINAL SIZE |  | MATERIAL |  | PRESSURE CLASS/RATING |  | INSIDE DIMENSIONS |  | OUTSIDE DIMENSIONS |  | THICKNESS |  | SHAPE |  | HOLES |  | PITCH CIRCLE DIAMETER |  | SERVICE |  | HAZARD CLASS |  | CERTIFICATION/STANDARD |  | ADDITIONAL FEATURES | BOTTOM PLATE
STP_009 - Lot4 | Data Enrichment | SFQ |  | 2023-08-04 |  |  | 1294312 | 1294312 | EA | GASKET,PRE-CUT;CAP, INGRAND DHD-360 (CMM |  |  | GASKET,PRE-CUT;ADDITIONAL FEATURES EN:CAP, INGRAND DHD-360 (CMM-1),MNFR:01)INGRAND,PTNO:01)50881853 | 01)CAP, INGRAND DHD-360 (CMM-1,01)INGRAND,01)50881853 |  |  | INGRAND | INGRAND | 50881853 | [18 empty] | GASKET | PRE-CUT | NOMINAL SIZE |  | MATERIAL |  | PRESSURE CLASS/RATING |  | INSIDE DIMENSIONS |  | OUTSIDE DIMENSIONS |  | THICKNESS |  | SHAPE |  | HOLES |  | PITCH CIRCLE DIAMETER |  | SERVICE |  | HAZARD CLASS |  | CERTIFICATION/STANDARD |  | ADDITIONAL FEATURES | CAP,INGRAND DHD-360 (CMM-1)
STP_009 - Lot4 | Data Enrichment | rmu |  | 2023-08-04 |  |  | 1321097 | 1321097 | EA | GASKET,PRE-CUT;CARBON/ARAMID FIBER, BOUN |  |  | GASKET,PRE-CUT;CARBON/ARAMID FIBER, BOUND WITH NITRILE RUBBER,INSIDE DIMENSIONS:280 MM,OUTSIDE DIMENSIONS:365 MM,THICKNESS:3 MM, CERTIFICATION/STANDARD:BS 7531 GRADE X,ADDITIONAL FEATURES EN:SPC FFSF500, COLOR BLACK, MAX TEMP 440 DEG C,MNFR:01)CBC,PTNO:01) KU0365-ZG300 | EN_01)CARBON/ARAMID FIBER, BOU,280 MM,365 MM,3 MM,EN_01)BS 7531 GRADE X,01)SPC FFSF500, COLOR BLACK, M,01)CBC,01)KU0365-ZG300 |  |  | CBC | CBC | KU0365-ZG300 | [18 empty] | GASKET | PRE-CUT | NOMINAL SIZE |  | MATERIAL |  | PRESSURE CLASS/RATING |  | INSIDE DIMENSIONS | 280 MM | OUTSIDE DIMENSIONS | 365 MM | THICKNESS | 3 MM | SHAPE |  | HOLES |  | PITCH CIRCLE DIAMETER |  | SERVICE |  | HAZARD CLASS |  | CERTIFICATION/STANDARD | BS 7531 GRADE X | ADDITIONAL FEATURES | SPC FFSF500,COLOR BLACK,MAX TEMP 440 DEG C
STP_009 - Lot4 | Data Enrichment | rmu |  | 2023-08-04 |  |  | 1297232 | 1297232 | EA | GASKET,PRE-CUT;CENTRE BLOCK,MALCTHOM |  |  | GASKET,PRE-CUT;SERVICE:CENTRE BLOCK,MNFR:01)MALCTHOM,PTNO:01)DL50/51 | EN_01)CENTRE BLOCK,01)MALCTHOM,01)DL50/51 |  |  | MALCTHOM | MALCTHOM | DL50/51 | [18 empty] | GASKET | PRE-CUT | NOMINAL SIZE |  | MATERIAL |  | PRESSURE CLASS/RATING |  | INSIDE DIMENSIONS |  | OUTSIDE DIMENSIONS |  | THICKNESS |  | SHAPE |  | HOLES |  | PITCH CIRCLE DIAMETER |  | SERVICE | CENTRE BLOCK | HAZARD CLASS |  | CERTIFICATION/STANDARD |  | ADDITIONAL FEATURES
STP_009 - Lot4 | Data Enrichment | rmu |  | 2023-08-04 |  |  | 1348674 | 1348674 | EA | GASKET,PRE-CUT;COOLR,FLUD,INDUSTRIAL: TR |  |  | GASKET,PRE-CUT;ADDITIONAL FEATURES EN:COOLER,FLUID,INDUSTRIAL: TRANSFER PLATE, FLOW RATE 485 L/MIN, FLANG,E SIZE DIN 100,MNFR:01) TRANTER,PTNO:01)GXD-026-H-4-P-217-73159 | 01)COOLER,FLUID,INDUSTRIAL: TR,02)E SIZE DIN 100,01)TRANTER,01)GXD-026-H-4-P-217-73159 |  |  | TRANTER | TRANTER | GXD-026-H-4-P-217-73159 | [18 empty] | GASKET | PRE-CUT | NOMINAL SIZE |  | MATERIAL |  | PRESSURE CLASS/RATING |  | INSIDE DIMENSIONS |  | OUTSIDE DIMENSIONS |  | THICKNESS |  | SHAPE |  | HOLES |  | PITCH CIRCLE DIAMETER |  | SERVICE |  | HAZARD CLASS |  | CERTIFICATION/STANDARD |  | ADDITIONAL FEATURES | COOLER,FLUID | [46 empty] | INDUSTRIAL: TRANSFER PLATE,FLOW RATE 485 L/MIN,FLANG,E SIZE DIN 100
STP_009 - Lot4 | Data Enrichment | rmu |  | 2023-08-04 |  |  | 1277946 | 1277946 | EA | GASKET,PRE-CUT;COVER HEAD |  |  | GASKET,PRE-CUT;SERVICE:COVER HEAD,MNFR:01)MALOUF,PTNO:01)G60110235 | EN_01)COVER HEAD,01)MALOUF,01)G60110235 |  |  | MALOUF | MALOUF | G60110235 | [18 empty] | GASKET | PRE-CUT | NOMINAL SIZE |  | MATERIAL |  | PRESSURE CLASS/RATING |  | INSIDE DIMENSIONS |  | OUTSIDE DIMENSIONS |  | THICKNESS |  | SHAPE |  | HOLES |  | PITCH CIRCLE DIAMETER |  | SERVICE | COVER HEAD | HAZARD CLASS |  | CERTIFICATION/STANDARD |  | ADDITIONAL FEATURES
STP_009 - Lot4 | Data Enrichment | rmu |  | 2023-08-04 |  |  | 1277983 | 1277983 | EA | GASKET,PRE-CUT;COVER ROCKER |  |  | GASKET,PRE-CUT;SERVICE:COVER ROCKER,MNFR:01)RGMMAIN,PTNO:01)QME354343 | EN_01)COVER ROCKER,01)RGMMAIN,01)QME354343 |  |  | RGMMAIN | RGMMAIN | QME354343 | [18 empty] | GASKET | PRE-CUT | NOMINAL SIZE |  | MATERIAL |  | PRESSURE CLASS/RATING |  | INSIDE DIMENSIONS |  | OUTSIDE DIMENSIONS |  | THICKNESS |  | SHAPE |  | HOLES |  | PITCH CIRCLE DIAMETER |  | SERVICE | COVER ROCKER | HAZARD CLASS |  | CERTIFICATION/STANDARD |  | ADDITIONAL FEATURES
STP_009 - Lot4 | Data Enrichment | rmu |  | 2023-08-04 |  |  | 1277646 | 1277646 | EA | GASKET,PRE-CUT;COVER SEAL, VALVE |  |  | GASKET,PRE-CUT;SERVICE:COVER SEAL, VALVE,MNFR:01)MALOUF,PTNO:01)G60110231 | EN_01)COVER SEAL, VALVE,01)MALOUF,01)G60110231 |  |  | MALOUF | MALOUF | G60110231 | [18 empty] | GASKET | PRE-CUT | NOMINAL SIZE |  | MATERIAL |  | PRESSURE CLASS/RATING |  | INSIDE DIMENSIONS |  | OUTSIDE DIMENSIONS |  | THICKNESS |  | SHAPE |  | HOLES |  | PITCH CIRCLE DIAMETER |  | SERVICE | COVER SEAL,VALVE | HAZARD CLASS |  | CERTIFICATION/STANDARD |  | ADDITIONAL FEATURES
STP_009 - Lot4 | Data Enrichment | rmu |  | 2023-08-04 |  |  | 1301992 | 1301992 | EA | GASKET,PRE-CUT;CRTG, GEAR SEALING |  |  | GASKET,PRE-CUT;,CARTRIDGE, GEAR SEALING,MNFR:01)DONALDSN,PTNO:01)1A51390005 | EN_01)CARTRIDGE, GEAR SEALING,01)DONALDSN,01)1A51390005 |  |  | DONALDSN | DONALDSN | 1A51390005 | [18 empty] | GASKET | PRE-CUT | NOMINAL SIZE |  | MATERIAL |  | PRESSURE CLASS/RATING |  | INSIDE DIMENSIONS |  | OUTSIDE DIMENSIONS |  | THICKNESS |  | SHAPE |  | HOLES |  | PITCH CIRCLE DIAMETER |  | SERVICE |  | HAZARD CLASS |  | CERTIFICATION/STANDARD |  | ADDITIONAL FEATURES
STP_009 - Lot4 | Data Enrichment | rmu |  | 2023-08-04 |  |  | 1301643 | 1301643 | EA | GASKET,PRE-CUT;CSG,AJAXPUMP,40AH11-GK |  |  | GASKET,PRE-CUT;SERVICE:CASING,MNFR:01)AJAXPUMP,PTNO:01)40AH11-GK | EN_01)CASING,01)AJAXPUMP,01)40AH11-GK |  |  | AJAXPUMP | AJAXPUMP | 40AH11-GK | [18 empty] | GASKET | PRE-CUT | NOMINAL SIZE |  | MATERIAL |  | PRESSURE CLASS/RATING |  | INSIDE DIMENSIONS |  | OUTSIDE DIMENSIONS |  | THICKNESS |  | SHAPE |  | HOLES |  | PITCH CIRCLE DIAMETER |  | SERVICE | CASING | HAZARD CLASS |  | CERTIFICATION/STANDARD |  | ADDITIONAL FEATURES
STP_009 - Lot4 | Data Enrichment | rmu |  | 2023-08-04 |  |  | 1350013 | 1350013 | EA | GASKET,PRE-CUT;CU,FOR HP TUBE AND PISTON |  |  | GASKET,PRE-CUT;MATERIAL:COPPER,ADDITIONAL FEATURES EN:FOR HP TUBE AND PISTON,MNFR:01)GILBARCO,PTNO:01)T020-1706 | EN_01)COPPER,01)FOR HP TUBE AND PISTON,01)GILBARCO,01)T020-1706 |  |  | GILBARCO | GILBARCO | T020-1706 | [18 empty] | GASKET | PRE-CUT | NOMINAL SIZE |  | MATERIAL | COPPER | PRESSURE CLASS/RATING |  | INSIDE DIMENSIONS |  | OUTSIDE DIMENSIONS |  | THICKNESS |  | SHAPE |  | HOLES |  | PITCH CIRCLE DIAMETER |  | SERVICE |  | HAZARD CLASS |  | CERTIFICATION/STANDARD |  | ADDITIONAL FEATURES | FOR HP TUBE AND PISTON
STP_009 - Lot4 | Data Enrichment | SFQ |  | 2023-08-04 |  |  | 1351058 | 1351058 | EA | GASKET,PRE-CUT;CVR, TOP |  |  | GASKET,PRE-CUT;ADDITIONAL FEATURES EN:COVER, TOP,MNFR:01)FIREFITE,PTNO:01)77-90029 | 01)COVER, TOP,01)FIREFITE,01)77-90029 |  |  | FIREFITE | FIREFITE | 77-90029 | [18 empty] | GASKET | PRE-CUT | NOMINAL SIZE |  | MATERIAL |  | PRESSURE CLASS/RATING |  | INSIDE DIMENSIONS |  | OUTSIDE DIMENSIONS |  | THICKNESS |  | SHAPE |  | HOLES |  | PITCH CIRCLE DIAMETER |  | SERVICE |  | HAZARD CLASS |  | CERTIFICATION/STANDARD |  | ADDITIONAL FEATURES | COVER,TOP
STP_009 - Lot4 | Data Enrichment | rmu |  | 2023-08-04 |  |  | 1301472 | 1301472 | EA | GASKET,PRE-CUT;CVR,SUITS 500 MM AUTO |  |  | GASKET,PRE-CUT;SERVICE:COVER,ADDITIONAL FEATURES EN:SUITS 500 MM AUTO,MNFR:01)PENTAIR,PTNO:01)2353299 | EN_01)COVER,01)SUITS 500 MM AUTO,01)PENTAIR,01)2353299 |  |  | PENTAIR | PENTAIR | 2353299 | [18 empty] | GASKET | PRE-CUT | NOMINAL SIZE |  | MATERIAL |  | PRESSURE CLASS/RATING |  | INSIDE DIMENSIONS |  | OUTSIDE DIMENSIONS |  | THICKNESS |  | SHAPE |  | HOLES |  | PITCH CIRCLE DIAMETER |  | SERVICE | COVER | HAZARD CLASS |  | CERTIFICATION/STANDARD |  | ADDITIONAL FEATURES | SUITS 500 MM AUTO
STP_009 - Lot4 | Data Enrichment | rmu |  | 2023-08-04 |  |  | 1301471 | 1301471 | EA | GASKET,PRE-CUT;CVR,SUITS 700 MM AUTO |  |  | GASKET,PRE-CUT;SERVICE:COVER,ADDITIONAL FEATURES EN:SUITS 700 MM AUTO,MNFR:01)PENTAIR,PTNO:01)2353305 | EN_01)COVER,01)SUITS 700 MM AUTO,01)PENTAIR,01)2353305 |  |  | PENTAIR | PENTAIR | 2353305 | [18 empty] | GASKET | PRE-CUT | NOMINAL SIZE |  | MATERIAL |  | PRESSURE CLASS/RATING |  | INSIDE DIMENSIONS |  | OUTSIDE DIMENSIONS |  | THICKNESS |  | SHAPE |  | HOLES |  | PITCH CIRCLE DIAMETER |  | SERVICE | COVER | HAZARD CLASS |  | CERTIFICATION/STANDARD |  | ADDITIONAL FEATURES | SUITS 700 MM AUTO
STP_009 - Lot4 | Data Enrichment | rmu |  | 2023-08-04 |  |  | 1294283 | 1294283 | EA | GASKET,PRE-CUT;CYL |  |  | GASKET,PRE-CUT;ADDITIONAL FEATURES EN:CYLINDER,MNFR:01)GD,PTNO:01)MB-23 | 01)CYLINDER,01)GD,01)MB-23 |  |  | GD | GD | MB-23 | [18 empty] | GASKET | PRE-CUT | NOMINAL SIZE |  | MATERIAL |  | PRESSURE CLASS/RATING |  | INSIDE DIMENSIONS |  | OUTSIDE DIMENSIONS |  | THICKNESS |  | SHAPE |  | HOLES |  | PITCH CIRCLE DIAMETER |  | SERVICE |  | HAZARD CLASS |  | CERTIFICATION/STANDARD |  | ADDITIONAL FEATURES | CYLINDER
STP_009 - Lot4 | Data Enrichment | SFQ |  | 2023-08-04 |  |  | 1293857 | 1293857 | EA | GASKET,PRE-CUT;CYLINDER CASE |  |  | GASKET,PRE-CUT;ADDITIONAL FEATURES EN:CYLINDER CASE,MNFR:01)INGRAND,PTNO:01)99V60-283 | 01)CYLINDER CASE,01)INGRAND,01)99V60-283 |  |  | INGRAND | INGRAND | 99V60-283 | [18 empty] | GASKET | PRE-CUT | NOMINAL SIZE |  | MATERIAL |  | PRESSURE CLASS/RATING |  | INSIDE DIMENSIONS |  | OUTSIDE DIMENSIONS |  | THICKNESS |  | SHAPE |  | HOLES |  | PITCH CIRCLE DIAMETER |  | SERVICE |  | HAZARD CLASS |  | CERTIFICATION/STANDARD |  | ADDITIONAL FEATURES | CYLINDER CASE
STP_009 - Lot4 | Data Enrichment | SFQ |  | 2023-08-04 |  |  | 1301984 | 1301984 | EA | GASKET,PRE-CUT;CYLINDER HEAD/CYL-U,ASSY |  |  | GASKET,PRE-CUT;SERVICE:CYLINDER HEAD/CYL-U,ADDITIONAL FEATURES EN:ASSY,MNFR:01)KREBS,PTNO:01)C5024G-RN | EN_01)CYLINDER HEAD/CYL-U,01)ASSY,01)KREBS,01)C5024G-RN |  |  | KREBS | KREBS | C5024G-RN | [18 empty] | GASKET | PRE-CUT | NOMINAL SIZE |  | MATERIAL |  | PRESSURE CLASS/RATING |  | INSIDE DIMENSIONS |  | OUTSIDE DIMENSIONS |  | THICKNESS |  | SHAPE |  | HOLES |  | PITCH CIRCLE DIAMETER |  | SERVICE | CYLINDER HEAD/CYL-U | HAZARD CLASS |  | CERTIFICATION/STANDARD |  | ADDITIONAL FEATURES | ASSY
STP_009 - Lot4 | Data Enrichment | rmu |  | 2023-08-04 |  |  | 1234063 | 1234063 | EA | GASKET,PRE-CUT;EGR,KIT,MODMOTOR |  |  | GASKET,PRE-CUT;SERVICE:EGR,ADDITIONAL FEATURES EN:KIT,MNFR:01)MODMOTOR,PTNO:01)0302DM0240N | EN_01)EGR,01)KIT,01)MODMOTOR,01)0302DM0240N |  |  | MODMOTOR | MODMOTOR | 0302DM0240N | [18 empty] | GASKET | PRE-CUT | NOMINAL SIZE |  | MATERIAL |  | PRESSURE CLASS/RATING |  | INSIDE DIMENSIONS |  | OUTSIDE DIMENSIONS |  | THICKNESS |  | SHAPE |  | HOLES |  | PITCH CIRCLE DIAMETER |  | SERVICE | EGR | HAZARD CLASS |  | CERTIFICATION/STANDARD |  | ADDITIONAL FEATURES | KIT
STP_009 - Lot4 | Data Enrichment | rmu |  | 2023-08-04 |  |  | 1350111 | 1350111 | EA | GASKET,PRE-CUT;END CVR |  |  | GASKET,PRE-CUT;ADDITIONAL FEATURES EN:END COVER,MNFR:01)WEST/HSE,PTNO:01)235417 | 01)END COVER,01)WEST/HSE,01)235417 |  |  | WEST/HSE | WEST/HSE | 235417 | [18 empty] | GASKET | PRE-CUT | NOMINAL SIZE |  | MATERIAL |  | PRESSURE CLASS/RATING |  | INSIDE DIMENSIONS |  | OUTSIDE DIMENSIONS |  | THICKNESS |  | SHAPE |  | HOLES |  | PITCH CIRCLE DIAMETER |  | SERVICE |  | HAZARD CLASS |  | CERTIFICATION/STANDARD |  | ADDITIONAL FEATURES | END COVER
STP_009 - Lot4 | Data Enrichment | rmu |  | 2023-08-04 |  |  | 1234062 | 1234062 | EA | GASKET,PRE-CUT;EXHAUST MANIFOLD,KIT |  |  | GASKET,PRE-CUT;SERVICE:EXHAUST MANIFOLD,ADDITIONAL FEATURES EN:KIT,MNFR:01)MODMOTOR,PTNO:01)0302DM0020N | EN_01)EXHAUST MANIFOLD,01)KIT,01)MODMOTOR,01)0302DM0020N |  |  | MODMOTOR | MODMOTOR | 0302DM0020N | [18 empty] | GASKET | PRE-CUT | NOMINAL SIZE |  | MATERIAL |  | PRESSURE CLASS/RATING |  | INSIDE DIMENSIONS |  | OUTSIDE DIMENSIONS |  | THICKNESS |  | SHAPE |  | HOLES |  | PITCH CIRCLE DIAMETER |  | SERVICE | EXHAUST MANIFOLD | HAZARD CLASS |  | CERTIFICATION/STANDARD |  | ADDITIONAL FEATURES | KIT
STP_009 - Lot4 | Data Enrichment | rmu |  | 2023-08-04 |  |  | 1317402 | 1317402 | EA | GASKET,PRE-CUT;EXHST |  |  | GASKET,PRE-CUT;ADDITIONAL FEATURES EN:EXHAUST,MNFR:01)DRIVELIN,PTNO:01)90917.06054 | 01)EXHAUST,01)DRIVELIN,01)90917.06054 |  |  | DRIVELIN | DRIVELIN | 90917.06054 | [18 empty] | GASKET | PRE-CUT | NOMINAL SIZE |  | MATERIAL |  | PRESSURE CLASS/RATING |  | INSIDE DIMENSIONS |  | OUTSIDE DIMENSIONS |  | THICKNESS |  | SHAPE |  | HOLES |  | PITCH CIRCLE DIAMETER |  | SERVICE |  | HAZARD CLASS |  | CERTIFICATION/STANDARD |  | ADDITIONAL FEATURES | EXHAUST
STP_009 - Lot4 | Data Enrichment | SFQ |  | 2023-08-04 |  |  | 1294073 | 1294073 | EA | GASKET,PRE-CUT;FBR,ID 9.015 MM,OD 12 MM |  |  | GASKET,PRE-CUT;MATERIAL:FIBRE,INSIDE DIMENSIONS:9.015 MM,OUTSIDE DIMENSIONS:12 MM,THICKNESS:0.015 MM,ADDITIONAL FEATURES EN: CYLINDER BODY AND CRANK SUB ASSY,MNFR:01)ARIEL,PTNO:01)A-0065 | EN_01)FIBRE,9.015 MM,12 MM,0.015 MM,01)CYLINDER BODY AND CRANK SUB,01)ARIEL,01)A-0065 |  |  | ARIEL | ARIEL | A-0065 | [18 empty] | GASKET | PRE-CUT | NOMINAL SIZE |  | MATERIAL | FIBRE | PRESSURE CLASS/RATING |  | INSIDE DIMENSIONS | 9.015 MM | OUTSIDE DIMENSIONS | 12 MM | THICKNESS | 0.015 MM | SHAPE |  | HOLES |  | PITCH CIRCLE DIAMETER |  | SERVICE |  | HAZARD CLASS |  | CERTIFICATION/STANDARD |  | ADDITIONAL FEATURES | CYLINDER BODY AND CRANK SUB ASSY
STP_009 - Lot4 | Data Enrichment | SFQ |  | 2023-08-04 |  |  | 1351056 | 1351056 | EA | GASKET,PRE-CUT;FC, VIKING |  |  | GASKET,PRE-CUT;ADDITIONAL FEATURES EN:FACE, VIKING,MNFR:01)FIREFITE,PTNO:01)77-90212 | 01)FACE, VIKING,01)FIREFITE,01)77-90212 |  |  | FIREFITE | FIREFITE | 77-90212 | [18 empty] | GASKET | PRE-CUT | NOMINAL SIZE |  | MATERIAL |  | PRESSURE CLASS/RATING |  | INSIDE DIMENSIONS |  | OUTSIDE DIMENSIONS |  | THICKNESS |  | SHAPE |  | HOLES |  | PITCH CIRCLE DIAMETER |  | SERVICE |  | HAZARD CLASS |  | CERTIFICATION/STANDARD |  | ADDITIONAL FEATURES | FACE,VIKING
STP_009 - Lot4 | Data Enrichment | SFQ |  | 2023-08-04 |  |  | 1351060 | 1351060 | EA | GASKET,PRE-CUT;FC, W/B |  |  | GASKET,PRE-CUT;ADDITIONAL FEATURES EN:FACE, W/B,MNFR:01)FIREFITE,PTNO:01)77-90013 | 01)FACE, W/B,01)FIREFITE,01)77-90013 |  |  | FIREFITE | FIREFITE | 77-90013 | [18 empty] | GASKET | PRE-CUT | NOMINAL SIZE |  | MATERIAL |  | PRESSURE CLASS/RATING |  | INSIDE DIMENSIONS |  | OUTSIDE DIMENSIONS |  | THICKNESS |  | SHAPE |  | HOLES |  | PITCH CIRCLE DIAMETER |  | SERVICE |  | HAZARD CLASS |  | CERTIFICATION/STANDARD |  | ADDITIONAL FEATURES | FACE,W/B
STP_009 - Lot4 | Data Enrichment | rmu |  | 2023-08-04 |  |  | 1294086 | 1294086 | EA | GASKET,PRE-CUT;FELT,DUCON,14170 |  |  | GASKET,PRE-CUT;MATERIAL:FELT,MNFR:01)DUCON,PTNO:01)14170 | EN_01)FELT,01)DUCON,01)14170 |  |  | DUCON | DUCON | 14170 | [18 empty] | GASKET | PRE-CUT | NOMINAL SIZE |  | MATERIAL | FELT | PRESSURE CLASS/RATING |  | INSIDE DIMENSIONS |  | OUTSIDE DIMENSIONS |  | THICKNESS |  | SHAPE |  | HOLES |  | PITCH CIRCLE DIAMETER |  | SERVICE |  | HAZARD CLASS |  | CERTIFICATION/STANDARD |  | ADDITIONAL FEATURES
STP_009 - Lot4 | Data Enrichment | rmu |  | 2023-08-04 |  |  | 1301322 | 1301322 | EA | GASKET,PRE-CUT;FIBRE BONDED,DRAIN PLUG |  |  | GASKET,PRE-CUT;MATERIAL:FIBRE BONDED,SERVICE:DRAIN PLUG,ADDITIONAL FEATURES EN:E1,MNFR:01)AJAXPUMP,PTNO:01)214002 | EN_01)FIBRE BONDED,EN_01)DRAIN PLUG,01)E1,01)AJAXPUMP,01)214002 |  |  | AJAXPUMP | AJAXPUMP | 214002 | [18 empty] | GASKET | PRE-CUT | NOMINAL SIZE |  | MATERIAL | FIBRE BONDED | PRESSURE CLASS/RATING |  | INSIDE DIMENSIONS |  | OUTSIDE DIMENSIONS |  | THICKNESS |  | SHAPE |  | HOLES |  | PITCH CIRCLE DIAMETER |  | SERVICE | DRAIN PLUG | HAZARD CLASS |  | CERTIFICATION/STANDARD |  | ADDITIONAL FEATURES | E1
STP_009 - Lot4 | Data Enrichment | SFQ |  | 2023-08-04 |  |  | 1234590 | 1234590 | EA | GASKET,PRE-CUT;FLAT,PROMNENT,483930.4 |  |  | GASKET,PRE-CUT;SHAPE:FLAT,MNFR:01)PROMNENT,PTNO:01)483930.4 | FLAT,01)PROMNENT,01)483930.4 |  |  | PROMNENT | PROMNENT | 483930.4 | [18 empty] | GASKET | PRE-CUT | NOMINAL SIZE |  | MATERIAL |  | PRESSURE CLASS/RATING |  | INSIDE DIMENSIONS |  | OUTSIDE DIMENSIONS |  | THICKNESS |  | SHAPE | FLAT | HOLES |  | PITCH CIRCLE DIAMETER |  | SERVICE |  | HAZARD CLASS |  | CERTIFICATION/STANDARD |  | ADDITIONAL FEATURES
STP_009 - Lot4 | Data Enrichment | rmu |  | 2023-08-04 |  |  | 1349794 | 1349794 | EA | GASKET,PRE-CUT;FRONT DIFF -44F STEEL COV |  |  | GASKET,PRE-CUT;ADDITIONAL FEATURES EN:FRONT DIFF -44F STEEL COVER,MNFR:01)HARDSPIC,PTNO:01)38615 | 01)FRONT DIFF -44F STEEL COVER,01)HARDSPIC,01)38615 |  |  | HARDSPIC | HARDSPIC | 38615 | [18 empty] | GASKET | PRE-CUT | NOMINAL SIZE |  | MATERIAL |  | PRESSURE CLASS/RATING |  | INSIDE DIMENSIONS |  | OUTSIDE DIMENSIONS |  | THICKNESS |  | SHAPE |  | HOLES |  | PITCH CIRCLE DIAMETER |  | SERVICE |  | HAZARD CLASS |  | CERTIFICATION/STANDARD |  | ADDITIONAL FEATURES | FRONT DIFF -44F STEEL COVER
STP_009 - Lot4 | Data Enrichment | rmu |  | 2023-08-04 |  |  | 1364395 | 1364395 | EA | GASKET,PRE-CUT;GEAR CARRIER COVER |  |  | GASKET,PRE-CUT;ADDITIONAL FEATURES EN:GEAR CARRIER COVER,MNFR:01)MODMOTOR,PTNO:01)0802556 | 01)GEAR CARRIER COVER,01)MODMOTOR,01)0802556 |  |  | MODMOTOR | MODMOTOR | 0802556 | [18 empty] | GASKET | PRE-CUT | NOMINAL SIZE |  | MATERIAL |  | PRESSURE CLASS/RATING |  | INSIDE DIMENSIONS |  | OUTSIDE DIMENSIONS |  | THICKNESS |  | SHAPE |  | HOLES |  | PITCH CIRCLE DIAMETER |  | SERVICE |  | HAZARD CLASS |  | CERTIFICATION/STANDARD |  | ADDITIONAL FEATURES | GEAR CARRIER COVER
STP_009 - Lot4 | Data Enrichment | rmu |  | 2023-08-04 |  |  | 1293812 | 1293812 | EA | GASKET,PRE-CUT;GRINDER/CUTTER 99V REAR E |  |  | GASKET,PRE-CUT;ADDITIONAL FEATURES EN:GRINDER/CUTTER 99V REAR END PLATE,MNFR:01)SWANSTON,PTNO:01)99V60-739 | 01)GRINDER/CUTTER 99V REAR END,01)SWANSTON,01)99V60-739 |  |  | SWANSTON | SWANSTON | 99V60-739 | [18 empty] | GASKET | PRE-CUT | NOMINAL SIZE |  | MATERIAL |  | PRESSURE CLASS/RATING |  | INSIDE DIMENSIONS |  | OUTSIDE DIMENSIONS |  | THICKNESS |  | SHAPE |  | HOLES |  | PITCH CIRCLE DIAMETER |  | SERVICE |  | HAZARD CLASS |  | CERTIFICATION/STANDARD |  | ADDITIONAL FEATURES | GRINDER/CUTTER 99V REAR END PLATE
STP_009 - Lot4 | Data Enrichment | rmu |  | 2023-08-04 |  |  | 1293544 | 1293544 | EA | GASKET,PRE-CUT;GRPHTE, SHIM STAINLESS ST |  |  | GASKET,PRE-CUT;MATERIAL:GRAPHITE, SHIM STAINLESS STEEL REINFORCED TANGED T10,INSIDE DIMENSIONS:26.7 MM,OUTSIDE DIMENSIONS:66 MM, THICKNESS:1.5 MM,CERTIFICATION/STANDARD:API 622,MNFR:01)JAMEWALK,PTNO:01)CR00201115SR | EN_01)GRAPHITE, SHIM STAINLESS,26.7 MM,66 MM,1.5 MM,EN_01)API 622,01)JAMEWALK,01)CR00201115SR |  |  | JAMEWALK | JAMEWALK | CR00201115SR | [18 empty] | GASKET | PRE-CUT | NOMINAL SIZE |  | MATERIAL | GRAPHITE,SHIM STAINLESS STEEL REINFORCED TANGED T10 | PRESSURE CLASS/RATING |  | INSIDE DIMENSIONS | 26.7 MM | OUTSIDE DIMENSIONS | 66 MM | THICKNESS | 1.5 MM | SHAPE |  | HOLES |  | PITCH CIRCLE DIAMETER |  | SERVICE |  | HAZARD CLASS |  | CERTIFICATION/STANDARD | API 622 | ADDITIONAL FEATURES
STP_009 - Lot4 | Data Enrichment | rmu |  | 2023-08-04 |  |  | 1293545 | 1293545 | EA | GASKET,PRE-CUT;GRPHTE, SHIM STAINLESS ST |  |  | GASKET,PRE-CUT;MATERIAL:GRAPHITE, SHIM STAINLESS STEEL REINFORCED TANGED T10,INSIDE DIMENSIONS:26.7 MM,OUTSIDE DIMENSIONS:57 MM, THICKNESS:1.5 MM,CERTIFICATION/STANDARD:API 622,MNFR:01)JAMEWALK,PTNO:01)CR00201015SR | EN_01)GRAPHITE, SHIM STAINLESS,26.7 MM,57 MM,1.5 MM,EN_01)API 622,01)JAMEWALK,01)CR00201015SR |  |  | JAMEWALK | JAMEWALK | CR00201015SR | [18 empty] | GASKET | PRE-CUT | NOMINAL SIZE |  | MATERIAL | GRAPHITE,SHIM STAINLESS STEEL REINFORCED TANGED T10 | PRESSURE CLASS/RATING |  | INSIDE DIMENSIONS | 26.7 MM | OUTSIDE DIMENSIONS | 57 MM | THICKNESS | 1.5 MM | SHAPE |  | HOLES |  | PITCH CIRCLE DIAMETER |  | SERVICE |  | HAZARD CLASS |  | CERTIFICATION/STANDARD | API 622 | ADDITIONAL FEATURES
STP_009 - Lot4 | Data Enrichment | rmu |  | 2023-08-04 |  |  | 1293617 | 1293617 | EA | GASKET,PRE-CUT;GRPHTE, SHIM STAINLESS ST |  |  | GASKET,PRE-CUT;MATERIAL:GRAPHITE, SHIM STAINLESS STEEL REINFORCED TANGED T10,INSIDE DIMENSIONS:21.3 MM,OUTSIDE DIMENSIONS:47 MM, THICKNESS:1.5 MM,CERTIFICATION/STANDARD:API 622,MNFR:01)JAMEWALK,PTNO:01)CR00151015SR | EN_01)GRAPHITE, SHIM STAINLESS,21.3 MM,47 MM,1.5 MM,EN_01)API 622,01)JAMEWALK,01)CR00151015SR |  |  | JAMEWALK | JAMEWALK | CR00151015SR | [18 empty] | GASKET | PRE-CUT | NOMINAL SIZE |  | MATERIAL | GRAPHITE,SHIM STAINLESS STEEL REINFORCED TANGED T10 | PRESSURE CLASS/RATING |  | INSIDE DIMENSIONS | 21.3 MM | OUTSIDE DIMENSIONS | 47 MM | THICKNESS | 1.5 MM | SHAPE |  | HOLES |  | PITCH CIRCLE DIAMETER |  | SERVICE |  | HAZARD CLASS |  | CERTIFICATION/STANDARD | API 622 | ADDITIONAL FEATURES
STP_009 - Lot4 | Data Enrichment | rmu |  | 2023-08-04 |  |  | 1293634 | 1293634 | EA | GASKET,PRE-CUT;GRPHTE, SHIM STAINLESS ST |  |  | GASKET,PRE-CUT;MATERIAL:GRAPHITE, SHIM STAINLESS STEEL REINFORCED TANGED T10,CERTIFICATION/STANDARD:API 622,MNFR:01)JWALKER,PTNO: 01)CCS4334015SR | EN_01)GRAPHITE, SHIM STAINLESS,EN_01)API 622,01)JWALKER,01)CCS4334015SR |  |  | JWALKER | JWALKER | 01)CCS4334015SR | [18 empty] | GASKET | PRE-CUT | NOMINAL SIZE |  | MATERIAL | GRAPHITE,SHIM STAINLESS STEEL REINFORCED TANGED T10 | PRESSURE CLASS/RATING |  | INSIDE DIMENSIONS |  | OUTSIDE DIMENSIONS |  | THICKNESS |  | SHAPE |  | HOLES |  | PITCH CIRCLE DIAMETER |  | SERVICE |  | HAZARD CLASS |  | CERTIFICATION/STANDARD | API 622 | ADDITIONAL FEATURES
STP_009 - Lot4 | Data Enrichment | rmu |  | 2023-08-04 |  |  | 1293635 | 1293635 | EA | GASKET,PRE-CUT;GRPHTE, SHIM STAINLESS ST |  |  | GASKET,PRE-CUT;MATERIAL:GRAPHITE, SHIM STAINLESS STEEL REINFORCED TANGED T10,CERTIFICATION/STANDARD:API 622,MNFR:01)JWALKER,PTNO: 01)CCS4331015SR | EN_01)GRAPHITE, SHIM STAINLESS,EN_01)API 622,01)JWALKER,01)CCS4331015SR |  |  | JWALKER | JWALKER | 01)CCS4331015SR | [18 empty] | GASKET | PRE-CUT | NOMINAL SIZE |  | MATERIAL | GRAPHITE,SHIM STAINLESS STEEL REINFORCED TANGED T10 | PRESSURE CLASS/RATING |  | INSIDE DIMENSIONS |  | OUTSIDE DIMENSIONS |  | THICKNESS |  | SHAPE |  | HOLES |  | PITCH CIRCLE DIAMETER |  | SERVICE |  | HAZARD CLASS |  | CERTIFICATION/STANDARD | API 622 | ADDITIONAL FEATURES
STP_009 - Lot4 | Data Enrichment | SFQ |  | 2023-08-04 |  |  | 1294056 | 1294056 | EA | GASKET,PRE-CUT;GSKT, IMPACT WRENCH 261 E |  |  | GASKET,PRE-CUT;ADDITIONAL FEATURES EN:GASKET, IMPACT WRENCH 261 END PLATE,MNFR:01)INGRAND,PTNO:01)03766888 | 01)GASKET, IMPACT WRENCH 261 E,01)INGRAND,01)03766888 |  |  | INGRAND | INGRAND | 03766888 | [18 empty] | GASKET | PRE-CUT | NOMINAL SIZE |  | MATERIAL |  | PRESSURE CLASS/RATING |  | INSIDE DIMENSIONS |  | OUTSIDE DIMENSIONS |  | THICKNESS |  | SHAPE |  | HOLES |  | PITCH CIRCLE DIAMETER |  | SERVICE |  | HAZARD CLASS |  | CERTIFICATION/STANDARD |  | ADDITIONAL FEATURES | GASKET,IMPACT WRENCH 261 END PLATE
STP_009 - Lot4 | Data Enrichment | rmu |  | 2023-08-04 |  |  | 1277753 | 1277753 | EA | GASKET,PRE-CUT;HD |  |  | GASKET,PRE-CUT;ADDITIONAL FEATURES EN:HEAD,MNFR:01)NTP FORKLIFTS AUSTRALIA,PTNO:01)22R51-03081 | 01)HEAD,01)NTP FORKLIFTS AUSTRALIA,01)22R51-03081 |  |  | NTP FORKLIFTS AUSTRALIA | NTP FORKLIFTS AUSTRALIA | 22R51-03081 | [18 empty] | GASKET | PRE-CUT | NOMINAL SIZE |  | MATERIAL |  | PRESSURE CLASS/RATING |  | INSIDE DIMENSIONS |  | OUTSIDE DIMENSIONS |  | THICKNESS |  | SHAPE |  | HOLES |  | PITCH CIRCLE DIAMETER |  | SERVICE |  | HAZARD CLASS |  | CERTIFICATION/STANDARD |  | ADDITIONAL FEATURES | HEAD
STP_009 - Lot4 | Data Enrichment | rmu |  | 2023-08-04 |  |  | 1346001 | 1346001 | EA | GASKET,PRE-CUT;HEAT EXCHANGER PLATE, FUL |  |  | GASKET,PRE-CUT;,HEAT EXCHANGER PLATE, FULL,MNFR:01)TRANTER,PTNO:01)GXD-026NBR(P) | EN_01)HEAT EXCHANGER PLATE, FU,01)TRANTER,01)GXD-026NBR(P) |  |  | TRANTER | TRANTER | GXD-026NBR(P) | [18 empty] | GASKET | PRE-CUT | NOMINAL SIZE |  | MATERIAL |  | PRESSURE CLASS/RATING |  | INSIDE DIMENSIONS |  | OUTSIDE DIMENSIONS |  | THICKNESS |  | SHAPE |  | HOLES |  | PITCH CIRCLE DIAMETER |  | SERVICE |  | HAZARD CLASS |  | CERTIFICATION/STANDARD |  | ADDITIONAL FEATURES
STP_009 - Lot4 | Data Enrichment | rmu |  | 2023-08-04 |  |  | 1365966 | 1365966 | EA | GASKET,PRE-CUT;HYDRAULIC FILTER |  |  | GASKET,PRE-CUT;ADDITIONAL FEATURES EN:HYDRAULIC FILTER,MNFR:01)TERREQIP,PTNO:01)15352239 | 01)HYDRAULIC FILTER,01)TERREQIP,01)15352239 |  |  | TERREQIP | TERREQIP | 15352239 | [18 empty] | GASKET | PRE-CUT | NOMINAL SIZE |  | MATERIAL |  | PRESSURE CLASS/RATING |  | INSIDE DIMENSIONS |  | OUTSIDE DIMENSIONS |  | THICKNESS |  | SHAPE |  | HOLES |  | PITCH CIRCLE DIAMETER |  | SERVICE |  | HAZARD CLASS |  | CERTIFICATION/STANDARD |  | ADDITIONAL FEATURES | HYDRAULIC FILTER
STP_009 - Lot4 | Data Enrichment | rmu |  | 2023-08-04 |  |  | 1349596 | 1349596 | EA | GASKET,PRE-CUT;ID 203 MM,OD 335 MM |  |  | GASKET,PRE-CUT;INSIDE DIMENSIONS:203 MM,OUTSIDE DIMENSIONS:335 MM,THICKNESS:3 MM,MNFR:01)MIMDWG,PTNO:01)148-6-6619 ITEM 14 | 203 MM,335 MM,3 MM,01)MIMDWG,01)148-6-6619 ITEM 14 |  |  | MIMDWG | MIMDWG | 148-6-6619 ITEM 14 | [18 empty] | GASKET | PRE-CUT | NOMINAL SIZE |  | MATERIAL |  | PRESSURE CLASS/RATING |  | INSIDE DIMENSIONS | 203 MM | OUTSIDE DIMENSIONS | 335 MM | THICKNESS | 3 MM | SHAPE |  | HOLES |  | PITCH CIRCLE DIAMETER |  | SERVICE |  | HAZARD CLASS |  | CERTIFICATION/STANDARD |  | ADDITIONAL FEATURES
STP_009 - Lot4 | Data Enrichment | rmu |  | 2023-08-04 |  |  | 1277908 | 1277908 | EA | GASKET,PRE-CUT;ID 650 MM,OD 880 MM |  |  | GASKET,PRE-CUT;INSIDE DIMENSIONS:650 MM,OUTSIDE DIMENSIONS:880 MM,THICKNESS:3 MM,HOLES:(20) DIA 28 MM,ADDITIONAL FEATURES EN:ON A 810MM PCDNOVAPRESS 850-20L BACKWASH,MNFR:01)MARLBOROUGH ENGINEERING AUSTRALI,PTNO:01)F850-FF-880-650-3 | 650 MM,880 MM,3 MM,(20) DIA 28 MM,01)ON A 810MM PCDNOVAPRESS 850,01)MARLBOROUGH ENGINEERING AUS,01)F850-FF-880-650-3 |  |  | MARLBOROUGH ENGINEERING AUSTRALI | MARLBOROUGH ENGINEERING AUSTRALI | F850-FF-880-650-3 | [18 empty] | GASKET | PRE-CUT | NOMINAL SIZE |  | MATERIAL |  | PRESSURE CLASS/RATING |  | INSIDE DIMENSIONS | 650 MM | OUTSIDE DIMENSIONS | 880 MM | THICKNESS | 3 MM | SHAPE |  | HOLES | (20) DIA 28 MM | PITCH CIRCLE DIAMETER |  | SERVICE |  | HAZARD CLASS |  | CERTIFICATION/STANDARD |  | ADDITIONAL FEATURES | ON A 810MM PCDNOVAPRESS 850-20L BACKWASH
STP_009 - Lot4 | Data Enrichment | rmu |  | 2023-08-04 |  |  | 1347953 | 1347953 | EA | GASKET,PRE-CUT;ID DIA 47.4 MM,THK 2 MM |  |  | GASKET,PRE-CUT;INSIDE DIMENSIONS:DIA 47.4 MM,OUTSIDE DIMENSIONS:DIA 50.7 MM,THICKNESS:2 MM,SHAPE:FLAT,MNFR:01)ISADRAUL,PTNO:01) 3228142 | DIA 47.4 MM,DIA 50.7 MM,2 MM,FLAT,01)ISADRAUL,01)3228142 |  |  | ISADRAUL | ISADRAUL | 3228142 | [18 empty] | GASKET | PRE-CUT | NOMINAL SIZE |  | MATERIAL |  | PRESSURE CLASS/RATING |  | INSIDE DIMENSIONS | DIA 47.4 MM | OUTSIDE DIMENSIONS | DIA 50.7 MM | THICKNESS | 2 MM | SHAPE | FLAT | HOLES |  | PITCH CIRCLE DIAMETER |  | SERVICE |  | HAZARD CLASS |  | CERTIFICATION/STANDARD |  | ADDITIONAL FEATURES
STP_009 - Lot4 | Data Enrichment | rmu |  | 2023-08-04 |  |  | 1237728 | 1237728 | EA | GASKET,PRE-CUT;ID DIA 8 MM |  |  | GASKET,PRE-CUT;INSIDE DIMENSIONS:DIA 8 MM,OUTSIDE DIMENSIONS:DIA 11.5 MM,MNFR:01)REXROTH,PTNO:01)152724 | DIA 8 MM,DIA 11.5 MM,01)REXROTH,01)152724 |  |  | REXROTH | REXROTH | 152724 | [18 empty] | GASKET | PRE-CUT | NOMINAL SIZE |  | MATERIAL |  | PRESSURE CLASS/RATING |  | INSIDE DIMENSIONS | DIA 8 MM | OUTSIDE DIMENSIONS | DIA 11.5 MM | THICKNESS |  | SHAPE |  | HOLES |  | PITCH CIRCLE DIAMETER |  | SERVICE |  | HAZARD CLASS |  | CERTIFICATION/STANDARD |  | ADDITIONAL FEATURES
STP_009 - Lot4 | Data Enrichment | rmu |  | 2023-08-04 |  |  | 1301495 | 1301495 | EA | GASKET,PRE-CUT;ID LG 49 IN,THK 1/4 IN |  |  | GASKET,PRE-CUT;INSIDE DIMENSIONS:LG 49 IN,THICKNESS:1/4 IN,SERVICE:ROCKER COVER,MNFR:01)DETROIT,PTNO:01)23511991 | LG 49 IN,1/4 IN,EN_01)ROCKER COVER,01)DETROIT,01)23511991 |  |  | DETROIT | DETROIT | 23511991 | [18 empty] | GASKET | PRE-CUT | NOMINAL SIZE |  | MATERIAL |  | PRESSURE CLASS/RATING |  | INSIDE DIMENSIONS | LG 49 IN | OUTSIDE DIMENSIONS |  | THICKNESS | 1/4 IN | SHAPE |  | HOLES |  | PITCH CIRCLE DIAMETER |  | SERVICE | ROCKER COVER | HAZARD CLASS |  | CERTIFICATION/STANDARD |  | ADDITIONAL FEATURES
STP_009 - Lot4 | Data Enrichment | SFQ |  | 2023-08-04 |  |  | 1293754 | 1293754 | EA | GASKET,PRE-CUT;IMPACT WRENCH 231 HAMMER |  |  | GASKET,PRE-CUT;ADDITIONAL FEATURES EN:IMPACT WRENCH 231 HAMMER CASE,MNFR:01)INGRAND,PTNO:01)03389731 | 01)IMPACT WRENCH 231 HAMMER CA,01)INGRAND,01)03389731 |  |  | INGRAND | INGRAND | 03389731 | [18 empty] | GASKET | PRE-CUT | NOMINAL SIZE |  | MATERIAL |  | PRESSURE CLASS/RATING |  | INSIDE DIMENSIONS |  | OUTSIDE DIMENSIONS |  | THICKNESS |  | SHAPE |  | HOLES |  | PITCH CIRCLE DIAMETER |  | SERVICE |  | HAZARD CLASS |  | CERTIFICATION/STANDARD |  | ADDITIONAL FEATURES | IMPACT WRENCH 231 HAMMER CASE
STP_009 - Lot4 | Data Enrichment | rmu |  | 2023-08-04 |  |  | 1293737 | 1293737 | EA | GASKET,PRE-CUT;KUKEN KW3800 IMPACT GUN, |  |  | GASKET,PRE-CUT;ADDITIONAL FEATURES EN:KUKEN KW3800 IMPACT GUN, 1 IN DRIVE,MNFR:01)KUKEN,PTNO:01)KP0132906 | 01)KUKEN KW3800 IMPACT GUN, 1,01)KUKEN,01)KP0132906 |  |  | KUKEN | KUKEN | KP0132906 | [18 empty] | GASKET | PRE-CUT | NOMINAL SIZE |  | MATERIAL |  | PRESSURE CLASS/RATING |  | INSIDE DIMENSIONS |  | OUTSIDE DIMENSIONS |  | THICKNESS |  | SHAPE |  | HOLES |  | PITCH CIRCLE DIAMETER |  | SERVICE |  | HAZARD CLASS |  | CERTIFICATION/STANDARD |  | ADDITIONAL FEATURES | KUKEN KW3800 IMPACT GUN,1 IN DRIVE
STP_009 - Lot4 | Data Enrichment | rmu |  | 2023-08-04 |  |  | 1294051 | 1294051 | EA | GASKET,PRE-CUT;KUKEN KW3800 IMPACT GUN, |  |  | GASKET,PRE-CUT;ADDITIONAL FEATURES EN:KUKEN KW3800 IMPACT GUN, 1 IN DRIVE,MNFR:01)KUKEN,PTNO:01)KP0538106 | 01)KUKEN KW3800 IMPACT GUN, 1,01)KUKEN,01)KP0538106 |  |  | KUKEN | KUKEN | KP0538106 | [18 empty] | GASKET | PRE-CUT | NOMINAL SIZE |  | MATERIAL |  | PRESSURE CLASS/RATING |  | INSIDE DIMENSIONS |  | OUTSIDE DIMENSIONS |  | THICKNESS |  | SHAPE |  | HOLES |  | PITCH CIRCLE DIAMETER |  | SERVICE |  | HAZARD CLASS |  | CERTIFICATION/STANDARD |  | ADDITIONAL FEATURES | KUKEN KW3800 IMPACT GUN,1 IN DRIVE
STP_009 - Lot4 | Data Enrichment | rmu |  | 2023-08-04 |  |  | 1293736 | 1293736 | EA | GASKET,PRE-CUT;KUKEN KW5000 IMPACT GUN, |  |  | GASKET,PRE-CUT;ADDITIONAL FEATURES EN:KUKEN KW5000 IMPACT GUN, 1-1/2 IN DRIVE,MNFR:01)SANDCO,PTNO:01)S20799 | 01)KUKEN KW5000 IMPACT GUN, 1-,01)SANDCO,01)S20799 |  |  | SANDCO | SANDCO | S20799 | [18 empty] | GASKET | PRE-CUT | NOMINAL SIZE |  | MATERIAL |  | PRESSURE CLASS/RATING |  | INSIDE DIMENSIONS |  | OUTSIDE DIMENSIONS |  | THICKNESS |  | SHAPE |  | HOLES |  | PITCH CIRCLE DIAMETER |  | SERVICE |  | HAZARD CLASS |  | CERTIFICATION/STANDARD |  | ADDITIONAL FEATURES | KUKEN KW5000 IMPACT GUN,1-1/2 IN DRIVE
STP_009 - Lot4 | Data Enrichment | rmu |  | 2023-08-04 |  |  | 1293962 | 1293962 | EA | GASKET,PRE-CUT;MAIN BROOM,ASWP |  |  | GASKET,PRE-CUT;ADDITIONAL FEATURES EN:MAIN BROOM,MNFR:01)AUSWEEP,PTNO:01)6170041667 | 01)MAIN BROOM,01)AUSWEEP,01)6170041667 |  |  | AUSWEEP | AUSWEEP | 6170041667 | [18 empty] | GASKET | PRE-CUT | NOMINAL SIZE |  | MATERIAL |  | PRESSURE CLASS/RATING |  | INSIDE DIMENSIONS |  | OUTSIDE DIMENSIONS |  | THICKNESS |  | SHAPE |  | HOLES |  | PITCH CIRCLE DIAMETER |  | SERVICE |  | HAZARD CLASS |  | CERTIFICATION/STANDARD |  | ADDITIONAL FEATURES | MAIN BROOM
STP_009 - Lot4 | Data Enrichment | rmu |  | 2023-08-04 |  |  | 1350110 | 1350110 | EA | GASKET,PRE-CUT;MANIFOLD AND COVER |  |  | GASKET,PRE-CUT;ADDITIONAL FEATURES EN:MANIFOLD AND COVER,MNFR:01)CARRAIR,PTNO:01)5H401032 | 01)MANIFOLD AND COVER,01)CARRAIR,01)5H401032 |  |  | CARRAIR | CARRAIR | 5H401032 | [18 empty] | GASKET | PRE-CUT | NOMINAL SIZE |  | MATERIAL |  | PRESSURE CLASS/RATING |  | INSIDE DIMENSIONS |  | OUTSIDE DIMENSIONS |  | THICKNESS |  | SHAPE |  | HOLES |  | PITCH CIRCLE DIAMETER |  | SERVICE |  | HAZARD CLASS |  | CERTIFICATION/STANDARD |  | ADDITIONAL FEATURES | MANIFOLD AND COVER
STP_009 - Lot4 | Data Enrichment | rmu |  | 2023-08-04 |  |  | 1270841 | 1270841 | EA | GASKET,PRE-CUT;MTL,MT168 619 38 | EMPAQUE PRECORT; | JNT PRECOUPE; | GASKET,PRE-CUT;MATERIAL:METAL,ADDITIONAL FEATURES EN:MT168 619 38,MNFR:MAINTENANCE TECHNIQUE PTY LTD,PTNO:MT168 619 38 | EN_01)METAL,01)MT168 619 38,01)MAINTENANCE TECHNIQUE PTY,01)MT168 619 38 | MT168 619 38 | 1068410 | MAINTENANCE TECHNIQUE PTY LTD | MAINTENANCE TECHNIQUE PTY LTD | MT168 619 38 | [18 empty] | GASKET | PRE-CUT | NOMINAL SIZE |  | MATERIAL | METAL | PRESSURE CLASS/RATING |  | INSIDE DIMENSIONS |  | OUTSIDE DIMENSIONS |  | THICKNESS |  | SHAPE |  | HOLES |  | PITCH CIRCLE DIAMETER |  | SERVICE |  | HAZARD CLASS |  | CERTIFICATION/STANDARD |  | ADDITIONAL FEATURES | MT168 619 38
STP_009 - Lot4 | Data Enrichment | rmu |  | 2023-08-04 |  |  | 1349610 | 1349610 | EA | GASKET,PRE-CUT;NBR |  |  | GASKET,PRE-CUT;MATERIAL:NBR,MNFR:01)ALFALAV,PTNO:01)32330-2504-6 | EN_01)NBR,01)ALFALAV,01)32330-2504-6 |  |  | ALFALAV | ALFALAV | 32330-2504-6 | [18 empty] | GASKET | PRE-CUT | NOMINAL SIZE |  | MATERIAL | NBR | PRESSURE CLASS/RATING |  | INSIDE DIMENSIONS |  | OUTSIDE DIMENSIONS |  | THICKNESS |  | SHAPE |  | HOLES |  | PITCH CIRCLE DIAMETER |  | SERVICE |  | HAZARD CLASS |  | CERTIFICATION/STANDARD |  | ADDITIONAL FEATURES
STP_009 - Lot4 | Data Enrichment | rmu |  | 2023-08-04 |  |  | 1293558 | 1293558 | EA | GASKET,PRE-CUT;NEORENE,ID 4 IN,ROUND |  |  | GASKET,PRE-CUT;MATERIAL:NEORENE,INSIDE DIMENSIONS:4 IN,OUTSIDE DIMENSIONS:8-1/2 IN,THICKNESS:1/8 IN,SHAPE:ROUND,HOLES:(4) DIA 11/16 IN,PITCH CIRCLE DIAMETER:7 IN,SERVICE:FLANGE TABLE D,ADDITIONAL FEATURES EN:OD 8-1/2 IN, HOLES 4 X 11/16 IN, PCD 7 IN,MNFR: 01)GARLOCK,PTNO:01)37782-5304 | EN_01)NEORENE,4 IN,8-1/2 IN,1/8 IN,ROUND,(4) DIA 11/16 IN,7 IN,EN_01)FLANGE TABLE D,01)OD 8-1/2 IN, HOLES 4 X 11/1,01)GARLOCK,01)37782-5304 |  |  | GARLOCK | 01)GARLOCK | 37782-5304 | [18 empty] | GASKET | PRE-CUT | NOMINAL SIZE |  | MATERIAL | NEORENE | PRESSURE CLASS/RATING |  | INSIDE DIMENSIONS | 4 IN | OUTSIDE DIMENSIONS | 8-1/2 IN | THICKNESS | 1/8 IN | SHAPE | ROUND | HOLES | (4) DIA 11/16 IN | PITCH CIRCLE DIAMETER | 7 IN | SERVICE | FLANGE TABLE D | HAZARD CLASS |  | CERTIFICATION/STANDARD |  | ADDITIONAL FEATURES | OD 8-1/2 IN,HOLES 4 X 11/16 IN,PCD 7 IN
STP_009 - Lot4 | Data Enrichment | rmu |  | 2023-08-04 |  |  | 1286342 | 1286342 | EA | GASKET,PRE-CUT;NITRILE RUBBER/NON ASBEST |  |  | GASKET,PRE-CUT;MATERIAL:NITRILE RUBBER/NON ASBESTOS,INSIDE DIMENSIONS:76 MM,OUTSIDE DIMENSIONS:200 MM,THICKNESS:2 MM,HOLES:(4) DIA 14 MM,PITCH CIRCLE DIAMETER:170 MM,MNFR:01)TEADIT,PTNO:01)NA1002 | EN_01)NITRILE RUBBER/NON ASBES,76 MM,200 MM,2 MM,(4) DIA 14 MM,170 MM,01)TEADIT,01)NA1002 |  |  | TEADIT | TEADIT | NA1002 | [18 empty] | GASKET | PRE-CUT | NOMINAL SIZE |  | MATERIAL | NITRILE RUBBER/NON ASBESTOS | PRESSURE CLASS/RATING |  | INSIDE DIMENSIONS | 76 MM | OUTSIDE DIMENSIONS | 200 MM | THICKNESS | 2 MM | SHAPE |  | HOLES | (4) DIA 14 MM | PITCH CIRCLE DIAMETER | 170 MM | SERVICE |  | HAZARD CLASS |  | CERTIFICATION/STANDARD |  | ADDITIONAL FEATURES
STP_009 - Lot4 | Data Enrichment | rmu |  | 2023-08-04 |  |  | 1286343 | 1286343 | EA | GASKET,PRE-CUT;NITRILE RUBBER/NON ASBEST |  |  | GASKET,PRE-CUT;MATERIAL:NITRILE RUBBER/NON ASBESTOS,INSIDE DIMENSIONS:96 MM,OUTSIDE DIMENSIONS:130 MM,THICKNESS:2 MM,HOLES:(8) DIA 11 MM,PITCH CIRCLE DIAMETER:112 MM,MNFR:01)TEADIT,PTNO:01)NA1002 | EN_01)NITRILE RUBBER/NON ASBES,96 MM,130 MM,2 MM,(8) DIA 11 MM,112 MM,01)TEADIT,01)NA1002 |  |  | TEADIT | TEADIT | NA1002 | [18 empty] | GASKET | PRE-CUT | NOMINAL SIZE |  | MATERIAL | NITRILE RUBBER/NON ASBESTOS | PRESSURE CLASS/RATING |  | INSIDE DIMENSIONS | 96 MM | OUTSIDE DIMENSIONS | 130 MM | THICKNESS | 2 MM | SHAPE |  | HOLES | (8) DIA 11 MM | PITCH CIRCLE DIAMETER | 112 MM | SERVICE |  | HAZARD CLASS |  | CERTIFICATION/STANDARD |  | ADDITIONAL FEATURES
STP_009 - Lot4 | Data Enrichment | rmu |  | 2023-08-04 |  |  | 1294320 | 1294320 | EA | GASKET,PRE-CUT;NOM 1 IN,EPDM,TRI CLOVER |  |  | GASKET,PRE-CUT;NOMINAL SIZE:1 IN,MATERIAL:EPDM,ADDITIONAL FEATURES EN:TRI CLOVER,MNFR:01)CAVAHYD,PTNO:01)CHAB03219-2A | 1 IN,EN_01)EPDM,01)TRI CLOVER,01)CAVAHYD,01)CHAB03219-2A |  |  | CAVAHYD | CAVAHYD | CHAB03219-2A | [18 empty] | GASKET | PRE-CUT | NOMINAL SIZE | 1 IN | MATERIAL | EPDM | PRESSURE CLASS/RATING |  | INSIDE DIMENSIONS |  | OUTSIDE DIMENSIONS |  | THICKNESS |  | SHAPE |  | HOLES |  | PITCH CIRCLE DIAMETER |  | SERVICE |  | HAZARD CLASS |  | CERTIFICATION/STANDARD |  | ADDITIONAL FEATURES | TRI CLOVER
STP_009 - Lot4 | Data Enrichment | rmu |  | 2023-08-04 |  |  | 1363877 | 1363877 | EA | GASKET,PRE-CUT;NOM 1 IN,NPR,ID DIA 34 MM |  |  | GASKET,PRE-CUT;NOMINAL SIZE:1 IN,MATERIAL:NEOPRENE,INSIDE DIMENSIONS:DIA 34 MM,OUTSIDE DIMENSIONS:DIA 114 MM,THICKNESS:1/8 IN, SHAPE:ROUND,HOLES:(4) DIA 14 MM,PITCH CIRCLE DIAMETER:83 MM,SERVICE:FLANGE TABLE D,CERTIFICATION/STANDARD:BS 3063,ADDITIONAL FEATURES EN:OD 4-1/2 IN, HOLES 4 X 9/16 IN, PCD 3-1/4 IN,MNFR:01)APPINDUS,PTNO:01)37782-5301 | 1 IN,EN_01)NEOPRENE,DIA 34 MM,DIA 114 MM,1/8 IN,ROUND,(4) DIA 14 MM,83 MM,EN_01)FLANGE TABLE D,EN_01)BS 3063,01)OD 4-1/2 IN, HOLES 4 X 9/16,01)APPINDUS,01)37782-5301 |  |  | APPLIED INDUSTRIAL TECHNOLOGIES | APPINDUS | 37782-5301 | [18 empty] | GASKET | PRE-CUT | NOMINAL SIZE | 1 IN | MATERIAL | NEOPRENE | PRESSURE CLASS/RATING |  | INSIDE DIMENSIONS | DIA 34 MM | OUTSIDE DIMENSIONS | DIA 114 MM | THICKNESS | 1/8 IN | SHAPE | ROUND | HOLES | (4) DIA 14 MM | PITCH CIRCLE DIAMETER | 83 MM | SERVICE | FLANGE TABLE D | HAZARD CLASS |  | CERTIFICATION/STANDARD | BS 3063 | ADDITIONAL FEATURES | OD 4-1/2 IN,HOLES 4 X 9/16 IN,PCD 3-1/4 IN
STP_009 - Lot4 | Data Enrichment | rmu |  | 2023-08-04 |  |  | 1350819 | 1350819 | EA | GASKET,PRE-CUT;NOM 10 IN,FITTRES,363409 |  |  | GASKET,PRE-CUT;NOMINAL SIZE:10 IN,MNFR:01)FITTRES,PTNO:01)363409 | 10 IN,01)FITTRES,01)363409 |  |  | FITTRES | FITTRES | 363409 | [18 empty] | GASKET | PRE-CUT | NOMINAL SIZE | 10 IN | MATERIAL |  | PRESSURE CLASS/RATING |  | INSIDE DIMENSIONS |  | OUTSIDE DIMENSIONS |  | THICKNESS |  | SHAPE |  | HOLES |  | PITCH CIRCLE DIAMETER |  | SERVICE |  | HAZARD CLASS |  | CERTIFICATION/STANDARD |  | ADDITIONAL FEATURES
STP_009 - Lot4 | Data Enrichment | rmu |  | 2023-08-04 |  |  | 1349614 | 1349614 | EA | GASKET,PRE-CUT;NOM 1-1/2 IN,ROUND |  |  | GASKET,PRE-CUT;NOMINAL SIZE:1-1/2 IN,INSIDE DIMENSIONS:DIA 168 MM,OUTSIDE DIMENSIONS:DIA 305 MM,SHAPE:ROUND,HOLES:(12) DIA 22 MM, PITCH CIRCLE DIAMETER:260 MM,SERVICE:FLANGE TABLE H,CERTIFICATION/STANDARD:BS 3063,MNFR:01)HOWDCOMP,PTNO:01)G55153 | 1-1/2 IN,DIA 168 MM,DIA 305 MM,ROUND,(12) DIA 22 MM,260 MM,EN_01)FLANGE TABLE H,EN_01)BS 3063,01)HOWDCOMP,01)G55153 |  |  | HOWDCOMP | HOWDCOMP | G55153 | [18 empty] | GASKET | PRE-CUT | NOMINAL SIZE | 1-1/2 IN | MATERIAL |  | PRESSURE CLASS/RATING |  | INSIDE DIMENSIONS | DIA 168 MM | OUTSIDE DIMENSIONS | DIA 305 MM | THICKNESS |  | SHAPE | ROUND | HOLES | (12) DIA 22 MM | PITCH CIRCLE DIAMETER | 260 MM | SERVICE | FLANGE TABLE H | HAZARD CLASS |  | CERTIFICATION/STANDARD | BS 3063 | ADDITIONAL FEATURES
STP_009 - Lot4 | Data Enrichment | rmu |  | 2023-08-04 |  |  | 1301699 | 1301699 | EA | GASKET,PRE-CUT;NOM 125 MM,THK 2 MM,ROUND |  |  | GASKET,PRE-CUT;NOMINAL SIZE:125 MM,THICKNESS:2 MM,SHAPE:ROUND,ADDITIONAL FEATURES EN:CNAS MAT,MNFR:01)WENMEC,PTNO:01)31812 | 125 MM,2 MM,ROUND,01)CNAS MAT,01)WENMEC,01)31812 |  |  | WENMEC SYSTEMS INC | WENMEC | 31812 | [18 empty] | GASKET | PRE-CUT | NOMINAL SIZE | 125 MM | MATERIAL |  | PRESSURE CLASS/RATING |  | INSIDE DIMENSIONS |  | OUTSIDE DIMENSIONS |  | THICKNESS | 2 MM | SHAPE | ROUND | HOLES |  | PITCH CIRCLE DIAMETER |  | SERVICE |  | HAZARD CLASS |  | CERTIFICATION/STANDARD |  | ADDITIONAL FEATURES | CNAS MAT
STP_009 - Lot4 | Data Enrichment | rmu |  | 2023-08-04 |  |  | 1302014 | 1302014 | EA | GASKET,PRE-CUT;NOM 13 IN,FITTRES,363411 |  |  | GASKET,PRE-CUT;NOMINAL SIZE:13 IN,MNFR:01)FITTRES,PTNO:01)363411 | 13 IN,01)FITTRES,01)363411 |  |  | FITTRES | FITTRES | 363411 | [18 empty] | GASKET | PRE-CUT | NOMINAL SIZE | 13 IN | MATERIAL |  | PRESSURE CLASS/RATING |  | INSIDE DIMENSIONS |  | OUTSIDE DIMENSIONS |  | THICKNESS |  | SHAPE |  | HOLES |  | PITCH CIRCLE DIAMETER |  | SERVICE |  | HAZARD CLASS |  | CERTIFICATION/STANDARD |  | ADDITIONAL FEATURES
STP_009 - Lot4 | Data Enrichment | rmu |  | 2023-08-04 |  |  | 1346395 | 1346395 | EA | GASKET,PRE-CUT;NOM 150 MM,RUBBER INSERT |  |  | GASKET,PRE-CUT;NOMINAL SIZE:150 MM,MATERIAL:RUBBER INSERT,INSIDE DIMENSIONS:DIA 168 MM,OUTSIDE DIMENSIONS:DIA 279 MM,THICKNESS:3 MM,SHAPE:ROUND,HOLES:(8) DIA 22 MM,PITCH CIRCLE DIAMETER:235 MM,SERVICE:FLANGE TABLE E,CERTIFICATION/STANDARD:BS 3063,ADDITIONAL FEATURES EN:OD 280 MM,MNFR:01)BELLIS,PTNO:01)034-070003 | 150 MM,EN_01)RUBBER INSERT,DIA 168 MM,DIA 279 MM,3 MM,ROUND,(8) DIA 22 MM,235 MM,EN_01)FLANGE TABLE E,EN_01)BS 3063,01)OD 280 MM,01)BELLIS,01)034-070003 |  |  | BELLIS | BELLIS | 034-070003 | [18 empty] | GASKET | PRE-CUT | NOMINAL SIZE | 150 MM | MATERIAL | RUBBER INSERT | PRESSURE CLASS/RATING |  | INSIDE DIMENSIONS | DIA 168 MM | OUTSIDE DIMENSIONS | DIA 279 MM | THICKNESS | 3 MM | SHAPE | ROUND | HOLES | (8) DIA 22 MM | PITCH CIRCLE DIAMETER | 235 MM | SERVICE | FLANGE TABLE E | HAZARD CLASS |  | CERTIFICATION/STANDARD | BS 3063 | ADDITIONAL FEATURES | OD 280 MM
STP_009 - Lot4 | Data Enrichment | rmu |  | 2023-08-04 |  |  | 1277562 | 1277562 | EA | GASKET,PRE-CUT;NOM 150 MM,RUBR |  |  | GASKET,PRE-CUT;NOMINAL SIZE:150 MM,MATERIAL:RUBBER,ADDITIONAL FEATURES EN:160/180-6IN TABLE D/E FULL FACE,MNFR:01)ADVPIPE,PTNO:01) G160180DE | 150 MM,EN_01)RUBBER,01)160/180-6IN TABLE D/E FULL,01)ADVPIPE,01)G160180DE |  |  | ADVPIPE | ADVPIPE | G160180DE | [18 empty] | GASKET | PRE-CUT | NOMINAL SIZE | 150 MM | MATERIAL | RUBBER | PRESSURE CLASS/RATING |  | INSIDE DIMENSIONS |  | OUTSIDE DIMENSIONS |  | THICKNESS |  | SHAPE |  | HOLES |  | PITCH CIRCLE DIAMETER |  | SERVICE |  | HAZARD CLASS |  | CERTIFICATION/STANDARD |  | ADDITIONAL FEATURES | 160/180-6IN TABLE D/E FULL FACE
STP_009 - Lot4 | Data Enrichment | rmu |  | 2023-08-04 |  |  | 1301802 | 1301802 | EA | GASKET,PRE-CUT;NOM 150 MM,THK 2 MM,ROUND |  |  | GASKET,PRE-CUT;NOMINAL SIZE:150 MM,THICKNESS:2 MM,SHAPE:ROUND,ADDITIONAL FEATURES EN:CNAS MAT,MNFR:01)WENMEC,PTNO:01)25534 | 150 MM,2 MM,ROUND,01)CNAS MAT,01)WENMEC,01)25534 |  |  | WENMEC SYSTEMS INC | WENMEC | 25534 | [18 empty] | GASKET | PRE-CUT | NOMINAL SIZE | 150 MM | MATERIAL |  | PRESSURE CLASS/RATING |  | INSIDE DIMENSIONS |  | OUTSIDE DIMENSIONS |  | THICKNESS | 2 MM | SHAPE | ROUND | HOLES |  | PITCH CIRCLE DIAMETER |  | SERVICE |  | HAZARD CLASS |  | CERTIFICATION/STANDARD |  | ADDITIONAL FEATURES | CNAS MAT
STP_009 - Lot4 | Data Enrichment | rmu |  | 2023-08-04 |  |  | 1277772 | 1277772 | EA | GASKET,PRE-CUT;NOM 150 MM,THK 3 MM |  |  | GASKET,PRE-CUT;NOMINAL SIZE:150 MM,THICKNESS:3 MM,ADDITIONAL FEATURES EN:FLAT FACE, TABLE H,MNFR:01)INFRABUILD TRADING PTY LTD, PTNO:01)113582 | 150 MM,3 MM,01)FLAT FACE, TABLE H,01)INFRABUILD TRADING PTY LTD,01)113582 |  |  | INFRABUILD TRADING PTY LTD | INFRABUILD TRADING PTY LTD | 113582 | [18 empty] | GASKET | PRE-CUT | NOMINAL SIZE | 150 MM | MATERIAL |  | PRESSURE CLASS/RATING |  | INSIDE DIMENSIONS |  | OUTSIDE DIMENSIONS |  | THICKNESS | 3 MM | SHAPE |  | HOLES |  | PITCH CIRCLE DIAMETER |  | SERVICE |  | HAZARD CLASS |  | CERTIFICATION/STANDARD |  | ADDITIONAL FEATURES | FLAT FACE,TABLE H
STP_009 - Lot4 | Data Enrichment | rmu |  | 2023-08-04 |  |  | 1277814 | 1277814 | EA | GASKET,PRE-CUT;NOM 2 IN,ROUND,8 |  |  | GASKET,PRE-CUT;NOMINAL SIZE:2 IN,SHAPE:ROUND,HOLES:8,ADDITIONAL FEATURES EN:63 FULL FACE INSERTION,MNFR:01)ADVPIPE,PTNO:01)G63E | 2 IN,ROUND,8,01)63 FULL FACE INSERTION,01)ADVPIPE,01)G63E |  |  | ADVPIPE | ADVPIPE | G63E | [18 empty] | GASKET | PRE-CUT | NOMINAL SIZE | 2 IN | MATERIAL |  | PRESSURE CLASS/RATING |  | INSIDE DIMENSIONS |  | OUTSIDE DIMENSIONS |  | THICKNESS |  | SHAPE | ROUND | HOLES | 8 | PITCH CIRCLE DIAMETER |  | SERVICE |  | HAZARD CLASS |  | CERTIFICATION/STANDARD |  | ADDITIONAL FEATURES | 63 FULL FACE INSERTION
STP_009 - Lot4 | Data Enrichment | rmu |  | 2023-08-04 |  |  | 1294067 | 1294067 | EA | GASKET,PRE-CUT;NOM 2 IN,RUBBER NATURAL |  |  | GASKET,PRE-CUT;NOMINAL SIZE:2 IN,MATERIAL:RUBBER NATURAL,INSIDE DIMENSIONS:DIA 60 MM,OUTSIDE DIMENSIONS:DIA 152 MM,SHAPE:ROUND, HOLES:(4) DIA 19 MM,PITCH CIRCLE DIAMETER:115 MM,SERVICE:FLANGE TABLE D/E,CERTIFICATION/STANDARD:BS 3063,ADDITIONAL FEATURES EN: FOR WT02, MXCW-1601-157,MNFR:01)JACTECH,PTNO:01)JSA-FLGRE-050 | 2 IN,EN_01)RUBBER NATURAL,DIA 60 MM,DIA 152 MM,ROUND,(4) DIA 19 MM,115 MM,EN_01)FLANGE TABLE D/E,EN_01)BS 3063,01)FOR WT02, MXCW-1601-157,01)JACTECH,01)JSA-FLGRE-050 |  |  | JACTECH | JACTECH | JSA-FLGRE-050 | [18 empty] | GASKET | PRE-CUT | NOMINAL SIZE | 2 IN | MATERIAL | RUBBER NATURAL | PRESSURE CLASS/RATING |  | INSIDE DIMENSIONS | DIA 60 MM | OUTSIDE DIMENSIONS | DIA 152 MM | THICKNESS |  | SHAPE | ROUND | HOLES | (4) DIA 19 MM | PITCH CIRCLE DIAMETER | 115 MM | SERVICE | FLANGE TABLE D/E | HAZARD CLASS |  | CERTIFICATION/STANDARD | BS 3063 | ADDITIONAL FEATURES | FOR WT02,MXCW-1601-157
STP_009 - Lot4 | Data Enrichment | rmu |  | 2023-08-04 |  |  | 1293697 | 1293697 | EA | GASKET,PRE-CUT;NOM 200 MM,INSERT RUBBER |  |  | GASKET,PRE-CUT;NOMINAL SIZE:200 MM,MATERIAL:INSERT RUBBER,INSIDE DIMENSIONS:219 MM,OUTSIDE DIMENSIONS:337 MM,THICKNESS:3 MM,SHAPE: ROUND,HOLES:(8) DIA 22 MM,PITCH CIRCLE DIAMETER:292 MM,CERTIFICATION/STANDARD:BS 3063,ADDITIONAL FEATURES EN:FLANGE RING, OD 335 MM,MNFR:01)BELLIS,PTNO:01)034-070001 | 200 MM,EN_01)INSERT RUBBER,219 MM,337 MM,3 MM,ROUND,(8) DIA 22 MM,292 MM,EN_01)BS 3063,01)FLANGE RING, OD 335 MM,01)BELLIS,01)034-070001 |  |  | BELLIS | BELLIS | 034-070001 | [18 empty] | GASKET | PRE-CUT | NOMINAL SIZE | 200 MM | MATERIAL | INSERT RUBBER | PRESSURE CLASS/RATING |  | INSIDE DIMENSIONS | 219 MM | OUTSIDE DIMENSIONS | 337 MM | THICKNESS | 3 MM | SHAPE | ROUND | HOLES | (8) DIA 22 MM | PITCH CIRCLE DIAMETER | 292 MM | SERVICE |  | HAZARD CLASS |  | CERTIFICATION/STANDARD | BS 3063 | ADDITIONAL FEATURES | FLANGE RING,OD 335 MM
STP_009 - Lot4 | Data Enrichment | rmu |  | 2023-08-04 |  |  | 1277758 | 1277758 | EA | GASKET,PRE-CUT;NOM 200 MM,THK 3 MM |  |  | GASKET,PRE-CUT;NOMINAL SIZE:200 MM,THICKNESS:3 MM,MNFR:01)J.BLACKWOOD AND SON LIMITED,PTNO:01)00498805 | 200 MM,3 MM,01)J.BLACKWOOD & SON LIMITED,01)00498805 |  |  | J.BLACKWOOD AND SON LIMITED | J.BLACKWOOD AND SON LIMITED | 00498805 | [18 empty] | GASKET | PRE-CUT | NOMINAL SIZE | 200 MM | MATERIAL |  | PRESSURE CLASS/RATING |  | INSIDE DIMENSIONS |  | OUTSIDE DIMENSIONS |  | THICKNESS | 3 MM | SHAPE |  | HOLES |  | PITCH CIRCLE DIAMETER |  | SERVICE |  | HAZARD CLASS |  | CERTIFICATION/STANDARD |  | ADDITIONAL FEATURES
STP_009 - Lot4 | Data Enrichment | rmu |  | 2023-08-04 |  |  | 1346918 | 1346918 | EA | GASKET,PRE-CUT;NOM 25 MM,ID 34 MM,ROUND |  |  | GASKET,PRE-CUT;NOMINAL SIZE:25 MM,INSIDE DIMENSIONS:34 MM,OUTSIDE DIMENSIONS:DIA 121 MM,SHAPE:ROUND,HOLES:(4) DIA 17.5 MM,PITCH CIRCLE DIAMETER:87 MM,CERTIFICATION/STANDARD:BS 3063,ADDITIONAL FEATURES EN:METAFLEXTO,MNFR:01)ATS,PTNO:01)3406 | 25 MM,34 MM,DIA 121 MM,ROUND,(4) DIA 17.5 MM,87 MM,EN_01)BS 3063,01)METAFLEXTO,01)ATS,01)3406 |  |  | ATS | ATS | 3406 | [18 empty] | GASKET | PRE-CUT | NOMINAL SIZE | 25 MM | MATERIAL |  | PRESSURE CLASS/RATING |  | INSIDE DIMENSIONS | 34 MM | OUTSIDE DIMENSIONS | DIA 121 MM | THICKNESS |  | SHAPE | ROUND | HOLES | (4) DIA 17.5 MM | PITCH CIRCLE DIAMETER | 87 MM | SERVICE |  | HAZARD CLASS |  | CERTIFICATION/STANDARD | BS 3063 | ADDITIONAL FEATURES | METAFLEXTO
STP_009 - Lot4 | Data Enrichment | rmu |  | 2023-08-04 |  |  | 1237902 | 1237902 | EA | GASKET,PRE-CUT;NOM 25 MM,NON ASBESTOS |  |  | GASKET,PRE-CUT;NOMINAL SIZE:25 MM,MATERIAL:NON ASBESTOS,PRESSURE CLASS/RATING:ANSI 150 LB,INSIDE DIMENSIONS:61 MM,OUTSIDE DIMENSIONS:107 MM,THICKNESS:1.5 MM,SHAPE:ROUND,MNFR:01)KLINGER,PTNO:01)107/61S=1.5 | 25 MM,EN_01)NON ASBESTOS,ANSI 150 LB,61 MM,107 MM,1.5 MM,ROUND,01)KLINGER,01)107/61S=1.5 |  |  | KLINGER | KLINGER | 107/61S=1.5 | [18 empty] | GASKET | PRE-CUT | NOMINAL SIZE | 25 MM | MATERIAL | NON ASBESTOS | PRESSURE CLASS/RATING | ANSI 150 LB | INSIDE DIMENSIONS | 61 MM | OUTSIDE DIMENSIONS | 107 MM | THICKNESS | 1.5 MM | SHAPE | ROUND | HOLES |  | PITCH CIRCLE DIAMETER |  | SERVICE |  | HAZARD CLASS |  | CERTIFICATION/STANDARD |  | ADDITIONAL FEATURES
STP_009 - Lot4 | Data Enrichment | rmu |  | 2023-08-04 |  |  | 1366084 | 1366084 | EA | GASKET,PRE-CUT;NOM 250 MM,RUBBER INSERT |  |  | GASKET,PRE-CUT;NOMINAL SIZE:250 MM,MATERIAL:RUBBER INSERT,INSIDE DIMENSIONS:DIA 273 MM,OUTSIDE DIMENSIONS:DIA 406 MM,THICKNESS:3 MM,SHAPE:ROUND,HOLES:(12) DIA 22 MM,PITCH CIRCLE DIAMETER:356 MM,FLANGE FF TABLE E, LOW PRESSURE,CERTIFICATION/STANDARD:BS 3063, ADDITIONAL FEATURES EN:OD 405 MM,MNFR:01)BELLIS,PTNO:01)GA-RU-250-03-E-M | 250 MM,EN_01)RUBBER INSERT,DIA 273 MM,DIA 406 MM,3 MM,ROUND,(12) DIA 22 MM,356 MM,EN_01)FLANGE FF TABLE E, LOW P,EN_01)BS 3063,01)OD 405 MM,01)BELLIS,01)GA-RU-250-03-E-M |  |  | BELLIS | BELLIS | GA-RU-250-03-E-M | [18 empty] | GASKET | PRE-CUT | NOMINAL SIZE | 250 MM | MATERIAL | RUBBER INSERT | PRESSURE CLASS/RATING |  | INSIDE DIMENSIONS | DIA 273 MM | OUTSIDE DIMENSIONS | DIA 406 MM | THICKNESS | 3 MM | SHAPE | ROUND | HOLES | (12) DIA 22 MM | PITCH CIRCLE DIAMETER | 356 MM,FLANGE FF TABLE E,LOW PRESSURE | SERVICE |  | HAZARD CLASS |  | CERTIFICATION/STANDARD | BS 3063 | ADDITIONAL FEATURES | OD 405 MM
STP_009 - Lot4 | Data Enrichment | rmu |  | 2023-08-04 |  |  | 1363878 | 1363878 | EA | GASKET,PRE-CUT;NOM 3 IN,NPR,ID 89 MM |  |  | GASKET,PRE-CUT;NOMINAL SIZE:3 IN,MATERIAL:NEOPRENE,INSIDE DIMENSIONS:89 MM,OUTSIDE DIMENSIONS:184 MM,THICKNESS:1/8 IN,SHAPE:ROUND, HOLES:(4) DIA 19 MM,PITCH CIRCLE DIAMETER:146 MM,SERVICE:FLANGE TABLE D,CERTIFICATION/STANDARD:BS 3063,ADDITIONAL FEATURES EN: REPAIRABLE ITEM, OD 7-1/4 IN, HOLES 4 X 11/16 IN, PCD 5-3/4 IN,MNFR:01)GARLOCK,PTNO:01)37782-5303 | 3 IN,EN_01)NEOPRENE,89 MM,184 MM,1/8 IN,ROUND,(4) DIA 19 MM,146 MM,EN_01)FLANGE TABLE D,EN_01)BS 3063,01)REPAIRABLE ITEM, OD 7-1/4 I,01)GARLOCK,01)37782-5303 |  |  | GARLOCK | GARLOCK | 37782-5303 | [18 empty] | GASKET | PRE-CUT | NOMINAL SIZE | 3 IN | MATERIAL | NEOPRENE | PRESSURE CLASS/RATING |  | INSIDE DIMENSIONS | 89 MM | OUTSIDE DIMENSIONS | 184 MM | THICKNESS | 1/8 IN | SHAPE | ROUND | HOLES | (4) DIA 19 MM | PITCH CIRCLE DIAMETER | 146 MM | SERVICE | FLANGE TABLE D | HAZARD CLASS |  | CERTIFICATION/STANDARD | BS 3063 | ADDITIONAL FEATURES | REPAIRABLE ITEM,OD 7-1/4 IN,HOLES 4 X 11/16 IN,PCD 5-3/4 IN
STP_009 - Lot4 | Data Enrichment | rmu |  | 2023-08-04 |  |  | 1294066 | 1294066 | EA | GASKET,PRE-CUT;NOM 3 IN,RUBBER NATURAL |  |  | GASKET,PRE-CUT;NOMINAL SIZE:3 IN,MATERIAL:RUBBER NATURAL,INSIDE DIMENSIONS:DIA 89 MM,OUTSIDE DIMENSIONS:DIA 184 MM,SHAPE:ROUND, HOLES:(4) DIA 19 MM,PITCH CIRCLE DIAMETER:146 MM,SERVICE:FLANGE TABLE D/E,CERTIFICATION/STANDARD:BS 3063,ADDITIONAL FEATURES EN: FOR WT02, MXCW-1601-157,MNFR:01)JACTECH,PTNO:01)JSA-FLGRE-080 | 3 IN,EN_01)RUBBER NATURAL,DIA 89 MM,DIA 184 MM,ROUND,(4) DIA 19 MM,146 MM,EN_01)FLANGE TABLE D/E,EN_01)BS 3063,01)FOR WT02, MXCW-1601-157,01)JACTECH,01)JSA-FLGRE-080 |  |  | JACTECH | JACTECH | JSA-FLGRE-080 | [18 empty] | GASKET | PRE-CUT | NOMINAL SIZE | 3 IN | MATERIAL | RUBBER NATURAL | PRESSURE CLASS/RATING |  | INSIDE DIMENSIONS | DIA 89 MM | OUTSIDE DIMENSIONS | DIA 184 MM | THICKNESS |  | SHAPE | ROUND | HOLES | (4) DIA 19 MM | PITCH CIRCLE DIAMETER | 146 MM | SERVICE | FLANGE TABLE D/E | HAZARD CLASS |  | CERTIFICATION/STANDARD | BS 3063 | ADDITIONAL FEATURES | FOR WT02,MXCW-1601-157
STP_009 - Lot4 | Data Enrichment | rmu |  | 2023-08-04 |  |  | 1237299 | 1237299 | EA | GASKET,PRE-CUT;NOM 300 MM,RUBBER INSERT |  |  | GASKET,PRE-CUT;NOMINAL SIZE:300 MM,MATERIAL:RUBBER INSERT,INSIDE DIMENSIONS:DIA 324 MM,OUTSIDE DIMENSIONS:DIA 457 MM,THICKNESS:3 MM,SHAPE:ROUND,HOLES:(12) DIA 25 MM,PITCH CIRCLE DIAMETER:406 MM,SERVICE:FLANGE FF TABLE E, LOW PRESSURE,CERTIFICATION/STANDARD: BS 3063,ADDITIONAL FEATURES EN:OD 455 MM, 12 X 26 MM HOLES,MNFR:01)BELLIS,PTNO:01)GA-RU-300-03-E | 300 MM,EN_01)RUBBER INSERT,DIA 324 MM,DIA 457 MM,3 MM,ROUND,(12) DIA 25 MM,406 MM,EN_01)FLANGE FF TABLE E, LOW P,EN_01)BS 3063,01)OD 455 MM, 12 X 26 MM HOLES,01)BELLIS,01)GA-RU-300-03-E |  |  | BELLIS | BELLIS | GA-RU-300-03-E | [18 empty] | GASKET | PRE-CUT | NOMINAL SIZE | 300 MM | MATERIAL | RUBBER INSERT | PRESSURE CLASS/RATING |  | INSIDE DIMENSIONS | DIA 324 MM | OUTSIDE DIMENSIONS | DIA 457 MM | THICKNESS | 3 MM | SHAPE | ROUND | HOLES | (12) DIA 25 MM | PITCH CIRCLE DIAMETER | 406 MM | SERVICE | FLANGE FF TABLE E,LOW PRESSURE | HAZARD CLASS |  | CERTIFICATION/STANDARD | BS 3063 | ADDITIONAL FEATURES | OD 455 MM,12 X 26 MM HOLES
STP_009 - Lot4 | Data Enrichment | rmu |  | 2023-08-04 |  |  | 1364223 | 1364223 | EA | GASKET,PRE-CUT;NOM 400 MM,BUTYL RUBBER |  |  | GASKET,PRE-CUT;NOMINAL SIZE:400 MM,MATERIAL:BUTYL RUBBER,INSIDE DIMENSIONS:432 MM,OUTSIDE DIMENSIONS:578 MM,THICKNESS:4 MM,SHAPE: ROUND,HOLES:(12) DIA 25 MM,PITCH CIRCLE DIAMETER:521 MM,SERVICE:FLANGE TABLE D/E,CERTIFICATION/STANDARD:BS 3063,ADDITIONAL FEATURES EN:OD 580 MM, HOLES 12 X 26 MM,MNFR:01)MERGED,PTNO:01)90050 | 400 MM,EN_01)BUTYL RUBBER,432 MM,578 MM,4 MM,ROUND,(12) DIA 25 MM,521 MM,EN_01)FLANGE TABLE D/E,EN_01)BS 3063,01)OD 580 MM, HOLES 12 X 26 MM,01)MERGED,01)90050 |  |  | MERGED | MERGED | 90050 | [18 empty] | GASKET | PRE-CUT | NOMINAL SIZE | 400 MM | MATERIAL | BUTYL RUBBER | PRESSURE CLASS/RATING |  | INSIDE DIMENSIONS | 432 MM | OUTSIDE DIMENSIONS | 578 MM | THICKNESS | 4 MM | SHAPE | ROUND | HOLES | (12) DIA 25 MM | PITCH CIRCLE DIAMETER | 521 MM | SERVICE | FLANGE TABLE D/E | HAZARD CLASS |  | CERTIFICATION/STANDARD | BS 3063 | ADDITIONAL FEATURES | OD 580 MM,HOLES 12 X 26 MM
STP_009 - Lot4 | Data Enrichment | rmu |  | 2023-08-04 |  |  | 1301497 | 1301497 | EA | GASKET,PRE-CUT;NOM 450 MM,THK 1 MM |  |  | GASKET,PRE-CUT;NOMINAL SIZE:450 MM,THICKNESS:1 MM,MNFR:01)GOODWIN,PTNO:01)G221/1-10ZTYVS0 | 450 MM,1 MM,01)GOODWIN,01)G221/1-10ZTYVS0 |  |  | GOODWIN | GOODWIN | G221/1-10ZTYVS0 | [18 empty] | GASKET | PRE-CUT | NOMINAL SIZE | 450 MM | MATERIAL |  | PRESSURE CLASS/RATING |  | INSIDE DIMENSIONS |  | OUTSIDE DIMENSIONS |  | THICKNESS | 1 MM | SHAPE |  | HOLES |  | PITCH CIRCLE DIAMETER |  | SERVICE |  | HAZARD CLASS |  | CERTIFICATION/STANDARD |  | ADDITIONAL FEATURES
STP_009 - Lot4 | Data Enrichment | rmu |  | 2023-08-04 |  |  | 1349615 | 1349615 | EA | GASKET,PRE-CUT;NOM 5 IN,ID DIA 140 MM |  |  | GASKET,PRE-CUT;NOMINAL SIZE:5 IN,INSIDE DIMENSIONS:DIA 140 MM,OUTSIDE DIMENSIONS:DIA 279 MM,THICKNESS:3 MM,SHAPE:ROUND,HOLES:(8) DIA 22 MM,PITCH CIRCLE DIAMETER:235 MM,SERVICE:FLANGE TABLE H,CERTIFICATION/STANDARD:BS 3063,MNFR:01)HOWDCOMP,PTNO:01)G55075 | 5 IN,DIA 140 MM,DIA 279 MM,3 MM,ROUND,(8) DIA 22 MM,235 MM,EN_01)FLANGE TABLE H,EN_01)BS 3063,01)HOWDCOMP,01)G55075 |  |  | HOWDCOMP | HOWDCOMP | G55075 | [18 empty] | GASKET | PRE-CUT | NOMINAL SIZE | 5 IN | MATERIAL |  | PRESSURE CLASS/RATING |  | INSIDE DIMENSIONS | DIA 140 MM | OUTSIDE DIMENSIONS | DIA 279 MM | THICKNESS | 3 MM | SHAPE | ROUND | HOLES | (8) DIA 22 MM | PITCH CIRCLE DIAMETER | 235 MM | SERVICE | FLANGE TABLE H | HAZARD CLASS |  | CERTIFICATION/STANDARD | BS 3063 | ADDITIONAL FEATURES
STP_009 - Lot4 | Data Enrichment | rmu |  | 2023-08-04 |  |  | 1293631 | 1293631 | EA | GASKET,PRE-CUT;NOM 50 MM,ID DIA 60 MM |  |  | GASKET,PRE-CUT;NOMINAL SIZE:50 MM,MATERIAL:GRAPHITE, SHIM STAINLESS STEEL REINFORCED TANGED T10,INSIDE DIMENSIONS:DIA 60 MM, OUTSIDE DIMENSIONS:DIA 165 MM,THICKNESS:1.6 MM,SHAPE:ROUND,HOLES:(4) DIA 19 MM,PITCH CIRCLE DIAMETER:127 MM,SERVICE:FLANGE FF TABLE H, STEAM,CERTIFICATION/STANDARD:API 622, BS 3063,MNFR:01)JWALKER,PTNO:01)CF00502515SR | 50 MM,EN_01)GRAPHITE, SHIM STAINLESS,DIA 60 MM,DIA 165 MM,1.6 MM,ROUND,(4) DIA 19 MM,127 MM,EN_01)FLANGE FF TABLE H, STEAM,EN_01)API 622, BS 3063,01)JWALKER,01)CF00502515SR |  |  | JWALKER | JWALKER | CF00502515SR | [18 empty] | GASKET | PRE-CUT | NOMINAL SIZE | 50 MM | MATERIAL | GRAPHITE,SHIM STAINLESS STEEL REINFORCED TANGED T10 | PRESSURE CLASS/RATING |  | INSIDE DIMENSIONS | DIA 60 MM | OUTSIDE DIMENSIONS | DIA 165 MM | THICKNESS | 1.6 MM | SHAPE | ROUND | HOLES | (4) DIA 19 MM | PITCH CIRCLE DIAMETER | 127 MM | SERVICE | FLANGE FF TABLE H,STEAM | HAZARD CLASS |  | CERTIFICATION/STANDARD | API 622,BS 3063 | ADDITIONAL FEATURES
STP_009 - Lot4 | Data Enrichment | rmu |  | 2023-08-04 |  |  | 1293607 | 1293607 | EA | GASKET,PRE-CUT;NOM 50 MM,NPR,THK 3 MM |  |  | GASKET,PRE-CUT;NOMINAL SIZE:50 MM,MATERIAL:NEOPRENE,INSIDE DIMENSIONS:DIA 60 MM,OUTSIDE DIMENSIONS:DIA 152 MM,THICKNESS:3 MM, SHAPE:ROUND,HOLES:(4) DIA 19 MM,PITCH CIRCLE DIAMETER:114 MM,SERVICE:FLANGE FF TABLE D,CERTIFICATION/STANDARD:BS 3063,MNFR:01) BLKWOODS,PTNO:01)05078804 | 50 MM,EN_01)NEOPRENE,DIA 60 MM,DIA 152 MM,3 MM,ROUND,(4) DIA 19 MM,114 MM,EN_01)FLANGE FF TABLE D,EN_01)BS 3063,01)BLKWOODS,01)05078804 |  |  | BLKWOODS | BLKWOODS | 05078804 | [18 empty] | GASKET | PRE-CUT | NOMINAL SIZE | 50 MM | MATERIAL | NEOPRENE | PRESSURE CLASS/RATING |  | INSIDE DIMENSIONS | DIA 60 MM | OUTSIDE DIMENSIONS | DIA 152 MM | THICKNESS | 3 MM | SHAPE | ROUND | HOLES | (4) DIA 19 MM | PITCH CIRCLE DIAMETER | 114 MM | SERVICE | FLANGE FF TABLE D | HAZARD CLASS |  | CERTIFICATION/STANDARD | BS 3063 | ADDITIONAL FEATURES
STP_009 - Lot4 | Data Enrichment | rmu |  | 2023-08-04 |  |  | 1277818 | 1277818 | EA | GASKET,PRE-CUT;NOM 50 MM,RUBR |  |  | GASKET,PRE-CUT;NOMINAL SIZE:50 MM,MATERIAL:RUBBER,ADDITIONAL FEATURES EN:RGFF FULL FACE 2 IN TABLE E50MMNB,MNFR:01)ATOM SUPPLY, PTNO:01)2713004 | 50 MM,EN_01)RUBBER,01)RGFF FULL FACE 2 IN TABLE E,01)ATOM SUPPLY,01)2713004 |  |  | ATOM SUPPLY | ATOM SUPPLY | 2713004 | [18 empty] | GASKET | PRE-CUT | NOMINAL SIZE | 50 MM | MATERIAL | RUBBER | PRESSURE CLASS/RATING |  | INSIDE DIMENSIONS |  | OUTSIDE DIMENSIONS |  | THICKNESS |  | SHAPE |  | HOLES |  | PITCH CIRCLE DIAMETER |  | SERVICE |  | HAZARD CLASS |  | CERTIFICATION/STANDARD |  | ADDITIONAL FEATURES | RGFF FULL FACE 2 IN TABLE E50MMNB
STP_009 - Lot4 | Data Enrichment | rmu |  | 2023-08-04 |  |  | 1347167 | 1347167 | EA | GASKET,PRE-CUT;NOM 500 MM,THK 3 MM |  |  | GASKET,PRE-CUT;NOMINAL SIZE:500 MM,THICKNESS:3 MM,SERVICE:FLANGE ANSI B16.5,ADDITIONAL FEATURES EN:CONVERTER NO.4 ROTARY JOINT, MNFR:01)MIMDWG,PTNO:01)148-6-6624 ITEM 8 | 500 MM,3 MM,EN_01)FLANGE ANSI B16.5,01)CONVERTER NO.4 ROTARY JOINT,01)MIMDWG,01)148-6-6624 ITEM 8 |  |  | MIMDWG | MIMDWG | 148-6-6624 ITEM 8 | [18 empty] | GASKET | PRE-CUT | NOMINAL SIZE | 500 MM | MATERIAL |  | PRESSURE CLASS/RATING |  | INSIDE DIMENSIONS |  | OUTSIDE DIMENSIONS |  | THICKNESS | 3 MM | SHAPE |  | HOLES |  | PITCH CIRCLE DIAMETER |  | SERVICE | FLANGE ANSI B16.5 | HAZARD CLASS |  | CERTIFICATION/STANDARD |  | ADDITIONAL FEATURES | CONVERTER NO.4 ROTARY JOINT
STP_009 - Lot4 | Data Enrichment | rmu |  | 2023-08-04 |  |  | 1351558 | 1351558 | EA | GASKET,PRE-CUT;NOM 6 IN,MARTNAIR,1595/7 |  |  | GASKET,PRE-CUT;NOMINAL SIZE:6 IN,ADDITIONAL FEATURES EN:MARTONAIR CYLINDER,MNFR:01)MARTNAIR,PTNO:01)1595/7 | 6 IN,01)MARTONAIR CYLINDER,01)MARTNAIR,01)1595/7 |  |  | MARTNAIR | MARTNAIR | 1595/7 | [18 empty] | GASKET | PRE-CUT | NOMINAL SIZE | 6 IN | MATERIAL |  | PRESSURE CLASS/RATING |  | INSIDE DIMENSIONS |  | OUTSIDE DIMENSIONS |  | THICKNESS |  | SHAPE |  | HOLES |  | PITCH CIRCLE DIAMETER |  | SERVICE |  | HAZARD CLASS |  | CERTIFICATION/STANDARD |  | ADDITIONAL FEATURES | MARTONAIR CYLINDER
STP_009 - Lot4 | Data Enrichment | rmu |  | 2023-08-04 |  |  | 1302126 | 1302126 | EA | GASKET,PRE-CUT;NOM 6 IN,NPR,THK 1/8 IN |  |  | GASKET,PRE-CUT;NOMINAL SIZE:6 IN,MATERIAL:NEOPRENE,INSIDE DIMENSIONS:DIA 168 MM,OUTSIDE DIMENSIONS:DIA 279 MM,THICKNESS:1/8 IN, SHAPE:ROUND,HOLES:(8) DIA 11 MM,PITCH CIRCLE DIAMETER:235 MM,SERVICE:FLANGE TABLE D,CERTIFICATION/STANDARD:BS 3063,ADDITIONAL FEATURES EN:OD 11 IN, HOLES 8 X 11/16 IN, PCD 9-1/4 IN,MNFR:01)JAMEWALK,PTNO:01)CCS1033030NE | 6 IN,EN_01)NEOPRENE,DIA 168 MM,DIA 279 MM,1/8 IN,ROUND,(8) DIA 11 MM,235 MM,EN_01)FLANGE TABLE D,EN_01)BS 3063,01)OD 11 IN, HOLES 8 X 11/16 I,01)JAMEWALK,01)CCS1033030NE |  |  | JAMEWALK | JAMEWALK | CCS1033030NE | [18 empty] | GASKET | PRE-CUT | NOMINAL SIZE | 6 IN | MATERIAL | NEOPRENE | PRESSURE CLASS/RATING |  | INSIDE DIMENSIONS | DIA 168 MM | OUTSIDE DIMENSIONS | DIA 279 MM | THICKNESS | 1/8 IN | SHAPE | ROUND | HOLES | (8) DIA 11 MM | PITCH CIRCLE DIAMETER | 235 MM | SERVICE | FLANGE TABLE D | HAZARD CLASS |  | CERTIFICATION/STANDARD | BS 3063 | ADDITIONAL FEATURES | OD 11 IN,HOLES 8 X 11/16 IN,PCD 9-1/4 IN
STP_009 - Lot4 | Data Enrichment | rmu |  | 2023-08-04 |  |  | 1349616 | 1349616 | EA | GASKET,PRE-CUT;NOM 8 IN,ID DIA 219 MM |  |  | GASKET,PRE-CUT;NOMINAL SIZE:8 IN,INSIDE DIMENSIONS:DIA 219 MM,OUTSIDE DIMENSIONS:DIA 368 MM,SHAPE:ROUND,HOLES:(12) DIA 22 MM, PITCH CIRCLE DIAMETER:324 MM,SERVICE:FLANGE TABLE H,CERTIFICATION/STANDARD:BS 3063,MNFR:01)HOWDCOMP,PTNO:01)G55015 | 8 IN,DIA 219 MM,DIA 368 MM,ROUND,(12) DIA 22 MM,324 MM,EN_01)FLANGE TABLE H,EN_01)BS 3063,01)HOWDCOMP,01)G55015 |  |  | HOWDCOMP | HOWDCOMP | G55015 | [18 empty] | GASKET | PRE-CUT | NOMINAL SIZE | 8 IN | MATERIAL |  | PRESSURE CLASS/RATING |  | INSIDE DIMENSIONS | DIA 219 MM | OUTSIDE DIMENSIONS | DIA 368 MM | THICKNESS |  | SHAPE | ROUND | HOLES | (12) DIA 22 MM | PITCH CIRCLE DIAMETER | 324 MM | SERVICE | FLANGE TABLE H | HAZARD CLASS |  | CERTIFICATION/STANDARD | BS 3063 | ADDITIONAL FEATURES
STP_009 - Lot4 | Data Enrichment | rmu |  | 2023-08-04 |  |  | 1293633 | 1293633 | EA | GASKET,PRE-CUT;NOM 80 MM,NPR,THK 1/8 IN |  |  | GASKET,PRE-CUT;NOMINAL SIZE:80 MM,MATERIAL:NEOPRENE,INSIDE DIMENSIONS:DIA 89 MM,OUTSIDE DIMENSIONS:DIA 184 MM,THICKNESS:1/8 IN, SHAPE:ROUND,HOLES:(4) DIA 19 MM,PITCH CIRCLE DIAMETER:146 MM,SERVICE:FLANGE FF TABLE D/E,CERTIFICATION/STANDARD:BS 3063,MNFR:01) BLKWOODS,PTNO:01)05079007 | 80 MM,EN_01)NEOPRENE,DIA 89 MM,DIA 184 MM,1/8 IN,ROUND,(4) DIA 19 MM,146 MM,EN_01)FLANGE FF TABLE D/E,EN_01)BS 3063,01)BLKWOODS,01)05079007 |  |  | BLKWOODS | BLKWOODS | 05079007 | [18 empty] | GASKET | PRE-CUT | NOMINAL SIZE | 80 MM | MATERIAL | NEOPRENE | PRESSURE CLASS/RATING |  | INSIDE DIMENSIONS | DIA 89 MM | OUTSIDE DIMENSIONS | DIA 184 MM | THICKNESS | 1/8 IN | SHAPE | ROUND | HOLES | (4) DIA 19 MM | PITCH CIRCLE DIAMETER | 146 MM | SERVICE | FLANGE FF TABLE D/E | HAZARD CLASS |  | CERTIFICATION/STANDARD | BS 3063 | ADDITIONAL FEATURES
STP_009 - Lot4 | Data Enrichment | rmu |  | 2023-08-04 |  |  | 1277747 | 1277747 | EA | GASKET,PRE-CUT;NOM 80 MM,THK 3 MM |  |  | GASKET,PRE-CUT;NOMINAL SIZE:80 MM,THICKNESS:3 MM,ADDITIONAL FEATURES EN:F/FACE TABLE H,MNFR:01)INFRABUILD TRADING PTY LTD,PTNO:01) 113575 | 80 MM,3 MM,01)F/FACE TABLE H,01)INFRABUILD TRADING PTY LTD,01)113575 |  |  | INFRABUILD TRADING PTY LTD | INFRABUILD TRADING PTY LTD | 113575 | [18 empty] | GASKET | PRE-CUT | NOMINAL SIZE | 80 MM | MATERIAL |  | PRESSURE CLASS/RATING |  | INSIDE DIMENSIONS |  | OUTSIDE DIMENSIONS |  | THICKNESS | 3 MM | SHAPE |  | HOLES |  | PITCH CIRCLE DIAMETER |  | SERVICE |  | HAZARD CLASS |  | CERTIFICATION/STANDARD |  | ADDITIONAL FEATURES | F/FACE TABLE H
STP_009 - Lot4 | Data Enrichment | rmu |  | 2023-08-04 |  |  | 1293952 | 1293952 | EA | GASKET,PRE-CUT;NOM 87 MM |  |  | GASKET,PRE-CUT;NOMINAL SIZE:87 MM,MNFR:01)MAINTECH,PTNO:01)MT3128 0618 01 | 87 MM,01)MAINTECH,01)MT3128 0618 01 |  |  | MAINTECH | MAINTECH | MT3128 0618 01 | [18 empty] | GASKET | PRE-CUT | NOMINAL SIZE | 87 MM | MATERIAL |  | PRESSURE CLASS/RATING |  | INSIDE DIMENSIONS |  | OUTSIDE DIMENSIONS |  | THICKNESS |  | SHAPE |  | HOLES |  | PITCH CIRCLE DIAMETER |  | SERVICE |  | HAZARD CLASS |  | CERTIFICATION/STANDARD |  | ADDITIONAL FEATURES
STP_009 - Lot4 | Data Enrichment | rmu |  | 2023-08-04 |  |  | 1277813 | 1277813 | EA | GASKET,PRE-CUT;NOM 90 MM |  |  | GASKET,PRE-CUT;NOMINAL SIZE:90 MM,SERVICE:FLANGE FF TABLE E,ADDITIONAL FEATURES EN:3IN INSERTION, FULL FACE,MNFR:01)ADVPIPE,PTNO: 01)G90E | 90 MM,EN_01)FLANGE FF TABLE E,01)3IN INSERTION, FULL FACE,01)ADVPIPE,01)G90E |  |  | ADVPIPE | ADVPIPE | 01)G90E | [18 empty] | GASKET | PRE-CUT | NOMINAL SIZE | 90 MM | MATERIAL |  | PRESSURE CLASS/RATING |  | INSIDE DIMENSIONS |  | OUTSIDE DIMENSIONS |  | THICKNESS |  | SHAPE |  | HOLES |  | PITCH CIRCLE DIAMETER |  | SERVICE | FLANGE FF TABLE E | HAZARD CLASS |  | CERTIFICATION/STANDARD |  | ADDITIONAL FEATURES | 3IN INSERTION,FULL FACE
STP_009 - Lot4 | Data Enrichment | rmu |  | 2023-08-04 |  |  | 1359461 | 1359461 | EA | GASKET,PRE-CUT;NOM 90 MM |  |  | GASKET,PRE-CUT;NOMINAL SIZE:90 MM,MNFR:01)EIMCO,PTNO:01)A2U913-396004 | 90 MM,01)EIMCO,01)A2U913-396004 |  |  | EIMCO | EIMCO | A2U913-396004 | [18 empty] | GASKET | PRE-CUT | NOMINAL SIZE | 90 MM | MATERIAL |  | PRESSURE CLASS/RATING |  | INSIDE DIMENSIONS |  | OUTSIDE DIMENSIONS |  | THICKNESS |  | SHAPE |  | HOLES |  | PITCH CIRCLE DIAMETER |  | SERVICE |  | HAZARD CLASS |  | CERTIFICATION/STANDARD |  | ADDITIONAL FEATURES
STP_009 - Lot4 | Data Enrichment | rmu |  | 2023-08-04 |  |  | 1293951 | 1293951 | EA | GASKET,PRE-CUT;NOM DIA 170 MM,THK 1.5 MM |  |  | GASKET,PRE-CUT;NOMINAL SIZE:DIA 170 MM,THICKNESS:1.5 MM,SHAPE:ROUND,MNFR:01)MEI,PTNO:01)GSKT78262 | DIA 170 MM,1.5 MM,ROUND,01)MEI,01)GSKT78262 |  |  | MEI | MEI | GSKT78262 | [18 empty] | GASKET | PRE-CUT | NOMINAL SIZE | DIA 170 MM | MATERIAL |  | PRESSURE CLASS/RATING |  | INSIDE DIMENSIONS |  | OUTSIDE DIMENSIONS |  | THICKNESS | 1.5 MM | SHAPE | ROUND | HOLES |  | PITCH CIRCLE DIAMETER |  | SERVICE |  | HAZARD CLASS |  | CERTIFICATION/STANDARD |  | ADDITIONAL FEATURES
STP_009 - Lot4 | Data Enrichment | rmu |  | 2023-08-04 |  |  | 1277964 | 1277964 | EA | GASKET,PRE-CUT;NOM DN 200,NON ASBESTOS |  |  | GASKET,PRE-CUT;NOMINAL SIZE:DN 200,MATERIAL:NON ASBESTOS,MNFR:01)CMQ,PTNO:01)SEA008 | DN 200,EN_01)NON ASBESTOS,01)CMQ,01)SEA008 |  |  | CMQ | CMQ | SEA008 | [18 empty] | GASKET | PRE-CUT | NOMINAL SIZE | DN 200 | MATERIAL | NON ASBESTOS | PRESSURE CLASS/RATING |  | INSIDE DIMENSIONS |  | OUTSIDE DIMENSIONS |  | THICKNESS |  | SHAPE |  | HOLES |  | PITCH CIRCLE DIAMETER |  | SERVICE |  | HAZARD CLASS |  | CERTIFICATION/STANDARD |  | ADDITIONAL FEATURES
STP_009 - Lot4 | Data Enrichment | rmu |  | 2023-08-04 |  |  | 1301258 | 1301258 | EA | GASKET,PRE-CUT;NOM NB 150 MM,1000 PSI |  |  | GASKET,PRE-CUT;NOMINAL SIZE:NB 150 MM,PRESSURE CLASS/RATING:1000 PSI,INSIDE DIMENSIONS:168 MM,OUTSIDE DIMENSIONS:DIA 279 MM, THICKNESS:1.5 MM,SHAPE:ROUND,HOLES:(8) DIA 22 MM,PITCH CIRCLE DIAMETER:235 MM,SERVICE:FLANGE FF TABLE E,MNFR:01)APPINDUS,PTNO:01) 37706-4406 | NB 150 MM,1000 PSI,168 MM,DIA 279 MM,1.5 MM,ROUND,(8) DIA 22 MM,235 MM,EN_01)FLANGE FF TABLE E,01)APPINDUS,01)37706-4406 |  |  | APPLIED INDUSTRIAL TECHNOLOGIES | APPINDUS | 37706-4406 | [18 empty] | GASKET | PRE-CUT | NOMINAL SIZE | NB 150 MM | MATERIAL |  | PRESSURE CLASS/RATING | 1000 PSI | INSIDE DIMENSIONS | 168 MM | OUTSIDE DIMENSIONS | DIA 279 MM | THICKNESS | 1.5 MM | SHAPE | ROUND | HOLES | (8) DIA 22 MM | PITCH CIRCLE DIAMETER | 235 MM | SERVICE | FLANGE FF TABLE E | HAZARD CLASS |  | CERTIFICATION/STANDARD |  | ADDITIONAL FEATURES
STP_009 - Lot4 | Data Enrichment | rmu |  | 2023-08-04 |  |  | 1286320 | 1286320 | EA | GASKET,PRE-CUT;NOM SQ 70 MM,THK 1 MM,2 |  |  | GASKET,PRE-CUT;NOMINAL SIZE:SQ 70 MM,THICKNESS:1 MM,HOLES:2,MNFR:01)PERKINS,PTNO:01)36862191 | SQ 70 MM,1 MM,2,01)PERKINS,01)36862191 |  |  | PERKINS | PERKINS | 36862191 | [18 empty] | GASKET | PRE-CUT | NOMINAL SIZE | SQ 70 MM | MATERIAL |  | PRESSURE CLASS/RATING |  | INSIDE DIMENSIONS |  | OUTSIDE DIMENSIONS |  | THICKNESS | 1 MM | SHAPE |  | HOLES | 2 | PITCH CIRCLE DIAMETER |  | SERVICE |  | HAZARD CLASS |  | CERTIFICATION/STANDARD |  | ADDITIONAL FEATURES
STP_009 - Lot4 | Data Enrichment | rmu |  | 2023-08-04 |  |  | 1237729 | 1237729 | EA | GASKET,PRE-CUT;NOM WD 22 X LG 27 MM |  |  | GASKET,PRE-CUT;NOMINAL SIZE:WD 22 X LG 27 MM,MNFR:01)REXROTH,PTNO:01)152734 | WD 22 X LG 27 MM,01)REXROTH,01)152734 |  |  | REXROTH | REXROTH | 152734 | [18 empty] | GASKET | PRE-CUT | NOMINAL SIZE | WD 22 X LG 27 MM | MATERIAL |  | PRESSURE CLASS/RATING |  | INSIDE DIMENSIONS |  | OUTSIDE DIMENSIONS |  | THICKNESS |  | SHAPE |  | HOLES |  | PITCH CIRCLE DIAMETER |  | SERVICE |  | HAZARD CLASS |  | CERTIFICATION/STANDARD |  | ADDITIONAL FEATURES
STP_009 - Lot4 | Data Enrichment | rmu |  | 2023-08-04 |  |  | 1346394 | 1346394 | EA | GASKET,PRE-CUT;NOM WD 4 X LG 6 X HT 3/4 |  |  | GASKET,PRE-CUT;NOMINAL SIZE:WD 4 X LG 6 X HT 3/4 IN,THICKNESS:1/4 IN,ADDITIONAL FEATURES EN:HANDHOLE,MNFR:01)SEPCO,PTNO:01)FG79- ASB;-6.0X-4X0.75X0.25" | WD 4 X LG 6 X HT 3/4 IN,1/4 IN,01)HANDHOLE,01)SEPCO,-6.0X-4X0.75X0.25",01)FG79-ASB |  |  | SEPCO | SEPCO | FG79- ASB;-6.0X-4X0.75X0.25" | [18 empty] | GASKET | PRE-CUT | NOMINAL SIZE | WD 4 X LG 6 X HT 3/4 IN | MATERIAL |  | PRESSURE CLASS/RATING |  | INSIDE DIMENSIONS |  | OUTSIDE DIMENSIONS |  | THICKNESS | 1/4 IN | SHAPE |  | HOLES |  | PITCH CIRCLE DIAMETER |  | SERVICE |  | HAZARD CLASS |  | CERTIFICATION/STANDARD |  | ADDITIONAL FEATURES | HANDHOLE
STP_009 - Lot4 | Data Enrichment | rmu |  | 2023-08-04 |  |  | 1350473 | 1350473 | EA | GASKET,PRE-CUT;NOM WD 46 X LG 55 MM,LTHR |  |  | GASKET,PRE-CUT;NOMINAL SIZE:WD 46 X LG 55 MM,MATERIAL:LEATHER,THICKNESS:5 MM,MNFR:01)UTILUX,PTNO:01)C-251/1 | WD 46 X LG 55 MM,EN_01)LEATHER,5 MM,01)UTILUX,01)C-251/1 |  |  | UTILUX | UTILUX | C-251/1 | [18 empty] | GASKET | PRE-CUT | NOMINAL SIZE | WD 46 X LG 55 MM | MATERIAL | LEATHER | PRESSURE CLASS/RATING |  | INSIDE DIMENSIONS |  | OUTSIDE DIMENSIONS |  | THICKNESS | 5 MM | SHAPE |  | HOLES |  | PITCH CIRCLE DIAMETER |  | SERVICE |  | HAZARD CLASS |  | CERTIFICATION/STANDARD |  | ADDITIONAL FEATURES
STP_009 - Lot4 | Data Enrichment | rmu |  | 2023-08-04 |  |  | 1293656 | 1293656 | EA | GASKET,PRE-CUT;NOM WD 5/16 X LG 4-11/16 |  |  | GASKET,PRE-CUT;NOMINAL SIZE:WD 5/16 X LG 4-11/16 IN,THICKNESS:3/16 IN,MNFR:01)LUDOWICI,PTNO:01)S3299-LUSIL(DIE-#),MNFR:02) LUDOWICI,PTNO:02)S3299 LUSIL | WD 5/16 X LG 4-11/16 IN,3/16 IN,01)LUDOWICI,02)LUDOWICI,01)S3299-LUSIL(DIE-#),02)S3299 LUSIL |  |  | LUDOWICI | LUDOWICI | S3299-LUSIL(DIE-#) |  | LUDOWICI | S3299 LUSIL | [15 empty] | GASKET | PRE-CUT | NOMINAL SIZE | WD 5/16 X LG 4-11/16 IN | MATERIAL |  | PRESSURE CLASS/RATING |  | INSIDE DIMENSIONS |  | OUTSIDE DIMENSIONS |  | THICKNESS | 3/16 IN | SHAPE |  | HOLES |  | PITCH CIRCLE DIAMETER |  | SERVICE |  | HAZARD CLASS |  | CERTIFICATION/STANDARD |  | ADDITIONAL FEATURES
STP_009 - Lot4 | Data Enrichment | rmu |  | 2023-08-04 |  |  | 1350472 | 1350472 | EA | GASKET,PRE-CUT;NOM WD 51 X LG 53 MM |  |  | GASKET,PRE-CUT;NOMINAL SIZE:WD 51 X LG 53 MM,THICKNESS:1 MM,MNFR:01)UTILUX,PTNO:01)C-250/1 | WD 51 X LG 53 MM,1 MM,01)UTILUX,01)C-250/1 |  |  | UTILUX | UTILUX | C-250/1 | [18 empty] | GASKET | PRE-CUT | NOMINAL SIZE | WD 51 X LG 53 MM | MATERIAL |  | PRESSURE CLASS/RATING |  | INSIDE DIMENSIONS |  | OUTSIDE DIMENSIONS |  | THICKNESS | 1 MM | SHAPE |  | HOLES |  | PITCH CIRCLE DIAMETER |  | SERVICE |  | HAZARD CLASS |  | CERTIFICATION/STANDARD |  | ADDITIONAL FEATURES
STP_009 - Lot4 | Data Enrichment | rmu |  | 2023-08-04 |  |  | 1351766 | 1351766 | EA | GASKET,PRE-CUT;NOM WD 60 X LG 110 MM,2 |  |  | GASKET,PRE-CUT;NOMINAL SIZE:WD 60 X LG 110 MM,THICKNESS:1 MM,HOLES:2,MNFR:01)PERKINS,PTNO:01)37467104 | WD 60 X LG 110 MM,1 MM,2,01)PERKINS,01)37467104 |  |  | PERKINS | PERKINS | 37467104 | [18 empty] | GASKET | PRE-CUT | NOMINAL SIZE | WD 60 X LG 110 MM | MATERIAL |  | PRESSURE CLASS/RATING |  | INSIDE DIMENSIONS |  | OUTSIDE DIMENSIONS |  | THICKNESS | 1 MM | SHAPE |  | HOLES | 2 | PITCH CIRCLE DIAMETER |  | SERVICE |  | HAZARD CLASS |  | CERTIFICATION/STANDARD |  | ADDITIONAL FEATURES
STP_009 - Lot4 | Data Enrichment | SFQ |  | 2023-08-04 |  |  | 1301277 | 1301277 | EA | GASKET,PRE-CUT;NPR |  |  | GASKET,PRE-CUT;MATERIAL:NEOPRENE,MNFR:01)KREBS,PTNO:01)C7083G-RN | EN_01)NEOPRENE,01)KREBS,01)C7083G-RN |  |  | KREBS | KREBS | C7083G-RN | [18 empty] | GASKET | PRE-CUT | NOMINAL SIZE |  | MATERIAL | NEOPRENE | PRESSURE CLASS/RATING |  | INSIDE DIMENSIONS |  | OUTSIDE DIMENSIONS |  | THICKNESS |  | SHAPE |  | HOLES |  | PITCH CIRCLE DIAMETER |  | SERVICE |  | HAZARD CLASS |  | CERTIFICATION/STANDARD |  | ADDITIONAL FEATURES
STP_009 - Lot4 | Data Enrichment | SFQ |  | 2023-08-04 |  |  | 1301862 | 1301862 | EA | GASKET,PRE-CUT;NPR |  |  | GASKET,PRE-CUT;MATERIAL:NEOPRENE,MNFR:01)KREBS,PTNO:01)C5050G-RN | EN_01)NEOPRENE,01)KREBS,01)C5050G-RN |  |  | KREBS | KREBS | C5050G-RN | [18 empty] | GASKET | PRE-CUT | NOMINAL SIZE |  | MATERIAL | NEOPRENE | PRESSURE CLASS/RATING |  | INSIDE DIMENSIONS |  | OUTSIDE DIMENSIONS |  | THICKNESS |  | SHAPE |  | HOLES |  | PITCH CIRCLE DIAMETER |  | SERVICE |  | HAZARD CLASS |  | CERTIFICATION/STANDARD |  | ADDITIONAL FEATURES
STP_009 - Lot4 | Data Enrichment | SFQ |  | 2023-08-04 |  |  | 1301983 | 1301983 | EA | GASKET,PRE-CUT;NPR |  |  | GASKET,PRE-CUT;MATERIAL:NEOPRENE,MNFR:01)KREBS,PTNO:01)294G-RN | EN_01)NEOPRENE,01)KREBS,01)294G-RN |  |  | KREBS | KREBS | 294G-RN | [18 empty] | GASKET | PRE-CUT | NOMINAL SIZE |  | MATERIAL | NEOPRENE | PRESSURE CLASS/RATING |  | INSIDE DIMENSIONS |  | OUTSIDE DIMENSIONS |  | THICKNESS |  | SHAPE |  | HOLES |  | PITCH CIRCLE DIAMETER |  | SERVICE |  | HAZARD CLASS |  | CERTIFICATION/STANDARD |  | ADDITIONAL FEATURES
STP_009 - Lot4 | Data Enrichment | SFQ |  | 2023-08-04 |  |  | 1301985 | 1301985 | EA | GASKET,PRE-CUT;NPR |  |  | GASKET,PRE-CUT;MATERIAL:NEOPRENE,MNFR:01)KREBS,PTNO:01)C6046G-RN | EN_01)NEOPRENE,01)KREBS,01)C6046G-RN |  |  | KREBS | KREBS | C6046G-RN | [18 empty] | GASKET | PRE-CUT | NOMINAL SIZE |  | MATERIAL | NEOPRENE | PRESSURE CLASS/RATING |  | INSIDE DIMENSIONS |  | OUTSIDE DIMENSIONS |  | THICKNESS |  | SHAPE |  | HOLES |  | PITCH CIRCLE DIAMETER |  | SERVICE |  | HAZARD CLASS |  | CERTIFICATION/STANDARD |  | ADDITIONAL FEATURES
STP_009 - Lot4 | Data Enrichment | SFQ |  | 2023-08-04 |  |  | 1346048 | 1346048 | EA | GASKET,PRE-CUT;NPR |  |  | GASKET,PRE-CUT;MATERIAL:NEOPRENE,MNFR:01)KREBS,PTNO:01)G71020RN | EN_01)NEOPRENE,01)KREBS,01)G71020RN |  |  | KREBS | KREBS | G71020RN | [18 empty] | GASKET | PRE-CUT | NOMINAL SIZE |  | MATERIAL | NEOPRENE | PRESSURE CLASS/RATING |  | INSIDE DIMENSIONS |  | OUTSIDE DIMENSIONS |  | THICKNESS |  | SHAPE |  | HOLES |  | PITCH CIRCLE DIAMETER |  | SERVICE |  | HAZARD CLASS |  | CERTIFICATION/STANDARD |  | ADDITIONAL FEATURES
STP_009 - Lot4 | Data Enrichment | SFQ |  | 2023-08-04 |  |  | 1346049 | 1346049 | EA | GASKET,PRE-CUT;NPR |  |  | GASKET,PRE-CUT;MATERIAL:NEOPRENE,MNFR:01)KREBS,PTNO:01)G71028RN | EN_01)NEOPRENE,01)KREBS,01)G71028RN |  |  | KREBS | KREBS | G71028RN | [18 empty] | GASKET | PRE-CUT | NOMINAL SIZE |  | MATERIAL | NEOPRENE | PRESSURE CLASS/RATING |  | INSIDE DIMENSIONS |  | OUTSIDE DIMENSIONS |  | THICKNESS |  | SHAPE |  | HOLES |  | PITCH CIRCLE DIAMETER |  | SERVICE |  | HAZARD CLASS |  | CERTIFICATION/STANDARD |  | ADDITIONAL FEATURES
STP_009 - Lot4 | Data Enrichment | SFQ |  | 2023-08-04 |  |  | 1346064 | 1346064 | EA | GASKET,PRE-CUT;NPR |  |  | GASKET,PRE-CUT;MATERIAL:NEOPRENE,MNFR:01)KREBS,PTNO:01)205FG-RN | EN_01)NEOPRENE,01)KREBS,01)205FG-RN |  |  | KREBS | KREBS | 205FG-RN | [18 empty] | GASKET | PRE-CUT | NOMINAL SIZE |  | MATERIAL | NEOPRENE | PRESSURE CLASS/RATING |  | INSIDE DIMENSIONS |  | OUTSIDE DIMENSIONS |  | THICKNESS |  | SHAPE |  | HOLES |  | PITCH CIRCLE DIAMETER |  | SERVICE |  | HAZARD CLASS |  | CERTIFICATION/STANDARD |  | ADDITIONAL FEATURES
STP_009 - Lot4 | Data Enrichment | SFQ |  | 2023-08-04 |  |  | 1348655 | 1348655 | EA | GASKET,PRE-CUT;NPR |  |  | GASKET,PRE-CUT;MATERIAL:NEOPRENE,MNFR:01)KREBS,PTNO:01)C8014G-RN | EN_01)NEOPRENE,01)KREBS,01)C8014G-RN |  |  | KREBS | KREBS | C8014G-RN | [18 empty] | GASKET | PRE-CUT | NOMINAL SIZE |  | MATERIAL | NEOPRENE | PRESSURE CLASS/RATING |  | INSIDE DIMENSIONS |  | OUTSIDE DIMENSIONS |  | THICKNESS |  | SHAPE |  | HOLES |  | PITCH CIRCLE DIAMETER |  | SERVICE |  | HAZARD CLASS |  | CERTIFICATION/STANDARD |  | ADDITIONAL FEATURES
STP_009 - Lot4 | Data Enrichment | SFQ |  | 2023-08-04 |  |  | 1348656 | 1348656 | EA | GASKET,PRE-CUT;NPR |  |  | GASKET,PRE-CUT;MATERIAL:NEOPRENE,MNFR:01)KREBS,PTNO:01)C6039G-RN | EN_01)NEOPRENE,01)KREBS,01)C6039G-RN |  |  | KREBS | KREBS | C6039G-RN | [18 empty] | GASKET | PRE-CUT | NOMINAL SIZE |  | MATERIAL | NEOPRENE | PRESSURE CLASS/RATING |  | INSIDE DIMENSIONS |  | OUTSIDE DIMENSIONS |  | THICKNESS |  | SHAPE |  | HOLES |  | PITCH CIRCLE DIAMETER |  | SERVICE |  | HAZARD CLASS |  | CERTIFICATION/STANDARD |  | ADDITIONAL FEATURES
STP_009 - Lot4 | Data Enrichment | SFQ |  | 2023-08-04 |  |  | 1348828 | 1348828 | EA | GASKET,PRE-CUT;NPR |  |  | GASKET,PRE-CUT;MATERIAL:NEOPRENE,MNFR:01)KREBS,PTNO:01)C5011G-RN | EN_01)NEOPRENE,01)KREBS,01)C5011G-RN |  |  | KREBS | KREBS | C5011G-RN | [18 empty] | GASKET | PRE-CUT | NOMINAL SIZE |  | MATERIAL | NEOPRENE | PRESSURE CLASS/RATING |  | INSIDE DIMENSIONS |  | OUTSIDE DIMENSIONS |  | THICKNESS |  | SHAPE |  | HOLES |  | PITCH CIRCLE DIAMETER |  | SERVICE |  | HAZARD CLASS |  | CERTIFICATION/STANDARD |  | ADDITIONAL FEATURES
STP_009 - Lot4 | Data Enrichment | SFQ |  | 2023-08-04 |  |  | 1350352 | 1350352 | EA | GASKET,PRE-CUT;NPR |  |  | GASKET,PRE-CUT;MATERIAL:NEOPRENE,MNFR:01)KREBS,PTNO:01)C5076G-RN | EN_01)NEOPRENE,01)KREBS,01)C5076G-RN |  |  | KREBS | KREBS | C5076G-RN | [18 empty] | GASKET | PRE-CUT | NOMINAL SIZE |  | MATERIAL | NEOPRENE | PRESSURE CLASS/RATING |  | INSIDE DIMENSIONS |  | OUTSIDE DIMENSIONS |  | THICKNESS |  | SHAPE |  | HOLES |  | PITCH CIRCLE DIAMETER |  | SERVICE |  | HAZARD CLASS |  | CERTIFICATION/STANDARD |  | ADDITIONAL FEATURES
STP_009 - Lot4 | Data Enrichment | SFQ |  | 2023-08-04 |  |  | 1348571 | 1348571 | EA | GASKET,PRE-CUT;NPR |  |  | GASKET,PRE-CUT;MATERIAL:NEOPRENE,MNFR:01)KREBS,PTNO:01)205G-7-RN | EN_01)NEOPRENE,01)KREBS,01)205G-7-RN |  |  | KREBS | KREBS | 205G-7-RN | [18 empty] | GASKET | PRE-CUT | NOMINAL SIZE |  | MATERIAL | NEOPRENE | PRESSURE CLASS/RATING |  | INSIDE DIMENSIONS |  | OUTSIDE DIMENSIONS |  | THICKNESS |  | SHAPE |  | HOLES |  | PITCH CIRCLE DIAMETER |  | SERVICE |  | HAZARD CLASS |  | CERTIFICATION/STANDARD |  | ADDITIONAL FEATURES
STP_009 - Lot4 | Data Enrichment | SFQ |  | 2023-08-04 |  |  | 1365515 | 1365515 | EA | GASKET,PRE-CUT;NPR |  |  | GASKET,PRE-CUT;MATERIAL:NEOPRENE,MNFR:01)KREBS,PTNO:01)104G-RN | EN_01)NEOPRENE,01)KREBS,01)104G-RN |  |  | KREBS | KREBS | 104G-RN | [18 empty] | GASKET | PRE-CUT | NOMINAL SIZE |  | MATERIAL | NEOPRENE | PRESSURE CLASS/RATING |  | INSIDE DIMENSIONS |  | OUTSIDE DIMENSIONS |  | THICKNESS |  | SHAPE |  | HOLES |  | PITCH CIRCLE DIAMETER |  | SERVICE |  | HAZARD CLASS |  | CERTIFICATION/STANDARD |  | ADDITIONAL FEATURES
STP_009 - Lot4 | Data Enrichment | rmu |  | 2023-08-04 |  |  | 1351958 | 1351958 | EA | GASKET,PRE-CUT;NPR |  |  | GASKET,PRE-CUT;MATERIAL:NEOPRENE,MNFR:01)MESCO,PTNO:01)Y013Z-QZC024 | EN_01)NEOPRENE,01)MESCO,01)Y013Z-QZC024 |  |  | MESCO | MESCO | Y013Z-QZC024 | [18 empty] | GASKET | PRE-CUT | NOMINAL SIZE |  | MATERIAL | NEOPRENE | PRESSURE CLASS/RATING |  | INSIDE DIMENSIONS |  | OUTSIDE DIMENSIONS |  | THICKNESS |  | SHAPE |  | HOLES |  | PITCH CIRCLE DIAMETER |  | SERVICE |  | HAZARD CLASS |  | CERTIFICATION/STANDARD |  | ADDITIONAL FEATURES
STP_009 - Lot4 | Data Enrichment | rmu |  | 2023-08-04 |  |  | 1366238 | 1366238 | EA | GASKET,PRE-CUT;NPR,FLSM,C5035G-RN |  |  | GASKET,PRE-CUT;MATERIAL:NEOPRENE,MNFR:01)FLSMIDTH,PTNO:01)C5035G-RN | EN_01)NEOPRENE,01)FLSMIDTH,01)C5035G-RN |  |  | FLSMIDTH | FLSMIDTH | C5035G-RN | [18 empty] | GASKET | PRE-CUT | NOMINAL SIZE |  | MATERIAL | NEOPRENE | PRESSURE CLASS/RATING |  | INSIDE DIMENSIONS |  | OUTSIDE DIMENSIONS |  | THICKNESS |  | SHAPE |  | HOLES |  | PITCH CIRCLE DIAMETER |  | SERVICE |  | HAZARD CLASS |  | CERTIFICATION/STANDARD |  | ADDITIONAL FEATURES
STP_009 - Lot4 | Data Enrichment | rmu |  | 2023-08-04 |  |  | 1293531 | 1293531 | EA | GASKET,PRE-CUT;NPR,ID 1 IN,OD 1-3/4 IN |  |  | GASKET,PRE-CUT;MATERIAL:NEOPRENE,INSIDE DIMENSIONS:1 IN,OUTSIDE DIMENSIONS:1-3/4 IN,THICKNESS:1/8 IN,ADDITIONAL FEATURES EN: SWEETLAND FILTER A06054A, EA27, COLOR BLACK,MNFR:01)CRL,PTNO:01)336A190 | EN_01)NEOPRENE,1 IN,1-3/4 IN,1/8 IN,01)SWEETLAND FILTER A06054A, E,01)CRL,01)336A190 |  |  | CRL | CRL | 336A190 | [18 empty] | GASKET | PRE-CUT | NOMINAL SIZE |  | MATERIAL | NEOPRENE | PRESSURE CLASS/RATING |  | INSIDE DIMENSIONS | 1 IN | OUTSIDE DIMENSIONS | 1-3/4 IN | THICKNESS | 1/8 IN | SHAPE |  | HOLES |  | PITCH CIRCLE DIAMETER |  | SERVICE |  | HAZARD CLASS |  | CERTIFICATION/STANDARD |  | ADDITIONAL FEATURES | SWEETLAND FILTER A06054A,EA27,COLOR BLACK
STP_009 - Lot4 | Data Enrichment | SFQ |  | 2023-08-04 |  |  | 1286298 | 1286298 | EA | GASKET,PRE-CUT;OIL SEPERATOR,COMPAIR |  |  | GASKET,PRE-CUT;SERVICE:OIL SEPERATOR,MNFR:01)COMPAIR,PTNO:01)57803 | EN_01)OIL SEPERATOR,01)COMPAIR,01)57803 |  |  | COMPAIR | COMPAIR | 57803 | [18 empty] | GASKET | PRE-CUT | NOMINAL SIZE |  | MATERIAL |  | PRESSURE CLASS/RATING |  | INSIDE DIMENSIONS |  | OUTSIDE DIMENSIONS |  | THICKNESS |  | SHAPE |  | HOLES |  | PITCH CIRCLE DIAMETER |  | SERVICE | OIL SEPERATOR | HAZARD CLASS |  | CERTIFICATION/STANDARD |  | ADDITIONAL FEATURES
STP_009 - Lot4 | Data Enrichment | rmu |  | 2023-08-04 |  |  | 1301940 | 1301940 | EA | GASKET,PRE-CUT;OUTPUT COVER,BREVINI |  |  | GASKET,PRE-CUT;SERVICE:OUTPUT COVER,MNFR:01)BREVINI,PTNO:01)366-0144-9000 | EN_01)OUTPUT COVER,01)BREVINI,01)366-0144-9000 |  |  | BREVINI | BREVINI | 366-0144-9000 | [18 empty] | GASKET | PRE-CUT | NOMINAL SIZE |  | MATERIAL |  | PRESSURE CLASS/RATING |  | INSIDE DIMENSIONS |  | OUTSIDE DIMENSIONS |  | THICKNESS |  | SHAPE |  | HOLES |  | PITCH CIRCLE DIAMETER |  | SERVICE | OUTPUT COVER | HAZARD CLASS |  | CERTIFICATION/STANDARD |  | ADDITIONAL FEATURES
STP_009 - Lot4 | Data Enrichment | rmu |  | 2023-08-04 |  |  | 1288688 | 1288688 | EA | GASKET,PRE-CUT;PACK = 2, TYPE: FLANGE |  |  | GASKET,PRE-CUT;ADDITIONAL FEATURES EN:PACK = 2, TYPE: FLANGE,MNFR:01)OUTOKUMP,PTNO:01)21000370 | 01)PACK = 2, TYPE: FLANGE,01)OUTOKUMP,01)21000370 |  |  | OUTOKUMP | OUTOKUMP | 21000370 | [18 empty] | GASKET | PRE-CUT | NOMINAL SIZE |  | MATERIAL |  | PRESSURE CLASS/RATING |  | INSIDE DIMENSIONS |  | OUTSIDE DIMENSIONS |  | THICKNESS |  | SHAPE |  | HOLES |  | PITCH CIRCLE DIAMETER |  | SERVICE |  | HAZARD CLASS |  | CERTIFICATION/STANDARD |  | ADDITIONAL FEATURES | PACK = 2 | [46 empty] | TYPE: FLANGE
STP_009 - Lot4 | Data Enrichment | rmu |  | 2023-08-04 |  |  | 1301187 | 1301187 | EA | GASKET,PRE-CUT;PN 16 |  |  | GASKET,PRE-CUT;PRESSURE CLASS/RATING:PN 16,MNFR:01)COMPAIR,PTNO:01)A93182120 | PN 16,01)COMPAIR,01)A93182120 |  |  | COMPAIR | COMPAIR | A93182120 | [18 empty] | GASKET | PRE-CUT | NOMINAL SIZE |  | MATERIAL |  | PRESSURE CLASS/RATING | PN 16 | INSIDE DIMENSIONS |  | OUTSIDE DIMENSIONS |  | THICKNESS |  | SHAPE |  | HOLES |  | PITCH CIRCLE DIAMETER |  | SERVICE |  | HAZARD CLASS |  | CERTIFICATION/STANDARD |  | ADDITIONAL FEATURES
STP_009 - Lot4 | Data Enrichment | rmu |  | 2023-08-04 |  |  | 1294017 | 1294017 | EA | GASKET,PRE-CUT;RECTANGULAR,OIL,SUMP |  |  | GASKET,PRE-CUT;SHAPE:RECTANGULAR,SERVICE:OIL,ADDITIONAL FEATURES EN:SUMP,MNFR:01)DETROIT,PTNO:01)23539104 | RECTANGULAR,EN_01)OIL,01)SUMP,01)DETROIT,01)23539104 |  |  | DETROIT | DETROIT | 23539104 | [18 empty] | GASKET | PRE-CUT | NOMINAL SIZE |  | MATERIAL |  | PRESSURE CLASS/RATING |  | INSIDE DIMENSIONS |  | OUTSIDE DIMENSIONS |  | THICKNESS |  | SHAPE | RECTANGULAR | HOLES |  | PITCH CIRCLE DIAMETER |  | SERVICE | OIL | HAZARD CLASS |  | CERTIFICATION/STANDARD |  | ADDITIONAL FEATURES | SUMP
STP_009 - Lot4 | Data Enrichment | rmu |  | 2023-08-04 |  |  | 1365224 | 1365224 | EA | GASKET,PRE-CUT;RESERVOIR GRID |  |  | GASKET,PRE-CUT;ADDITIONAL FEATURES EN:RESERVOIR GRID,MNFR:01)NORDSON,PTNO:01)270-648 | 01)RESERVOIR GRID,01)NORDSON,01)270-648 |  |  | NORDSON | NORDSON | 270-648 | [18 empty] | GASKET | PRE-CUT | NOMINAL SIZE |  | MATERIAL |  | PRESSURE CLASS/RATING |  | INSIDE DIMENSIONS |  | OUTSIDE DIMENSIONS |  | THICKNESS |  | SHAPE |  | HOLES |  | PITCH CIRCLE DIAMETER |  | SERVICE |  | HAZARD CLASS |  | CERTIFICATION/STANDARD |  | ADDITIONAL FEATURES | RESERVOIR GRID
STP_009 - Lot4 | Data Enrichment | rmu |  | 2023-08-04 |  |  | 1350068 | 1350068 | EA | GASKET,PRE-CUT;RING |  |  | GASKET,PRE-CUT;SHAPE:RING,MNFR:01)TWINDISC,PTNO:01)201963-C | RING,01)TWINDISC,01)201963-C |  |  | TWINDISC | TWINDISC | 201963-C | [18 empty] | GASKET | PRE-CUT | NOMINAL SIZE |  | MATERIAL |  | PRESSURE CLASS/RATING |  | INSIDE DIMENSIONS |  | OUTSIDE DIMENSIONS |  | THICKNESS |  | SHAPE | RING | HOLES |  | PITCH CIRCLE DIAMETER |  | SERVICE |  | HAZARD CLASS |  | CERTIFICATION/STANDARD |  | ADDITIONAL FEATURES
STP_009 - Lot4 | Data Enrichment | rmu |  | 2023-08-04 |  |  | 1234615 | 1234615 | EA | GASKET,PRE-CUT;RING,HBF WINDOW |  |  | GASKET,PRE-CUT;SHAPE:RING,ADDITIONAL FEATURES EN:HBF WINDOW,MNFR:01)UNIVGASK,PTNO:01)248X222 1.5 C6327 | RING,01)HBF WINDOW,01)UNIVGASK,01)248X222 1.5 C6327 |  |  | UNIVGASK | UNIVGASK | 248X222 1.5 C6327 | [18 empty] | GASKET | PRE-CUT | NOMINAL SIZE |  | MATERIAL |  | PRESSURE CLASS/RATING |  | INSIDE DIMENSIONS |  | OUTSIDE DIMENSIONS |  | THICKNESS |  | SHAPE | RING | HOLES |  | PITCH CIRCLE DIAMETER |  | SERVICE |  | HAZARD CLASS |  | CERTIFICATION/STANDARD |  | ADDITIONAL FEATURES | HBF WINDOW
STP_009 - Lot4 | Data Enrichment | rmu |  | 2023-08-04 |  |  | 1301164 | 1301164 | EA | GASKET,PRE-CUT;ROCKER COVER |  |  | GASKET,PRE-CUT;ADDITIONAL FEATURES EN:ROCKER COVER,MNFR:01)DETROIT,PTNO:01)A0000160421 | 01)ROCKER COVER,01)DETROIT,01)A0000160421 |  |  | DETROIT | DETROIT | A0000160421 | [18 empty] | GASKET | PRE-CUT | NOMINAL SIZE |  | MATERIAL |  | PRESSURE CLASS/RATING |  | INSIDE DIMENSIONS |  | OUTSIDE DIMENSIONS |  | THICKNESS |  | SHAPE |  | HOLES |  | PITCH CIRCLE DIAMETER |  | SERVICE |  | HAZARD CLASS |  | CERTIFICATION/STANDARD |  | ADDITIONAL FEATURES | ROCKER COVER
STP_009 - Lot4 | Data Enrichment | SFQ |  | 2023-08-04 |  |  | 1293753 | 1293753 | EA | GASKET,PRE-CUT;ROUND,4,INGRAND,03431129 |  |  | GASKET,PRE-CUT;SHAPE:ROUND,HOLES:4,ADDITIONAL FEATURES EN:IMPACT WRENCH 231 END PLATE,MNFR:01)INGRAND,PTNO:01)03431129 | ROUND,4,01)IMPACT WRENCH 231 END PLATE,01)INGRAND,01)03431129 |  |  | INGRAND | INGRAND | 03431129 | [18 empty] | GASKET | PRE-CUT | NOMINAL SIZE |  | MATERIAL |  | PRESSURE CLASS/RATING |  | INSIDE DIMENSIONS |  | OUTSIDE DIMENSIONS |  | THICKNESS |  | SHAPE | ROUND | HOLES | 4 | PITCH CIRCLE DIAMETER |  | SERVICE |  | HAZARD CLASS |  | CERTIFICATION/STANDARD |  | ADDITIONAL FEATURES | IMPACT WRENCH 231 END PLATE
STP_009 - Lot4 | Data Enrichment | rmu |  | 2023-08-04 |  |  | 1288679 | 1288679 | EA | GASKET,PRE-CUT;ROUND,HSG |  |  | GASKET,PRE-CUT;SHAPE:ROUND,ADDITIONAL FEATURES EN:HOUSING,MNFR:01)MARCTECH,PTNO:01)3101-B | ROUND,01)HOUSING,01)MARCTECH,01)3101-B |  |  | MARCTECH | MARCTECH | 3101-B | [18 empty] | GASKET | PRE-CUT | NOMINAL SIZE |  | MATERIAL |  | PRESSURE CLASS/RATING |  | INSIDE DIMENSIONS |  | OUTSIDE DIMENSIONS |  | THICKNESS |  | SHAPE | ROUND | HOLES |  | PITCH CIRCLE DIAMETER |  | SERVICE |  | HAZARD CLASS |  | CERTIFICATION/STANDARD |  | ADDITIONAL FEATURES | HOUSING
STP_009 - Lot4 | Data Enrichment | rmu |  | 2023-08-04 |  |  | 1230939 | 1230939 | EA | GASKET,PRE-CUT;RUBR |  |  | GASKET,PRE-CUT;MATERIAL:RUBBER,ADDITIONAL FEATURES EN:FILTRATE HOLE, 4 OF PER PLATE,MNFR:01)LOSUGEN,PTNO:01)BD-0050 | EN_01)RUBBER,01)FILTRATE HOLE, 4 OF PER PLA,01)LOSUGEN,01)BD-0050 |  |  | LOSUGEN | LOSUGEN | BD-0050 | [18 empty] | GASKET | PRE-CUT | NOMINAL SIZE |  | MATERIAL | RUBBER | PRESSURE CLASS/RATING |  | INSIDE DIMENSIONS |  | OUTSIDE DIMENSIONS |  | THICKNESS |  | SHAPE |  | HOLES |  | PITCH CIRCLE DIAMETER |  | SERVICE |  | HAZARD CLASS |  | CERTIFICATION/STANDARD |  | ADDITIONAL FEATURES | FILTRATE HOLE,4 OF PER PLATE
STP_009 - Lot4 | Data Enrichment | rmu |  | 2023-08-04 |  |  | 1294348 | 1294348 | EA | GASKET,PRE-CUT;RUBR |  |  | GASKET,PRE-CUT;MATERIAL:RUBBER,ADDITIONAL FEATURES EN:AM808 10L PRESSURE FILTER,MNFR:01)THEGAMME,PTNO:01)43996 | EN_01)RUBBER,01)AM808 10L PRESSURE FILTER,01)THEGAMME,01)43996 |  |  | THEGAMME | THEGAMME | 43996 | [18 empty] | GASKET | PRE-CUT | NOMINAL SIZE |  | MATERIAL | RUBBER | PRESSURE CLASS/RATING |  | INSIDE DIMENSIONS |  | OUTSIDE DIMENSIONS |  | THICKNESS |  | SHAPE |  | HOLES |  | PITCH CIRCLE DIAMETER |  | SERVICE |  | HAZARD CLASS |  | CERTIFICATION/STANDARD |  | ADDITIONAL FEATURES | AM808 10L PRESSURE FILTER
STP_009 - Lot4 | Data Enrichment | rmu |  | 2023-08-04 |  |  | 1277681 | 1277681 | EA | GASKET,PRE-CUT;SEAL |  |  | GASKET,PRE-CUT;ADDITIONAL FEATURES EN:SEAL,MNFR:01)CBC,PTNO:01)C9009 | 01)SEAL,01)CBC,01)C9009 |  |  | CBC | CBC | C9009 | [18 empty] | GASKET | PRE-CUT | NOMINAL SIZE |  | MATERIAL |  | PRESSURE CLASS/RATING |  | INSIDE DIMENSIONS |  | OUTSIDE DIMENSIONS |  | THICKNESS |  | SHAPE |  | HOLES |  | PITCH CIRCLE DIAMETER |  | SERVICE |  | HAZARD CLASS |  | CERTIFICATION/STANDARD |  | ADDITIONAL FEATURES | SEAL
STP_009 - Lot4 | Data Enrichment | rmu |  | 2023-08-04 |  |  | 1286369 | 1286369 | EA | GASKET,PRE-CUT;SLEW WORM DRIVE COVER |  |  | GASKET,PRE-CUT;ADDITIONAL FEATURES EN:SLEW WORM DRIVE COVER,MNFR:01)LIFTSHIF,PTNO:01)519758 | 01)SLEW WORM DRIVE COVER,01)LIFTSHIF,01)519758 |  |  | LIFTSHIF | LIFTSHIF | 519758 | [18 empty] | GASKET | PRE-CUT | NOMINAL SIZE |  | MATERIAL |  | PRESSURE CLASS/RATING |  | INSIDE DIMENSIONS |  | OUTSIDE DIMENSIONS |  | THICKNESS |  | SHAPE |  | HOLES |  | PITCH CIRCLE DIAMETER |  | SERVICE |  | HAZARD CLASS |  | CERTIFICATION/STANDARD |  | ADDITIONAL FEATURES | SLEW WORM DRIVE COVER
STP_009 - Lot4 | Data Enrichment | SFQ |  | 2023-08-04 |  |  | 1293752 | 1293752 | EA | GASKET,PRE-CUT;SQUARE,4 |  |  | GASKET,PRE-CUT;SHAPE:SQUARE,HOLES:4,ADDITIONAL FEATURES EN:IMPACT WRENCH 261 HAMMER CASE,MNFR:01)INGRAND,PTNO:01)03403862 | SQUARE,4,01)IMPACT WRENCH 261 HAMMER CA,01)INGRAND,01)03403862 |  |  | INGRAND | INGRAND | 03403862 | [18 empty] | GASKET | PRE-CUT | NOMINAL SIZE |  | MATERIAL |  | PRESSURE CLASS/RATING |  | INSIDE DIMENSIONS |  | OUTSIDE DIMENSIONS |  | THICKNESS |  | SHAPE | SQUARE | HOLES | 4 | PITCH CIRCLE DIAMETER |  | SERVICE |  | HAZARD CLASS |  | CERTIFICATION/STANDARD |  | ADDITIONAL FEATURES | IMPACT WRENCH 261 HAMMER CASE
STP_009 - Lot4 | Data Enrichment | SFQ |  | 2023-08-04 |  |  | 1302489 | 1302489 | EA | GASKET,PRE-CUT;STFFG BOX,FIREFITE |  |  | GASKET,PRE-CUT;SERVICE:STUFFING BOX,MNFR:01)FIREFITE,PTNO:01)7790028 | EN_01)STUFFING BOX,01)FIREFITE,01)7790028 |  |  | FIREFITE | FIREFITE | 7790028 | [18 empty] | GASKET | PRE-CUT | NOMINAL SIZE |  | MATERIAL |  | PRESSURE CLASS/RATING |  | INSIDE DIMENSIONS |  | OUTSIDE DIMENSIONS |  | THICKNESS |  | SHAPE |  | HOLES |  | PITCH CIRCLE DIAMETER |  | SERVICE | STUFFING BOX | HAZARD CLASS |  | CERTIFICATION/STANDARD |  | ADDITIONAL FEATURES
STP_009 - Lot4 | Data Enrichment | rmu |  | 2023-08-04 |  |  | 1293664 | 1293664 | EA | GASKET,PRE-CUT;STL |  |  | GASKET,PRE-CUT;MATERIAL:STEEL,ADDITIONAL FEATURES EN:3.575 X 3.355 X 30, CYLINDER BODY AND CRANK SUB A,MNFR:01)ARIEL,PTNO:01)A-0103 | EN_01)STEEL,01)3.575 X 3.355 X 30, CYLINDE,01)ARIEL,01)A-0103 |  |  | ARIEL | ARIEL | A-0103 | [18 empty] | GASKET | PRE-CUT | NOMINAL SIZE |  | MATERIAL | STEEL | PRESSURE CLASS/RATING |  | INSIDE DIMENSIONS |  | OUTSIDE DIMENSIONS |  | THICKNESS |  | SHAPE |  | HOLES |  | PITCH CIRCLE DIAMETER |  | SERVICE |  | HAZARD CLASS |  | CERTIFICATION/STANDARD |  | ADDITIONAL FEATURES | 3.575 X 3.355 X 30,CYLINDER BODY AND CRANK SUB A
STP_009 - Lot4 | Data Enrichment | rmu |  | 2023-08-04 |  |  | 1294118 | 1294118 | EA | GASKET,PRE-CUT;STL,ARIEL,A-0093 |  |  | GASKET,PRE-CUT;MATERIAL:STEEL,ADDITIONAL FEATURES EN:5.480 X 5.230 X 60, CYLINDER,MNFR:01)ARIEL,PTNO:01)A-0093 | EN_01)STEEL,01)5.480 X 5.230 X 60, CYLINDE,01)ARIEL,01)A-0093 |  |  | ARIEL | ARIEL | A-0093 | [18 empty] | GASKET | PRE-CUT | NOMINAL SIZE |  | MATERIAL | STEEL | PRESSURE CLASS/RATING |  | INSIDE DIMENSIONS |  | OUTSIDE DIMENSIONS |  | THICKNESS |  | SHAPE |  | HOLES |  | PITCH CIRCLE DIAMETER |  | SERVICE |  | HAZARD CLASS |  | CERTIFICATION/STANDARD |  | ADDITIONAL FEATURES | 5.480 X 5.230 X 60,CYLINDER
STP_009 - Lot4 | Data Enrichment | rmu |  | 2023-08-04 |  |  | 1293727 | 1293727 | EA | GASKET,PRE-CUT;T14 HAMMER |  |  | GASKET,PRE-CUT;ADDITIONAL FEATURES EN:T14 HAMMER,MNFR:01)NUQUIP,PTNO:01)14223 | 01)T14 HAMMER,01)NUQUIP,01)14223 |  |  | NUQUIP | NUQUIP | 14223 | [18 empty] | GASKET | PRE-CUT | NOMINAL SIZE |  | MATERIAL |  | PRESSURE CLASS/RATING |  | INSIDE DIMENSIONS |  | OUTSIDE DIMENSIONS |  | THICKNESS |  | SHAPE |  | HOLES |  | PITCH CIRCLE DIAMETER |  | SERVICE |  | HAZARD CLASS |  | CERTIFICATION/STANDARD |  | ADDITIONAL FEATURES | T14 HAMMER
STP_009 - Lot4 | Data Enrichment | rmu |  | 2023-08-04 |  |  | 1301753 | 1301753 | EA | GASKET,PRE-CUT;TFL,REXROTH |  |  | GASKET,PRE-CUT;MATERIAL:TEFLON,MNFR:01)REXROTH,PTNO:01)000355-206.20.02.02 | EN_01)TEFLON,01)REXROTH,01)000355-206.20.02.02 |  |  | REXROTH | REXROTH | 000355-206.20.02.02 | [18 empty] | GASKET | PRE-CUT | NOMINAL SIZE |  | MATERIAL | TEFLON | PRESSURE CLASS/RATING |  | INSIDE DIMENSIONS |  | OUTSIDE DIMENSIONS |  | THICKNESS |  | SHAPE |  | HOLES |  | PITCH CIRCLE DIAMETER |  | SERVICE |  | HAZARD CLASS |  | CERTIFICATION/STANDARD |  | ADDITIONAL FEATURES
STP_009 - Lot4 | Data Enrichment | rmu |  | 2023-08-04 |  |  | 1351728 | 1351728 | EA | GASKET,PRE-CUT;TK |  |  | GASKET,PRE-CUT;ADDITIONAL FEATURES EN:TANK,MNFR:01)REYROLLE,PTNO:01)861A105 | 01)TANK,01)REYROLLE,01)861A105 |  |  | REYROLLE | REYROLLE | 861A105 | [18 empty] | GASKET | PRE-CUT | NOMINAL SIZE |  | MATERIAL |  | PRESSURE CLASS/RATING |  | INSIDE DIMENSIONS |  | OUTSIDE DIMENSIONS |  | THICKNESS |  | SHAPE |  | HOLES |  | PITCH CIRCLE DIAMETER |  | SERVICE |  | HAZARD CLASS |  | CERTIFICATION/STANDARD |  | ADDITIONAL FEATURES | TANK
STP_009 - Lot4 | Data Enrichment | rmu |  | 2023-08-04 |  |  | 1234064 | 1234064 | EA | GASKET,PRE-CUT;TURBO/EXHAUST,KIT |  |  | GASKET,PRE-CUT;SERVICE:TURBO/EXHAUST,ADDITIONAL FEATURES EN:KIT,MNFR:01)MODMOTOR,PTNO:01)0302DM0030N | EN_01)TURBO/EXHAUST,01)KIT,01)MODMOTOR,01)0302DM0030N |  |  | MODMOTOR | MODMOTOR | 0302DM0030N | [18 empty] | GASKET | PRE-CUT | NOMINAL SIZE |  | MATERIAL |  | PRESSURE CLASS/RATING |  | INSIDE DIMENSIONS |  | OUTSIDE DIMENSIONS |  | THICKNESS |  | SHAPE |  | HOLES |  | PITCH CIRCLE DIAMETER |  | SERVICE | TURBO/EXHAUST | HAZARD CLASS |  | CERTIFICATION/STANDARD |  | ADDITIONAL FEATURES | KIT
STP_009 - Lot4 | Data Enrichment | rmu |  | 2023-08-04 |  |  | 1288850 | 1288850 | EA | GASKET,PRE-CUT;TYPE: CASE SEAL |  |  | GASKET,PRE-CUT;ADDITIONAL FEATURES EN:TYPE: CASE SEAL,MNFR:01)FLOWSERV,PTNO:01)H455KN128 | 01)TYPE: CASE SEAL,01)FLOWSERV,01)H455KN128 |  |  | FLOWSERV | FLOWSERV | H455KN128 | [18 empty] | GASKET | PRE-CUT | NOMINAL SIZE |  | MATERIAL |  | PRESSURE CLASS/RATING |  | INSIDE DIMENSIONS |  | OUTSIDE DIMENSIONS |  | THICKNESS |  | SHAPE |  | HOLES |  | PITCH CIRCLE DIAMETER |  | SERVICE |  | HAZARD CLASS |  | CERTIFICATION/STANDARD |  | ADDITIONAL FEATURES | TYPE: CASE SEAL
STP_009 - Lot4 | Data Enrichment | rmu |  | 2023-08-04 |  |  | 1277770 | 1277770 | EA | GASKET,PRE-CUT;TYPE: EXHAUST MANIFOLD |  |  | GASKET,PRE-CUT;ADDITIONAL FEATURES EN:TYPE: EXHAUST MANIFOLD,MNFR:01)DAIMLER TRUCKS BRISBANE,PTNO:01)9211A4 | 01)TYPE: EXHAUST MANIFOLD,01)DAIMLER TRUCKS BRISBANE,01)9211A4 |  |  | DAIMLER TRUCKS BRISBANE | DAIMLER TRUCKS BRISBANE | 9211A4 | [18 empty] | GASKET | PRE-CUT | NOMINAL SIZE |  | MATERIAL |  | PRESSURE CLASS/RATING |  | INSIDE DIMENSIONS |  | OUTSIDE DIMENSIONS |  | THICKNESS |  | SHAPE |  | HOLES |  | PITCH CIRCLE DIAMETER |  | SERVICE |  | HAZARD CLASS |  | CERTIFICATION/STANDARD |  | ADDITIONAL FEATURES | TYPE: EXHAUST MANIFOLD
STP_009 - Lot4 | Data Enrichment | rmu |  | 2023-08-04 |  |  | 1288781 | 1288781 | EA | GASKET,PRE-CUT;TYPE: HANDSET - ELECTRICA |  |  | GASKET,PRE-CUT;ADDITIONAL FEATURES EN:TYPE: HANDSET - ELECTRICAL BOX,MNFR:01)RME,PTNO:01)L07-04-003BA | 01)TYPE: HANDSET - ELECTRICAL,01)RME,01)L07-04-003BA |  |  | RME | RME | L07-04-003BA | [18 empty] | GASKET | PRE-CUT | NOMINAL SIZE |  | MATERIAL |  | PRESSURE CLASS/RATING |  | INSIDE DIMENSIONS |  | OUTSIDE DIMENSIONS |  | THICKNESS |  | SHAPE |  | HOLES |  | PITCH CIRCLE DIAMETER |  | SERVICE |  | HAZARD CLASS |  | CERTIFICATION/STANDARD |  | ADDITIONAL FEATURES | TYPE: HANDSET - ELECTRICAL BOX
STP_009 - Lot4 | Data Enrichment | rmu |  | 2023-08-04 |  |  | 1288720 | 1288720 | EA | GASKET,PRE-CUT;TYPE: HYDR - BELL HOUSING |  |  | GASKET,PRE-CUT;ADDITIONAL FEATURES EN:TYPE: HYDR - BELL HOUSING,MNFR:01)RME,PTNO:01)L06-05-200AA-R | 01)TYPE: HYDR - BELL HOUSING,01)RME,01)L06-05-200AA-R |  |  | RME | RME | L06-05-200AA-R | [18 empty] | GASKET | PRE-CUT | NOMINAL SIZE |  | MATERIAL |  | PRESSURE CLASS/RATING |  | INSIDE DIMENSIONS |  | OUTSIDE DIMENSIONS |  | THICKNESS |  | SHAPE |  | HOLES |  | PITCH CIRCLE DIAMETER |  | SERVICE |  | HAZARD CLASS |  | CERTIFICATION/STANDARD |  | ADDITIONAL FEATURES | TYPE: HYDR - BELL HOUSING
STP_009 - Lot4 | Data Enrichment | rmu |  | 2023-08-04 |  |  | 1288918 | 1288918 | EA | GASKET,PRE-CUT;TYPE: HYDR - FLOAT LEVEL |  |  | GASKET,PRE-CUT;ADDITIONAL FEATURES EN:TYPE: HYDR - FLOAT LEVEL,MNFR:01)RME,PTNO:01)L06-02-201AA-R | 01)TYPE: HYDR - FLOAT LEVEL,01)RME,01)L06-02-201AA-R |  |  | RME | RME | L06-02-201AA-R | [18 empty] | GASKET | PRE-CUT | NOMINAL SIZE |  | MATERIAL |  | PRESSURE CLASS/RATING |  | INSIDE DIMENSIONS |  | OUTSIDE DIMENSIONS |  | THICKNESS |  | SHAPE |  | HOLES |  | PITCH CIRCLE DIAMETER |  | SERVICE |  | HAZARD CLASS |  | CERTIFICATION/STANDARD |  | ADDITIONAL FEATURES | TYPE: HYDR - FLOAT LEVEL
STP_009 - Lot4 | Data Enrichment | rmu |  | 2023-08-04 |  |  | 1288811 | 1288811 | EA | GASKET,PRE-CUT;TYPE: HYDR - LOWER (TANK) |  |  | GASKET,PRE-CUT;ADDITIONAL FEATURES EN:TYPE: HYDR - LOWER (TANK),MNFR:01)RME,PTNO:01)L06-05-101-AA-R | 01)TYPE: HYDR - LOWER (TANK),01)RME,01)L06-05-101-AA-R |  |  | RME | RME | L06-05-101-AA-R | [18 empty] | GASKET | PRE-CUT | NOMINAL SIZE |  | MATERIAL |  | PRESSURE CLASS/RATING |  | INSIDE DIMENSIONS |  | OUTSIDE DIMENSIONS |  | THICKNESS |  | SHAPE |  | HOLES |  | PITCH CIRCLE DIAMETER |  | SERVICE |  | HAZARD CLASS |  | CERTIFICATION/STANDARD |  | ADDITIONAL FEATURES | TYPE: HYDR - LOWER (TANK)
STP_009 - Lot4 | Data Enrichment | rmu |  | 2023-08-04 |  |  | 1277985 | 1277985 | EA | GASKET,PRE-CUT;TYPE: INTAKE MANIFOLD |  |  | GASKET,PRE-CUT;ADDITIONAL FEATURES EN:TYPE: INTAKE MANIFOLD,MNFR:01)MANUF,PTNO:01)G60113111A | 01)TYPE: INTAKE MANIFOLD,01)MANUF,01)G60113111A |  |  | MANUF | MANUF | G60113111A | [18 empty] | GASKET | PRE-CUT | NOMINAL SIZE |  | MATERIAL |  | PRESSURE CLASS/RATING |  | INSIDE DIMENSIONS |  | OUTSIDE DIMENSIONS |  | THICKNESS |  | SHAPE |  | HOLES |  | PITCH CIRCLE DIAMETER |  | SERVICE |  | HAZARD CLASS |  | CERTIFICATION/STANDARD |  | ADDITIONAL FEATURES | TYPE: INTAKE MANIFOLD
STP_009 - Lot4 | Data Enrichment | rmu |  | 2023-08-04 |  |  | 1277642 | 1277642 | EA | GASKET,PRE-CUT;TYPE: ROT VLV |  |  | GASKET,PRE-CUT;ADDITIONAL FEATURES EN:TYPE: ROT VLV,MNFR:01)CAVA,PTNO:01)100-001 | 01)TYPE: ROT VLV,01)CAVA,01)100-001 |  |  | CAVA | CAVA | 100-001 | [18 empty] | GASKET | PRE-CUT | NOMINAL SIZE |  | MATERIAL |  | PRESSURE CLASS/RATING |  | INSIDE DIMENSIONS |  | OUTSIDE DIMENSIONS |  | THICKNESS |  | SHAPE |  | HOLES |  | PITCH CIRCLE DIAMETER |  | SERVICE |  | HAZARD CLASS |  | CERTIFICATION/STANDARD |  | ADDITIONAL FEATURES | TYPE: ROT VLV
STP_009 - Lot4 | Data Enrichment | rmu |  | 2023-08-04 |  |  | 1301938 | 1301938 | EA | GASKET,PRE-CUT;UNIVSL,BREVINI |  |  | GASKET,PRE-CUT;SERVICE:UNIVERSAL,MNFR:01)BREVINI,PTNO:01)366-0224-9000 | EN_01)UNIVERSAL,01)BREVINI,01)366-0224-9000 |  |  | BREVINI | BREVINI | 366-0224-9000 | [18 empty] | GASKET | PRE-CUT | NOMINAL SIZE |  | MATERIAL |  | PRESSURE CLASS/RATING |  | INSIDE DIMENSIONS |  | OUTSIDE DIMENSIONS |  | THICKNESS |  | SHAPE |  | HOLES |  | PITCH CIRCLE DIAMETER |  | SERVICE | UNIVERSAL | HAZARD CLASS |  | CERTIFICATION/STANDARD |  | ADDITIONAL FEATURES
STP_009 - Lot4 | Data Enrichment | rmu |  | 2023-08-04 |  |  | 1301933 | 1301933 | EA | GASKET,PRE-CUT;VENT VALVE,LINSTLOU,31047 |  |  | GASKET,PRE-CUT;SERVICE:VENT VALVE,MNFR:01)LINSTLOU,PTNO:01)31047 | EN_01)VENT VALVE,01)LINSTLOU,01)31047 |  |  | LINSTLOU | LINSTLOU | 31047 | [18 empty] | GASKET | PRE-CUT | NOMINAL SIZE |  | MATERIAL |  | PRESSURE CLASS/RATING |  | INSIDE DIMENSIONS |  | OUTSIDE DIMENSIONS |  | THICKNESS |  | SHAPE |  | HOLES |  | PITCH CIRCLE DIAMETER |  | SERVICE | VENT VALVE | HAZARD CLASS |  | CERTIFICATION/STANDARD |  | ADDITIONAL FEATURES
STP_009 - Lot4 | Data Enrichment | rmu |  | 2023-08-04 |  |  | 1294286 | 1294286 | EA | GASKET,RNG JNT;METAL,HD, SPRING,DEUTZ |  |  | GASKET,RING JOINT;MATERIAL:METAL,SERVICE:HEAD, SPRING,MNFR:01)DEUTZ,PTNO:01)0415-7654 | METAL,HEAD, SPRING,01)DEUTZ,01)0415-7654 |  |  | DEUTZ | DEUTZ | 0415-7654 | [18 empty] | GASKET | RING JOINT | NOMINAL SIZE |  | PRESSURE CLASS/RATING |  | MATERIAL | METAL | CODE |  | CROSS-SECTIONAL SHAPE |  | HARDNESS RATING |  | SERVICE | HEAD,SPRING | HAZARD CLASS |  | CERTIFICATION/STANDARD |  | ADDITIONAL FEATURES
STP_009 - Lot4 | Data Enrichment | rmu |  | 2023-08-04 |  |  | 1318728 | 1318728 | EA | GASKET,SPW;LAUNDER,ID 25 MM,OD 64 MM |  |  | GASKET,SPIRAL WOUND;TYPE:LAUNDER,INSIDE DIAMETER:25 MM,OUTSIDE DIAMETER:64 MM,THICKNESS:4.5 MM,FILLER MATERIAL:GRAPHITE,WINDING MATERIAL:STAINLESS STEEL 316L,INNER RING MATERIAL:STAINLESS STEEL 316L,OUTER RING MATERIAL:STAINLESS STEEL 316L,MNFR:01)APPINDUS, PTNO:01)000162455-GAR | 01)APPINDUS,01)000162455-GAR,LAUNDER,25 MM,64 MM,4.5 MM,GRAPHITE,STAINLESS STEEL 316L,STAINLESS STEEL 316L,STAINLESS STEEL 316L |  |  | APPLIED INDUSTRIAL TECHNOLOGIES | APPINDUS | 000162455-GAR | [18 empty] | GASKET | SPIRAL WOUND | TYPE | LAUNDER | NOMINAL SIZE |  | INSIDE DIAMETER | 25 MM | OUTSIDE DIAMETER | 64 MM | THICKNESS | 4.5 MM | INNER RING INSIDE DIAMETER |  | OUTER RING OUTSIDE DIAMETER |  | FILLER MATERIAL | GRAPHITE | WINDING MATERIAL | STAINLESS STEEL 316L | INNER RING MATERIAL | STAINLESS STEEL 316L | OUTER RING MATERIAL | STAINLESS STEEL 316L | PRESSURE CLASS/RATING |  | TEMPERATURE RATING |  | HAZARD CLASS |  | CERTIFICATION/STANDARD |  | ADDITIONAL FEATURES
STP_009 - Lot4 | Data Enrichment | rmu |  | 2023-08-04 |  |  | 1277844 | 1277844 | EA | GASKET,SPW;METALFLEX,NOM DN 100,THK 3 MM |  |  | GASKET,SPIRAL WOUND;TYPE:METALFLEX,NOMINAL SIZE:DN 100,OUTSIDE DIAMETER:220 MM,THICKNESS:3 MM,OUTER RING MATERIAL:SBR RUBBER, TEMPERATURE RATING:-50 TO 90 DEG C,MNFR:01)ONESTEEL,PTNO:01)DN100 | 01)ONESTEEL,01)DN100,METALFLEX,DN 100,220 MM,3 MM,SBR RUBBER,-50 TO 90 DEG C |  |  | ONESTEEL | ONESTEEL | DN100 | [18 empty] | GASKET | SPIRAL WOUND | TYPE | METALFLEX | NOMINAL SIZE | DN 100 | INSIDE DIAMETER |  | OUTSIDE DIAMETER | 220 MM | THICKNESS | 3 MM | INNER RING INSIDE DIAMETER |  | OUTER RING OUTSIDE DIAMETER |  | FILLER MATERIAL |  | WINDING MATERIAL |  | INNER RING MATERIAL |  | OUTER RING MATERIAL | SBR RUBBER | PRESSURE CLASS/RATING |  | TEMPERATURE RATING | -50 TO 90 DEG C | HAZARD CLASS |  | CERTIFICATION/STANDARD |  | ADDITIONAL FEATURES
STP_009 - Lot4 | Data Enrichment | rmu |  | 2023-08-04 |  |  | 1229519 | 1229519 | EA | GASKET,SPW;NOM 15 MM,STAINLESS STEEL 316 |  |  | GASKET,SPIRAL WOUND;NOMINAL SIZE:15 MM,INNER RING MATERIAL:STAINLESS STEEL 316,OUTER RING MATERIAL:GRAPHITE/STAINLESS STEEL 316, PRESSURE CLASS/RATING:ANSI 150,ADDITIONAL FEATURES EN:SWG, 1/2, BOX=100 EACH,MNFR:01)ASSGAS,PTNO:01)1260 | 01)ASSGAS,01)1260,15 MM,STAINLESS STEEL 316,GRAPHITE/STAINLESS STEEL 316,ANSI 150,01)SWG, 1/2, BOX=100 EACH |  |  | ASSGAS | ASSGAS | 1260 | [18 empty] | GASKET | SPIRAL WOUND | TYPE |  | NOMINAL SIZE | 15 MM | INSIDE DIAMETER |  | OUTSIDE DIAMETER |  | THICKNESS |  | INNER RING INSIDE DIAMETER |  | OUTER RING OUTSIDE DIAMETER |  | FILLER MATERIAL |  | WINDING MATERIAL |  | INNER RING MATERIAL | STAINLESS STEEL 316 | OUTER RING MATERIAL | GRAPHITE/STAINLESS STEEL 316 | PRESSURE CLASS/RATING | ANSI 150 | TEMPERATURE RATING |  | HAZARD CLASS |  | CERTIFICATION/STANDARD |  | ADDITIONAL FEATURES | SWG,1/2,BOX=100 EACH
STP_009 - Lot4 | Data Enrichment | rmu |  | 2023-08-04 |  |  | 1346236 | 1346236 | EA | GASKET,SPW;NOM 250 MM,GRAPHITE,ANSI 300 |  |  | GASKET,SPIRAL WOUND;NOMINAL SIZE:250 MM,FILLER MATERIAL:GRAPHITE,WINDING MATERIAL:STAINLESS STEEL 316L,OUTER RING MATERIAL:CARBON STEEL,PRESSURE CLASS/RATING:ANSI 300,CERTIFICATION/STANDARD:ASME B16.20,MNFR:01)SEALDEV,PTNO:01)SIO300-250 | 01)SEALDEV,01)SIO300-250,250 MM,GRAPHITE,STAINLESS STEEL 316L,CARBON STEEL,ANSI 300,EN_01)ASME B16.20 |  |  | SEALDEV | SEALDEV | SIO300-250 | [18 empty] | GASKET | SPIRAL WOUND | TYPE |  | NOMINAL SIZE | 250 MM | INSIDE DIAMETER |  | OUTSIDE DIAMETER |  | THICKNESS |  | INNER RING INSIDE DIAMETER |  | OUTER RING OUTSIDE DIAMETER |  | FILLER MATERIAL | GRAPHITE | WINDING MATERIAL | STAINLESS STEEL 316L | INNER RING MATERIAL |  | OUTER RING MATERIAL | CARBON STEEL | PRESSURE CLASS/RATING | ANSI 300 | TEMPERATURE RATING |  | HAZARD CLASS |  | CERTIFICATION/STANDARD | ASME B16.20 | ADDITIONAL FEATURES
STP_009 - Lot4 | Data Enrichment | rmu |  | 2023-08-04 |  |  | 1293695 | 1293695 | EA | GASKET,SPW;NOM 254 MM,THK 4.7 MM,CL 150 |  |  | GASKET,SPIRAL WOUND;NOMINAL SIZE:254 MM,THICKNESS:4.7 MM,PRESSURE CLASS/RATING:CL 150,CERTIFICATION/STANDARD:ASME B16.20, ADDITIONAL FEATURES EN:FOR ASA CLASS 150 PIPE,MNFR:01)FLXTALIC,PTNO:01)150.CG-10.0" | 01)FLXTALIC,01)150.CG-10.0",254 MM,4.7 MM,CL 150,EN_01)ASME B16.20,01)FOR ASA CLASS 150 PIPE |  |  | FLXTALIC | FLXTALIC | 150.CG-10.0" | [18 empty] | GASKET | SPIRAL WOUND | TYPE |  | NOMINAL SIZE | 254 MM | INSIDE DIAMETER |  | OUTSIDE DIAMETER |  | THICKNESS | 4.7 MM | INNER RING INSIDE DIAMETER |  | OUTER RING OUTSIDE DIAMETER |  | FILLER MATERIAL |  | WINDING MATERIAL |  | INNER RING MATERIAL |  | OUTER RING MATERIAL |  | PRESSURE CLASS/RATING | CL 150 | TEMPERATURE RATING |  | HAZARD CLASS |  | CERTIFICATION/STANDARD | ASME B16.20 | ADDITIONAL FEATURES | FOR ASA CLASS 150 PIPE
STP_009 - Lot4 | Data Enrichment | rmu |  | 2023-08-04 |  |  | 1346235 | 1346235 | EA | GASKET,SPW;NOM 300 MM,GRAPHITE,ANSI 300 |  |  | GASKET,SPIRAL WOUND;NOMINAL SIZE:300 MM,FILLER MATERIAL:GRAPHITE,WINDING MATERIAL:STAINLESS STEEL 316L,OUTER RING MATERIAL:CARBON STEEL,PRESSURE CLASS/RATING:ANSI 300,CERTIFICATION/STANDARD:ASME B16.20,MNFR:01)SEALDEV,PTNO:01)SIO300-300 | 01)SEALDEV,01)SIO300-300,300 MM,GRAPHITE,STAINLESS STEEL 316L,CARBON STEEL,ANSI 300,EN_01)ASME B16.20 |  |  | SEALDEV | SEALDEV | SIO300-300 | [18 empty] | GASKET | SPIRAL WOUND | TYPE |  | NOMINAL SIZE | 300 MM | INSIDE DIAMETER |  | OUTSIDE DIAMETER |  | THICKNESS |  | INNER RING INSIDE DIAMETER |  | OUTER RING OUTSIDE DIAMETER |  | FILLER MATERIAL | GRAPHITE | WINDING MATERIAL | STAINLESS STEEL 316L | INNER RING MATERIAL |  | OUTER RING MATERIAL | CARBON STEEL | PRESSURE CLASS/RATING | ANSI 300 | TEMPERATURE RATING |  | HAZARD CLASS |  | CERTIFICATION/STANDARD | ASME B16.20 | ADDITIONAL FEATURES
STP_009 - Lot4 | Data Enrichment | rmu |  | 2023-08-04 |  |  | 1293804 | 1293804 | EA | GASKET,SPW;NOM 32 MM,OD 133 MM,THK 3 MM |  |  | GASKET,SPIRAL WOUND;NOMINAL SIZE:32 MM,OUTSIDE DIAMETER:133 MM,THICKNESS:3 MM,INNER RING INSIDE DIAMETER:43 MM,OUTER RING OUTSIDE DIAMETER:81 MM,CERTIFICATION/STANDARD:BS 3063,ADDITIONAL FEATURES EN:TO TABLE J,MNFR:01)BLKWOODS,PTNO:01)00705364 | 01)BLKWOODS,01)00705364,32 MM,133 MM,3 MM,43 MM,81 MM,EN_01)BS 3063,01)TO TABLE J |  |  | BLACKWOODS | BLKWOODS | 00705364 | [18 empty] | GASKET | SPIRAL WOUND | TYPE |  | NOMINAL SIZE | 32 MM | INSIDE DIAMETER |  | OUTSIDE DIAMETER | 133 MM | THICKNESS | 3 MM | INNER RING INSIDE DIAMETER | 43 MM | OUTER RING OUTSIDE DIAMETER | 81 MM | FILLER MATERIAL |  | WINDING MATERIAL |  | INNER RING MATERIAL |  | OUTER RING MATERIAL |  | PRESSURE CLASS/RATING |  | TEMPERATURE RATING |  | HAZARD CLASS |  | CERTIFICATION/STANDARD | BS 3063 | ADDITIONAL FEATURES | TO TABLE J
STP_009 - Lot4 | Data Enrichment | rmu |  | 2023-08-04 |  |  | 1277884 | 1277884 | EA | GASKET,SPW;NOM 4 IN,ANSI 900 |  |  | GASKET,SPIRAL WOUND;NOMINAL SIZE:4 IN,CERTIFICATION/STANDARD:ANSI 900,MNFR:01)J.BLACKWOOD AND SON LIMITED,PTNO:01)B0582-0589 | 01)J.BLACKWOOD & SON LIMITED,01)B0582-0589,4 IN,EN_01)ANSI 900 |  |  | J.BLACKWOOD AND SON LIMITED | J.BLACKWOOD AND SON LIMITED | B0582-0589 | [18 empty] | GASKET | SPIRAL WOUND | TYPE |  | NOMINAL SIZE | 4 IN | INSIDE DIAMETER |  | OUTSIDE DIAMETER |  | THICKNESS |  | INNER RING INSIDE DIAMETER |  | OUTER RING OUTSIDE DIAMETER |  | FILLER MATERIAL |  | WINDING MATERIAL |  | INNER RING MATERIAL |  | OUTER RING MATERIAL |  | PRESSURE CLASS/RATING |  | TEMPERATURE RATING |  | HAZARD CLASS |  | CERTIFICATION/STANDARD | ANSI 900 | ADDITIONAL FEATURES
STP_009 - Lot4 | Data Enrichment | rmu |  | 2023-08-04 |  |  | 1350227 | 1350227 | EA | GASKET,SPW;NOM 50 MM,TABLE J |  |  | GASKET,SPIRAL WOUND;NOMINAL SIZE:50 MM,ADDITIONAL FEATURES EN:TABLE J,MNFR:01)BLKWOODS,PTNO:01)00705398 | 01)BLKWOODS,01)00705398,50 MM,01)TABLE J |  |  | BLACKWOODS | BLKWOODS | 00705398 | [18 empty] | GASKET | SPIRAL WOUND | TYPE |  | NOMINAL SIZE | 50 MM | INSIDE DIAMETER |  | OUTSIDE DIAMETER |  | THICKNESS |  | INNER RING INSIDE DIAMETER |  | OUTER RING OUTSIDE DIAMETER |  | FILLER MATERIAL |  | WINDING MATERIAL |  | INNER RING MATERIAL |  | OUTER RING MATERIAL |  | PRESSURE CLASS/RATING |  | TEMPERATURE RATING |  | HAZARD CLASS |  | CERTIFICATION/STANDARD |  | ADDITIONAL FEATURES | TABLE J
STP_009 - Lot4 | Data Enrichment | rmu |  | 2023-08-04 |  |  | 1277678 | 1277678 | EA | GASKET,SPW;NOM 6 IN,ANSI 900 |  |  | GASKET,SPIRAL WOUND;NOMINAL SIZE:6 IN,CERTIFICATION/STANDARD:ANSI 900,MNFR:01)J.BLACKWOOD AND SON LIMITED,PTNO:01)B0582-0591 | 01)J.BLACKWOOD & SON LIMITED,01)B0582-0591,6 IN,EN_01)ANSI 900 |  |  | J.BLACKWOOD AND SON LIMITED | J.BLACKWOOD AND SON LIMITED | B0582-0591 | [18 empty] | GASKET | SPIRAL WOUND | TYPE |  | NOMINAL SIZE | 6 IN | INSIDE DIAMETER |  | OUTSIDE DIAMETER |  | THICKNESS |  | INNER RING INSIDE DIAMETER |  | OUTER RING OUTSIDE DIAMETER |  | FILLER MATERIAL |  | WINDING MATERIAL |  | INNER RING MATERIAL |  | OUTER RING MATERIAL |  | PRESSURE CLASS/RATING |  | TEMPERATURE RATING |  | HAZARD CLASS |  | CERTIFICATION/STANDARD | ANSI 900 | ADDITIONAL FEATURES
STP_009 - Lot4 | Data Enrichment | rmu |  | 2023-08-04 |  |  | 1293696 | 1293696 | EA | GASKET,SPW;NOM 63 MM,THK 4.7 MM,ASA 150 |  |  | GASKET,SPIRAL WOUND;NOMINAL SIZE:63 MM,THICKNESS:4.7 MM,PRESSURE CLASS/RATING:ASA 150,ADDITIONAL FEATURES EN:SUIT CLASS 150 PIPE, ROUND,MNFR:01)FLXTALIC,PTNO:01)150.CG-2.5" | 01)FLXTALIC,01)150.CG-2.5",63 MM,4.7 MM,ASA 150,01)SUIT CLASS 150 PIPE, ROUND |  |  | FLXTALIC | FLXTALIC | 150.CG-2.5" | [18 empty] | GASKET | SPIRAL WOUND | TYPE |  | NOMINAL SIZE | 63 MM | INSIDE DIAMETER |  | OUTSIDE DIAMETER |  | THICKNESS | 4.7 MM | INNER RING INSIDE DIAMETER |  | OUTER RING OUTSIDE DIAMETER |  | FILLER MATERIAL |  | WINDING MATERIAL |  | INNER RING MATERIAL |  | OUTER RING MATERIAL |  | PRESSURE CLASS/RATING | ASA 150 | TEMPERATURE RATING |  | HAZARD CLASS |  | CERTIFICATION/STANDARD |  | ADDITIONAL FEATURES | SUIT CLASS 150 PIPE,ROUND
STP_009 - Lot4 | Data Enrichment | rmu |  | 2023-08-04 |  |  | 1353690 | 1353690 | EA | GASKET,SPW;NOM NB 100,THK 4.7 MM |  |  | GASKET,SPIRAL WOUND;NOMINAL SIZE:NB 100,THICKNESS:4.7 MM,PRESSURE CLASS/RATING:ASA 150 SP,MNFR:01)METAFLEX,PTNO:01)399-12-100-1 | 01)METAFLEX,01)399-12-100-1,NB 100,4.7 MM,ASA 150 SP |  |  | METAFLEX | METAFLEX | 399-12-100-1 | [18 empty] | GASKET | SPIRAL WOUND | TYPE |  | NOMINAL SIZE | NB 100 | INSIDE DIAMETER |  | OUTSIDE DIAMETER |  | THICKNESS | 4.7 MM | INNER RING INSIDE DIAMETER |  | OUTER RING OUTSIDE DIAMETER |  | FILLER MATERIAL |  | WINDING MATERIAL |  | INNER RING MATERIAL |  | OUTER RING MATERIAL |  | PRESSURE CLASS/RATING | ASA 150 SP | TEMPERATURE RATING |  | HAZARD CLASS |  | CERTIFICATION/STANDARD |  | ADDITIONAL FEATURES
STP_009 - Lot4 | Data Enrichment | rmu |  | 2023-08-04 |  |  | 1301722 | 1301722 | EA | GASKET,SPW;NOM NB 50,THK 4.7 MM,FLXTALIC |  |  | GASKET,SPIRAL WOUND;NOMINAL SIZE:NB 50,THICKNESS:4.7 MM,MNFR:01)FLXTALIC,PTNO:01)150.CG-2.0 IN | 01)FLXTALIC,01)150.CG-2.0 IN,NB 50,4.7 MM |  |  | FLXTALIC | FLXTALIC | 150.CG-2.0 IN | [18 empty] | GASKET | SPIRAL WOUND | TYPE |  | NOMINAL SIZE | NB 50 | INSIDE DIAMETER |  | OUTSIDE DIAMETER |  | THICKNESS | 4.7 MM | INNER RING INSIDE DIAMETER |  | OUTER RING OUTSIDE DIAMETER |  | FILLER MATERIAL |  | WINDING MATERIAL |  | INNER RING MATERIAL |  | OUTER RING MATERIAL |  | PRESSURE CLASS/RATING |  | TEMPERATURE RATING |  | HAZARD CLASS |  | CERTIFICATION/STANDARD |  | ADDITIONAL FEATURES
STP_009 - Lot4 | Data Enrichment | rmu |  | 2023-08-04 |  |  | 1319003 | 1319003 | EA | GASKET,SPW;S,IR ID 3-3/8 IN,OR OD 4 IN |  |  | GASKET,SPIRAL WOUND;TYPE:S,INNER RING INSIDE DIAMETER:3-3/8 IN,OUTER RING OUTSIDE DIAMETER:4 IN,FILLER MATERIAL:ASBESTOS,WINDING MATERIAL:STEEL,INNER RING MATERIAL:STEEL,OUTER RING MATERIAL:STEEL,ADDITIONAL FEATURES EN:OVAL,MNFR:01)BEP,PTNO:01)J11 | 01)BEP,01)J11,S,3-3/8 IN,4 IN,ASBESTOS,STEEL,STEEL,STEEL,01)OVAL |  |  | BEP | BEP | J11 | [18 empty] | GASKET | SPIRAL WOUND | TYPE | S | NOMINAL SIZE |  | INSIDE DIAMETER |  | OUTSIDE DIAMETER |  | THICKNESS |  | INNER RING INSIDE DIAMETER | 3-3/8 IN | OUTER RING OUTSIDE DIAMETER | 4 IN | FILLER MATERIAL | ASBESTOS | WINDING MATERIAL | STEEL | INNER RING MATERIAL | STEEL | OUTER RING MATERIAL | STEEL | PRESSURE CLASS/RATING |  | TEMPERATURE RATING |  | HAZARD CLASS |  | CERTIFICATION/STANDARD |  | ADDITIONAL FEATURES | OVAL
STP_009 - Lot4 | Data Enrichment | rmu |  | 2023-08-04 |  |  | 1301830 | 1301830 | EA | GASKET,SPW;SELF CENTERING,NOM 25 MM |  |  | GASKET,SPIRAL WOUND;TYPE:SELF CENTERING,NOMINAL SIZE:25 MM,THICKNESS:1.5 MM,FILLER MATERIAL:NON ASBESTOS FIBRE COMPRESSED, PRESSURE CLASS/RATING:ANSI 150,CERTIFICATION/STANDARD:ANSI/ASME B16.5, RING ANSI/ASME B16.21,MNFR:01)MRCGLOB,PTNO:01)1000034606 | 01)MRCGLOB,01)1000034606,SELF CENTERING,25 MM,1.5 MM,NON ASBESTOS FIBRE COMPRESSED,ANSI 150,EN_01)ANSI/ASME B16.5, RING AN |  |  | MRCGLOB | MRCGLOB | 1000034606 | [18 empty] | GASKET | SPIRAL WOUND | TYPE | SELF CENTERING | NOMINAL SIZE | 25 MM | INSIDE DIAMETER |  | OUTSIDE DIAMETER |  | THICKNESS | 1.5 MM | INNER RING INSIDE DIAMETER |  | OUTER RING OUTSIDE DIAMETER |  | FILLER MATERIAL | NON ASBESTOS FIBRE COMPRESSED | WINDING MATERIAL |  | INNER RING MATERIAL |  | OUTER RING MATERIAL |  | PRESSURE CLASS/RATING | ANSI 150 | TEMPERATURE RATING |  | HAZARD CLASS |  | CERTIFICATION/STANDARD | ANSI/ASME B16.5,RING ANSI/ASME B16.21 | ADDITIONAL FEATURES
STP_009 - Lot4 | Data Enrichment | rmu |  | 2023-08-04 |  |  | 1301829 | 1301829 | EA | GASKET,SPW;SELF CENTERING,NOM 50 MM |  |  | GASKET,SPIRAL WOUND;TYPE:SELF CENTERING,NOMINAL SIZE:50 MM,THICKNESS:1.5 MM,FILLER MATERIAL:NON ASBESTOS FIBRE COMPRESSED,INNER RING MATERIAL:ANSI/ASME B16.21,PRESSURE CLASS/RATING:ANSI 150,CERTIFICATION/STANDARD:ANSI/ASME B16.5,MNFR:01)MRCGLOB,PTNO:01) 1000034605 | 01)MRCGLOB,01)1000034605,SELF CENTERING,50 MM,1.5 MM,NON ASBESTOS FIBRE COMPRESSED,ANSI/ASME B16.21,ANSI 150,EN_01)ANSI/ASME B16.5 |  |  | MRCGLOB | MRCGLOB | 1000034605 | [18 empty] | GASKET | SPIRAL WOUND | TYPE | SELF CENTERING | NOMINAL SIZE | 50 MM | INSIDE DIAMETER |  | OUTSIDE DIAMETER |  | THICKNESS | 1.5 MM | INNER RING INSIDE DIAMETER |  | OUTER RING OUTSIDE DIAMETER |  | FILLER MATERIAL | NON ASBESTOS FIBRE COMPRESSED | WINDING MATERIAL |  | INNER RING MATERIAL | ANSI/ASME B16.21 | OUTER RING MATERIAL |  | PRESSURE CLASS/RATING | ANSI 150 | TEMPERATURE RATING |  | HAZARD CLASS |  | CERTIFICATION/STANDARD | ANSI/ASME B16.5 | ADDITIONAL FEATURES
STP_009 - Lot4 | Data Enrichment | rmu |  | 2023-08-04 |  |  | 1353691 | 1353691 | EA | GASKET,SPW;SG,NOM 100 MM,THK 4.7 MM |  |  | GASKET,SPIRAL WOUND;TYPE:SG,NOMINAL SIZE:100 MM,THICKNESS:4.7 MM,PRESSURE CLASS/RATING:ASA 300,MNFR:01)METAFLEX,PTNO:01)399-12- 100-2 | 01)METAFLEX,01)399-12-100-2,SG,100 MM,4.7 MM,ASA 300 |  |  | METAFLEX | METAFLEX | 399-12- 100-2 | [18 empty] | GASKET | SPIRAL WOUND | TYPE | SG | NOMINAL SIZE | 100 MM | INSIDE DIAMETER |  | OUTSIDE DIAMETER |  | THICKNESS | 4.7 MM | INNER RING INSIDE DIAMETER |  | OUTER RING OUTSIDE DIAMETER |  | FILLER MATERIAL |  | WINDING MATERIAL |  | INNER RING MATERIAL |  | OUTER RING MATERIAL |  | PRESSURE CLASS/RATING | ASA 300 | TEMPERATURE RATING |  | HAZARD CLASS |  | CERTIFICATION/STANDARD |  | ADDITIONAL FEATURES
STP_009 - Lot4 | Data Enrichment | rmu |  | 2023-08-04 |  |  | 1294120 | 1294120 | EA | GASKET,SPW;SG,NOM 80 MM,THK 4.7 MM |  |  | GASKET,SPIRAL WOUND;TYPE:SG,NOMINAL SIZE:80 MM,THICKNESS:4.7 MM,FILLER MATERIAL:GRAPHITE,INNER RING MATERIAL:STAINLESS STEEL 316, OUTER RING MATERIAL:CARBON STEEL,PRESSURE CLASS/RATING:ASA 300/600,MNFR:01)METAFLEX,PTNO:01)399-12-080-2 | 01)METAFLEX,01)399-12-080-2,SG,80 MM,4.7 MM,GRAPHITE,STAINLESS STEEL 316,CARBON STEEL,ASA 300/600 |  |  | METAFLEX | METAFLEX | 399-12-080-2 | [18 empty] | GASKET | SPIRAL WOUND | TYPE | SG | NOMINAL SIZE | 80 MM | INSIDE DIAMETER |  | OUTSIDE DIAMETER |  | THICKNESS | 4.7 MM | INNER RING INSIDE DIAMETER |  | OUTER RING OUTSIDE DIAMETER |  | FILLER MATERIAL | GRAPHITE | WINDING MATERIAL |  | INNER RING MATERIAL | STAINLESS STEEL 316 | OUTER RING MATERIAL | CARBON STEEL | PRESSURE CLASS/RATING | ASA 300/600 | TEMPERATURE RATING |  | HAZARD CLASS |  | CERTIFICATION/STANDARD |  | ADDITIONAL FEATURES
STP_009 - Lot4 | Data Enrichment | rmu |  | 2023-08-04 |  |  | 1278022 | 1278022 | EA | GASKET,SPW;THK 4.5 MM,STAINLESS STEEL |  |  | GASKET,SPIRAL WOUND;THICKNESS:4.5 MM,INNER RING MATERIAL:STAINLESS STEEL,OUTER RING MATERIAL:CARBON,MNFR:01)TOTALSEAL GROUP AUSTRALIA,PTNO:01)TQR DN200PN63TO DN2564 | 01)TOTALSEAL GROUP AUSTRALIA,01)TQR DN200PN63TO DN2564,4.5 MM,STAINLESS STEEL,CARBON |  |  | TOTALSEAL GROUP AUSTRALIA | TOTALSEAL GROUP AUSTRALIA | TQR DN200PN63TO DN2564 | [18 empty] | GASKET | SPIRAL WOUND | TYPE |  | NOMINAL SIZE |  | INSIDE DIAMETER |  | OUTSIDE DIAMETER |  | THICKNESS | 4.5 MM | INNER RING INSIDE DIAMETER |  | OUTER RING OUTSIDE DIAMETER |  | FILLER MATERIAL |  | WINDING MATERIAL |  | INNER RING MATERIAL | STAINLESS STEEL | OUTER RING MATERIAL | CARBON | PRESSURE CLASS/RATING |  | TEMPERATURE RATING |  | HAZARD CLASS |  | CERTIFICATION/STANDARD |  | ADDITIONAL FEATURES
STP_009 - Lot4 | Data Enrichment | rmu |  | 2023-08-04 |  |  | 1278029 | 1278029 | EA | GASKET,SPW;THK 4.5 MM,STAINLESS STEEL |  |  | GASKET,SPIRAL WOUND;THICKNESS:4.5 MM,INNER RING MATERIAL:STAINLESS STEEL,OUTER RING MATERIAL:CARBON,MNFR:01)TOTALSEAL GROUP AUSTRALIA,PTNO:01)TQR DN175PN160 TO DIN 2548 | 01)TOTALSEAL GROUP AUSTRALIA,01)TQR DN175PN160 TO DIN 2548,4.5 MM,STAINLESS STEEL,CARBON |  |  | TOTALSEAL GROUP AUSTRALIA | TOTALSEAL GROUP AUSTRALIA | TQR DN175PN160 TO DIN 2548 | [18 empty] | GASKET | SPIRAL WOUND | TYPE |  | NOMINAL SIZE |  | INSIDE DIAMETER |  | OUTSIDE DIAMETER |  | THICKNESS | 4.5 MM | INNER RING INSIDE DIAMETER |  | OUTER RING OUTSIDE DIAMETER |  | FILLER MATERIAL |  | WINDING MATERIAL |  | INNER RING MATERIAL | STAINLESS STEEL | OUTER RING MATERIAL | CARBON | PRESSURE CLASS/RATING |  | TEMPERATURE RATING |  | HAZARD CLASS |  | CERTIFICATION/STANDARD |  | ADDITIONAL FEATURES