## Sheet1
Project | Activities | Production User | Production Comments | Start Date | End Date | Remarks | Griha ID | MATNR | MEINS | MAKTX_EN | MAKTX_ES | MAKTX_FR | TEXT_EN | Class_Char_Catted | MFRPN | MFRNR | MFRNR DES | MNFR | PTNO | Verified MNFR from web | MNFR 1 | PTNO 1 | MNFR 2 | PTNO 2 | Reference URL | Reference URL1 | Item Number | Equipment Type | Equipment Manufacturer | Equipment Model | Equipment Serial | DWG | DRAWING VERSION | POS/TAG | Unused Text | Enriched/Cleansed | UNSPSC Ver.23.07 | Noun | Modifier | Attribute Name 1 | Attribute Value 1 | Attribute Name 2 | Attribute Value 2 | Attribute Name 3 | Attribute Value 3 | Attribute Name 4 | Attribute Value 4 | Attribute Name 5 | Attribute Value 5 | Attribute Name 6 | Attribute Value 6 | Attribute Name 7 | Attribute Value 7 | Attribute Name 8 | Attribute Value 8 | Attribute Name 9 | Attribute Value 9 | Attribute Name 10 | Attribute Value 10 | Attribute Name 11 | Attribute Value 11 | Attribute Name 12 | Attribute Value 12 | Attribute Name 13 | Attribute Value 13 | Attribute Name 14 | Attribute Value 14 | Attribute Name 15 | Attribute Value 15 | Attribute Name 16 | Attribute Value 16 | Attribute Name 17 | Attribute Value 17 | Attribute Name 18 | Attribute Value 18 | Attribute Name 19 | Attribute Value 19 | Attribute Name 20 | Attribute Value 20 | Attribute Name 21 | Attribute Value 21 | Attribute Name 22 | Attribute Value 22 | Attribute Name 23 | Attribute Value 23 | Attribute Name 24 | Attribute Value 24 | Attribute Name 25 | Attribute Value 25 | Attribute Name 26 | Attribute Value 26 | Attribute Name 27 | Attribute Value 27 | Attribute Name 28 | Attribute Value 28 | Attribute Name 29 | Attribute Value 29 | Attribute Name 30 | Attribute Value 30 | Attribute Name 31 | Attribute Value 31 | Attribute Name 32 | Attribute Value 32 | Attribute Name 33 | Attribute Value 33 | Attribute Name 34 | Attribute Value 34 | Attribute Name 35 | Attribute Value 35 | Attribute Name 36 | Attribute Value 36 | Remaining_Information
STP_009 - Lot4 | Data Enrichment | SZU |  | 2023-08-07 |  |  | 1290940 | 1290940 | EA | COIL,COOLNG;A/C, EVAPORATOR,ELEC, 16T |  |  | COIL,COOLING;TYPE:AIR CONDITIONER, EVAPORATOR,ADDITIONAL FEATURES EN:ELECTRICAL, 16T,MNFR:01)ADAPLIFT,PTNO:01)4003090 | AIR CONDITIONER, EVAPORATOR,01)ELECTRICAL, 16T,01)ADAPLIFT,01)4003090 |  |  | ADAPLIFT | ADAPLIFT | 4003090 | [18 empty] | COIL | COOLING | TYPE | AIR CONDITIONER,EVAPORATOR | DIAMETER |  | MEDIUM |  | MATERIAL |  | HAZARD CLASS |  | CERTIFICATION/STANDARD |  | ADDITIONAL FEATURES | ELECTRICAL,16T
STP_009 - Lot4 | Data Enrichment | SZU |  | 2023-08-07 |  |  | 1302585 | 1302585 | EA | COIL,COOLNG;AIR DRIER CONDENSER,COMPAIR |  |  | COIL,COOLING;TYPE:AIR DRIER CONDENSER,MNFR:01)COMPAIR,PTNO:01)A114318 | AIR DRIER CONDENSER,01)COMPAIR,01)A114318 |  |  | COMPAIR | COMPAIR | A114318 | [18 empty] | COIL | COOLING | TYPE | AIR DRIER CONDENSER | DIAMETER |  | MEDIUM |  | MATERIAL |  | HAZARD CLASS |  | CERTIFICATION/STANDARD |  | ADDITIONAL FEATURES
STP_009 - Lot4 | Data Enrichment | SZU |  | 2023-08-07 |  |  | 1298921 | 1298921 | EA | COIL,ELEC;100-120 V AC,50HZ,GOYEN |  |  | COIL,ELECTRICAL;VOLTAGE RATING:100-120 V AC,ADDITIONAL FEATURES EN:50HZ,MNFR:01)GOYEN,PTNO:01)G601207-103 | EN_01)100-120 V AC,01)50HZ,01)GOYEN,01)G601207-103 |  |  | GOYEN | GOYEN | G601207-103 | [18 empty] | COIL | ELECTRICAL | TYPE |  | SIZE |  | VOLTAGE RATING | 100-120 V AC | CURRENT RATING |  | TEMPERATURE RATING |  | INSULATION CLASS |  | HAZARD CLASS |  | CERTIFICATION/STANDARD |  | ADDITIONAL FEATURES | 50HZ
STP_009 - Lot4 | Data Enrichment | SZU |  | 2023-08-07 |  |  | 1344586 | 1344586 | EA | COIL,ELEC;110 MM,FUELOPASS AND CHIP |  |  | COIL,ELECTRICAL;SIZE:110 MM,ADDITIONAL FEATURES EN:FUELOPASS AND CHIP,MNFR:01)BANLAW,PTNO:01)BFTC110 | 110 MM,01)FUELOPASS AND CHIP,01)BANLAW,01)BFTC110 |  |  | BANLAW | BANLAW | BFTC110 | [18 empty] | COIL | ELECTRICAL | TYPE |  | SIZE | 110 MM | VOLTAGE RATING |  | CURRENT RATING |  | TEMPERATURE RATING |  | INSULATION CLASS |  | HAZARD CLASS |  | CERTIFICATION/STANDARD |  | ADDITIONAL FEATURES | FUELOPASS AND CHIP
STP_009 - Lot4 | Data Enrichment | SZU |  | 2023-08-07 |  |  | 1318821 | 1318821 | EA | COIL,ELEC;110 V |  |  | COIL,ELECTRICAL;VOLTAGE RATING:110 V,ADDITIONAL FEATURES EN:50HZ 4420 WITH ARMATURE,BRACKET AND CLIP,MNFR:01)SMC,PTNO:01)A.01-03 | EN_01)110 V,01)50HZ 4420 WITH ARMATURE,BRA,01)SMC,01)A.01-03 |  |  | SMC CORPORATION (AUST) PTY LTD | SMC | A.01-03 | [18 empty] | COIL | ELECTRICAL | TYPE |  | SIZE |  | VOLTAGE RATING | 110 V | CURRENT RATING |  | TEMPERATURE RATING |  | INSULATION CLASS |  | HAZARD CLASS |  | CERTIFICATION/STANDARD |  | ADDITIONAL FEATURES | 50HZ 4420 WITH ARMATURE,BRACKET AND CLIP
STP_009 - Lot4 | Data Enrichment | SZU |  | 2023-08-07 |  |  | 1298809 | 1298809 | EA | COIL,ELEC;110 V AC,4WE6 DIRECTIONA |  |  | COIL,ELECTRICAL;VOLTAGE RATING:110 V AC,ADDITIONAL FEATURES EN:4WE6 DIRECTIONA,MNFR:01)REXROTH,PTNO:01)20175 L4000 | EN_01)110 V AC,01)4WE6 DIRECTIONA,01)REXROTH,01)20175 L4000 |  |  | REXROTH | REXROTH | 20175 L4000 | [18 empty] | COIL | ELECTRICAL | TYPE |  | SIZE |  | VOLTAGE RATING | 110 V AC | CURRENT RATING |  | TEMPERATURE RATING |  | INSULATION CLASS |  | HAZARD CLASS |  | CERTIFICATION/STANDARD |  | ADDITIONAL FEATURES | 4WE6 DIRECTIONA
STP_009 - Lot4 | Data Enrichment | SZU |  | 2023-08-07 |  |  | 1381398 | 1381398 | EA | COIL,ELEC;110 V AC,50HZ, 10.5W,AUTOSWIT |  |  | COIL,ELECTRICAL;VOLTAGE RATING:110 V AC,ADDITIONAL FEATURES EN:50HZ, 10.5W,MNFR:01)AUTOSWIT,PTNO:01)27-462-1D | EN_01)110 V AC,01)50HZ, 10.5W,01)AUTOSWIT,01)27-462-1D |  |  | AUTOSWIT | AUTOSWIT | 27-462-1D | [18 empty] | COIL | ELECTRICAL | TYPE |  | SIZE |  | VOLTAGE RATING | 110 V AC | CURRENT RATING |  | TEMPERATURE RATING |  | INSULATION CLASS |  | HAZARD CLASS |  | CERTIFICATION/STANDARD |  | ADDITIONAL FEATURES | 50HZ,10.5W
STP_009 - Lot4 | Data Enrichment | SZU |  | 2023-08-07 |  |  | 1232554 | 1232554 | EA | COIL,ELEC;110 V AC,50HZ, SIZES 3 4 |  |  | COIL,ELECTRICAL;VOLTAGE RATING:110 V AC,ADDITIONAL FEATURES EN:50HZ, SIZES 3 AND 4,MNFR:01)CUTLERHM,PTNO:01)006-674-3CP | EN_01)110 V AC,01)50HZ, SIZES 3 & 4,01)CUTLERHM,01)006-674-3CP |  |  | CUTLERHM | CUTLERHM | 006-674-3CP | [18 empty] | COIL | ELECTRICAL | TYPE |  | SIZE |  | VOLTAGE RATING | 110 V AC | CURRENT RATING |  | TEMPERATURE RATING |  | INSULATION CLASS |  | HAZARD CLASS |  | CERTIFICATION/STANDARD |  | ADDITIONAL FEATURES | 50HZ,SIZES 3 AND 4
STP_009 - Lot4 | Data Enrichment | SZU |  | 2023-08-07 |  |  | 1349162 | 1349162 | EA | COIL,ELEC;110 V AC,50HZ,KLOCKNER |  |  | COIL,ELECTRICAL;VOLTAGE RATING:110 V AC,ADDITIONAL FEATURES EN:50HZ,MNFR:01)KLOCKNER,PTNO:01)J-DIL0M-110VAC | EN_01)110 V AC,01)50HZ,01)KLOCKNER,01)J-DIL0M-110VAC |  |  | KLOCKNER | KLOCKNER | J-DIL0M-110VAC | [18 empty] | COIL | ELECTRICAL | TYPE |  | SIZE |  | VOLTAGE RATING | 110 V AC | CURRENT RATING |  | TEMPERATURE RATING |  | INSULATION CLASS |  | HAZARD CLASS |  | CERTIFICATION/STANDARD |  | ADDITIONAL FEATURES | 50HZ
STP_009 - Lot4 | Data Enrichment | SZU |  | 2023-08-07 |  |  | 1349209 | 1349209 | EA | COIL,ELEC;110 V AC,50HZ,KLOCKNER |  |  | COIL,ELECTRICAL;VOLTAGE RATING:110 V AC,ADDITIONAL FEATURES EN:50HZ,MNFR:01)KLOCKNER,PTNO:01)J-DIL00M-110VAC | EN_01)110 V AC,01)50HZ,01)KLOCKNER,01)J-DIL00M-110VAC |  |  | KLOCKNER | KLOCKNER | J-DIL00M-110VAC | [18 empty] | COIL | ELECTRICAL | TYPE |  | SIZE |  | VOLTAGE RATING | 110 V AC | CURRENT RATING |  | TEMPERATURE RATING |  | INSULATION CLASS |  | HAZARD CLASS |  | CERTIFICATION/STANDARD |  | ADDITIONAL FEATURES | 50HZ
STP_009 - Lot4 | Data Enrichment | SZU |  | 2023-08-07 |  |  | 1351938 | 1351938 | EA | COIL,ELEC;110 V AC,50HZ,KLOCKNER |  |  | COIL,ELECTRICAL;VOLTAGE RATING:110 V AC,ADDITIONAL FEATURES EN:50HZ,MNFR:01)KLOCKNER,PTNO:01)J-DIL1M-110VAC | EN_01)110 V AC,01)50HZ,01)KLOCKNER,01)J-DIL1M-110VAC |  |  | KLOCKNER | KLOCKNER | J-DIL1M-110VAC | [18 empty] | COIL | ELECTRICAL | TYPE |  | SIZE |  | VOLTAGE RATING | 110 V AC | CURRENT RATING |  | TEMPERATURE RATING |  | INSULATION CLASS |  | HAZARD CLASS |  | CERTIFICATION/STANDARD |  | ADDITIONAL FEATURES | 50HZ
STP_009 - Lot4 | Data Enrichment | SZU |  | 2023-08-07 |  |  | 1351939 | 1351939 | EA | COIL,ELEC;110 V AC,50HZ,KLOCKNER |  |  | COIL,ELECTRICAL;VOLTAGE RATING:110 V AC,ADDITIONAL FEATURES EN:50HZ,MNFR:01)KLOCKNER,PTNO:01)J-DIL4M-110VAC | EN_01)110 V AC,01)50HZ,01)KLOCKNER,01)J-DIL4M-110VAC |  |  | KLOCKNER | KLOCKNER | J-DIL4M-110VAC | [18 empty] | COIL | ELECTRICAL | TYPE |  | SIZE |  | VOLTAGE RATING | 110 V AC | CURRENT RATING |  | TEMPERATURE RATING |  | INSULATION CLASS |  | HAZARD CLASS |  | CERTIFICATION/STANDARD |  | ADDITIONAL FEATURES | 50HZ
STP_009 - Lot4 | Data Enrichment | SZU |  | 2023-08-07 |  |  | 1298972 | 1298972 | EA | COIL,ELEC;110 V AC,OIL, 15.4W, 50HZ |  |  | COIL,ELECTRICAL;VOLTAGE RATING:110 V AC,ADDITIONAL FEATURES EN:OIL, 15.4W, 50HZ,MNFR:01)AUTOSWIT,PTNO:01)96-817-1D | EN_01)110 V AC,01)OIL, 15.4W, 50HZ,01)AUTOSWIT,01)96-817-1D |  |  | AUTOSWIT | AUTOSWIT | 96-817-1D | [18 empty] | COIL | ELECTRICAL | TYPE |  | SIZE |  | VOLTAGE RATING | 110 V AC | CURRENT RATING |  | TEMPERATURE RATING |  | INSULATION CLASS |  | HAZARD CLASS |  | CERTIFICATION/STANDARD |  | ADDITIONAL FEATURES | OIL,15.4W,50HZ
STP_009 - Lot4 | Data Enrichment | SZU |  | 2023-08-07 |  |  | 1380813 | 1380813 | EA | COIL,ELEC;110 V AC,SEE 225241,SPRECHER |  |  | COIL,ELECTRICAL;VOLTAGE RATING:110 V AC,ADDITIONAL FEATURES EN:SEE 225241,MNFR:01)SPRECHER,PTNO:01)CAC1-150110VAC | EN_01)110 V AC,01)SEE 225241,01)SPRECHER,01)CAC1-150110VAC |  |  | SPRECHER | SPRECHER | CAC1-150110VAC | [18 empty] | COIL | ELECTRICAL | TYPE |  | SIZE |  | VOLTAGE RATING | 110 V AC | CURRENT RATING |  | TEMPERATURE RATING |  | INSULATION CLASS |  | HAZARD CLASS |  | CERTIFICATION/STANDARD |  | ADDITIONAL FEATURES | SEE 225241
STP_009 - Lot4 | Data Enrichment | SZU |  | 2023-08-07 |  |  | 1298746 | 1298746 | EA | COIL,ELEC;110 V AC,SHUNT TRIP, XS12 |  |  | COIL,ELECTRICAL;VOLTAGE RATING:110 V AC,ADDITIONAL FEATURES EN:SHUNT TRIP, XS12,MNFR:01)TERASAKI,PTNO:01)2H1935BAC | EN_01)110 V AC,01)SHUNT TRIP, XS12,01)TERASAKI,01)2H1935BAC |  |  | TERASAKI | TERASAKI | 2H1935BAC | [18 empty] | COIL | ELECTRICAL | TYPE |  | SIZE |  | VOLTAGE RATING | 110 V AC | CURRENT RATING |  | TEMPERATURE RATING |  | INSULATION CLASS |  | HAZARD CLASS |  | CERTIFICATION/STANDARD |  | ADDITIONAL FEATURES | SHUNT TRIP,XS12
STP_009 - Lot4 | Data Enrichment | SZU |  | 2023-08-07 |  |  | 1298827 | 1298827 | EA | COIL,ELEC;110 V AC,VP4150-103D,SMC |  |  | COIL,ELECTRICAL;VOLTAGE RATING:110 V AC,ADDITIONAL FEATURES EN:VP4150-103D,MNFR:01)SMC,PTNO:01)VT-3112-003G | EN_01)110 V AC,01)VP4150-103D,01)SMC,01)VT-3112-003G |  |  | SMC CORPORATION (AUST) PTY LTD | SMC | VT-3112-003G | [18 empty] | COIL | ELECTRICAL | TYPE |  | SIZE |  | VOLTAGE RATING | 110 V AC | CURRENT RATING |  | TEMPERATURE RATING |  | INSULATION CLASS |  | HAZARD CLASS |  | CERTIFICATION/STANDARD |  | ADDITIONAL FEATURES | VP4150-103D
STP_009 - Lot4 | Data Enrichment | SZU |  | 2023-08-07 |  |  | 1298800 | 1298800 | EA | COIL,ELEC;110 V AC,WEV42C10 DI,MECMAN |  |  | COIL,ELECTRICAL;VOLTAGE RATING:110 V AC,ADDITIONAL FEATURES EN:WEV42C10 DI,MNFR:01)MECMAN,PTNO:01)KVM35H322 110VDC | EN_01)110 V AC,01)WEV42C10 DI,01)MECMAN,01)KVM35H322 110VDC |  |  | MECMAN | MECMAN | KVM35H322 110VDC | [18 empty] | COIL | ELECTRICAL | TYPE |  | SIZE |  | VOLTAGE RATING | 110 V AC | CURRENT RATING |  | TEMPERATURE RATING |  | INSULATION CLASS |  | HAZARD CLASS |  | CERTIFICATION/STANDARD |  | ADDITIONAL FEATURES | WEV42C10 DI
STP_009 - Lot4 | Data Enrichment | SZU |  | 2023-08-07 |  |  | 1298801 | 1298801 | EA | COIL,ELEC;110 V DC,WPES1AG1.4,MECMAN |  |  | COIL,ELECTRICAL;VOLTAGE RATING:110 V DC,ADDITIONAL FEATURES EN:WPES1AG1.4,MNFR:01)MECMAN,PTNO:01)11284 110VDC | EN_01)110 V DC,01)WPES1AG1.4,01)MECMAN,01)11284 110VDC |  |  | MECMAN | MECMAN | 11284 110VDC | [18 empty] | COIL | ELECTRICAL | TYPE |  | SIZE |  | VOLTAGE RATING | 110 V DC | CURRENT RATING |  | TEMPERATURE RATING |  | INSULATION CLASS |  | HAZARD CLASS |  | CERTIFICATION/STANDARD |  | ADDITIONAL FEATURES | WPES1AG1.4
STP_009 - Lot4 | Data Enrichment | SZU |  | 2023-08-07 |  |  | 1348422 | 1348422 | EA | COIL,ELEC;110 V,50HZ |  |  | COIL,ELECTRICAL;VOLTAGE RATING:110 V,ADDITIONAL FEATURES EN:50HZ,MNFR:01)MAXAM,PTNO:01)7047D00290/E | EN_01)110 V,01)50HZ,01)MAXAM,01)7047D00290/E |  |  | MAXAM | MAXAM | 7047D00290/E | [18 empty] | COIL | ELECTRICAL | TYPE |  | SIZE |  | VOLTAGE RATING | 110 V | CURRENT RATING |  | TEMPERATURE RATING |  | INSULATION CLASS |  | HAZARD CLASS |  | CERTIFICATION/STANDARD |  | ADDITIONAL FEATURES | 50HZ
STP_009 - Lot4 | Data Enrichment | SZU |  | 2023-08-07 |  |  | 1380802 | 1380802 | EA | COIL,ELEC;110 V,50HZ |  |  | COIL,ELECTRICAL;VOLTAGE RATING:110 V,ADDITIONAL FEATURES EN:50HZ,MNFR:01)PONGRASS,PTNO:01)SS1-3123-4.110V50HZ(COIL) | EN_01)110 V,01)50HZ,01)PONGRASS,01)SS1-3123-4.110V50HZ(COIL) |  |  | PONGRASS | PONGRASS | SS1-3123-4.110V50HZ(COIL) | [18 empty] | COIL | ELECTRICAL | TYPE |  | SIZE |  | VOLTAGE RATING | 110 V | CURRENT RATING |  | TEMPERATURE RATING |  | INSULATION CLASS |  | HAZARD CLASS |  | CERTIFICATION/STANDARD |  | ADDITIONAL FEATURES | 50HZ
STP_009 - Lot4 | Data Enrichment | SZU |  | 2023-08-07 |  |  | 1381383 | 1381383 | EA | COIL,ELEC;110 V,50HZ, Q/05-23 |  |  | COIL,ELECTRICAL;VOLTAGE RATING:110 V,ADDITIONAL FEATURES EN:50HZ, Q/05-23,MNFR:01)BRELAY,PTNO:01)T373-36 | EN_01)110 V,01)50HZ, Q/05-23,01)BRELAY,01)T373-36 |  |  | BRELAY | BRELAY | T373-36 | [18 empty] | COIL | ELECTRICAL | TYPE |  | SIZE |  | VOLTAGE RATING | 110 V | CURRENT RATING |  | TEMPERATURE RATING |  | INSULATION CLASS |  | HAZARD CLASS |  | CERTIFICATION/STANDARD |  | ADDITIONAL FEATURES | 50HZ,Q/05-23
STP_009 - Lot4 | Data Enrichment | SZU |  | 2023-08-07 |  |  | 1381382 | 1381382 | EA | COIL,ELEC;110 V,50HZ, Q/05-2HP |  |  | COIL,ELECTRICAL;VOLTAGE RATING:110 V,ADDITIONAL FEATURES EN:50HZ, Q/05-2HP,MNFR:01)BRELAY,PTNO:01)T373-58 | EN_01)110 V,01)50HZ, Q/05-2HP,01)BRELAY,01)T373-58 |  |  | BRELAY | BRELAY | T373-58 | [18 empty] | COIL | ELECTRICAL | TYPE |  | SIZE |  | VOLTAGE RATING | 110 V | CURRENT RATING |  | TEMPERATURE RATING |  | INSULATION CLASS |  | HAZARD CLASS |  | CERTIFICATION/STANDARD |  | ADDITIONAL FEATURES | 50HZ,Q/05-2HP
STP_009 - Lot4 | Data Enrichment | SZU |  | 2023-08-07 |  |  | 1351432 | 1351432 | EA | COIL,ELEC;110 V,50HZ,SPRECHER |  |  | COIL,ELECTRICAL;VOLTAGE RATING:110 V,ADDITIONAL FEATURES EN:50HZ,MNFR:01)SPRECHER,PTNO:01)CA116-COIL-110 | EN_01)110 V,01)50HZ,01)SPRECHER,01)CA116-COIL-110 |  |  | SPRECHER | SPRECHER | CA116-COIL-110 | [18 empty] | COIL | ELECTRICAL | TYPE |  | SIZE |  | VOLTAGE RATING | 110 V | CURRENT RATING |  | TEMPERATURE RATING |  | INSULATION CLASS |  | HAZARD CLASS |  | CERTIFICATION/STANDARD |  | ADDITIONAL FEATURES | 50HZ
STP_009 - Lot4 | Data Enrichment | SZU |  | 2023-08-07 |  |  | 1349401 | 1349401 | EA | COIL,ELEC;110 VAC |  |  | COIL,ELECTRICAL;VOLTAGE RATING:110 VAC,MNFR:01)COMPAIR,PTNO:01)2EVIDE | EN_01)110 VAC,01)COMPAIR,01)2EVIDE |  |  | COMPAIR | COMPAIR | 2EVIDE | [18 empty] | COIL | ELECTRICAL | TYPE |  | SIZE |  | VOLTAGE RATING | 110 VAC | CURRENT RATING |  | TEMPERATURE RATING |  | INSULATION CLASS |  | HAZARD CLASS |  | CERTIFICATION/STANDARD |  | ADDITIONAL FEATURES
STP_009 - Lot4 | Data Enrichment | SZU |  | 2023-08-07 |  |  | 1354687 | 1354687 | EA | COIL,ELEC;110 VAC |  |  | COIL,ELECTRICAL;VOLTAGE RATING:110 VAC,ADDITIONAL FEATURES EN:SCC, 50HZ, BM04 LRS ELECTRODE,MNFR:01)CSEUNISE,PTNO:01) 02FPL8601550R0064 | EN_01)110 VAC,01)SCC, 50HZ, BM04 LRS ELECTRO,01)CSEUNISE,01)02FPL8601550R0064 |  |  | CSEUNISE | CSEUNISE | 02FPL8601550R0064 | [18 empty] | COIL | ELECTRICAL | TYPE |  | SIZE |  | VOLTAGE RATING | 110 VAC | CURRENT RATING |  | TEMPERATURE RATING |  | INSULATION CLASS |  | HAZARD CLASS |  | CERTIFICATION/STANDARD |  | ADDITIONAL FEATURES | SCC,50HZ,BM04 LRS ELECTRODE
STP_009 - Lot4 | Data Enrichment | SZU |  | 2023-08-07 |  |  | 1237911 | 1237911 | EA | COIL,ELEC;110 VAC |  |  | COIL,ELECTRICAL;VOLTAGE RATING:110 VAC,MNFR:01)CNW,PTNO:01)CMR7110VA,MNFR:02)SPRECHER,PTNO:02)CMR7-110VAC | EN_01)110 VAC,01)CNW,02)SPRECHER,01)CMR7110VA,02)CMR7-110VAC |  |  | SPRECHER | CNW | CMR7110VA |  | SPRECHER | CMR7-110VAC | [15 empty] | COIL | ELECTRICAL | TYPE |  | SIZE |  | VOLTAGE RATING | 110 VAC | CURRENT RATING |  | TEMPERATURE RATING |  | INSULATION CLASS |  | HAZARD CLASS |  | CERTIFICATION/STANDARD |  | ADDITIONAL FEATURES
STP_009 - Lot4 | Data Enrichment | SZU |  | 2023-08-07 |  |  | 1319789 | 1319789 | EA | COIL,ELEC;110 VAC |  |  | COIL,ELECTRICAL;VOLTAGE RATING:110 VAC,MNFR:01)AUSLEC,PTNO:01)4S-SCAC6-300110V,MNFR:02)SPRECHER,PTNO:02)CAC6-300-EI 110VAC | EN_01)110 VAC,01)AUSLEC,02)SPRECHER,01)4S-SCAC6-300110V,02)CAC6-300-EI 110VAC |  |  | SPRECHER | AUSLEC | 4S-SCAC6-300110V |  | SPRECHER | CAC6-300-EI 110VAC | [15 empty] | COIL | ELECTRICAL | TYPE |  | SIZE |  | VOLTAGE RATING | 110 VAC | CURRENT RATING |  | TEMPERATURE RATING |  | INSULATION CLASS |  | HAZARD CLASS |  | CERTIFICATION/STANDARD |  | ADDITIONAL FEATURES
STP_009 - Lot4 | Data Enrichment | SZU |  | 2023-08-07 |  |  | 1344604 | 1344604 | EA | COIL,ELEC;110 VAC |  |  | COIL,ELECTRICAL;VOLTAGE RATING:110 VAC,MNFR:01)SPRECHER,PTNO:01)CA73000110VAC | EN_01)110 VAC,01)SPRECHER,01)CA73000110VAC |  |  | SPRECHER | SPRECHER | CA73000110VAC | [18 empty] | COIL | ELECTRICAL | TYPE |  | SIZE |  | VOLTAGE RATING | 110 VAC | CURRENT RATING |  | TEMPERATURE RATING |  | INSULATION CLASS |  | HAZARD CLASS |  | CERTIFICATION/STANDARD |  | ADDITIONAL FEATURES
STP_009 - Lot4 | Data Enrichment | SZU |  | 2023-08-07 |  |  | 1349154 | 1349154 | EA | COIL,ELEC;110 VAC |  |  | COIL,ELECTRICAL;VOLTAGE RATING:110 VAC,MNFR:01)CNW,PTNO:01)TELLX1-FH1102,MNFR:02)TELEMEC,PTNO:02)LX1-FH1102 | EN_01)110 VAC,01)CNW,02)TELEMEC,01)TELLX1-FH1102,02)LX1-FH1102 |  |  | TELEMEC | CNW | TELLX1-FH1102 |  | TELEMEC | LX1-FH1102 | [15 empty] | COIL | ELECTRICAL | TYPE |  | SIZE |  | VOLTAGE RATING | 110 VAC | CURRENT RATING |  | TEMPERATURE RATING |  | INSULATION CLASS |  | HAZARD CLASS |  | CERTIFICATION/STANDARD |  | ADDITIONAL FEATURES
STP_009 - Lot4 | Data Enrichment | SZU |  | 2023-08-07 |  |  | 1350202 | 1350202 | EA | COIL,ELEC;110 VAC |  |  | COIL,ELECTRICAL;VOLTAGE RATING:110 VAC,MNFR:01)TELEMEC,PTNO:01)LX1-FF-110 | EN_01)110 VAC,01)TELEMEC,01)LX1-FF-110 |  |  | TELEMEC | TELEMEC | LX1-FF-110 | [18 empty] | COIL | ELECTRICAL | TYPE |  | SIZE |  | VOLTAGE RATING | 110 VAC | CURRENT RATING |  | TEMPERATURE RATING |  | INSULATION CLASS |  | HAZARD CLASS |  | CERTIFICATION/STANDARD |  | ADDITIONAL FEATURES
STP_009 - Lot4 | Data Enrichment | SZU |  | 2023-08-07 |  |  | 1380814 | 1380814 | EA | COIL,ELEC;110 VAC 50 HZ,MEDIA FIL,AMIAD |  |  | COIL,ELECTRICAL;VOLTAGE RATING:110 VAC 50 HZ,ADDITIONAL FEATURES EN:MEDIA FIL,MNFR:01)AMIAD,PTNO:01)D-SCO320-A18 | EN_01)110 VAC 50 HZ,01)MEDIA FIL,01)AMIAD,01)D-SCO320-A18 |  |  | AMIAD | AMIAD | D-SCO320-A18 | [18 empty] | COIL | ELECTRICAL | TYPE |  | SIZE |  | VOLTAGE RATING | 110 VAC 50 HZ | CURRENT RATING |  | TEMPERATURE RATING |  | INSULATION CLASS |  | HAZARD CLASS |  | CERTIFICATION/STANDARD |  | ADDITIONAL FEATURES | MEDIA FIL
STP_009 - Lot4 | Data Enrichment | SZU |  | 2023-08-07 |  |  | 1349219 | 1349219 | EA | COIL,ELEC;110 VAC,1NO HOLD IN CONTACT |  |  | COIL,ELECTRICAL;VOLTAGE RATING:110 VAC,ADDITIONAL FEATURES EN:1NO HOLD IN CONTACT,MNFR:01)TELEMEC,PTNO:01)LX1-FJ110 | EN_01)110 VAC,01)1NO HOLD IN CONTACT,01)TELEMEC,01)LX1-FJ110 |  |  | TELEMEC | TELEMEC | LX1-FJ110 | [18 empty] | COIL | ELECTRICAL | TYPE |  | SIZE |  | VOLTAGE RATING | 110 VAC | CURRENT RATING |  | TEMPERATURE RATING |  | INSULATION CLASS |  | HAZARD CLASS |  | CERTIFICATION/STANDARD |  | ADDITIONAL FEATURES | 1NO HOLD IN CONTACT
STP_009 - Lot4 | Data Enrichment | SZU |  | 2023-08-07 |  |  | 1350805 | 1350805 | EA | COIL,ELEC;110 VAC,50HZ |  |  | COIL,ELECTRICAL;VOLTAGE RATING:110 VAC,ADDITIONAL FEATURES EN:50HZ,MNFR:01)AUSLEC,PTNO:01)S-SCSC1110VAC | EN_01)110 VAC,01)50HZ,01)AUSLEC,01)S-SCSC1110VAC |  |  | AUSLEC | AUSLEC | S-SCSC1110VAC | [18 empty] | COIL | ELECTRICAL | TYPE |  | SIZE |  | VOLTAGE RATING | 110 VAC | CURRENT RATING |  | TEMPERATURE RATING |  | INSULATION CLASS |  | HAZARD CLASS |  | CERTIFICATION/STANDARD |  | ADDITIONAL FEATURES | 50HZ
STP_009 - Lot4 | Data Enrichment | SZU |  | 2023-08-07 |  |  | 1298708 | 1298708 | EA | COIL,ELEC;110 VAC,50HZ |  |  | COIL,ELECTRICAL;VOLTAGE RATING:110 VAC,ADDITIONAL FEATURES EN:50HZ,MNFR:01)CNW,PTNO:01)CAC6140110VA,MNFR:02)SPRECHER,PTNO:02)CAC6- 105 110VAC | EN_01)110 VAC,01)50HZ,01)CNW,02)SPRECHER,01)CAC6140110VA,02)CAC6-105 110VAC |  |  | SPRECHER | CNW | CAC6140110VA |  | SPRECHER | CAC6- 105 110VAC | [15 empty] | COIL | ELECTRICAL | TYPE |  | SIZE |  | VOLTAGE RATING | 110 VAC | CURRENT RATING |  | TEMPERATURE RATING |  | INSULATION CLASS |  | HAZARD CLASS |  | CERTIFICATION/STANDARD |  | ADDITIONAL FEATURES | 50HZ
STP_009 - Lot4 | Data Enrichment | SZU |  | 2023-08-07 |  |  | 1298910 | 1298910 | EA | COIL,ELEC;110 VAC,50HZ |  |  | COIL,ELECTRICAL;VOLTAGE RATING:110 VAC,ADDITIONAL FEATURES EN:50HZ,MNFR:01)SPRECHER,PTNO:01)CAC7-72-110VAC | EN_01)110 VAC,01)50HZ,01)SPRECHER,01)CAC7-72-110VAC |  |  | SPRECHER | SPRECHER | CAC7-72-110VAC | [18 empty] | COIL | ELECTRICAL | TYPE |  | SIZE |  | VOLTAGE RATING | 110 VAC | CURRENT RATING |  | TEMPERATURE RATING |  | INSULATION CLASS |  | HAZARD CLASS |  | CERTIFICATION/STANDARD |  | ADDITIONAL FEATURES | 50HZ
STP_009 - Lot4 | Data Enrichment | SZU |  | 2023-08-07 |  |  | 1381396 | 1381396 | EA | COIL,ELEC;110 VAC,TRIP SERVICE |  |  | COIL,ELECTRICAL;VOLTAGE RATING:110 VAC,ADDITIONAL FEATURES EN:TRIP SERVICE,MNFR:01)GECIND,PTNO:01)413-053 | EN_01)110 VAC,01)TRIP SERVICE,01)GECIND,01)413-053 |  |  | GECIND | GECIND | 413-053 | [18 empty] | COIL | ELECTRICAL | TYPE |  | SIZE |  | VOLTAGE RATING | 110 VAC | CURRENT RATING |  | TEMPERATURE RATING |  | INSULATION CLASS |  | HAZARD CLASS |  | CERTIFICATION/STANDARD |  | ADDITIONAL FEATURES | TRIP SERVICE
STP_009 - Lot4 | Data Enrichment | SZU |  | 2023-08-07 |  |  | 1380793 | 1380793 | EA | COIL,ELEC;110 VDC |  |  | COIL,ELECTRICAL;VOLTAGE RATING:110 VDC,MNFR:01)FUJI,PTNO:01)SRC3631 | EN_01)110 VDC,01)FUJI,01)SRC3631 |  |  | FUJI | FUJI | SRC3631 | [18 empty] | COIL | ELECTRICAL | TYPE |  | SIZE |  | VOLTAGE RATING | 110 VDC | CURRENT RATING |  | TEMPERATURE RATING |  | INSULATION CLASS |  | HAZARD CLASS |  | CERTIFICATION/STANDARD |  | ADDITIONAL FEATURES
STP_009 - Lot4 | Data Enrichment | SZU |  | 2023-08-07 |  |  | 1320133 | 1320133 | EA | COIL,ELEC;110 VDC,HMC410 |  |  | COIL,ELECTRICAL;VOLTAGE RATING:110 VDC,ADDITIONAL FEATURES EN:HMC410,MNFR:01)GEC,PTNO:01)426 | EN_01)110 VDC,01)HMC410,01)GEC,01)426 |  |  | GEC | GEC | 426 | [18 empty] | COIL | ELECTRICAL | TYPE |  | SIZE |  | VOLTAGE RATING | 110 VDC | CURRENT RATING |  | TEMPERATURE RATING |  | INSULATION CLASS |  | HAZARD CLASS |  | CERTIFICATION/STANDARD |  | ADDITIONAL FEATURES | HMC410
STP_009 - Lot4 | Data Enrichment | SZU |  | 2023-08-07 |  |  | 1352001 | 1352001 | EA | COIL,ELEC;110-120, 100-110 VAC/DC,50-6HZ |  |  | COIL,ELECTRICAL;VOLTAGE RATING:110-120, 100-110 VAC/DC,ADDITIONAL FEATURES EN:50-6HZ,MNFR:01)SPRECHER,PTNO:01)B61 | EN_01)110-120, 100-110 VAC/DC,01)50-6HZ,01)SPRECHER,01)B61 |  |  | SPRECHER | SPRECHER | B61 | [18 empty] | COIL | ELECTRICAL | TYPE |  | SIZE |  | VOLTAGE RATING | 110-120,100-110 VAC/DC | CURRENT RATING |  | TEMPERATURE RATING |  | INSULATION CLASS |  | HAZARD CLASS |  | CERTIFICATION/STANDARD |  | ADDITIONAL FEATURES | 50-6HZ
STP_009 - Lot4 | Data Enrichment | SZU |  | 2023-08-07 |  |  | 1349084 | 1349084 | EA | COIL,ELEC;115 V,50HZ |  |  | COIL,ELECTRICAL;VOLTAGE RATING:115 V,ADDITIONAL FEATURES EN:50HZ,MNFR:01)GEC,PTNO:01)55-1G07 | EN_01)115 V,01)50HZ,01)GEC,01)55-1G07 |  |  | GEC | GEC | 55-1G07 | [18 empty] | COIL | ELECTRICAL | TYPE |  | SIZE |  | VOLTAGE RATING | 115 V | CURRENT RATING |  | TEMPERATURE RATING |  | INSULATION CLASS |  | HAZARD CLASS |  | CERTIFICATION/STANDARD |  | ADDITIONAL FEATURES | 50HZ
STP_009 - Lot4 | Data Enrichment | SZU |  | 2023-08-07 |  |  | 1233766 | 1233766 | EA | COIL,ELEC;115 V,50HZ, RECTIFIED |  |  | COIL,ELECTRICAL;VOLTAGE RATING:115 V,ADDITIONAL FEATURES EN:50HZ, RECTIFIED,MNFR:01)GEC,PTNO:01)FF66954 | EN_01)115 V,01)50HZ, RECTIFIED,01)GEC,01)FF66954 |  |  | GEC | GEC | FF66954 | [18 empty] | COIL | ELECTRICAL | TYPE |  | SIZE |  | VOLTAGE RATING | 115 V | CURRENT RATING |  | TEMPERATURE RATING |  | INSULATION CLASS |  | HAZARD CLASS |  | CERTIFICATION/STANDARD |  | ADDITIONAL FEATURES | 50HZ,RECTIFIED
STP_009 - Lot4 | Data Enrichment | SZU |  | 2023-08-07 |  |  | 1278705 | 1278705 | EA | COIL,ELEC;12 MM,24 VDC,17 W C/W DIN PLUG |  |  | COIL,ELECTRICAL;SIZE:12 MM,VOLTAGE RATING:24 VDC,ADDITIONAL FEATURES EN:17 W C/W DIN PLUG,MNFR:01)VENDOR LINK PTY LTD,PTNO:01)SC- N12-8 | 12 MM,EN_01)24 VDC,01)17 W C/W DIN PLUG,01)VENDOR LINK PTY LTD,01)SC-N12-8 |  |  | VENDOR LINK PTY LTD | VENDOR LINK PTY LTD | SC- N12-8 | [18 empty] | COIL | ELECTRICAL | TYPE |  | SIZE | 12 MM | VOLTAGE RATING | 24 VDC | CURRENT RATING |  | TEMPERATURE RATING |  | INSULATION CLASS |  | HAZARD CLASS |  | CERTIFICATION/STANDARD |  | ADDITIONAL FEATURES | 17 W C/W DIN PLUG
STP_009 - Lot4 | Data Enrichment | SZU |  | 2023-08-07 |  |  | 1344585 | 1344585 | EA | COIL,ELEC;120 MM,FUELOPASS AND CHIP |  |  | COIL,ELECTRICAL;SIZE:120 MM,ADDITIONAL FEATURES EN:FUELOPASS AND CHIP,MNFR:01)BANLAW,PTNO:01)BFTC120 | 120 MM,01)FUELOPASS AND CHIP,01)BANLAW,01)BFTC120 |  |  | BANLAW | BANLAW | BFTC120 | [18 empty] | COIL | ELECTRICAL | TYPE |  | SIZE | 120 MM | VOLTAGE RATING |  | CURRENT RATING |  | TEMPERATURE RATING |  | INSULATION CLASS |  | HAZARD CLASS |  | CERTIFICATION/STANDARD |  | ADDITIONAL FEATURES | FUELOPASS AND CHIP
STP_009 - Lot4 | Data Enrichment | SZU |  | 2023-08-07 |  |  | 1278881 | 1278881 | EA | COIL,ELEC;121 MM,24 VDC,.17 WATTS |  |  | COIL,ELECTRICAL;SIZE:121 MM,VOLTAGE RATING:24 VDC,ADDITIONAL FEATURES EN:17 W: C/W DIN PLUG TO SUIT ES57 ES55-1-1~2-3 B3,.17 WATTS,MNFR:01)VENDOR LINK PTY LTD,PTNO:01)SC-N 12-8 | 121 MM,EN_01)24 VDC,01)17 W: C/W DIN PLUG TO SUIT,02).17 WATTS,01)VENDOR LINK PTY LTD,01)SC-N 12-8 |  |  | VENDOR LINK PTY LTD | VENDOR LINK PTY LTD | SC-N 12-8 | [18 empty] | COIL | ELECTRICAL | TYPE |  | SIZE | 121 MM | VOLTAGE RATING | 24 VDC | CURRENT RATING |  | TEMPERATURE RATING |  | INSULATION CLASS |  | HAZARD CLASS |  | CERTIFICATION/STANDARD |  | ADDITIONAL FEATURES | 17 W: C/W DIN PLUG TO SUIT ES57 ES55-1-1~2-3 B3,.17 WATTS
STP_009 - Lot4 | Data Enrichment | SZU |  | 2023-08-07 |  |  | 1381379 | 1381379 | EA | COIL,ELEC;125 VDC |  |  | COIL,ELECTRICAL;VOLTAGE RATING:125 VDC,MNFR:01)JOHNSWAY,PTNO:01)VVR-49 | EN_01)125 VDC,01)JOHNSWAY,01)VVR-49 |  |  | JOHNSWAY | JOHNSWAY | VVR-49 | [18 empty] | COIL | ELECTRICAL | TYPE |  | SIZE |  | VOLTAGE RATING | 125 VDC | CURRENT RATING |  | TEMPERATURE RATING |  | INSULATION CLASS |  | HAZARD CLASS |  | CERTIFICATION/STANDARD |  | ADDITIONAL FEATURES
STP_009 - Lot4 | Data Enrichment | SZU |  | 2023-08-07 |  |  | 1320132 | 1320132 | EA | COIL,ELEC;137 RELAY |  |  | COIL,ELECTRICAL;ADDITIONAL FEATURES EN:137 RELAY,MNFR:01)GEC,PTNO:01)F585 | 01)137 RELAY,01)GEC,01)F585 |  |  | GEC | GEC | F585 | [18 empty] | COIL | ELECTRICAL | TYPE |  | SIZE |  | VOLTAGE RATING |  | CURRENT RATING |  | TEMPERATURE RATING |  | INSULATION CLASS |  | HAZARD CLASS |  | CERTIFICATION/STANDARD |  | ADDITIONAL FEATURES | 137 RELAY
STP_009 - Lot4 | Data Enrichment | SZU |  | 2023-08-07 |  |  | 1320135 | 1320135 | EA | COIL,ELEC;137 RELAY |  |  | COIL,ELECTRICAL;ADDITIONAL FEATURES EN:137 RELAY,MNFR:01)GEC,PTNO:01)S782 | 01)137 RELAY,01)GEC,01)S782 |  |  | GEC | GEC | S782 | [18 empty] | COIL | ELECTRICAL | TYPE |  | SIZE |  | VOLTAGE RATING |  | CURRENT RATING |  | TEMPERATURE RATING |  | INSULATION CLASS |  | HAZARD CLASS |  | CERTIFICATION/STANDARD |  | ADDITIONAL FEATURES | 137 RELAY
STP_009 - Lot4 | Data Enrichment | SZU |  | 2023-08-07 |  |  | 1344584 | 1344584 | EA | COIL,ELEC;145 MM,FUELOPASS AND CHIP |  |  | COIL,ELECTRICAL;SIZE:145 MM,ADDITIONAL FEATURES EN:FUELOPASS AND CHIP,MNFR:01)BANLAW,PTNO:01)BFTC145 | 145 MM,01)FUELOPASS AND CHIP,01)BANLAW,01)BFTC145 |  |  | BANLAW | BANLAW | BFTC145 | [18 empty] | COIL | ELECTRICAL | TYPE |  | SIZE | 145 MM | VOLTAGE RATING |  | CURRENT RATING |  | TEMPERATURE RATING |  | INSULATION CLASS |  | HAZARD CLASS |  | CERTIFICATION/STANDARD |  | ADDITIONAL FEATURES | FUELOPASS AND CHIP
STP_009 - Lot4 | Data Enrichment | SZU |  | 2023-08-07 |  |  | 1380806 | 1380806 | EA | COIL,ELEC;160 VDC |  |  | COIL,ELECTRICAL;VOLTAGE RATING:160 VDC,MNFR:01)JOHNSWAY,PTNO:01)VVR-50 | EN_01)160 VDC,01)JOHNSWAY,01)VVR-50 |  |  | JOHNSWAY | JOHNSWAY | VVR-50 | [18 empty] | COIL | ELECTRICAL | TYPE |  | SIZE |  | VOLTAGE RATING | 160 VDC | CURRENT RATING |  | TEMPERATURE RATING |  | INSULATION CLASS |  | HAZARD CLASS |  | CERTIFICATION/STANDARD |  | ADDITIONAL FEATURES
STP_009 - Lot4 | Data Enrichment | SZU |  | 2023-08-07 |  |  | 1380803 | 1380803 | EA | COIL,ELEC;220 V,50HZ, RCA5-V3, TYPE |  |  | COIL,ELECTRICAL;VOLTAGE RATING:220 V,ADDITIONAL FEATURES EN:50HZ, RCA5-V3, TYPE,MNFR:01)GOYEN,PTNO:01)B-P-220V50HZ,MNFR:02)GOYEN, PTNO:02)60189-105 | EN_01)220 V,01)50HZ, RCA5-V3, TYPE,01)GOYEN,02)GOYEN,01)B-P-220V50HZ,02)60189-105 |  |  | GOYEN | GOYEN | B-P-220V50HZ |  | GOYEN | 60189-105 | [15 empty] | COIL | ELECTRICAL | TYPE |  | SIZE |  | VOLTAGE RATING | 220 V | CURRENT RATING |  | TEMPERATURE RATING |  | INSULATION CLASS |  | HAZARD CLASS |  | CERTIFICATION/STANDARD |  | ADDITIONAL FEATURES | 50HZ,RCA5-V3,TYPE
STP_009 - Lot4 | Data Enrichment | SZU |  | 2023-08-07 |  |  | 1298802 | 1298802 | EA | COIL,ELEC;24 V DC,FOR DPR118.2 PRO |  |  | COIL,ELECTRICAL;VOLTAGE RATING:24 V DC,ADDITIONAL FEATURES EN:FOR DPR118.2 PRO,MNFR:01)MECMAN,PTNO:01)11501 24VDC | EN_01)24 V DC,01)FOR DPR118.2 PRO,01)MECMAN,01)11501 24VDC |  |  | MECMAN | MECMAN | 11501 24VDC | [18 empty] | COIL | ELECTRICAL | TYPE |  | SIZE |  | VOLTAGE RATING | 24 V DC | CURRENT RATING |  | TEMPERATURE RATING |  | INSULATION CLASS |  | HAZARD CLASS |  | CERTIFICATION/STANDARD |  | ADDITIONAL FEATURES | FOR DPR118.2 PRO
STP_009 - Lot4 | Data Enrichment | SZU |  | 2023-08-07 |  |  | 1298799 | 1298799 | EA | COIL,ELEC;24 V DC,WVPEK110CO D,MECMAN |  |  | COIL,ELECTRICAL;VOLTAGE RATING:24 V DC,ADDITIONAL FEATURES EN:WVPEK110CO D,MNFR:01)MECMAN,PTNO:01)11.2501 24VDC | EN_01)24 V DC,01)WVPEK110CO D,01)MECMAN,01)11.2501 24VDC |  |  | MECMAN | MECMAN | 11.2501 24VDC | [18 empty] | COIL | ELECTRICAL | TYPE |  | SIZE |  | VOLTAGE RATING | 24 V DC | CURRENT RATING |  | TEMPERATURE RATING |  | INSULATION CLASS |  | HAZARD CLASS |  | CERTIFICATION/STANDARD |  | ADDITIONAL FEATURES | WVPEK110CO D
STP_009 - Lot4 | Data Enrichment | SZU |  | 2023-08-07 |  |  | 1351444 | 1351444 | EA | COIL,ELEC;24 V,50HZ,SPRECHER,CS1C24VAC |  |  | COIL,ELECTRICAL;VOLTAGE RATING:24 V,ADDITIONAL FEATURES EN:50HZ,MNFR:01)SPRECHER,PTNO:01)CS1C24VAC | EN_01)24 V,01)50HZ,01)SPRECHER,01)CS1C24VAC |  |  | SPRECHER | SPRECHER | CS1C24VAC | [18 empty] | COIL | ELECTRICAL | TYPE |  | SIZE |  | VOLTAGE RATING | 24 V | CURRENT RATING |  | TEMPERATURE RATING |  | INSULATION CLASS |  | HAZARD CLASS |  | CERTIFICATION/STANDARD |  | ADDITIONAL FEATURES | 50HZ
STP_009 - Lot4 | Data Enrichment | SZU |  | 2023-08-07 |  |  | 1380808 | 1380808 | EA | COIL,ELEC;24 VAC |  |  | COIL,ELECTRICAL;VOLTAGE RATING:24 VAC,MNFR:01)CIE,PTNO:01)UVH3LP03K-24VAC | EN_01)24 VAC,01)CIE,01)UVH3LP03K-24VAC |  |  | CIE | CIE | UVH3LP03K-24VAC | [18 empty] | COIL | ELECTRICAL | TYPE |  | SIZE |  | VOLTAGE RATING | 24 VAC | CURRENT RATING |  | TEMPERATURE RATING |  | INSULATION CLASS |  | HAZARD CLASS |  | CERTIFICATION/STANDARD |  | ADDITIONAL FEATURES
STP_009 - Lot4 | Data Enrichment | SZU |  | 2023-08-07 |  |  | 1381385 | 1381385 | EA | COIL,ELEC;24 VAC,11KW |  |  | COIL,ELECTRICAL;VOLTAGE RATING:24 VAC,ADDITIONAL FEATURES EN:11KW,MNFR:01)SPRECHER,PTNO:01)NHPCA7231024VAC | EN_01)24 VAC,01)11KW,01)SPRECHER,01)NHPCA7231024VAC |  |  | SPRECHER | SPRECHER | NHPCA7231024VAC | [18 empty] | COIL | ELECTRICAL | TYPE |  | SIZE |  | VOLTAGE RATING | 24 VAC | CURRENT RATING |  | TEMPERATURE RATING |  | INSULATION CLASS |  | HAZARD CLASS |  | CERTIFICATION/STANDARD |  | ADDITIONAL FEATURES | 11KW
STP_009 - Lot4 | Data Enrichment | SZU |  | 2023-08-07 |  |  | 1278811 | 1278811 | EA | COIL,ELEC;24 VAC,CONTACTOR CA7-9/16 |  |  | COIL,ELECTRICAL;VOLTAGE RATING:24 VAC,ADDITIONAL FEATURES EN:CONTACTOR CA7-9/16,MNFR:01)CNW (MOUNT ISA) ELECT WHOLESALER,PTNO:01) NHPCAC71624VA | EN_01)24 VAC,01)CONTACTOR CA7-9/16,01)CNW (MOUNT ISA) ELECT WHOLE,01)NHPCAC71624VA |  |  | CNW (MOUNT ISA) ELECT WHOLESALER | CNW (MOUNT ISA) ELECT WHOLESALER | NHPCAC71624VA | [18 empty] | COIL | ELECTRICAL | TYPE |  | SIZE |  | VOLTAGE RATING | 24 VAC | CURRENT RATING |  | TEMPERATURE RATING |  | INSULATION CLASS |  | HAZARD CLASS |  | CERTIFICATION/STANDARD |  | ADDITIONAL FEATURES | CONTACTOR CA7-9/16
STP_009 - Lot4 | Data Enrichment | SZU |  | 2023-08-07 |  |  | 1381384 | 1381384 | EA | COIL,ELEC;24 VAC,NOTE, AC ONLY |  |  | COIL,ELECTRICAL;VOLTAGE RATING:24 VAC,ADDITIONAL FEATURES EN:NOTE, AC ONLY,MNFR:01)NHP,PTNO:01)CAC6250EI24VA | EN_01)24 VAC,01)NOTE, AC ONLY,01)NHP,01)CAC6250EI24VA |  |  | NHP | NHP | CAC6250EI24VA | [18 empty] | COIL | ELECTRICAL | TYPE |  | SIZE |  | VOLTAGE RATING | 24 VAC | CURRENT RATING |  | TEMPERATURE RATING |  | INSULATION CLASS |  | HAZARD CLASS |  | CERTIFICATION/STANDARD |  | ADDITIONAL FEATURES | NOTE,AC ONLY
STP_009 - Lot4 | Data Enrichment | SZU |  | 2023-08-07 |  |  | 1380809 | 1380809 | EA | COIL,ELEC;24 VAC/DC |  |  | COIL,ELECTRICAL;VOLTAGE RATING:24 VAC/DC,MNFR:01)CIE,PTNO:01)1SDA054880R1 | EN_01)24 VAC/DC,01)CIE,01)1SDA054880R1 |  |  | CIE | CIE | 1SDA054880R1 | [18 empty] | COIL | ELECTRICAL | TYPE |  | SIZE |  | VOLTAGE RATING | 24 VAC/DC | CURRENT RATING |  | TEMPERATURE RATING |  | INSULATION CLASS |  | HAZARD CLASS |  | CERTIFICATION/STANDARD |  | ADDITIONAL FEATURES
STP_009 - Lot4 | Data Enrichment | SZU |  | 2023-08-07 |  |  | 1299151 | 1299151 | EA | COIL,ELEC;24 VDC |  |  | COIL,ELECTRICAL;VOLTAGE RATING:24 VDC,ADDITIONAL FEATURES EN:INC LED PLUG, BRAKE CONTROL UNIT 3000-0186-801/,MNFR:01)SVENBORG, PTNO:01)2224-0024-802 | EN_01)24 VDC,01)INC LED PLUG, BRAKE CONTROL,01)SVENBORG,01)2224-0024-802 |  |  | SVENBORG | SVENBORG | 2224-0024-802 | [18 empty] | COIL | ELECTRICAL | TYPE |  | SIZE |  | VOLTAGE RATING | 24 VDC | CURRENT RATING |  | TEMPERATURE RATING |  | INSULATION CLASS |  | HAZARD CLASS |  | CERTIFICATION/STANDARD |  | ADDITIONAL FEATURES | INC LED PLUG,BRAKE CONTROL UNIT 3000-0186-801/
STP_009 - Lot4 | Data Enrichment | SZU |  | 2023-08-07 |  |  | 1349247 | 1349247 | EA | COIL,ELEC;24 VDC,SD1-842-5 |  |  | COIL,ELECTRICAL;VOLTAGE RATING:24 VDC,ADDITIONAL FEATURES EN:SD1-842-5,MNFR:01)PONGRASS,PTNO:01)1V3503(24VDC) | EN_01)24 VDC,01)SD1-842-5,01)PONGRASS,01)1V3503(24VDC) |  |  | PONGRASS | PONGRASS | 1V3503(24VDC) | [18 empty] | COIL | ELECTRICAL | TYPE |  | SIZE |  | VOLTAGE RATING | 24 VDC | CURRENT RATING |  | TEMPERATURE RATING |  | INSULATION CLASS |  | HAZARD CLASS |  | CERTIFICATION/STANDARD |  | ADDITIONAL FEATURES | SD1-842-5
STP_009 - Lot4 | Data Enrichment | SZU |  | 2023-08-07 |  |  | 1278562 | 1278562 | EA | COIL,ELEC;240 V |  |  | COIL,ELECTRICAL;VOLTAGE RATING:240 V,ADDITIONAL FEATURES EN:TO SUIT AV SERIES SOFT SHIFT,MNFR:01)CAVA,PTNO:01)SF4-7DZ-80 | EN_01)240 V,01)TO SUIT AV SERIES SOFT SHIF,01)CAVA,01)SF4-7DZ-80 |  |  | CAVA | CAVA | SF4-7DZ-80 | [18 empty] | COIL | ELECTRICAL | TYPE |  | SIZE |  | VOLTAGE RATING | 240 V | CURRENT RATING |  | TEMPERATURE RATING |  | INSULATION CLASS |  | HAZARD CLASS |  | CERTIFICATION/STANDARD |  | ADDITIONAL FEATURES | TO SUIT AV SERIES SOFT SHIFT
STP_009 - Lot4 | Data Enrichment | SZU |  | 2023-08-07 |  |  | 1351214 | 1351214 | EA | COIL,ELEC;240 V |  |  | COIL,ELECTRICAL;VOLTAGE RATING:240 V,ADDITIONAL FEATURES EN:50HZ, FOR SELENIUM RECTIFIER,MNFR:01)CUTLERHM,PTNO:01)E4033(3.7KV COIL) | EN_01)240 V,01)50HZ, FOR SELENIUM RECTIFIE,01)CUTLERHM,01)E4033(3.7KV COIL) |  |  | CUTLERHM | CUTLERHM | E4033(3.7KV COIL) | [18 empty] | COIL | ELECTRICAL | TYPE |  | SIZE |  | VOLTAGE RATING | 240 V | CURRENT RATING |  | TEMPERATURE RATING |  | INSULATION CLASS |  | HAZARD CLASS |  | CERTIFICATION/STANDARD |  | ADDITIONAL FEATURES | 50HZ,FOR SELENIUM RECTIFIER
STP_009 - Lot4 | Data Enrichment | SZU |  | 2023-08-07 |  |  | 1232553 | 1232553 | EA | COIL,ELEC;240 V AC,50HZ, SIZES 3 4 |  |  | COIL,ELECTRICAL;VOLTAGE RATING:240 V AC,ADDITIONAL FEATURES EN:50HZ, SIZES 3 AND 4,MNFR:01)CUTLERHM,PTNO:01)006-674-2CP | EN_01)240 V AC,01)50HZ, SIZES 3 & 4,01)CUTLERHM,01)006-674-2CP |  |  | CUTLERHM | CUTLERHM | 006-674-2CP | [18 empty] | COIL | ELECTRICAL | TYPE |  | SIZE |  | VOLTAGE RATING | 240 V AC | CURRENT RATING |  | TEMPERATURE RATING |  | INSULATION CLASS |  | HAZARD CLASS |  | CERTIFICATION/STANDARD |  | ADDITIONAL FEATURES | 50HZ,SIZES 3 AND 4
STP_009 - Lot4 | Data Enrichment | SZU |  | 2023-08-07 |  |  | 1298692 | 1298692 | EA | COIL,ELEC;240 V AC,SIZE 1,3-STAR |  |  | COIL,ELECTRICAL;VOLTAGE RATING:240 V AC,ADDITIONAL FEATURES EN:SIZE 1,3-STAR,MNFR:01)CUTLERHM,PTNO:01)006-274-2CP | EN_01)240 V AC,01)SIZE 1,3-STAR,01)CUTLERHM,01)006-274-2CP |  |  | CUTLERHM | CUTLERHM | 006-274-2CP | [18 empty] | COIL | ELECTRICAL | TYPE |  | SIZE |  | VOLTAGE RATING | 240 V AC | CURRENT RATING |  | TEMPERATURE RATING |  | INSULATION CLASS |  | HAZARD CLASS |  | CERTIFICATION/STANDARD |  | ADDITIONAL FEATURES | SIZE 1,3-STAR
STP_009 - Lot4 | Data Enrichment | SZU |  | 2023-08-07 |  |  | 1351435 | 1351435 | EA | COIL,ELEC;240 V DC,SPRECHER |  |  | COIL,ELECTRICAL;VOLTAGE RATING:240 V DC,ADDITIONAL FEATURES EN:CAV1-60+100 OPERATING WITH SERIES RESISTOR AND SUPPORTS,MNFR:01) SPRECHER,PTNO:01)22.104.340-240VDC | EN_01)240 V DC,01)CAV1-60+100 OPERATING WITH,01)SPRECHER,01)22.104.340-240VDC |  |  | SPRECHER | SPRECHER | 22.104.340-240VDC | [18 empty] | COIL | ELECTRICAL | TYPE |  | SIZE |  | VOLTAGE RATING | 240 V DC | CURRENT RATING |  | TEMPERATURE RATING |  | INSULATION CLASS |  | HAZARD CLASS |  | CERTIFICATION/STANDARD |  | ADDITIONAL FEATURES | CAV1-60+100 OPERATING WITH SERIES RESISTOR AND SUPPORTS
STP_009 - Lot4 | Data Enrichment | SZU |  | 2023-08-07 |  |  | 1380799 | 1380799 | EA | COIL,ELEC;240 V,0.9 A,50HZ |  |  | COIL,ELECTRICAL;VOLTAGE RATING:240 V,CURRENT RATING:0.9 A,ADDITIONAL FEATURES EN:50HZ,MNFR:01)ICAL,PTNO:01)FMB083247B | EN_01)240 V,0.9 A,01)50HZ,01)ICAL,01)FMB083247B |  |  | ICAL | ICAL | FMB083247B | [18 empty] | COIL | ELECTRICAL | TYPE |  | SIZE |  | VOLTAGE RATING | 240 V | CURRENT RATING | 0.9 A | TEMPERATURE RATING |  | INSULATION CLASS |  | HAZARD CLASS |  | CERTIFICATION/STANDARD |  | ADDITIONAL FEATURES | 50HZ
STP_009 - Lot4 | Data Enrichment | SZU |  | 2023-08-07 |  |  | 1351080 | 1351080 | EA | COIL,ELEC;240 V,50HZ |  |  | COIL,ELECTRICAL;VOLTAGE RATING:240 V,ADDITIONAL FEATURES EN:50HZ,MNFR:01)CSEUNISE,PTNO:01)FPL9101550R6063 | EN_01)240 V,01)50HZ,01)CSEUNISE,01)FPL9101550R6063 |  |  | CSEUNISE | CSEUNISE | FPL9101550R6063 | [18 empty] | COIL | ELECTRICAL | TYPE |  | SIZE |  | VOLTAGE RATING | 240 V | CURRENT RATING |  | TEMPERATURE RATING |  | INSULATION CLASS |  | HAZARD CLASS |  | CERTIFICATION/STANDARD |  | ADDITIONAL FEATURES | 50HZ
STP_009 - Lot4 | Data Enrichment | SZU |  | 2023-08-07 |  |  | 1351221 | 1351221 | EA | COIL,ELEC;240 V,50HZ |  |  | COIL,ELECTRICAL;VOLTAGE RATING:240 V,ADDITIONAL FEATURES EN:50HZ,MNFR:01)CYCLFLEX,PTNO:01)HP50-86 | EN_01)240 V,01)50HZ,01)CYCLFLEX,01)HP50-86 |  |  | CYCLFLEX | CYCLFLEX | HP50-86 | [18 empty] | COIL | ELECTRICAL | TYPE |  | SIZE |  | VOLTAGE RATING | 240 V | CURRENT RATING |  | TEMPERATURE RATING |  | INSULATION CLASS |  | HAZARD CLASS |  | CERTIFICATION/STANDARD |  | ADDITIONAL FEATURES | 50HZ
STP_009 - Lot4 | Data Enrichment | SZU |  | 2023-08-07 |  |  | 1349085 | 1349085 | EA | COIL,ELEC;240 V,50HZ |  |  | COIL,ELECTRICAL;VOLTAGE RATING:240 V,ADDITIONAL FEATURES EN:50HZ,MNFR:01)GEC,PTNO:01)55-1G12 | EN_01)240 V,01)50HZ,01)GEC,01)55-1G12 |  |  | GEC | GEC | 55-1G12 | [18 empty] | COIL | ELECTRICAL | TYPE |  | SIZE |  | VOLTAGE RATING | 240 V | CURRENT RATING |  | TEMPERATURE RATING |  | INSULATION CLASS |  | HAZARD CLASS |  | CERTIFICATION/STANDARD |  | ADDITIONAL FEATURES | 50HZ
STP_009 - Lot4 | Data Enrichment | SZU |  | 2023-08-07 |  |  | 1352137 | 1352137 | EA | COIL,ELEC;240 V,50HZ |  |  | COIL,ELECTRICAL;VOLTAGE RATING:240 V,ADDITIONAL FEATURES EN:50HZ,MNFR:01)SQUARE-D,PTNO:01)9998/E2959-S1-W36A | EN_01)240 V,01)50HZ,01)SQUARE-D,01)9998/E2959-S1-W36A |  |  | SQUARE-D | SQUARE-D | 9998/E2959-S1-W36A | [18 empty] | COIL | ELECTRICAL | TYPE |  | SIZE |  | VOLTAGE RATING | 240 V | CURRENT RATING |  | TEMPERATURE RATING |  | INSULATION CLASS |  | HAZARD CLASS |  | CERTIFICATION/STANDARD |  | ADDITIONAL FEATURES | 50HZ
STP_009 - Lot4 | Data Enrichment | SZU |  | 2023-08-07 |  |  | 1380804 | 1380804 | EA | COIL,ELEC;240 V,50HZ BMC |  |  | COIL,ELECTRICAL;VOLTAGE RATING:240 V,ADDITIONAL FEATURES EN:50HZ BMC,MNFR:01)FESTOPNU,PTNO:01)MSW-240 | EN_01)240 V,01)50HZ BMC,01)FESTOPNU,01)MSW-240 |  |  | FESTOPNU | FESTOPNU | MSW-240 | [18 empty] | COIL | ELECTRICAL | TYPE |  | SIZE |  | VOLTAGE RATING | 240 V | CURRENT RATING |  | TEMPERATURE RATING |  | INSULATION CLASS |  | HAZARD CLASS |  | CERTIFICATION/STANDARD |  | ADDITIONAL FEATURES | 50HZ BMC
STP_009 - Lot4 | Data Enrichment | SZU |  | 2023-08-07 |  |  | 1349248 | 1349248 | EA | COIL,ELEC;240 V,50HZ SD1-428-8 |  |  | COIL,ELECTRICAL;VOLTAGE RATING:240 V,ADDITIONAL FEATURES EN:50HZ SD1-428-8,MNFR:01)PONGRASS,PTNO:01)1V1287A(240V) | EN_01)240 V,01)50HZ SD1-428-8,01)PONGRASS,01)1V1287A(240V) |  |  | PONGRASS | PONGRASS | 1V1287A(240V) | [18 empty] | COIL | ELECTRICAL | TYPE |  | SIZE |  | VOLTAGE RATING | 240 V | CURRENT RATING |  | TEMPERATURE RATING |  | INSULATION CLASS |  | HAZARD CLASS |  | CERTIFICATION/STANDARD |  | ADDITIONAL FEATURES | 50HZ SD1-428-8
STP_009 - Lot4 | Data Enrichment | SZU |  | 2023-08-07 |  |  | 1350412 | 1350412 | EA | COIL,ELEC;240 V,50HZ, KC3 |  |  | COIL,ELECTRICAL;VOLTAGE RATING:240 V,ADDITIONAL FEATURES EN:50HZ, KC3,MNFR:01)SPORLAN,PTNO:01)KC3.240V50HZ | EN_01)240 V,01)50HZ, KC3,01)SPORLAN,01)KC3.240V50HZ |  |  | SPORLAN | SPORLAN | KC3.240V50HZ | [18 empty] | COIL | ELECTRICAL | TYPE |  | SIZE |  | VOLTAGE RATING | 240 V | CURRENT RATING |  | TEMPERATURE RATING |  | INSULATION CLASS |  | HAZARD CLASS |  | CERTIFICATION/STANDARD |  | ADDITIONAL FEATURES | 50HZ,KC3
STP_009 - Lot4 | Data Enrichment | SZU |  | 2023-08-07 |  |  | 1349243 | 1349243 | EA | COIL,ELEC;240 V,50HZ, TYPE-N, GWN |  |  | COIL,ELECTRICAL;VOLTAGE RATING:240 V,ADDITIONAL FEATURES EN:50HZ, TYPE-N, GWN,MNFR:01)GOYEN,PTNO:01)2400-3 | EN_01)240 V,01)50HZ, TYPE-N, GWN,01)GOYEN,01)2400-3 |  |  | GOYEN | GOYEN | 2400-3 | [18 empty] | COIL | ELECTRICAL | TYPE |  | SIZE |  | VOLTAGE RATING | 240 V | CURRENT RATING |  | TEMPERATURE RATING |  | INSULATION CLASS |  | HAZARD CLASS |  | CERTIFICATION/STANDARD |  | ADDITIONAL FEATURES | 50HZ,TYPE-N,GWN
STP_009 - Lot4 | Data Enrichment | SZU |  | 2023-08-07 |  |  | 1358945 | 1358945 | EA | COIL,ELEC;240 VAC,50HZ |  |  | COIL,ELECTRICAL;VOLTAGE RATING:240 VAC,ADDITIONAL FEATURES EN:50HZ,MNFR:01)SPRECHER,PTNO:01)CAC7-30 240VAC | EN_01)240 VAC,01)50HZ,01)SPRECHER,01)CAC7-30 240VAC |  |  | SPRECHER | SPRECHER | CAC7-30 240VAC | [18 empty] | COIL | ELECTRICAL | TYPE |  | SIZE |  | VOLTAGE RATING | 240 VAC | CURRENT RATING |  | TEMPERATURE RATING |  | INSULATION CLASS |  | HAZARD CLASS |  | CERTIFICATION/STANDARD |  | ADDITIONAL FEATURES | 50HZ
STP_009 - Lot4 | Data Enrichment | SZU |  | 2023-08-07 |  |  | 1380810 | 1380810 | EA | COIL,ELEC;240 VDC |  |  | COIL,ELECTRICAL;VOLTAGE RATING:240 VDC,ADDITIONAL FEATURES EN:CP108167, CROMPARK 802-810,MNFR:01)LANDH,PTNO:01)4CRO412-000608 | EN_01)240 VDC,01)CP108167, CROMPARK 802-810,01)L&H,01)4CRO412-000608 |  |  | LANDH | LANDH | 4CRO412-000608 | [18 empty] | COIL | ELECTRICAL | TYPE |  | SIZE |  | VOLTAGE RATING | 240 VDC | CURRENT RATING |  | TEMPERATURE RATING |  | INSULATION CLASS |  | HAZARD CLASS |  | CERTIFICATION/STANDARD |  | ADDITIONAL FEATURES | CP108167,CROMPARK 802-810
STP_009 - Lot4 | Data Enrichment | SZU |  | 2023-08-07 |  |  | 1351224 | 1351224 | EA | COIL,ELEC;240 VDC,DC600B |  |  | COIL,ELECTRICAL;VOLTAGE RATING:240 VDC,ADDITIONAL FEATURES EN:DC600B,MNFR:01)GEC,PTNO:01)S822 | EN_01)240 VDC,01)DC600B,01)GEC,01)S822 |  |  | GEC | GEC | S822 | [18 empty] | COIL | ELECTRICAL | TYPE |  | SIZE |  | VOLTAGE RATING | 240 VDC | CURRENT RATING |  | TEMPERATURE RATING |  | INSULATION CLASS |  | HAZARD CLASS |  | CERTIFICATION/STANDARD |  | ADDITIONAL FEATURES | DC600B
STP_009 - Lot4 | Data Enrichment | SZU |  | 2023-08-07 |  |  | 1351996 | 1351996 | EA | COIL,ELEC;250 V DC,CC1-150,SPRECHER |  |  | COIL,ELECTRICAL;VOLTAGE RATING:250 V DC,ADDITIONAL FEATURES EN:CC1-150,MNFR:01)SPRECHER,PTNO:01)CAC1-150250VDC | EN_01)250 V DC,01)CC1-150,01)SPRECHER,01)CAC1-150250VDC |  |  | SPRECHER | SPRECHER | CAC1-150250VDC | [18 empty] | COIL | ELECTRICAL | TYPE |  | SIZE |  | VOLTAGE RATING | 250 V DC | CURRENT RATING |  | TEMPERATURE RATING |  | INSULATION CLASS |  | HAZARD CLASS |  | CERTIFICATION/STANDARD |  | ADDITIONAL FEATURES | CC1-150
STP_009 - Lot4 | Data Enrichment | SZU |  | 2023-08-07 |  |  | 1351434 | 1351434 | EA | COIL,ELEC;250 V,50HZ |  |  | COIL,ELECTRICAL;VOLTAGE RATING:250 V,ADDITIONAL FEATURES EN:50HZ,MNFR:01)SPRECHER,PTNO:01)22.109.206-250V50HZ | EN_01)250 V,01)50HZ,01)SPRECHER,01)22.109.206-250V50HZ |  |  | SPRECHER | SPRECHER | 22.109.206-250V50HZ | [18 empty] | COIL | ELECTRICAL | TYPE |  | SIZE |  | VOLTAGE RATING | 250 V | CURRENT RATING |  | TEMPERATURE RATING |  | INSULATION CLASS |  | HAZARD CLASS |  | CERTIFICATION/STANDARD |  | ADDITIONAL FEATURES | 50HZ
STP_009 - Lot4 | Data Enrichment | SZU |  | 2023-08-07 |  |  | 1353114 | 1353114 | EA | COIL,ELEC;250 V,50HZ,SPRECHER |  |  | COIL,ELECTRICAL;VOLTAGE RATING:250 V,ADDITIONAL FEATURES EN:50HZ,MNFR:01)SPRECHER,PTNO:01)CA125-COIL-250 | EN_01)250 V,01)50HZ,01)SPRECHER,01)CA125-COIL-250 |  |  | SPRECHER | SPRECHER | CA125-COIL-250 | [18 empty] | COIL | ELECTRICAL | TYPE |  | SIZE |  | VOLTAGE RATING | 250 V | CURRENT RATING |  | TEMPERATURE RATING |  | INSULATION CLASS |  | HAZARD CLASS |  | CERTIFICATION/STANDARD |  | ADDITIONAL FEATURES | 50HZ
STP_009 - Lot4 | Data Enrichment | SZU |  | 2023-08-07 |  |  | 1348513 | 1348513 | EA | COIL,ELEC;280 A |  |  | COIL,ELECTRICAL;CURRENT RATING:280 A,ADDITIONAL FEATURES EN:ALSPA PLC, DC, 0.12 X MILLIHENRY, TO SPEC , ALS,MNFR:01)CEGELEC,PTNO: 01)TS10228 | 280 A,01)ALSPA PLC, DC, 0.12 X MILLI,01)CEGELEC,01)TS10228 |  |  | CEGELEC | CEGELEC | 01)TS10228 | [18 empty] | COIL | ELECTRICAL | TYPE |  | SIZE |  | VOLTAGE RATING |  | CURRENT RATING | 280 A | TEMPERATURE RATING |  | INSULATION CLASS |  | HAZARD CLASS |  | CERTIFICATION/STANDARD |  | ADDITIONAL FEATURES | ALSPA PLC,DC,0.12 X MILLIHENRY,TO SPEC,ALS
STP_009 - Lot4 | Data Enrichment | SZU |  | 2023-08-07 |  |  | 1380812 | 1380812 | EA | COIL,ELEC;32 V AC,SPRECHER,CA1-100;32VAC |  |  | COIL,ELECTRICAL;VOLTAGE RATING:32 V AC,MNFR:01)SPRECHER,PTNO:01)CA1-100;32VAC | EN_01)32 V AC,01)SPRECHER,01)CA1-100,32VAC |  |  | SPRECHER | SPRECHER | CA1-100;32VAC | [18 empty] | COIL | ELECTRICAL | TYPE |  | SIZE |  | VOLTAGE RATING | 32 V AC | CURRENT RATING |  | TEMPERATURE RATING |  | INSULATION CLASS |  | HAZARD CLASS |  | CERTIFICATION/STANDARD |  | ADDITIONAL FEATURES
STP_009 - Lot4 | Data Enrichment | SZU |  | 2023-08-07 |  |  | 1297809 | 1297809 | EA | COIL,ELEC;32 V DC,CLSG, TRIP C,NU-LEC |  |  | COIL,ELECTRICAL;VOLTAGE RATING:32 V DC,ADDITIONAL FEATURES EN:CLOSING, TRIP C,MNFR:01)NU-LEC,PTNO:01)TOS899924 | EN_01)32 V DC,01)CLOSING, TRIP C,01)NU-LEC,01)TOS899924 |  |  | NU-LEC | NU-LEC | TOS899924 | [18 empty] | COIL | ELECTRICAL | TYPE |  | SIZE |  | VOLTAGE RATING | 32 V DC | CURRENT RATING |  | TEMPERATURE RATING |  | INSULATION CLASS |  | HAZARD CLASS |  | CERTIFICATION/STANDARD |  | ADDITIONAL FEATURES | CLOSING,TRIP C
STP_009 - Lot4 | Data Enrichment | SZU |  | 2023-08-07 |  |  | 1351201 | 1351201 | EA | COIL,ELEC;32 V,50HZ, SIZE-2, 3-STAR |  |  | COIL,ELECTRICAL;VOLTAGE RATING:32 V,ADDITIONAL FEATURES EN:50HZ, SIZE-2, 3-STAR,MNFR:01)CUTLERHM,PTNO:01)006-374-10CP | EN_01)32 V,01)50HZ, SIZE-2, 3-STAR,01)CUTLERHM,01)006-374-10CP |  |  | CUTLERHM | CUTLERHM | 006-374-10CP | [18 empty] | COIL | ELECTRICAL | TYPE |  | SIZE |  | VOLTAGE RATING | 32 V | CURRENT RATING |  | TEMPERATURE RATING |  | INSULATION CLASS |  | HAZARD CLASS |  | CERTIFICATION/STANDARD |  | ADDITIONAL FEATURES | 50HZ,SIZE-2,3-STAR
STP_009 - Lot4 | Data Enrichment | SZU |  | 2023-08-07 |  |  | 1351203 | 1351203 | EA | COIL,ELEC;32 V,50HZ, SIZE-3, 3-STAR |  |  | COIL,ELECTRICAL;VOLTAGE RATING:32 V,ADDITIONAL FEATURES EN:50HZ, SIZE-3, 3-STAR,MNFR:01)CUTLERHM,PTNO:01)006-674-10CP | EN_01)32 V,01)50HZ, SIZE-3, 3-STAR,01)CUTLERHM,01)006-674-10CP |  |  | CUTLERHM | CUTLERHM | 006-674-10CP | [18 empty] | COIL | ELECTRICAL | TYPE |  | SIZE |  | VOLTAGE RATING | 32 V | CURRENT RATING |  | TEMPERATURE RATING |  | INSULATION CLASS |  | HAZARD CLASS |  | CERTIFICATION/STANDARD |  | ADDITIONAL FEATURES | 50HZ,SIZE-3,3-STAR
STP_009 - Lot4 | Data Enrichment | SZU |  | 2023-08-07 |  |  | 1351485 | 1351485 | EA | COIL,ELEC;32 V,50HZ,SPRECHER |  |  | COIL,ELECTRICAL;VOLTAGE RATING:32 V,ADDITIONAL FEATURES EN:50HZ,MNFR:01)SPRECHER,PTNO:01)22.109.206-32V50HZ(L/JULIUS) | EN_01)32 V,01)50HZ,01)SPRECHER,01)22.109.206-32V50HZ(L/JULIUS |  |  | SPRECHER | SPRECHER | 22.109.206-32V50HZ(L/JULIUS) | [18 empty] | COIL | ELECTRICAL | TYPE |  | SIZE |  | VOLTAGE RATING | 32 V | CURRENT RATING |  | TEMPERATURE RATING |  | INSULATION CLASS |  | HAZARD CLASS |  | CERTIFICATION/STANDARD |  | ADDITIONAL FEATURES | 50HZ
STP_009 - Lot4 | Data Enrichment | SZU |  | 2023-08-07 |  |  | 1320131 | 1320131 | EA | COIL,ELEC;40 A DC |  |  | COIL,ELECTRICAL;CURRENT RATING:40 A DC,MNFR:01)GEC,PTNO:01)F224 | 40 A DC,01)GEC,01)F224 |  |  | GEC | GEC | F224 | [18 empty] | COIL | ELECTRICAL | TYPE |  | SIZE |  | VOLTAGE RATING |  | CURRENT RATING | 40 A DC | TEMPERATURE RATING |  | INSULATION CLASS |  | HAZARD CLASS |  | CERTIFICATION/STANDARD |  | ADDITIONAL FEATURES
STP_009 - Lot4 | Data Enrichment | SZU |  | 2023-08-07 |  |  | 1298399 | 1298399 | PAA | COIL,ELEC;400 V,FEEDER TO RIC,LOCKERS |  |  | COIL,ELECTRICAL;VOLTAGE RATING:400 V,ADDITIONAL FEATURES EN:FEEDER TO RIC,MNFR:01)LOCKERS,PTNO:01)4DTS,S25047 | EN_01)400 V,01)FEEDER TO RIC,01)LOCKERS,01)4DTS,S25047 |  |  | LOCKERS | LOCKERS | 4DTS,S25047 | [18 empty] | COIL | ELECTRICAL | TYPE |  | SIZE |  | VOLTAGE RATING | 400 V | CURRENT RATING |  | TEMPERATURE RATING |  | INSULATION CLASS |  | HAZARD CLASS |  | CERTIFICATION/STANDARD |  | ADDITIONAL FEATURES | FEEDER TO RIC
STP_009 - Lot4 | Data Enrichment | SZU |  | 2023-08-07 |  |  | 1380805 | 1380805 | EA | COIL,ELEC;415 V,50HZ |  |  | COIL,ELECTRICAL;VOLTAGE RATING:415 V,ADDITIONAL FEATURES EN:50HZ,MNFR:01)GEC,PTNO:01)S1 | EN_01)415 V,01)50HZ,01)GEC,01)S1 |  |  | GEC | GEC | S1 | [18 empty] | COIL | ELECTRICAL | TYPE |  | SIZE |  | VOLTAGE RATING | 415 V | CURRENT RATING |  | TEMPERATURE RATING |  | INSULATION CLASS |  | HAZARD CLASS |  | CERTIFICATION/STANDARD |  | ADDITIONAL FEATURES | 50HZ
STP_009 - Lot4 | Data Enrichment | SZU |  | 2023-08-07 |  |  | 1351213 | 1351213 | EA | COIL,ELEC;440 V,200 A,50HZ |  |  | COIL,ELECTRICAL;VOLTAGE RATING:440 V,CURRENT RATING:200 A,ADDITIONAL FEATURES EN:50HZ,MNFR:01)CUTLERHM,PTNO:01)8B132 | EN_01)440 V,200 A,01)50HZ,01)CUTLERHM,01)8B132 |  |  | CUTLERHM | CUTLERHM | 8B132 | [18 empty] | COIL | ELECTRICAL | TYPE |  | SIZE |  | VOLTAGE RATING | 440 V | CURRENT RATING | 200 A | TEMPERATURE RATING |  | INSULATION CLASS |  | HAZARD CLASS |  | CERTIFICATION/STANDARD |  | ADDITIONAL FEATURES | 50HZ
STP_009 - Lot4 | Data Enrichment | SZU |  | 2023-08-07 |  |  | 1351429 | 1351429 | EA | COIL,ELEC;440 V,50HZ, OJ300C |  |  | COIL,ELECTRICAL;VOLTAGE RATING:440 V,ADDITIONAL FEATURES EN:50HZ, OJ300C,MNFR:01)FEDNILSN,PTNO:01)206 | EN_01)440 V,01)50HZ, OJ300C,01)FEDNILSN,01)206 |  |  | FEDNILSN | FEDNILSN | 206 | [18 empty] | COIL | ELECTRICAL | TYPE |  | SIZE |  | VOLTAGE RATING | 440 V | CURRENT RATING |  | TEMPERATURE RATING |  | INSULATION CLASS |  | HAZARD CLASS |  | CERTIFICATION/STANDARD |  | ADDITIONAL FEATURES | 50HZ,OJ300C
STP_009 - Lot4 | Data Enrichment | SZU |  | 2023-08-07 |  |  | 1351207 | 1351207 | EA | COIL,ELEC;440 V,50HZ, S-0 |  |  | COIL,ELECTRICAL;VOLTAGE RATING:440 V,ADDITIONAL FEATURES EN:50HZ, S-0,MNFR:01)CUTLERHM,PTNO:01)9-1887-14CP | EN_01)440 V,01)50HZ, S-0,01)CUTLERHM,01)9-1887-14CP |  |  | CUTLERHM | CUTLERHM | 9-1887-14CP | [18 empty] | COIL | ELECTRICAL | TYPE |  | SIZE |  | VOLTAGE RATING | 440 V | CURRENT RATING |  | TEMPERATURE RATING |  | INSULATION CLASS |  | HAZARD CLASS |  | CERTIFICATION/STANDARD |  | ADDITIONAL FEATURES | 50HZ,S-0
STP_009 - Lot4 | Data Enrichment | SZU |  | 2023-08-07 |  |  | 1349244 | 1349244 | EA | COIL,ELEC;440 V,50HZ, TYPE-B, BW |  |  | COIL,ELECTRICAL;VOLTAGE RATING:440 V,ADDITIONAL FEATURES EN:50HZ, TYPE-B, BW,MNFR:01)GOYEN,PTNO:01)60189-1 | EN_01)440 V,01)50HZ, TYPE-B, BW,01)GOYEN,01)60189-1 |  |  | GOYEN | GOYEN | 60189-1 | [18 empty] | COIL | ELECTRICAL | TYPE |  | SIZE |  | VOLTAGE RATING | 440 V | CURRENT RATING |  | TEMPERATURE RATING |  | INSULATION CLASS |  | HAZARD CLASS |  | CERTIFICATION/STANDARD |  | ADDITIONAL FEATURES | 50HZ,TYPE-B,BW
STP_009 - Lot4 | Data Enrichment | SZU |  | 2023-08-07 |  |  | 1351441 | 1351441 | EA | COIL,ELEC;440 V,50HZ,SPRECHER |  |  | COIL,ELECTRICAL;VOLTAGE RATING:440 V,ADDITIONAL FEATURES EN:50HZ,MNFR:01)SPRECHER,PTNO:01)CAC1-250440VAC | EN_01)440 V,01)50HZ,01)SPRECHER,01)CAC1-250440VAC |  |  | SPRECHER | SPRECHER | CAC1-250440VAC | [18 empty] | COIL | ELECTRICAL | TYPE |  | SIZE |  | VOLTAGE RATING | 440 V | CURRENT RATING |  | TEMPERATURE RATING |  | INSULATION CLASS |  | HAZARD CLASS |  | CERTIFICATION/STANDARD |  | ADDITIONAL FEATURES | 50HZ
STP_009 - Lot4 | Data Enrichment | SZU |  | 2023-08-07 |  |  | 1320134 | 1320134 | EA | COIL,ELEC;440 VDC,VB3AD3 |  |  | COIL,ELECTRICAL;VOLTAGE RATING:440 VDC,ADDITIONAL FEATURES EN:VB3AD3,MNFR:01)GEC,PTNO:01)S662-A | EN_01)440 VDC,01)VB3AD3,01)GEC,01)S662-A |  |  | GEC | GEC | S662-A | [18 empty] | COIL | ELECTRICAL | TYPE |  | SIZE |  | VOLTAGE RATING | 440 VDC | CURRENT RATING |  | TEMPERATURE RATING |  | INSULATION CLASS |  | HAZARD CLASS |  | CERTIFICATION/STANDARD |  | ADDITIONAL FEATURES | VB3AD3
STP_009 - Lot4 | Data Enrichment | SZU |  | 2023-08-07 |  |  | 1349105 | 1349105 | EA | COIL,ELEC;64 VAC,50HZ |  |  | COIL,ELECTRICAL;VOLTAGE RATING:64 VAC,ADDITIONAL FEATURES EN:50HZ,MNFR:01)CUTLERHM,PTNO:01)006-674-13 | EN_01)64 VAC,01)50HZ,01)CUTLERHM,01)006-674-13 |  |  | CUTLERHM | CUTLERHM | 006-674-13 | [18 empty] | COIL | ELECTRICAL | TYPE |  | SIZE |  | VOLTAGE RATING | 64 VAC | CURRENT RATING |  | TEMPERATURE RATING |  | INSULATION CLASS |  | HAZARD CLASS |  | CERTIFICATION/STANDARD |  | ADDITIONAL FEATURES | 50HZ
STP_009 - Lot4 | Data Enrichment | SZU |  | 2023-08-07 |  |  | 1344587 | 1344587 | EA | COIL,ELEC;80 MM,FUELOPASS AND CHIP |  |  | COIL,ELECTRICAL;SIZE:80 MM,ADDITIONAL FEATURES EN:FUELOPASS AND CHIP,MNFR:01)BANLAW,PTNO:01)BFTC80 | 80 MM,01)FUELOPASS AND CHIP,01)BANLAW,01)BFTC80 |  |  | BANLAW | BANLAW | BFTC80 | [18 empty] | COIL | ELECTRICAL | TYPE |  | SIZE | 80 MM | VOLTAGE RATING |  | CURRENT RATING |  | TEMPERATURE RATING |  | INSULATION CLASS |  | HAZARD CLASS |  | CERTIFICATION/STANDARD |  | ADDITIONAL FEATURES | FUELOPASS AND CHIP
STP_009 - Lot4 | Data Enrichment | SZU |  | 2023-08-07 |  |  | 1351391 | 1351391 | EA | COIL,ELEC;AIR CORED,660 V,48 A,50UH 50HZ |  |  | COIL,ELECTRICAL;TYPE:AIR CORED,VOLTAGE RATING:660 V,CURRENT RATING:48 A,ADDITIONAL FEATURES EN:50UH 50HZ,MNFR:01)CADWALDR,PTNO:01) 9700 | AIR CORED,EN_01)660 V,48 A,01)50UH 50HZ,01)CADWALDR,01)9700 |  |  | CADWALDR | CADWALDR | 9700 | [18 empty] | COIL | ELECTRICAL | TYPE | AIR CORED | SIZE |  | VOLTAGE RATING | 660 V | CURRENT RATING | 48 A | TEMPERATURE RATING |  | INSULATION CLASS |  | HAZARD CLASS |  | CERTIFICATION/STANDARD |  | ADDITIONAL FEATURES | 50UH 50HZ
STP_009 - Lot4 | Data Enrichment | SZU |  | 2023-08-07 |  |  | 1299128 | 1299128 | EA | COIL,ELEC;ALSPA PLC, DC, 0.35 X MI,TMC |  |  | COIL,ELECTRICAL;ADDITIONAL FEATURES EN:ALSPA PLC, DC, 0.35 X MI,MNFR:01)TMC,PTNO:01)TS10229 | 01)ALSPA PLC, DC, 0.35 X MI,01)TMC,01)TS10229 |  |  | TMC | TMC | TS10229 | [18 empty] | COIL | ELECTRICAL | TYPE |  | SIZE |  | VOLTAGE RATING |  | CURRENT RATING |  | TEMPERATURE RATING |  | INSULATION CLASS |  | HAZARD CLASS |  | CERTIFICATION/STANDARD |  | ADDITIONAL FEATURES | ALSPA PLC,DC,0.35 X MI
STP_009 - Lot4 | Data Enrichment | SZU |  | 2023-08-07 |  |  | 1344576 | 1344576 | EA | COIL,ELEC;AND CONNECTOR |  |  | COIL,ELECTRICAL;ADDITIONAL FEATURES EN:AND CONNECTOR,MNFR:01)TECNIHYD,PTNO:01)1199540064000 | 01)AND CONNECTOR,01)TECNIHYD,01)1199540064000 |  |  | TECNIHYD | TECNIHYD | 1199540064000 | [18 empty] | COIL | ELECTRICAL | TYPE |  | SIZE |  | VOLTAGE RATING |  | CURRENT RATING |  | TEMPERATURE RATING |  | INSULATION CLASS |  | HAZARD CLASS |  | CERTIFICATION/STANDARD |  | ADDITIONAL FEATURES | AND CONNECTOR
STP_009 - Lot4 | Data Enrichment | SZU |  | 2023-08-07 |  |  | 1381373 | 1381373 | EA | COIL,ELEC;BRAKE |  |  | COIL,ELECTRICAL;TYPE:BRAKE,MNFR:01)JOHNSWAY,PTNO:01)GWW-3125 | BRAKE,01)JOHNSWAY,01)GWW-3125 |  |  | JOHNSWAY | JOHNSWAY | GWW-3125 | [18 empty] | COIL | ELECTRICAL | TYPE | BRAKE | SIZE |  | VOLTAGE RATING |  | CURRENT RATING |  | TEMPERATURE RATING |  | INSULATION CLASS |  | HAZARD CLASS |  | CERTIFICATION/STANDARD |  | ADDITIONAL FEATURES
STP_009 - Lot4 | Data Enrichment | SZU |  | 2023-08-07 |  |  | 1380800 | 1380800 | EA | COIL,ELEC;BRAKE,125 VDC |  |  | COIL,ELECTRICAL;TYPE:BRAKE,VOLTAGE RATING:125 VDC,ADDITIONAL FEATURES EN:8250 TURNS, 20-B AND S WIRE, 95 OHM,MNFR:01)JOHNSWAY, PTNO:01)GWW-5125 | BRAKE,EN_01)125 VDC,01)8250 TURNS, 20-B AND S WIRE,01)JOHNSWAY,01)GWW-5125 |  |  | JOHNSWAY | JOHNSWAY | GWW-5125 | [18 empty] | COIL | ELECTRICAL | TYPE | BRAKE | SIZE |  | VOLTAGE RATING | 125 VDC | CURRENT RATING |  | TEMPERATURE RATING |  | INSULATION CLASS |  | HAZARD CLASS |  | CERTIFICATION/STANDARD |  | ADDITIONAL FEATURES | 8250 TURNS,20-B AND S WIRE,95 OHM
STP_009 - Lot4 | Data Enrichment | SZU |  | 2023-08-07 |  |  | 1298603 | 1298603 | EA | COIL,ELEC;BRAKE,400/440 V |  |  | COIL,ELECTRICAL;TYPE:BRAKE,VOLTAGE RATING:400/440 V,ADDITIONAL FEATURES EN:12INCH PERI GRIP, CIUKM 12.ACP.7,MNFR:01)BWMBROO,PTNO: 01)12PG COIL | BRAKE,EN_01)400/440 V,01)12INCH PERI GRIP, CIUKM 12.,01)BWMBROO,01)12PG COIL |  |  | BWMBROO | BWMBROO | 01)12PG COIL | [18 empty] | COIL | ELECTRICAL | TYPE | BRAKE | SIZE |  | VOLTAGE RATING | 400/440 V | CURRENT RATING |  | TEMPERATURE RATING |  | INSULATION CLASS |  | HAZARD CLASS |  | CERTIFICATION/STANDARD |  | ADDITIONAL FEATURES | 12INCH PERI GRIP,CIUKM 12.ACP.7
STP_009 - Lot4 | Data Enrichment | SZU |  | 2023-08-07 |  |  | 1352146 | 1352146 | EA | COIL,ELEC;BRAKE,415 V |  |  | COIL,ELECTRICAL;TYPE:BRAKE,VOLTAGE RATING:415 V,ADDITIONAL FEATURES EN:50HZ, 10 IN, NOTE: SPECIAL HIGH TEMPERATE, TO S,MNFR:01) GEC,PTNO:01)10AC P11 | BRAKE,EN_01)415 V,01)50HZ, 10 IN, NOTE: SPECIAL,01)GEC,01)10AC P11 |  |  | GEC | GEC | 10AC P11 | [18 empty] | COIL | ELECTRICAL | TYPE | BRAKE | SIZE |  | VOLTAGE RATING | 415 V | CURRENT RATING |  | TEMPERATURE RATING |  | INSULATION CLASS |  | HAZARD CLASS |  | CERTIFICATION/STANDARD |  | ADDITIONAL FEATURES | 50HZ,10 IN | [54 empty] | NOTE: SPECIAL HIGH TEMPERATE,TO S
STP_009 - Lot4 | Data Enrichment | SZU |  | 2023-08-07 |  |  | 1319877 | 1319877 | EA | COIL,ELEC;BRAKE,BACK TENSIONER |  |  | COIL,ELECTRICAL;TYPE:BRAKE,ADDITIONAL FEATURES EN:BACK TENSIONER,MNFR:01)ACHARGPL,PTNO:01)1415T/0.45MM | BRAKE,01)BACK TENSIONER,01)ACHARGPL,01)1415T/0.45MM |  |  | ACHARGPL | ACHARGPL | 1415T/0.45MM | [18 empty] | COIL | ELECTRICAL | TYPE | BRAKE | SIZE |  | VOLTAGE RATING |  | CURRENT RATING |  | TEMPERATURE RATING |  | INSULATION CLASS |  | HAZARD CLASS |  | CERTIFICATION/STANDARD |  | ADDITIONAL FEATURES | BACK TENSIONER
STP_009 - Lot4 | Data Enrichment | SZU |  | 2023-08-07 |  |  | 1381378 | 1381378 | EA | COIL,ELEC;CAM,125 VDC |  |  | COIL,ELECTRICAL;TYPE:CAM,VOLTAGE RATING:125 VDC,MNFR:01)JOHNSWAY,PTNO:01)DCSW-4 | CAM,EN_01)125 VDC,01)JOHNSWAY,01)DCSW-4 |  |  | JOHNSWAY | JOHNSWAY | DCSW-4 | [18 empty] | COIL | ELECTRICAL | TYPE | CAM | SIZE |  | VOLTAGE RATING | 125 VDC | CURRENT RATING |  | TEMPERATURE RATING |  | INSULATION CLASS |  | HAZARD CLASS |  | CERTIFICATION/STANDARD |  | ADDITIONAL FEATURES
STP_009 - Lot4 | Data Enrichment | SZU |  | 2023-08-07 |  |  | 1350680 | 1350680 | EA | COIL,ELEC;CHOKE,160 A,3PH, 55UH |  |  | COIL,ELECTRICAL;TYPE:CHOKE,CURRENT RATING:160 A,ADDITIONAL FEATURES EN:3PH, 55UH,MNFR:01)STARDELT,PTNO:01)3PH-55UH-160A | CHOKE,160 A,01)3PH, 55UH,01)STARDELT,01)3PH-55UH-160A |  |  | STARDELT | STARDELT | 3PH-55UH-160A | [18 empty] | COIL | ELECTRICAL | TYPE | CHOKE | SIZE |  | VOLTAGE RATING |  | CURRENT RATING | 160 A | TEMPERATURE RATING |  | INSULATION CLASS |  | HAZARD CLASS |  | CERTIFICATION/STANDARD |  | ADDITIONAL FEATURES | 3PH,55UH
STP_009 - Lot4 | Data Enrichment | SZU |  | 2023-08-07 |  |  | 1319909 | 1319909 | EA | COIL,ELEC;CHOKE,28 VDC |  |  | COIL,ELECTRICAL;TYPE:CHOKE,VOLTAGE RATING:28 VDC,ADDITIONAL FEATURES EN:BRAKE, 6 INCH , 400/440V CIUKM 6.ACP.11,MNFR:01)BWMBROO, PTNO:01)6PG COIL | CHOKE,EN_01)28 VDC,01)BRAKE, 6 INCH , 400/440V CI,01)BWMBROO,01)6PG COIL |  |  | BWMBROO | BWMBROO | 6PG COIL | [18 empty] | COIL | ELECTRICAL | TYPE | CHOKE | SIZE |  | VOLTAGE RATING | 28 VDC | CURRENT RATING |  | TEMPERATURE RATING |  | INSULATION CLASS |  | HAZARD CLASS |  | CERTIFICATION/STANDARD |  | ADDITIONAL FEATURES | BRAKE,6 INCH,400/440V CIUKM 6.ACP.11
STP_009 - Lot4 | Data Enrichment | SZU |  | 2023-08-07 |  |  | 1359464 | 1359464 | EA | COIL,ELEC;CLICK ON,24 VDC |  |  | COIL,ELECTRICAL;TYPE:CLICK ON,VOLTAGE RATING:24 VDC,ADDITIONAL FEATURES EN:MOBILE EQUIPMENT FIRE SUPPRESSION SYSTEM,MNFR:01) AUSMINCO,PTNO:01)69-335-502 | CLICK ON,EN_01)24 VDC,01)MOBILE EQUIPMENT FIRE SUPPR,01)AUSMINCO,01)69-335-502 |  |  | AUSMINCO | AUSMINCO | 69-335-502 | [18 empty] | COIL | ELECTRICAL | TYPE | CLICK ON | SIZE |  | VOLTAGE RATING | 24 VDC | CURRENT RATING |  | TEMPERATURE RATING |  | INSULATION CLASS |  | HAZARD CLASS |  | CERTIFICATION/STANDARD |  | ADDITIONAL FEATURES | MOBILE EQUIPMENT FIRE SUPPRESSION SYSTEM
STP_009 - Lot4 | Data Enrichment | SZU |  | 2023-08-07 |  |  | 1320306 | 1320306 | PAA | COIL,ELEC;CLOSING |  |  | COIL,ELECTRICAL;TYPE:CLOSING,MNFR:01)GEC,PTNO:01)FF67311 | CLOSING,01)GEC,01)FF67311 |  |  | GEC | GEC | FF67311 | [18 empty] | COIL | ELECTRICAL | TYPE | CLOSING | SIZE |  | VOLTAGE RATING |  | CURRENT RATING |  | TEMPERATURE RATING |  | INSULATION CLASS |  | HAZARD CLASS |  | CERTIFICATION/STANDARD |  | ADDITIONAL FEATURES
STP_009 - Lot4 | Data Enrichment | SZU |  | 2023-08-07 |  |  | 1351378 | 1351378 | EA | COIL,ELEC;CLOSING |  |  | COIL,ELECTRICAL;TYPE:CLOSING,MNFR:01)GEC,PTNO:01)OKW-3;COIL CLOSING | CLOSING,01)GEC,01)OKW-3,COIL CLOSING |  |  | GEC | GEC | OKW-3;COIL CLOSING | [18 empty] | COIL | ELECTRICAL | TYPE | CLOSING | SIZE |  | VOLTAGE RATING |  | CURRENT RATING |  | TEMPERATURE RATING |  | INSULATION CLASS |  | HAZARD CLASS |  | CERTIFICATION/STANDARD |  | ADDITIONAL FEATURES
STP_009 - Lot4 | Data Enrichment | SZU |  | 2023-08-07 |  |  | 1381395 | 1381395 | EA | COIL,ELEC;CLOSING |  |  | COIL,ELECTRICAL;TYPE:CLOSING,MNFR:01)GECIND,PTNO:01)413-061 | CLOSING,01)GECIND,01)413-061 |  |  | GECIND | GECIND | 413-061 | [18 empty] | COIL | ELECTRICAL | TYPE | CLOSING | SIZE |  | VOLTAGE RATING |  | CURRENT RATING |  | TEMPERATURE RATING |  | INSULATION CLASS |  | HAZARD CLASS |  | CERTIFICATION/STANDARD |  | ADDITIONAL FEATURES
STP_009 - Lot4 | Data Enrichment | SZU |  | 2023-08-07 |  |  | 1351311 | 1351311 | EA | COIL,ELEC;CLOSING,240 VDC,3.3KV |  |  | COIL,ELECTRICAL;TYPE:CLOSING,VOLTAGE RATING:240 VDC,ADDITIONAL FEATURES EN:3.3KV,MNFR:01)REYROLLE,PTNO:01)865A857 | CLOSING,EN_01)240 VDC,01)3.3KV,01)REYROLLE,01)865A857 |  |  | REYROLLE | REYROLLE | 865A857 | [18 empty] | COIL | ELECTRICAL | TYPE | CLOSING | SIZE |  | VOLTAGE RATING | 240 VDC | CURRENT RATING |  | TEMPERATURE RATING |  | INSULATION CLASS |  | HAZARD CLASS |  | CERTIFICATION/STANDARD |  | ADDITIONAL FEATURES | 3.3KV
STP_009 - Lot4 | Data Enrichment | SZU |  | 2023-08-07 |  |  | 1351217 | 1351217 | EA | COIL,ELEC;CLOSING,250 VDC,150 A |  |  | COIL,ELECTRICAL;TYPE:CLOSING,VOLTAGE RATING:250 VDC,CURRENT RATING:150 A,ADDITIONAL FEATURES EN:FOR SECURITY CONTACTOR,MNFR:01) CROMPARK,PTNO:01)25423Q | CLOSING,EN_01)250 VDC,150 A,01)FOR SECURITY CONTACTOR,01)CROMPARK,01)25423Q |  |  | CROMPARK | CROMPARK | 25423Q | [18 empty] | COIL | ELECTRICAL | TYPE | CLOSING | SIZE |  | VOLTAGE RATING | 250 VDC | CURRENT RATING | 150 A | TEMPERATURE RATING |  | INSULATION CLASS |  | HAZARD CLASS |  | CERTIFICATION/STANDARD |  | ADDITIONAL FEATURES | FOR SECURITY CONTACTOR
STP_009 - Lot4 | Data Enrichment | SZU |  | 2023-08-07 |  |  | 1351969 | 1351969 | EA | COIL,ELEC;CLOSING,300 A |  |  | COIL,ELECTRICAL;TYPE:CLOSING,CURRENT RATING:300 A,MNFR:01)NU-LEC,PTNO:01)TOS-899506 | CLOSING,300 A,01)NU-LEC,01)TOS-899506 |  |  | NU-LEC | NU-LEC | TOS-899506 | [18 empty] | COIL | ELECTRICAL | TYPE | CLOSING | SIZE |  | VOLTAGE RATING |  | CURRENT RATING | 300 A | TEMPERATURE RATING |  | INSULATION CLASS |  | HAZARD CLASS |  | CERTIFICATION/STANDARD |  | ADDITIONAL FEATURES
STP_009 - Lot4 | Data Enrichment | SZU |  | 2023-08-07 |  |  | 1351220 | 1351220 | EA | COIL,ELEC;CLUTCH,110 V,50HZ |  |  | COIL,ELECTRICAL;TYPE:CLUTCH,VOLTAGE RATING:110 V,ADDITIONAL FEATURES EN:50HZ,MNFR:01)CYCLFLEX,PTNO:01)HP50-4 | CLUTCH,EN_01)110 V,01)50HZ,01)CYCLFLEX,01)HP50-4 |  |  | CYCLFLEX | CYCLFLEX | HP50-4 | [18 empty] | COIL | ELECTRICAL | TYPE | CLUTCH | SIZE |  | VOLTAGE RATING | 110 V | CURRENT RATING |  | TEMPERATURE RATING |  | INSULATION CLASS |  | HAZARD CLASS |  | CERTIFICATION/STANDARD |  | ADDITIONAL FEATURES | 50HZ
STP_009 - Lot4 | Data Enrichment | SZU |  | 2023-08-07 |  |  | 1278936 | 1278936 | EA | COIL,ELEC;CONTACTOR,110 V |  |  | COIL,ELECTRICAL;TYPE:CONTACTOR,VOLTAGE RATING:110 V,MNFR:01)CNW (MOUNT ISA) ELECT WHOLESALER,PTNO:01)NHPCA9TGE933 | CONTACTOR,EN_01)110 V,01)CNW (MOUNT ISA) ELECT WHOLE,01)NHPCA9TGE933 |  |  | CNW (MOUNT ISA) ELECT WHOLESALER | CNW (MOUNT ISA) ELECT WHOLESALER | NHPCA9TGE933 | [18 empty] | COIL | ELECTRICAL | TYPE | CONTACTOR | SIZE |  | VOLTAGE RATING | 110 V | CURRENT RATING |  | TEMPERATURE RATING |  | INSULATION CLASS |  | HAZARD CLASS |  | CERTIFICATION/STANDARD |  | ADDITIONAL FEATURES
STP_009 - Lot4 | Data Enrichment | SZU |  | 2023-08-07 |  |  | 1278863 | 1278863 | EA | COIL,ELEC;CONTACTOR,110 V |  |  | COIL,ELECTRICAL;TYPE:CONTACTOR,VOLTAGE RATING:110 V,MNFR:01)CNW (MOUNT ISA) ELECT WHOLESALER,PTNO:01)NHPCAC6300EI110VA,MNFR:02) SPRE | CONTACTOR,EN_01)110 V,01)CNW (MOUNT ISA) ELECT WHOLE,02)SPRECHER & SCHUH,01)NHPCAC6300EI110VA,02)CA6250EI |  |  | SPRE | CNW (MOUNT ISA) ELECT WHOLESALER | NHPCAC6300EI110VA |  | SPRE | [16 empty] | COIL | ELECTRICAL | TYPE | CONTACTOR | SIZE |  | VOLTAGE RATING | 110 V | CURRENT RATING |  | TEMPERATURE RATING |  | INSULATION CLASS |  | HAZARD CLASS |  | CERTIFICATION/STANDARD |  | ADDITIONAL FEATURES
STP_009 - Lot4 | Data Enrichment | SZU |  | 2023-08-07 |  |  | 1354236 | 1354236 | EA | COIL,ELEC;F56 ARDT MAGNETIC ASSEMBLY |  |  | COIL,ELECTRICAL;ADDITIONAL FEATURES EN:F56 ARDT MAGNETIC ASSEMBLY,MNFR:01)SYNTECH,PTNO:01)056D0123F | 01)F56 ARDT MAGNETIC ASSEMBLY,01)SYNTECH,01)056D0123F |  |  | SYNTECH | SYNTECH | 056D0123F | [18 empty] | COIL | ELECTRICAL | TYPE |  | SIZE |  | VOLTAGE RATING |  | CURRENT RATING |  | TEMPERATURE RATING |  | INSULATION CLASS |  | HAZARD CLASS |  | CERTIFICATION/STANDARD |  | ADDITIONAL FEATURES | F56 ARDT MAGNETIC ASSEMBLY
STP_009 - Lot4 | Data Enrichment | SZU |  | 2023-08-07 |  |  | 1347514 | 1347514 | EA | COIL,ELEC;HIGH VOLTAGE,440 VAC,W/HELECT |  |  | COIL,ELECTRICAL;TYPE:HIGH VOLTAGE,VOLTAGE RATING:440 VAC,ADDITIONAL FEATURES EN:ASSY STACKS FOR WESTINGHOUSE TRANSFORMER/RECTIFIER TYPE OHT-60/850, AC INPUT: 50HZ (1KVA 92-CELLS),MNFR:01)W/HELECT,PTNO:01)MR-565/114 | HIGH VOLTAGE,EN_01)440 VAC,01)ASSY STACKS FOR WESTINGHOUS,02) AC INPUT: 50HZ (1KVA 92-CE,01)W/HELECT,01)MR-565/114 |  |  | W/HELECT | W/HELECT | MR-565/114 | [18 empty] | COIL | ELECTRICAL | TYPE | HIGH VOLTAGE | SIZE |  | VOLTAGE RATING | 440 VAC | CURRENT RATING |  | TEMPERATURE RATING |  | INSULATION CLASS |  | HAZARD CLASS |  | CERTIFICATION/STANDARD |  | ADDITIONAL FEATURES | ASSY STACKS FOR WESTINGHOUSE TRANSFORMER/RECTIFIER TYPE OHT-60/850 | [54 empty] | AC INPUT: 50HZ (1KVA 92-CELLS)
STP_009 - Lot4 | Data Enrichment | SZU |  | 2023-08-07 |  |  | 1317679 | 1317679 | EA | COIL,ELEC;ID 5/8 IN,24 VDC,1.2 A |  |  | COIL,ELECTRICAL;SIZE:ID 5/8 IN,VOLTAGE RATING:24 VDC,CURRENT RATING:1.2 A,TEMPERATURE RATING:-40 TO 200 DEG C,ADDITIONAL FEATURES EN:SYSTEM 05-163-12,MNFR:01)ENZED,PTNO:01)851020-024VDC | ID 5/8 IN,EN_01)24 VDC,1.2 A,-40 TO 200 DEG C,01)SYSTEM 05-163-12,01)ENZED,01)851020-024VDC |  |  | Enzed Mount Isa(RKM Investments) | ENZED | 851020-024VDC | [18 empty] | COIL | ELECTRICAL | TYPE |  | SIZE | ID 5/8 IN | VOLTAGE RATING | 24 VDC | CURRENT RATING | 1.2 A | TEMPERATURE RATING | -40 TO 200 DEG C | INSULATION CLASS |  | HAZARD CLASS |  | CERTIFICATION/STANDARD |  | ADDITIONAL FEATURES | SYSTEM 05-163-12
STP_009 - Lot4 | Data Enrichment | SZU |  | 2023-08-07 |  |  | 1352483 | 1352483 | EA | COIL,ELEC;INTERPOLE |  |  | COIL,ELECTRICAL;TYPE:INTERPOLE,MNFR:01)GEC,PTNO:01)M162 (DWG) | INTERPOLE,01)GEC,01)M162 (DWG) |  |  | GEC | GEC | M162 (DWG) | [18 empty] | COIL | ELECTRICAL | TYPE | INTERPOLE | SIZE |  | VOLTAGE RATING |  | CURRENT RATING |  | TEMPERATURE RATING |  | INSULATION CLASS |  | HAZARD CLASS |  | CERTIFICATION/STANDARD |  | ADDITIONAL FEATURES
STP_009 - Lot4 | Data Enrichment | SZU |  | 2023-08-07 |  |  | 1380798 | 1380798 | EA | COIL,ELEC;MAGNET |  |  | COIL,ELECTRICAL;TYPE:MAGNET,MNFR:01)ICAL,PTNO:01)FMB082949B | MAGNET,01)ICAL,01)FMB082949B |  |  | ICAL | ICAL | FMB082949B | [18 empty] | COIL | ELECTRICAL | TYPE | MAGNET | SIZE |  | VOLTAGE RATING |  | CURRENT RATING |  | TEMPERATURE RATING |  | INSULATION CLASS |  | HAZARD CLASS |  | CERTIFICATION/STANDARD |  | ADDITIONAL FEATURES
STP_009 - Lot4 | Data Enrichment | SZU |  | 2023-08-07 |  |  | 1381375 | 1381375 | EA | COIL,ELEC;MAGNET SWITCH |  |  | COIL,ELECTRICAL;TYPE:MAGNET SWITCH,SIZE:OD 2 X LG 2-15/32 IN,MNFR:01)OTIS,PTNO:01)222CV1 | MAGNET SWITCH,OD 2 X LG 2-15/32 IN,01)OTIS,01)222CV1 |  |  | OTIS | OTIS | 222CV1 | [18 empty] | COIL | ELECTRICAL | TYPE | MAGNET SWITCH | SIZE | OD 2 X LG 2-15/32 IN | VOLTAGE RATING |  | CURRENT RATING |  | TEMPERATURE RATING |  | INSULATION CLASS |  | HAZARD CLASS |  | CERTIFICATION/STANDARD |  | ADDITIONAL FEATURES
STP_009 - Lot4 | Data Enrichment | SZU |  | 2023-08-07 |  |  | 1350985 | 1350985 | EA | COIL,ELEC;MAGNET,415 V |  |  | COIL,ELECTRICAL;TYPE:MAGNET,VOLTAGE RATING:415 V,ADDITIONAL FEATURES EN:60 TURNS, T6 GAUGE,MNFR:01)ICAL,PTNO:01)56-D-123B-60 | MAGNET,EN_01)415 V,01)60 TURNS, T6 GAUGE,01)ICAL,01)56-D-123B-60 |  |  | ICAL | ICAL | 56-D-123B-60 | [18 empty] | COIL | ELECTRICAL | TYPE | MAGNET | SIZE |  | VOLTAGE RATING | 415 V | CURRENT RATING |  | TEMPERATURE RATING |  | INSULATION CLASS |  | HAZARD CLASS |  | CERTIFICATION/STANDARD |  | ADDITIONAL FEATURES | 60 TURNS,T6 GAUGE
STP_009 - Lot4 | Data Enrichment | SZU |  | 2023-08-07 |  |  | 1349373 | 1349373 | EA | COIL,ELEC;MAGNET,DRV |  |  | COIL,ELECTRICAL;TYPE:MAGNET,ADDITIONAL FEATURES EN:DRIVE,MNFR:01)OVAL,PTNO:01)300 | MAGNET,01)DRIVE,01)OVAL,01)300 |  |  | OVAL | OVAL | 300 | [18 empty] | COIL | ELECTRICAL | TYPE | MAGNET | SIZE |  | VOLTAGE RATING |  | CURRENT RATING |  | TEMPERATURE RATING |  | INSULATION CLASS |  | HAZARD CLASS |  | CERTIFICATION/STANDARD |  | ADDITIONAL FEATURES | DRIVE
STP_009 - Lot4 | Data Enrichment | SZU |  | 2023-08-07 |  |  | 1299076 | 1299076 | EA | COIL,ELEC;MAGNET,ICAL,B70432-S |  |  | COIL,ELECTRICAL;TYPE:MAGNET,MNFR:01)ICAL,PTNO:01)B70432-S | MAGNET,01)ICAL,01)B70432-S |  |  | ICAL | ICAL | B70432-S | [18 empty] | COIL | ELECTRICAL | TYPE | MAGNET | SIZE |  | VOLTAGE RATING |  | CURRENT RATING |  | TEMPERATURE RATING |  | INSULATION CLASS |  | HAZARD CLASS |  | CERTIFICATION/STANDARD |  | ADDITIONAL FEATURES
STP_009 - Lot4 | Data Enrichment | SZU |  | 2023-08-07 |  |  | 1299075 | 1299075 | EA | COIL,ELEC;MAGNET,USE 26 TURN TAP,ICAL |  |  | COIL,ELECTRICAL;TYPE:MAGNET,ADDITIONAL FEATURES EN:USE 26 TURN TAP,MNFR:01)ICAL,PTNO:01)56-D-807A | MAGNET,01)USE 26 TURN TAP,01)ICAL,01)56-D-807A |  |  | ICAL | ICAL | 56-D-807A | [18 empty] | COIL | ELECTRICAL | TYPE | MAGNET | SIZE |  | VOLTAGE RATING |  | CURRENT RATING |  | TEMPERATURE RATING |  | INSULATION CLASS |  | HAZARD CLASS |  | CERTIFICATION/STANDARD |  | ADDITIONAL FEATURES | USE 26 TURN TAP
STP_009 - Lot4 | Data Enrichment | SZU |  | 2023-08-07 |  |  | 1349469 | 1349469 | EA | COIL,ELEC;MAIN CONTACTOR |  |  | COIL,ELECTRICAL;ADDITIONAL FEATURES EN:MAIN CONTACTOR,MNFR:01)LINCWELD,PTNO:01)S-17 | 01)MAIN CONTACTOR,01)LINCWELD,01)S-17 |  |  | LINCWELD | LINCWELD | S-17 | [18 empty] | COIL | ELECTRICAL | TYPE |  | SIZE |  | VOLTAGE RATING |  | CURRENT RATING |  | TEMPERATURE RATING |  | INSULATION CLASS |  | HAZARD CLASS |  | CERTIFICATION/STANDARD |  | ADDITIONAL FEATURES | MAIN CONTACTOR
STP_009 - Lot4 | Data Enrichment | SZU |  | 2023-08-07 |  |  | 1349086 | 1349086 | EA | COIL,ELEC;MC7 CONTACTOR |  |  | COIL,ELECTRICAL;ADDITIONAL FEATURES EN:MC7 CONTACTOR,MNFR:01)GEC,PTNO:01)30741-11 | 01)MC7 CONTACTOR,01)GEC,01)30741-11 |  |  | GEC | GEC | 30741-11 | [18 empty] | COIL | ELECTRICAL | TYPE |  | SIZE |  | VOLTAGE RATING |  | CURRENT RATING |  | TEMPERATURE RATING |  | INSULATION CLASS |  | HAZARD CLASS |  | CERTIFICATION/STANDARD |  | ADDITIONAL FEATURES | MC7 CONTACTOR
STP_009 - Lot4 | Data Enrichment | SZU |  | 2023-08-07 |  |  | 1381387 | 1381387 | EA | COIL,ELEC;NON E1 |  |  | COIL,ELECTRICAL;ADDITIONAL FEATURES EN:NON E1,MNFR:01)CIE,PTNO:01)CA6-115 180 24VAC NON EI | 01)NON E1,01)CIE,01)CA6-115 180 24VAC NON EI |  |  | CIE | CIE | CA6-115 180 24VAC NON EI | [18 empty] | COIL | ELECTRICAL | TYPE |  | SIZE |  | VOLTAGE RATING |  | CURRENT RATING |  | TEMPERATURE RATING |  | INSULATION CLASS |  | HAZARD CLASS |  | CERTIFICATION/STANDARD |  | ADDITIONAL FEATURES | NON E1
STP_009 - Lot4 | Data Enrichment | SZU |  | 2023-08-07 |  |  | 1352447 | 1352447 | EA | COIL,ELEC;OPERTG |  |  | COIL,ELECTRICAL;ADDITIONAL FEATURES EN:OPERATING,MNFR:01)GEC,PTNO:01)FF/32859 | 01)OPERATING,01)GEC,01)FF/32859 |  |  | GEC | GEC | FF/32859 | [18 empty] | COIL | ELECTRICAL | TYPE |  | SIZE |  | VOLTAGE RATING |  | CURRENT RATING |  | TEMPERATURE RATING |  | INSULATION CLASS |  | HAZARD CLASS |  | CERTIFICATION/STANDARD |  | ADDITIONAL FEATURES | OPERATING
STP_009 - Lot4 | Data Enrichment | SZU |  | 2023-08-07 |  |  | 1349372 | 1349372 | EA | COIL,ELEC;S/A |  |  | COIL,ELECTRICAL;ADDITIONAL FEATURES EN:S/A,MNFR:01)MASEILAN,PTNO:01)950-063233-002-999 | 01)S/A,01)MASEILAN,01)950-063233-002-999 |  |  | MASEILAN | MASEILAN | 950-063233-002-999 | [18 empty] | COIL | ELECTRICAL | TYPE |  | SIZE |  | VOLTAGE RATING |  | CURRENT RATING |  | TEMPERATURE RATING |  | INSULATION CLASS |  | HAZARD CLASS |  | CERTIFICATION/STANDARD |  | ADDITIONAL FEATURES | S/A
STP_009 - Lot4 | Data Enrichment | SZU |  | 2023-08-07 |  |  | 1351303 | 1351303 | EA | COIL,ELEC;SHUNT TRIP |  |  | COIL,ELECTRICAL;TYPE:SHUNT TRIP,ADDITIONAL FEATURES EN:WITH ORIGINAL TYPE OPERATING MECHANISM,MNFR:01)GEC,PTNO:01)LL5302Z.L10158- 10 | SHUNT TRIP,01)WITH ORIGINAL TYPE OPERATIN,01)GEC,01)LL5302Z.L10158-10 |  |  | GEC | GEC | LL5302Z.L10158- 10 | [18 empty] | COIL | ELECTRICAL | TYPE | SHUNT TRIP | SIZE |  | VOLTAGE RATING |  | CURRENT RATING |  | TEMPERATURE RATING |  | INSULATION CLASS |  | HAZARD CLASS |  | CERTIFICATION/STANDARD |  | ADDITIONAL FEATURES | WITH ORIGINAL TYPE OPERATING MECHANISM
STP_009 - Lot4 | Data Enrichment | SZU |  | 2023-08-07 |  |  | 1352143 | 1352143 | EA | COIL,ELEC;SHUNT TRIP,32 VDC,VC9 |  |  | COIL,ELECTRICAL;TYPE:SHUNT TRIP,VOLTAGE RATING:32 VDC,ADDITIONAL FEATURES EN:VC9,MNFR:01)TOYDENKI,PTNO:01)BDE-22029(32VDC) | SHUNT TRIP,EN_01)32 VDC,01)VC9,01)TOYDENKI,01)BDE-22029(32VDC) |  |  | TOYDENKI | TOYDENKI | BDE-22029(32VDC) | [18 empty] | COIL | ELECTRICAL | TYPE | SHUNT TRIP | SIZE |  | VOLTAGE RATING | 32 VDC | CURRENT RATING |  | TEMPERATURE RATING |  | INSULATION CLASS |  | HAZARD CLASS |  | CERTIFICATION/STANDARD |  | ADDITIONAL FEATURES | VC9
STP_009 - Lot4 | Data Enrichment | SZU |  | 2023-08-07 |  |  | 1359740 | 1359740 | EA | COIL,ELEC;SIBS 4 |  |  | COIL,ELECTRICAL;ADDITIONAL FEATURES EN:SIBS 4,MNFR:01)ADVABRA,PTNO:01)18-9021 | 01)SIBS 4,01)ADVABRA,01)18-9021 |  |  | ADVABRA | ADVABRA | 18-9021 | [18 empty] | COIL | ELECTRICAL | TYPE |  | SIZE |  | VOLTAGE RATING |  | CURRENT RATING |  | TEMPERATURE RATING |  | INSULATION CLASS |  | HAZARD CLASS |  | CERTIFICATION/STANDARD |  | ADDITIONAL FEATURES | SIBS 4
STP_009 - Lot4 | Data Enrichment | SZU |  | 2023-08-07 |  |  | 1380801 | 1380801 | EA | COIL,ELEC;SMH-A RELAY |  |  | COIL,ELECTRICAL;ADDITIONAL FEATURES EN:SMH-A RELAY,MNFR:01)JOHNSWAY,PTNO:01)14622 | 01)SMH-A RELAY,01)JOHNSWAY,01)14622 |  |  | JOHNSWAY | JOHNSWAY | 14622 | [18 empty] | COIL | ELECTRICAL | TYPE |  | SIZE |  | VOLTAGE RATING |  | CURRENT RATING |  | TEMPERATURE RATING |  | INSULATION CLASS |  | HAZARD CLASS |  | CERTIFICATION/STANDARD |  | ADDITIONAL FEATURES | SMH-A RELAY
STP_009 - Lot4 | Data Enrichment | SZU |  | 2023-08-07 |  |  | 1350226 | 1350226 | EA | COIL,ELEC;SPRING RELEASE,32 VDC |  |  | COIL,ELECTRICAL;TYPE:SPRING RELEASE,VOLTAGE RATING:32 VDC,MNFR:01)GECIND,PTNO:01)413-059 | SPRING RELEASE,EN_01)32 VDC,01)GECIND,01)413-059 |  |  | GECIND | GECIND | 413-059 | [18 empty] | COIL | ELECTRICAL | TYPE | SPRING RELEASE | SIZE |  | VOLTAGE RATING | 32 VDC | CURRENT RATING |  | TEMPERATURE RATING |  | INSULATION CLASS |  | HAZARD CLASS |  | CERTIFICATION/STANDARD |  | ADDITIONAL FEATURES
STP_009 - Lot4 | Data Enrichment | SZU |  | 2023-08-07 |  |  | 1237960 | 1237960 | EA | COIL,ELEC;STD |  |  | COIL,ELECTRICAL;ADDITIONAL FEATURES EN:STANDARD,MNFR:01)ICAL,PTNO:01)56-D-1526B | 01)STANDARD,01)ICAL,01)56-D-1526B |  |  | ICAL | ICAL | 56-D-1526B | [18 empty] | COIL | ELECTRICAL | TYPE |  | SIZE |  | VOLTAGE RATING |  | CURRENT RATING |  | TEMPERATURE RATING |  | INSULATION CLASS |  | HAZARD CLASS |  | CERTIFICATION/STANDARD |  | ADDITIONAL FEATURES | STANDARD
STP_009 - Lot4 | Data Enrichment | SZU |  | 2023-08-07 |  |  | 1278879 | 1278879 | EA | COIL,ELEC;SUITS CA6-420 EI110VACAS |  |  | COIL,ELECTRICAL;ADDITIONAL FEATURES EN:SUITS CA6-420 EI110VACAS,MNFR:01)CNW (MOUNT ISA) ELECT WHOLESALER,PTNO:01) NHPCAC62420EI110VA | 01)SUITS CA6-420 EI110VACAS,01)CNW (MOUNT ISA) ELECT WHOLE,01)NHPCAC62420EI110VA |  |  | CNW (MOUNT ISA) ELECT WHOLESALER | CNW (MOUNT ISA) ELECT WHOLESALER | NHPCAC62420EI110VA | [18 empty] | COIL | ELECTRICAL | TYPE |  | SIZE |  | VOLTAGE RATING |  | CURRENT RATING |  | TEMPERATURE RATING |  | INSULATION CLASS |  | HAZARD CLASS |  | CERTIFICATION/STANDARD |  | ADDITIONAL FEATURES | SUITS CA6-420 EI110VACAS
STP_009 - Lot4 | Data Enrichment | SZU |  | 2023-08-07 |  |  | 1352047 | 1352047 | EA | COIL,ELEC;TO SUIT CA5-550 CONTACTOR |  |  | COIL,ELECTRICAL;ADDITIONAL FEATURES EN:TO SUIT CA5-550 CONTACTOR,MNFR:01)SPRECHER,PTNO:01)CAC5-550 415VAC | 01)TO SUIT CA5-550 CONTACTOR,01)SPRECHER,01)CAC5-550 415VAC |  |  | SPRECHER | SPRECHER | CAC5-550 415VAC | [18 empty] | COIL | ELECTRICAL | TYPE |  | SIZE |  | VOLTAGE RATING |  | CURRENT RATING |  | TEMPERATURE RATING |  | INSULATION CLASS |  | HAZARD CLASS |  | CERTIFICATION/STANDARD |  | ADDITIONAL FEATURES | TO SUIT CA5-550 CONTACTOR
STP_009 - Lot4 | Data Enrichment | SZU |  | 2023-08-07 |  |  | 1351488 | 1351488 | EA | COIL,ELEC;TRIP,32 VDC,CAV1-250 |  |  | COIL,ELECTRICAL;TYPE:TRIP,VOLTAGE RATING:32 VDC,ADDITIONAL FEATURES EN:CAV1-250,MNFR:01)SPRECHER,PTNO:01)CV1-02;COIL-32VDC | TRIP,EN_01)32 VDC,01)CAV1-250,01)SPRECHER,01)CV1-02,COIL-32VDC |  |  | SPRECHER | SPRECHER | CV1-02;COIL-32VDC | [18 empty] | COIL | ELECTRICAL | TYPE | TRIP | SIZE |  | VOLTAGE RATING | 32 VDC | CURRENT RATING |  | TEMPERATURE RATING |  | INSULATION CLASS |  | HAZARD CLASS |  | CERTIFICATION/STANDARD |  | ADDITIONAL FEATURES | CAV1-250
STP_009 - Lot4 | Data Enrichment | SZU |  | 2023-08-07 |  |  | 1352144 | 1352144 | EA | COIL,ELEC;TRIP,32 VDC,VC16-3E3 |  |  | COIL,ELECTRICAL;TYPE:TRIP,VOLTAGE RATING:32 VDC,ADDITIONAL FEATURES EN:VC16-3E3,MNFR:01)TOYDENKI,PTNO:01)BDE-22054 | TRIP,EN_01)32 VDC,01)VC16-3E3,01)TOYDENKI,01)BDE-22054 |  |  | TOYDENKI | TOYDENKI | BDE-22054 | [18 empty] | COIL | ELECTRICAL | TYPE | TRIP | SIZE |  | VOLTAGE RATING | 32 VDC | CURRENT RATING |  | TEMPERATURE RATING |  | INSULATION CLASS |  | HAZARD CLASS |  | CERTIFICATION/STANDARD |  | ADDITIONAL FEATURES | VC16-3E3
STP_009 - Lot4 | Data Enrichment | SZU |  | 2023-08-07 |  |  | 1349113 | 1349113 | EA | COIL,ELEC;VALVE SOLENOID REPAIR, AMERCIC |  |  | COIL,ELECTRICAL;ADDITIONAL FEATURES EN:VALVE SOLENOID REPAIR, AMERCICAN AIR FILTER ASC,MNFR:01)AMERFILT,PTNO:01)U111-973222,MNFR: 02)INGRAND,PTNO:02)U111-973222 | 01)VALVE SOLENOID REPAIR, AMER,01)AMERFILT,02)INGRAND,01)U111-973222,02)U111-973222 |  |  | INGRAND | 02)INGRAND | U111-973222 |  |  | U111-973222 | [15 empty] | COIL | ELECTRICAL | TYPE |  | SIZE |  | VOLTAGE RATING |  | CURRENT RATING |  | TEMPERATURE RATING |  | INSULATION CLASS |  | HAZARD CLASS |  | CERTIFICATION/STANDARD |  | ADDITIONAL FEATURES | VALVE SOLENOID REPAIR,AMERCICAN AIR FILTER ASC
STP_009 - Lot4 | Data Enrichment | SZU |  | 2023-08-07 |  |  | 1365292 | 1365292 | EA | COIL,ELEC;VALVE,VEI, 24,EDI |  |  | COIL,ELECTRICAL;TYPE:VALVE,ADDITIONAL FEATURES EN:VEI, 24,MNFR:01)EDI,PTNO:01)S3H=OD.02.03.01.30.OC | VALVE,01)VEI, 24,01)EDI,01)S3H=OD.02.03.01.30.OC |  |  | EDI | EDI | S3H=OD.02.03.01.30.OC | [18 empty] | COIL | ELECTRICAL | TYPE | VALVE | SIZE |  | VOLTAGE RATING |  | CURRENT RATING |  | TEMPERATURE RATING |  | INSULATION CLASS |  | HAZARD CLASS |  | CERTIFICATION/STANDARD |  | ADDITIONAL FEATURES | VEI,24
STP_009 - Lot4 | Data Enrichment | SZU |  | 2023-08-07 |  |  | 1298807 | 1298807 | EA | COIL,ELEC;VCB TRIP/CLOSE, 11,IPOWER |  |  | COIL,ELECTRICAL;ADDITIONAL FEATURES EN:VCB TRIP/CLOSE, 11,MNFR:01)IPOWER,PTNO:01)VK110V | 01)VCB TRIP/CLOSE, 11,01)IPOWER,01)VK110V |  |  | IPOWER | IPOWER | VK110V | [18 empty] | COIL | ELECTRICAL | TYPE |  | SIZE |  | VOLTAGE RATING |  | CURRENT RATING |  | TEMPERATURE RATING |  | INSULATION CLASS |  | HAZARD CLASS |  | CERTIFICATION/STANDARD |  | ADDITIONAL FEATURES | VCB TRIP/CLOSE,11
STP_009 - Lot4 | Data Enrichment | SZU |  | 2023-08-07 |  |  | 1354871 | 1354871 | EA | COIL,ELCTROMAG;415 VAC 50 HZ,36 A |  |  | COIL,ELECTROMAGNET;COIL VOLTAGE:415 VAC 50 HZ,CURRENT RATING:36 A,ADDITIONAL FEATURES EN:ASSEMBLY, 966 KG,MNFR:01)SYNTECH,PTNO:01) 056C0716A | 415 VAC 50 HZ,36 A,01)ASSEMBLY, 966 KG,01)SYNTECH,01)056C0716A |  |  | SYNTECH | SYNTECH | 056C0716A | [18 empty] | COIL | ELECTROMAGNET | TYPE |  | SIZE |  | POWER RATING |  | COIL VOLTAGE | 415 VAC 50 HZ | CURRENT RATING | 36 A | MATERIAL |  | INSULATION CLASS |  | TEMPERATURE RATING |  | HAZARD CLASS |  | CERTIFICATION/STANDARD |  | ADDITIONAL FEATURES | ASSEMBLY,966 KG
STP_009 - Lot4 | Data Enrichment | SZU |  | 2023-08-07 |  |  | 1271572 | 1271572 | EA | COIL,HT TRANS;EVAP,DAIKIN,2P401757-1 | BOBINA TRANSF CALOR; | BOBN TRSF THERM; | COIL,HEAT TRANSFER;ADDITIONAL FEATURES EN:EVAP,DAIKIN,2P401757-1,MNFR:DAIKIN AUSTRALIA PTY LTD,PTNO:2P401757-1 | 01)EVAP,DAIKIN,2P401757-1,01)DAIKIN,01)2P401757-1,01)CAPRICORN AIR CONDITIONIN,01)2P401757-1 | 2P401757-1 | 1068216 | DAIKIN AUSTRALIA PTY LTD | DAIKIN AUSTRALIA PTY LTD | 2P401757-1 | [18 empty] | COIL | HEAT TRANSFER | TYPE |  | COIL RATING |  | CONNECTION TYPE |  | FLOW RATING |  | TEMPERATURE RATING |  | MATERIAL |  | PRESSURE RATING |  | SIZE |  | HAZARD CLASS |  | CERTIFICATION/STANDARD |  | ADDITIONAL FEATURES | EVAP,DAIKIN,2P401757-1
STP_009 - Lot4 | Data Enrichment | SZU |  | 2023-08-07 |  |  | 1386631 | 1386631 | EA | COIL;ABB,FIN-SSP-13280 |  |  |  | COIL | FIN-SSP-13280 | 3000014 | ABB |  | , | [18 empty] | COIL | No Modifier | TYPE |  | MATERIAL |  | DIAMETER |  | HAZARD CLASS |  | CERTIFICATION/STANDARD |  | ADDITIONAL FEATURES
STP_009 - Lot4 | Data Enrichment | SZU |  | 2023-08-07 |  |  | 1383631 | 1383631 | EA | COIL;BRAKE, CROSS TRAVEL |  |  | COIL;TYPE:BRAKE, CROSS TRAVEL,MNFR:01)EILBECK,PTNO:01)AN 3606 | EN_01)BRAKE, CROSS TRAVEL,01)EILBECK,01)AN 3606 |  |  | EILBECK | EILBECK | AN 3606 | [18 empty] | COIL | No Modifier | TYPE | BRAKE,CROSS TRAVEL | MATERIAL |  | DIAMETER |  | HAZARD CLASS |  | CERTIFICATION/STANDARD |  | ADDITIONAL FEATURES
STP_009 - Lot4 | Data Enrichment | SZU |  | 2023-08-07 |  |  | 1383632 | 1383632 | EA | COIL;BRAKE, CROSS TRAVEL |  |  | COIL;TYPE:BRAKE, CROSS TRAVEL,MNFR:01)EILBECK,PTNO:01)AN 3121 | EN_01)BRAKE, CROSS TRAVEL,01)EILBECK,01)AN 3121 |  |  | EILBECK | EILBECK | AN 3121 | [18 empty] | COIL | No Modifier | TYPE | BRAKE,CROSS TRAVEL | MATERIAL |  | DIAMETER |  | HAZARD CLASS |  | CERTIFICATION/STANDARD |  | ADDITIONAL FEATURES
STP_009 - Lot4 | Data Enrichment | SZU |  | 2023-08-07 |  |  | 1289340 | 1289340 | EA | COIL;BRAKE,COMPLT |  |  | COIL;TYPE:BRAKE,ADDITIONAL FEATURES EN:COMPLETE,MNFR:01)EILBECK,PTNO:01)15451 | EN_01)BRAKE,01)COMPLETE,01)EILBECK,01)15451 |  |  | EILBECK | EILBECK | 15451 | [18 empty] | COIL | No Modifier | TYPE | BRAKE | MATERIAL |  | DIAMETER |  | HAZARD CLASS |  | CERTIFICATION/STANDARD |  | ADDITIONAL FEATURES | COMPLETE
STP_009 - Lot4 | Data Enrichment | SZU |  | 2023-08-07 |  |  | 1383625 | 1383625 | EA | COIL;BRAKE,COMPLT |  |  | COIL;TYPE:BRAKE,ADDITIONAL FEATURES EN:COMPLETE,MNFR:01)EILBECK,PTNO:01)AN 11939 | EN_01)BRAKE,01)COMPLETE,01)EILBECK,01)AN 11939 |  |  | EILBECK | EILBECK | AN 11939 | [18 empty] | COIL | No Modifier | TYPE | BRAKE | MATERIAL |  | DIAMETER |  | HAZARD CLASS |  | CERTIFICATION/STANDARD |  | ADDITIONAL FEATURES | COMPLETE
STP_009 - Lot4 | Data Enrichment | SZU |  | 2023-08-07 |  |  | 1383626 | 1383626 | EA | COIL;BRAKE,COMPLT |  |  | COIL;TYPE:BRAKE,ADDITIONAL FEATURES EN:COMPLETE,MNFR:01)EILBECK,PTNO:01)AN 11382 | EN_01)BRAKE,01)COMPLETE,01)EILBECK,01)AN 11382 |  |  | EILBECK | EILBECK | AN 11382 | [18 empty] | COIL | No Modifier | TYPE | BRAKE | MATERIAL |  | DIAMETER |  | HAZARD CLASS |  | CERTIFICATION/STANDARD |  | ADDITIONAL FEATURES | COMPLETE
STP_009 - Lot4 | Data Enrichment | SZU |  | 2023-08-07 |  |  | 1300030 | 1300030 | EA | COIL;CLMP,ICAL,56-E-1499 |  |  | COIL;TYPE:CLAMP,MNFR:01)ICAL,PTNO:01)56-E-1499 | EN_01)CLAMP,01)ICAL,01)56-E-1499 |  |  | ICAL | ICAL | 56-E-1499 | [18 empty] | COIL | No Modifier | TYPE | CLAMP | MATERIAL |  | DIAMETER |  | HAZARD CLASS |  | CERTIFICATION/STANDARD |  | ADDITIONAL FEATURES
STP_009 - Lot4 | Data Enrichment | SZU |  | 2023-08-07 |  |  | 1383766 | 1383766 | EA | COIL;COND S0/P040-46 LH BL/FINPARTS |  |  | COIL;ADDITIONAL FEATURES EN:COND S0/P040-46 LH BL/FINPARTS,MNFR:01)AHIC (AUSTRALIA) PTY LTD,PTNO:01)0414104SP-BF | 01)COND S0/P040-46 LH BL/FINPA,01)AHIC (AUSTRALIA) PTY LTD,01)0414104SP-BF |  |  | AHIC (AUSTRALIA) PTY LTD | AHIC (AUSTRALIA) PTY LTD | 0414104SP-BF | [18 empty] | COIL | No Modifier | TYPE |  | MATERIAL |  | DIAMETER |  | HAZARD CLASS |  | CERTIFICATION/STANDARD |  | ADDITIONAL FEATURES | COND S0/P040-46 LH BL/FINPARTS
STP_009 - Lot4 | Data Enrichment | SZU |  | 2023-08-07 |  |  | 1383690 | 1383690 | EA | COIL;COND S0/P040-46 RH BL/FIN |  |  | COIL;ADDITIONAL FEATURES EN:COND S0/P040-46 RH BL/FIN,MNFR:01)AHIC (AUSTRALIA) PTY LTD,PTNO:01)0414204SP-BF | 01)COND S0/P040-46 RH BL/FIN,01)AHIC (AUSTRALIA) PTY LTD,01)0414204SP-BF |  |  | AHIC (AUSTRALIA) PTY LTD | AHIC (AUSTRALIA) PTY LTD | 0414204SP-BF | [18 empty] | COIL | No Modifier | TYPE |  | MATERIAL |  | DIAMETER |  | HAZARD CLASS |  | CERTIFICATION/STANDARD |  | ADDITIONAL FEATURES | COND S0/P040-46 RH BL/FIN
STP_009 - Lot4 | Data Enrichment | SZU |  | 2023-08-07 |  |  | 1383901 | 1383901 | EA | COIL;CONDNSR |  |  | COIL;TYPE:CONDENSER,ADDITIONAL FEATURES EN:3/8 IN, 3 ROW X 1016FH X1370FL,MNFR:01)BOSS,PTNO:01)ACQ22494A | EN_01)CONDENSER,01)3/8 IN, 3 ROW X 1016FH X137,01)BOSS,01)ACQ22494A |  |  | BOSS | BOSS | ACQ22494A | [18 empty] | COIL | No Modifier | TYPE | CONDENSER | MATERIAL |  | DIAMETER |  | HAZARD CLASS |  | CERTIFICATION/STANDARD |  | ADDITIONAL FEATURES | 3/8 IN,3 ROW X 1016FH X1370FL
STP_009 - Lot4 | Data Enrichment | SZU |  | 2023-08-07 |  |  | 1383851 | 1383851 | EA | COIL;CONDNSR,2 ROW X 406.4FH X |  |  | COIL;TYPE:CONDENSER,ADDITIONAL FEATURES EN:2 ROW X 406.4FH X,MNFR:01)BOSS,PTNO:01)ACQ23684A | EN_01)CONDENSER,01)2 ROW X 406.4FH X,01)BOSS,01)ACQ23684A |  |  | BOSS | BOSS | ACQ23684A | [18 empty] | COIL | No Modifier | TYPE | CONDENSER | MATERIAL |  | DIAMETER |  | HAZARD CLASS |  | CERTIFICATION/STANDARD |  | ADDITIONAL FEATURES | 2 ROW X 406.4FH X
STP_009 - Lot4 | Data Enrichment | SZU |  | 2023-08-07 |  |  | 1289196 | 1289196 | EA | COIL;EVAP,5ROWX381FHX990FL DO NOT USE |  |  | COIL;TYPE:EVAPORATOR,ADDITIONAL FEATURES EN:5ROWX381FHX990FL DO NOT USE,MNFR:01)MIRAS,PTNO:01)CONS-42779 | EN_01)EVAPORATOR,01)5ROWX381FHX990FL DO NOT USE,01)MIRAS,01)CONS-42779 |  |  | MIRAS | MIRAS | CONS-42779 | [18 empty] | COIL | No Modifier | TYPE | EVAPORATOR | MATERIAL |  | DIAMETER |  | HAZARD CLASS |  | CERTIFICATION/STANDARD |  | ADDITIONAL FEATURES | 5ROWX381FHX990FL DO NOT USE
STP_009 - Lot4 | Data Enrichment | SZU |  | 2023-08-07 |  |  | 1302570 | 1302570 | EA | COIL;EVAP,COPPER,COILAUST,EC160528 |  |  | COIL;TYPE:EVAPORATOR,MATERIAL:COPPER,MNFR:01)COILAUST,PTNO:01)EC160528 | EN_01)EVAPORATOR,COPPER,01)COILAUST,01)EC160528 |  |  | COILAUST | COILAUST | EC160528 | [18 empty] | COIL | No Modifier | TYPE | EVAPORATOR | MATERIAL | COPPER | DIAMETER |  | HAZARD CLASS |  | CERTIFICATION/STANDARD |  | ADDITIONAL FEATURES
STP_009 - Lot4 | Data Enrichment | SZU |  | 2023-08-07 |  |  | 1383639 | 1383639 | EA | COIL;EXPANSION VALVE |  |  | COIL;TYPE:EXPANSION VALVE,MNFR:01)DAIKIN AUSTRALIA PTY LTD,PTNO:01)167946J | EN_01)EXPANSION VALVE,01)DAIKIN AUSTRALIA PTY LTD,01)167946J |  |  | DAIKIN AUSTRALIA PTY LTD | DAIKIN AUSTRALIA PTY LTD | 167946J | [18 empty] | COIL | No Modifier | TYPE | EXPANSION VALVE | MATERIAL |  | DIAMETER |  | HAZARD CLASS |  | CERTIFICATION/STANDARD |  | ADDITIONAL FEATURES
STP_009 - Lot4 | Data Enrichment | SZU |  | 2023-08-07 |  |  | 1383641 | 1383641 | EA | COIL;EXPANSION VALVE |  |  | COIL;TYPE:EXPANSION VALVE,MNFR:01)DAIKIN AUSTRALIA PTY LTD,PTNO:01)167934J | EN_01)EXPANSION VALVE,01)DAIKIN AUSTRALIA PTY LTD,01)167934J |  |  | DAIKIN AUSTRALIA PTY LTD | DAIKIN AUSTRALIA PTY LTD | 167934J | [18 empty] | COIL | No Modifier | TYPE | EXPANSION VALVE | MATERIAL |  | DIAMETER |  | HAZARD CLASS |  | CERTIFICATION/STANDARD |  | ADDITIONAL FEATURES
STP_009 - Lot4 | Data Enrichment | SZU |  | 2023-08-07 |  |  | 1289138 | 1289138 | EA | COIL;LONG TRAVEL BRAKE,COMPLT |  |  | COIL;TYPE:LONG TRAVEL BRAKE,ADDITIONAL FEATURES EN:COMPLETE,MNFR:01)EILBECK,PTNO:01)ABM830053216 | EN_01)LONG TRAVEL BRAKE,01)COMPLETE,01)EILBECK,01)ABM830053216 |  |  | EILBECK | EILBECK | ABM830053216 | [18 empty] | COIL | No Modifier | TYPE | LONG TRAVEL BRAKE | MATERIAL |  | DIAMETER |  | HAZARD CLASS |  | CERTIFICATION/STANDARD |  | ADDITIONAL FEATURES | COMPLETE
STP_009 - Lot4 | Data Enrichment | SZU |  | 2023-08-07 |  |  | 1349236 | 1349236 | EA | COIL;PR,COPPER,DIA ID 6.35 X OD 9.52 MM |  |  | COIL;TYPE:PAIR,MATERIAL:COPPER,DIAMETER:ID 6.35 X OD 9.52 MM,ADDITIONAL FEATURES EN:ELECTRICAL,MNFR:01)HEATAUS,PTNO:01)PCI635952 | EN_01)PAIR,COPPER,ID 6.35 X OD 9.52 MM,01)ELECTRICAL,01)HEATAUS,01)PCI635952 |  |  | HEATAUS | HEATAUS | PCI635952 | [18 empty] | COIL | No Modifier | TYPE | PAIR | MATERIAL | COPPER | DIAMETER | ID 6.35 X OD 9.52 MM | HAZARD CLASS |  | CERTIFICATION/STANDARD |  | ADDITIONAL FEATURES | ELECTRICAL
STP_009 - Lot4 | Data Enrichment | SZU |  | 2023-08-07 |  |  | 1383610 | 1383610 | EA | COIL;VLV,230/50HZ DIN, PARKER |  |  | COIL;TYPE:VALVE,ADDITIONAL FEATURES EN:230/50HZ DIN, PARKER,MNFR:01)HAYMANS,PTNO:01)PAR4818653D | EN_01)VALVE,01)230/50HZ DIN, PARKER,01)HAYMANS,01)PAR4818653D |  |  | HAYMANS | HAYMANS | PAR4818653D | [18 empty] | COIL | No Modifier | TYPE | VALVE | MATERIAL |  | DIAMETER |  | HAZARD CLASS |  | CERTIFICATION/STANDARD |  | ADDITIONAL FEATURES | 230/50HZ DIN,PARKER
STP_009 - Lot4 | Data Enrichment | SZU |  | 2023-08-07 |  |  | 1383809 | 1383809 | EA | COIL;VLV,HOT GAS |  |  | COIL;TYPE:VALVE,ADDITIONAL FEATURES EN:HOT GAS,MNFR:01)BNS REFRIGERATION SERVICES P/L,PTNO:01)BRESP-231294 | EN_01)VALVE,01)HOT GAS,01)BNS REFRIGERATION SERVICES,01)BRESP-231294 |  |  | BNS REFRIGERATION SERVICES P/L | BNS REFRIGERATION SERVICES P/L | BRESP-231294 | [18 empty] | COIL | No Modifier | TYPE | VALVE | MATERIAL |  | DIAMETER |  | HAZARD CLASS |  | CERTIFICATION/STANDARD |  | ADDITIONAL FEATURES | HOT GAS
STP_009 - Lot4 | Data Enrichment | SZU |  | 2023-08-07 |  |  | 1383790 | 1383790 | EA | COIL;WATER DUMP VALVE |  |  | COIL;ADDITIONAL FEATURES EN:WATER DUMP VALVE,MNFR:01)HAYMANS ELECTRICAL (PARTS),PTNO:01)3222332244 | 01)WATER DUMP VALVE,01)HAYMANS ELECTRICAL (PARTS),01)3222332244 |  |  | HAYMANS ELECTRICAL (PARTS) | HAYMANS ELECTRICAL (PARTS) | 3222332244 | [18 empty] | COIL | No Modifier | TYPE |  | MATERIAL |  | DIAMETER |  | HAZARD CLASS |  | CERTIFICATION/STANDARD |  | ADDITIONAL FEATURES | WATER DUMP VALVE
STP_009 - Lot4 | Data Enrichment | SZU |  | 2023-08-07 |  |  | 1381735 | 1381735 | EA | COIL,RELY;CONTROLLER,ELECTRICAL VVR |  |  | COIL,RELAY;TYPE:CONTROLLER,ADDITIONAL FEATURES EN:ELECTRICAL VVR,MNFR:01)JOHNSWAY,PTNO:01)14959 | CONTROLLER,01)ELECTRICAL VVR,01)JOHNSWAY,01)14959 |  |  | JOHNSWAY | JOHNSWAY | 14959 | [18 empty] | COIL | RELAY | TYPE | CONTROLLER | COIL RATING |  | ELECTRICAL RATING |  | CONTACTOR TYPE |  | CONNECTION TYPE |  | MATERIAL |  | SIZE |  | TEMPERATURE RATING |  | HAZARD CLASS |  | CERTIFICATION/STANDARD |  | ADDITIONAL FEATURES | ELECTRICAL VVR
STP_009 - Lot4 | Data Enrichment | SZU |  | 2023-08-07 |  |  | 1381757 | 1381757 | EA | COIL,SOL;110 V,ELEC, 50HZ |  |  | COIL,SOLENOID;VOLTAGE RATING:110 V,ADDITIONAL FEATURES EN:ELECTRICAL, 50HZ,MNFR:01)BELLOWS,PTNO:01)K593-023 | 110 V,01)ELECTRICAL, 50HZ,01)BELLOWS,01)K593-023 |  |  | BELLOWS | BELLOWS | K593-023 | [18 empty] | COIL | SOLENOID | TYPE |  | VOLTAGE RATING | 110 V | POWER RATING |  | SIZE |  | MATERIAL |  | ENCLOSURE |  | HAZARD CLASS |  | CERTIFICATION/STANDARD |  | ADDITIONAL FEATURES | ELECTRICAL,50HZ
STP_009 - Lot4 | Data Enrichment | SZU |  | 2023-08-07 |  |  | 1300247 | 1300247 | EA | COIL,SOL;110 VAC,ELEC, 50 HZ,WENMEC |  |  | COIL,SOLENOID;VOLTAGE RATING:110 VAC,ADDITIONAL FEATURES EN:ELEC, 50 HZ,MNFR:01)WENMEC,PTNO:01)33441 | 110 VAC,01)ELEC, 50 HZ,01)WENMEC,01)33441 |  |  | WENMEC SYSTEMS INC | WENMEC | 33441 | [18 empty] | COIL | SOLENOID | TYPE |  | VOLTAGE RATING | 110 VAC | POWER RATING |  | SIZE |  | MATERIAL |  | ENCLOSURE |  | HAZARD CLASS |  | CERTIFICATION/STANDARD |  | ADDITIONAL FEATURES | ELEC,50 HZ
STP_009 - Lot4 | Data Enrichment | SZU |  | 2023-08-07 |  |  | 1345135 | 1345135 | EA | COIL,SOL;110 VAC,QM/48,2.5VA,50/60 |  |  | COIL,SOLENOID;VOLTAGE RATING:110 VAC,BODY ZINC DIE CAST, SEAL NITRILE,ADDITIONAL FEATURES EN:QM/48,2.5VA,50/60,MNFR:01)NORGREN, PTNO:01)QM/48/18J/28 110V COIL | 110 VAC,EN_01)BODY ZINC DIE CAST, SEAL,01)QM/48,2.5VA,50/60,01)NORGREN,01)QM/48/18J/28 110V COIL |  |  | NORGREN | NORGREN | QM/48/18J/28 110V COIL | [18 empty] | COIL | SOLENOID | TYPE |  | VOLTAGE RATING | 110 VAC,BODY ZINC DIE CAST,SEAL NITRILE | POWER RATING |  | SIZE |  | MATERIAL |  | ENCLOSURE |  | HAZARD CLASS |  | CERTIFICATION/STANDARD |  | ADDITIONAL FEATURES | QM/48,2.5VA,50/60
STP_009 - Lot4 | Data Enrichment | SZU |  | 2023-08-07 |  |  | 1300103 | 1300103 | EA | COIL,SOL;110 VAC,SMC,VP7-8-FG-D-9N |  |  | COIL,SOLENOID;VOLTAGE RATING:110 VAC,MNFR:01)SMC,PTNO:01)VP7-8-FG-D-9N | 110 VAC,01)SMC,01)VP7-8-FG-D-9N |  |  | SMC CORPORATION (AUST) PTY LTD | SMC | VP7-8-FG-D-9N | [18 empty] | COIL | SOLENOID | TYPE |  | VOLTAGE RATING | 110 VAC | POWER RATING |  | SIZE |  | MATERIAL |  | ENCLOSURE |  | HAZARD CLASS |  | CERTIFICATION/STANDARD |  | ADDITIONAL FEATURES
STP_009 - Lot4 | Data Enrichment | SZU |  | 2023-08-07 |  |  | 1347875 | 1347875 | EA | COIL,SOL;12 VDC,COPPER/DUROPLAST/STEEL |  |  | COIL,SOLENOID;VOLTAGE RATING:12 VDC,MATERIAL:COPPER/DUROPLAST/STEEL,ENCLOSURE:IP65,ADDITIONAL FEATURES EN:TYPE.4526,MNFR:01) FESTOPNU,PTNO:01)MSFG-12V;TYPE 4526 | 12 VDC,EN_01)COPPER/DUROPLAST/STEEL,IP65,01)TYPE.4526,01)FESTOPNU,01)MSFG-12V,TYPE 4526 |  |  | FESTOPNU | FESTOPNU | MSFG-12V;TYPE 4526 | [18 empty] | COIL | SOLENOID | TYPE |  | VOLTAGE RATING | 12 VDC | POWER RATING |  | SIZE |  | MATERIAL | COPPER/DUROPLAST/STEEL | ENCLOSURE | IP65 | HAZARD CLASS |  | CERTIFICATION/STANDARD |  | ADDITIONAL FEATURES | TYPE.4526
STP_009 - Lot4 | Data Enrichment | SZU |  | 2023-08-07 |  |  | 1284916 | 1284916 | EA | COIL,SOL;120 VDC |  |  | COIL,SOLENOID;VOLTAGE RATING:120 VDC,ADDITIONAL FEATURES EN:FT 120DC, PLS SUPPLY AIR FREIGHT ACCOUNT DETAIL,MNFR:01)CNW (MOUNT ISA) ELECT WHOLESALER,PTNO:01)238710-034-D | 120 VDC,01)FT 120DC, PLS SUPPLY AIR FR,01)CNW (MOUNT ISA) ELECT WHOLE,01)238710-034-D |  |  | CNW (MOUNT ISA) ELECT WHOLESALER | CNW (MOUNT ISA) ELECT WHOLESALER | 238710-034-D | [18 empty] | COIL | SOLENOID | TYPE |  | VOLTAGE RATING | 120 VDC | POWER RATING |  | SIZE |  | MATERIAL |  | ENCLOSURE |  | HAZARD CLASS |  | CERTIFICATION/STANDARD |  | ADDITIONAL FEATURES | FT 120DC,PLS SUPPLY AIR FREIGHT ACCOUNT DETAIL
STP_009 - Lot4 | Data Enrichment | SZU |  | 2023-08-07 |  |  | 1300211 | 1300211 | EA | COIL,SOL;24 V DC,HYDRAULIC VALVE,REXROTH |  |  | COIL,SOLENOID;VOLTAGE RATING:24 V DC,ADDITIONAL FEATURES EN:HYDRAULIC VALVE,MNFR:01)REXROTH,PTNO:01)G263-4-A-CG24 | 24 V DC,01)HYDRAULIC VALVE,01)REXROTH,01)G263-4-A-CG24 |  |  | REXROTH | REXROTH | G263-4-A-CG24 | [18 empty] | COIL | SOLENOID | TYPE |  | VOLTAGE RATING | 24 V DC | POWER RATING |  | SIZE |  | MATERIAL |  | ENCLOSURE |  | HAZARD CLASS |  | CERTIFICATION/STANDARD |  | ADDITIONAL FEATURES | HYDRAULIC VALVE
STP_009 - Lot4 | Data Enrichment | SZU |  | 2023-08-07 |  |  | 1284962 | 1284962 | EA | COIL,SOL;24 V,12 W |  |  | COIL,SOLENOID;VOLTAGE RATING:24 V,POWER RATING:12 W,MNFR:01)REECE PTY LTD,PTNO:01)2704806 | 24 V,12 W,01)REECE PTY LTD,01)2704806 |  |  | REECE PTY LTD | REECE PTY LTD | 2704806 | [18 empty] | COIL | SOLENOID | TYPE |  | VOLTAGE RATING | 24 V | POWER RATING | 12 W | SIZE |  | MATERIAL |  | ENCLOSURE |  | HAZARD CLASS |  | CERTIFICATION/STANDARD |  | ADDITIONAL FEATURES
STP_009 - Lot4 | Data Enrichment | SZU |  | 2023-08-07 |  |  | 1347861 | 1347861 | EA | COIL,SOL;24 V,200A,MACLEAN,1080427 |  |  | COIL,SOLENOID;VOLTAGE RATING:24 V,ADDITIONAL FEATURES EN:200A,MNFR:01)MACLEAN,PTNO:01)1080427 | 24 V,01)200A,01)MACLEAN,01)1080427 |  |  | MACLEAN | MACLEAN | 1080427 | [18 empty] | COIL | SOLENOID | TYPE |  | VOLTAGE RATING | 24 V | POWER RATING |  | SIZE |  | MATERIAL |  | ENCLOSURE |  | HAZARD CLASS |  | CERTIFICATION/STANDARD |  | ADDITIONAL FEATURES | 200A
STP_009 - Lot4 | Data Enrichment | SZU |  | 2023-08-07 |  |  | 1298912 | 1298912 | EA | COIL,SOL;24 VDC,4 W,IP65,ELEC, HOUSING |  |  | COIL,SOLENOID;VOLTAGE RATING:24 VDC,POWER RATING:4 W,ENCLOSURE:IP65,ADDITIONAL FEATURES EN:ELECTRICAL, HOUSING,MNFR:01)KEYSTONE, PTNO:01)F791,MNFR:02)KEYSTONE,PTNO:02)SF4-5D-50 | 24 VDC,4 W,IP65,01)ELECTRICAL, HOUSING,01)KEYSTONE,02)KEYSTONE,01)F791,02)SF4-5D-50 |  |  | KEYSTONE | KEYSTONE | F791 |  | KEYSTONE | SF4-5D-50 | [15 empty] | COIL | SOLENOID | TYPE |  | VOLTAGE RATING | 24 VDC | POWER RATING | 4 W | SIZE |  | MATERIAL |  | ENCLOSURE | IP65 | HAZARD CLASS |  | CERTIFICATION/STANDARD |  | ADDITIONAL FEATURES | ELECTRICAL,HOUSING
STP_009 - Lot4 | Data Enrichment | SZU |  | 2023-08-07 |  |  | 1351079 | 1351079 | EA | COIL,SOL;24 VDC,ELEC, DWR 1350-002 |  |  | COIL,SOLENOID;VOLTAGE RATING:24 VDC,ADDITIONAL FEATURES EN:ELECTRICAL, DWR 1350-002,MNFR:01)CONSEP,PTNO:01)156032 | 24 VDC,01)ELECTRICAL, DWR 1350-002,01)CONSEP,01)156032 |  |  | CONSEP | CONSEP | 156032 | [18 empty] | COIL | SOLENOID | TYPE |  | VOLTAGE RATING | 24 VDC | POWER RATING |  | SIZE |  | MATERIAL |  | ENCLOSURE |  | HAZARD CLASS |  | CERTIFICATION/STANDARD |  | ADDITIONAL FEATURES | ELECTRICAL,DWR 1350-002
STP_009 - Lot4 | Data Enrichment | SZU |  | 2023-08-07 |  |  | 1363855 | 1363855 | EA | COIL,SOL;24 VDC,ELEC, SIZE 6 |  |  | COIL,SOLENOID;VOLTAGE RATING:24 VDC,ADDITIONAL FEATURES EN:ELECTRICAL, SIZE 6,MNFR:01)UCHIDA,PTNO:01)WE6-P24 | 24 VDC,01)ELECTRICAL, SIZE 6,01)UCHIDA,01)WE6-P24 |  |  | UCHIDA | UCHIDA | WE6-P24 | [18 empty] | COIL | SOLENOID | TYPE |  | VOLTAGE RATING | 24 VDC | POWER RATING |  | SIZE |  | MATERIAL |  | ENCLOSURE |  | HAZARD CLASS |  | CERTIFICATION/STANDARD |  | ADDITIONAL FEATURES | ELECTRICAL,SIZE 6
STP_009 - Lot4 | Data Enrichment | SZU |  | 2023-08-07 |  |  | 1284961 | 1284961 | EA | COIL,SOL;240 VAC,10 W,W/O TERM |  |  | COIL,SOLENOID;VOLTAGE RATING:240 VAC,POWER RATING:10 W,ADDITIONAL FEATURES EN:W/O TERM,MNFR:01)REECE PTY LTD,PTNO:01)2704804 | 240 VAC,10 W,01)W/O TERM,01)REECE PTY LTD,01)2704804 |  |  | REECE PTY LTD | REECE PTY LTD | 2704804 | [18 empty] | COIL | SOLENOID | TYPE |  | VOLTAGE RATING | 240 VAC | POWER RATING | 10 W | SIZE |  | MATERIAL |  | ENCLOSURE |  | HAZARD CLASS |  | CERTIFICATION/STANDARD |  | ADDITIONAL FEATURES | W/O TERM
STP_009 - Lot4 | Data Enrichment | SZU |  | 2023-08-07 |  |  | 1351954 | 1351954 | EA | COIL,SOL;2WD/4WD,MATBRO,505144 |  |  | COIL,SOLENOID;ADDITIONAL FEATURES EN:2WD/4WD,MNFR:01)MATBRO,PTNO:01)505144 | 01)2WD/4WD,01)MATBRO,01)505144 |  |  | MATBRO | MATBRO | 505144 | [18 empty] | COIL | SOLENOID | TYPE |  | VOLTAGE RATING |  | POWER RATING |  | SIZE |  | MATERIAL |  | ENCLOSURE |  | HAZARD CLASS |  | CERTIFICATION/STANDARD |  | ADDITIONAL FEATURES | 2WD/4WD
STP_009 - Lot4 | Data Enrichment | SZU |  | 2023-08-07 |  |  | 1291968 | 1291968 | EA | COIL,SOL;415 VAC,7A (NO TIME LAG,AUSLEC |  |  | COIL,SOLENOID;VOLTAGE RATING:415 VAC,ADDITIONAL FEATURES EN:7A (NO TIME LAG,MNFR:01)AUSLEC,PTNO:01)9GECKT2503 | 415 VAC,01)7A (NO TIME LAG,01)AUSLEC,01)9GECKT2503 |  |  | AUSLEC | AUSLEC | 9GECKT2503 | [18 empty] | COIL | SOLENOID | TYPE |  | VOLTAGE RATING | 415 VAC | POWER RATING |  | SIZE |  | MATERIAL |  | ENCLOSURE |  | HAZARD CLASS |  | CERTIFICATION/STANDARD |  | ADDITIONAL FEATURES | 7A (NO TIME LAG
STP_009 - Lot4 | Data Enrichment | SZU |  | 2023-08-07 |  |  | 1344986 | 1344986 | EA | COIL,SOL;415 VAC,NO TIME LAGS,GEC,KT1503 |  |  | COIL,SOLENOID;VOLTAGE RATING:415 VAC,ADDITIONAL FEATURES EN:NO TIME LAGS,MNFR:01)GEC,PTNO:01)KT1503 | 415 VAC,01)NO TIME LAGS,01)GEC,01)KT1503 |  |  | GEC | GEC | KT1503 | [18 empty] | COIL | SOLENOID | TYPE |  | VOLTAGE RATING | 415 VAC | POWER RATING |  | SIZE |  | MATERIAL |  | ENCLOSURE |  | HAZARD CLASS |  | CERTIFICATION/STANDARD |  | ADDITIONAL FEATURES | NO TIME LAGS
STP_009 - Lot4 | Data Enrichment | SZU |  | 2023-08-07 |  |  | 1320136 | 1320136 | EA | COIL,SOL;440 V |  |  | COIL,SOLENOID;VOLTAGE RATING:440 V,ADDITIONAL FEATURES EN:ELECTRICAL, 50HZ, SIZE-6, MAGNET POT,MNFR:01)GEC,PTNO:01)KS10679 | 440 V,01)ELECTRICAL, 50HZ, SIZE-6, M,01)GEC,01)KS10679 |  |  | GEC | GEC | KS10679 | [18 empty] | COIL | SOLENOID | TYPE |  | VOLTAGE RATING | 440 V | POWER RATING |  | SIZE |  | MATERIAL |  | ENCLOSURE |  | HAZARD CLASS |  | CERTIFICATION/STANDARD |  | ADDITIONAL FEATURES | ELECTRICAL,50HZ,SIZE-6,MAGNET POT
STP_009 - Lot4 | Data Enrichment | SZU |  | 2023-08-07 |  |  | 1320137 | 1320137 | EA | COIL,SOL;440 V |  |  | COIL,SOLENOID;VOLTAGE RATING:440 V,ADDITIONAL FEATURES EN:ELECTRICAL, 50HZ, SIZE-8, MAGNET POT,MNFR:01)GEC,PTNO:01)KS10683 | 440 V,01)ELECTRICAL, 50HZ, SIZE-8, M,01)GEC,01)KS10683 |  |  | GEC | GEC | KS10683 | [18 empty] | COIL | SOLENOID | TYPE |  | VOLTAGE RATING | 440 V | POWER RATING |  | SIZE |  | MATERIAL |  | ENCLOSURE |  | HAZARD CLASS |  | CERTIFICATION/STANDARD |  | ADDITIONAL FEATURES | ELECTRICAL,50HZ,SIZE-8,MAGNET POT
STP_009 - Lot4 | Data Enrichment | SZU |  | 2023-08-07 |  |  | 1344987 | 1344987 | EA | COIL,SOL;440 VAC,NO TIME LAG ON,GEC |  |  | COIL,SOLENOID;VOLTAGE RATING:440 VAC,ADDITIONAL FEATURES EN:NO TIME LAG ON,MNFR:01)GEC,PTNO:01)KT2503 | 440 VAC,01)NO TIME LAG ON,01)GEC,01)KT2503 |  |  | GEC | GEC | KT2503 | [18 empty] | COIL | SOLENOID | TYPE |  | VOLTAGE RATING | 440 VAC | POWER RATING |  | SIZE |  | MATERIAL |  | ENCLOSURE |  | HAZARD CLASS |  | CERTIFICATION/STANDARD |  | ADDITIONAL FEATURES | NO TIME LAG ON
STP_009 - Lot4 | Data Enrichment | SZU |  | 2023-08-07 |  |  | 1347716 | 1347716 | EA | COIL,SOL;48-110 VAC/DC,ELEC, 50/60HZ |  |  | COIL,SOLENOID;VOLTAGE RATING:48-110 VAC/DC,ADDITIONAL FEATURES EN:ELECTRICAL, 50/60HZ,MNFR:01)CONSEP,PTNO:01)156031 | 48-110 VAC/DC,01)ELECTRICAL, 50/60HZ,01)CONSEP,01)156031 |  |  | CONSEP | CONSEP | 156031 | [18 empty] | COIL | SOLENOID | TYPE |  | VOLTAGE RATING | 48-110 VAC/DC | POWER RATING |  | SIZE |  | MATERIAL |  | ENCLOSURE |  | HAZARD CLASS |  | CERTIFICATION/STANDARD |  | ADDITIONAL FEATURES | ELECTRICAL,50/60HZ
STP_009 - Lot4 | Data Enrichment | SZU |  | 2023-08-07 |  |  | 1299723 | 1299723 | EA | COIL,SOL;A/C,12 V,DIA 52 MM,11,SIGMA |  |  | COIL,SOLENOID;TYPE:AIR CONDITIONER,VOLTAGE RATING:12 V,SIZE:DIA 52 MM,ADDITIONAL FEATURES EN:11,MNFR:01)SIGMA,PTNO:01)668135 | EN_01)AIR CONDITIONER,12 VDC,EN_01)DIA 52 MM,01)11,01)SIGMA,01)668135 |  |  | SIGMA | SIGMA | 668135 | [18 empty] | COIL | SOLENOID | TYPE | AIR CONDITIONER | VOLTAGE RATING | 12 V | POWER RATING |  | SIZE | DIA 52 MM | MATERIAL |  | ENCLOSURE |  | HAZARD CLASS |  | CERTIFICATION/STANDARD |  | ADDITIONAL FEATURES | 11
STP_009 - Lot4 | Data Enrichment | SZU |  | 2023-08-07 |  |  | 1381665 | 1381665 | EA | COIL,SOL;BRAKE,230 VDC |  |  | COIL,SOLENOID;TYPE:BRAKE,VOLTAGE RATING:230 VDC,ADDITIONAL FEATURES EN:ELECTRICAL, MAIN HOIST, TYPE 131AMPS,MNFR:01)CUTLHAMM,PTNO: 01)82041618120429 | EN_01)BRAKE,230 VDC,01)ELECTRICAL, MAIN HOIST, TYP,01)CUTLHAMM,01)82041618120429 |  |  | CUTLHAMM | CUTLHAMM | 01)82041618120429 | [18 empty] | COIL | SOLENOID | TYPE | BRAKE | VOLTAGE RATING | 230 VDC | POWER RATING |  | SIZE |  | MATERIAL |  | ENCLOSURE |  | HAZARD CLASS |  | CERTIFICATION/STANDARD |  | ADDITIONAL FEATURES | ELECTRICAL,MAIN HOIST,TYPE 131AMPS
STP_009 - Lot4 | Data Enrichment | SZU |  | 2023-08-07 |  |  | 1351223 | 1351223 | EA | COIL,SOL;CLSG,110 VDC,ELEC |  |  | COIL,SOLENOID;TYPE:CLOSING,VOLTAGE RATING:110 VDC,ADDITIONAL FEATURES EN:ELECTRICAL,MNFR:01)GEC,PTNO:01)951-47K4085 | EN_01)CLOSING,110 VDC,01)ELECTRICAL,01)GEC,01)951-47K4085 |  |  | GEC | GEC | 951-47K4085 | [18 empty] | COIL | SOLENOID | TYPE | CLOSING | VOLTAGE RATING | 110 VDC | POWER RATING |  | SIZE |  | MATERIAL |  | ENCLOSURE |  | HAZARD CLASS |  | CERTIFICATION/STANDARD |  | ADDITIONAL FEATURES | ELECTRICAL
STP_009 - Lot4 | Data Enrichment | SZU |  | 2023-08-07 |  |  | 1358625 | 1358625 | EA | COIL,SOL;ELEC,115 VAC,22 W,IP65, 67 |  |  | COIL,SOLENOID;TYPE:ELECTRICAL,VOLTAGE RATING:115 VAC,POWER RATING:22 W,ENCLOSURE:IP65, 67,MNFR:01)HYTECO,PTNO:01)770-211 | EN_01)ELECTRICAL,115 VAC,22 W,IP65, 67,01)HYTECO,01)770-211 |  |  | HYTECO | HYTECO | 770-211 | [18 empty] | COIL | SOLENOID | TYPE | ELECTRICAL | VOLTAGE RATING | 115 VAC | POWER RATING | 22 W | SIZE |  | MATERIAL |  | ENCLOSURE | IP65,67 | HAZARD CLASS |  | CERTIFICATION/STANDARD |  | ADDITIONAL FEATURES
STP_009 - Lot4 | Data Enrichment | SZU |  | 2023-08-07 |  |  | 1352279 | 1352279 | EA | COIL,SOL;ELEC,12 VDC,DELCREMY,1114458 |  |  | COIL,SOLENOID;TYPE:ELECTRICAL,VOLTAGE RATING:12 VDC,MNFR:01)DELCREMY,PTNO:01)1114458 | EN_01)ELECTRICAL,12 VDC,01)DELCREMY,01)1114458 |  |  | DELCREMY | DELCREMY | 1114458 | [18 empty] | COIL | SOLENOID | TYPE | ELECTRICAL | VOLTAGE RATING | 12 VDC | POWER RATING |  | SIZE |  | MATERIAL |  | ENCLOSURE |  | HAZARD CLASS |  | CERTIFICATION/STANDARD |  | ADDITIONAL FEATURES
STP_009 - Lot4 | Data Enrichment | SZU |  | 2023-08-07 |  |  | 1359427 | 1359427 | EA | COIL,SOL;ELEC,24 V |  |  | COIL,SOLENOID;TYPE:ELECTRICAL,VOLTAGE RATING:24 V,MNFR:01)HAYMANS,PTNO:01)WEL1751ES-24 | EN_01)ELECTRICAL,24 V,01)HAYMANS,01)WEL1751ES-24 |  |  | HAYMANS | HAYMANS | WEL1751ES-24 | [18 empty] | COIL | SOLENOID | TYPE | ELECTRICAL | VOLTAGE RATING | 24 V | POWER RATING |  | SIZE |  | MATERIAL |  | ENCLOSURE |  | HAZARD CLASS |  | CERTIFICATION/STANDARD |  | ADDITIONAL FEATURES
STP_009 - Lot4 | Data Enrichment | SZU |  | 2023-08-07 |  |  | 1298455 | 1298455 | EA | COIL,SOL;ELEC,24 V DC,CUSTOMFP,7904A24B |  |  | COIL,SOLENOID;TYPE:ELECTRICAL,VOLTAGE RATING:24 V DC,SIZE:WD 63.5 X LG 76.2 X HT 37.9 MM,ADDITIONAL FEATURES EN:WITH EMBEDDED AMPLIFIER,MNFR:01)CUSTOMFP,PTNO:01)7904A24B | EN_01)ELECTRICAL,24 V DC,EN_01)WD 63.5 X LG 76.2 X HT 3,01)WITH EMBEDDED AMPLIFIER,01)CUSTOMFP,01)7904A24B |  |  | CUSTOMFP | CUSTOMFP | 7904A24B | [18 empty] | COIL | SOLENOID | TYPE | ELECTRICAL | VOLTAGE RATING | 24 V DC | POWER RATING |  | SIZE | WD 63.5 X LG 76.2 X HT 37.9 MM | MATERIAL |  | ENCLOSURE |  | HAZARD CLASS |  | CERTIFICATION/STANDARD |  | ADDITIONAL FEATURES | WITH EMBEDDED AMPLIFIER
STP_009 - Lot4 | Data Enrichment | SZU |  | 2023-08-07 |  |  | 1301873 | 1301873 | EA | COIL,SOL;ELEC,TBE, TUBE ASSY/STOPPER,SMC |  |  | COIL,SOLENOID;TYPE:ELECTRICAL,ADDITIONAL FEATURES EN:TBE, TUBE ASSY/STOPPER,MNFR:01)SMC,PTNO:01)VXZ263LZ2H-KT1 | EN_01)ELECTRICAL,01)TBE, TUBE ASSY/STOPPER,01)SMC,01)VXZ263LZ2H-KT1 |  |  | SMC CORPORATION (AUST) PTY LTD | SMC | VXZ263LZ2H-KT1 | [18 empty] | COIL | SOLENOID | TYPE | ELECTRICAL | VOLTAGE RATING |  | POWER RATING |  | SIZE |  | MATERIAL |  | ENCLOSURE |  | HAZARD CLASS |  | CERTIFICATION/STANDARD |  | ADDITIONAL FEATURES | TBE,TUBE ASSY/STOPPER
STP_009 - Lot4 | Data Enrichment | SZU |  | 2023-08-07 |  |  | 1284814 | 1284814 | EA | COIL,SOL;ELECTRIC ACTUATOR,24 VAC,12 W |  |  | COIL,SOLENOID;TYPE:ELECTRIC ACTUATOR,VOLTAGE RATING:24 VAC,POWER RATING:12 W,SIZE:13.5 MM,MNFR:01)DANFOSS,PTNO:01)018F6182 | EN_01)ELECTRIC ACTUATOR,24 VAC,12 W,EN_01)13.5 MM,01)DANFOSS,01)018F6182 |  |  | DANFOSS | DANFOSS | 018F6182 | [18 empty] | COIL | SOLENOID | TYPE | ELECTRIC ACTUATOR | VOLTAGE RATING | 24 VAC | POWER RATING | 12 W | SIZE | 13.5 MM | MATERIAL |  | ENCLOSURE |  | HAZARD CLASS |  | CERTIFICATION/STANDARD |  | ADDITIONAL FEATURES
STP_009 - Lot4 | Data Enrichment | SZU |  | 2023-08-07 |  |  | 1351944 | 1351944 | EA | COIL,SOL;LIFT DOOR,(ADC) |  |  | COIL,SOLENOID;TYPE:LIFT DOOR,ADDITIONAL FEATURES EN:(ADC),MNFR:01)KRONE,PTNO:01)K379100G05 | EN_01)LIFT DOOR,01)(ADC),01)KRONE,01)K379100G05 |  |  | KRONE | KRONE | K379100G05 | [18 empty] | COIL | SOLENOID | TYPE | LIFT DOOR | VOLTAGE RATING |  | POWER RATING |  | SIZE |  | MATERIAL |  | ENCLOSURE |  | HAZARD CLASS |  | CERTIFICATION/STANDARD |  | ADDITIONAL FEATURES | (ADC)
STP_009 - Lot4 | Data Enrichment | SZU |  | 2023-08-07 |  |  | 1237726 | 1237726 | EA | COIL,SOL;PITCH CONTROL,REXROTH,GR70-2N-A |  |  | COIL,SOLENOID;TYPE:PITCH CONTROL,MNFR:01)REXROTH,PTNO:01)GR70-2N-A | EN_01)PITCH CONTROL,01)REXROTH,01)GR70-2N-A |  |  | REXROTH | REXROTH | GR70-2N-A | [18 empty] | COIL | SOLENOID | TYPE | PITCH CONTROL | VOLTAGE RATING |  | POWER RATING |  | SIZE |  | MATERIAL |  | ENCLOSURE |  | HAZARD CLASS |  | CERTIFICATION/STANDARD |  | ADDITIONAL FEATURES
STP_009 - Lot4 | Data Enrichment | SZU |  | 2023-08-07 |  |  | 1293275 | 1293275 | EA | COIL,SOL;PLUG AND 2.5 METRE LEAD ASSEMBL |  |  | COIL,SOLENOID;ADDITIONAL FEATURES EN:PLUG AND 2.5 METRE LEAD ASSEMBLY,MNFR:01)RSCOMP,PTNO:01)1584391 | 01)PLUG AND 2.5 METRE LEAD ASS,01)RSCOMP,01)1584391 |  |  | RSCOMP | RSCOMP | 1584391 | [18 empty] | COIL | SOLENOID | TYPE |  | VOLTAGE RATING |  | POWER RATING |  | SIZE |  | MATERIAL |  | ENCLOSURE |  | HAZARD CLASS |  | CERTIFICATION/STANDARD |  | ADDITIONAL FEATURES | PLUG AND 2.5 METRE LEAD ASSEMBLY
STP_009 - Lot4 | Data Enrichment | SZU |  | 2023-08-07 |  |  | 1348800 | 1348800 | EA | COIL,SOL;PRPTNL,ELEC, 100 SERIES BOOM |  |  | COIL,SOLENOID;TYPE:PROPORTIONAL,ADDITIONAL FEATURES EN:ELECTRICAL, 100 SERIES BOOM,MNFR:01)TRANSMIN,PTNO:01)R600494 | EN_01)PROPORTIONAL,01)ELECTRICAL, 100 SERIES BOOM,01)TRANSMIN,01)R600494 |  |  | TRANSMIN | TRANSMIN | R600494 | [18 empty] | COIL | SOLENOID | TYPE | PROPORTIONAL | VOLTAGE RATING |  | POWER RATING |  | SIZE |  | MATERIAL |  | ENCLOSURE |  | HAZARD CLASS |  | CERTIFICATION/STANDARD |  | ADDITIONAL FEATURES | ELECTRICAL,100 SERIES BOOM
STP_009 - Lot4 | Data Enrichment | SZU |  | 2023-08-07 |  |  | 1320172 | 1320172 | EA | COIL,SOL;SPRING:MAIN, C/W FAULT RATING 5 |  |  | COIL,SOLENOID;ADDITIONAL FEATURES EN:SPRING:MAIN, C/W FAULT RATING 500 MVA J18X, RS TYPE MECHANISM, OIL,CIRCUIT BREAKER 11 KV 800 A,MNFR:01)EMAILEED,PTNO:01)1061-F-401 | 01)SPRING:MAIN, C/W FAULT RATI,02)CIRCUIT BREAKER 11 KV 800 A,01)EMAILEED,01)1061-F-401 |  |  | EMAILEED | EMAILEED | 1061-F-401 | [18 empty] | COIL | SOLENOID | TYPE |  | VOLTAGE RATING |  | POWER RATING |  | SIZE |  | MATERIAL |  | ENCLOSURE |  | HAZARD CLASS |  | CERTIFICATION/STANDARD |  | ADDITIONAL FEATURES | SPRING:MAIN,C/W FAULT RATING 500 MVA J18X,RS TYPE MECHANISM,OIL,CIRCUIT BREAKER 11 KV 800 A
STP_009 - Lot4 | Data Enrichment | SZU |  | 2023-08-07 |  |  | 1347870 | 1347870 | EA | COIL,SOL;START,24 V DC,DELCREMY,1115544 |  |  | COIL,SOLENOID;TYPE:STARTER,VOLTAGE RATING:24 V DC,MNFR:01)DELCREMY,PTNO:01)1115544 | EN_01)STARTER,24 V DC,01)DELCREMY,01)1115544 |  |  | DELCREMY | DELCREMY | 1115544 | [18 empty] | COIL | SOLENOID | TYPE | STARTER | VOLTAGE RATING | 24 V DC | POWER RATING |  | SIZE |  | MATERIAL |  | ENCLOSURE |  | HAZARD CLASS |  | CERTIFICATION/STANDARD |  | ADDITIONAL FEATURES
STP_009 - Lot4 | Data Enrichment | SZU |  | 2023-08-07 |  |  | 1292878 | 1292878 | EA | COIL,SOL;TUYERE PUNCHER,NUMATICS |  |  | COIL,SOLENOID;TYPE:TUYERE PUNCHER,MNFR:01)NUMATICS,PTNO:01)237-614K | EN_01)TUYERE PUNCHER,01)NUMATICS,01)237-614K |  |  | NUMATICS | NUMATICS | 237-614K | [18 empty] | COIL | SOLENOID | TYPE | TUYERE PUNCHER | VOLTAGE RATING |  | POWER RATING |  | SIZE |  | MATERIAL |  | ENCLOSURE |  | HAZARD CLASS |  | CERTIFICATION/STANDARD |  | ADDITIONAL FEATURES
STP_009 - Lot4 | Data Enrichment | SZU |  | 2023-08-07 |  |  | 1349245 | 1349245 | EA | COIL,SOL;VLV,12 VDC |  |  | COIL,SOLENOID;TYPE:VALVE,VOLTAGE RATING:12 VDC,ADDITIONAL FEATURES EN:ELECTRICAL, 133K-06, PLUG-IN, TYPE-F,MNFR:01)LUCIFER,PTNO: 01)481865C1 | EN_01)VALVE,12 VDC,01)ELECTRICAL, 133K-06, PLUG-I,01)LUCIFER,01)481865C1 |  |  | LUCIFER | LUCIFER | 01)481865C1 | [18 empty] | COIL | SOLENOID | TYPE | VALVE | VOLTAGE RATING | 12 VDC | POWER RATING |  | SIZE |  | MATERIAL |  | ENCLOSURE |  | HAZARD CLASS |  | CERTIFICATION/STANDARD |  | ADDITIONAL FEATURES | ELECTRICAL,133K-06,PLUG-IN,TYPE-F
STP_009 - Lot4 | Data Enrichment | SZU |  | 2023-08-07 |  |  | 1381758 | 1381758 | EA | COIL,SOL;VLV,120 VAC |  |  | COIL,SOLENOID;TYPE:VALVE,VOLTAGE RATING:120 VAC,ADDITIONAL FEATURES EN:ELECTRICAL, 110 50HZ, FAFT-8342,MNFR:01)AUTOSWIT,PTNO:01) 99-257-5D | EN_01)VALVE,120 VAC,01)ELECTRICAL, 110 50HZ, FAFT-,01)AUTOSWIT,01)99-257-5D |  |  | AUTOSWIT | AUTOSWIT | 99-257-5D | [18 empty] | COIL | SOLENOID | TYPE | VALVE | VOLTAGE RATING | 120 VAC | POWER RATING |  | SIZE |  | MATERIAL |  | ENCLOSURE |  | HAZARD CLASS |  | CERTIFICATION/STANDARD |  | ADDITIONAL FEATURES | ELECTRICAL,110 50HZ,FAFT-8342
STP_009 - Lot4 | Data Enrichment | SZU |  | 2023-08-07 |  |  | 1344794 | 1344794 | EA | COIL,SOL;VLV,120 VAC,6.1-8.1 W |  |  | COIL,SOLENOID;TYPE:VALVE,VOLTAGE RATING:120 VAC,POWER RATING:6.1-8.1 W,ENCLOSURE:WATERTIGHT, NO JUNCTION BOX,MNFR:01)MARCTECH, PTNO:01)117546 238212-032 | EN_01)VALVE,120 VAC,6.1-8.1 W,WATERTIGHT, NO JUNCTION BOX,01)MARCTECH,01)117546 238212-032 |  |  | MARCTECH | MARCTECH | 117546 238212-032 | [18 empty] | COIL | SOLENOID | TYPE | VALVE | VOLTAGE RATING | 120 VAC | POWER RATING | 6.1-8.1 W | SIZE |  | MATERIAL |  | ENCLOSURE | WATERTIGHT,NO JUNCTION BOX | HAZARD CLASS |  | CERTIFICATION/STANDARD |  | ADDITIONAL FEATURES
STP_009 - Lot4 | Data Enrichment | SZU |  | 2023-08-07 |  |  | 1298447 | 1298447 | EA | COIL,SOL;VLV,24 VDC,ELEC |  |  | COIL,SOLENOID;TYPE:VALVE,VOLTAGE RATING:24 VDC,ADDITIONAL FEATURES EN:ELECTRICAL,MNFR:01)AMDEL,PTNO:01)50174 | EN_01)VALVE,24 VDC,01)ELECTRICAL,01)AMDEL,01)50174 |  |  | AMDEL | AMDEL | 50174 | [18 empty] | COIL | SOLENOID | TYPE | VALVE | VOLTAGE RATING | 24 VDC | POWER RATING |  | SIZE |  | MATERIAL |  | ENCLOSURE |  | HAZARD CLASS |  | CERTIFICATION/STANDARD |  | ADDITIONAL FEATURES | ELECTRICAL
STP_009 - Lot4 | Data Enrichment | SZU |  | 2023-08-07 |  |  | 1349242 | 1349242 | EA | COIL,SOL;VLV,240 V,ELEC, 50HZ |  |  | COIL,SOLENOID;TYPE:VALVE,VOLTAGE RATING:240 V,ADDITIONAL FEATURES EN:ELECTRICAL, 50HZ,MNFR:01)DANFOSS,PTNO:01)AD-3041 | EN_01)VALVE,240 V,01)ELECTRICAL, 50HZ,01)DANFOSS,01)AD-3041 |  |  | DANFOSS | DANFOSS | AD-3041 | [18 empty] | COIL | SOLENOID | TYPE | VALVE | VOLTAGE RATING | 240 V | POWER RATING |  | SIZE |  | MATERIAL |  | ENCLOSURE |  | HAZARD CLASS |  | CERTIFICATION/STANDARD |  | ADDITIONAL FEATURES | ELECTRICAL,50HZ
STP_009 - Lot4 | Data Enrichment | SZU |  | 2023-08-07 |  |  | 1289991 | 1289991 | EA | COIL,SOL;XMSN |  |  | COIL,SOLENOID;TYPE:TRANSMISSION,ADDITIONAL FEATURES EN:ELECTRICAL, CLARK 18000, NORMET U/G VEH,MNFR:01)DRIVETRN,PTNO:01)246291 | EN_01)TRANSMISSION,01)ELECTRICAL, CLARK 18000, NO,01)DRIVETRN,01)246291 |  |  | DRIVETRN | DRIVETRN | 246291 | [18 empty] | COIL | SOLENOID | TYPE | TRANSMISSION | VOLTAGE RATING |  | POWER RATING |  | SIZE |  | MATERIAL |  | ENCLOSURE |  | HAZARD CLASS |  | CERTIFICATION/STANDARD |  | ADDITIONAL FEATURES | ELECTRICAL,CLARK 18000,NORMET U/G VEH