## Sheet1
MATERIAL | Project Code | Activities | Production User | CA Code | Production Comments | Start Date | End Date | Remarks | MATERIAL CODE | MATERIAL TYPE | MATERIAL TYPE DESCRIPTION | MATERIAL GROUP | MATERIAL GROUP DESCRIPTION | UOM | MANUFACTURER PROFILE | SHORT TEXT | LONG TEXT | MANUFACTURER PART NUMBER. | MANUFACTURER. | MANUFACTURER NAME. | Reference URL | Reference URL 1 | Manufacturer Name | Manufacturer Part Number | Model Number | Alternate Manufacturer | Alternate Manufacturer Part Number | Alternate Manufacturer 1 | Alternate Manufacturer Part Number 1 | Equipment Name | Equipment Model | Equipment Manufacturer | Drawing Number | Serial Number | Item Number | Enriched/Cleansed | Noun | Modifier | Attribute Name 1 | Attribute Value 1 | Attribute Name 2 | Attribute Value 2 | Attribute Name 3 | Attribute Value 3 | Attribute Name 4 | Attribute Value 4 | Attribute Name 5 | Attribute Value 5 | Attribute Name 6 | Attribute Value 6 | Attribute Name 7 | Attribute Value 7 | Attribute Name 8 | Attribute Value 8 | Attribute Name 9 | Attribute Value 9 | Attribute Name 10 | Attribute Value 10 | Attribute Name 11 | Attribute Value 11 | Attribute Name 12 | Attribute Value 12 | Attribute Name 13 | Attribute Value 13 | Attribute Name 14 | Attribute Value 14 | Attribute Name 15 | Attribute Value 15 | Attribute Name 16 | Attribute Value 16 | Attribute Name 17 | Attribute Value 17 | Attribute Name 18 | Attribute Value 18 | Attribute Name 19 | Attribute Value 19 | Attribute Name 20 | Attribute Value 20 | Attribute Name 21 | Attribute Value 21 | Attribute Name 22 | Attribute Value 22 | Attribute Name 23 | Attribute Value 23 | Attribute Name 24 | Attribute Value 24 | Attribute Name 25 | Attribute Value 25 | Attribute Name 26 | Attribute Value 26 | Attribute Name 27 | Attribute Value 27 | Attribute Name 28 | Attribute Value 28 | Attribute Name 29 | Attribute Value 29 | Attribute Name 30 | Attribute Value 30 | Status
000000000060255252 | TNG_001 | DATA ENRICHMENT | MBT | MBT3 |  | 2022-11-23 |  |  | 000000000060255252 | BHP1 | BHP Spares & Supplies | 230000 | Industrial Manufacturing and Processing Machinery and Access | EA | MAN2 | ADAPTER,FEMALE CONDUIT,20MM,GALV,EA | ADAPTER,FEMALE CONDUIT,20MM,GALV,MILD STEEL,EACH
000000000060247759 | TNG_001 | DATA ENRICHMENT | MBT | MBT3 |  | 2022-11-23 |  |  | 000000000060247759 | BHP1 | BHP Spares & Supplies | 401423 | Pipe fittings | EA | MAN2 | ADAPTER,IFM,E30131,G1,FEMALE,G1/2,MALE | INST, ADAPTER,IFM,PART NO. E30131, G1,ASEPTOFLEX VARIO, FEMALE INNER THREAD, PROCESS CONNECTION, G1/2, MALE OUTER THREAD, STAINLESS | E30131 | 0019011819 | Unknown
000000000060242656 | TNG_001 | DATA ENRICHMENT | MBT | MBT3 |  | 2022-11-23 |  |  | 000000000060242656 | BHP1 | BHP Spares & Supplies | 251739 | Electrical components | EA | MAN2 | ADAPTER,IFM,E40134 | INST,ADAPTER,IFM,E40134,SCREW-IN ADAPTER FOR SENSORS,SENSOR CONNECTION:M18 X 1.,5 | E40134
000000000060255251 | TNG_001 | DATA ENRICHMENT | MBT | MBT3 |  | 2022-11-23 |  |  | 000000000060255251 | BHP1 | BHP Spares & Supplies | 230000 | Industrial Manufacturing and Processing Machinery and Access | EA | MAN2 | ADAPTER,MALE CONDUIT,20MM,GALV,EA | ADAPTER,MALE CONDUIT,20MM,GALV,MILD STEEL,EACH
000000000060243975 | TNG_001 | DATA ENRICHMENT | MBT | MBT3 |  | 2022-11-23 |  |  | 000000000060243975 | BHP1 | BHP Spares & Supplies | 320000 | Electronic Components and Supplies | EA | MAN2 | ADAPTER,MALE PLUG,M12,IFM E11295 | ADAPTER, MALE PLUG, M12, IFM E11295, M12 CONVERTER INSTALLED ON INSTRUMENT GLAND HOLE | E11295 | 0019011819 | Unknown
000000000060245809 | TNG_001 | DATA ENRICHMENT | MBT | MBT3 |  | 2022-11-23 |  |  | 000000000060245809 | BHP1 | BHP Spares & Supplies | 270000 | Tools and General Machinery | EA | MAN2 | ADAPTER,NMO,TNC, | NMO-TO-TNC ADAPTER CABLE 9FT | 6445100 | 0019011819 | Unknown
000000000060242589 | TNG_001 | DATA ENRICHMENT | MBT | MBT3 |  | 2022-11-23 |  |  | 000000000060242589 | BHP1 | BHP Spares & Supplies | 201426 | Production control system instrumentation | EA | MAN2 | ADAPTER,PROFIBUS DP,ABB, RPBA-01 | ADAPTER,PROFIBUS DP,COMMUNICATION,ABB, RPBA-01,ABB DRIVES | PRBA-01
000000000060249596 | TNG_001 | DATA ENRICHMENT | MBT | MBT3 |  | 2022-11-23 |  |  | 000000000060249596 | BHP1 | BHP Spares & Supplies | 401423 | Pipe fittings | EA | MAN2 | ADAPTOR, 2IN, CAMLOCK, TYPE F, STAINLESS | ADAPTOR, 2IN, CAMLOCK, TYPE F, STAINLESS STEEL, 316
000000000060254455 | TNG_001 | DATA ENRICHMENT | MBT | MBT3 |  | 2022-11-23 |  |  | 000000000060254455 | BHP1 | BHP Spares & Supplies | 401417 | Plumbing hardware and fittings | EA | MAN2 | ADAPTOR, ADAP-001 - BEL 8" PV 1.125" BLI | ADAPTOR, ADAP-001 - BEL 8INCH, PV 1.125INCH. BLIND ADAPTER, LOW AND HIGH PRESSURE | BEL 8" PV 1.125" | 0019011819 | Unknown
000000000060249453 | TNG_001 | DATA ENRICHMENT | MBT | MBT3 |  | 2022-11-23 |  |  | 000000000060249453 | BHP1 | BHP Spares & Supplies | 401423 | Pipe fittings | EA | MAN2 | ADAPTOR, CAMLOCK, TYPE C-150, STAILESS S | ADAPTOR, CAMLOCK, TYPE C-150, STAILESS STEEL, 316 C\W VITON SEAL
000000000060241260 | TNG_001 | DATA ENRICHMENT | MBT | MBT3 |  | 2022-11-23 |  |  | 000000000060241260 | BHP1 | BHP Spares & Supplies | 251728 | Hydraulic systems and components | EA | MAN2 | ADAPTOR, ELBOW,2J9-10,MALE TO FEMALE,JIC | ADAPTOR, ELBOW,2J9-10,MALE TO FEMALE,JIC,90 ELBOW | 2J9-10
000000000060016951 | TNG_001 | DATA ENRICHMENT | MBT | MBT3 |  | 2022-11-23 |  |  | 000000000060016951 | BHP1 | BHP Spares & Supplies | 401417 | Plumbing hardware and fittings | EA | MAN2 | ADAPTOR, FEMALE COMPRESSION, 50MM OD X 2 | ADAPTOR, FEMALE COMPRESSION, 50MM OD X 2IN BSP, TYPE 7030, PLASSON
000000000060016946 | TNG_001 | DATA ENRICHMENT | MBT | MBT3 |  | 2022-11-23 |  |  | 000000000060016946 | BHP1 | BHP Spares & Supplies | 401417 | Plumbing hardware and fittings | EA | MAN2 | ADAPTOR, MALE COMPRESSION, 50MM OD X 2IN | ADAPTOR, MALE COMPRESSION, 50MM OD X 2IN BSP, TYPE 7020, PLASSON
000000000060119478 | TNG_001 | DATA ENRICHMENT | MBT | MBT3 |  | 2022-11-23 |  |  | 000000000060119478 | BHP1 | BHP Spares & Supplies | 401417 | Plumbing hardware and fittings | EA | MAN2 | ADAPTOR, PLUG, 1 1/16IN THREAD SAE MALE | ADAPTOR, PLUG, 1 1/16IN THREAD SAE, ADAPTOR, PLUG, 1 1/16IN THREAD SAE MALE | 27-4O-12 | 0019011468 | KUTTING MPUMALANGA (PTY) LTD
000000000060119471 | TNG_001 | DATA ENRICHMENT | MBT | MBT3 |  | 2022-11-23 |  |  | 000000000060119471 | BHP1 | BHP Spares & Supplies | 401417 | Plumbing hardware and fittings | EA | MAN2 | ADAPTOR, STRAIGHT, 1 1/16IN THREAD SAE O | ADAPTOR, STRAIGHT, 1 1/16IN THREAD SAE O RING MALE TO 1 1/16IN THREAD JIC MALE, DUFFIELD | D52/1717 | 0019001007 | FREDERICK DUFFIELD PTY LTD
000000000060242105 | TNG_001 | DATA ENRICHMENT | MBT | MBT3 |  | 2022-11-23 |  |  | 000000000060242105 | BHP1 | BHP Spares & Supplies | 251728 | Hydraulic systems and components | EA | MAN2 | ADAPTOR,-08 NPT MALE TO -06 JIC MALE 90 | ADAPTOR,-08 NPT MALE TO -06 JIC MALE 90 DEG,PRT NO 1JN9-06-08 | 1JN9-06-08
000000000060252538 | TNG_001 | DATA ENRICHMENT | MBT | MBT3 |  | 2022-11-23 |  |  | 000000000060252538 | BHP1 | BHP Spares & Supplies | 271217 | Hydraulic hose and tube fittings | EA | MAN2 | ADAPTOR,-12JIC,MALE,-12NPT,MALE | ADAPTOR, -12JIC MALE, -12NPT MALE
000000000060254118 | TNG_001 | DATA ENRICHMENT | MBT | MBT3 |  | 2022-11-23 |  |  | 000000000060254118 | BHP1 | BHP Spares & Supplies | 221015 | Earth moving machinery | EA | MAN2 | ADAPTOR,1INCH,MALE,X,1INCH,MALE,SS,EA | ADAPTOR, 1INCH, MALE, X, 1INCH, MALE, STAINLESS, STEEL, HEXAGON, EACH
000000000060253813 | TNG_001 | DATA ENRICHMENT | MBT | MBT3 |  | 2022-11-23 |  |  | 000000000060253813 | BHP1 | BHP Spares & Supplies | 221015 | Earth moving machinery | EA | MAN2 | ADAPTOR,2INCH,MALE,X,1INCH,FEMALE,SS,EA | ADAPTOR, 2INCH, MALE, X, 1 INCH FEMALE, STAINLESS, STEEL, HEXAGON, EACH
000000000060252683 | TNG_001 | DATA ENRICHMENT | MBT | MBT3 |  | 2022-11-23 |  |  | 000000000060252683 | BHP1 | BHP Spares & Supplies | 401417 | Plumbing hardware and fittings | EA | MAN2 | ADAPTOR,COMPRESSION,MALE,25MMX20MM | ADAPTOR, COMPRESSION, MALE, 25MMX20MM
000000000060241990 | TNG_001 | DATA ENRICHMENT | MBT | MBT3 |  | 2022-11-23 |  |  | 000000000060241990 | BHP1 | BHP Spares & Supplies | 401417 | Plumbing hardware and fittings | EA | MAN2 | ADAPTOR,FEMALE COMPRESSION,25MM OD X 2 | ADAPTOR, FEMALE COMPRESSION, 25MM OD X 20MM BSP, TYPE 7030, PLASSON
000000000060252675 | TNG_001 | DATA ENRICHMENT | MBT | MBT3 |  | 2022-11-23 |  |  | 000000000060252675 | BHP1 | BHP Spares & Supplies | 401417 | Plumbing hardware and fittings | EA | MAN2 | ADAPTOR,FEMALE,15MM,CONEX | ADAPTOR, FEMALE, 15MM, CONEX
000000000060252665 | TNG_001 | DATA ENRICHMENT | MBT | MBT3 |  | 2022-11-23 |  |  | 000000000060252665 | BHP1 | BHP Spares & Supplies | 401417 | Plumbing hardware and fittings | EA | MAN2 | ADAPTOR,FEMALE,CONEX,22MM | ADAPTOR, FEMALE, CONEX, 22MM
000000000060246003 | TNG_001 | DATA ENRICHMENT | MBT | MBT3 |  | 2022-11-23 |  |  | 000000000060246003 | BHP1 | BHP Spares & Supplies | 401417 | Plumbing hardware and fittings | EA | MAN2 | ADAPTOR,FLANGE,110MM,GRIPPER | GRIPPER FLANGE ADAPTOR, 110MM | XFA110 | 0019011819 | Unknown
000000000060254506 | TNG_001 | DATA ENRICHMENT | MBT | MBT3 |  | 2022-11-23 |  |  | 000000000060254506 | BHP1 | BHP Spares & Supplies | 200000 | Mining Machinery and Accessories | EA | MAN2 | ADAPTOR,GREASE,CUP,D138-1E62,WEIR | ADAPTOR, GREASE, CUP, D138-1E62, WEIR | D138-1E62 | 0019011819 | Unknown
000000000060243138 | TNG_001 | DATA ENRICHMENT | MBT | MBT3 |  | 2022-11-23 |  |  | 000000000060243138 | BHP1 | BHP Spares & Supplies | 401417 | Plumbing hardware and fittings | EA | MAN2 | ADAPTOR,HYDRAULIC 1INCH X 1INCH | ADAPTOR, HYDRAULIC 1INCH X 1INCH
000000000060241989 | TNG_001 | DATA ENRICHMENT | MBT | MBT3 |  | 2022-11-23 |  |  | 000000000060241989 | BHP1 | BHP Spares & Supplies | 401417 | Plumbing hardware and fittings | EA | MAN2 | ADAPTOR,MALE COMPRESSION,40MM OD X 40M | ADAPTOR, MALE COMPRESSION, 40MM OD X 40MM BSP, TYPE 7020, PLASSON
000000000060252674 | TNG_001 | DATA ENRICHMENT | MBT | MBT3 |  | 2022-11-23 |  |  | 000000000060252674 | BHP1 | BHP Spares & Supplies | 401417 | Plumbing hardware and fittings | EA | MAN2 | ADAPTOR,MALE,15MM,CONEX | ADAPTOR, MALE, 15MM, CONEX
000000000060255370 | TNG_001 | DATA ENRICHMENT | MBT | MBT3 |  | 2022-11-23 |  |  | 000000000060255370 | BHP1 | BHP Spares & Supplies | 200000 | Mining Machinery and Accessories | EA | MAN2 | ADAPTOR,MALE,BOSAL,20MM | ADAPTOR, MALE, BOSAL, 20MM
000000000060252667 | TNG_001 | DATA ENRICHMENT | MBT | MBT3 |  | 2022-11-23 |  |  | 000000000060252667 | BHP1 | BHP Spares & Supplies | 401417 | Plumbing hardware and fittings | EA | MAN2 | ADAPTOR,MALE,CONEX,22MM | ADAPTOR, MALE, CONEX, 22MM
000000000060243119 | TNG_001 | DATA ENRICHMENT | MBT | MBT3 |  | 2022-11-23 |  |  | 000000000060243119 | BHP1 | BHP Spares & Supplies | 401417 | Plumbing hardware and fittings | EA | MAN2 | ADAPTOR,NOZZLE,1/4INCH MALE FEMALE BRASS | ADAPTOR, NOZZLE, BOOMCLAMP 1/4INCH MALE X 1/4INCH FEMALE, BRASS
000000000060243120 | TNG_001 | DATA ENRICHMENT | MBT | MBT3 |  | 2022-11-23 |  |  | 000000000060243120 | BHP1 | BHP Spares & Supplies | 401417 | Plumbing hardware and fittings | EA | MAN2 | ADAPTOR,NPT FEMALE 3/8INCH X 1/4INCH BRA | ADAPTOR, NPT FEMALE 3/8INCH X 1/4INCH BRASS
000000000060243121 | TNG_001 | DATA ENRICHMENT | MBT | MBT3 |  | 2022-11-23 |  |  | 000000000060243121 | BHP1 | BHP Spares & Supplies | 401417 | Plumbing hardware and fittings | EA | MAN2 | ADAPTOR,NPT MALE 3/8INCH X 1/4INCH BRASS | ADAPTOR, NPT MALE 3/8INCH X 1/4INCH BRASS
000000000060233687 | TNG_001 | DATA ENRICHMENT | MBT | MBT3 |  | 2022-11-23 |  |  | 000000000060233687 | BHP1 | BHP Spares & Supplies | P1540 | Electric cable & accessories, hangers | PAK | MAN2 | ADAPTOR,PVC,LOCKING,20MM/50 | PVC, LOCKING, ADAPTOR, 20MM/50
000000000060249289 | TNG_001 | DATA ENRICHMENT | MBT | MBT3 |  | 2022-11-23 |  |  | 000000000060249289 | BHP1 | BHP Spares & Supplies | 270000 | Tools and General Machinery | EA | MAN2 | ADAPTOR,REDUCER,1 INCH,TO,3/4 INCH,EA | ADAPTOR, REDUCER, 1 INCH TO 3/4 INCH, RACO, RIC7560, EACH | RIC7560
000000000060255417 | TNG_001 | DATA ENRICHMENT | MBT | MBT3 |  | 2022-11-23 |  |  | 000000000060255417 | BHP1 | BHP Spares & Supplies | 401423 | Pipe fittings | EA | MAN2 | ADAPTOR,REDUCER,1IN MALE,0.5 IN FEM.,EA | ADAPTOR, REDUCER, 1INCH MALE, 0.5 INCH FEMALE, STAINLES STEEL, EACH
000000000060255014 | TNG_001 | DATA ENRICHMENT | MBT | MBT3 |  | 2022-11-23 |  |  | 000000000060255014 | BHP1 | BHP Spares & Supplies | 200000 | Mining Machinery and Accessories | EA | MAN2 | ADAPTOR,SHANK,T38,P/N,90516115 | ADAPTOR,SHANK,T38,P/N,90516115 | 90516115 | 0019011819 | Unknown
000000000060232932 | TNG_001 | DATA ENRICHMENT | MBT | MBT3 |  | 2022-11-23 |  |  | 000000000060232932 | BHP1 | BHP Spares & Supplies | 270000 | Tools and General Machinery | EA | MAN2 | ADAPTOR,SPINNING,250MM | SPINNING ADAPTOR-32 HEX FEMALE X 22 HEX MALE-250MM (TENSIONING EQUIPMENT )
000000000060165663 | TNG_001 | DATA ENRICHMENT | MBT | MBT3 |  | 2022-11-23 |  |  | 000000000060165663 | BHP1 | BHP Spares & Supplies | 201117 | Drilling and operation accessories | EA | MAN2 | ADAPTOR,SPINNING,425MM X 22MM HEX MALE | ADAPTOR: SPINNING, 425MM X 22MM HEX MALE X 27MM HEX FEMALE SOCKET WITH COLLAR
000000000060256318 | TNG_001 | DATA ENRICHMENT | MBT | MBT3 |  | 2022-11-23 |  |  | 000000000060256318 | BHP1 | BHP Spares & Supplies | 310000 | Manufacturing Components and Supplies | EA | MAN2 | ADAPTOR,STRAIGHT, GAI16SR-1/2"/GE10SR-1/ | ADAPTOR, STRAIGHT, GAI16SR-1/2INCH/GE10SR-1/2INCHED/BW-24M, COMPLETE WITH DOWTY WASHER | GAI16SR-1/2"/GE10SR-1/2"ED/BW-24M | 0019011819 | Unknown
000000000060241254 | TNG_001 | DATA ENRICHMENT | MBT | MBT3 |  | 2022-11-23 |  |  | 000000000060241254 | BHP1 | BHP Spares & Supplies | 251728 | Hydraulic systems and components | EA | MAN2 | ADAPTOR,STRAIGHT,1BJ-08-10 F18,-04X2.5M/ | ADAPTOR,STRAIGHT,1BJ-08-10 F18,-04X2.5M/DW08,BSP-JIC ADAPTOR COMPLETE WITH ORIFICE AND DOWTY | 1BJ-08-10 F18
000000000060250240 | TNG_001 | DATA ENRICHMENT | MBT | MBT3 |  | 2022-11-23 |  |  | 000000000060250240 | BHP1 | BHP Spares & Supplies | 271217 | Hydraulic hose and tube fittings | EA | MAN2 | ADAPTOR,STRAIGHT,M22X1.5,METRIC,MALE,TO, | ADAPTOR STRAIGHT, M22X1.5 METRIC MALE TO -12SAE MALE, PART GE15L-12, MUDGUN DRILL POWERPACK
000000000060253654 | TNG_001 | DATA ENRICHMENT | MBT | MBT3 |  | 2022-11-23 |  |  | 000000000060253654 | BHP1 | BHP Spares & Supplies | 271217 | Hydraulic hose and tube fittings | EA | MAN2 | ADAPTOR,STRAIGHT,NPT,04MALE,NP,T02MALE | ADAPTOR STRAIGHT, NPT, 04 MALE X NPT-02 MALE, 1N
000000000060254305 | TNG_001 | DATA ENRICHMENT | MBT | MBT3 |  | 2022-11-23 |  |  | 000000000060254305 | BHP1 | BHP Spares & Supplies | 200000 | Mining Machinery and Accessories | EA | MAN2 | ADAPTOR,WELDING,FOR,PROCESS,SENSOR,13.7M | ADAPTOR, WELDING, FOR, PROCESS, SENSOR, 13.7MM, E40265, STAINLESS, STEEL
000000000060253072 | TNG_001 | DATA ENRICHMENT | MBT | MBT3 |  | 2022-11-23 |  |  | 000000000060253072 | BHP1 | BHP Spares & Supplies | 251739 | Electrical components | EA | MAN2 | APADTER,IFM,E40107,SCREWIN, | APADTER, IFM, E40107, SCREW-IN, SI/1 1/2NPT | E40107 | 0019011819 | Unknown
000000000060253786 | TNG_001 | DATA ENRICHMENT | MBT | MBT3 |  | 2022-11-23 |  |  | 000000000060253786 | BHP1 | BHP Spares & Supplies | 391217 | Electrical hardware and supplies | EA | MAN2 | CONDUIT,ADAPTOR,THREADED,MALE,STEEL | CONDUIT, ADAPTOR, THREADED, MALE STEEL
000000000060254403 | TNG_001 | DATA ENRICHMENT | MBT | MBT3 |  | 2022-11-23 |  |  | 000000000060254403 | BHP1 | BHP Spares & Supplies | 230000 | Industrial Manufacturing and Processing Machinery and Access | EA | MAN2 | FEMALE THREAD,SLIP X G1-1/4,50MM,EA | FEMALE THREAD, SLIP X G1-1/4, PVC 50MM, PIPE FITTING ADAPTER, EA
000000000060251157 | TNG_001 | DATA ENRICHMENT | MBT | MBT3 |  | 2022-11-23 |  |  | 000000000060251157 | BHP1 | BHP Spares & Supplies | 411165 | Instrument parts and accessories | EA | MAN2 | PIPE ADAPTOR, INSTRUMENTATION, ADAPTOR, | PIPE ADAPTOR, INSTRUMENTATION, ADAPTOR, 90MM TO 80MM, PR-C33-90-4000, PROMAX 80MM PVC PIPE TO 90MM STEEL FLAMGE ADAMTOR, PIPE MOUNT | PR-C33-90-4000 | 0019011819 | Unknown
000000000060251158 | TNG_001 | DATA ENRICHMENT | MBT | MBT3 |  | 2022-11-23 |  |  | 000000000060251158 | BHP1 | BHP Spares & Supplies | 411165 | Instrument parts and accessories | EA | MAN2 | PIPE ADAPTOR, INSTRUMENTATION, ADAPTOR, | PIPE ADAPTOR, INSTRUMENTATION, ADAPTOR, 110MM TO 100MM, PR-C33-110-4000, PROMAX 110MM PVC PIPE TO 100MM STEEL FLAMGE ADAMTOR, PIPE M | PR-C33-110-4000 | 0019011819 | Unknown
000000000060247891 | TNG_001 | DATA ENRICHMENT | MBT | MBT3 |  | 2022-11-23 |  |  | 000000000060247891 | BHP1 | BHP Spares & Supplies | 432100 | Computer Equipment and Accessories | EA | MAN2 | SVR H/W,ADAPTER,DUAL PORT FIBRE,16GB,EA | SERVER HARDWARE, ADAPTER, HOST BUS, DUAL PORT FIBRE CHANNEL, 16GB, EACH | P9D94A | 0019011819 | Unknown
000000000060247890 | TNG_001 | DATA ENRICHMENT | MBT | MBT3 |  | 2022-11-23 |  |  | 000000000060247890 | BHP1 | BHP Spares & Supplies | 432100 | Computer Equipment and Accessories | EA | MAN2 | SVR H/W,ADAPTER,ETHERNET,10GB,EA | SERVER HARDWARE, ADAPTER, ETHERNET, PCIE, 10GB, EACH | 817721-B21 | 0019011819 | Unknown
000000000060234572 | TNG_001 | DATA ENRICHMENT | MBT | MBT3 |  | 2022-11-23 |  |  | 000000000060234572 | BHP1 | BHP Spares & Supplies | P1045 | Electrical equipment & parts, switches, switchboards, barrie | EA | MAN2 | TRIPLE,2PIN,ADAPTOR,WHITE | TRIPLE , 2PIN, ADAPTOR,WHITE
000000000060249147 | TNG_001 | DATA ENRICHMENT | MBT | MBT3 |  | 2022-11-23 |  |  | 000000000060249147 | BHP1 | BHP Spares & Supplies | 200000 | Mining Machinery and Accessories | EA | MAN2 | CONTACTOR 220V,18KW | CONTACTOR 220V,18KW
000000000060246921 | TNG_001 | DATA ENRICHMENT | MBT | MBT3 |  | 2022-11-23 |  |  | 000000000060246921 | BHP1 | BHP Spares & Supplies | 391200 | Electrical equipment and components and supplies | EA | MAN2 | CONTACTOR SIEMENS, SIRUS MODEL G/080211 | CONTACTOR SIEMENS, SIRUS MODEL G/080211 E05, 3RT1025-1B, 24V DC, 380V, 50HZ, 3PH, 7.5KW, 17A | G/080211 | 0019011819 | Unknown
000000000060124026 | TNG_001 | DATA ENRICHMENT | MBT | MBT3 |  | 2022-11-23 |  |  | 000000000060124026 | BHP1 | BHP Spares & Supplies | 391215 | Switches and controls and relays and accessories | EA | MAN2 | CONTACTOR, 110V AC COIL, TO BS 5424, 7,5 | CONTACTOR, 110V AC COIL, TO BS 5424, 7,5KW CONTACTOR WITH 2X OPEN + 2X, CLOSE AUX, MOELLER | DILM17-10+DILM32-XHI22 | 0019001851 | KLOCKNER MOELLER GMBH
000000000060024449 | TNG_001 | DATA ENRICHMENT | MBT | MBT3 |  | 2022-11-23 |  |  | 000000000060024449 | BHP1 | BHP Spares & Supplies | 391215 | Switches and controls and relays and accessories | EA | MAN2 | CONTACTOR, 12A, 3 POLE, 220V AC COIL, TE | CONTACTOR, 12A, 3 POLE, 220V AC COIL, TELEMECANIQUE | LC1D1210M5 | 0019000719 | CHAMPION SPARK PLUGS,USA
000000000060124023 | TNG_001 | DATA ENRICHMENT | MBT | MBT3 |  | 2022-11-23 |  |  | 000000000060124023 | BHP1 | BHP Spares & Supplies | 391215 | Switches and controls and relays and accessories | EA | MAN2 | CONTACTOR, 220V AC COIL, TO BS 5424, 11K | CONTACTOR, 220V AC COIL, TO BS 5424, 11KW CONTACTOR WITH 1X OPEN AUX, MOELLER | DILM25-10(220V) | 0019001851 | KLOCKNER MOELLER GMBH
000000000060024461 | TNG_001 | DATA ENRICHMENT | MBT | MBT3 |  | 2022-11-23 |  |  | 000000000060024461 | BHP1 | BHP Spares & Supplies | 391215 | Switches and controls and relays and accessories | EA | MAN2 | CONTACTOR, 25A, 3 POLE, 220V AC COIL, TE | CONTACTOR, 25A, 3 POLE, 220V AC COIL, TELEMECANIQUE | LRD14 | 0019000719 | CHAMPION SPARK PLUGS,USA
000000000060124031 | TNG_001 | DATA ENRICHMENT | MBT | MBT3 |  | 2022-11-23 |  |  | 000000000060124031 | BHP1 | BHP Spares & Supplies | 391215 | Switches and controls and relays and accessories | EA | MAN2 | CONTACTOR, 3 POLE, 30KW CONTACTOR WITH 2 | CONTACTOR, 3 POLE, 30KW CONTACTOR WITH 2 OPEN + 2 CLOSE AUX, 220V AC COIL, TO BS 5424, MOELLER | DILM-65-230V | 0019001851 | KLOCKNER MOELLER GMBH
000000000060124037 | TNG_001 | DATA ENRICHMENT | MBT | MBT3 |  | 2022-11-23 |  |  | 000000000060124037 | BHP1 | BHP Spares & Supplies | 391215 | Switches and controls and relays and accessories | EA | MAN2 | CONTACTOR, 3 POLE, 45KW, 220V AC COIL, T | CONTACTOR, 3 POLE, 45KW, 220V AC COIL, TO BS 5424, WITH 2 OPEN + 2 CLOSE, AUX, MOELLER | DILM95+DILM150-XHI22 | 0019001851 | KLOCKNER MOELLER GMBH
000000000060024685 | TNG_001 | DATA ENRICHMENT | MBT | MBT3 |  | 2022-11-23 |  |  | 000000000060024685 | BHP1 | BHP Spares & Supplies | 391215 | Switches and controls and relays and accessories | EA | MAN2 | CONTACTOR, 3 POLE, 75KW, 220V AC COIL, T | CONTACTOR, 3 POLE, 75KW, 220V AC COIL, TO BS 5424, MOELLER | DILM150-DILM150-XHI22 | 0019001851 | KLOCKNER MOELLER GMBH
000000000060024466 | TNG_001 | DATA ENRICHMENT | MBT | MBT3 |  | 2022-11-23 |  |  | 000000000060024466 | BHP1 | BHP Spares & Supplies | 391215 | Switches and controls and relays and accessories | EA | MAN2 | CONTACTOR, 40A, 3 POLE, 220V AC COIL, TE | CONTACTOR, 40A, 3 POLE, 220V AC COIL, TELEMECANIQUE | LC1D4011M5 | 0019000719 | CHAMPION SPARK PLUGS,USA
000000000060151690 | TNG_001 | DATA ENRICHMENT | MBT | MBT3 |  | 2022-11-23 |  |  | 000000000060151690 | BHP1 | BHP Spares & Supplies | 391200 | Electrical equipment and components and supplies | EA | MAN2 | CONTACTOR, 5.5KW, 400V, SIZE S00, AC-3, | CONTACTOR, 5.5KW, 400V, SIZE S00, AC-3, AC 230V, 1NO, 3 POLE, SCREW, CONNECTION, SIEMENS | 3RT1017-1AP01 | 0019003033 | SIEMENS GMBH,W.GERMANY
000000000060252331 | TNG_001 | DATA ENRICHMENT | MBT | MBT3 |  | 2022-11-23 |  |  | 000000000060252331 | BHP1 | BHP Spares & Supplies | 391215 | Switches and controls and relays and accessories | EA | MAN2 | CONTACTOR, COIL, 48V, SIEMENS, 4KW, DC, | CONTACTOR, COIL, 48V, SIEMENS, 4KW, DC, 1NO, 3 POLE
000000000060249661 | TNG_001 | DATA ENRICHMENT | MBT | MBT3 |  | 2022-11-23 |  |  | 000000000060249661 | BHP1 | BHP Spares & Supplies | 391200 | Electrical equipment and components and supplies | EA | MAN2 | CONTACTOR, SIEMENS, 7.5KW, MODEL 3RT1024 | CONTACTOR, SIEMENS, 7.5KW, MODEL 3RT1024, 3 PHASE 230V COIL, WITH AUXILARY
000000000060254674 | TNG_001 | DATA ENRICHMENT | MBT | MBT3 |  | 2022-11-23 |  |  | 000000000060254674 | BHP1 | BHP Spares & Supplies | 200000 | Mining Machinery and Accessories | EA | MAN2 | CONTACTOR,1,EC,AC,COIL,WASHING,MACHINE | CONTACTOR, 1, EC, AC, COIL, WASHING, MACHINE | 70343301P | 0019011819 | Unknown
000000000060249982 | TNG_001 | DATA ENRICHMENT | MBT | MBT3 |  | 2022-11-23 |  |  | 000000000060249982 | BHP1 | BHP Spares & Supplies | 391200 | Electrical equipment and components and supplies | EA | MAN2 | CONTACTOR,110V AC COIL,16A,7.5 KW AT 400 | CONTACTOR,110V AC COIL,16A,7.5 KW AT 400V,3RT2025-1AF00,RS STOCK CODE 706-1320,SIEMENS | 3RT2025-1AF00 | 0019011819 | Unknown
000000000060250468 | TNG_001 | DATA ENRICHMENT | MBT | MBT3 |  | 2022-11-23 |  |  | 000000000060250468 | BHP1 | BHP Spares & Supplies | 310000 | Manufacturing Components and Supplies | EA | MAN2 | CONTACTOR,110V AC COIL,25A,11 KW AT 400V | CONTACTOR,110V AC COIL,25A,11 KW AT 400V,3RT2026-1AF00,RS STOCK CODE 706-1355,SIEMENS | 706-1355 | 0019011819 | Unknown
000000000060228286 | TNG_001 | DATA ENRICHMENT | MBT | MBT3 |  | 2022-11-23 |  |  | 000000000060228286 | BHP1 | BHP Spares & Supplies | 391200 | Electrical equipment and components and supplies | EA | MAN2 | CONTACTOR,11KW,110V COIL,3-POLE,S0 | CONTACTOR, 11KW, 110V COIL, 3-POLE, S0, SIEMENS | 3RT2026-1AF00 | 0019011590 | SIEMENS
000000000060250400 | TNG_001 | DATA ENRICHMENT | MBT | MBT3 |  | 2022-11-23 |  |  | 000000000060250400 | BHP1 | BHP Spares & Supplies | 391215 | Switches and controls and relays and accessories | EA | MAN2 | CONTACTOR,12A,400V,3P | CONTACTOR, 12A, 400V, 3P, NO/NC | LC1D12V7 | 0019011819 | Unknown
000000000060245499 | TNG_001 | DATA ENRICHMENT | MBT | MBT3 |  | 2022-11-23 |  |  | 000000000060245499 | BHP1 | BHP Spares & Supplies | 200000 | Mining Machinery and Accessories | EA | MAN2 | CONTACTOR,15KW,32A,230VAC | CONTACTOR,15KW,32A,230VAC
000000000060228309 | TNG_001 | DATA ENRICHMENT | MBT | MBT3 |  | 2022-11-23 |  |  | 000000000060228309 | BHP1 | BHP Spares & Supplies | 391200 | Electrical equipment and components and supplies | EA | MAN2 | CONTACTOR,15KW,400V,1NO+1NC,24VDC | CONTACTOR, 15KW, 400V, 1NO+1NC, 24VDC COIL, SIZE S0, AC-3, 32A, 3 POLE, SCREW TERMINAL, SIEMENS | 3RT2027-1BB40 | 0019011590 | SIEMENS
000000000060247447 | TNG_001 | DATA ENRICHMENT | MBT | MBT3 |  | 2022-11-23 |  |  | 000000000060247447 | BHP1 | BHP Spares & Supplies | 251739 | Electrical components | EA | MAN2 | CONTACTOR,22KW,50A,24VDC,EA | CONTACTOR, ELECTRODE JOINER, 3-POLE, 22KW, 50A, 24VDC, SIEMENS, EACH | 3RT2036-1KB44 | 0019011819 | Unknown
000000000060244350 | TNG_001 | DATA ENRICHMENT | MBT | MBT3 |  | 2022-11-23 |  |  | 000000000060244350 | BHP1 | BHP Spares & Supplies | 391215 | Switches and controls and relays and accessories | EA | MAN2 | CONTACTOR,230V,SCHNEIDER,LC1D18M7 | SCHNEIDER CONTACTOR 230V, PN LC1D18M7 | LC1D18M7 | 0019011819 | Unknown
000000000060234199 | TNG_001 | DATA ENRICHMENT | MBT | MBT3 |  | 2022-11-23 |  |  | 000000000060234199 | BHP1 | BHP Spares & Supplies | 411165 | Instrument parts and accessories | EA | MAN2 | CONTACTOR,24VDC,32A,3NO-1NC | CONTACTOR,24VDC,32A,3NO-1NC |  | 0019011809 | THERMO FISHER SCIENTIFIC (PTY) LTD
000000000060253027 | TNG_001 | DATA ENRICHMENT | MBT | MBT3 |  | 2022-11-23 |  |  | 000000000060253027 | BHP1 | BHP Spares & Supplies | 391200 | Electrical equipment and components and supplies | EA | MAN2 | CONTACTOR,30KW,DILM65(220V50HZ),EA | CONTACTOR, 30KW, DILM65(220V50HZ), EATON, ARTICLE NO. 277893,EA | DILM65(220V50HZ | 0019011819 | Unknown
000000000060238483 | TNG_001 | DATA ENRICHMENT | MBT | MBT3 |  | 2022-11-23 |  |  | 000000000060238483 | BHP1 | BHP Spares & Supplies | 251739 | Electrical components | EA | MAN2 | CONTACTOR,3RT10361AK60,3 POLES | CONTACTOR,3RT10361AK60,3 POLES,SCREW TERMINALS,S2 FRAME SIZE,110V AT 50HZ AND 110V AT 50Hz AC COIL VOLTAGE,SIEMENS | 3RT10361AK60 | 0019011484 | SIMOTECH CC
000000000060245411 | TNG_001 | DATA ENRICHMENT | MBT | MBT3 |  | 2022-11-23 |  |  | 000000000060245411 | BHP1 | BHP Spares & Supplies | 391215 | Switches and controls and relays and accessories | EA | MAN2 | CONTACTOR,400v, 140KW,3 POLE, 24V AC CO | CONTACTOR,400v, 140KW, 3 POLE, 24V AC COIL, ALLEN-BRADLEY C/W 24V COIL, 3PH ( 400V 140KW)100-D250 | 100-D250 | 0019011819 | Unknown
000000000060250321 | TNG_001 | DATA ENRICHMENT | MBT | MBT3 |  | 2022-11-23 |  |  | 000000000060250321 | BHP1 | BHP Spares & Supplies | 391210 | Power conditioning equipment | EA | MAN2 | CONTACTOR,400V,22A,100-C43-00A,ALLEN BRA | CONTACTOR,400V,22A,100-C43-00A,ALLEN BRADLEY
000000000060251135 | TNG_001 | DATA ENRICHMENT | MBT | MBT3 |  | 2022-11-23 |  |  | 000000000060251135 | BHP1 | BHP Spares & Supplies | 391210 | Power conditioning equipment | EA | MAN2 | CONTACTOR,400V,32KW,100-C60-00B,IEC60947 | CONTACTOR,400V,32KW,100-C60-00B,IEC60947-4-1,ALLEN BRADLEY | A000478
000000000060240246 | TNG_001 | DATA ENRICHMENT | MBT | MBT3 |  | 2022-11-23 |  |  | 000000000060240246 | BHP1 | BHP Spares & Supplies | 391215 | Switches and controls and relays and accessories | EA | MAN2 | CONTACTOR,50A,7.5KW,LC1D32,110VDC COIL | CONTACTOR,50A,7.5KW,LC1D32,110VDC COIL,SCHNEIDER
000000000060228284 | TNG_001 | DATA ENRICHMENT | MBT | MBT3 |  | 2022-11-23 |  |  | 000000000060228284 | BHP1 | BHP Spares & Supplies | 391200 | Electrical equipment and components and supplies | EA | MAN2 | CONTACTOR,7.5KW,110V COIL,3-POLE,S00 | CONTACTOR, 7.5KW, 110V COIL, 3-POLE, S00, SIEMENS | 3RT2018-1AF01 | 0019011590 | SIEMENS
000000000060247223 | TNG_001 | DATA ENRICHMENT | MBT | MBT3 |  | 2022-11-23 |  |  | 000000000060247223 | BHP1 | BHP Spares & Supplies | 251739 | Electrical components | EA | MAN2 | CONTACTOR,7.5KW,17A,110VAC,EA | CONTACTOR, VIBRATOR, 3POLE, 7.5KW, 17A, 110VAC, SIEMENS, EACH | 3RT2025-1AG24 | 0019011819 | Unknown
000000000060228308 | TNG_001 | DATA ENRICHMENT | MBT | MBT3 |  | 2022-11-23 |  |  | 000000000060228308 | BHP1 | BHP Spares & Supplies | 391200 | Electrical equipment and components and supplies | EA | MAN2 | CONTACTOR,7.5KW,400V,2NO+2NC,24VDC | CONTACTOR, 7.5KW, 400V, 2NO+2NC, 24VDC COIL, SIZE S0, 3 POLE, SCREW TERMINAL, SIEMENS | 3RT2025-1BB44 | 0019011590 | SIEMENS
000000000060236471 | TNG_001 | DATA ENRICHMENT | MBT | MBT3 |  | 2022-11-23 |  |  | 000000000060236471 | BHP1 | BHP Spares & Supplies | 251739 | Electrical components | EA | MAN2 | CONTACTOR,75KW,400V,200A,100-250VDC | CONTACTOR, 75KW, 400V, 200A, 100-250VDC COIL, C/W 2 AUXILARY CONTACTS, ABB | AF146-30 | 0019011367 | ELECTRO DIESEL
000000000060248874 | TNG_001 | DATA ENRICHMENT | MBT | MBT3 |  | 2022-11-23 |  |  | 000000000060248874 | BHP1 | BHP Spares & Supplies | 200000 | Mining Machinery and Accessories | EA | MAN2 | CONTACTOR,77006285,DD210L | CONTACTOR, PN 77006285, DD210L | 77006285 | 0019011819 | Unknown
000000000060251402 | TNG_001 | DATA ENRICHMENT | MBT | MBT3 |  | 2022-11-23 |  |  | 000000000060251402 | BHP1 | BHP Spares & Supplies | 200000 | Mining Machinery and Accessories | EA | MAN2 | CONTACTOR,84V,250A | CONTACTOR,84V,250A,2-P,C/O,MAIN,SW202
000000000060245968 | TNG_001 | DATA ENRICHMENT | MBT | MBT3 |  | 2022-11-23 |  |  | 000000000060245968 | BHP1 | BHP Spares & Supplies | 391215 | Switches and controls and relays and accessories | EA | MAN2 | CONTACTOR,ABB,52A,100-250,VAC/DC | CONTACTOR,ABB,52A,100-250,VAC/DC | AF52-30-00-12 | 0019011819 | Unknown
000000000060240247 | TNG_001 | DATA ENRICHMENT | MBT | MBT3 |  | 2022-11-23 |  |  | 000000000060240247 | BHP1 | BHP Spares & Supplies | 391215 | Switches and controls and relays and accessories | EA | MAN2 | CONTACTOR,AV-1,690V,100A,SN100C85-00,GB1 | CONTACTOR,AV-1,690V,100A,SN100C85-00,GB14048,ALLEN BRADLEY,24V COIL
000000000060255379 | TNG_001 | DATA ENRICHMENT | MBT | MBT3 |  | 2022-11-23 |  |  | 000000000060255379 | BHP1 | BHP Spares & Supplies | 200000 | Mining Machinery and Accessories | EA | MAN2 | CONTACTOR,CA2,DN, 240 ,V,COIL | CONTACTOR, CA2, DN, 240, V, COIL
000000000060250440 | TNG_001 | DATA ENRICHMENT | MBT | MBT3 |  | 2022-11-23 |  |  | 000000000060250440 | BHP1 | BHP Spares & Supplies | 230000 | Industrial Manufacturing and Processing Machinery and Access | EA | MAN2 | CONTACTOR,CE15KN3,73A 600V,EATON,EA | CONTACTOR,CE15KN3,73A 220V COIL,600V EATON,SER:B1,MAX AC. | CE15KN3 | 0019011819 | Unknown
000000000060245926 | TNG_001 | DATA ENRICHMENT | MBT | MBT3 |  | 2022-11-23 |  |  | 000000000060245926 | BHP1 | BHP Spares & Supplies | 251739 | Electrical components | EA | MAN2 | CONTACTOR,CUTLER HAMMER,MC10 GH55,EA | CONTACTOR,CUTLER HAMMER,MC10 GH55,380V,EA
000000000060246718 | TNG_001 | DATA ENRICHMENT | MBT | MBT3 |  | 2022-11-23 |  |  | 000000000060246718 | BHP1 | BHP Spares & Supplies | 811017 | Electrical and electronic engineering | EA | MAN2 | CONTACTOR,ELECTRICAL,COMPRESSOR,PART:108 | CONTACTOR,ELECTRICAL,COMPRESSOR,PART:1089 9415 58 | 1089 9415 58 | 0019011819 | Unknown
000000000060246907 | TNG_001 | DATA ENRICHMENT | MBT | MBT3 |  | 2022-11-23 |  |  | 000000000060246907 | BHP1 | BHP Spares & Supplies | 811017 | Electrical and electronic engineering | EA | MAN2 | CONTACTOR,ELECTRICAL,COMPRESSOR,PART1089 | CONTACTOR,ELECTRICAL,COMPRESSOR,PART1089 9415 60 | 1089 9415 60 | 0019011819 | Unknown
000000000060246932 | TNG_001 | DATA ENRICHMENT | MBT | MBT3 |  | 2022-11-23 |  |  | 000000000060246932 | BHP1 | BHP Spares & Supplies | 811017 | Electrical and electronic engineering | EA | MAN2 | CONTACTOR,ELECTRICAL,PART: 1089 9438 43 | CONTACTOR,ELECTRICAL,ATLAS CORP,PART: 1089 9438 43 | 1089 9438 43 | 0019011819 | Unknown
000000000060239596 | TNG_001 | DATA ENRICHMENT | MBT | MBT3 |  | 2022-11-23 |  |  | 000000000060239596 | BHP1 | BHP Spares & Supplies | 251739 | Electrical components | EA | MAN2 | CONTACTOR,LC1D,380V,150A,LC1D1506M7 | CONTACTOR, LC1D, 380V, 150A, LC1D1506M7, SCHNEIDER |  | 0019011680 | SCHNEIDER ELECTRIC SOUTH AFRICA
000000000060239850 | TNG_001 | DATA ENRICHMENT | MBT | MBT3 |  | 2022-11-23 |  |  | 000000000060239850 | BHP1 | BHP Spares & Supplies | 251739 | Electrical components | EA | MAN2 | CONTACTOR,MAGNETIC,24VCOIL,20A | CONTACTOR,MAGNETIC,24V COIL,20A,MITSUBISHI,BH702Y918G30 | BH702Y918G30
000000000060254742 | TNG_001 | DATA ENRICHMENT | MBT | MBT3 |  | 2022-11-23 |  |  | 000000000060254742 | BHP1 | BHP Spares & Supplies | 251739 | Electrical components | EA | MAN2 | CONTACTOR,REVERSING,48V,COIL,LC2-D09,C/W | CONTACTOR, REVERSING, 48V, COIL, LC2-D09, C/W, HORIZONTAL, MECHANICAL, INTERLOCK, SCHNEIDER | LC2-D09 | 0019011819 | Unknown
000000000060244137 | TNG_001 | DATA ENRICHMENT | MBT | MBT3 |  | 2022-11-23 |  |  | 000000000060244137 | BHP1 | BHP Spares & Supplies | 270000 | Tools and General Machinery | EA | MAN2 | CONTACTOR,SERIUS MODEL G/080207,SIEMENS | CONTACTOR, SERIUS MODEL G/080207 3RT1015-1BB41, 24V DC COIL. 380V , 50/60HZ. 3 KW, 7A,SIEMENS
000000000060246636 | TNG_001 | DATA ENRICHMENT | MBT | MBT3 |  | 2022-11-23 |  |  | 000000000060246636 | BHP1 | BHP Spares & Supplies | 200000 | Mining Machinery and Accessories | EA | MAN2 | CONTACTOR,SIEMENS,3RT1054 | CONTACTOR,SIEMENS,3RT1054, LPNS015822 | LPNS015822 | 0019011819 | Unknown
000000000060253302 | TNG_001 | DATA ENRICHMENT | MBT | MBT3 |  | 2022-11-23 |  |  | 000000000060253302 | BHP1 | BHP Spares & Supplies | 200000 | Mining Machinery and Accessories | EA | MAN2 | CONTACTOR,SIEMENS,75KW,3RT1055 | CONTACTOR, SIEMENS, 75KW, 3RT1054
000000000060253304 | TNG_001 | DATA ENRICHMENT | MBT | MBT3 |  | 2022-11-23 |  |  | 000000000060253304 | BHP1 | BHP Spares & Supplies | 200000 | Mining Machinery and Accessories | EA | MAN2 | CONTACTOR,SIEMENS,90KW,3RT1056 | CONTACTOR, SIEMENS, 90KW, 3RT1056
000000000060252888 | TNG_001 | DATA ENRICHMENT | MBT | MBT3 |  | 2022-11-23 |  |  | 000000000060252888 | BHP1 | BHP Spares & Supplies | 200000 | Mining Machinery and Accessories | EA | MAN2 | CONTACTOR,SIEMENS,SERIAL,MODEL,3RT1056,6 | CONTACTOR, SIEMENS, SERIAL, MODEL, 3RT1056, 6AF36
000000000060243106 | TNG_001 | DATA ENRICHMENT | MBT | MBT3 |  | 2022-11-23 |  |  | 000000000060243106 | BHP1 | BHP Spares & Supplies | 261216 | Electrical cable | EA | MAN2 | CONTACTOR,SIEMENS,SERIUS MODEL G/111222 | SIEMENS CONTACTOR, SERIUS MODEL G/111222 E05, 2RT1034-1B...0, 24V DC COIL, 50/60HZ, 380V. 15KW, 32A | G/111222*E05*
000000000060244520 | TNG_001 | DATA ENRICHMENT | MBT | MBT3 |  | 2022-11-23 |  |  | 000000000060244520 | BHP1 | BHP Spares & Supplies | 251739 | Electrical components | EA | MAN2 | CONTACTOR,SIEMENS,SIRIUS MODEL 3RT105 | CONTACTOR, SIEMENS, SIRIUS MODEL 3RT1055-6...6, 75KW, 150A, 50HZ, G/080926 E01 | G/080926 E01 | 0019011819 | Unknown
000000000060240906 | TNG_001 | DATA ENRICHMENT | MBT | MBT3 |  | 2022-11-23 |  |  | 000000000060240906 | BHP1 | BHP Spares & Supplies | 251739 | Electrical components | EA | MAN2 | CONTACTOR,SIZE 2F22,220V COIL,EA | CONTACTOR , CUTLER HAMMER , SIZE 2F22 , 220V COIL , EA | 2F22 CE15HN COILIEC 947-4
000000000060179876 | TNG_001 | DATA ENRICHMENT | MBT | MBT3 |  | 2022-11-23 |  |  | 000000000060179876 | BHP1 | BHP Spares & Supplies | 312420 | Lens and laser windows | EA | MAN2 | TELE CONTACTOR 7.5KW 18AMP C/W IN/C AUX | TELE CONTACTOR 7.5KW 18AMP C/W IN/C AUX 220V
000000000060013670 | TNG_001 | DATA ENRICHMENT | MBT | MBT3 |  | 2022-11-23 |  |  | 000000000060013670 | BHP1 | BHP Spares & Supplies | 251021 | Truck tractors | EA | MAN2 | COUPLER, QUICK, MALE, BELL MACHINES | COUPLER, QUICK, MALE, BELL MACHINES | 120582 | 0019008535 | BELL EQUIPMENT CO SA (PTY) LTD
000000000060252960 | TNG_001 | DATA ENRICHMENT | MBT | MBT3 |  | 2022-11-23 |  |  | 000000000060252960 | BHP1 | BHP Spares & Supplies | 251728 | Hydraulic systems and components | EA | MAN2 | COUPLER,1/8INCH,NPT,UNIVERSAL,GREASE | G-COUPLER, 1/8INCH, NPT GGREAS-900, UNIVERSAL LOCK ON GREASE COUPLER
000000000060252679 | TNG_001 | DATA ENRICHMENT | MBT | MBT3 |  | 2022-11-23 |  |  | 000000000060252679 | BHP1 | BHP Spares & Supplies | 401417 | Plumbing hardware and fittings | EA | MAN2 | COUPLER,15MM,CONEX | COUPLER, 15MM, CONEX
000000000060226654 | TNG_001 | DATA ENRICHMENT | MBT | MBT3 |  | 2022-11-23 |  |  | 000000000060226654 | BHP1 | BHP Spares & Supplies | 831119 | Radio services | EA | MAN2 | COUPLER,EXIA BRANCH,SINGLE 3 WAY,75R | COUPLER, EXIA BRANCH, SINGLE 3 WAY, 75R
000000000060243199 | TNG_001 | DATA ENRICHMENT | MBT | MBT3 |  | 2022-11-23 |  |  | 000000000060243199 | BHP1 | BHP Spares & Supplies | 271200 | Hydraulic machinery and equipment | EA | MAN2 | COUPLER,F1,15MMX1.2IN,DELCOP | COUPLER, F1, 15MMX1.2IN, DELCOP
000000000060243198 | TNG_001 | DATA ENRICHMENT | MBT | MBT3 |  | 2022-11-23 |  |  | 000000000060243198 | BHP1 | BHP Spares & Supplies | 271200 | Hydraulic machinery and equipment | EA | MAN2 | COUPLER,M1,15MMX1.2IN,DELCOP | COUPLER, M1, 15MMX1.2IN, DELCOP
000000000060243191 | TNG_001 | DATA ENRICHMENT | MBT | MBT3 |  | 2022-11-23 |  |  | 000000000060243191 | BHP1 | BHP Spares & Supplies | 271200 | Hydraulic machinery and equipment | EA | MAN2 | COUPLER,MI,22MMX3.4IN,DELCOP | COUPLER, MI, 22MMX3.4IN, DELCOP
000000000060226650 | TNG_001 | DATA ENRICHMENT | MBT | MBT3 |  | 2022-11-23 |  |  | 000000000060226650 | BHP1 | BHP Spares & Supplies | 831119 | Radio services | EA | MAN2 | COUPLER,POWER DC | COUPLER, POWER DC
000000000060240376 | TNG_001 | DATA ENRICHMENT | MBT | MBT3 |  | 2022-11-23 |  |  | 000000000060240376 | BHP1 | BHP Spares & Supplies | 831119 | Radio services | EA | MAN2 | COUPLER,POWER,BI DIRECTIONAL FREQ VHF,EA | POWER COUPLER BI DIRECTIONAL FERQUENCY VHF 150MHz to 175MHz CURRENT CAPACITY 3 Amps MAX ENCLOSURE IP66 SIZE 110MMX 60MM X 75MM
000000000060243998 | TNG_001 | DATA ENRICHMENT | MBT | MBT3 |  | 2022-11-23 |  |  | 000000000060243998 | BHP1 | BHP Spares & Supplies | 401417 | Plumbing hardware and fittings | EA | MAN2 | COUPLER,SCREW,HIGH,PRESURE,700BAR,FEMALE | COUPLER,SCREW,HIGH,PRESURE,700BAR,FEMALE,P/N,PVVM,3/8IN,NPTF
000000000060243997 | TNG_001 | DATA ENRICHMENT | MBT | MBT3 |  | 2022-11-23 |  |  | 000000000060243997 | BHP1 | BHP Spares & Supplies | 401417 | Plumbing hardware and fittings | EA | MAN2 | COUPLER,SCREW,HIGH,PRESURE,700BAR,MALE | COUPLER,SCREW,HIGH,PRESURE,700BAR,MALE,P/N,PVVM,3/8IN,NPTM
000000000060249774 | TNG_001 | DATA ENRICHMENT | MBT | MBT3 |  | 2022-11-23 |  |  | 000000000060249774 | BHP1 | BHP Spares & Supplies | 200000 | Mining Machinery and Accessories | EA | MAN2 | COUPLER,VHF,BRANCH | COUPLER,BRANCH,DOUBLE,4WAY,75R,SIG,V,4BC,75
000000000060256342 | TNG_001 | DATA ENRICHMENT | MBT | MBT3 |  | 2022-11-23 |  |  | 000000000060256342 | BHP1 | BHP Spares & Supplies | 200000 | Mining Machinery and Accessories | EA | MAN2 | COUPLER,VHF,BRANCH,SINGLE,3WAY,75R,SIG-V | COUPLER, VHF, BRANCH, SINGLE, 3WAY, 75R
000000000060255243 | TNG_001 | DATA ENRICHMENT | MBT | MBT3 |  | 2022-11-23 |  |  | 000000000060255243 | BHP1 | BHP Spares & Supplies | 230000 | Industrial Manufacturing and Processing Machinery and Access | EA | MAN2 | STRAIGHT COUPLER,PVC,40MM,EA | STRAIGHT COUPLER,PVC,40MM,PIPE FITTING,EACH
000000000060170846 | TNG_001 | DATA ENRICHMENT | MBT | MBT3 |  | 2022-11-23 |  |  | 000000000060170846 | BHP1 | BHP Spares & Supplies | 401423 | Pipe fittings | EA | MAN2 | 40MM. CEMENTATION COUPLINGS | 40MM. CEMENTATION COUPLINGS
000000000060245860 | TNG_001 | DATA ENRICHMENT | MBT | MBT3 |  | 2022-11-23 |  |  | 000000000060245860 | BHP1 | BHP Spares & Supplies | 401423 | Pipe fittings | EA | MAN2 | COMPRESSION,COUPLING,75MM,HDPE,PXP 7010 | COMPRESSION, COUPLING, 75MM, HDPE, PXP 7010, SANS 14236, ISO 14236 2003
000000000060254344 | TNG_001 | DATA ENRICHMENT | MBT | MBT3 |  | 2022-11-23 |  |  | 000000000060254344 | BHP1 | BHP Spares & Supplies | 200000 | Mining Machinery and Accessories | EA | MAN2 | COUPELING,COMPLETE,UV-83000032 | COUPELING, COMPLETE, UV-83000032 | UV-83000032 | 0019011819 | Unknown
000000000060254635 | TNG_001 | DATA ENRICHMENT | MBT | MBT3 |  | 2022-11-23 |  |  | 000000000060254635 | BHP1 | BHP Spares & Supplies | 221017 | Heavy equipment components | EA | MAN2 | COUPLING ELEMENT,VULKAN GE-240 | COUPLING ELEMENT, VULKAN, GE-240 | GE-240 | 0019011819 | Unknown
000000000060254549 | TNG_001 | DATA ENRICHMENT | MBT | MBT3 |  | 2022-11-23 |  |  | 000000000060254549 | BHP1 | BHP Spares & Supplies | 221017 | Heavy equipment components | EA | MAN2 | COUPLING HUB,VULKAN GE-240 | COUPLING HUB, VULKAN GE-240 | GE-240 | 0019011819 | Unknown
000000000060119155 | TNG_001 | DATA ENRICHMENT | MBT | MBT3 |  | 2022-11-23 |  |  | 000000000060119155 | BHP1 | BHP Spares & Supplies | 401417 | Plumbing hardware and fittings | EA | MAN2 | COUPLING, 75MM OD PIPE, LONG COLLAR, CAS | COUPLING, 75MM OD PIPE, LONG COLLAR, CAST IRON, EVERITE | 102-031 | 0019008662 | EVERITE
000000000060253479 | TNG_001 | DATA ENRICHMENT | MBT | MBT3 |  | 2022-11-23 |  |  | 000000000060253479 | BHP1 | BHP Spares & Supplies | 310000 | Manufacturing Components and Supplies | EA | MAN2 | COUPLING, CLAW, QUICK RELEASE, FEMALE, 1 | COUPLING, CLAW, QUICK RELEASE, FEMALE, 1IN BSP, WRE
000000000060250357 | TNG_001 | DATA ENRICHMENT | MBT | MBT3 |  | 2022-11-23 |  |  | 000000000060250357 | BHP1 | BHP Spares & Supplies | P1030 | Pipe & tubing - process | EA | MAN2 | COUPLING, COMPRESSION, 110MM, | COUPLING COMPRESSION 110MM |  | 0019011819 | Unknown
000000000060172744 | TNG_001 | DATA ENRICHMENT | MBT | MBT3 |  | 2022-11-23 |  |  | 000000000060172744 | BHP1 | BHP Spares & Supplies | 401417 | Plumbing hardware and fittings | EA | MAN2 | COUPLING, PART NO. ND108C, FOR HYDRAULIC | COUPLING, PART NO. ND108C, FOR HYDRAULIC PUMP ON SLIPPING DEVICES FURNACE NO. 1, 2 AND 3 | ND108C | 0019000982 | VICKERS INC,USA [DOUBLE A VALVE DIV
000000000060244418 | TNG_001 | DATA ENRICHMENT | MBT | MBT3 |  | 2022-11-23 |  |  | 000000000060244418 | BHP1 | BHP Spares & Supplies | 401423 | Pipe fittings | EA | MAN2 | COUPLING, PJE, COMPLETE WITH THREADED PI | COUPLING, PJE, COMPLETE WITH THREADED PIPE STUB, PRESSURE PN80, RUBBER FKM, MATERIAL TITANIUM, PIPE CONNETION 42,4, R11,4 GRUNDFOS | 415538 | 0019011819 | Unknown
000000000060241049 | TNG_001 | DATA ENRICHMENT | MBT | MBT3 |  | 2022-11-23 |  |  | 000000000060241049 | BHP1 | BHP Spares & Supplies | 401423 | Pipe fittings | EA | MAN2 | COUPLING, RANGE PIPE COUPLING,88-103MM | OUPLING, RANGE PIPE COUPLING, 88-103MM, STEEL, KLAMFLEX, PN16, GASKET EPDM RUBBER | 88-103MM
000000000060088364 | TNG_001 | DATA ENRICHMENT | MBT | MBT3 |  | 2022-11-23 |  |  | 000000000060088364 | BHP1 | BHP Spares & Supplies | 401417 | Plumbing hardware and fittings | EA | MAN2 | COUPLING, SHOULDERED PIPE, 150MM NB, PRE | COUPLING, SHOULDERED PIPE, 150MM NB, PRESSED STEEL, PAINTED, TYPE CAT-033-150MM, C/W GASKET, 2 X M12 BOLTS & NUTS, RAND YORK
000000000060255870 | TNG_001 | DATA ENRICHMENT | MBT | MBT3 |  | 2022-11-23 |  |  | 000000000060255870 | BHP1 | BHP Spares & Supplies | 200000 | Mining Machinery and Accessories | EA | MAN2 | COUPLING,200MM,SHOULDERED,GALV | COUPLING,200MM,SHOULDERED,GALVANIZED
000000000060248739 | TNG_001 | DATA ENRICHMENT | MBT | MBT3 |  | 2022-11-23 |  |  | 000000000060248739 | BHP1 | BHP Spares & Supplies | 200000 | Mining Machinery and Accessories | EA | MAN2 | COUPLING,3260652,SEM658C | COUPLING,3260652,SEM658C | 3260652 COUPLING | 0019011819 | Unknown
000000000060243139 | TNG_001 | DATA ENRICHMENT | MBT | MBT3 |  | 2022-11-23 |  |  | 000000000060243139 | BHP1 | BHP Spares & Supplies | 401417 | Plumbing hardware and fittings | EA | MAN2 | COUPLING,63MM EQUAL,PLASSON | COUPLING, 63MM EQUAL, PLASSON
000000000060254662 | TNG_001 | DATA ENRICHMENT | MBT | MBT3 |  | 2022-11-23 |  |  | 000000000060254662 | BHP1 | BHP Spares & Supplies | P6010 | Training | EA | MAN2 | COUPLING,ADAPTOR,BSPT,FEMALE 1/4INCH | COUPLING, ADAPTOR, BSPT, FEMALE 1/4INCH
000000000060238923 | TNG_001 | DATA ENRICHMENT | MBT | MBT3 |  | 2022-11-23 |  |  | 000000000060238923 | BHP1 | BHP Spares & Supplies | 200000 | Mining Machinery and Accessories | EA | MAN2 | COUPLING,ALUMINIUM,SPIDER,19MM,GROUP,2 | COUPLING,ALUMINIUM,19MM,PUMP,HALF,GROUP,2,TAPER, MOTOR,C/W,RUBBER,SPIDER |  | 0019008862 | POWERFORCE
000000000060250740 | TNG_001 | DATA ENRICHMENT | MBT | MBT3 |  | 2022-11-23 |  |  | 000000000060250740 | BHP1 | BHP Spares & Supplies | 401517 | Pump parts and accessories | EA | MAN2 | COUPLING,BORE,LINE,S/S,304,50MM | COUPLING,BORE,LINE,S/S,304,50MM | C50SS304 | 0019011819 | Unknown
000000000060246667 | TNG_001 | DATA ENRICHMENT | MBT | MBT3 |  | 2022-11-23 |  |  | 000000000060246667 | BHP1 | BHP Spares & Supplies | 200000 | Mining Machinery and Accessories | EA | MAN2 | COUPLING,COMPLETE,7.5KW,PV15 | COUPLING,COMPLETE,7.5KW,PV15,ND86B-R82-ND86H1C99 | ND86B-R82-ND86H1C99 | 0019011819 | Unknown
000000000060248301 | TNG_001 | DATA ENRICHMENT | MBT | MBT3 |  | 2022-11-23 |  |  | 000000000060248301 | BHP1 | BHP Spares & Supplies | 200000 | Mining Machinery and Accessories | EA | MAN2 | COUPLING,COMPLETE,PHE,1130 | COUPLING,COMPLETE,PHE,1130
000000000060241984 | TNG_001 | DATA ENRICHMENT | MBT | MBT3 |  | 2022-11-23 |  |  | 000000000060241984 | BHP1 | BHP Spares & Supplies | 401417 | Plumbing hardware and fittings | EA | MAN2 | COUPLING,COMPRESSION,40MM OD,TYPE 701 | COUPLING, COMPRESSION, 40MM OD, TYPE 7010, PLASSON
000000000060255253 | TNG_001 | DATA ENRICHMENT | MBT | MBT3 |  | 2022-11-23 |  |  | 000000000060255253 | BHP1 | BHP Spares & Supplies | 230000 | Industrial Manufacturing and Processing Machinery and Access | EA | MAN2 | COUPLING,CONDUIT 20MM,GALV,EA | COUPLING,CONDUIT 20MM,GALV,MILD STEEL,EACH
000000000060249347 | TNG_001 | DATA ENRICHMENT | MBT | MBT3 |  | 2022-11-23 |  |  | 000000000060249347 | BHP1 | BHP Spares & Supplies | 200000 | Mining Machinery and Accessories | EA | MAN2 | COUPLING,FLANGE RIGID,RC30,170/260 | COUPLING,FLANGE RIGID,RC30,170/260,DRIVING,SHAFT,DIAMETER,OF,80MM,AND,DRIVEN,SHAFT,DIAMETER,OF,75MM | RC30 170/260 70/70 | 0019011819 | Unknown
000000000060245777 | TNG_001 | DATA ENRICHMENT | MBT | MBT3 |  | 2022-11-23 |  |  | 000000000060245777 | BHP1 | BHP Spares & Supplies | 200000 | Mining Machinery and Accessories | EA | MAN2 | COUPLING,GRIP,COMPLETE,HUB | COUPLING,GRIP,COMPLETE,HUB
000000000060250219 | TNG_001 | DATA ENRICHMENT | MBT | MBT3 |  | 2022-11-23 |  |  | 000000000060250219 | BHP1 | BHP Spares & Supplies | 200000 | Mining Machinery and Accessories | EA | MAN2 | COUPLING,HA18.5,HYDRAULIC,ROCK,BREAKERS | COUPLING,HA18.5,HYDRAULIC,ROCK,BREAKERS | 935011L | 0019011819 | Unknown
000000000060239810 | TNG_001 | DATA ENRICHMENT | MBT | MBT3 |  | 2022-11-23 |  |  | 000000000060239810 | BHP1 | BHP Spares & Supplies | 401423 | Pipe fittings | EA | MAN2 | COUPLING,HOSE,100NB,LINATEX,SW,MUFF | COUPLING, HOSE, 100NB, LINATEX, SW, MUFF, 44010HAA1007EAEA, FLANGE, TABLE D | 44010HAA1007EAEA
000000000060239807 | TNG_001 | DATA ENRICHMENT | MBT | MBT3 |  | 2022-11-23 |  |  | 000000000060239807 | BHP1 | BHP Spares & Supplies | 401423 | Pipe fittings | EA | MAN2 | COUPLING,HOSE,200NB,LINATEX,SW,MUFF | COUPLING, HOSE, 200NB, LINATEX, SW, MUFF, 44010HAA1013EAEA, FLANGE, TABLE D | 44010HAA1013EAEA
000000000060239811 | TNG_001 | DATA ENRICHMENT | MBT | MBT3 |  | 2022-11-23 |  |  | 000000000060239811 | BHP1 | BHP Spares & Supplies | 401423 | Pipe fittings | EA | MAN2 | COUPLING,HOSE,250NB,LINATEX,SW,MUFF | COUPLING, HOSE, 250NB, LINATEX, SW, MUFF, 4010HAA1016EAEA, FLANGE, TABLE D | 4010HAA1016EAEA
000000000060239804 | TNG_001 | DATA ENRICHMENT | MBT | MBT3 |  | 2022-11-23 |  |  | 000000000060239804 | BHP1 | BHP Spares & Supplies | 401423 | Pipe fittings | EA | MAN2 | COUPLING,HOSE,80NB,LINATEX,SW,MUFF | COUPLING, HOSE, 80NB, LINATEX, SW, MUFF, 4010HAA1021EAEA, FLANGE, TABLE D | 4010HAA1021EAEA
000000000060253863 | TNG_001 | DATA ENRICHMENT | MBT | MBT3 |  | 2022-11-23 |  |  | 000000000060253863 | BHP1 | BHP Spares & Supplies | 811016 | Mechanical engineering | EA | MAN2 | COUPLING,HRC130F,FOR1610,TAPER LOCK,EA | COUPLING,HRC130F,TO FIT 1610 TAPER LOCK,EA
000000000060250236 | TNG_001 | DATA ENRICHMENT | MBT | MBT3 |  | 2022-11-23 |  |  | 000000000060250236 | BHP1 | BHP Spares & Supplies | 200000 | Mining Machinery and Accessories | EA | MAN2 | COUPLING,HYDRAULIC,HAMMER,HA18.5,935011L | COUPLING,HYDRAULIC,HAMMER,HA18.5,935011L
000000000060249399 | TNG_001 | DATA ENRICHMENT | MBT | MBT3 |  | 2022-11-23 |  |  | 000000000060249399 | BHP1 | BHP Spares & Supplies | 311624 | Miscellaneous fasteners | EA | MAN2 | COUPLING,JAURE174_SS_BORE150,STAINLESS | COUPLING,JAURE174_SS_BORE150,STAINLESS STEEL,MTT174 BORE150 KEYED,PSP_P57 | JAURE174_SS_BORE150 | 0019011819 | Unknown
000000000060246697 | TNG_001 | DATA ENRICHMENT | MBT | MBT3 |  | 2022-11-23 |  |  | 000000000060246697 | BHP1 | BHP Spares & Supplies | 200000 | Mining Machinery and Accessories | EA | MAN2 | COUPLING,KIT,245998,RAUFOSS,68,PC,PUSHIN | COUPLING,KIT,245998,RAUFOSS,68,PC,PUSHIN,VOLVO | 245998 RAUFOSS 68 PC PUSHIN - COUPL | 0019011819 | Unknown
000000000060246699 | TNG_001 | DATA ENRICHMENT | MBT | MBT3 |  | 2022-11-23 |  |  | 000000000060246699 | BHP1 | BHP Spares & Supplies | 200000 | Mining Machinery and Accessories | EA | MAN2 | COUPLING,KIT,2600958,RAUFOSS,ABC,SMALL,B | COUPLING,KIT.2600958,RAUFOSS,ABC,SMALL,BOX,VOLVO | 2600958 RAUFOSS ABC SMALL | 0019011819 | Unknown
000000000060247110 | TNG_001 | DATA ENRICHMENT | MBT | MBT3 |  | 2022-11-23 |  |  | 000000000060247110 | BHP1 | BHP Spares & Supplies | 200000 | Mining Machinery and Accessories | EA | MAN2 | COUPLING,KSB,ETANORM,C/W,MOTOR,BASE | COUPLING,KSB,ETANORM,C/W,MOTOR,BASE,125,-100-250
000000000060232040 | TNG_001 | DATA ENRICHMENT | MBT | MBT3 |  | 2022-11-23 |  |  | 000000000060232040 | BHP1 | BHP Spares & Supplies | 461916 | Fire fighting equipment | EA | MAN2 | COUPLING,LINING 13 BAR,LIGHT ALLOY,EA | COUPLING, LINING 13 BAR, LIGHT ALLOY
000000000060254675 | TNG_001 | DATA ENRICHMENT | MBT | MBT3 |  | 2022-11-23 |  |  | 000000000060254675 | BHP1 | BHP Spares & Supplies | 200000 | Mining Machinery and Accessories | EA | MAN2 | COUPLING,MALE,HALF,0.06SB | COUPLING, MALE, HALF, 0.06SB | COUP-006-M | 0019011819 | Unknown
000000000060252192 | TNG_001 | DATA ENRICHMENT | MBT | MBT3 |  | 2022-11-23 |  |  | 000000000060252192 | BHP1 | BHP Spares & Supplies | P1030 | Pipe & tubing - process | EA | MAN2 | COUPLING,MALE,PVC,500MMX32MM | COUPLING, MALE, PVC, 500MMX32MM
000000000060246510 | TNG_001 | DATA ENRICHMENT | MBT | MBT3 |  | 2022-11-23 |  |  | 000000000060246510 | BHP1 | BHP Spares & Supplies | 200000 | Mining Machinery and Accessories | EA | MAN2 | COUPLING,PLASTIC,JOINT,STRAIGHT,25MM | COUPLING,PLASTIC,JOINT,STRAIGHT,25MM
000000000060234890 | TNG_001 | DATA ENRICHMENT | MBT | MBT3 |  | 2022-11-23 |  |  | 000000000060234890 | BHP1 | BHP Spares & Supplies | 811016 | Mechanical engineering | EA | MAN2 | COUPLING,POL-4 | COUPLING, POL-4
000000000060233689 | TNG_001 | DATA ENRICHMENT | MBT | MBT3 |  | 2022-11-23 |  |  | 000000000060233689 | BHP1 | BHP Spares & Supplies | P1540 | Electric cable & accessories, hangers | PAK | MAN2 | COUPLING,PVC,20MM/20 | PVC, COUPLING, 20MM/20
000000000060255741 | TNG_001 | DATA ENRICHMENT | MBT | MBT3 |  | 2022-11-23 |  |  | 000000000060255741 | BHP1 | BHP Spares & Supplies | 401417 | Plumbing hardware and fittings | EA | MAN2 | COUPLING,R25 X R25 | COUPLING, R25 X R25
000000000060252644 | TNG_001 | DATA ENRICHMENT | MBT | MBT3 |  | 2022-11-23 |  |  | 000000000060252644 | BHP1 | BHP Spares & Supplies | 401423 | Pipe fittings | EA | MAN2 | COUPLING,RANGE,STEEL,KLAMFLEX,150-170MM, | COUPLING, RANGE, STEEL, KLAMFLEX, 150-170MM, PN16, GASKET, EPDM, RUBBER
000000000060251933 | TNG_001 | DATA ENRICHMENT | MBT | MBT3 |  | 2022-11-23 |  |  | 000000000060251933 | BHP1 | BHP Spares & Supplies | 200000 | Mining Machinery and Accessories | ST | MAN2 | COUPLING,SET,0.06SD | COUPLING, SET, MALE, COUPLING, RUBBER, SPIDER | COUP-006-ST3 | 0019011819 | Unknown
000000000060243123 | TNG_001 | DATA ENRICHMENT | MBT | MBT3 |  | 2022-11-23 |  |  | 000000000060243123 | BHP1 | BHP Spares & Supplies | 401417 | Plumbing hardware and fittings | EA | MAN2 | COUPLING,SLIP LOCK 3/8INCH | COUPLING, SLIP LOCK 3/8INCH
000000000060252926 | TNG_001 | DATA ENRICHMENT | MBT | MBT3 |  | 2022-11-23 |  |  | 000000000060252926 | BHP1 | BHP Spares & Supplies | 821215 | Printing | EA | MAN2 | COUPLING,SPIDER,BORED,CRANE,40T/15T,M806 | COUPLING, SPIDER, BORED, LONG, TRAVEL, OVERHEAD, CRANE, 40T/15T, M8063/95
000000000060254509 | TNG_001 | DATA ENRICHMENT | MBT | MBT3 |  | 2022-11-23 |  |  | 000000000060254509 | BHP1 | BHP Spares & Supplies | 200000 | Mining Machinery and Accessories | EA | MAN2 | COUPLING,SPIDER,RED,RED,ELEMENT | COUPLING, SPIDER, RED, RED, ELEMENT, 90, TRSSC
000000000060248296 | TNG_001 | DATA ENRICHMENT | MBT | MBT3 |  | 2022-11-23 |  |  | 000000000060248296 | BHP1 | BHP Spares & Supplies | 200000 | Mining Machinery and Accessories | EA | MAN2 | COUPLING,STAINLESS,STEEL,80MM | COUPLING,STAINLESS,STEEL,80MM
000000000060254689 | TNG_001 | DATA ENRICHMENT | MBT | MBT3 |  | 2022-11-23 |  |  | 000000000060254689 | BHP1 | BHP Spares & Supplies | P6010 | Training | EA | MAN2 | COUPLING,STANDARD,FEMALE,BSPT,1/4INCH | COUPLING, STANDARD, FEMALE, BSPT, 1/4INCH
000000000060239489 | TNG_001 | DATA ENRICHMENT | MBT | MBT3 |  | 2022-11-23 |  |  | 000000000060239489 | BHP1 | BHP Spares & Supplies | 271217 | Hydraulic hose and tube fittings | EA | MAN2 | COUPLING,STRAIGHT,HYDROLIC,30S | COUPLING, STRAIGHT, HYDROLIC, 30S, EA
000000000060246509 | TNG_001 | DATA ENRICHMENT | MBT | MBT3 |  | 2022-11-23 |  |  | 000000000060246509 | BHP1 | BHP Spares & Supplies | 200000 | Mining Machinery and Accessories | EA | MAN2 | COUPLING,T-PIECE,PLASTIC,25MM | COUPLING,T-PIECE,PLASTIC,25MM
000000000060241006 | TNG_001 | DATA ENRICHMENT | MBT | MBT3 |  | 2022-11-23 |  |  | 000000000060241006 | BHP1 | BHP Spares & Supplies | 231900 | Mixers and their parts and accessories | EA | MAN2 | ROCKCRETER65,FOUNDRY,COUPLING,SET,EA | ROCKCRETER65, FOUNDRY, COUPLING, SET, EA | E032
000000000060233574 | TNG_001 | DATA ENRICHMENT | MBT | MBT3 |  | 2022-11-23 |  |  | 000000000060233574 | BHP1 | BHP Spares & Supplies | 521520 | Domestic dishes, servingware, and storage containers | PK | MAN2 | ATCHAAR,EMPTY,CUPS,ANDLID,70MMX47MM,90ML | ATCHAAR , EMPTY , CUPS&LID , 70MMX47MM , 90ML , 1000'S
000000000060255283 | TNG_001 | DATA ENRICHMENT | MBT | MBT3 |  | 2022-11-23 |  |  | 000000000060255283 | BHP1 | BHP Spares & Supplies | 310000 | Manufacturing Components and Supplies | EA | MAN2 | CLAMPING CUP, ITEM 2, AS PER DRAWING TWP | CLAMPING CUP, ITEM 2, AS PER DRAWING TWP-3415, SEAL ASSY
000000000060129501 | TNG_001 | DATA ENRICHMENT | MBT | MBT3 |  | 2022-11-23 |  |  | 000000000060129501 | BHP1 | BHP Spares & Supplies | 521517 | Domestic flatware and cutlery | PAK | MAN2 | CUP, PLASTIC, VENDING MACHINE, 175ML, 10 | CUP, PLASTIC, VENDING MACHINE, 175ML, 1000 PER PACK
000000000060237907 | TNG_001 | DATA ENRICHMENT | MBT | MBT3 |  | 2022-11-23 |  |  | 000000000060237907 | BHP1 | BHP Spares & Supplies | 781801 | Vehicle maintenance and repair services | EA | MAN2 | CUP,2D9454,966L,FRS | CUP, 2D9454, 966L, FRS, FEL, CAT | 2D9454 | 0019009026 | CATERPILLAR SA
000000000060248332 | TNG_001 | DATA ENRICHMENT | MBT | MBT3 |  | 2022-11-23 |  |  | 000000000060248332 | BHP1 | BHP Spares & Supplies | 200000 | Mining Machinery and Accessories | EA | MAN2 | CUP,BME,SAMPLE.350ML,CLEAR,PLASTIC,500/C | CUP,BME,SAMPLE.350ML,CLEAR,PLASTIC,500/CASE | 663000030
000000000060241671 | TNG_001 | DATA ENRICHMENT | MBT | MBT3 |  | 2022-11-23 |  |  | 000000000060241671 | BHP1 | BHP Spares & Supplies | 270000 | Tools and General Machinery | EA | MAN2 | CUP,BRUSH,WIRE,CRIMPED,100MMXM14,BLIST | CUP, BRUSH, WIRE, CRIMPED, 100MMXM14, BLIST | TCW CR10014
000000000060254507 | TNG_001 | DATA ENRICHMENT | MBT | MBT3 |  | 2022-11-23 |  |  | 000000000060254507 | BHP1 | BHP Spares & Supplies | 200000 | Mining Machinery and Accessories | EA | MAN2 | CUP,GREASE,WP4L84-L,WEIR | CUP, GREASE, WP4L84-L, WEIR | WP4L84-L | 0019011819 | Unknown
000000000060104257 | TNG_001 | DATA ENRICHMENT | MBT | MBT3 |  | 2022-11-23 |  |  | 000000000060104257 | BHP1 | BHP Spares & Supplies | 521517 | Domestic flatware and cutlery | BX | MAN2 | CUP,PAPER,DISPOSABLE,CONICAL TYPE,50 | CUP, PAPER, DISPOSABLE, CONICAL TYPE, 5000 PER BOX
000000000060241933 | TNG_001 | DATA ENRICHMENT | MBT | MBT3 |  | 2022-11-23 |  |  | 000000000060241933 | BHP1 | BHP Spares & Supplies | 251725 | Tires and tire tubes | EA | MAN2 | CUP,RASP,36-GRID,RTT.5HR21036 | CUP RASP, 36 GRID, PN RTT.5HR21036, TYRE BAY | RTT.5HR21036
000000000060239969 | TNG_001 | DATA ENRICHMENT | MBT | MBT3 |  | 2022-11-23 |  |  | 000000000060239969 | BHP1 | BHP Spares & Supplies | 251725 | Tires and tire tubes | EA | MAN2 | CUP,WIRE,BURR SET, CIRCULAR,1003133 | WIRE CUP AND CIRCULAR BURR SET, PN 1003133 | 1003133
000000000060246387 | TNG_001 | DATA ENRICHMENT | MBT | MBT3 |  | 2022-11-23 |  |  | 000000000060246387 | BHP1 | BHP Spares & Supplies | 521515 | Domestic disposable kitchenware | EA | MAN2 | CUPS,PLASTIC,250ML | CUPS,PLASTIC,250ML
000000000060232222 | TNG_001 | DATA ENRICHMENT | MBT | MBT3 |  | 2022-11-23 |  |  | 000000000060232222 | BHP1 | BHP Spares & Supplies | 521515 | Domestic disposable kitchenware | PK | MAN2 | CUPS,POLYSTYRENE,250ML,1000'S | POLYSTYRENE, CUPS, 250ML, 1000'S
000000000060236515 | TNG_001 | DATA ENRICHMENT | MBT | MBT3 |  | 2022-11-23 |  |  | 000000000060236515 | BHP1 | BHP Spares & Supplies | 301400 | Insulation | EA | MAN2 | INS,CUPS,AM3-20-04-57-168-032 | INSULATION CUPS PRESSURE RING AND HEATSHIELD HALF SHELL G7
000000000060238088 | TNG_001 | DATA ENRICHMENT | MBT | MBT3 |  | 2022-11-23 |  |  | 000000000060238088 | BHP1 | BHP Spares & Supplies | 271121 | Holding and clamping tools | EA | MAN2 | SUCTION CUP | VDU SCAS ll,ASSEMBLY KIT
000000000060171137 | TNG_001 | DATA ENRICHMENT | MBT | MBT3 |  | 2022-11-23 |  |  | 000000000060171137 | BHP1 | BHP Spares & Supplies | 271317 | Pneumatic cylinders and components | EA | MAN2 | 6" MARTONAIR CYLINDER C/W GAITOR | 6" MARTONAIR CYLINDER C/W GAITOR
000000000060242425 | TNG_001 | DATA ENRICHMENT | MBT | MBT3 |  | 2022-11-23 |  |  | 000000000060242425 | BHP1 | BHP Spares & Supplies | 401416 | Valves | CY | MAN2 | CYLINDER - 80X80S - ISO 6431 | CYLINDER - 80X80S - ISO 6431 | HYD-DNC-80X80S
000000000060239770 | TNG_001 | DATA ENRICHMENT | MBT | MBT3 |  | 2022-11-23 |  |  | 000000000060239770 | BHP1 | BHP Spares & Supplies | 241100 | Containers and storage | CT | MAN2 | CYLINDER ARGOSHIELD,5,17.8KG | CYLINDER ARGOSHIELD,5,17.8KG
000000000060009877 | TNG_001 | DATA ENRICHMENT | MBT | MBT3 |  | 2022-11-23 |  |  | 000000000060009877 | BHP1 | BHP Spares & Supplies | 201116 | Drilling and operation machinery | EA | MAN2 | CYLINDER, 1.3M STROKE X 63MM BORE DIA, A | CYLINDER, 1.3 METRE STROKE X 63MM BORE DIA, AIRLEG, SECO | C1251 | 0019000514 | BOART LONGYEAR AUSTRALIA PTY LIMITE
000000000060110707 | TNG_001 | DATA ENRICHMENT | MBT | MBT3 |  | 2022-11-23 |  |  | 000000000060110707 | BHP1 | BHP Spares & Supplies | 201116 | Drilling and operation machinery | EA | MAN2 | CYLINDER, 1M STROKE X 63.5MM BORE DIA, R | CYLINDER, 1 METRE STROKE X 63.5MM BORE DIA, RETRACTABLE AIRLEG, ROCK TOOL SERVICES | 121-100 | 0019008895 | ROCK TOOL SERVICES
000000000060254830 | TNG_001 | DATA ENRICHMENT | MBT | MBT3 |  | 2022-11-23 |  |  | 000000000060254830 | BHP1 | BHP Spares & Supplies | 271216 | Hydraulic cylinders | EA | MAN2 | CYLINDER, HYDRAULIC, SINGLE ACTING, ENER | CYLINDER, HYDRAULIC, SINGLE ACTING, ENERPAC, RC-2510, 374 MM COLLAPSED HEIGHTY, 635 MM EXTENDED HEIGHT, 261 MM STROKE, 87 MM OUTSIDE | RC-2510 | 0019011819 | Unknown
000000000060254831 | TNG_001 | DATA ENRICHMENT | MBT | MBT3 |  | 2022-11-23 |  |  | 000000000060254831 | BHP1 | BHP Spares & Supplies | 271216 | Hydraulic cylinders | EA | MAN2 | CYLINDER, HYDRAULIC, SINGLE ACTING, ENER | CYLINDER, HYDRAULIC, SINGLE ACTING, ENERPAC, RC-50, 41 MM COLLAPSED HEIGHTY, 57 MM EXTENDED HEIGHT,16 MM STROKE, 58 MM OUTSIDE DIAME | RC-50 | 0019011819 | Unknown
000000000060254829 | TNG_001 | DATA ENRICHMENT | MBT | MBT3 |  | 2022-11-23 |  |  | 000000000060254829 | BHP1 | BHP Spares & Supplies | 271216 | Hydraulic cylinders | EA | MAN2 | CYLINDER, HYDRAULIC, SINGLE ACTING, ENER | CYLINDER, HYDRAULIC, SINGLE ACTING, ENERPAC, RC-156, 271 MM COLLAPSED HEIGHTY, 423 MM EXTENDED HEIGHT,152 MM STROKE, 69 MM OUTSIDE D | RC-156 | 0019011819 | Unknown
000000000060254832 | TNG_001 | DATA ENRICHMENT | MBT | MBT3 |  | 2022-11-23 |  |  | 000000000060254832 | BHP1 | BHP Spares & Supplies | 271216 | Hydraulic cylinders | EA | MAN2 | CYLINDER, HYDRAULIC, SINGLE ACTING, ENER | CYLINDER, HYDRAULIC, SINGLE ACTING, ENERPAC, RC-108, 298 MM COLLAPSED HEIGHTY, 501 MM EXTENDED HEIGHT, 203 MM STROKE, 57 MM OUTSIDE | RC-108 | 0019011819 | Unknown
000000000060185731 | TNG_001 | DATA ENRICHMENT | MBT | MBT3 |  | 2022-11-23 |  |  | 000000000060185731 | BHP1 | BHP Spares & Supplies | 201117 | Drilling and operation accessories | EA | MAN2 | CYLINDER, S215 MUFFLED P/N 153001RT | CYLINDER, S215 MUFFLED P/N 153001RT | 213090RT | 0019008895 | ROCK TOOL SERVICES
000000000060239774 | TNG_001 | DATA ENRICHMENT | MBT | MBT3 |  | 2022-11-23 |  |  | 000000000060239774 | BHP1 | BHP Spares & Supplies | 241100 | Containers and storage | CT | MAN2 | CYLINDER,1.84 KG PI | CYLINDER,1.84 KG PI
000000000060249176 | TNG_001 | DATA ENRICHMENT | MBT | MBT3 |  | 2022-11-23 |  |  | 000000000060249176 | BHP1 | BHP Spares & Supplies | 200000 | Mining Machinery and Accessories | CY | MAN2 | CYLINDER,1230,FILLED,FOR,FIRE,SUPPRESSIO | CYLINDER,1230,FILLED,FOR,FIRE,SUPPRESSION,CE,3.17KG,7LB
000000000060232327 | TNG_001 | DATA ENRICHMENT | MBT | MBT3 |  | 2022-11-23 |  |  | 000000000060232327 | BHP1 | BHP Spares & Supplies | 301717 | Glass products | EA | MAN2 | CYLINDER,500ML GLASS MEASURING | 500ML GLASS MEASURING CYLINDER
000000000060247238 | TNG_001 | DATA ENRICHMENT | MBT | MBT3 |  | 2022-11-23 |  |  | 000000000060247238 | BHP1 | BHP Spares & Supplies | 271317 | Pneumatic cylinders and components | CY | MAN2 | CYLINDER,AIR, 200MM,554MM,40MM,ERNEST LO | CYLINDER,AIR, 200MM,554MM,40MM,ERNEST LOWE,M980,H,F | M980 | 0019011819 | Unknown
000000000060248257 | TNG_001 | DATA ENRICHMENT | MBT | MBT3 |  | 2022-11-23 |  |  | 000000000060248257 | BHP1 | BHP Spares & Supplies | 271317 | Pneumatic cylinders and components | CY | MAN2 | CYLINDER,AIR,63MM,440MM,63X440XBF,ENERST | MAIN SPLITTER,AIR,63MM,440MM,63X440XBF,BF | 63X440XBF | 0019011819 | Unknown
000000000060248552 | TNG_001 | DATA ENRICHMENT | MBT | MBT3 |  | 2022-11-23 |  |  | 000000000060248552 | BHP1 | BHP Spares & Supplies | 200000 | Mining Machinery and Accessories | EA | MAN2 | CYLINDER,BRAKE,MASTER | CYLINDER,BRAKE,MASTER
000000000060249744 | TNG_001 | DATA ENRICHMENT | MBT | MBT3 |  | 2022-11-23 |  |  | 000000000060249744 | BHP1 | BHP Spares & Supplies | 781801 | Vehicle maintenance and repair services | EA | MAN2 | CYLINDER,BRAKE,MASTER,6BB16625,EA | CYLINDER, BRAKE, MASTER, 6BB16625,MANITOU, EACH | 6BB16625
000000000060233788 | TNG_001 | DATA ENRICHMENT | MBT | MBT3 |  | 2022-11-23 |  |  | 000000000060233788 | BHP1 | BHP Spares & Supplies | 200000 | Mining Machinery and Accessories | EA | MAN2 | CYLINDER,BRAKE,MASTER,CW/RESERVOIR,FERME | BRAKE MASTER CYLINDER CW BRAKEFLUID RESERVOIR, PN 40515101, FERMEL | 40515101 | 0019011369 | STENWILL
000000000060239776 | TNG_001 | DATA ENRICHMENT | MBT | MBT3 |  | 2022-11-23 |  |  | 000000000060239776 | BHP1 | BHP Spares & Supplies | 241100 | Containers and storage | CT | MAN2 | CYLINDER,COMETHCAL 450/14,L | CYLINDER,COMETHCAL 450/14,L
000000000060253527 | TNG_001 | DATA ENRICHMENT | MBT | MBT3 |  | 2022-11-23 |  |  | 000000000060253527 | BHP1 | BHP Spares & Supplies | P1024 | Hydraulic & pneumatic equipment | EA | MAN2 | CYLINDER,DIFFERENTIAL,16/10/20 | CYLINDER, DIFFERENTIAL, 16/10/20, WITH COVER
000000000060248861 | TNG_001 | DATA ENRICHMENT | MBT | MBT3 |  | 2022-11-23 |  |  | 000000000060248861 | BHP1 | BHP Spares & Supplies | 200000 | Mining Machinery and Accessories | EA | MAN2 | CYLINDER,HYDRAULIC,4INCH | CYLINDER, ELECTRO, HYDRAULIC, 4INCH, C/W STROKE ADJUSTER
000000000060253534 | TNG_001 | DATA ENRICHMENT | MBT | MBT3 |  | 2022-11-23 |  |  | 000000000060253534 | BHP1 | BHP Spares & Supplies | P1024 | Hydraulic & pneumatic equipment | EA | MAN2 | CYLINDER,HYDRAULIC,9KG | CYLINDER, HYDRAULIC, 9KG
000000000060241562 | TNG_001 | DATA ENRICHMENT | MBT | MBT3 |  | 2022-11-23 |  |  | 000000000060241562 | BHP1 | BHP Spares & Supplies | 271216 | Hydraulic cylinders | EA | MAN2 | CYLINDER,HYDRAULIC,BORE60MM,STROKE150MM | CYLINDER HYDRAULIC, BORE 60MM, STROKE 150MM, ROD DIA32MM, RODDING CAR, AS PER DRG500-3120-01-01
000000000060255010 | TNG_001 | DATA ENRICHMENT | MBT | MBT3 |  | 2022-11-23 |  |  | 000000000060255010 | BHP1 | BHP Spares & Supplies | 271216 | Hydraulic cylinders | EA | MAN2 | CYLINDER,HYDRAULIC,ENERPAC,RC-51 | CYLINDER, HYDRAULIC, ENERPAC, RC-51, SINGLE ACTING, 110 MM COLLAPSED HEIGHTY, 135 MM EXTENDED HEIGHT,25 MM STROKE, 38 MM OUTSIDE DIA
000000000060255011 | TNG_001 | DATA ENRICHMENT | MBT | MBT3 |  | 2022-11-23 |  |  | 000000000060255011 | BHP1 | BHP Spares & Supplies | 271216 | Hydraulic cylinders | EA | MAN2 | CYLINDER,HYDRAULIC,ENERPAC,RC-53 | CYLINDER, HYDRAULIC, ENERPAC, RC-53, SINGLE ACTING, 165 MM COLLAPSED HEIGHTY, 241 MM EXTENDED HEIGHT,76 MM STROKE, 38 MM OUTSIDE DIA
000000000060255013 | TNG_001 | DATA ENRICHMENT | MBT | MBT3 |  | 2022-11-23 |  |  | 000000000060255013 | BHP1 | BHP Spares & Supplies | 271216 | Hydraulic cylinders | EA | MAN2 | CYLINDER,HYDRAULIC,ENERPAC,RC-55 | CYLINDER, HYDRAULIC, ENERPAC, RC-55, SINGLE ACTING, 215 MM COLLAPSED HEIGHTY, 342 MM EXTENDED HEIGHT,127 MM STROKE, 38 MM OUTSIDE DI
000000000060247227 | TNG_001 | DATA ENRICHMENT | MBT | MBT3 |  | 2022-11-23 |  |  | 000000000060247227 | BHP1 | BHP Spares & Supplies | 271216 | Hydraulic cylinders | EA | MAN2 | CYLINDER,HYDRAULIC,JACK,30T,RC308,EA | CYLINDER, HYDRAULIC ,JACK, 30T, 387MM COLL HEIGHT, 209MM STROKE, RC308, EACH | RC308 | 0019011819 | Unknown
000000000060247220 | TNG_001 | DATA ENRICHMENT | MBT | MBT3 |  | 2022-11-23 |  |  | 000000000060247220 | BHP1 | BHP Spares & Supplies | 271216 | Hydraulic cylinders | EA | MAN2 | CYLINDER,HYDRAULIC,RCH206,20T,EA | CYLINDER, HOLLOW, HYDRAULIC, 20T, 306MM COLL HEIGHT, 155MM STROKE, RCH206, EACH | RCH206 | 0019011819 | Unknown
000000000060249256 | TNG_001 | DATA ENRICHMENT | MBT | MBT3 |  | 2022-11-23 |  |  | 000000000060249256 | BHP1 | BHP Spares & Supplies | 781801 | Vehicle maintenance and repair services | EA | MAN2 | CYLINDER,MASTER,1347048,EA | CYLINDER, MASTER, 1347048, HYSTER, EACH | 1347048
000000000060252491 | TNG_001 | DATA ENRICHMENT | MBT | MBT3 |  | 2022-11-23 |  |  | 000000000060252491 | BHP1 | BHP Spares & Supplies | 781801 | Vehicle maintenance and repair services | EA | MAN2 | CYLINDER,MASTER,2021338,HYTER,EA | CYLINDER, MASTER, 2021338, HYTER, EACH | 2021338
000000000060239772 | TNG_001 | DATA ENRICHMENT | MBT | MBT3 |  | 2022-11-23 |  |  | 000000000060239772 | BHP1 | BHP Spares & Supplies | 241100 | Containers and storage | CT | MAN2 | CYLINDER,NIT TEC,11.0 KG | CYLINDER,NIT TEC,11.0 KG
000000000060239773 | TNG_001 | DATA ENRICHMENT | MBT | MBT3 |  | 2022-11-23 |  |  | 000000000060239773 | BHP1 | BHP Spares & Supplies | 241100 | Containers and storage | CT | MAN2 | CYLINDER,OXY MED,1.84 KG | CYLINDER,OXY MED,1.84 KG
000000000060239769 | TNG_001 | DATA ENRICHMENT | MBT | MBT3 |  | 2022-11-23 |  |  | 000000000060239769 | BHP1 | BHP Spares & Supplies | 241100 | Containers and storage | CT | MAN2 | CYLINDER,OXY TEC,11.5KG | OXY TEC CYLINDER,OXY TEC,11.5KG
000000000060232345 | TNG_001 | DATA ENRICHMENT | MBT | MBT3 |  | 2022-11-23 |  |  | 000000000060232345 | BHP1 | BHP Spares & Supplies | 130000 | Plastic, Rubber and Elastomeric Materials | EA | MAN2 | CYLINDER,PLASTIC MEASURING,1000ML | 1000ML PLASTIC MEASURING CYLINDER
000000000060232344 | TNG_001 | DATA ENRICHMENT | MBT | MBT3 |  | 2022-11-23 |  |  | 000000000060232344 | BHP1 | BHP Spares & Supplies | 130000 | Plastic, Rubber and Elastomeric Materials | EA | MAN2 | CYLINDER,PLASTIC MEASURING,2000ML | 2000ML PLASTIC MEASURING CYLINDER
000000000060232346 | TNG_001 | DATA ENRICHMENT | MBT | MBT3 |  | 2022-11-23 |  |  | 000000000060232346 | BHP1 | BHP Spares & Supplies | 130000 | Plastic, Rubber and Elastomeric Materials | EA | MAN2 | CYLINDER,PLASTIC MEASURING,500ML | 500ML PLASTIC MEASURING CYLINDER
000000000060232347 | TNG_001 | DATA ENRICHMENT | MBT | MBT3 |  | 2022-11-23 |  |  | 000000000060232347 | BHP1 | BHP Spares & Supplies | 130000 | Plastic, Rubber and Elastomeric Materials | EA | MAN2 | CYLINDER,PLASTIC MEASURING,50ML | 50ML PLASTIC MEASURING CYLINDER
000000000060238817 | TNG_001 | DATA ENRICHMENT | MBT | MBT3 |  | 2022-11-23 |  |  | 000000000060238817 | BHP1 | BHP Spares & Supplies | 271316 | Air fittings and connectors | EA | MAN2 | CYLINDER,PNEUMATIC VITON,SQ160X160PRA | PNEUMATIC CYLINDER VITON,SQ160X160PRA
000000000060240451 | TNG_001 | DATA ENRICHMENT | MBT | MBT3 |  | 2022-11-23 |  |  | 000000000060240451 | BHP1 | BHP Spares & Supplies | P0115 | Airfield maintenance | EA | MAN2 | CYLINDER,PNEUMATIC,NORGREN MARTONAIR | PNEUMATIC CYLINDER,NORGREN MARTONAIR
000000000060238798 | TNG_001 | DATA ENRICHMENT | MBT | MBT3 |  | 2022-11-23 |  |  | 000000000060238798 | BHP1 | BHP Spares & Supplies | 271316 | Air fittings and connectors | EA | MAN2 | CYLINDER,PNEUMATIC,TRA/8100/125/URF | PNEUMATIC CYLINDER,TRA/8100/125URF
000000000060239771 | TNG_001 | DATA ENRICHMENT | MBT | MBT3 |  | 2022-11-23 |  |  | 000000000060239771 | BHP1 | BHP Spares & Supplies | 241100 | Containers and storage | CT | MAN2 | CYLINDER,STANISHIELD PLUS,17.6KG | CYLINDER,STANISHIELD PLUS,17.6KG
000000000060239408 | TNG_001 | DATA ENRICHMENT | MBT | MBT3 |  | 2022-11-23 |  |  | 000000000060239408 | BHP1 | BHP Spares & Supplies | 781801 | Vehicle maintenance and repair services | EA | MAN2 | CYLINDER,STEERING,FOL,3EB6431711,KOMATSU | CYLINDER, STEERING, FOL, 3EB6431711, KOMATSU | 3EB6431711 | 0019001867 | KOMATSU CORP
000000000060251881 | TNG_001 | DATA ENRICHMENT | MBT | MBT3 |  | 2022-11-23 |  |  | 000000000060251881 | BHP1 | BHP Spares & Supplies | 271216 | Hydraulic cylinders | EA | MAN2 | CYLINDER,TILT,150884L,FOR,G330,RAMMER,BR | CYLINDER,TILT,150884L,FOR,G330,RAMMER,BREAKER | 150884L | 0019011819 | Unknown
000000000060244356 | TNG_001 | DATA ENRICHMENT | MBT | MBT3 |  | 2022-11-23 |  |  | 000000000060244356 | BHP1 | BHP Spares & Supplies | 200000 | Mining Machinery and Accessories | EA | MAN2 | CYLINDER,WHEEL,ASSY,0602BA4000N,MAHINDRA | CYLINDER,WHEEL,ASSY,0602BA4000N,MAHINDRA | 0602BA4000N WHEEL CYLINDER ASSY | 0019011819 | Unknown
000000000060232328 | TNG_001 | DATA ENRICHMENT | MBT | MBT3 |  | 2022-11-23 |  |  | 000000000060232328 | BHP1 | BHP Spares & Supplies | 301717 | Glass products | EA | MAN2 | CYLINDER50ML GLASS MEASURING | 50ML GLASS MEASURING CYLINDER
000000000060222082 | TNG_001 | DATA ENRICHMENT | MBT | MBT3 |  | 2022-11-23 |  |  | 000000000060222082 | BHP1 | BHP Spares & Supplies | 200000 | Mining Machinery and Accessories | EA | MAN2 | CYLNDER,HYDRAULC BOOM,PECKER | CYLINDER, HYDRAULIC BOOM, PECKER
000000000060222081 | TNG_001 | DATA ENRICHMENT | MBT | MBT3 |  | 2022-11-23 |  |  | 000000000060222081 | BHP1 | BHP Spares & Supplies | 200000 | Mining Machinery and Accessories | EA | MAN2 | CYLNDER,HYDRAULC LFT,PECKER | CYLINDER, HYDRAULIC LIFT, PECKER
000000000060222083 | TNG_001 | DATA ENRICHMENT | MBT | MBT3 |  | 2022-11-23 |  |  | 000000000060222083 | BHP1 | BHP Spares & Supplies | 200000 | Mining Machinery and Accessories | EA | MAN2 | CYLNDER,HYDRAULC TLT,PECKER | CYLINDER, HYDRAULIC TILT, PECKER
000000000060252943 | TNG_001 | DATA ENRICHMENT | MBT | MBT3 |  | 2022-11-23 |  |  | 000000000060252943 | BHP1 | BHP Spares & Supplies | 781801 | Vehicle maintenance and repair services | EA | MAN2 | DOOR CYLINDER,191298,BELL,EA | DOOR CYLINDER, 191298, BELL, EACH | 191298
000000000060256066 | TNG_001 | DATA ENRICHMENT | MBT | MBT3 |  | 2022-11-23 |  |  | 000000000060256066 | BHP1 | BHP Spares & Supplies | 411165 | Instrument parts and accessories | EA | MAN2 | METROHM BURETTE CYLINDER,NO 61518250,EA | METROHM BURETTE CYLINDER, PART NO 61518250, EACH
000000000060256035 | TNG_001 | DATA ENRICHMENT | MBT | MBT3 |  | 2022-11-23 |  |  | 000000000060256035 | BHP1 | BHP Spares & Supplies | 411165 | Instrument parts and accessories | EA | MAN2 | METROHM BURETTE CYLINDER,NO 61518250,EA | METROHM BURETTE CYLINDER, PART NO 61518250, EACH
000000000060254775 | TNG_001 | DATA ENRICHMENT | MBT | MBT3 |  | 2022-11-23 |  |  | 000000000060254775 | BHP1 | BHP Spares & Supplies | 411131 | Gas analyzers | EA | MAN2 | TESTING GAS CYLINDER,CO,DRAGER,EA | TESTING GAS CYLINDER, CO, DRAGER, EACH
000000000060254851 | TNG_001 | DATA ENRICHMENT | MBT | MBT3 |  | 2022-11-23 |  |  | 000000000060254851 | BHP1 | BHP Spares & Supplies | 411131 | Gas analyzers | EA | MAN2 | TESTING GAS CYLINDER,MIXED GAS,DRAGER,EA | TESTING GAS CYLINDER, MIXED GAS, DRAGER ,EACH
000000000060255558 | TNG_001 | DATA ENRICHMENT | MBT | MBT3 |  | 2022-11-23 |  |  | 000000000060255558 | BHP1 | BHP Spares & Supplies | 310000 | Manufacturing Components and Supplies | EA | MAN2 | CUTTING DISC,STAINLESS STEEL,115 X 22.2 | CUTTING DISC,STAINLESS STEEL,115 X 22.2 MM,INOX
000000000060019245 | TNG_001 | DATA ENRICHMENT | MBT | MBT3 |  | 2022-11-23 |  |  | 000000000060019245 | BHP1 | BHP Spares & Supplies | 401416 | Valves | EA | MAN2 | DISC, B TYPE BUTYL RUBBER, 50MM NON RETU | DISC, B TYPE BUTYL RUBBER, 50MM NON RETURN VALVE, TYPE NX, SAUNDERS
000000000060254562 | TNG_001 | DATA ENRICHMENT | MBT | MBT3 |  | 2022-11-23 |  |  | 000000000060254562 | BHP1 | BHP Spares & Supplies | 551000 | Printed media | EA | MAN2 | DISC, GRINDING, TURBO DIAMOND, 100MM, CU | DISC, GRINDING, TURBO DIAMOND, 100MM, CUP WHEEL, 12 SEGS
000000000060245425 | TNG_001 | DATA ENRICHMENT | MBT | MBT3 |  | 2022-11-23 |  |  | 000000000060245425 | BHP1 | BHP Spares & Supplies | 200000 | Mining Machinery and Accessories | EA | MAN2 | DISC,BRAKE,6-HOLE,REAR,LDV | BRAKE DISC REAR, 6 HOLE, LDV
000000000060133943 | TNG_001 | DATA ENRICHMENT | MBT | MBT3 |  | 2022-11-23 |  |  | 000000000060133943 | BHP1 | BHP Spares & Supplies | 231315 | Grinding, sanding and polishing equipment and supplies | EA | MAN2 | DISC,CUTTING STEEL, , SUPERFLEX | DISC,CUTTING STEEL, , SUPERFLEX
000000000060238100 | TNG_001 | DATA ENRICHMENT | MBT | MBT3 |  | 2022-11-23 |  |  | 000000000060238100 | BHP1 | BHP Spares & Supplies | 311915 | Abrasives | EA | MAN2 | DISC,CUTTING,230MM,SOLID,DIAMOND | 230MM, SOLID DIAMOND CUTTING DISC
000000000060244515 | TNG_001 | DATA ENRICHMENT | MBT | MBT3 |  | 2022-11-23 |  |  | 000000000060244515 | BHP1 | BHP Spares & Supplies | 201216 | Drilling bits | EA | MAN2 | DISC,FLAPPER,GRINDER,SIZE,115MM,EA | DISC, FLAPPER, GRINDER, SIZE, 115MM, EACH
000000000060256333 | TNG_001 | DATA ENRICHMENT | MBT | MBT3 |  | 2022-11-23 |  |  | 000000000060256333 | BHP1 | BHP Spares & Supplies | 270000 | Tools and General Machinery | PAK | MAN2 | DISC,FLAPPER,PFERD,80GRID,115MM,PAC | DISC, FLAPPER, PFERD, 80 GRID, 115MM,PAC OF 10 | PFERDZSG80 | 0019011819 | Unknown
000000000060256354 | TNG_001 | DATA ENRICHMENT | MBT | MBT3 |  | 2022-11-23 |  |  | 000000000060256354 | BHP1 | BHP Spares & Supplies | 200000 | Mining Machinery and Accessories | EA | MAN2 | DISC,GRINDING,ARB,FOX,GRIND,S/STEEL,115X | DISC, GRINDING, ARB, FOX, GRIND, S/STEEL, 115X6.0MM, FOX91130 | FOX91130 | 0019011819 | Unknown
000000000060240436 | TNG_001 | DATA ENRICHMENT | MBT | MBT3 |  | 2022-11-23 |  |  | 000000000060240436 | BHP1 | BHP Spares & Supplies | 231315 | Grinding, sanding and polishing equipment and supplies | EA | MAN2 | DISC,MASONARY,230X2.6X7.7X22.23H,DIAMOND | DISC,MASONARY,230X2.6X7.7X22.23H,DIAMOND TORK CRAFT WET / DRY CUTTING,MAX RPM 6600/MIN, MAX 80M/S
000000000060234886 | TNG_001 | DATA ENRICHMENT | MBT | MBT3 |  | 2022-11-23 |  |  | 000000000060234886 | BHP1 | BHP Spares & Supplies | 231533 | Cutting tools | EA | MAN2 | DISC,SAW,METAL ,CUT OFF | METAL, CUT OFF SAW DISC, SIZES: 355MM DIA, 102MM FLANGE AND 25.4 BORE
000000000060239171 | TNG_001 | DATA ENRICHMENT | MBT | MBT3 |  | 2022-11-23 |  |  | 000000000060239171 | BHP1 | BHP Spares & Supplies | 271317 | Pneumatic cylinders and components | EA | MAN2 | DISC,SEALING,PNEUMATIC,CYLINDER | DISC,SEALING,PNEUMATIC CYLINDER,DRAWING 9000-3411 | 9000-3411 | 0019011479 | KOPANANG ENGINEERING (PTY) LTD
000000000060254296 | TNG_001 | DATA ENRICHMENT | MBT | MBT3 |  | 2022-11-23 |  |  | 000000000060254296 | BHP1 | BHP Spares & Supplies | 200000 | Mining Machinery and Accessories | EA | MAN2 | DISC,SPRING,GB1972,A63\60SI2MN,CMDY17000 | DISC, SPRING, GB1972, A63\60SI2MN, CMDY17000645, WEIR | CMDY17000645 | 0019011819 | Unknown
000000000060246075 | TNG_001 | DATA ENRICHMENT | MBT | MBT3 |  | 2022-11-23 |  |  | 000000000060246075 | BHP1 | BHP Spares & Supplies | 201015 | Cutting equipment | EA | MAN2 | DISC,STEEL CUTTING,PFERD,SLIM,115X1X22.2 | DISC, STEEL CUTTING, PFERD,SLIM,115X1X22.23MM
000000000060246688 | TNG_001 | DATA ENRICHMENT | MBT | MBT3 |  | 2022-11-23 |  |  | 000000000060246688 | BHP1 | BHP Spares & Supplies | 200000 | Mining Machinery and Accessories | EA | MAN2 | DISTRIBUTOR 24 WAY TOP FEED MEDIUM | DISTRIBUTOR 24 WAY TOP FEED MEDIUM
000000000060247080 | TNG_001 | DATA ENRICHMENT | MBT | MBT3 |  | 2022-11-23 |  |  | 000000000060247080 | BHP1 | BHP Spares & Supplies | 200000 | Mining Machinery and Accessories | EA | MAN2 | DISTRIBUTOR 30 WAY LARGE 50MM OUTLET WIT | DISTRIBUTOR 30 WAY LARGE 50MM OUTLET WITH 250MM FEED PIPE
000000000060254586 | TNG_001 | DATA ENRICHMENT | MBT | MBT3 |  | 2022-11-23 |  |  | 000000000060254586 | BHP1 | BHP Spares & Supplies | 401416 | Valves | EA | MAN2 | DISTRIBUTOR,12WAY,TOP,FEED | DISTRIBUTOR 12WAY, TOP FEED, 50MM OUTLET
000000000060249776 | TNG_001 | DATA ENRICHMENT | MBT | MBT3 |  | 2022-11-23 |  |  | 000000000060249776 | BHP1 | BHP Spares & Supplies | 231521 | Separation machinery and equipment | EA | MAN2 | DISTRIBUTOR,PRIMARY,SPIRAL,6-WAY | DISTRIBUTOR, PRIMARY, SPIRAL, 6-WAY, 710MMX790MM,HIGH, 160MM, OUTLETS, 250MM,FEEDPIPE
000000000060227954 | TNG_001 | DATA ENRICHMENT | MBT | MBT3 |  | 2022-11-23 |  |  | 000000000060227954 | BHP1 | BHP Spares & Supplies | 801417 | Distribution | EA | MAN2 | DISTRIBUTOR,SGD/24/50 MILD STEEL/PU LINE | GRAVITY DISTRIBUTOR: SGD/24/50 MILD STEEL/PU LINED
000000000060253752 | TNG_001 | DATA ENRICHMENT | MBT | MBT3 |  | 2022-11-23 |  |  | 000000000060253752 | BHP1 | BHP Spares & Supplies | 401617 | Separators | EA | MAN2 | DISTRIBUTOR,SPIRAL,12-WAY,50MM,OUTLET | DISTRIBUTOR, SPIRAL, 12-WAY, 50MM, OUTLET
000000000060245092 | TNG_001 | DATA ENRICHMENT | MBT | MBT3 |  | 2022-11-23 |  |  | 000000000060245092 | BHP1 | BHP Spares & Supplies | 201428 | Production separators | EA | MAN2 | DISTRIBUTOR,SPIRAL,18,WAY | DISTRIBUTOR, SPIRAL, 18, WAY, PAINTED
000000000060245699 | TNG_001 | DATA ENRICHMENT | MBT | MBT3 |  | 2022-11-23 |  |  | 000000000060245699 | BHP1 | BHP Spares & Supplies | 200000 | Mining Machinery and Accessories | EA | MAN2 | DISTRIBUTOR,SPIRAL,18-WAY,OUTLETS-DO75MM | DISTRIBUTOR,SPIRAL,18-WAY,OUTLETS-DO75MM C/W FRAME
000000000060245697 | TNG_001 | DATA ENRICHMENT | MBT | MBT3 |  | 2022-11-23 |  |  | 000000000060245697 | BHP1 | BHP Spares & Supplies | 200000 | Mining Machinery and Accessories | EA | MAN2 | DISTRIBUTOR,SPIRAL,24-WAY,OUTLETS-DO75MM | DISTRIBUTOR,SPIRAL,24-WAY,OUTLETS-DO75MM C/W FRAME
000000000060252549 | TNG_001 | DATA ENRICHMENT | MBT | MBT3 |  | 2022-11-23 |  |  | 000000000060252549 | BHP1 | BHP Spares & Supplies | 231521 | Separation machinery and equipment | EA | MAN2 | DISTRIBUTOR,SPIRAL,2-WAY,600MMX600MM,160 | DISTRIBUTOR, SPIRAL, 2-WAY, 600MMX600MM, 160MM, OUTLET
000000000060247127 | TNG_001 | DATA ENRICHMENT | MBT | MBT3 |  | 2022-11-23 |  |  | 000000000060247127 | BHP1 | BHP Spares & Supplies | 200000 | Mining Machinery and Accessories | EA | MAN2 | DISTRIBUTOR,SPIRAL,30-WAY,OUTLETS-DO50MM | DISTRIBUTOR,SPIRAL,30-WAY,OUTLETS-DO50MM
000000000060246037 | TNG_001 | DATA ENRICHMENT | MBT | MBT3 |  | 2022-11-23 |  |  | 000000000060246037 | BHP1 | BHP Spares & Supplies | 231521 | Separation machinery and equipment | EA | MAN2 | DISTRIBUTOR,SPIRAL,PRIMARY,TOP,FEEDPIPE | DISTRIBUTOR,SPIRAL,PRIMARY,TOP,FEED,905MMX650MM,HIGH,160MM,OUTLETS,250MM,FEEDPIPE
000000000060220153 | TNG_001 | DATA ENRICHMENT | MBT | MBT3 |  | 2022-11-23 |  |  | 000000000060220153 | BHP1 | BHP Spares & Supplies | 801417 | Distribution | EA | MAN2 | PROGRESSIVE DISTRIBUTOR,WOERNER,6 OUTLET | PROGRESSIVE DISTRIBUTOR,WOERNER,6 OUTLETS,W/O VISUAL CHECKING, INITIATOR, RS, VPA-C/B/6/0/RS/0/40/40/40/V, R:VBB, M: KKK, L: BBO, SSI FMT00198 | VPA-C/B/6/0/RS/0/40/40/40/V
000000000060220662 | TNG_001 | DATA ENRICHMENT | MBT | MBT3 |  | 2022-11-23 |  |  | 000000000060220662 | BHP1 | BHP Spares & Supplies | 801417 | Distribution | EA | MAN2 | PROGRESSIVE DISTRIBUTOR,WOERNER,8 OUTLET | PROGRESSIVE DISTRIBUTOR,WOERNER,8 OUTLETS,W/O VISUAL CHECKING, INITIATOR, RS, VPA-C/B/8/0/RS/0/22/40/90/90/V, R: OOOO, M:KZZZ, L: VOOO, SSI FMT00257 | VPA-CB-8/0/RS/0/.
000000000060220154 | TNG_001 | DATA ENRICHMENT | MBT | MBT3 |  | 2022-11-23 |  |  | 000000000060220154 | BHP1 | BHP Spares & Supplies | 801417 | Distribution | EA | MAN2 | PROGRESSIVE DISTRIBUTOR,WOERNER,8 OUTLET | PROGRESSIVE DISTRIBUTOR,WOERNER,8 OUTLETS,W/O VISUAL CHECKING, INITIATOR, RS, VPA-C/B/8/0/RS/0/10/10/20/20/V, R:OOAB, M: ZZZZ, L:OOOO, SSI FMT00198 | VPA-C/B/8/0/RS/0/10/10/20/20/V
000000000060222102 | TNG_001 | DATA ENRICHMENT | MBT | MBT3 |  | 2022-11-23 |  |  | 000000000060222102 | BHP1 | BHP Spares & Supplies | 200000 | Mining Machinery and Accessories | EA | MAN2 | HOUSING, FILTER, HYD, HIGH PRES I-PORT | HOUSING, FILTER, HYD, HIGH PRES I-PORT
000000000060222093 | TNG_001 | DATA ENRICHMENT | MBT | MBT3 |  | 2022-11-23 |  |  | 000000000060222093 | BHP1 | BHP Spares & Supplies | 200000 | Mining Machinery and Accessories | EA | MAN2 | HOUSING, FILTER, RETURN LINE | HOUSING, FILTER, RETURN LINE
000000000060161516 | TNG_001 | DATA ENRICHMENT | MBT | MBT3 |  | 2022-11-23 |  |  | 000000000060161516 | BHP1 | BHP Spares & Supplies | 312615 | Housings and cabinets | EA | MAN2 | HOUSING, PLUMMER BLOCK, SNH 513-TC | HOUSING, PLUMMER BLOCK, SNH 513-TC | SNU 513-611 | 0019000000 | 1069
000000000060245219 | TNG_001 | DATA ENRICHMENT | MBT | MBT3 |  | 2022-11-23 |  |  | 000000000060245219 | BHP1 | BHP Spares & Supplies | 200000 | Mining Machinery and Accessories | EA | MAN2 | HOUSING,6,PIN,C14610G0061001,UV-0100725 | HOUSING,6,PIN,C14610G0061001,UV-0100725 | UV-0100725 | 0019011819 | Unknown
000000000060239625 | TNG_001 | DATA ENRICHMENT | MBT | MBT3 |  | 2022-11-23 |  |  | 000000000060239625 | BHP1 | BHP Spares & Supplies | 811016 | Mechanical engineering | EA | MAN2 | HOUSING,BLOCK,1512/3015,276326800110 | ASSY HOUSING BLOCK 1512/3015 276326800110 | 276326800110
000000000060253446 | TNG_001 | DATA ENRICHMENT | MBT | MBT3 |  | 2022-11-23 |  |  | 000000000060253446 | BHP1 | BHP Spares & Supplies | 311615 | Screws | EA | MAN2 | HOUSING,FEED ECA,COARSE,SPIROTECH,EA | HOUSING, FEED, ECA, COARSE, 5820MM LONG IN 3MM THICK COMMERCIAL QUALITY STEEL, OPERATING AT 23 DEGREES UP COMPLETE WITH 8MM VRN LINE
000000000060253448 | TNG_001 | DATA ENRICHMENT | MBT | MBT3 |  | 2022-11-23 |  |  | 000000000060253448 | BHP1 | BHP Spares & Supplies | 311615 | Screws | EA | MAN2 | HOUSING,FEED ECA,FINES,SPIROTECH,EA | HOUSING, FEED, ECA, FINES, 6040MM LONG IN 4,5MM THICK COMERCIAL QUALITY STEEL, OPERATING AT 15 DEGREES UP COMPLETE WITH 8MM VRN LINE
000000000060253447 | TNG_001 | DATA ENRICHMENT | MBT | MBT3 |  | 2022-11-23 |  |  | 000000000060253447 | BHP1 | BHP Spares & Supplies | 311615 | Screws | EA | MAN2 | HOUSING,FEED ECA,INTERMED,SPIROTECH,EA | HOUSING, FEED, ECA, INTERMEDIATE, 5960MM LONG IN 4,5MM THICK COMERCIAL QUALITY STEEL, OPERATING AT 15 DEGREES UP COMPLETE WITH 8MM V
000000000060253187 | TNG_001 | DATA ENRICHMENT | MBT | MBT3 |  | 2022-11-23 |  |  | 000000000060253187 | BHP1 | BHP Spares & Supplies | 311615 | Screws | EA | MAN2 | HOUSING,FEED,ECA,COARSE,EA | HOUSING,FEED,ECA,COARSE,5820MM LONG IN 3MM THICK COMMERCIAL QUALITY, STEEL,OPERATING AT 23 DEGREES UP COMPLETE WITH 8MM VRN LINERS AND, SURFACE PROTECTION,SPIROTECH DRAWING 830830,EA |  | 0019011449 | SPIROTECH INTERNATIONAL (PTY) LTD
000000000060253185 | TNG_001 | DATA ENRICHMENT | MBT | MBT3 |  | 2022-11-23 |  |  | 000000000060253185 | BHP1 | BHP Spares & Supplies | 311615 | Screws | EA | MAN2 | HOUSING,FEED,ECA,INTERMEDIATE,EA | HOUSING,FEED,ECA,INTERMEDIATE,5960MM LONG IN 4,5MM THICK COMERCIAL, QUALITY STEEL,OPERATING AT 15 DEGREES UP COMPLETE WITH 8MM VRN LINERS, AND SURFACE PROTECTION,SPIROTECH DRAWING 830820,EA |  | 0019011449 | SPIROTECH INTERNATIONAL (PTY) LTD
000000000060247880 | TNG_001 | DATA ENRICHMENT | MBT | MBT3 |  | 2022-11-23 |  |  | 000000000060247880 | BHP1 | BHP Spares & Supplies | 781801 | Vehicle maintenance and repair services | EA | MAN2 | HOUSING,FILTER,50505824,CAT,EA | HOUSING, FILTER, 50505824, CAT, EACH | 5055824
000000000060251126 | TNG_001 | DATA ENRICHMENT | MBT | MBT3 |  | 2022-11-23 |  |  | 000000000060251126 | BHP1 | BHP Spares & Supplies | 251728 | Hydraulic systems and components | EA | MAN2 | HOUSING,FILTER,REXROTH,R928041279 | HOUSING FILTER, REXROTH, PART NO R928041279, EP T1-T3 FURNACE DOORS | R928041279 | 0019011819 | Unknown
000000000060247570 | TNG_001 | DATA ENRICHMENT | MBT | MBT3 |  | 2022-11-23 |  |  | 000000000060247570 | BHP1 | BHP Spares & Supplies | 200000 | Mining Machinery and Accessories | EA | MAN2 | HOUSING,KNUCKLE,DIFF,FRONT,LDV | FRONT DIFF KNUCKLE HOUSING, LDV
000000000060240175 | TNG_001 | DATA ENRICHMENT | MBT | MBT3 |  | 2022-11-23 |  |  | 000000000060240175 | BHP1 | BHP Spares & Supplies | 781801 | Vehicle maintenance and repair services | EA | MAN2 | HOUSING,PINION,3628194,CAT,EA | HOUSING, PINION, 3628194, CAT, EA | 3628194
000000000060251712 | TNG_001 | DATA ENRICHMENT | MBT | MBT3 |  | 2022-11-23 |  |  | 000000000060251712 | BHP1 | BHP Spares & Supplies | 200000 | Mining Machinery and Accessories | EA | MAN2 | SHIFTER,HOUSING,CAP,SCREW,U3-6-32 | SHIFTER, HOUSING, CAP, SCREW, U3-6-32 | U3-6-32 | 0019011819 | Unknown
000000000060227254 | TNG_001 | DATA ENRICHMENT | MBT | MBT3 |  | 2022-11-23 |  |  | 000000000060227254 | BHP1 | BHP Spares & Supplies | 301400 | Insulation | EA | MAN2 | ISOLATION HEAT SHIELD,RISER,INNER | ISOLATION HEAT SHIELD,RISER,INNER | Y11-23-08-025 REV0
000000000060227264 | TNG_001 | DATA ENRICHMENT | MBT | MBT3 |  | 2022-11-23 |  |  | 000000000060227264 | BHP1 | BHP Spares & Supplies | 301400 | Insulation | EA | MAN2 | ISOLATION,ELECTRODE SEAL,HOUSING | ISOLATION,ELECTRODE SEAL,HOUSING SEGMENT GASKET | H355286-2170-246-260-1003_0
000000000060227261 | TNG_001 | DATA ENRICHMENT | MBT | MBT3 |  | 2022-11-23 |  |  | 000000000060227261 | BHP1 | BHP Spares & Supplies | 301400 | Insulation | EA | MAN2 | ISOLATION,ELECTRODE SEAL,HOUSING GASKE | ISOLATION,ELECTRODE SEAL,HOUSING GASKET | H355286-2170-246-260-1003_0
000000000060227265 | TNG_001 | DATA ENRICHMENT | MBT | MBT3 |  | 2022-11-23 |  |  | 000000000060227265 | BHP1 | BHP Spares & Supplies | 301400 | Insulation | EA | MAN2 | ISOLATION,ELECTRODE SEAL,HOUSING ISOLA | ISOLATION,ELECTRODE SEAL,HOUSING ISOLATION TUBE | H355286-2170-246-260-1004_0
000000000060227262 | TNG_001 | DATA ENRICHMENT | MBT | MBT3 |  | 2022-11-23 |  |  | 000000000060227262 | BHP1 | BHP Spares & Supplies | 301400 | Insulation | EA | MAN2 | ISOLATION,ELECTRODE SEAL,HOUSING PAD | ISOLATION,ELECTRODE SEAL,HOUSING PAD | H355286-2170-246-260-1004_0
000000000060227266 | TNG_001 | DATA ENRICHMENT | MBT | MBT3 |  | 2022-11-23 |  |  | 000000000060227266 | BHP1 | BHP Spares & Supplies | 301400 | Insulation | EA | MAN2 | ISOLATION,ELECTRODE SEAL,ISOLATION WAS | ISOLATION,ELECTRODE SEAL,HOUSING ISOLATION TUBE | H355286-2170-246-260-1004_0
000000000060227263 | TNG_001 | DATA ENRICHMENT | MBT | MBT3 |  | 2022-11-23 |  |  | 000000000060227263 | BHP1 | BHP Spares & Supplies | 301400 | Insulation | EA | MAN2 | ISOLATION,ELECTRODE SEAL,MOUNTING PLAT | ISOLATION,ELECTRODE SEAL,MOUNTING PLATE GASKET | H355286-2170-246-260-1003_0
000000000060227260 | TNG_001 | DATA ENRICHMENT | MBT | MBT3 |  | 2022-11-23 |  |  | 000000000060227260 | BHP1 | BHP Spares & Supplies | 301400 | Insulation | EA | MAN2 | ISOLATION,ELECTRODE SEAL,PLATE GASKET | ISOLATION,ELECTRODE SEAL,PLATE GASKET | H355286-2170-246-260-1003_0
000000000060227258 | TNG_001 | DATA ENRICHMENT | MBT | MBT3 |  | 2022-11-23 |  |  | 000000000060227258 | BHP1 | BHP Spares & Supplies | 301400 | Insulation | EA | MAN2 | ISOLATION,GUIDE PIN,TOP,LID | ISOLATION,GUIDE PIN,TOP,LID | MC138-30-32-526 R0
000000000060227259 | TNG_001 | DATA ENRICHMENT | MBT | MBT3 |  | 2022-11-23 |  |  | 000000000060227259 | BHP1 | BHP Spares & Supplies | 301400 | Insulation | EA | MAN2 | ISOLATION,GUIDE PIN,TOP,TAPER TUBE | ISOLATION,GUIDE PIN,TOP,TAPER TUBE | MC138-30-32-526 R0
000000000060227251 | TNG_001 | DATA ENRICHMENT | MBT | MBT3 |  | 2022-11-23 |  |  | 000000000060227251 | BHP1 | BHP Spares & Supplies | 301400 | Insulation | EA | MAN2 | ISOLATION,HANGER,HEAT SHIELD | ISOLATION,HANGER,HEAT SHIELD | MC138-30-32-542 REV0
000000000060227253 | TNG_001 | DATA ENRICHMENT | MBT | MBT3 |  | 2022-11-23 |  |  | 000000000060227253 | BHP1 | BHP Spares & Supplies | 301400 | Insulation | EA | MAN2 | ISOLATION,HANGER,HEAT SHIELD,TUBE | ISOLATION,HANGER,HEAT SHIELD,TUBE | MC138-30-32-542 REV0
000000000060227257 | TNG_001 | DATA ENRICHMENT | MBT | MBT3 |  | 2022-11-23 |  |  | 000000000060227257 | BHP1 | BHP Spares & Supplies | 301400 | Insulation | EA | MAN2 | ISOLATION,HEAT SHIELD,BACK PLATE,BOT | ISOLATION,HEAT SHIELD,BACK PLATE,BOTTOM | MC138-30-32-527 R0
000000000060227255 | TNG_001 | DATA ENRICHMENT | MBT | MBT3 |  | 2022-11-23 |  |  | 000000000060227255 | BHP1 | BHP Spares & Supplies | 301400 | Insulation | EA | MAN2 | ISOLATION,HEAT SHIELD,RISER,TYPE 1, | ISOLATION,HEAT SHIELD,RISER,TYPE 1,OUTER | Y11-23-08-026 REV0
000000000060227256 | TNG_001 | DATA ENRICHMENT | MBT | MBT3 |  | 2022-11-23 |  |  | 000000000060227256 | BHP1 | BHP Spares & Supplies | 301400 | Insulation | EA | MAN2 | ISOLATION,HEAT SHIELD,RISER,TYPE 2, | ISOLATION,HEAT SHIELD,RISER,TYPE 2,OUTER | Y11-23-08-026 REV0
000000000060176516 | TNG_001 | DATA ENRICHMENT | MBT | MBT3 |  | 2022-11-23 |  |  | 000000000060176516 | BHP1 | BHP Spares & Supplies | 270000 | Tools and General Machinery | EA | MAN2 | JACK, HYDRAULIC 6 TON P/NR JB06 | JACK, HYDRAULIC 6 TON P/NR JB06 | JB06 | 0019011367 | ELECTRO DIESEL
000000000060243718 | TNG_001 | DATA ENRICHMENT | MBT | MBT3 |  | 2022-11-23 |  |  | 000000000060243718 | BHP1 | BHP Spares & Supplies | P2060 | Vehicle spares | EA | MAN2 | JACK,4TON,HYDR | JACK,4TON,HYDR,2STAGE,545MM
000000000060244294 | TNG_001 | DATA ENRICHMENT | MBT | MBT3 |  | 2022-11-23 |  |  | 000000000060244294 | BHP1 | BHP Spares & Supplies | P2060 | Vehicle spares | EA | MAN2 | JACK,6TON,HYDR IN CASE | JACK,6TON,HYDR IN CASE
000000000060238825 | TNG_001 | DATA ENRICHMENT | MBT | MBT3 |  | 2022-11-23 |  |  | 000000000060238825 | BHP1 | BHP Spares & Supplies | 410000 | Laboratory, Measuring, Observing and Testing Equipment | EA | MAN2 | JACK,HYDRAULIC,LOADCELL | HYDRAULIC JACK WITH LOAD CELL
000000000060243680 | TNG_001 | DATA ENRICHMENT | MBT | MBT3 |  | 2022-11-23 |  |  | 000000000060243680 | BHP1 | BHP Spares & Supplies | 270000 | Tools and General Machinery | EA | MAN2 | JACK,MOBI,TROLLEY,5T,LONG-CHASSIS,MOB300 | JACK MOBI TROLLEY, PN MOB3003, 5T LONG CHASSIS | MOB3003 | 0019011819 | Unknown
000000000060252768 | TNG_001 | DATA ENRICHMENT | MBT | MBT3 |  | 2022-11-23 |  |  | 000000000060252768 | BHP1 | BHP Spares & Supplies | 241016 | Lifting equipment | EA | MAN2 | JACK,PALLET, SIZE,385X1220MM 2.5T, EA | JACK, PALLET, MOBI, SIZE, 385 X 1220MM 2.5 TON, EACH
000000000060254343 | TNG_001 | DATA ENRICHMENT | MBT | MBT3 |  | 2022-11-23 |  |  | 000000000060254343 | BHP1 | BHP Spares & Supplies | 200000 | Mining Machinery and Accessories | EA | MAN2 | JACK,PALLET,385X122MM,2.5,TON | JACK, PALLET, 385 X 122MM, 2.5, TON
000000000060241548 | TNG_001 | DATA ENRICHMENT | MBT | MBT3 |  | 2022-11-23 |  |  | 000000000060241548 | BHP1 | BHP Spares & Supplies | 241016 | Lifting equipment | EA | MAN2 | JACK,RAILROAD,SIMPLEX,5TON | JACK RAILROAD, SIMPLEX, 5TON, CODE RJ85A, STROKE 330MM
000000000060245790 | TNG_001 | DATA ENRICHMENT | MBT | MBT3 |  | 2022-11-23 |  |  | 000000000060245790 | BHP1 | BHP Spares & Supplies | 241016 | Lifting equipment | EA | MAN2 | JACK,TROLLEY,5 TON,COMPLETE WITH CERTIFI | JACK,TROLLEY,5 TON,COMPLETE WITH CERTIFICATION
000000000060170863 | TNG_001 | DATA ENRICHMENT | MBT | MBT3 |  | 2022-11-23 |  |  | 000000000060170863 | BHP1 | BHP Spares & Supplies | 241016 | Lifting equipment | EA | MAN2 | JACK: 10 TON, HERCULES, COMPLETE | JACK: 10 TON, HERCULES, COMPLETE
000000000060127751 | TNG_001 | DATA ENRICHMENT | MBT | MBT3 |  | 2022-11-23 |  |  | 000000000060127751 | BHP1 | BHP Spares & Supplies | 411122 | Temperature and heat measuring instruments | EA | MAN2 | JACKS, THERMOCOUPLE, PYROTEMP SERVICES | JACKS, THERMOCOUPLE, PYROTEMP SERVICES | 1407-002K | 0019008874 | PYROTEMP SERVICES
000000000060254408 | TNG_001 | DATA ENRICHMENT | MBT | MBT3 |  | 2022-11-23 |  |  | 000000000060254408 | BHP1 | BHP Spares & Supplies | 241016 | Lifting equipment | EA | MAN2 | PALLET,JACK,HYDRAULIC,3500KG,EA | PALLETS, JACK, TRUCK-HYDRAULIC, STANDARD, 3500KG, CAPACITY, FORK, LENGTH, 1220MM, MAXIMUM, LIFTING, HEIGHT, 200MM, FORK, HEIGHT, LOW | PTDF3500-LS
000000000060233492 | TNG_001 | DATA ENRICHMENT | MBT | MBT3 |  | 2022-11-23 |  |  | 000000000060233492 | BHP1 | BHP Spares & Supplies | 501921 | Snack foods | PK | MAN2 | POPCORN,JUMPING,JACK,GREEN,ONION,4,EACH, | JUMPING, JACK, GREEN, ONION, POPCORN, 4, EACH, 14G
000000000060248514 | TNG_001 | DATA ENRICHMENT | MBT | MBT3 |  | 2022-11-23 |  |  | 000000000060248514 | BHP1 | BHP Spares & Supplies | 270000 | Tools and General Machinery | EA | MAN2 | PRESS,HAND PUMP,MOBI-JACK,50T,EA | PRESS, SHOP, HAND PUMP, 50T, WITH 800MM, STROKE 200MM, WORK SPACE, MIN 200, MAX 1190, MOBI-JACK ,EACH
000000000060114481 | TNG_001 | DATA ENRICHMENT | MBT | MBT3 |  | 2022-11-23 |  |  | 000000000060114481 | BHP1 | BHP Spares & Supplies | 201017 | Crushers, breakers and grinders | EA | MAN2 | JAW, SWING, DEEP TOOTH STD, SA20X36 JAW | JAW, SWING, DEEP TOOTH STANDARD, SA20X36 JAW CRUSHER, TELSMITH | T2036JSR | 0019008561 | C & E ENGINEERING
000000000060226962 | TNG_001 | DATA ENRICHMENT | MBT | MBT3 |  | 2022-11-23 |  |  | 000000000060226962 | BHP1 | BHP Spares & Supplies | 201017 | Crushers, breakers and grinders | EA | MAN2 | JAW,FIXED CLAMP PLATE OSBORN RB76 ,48X18 | JAW FIXED CLAMP PLATE OSBORN TOP RB76 ,48X18 | 00-000012413
000000000060252391 | TNG_001 | DATA ENRICHMENT | MBT | MBT3 |  | 2022-11-23 |  |  | 000000000060252391 | BHP1 | BHP Spares & Supplies | 201017 | Crushers, breakers and grinders | EA | MAN2 | JAW,FIXED,CLAMPIMG,PLATE,LOWER,T2036FJCP | JAW,FIXED,CLAMPIMG,PLATE,LOWER,T2036FJCPL
000000000060252404 | TNG_001 | DATA ENRICHMENT | MBT | MBT3 |  | 2022-11-23 |  |  | 000000000060252404 | BHP1 | BHP Spares & Supplies | 201017 | Crushers, breakers and grinders | EA | MAN2 | JAW,FIXED,CLAMPING PLATE,UPPER,T2036FJCP | JAW,FIXED,CLAMPING PLATE,UPPER,T2036FJCPU
000000000060252397 | TNG_001 | DATA ENRICHMENT | MBT | MBT3 |  | 2022-11-23 |  |  | 000000000060252397 | BHP1 | BHP Spares & Supplies | 201017 | Crushers, breakers and grinders | EA | MAN2 | JAW,FIXED,RIBBED,18PERCENT,T2036JFR18 | JAW,FIXED,RIBBED,18PERCENT,T2036JFR18
000000000060252834 | TNG_001 | DATA ENRICHMENT | MBT | MBT3 |  | 2022-11-23 |  |  | 000000000060252834 | BHP1 | BHP Spares & Supplies | 200000 | Mining Machinery and Accessories | EA | MAN2 | JAW,FIXED,SUPER,Q,TOOTH,TRIO,2436 | JAW, FIXED, SUPER, Q, TOOTH, TRIO, 2436
000000000060238386 | TNG_001 | DATA ENRICHMENT | MBT | MBT3 |  | 2022-11-23 |  |  | 000000000060238386 | BHP1 | BHP Spares & Supplies | 201017 | Crushers, breakers and grinders | EA | MAN2 | JAW,PLATE,FIX | FIX JAW PLATE, DRAWING NR IG05 K31X10-2, PN 4100.1127.01
000000000060238385 | TNG_001 | DATA ENRICHMENT | MBT | MBT3 |  | 2022-11-23 |  |  | 000000000060238385 | BHP1 | BHP Spares & Supplies | 201017 | Crushers, breakers and grinders | EA | MAN2 | JAW,PLATE,MOVABLE | MOVABLE JAW PLATE, DRAWING NR IG05 K31X10-4, PN 4100.1205.01
000000000060238393 | TNG_001 | DATA ENRICHMENT | MBT | MBT3 |  | 2022-11-23 |  |  | 000000000060238393 | BHP1 | BHP Spares & Supplies | 201017 | Crushers, breakers and grinders | EA | MAN2 | JAW,SWING,GATE,WEDGE | JAW SWING GATE WEDGE, DRAWING NR IG05 K31X10-6, PN 4100.0981.01
000000000060248315 | TNG_001 | DATA ENRICHMENT | MBT | MBT3 |  | 2022-11-23 |  |  | 000000000060248315 | BHP1 | BHP Spares & Supplies | 201017 | Crushers, breakers and grinders | EA | MAN2 | JAW,SWING,LINER,DPT,MN14,2036 | JAW,SWING,LINER,DPT,MN14,2036 | AH2036B004A | 0019011819 | Unknown
000000000060252394 | TNG_001 | DATA ENRICHMENT | MBT | MBT3 |  | 2022-11-23 |  |  | 000000000060252394 | BHP1 | BHP Spares & Supplies | 201017 | Crushers, breakers and grinders | EA | MAN2 | JAW,SWING,RIBBED,18PERCENT,PC074,T2036JS | JAW,SWING,RIBBED,18PERCENT,PC074,T2036JSR18
000000000060252812 | TNG_001 | DATA ENRICHMENT | MBT | MBT3 |  | 2022-11-23 |  |  | 000000000060252812 | BHP1 | BHP Spares & Supplies | 200000 | Mining Machinery and Accessories | EA | MAN2 | JAW,SWING,SUPER,Q,TOOTH,TRIO,2436 | JAW, SWING, SUPER, Q, TOOTH, TRIO, 2436
000000000060255522 | TNG_001 | DATA ENRICHMENT | MBT | MBT3 |  | 2022-11-23 |  |  | 000000000060255522 | BHP1 | BHP Spares & Supplies | 201017 | Crushers, breakers and grinders | EA | MAN2 | MAINFRAME, H3625, DOUBLE TOGGLE, JAW C | MAINFRAME, H3625, DOUBLE TOGGLE, JAW CRUSHER
000000000060242243 | TNG_001 | DATA ENRICHMENT | MBT | MBT3 |  | 2022-11-23 |  |  | 000000000060242243 | BHP1 | BHP Spares & Supplies | 201017 | Crushers, breakers and grinders | EA | MAN2 | RAM,HYDRAULIC,JAW,CRUSHER,42X28 | RAM,HYDRAULIC,JAW,CRUSHER,42X28,00-000022198 | 00-000022198
000000000060255294 | TNG_001 | DATA ENRICHMENT | MBT | MBT3 |  | 2022-11-23 |  |  | 000000000060255294 | BHP1 | BHP Spares & Supplies | 310000 | Manufacturing Components and Supplies | EA | MAN2 | CLAMPING PAD, ITEM 1, AS PER DRAWING TWP | CLAMPING PAD, ITEM 1, AS PER DRAWING TWP-3415, SEAL ASSY
000000000060249030 | TNG_001 | DATA ENRICHMENT | MBT | MBT3 |  | 2022-11-23 |  |  | 000000000060249030 | BHP1 | BHP Spares & Supplies | 471218 | Cleaning equipment | EA | MAN2 | HANDPAD,THINLINE,210X140,GREEN | HANDPAD,THINLINE,210X140,GREEN | F7746 | 0019011819 | Unknown
000000000060140578 | TNG_001 | DATA ENRICHMENT | MBT | MBT3 |  | 2022-11-23 |  |  | 000000000060140578 | BHP1 | BHP Spares & Supplies | 441219 | Ink and lead refills | EA | MAN2 | INKING PAD, FOR TRODAT PRINTY 64750, BLA | INKING PAD, FOR TRODAT PRINTY 64750, BLACK
000000000060256156 | TNG_001 | DATA ENRICHMENT | MBT | MBT3 |  | 2022-11-23 |  |  | 000000000060256156 | BHP1 | BHP Spares & Supplies | P3040 | Stationery | EA | MAN2 | MOUSEPAD,GRIP | MOUSEPAD, GRIP
000000000060129134 | TNG_001 | DATA ENRICHMENT | MBT | MBT3 |  | 2022-11-23 |  |  | 000000000060129134 | BHP1 | BHP Spares & Supplies | 141115 | Printing and writing paper | EA | MAN2 | PAD, POST IT, 38MM X 50MM, 3M, REF 653, | PAD, POST IT, 38MM X 50MM, 3M, REF 653, WALTONS | 653 | 0019009008 | WALTONS
000000000060138900 | TNG_001 | DATA ENRICHMENT | MBT | MBT3 |  | 2022-11-23 |  |  | 000000000060138900 | BHP1 | BHP Spares & Supplies | 141115 | Printing and writing paper | EA | MAN2 | PAD, POST IT, 75MM X 100MM, PRO NOTI, RE | PAD, POST IT, 75MM X 100MM, PRO NOTI, REF 30400, | 811820 | 0019009008 | WALTONS
000000000060129133 | TNG_001 | DATA ENRICHMENT | MBT | MBT3 |  | 2022-11-23 |  |  | 000000000060129133 | BHP1 | BHP Spares & Supplies | 141115 | Printing and writing paper | EA | MAN2 | PAD, POST IT, 75MM X 105MM, 3M, REF 657, | PAD, POST IT, 75MM X 105MM, 3M, REF 657, WALTONS | 657 | 0019009008 | WALTONS
000000000060129132 | TNG_001 | DATA ENRICHMENT | MBT | MBT3 |  | 2022-11-23 |  |  | 000000000060129132 | BHP1 | BHP Spares & Supplies | 141115 | Printing and writing paper | EA | MAN2 | PAD, POST IT, 76MM X 127MM, 3M, REF 655, | PAD, POST IT, 76MM X 127MM, 3M, REF 655, WALTONS | 655 | 0019009008 | WALTONS
000000000060129131 | TNG_001 | DATA ENRICHMENT | MBT | MBT3 |  | 2022-11-23 |  |  | 000000000060129131 | BHP1 | BHP Spares & Supplies | 141115 | Printing and writing paper | EA | MAN2 | PAD, POST IT, 76MM X 76MM, 3M, REF 654, | PAD, POST IT, 76MM X 76MM, 3M, REF 654, WALTONS | 654 | 0019009008 | WALTONS
000000000060161120 | TNG_001 | DATA ENRICHMENT | MBT | MBT3 |  | 2022-11-23 |  |  | 000000000060161120 | BHP1 | BHP Spares & Supplies | 771000 | Environmental management | PAK | MAN2 | PAD, SUPERSORB, 100 PER PACKET, DRIZIT | PAD, SUPERSORB, 100 PER PACKET, DRIZIT | SS01100 | 0019000000 | 1069
000000000060009261 | TNG_001 | DATA ENRICHMENT | MBT | MBT3 |  | 2022-11-23 |  |  | 000000000060009261 | BHP1 | BHP Spares & Supplies | 201116 | Drilling and operation machinery | EA | MAN2 | PAD, THRUST, CHUCK JAW, ROCKDRILL, SECO | PAD, THRUST, CHUCK JAW, ROCKDRILL, SECO | B2402 | 0019000514 | BOART LONGYEAR AUSTRALIA PTY LIMITE
000000000060249258 | TNG_001 | DATA ENRICHMENT | MBT | MBT3 |  | 2022-11-23 |  |  | 000000000060249258 | BHP1 | BHP Spares & Supplies | 781801 | Vehicle maintenance and repair services | EA | MAN2 | PAD,1343630,EA | PAD,1343630,HYSTER,EACH | 1343630
000000000060164386 | TNG_001 | DATA ENRICHMENT | MBT | MBT3 |  | 2022-11-23 |  |  | 000000000060164386 | BHP1 | BHP Spares & Supplies | 761317 | Oil spill cleanup | EA | MAN2 | PAD,SPILL,OIL ONLY MAT,423,440MM X 510 | PAD: SPILL, OIL ONLY MAT:423,440MM X 510MM
000000000060251451 | TNG_001 | DATA ENRICHMENT | MBT | MBT3 |  | 2022-11-23 |  |  | 000000000060251451 | BHP1 | BHP Spares & Supplies | 440000 | Office Equipment, Accessories and Supplies | EA | MAN2 | PAD,STICK,38,50,NEON,ASSTD | PAD,STICK,38,50,NEON,ASSTD
000000000060254396 | TNG_001 | DATA ENRICHMENT | MBT | MBT3 |  | 2022-11-23 |  |  | 000000000060254396 | BHP1 | BHP Spares & Supplies | 230000 | Industrial Manufacturing and Processing Machinery and Access | EA | MAN2 | CENTRE PUNCH,KENNEDY,H/DUTY,EA | CENTRE PUNCH, KENNEDY, H/DUTY, 6.3 TO 22.5KG, EA | MPTAL68053629 | 0019011819 | Unknown
000000000060145220 | TNG_001 | DATA ENRICHMENT | MBT | MBT3 |  | 2022-11-23 |  |  | 000000000060145220 | BHP1 | BHP Spares & Supplies | 271115 | Cutting and punching tools | EA | MAN2 | PUNCH SET:DRIVE PIN, NO 1, 2-10MM, JOHN | PUNCH SET:DRIVE PIN, NO 1, 2-10MM, JOHN LEO | NO1PPSET | 0019000077 | HAND TOOLS
000000000060096915 | TNG_001 | DATA ENRICHMENT | MBT | MBT3 |  | 2022-11-23 |  |  | 000000000060096915 | BHP1 | BHP Spares & Supplies | 271115 | Cutting and punching tools | EA | MAN2 | PUNCH, 13MM | PUNCH, 13MM
000000000060129108 | TNG_001 | DATA ENRICHMENT | MBT | MBT3 |  | 2022-11-23 |  |  | 000000000060129108 | BHP1 | BHP Spares & Supplies | 441216 | Desk supplies | EA | MAN2 | PUNCH, 2 HOLE, MEDIUM DUTY, C/W WOODEN B | PUNCH, 2 HOLE, MEDIUM DUTY, C/W WOODEN BASE, UNO | 158 | 0019002384 | NISSAN MOTOR CO
000000000060251438 | TNG_001 | DATA ENRICHMENT | MBT | MBT3 |  | 2022-11-23 |  |  | 000000000060251438 | BHP1 | BHP Spares & Supplies | 440000 | Office Equipment, Accessories and Supplies | EA | MAN2 | PUNCH,2HOLE,KANGAROO,DP520 | PUNCH,2HOLE,KANGAROO,DP520
000000000060247063 | TNG_001 | DATA ENRICHMENT | MBT | MBT3 |  | 2022-11-23 |  |  | 000000000060247063 | BHP1 | BHP Spares & Supplies | 200000 | Mining Machinery and Accessories | EA | MAN2 | PUNCH,FIGURE,SET,10MM | PUNCH,FIGURE,SET,10MM
000000000060252684 | TNG_001 | DATA ENRICHMENT | MBT | MBT3 |  | 2022-11-23 |  |  | 000000000060252684 | BHP1 | BHP Spares & Supplies | 270000 | Tools and General Machinery | ST | MAN2 | PUNCH,HOLE,HYDRAULIC,SET,22-60MM | PUNCH, HOLE, HYDRAULIC, SET, 22-60MM, HELLERMAN, HY360RP | HY360RP | 0019011819 | Unknown
000000000060244688 | TNG_001 | DATA ENRICHMENT | MBT | MBT3 |  | 2022-11-23 |  |  | 000000000060244688 | BHP1 | BHP Spares & Supplies | 271115 | Cutting and punching tools | EA | MAN2 | PUNCH,HOLLOW | PUNCH, HOLLOW, SET2-25MM | SKD-IS0028 | 0019011819 | Unknown
000000000060248657 | TNG_001 | DATA ENRICHMENT | MBT | MBT3 |  | 2022-11-23 |  |  | 000000000060248657 | BHP1 | BHP Spares & Supplies | 200000 | Mining Machinery and Accessories | EA | MAN2 | PUNCH,HOLLOW,KEN,3/4" | PUNCH,HOLLOW,KEN,3/4INCH | KEN5181589K | 0019011819 | Unknown
000000000060248676 | TNG_001 | DATA ENRICHMENT | MBT | MBT3 |  | 2022-11-23 |  |  | 000000000060248676 | BHP1 | BHP Spares & Supplies | 200000 | Mining Machinery and Accessories | EA | MAN2 | PUNCH,HOLLOW,KEN,7/8" | PUNCH,HOLLOW,KEN,7/8INCH | KEN181591K | 0019011819 | Unknown
000000000060251981 | TNG_001 | DATA ENRICHMENT | MBT | MBT3 |  | 2022-11-23 |  |  | 000000000060251981 | BHP1 | BHP Spares & Supplies | 200000 | Mining Machinery and Accessories | EA | MAN2 | PUNCH,KANGARO,2HOLE,DP720 | PUNCH, KANGARO, 2HOLE, DP720
000000000060254902 | TNG_001 | DATA ENRICHMENT | MBT | MBT3 |  | 2022-11-23 |  |  | 000000000060254902 | BHP1 | BHP Spares & Supplies | 440000 | Office Equipment, Accessories and Supplies | EA | MAN2 | PUNCH,KANGAROO,DP800,2HOLE,63SHEET | PUNCH,KANGAROO,DP800,2HOLE,63SHEET
000000000060247053 | TNG_001 | DATA ENRICHMENT | MBT | MBT3 |  | 2022-11-23 |  |  | 000000000060247053 | BHP1 | BHP Spares & Supplies | 200000 | Mining Machinery and Accessories | EA | MAN2 | PUNCH,LETTER,SET,10MM | PUNCH,LETTER,SET,10MM
000000000060244636 | TNG_001 | DATA ENRICHMENT | MBT | MBT3 |  | 2022-11-23 |  |  | 000000000060244636 | BHP1 | BHP Spares & Supplies | 271115 | Cutting and punching tools | EA | MAN2 | PUNCH,SET,9PCS,NUMBER | 9PCS, NUMBER, PUNCH, SET
000000000060253967 | TNG_001 | DATA ENRICHMENT | MBT | MBT3 |  | 2022-11-23 |  |  | 000000000060253967 | BHP1 | BHP Spares & Supplies | 411165 | Instrument parts and accessories | EA | MAN2 | FLOW REGULATER FIXED,1.5L MIN,EA | FLOW REGULATER FIXED, 1.5L PER MIN, FFRR H-2662 20 | FFRR H-2662 20 | 0019011819 | Unknown
000000000060234068 | TNG_001 | DATA ENRICHMENT | MBT | MBT3 |  | 2022-11-23 |  |  | 000000000060234068 | BHP1 | BHP Spares & Supplies | 401416 | Valves | EA | MAN2 | REGULATOR ,NITROGEN,899,HARRIS | REGULATOR, NITROGEN, 899, HARRIS
000000000060125804 | TNG_001 | DATA ENRICHMENT | MBT | MBT3 |  | 2022-11-23 |  |  | 000000000060125804 | BHP1 | BHP Spares & Supplies | 231715 | Soldering, brazing or welding machinery and supplies | EA | MAN2 | REGULATOR, INDICATOR, MULTI STAGE, SERVE | REGULATOR, INDICATOR, MULTI STAGE, SERVEX TYPE OVM-7, 700 KPS OXYGEN, SAFFIRE, AFROX | 003000 | 0019008506 | AFROX LIMITED
000000000060125807 | TNG_001 | DATA ENRICHMENT | MBT | MBT3 |  | 2022-11-23 |  |  | 000000000060125807 | BHP1 | BHP Spares & Supplies | 231715 | Soldering, brazing or welding machinery and supplies | EA | MAN2 | REGULATOR, MULTI STAGE, ACETYLENE, RECON | REGULATOR, MULTI STAGE, ACETYLENE, RECONDITIONED, SERVEX TYPE AGM-1, AFROX | W021851 | 0019008506 | AFROX LIMITED
000000000060139852 | TNG_001 | DATA ENRICHMENT | MBT | MBT3 |  | 2022-11-23 |  |  | 000000000060139852 | BHP1 | BHP Spares & Supplies | 231715 | Soldering, brazing or welding machinery and supplies | EA | MAN2 | REGULATOR, MULTI STAGE, OXYGEN, MODEL 89 | REGULATOR, MULTI STAGE, OXYGEN, MODEL 899-150K, C/W INTERNAL SAFETY RELIEF VALVE, EXCL GAUGES, HARRIS | 232-012 | 0019001516 | HARRIS WELDING EQUIPMENT CO PTY LTD
000000000060125806 | TNG_001 | DATA ENRICHMENT | MBT | MBT3 |  | 2022-11-23 |  |  | 000000000060125806 | BHP1 | BHP Spares & Supplies | 231715 | Soldering, brazing or welding machinery and supplies | EA | MAN2 | REGULATOR, MULTI STAGE, OXYGEN, TYPE OGM | REGULATOR, MULTI STAGE, OXYGEN, TYPE OGM-10, AFROX | 3854 | 0019008506 | AFROX LIMITED
000000000060250401 | TNG_001 | DATA ENRICHMENT | MBT | MBT3 |  | 2022-11-23 |  |  | 000000000060250401 | BHP1 | BHP Spares & Supplies | 391200 | Electrical equipment and components and supplies | EA | MAN2 | REGULATOR,10.5-16V/12-24VDC | REGULATOR,10.5-16V/12-24VDC
000000000060238628 | TNG_001 | DATA ENRICHMENT | MBT | MBT3 |  | 2022-11-23 |  |  | 000000000060238628 | BHP1 | BHP Spares & Supplies | 201015 | Cutting equipment | EA | MAN2 | REGULATOR,ACETYLENE,MULTISTAGE,AFROX | REGULATOR, ACETYLENE, MULTISTAGE, AFROX, 021099
000000000060246946 | TNG_001 | DATA ENRICHMENT | MBT | MBT3 |  | 2022-11-23 |  |  | 000000000060246946 | BHP1 | BHP Spares & Supplies | 151100 | Gaseous fuels and additives | EA | MAN2 | REGULATOR,BULLNOSE,LPG,GAS, | REGULATOR,BULLNOSE,LPG,GAS,
000000000060240494 | TNG_001 | DATA ENRICHMENT | MBT | MBT3 |  | 2022-11-23 |  |  | 000000000060240494 | BHP1 | BHP Spares & Supplies | 411165 | Instrument parts and accessories | EA | MAN2 | REGULATOR,FILTER,MS6 LFR 1/2 D7,EA | REGULATOR, FILTER, FESTO, MS6 LFR 1/2 D7 ERM AS, EA | 529188
000000000060240737 | TNG_001 | DATA ENRICHMENT | MBT | MBT3 |  | 2022-11-23 |  |  | 000000000060240737 | BHP1 | BHP Spares & Supplies | 200000 | Mining Machinery and Accessories | EA | MAN2 | REGULATOR,FINE,I,27771,PROF,LOCO | REGULATOR,FINE,I,27771,PROF,LOCO | FINE REGULATOR I/27771
000000000060238627 | TNG_001 | DATA ENRICHMENT | MBT | MBT3 |  | 2022-11-23 |  |  | 000000000060238627 | BHP1 | BHP Spares & Supplies | 201015 | Cutting equipment | EA | MAN2 | REGULATOR,OXYGEN,MULTISTAGE,AFROX | GANWAY, TOOL, NT, 65/2, VACUUM
000000000060253688 | TNG_001 | DATA ENRICHMENT | MBT | MBT3 |  | 2022-11-23 |  |  | 000000000060253688 | BHP1 | BHP Spares & Supplies | 200000 | Mining Machinery and Accessories | EA | MAN2 | REGULATOR,SINGLE,STAGE,801,OXYGEN,HARRIS | REGULATOR, SINGLE, STAGE, 801, OXYGEN, HARRIS
000000000060253702 | TNG_001 | DATA ENRICHMENT | MBT | MBT3 |  | 2022-11-23 |  |  | 000000000060253702 | BHP1 | BHP Spares & Supplies | 200000 | Mining Machinery and Accessories | EA | MAN2 | REGULATOR,SINGLE,STAGE,ACETYLENE,TAURUS/ | REGULATOR, SINGLE, STAGE, ACETYLENE, TAURUS/PIONEER
000000000060246481 | TNG_001 | DATA ENRICHMENT | MBT | MBT3 |  | 2022-11-23 |  |  | 000000000060246481 | BHP1 | BHP Spares & Supplies | 200000 | Mining Machinery and Accessories | EA | MAN2 | REGULATOR,THERMAMAX,OR-160,OXY,66-122101 | REGULATOR,THERMAMAX,OR-160,OXY,66-122101-11,GENBO | G/184251 | 0019011819 | Unknown
000000000060233776 | TNG_001 | DATA ENRICHMENT | MBT | MBT3 |  | 2022-11-23 |  |  | 000000000060233776 | BHP1 | BHP Spares & Supplies | 200000 | Mining Machinery and Accessories | EA | MAN2 | BASE,RELAY,5-PIN,HELLA,EREL0022 | HELLA RELAY BASE, 5 PIN, PN EREL0022 | EREL0022 | 0019011367 | ELECTRO DIESEL
000000000060252210 | TNG_001 | DATA ENRICHMENT | MBT | MBT3 |  | 2022-11-23 |  |  | 000000000060252210 | BHP1 | BHP Spares & Supplies | 411165 | Instrument parts and accessories | EA | MAN2 | PHASE FAILURE RELAY, INSTRUMENTATION, 40 | PHASE FAILURE RELAY, INSTRUMENTATION, 400V, 11PIN, SP430/400V DP, RHOMBERG SUPPLY PHASE FAILURE SEQUENCE RELAY ASYMERY SUPPLY MONITO | SP430/400V DP \ ZRUV BASE 11 PIN RECTANG | 0019011819 | Unknown
000000000060253636 | TNG_001 | DATA ENRICHMENT | MBT | MBT3 |  | 2022-11-23 |  |  | 000000000060253636 | BHP1 | BHP Spares & Supplies | P1045 | Electrical equipment & parts, switches, switchboards, barrie | EA | MAN2 | RELAY, BUCHHOLZ,RELE 'A GAS "SOS" | RELAY, BUCHHOLZ, RELE A GAS, SOS, EE-DR3, 12.33 MVA TRANSFORMER, NO.FZ4, ASPE-TREZZANO S/N (MI)-ITALY
000000000060130618 | TNG_001 | DATA ENRICHMENT | MBT | MBT3 |  | 2022-11-23 |  |  | 000000000060130618 | BHP1 | BHP Spares & Supplies | 391215 | Switches and controls and relays and accessories | EA | MAN2 | RELAY, GENERAL PURPOSE, 220V AC, TYPE LY | RELAY, GENERAL PURPOSE, 220V AC, TYPE LY4I4N, ONRON
000000000060255427 | TNG_001 | DATA ENRICHMENT | MBT | MBT3 |  | 2022-11-23 |  |  | 000000000060255427 | BHP1 | BHP Spares & Supplies | 411165 | Instrument parts and accessories | EA | MAN2 | RELAY, INSTRUMENTATION, 24 V, CONTACT | RELAY, INSTRUMENTATION, 24 V, CONTACT, 2903666, PHOENIX CONTACT PLC PCB MOUNT 24VDC COIL, DIN RAIL MOUNT | 2903666 | 0019011819 | Unknown
000000000060130623 | TNG_001 | DATA ENRICHMENT | MBT | MBT3 |  | 2022-11-23 |  |  | 000000000060130623 | BHP1 | BHP Spares & Supplies | 391215 | Switches and controls and relays and accessories | EA | MAN2 | RELAY, MOTOR PROTECTION, NEWELEC | #N/A
000000000060024302 | TNG_001 | DATA ENRICHMENT | MBT | MBT3 |  | 2022-11-23 |  |  | 000000000060024302 | BHP1 | BHP Spares & Supplies | 391215 | Switches and controls and relays and accessories | EA | MAN2 | RELAY, O/L, 2.5-4A, TELEMECANIQUE | RELAY, O/L, 2.5-4A, TELEMECANIQUE, REDUNDANT AS PER SSI 6541. | LR1D09308A65 | 0019000719 | CHAMPION SPARK PLUGS,USA
000000000060024975 | TNG_001 | DATA ENRICHMENT | MBT | MBT3 |  | 2022-11-23 |  |  | 000000000060024975 | BHP1 | BHP Spares & Supplies | 391215 | Switches and controls and relays and accessories | EA | MAN2 | RELAY, O/L, 40-57A, MOELLER | RELAY, O/L, 40-57A,MOELLER | ZB65-57 | 0019001851 | KLOCKNER MOELLER GMBH
000000000060025040 | TNG_001 | DATA ENRICHMENT | MBT | MBT3 |  | 2022-11-23 |  |  | 000000000060025040 | BHP1 | BHP Spares & Supplies | 391215 | Switches and controls and relays and accessories | EA | MAN2 | RELAY, O/L, 4-6.3A, SIEMENS | RELAY, OVERLOAD, 4-6.3A, SIEMENS | 3UA5900-1G | 0019000502 | BLACK & DECKER A'ASIA PTY. LTD.
000000000060025025 | TNG_001 | DATA ENRICHMENT | MBT | MBT3 |  | 2022-11-23 |  |  | 000000000060025025 | BHP1 | BHP Spares & Supplies | 391215 | Switches and controls and relays and accessories | EA | MAN2 | RELAY, O/L, 5-8A, SIEMENS | RELAY, OVERLOAD, 5-8A, SIEMENS | 3UA5200-1H | 0019000502 | BLACK & DECKER A'ASIA PTY. LTD.
000000000060024902 | TNG_001 | DATA ENRICHMENT | MBT | MBT3 |  | 2022-11-23 |  |  | 000000000060024902 | BHP1 | BHP Spares & Supplies | 391215 | Switches and controls and relays and accessories | EA | MAN2 | RELAY, O/L, THERMAL, 2.2-3.1A, FREEDOM S | RELAY, OVERLOAD, THERMAL, 2.2-3.1A, FREEDOM SERIES, CUTLER HAMMER | 83657 | 0019005326 | CUTLER HAMMER
000000000060124239 | TNG_001 | DATA ENRICHMENT | MBT | MBT3 |  | 2022-11-23 |  |  | 000000000060124239 | BHP1 | BHP Spares & Supplies | 391215 | Switches and controls and relays and accessories | EA | MAN2 | RELAY, O/L, THERMAL, 60-80A, FREEDOM SER | RELAY, OVERLOAD, THERMAL, 60-80A, FREEDOM SERIES, CUTLER HAMMER | 83675 | 0019001199 | FALK CORP,USA
000000000060250526 | TNG_001 | DATA ENRICHMENT | MBT | MBT3 |  | 2022-11-23 |  |  | 000000000060250526 | BHP1 | BHP Spares & Supplies | 251739 | Electrical components | EA | MAN2 | RELAY, OVERLOAD, SIEMENS, 14 - 20A, 1NO | RELAY, OVERLOAD, SIEMENS, 14 - 20A, 1NO 1NC, 90014470 | 90014470
000000000060169572 | TNG_001 | DATA ENRICHMENT | MBT | MBT3 |  | 2022-11-23 |  |  | 000000000060169572 | BHP1 | BHP Spares & Supplies | 251739 | Electrical components | EA | MAN2 | RELAY, OVERLOAD: KLOKNER MOELLER, Z 5 SE | RELAY, OVERLOAD: KLOKNER MOELLER, Z 5 SEPARATE MOUNT, 50 - 75 AMPS, PART NO. ZB 150 -70-KK | ZB150-70-KK | 0019002250 | MOELLER MFG. CO USA
000000000060024523 | TNG_001 | DATA ENRICHMENT | MBT | MBT3 |  | 2022-11-23 |  |  | 000000000060024523 | BHP1 | BHP Spares & Supplies | 391215 | Switches and controls and relays and accessories | EA | MAN2 | RELAY, THERMAL O/L, 12-18A, TELEMECANIQU | RELAY, THERMAL OVERLOAD, 12-18A, TELEMECANIQUE | LR2D1321 | 0019000719 | CHAMPION SPARK PLUGS,USA
000000000060024525 | TNG_001 | DATA ENRICHMENT | MBT | MBT3 |  | 2022-11-23 |  |  | 000000000060024525 | BHP1 | BHP Spares & Supplies | 391215 | Switches and controls and relays and accessories | EA | MAN2 | RELAY, THERMAL O/L, 23-32A, TELEMECANIQU | RELAY, THERMAL O/L, 23-32A, TELEMECANIQUE | LR2D3353 | 0019000719 | CHAMPION SPARK PLUGS,USA
000000000060024519 | TNG_001 | DATA ENRICHMENT | MBT | MBT3 |  | 2022-11-23 |  |  | 000000000060024519 | BHP1 | BHP Spares & Supplies | 391215 | Switches and controls and relays and accessories | EA | MAN2 | RELAY, THERMAL O/L, 4-6A, TELEMECANIQUE | RELAY, THERMAL O/L, 4-6A, TELEMECANIQUE | LR2D1310 | 0019000719 | CHAMPION SPARK PLUGS,USA
000000000060253484 | TNG_001 | DATA ENRICHMENT | MBT | MBT3 |  | 2022-11-23 |  |  | 000000000060253484 | BHP1 | BHP Spares & Supplies | 391215 | Switches and controls and relays and accessories | EA | MAN2 | RELAY,230V,AC,TYPE LI5,C\W BASE,OM | RELAY, 230V, AC, TYPE LI5, C\W BASE, OMRON
000000000060248869 | TNG_001 | DATA ENRICHMENT | MBT | MBT3 |  | 2022-11-23 |  |  | 000000000060248869 | BHP1 | BHP Spares & Supplies | 200000 | Mining Machinery and Accessories | EA | MAN2 | RELAY,77012898,DD210L | RELAY, PN 77012898, DD210L | 77012898 | 0019011819 | Unknown
000000000060251342 | TNG_001 | DATA ENRICHMENT | MBT | MBT3 |  | 2022-11-23 |  |  | 000000000060251342 | BHP1 | BHP Spares & Supplies | 221015 | Earth moving machinery | EA | MAN2 | RELAY,8PIN,MY2,110/120AC | RELAY,8PIN,MY2,110/120AC | L/314133 | 0019011819 | Unknown
000000000060243689 | TNG_001 | DATA ENRICHMENT | MBT | MBT3 |  | 2022-11-23 |  |  | 000000000060243689 | BHP1 | BHP Spares & Supplies | 251739 | Electrical components | EA | MAN2 | RELAY,ALLEN-BRADLEY,1794-OWB,OUTPUT,FLEX | RELAY,ALLEN-BRADLEY,1794-OWB,OUTPUT,FLEX | 1794-OWB | 0019011819 | Unknown
000000000060256304 | TNG_001 | DATA ENRICHMENT | MBT | MBT3 |  | 2022-11-23 |  |  | 000000000060256304 | BHP1 | BHP Spares & Supplies | 251739 | Electrical components | EA | MAN2 | RELAY,C42,110V AC, 8PIN,10A 2C/O // C42 | RELAY, C42, 110V AC, 8PIN, 10A 2C/O // C42 110VAC, COMPLETE WITH BASE, PSP P59 | C42,110V AC | 0019011819 | Unknown
000000000060254411 | TNG_001 | DATA ENRICHMENT | MBT | MBT3 |  | 2022-11-23 |  |  | 000000000060254411 | BHP1 | BHP Spares & Supplies | 251739 | Electrical components | EA | MAN2 | RELAY,EATON,DILER-22 XTRM10A22,220V,EA | RELAY, 4 POLE, 2 NORMAL OPEN / 2 NORMLY CLOSE CONTACTS, 220V, 10A, EATON, DILER-22 XTRM10A22, COIL 220V. EACH | DILER-22 XTRM10A22 | 0019011819 | Unknown
000000000060242372 | TNG_001 | DATA ENRICHMENT | MBT | MBT3 |  | 2022-11-23 |  |  | 000000000060242372 | BHP1 | BHP Spares & Supplies | 201426 | Production control system instrumentation | EA | MAN2 | RELAY,LIQUID LEVEL CONTROL,RHOMBERG ELEC | RELAY,LIQUID LEVEL CONTROL,RHOMBERG ELECTRONICS, SC130/230VAC-DP,FOR RAWGAS LEVEL | SC130/230VAC-DP
000000000060253029 | TNG_001 | DATA ENRICHMENT | MBT | MBT3 |  | 2022-11-23 |  |  | 000000000060253029 | BHP1 | BHP Spares & Supplies | 391200 | Electrical equipment and components and supplies | EA | MAN2 | RELAY,NEWELEC,KC50,FPR0031,EA | RELAY, NEWELEC, KC50, MOTOR PROTECTION, 3 - 22KW, PRODUCT CODE FPR0031, 220V CONTROL VOLTAGE, EA | FPR0031 | 0019011819 | Unknown
000000000060252104 | TNG_001 | DATA ENRICHMENT | MBT | MBT3 |  | 2022-11-23 |  |  | 000000000060252104 | BHP1 | BHP Spares & Supplies | 251739 | Electrical components | EA | MAN2 | RELAY,OLTC,SELECTOR,CEDASPE,CPR3-MT,AB0C | RELAY, OLTC SELECTOR, COMPARTMENT, BUCHHOLZ, CPR3-MT AB0C00MT03, CEDASPE
000000000060245938 | TNG_001 | DATA ENRICHMENT | MBT | MBT3 |  | 2022-11-23 |  |  | 000000000060245938 | BHP1 | BHP Spares & Supplies | 251739 | Electrical components | EA | MAN2 | RELAY,OMRON,PF113A,230V COIL,EA | RELAY,OMRON,PF113A, 230V COIL,EA | PF113A | 0019011819 | Unknown
000000000060164342 | TNG_001 | DATA ENRICHMENT | MBT | MBT3 |  | 2022-11-23 |  |  | 000000000060164342 | BHP1 | BHP Spares & Supplies | 302119 | OBSOLETE*Switches, controls, and relays | EA | MAN2 | RELAY,OVERLOAD,THERMAL,10-14,CATALOG | RELAY, OVERLOAD: THERMAL, 10-14, CATALOGUE NO. C316FNA3Q, BIN NO. 83663
000000000060241059 | TNG_001 | DATA ENRICHMENT | MBT | MBT3 |  | 2022-11-23 |  |  | 000000000060241059 | BHP1 | BHP Spares & Supplies | P1045 | Electrical equipment & parts, switches, switchboards, barrie | EA | MAN2 | RELAY,PHASE,SEQUENCE,SIEMENS,3UG4512-1AR | RELAY PHASE SEQUENCE, SIEMENS 3UG4512-1AR20, THREE PHASE VOLTAGE, WIDTH 22.5MM, SCREW TERMINAL, 1 CO CONTACTS, DELAY TIME, 160-690 L
000000000060240488 | TNG_001 | DATA ENRICHMENT | MBT | MBT3 |  | 2022-11-23 |  |  | 000000000060240488 | BHP1 | BHP Spares & Supplies | 411165 | Instrument parts and accessories | EA | MAN2 | RELAY,PHOENIX,EMK 12 REL/KSR G 24/1,EA | RELAY, PHOENIX, EMK 12 REL/KSR G 24/1, EA
000000000060249600 | TNG_001 | DATA ENRICHMENT | MBT | MBT3 |  | 2022-11-23 |  |  | 000000000060249600 | BHP1 | BHP Spares & Supplies | 200000 | Mining Machinery and Accessories | EA | MAN2 | RELAY,PLUGGABLE,INTERFACE,CR,M110AC2,1SC | RELAY,PLUGGABLE,INTERFACE,CR,M110AC2,1SCR405611R7000 | L273781 | 0019011819 | Unknown
000000000060252171 | TNG_001 | DATA ENRICHMENT | MBT | MBT3 |  | 2022-11-23 |  |  | 000000000060252171 | BHP1 | BHP Spares & Supplies | 251739 | Electrical components | EA | MAN2 | RELAY,POWER,4PDT,110VAC,16A,EA | RELAY, POWER, 4PDT, 110VAC, 16A, EA | FINDER 62.33.8.110.0040 | 0019011819 | Unknown
000000000060252178 | TNG_001 | DATA ENRICHMENT | MBT | MBT3 |  | 2022-11-23 |  |  | 000000000060252178 | BHP1 | BHP Spares & Supplies | 251739 | Electrical components | EA | MAN2 | RELAY,POWER,4PDT,24VDC,7A,EA | RELAY, POWER, 4PDT, 24VDC, 7A, EA | FINDER 55.34.9.024.0094 | 0019011819 | Unknown
000000000060238913 | TNG_001 | DATA ENRICHMENT | MBT | MBT3 |  | 2022-11-23 |  |  | 000000000060238913 | BHP1 | BHP Spares & Supplies | 320000 | Electronic Components and Supplies | EA | MAN2 | RELAY,PROTECTION,10A,41A,SEPAM | RELAY PROTEECTION, SEPAM SERIES 10A 41A, PN REL59808 SCHNEIDER
000000000060244045 | TNG_001 | DATA ENRICHMENT | MBT | MBT3 |  | 2022-11-23 |  |  | 000000000060244045 | BHP1 | BHP Spares & Supplies | 230000 | Industrial Manufacturing and Processing Machinery and Access | EA | MAN2 | RELAY,SAFETY,PNOZ X2.7P,PLIZ | RELAY,SAFETY,PNOZ X2.7P,PLIZ | PNOZ X2.7P,PLIZ | 0019011819 | Unknown
000000000060243973 | TNG_001 | DATA ENRICHMENT | MBT | MBT3 |  | 2022-11-23 |  |  | 000000000060243973 | BHP1 | BHP Spares & Supplies | 230000 | Industrial Manufacturing and Processing Machinery and Access | EA | MAN2 | RELAY,SAFETY,PNOZ X2.8P | RELAY, SAFETY, PNOZ X2.8P | PNOZ X2.8P | 0019011819 | Unknown
000000000060243974 | TNG_001 | DATA ENRICHMENT | MBT | MBT3 |  | 2022-11-23 |  |  | 000000000060243974 | BHP1 | BHP Spares & Supplies | 230000 | Industrial Manufacturing and Processing Machinery and Access | EA | MAN2 | RELAY,SAFETY,PZE X4P,PLIZ | RELAY, SAFETY, PZE X4P, PLIZ | PZE X4P,PLIZ | 0019011819 | Unknown
000000000060247318 | TNG_001 | DATA ENRICHMENT | MBT | MBT3 |  | 2022-11-23 |  |  | 000000000060247318 | BHP1 | BHP Spares & Supplies | 391215 | Switches and controls and relays and accessories | EA | MAN2 | RELAY,SC320,230V,TACHOMETER | RELAY, SC320, 230V, TACHOMETER
000000000060235760 | TNG_001 | DATA ENRICHMENT | MBT | MBT3 |  | 2022-11-23 |  |  | 000000000060235760 | BHP1 | BHP Spares & Supplies | 200000 | Mining Machinery and Accessories | EA | MAN2 | RELAY,SEGER,CHANGE,OVER,12V,30A | RELAY,SEGER,CHANGE,OVER,12V,30A |  | 0019011367 | ELECTRO DIESEL
000000000060235761 | TNG_001 | DATA ENRICHMENT | MBT | MBT3 |  | 2022-11-23 |  |  | 000000000060235761 | BHP1 | BHP Spares & Supplies | 200000 | Mining Machinery and Accessories | EA | MAN2 | RELAY,SEGER,CHANGE,OVER,24V,30A | RELAY,SEGER,CHANGE,OVER,24V,30A |  | 0019011367 | ELECTRO DIESEL
000000000060252186 | TNG_001 | DATA ENRICHMENT | MBT | MBT3 |  | 2022-11-23 |  |  | 000000000060252186 | BHP1 | BHP Spares & Supplies | 251739 | Electrical components | EA | MAN2 | RELAY,SOCKET,DIN RAIL,11PINS,16A,250V,EA | RELAY, SOCKET, DIN RAIL, PANEL, SCREW, 11 PINS,16A, 250V, EA | FINDER 92.03 | 0019011819 | Unknown
000000000060252185 | TNG_001 | DATA ENRICHMENT | MBT | MBT3 |  | 2022-11-23 |  |  | 000000000060252185 | BHP1 | BHP Spares & Supplies | 251739 | Electrical components | EA | MAN2 | RELAY,SOCKET,DIN RAIL,14 PIN,10A,250V,EA | RELAY, SOCKET, DIN RAIL, PANEL, SCREW, 14 PINS,10A,250V,EA | FINDER 94.74 | 0019011819 | Unknown
000000000060250247 | TNG_001 | DATA ENRICHMENT | MBT | MBT3 |  | 2022-11-23 |  |  | 000000000060250247 | BHP1 | BHP Spares & Supplies | 391200 | Electrical equipment and components and supplies | EA | MAN2 | RELAY,SUPPLY,MONITOR,PHASE,FAILURE,SEQUE | RELAY, SUPPLY MONITOR, PHASE FAILURE SEQUENCE, 11 PIN, SMP1, ACDC
000000000060248783 | TNG_001 | DATA ENRICHMENT | MBT | MBT3 |  | 2022-11-23 |  |  | 000000000060248783 | BHP1 | BHP Spares & Supplies | P1045 | Electrical equipment & parts, switches, switchboards, barrie | PAK | MAN2 | RELAY,TRANSFORMER,BUCHHOLZ,80MM,TYPE,RRD | RELAY, TRANSFORMER, BUCHHOLZ, 80MM NOMINAL BORE, 2 CHANGEOVER CONTACTS, UPPER FLOAT OPERATION, SWITCH FOR GAS ACCUMULATION AND LOW O
000000000060239595 | TNG_001 | DATA ENRICHMENT | MBT | MBT3 |  | 2022-11-23 |  |  | 000000000060239595 | BHP1 | BHP Spares & Supplies | 251739 | Electrical components | EA | MAN2 | RELAY,TYPE,55.34.8.110.0040,250V | RELAY, TYPE 55.34.8.110.0040, 250V, 7A, 110V AC COIL, MAKE FINDER |  | 0019001287 | FINDER RELAYS,ITALY
000000000060233883 | TNG_001 | DATA ENRICHMENT | MBT | MBT3 |  | 2022-11-23 |  |  | 000000000060233883 | BHP1 | BHP Spares & Supplies | 411136 | Electrical measuring equipment | EA | MAN2 | RELAY,UNDER/OVER,VOLTAGE,270V-520V | RELAY, UNDER/OVER VOLTAGE, 270V TO 520V, MAKE BENDER, PHASE CONTROL, TRANSFORMER MDU | CM-MPS 3AC | 0019008794 | MASCHINENFABRIK REINHAUSEN
000000000060240739 | TNG_001 | DATA ENRICHMENT | MBT | MBT3 |  | 2022-11-23 |  |  | 000000000060240739 | BHP1 | BHP Spares & Supplies | 200000 | Mining Machinery and Accessories | EA | MAN2 | RELAY,VIG1,S114166724,PROF,LOCO | RELAY,VIG1,S114166724,PROF,LOCO | VIGILANCE RELAY S114166724
000000000060249898 | TNG_001 | DATA ENRICHMENT | MBT | MBT3 |  | 2022-11-23 |  |  | 000000000060249898 | BHP1 | BHP Spares & Supplies | 411165 | Instrument parts and accessories | EA | MAN2 | RELAY,WEIDMULLER,OPTO,TOS,D0015790 | WEIDMULLER ELECTRONIC OPTO COUP T-SERIES TOS D0015790 FOR 24VDC 24VDC2A 1127170000 | D0015790 | 0019011819 | Unknown
000000000060250425 | TNG_001 | DATA ENRICHMENT | MBT | MBT3 |  | 2022-11-23 |  |  | 000000000060250425 | BHP1 | BHP Spares & Supplies | 411165 | Instrument parts and accessories | PAK | MAN2 | RELAY,WEIDMULLER,SOLIDSTATE,4061210000 | RELAY, WEIDMULLER, SOLID-STATE RELAY SSS RELAIS 24V/230V 1AAC, OPTO COUPLER, 4061210000, PER PACK OF 20 | 4061210000 | 0019011819 | Unknown
000000000060239158 | TNG_001 | DATA ENRICHMENT | MBT | MBT3 |  | 2022-11-23 |  |  | 000000000060239158 | BHP1 | BHP Spares & Supplies | 411165 | Instrument parts and accessories | EA | MAN2 | TERMINAL,RELAY,OUTPUT,CONTACTS,KL2622 | INST,2 CHANNEL RELAY OUTPUT TERMINAL,230 AC,2A,MAKE CONTACTS,4 WIRE SYSTEM,KL2622
000000000060255781 | TNG_001 | DATA ENRICHMENT | MBT | MBT3 |  | 2022-11-23 |  |  | 000000000060255781 | BHP1 | BHP Spares & Supplies | 391213 | Electrical boxes and enclosures and fittings | EA | MAN2 | UNIPROIV,LTU,OVERLAY,DECAL-U4-LTU-R2 | INST,UNIPROIV,LTU,OVERLAY,DECAL-U4-LTU-R2,STANDARD,FELD MOUNT ELOSURE | DECAL-U-LTU-R2 | 0019011819 | Unknown
000000000060254773 | TNG_001 | DATA ENRICHMENT | MBT | MBT3 |  | 2022-11-23 |  |  | 000000000060254773 | BHP1 | BHP Spares & Supplies | 411131 | Gas analyzers | EA | MAN2 | CARBON MONOXIDE SENSOR,MULTI,DRAGER,EA | CARBON MONOXIDE SENSOR, MULTI ,DRAGER, EACH
000000000060250350 | TNG_001 | DATA ENRICHMENT | MBT | MBT3 |  | 2022-11-23 |  |  | 000000000060250350 | BHP1 | BHP Spares & Supplies | 411165 | Instrument parts and accessories | EA | MAN2 | CO SENSOR,SHAUENBURG,1SEN0149,EA | CO SENSOR, SHAUENBURG, 1SEN0149, LIQUID CRYSTAL DISPLAY, C/W RED WARNING LIGHT, SUPPLY 24VDC, SIGNAL 4 TO 20 MA, REMOTE OPERATION, | 1SEN0149 | 0019011819 | Unknown
000000000060243763 | TNG_001 | DATA ENRICHMENT | MBT | MBT3 |  | 2022-11-23 |  |  | 000000000060243763 | BHP1 | BHP Spares & Supplies | P1720 | Instrumentation, pressure, temperature, positional, electric | EA | MAN2 | LEVEL SENSOR,IFM,LMT104,PNP NPN,EA | LEVEL SENSOR, IFM, LMT104, PNP NPN,SWITCHING SIGNAL, IO LINK,PROPE LENGTH 153MM, G1/2 SEALING CONE, | LMT104 | 0019011819 | Unknown
000000000060244867 | TNG_001 | DATA ENRICHMENT | MBT | MBT3 |  | 2022-11-23 |  |  | 000000000060244867 | BHP1 | BHP Spares & Supplies | 411165 | Instrument parts and accessories | EA | MAN2 | LEVEL SENSOR,IFM,LR7000,PNP,EA | LEVEL SENSOR, IFM, LR7000, PNP, SWITCHING SIGNAL IO LINK,MEDIUM TEMPRATURE,G 3/4 EXTERNAL THREAT | LR7000 | 0019011819 | Unknown
000000000060235679 | TNG_001 | DATA ENRICHMENT | MBT | MBT3 |  | 2022-11-23 |  |  | 000000000060235679 | BHP1 | BHP Spares & Supplies | 411165 | Instrument parts and accessories | EA | MAN2 | LEVEL,SENSOR,VEGAPULS69 | LEVEL,SENSOR,VEGAPULS 69,PS69.AXBXCCHXKMXXX,EID:ZC4078847
000000000060255541 | TNG_001 | DATA ENRICHMENT | MBT | MBT3 |  | 2022-11-23 |  |  | 000000000060255541 | BHP1 | BHP Spares & Supplies | 411126 | Hygiene monitoring and testing equipment | BX | MAN2 | LUXMETER,GOLDILUX | LUXMETER WITH BUILT-IN SENSOR, GOLDILUX, 0 - 20000 LUX, RESOLUTION 0.1, CAT NO, GAL2L
000000000060250265 | TNG_001 | DATA ENRICHMENT | MBT | MBT3 |  | 2022-11-23 |  |  | 000000000060250265 | BHP1 | BHP Spares & Supplies | 201116 | Drilling and operation machinery | EA | MAN2 | MAGNETIC MOUNT,VIBRATION,MM007,EA | MAGNETIC MOUNT, VIBRATION, SENSOR, MONITRAN, MTN/MMOO7, EACH | MTN/MM007 | 0019011819 | Unknown
000000000060256323 | TNG_001 | DATA ENRICHMENT | MBT | MBT3 |  | 2022-11-23 |  |  | 000000000060256323 | BHP1 | BHP Spares & Supplies | 391215 | Switches and controls and relays and accessories | EA | MAN2 | MAGNETIC SAFETY SENSOR,SCHMERSAL,BNS 33- | MAGNETIC SAFETY SENSOR, SCHMERSAL, BNS 33-12Z-2363 | BNS 33-12Z-2363 | 0019011819 | Unknown
000000000060254853 | TNG_001 | DATA ENRICHMENT | MBT | MBT3 |  | 2022-11-23 |  |  | 000000000060254853 | BHP1 | BHP Spares & Supplies | 411131 | Gas analyzers | EA | MAN2 | METHANE SENSOR,MULTI,DRAGER,EA | METHANE SENSOR, MULTI, DRAGER, EACH
000000000060254772 | TNG_001 | DATA ENRICHMENT | MBT | MBT3 |  | 2022-11-23 |  |  | 000000000060254772 | BHP1 | BHP Spares & Supplies | 411131 | Gas analyzers | EA | MAN2 | OXYGEN SENSOR,MULTI,DRAGER,EA | OXYGEN SENSOR, MULTI, DRAGER, EACH
000000000060254776 | TNG_001 | DATA ENRICHMENT | MBT | MBT3 |  | 2022-11-23 |  |  | 000000000060254776 | BHP1 | BHP Spares & Supplies | 411131 | Gas analyzers | EA | MAN2 | SENSOR CARBON MONOXIDE,SINGLE,DRAGER,EA | SENSOR CARBON MONOXIDE, SINGLE, DRAGER, EACH
000000000060246079 | TNG_001 | DATA ENRICHMENT | MBT | MBT3 |  | 2022-11-23 |  |  | 000000000060246079 | BHP1 | BHP Spares & Supplies | 411125 | Flow measuring instruments | EA | MAN2 | SENSOR FLOCARE CC,FLOW SWITCH,SIZE 1.5 i | SENSOR FLOCARE CC,FLOW SWITCH,SIZE 1.5 inch ,RANGE 0 TO 20BAR,BRAND NAME FLOW-MON LTD,PART NO FML.8.AL.LP.3EE3EE.320CS.4.S1.D1,CONNE | PFC4469/01/18/1 | 0019011819 | Unknown
000000000060246929 | TNG_001 | DATA ENRICHMENT | MBT | MBT3 |  | 2022-11-23 |  |  | 000000000060246929 | BHP1 | BHP Spares & Supplies | 320000 | Electronic Components and Supplies | EA | MAN2 | SENSOR PRESS,COMPRESSOR,PART: 1089 9625 | SENSOR PRESS,COMPRESSOR,PART: 1089 9625 18 | 1089 9625 18 | 0019011819 | Unknown
000000000060246107 | TNG_001 | DATA ENRICHMENT | MBT | MBT3 |  | 2022-11-23 |  |  | 000000000060246107 | BHP1 | BHP Spares & Supplies | 411137 | Electronic measuring equipment | EA | MAN2 | SENSOR PULSAR DB6,LEVEL LIQUID,RANGE 0.3 | SENSOR PULSAR DB6,LEVEL LIQUID,RANGE 0.3 TO 6M,BRAND NAME PULSAR,PART NO SIRA 02ATEX5104X,INPUT 10 to 28 VDC,OUTPUT 4 to 20MA | SIRA 02ATEX5104X | 0019011819 | Unknown
000000000060254810 | TNG_001 | DATA ENRICHMENT | MBT | MBT3 |  | 2022-11-23 |  |  | 000000000060254810 | BHP1 | BHP Spares & Supplies | 200000 | Mining Machinery and Accessories | EA | MAN2 | SENSOR,1G421,CO,200PPM,4-20MA | SENSOR, 1G421, CO, 200PPM, 4-20MA
000000000060244506 | TNG_001 | DATA ENRICHMENT | MBT | MBT3 |  | 2022-11-23 |  |  | 000000000060244506 | BHP1 | BHP Spares & Supplies | 781801 | Vehicle maintenance and repair services | EA | MAN2 | SENSOR,3EC5531710,KOMATSU,EA | SENSOR, 3EC5531710, KOMATSU, EA | 3EC5531710
000000000060249356 | TNG_001 | DATA ENRICHMENT | MBT | MBT3 |  | 2022-11-23 |  |  | 000000000060249356 | BHP1 | BHP Spares & Supplies | 200000 | Mining Machinery and Accessories | EA | MAN2 | SENSOR,AND,IN-LINE,TRANSMITTER,DOPPLER | SENSOR,AND,IN-LINE,TRANSMITTER,DOPPLER,WITH,3M,CABLE
000000000060250170 | TNG_001 | DATA ENRICHMENT | MBT | MBT3 |  | 2022-11-23 |  |  | 000000000060250170 | BHP1 | BHP Spares & Supplies | 411165 | Instrument parts and accessories | EA | MAN2 | SENSOR,BELT SPEED,TACHO,ROTECH,EA | SENSOR, BELT SPEED, TACHO, ROTECH, PPE 60 N HD 1G PB BW CCG, C/W PE4000 SERIES ENCODER, BRACKET, 200MM SOLID RUBBER WHEEL, 5 METER C | PPE 60 N HD 1G PB BW SSG | 0019011819 | Unknown
000000000060245348 | TNG_001 | DATA ENRICHMENT | MBT | MBT3 |  | 2022-11-23 |  |  | 000000000060245348 | BHP1 | BHP Spares & Supplies | 320000 | Electronic Components and Supplies | EA | MAN2 | SENSOR,CO,0-2000PPM,EC28,EA | SENSOR, CARBON MONOXIDE , 0-2000PPM ,ELECTROCHEMICAL 28 , EACH | 3058 | 0019011819 | Unknown
000000000060240389 | TNG_001 | DATA ENRICHMENT | MBT | MBT3 |  | 2022-11-23 |  |  | 000000000060240389 | BHP1 | BHP Spares & Supplies | 461700 | Security, surveillance and detection | EA | MAN2 | SENSOR,CURTAINBEAM,ALTEX NV780MR,EA | SENSOR, CURTAIN BEAM, ALTEX NV780MR, DUALE BEAM, ANTIMASK , WIRELESS, DETECTION, RANGE, UP TO 12M, PER SIDE, | NV780MR
000000000060240707 | TNG_001 | DATA ENRICHMENT | MBT | MBT3 |  | 2022-11-23 |  |  | 000000000060240707 | BHP1 | BHP Spares & Supplies | P1720 | Instrumentation, pressure, temperature, positional, electric | EA | MAN2 | SENSOR,DISPLACEMENT,RDP,DCTH3000ATM321A | SENSOR DISPLACEMENT RDP DCTH3000ATM321A SPRING RETURN ARMATURE 150MM 4-20MA 24VDC C/W 2M CABLE | DCTH3000ATM321A
000000000060240605 | TNG_001 | DATA ENRICHMENT | MBT | MBT3 |  | 2022-11-23 |  |  | 000000000060240605 | BHP1 | BHP Spares & Supplies | 251739 | Electrical components | EA | MAN2 | SENSOR,DISTANCE,PHOTOELECTRIC,IFM,O1D100 | INSTR,SENSOR,DISTANCE,PHOTOELECTRIC,IFM,O1D100 | O1D100
000000000060240604 | TNG_001 | DATA ENRICHMENT | MBT | MBT3 |  | 2022-11-23 |  |  | 000000000060240604 | BHP1 | BHP Spares & Supplies | 251739 | Electrical components | EA | MAN2 | SENSOR,DISTANCE,PHOTOELECTRIC,IFM,O1D102 | INST,SENSOR,DISTANCE,PHOTOELECTRIC,IFM,O1D102 | OD102
000000000060246378 | TNG_001 | DATA ENRICHMENT | MBT | MBT3 |  | 2022-11-23 |  |  | 000000000060246378 | BHP1 | BHP Spares & Supplies | 200000 | Mining Machinery and Accessories | EA | MAN2 | SENSOR,ELECTRONIC,PRESSURE,-0.0125...0.2 | SENSOR,ELECTRONIC,PRESSURE,-0.0125...0.25,BAR,-12.5...250MBAR,-5...100.4 INH2O, -1.2... 25KPA, G 1/4 EXTERNAL THREAD, SWITCHING SIGN | PN2598 | 0019011819 | Unknown
000000000060240744 | TNG_001 | DATA ENRICHMENT | MBT | MBT3 |  | 2022-11-23 |  |  | 000000000060240744 | BHP1 | BHP Spares & Supplies | 200000 | Mining Machinery and Accessories | EA | MAN2 | SENSOR,ENG,OIL,6219-81-1961,KOMATSU | SENSOR,ENG,OIL,6219-81-1961,KOMATSU | 6219-81-1961 SENSOR
000000000060245149 | TNG_001 | DATA ENRICHMENT | MBT | MBT3 |  | 2022-11-23 |  |  | 000000000060245149 | BHP1 | BHP Spares & Supplies | 411125 | Flow measuring instruments | EA | MAN2 | SENSOR,FLOW,DN80,ENDRESS AND HAUSER,PROM | SENSOR,FLOW,DN80,ENDRESS AND HAUSER,PROMAG 55S80 NCKA1AA0AAAA,FLANGED,20-64VDC,IP67 | PROMAG 55S80 NCKA1AA0AAAA | 0019011819 | Unknown
000000000060249908 | TNG_001 | DATA ENRICHMENT | MBT | MBT3 |  | 2022-11-23 |  |  | 000000000060249908 | BHP1 | BHP Spares & Supplies | 200000 | Mining Machinery and Accessories | EA | MAN2 | SENSOR,FLOW,METER,DN100,PN16 | SENSOR,FLOW,METER,DN100,PN16,1-280M3/HR,DERATHANE,POLYURETHANE,LINER | DN100 PN16 | 0019011819 | Unknown
000000000060249909 | TNG_001 | DATA ENRICHMENT | MBT | MBT3 |  | 2022-11-23 |  |  | 000000000060249909 | BHP1 | BHP Spares & Supplies | 200000 | Mining Machinery and Accessories | EA | MAN2 | SENSOR,FLOW,METER,DN150,PN16 | SENSOR,FLOW,METER,DN150,PN16,0-640M3/DURATHANE,POLYURETHANE,LINER | DN150 PN16
000000000060254290 | TNG_001 | DATA ENRICHMENT | MBT | MBT3 |  | 2022-11-23 |  |  | 000000000060254290 | BHP1 | BHP Spares & Supplies | 200000 | Mining Machinery and Accessories | EA | MAN2 | SENSOR,FLOW,SWITCHING,SIGNAL,ANALOGUE,SA | SENSOR, FLOW, SWITCHING, SIGNAL, ANALOGUE, SA4100
000000000060251143 | TNG_001 | DATA ENRICHMENT | MBT | MBT3 |  | 2022-11-23 |  |  | 000000000060251143 | BHP1 | BHP Spares & Supplies | 200000 | Mining Machinery and Accessories | EA | MAN2 | SENSOR,FUEL,56D-06-13620,KOMATSU,HM300-2 | SENSOR,FUEL,56D-06-13620,KOMATSU,HM300-2 | 56D-06-13620 SENSOR,FUEL LEVEL | 0019011819 | Unknown
000000000060240299 | TNG_001 | DATA ENRICHMENT | MBT | MBT3 |  | 2022-11-23 |  |  | 000000000060240299 | BHP1 | BHP Spares & Supplies | 200000 | Mining Machinery and Accessories | EA | MAN2 | SENSOR,FUEL,600-311-3722,KOMATSU,PC220-8 | SENSOR,FUEL,600-311-3722,KOMATSU,PC220-8 | 600-311-3722 SENSOR
000000000060245773 | TNG_001 | DATA ENRICHMENT | MBT | MBT3 |  | 2022-11-23 |  |  | 000000000060245773 | BHP1 | BHP Spares & Supplies | 200000 | Mining Machinery and Accessories | EA | MAN2 | SENSOR,GAMMA,ASSEMBLY | SENSOR,GAMMA,ASSEMBLY,IP168,PROTECTION,170CCG
000000000060238238 | TNG_001 | DATA ENRICHMENT | MBT | MBT3 |  | 2022-11-23 |  |  | 000000000060238238 | BHP1 | BHP Spares & Supplies | 781801 | Vehicle maintenance and repair services | EA | MAN2 | SENSOR,GP,SPEED,2016616 | SENSOR, GP, SPEED, 2016616, DBB, RSC, CAT | 2016616 | 0019009026 | CATERPILLAR SA
000000000060237390 | TNG_001 | DATA ENRICHMENT | MBT | MBT3 |  | 2022-11-23 |  |  | 000000000060237390 | BHP1 | BHP Spares & Supplies | 781801 | Vehicle maintenance and repair services | EA | MAN2 | SENSOR,GP-SP,2016617,621E,6AB | SENSOR GP-SP, 2016617, 621E, 6AB, RSC, CAT | 2016617 | 0019009026 | CATERPILLAR SA
000000000060249213 | TNG_001 | DATA ENRICHMENT | MBT | MBT3 |  | 2022-11-23 |  |  | 000000000060249213 | BHP1 | BHP Spares & Supplies | 251739 | Electrical components | EA | MAN2 | SENSOR,HACH,CONDUCTIVITY,3433E8A | INST,SENSOR,HACH,CONDUCTIVITY,PART NUMBER-3433E8A | PART NUMBER-3433E8A | 0019011819 | Unknown
000000000060242652 | TNG_001 | DATA ENRICHMENT | MBT | MBT3 |  | 2022-11-23 |  |  | 000000000060242652 | BHP1 | BHP Spares & Supplies | 251739 | Electrical components | EA | MAN2 | SENSOR,IFM,IFS205,INDUCTIVE,24VDC | INST,SENSOR,IFM,IFS205,INDUCTIVE,24VDC | IFS205
000000000060253420 | TNG_001 | DATA ENRICHMENT | MBT | MBT3 |  | 2022-11-23 |  |  | 000000000060253420 | BHP1 | BHP Spares & Supplies | 251739 | Electrical components | EA | MAN2 | SENSOR,IFM,IFS707,INDUCTIVE,M12 | SENSOR, IFM, IFS707, INDUCTIVE, M12 | IF2707 | 0019011819 | Unknown
000000000060256081 | TNG_001 | DATA ENRICHMENT | MBT | MBT3 |  | 2022-11-23 |  |  | 000000000060256081 | BHP1 | BHP Spares & Supplies | 411165 | Instrument parts and accessories | EA | MAN2 | SENSOR,INDUCTIVE,CODE,NBB10-30GM50-WS | SENSOR, INDUCTIVE, CODE, NBB10-30GM50-WS, OPERATING, DISTANCE, 10MM, VOLTAGE20, 523V, CURRENT, 5, 200MA | 801648 | 0019011819 | Unknown
000000000060242426 | TNG_001 | DATA ENRICHMENT | MBT | MBT3 |  | 2022-11-23 |  |  | 000000000060242426 | BHP1 | BHP Spares & Supplies | 411165 | Instrument parts and accessories | EA | MAN2 | SENSOR,INDUCTIVE,M18,IGS209,IFM,12MM SEN | SENSOR, INDUCTIVE, M18, IGS209, IFM, 12MM SENSING RANGE, 2-WIRE 10-30VDC, NON FLUSH MOUNT | IGS209
000000000060246203 | TNG_001 | DATA ENRICHMENT | MBT | MBT3 |  | 2022-11-23 |  |  | 000000000060246203 | BHP1 | BHP Spares & Supplies | 781801 | Vehicle maintenance and repair services | EA | MAN2 | SENSOR,INERTIAL,3338538,CAT,EA | SENSOR, INERTIAL, 3338538, CAT, EACH | 3338538 | 0019011819 | Unknown
000000000060243019 | TNG_001 | DATA ENRICHMENT | MBT | MBT3 |  | 2022-11-23 |  |  | 000000000060243019 | BHP1 | BHP Spares & Supplies | P1720 | Instrumentation, pressure, temperature, positional, electric | EA | MAN2 | SENSOR,LEVEL,0.3 - 10M,TURBIMAX,CUS71D-A | SENSOR,LEVEL 0.3M TO 10M, TURBIMAX, CUS71D-AA1A,24VDC/4-20MA | CUS71D-AA1A
000000000060241304 | TNG_001 | DATA ENRICHMENT | MBT | MBT3 |  | 2022-11-23 |  |  | 000000000060241304 | BHP1 | BHP Spares & Supplies | 781801 | Vehicle maintenance and repair services | EA | MAN2 | SENSOR,LEVEL,3822001,CAT,EA | SENSOR,LEVEL,3822001,CAT,EA | 3822001
000000000060239049 | TNG_001 | DATA ENRICHMENT | MBT | MBT3 |  | 2022-11-23 |  |  | 000000000060239049 | BHP1 | BHP Spares & Supplies | 411165 | Instrument parts and accessories | EA | MAN2 | SENSOR,LOW SPEED,PT 501 LS | SENSOR LOW SPEED PT 501 LS COMPLETET WITH STANDARD UNBALANCE WHEEL,, FREQUENCY OUTPUT IN kHz, SUITABLE FOR BELT SPEEDS IN THE RANGE OF 0.5, METER PER MIN TO 25 METER PER MIN | PT 501 LS
000000000060255174 | TNG_001 | DATA ENRICHMENT | MBT | MBT3 |  | 2022-11-23 |  |  | 000000000060255174 | BHP1 | BHP Spares & Supplies | 200000 | Mining Machinery and Accessories | EA | MAN2 | SENSOR,M18,LAZER,DIFFUSE,PROX,350MM | SENSOR,M18,LAZER,DIFFUSE,PROX,350MM,,NPN NO/NC,M12,PLUG,10-30VDC
000000000060245134 | TNG_001 | DATA ENRICHMENT | MBT | MBT3 |  | 2022-11-23 |  |  | 000000000060245134 | BHP1 | BHP Spares & Supplies | 320000 | Electronic Components and Supplies | EA | MAN2 | SENSOR,O2,EC28,EA | SENSOR, OXYGEN, ELECTROCHEMICAL 28, EACH | 0685 | 0019011819 | Unknown
000000000060251267 | TNG_001 | DATA ENRICHMENT | MBT | MBT3 |  | 2022-11-23 |  |  | 000000000060251267 | BHP1 | BHP Spares & Supplies | 251739 | Electrical components | EA | MAN2 | SENSOR,OXYGEN,EH,COS61D10560,DIGITAL,NPT | INST,SENSOR,OXYGEN,ENDRESS AND HAUSER, COS61D10560,DIGITAL,NPT3/4,APPLICATION WATER,AUTOMATIC SENSORCHECK,FACTORY CALIBRATION | COS61D-1056/0 | 0019011819 | Unknown
000000000060249074 | TNG_001 | DATA ENRICHMENT | MBT | MBT3 |  | 2022-11-23 |  |  | 000000000060249074 | BHP1 | BHP Spares & Supplies | 411124 | Pressure measuring and control instruments | EA | MAN2 | SENSOR,PRESSURE,0 TO 200KPA,ENDRESS AND | SENSOR,PRESSURE,0 TO 200KPA,ENDRESS AND HAUSER,PMP71B-AABADJA6BD3KAI2WLCH2,24VDC 4TO20MA,1 INCH FITTING,FLUSH MOUNT | PMP71B-AABADJA6BD3KAI2WLCH2 | 0019011819 | Unknown
000000000060250415 | TNG_001 | DATA ENRICHMENT | MBT | MBT3 |  | 2022-11-23 |  |  | 000000000060250415 | BHP1 | BHP Spares & Supplies | 200000 | Mining Machinery and Accessories | EA | MAN2 | SENSOR,PRESSURE,CU2897331 | SENSOR,PRESSURE,CU2897331 | CU2897331 PLEASE ADD TO GHH CONTRACT | 0019011819 | Unknown
000000000060250417 | TNG_001 | DATA ENRICHMENT | MBT | MBT3 |  | 2022-11-23 |  |  | 000000000060250417 | BHP1 | BHP Spares & Supplies | 200000 | Mining Machinery and Accessories | EA | MAN2 | SENSOR,PRESSURE,CU5297641 | SENSOR,PRESSURE,CU5297641 | CU5297641 | 0019011819 | Unknown
000000000060249173 | TNG_001 | DATA ENRICHMENT | MBT | MBT3 |  | 2022-11-23 |  |  | 000000000060249173 | BHP1 | BHP Spares & Supplies | 200000 | Mining Machinery and Accessories | EA | MAN2 | SENSOR,PRESSURE,OIL | SENSOR,PRESSURE,OIL,GM0622-0001 | GM0622-0001 | 0019011819 | Unknown
000000000060253471 | TNG_001 | DATA ENRICHMENT | MBT | MBT3 |  | 2022-11-23 |  |  | 000000000060253471 | BHP1 | BHP Spares & Supplies | 200000 | Mining Machinery and Accessories | EA | MAN2 | SENSOR,PRESSURE,OIL,GM0622-0001 | SENSOR, PRESSURE, OIL, GM0622-0001 | GM0622-0001 | 0019011819 | Unknown
000000000060243417 | TNG_001 | DATA ENRICHMENT | MBT | MBT3 |  | 2022-11-23 |  |  | 000000000060243417 | BHP1 | BHP Spares & Supplies | 251739 | Electrical components | EA | MAN2 | SENSOR,PROCESSAUTOMATION,VTU8959,LOWSPEE | INST,SENSOR,PROCESSA UTOMATION,VTU-8959,LOW SPEED SENSOR FITTED TO THE V-SECTION,INCLUDES STANDARD UNBALANCED WHEEL,EXCLUDES STRINGE | VTU-8959 | 0019011819 | Unknown
000000000060250419 | TNG_001 | DATA ENRICHMENT | MBT | MBT3 |  | 2022-11-23 |  |  | 000000000060250419 | BHP1 | BHP Spares & Supplies | 200000 | Mining Machinery and Accessories | EA | MAN2 | SENSOR,PRS,TEMPERATURE,CU2897333 | SENSOR,PRS,TEMPERATURE,CU2897333 | CU2897333 | 0019011819 | Unknown
000000000060254808 | TNG_001 | DATA ENRICHMENT | MBT | MBT3 |  | 2022-11-23 |  |  | 000000000060254808 | BHP1 | BHP Spares & Supplies | 200000 | Mining Machinery and Accessories | EA | MAN2 | SENSOR,SMARTGAS,PL20,CO,200PPM,NO2,20PPM | SENSOR, SMARTGAS, PL20, CO, 200PPM, NO2, 20PPM
000000000060241105 | TNG_001 | DATA ENRICHMENT | MBT | MBT3 |  | 2022-11-23 |  |  | 000000000060241105 | BHP1 | BHP Spares & Supplies | 411165 | Instrument parts and accessories | EA | MAN2 | SENSOR,SPEED,60 12CSA,RAMSEY,XR462085,EA | SENSOR, SPEED, 60 12CSA ,RAMSEY, STANDARD SPEED, XR462085 | XR462085
000000000060251892 | TNG_001 | DATA ENRICHMENT | MBT | MBT3 |  | 2022-11-23 |  |  | 000000000060251892 | BHP1 | BHP Spares & Supplies | 200000 | Mining Machinery and Accessories | EA | MAN2 | SENSOR,SPEED,60-12CSA | SENSOR,SPEED,60-12CSA
000000000060243522 | TNG_001 | DATA ENRICHMENT | MBT | MBT3 |  | 2022-11-23 |  |  | 000000000060243522 | BHP1 | BHP Spares & Supplies | 251739 | Electrical components | EA | MAN2 | SENSOR,SPEED,MAGNETIC,SZCB01,117MM | INST,SENSOR,SPEED,MAGNETIC,SZCB-01,LENGTH 117MM | SZCB-01 | 0019011819 | Unknown
000000000060244056 | TNG_001 | DATA ENRICHMENT | MBT | MBT3 |  | 2022-11-23 |  |  | 000000000060244056 | BHP1 | BHP Spares & Supplies | 411165 | Instrument parts and accessories | EA | MAN2 | SENSOR,TEMERATURE,IFM,TA2232,EA | SENSOR,TEMERATURE, IFM,TA2232 | TA2232 | 0019011819 | Unknown
000000000060252710 | TNG_001 | DATA ENRICHMENT | MBT | MBT3 |  | 2022-11-23 |  |  | 000000000060252710 | BHP1 | BHP Spares & Supplies | 411122 | Temperature and heat measuring instruments | EA | MAN2 | SENSOR,TEMPERATURE,0 TO 300 DEGREE,SWIFT | SENSOR,TEMPERATURE,0 TO 300 DEGREE,SWIFT HEAT AND CONTROL,316/SS/RTD75MM,RTD,5000MM CABLE,STRAIGHT CONNECTION | 316/SS/RTD75MM | 0019011819 | Unknown
000000000060248616 | TNG_001 | DATA ENRICHMENT | MBT | MBT3 |  | 2022-11-23 |  |  | 000000000060248616 | BHP1 | BHP Spares & Supplies | 411122 | Temperature and heat measuring instruments | EA | MAN2 | SENSOR,TEMPERATURE,0 TO 300 DEGREES C, | SENSOR, TEMPERATURE, 0 TO 300 DEGREES C, ENDRESS AND HAUSER, TR10-AEF3BHSJH3000, 24VDC/4-20MA 2 WIRE, G1/2 INCH CONNECTION, 12MM DIA | TR10-AEF3BHSJH3000/TMT182 | 0019011819 | Unknown
000000000060254272 | TNG_001 | DATA ENRICHMENT | MBT | MBT3 |  | 2022-11-23 |  |  | 000000000060254272 | BHP1 | BHP Spares & Supplies | 200000 | Mining Machinery and Accessories | EA | MAN2 | SENSOR,TEMPERATURE,CONNECTING,EVALUATION | SENSOR, TEMPERATURE, CONNECTING, EVALUATION, UNIT, TM4411
000000000060241013 | TNG_001 | DATA ENRICHMENT | MBT | MBT3 |  | 2022-11-23 |  |  | 000000000060241013 | BHP1 | BHP Spares & Supplies | 232100 | Electronic manufacturing machinery,equipment and accessories | EA | MAN2 | SENSOR,TYPE4,ASFILPLAN PILL,EA | SENSOR, TYPE4, ANTI CONTAMINATION, ASFILPLAN PILL, NON CONDUCTIVE, 6MM, SAVEWAY | 00003777
000000000060241012 | TNG_001 | DATA ENRICHMENT | MBT | MBT3 |  | 2022-11-23 |  |  | 000000000060241012 | BHP1 | BHP Spares & Supplies | 232100 | Electronic manufacturing machinery,equipment and accessories | EA | MAN2 | SENSOR,TYPE4,MICA TUBE,EA | SENSOR, TYPE4, MICA TUBE, DIAMETER 25 TO 28MM, LENGTH, 70MM | 00003522
000000000060256090 | TNG_001 | DATA ENRICHMENT | MBT | MBT3 |  | 2022-11-23 |  |  | 000000000060256090 | BHP1 | BHP Spares & Supplies | 200000 | Mining Machinery and Accessories | EA | MAN2 | SENSOR,VENT,CAPTOR,AIR,FLOW | SENSOR, VENT, CAPTOR, AIR, FLOW, 10M/S, 24V, 4-20 | SP00609 | 0019011819 | Unknown
000000000060244869 | TNG_001 | DATA ENRICHMENT | MBT | MBT3 |  | 2022-11-23 |  |  | 000000000060244869 | BHP1 | BHP Spares & Supplies | 411165 | Instrument parts and accessories | EA | MAN2 | SENSOR,VIBRATION,IFM,VSA005,EA | SENSOR, VIBRATION, IFM, VSA005, MESURING RANGE OF VIBRATION -25 TO 25g, FREQUENCY RANGE 1 -10000Hz, TEMPERATURE -20 TO 80 C | VSA005 | 0019011819 | Unknown
000000000060255542 | TNG_001 | DATA ENRICHMENT | MBT | MBT3 |  | 2022-11-23 |  |  | 000000000060255542 | BHP1 | BHP Spares & Supplies | 411165 | Instrument parts and accessories | EA | MAN2 | SENSOR,VIBRATION,RC HS420I-025-50-02,RMS | RC VIBRATION TRANSMITTER, HS420I-025-50-02, 25MM/S RMS C/W 1/4" NPT STUD MOUNT | HS420I-025-50-02 | 0019011819 | Unknown
000000000060255469 | TNG_001 | DATA ENRICHMENT | MBT | MBT3 |  | 2022-11-23 |  |  | 000000000060255469 | BHP1 | BHP Spares & Supplies | 200000 | Mining Machinery and Accessories | EA | MAN2 | SENSOR,VIBRATION,VK | SENSOR,VIBRATION,VK
000000000060254756 | TNG_001 | DATA ENRICHMENT | MBT | MBT3 |  | 2022-11-23 |  |  | 000000000060254756 | BHP1 | BHP Spares & Supplies | 411165 | Instrument parts and accessories | EA | MAN2 | SPEED SENSOR, INSTRUMENTATION, PPR 50, 1 | SPEED SENSOR, INSTRUMENTATION, PPR 50, 165 MM WHEEL DIAMETER, 60-12CSA, RAMSEY THERMOFISHER SCIENTIFIC SPEED SENSOR WITH FRAME AND W | 60-12CSA | 0019011819 | Unknown
000000000060247737 | TNG_001 | DATA ENRICHMENT | MBT | MBT3 |  | 2022-11-23 |  |  | 000000000060247737 | BHP1 | BHP Spares & Supplies | 411165 | Instrument parts and accessories | EA | MAN2 | VEGACAP63,LEVEL SENSOR,CP63.XXEGARKMX,EA | VEGACAP63, POINT LEVEL SENSOR , CP63.XXEGARKMX, MEASURING RANGE UP TO 6M, PROCESS FITTING TREAT FROM G 1/2 NTP | CP63.XXEGARKMX | 0019011819 | Unknown
000000000060238944 | TNG_001 | DATA ENRICHMENT | MBT | MBT3 |  | 2022-11-23 |  |  | 000000000060238944 | BHP1 | BHP Spares & Supplies | 781801 | Vehicle maintenance and repair services | EA | MAN2 | SHIM,0.2mm,34C-24-11160,FOL, | SHIM, 0.2mm, 34C-24-11160, FOL, | 34C-24-11160
000000000060237851 | TNG_001 | DATA ENRICHMENT | MBT | MBT3 |  | 2022-11-23 |  |  | 000000000060237851 | BHP1 | BHP Spares & Supplies | 781801 | Vehicle maintenance and repair services | EA | MAN2 | SHIM,1590268,966L,FRS | SHIM, 1590268, 966L, FRS, FEL, CAT | 1590268 | 0019009026 | CATERPILLAR SA
000000000060237852 | TNG_001 | DATA ENRICHMENT | MBT | MBT3 |  | 2022-11-23 |  |  | 000000000060237852 | BHP1 | BHP Spares & Supplies | 781801 | Vehicle maintenance and repair services | EA | MAN2 | SHIM,1590269,966L,FRS | SHIM, 1590269, 966L, FRS, FEL, CAT | 1590269 | 0019009026 | CATERPILLAR SA
000000000060244368 | TNG_001 | DATA ENRICHMENT | MBT | MBT3 |  | 2022-11-23 |  |  | 000000000060244368 | BHP1 | BHP Spares & Supplies | 200000 | Mining Machinery and Accessories | EA | MAN2 | SHIM,425-22-31580,KOMATSU,WA500-6 | SHIM, 425-22-31580, KOMATSU, WA500-6 | 425-22-31580 SHIM, T=0.2MM | 0019011819 | Unknown
000000000060241767 | TNG_001 | DATA ENRICHMENT | MBT | MBT3 |  | 2022-11-23 |  |  | 000000000060241767 | BHP1 | BHP Spares & Supplies | 200000 | Mining Machinery and Accessories | EA | MAN2 | SHIM,ADJUSTMENT,0.5,SEM658C,Z520021120 | Z520021120,ADJUSTMENT SHIM 0.5,SEM658C | Z520021120 - ADJUSTMENT SHIM 0.5
000000000060241768 | TNG_001 | DATA ENRICHMENT | MBT | MBT3 |  | 2022-11-23 |  |  | 000000000060241768 | BHP1 | BHP Spares & Supplies | 200000 | Mining Machinery and Accessories | EA | MAN2 | SHIM,ADJUSTMENT,Z520021110,0.1,SEM658C | Z520021110,ADJUSTMENT SHIM 0.1,SEM658C | Z520021110 - ADJUSTMENT SHIM 0.1
000000000060253134 | TNG_001 | DATA ENRICHMENT | MBT | MBT3 |  | 2022-11-23 |  |  | 000000000060253134 | BHP1 | BHP Spares & Supplies | 312314 | Shim stock | EA | MAN2 | SHIM,CU600,0.05MM | GEARBOX SHIM, CU600, 0.05MM
000000000060253135 | TNG_001 | DATA ENRICHMENT | MBT | MBT3 |  | 2022-11-23 |  |  | 000000000060253135 | BHP1 | BHP Spares & Supplies | 312314 | Shim stock | EA | MAN2 | SHIM,CU600,0.10MM | GEARBOX SHIM, CU600, 0.10MM
000000000060253136 | TNG_001 | DATA ENRICHMENT | MBT | MBT3 |  | 2022-11-23 |  |  | 000000000060253136 | BHP1 | BHP Spares & Supplies | 312314 | Shim stock | EA | MAN2 | SHIM,CU600,0.20MM | GEARBOX SHIM, CU600, 0.20MM
000000000060253137 | TNG_001 | DATA ENRICHMENT | MBT | MBT3 |  | 2022-11-23 |  |  | 000000000060253137 | BHP1 | BHP Spares & Supplies | 312314 | Shim stock | EA | MAN2 | SHIM,CU600,0.30MM | GEARBOX SHIM, CU600, 0.30MM
000000000060253138 | TNG_001 | DATA ENRICHMENT | MBT | MBT3 |  | 2022-11-23 |  |  | 000000000060253138 | BHP1 | BHP Spares & Supplies | 312314 | Shim stock | EA | MAN2 | SHIM,CU600,0.40MM | GEARBOX SHIM, CU600, 0.40MM
000000000060253139 | TNG_001 | DATA ENRICHMENT | MBT | MBT3 |  | 2022-11-23 |  |  | 000000000060253139 | BHP1 | BHP Spares & Supplies | 312314 | Shim stock | EA | MAN2 | SHIM,CU600,0.50MM | GEARBOX SHIM, CU600, 0.50MM
000000000060244507 | TNG_001 | DATA ENRICHMENT | MBT | MBT3 |  | 2022-11-23 |  |  | 000000000060244507 | BHP1 | BHP Spares & Supplies | 781801 | Vehicle maintenance and repair services | EA | MAN2 | SHIM,PACK,1308707,CAT,EA | SHIM, PACK, 1308707, CAT, EA | 1308707 | 0019011819 | Unknown
000000000060243320 | TNG_001 | DATA ENRICHMENT | MBT | MBT3 |  | 2022-11-23 |  |  | 000000000060243320 | BHP1 | BHP Spares & Supplies | 312314 | Shim stock | EA | MAN2 | SHIM,STAINLES STEEL,125X125X0.05MM | SHIM,STAINLES STEEL,125X125X0.05MM
000000000060023946 | TNG_001 | DATA ENRICHMENT | MBT | MBT3 |  | 2022-11-23 |  |  | 000000000060023946 | BHP1 | BHP Spares & Supplies | 461716 | Surveillance and detection equipment | EA | MAN2 | SIREN, 110V, 500M RANGE, BANSHEE | SIREN, 110V, 500M RANGE, BANSHEE
000000000060252325 | TNG_001 | DATA ENRICHMENT | MBT | MBT3 |  | 2022-11-23 |  |  | 000000000060252325 | BHP1 | BHP Spares & Supplies | 251739 | Electrical components | EA | MAN2 | SIREN, SIRENCO, 500S, 230V, RANGE 5KM | SIREN, SIRENCO, 500S, 230V, RANGE 5KM, CONTINUOUS DUTY CYCLE, 10 - 13A
000000000060250508 | TNG_001 | DATA ENRICHMENT | MBT | MBT3 |  | 2022-11-23 |  |  | 000000000060250508 | BHP1 | BHP Spares & Supplies | 251739 | Electrical components | EA | MAN2 | SIREN, SIRENCO, 500S, 230V, RANGE 5KM | SIREN, SIRENCO, 500S, 230V, RANGE 5KM, CONTINUOUS DUTY CYCLE, 10 - 13A
000000000060253487 | TNG_001 | DATA ENRICHMENT | MBT | MBT3 |  | 2022-11-23 |  |  | 000000000060253487 | BHP1 | BHP Spares & Supplies | 251739 | Electrical components | EA | MAN2 | SIREN,20W,6 TONE | SIREN, 20W, 6 TONE
000000000060130537 | TNG_001 | DATA ENRICHMENT | MBT | MBT3 |  | 2022-11-23 |  |  | 000000000060130537 | BHP1 | BHP Spares & Supplies | 461716 | Surveillance and detection equipment | EA | MAN2 | SIREN,24V DC,C/W MOUNTING BRACKETS,CY | SIREN, 24V DC, C/W MOUNTING BRACKETS, CYBERTONE
000000000060241963 | TNG_001 | DATA ENRICHMENT | MBT | MBT3 |  | 2022-11-23 |  |  | 000000000060241963 | BHP1 | BHP Spares & Supplies | 251739 | Electrical components | EA | MAN2 | SIREN,24V,18-24V DC,TYPE B,MAX 1:0W/4 | 24V SIREN, 18-24V DC, TYPE B, MAX 1:0W/40mA AT 24vDC SERIAL NUMBER 17000004 WITH DIP SWITCHES AND ROTATING LIGHT
000000000060252704 | TNG_001 | DATA ENRICHMENT | MBT | MBT3 |  | 2022-11-23 |  |  | 000000000060252704 | BHP1 | BHP Spares & Supplies | 200000 | Mining Machinery and Accessories | EA | MAN2 | SIREN,AMBULANCE,100W,1000000 | SIREN, AMBULANCE, 100W, 1000000 | 1000000 | 0019011819 | Unknown
000000000060251891 | TNG_001 | DATA ENRICHMENT | MBT | MBT3 |  | 2022-11-23 |  |  | 000000000060251891 | BHP1 | BHP Spares & Supplies | 200000 | Mining Machinery and Accessories | EA | MAN2 | SIREN,AND,STROPE,LIGHT | SIREN,AND,STROPE,LIGHT
000000000060254932 | TNG_001 | DATA ENRICHMENT | MBT | MBT3 |  | 2022-11-23 |  |  | 000000000060254932 | BHP1 | BHP Spares & Supplies | 310000 | Manufacturing Components and Supplies | EA | MAN2 | SIREN,ASSERTA SB2,COMBINATION ELECTRON | SIREN, ASSERTA SB2, COMBINATION ELECTRONIC SOUNDER AND RED XENON BEACON, 220V, 70MA, IP66, 42TONE BEACON | ASSERTA SB2 | 0019011819 | Unknown
000000000060253957 | TNG_001 | DATA ENRICHMENT | MBT | MBT3 |  | 2022-11-23 |  |  | 000000000060253957 | BHP1 | BHP Spares & Supplies | 221017 | Heavy equipment components | EA | MAN2 | SIREN,ASSERTA-BEACON,10VDC-30VDC,7,5KW,2 | SIREN, ASSERTA-BEACON, 10VDC-30VDC, 7, 5KW, 250-700MA, TYPE B, EN54, FULLEON, TAS,PSP | TYPE B,EN54 | 0019011819 | Unknown
000000000060252619 | TNG_001 | DATA ENRICHMENT | MBT | MBT3 |  | 2022-11-23 |  |  | 000000000060252619 | BHP1 | BHP Spares & Supplies | 251739 | Electrical components | EA | MAN2 | SIREN,ELECTRONIC,110V,110DB,EA | SIREN, SOUNDER, ELECTRONIC, 220/110V, 110DB, SURFACE MOUNTED, IP66, PNS-0011, KLAXON NEXUS, EACH | PNS-0011 | 0019011819 | Unknown
000000000060253611 | TNG_001 | DATA ENRICHMENT | MBT | MBT3 |  | 2022-11-23 |  |  | 000000000060253611 | BHP1 | BHP Spares & Supplies | 251739 | Electrical components | EA | MAN2 | SIREN,ELECTRONIC,24VDC,116DB,EA | SIREN, SOUNDER, ELECTRONIC, 10-60VDC, 116DB, SURFACE MOUNTED, IP66, PNS-0013, KLAXON NEXUS, EACH | PNS-0013 | 0019011819 | Unknown
000000000060247811 | TNG_001 | DATA ENRICHMENT | MBT | MBT3 |  | 2022-11-23 |  |  | 000000000060247811 | BHP1 | BHP Spares & Supplies | 200000 | Mining Machinery and Accessories | EA | MAN2 | SIREN,HAND,1500M,IP44,SIRENCO,H150 | SIREN,HAND,1500M,IP44,SIRENCO,H150 | BO0002-H150 | 0019011819 | Unknown
000000000060249434 | TNG_001 | DATA ENRICHMENT | MBT | MBT3 |  | 2022-11-23 |  |  | 000000000060249434 | BHP1 | BHP Spares & Supplies | 251739 | Electrical components | EA | MAN2 | SIREN,LED,BEACON,RED,GREEN,YELLOW,24VDC, | SIREN, LED, BEACON,MULTIPLE COLOURS, RED GREEN YELLOW, 24VDC, AB-855T-B24BR5 | 855T-B24BR5 | 0019011819 | Unknown
000000000060242710 | TNG_001 | DATA ENRICHMENT | MBT | MBT3 |  | 2022-11-23 |  |  | 000000000060242710 | BHP1 | BHP Spares & Supplies | 401421 | Pipe | EA | MAN2 | END,STUB 45,110MM | END, STUB 45 110MM
000000000060245442 | TNG_001 | DATA ENRICHMENT | MBT | MBT3 |  | 2022-11-23 |  |  | 000000000060245442 | BHP1 | BHP Spares & Supplies | 401423 | Pipe fittings | EA | MAN2 | STUB AND FLANGE,PN20,HDPE,D-160MM | STUB AND FLANGE,PN20,HDPE,D-160MM
000000000060245443 | TNG_001 | DATA ENRICHMENT | MBT | MBT3 |  | 2022-11-23 |  |  | 000000000060245443 | BHP1 | BHP Spares & Supplies | 401423 | Pipe fittings | EA | MAN2 | STUB AND FLANGE,PN20,HDPE,D-200MM | STUB AND FLANGE,PN20,HDPE,D-200MM
000000000060245444 | TNG_001 | DATA ENRICHMENT | MBT | MBT3 |  | 2022-11-23 |  |  | 000000000060245444 | BHP1 | BHP Spares & Supplies | 401423 | Pipe fittings | EA | MAN2 | STUB AND FLANGE,PN20,HDPE,D-250MM | STUB AND FLANGE,PN20,HDPE,D-250MM
000000000060016911 | TNG_001 | DATA ENRICHMENT | MBT | MBT3 |  | 2022-11-23 |  |  | 000000000060016911 | BHP1 | BHP Spares & Supplies | 401417 | Plumbing hardware and fittings | EA | MAN2 | STUB, TYPE H, 110MM OD, HDPE CLASS 10, . | STUB, TYPE H, 110MM OD, HDPE CLASS 10, MAIN INDUSTRIES
000000000060016914 | TNG_001 | DATA ENRICHMENT | MBT | MBT3 |  | 2022-11-23 |  |  | 000000000060016914 | BHP1 | BHP Spares & Supplies | 401417 | Plumbing hardware and fittings | EA | MAN2 | STUB, TYPE H, 160MM OD, HDPE CLASS 10, . | STUB, TYPE H, 160MM OD, HDPE CLASS 10, MAIN INDUSTRIES
000000000060250802 | TNG_001 | DATA ENRICHMENT | MBT | MBT3 |  | 2022-11-23 |  |  | 000000000060250802 | BHP1 | BHP Spares & Supplies | 401421 | Pipe | M | MAN2 | STUB,25MM,HDPE,SDR11,PN16 | HDPE PIPE STUB 25MM, SDR11, PN16
000000000060250832 | TNG_001 | DATA ENRICHMENT | MBT | MBT3 |  | 2022-11-23 |  |  | 000000000060250832 | BHP1 | BHP Spares & Supplies | 401421 | Pipe | M | MAN2 | STUB,280MM,HDPE,SDR11,PN16 | HDPE PIPE STUB 280MM, SDR11, PN16
000000000060250829 | TNG_001 | DATA ENRICHMENT | MBT | MBT3 |  | 2022-11-23 |  |  | 000000000060250829 | BHP1 | BHP Spares & Supplies | 401421 | Pipe | M | MAN2 | STUB,315MM,HDPE,SDR11,PN16 | HDPE PIPE STUB 315MM, SDR 11, PN16
000000000060250856 | TNG_001 | DATA ENRICHMENT | MBT | MBT3 |  | 2022-11-23 |  |  | 000000000060250856 | BHP1 | BHP Spares & Supplies | 401421 | Pipe | M | MAN2 | STUB,63MM,HDPE,SDR11,PN16 | HDPE PIPE STUB 63MM, SDR11, PN16
000000000060249562 | TNG_001 | DATA ENRICHMENT | MBT | MBT3 |  | 2022-11-23 |  |  | 000000000060249562 | BHP1 | BHP Spares & Supplies | 200000 | Mining Machinery and Accessories | EA | MAN2 | STUB,PIPEFITTING,3" | STUB,PIPEFITTING,3"
000000000060249561 | TNG_001 | DATA ENRICHMENT | MBT | MBT3 |  | 2022-11-23 |  |  | 000000000060249561 | BHP1 | BHP Spares & Supplies | 200000 | Mining Machinery and Accessories | EA | MAN2 | STUB,PIPEFITTING,4" | STUB,PIPEFITTING,4"
000000000060249563 | TNG_001 | DATA ENRICHMENT | MBT | MBT3 |  | 2022-11-23 |  |  | 000000000060249563 | BHP1 | BHP Spares & Supplies | 200000 | Mining Machinery and Accessories | EA | MAN2 | STUB,PIPEFITTING,6" | STUB,PIPEFITTING,6"
000000000060249559 | TNG_001 | DATA ENRICHMENT | MBT | MBT3 |  | 2022-11-23 |  |  | 000000000060249559 | BHP1 | BHP Spares & Supplies | 200000 | Mining Machinery and Accessories | EA | MAN2 | STUB,PIPEFITTING,8" | STUB,PIPEFITTING,8"
000000000060238714 | TNG_001 | DATA ENRICHMENT | MBT | MBT3 |  | 2022-11-23 |  |  | 000000000060238714 | BHP1 | BHP Spares & Supplies | 201015 | Cutting equipment | EA | MAN2 | CUTTING,TORCH,500MM,90,DEG,EA | CUTTING, TORCH, 500MM, 90 DEGREE, UNIVERSAL
000000000060096683 | TNG_001 | DATA ENRICHMENT | MBT | MBT3 |  | 2022-11-23 |  |  | 000000000060096683 | BHP1 | BHP Spares & Supplies | 231715 | Soldering, brazing or welding machinery and supplies | EA | MAN2 | TORCH, CUTTING, 90 DEG HEAD, RECON, MONA | TORCH, CUTTING, 90 DEG HEAD, RECONDITIONED, MONARCH 28, HARRIS | 90030 | 0019000772 | COLE HEARST CORP,USA
000000000060175652 | TNG_001 | DATA ENRICHMENT | MBT | MBT3 |  | 2022-11-23 |  |  | 000000000060175652 | BHP1 | BHP Spares & Supplies | 411100 | Measuring, observing and testing instruments | EA | MAN2 | TORCH, ICP MASS SPECTROMETER TORCH PART | TORCH, ICP MASS SPECTROMETER TORCH PART NUMBER 48206002
000000000060242556 | TNG_001 | DATA ENRICHMENT | MBT | MBT3 |  | 2022-11-23 |  |  | 000000000060242556 | BHP1 | BHP Spares & Supplies | 201015 | Cutting equipment | EA | MAN2 | TORCH,BLOW,TYPHOON,SELFIGNITE,100P,INCLG | TORCH , BLOW , TYPHOON , SELFIGNITE , 100P , INCLGAS , CARTRIDGE
000000000060246904 | TNG_001 | DATA ENRICHMENT | MBT | MBT3 |  | 2022-11-23 |  |  | 000000000060246904 | BHP1 | BHP Spares & Supplies | 270000 | Tools and General Machinery | EA | MAN2 | TORCH,CUTTING,90D, EXTRA LONG,HARRIS,EA | TORCH, CUTTING, 90 DEGREE HEAD,EXTRA LONG, 2M BETWEEN VALVE AND NOZZLE, HARRIS, EA
000000000060250232 | TNG_001 | DATA ENRICHMENT | MBT | MBT3 |  | 2022-11-23 |  |  | 000000000060250232 | BHP1 | BHP Spares & Supplies | 270000 | Tools and General Machinery | EA | MAN2 | TORCH,DEFLECTOR,AIR,T30,HYPERTHERM | TORCH,DEFLECTOR,AIR,T30,HYPERTHERM
000000000060239413 | TNG_001 | DATA ENRICHMENT | MBT | MBT3 |  | 2022-11-23 |  |  | 000000000060239413 | BHP1 | BHP Spares & Supplies | 411000 | Laboratory Equipment | EA | MAN2 | TORCH,FIXED SIDEON,190MM | TORCH, FIXED SIDE,ON 190MM | 48205068 | 0019011505 | SPECTRO ANALYTICAL INSTRUMENTS
000000000060246017 | TNG_001 | DATA ENRICHMENT | MBT | MBT3 |  | 2022-11-23 |  |  | 000000000060246017 | BHP1 | BHP Spares & Supplies | 411234 | Dosing devices | EA | MAN2 | TORCH,FLASHLIGHT,1000LUMENS,FENIX,TK20RU | TORCH,FLASHLIGHT,1000LUMENS,FENIX,TK20RUSB | TK20RUSB | 0019011819 | Unknown
000000000060241344 | TNG_001 | DATA ENRICHMENT | MBT | MBT3 |  | 2022-11-23 |  |  | 000000000060241344 | BHP1 | BHP Spares & Supplies | 270000 | Tools and General Machinery | EA | MAN2 | TORCH,FLASHLIGHT,TK20R, FENIX | TORCH,FLASHLIGHT,TK20R, FENIX USB RECHATGEABLE FLASHLIGHT | TK20R
000000000060235546 | TNG_001 | DATA ENRICHMENT | MBT | MBT3 |  | 2022-11-23 |  |  | 000000000060235546 | BHP1 | BHP Spares & Supplies | 200000 | Mining Machinery and Accessories | EA | MAN2 | TORCH,HEAT-SHRINK,PORTABLE,ES-720TH | PORTABLE HEAT SHRINK TORCH, PN ES-720TH | ES-720TH
000000000060254903 | TNG_001 | DATA ENRICHMENT | MBT | MBT3 |  | 2022-11-23 |  |  | 000000000060254903 | BHP1 | BHP Spares & Supplies | 411000 | Laboratory Equipment | EA | MAN2 | TORCH,ICP,ARCOS,FIXED,SIDE,ON,ID,1.8MM,L | TORCH,ICP,ARCOS,FIXED,SIDE,ON,ID,1.8MM,L,180.8MM | 48205063 | 0019011819 | Unknown
000000000060240010 | TNG_001 | DATA ENRICHMENT | MBT | MBT3 |  | 2022-11-23 |  |  | 000000000060240010 | BHP1 | BHP Spares & Supplies | 251739 | Electrical components | EA | MAN2 | TORCH,LED,PRO,RS,HEAD,250LM | TORCH,LED,PRO,RS,HEAD,250LM | RS HEAD TORCH
000000000060250230 | TNG_001 | DATA ENRICHMENT | MBT | MBT3 |  | 2022-11-23 |  |  | 000000000060250230 | BHP1 | BHP Spares & Supplies | 270000 | Tools and General Machinery | EA | MAN2 | TORCH,NOZZLE,AIR,T30,HYPERTHERM | TORCH,NOZZLE,AIR,T30,HYPERTHERM
000000000060254377 | TNG_001 | DATA ENRICHMENT | MBT | MBT3 |  | 2022-11-23 |  |  | 000000000060254377 | BHP1 | BHP Spares & Supplies | 200000 | Mining Machinery and Accessories | EA | MAN2 | TORCH,TIG,LONG,BACK,CAP | TORCH, TIG, LONG, BACK, CAP
000000000060252887 | TNG_001 | DATA ENRICHMENT | MBT | MBT3 |  | 2022-11-23 |  |  | 000000000060252887 | BHP1 | BHP Spares & Supplies | 200000 | Mining Machinery and Accessories | EA | MAN2 | TORCH,ZA415-ZARTEK,LED,USB,RECHARGEABLE, | TORCH, ZA415-ZARTEK, LED, USB, RECHARGEABLE, HEAVY-DUTY
000000000060241318 | TNG_001 | DATA ENRICHMENT | MBT | MBT3 |  | 2022-11-23 |  |  | 000000000060241318 | BHP1 | BHP Spares & Supplies | 601064 | Electronics teaching supplies and equipment | EA | MAN2 | AUTEC,FJR DYNAMIC SYSTEM | TRANSMITTER,AUTEC,FJR DYNAMIC SYSTEM,DANGO MUDGUN AND TAP DRILL | AUTEC FJR
000000000060243047 | TNG_001 | DATA ENRICHMENT | MBT | MBT3 |  | 2022-11-23 |  |  | 000000000060243047 | BHP1 | BHP Spares & Supplies | 230000 | Industrial Manufacturing and Processing Machinery and Access | EA | MAN2 | CERABARS,PRESSURE,4 TO 20MA,1 TO 100BAR, | PRESSURE TRANSMITTER.ENDRESSHAUSER.PMP71-1AA1U111AAAA
000000000060255426 | TNG_001 | DATA ENRICHMENT | MBT | MBT3 |  | 2022-11-23 |  |  | 000000000060255426 | BHP1 | BHP Spares & Supplies | 411165 | Instrument parts and accessories | EA | MAN2 | INTEGRATOR, INSTRUMENTATION, UNIPROV, DO | INTEGRATOR, INSTRUMENTATION, UNIPROV, DOUBLE DOOR, FHH-4783, PROCESS AUTOMATION LOSS AND WEIGHT TRANSMITTER CPU AND PSU EMB230 SOFTW | FHH-4783 | 0019011819 | Unknown
000000000060242428 | TNG_001 | DATA ENRICHMENT | MBT | MBT3 |  | 2022-11-23 |  |  | 000000000060242428 | BHP1 | BHP Spares & Supplies | 230000 | Industrial Manufacturing and Processing Machinery and Access | EA | MAN2 | LEVEL SENSOR,OPTICAL LEVEL level sensor | LEVEL SENSOR,OPTICAL LEVEL level sensor O 1D300 LASER LEVEL TRANSMITTER | 1D300
000000000060242660 | TNG_001 | DATA ENRICHMENT | MBT | MBT3 |  | 2022-11-23 |  |  | 000000000060242660 | BHP1 | BHP Spares & Supplies | 251739 | Electrical components | EA | MAN2 | LEVEL,TRANSMITTER,ENDRESS,HAUSER,FMI151 | INST,LEVEL,TRANSMITTER,ENDRESS-HAUSER,FMI151/FMI152 | FMI151
000000000060252012 | TNG_001 | DATA ENRICHMENT | MBT | MBT3 |  | 2022-11-23 |  |  | 000000000060252012 | BHP1 | BHP Spares & Supplies | 411124 | Pressure measuring and control instruments | EA | MAN2 | PRESSURE,SENSOR,IFM,PG2451,G1/2,0-250BAR | PRESSURE, TRANSMITTER, IFM, PG2451, G1/2, EXTERNAL THREAD, ANALOQUE SIGNAL, 0-250BAR, 25, 80DEGREES, CELCIUS ,4-20MA | PG2451 | 0019011819 | Unknown
000000000060216753 | TNG_001 | DATA ENRICHMENT | MBT | MBT3 |  | 2022-11-23 |  |  | 000000000060216753 | BHP1 | BHP Spares & Supplies | 411122 | Temperature and heat measuring instruments | EA | MAN2 | PYROMETER, RAYTEK, 4M CABLE, HIGH TEMP, | PYROMETER, RAYTEK, 4M CABLE, HIGH TEMP, C/W TERMINATION BLOCK, USED WITH MARATHON MR1S TRANSMITTER. | XXX2CCB4 | 0019002732 | RAYTEK
000000000060216752 | TNG_001 | DATA ENRICHMENT | MBT | MBT3 |  | 2022-11-23 |  |  | 000000000060216752 | BHP1 | BHP Spares & Supplies | 411122 | Temperature and heat measuring instruments | EA | MAN2 | PYROMETER, RAYTEK, MARATHON MR1S, IR TEM | PYROMETER, RAYTEK, MARATHON MR1S, IR TEMPRATURE TRANSMITTER, RANGE: 1000, TO 3000 DEGREE CELCIUS, DS: 130:1, OUTPUT: 4-20MA, POWER SUPPLY: 24VDC | MR1SCSF | 0019002732 | RAYTEK
000000000060214985 | TNG_001 | DATA ENRICHMENT | MBT | MBT3 |  | 2022-11-23 |  |  | 000000000060214985 | BHP1 | BHP Spares & Supplies | 601064 | Electronics teaching supplies and equipment | EA | MAN2 | TRANSMITTER, AUTEC MJ03, F3 MUDGU | AUTEC MJ03 SPECIAL TRANSMITTER FOR FURNACE 3 MUDGUN AND CLAY MACHINE., THESE MOTORS HAVE A CLASS, H INSULATION SYSTEM WITH A CLASS B, TEMPERATURE RISE | AUTEC MJ03 | 0019008605 | DANGO DIENENTHAL
000000000060127477 | TNG_001 | DATA ENRICHMENT | MBT | MBT3 |  | 2022-11-23 |  |  | 000000000060127477 | BHP1 | BHP Spares & Supplies | 521615 | Audio/visual equipment | EA | MAN2 | TRANSMITTER, LEVEL, ULTRASONIC, 2 WIRE, | TRANSMITTER, LEVEL, ULTRASONIC, 2 WIRE, NON INTRINSICALLY SAFE, MILLTRONICS | 5-753 | 0019008815 | MILTRONICS
000000000060218321 | TNG_001 | DATA ENRICHMENT | MBT | MBT3 |  | 2022-11-23 |  |  | 000000000060218321 | BHP1 | BHP Spares & Supplies | 601042 | Water testing and conservation and ecology | EA | MAN2 | TRANSMITTER, PH, LIQUILINE M CM42, CM42- | TRANSMITTER, PH, LIQUILINE M CM42, CM42-MAAA000EAE01, SENSOR INPUT:, DIGITAL, MEMOSENS PH, (GLASS) ORP, OUTPUT: 1X4MA, HART, CABLE ENTRY:, GLAND M20X1.5, LANGUAGE ENGLISH, ADDITIONAL OPTION: SYSTEM DAT CY42-S1,, HS-NO: 90278011
000000000060253852 | TNG_001 | DATA ENRICHMENT | MBT | MBT3 |  | 2022-11-23 |  |  | 000000000060253852 | BHP1 | BHP Spares & Supplies | 251739 | Electrical components | EA | MAN2 | TRANSMITTER,1TON,HOIST,NO1,QUADRIX,HBC,T | TRANSMITTER, 1TON, HOIST, NO1, QUADRIX, HBC, TC241, RADIOMATIC | HBC308 QUAD | 0019011819 | Unknown
000000000060251261 | TNG_001 | DATA ENRICHMENT | MBT | MBT3 |  | 2022-11-23 |  |  | 000000000060251261 | BHP1 | BHP Spares & Supplies | 251739 | Electrical components | EA | MAN2 | TRANSMITTER,CM4422XE90,EH,MULTIPARAMETE | INST,TRANSMITTER,CM4422XE90,ENDRESS AND HAUSER,MULTIPARAMETER AND MULTICHANNEL APPLICABLE FOR PROCESS CONTROL,WTP | CM442-2XE9/0 | 0019011819 | Unknown
000000000060255326 | TNG_001 | DATA ENRICHMENT | MBT | MBT3 |  | 2022-11-23 |  |  | 000000000060255326 | BHP1 | BHP Spares & Supplies | 251739 | Electrical components | EA | MAN2 | TRANSMITTER,DRAW,WIRE,WS10,CONNM12,ASM | TRANSMITTER,DRAW WIRE POSITION, WS10-1000-420A-L10-SB0-M12,COMPLETE WITH CONN-M12-8F-G,ASM | WS10-1000-420A-L10-SB0-M12 | 0019011819 | Unknown
000000000060240308 | TNG_001 | DATA ENRICHMENT | MBT | MBT3 |  | 2022-11-23 |  |  | 000000000060240308 | BHP1 | BHP Spares & Supplies | 251739 | Electrical components | EA | MAN2 | TRANSMITTER,ENDRESS,HAUSER,TMT7111F20,TE | INST,TRANSMITTER,ENDRESS+HAUSER,TMT71-11F2/0,TMT71-AAP2AAA1,TEMPERATURE,4-20MA | TMT71-11F2/0
000000000060248225 | TNG_001 | DATA ENRICHMENT | MBT | MBT3 |  | 2022-11-23 |  |  | 000000000060248225 | BHP1 | BHP Spares & Supplies | 401018 | Heating | EA | MAN2 | TRANSMITTER,FOR TAP CHANGER,UNIVERSAL T | TRANSMITTER,TAP CHANGER, UNIVERSAL TRANSMITTER, PR4114 | PR 4114 | 0019011819 | Unknown
000000000060243693 | TNG_001 | DATA ENRICHMENT | MBT | MBT3 |  | 2022-11-23 |  |  | 000000000060243693 | BHP1 | BHP Spares & Supplies | 251739 | Electrical components | EA | MAN2 | TRANSMITTER,IFM,PI2793,PRESSURE | TRANSMITTER,IFM,PI2793,PRESSURE | PI2793 | 0019011819 | Unknown
000000000060243505 | TNG_001 | DATA ENRICHMENT | MBT | MBT3 |  | 2022-11-23 |  |  | 000000000060243505 | BHP1 | BHP Spares & Supplies | 251739 | Electrical components | EA | MAN2 | TRANSMITTER,IFM,PN2094,PRESSURE,M12 | TRANSMITTER,IFM,PN2094,PRESSURE,M12 CONNECTOR,-1-10 BAR,G1/4 PROCESS CONNECTION | PN2094 | 0019011819 | Unknown
000000000060250171 | TNG_001 | DATA ENRICHMENT | MBT | MBT3 |  | 2022-11-23 |  |  | 000000000060250171 | BHP1 | BHP Spares & Supplies | 411165 | Instrument parts and accessories | EA | MAN2 | TRANSMITTER,IFM,SPEED,MONITOR DD2503,EA | TRANSMITTER, IFM,SPEED, MONITOR MODEL DD2503, SUPPLY 110 - 240VAC/DC, DIN RAIL MOUNT. | DD2503 | 0019011819 | Unknown
000000000060243508 | TNG_001 | DATA ENRICHMENT | MBT | MBT3 |  | 2022-11-23 |  |  | 000000000060243508 | BHP1 | BHP Spares & Supplies | 251739 | Electrical components | EA | MAN2 | TRANSMITTER,IFM,TN2531,TEMPERATUR,PT1000 | TRANSMITTER,IFM,TN2531,TEMPERATURE,PT1000,-40-150 DEGREE,THREADED CONNECTION,M18 X 1.5 INTERNAL THREAD,M12 CONNECTOR | TN2531 | 0019011819 | Unknown
000000000060248223 | TNG_001 | DATA ENRICHMENT | MBT | MBT3 |  | 2022-11-23 |  |  | 000000000060248223 | BHP1 | BHP Spares & Supplies | 401018 | Heating | EA | MAN2 | TRANSMITTER,INSERTION TYPE,IFC300 COMPAC | TRANSMITTER,INSERTION TYPE,IFC300 COMPACT MOUNT,12-24VDC,4-20MA OUTPUT,KROHNE,VN304410631001010000 | VN304410630010100000 | 0019011819 | Unknown
000000000060248224 | TNG_001 | DATA ENRICHMENT | MBT | MBT3 |  | 2022-11-23 |  |  | 000000000060248224 | BHP1 | BHP Spares & Supplies | 401018 | Heating | EA | MAN2 | TRANSMITTER,INSERTION TYPE,IFC300 WALL M | TRANSMITTER,INSERTION TYPE,IFC300 WALL MOUNT,12-24VDC,4-20MA OUTPUT,KROHNE,VN304N10630010100000 | VN304N10630010100000 | 0019011819 | Unknown
000000000060243012 | TNG_001 | DATA ENRICHMENT | MBT | MBT3 |  | 2022-11-23 |  |  | 000000000060243012 | BHP1 | BHP Spares & Supplies | 461515 | Crowd control equipment | EA | MAN2 | TRANSMITTER,LEVEL,EH,FMU90-R11CA111AA1A, | TRANSMITTER,LEVEL/FLOW,ULTRASONIC,EH,FMU90-R11CA111AA1A, 90-253VAC,0/4-20MA,HARD,RELAY,OUT | FMU90-R11CA111AA1A
000000000060244291 | TNG_001 | DATA ENRICHMENT | MBT | MBT3 |  | 2022-11-23 |  |  | 000000000060244291 | BHP1 | BHP Spares & Supplies | 411165 | Instrument parts and accessories | EA | MAN2 | TRANSMITTER,LEVEL,RADAR,EH,LEVELFLEXFMP5 | TRANSMITTER,LEVEL,RADAR,ENDRESS AND HAUSER, WATERSEAL,LEVEL FLEXFMP57,FMP57-225A5/0 | LEVELFLEX FMP57 | 0019011819 | Unknown
000000000060252151 | TNG_001 | DATA ENRICHMENT | MBT | MBT3 |  | 2022-11-23 |  |  | 000000000060252151 | BHP1 | BHP Spares & Supplies | 200000 | Mining Machinery and Accessories | EA | MAN2 | TRANSMITTER,LEVEL,VEGAP64,420,RADAR | TRANSMITTER,LEVEL,VEGAPULS64,RADAR,LIQIUDS,LEVEL,MEASUREMENT | PS64.AXBXCCHXKMKXX | 0019011819 | Unknown
000000000060254734 | TNG_001 | DATA ENRICHMENT | MBT | MBT3 |  | 2022-11-23 |  |  | 000000000060254734 | BHP1 | BHP Spares & Supplies | 251739 | Electrical components | EA | MAN2 | TRANSMITTER,LEVEL,WIKA,PN13282752,S2613T | TRANSMITTER, LEVEL, WIKA, PN13282752, S2613T4F, 4-20MA, 10-30VDC, 0-30MH2O | PN13282752 | 0019011819 | Unknown
000000000060254926 | TNG_001 | DATA ENRICHMENT | MBT | MBT3 |  | 2022-11-23 |  |  | 000000000060254926 | BHP1 | BHP Spares & Supplies | 310000 | Manufacturing Components and Supplies | EA | MAN2 | TRANSMITTER,LOAD CELL,TDC/I/0550,PASTE C | TRANSMITTER,LOAD CELL,TDC/I/0550,PASTE CRANE | TDC/I/0550
000000000060252169 | TNG_001 | DATA ENRICHMENT | MBT | MBT3 |  | 2022-11-23 |  |  | 000000000060252169 | BHP1 | BHP Spares & Supplies | 391200 | Electrical equipment and components and supplies | EA | MAN2 | TRANSMITTER,MJ03,RF | TRANSMITTER, MJ03, RF
000000000060243069 | TNG_001 | DATA ENRICHMENT | MBT | MBT3 |  | 2022-11-23 |  |  | 000000000060243069 | BHP1 | BHP Spares & Supplies | 251739 | Electrical components | EA | MAN2 | TRANSMITTER,MODEL,C801SB,TUFF,TILT420 | INST,TRANSMITTER,PRECISION TILT METER,BAXIAL,4-20MA,RANGE: -3DEG TO 3DG,TUFF TILT 420,MODEL:C801-SB C/W MOUNTING PLATE ASSEMBLY PN: | MODEL:C801-SB
000000000060242491 | TNG_001 | DATA ENRICHMENT | MBT | MBT3 |  | 2022-11-23 |  |  | 000000000060242491 | BHP1 | BHP Spares & Supplies | 200000 | Mining Machinery and Accessories | EA | MAN2 | TRANSMITTER,OIL,PRESSURE,71198849,DD210L | OIL PRESURE TRANSMITTER, PN 71198849, DD210L | 71198849
000000000060249319 | TNG_001 | DATA ENRICHMENT | MBT | MBT3 |  | 2022-11-23 |  |  | 000000000060249319 | BHP1 | BHP Spares & Supplies | 391200 | Electrical equipment and components and supplies | EA | MAN2 | TRANSMITTER,PRESSURE,1TO100BAR,VEGA,VEGA | TRANSMITTER,PRESSURE,NEGATIVE1_TO_POSITIVE100BAR,VEGABAR83,B83.AXMNSGISHXKIMXX,24V,22MA,4-20MA | B83.AXMNSGISHXKIMXX | 0019011819 | Unknown
000000000060242415 | TNG_001 | DATA ENRICHMENT | MBT | MBT3 |  | 2022-11-23 |  |  | 000000000060242415 | BHP1 | BHP Spares & Supplies | 411165 | Instrument parts and accessories | EA | MAN2 | TRANSMITTER,PRESSURE,MODEL A-10 | Pressure transmitter Model A-10 | WIKA
000000000060244044 | TNG_001 | DATA ENRICHMENT | MBT | MBT3 |  | 2022-11-23 |  |  | 000000000060244044 | BHP1 | BHP Spares & Supplies | 230000 | Industrial Manufacturing and Processing Machinery and Access | EA | MAN2 | TRANSMITTER,PRESSURE,MODELUPT-20,0...16B | TRANSMITTER,PRESSURE,MODEL,UPT-20,0...16BAR,WIKA | ,UPT-20 | 0019011819 | Unknown
000000000060244237 | TNG_001 | DATA ENRICHMENT | MBT | MBT3 |  | 2022-11-23 |  |  | 000000000060244237 | BHP1 | BHP Spares & Supplies | 411124 | Pressure measuring and control instruments | EA | MAN2 | TRANSMITTER,PRESSURE,RANGE 0 TO 4 BAR,WI | TRANSMITTER,PRESSURE,RANGE 0 TO 4 BAR,WIKA,14071137,INPUT 8 TO 35V,OUTPUT 4 TO 20MA | 14071137 | 0019011819 | Unknown
000000000060240345 | TNG_001 | DATA ENRICHMENT | MBT | MBT3 |  | 2022-11-23 |  |  | 000000000060240345 | BHP1 | BHP Spares & Supplies | 251739 | Electrical components | EA | MAN2 | TRANSMITTER,PRESSURE,ROSEMOUNT,3051CA2A2 | INST,TRANSMITTER,PRESSURE,ROSEMOUNT,MODEL:3051CA2A22A1AM5B4DF,4-20MA,10.5-55VDC | MODEL:3051CA2A22A1AM5B4DF
000000000060251303 | TNG_001 | DATA ENRICHMENT | MBT | MBT3 |  | 2022-11-23 |  |  | 000000000060251303 | BHP1 | BHP Spares & Supplies | 251739 | Electrical components | EA | MAN2 | TRANSMITTER,PRESSURE,SITRANS,P420,7MF044 | TRANSMITTER,PRESSURE,SITRANS,P420,7MFF04401RM015AF2-Z 0-,5MH20 | 7MFF04401RM015AF2-Z | 0019011819 | Unknown
000000000060239154 | TNG_001 | DATA ENRICHMENT | MBT | MBT3 |  | 2022-11-23 |  |  | 000000000060239154 | BHP1 | BHP Spares & Supplies | 411165 | Instrument parts and accessories | EA | MAN2 | TRANSMITTER,PRESSURE,VEGABAR82, | INST,PRESSURE TRANSMITTER,VEGABAR 82,B82.AXDASAGDSSXKIMXX,EID:ZC88883292
000000000060239153 | TNG_001 | DATA ENRICHMENT | MBT | MBT3 |  | 2022-11-23 |  |  | 000000000060239153 | BHP1 | BHP Spares & Supplies | 411165 | Instrument parts and accessories | EA | MAN2 | TRANSMITTER,PRESSURE,VEGABAR82,AXDASAGDS | INST,PRESSURE TRANSMITTER,VEGABAR 82,B82.AXDASAGDSHXRIMXX,EID:ZC111619344
000000000060252428 | TNG_001 | DATA ENRICHMENT | MBT | MBT3 |  | 2022-11-23 |  |  | 000000000060252428 | BHP1 | BHP Spares & Supplies | 251739 | Electrical components | EA | MAN2 | TRANSMITTER,PRESSURE,VEGABAR82,B82,AXDNS | TRANSMITTER, PRESSURE, VEGABAR82, B82, AXDNSAGISHXKIMAX, RANGE:0-25 BAR, 24VDC | AXDNSAGISHXKIMAX | 0019011819 | Unknown
000000000060244630 | TNG_001 | DATA ENRICHMENT | MBT | MBT3 |  | 2022-11-23 |  |  | 000000000060244630 | BHP1 | BHP Spares & Supplies | 251739 | Electrical components | EA | MAN2 | TRANSMITTER,PRESSURE,WIKA,MODEL,S20 | INST, TRANSMITTER, PRESSURE, WIKA, MODEL S-20,MEASURING RANGES FROM 0-0.4 TO 1.600 BAR(0-10 TO 20,000PSI), OUTPUT SIGNAL-4.20MA, DC | MODEL S-20 | 0019011819 | Unknown
000000000060240485 | TNG_001 | DATA ENRICHMENT | MBT | MBT3 |  | 2022-11-23 |  |  | 000000000060240485 | BHP1 | BHP Spares & Supplies | 411165 | Instrument parts and accessories | EA | MAN2 | TRANSMITTER,R/I,0/10KOHM,4/20MA,EA | TRANSMITTER,R/I, PR ELECTRONICS , 0/10KOHM, 4/20MA, EA | PR 2202 R 2 D
000000000060244875 | TNG_001 | DATA ENRICHMENT | MBT | MBT3 |  | 2022-11-23 |  |  | 000000000060244875 | BHP1 | BHP Spares & Supplies | 411165 | Instrument parts and accessories | EA | MAN2 | TRANSMITTER,SDM DENSITY,ROHSONICS,EA | TRANSMITTER, SDM DENSITY, ROHSONICS, CALIBRATION FOR SLURRY SGX1000: 900-2500 S.G. 0-50C , INCLUDING CONTANTS FOR 3A SERIES ANALYSER | 3A0-210-031 | 0019011819 | Unknown
000000000060245746 | TNG_001 | DATA ENRICHMENT | MBT | MBT3 |  | 2022-11-23 |  |  | 000000000060245746 | BHP1 | BHP Spares & Supplies | 200000 | Mining Machinery and Accessories | EA | MAN2 | TRANSMITTER,SUBMERSABLE,PRESSURE,VEGAWEL | TRANSMITTER,SUBMERSABLE,PRESSURE,VEGAWELL,52
000000000060238919 | TNG_001 | DATA ENRICHMENT | MBT | MBT3 |  | 2022-11-23 |  |  | 000000000060238919 | BHP1 | BHP Spares & Supplies | P1720 | Instrumentation, pressure, temperature, positional, electric | EA | MAN2 | TRANSMITTER,TEMP,TXISOPACK,2WIRE,4-20MA | TEMAPERATURE,TRANSMITTER TXISOPACK 2 WIRE 4-20MA, HEADMOUNT,PROGRAMMABLE C/W CABLE
000000000060252711 | TNG_001 | DATA ENRICHMENT | MBT | MBT3 |  | 2022-11-23 |  |  | 000000000060252711 | BHP1 | BHP Spares & Supplies | 411122 | Temperature and heat measuring instruments | EA | MAN2 | TRANSMITTER,TEMPERATURE,0 TO 850 CELCIUS | TRANSMITTER,TEMPERATURE, 0 TO 850 CELCIUS,PR ELECTRONICS,3333,RTD INPUT,4-20MA OUTPUT | 3333 | 0019011819 | Unknown
000000000060252712 | TNG_001 | DATA ENRICHMENT | MBT | MBT3 |  | 2022-11-23 |  |  | 000000000060252712 | BHP1 | BHP Spares & Supplies | 411122 | Temperature and heat measuring instruments | EA | MAN2 | TRANSMITTER,TEMPERATURE,PT100 TO PT1000/ | TRANSMITTER,TEMPERATURE,PT100 TO PT1000/TC,PR ELECTRONICS,5331A,RTD/TC INPUT,4-20MA OUTPUT | 5531A | 0019011819 | Unknown
000000000060254532 | TNG_001 | DATA ENRICHMENT | MBT | MBT3 |  | 2022-11-23 |  |  | 000000000060254532 | BHP1 | BHP Spares & Supplies | 411115 | Weight measuring instruments | EA | MAN2 | TRANSMITTER,UNIPRO V,PROCESS AUTOMATION, | TRANSMITTER, UNIPRO V, PROCESS AUTOMATION, MTH-0240, WITH SOFTWARE LOADED, 90-230VAC, IP66, OLED, CPU, PSU, RS-485 PORT, 1 DI, 1 4-2 | MTH-0240 | 0019011819 | Unknown
000000000060245789 | TNG_001 | DATA ENRICHMENT | MBT | MBT3 |  | 2022-11-23 |  |  | 000000000060245789 | BHP1 | BHP Spares & Supplies | 200000 | Mining Machinery and Accessories | EA | MAN2 | TRANSMITTER,UNIPROV,DOUBLE,DOOR | TRANSMITTER,UNIPROV,DOUBLE,DOOR,MILD,STEEL,IP66
000000000060248086 | TNG_001 | DATA ENRICHMENT | MBT | MBT3 |  | 2022-11-23 |  |  | 000000000060248086 | BHP1 | BHP Spares & Supplies | 411165 | Instrument parts and accessories | EA | MAN2 | TRANSMITTER,UNIVERSAL,MODEL 4116,EA | TRANSMITTER, UNIVERSAL, MAKE PR ELECTRONICS, SUPPLY VOLTAGE 21 TO 253 Vac, OUTPUT 0 TO 20mA, INPUT FOR RTD, TC, Ohm, POTENTIOMETER, | MODEL 4116 | 0019011819 | Unknown
000000000060243414 | TNG_001 | DATA ENRICHMENT | MBT | MBT3 |  | 2022-11-23 |  |  | 000000000060243414 | BHP1 | BHP Spares & Supplies | 251739 | Electrical components | EA | MAN2 | TRANSMITTER,VEGA,PRESSURE,VEGABAR38 | INST,TRANSMITTER,VEGA,PRESSURE,VEGABAR38,THREE WIRE WITH IO LINK,CERAMIC MEASURING CELL | VEGABAR38 | 0019011819 | Unknown
000000000060243697 | TNG_001 | DATA ENRICHMENT | MBT | MBT3 |  | 2022-11-23 |  |  | 000000000060243697 | BHP1 | BHP Spares & Supplies | 251739 | Electrical components | EA | MAN2 | TRANSMITTER,WIKA,LEVEL,LS10,1BAR,4-20MA | TRANSMITTER,WIKA,LEVEL,LS10,1BAR,20 METER CABLE,LS-10A-BBD-GD-L-ZZZ,HYDRO STATIC LEVEL TRANSMITTER,4-20MA,2 WIRE | LS10 | 0019011819 | Unknown
000000000060243695 | TNG_001 | DATA ENRICHMENT | MBT | MBT3 |  | 2022-11-23 |  |  | 000000000060243695 | BHP1 | BHP Spares & Supplies | 251739 | Electrical components | EA | MAN2 | TRANSMITTER,WIKA,LEVEL,LS10,2.5BAR,4-20M | TRANSMITTER,WIKA,LEVEL,LS10,2.5BAR,40 METER CABLE,LS-10-A-BBF-GD-P-ZZZ,HYDRO STATIC LEVEL TRANSMITTER,4-20MA,2 WIRE | LS10 | 0019011819 | Unknown