## Sheet1
Material | Activities | Project Code | Production User | Production Comments | Start Date | End Date | Remarks | Common | Plant | Clt | X-Plant Status | Maint Status | OEM/MNFR | Short | PO Text | Manufacturer Part No. | Manufacturer | Name | Reference URL | Reference URL1 | MNFR | PTNO | MNFR 1 | PTNO 1 | MNFR 2 | PTNO 2 | DRAWING NO | DRAWING VERSION | Item Number | Equipment Type | Equipment Manufacturer | Equipment Model | Equipment Serial | Enriched/Cleansed | Comment | Noun | Modifier | Attribute Name 1 | Attribute Value 1 | Attribute Name 2 | Attribute Value 2 | Attribute Name 3 | Attribute Value 3 | Attribute Name 4 | Attribute Value 4 | Attribute Name 5 | Attribute Value 5 | Attribute Name 6 | Attribute Value 6 | Attribute Name 7 | Attribute Value 7 | Attribute Name 8 | Attribute Value 8 | Attribute Name 9 | Attribute Value 9 | Attribute Name 10 | Attribute Value 10 | Attribute Name 11 | Attribute Value 11 | Attribute Name 12 | Attribute Value 12 | Attribute Name 13 | Attribute Value 13 | Attribute Name 14 | Attribute Value 14 | Attribute Name 15 | Attribute Value 15 | Attribute Name 16 | Attribute Value 16 | Attribute Name 17 | Attribute Value 17 | Attribute Name 18 | Attribute Value 18 | Attribute Name 19 | Attribute Value 19 | Attribute Name 20 | Attribute Value 20 | Attribute Name 21 | Attribute Value 21 | Attribute Name 22 | Attribute Value 22 | Attribute Name 23 | Attribute Value 23 | Attribute Name 24 | Attribute Value 24 | Attribute Name 25 | Attribute Value 25 | Attribute Name 26 | Attribute Value 26 | Attribute Name 27 | Attribute Value 27 | Attribute Name 28 | Attribute Value 28 | Attribute Name 29 | Attribute Value 29
1288761 | Data Enrichment | STP_002 - 0002 | MKV |  | 2022-07-13 | [6 empty] | KDELBVC |  | ACTUATOR,PNEU;40-140 PSI,-20 TO 93 DEGC | ACTUATOR,PNEUMATIC;PRESSURE RATING:40-140 PSI,TEMPERATURE RATING:-20 TO 93 DEGC,ADDITIONAL FEATURES EN:92 SERIES,MNFR:BRAY INTERNATIONAL,PTNO:921190-11350532 | 921190-11350532
1289712 | Data Enrichment | STP_002 - 0002 | MKV |  | 2022-07-13 | [6 empty] | KDELBVQC |  | ACTUATOR,PNEU;BOW 300 92/210 FAIL LAST | ACTUATOR,PNEUMATIC;ADDITIONAL FEATURES EN:BOW 300 92/210 FAIL LAST,PTNO:922100-11350532\9000E2-22650536 \9FMTKN | 922100-11350532\9000E2-22650536 \9FMTKN
1220393 | Data Enrichment | STP_002 - 0002 | MKV |  | 2022-07-13 | [6 empty] | KELVDBC | #N/A | ACTUATOR,PNEU;DBL ACTNG,QTR-TRN,G1/4 | ACTUATOR,PNEUMATIC;TYPE:DOUBLE ACTING,QUARTER-TURN,INLET CONNECTION SIZE:G1/4,INLET CONNECTION TYPE:BSPP,OUTLET CONNECTION SIZE:G1/4,OUTLET CONNECTION TYPE:BSPP,TORQUE RATING:960 NM,PRESSURE RATING:5.6 BAR,TEMPERATURE RATING:-20 TO 80 DEG C,MATERIAL:WROUGHT ALUMINUM ALLOY,MOUNTING TYPE:FLANGE,CERTIFICATION/STANDARD:ATEX,ISO 5211,ROHS,SIL,VDI/VDE 3845,ADDITIONAL FEATURES EN:90 DEG SWIVEL ANGLE,MNFR | 533478 | 1031504 | FESTO
1186257 | Data Enrichment | STP_002 - 0002 | MKV |  | 2022-07-13 | [6 empty] | KELVDBC | #N/A | ACTUATOR,PNEU;DBL ACTNG,QTR-TRN,G1/8 | ACTUATOR,PNEUMATIC;TYPE:DOUBLE ACTING,QUARTER-TURN,INLET CONNECTION SIZE:G1/8,INLET CONNECTION TYPE:BSPP,OUTLET CONNECTION SIZE:G1/8,OUTLET CONNECTION TYPE:BSPP,TORQUE RATING:60 NM,PRESSURE RATING:5.6 BAR,TEMPERATURE RATING:-20 TO 80 DEG C,MATERIAL:WROUGHT ALUMINUM ALLOY,MOUNTING TYPE:FLANGE,CERTIFICATION/STANDARD:ATEX,ISO 5211,ROHS,SIL,VDI/VDE 3845,ADDITIONAL FEATURES EN:90 DEG SWIVEL ANGLE,CLOSE | 533477 | 1031504 | FESTO
1216162 | Data Enrichment | STP_002 - 0002 | MKV |  | 2022-07-13 | [6 empty] | KELVDBC | #N/A | ACTUATOR,PNEU;DBL ACTNG,QTR-TRN,G1/8 | ACTUATOR,PNEUMATIC;TYPE:DOUBLE ACTING,QUARTER-TURN,INLET CONNECTION SIZE:G1/8,INLET CONNECTION TYPE:BSPP,OUTLET CONNECTION SIZE:G1/8,OUTLET CONNECTION TYPE:BSPP,TORQUE RATING:240 NM,PRESSURE RATING:5.6 BAR,TEMPERATURE RATING:-20 TO 80 DEG C,MATERIAL:WROUGHT ALUMINUM ALLOY,MOUNTING TYPE:FLANGE,CERTIFICATION/STANDARD:ATEX,ISO 5211,ROHS,SIL,VDI/VDE 3845,ADDITIONAL FEATURES EN:90 DEG SWIVEL ANGLE,CLOS | 533422 | 1031504 | FESTO
1192887 | Data Enrichment | STP_002 - 0002 | MKV |  | 2022-07-13 | [6 empty] | KELVDBC | #N/A | ACTUATOR,PNEU;DBL ACTNG,QTR-TRN,G3/8 | ACTUATOR,PNEUMATIC;TYPE:DOUBLE ACTING,QUARTER-TURN,INLET CONNECTION SIZE:G3/8,INLET CONNECTION TYPE:BSPP,OUTLET CONNECTION SIZE:G3/8,OUTLET CONNECTION TYPE:BSPP,TORQUE RATING:8000 NM,PRESSURE RATING:5.6 BAR,TEMPERATURE RATING:-20 TO 80 DEG C,MATERIAL:WROUGHT ALUMINUM ALLOY,MOUNTING TYPE:FLANGE,CERTIFICATION/STANDARD:ATEX,ISO 5211,ROHS,SIL,VDI/VDE 3845,ADDITIONAL FEATURES EN:90 DEG SWIVEL ANGLE,MNF | 560855 | 1031504 | FESTO
1289714 | Data Enrichment | STP_002 - 0002 | MKV |  | 2022-07-13 | [6 empty] | KDELBVQC |  | ACTUATOR;BOW 100 92/083 | ACTUATOR;ADDITIONAL FEATURES EN:BOW 100 92/083,PTNO:920830-11350532\9000B1-226 | 920830-11350532\9000B1-226
1289585 | Data Enrichment | STP_002 - 0002 | MKV |  | 2022-07-13 | [6 empty] | KDELBVQC |  | ACTUATOR;FAIL LAST,9063-03,BFF 50 92/063 | ACTUATOR;ADDITIONAL FEATURES EN:FAIL LAST,9063-03,BFF 50 92/063,PTNO:920630-11350532 140150-2235P534 9F9063 | 920630-11350532 140150-2235P534 9F9063
1289569 | Data Enrichment | STP_002 - 0002 | MKV |  | 2022-07-13 | [6 empty] | KDELBVQC |  | ACTUATOR;FAIL LAST,BFF 200 92/210 | ACTUATOR;ADDITIONAL FEATURES EN:FAIL LAST,BFF 200 92/210,PTNO:922100-11350532 150600-22351534\9F9063 | 922100-11350532 150600-22351534\9F9063
1289581 | Data Enrichment | STP_002 - 0002 | MKV |  | 2022-07-13 | [6 empty] | KDELBVQC |  | ACTUATOR;FAIL LAST,BFF 25 92/063 | ACTUATOR;ADDITIONAL FEATURES EN:FAIL LAST,BFF 25 92/063,PTNO:920630-11350532 140100-22350534 9F\9F9063 | 920630-11350532 140100-22350534 9F
1194525 | Data Enrichment | STP_002 - 0002 | MKV |  | 2022-07-13 | [6 empty] | KELVDBC | #N/A | ACTUATOR;LNR DRV,DIA 200 MM,DFPI 200-175 | ACTUATOR;TYPE:LINEAR DRIVE,SIZE:DIA 200 MM,ADDITIONAL FEATURES EN:DFPI 200-175,MNFR:FESTO,PTNO:4587974 | 4587974 | 1031504 | FESTO
1242177 | Data Enrichment | STP_002 - 0002 | MKV |  | 2022-07-13 | [6 empty] | KDELBCV | OEM | ASSEMBLY;ABB,3BSE013235R1,UNT,EXTENDED | ASSEMBLY;MNFR:ABB,PTNO:3BSE013235R1,ADDITIONAL FEATURES EN:UNIT,EXTENDED MODULE,TERMINAL TU831V1 | 3BSE013235R1 | 3000014 | ABB
1238935 | Data Enrichment | STP_002 - 0002 | MKV |  | 2022-07-13 | [6 empty] | KDELBCV |  | ASSEMBLY;CANNON WTR REMT CAB CTRLD,LINC | ASSEMBLY;ADDITIONAL FEATURES EN:CANNON WATER REMOTE CAB CONTROLLED,MNFR:LINCOLN,PTNO:AKRON3491 | AKRON3491
1215611 | Data Enrichment | STP_002 - 0002 | MKV |  | 2022-07-13 | [6 empty] | KELVDBC |  | BATTERY,D/CELL;ALCALINE,1.5 V,130 MAH | BATTERY,DRY CELL;TYPE:ALCALINE,VOLTAGE RATING:1.5 V,CAPACITY:130 MAH,SIZE:DIA 26 X HT 50 MM,ADDITIONAL FEATURES EN::MNFR:DURACELL, PTNO:R14 PE
1205944 | Data Enrichment | STP_002 - 0002 | MKV |  | 2022-07-13 | [6 empty] | KELVDBC |  | BATTERY,D/CELL;ALKLN,1.5 V,AAA LR03,DIA | BATTERY,DRY CELL;TYPE:ALKALINE,VOLTAGE RATING:1.5 V,SIZE DESIGNATION:AAA LR03,SIZE:DIA 13/32 X LG 1-3/4 IN,CONNECTION TYPE:BUTTON TOP,TEMPERATURE RATING:-20 TO 54 DEG C,MNFR:DURACELL,PTNO:MN2400 AAA | MN2400 AAA
1188573 | Data Enrichment | STP_002 - 0002 | MKV |  | 2022-07-13 | [6 empty] | KELVDBC | #N/A | BATTERY,RECHRG;3.6 V,1200 MAH,LI,DIA | BATTERY,RECHARGEABLE;VOLTAGE RATING:3.6 V,CAPACITY:1200 MAH,CHEMICAL COMPOSITION:LITHIUM,SIZE:DIA 37/64 X HT 1-3/64 IN,ROHS COMPLIANCE:YES,ADDITIONAL FEATURES EN:DRAWING THERMIX CANADA,MNFR:SCHNEIDER ELECTRIC,PTNO:TSXPLP01,DRAWING NO:3673 E15 | TSXPLP01 | 1034747 | SCHNEIDER ELECTRIC
1220549 | Data Enrichment | STP_002 - 0002 | MKV |  | 2022-07-13 | [6 empty] | KELVDBC |  | BATTERY,RECHRG;COIN CELL,3 V,225 MAH,LI | BATTERY,RECHARGEABLE;TYPE:COIN CELL,VOLTAGE RATING:3 V,CAPACITY:225 MAH,CHEMICAL COMPOSITION:LITHIUM MANGANESE DIOXIDE,SIZE:DIA 0.79 X HT 0.13 IN,OPERATING TEMPERATURE RANGE:-30 TO 70 DEG C,MNFR:RENATA,PTNO:CR2032,MNFR 1:ENERGIZER | CR2032
1222433 | Data Enrichment | STP_002 - 0002 | MKV |  | 2022-07-13 | [6 empty] | KELVDBC |  | BATTERY,RECHRG;PKT,1.2 VDC,200 AH | BATTERY,RECHARGEABLE;TYPE:POCKET,VOLTAGE RATING:1.2 VDC,CAPACITY:200 AH,CHEMICAL COMPOSITION:NICKEL CADMIUM,SIZE:WD 165 X LG 107 X HT 348 MM,OPERATING TEMPERATURE RANGE:-40 TO 60 DEG C,CERTIFICATION/STANDARD:IEC 62259,ADDITIONAL FEATURES EN:MNFR:MEGAHVT,PTNO: KPL200
1213267 | Data Enrichment | STP_002 - 0002 | MKV |  | 2022-07-13 | [6 empty] | KELVDBC | MNFR | BEARING;SKF,B-SNL3140,ID 170 MM,STL | BEARING;MNFR:SKF,PTNO:B-SNL3140,INSIDE DIAMETER:170 MM,OUTSIDE DIAMETER:340 MM,OVERALL WIDTH:290 MM,MATERIAL:STEEL,DYNAMIC LOAD RATING:2600 KN,ADDITIONAL FEATURES EN:CITI B | B-SNL3140 | 3000348 | SKF
1214379 | Data Enrichment | STP_002 - 0002 | MKV |  | 2022-07-13 | [6 empty] | KELVDBC |  | BIT,DRIL;DIA 14 MM,LG 212 MM,MORSE TPRD | BIT,DRILL;DIAMETER:14 MM,LENGTH:212 MM,SHANK TYPE:MORSE TAPERED,MATERIAL:HIGH SPEED STEEL,COATING/FINISH:BLUE,POINT ANGLE:118 DEG,FLUTE LENGTH:114 MM,CERTIFICATION/STANDARD:DIN 345,ADDITIONAL FEATURES EN:TYPE N,STANDARD POINT,MNFR:SOMTA,PTNO:2021400SO | 2021400SO
1206164 | Data Enrichment | STP_002 - 0002 | MKV |  | 2022-07-13 | [6 empty] | KELVDBC |  | BIT,DRIL;DIA 15 MM,LG 212 MM,MORSE TPRD | BIT,DRILL;DIAMETER:15 MM,LENGTH:212 MM,SHANK TYPE:MORSE TAPERED,MATERIAL:HIGH SPEED STEEL,COATING/FINISH:BLUE,POINT ANGLE:118 DEG,FLUTE LENGTH:114 MM,CERTIFICATION/STANDARD:DIN 345,ADDITIONAL FEATURES EN:TYPE N,STANDARD POINT,MNFR:SOMTA,PTNO:2021500SO | 2021500SO
1221226 | Data Enrichment | STP_002 - 0002 | MKV |  | 2022-07-13 | [6 empty] | KELVDBC |  | BIT,DRIL;DIA 16 MM,LG 218 MM,MORSE TPRD | BIT,DRILL;DIAMETER:16 MM,LENGTH:218 MM,SHANK TYPE:MORSE TAPERED,MATERIAL:HIGH SPEED STEEL,COATING/FINISH:BLUE,POINT ANGLE:118 DEG,FLUTE LENGTH:120 MM,CERTIFICATION/STANDARD:DIN 345,ADDITIONAL FEATURES EN:TYPE N,STANDARD POINT,MNFR:SOMTA,PTNO:2021600SO | 2021600SO
1212600 | Data Enrichment | STP_002 - 0002 | MKV |  | 2022-07-13 | [6 empty] | KELVDBC |  | BIT,DRIL;DIA 17 MM,LG 223 MM,MORSE TPRD | BIT,DRILL;DIAMETER:17 MM,LENGTH:223 MM,SHANK TYPE:MORSE TAPERED,MATERIAL:HIGH SPEED STEEL,COATING/FINISH:BLUE,POINT ANGLE:118 DEG,FLUTE LENGTH:125 MM,CERTIFICATION/STANDARD:DIN 345,ADDITIONAL FEATURES EN:TYPE N,STANDARD POINT,MNFR:SOMTA,PTNO:2021700SO | 2021700SO
1211789 | Data Enrichment | STP_002 - 0002 | MKV |  | 2022-07-13 | [6 empty] | KELVDBC |  | BIT,DRIL;DIA 19 MM,LG 233 MM,MORSE TPRD | BIT,DRILL;DIAMETER:19 MM,LENGTH:233 MM,SHANK TYPE:MORSE TAPERED,MATERIAL:HIGH SPEED STEEL,COATING/FINISH:BLUE,POINT ANGLE:118 DEG,FLUTE LENGTH:135 MM,CERTIFICATION/STANDARD:DIN 345,ADDITIONAL FEATURES EN:TYPE N,STANDARD POINT,MNFR:SOMTA,PTNO:2021900SO | 2021900SO
1211359 | Data Enrichment | STP_002 - 0002 | MKV |  | 2022-07-13 | [6 empty] | KELVDBC |  | BIT,DRIL;DIA 20 MM,LG 253 MM,MORSE TPRD | BIT,DRILL;DIAMETER:20 MM,LENGTH:253 MM,SHANK TYPE:MORSE TAPERED,MATERIAL:HIGH SPEED STEEL,COATING/FINISH:BLUE,POINT ANGLE:118 DEG,FLUTE LENGTH:155 MM,CERTIFICATION/STANDARD:DIN 345,ADDITIONAL FEATURES EN:TYPE N,STANDARD POINT,MNFR:SOMTA,PTNO:2022000SO | 2022000SO
1189103 | Data Enrichment | STP_002 - 0002 | MKV |  | 2022-07-13 | [6 empty] | KELVDBC |  | BIT,DRIL;DIA 21 MM,LG 243 MM,MORSE TPRD | BIT,DRILL;DIAMETER:21 MM,LENGTH:243 MM,SHANK TYPE:MORSE TAPERED,MATERIAL:HIGH SPEED STEEL,COATING/FINISH:BLUE,POINT ANGLE:118 DEG,FLUTE LENGTH:145 MM,CERTIFICATION/STANDARD:DIN 345,ADDITIONAL FEATURES EN:TYPE N,STANDARD POINT,MNFR:SOMTA,PTNO:2022100SO | 2022100SO
1217854 | Data Enrichment | STP_002 - 0002 | MKV |  | 2022-07-13 | [6 empty] | KELVDBC |  | BIT,DRIL;DIA 22 MM,LG 248 MM,MORSE TPRD | BIT,DRILL;DIAMETER:22 MM,LENGTH:248 MM,SHANK TYPE:MORSE TAPERED,MATERIAL:HIGH SPEED STEEL,COATING/FINISH:BLUE,POINT ANGLE:118 DEG,FLUTE LENGTH:150 MM,CERTIFICATION/STANDARD:DIN 345,ADDITIONAL FEATURES EN:TYPE N,STANDARD POINT,MNFR:SOMTA,PTNO:2022200SO | 2022200SO
1207936 | Data Enrichment | STP_002 - 0002 | MKV |  | 2022-07-13 | [6 empty] | KELVDBC |  | BIT,DRIL;DIA 23 MM,LG 253 MM,MORSE TPRD | BIT,DRILL;DIAMETER:23 MM,LENGTH:253 MM,SHANK TYPE:MORSE TAPERED,MATERIAL:HIGH SPEED STEEL,COATING/FINISH:BLUE,POINT ANGLE:118 DEG,FLUTE LENGTH:155 MM,CERTIFICATION/STANDARD:DIN 345,ADDITIONAL FEATURES EN:TYPE N,STANDARD POINT,MNFR:SOMTA,PTNO:2022300SO | 2022300SO
1222338 | Data Enrichment | STP_002 - 0002 | MKV |  | 2022-07-13 | [6 empty] | KELVDBC |  | BIT,DRIL;DIA 24 MM,LG 281 MM,MORSE TPRD | BIT,DRILL;DIAMETER:24 MM,LENGTH:281 MM,SHANK TYPE:MORSE TAPERED,MATERIAL:HIGH SPEED STEEL,COATING/FINISH:BLUE,POINT ANGLE:118 DEG,FLUTE LENGTH:160 MM,CERTIFICATION/STANDARD:DIN 345,ADDITIONAL FEATURES EN:TYPE N,STANDARD POINT,MNFR:SOMTA,PTNO:2032400SO | 2032400SO
1185686 | Data Enrichment | STP_002 - 0002 | MKV |  | 2022-07-13 | [6 empty] | KELVDBC |  | BIT,DRIL;DIA 25 MM,LG 281 MM,MORSE TPRD | BIT,DRILL;DIAMETER:25 MM,LENGTH:281 MM,SHANK TYPE:MORSE TAPERED,MATERIAL:HIGH SPEED STEEL,COATING/FINISH:BLUE,POINT ANGLE:118 DEG,FLUTE LENGTH:160 MM,CERTIFICATION/STANDARD:DIN 345,ADDITIONAL FEATURES EN:TYPE N,STANDARD POINT,MNFR:SOMTA,PTNO:2032500SO | 2032500SO
1215071 | Data Enrichment | STP_002 - 0002 | MKV |  | 2022-07-13 | [6 empty] | KELVDBC |  | BIT,DRIL;DIA 26 MM,LG 286 MM,MORSE TPRD | BIT,DRILL;DIAMETER:26 MM,LENGTH:286 MM,SHANK TYPE:MORSE TAPERED,MATERIAL:HIGH SPEED STEEL,COATING/FINISH:BLUE,POINT ANGLE:118 DEG,FLUTE LENGTH:165 MM,CERTIFICATION/STANDARD:DIN 345,ADDITIONAL FEATURES EN:TYPE N,STANDARD POINT,MNFR:SOMTA,PTNO:2032600SO | 2032600SO
1207043 | Data Enrichment | STP_002 - 0002 | MKV |  | 2022-07-13 | [6 empty] | KELVDBC |  | BIT,DRIL;DIA 27 MM,LG 291 MM,MORSE TPRD | BIT,DRILL;DIAMETER:27 MM,LENGTH:291 MM,SHANK TYPE:MORSE TAPERED,MATERIAL:HIGH SPEED STEEL,COATING/FINISH:BLUE,POINT ANGLE:118 DEG,FLUTE LENGTH:170 MM,CERTIFICATION/STANDARD:DIN 345,ADDITIONAL FEATURES EN:TYPE N,STANDARD POINT,MNFR:SOMTA,PTNO:2032700SO | 2032700SO
1203888 | Data Enrichment | STP_002 - 0002 | MKV |  | 2022-07-13 | [6 empty] | KELVDBC |  | BIT,DRIL;DIA 28 MM,LG 291 MM,MORSE TPRD | BIT,DRILL;DIAMETER:28 MM,LENGTH:291 MM,SHANK TYPE:MORSE TAPERED,MATERIAL:HIGH SPEED STEEL,COATING/FINISH:BLUE,POINT ANGLE:118 DEG,FLUTE LENGTH:170 MM,CERTIFICATION/STANDARD:DIN 345,ADDITIONAL FEATURES EN:TYPE N,STANDARD POINT,MNFR:SOMTA,PTNO:2032800SO | 2032800SO
1219184 | Data Enrichment | STP_002 - 0002 | MKV |  | 2022-07-13 | [6 empty] | KELVDBC |  | BIT,DRIL;DIA 29 MM,LG 296 MM,MORSE TPRD | BIT,DRILL;DIAMETER:29 MM,LENGTH:296 MM,SHANK TYPE:MORSE TAPERED,MATERIAL:HIGH SPEED STEEL,COATING/FINISH:BLUE,POINT ANGLE:118 DEG,FLUTE LENGTH:175 MM,CERTIFICATION/STANDARD:DIN 345,ADDITIONAL FEATURES EN:TYPE N,STANDARD POINT,MNFR:SOMTA,PTNO:2032900SO | 2032900SO
1206247 | Data Enrichment | STP_002 - 0002 | MKV |  | 2022-07-13 | [6 empty] | KELVDBC |  | BIT,DRIL;DIA 30 MM,LG 296 MM,MORSE TPRD | BIT,DRILL;DIAMETER:30 MM,LENGTH:296 MM,SHANK TYPE:MORSE TAPERED,MATERIAL:HIGH SPEED STEEL,COATING/FINISH:BLUE,POINT ANGLE:118 DEG,FLUTE LENGTH:175 MM,CERTIFICATION/STANDARD:DIN 345,ADDITIONAL FEATURES EN:TYPE N,STANDARD POINT,MNFR:SOMTA,PTNO:2033000SO | 2033000SO
1201355 | Data Enrichment | STP_002 - 0002 | MKV |  | 2022-07-13 | [6 empty] | KELVDBC |  | BIT,DRIL;DIA 31 MM,LG 301 MM,MORSE TPRD | BIT,DRILL;DIAMETER:31 MM,LENGTH:301 MM,SHANK TYPE:MORSE TAPERED,MATERIAL:HIGH SPEED STEEL,COATING/FINISH:BLUE,POINT ANGLE:118 DEG,FLUTE LENGTH:180 MM,CERTIFICATION/STANDARD:DIN 345,ADDITIONAL FEATURES EN:TYPE N,STANDARD POINT,MNFR:SOMTA,PTNO:2033100SO | 2033100SO
1211849 | Data Enrichment | STP_002 - 0002 | MKV |  | 2022-07-13 | [6 empty] | KELVDBC |  | BIT,DRIL;DIA 32 MM,LG 306 MM,MORSE TPRD | BIT,DRILL;DIAMETER:32 MM,LENGTH:306 MM,SHANK TYPE:MORSE TAPERED,MATERIAL:HIGH SPEED STEEL,COATING/FINISH:BLUE,POINT ANGLE:118 DEG,FLUTE LENGTH:185 MM,CERTIFICATION/STANDARD:DIN 345,ADDITIONAL FEATURES EN:TYPE N,STANDARD POINT,MNFR:SOMTA,PTNO:2033200SO | 2033200SO
1195884 | Data Enrichment | STP_002 - 0002 | MKV |  | 2022-07-13 | [6 empty] | KELVDBC |  | BIT,DRIL;DIA 34 MM,LG 339 MM,MORSE TPRD | BIT,DRILL;DIAMETER:34 MM,LENGTH:339 MM,SHANK TYPE:MORSE TAPERED,MATERIAL:HIGH SPEED STEEL,COATING/FINISH:BLUE,POINT ANGLE:118 DEG,FLUTE LENGTH:190 MM,CERTIFICATION/STANDARD:DIN 345,ADDITIONAL FEATURES EN:TYPE N,STANDARD POINT,MNFR:SOMTA,PTNO:2043400SO | 2043400SO
1221287 | Data Enrichment | STP_002 - 0002 | MKV |  | 2022-07-13 | [6 empty] | KELVDBC |  | BIT,DRIL;DIA 35 MM,LG 339 MM,MORSE TPRD | BIT,DRILL;DIAMETER:35 MM,LENGTH:339 MM,SHANK TYPE:MORSE TAPERED,MATERIAL:HIGH SPEED STEEL,COATING/FINISH:BLUE,POINT ANGLE:118 DEG,FLUTE LENGTH:190 MM,CERTIFICATION/STANDARD:DIN 345,ADDITIONAL FEATURES EN:TYPE N,STANDARD POINT,MNFR:SOMTA,PTNO:2043500SO | 2043500SO
1204931 | Data Enrichment | STP_002 - 0002 | MKV |  | 2022-07-13 | [6 empty] | KELVDBC |  | BIT,DRIL;DIA 36 MM,LG 344 MM,MORSE TPRD | BIT,DRILL;DIAMETER:36 MM,LENGTH:344 MM,SHANK TYPE:MORSE TAPERED,MATERIAL:HIGH SPEED STEEL,COATING/FINISH:BLUE,POINT ANGLE:118 DEG,FLUTE LENGTH:195 MM,CERTIFICATION/STANDARD:DIN 345,ADDITIONAL FEATURES EN:TYPE N,STANDARD POINT,MNFR:SOMTA,PTNO:2043600SO | 2043600SO
1210402 | Data Enrichment | STP_002 - 0002 | MKV |  | 2022-07-13 | [6 empty] | KELVDBC |  | BIT,DRIL;DIA 37 MM,LG 344 MM,MORSE TPRD | BIT,DRILL;DIAMETER:37 MM,LENGTH:344 MM,SHANK TYPE:MORSE TAPERED,MATERIAL:HIGH SPEED STEEL,COATING/FINISH:BLUE,POINT ANGLE:118 DEG,FLUTE LENGTH:195 MM,CERTIFICATION/STANDARD:DIN 345,ADDITIONAL FEATURES EN:TYPE N,STANDARD POINT,MNFR:SOMTA,PTNO:2043700SO | 2043700SO
1221166 | Data Enrichment | STP_002 - 0002 | MKV |  | 2022-07-13 | [6 empty] | KELVDBC |  | BIT,DRIL;DIA 38 MM,LG 349 MM,MORSE TPRD | BIT,DRILL;DIAMETER:38 MM,LENGTH:349 MM,SHANK TYPE:MORSE TAPERED,MATERIAL:HIGH SPEED STEEL,COATING/FINISH:BLUE,POINT ANGLE:118 DEG,FLUTE LENGTH:200 MM,CERTIFICATION/STANDARD:DIN 345,ADDITIONAL FEATURES EN:TYPE N,STANDARD POINT,MNFR:SOMTA,PTNO:2043800SO | 2043800SO
1219413 | Data Enrichment | STP_002 - 0002 | MKV |  | 2022-07-13 | [6 empty] | KELVDBC |  | BIT,DRIL;DIA 39 MM,LG 349 MM,MORSE TPRD | BIT,DRILL;DIAMETER:39 MM,LENGTH:349 MM,SHANK TYPE:MORSE TAPERED,MATERIAL:HIGH SPEED STEEL,COATING/FINISH:BLUE,POINT ANGLE:118 DEG,FLUTE LENGTH:200 MM,CERTIFICATION/STANDARD:DIN 345,ADDITIONAL FEATURES EN:TYPE N,STANDARD POINT,MNFR:SOMTA,PTNO:2043900SO | 2043900SO
1200972 | Data Enrichment | STP_002 - 0002 | MKV |  | 2022-07-13 | [6 empty] | KELVDBC |  | BIT,DRIL;DIA 40 MM,LG 349 MM,MORSE TPRD | BIT,DRILL;DIAMETER:40 MM,LENGTH:349 MM,SHANK TYPE:MORSE TAPERED,MATERIAL:HIGH SPEED STEEL,COATING/FINISH:BLUE,POINT ANGLE:118 DEG,FLUTE LENGTH:200 MM,CERTIFICATION/STANDARD:DIN 345,ADDITIONAL FEATURES EN:TYPE N,STANDARD POINT,MNFR:SOMTA,PTNO:2044000SO | 2044000SO
1196615 | Data Enrichment | STP_002 - 0002 | MKV |  | 2022-07-13 | [6 empty] | KELVDBC |  | BLOCK,CONT;FEED-THRU,17.5 A,500 V,SCRW | BLOCK,CONTACT;TYPE:FEED-THROUGH,CURRENT RATING:17.5 A,VOLTAGE RATING:500 V,TERMINAL TYPE:SCREW,MATERIAL:POLYAMIDE INSULATION,CERTIFICATION/STANDARD:ROHS,UL,ADDITIONAL FEATURES EN:UK 1.5N,50/PACKET,MNFR:PHOENIX CONTACT,PTNO:0719016 | 0719016
1186211 | Data Enrichment | STP_002 - 0002 | MKV |  | 2022-07-13 | [6 empty] | KELVDBC | #N/A | BLOCK,TERM;2-WAY,ERTH,800 V,22-10 AWG | BLOCK,TERMINAL;TYPE:2-WAY,EARTH,VOLTAGE RATING:800 V,WIRE SIZE:22-10 AWG,TERMINAL TYPE:SCREW DOWN,MATERIAL:NYLON 6.6,MOUNTING TYPE:DIN RAIL,SIZE:WD 6.1 X LG 56 X HT 46.5 MM,CERTIFICATION/STANDARD:CSA,ROHS,UL,ADDITIONAL FEATURES EN:WPE FOR ELECTRON,MNFR:WEIDMULLER LTD,PTNO:WPE 4 | WPE 4 | 1035940 | WEIDMULLER LTD
1201174 | Data Enrichment | STP_002 - 0002 | MKV |  | 2022-07-13 | [6 empty] | KELVDBC |  | BLOCK,TERM;BIPOLAR FUSE,6.3 A,250 V | BLOCK,TERMINAL;TYPE:BIPOLAR FUSE,CURRENT RATING:6.3 A,VOLTAGE RATING:250 V,WIRE SIZE:6 MM2,TERMINAL TYPE:SCREW,MATERIAL:WEMID INSULATION,MOUNTING TYPE:SNAP-ON,SIZE:WD 7.9 X HT 60 X DP 71.5 MM,CERTIFICATION/STANDARD:CE,CSA,DNV,EAC,GL,ROHS,UL,UR,ADDITIONAL FEATURES EN:WSI6,W60,LED,THICK,HEADED,MNFR:WEIDMULLER LTD,PTNO:1011300000
1190851 | Data Enrichment | STP_002 - 0002 | MKV |  | 2022-07-13 | [6 empty] | KELVDBC |  | BLOCK,TERM;FEED-THRU,125 A,800 V,35 MM2 | BLOCK,TERMINAL;TYPE:FEED-THROUGH,CURRENT RATING:125 A,VOLTAGE RATING:800 V,WIRE SIZE:35 MM2,NUMBER OF CIRCUITS:2,TERMINAL TYPE:BOLT/SCREW,MATERIAL:POLYAMIDE INSULATION,MOUNTING TYPE:35 MM DIN RAIL,SIZE:WD 17 X LG 80.8 X HT 57.3/54.8/49.8 MM,CERTIFICATION/STANDARD:IEC 60947-7-1,ROHS,UL,ADDITIONAL FEATURES EN:ELECTRICAL ISOLATORS BOXES DEVICES RBO 6,MNFR:PHOENIX CONTACT,PTNO:3075896 | 3075896
1204270 | Data Enrichment | STP_002 - 0002 | MKV |  | 2022-07-13 | [6 empty] | KELVDBC |  | BLOCK,TERM;FEED-THRU,192 A,100 V,70 MM2 | BLOCK,TERMINAL;TYPE:FEED-THROUGH,CURRENT RATING:192 A,VOLTAGE RATING:100 V,WIRE SIZE:70 MM2,NUMBER OF CIRCUITS:2,TERMINAL TYPE:BOLT/SCREW,MATERIAL:POLYAMIDE INSULATION,MOUNTING TYPE:35 MM DIN RAIL,SIZE:WD 29 X LG 136 X HT 75.5/67 MM,CERTIFICATION/STANDARD:CSA,EX,IEC 60947-7-1,ROHS,UL,ADDITIONAL FEATURES EN:ELECTRIC ISOLATORS BOXES DEVICES RBO 8,MNFR:PHOENIX CONTACT,PTNO:3213137 | 3213137
1213691 | Data Enrichment | STP_002 - 0002 | MKV |  | 2022-07-13 | [6 empty] | KELVDBC |  | BLOCK,TERM;FEED-THRU,309 A,1000 V,150 | BLOCK,TERMINAL;TYPE:FEED-THROUGH,CURRENT RATING:309 A,VOLTAGE RATING:1000 V,WIRE SIZE:150 MM2,NUMBER OF CIRCUITS:2,TERMINAL TYPE:BOLT/SCREW,MATERIAL:POLYAMIDE INSULATION,MOUNTING TYPE:35 MM DIN RAIL,SIZE:WD 41 X LG 144 X HT 84.5/77 MM,CERTIFICATION/STANDARD:CSA,EX,IEC 60947-7-1,ROHS,UL,ADDITIONAL FEATURES EN:RBO 10,ELECTRIC ISOLATORS BOXES DEVICES,MNFR:PHOENIX CONTACT,PTNO:3244614 | 3244614
1203410 | Data Enrichment | STP_002 - 0002 | MKV |  | 2022-07-13 | [6 empty] | KELVDBC |  | BLOCK,TERM;FEED-THRU,32 A,800 V,0.2 TO 6 | BLOCK,TERMINAL;TYPE:FEED-THROUGH,CURRENT RATING:32 A,VOLTAGE RATING:800 V,WIRE SIZE:0.2 TO 6 MM2,NUMBER OF CIRCUITS:3,TERMINAL TYPE:PUSH-IN,MATERIAL:POLYAMIDE INSULATION,MOUNTING TYPE:35 MM DIN RAIL,SIZE:WD 6.2 X LG 66.5 X HT 44/36.5 MM,CERTIFICATION/STANDARD:CSA,EX,IEC 60947-7-1,ROHS,UL,ADDITIONAL FEATURES EN:50/PACK,MNFR:PHOENIX CONTACT,PTNO:3211771 | 3211771
1211532 | Data Enrichment | STP_002 - 0002 | MKV |  | 2022-07-13 | [6 empty] | KELVDBC | #N/A | BLOCK,TERM;FEED-THRU,32 A,800 V,22-10 | BLOCK,TERMINAL;TYPE:FEED-THROUGH,CURRENT RATING:32 A,VOLTAGE RATING:800 V,WIRE SIZE:22-10 AWG,TERMINAL TYPE:SCREW DOWN,MATERIAL:NYLON 6.6,MOUNTING TYPE:DIN RAIL,SIZE:WD 6.1 X HT 60 X DP 46.5 MM,CERTIFICATION/STANDARD:CSA,ROHS,UL,ADDITIONAL FEATURES EN:ELECTRON,MNFR:WEIDMULLER LTD,PTNO:WDU 4 | WDU 4 | 1035940 | WEIDMULLER LTD
1194344 | Data Enrichment | STP_002 - 0002 | MKV |  | 2022-07-13 | [6 empty] | KELVDBC |  | BLOCK,TERM;FEED-THRU,32 A,800 V,24-10 | BLOCK,TERMINAL;TYPE:FEED-THROUGH,CURRENT RATING:32 A,VOLTAGE RATING:800 V,WIRE SIZE:24-10 AWG,TERMINAL TYPE:SCREW,MATERIAL:POLYAMIDE,MOUNTING TYPE:DIN RAIL,SIZE:WD 6.2 X LG 42.5 X HT 47 MM,CERTIFICATION/STANDARD:ROHS,ADDITIONAL FEATURES EN:AERZEN,THICK HEADED,MNFR:PHOENIX CONTACT,PTNO:UK 5 N | UK 5 N
1208234 | Data Enrichment | STP_002 - 0002 | MKV |  | 2022-07-13 | [6 empty] | KELVDBC |  | BLOCK,TERM;FEED-THRU,415 A,1000 V,10 TO | BLOCK,TERMINAL;TYPE:FEED-THROUGH,CURRENT RATING:415 A,VOLTAGE RATING:1000 V,WIRE SIZE:10 TO 240 MM2,NUMBER OF CIRCUITS:2,TERMINAL TYPE:BOLT/SCREW,MATERIAL:POLYAMIDE INSULATION,MOUNTING TYPE:35 MM DIN RAIL,SIZE:WD 49 X LG 164 X HT 90.8/83.3 MM,CERTIFICATION/STANDARD:CSA,EX,IEC 60947-7-1,ROHS,UL,ADDITIONAL FEATURES EN:RBO 12 FE,ELECTRIC ISOLATORS BOXES DEVICES,MNFR:PHOENIX CONTACT,PTNO:3244628 | 3244628
1195350 | Data Enrichment | STP_002 - 0002 | MKV |  | 2022-07-13 | [6 empty] | KELVDBC |  | BLOCK,TERM;FEED-THRU,415 A,1000 VAC,1500 | BLOCK,TERMINAL;TYPE:FEED-THROUGH,CURRENT RATING:415 A,VOLTAGE RATING:1000 VAC,1500 VDC,WIRE SIZE:10 TO 240 MM2,NUMBER OF CIRCUITS:2,TERMINAL TYPE:BOLT/SCREW,MATERIAL:POLYAMIDE INSULATION,MOUNTING TYPE:35 MM DIN RAIL,SIZE:WD 49 X LG 265 X HT 90.8/83.3 MM,CERTIFICATION/STANDARD:CSA,EX,IEC 60947-7-1,ROHS,UL,ADDITIONAL FEATURES EN:RBO 12 HC,ELECTRICAL ISOLATORS BOXES DEVICES,MNFR:PHOENIX CONTACT,PTNO: | 3247986
1195873 | Data Enrichment | STP_002 - 0002 | MKV |  | 2022-07-13 | [6 empty] | KELVDBC |  | BLOCK,TERM;FEED-THRU,520 A,1000 V,25 TO | BLOCK,TERMINAL;TYPE:FEED-THROUGH,CURRENT RATING:520 A,VOLTAGE RATING:1000 V,WIRE SIZE:25 TO 300 MM2,NUMBER OF CIRCUITS:2,TERMINAL TYPE:BOLT/SCREW,MATERIAL:POLYAMIDE INSULATION,MOUNTING TYPE:35 MM DIN RAIL,SIZE:WD 54.8 X LG 164 X HT 99.3/91.8 MM,CERTIFICATION/STANDARD:CSA,EX,IEC 60947-7-1,ROHS,UL,ADDITIONAL FEATURES EN:RBO 16,ELECTRICAL ISOLATORS BOXES DEVICES,MNFR:PHOENIX CONTACT,PTNO:3244630 | 3244630
1222133 | Data Enrichment | STP_002 - 0002 | MKV |  | 2022-07-13 | [6 empty] | KELVDBC |  | BLOCK,TERM;FEED-THRU,57 A,800 V,10 MM2,2 | BLOCK,TERMINAL;TYPE:FEED-THROUGH,CURRENT RATING:57 A,VOLTAGE RATING:800 V,WIRE SIZE:10 MM2,NUMBER OF CIRCUITS:2,TERMINAL TYPE:BOLT/SCREW,MATERIAL:POLYAMIDE INSULATION,MOUNTING TYPE:35 MM DIN RAIL,SIZE:WD 13 X LG 53.3 X HT 54.5/52/47 MM,CERTIFICATION/STANDARD:IEC 60947-7-1,ROHS,UL,ADDITIONAL FEATURES EN:ELECTRICAL ISOLATORS BOXES DEVICES RBO 5,MNFR:PHOENIX CONTACT,PTNO:3058059 | 3058059
1524229 | Data Enrichment | STP_002 - 0002 | MKV |  | 2022-07-13 | [6 empty] | KEDLBVC | OEM | BLOCK,TERM;SIE,1020000000,FEED-THROUGH W | BLOCK,TERMINAL;MNFR:SIEMENS,PTNO:1020000000,ADDITIONAL FEATURES EN:FEED-THROUGH WDU 2.5,2.5 MM2 24A 800 V,RC-7G90-20535TG1-S55 | 1020000000 | 3000032 | SIEMENS
1524240 | Data Enrichment | STP_002 - 0002 | MKV |  | 2022-07-13 | [6 empty] | KEDLBVC | OEM | BLOCK,TERM;SIE,1020100000,FEED-THROUGH W | BLOCK,TERMINAL;MNFR:SIEMENS,PTNO:1020100000,ADDITIONAL FEATURES EN:FEED-THROUGH WDU 4,4 MM2 32A 800 V BEIGE,RC-7G90-20535TG1-S56 | 1020100000 | 3000032 | SIEMENS
1204293 | Data Enrichment | STP_002 - 0002 | MKV |  | 2022-07-13 | [6 empty] | KELVDBC |  | BLOCK,TERM;TST-DCONCT,50 A,800 V,10 MM2 | BLOCK,TERMINAL;TYPE:TEST-DISCONNECT,CURRENT RATING:50 A,VOLTAGE RATING:800 V,WIRE SIZE:10 MM2,NUMBER OF CIRCUITS:2,TERMINAL TYPE:BOLT/SCREW,MATERIAL:POLYAMIDE INSULATION,MOUNTING TYPE:35 MM DIN RAIL,SIZE:WD 13 X LG 79.9 X HT 54.5/52/47 MM,CERTIFICATION/STANDARD:IEC 60947-7-1,ROHS,UL,ADDITIONAL FEATURES EN:ELECTRIC ISOLATORS BOXES DEVICES RBO 5,TEST-DISCONNECT,MNFR:PHOENIX CONTACT,PTNO:3058114 | 3058114
1219569 | Data Enrichment | STP_002 - 0002 | MKV |  | 2022-07-13 | [6 empty] | KELVDBC |  | BLOCK,TERM;TST-DCONCT,50 A,800 V,10 MM2 | BLOCK,TERMINAL;TYPE:TEST-DISCONNECT,CURRENT RATING:50 A,VOLTAGE RATING:800 V,WIRE SIZE:10 MM2,NUMBER OF CIRCUITS:2,TERMINAL TYPE:BOLT/SCREW,MATERIAL:POLYAMIDE INSULATION,MOUNTING TYPE:35 MM DIN RAIL,SIZE:WD 13 X LG 80.8 X HT 57.3/49.8 MM,CERTIFICATION/STANDARD:IEC 60947-7-1,ROHS,UL,ADDITIONAL FEATURES EN:ELECTRIC ISOLATORS BOXES DEVICES RBO 5 T-B HEX,TEST-DISCONNECT,MNFR:PHOENIX CONTACT,PTNO:30767 | 3076714
1195590 | Data Enrichment | STP_002 - 0002 | MKV |  | 2022-07-13 | [6 empty] | KELVDBC | #N/A | BLOCK;CONCTR,FEST,8026263,FEST | BLOCK;TYPE:CONNECTOR,MNFR:FESTO,PTNO:8026263,MNFR 1:FESTO,PTNO 1:VABM-B10-25S-G38-4 | 8026263 | 1031504 | FESTO
1190872 | Data Enrichment | STP_002 - 0002 | MKV |  | 2022-07-13 | [6 empty] | KELVDBC | #N/A | BLOCK;MNFLD,VLV,W/ 2 SOL,FEST | BLOCK;TYPE:MANIFOLD,VALVE,ADDITIONAL FEATURES EN:WITH 2 SOLENOID,MNFR:FESTO,PTNO:VABMB1025S38G2 | VABMB1025S38G2 | 1031504 | FESTO
1195304 | Data Enrichment | STP_002 - 0002 | MKV |  | 2022-07-13 | [6 empty] | KELVDBC | #N/A | BLOCK;MNFLD,VLV,W/ 4 SOL,FEST | BLOCK;TYPE:MANIFOLD,VALVE,ADDITIONAL FEATURES EN:WITH 4 SOLENOID,MNFR:FESTO,PTNO:VABMB1025SG384 | VABMB1025SG384 | 1031504 | FESTO
1203025 | Data Enrichment | STP_002 - 0002 | MKV |  | 2022-07-13 | [6 empty] | KELVDBC |  | BOX,JNCTN;TYP Y,ID 182 X OD 205 X HT 144 | BOX,JUNCTION;TYPE:TYPE Y,SIZE:ID 182 X OD 205 X HT 144 MM,M32 THREAD,MATERIAL:POLYESTER,ENCLOSURE RATING:IP66,IP68,MOUNTING TYPE:DIN RAIL,CERTIFICATION/STANDARD:IEC 62208,IEC 62262,MASC 16-1787,ADDITIONAL FEATURES EN:SIZE 3,MNFR:CCG,PTNO:065103 | 065103
1207573 | Data Enrichment | STP_002 - 0002 | MKV |  | 2022-07-13 | [6 empty] | KELVDBC |  | BOX,JNCTN;WD 90 X HT 90 X DP 45 MM,PP | BOX,JUNCTION;SIZE:WD 90 X HT 90 X DP 45 MM,MATERIAL:POLYPROPYLENE,ENCLOSURE RATING:IP55,COLOUR:GRAY,CERTIFICATION/STANDARD:VDE,ADDITIONAL FEATURES EN:400 VAC,TELEMECHANIC,MNFR:SPELSBERG,PTNO:HP 90-L,MNFR 1:TELEMECANIQUE | HP 90-L
1214401 | Data Enrichment | STP_002 - 0002 | MKV |  | 2022-07-13 | [6 empty] | KELVDBC | #N/A | BREAKER,CIRCT;0.63-1 A,690 V,100 KA,3 P | BREAKER,CIRCUIT;CURRENT RATING:0.63-1 A,VOLTAGE RATING:690 V,INTERRUPT RATING:100 KA,NUMBER OF POLES:3,OVERALL SIZE:WD 45 X HT 89 X DP 78.5 MM,TERMINAL TYPE:SCREW,ADDITIONAL FEATURES EN:MOTOR,MCB5,CEN904410501 TABLE 2 R5 FLUIDIZING AI,MNFR:SCHNEIDER ELECTRIC,PTNO:GV2ME05 | GV2ME05 | 1034747 | SCHNEIDER ELECTRIC
1217405 | Data Enrichment | STP_002 - 0002 | MKV |  | 2022-07-13 | [6 empty] | KELVDBC |  | BREAKER,CIRCT;100 A,3 P,ISW,GEB,A9S60391 | BREAKER,CIRCUIT;CURRENT RATING:100 A,NUMBER OF POLES:3,ADDITIONAL FEATURES EN:ISW,MNFR:GEB ELECTRICAL,PTNO:A9S60391 | 52297210
1204113 | Data Enrichment | STP_002 - 0002 | MKV |  | 2022-07-13 | [6 empty] | KELVDBC | #N/A | BREAKER,CIRCT;32 A,440 VAC,10 KA,4 P,WD | BREAKER,CIRCUIT;CURRENT RATING:32 A,VOLTAGE RATING:440 VAC,INTERRUPT RATING:10 KA,NUMBER OF POLES:4,OVERALL SIZE:WD 72 X HT 81 X DP 73 MM,MOUNTING TYPE:DIN RAIL,ADDITIONAL FEATURES EN:C60N,TELEMECHANIC,MNFR:SCHNEIDER ELECTRIC,PTNO:24231 | 24231 | 1034747 | SCHNEIDER ELECTRIC
1192923 | Data Enrichment | STP_002 - 0002 | MKV |  | 2022-07-13 | [6 empty] | KELVDBC | OEM | BREAKER,CIRCT;ABB | BREAKER,CIRCUIT;MNFR:ABB,PTNO:1SDA059671R1/1SDA073920R1,MNFR 1:PPE TECHNOLOGY,PTNO 1:1SDA059671R1/1SDA073920R1,ADDITIONAL FEATURES EN:AIR,CRADLE E6 | 1SDA059671R1/1SDA073920R1 | 3000014 | ABB
1190542 | Data Enrichment | STP_002 - 0002 | MKV |  | 2022-07-13 | [6 empty] | KELVDBC | OEM | BREAKER,CIRCT;ABB,1SDA054440R1,PPE | BREAKER,CIRCUIT;MNFR:ABB,PTNO:1SDA054440R1,MNFR 1:PPE TECHNOLOGY,PTNO 1:1SDA054440R1,ADDITIONAL FEATURES EN:T5S400/630,224 TO 320 A | 1SDA054440R1 | 3000014 | ABB
1201857 | Data Enrichment | STP_002 - 0002 | MKV |  | 2022-07-13 | [6 empty] | KELVDBC | OEM | BREAKER,CIRCT;ABB,1SDA054445R1,PPE | BREAKER,CIRCUIT;MNFR:ABB,PTNO:1SDA054445R1,MNFR 1:PPE TECHNOLOGY,PTNO 1:1SDA054445R1,ADDITIONAL FEATURES EN:T5H400 R400 FF,224-320 A,400-690 V,3 POLE | 1SDA054445R1 | 3000014 | ABB
1041392 | Data Enrichment | STP_002 - 0002 | MKV |  | 2022-07-13 | [6 empty] | KELVDBC | OEM | BREAKER,CIRCT;ABB,1SDA056163R1,E3N 32006 | BREAKER,CIRCUIT;MNFR:ABB,PTNO:1SDA056163R1,ADDITIONAL FEATURES EN:E3N 3200 PR122/P-LI IN=3200A 3P W MP,65KA,230-690V,MOBIL PART,WITH 1SDA038286R1,1SDA038296R1,1SDA038321R1 | 1SDA056163R1 | 3000014 | ABB
1218547 | Data Enrichment | STP_002 - 0002 | MKV |  | 2022-07-13 | [6 empty] | KELVDBC | OEM | BREAKER,CIRCT;ABB,1SDA057027R1,WITH 1SDA | BREAKER,CIRCUIT;MNFR:ABB,PTNO:1SDA057027R1,ADDITIONAL FEATURES EN:WITH 1SDA073672R1,1SDA073685R1 AND 1SDA073724R1,E6H 6300 PR122/P-LI IN=6300A 3P W MP,100KA,230-690V,MOBIL PART | 1SDA057027R1 | 3000014 | ABB
1185997 | Data Enrichment | STP_002 - 0002 | MKV |  | 2022-07-13 | [6 empty] | KELVDBC | OEM | BREAKER,CIRCT;ABB,1SDA060227R1,630 A,330 | BREAKER,CIRCUIT;MNFR:ABB,PTNO:1SDA060227R1,ADDITIONAL FEATURES EN:630 A,330 KW,STAR DELTA STARTER 550 V REEF SWITCHBOARD | 1SDA060227R1 | 3000014 | ABB
1239022 | Data Enrichment | STP_002 - 0002 | MKV |  | 2022-07-13 | [6 empty] | KDELBVC | OEM | BREAKER,CIRCT;ABB,1SDA067415R1,XT3 160A | BREAKER,CIRCUIT;MNFR:ABB,PTNO:1SDA067415R1,ADDITIONAL FEATURES EN:XT3 160A MCCB 3POLES | 1SDA067415R1 | 3000014 | ABB
1210918 | Data Enrichment | STP_002 - 0002 | MKV |  | 2022-07-13 | [6 empty] | KELVDBC | OEM | BREAKER,CIRCT;ABB,1SDA067787R1,PPE | BREAKER,CIRCUIT;MNFR:ABB,PTNO:1SDA067787R1,MNFR 1:PPE TECHNOLOGY,PTNO 1:1SDA067787R1,ADDITIONAL FEATURES EN:T2L160 R52,85 KVA,415 V,MOLDED CASE | 1SDA067787R1 | 3000014 | ABB
1526396 | Data Enrichment | STP_002 - 0002 | MKV |  | 2022-07-13 | [6 empty] | KEDLBVC | OEM | BREAKER,CIRCT;ABB,1SDA072494R1,E4.2N 320 | BREAKER,CIRCUIT;MNFR:ABB,PTNO:1SDA072494R1,ADDITIONAL FEATURES EN:E4.2N 3200 EKIP TOUCH LI W MP,3P,65KA,230-690V,MOBIL PART,WITH 1SDA076800R1,1SDA038286R1,1SDA038296R1,1SDA038321R1 | 1SDA072494R1 | 3000014 | ABB
1195075 | Data Enrichment | STP_002 - 0002 | MKV |  | 2022-07-13 | [6 empty] | KELVDBC | OEM | BREAKER,CIRCT;ABB,1SDA072642R1,PRT MBL | BREAKER,CIRCUIT;MNFR:ABB,PTNO:1SDA072642R1,ADDITIONAL FEATURES EN:PART MOBILE | 1SDA072642R1 | 3000014 | ABB
1213182 | Data Enrichment | STP_002 - 0002 | MKV |  | 2022-07-13 | [6 empty] | KELVDBC | OEM | BREAKER,CIRCT;ABB,2CDS251001R0064,1 POLE | BREAKER,CIRCUIT;MNFR:ABB,PTNO:2CDS251001R0064,ADDITIONAL FEATURES EN:1 POLE,6 A,MINIATURE,6 KA,CURVE 2 | 2CDS251001R0064 | 3000014 | ABB
1191857 | Data Enrichment | STP_002 - 0002 | MKV |  | 2022-07-13 | [6 empty] | KELVDBC | OEM | BREAKER,CIRCT;ABB,2CDS252001R0204,MINTR | BREAKER,CIRCUIT;MNFR:ABB,PTNO:2CDS252001R0204,ADDITIONAL FEATURES EN:MINIATURE,20 A,2 P,REEF SWITCHBOARD | 2CDS252001R0204 | 3000014 | ABB
1197925 | Data Enrichment | STP_002 - 0002 | MKV |  | 2022-07-13 | [6 empty] | KELVDBC | OEM | BREAKER,CIRCT;ABB,2CDS252001R0254 | BREAKER,CIRCUIT;MNFR:ABB,PTNO:2CDS252001R0254,ADDITIONAL FEATURES EN:S202-C25,PPE TECHNOLOGIES | 2CDS252001R0254 | 3000014 | ABB
1286698 | Data Enrichment | STP_002 - 0002 | MKV |  | 2022-07-13 | [6 empty] | KDELBVC | OEM | BREAKER,CIRCT;ABB,3BHB000623P1007,ABB | BREAKER,CIRCUIT;MNFR:ABB,PTNO:3BHB000623P1007,MNFR 1:ABB,PTNO 1:FAZ-C10/1,ADDITIONAL FEATURES EN:MINIATURE | 3BHB000623P1007 | 3000014 | ABB
1245491 | Data Enrichment | STP_002 - 0002 | MKV |  | 2022-07-13 | [6 empty] | KDELBVC | OEM | BREAKER,CIRCT;ABB,3BHL000479P0006,MINTR | BREAKER,CIRCUIT;MNFR:ABB,PTNO:3BHL000479P0006,ADDITIONAL FEATURES EN:MINIATURE,PKZM 0-10-T | 3BHL000479P0006 | 3000014 | ABB
1289484 | Data Enrichment | STP_002 - 0002 | MKV |  | 2022-07-13 | [6 empty] | KDELBVC | OEM | BREAKER,CIRCT;ABB,3BHL000622P1006,MINTR | BREAKER,CIRCUIT;MNFR:ABB,PTNO:3BHL000622P1006,ADDITIONAL FEATURES EN:MINIATURE,FAZ-C6/2 | 3BHL000622P1006 | 3000014 | ABB
1214307 | Data Enrichment | STP_002 - 0002 | MKV |  | 2022-07-13 | [6 empty] | KELVDBC | OEM | BREAKER,CIRCT;ABB,DCS800 | BREAKER,CIRCUIT;MNFR:ABB,PTNO:DCS800 F72CDS251001R0337,ADDITIONAL FEATURES EN:UNIT,MINIATURE,DT S201-K4,4 A,230 VAC,SHAFT 1 & 2 KOZELEK | DCS800 F72CDS251001R0337 | 3000014 | ABB
1221827 | Data Enrichment | STP_002 - 0002 | MKV |  | 2022-07-13 | [6 empty] | KELVDBC | OEM | BREAKER,CIRCT;ABB,S202-C10,SGL POLE | BREAKER,CIRCUIT;MNFR:ABB,PTNO:S202-C10,ADDITIONAL FEATURES EN:SINGLE POLE,MULTISPEED | S202-C10 | 3000014 | ABB
1197260 | Data Enrichment | STP_002 - 0002 | MKV |  | 2022-07-13 | [6 empty] | KELVDBC | OEM | BREAKER,CIRCT;ABB,S202M-C2,MINTR,10 KA | BREAKER,CIRCUIT;MNFR:ABB,PTNO:S202M-C2,ADDITIONAL FEATURES EN:MINIATURE,10 KA | S202M-C2 | 3000014 | ABB
1192409 | Data Enrichment | STP_002 - 0002 | MKV |  | 2022-07-13 | [6 empty] | KELVDBC | OEM | BREAKER,CIRCT;ABB,S202P-K2,MINTR | BREAKER,CIRCUIT;MNFR:ABB,PTNO:S202P-K2,ADDITIONAL FEATURES EN:MINIATURE | S202P-K2 | 3000014 | ABB
1205124 | Data Enrichment | STP_002 - 0002 | MKV |  | 2022-07-13 | [6 empty] | KELVDBC | #N/A | BREAKER,CIRCT;ELEC,63 A,2 P,GEBE,ISW | BREAKER,CIRCUIT;TYPE:ELECTRICAL,CURRENT RATING:63 A,NUMBER OF POLES:2,ADDITIONAL FEATURES EN:GEBE,ISW,MNFR:SCHNEIDER ELECTRIC,PTNO:A9S60263 | A9S60263 | 1034747 | SCHNEIDER ELECTRIC
1213775 | Data Enrichment | STP_002 - 0002 | MKV |  | 2022-07-13 | [6 empty] | KELVDBC | #N/A | BREAKER,CIRCT;MINTR,1 A,220/240 VAC,6 KA | BREAKER,CIRCUIT;TYPE:MINIATURE,CURRENT RATING:1 A,VOLTAGE RATING:220/240 VAC,INTERRUPT RATING:6 KA,NUMBER OF POLES:1,OVERALL SIZE:WD 18 MM,MOUNTING TYPE:DIN RAIL,CERTIFICATION/STANDARD:EN,IEC,ROHS,MNFR:SCHNEIDER ELECTRIC,PTNO:A9F64101 | A9F64101 | 1034747 | SCHNEIDER ELECTRIC
1210466 | Data Enrichment | STP_002 - 0002 | MKV |  | 2022-07-13 | [6 empty] | KELVDBC | #N/A | BREAKER,CIRCT;MINTR,10 A,130 VAC,20 KA | BREAKER,CIRCUIT;TYPE:MINIATURE,CURRENT RATING:10 A,VOLTAGE RATING:130 VAC,INTERRUPT RATING:20 KA,NUMBER OF POLES:1,OVERALL SIZE: WD 18 X HT 81 X DP 73 MM,TERMINAL TYPE:TUNNEL,MOUNTING TYPE:DIN RAIL,CERTIFICATION/STANDARD:EN/IEC,ADDITIONAL FEATURES EN: SENSITIVE,C60N,MNFR:SCHNEIDER ELECTRIC,PTNO:23915,MNFR:01)TELEMECANIQUE | 23915 | 1034747 | SCHNEIDER ELECTRIC
1292289 | Data Enrichment | STP_002 - 0002 | MKV |  | 2022-07-13 | [6 empty] | KDELBVC |  | BREAKER,CIRCT;MINTR,10 A,230/400 V,10 KA | BREAKER,CIRCUIT;TYPE:MINIATURE,CURRENT RATING:10 A,VOLTAGE RATING:230/400 V,INTERRUPT RATING:10 KA,NUMBER OF POLES:1,ADDITIONAL FEATURES EN:B,PTNO:5SY4110-6 | 5SY4110-6
1198764 | Data Enrichment | STP_002 - 0002 | MKV |  | 2022-07-13 | [6 empty] | KELVDBC | #N/A | BREAKER,CIRCT;MINTR,10 A,500 VAC,10 KA,1 | BREAKER,CIRCUIT;TYPE:MINIATURE,CURRENT RATING:10 A,VOLTAGE RATING:500 VAC,INTERRUPT RATING:10 KA,NUMBER OF POLES:1,OVERALL SIZE:WD 18 X HT 85 X DP 78.5 MM,MOUNTING TYPE:DIN RAIL,CERTIFICATION/STANDARD:ROHS,MNFR:SCHNEIDER ELECTRIC,PTNO:A9F77110 | A9F77110 | 1034747 | SCHNEIDER ELECTRIC
1187115 | Data Enrichment | STP_002 - 0002 | MKV |  | 2022-07-13 | [6 empty] | KELVDBC | #N/A | BREAKER,CIRCT;MINTR,16 A,125 VDC,10 KA,2 | BREAKER,CIRCUIT;TYPE:MINIATURE,CURRENT RATING:16 A,VOLTAGE RATING:125 VDC,INTERRUPT RATING:10 KA,NUMBER OF POLES:2,OVERALL SIZE:WD 36 MM,MOUNTING TYPE:DIN RAIL,ADDITIONAL FEATURES EN:C60N,SENSITIVE,MNFR:SCHNEIDER ELECTRIC,PTNO:A9F77216,MNFR 1:TELEMECANIQUE | A9F77216 | 1034747 | SCHNEIDER ELECTRIC
1204853 | Data Enrichment | STP_002 - 0002 | MKV |  | 2022-07-13 | [6 empty] | KELVDBC | #N/A | BREAKER,CIRCT;MINTR,16 A,220-240 VAC,6 | BREAKER,CIRCUIT;TYPE:MINIATURE,CURRENT RATING:16 A,VOLTAGE RATING:220-240 VAC,INTERRUPT RATING:6 KA AT 220-240 VAC,NUMBER OF POLES:1,OVERALL SIZE:WD 18 X HT 94 X DP 78.5 MM,TRIP SETTING:C-CURVE,MOUNTING TYPE:DIN RAIL,CERTIFICATION/STANDARD:IEC,EN,ROHS,ADDITIONAL FEATURES EN:IC60A,MNFR:SCHNEIDER ELECTRIC,PTNO:A9F64116 | A9F64116 | 1034747 | SCHNEIDER ELECTRIC
1213406 | Data Enrichment | STP_002 - 0002 | MKV |  | 2022-07-13 | [6 empty] | KELVDBC | #N/A | BREAKER,CIRCT;MINTR,16 A,400/415 VAC,16 | BREAKER,CIRCUIT;TYPE:MINIATURE,CURRENT RATING:16 A,VOLTAGE RATING:400/415 VAC,INTERRUPT RATING:16 KA,NUMBER OF POLES:3,OVERALL SIZE:WD 54 X HT 81 X DP 73 MM,TERMINAL TYPE:TUNNEL,MOUNTING TYPE:DIN RAIL,CERTIFICATION/STANDARD:EN/IEC,ADDITIONAL FEATURES EN:SENSITIVE,C60N,MNFR:SCHNEIDER ELECTRIC,PTNO:23955 | 23955 | 1034747 | SCHNEIDER ELECTRIC
1203651 | Data Enrichment | STP_002 - 0002 | MKV |  | 2022-07-13 | [6 empty] | KELVDBC | #N/A | BREAKER,CIRCT;MINTR,16 A,500 VAC,6000 A | BREAKER,CIRCUIT;TYPE:MINIATURE,CURRENT RATING:16 A,VOLTAGE RATING:500 VAC,INTERRUPT RATING:6000 A,NUMBER OF POLES:1,OVERALL SIZE:WD 18 X HT 85 X DP 78.5 MM,MOUNTING TYPE:DIN RAIL,MNFR:SCHNEIDER ELECTRIC,PTNO:A9F77116 | A9F77116 | 1034747 | SCHNEIDER ELECTRIC
1292283 | Data Enrichment | STP_002 - 0002 | MKV |  | 2022-07-13 | [6 empty] | KDELBVC |  | BREAKER,CIRCT;MINTR,2 A,230/400 V,10 KA | BREAKER,CIRCUIT;TYPE:MINIATURE,CURRENT RATING:2 A,VOLTAGE RATING:230/400 V,INTERRUPT RATING:10 KA,NUMBER OF POLES:1,ADDITIONAL FEATURES EN:C,PTNO:5SY4102-7 | 5SY4102-7
1211201 | Data Enrichment | STP_002 - 0002 | MKV |  | 2022-07-13 | [6 empty] | KELVDBC | #N/A | BREAKER,CIRCT;MINTR,20 A,440 VAC,250 VDC | BREAKER,CIRCUIT;TYPE:MINIATURE,CURRENT RATING:20 A,VOLTAGE RATING:440 VAC,250 VDC,INTERRUPT RATING:2.25 KA,NUMBER OF POLES:2,OVERALL SIZE:WD 36 X HT 81 X DP 73 MM,TERMINAL TYPE:TUNNEL,MOUNTING TYPE:DIN RAIL/CLIP-ON,CERTIFICATION/STANDARD:EN/IEC,ADDITIONAL FEATURES EN:C60N,MNFR:SCHNEIDER ELECTRIC,PTNO:24203 | 24203 | 1034747 | SCHNEIDER ELECTRIC
1210069 | Data Enrichment | STP_002 - 0002 | MKV |  | 2022-07-13 | [6 empty] | KELVDBC | #N/A | BREAKER,CIRCT;MINTR,25 A,220-240 VAC | BREAKER,CIRCUIT;TYPE:MINIATURE,CURRENT RATING:25 A,VOLTAGE RATING:220-240 VAC,380-415 VAC,INTERRUPT RATING:10 KA AT 220-240 VAC,6 KA AT 380-415 VAC,NUMBER OF POLES:3,OVERALL SIZE:WD 54 X HT 94 X DP 78.5 MM,TRIP SETTING:C-CURVE,MOUNTING TYPE:DIN RAIL,CERTIFICATION/STANDARD:IEC,EN,ROHS,ADDITIONAL FEATURES EN:IC60A,MNFR:SCHNEIDER ELECTRIC,PTNO:A9F64325 | A9F64325 | 1034747 | SCHNEIDER ELECTRIC
1201365 | Data Enrichment | STP_002 - 0002 | MKV |  | 2022-07-13 | [6 empty] | KELVDBC | #N/A | BREAKER,CIRCT;MINTR,25 A,440 VAC,250 VDC | BREAKER,CIRCUIT;TYPE:MINIATURE,CURRENT RATING:25 A,VOLTAGE RATING:440 VAC,250 VDC,INTERRUPT RATING:2.25 KA,NUMBER OF POLES:2,OVERALL SIZE:WD 36 X HT 81 X DP 73 MM,TERMINAL TYPE:TUNNEL,MOUNTING TYPE:DIN RAIL/CLIP-ON,CERTIFICATION/STANDARD:EN/IEC,ADDITIONAL FEATURES EN:C60N,MNFR:SCHNEIDER ELECTRIC,PTNO:24204 | 24204 | 1034747 | SCHNEIDER ELECTRIC
1216825 | Data Enrichment | STP_002 - 0002 | MKV |  | 2022-07-13 | [6 empty] | KELVDBC | #N/A | BREAKER,CIRCT;MINTR,32 A,415 VAC,6 KA,3 | BREAKER,CIRCUIT;TYPE:MINIATURE,CURRENT RATING:32 A,VOLTAGE RATING:415 VAC,INTERRUPT RATING:6 KA,NUMBER OF POLES:3,OVERALL SIZE:WD 54 X HT 94 X DP 78.5 MM,MOUNTING TYPE:DIN RAIL,CERTIFICATION/STANDARD:ROHS,ADDITIONAL FEATURES EN:K60N,IC60N,MNFR:SCHNEIDER ELECTRIC,PTNO:A9F64332,PTNO 1:27929 | A9F64332 | 1034747 | SCHNEIDER ELECTRIC
1215992 | Data Enrichment | STP_002 - 0002 | MKV |  | 2022-07-13 | [6 empty] | KELVDBC | #N/A | BREAKER,CIRCT;MINTR,32 A,440 VAC,250 VDC | BREAKER,CIRCUIT;TYPE:MINIATURE,CURRENT RATING:32 A,VOLTAGE RATING:440 VAC,250 VDC,INTERRUPT RATING:2.25 KA,NUMBER OF POLES:2,OVERALL SIZE:WD 36 X HT 81 X DP 73 MM,TERMINAL TYPE:TUNNEL,MOUNTING TYPE:DIN RAIL/CLIP-ON,CERTIFICATION/STANDARD:EN/IEC,ADDITIONAL FEATURES EN:C60N,MNFR:SCHNEIDER ELECTRIC,PTNO:24205 | 24205 | 1034747 | SCHNEIDER ELECTRIC
1221575 | Data Enrichment | STP_002 - 0002 | MKV |  | 2022-07-13 | [6 empty] | KELVDBC | #N/A | BREAKER,CIRCT;MINTR,4 A,440 VAC,250 VDC | BREAKER,CIRCUIT;TYPE:MINIATURE,CURRENT RATING:4 A,VOLTAGE RATING:440 VAC,250 VDC,INTERRUPT RATING:6 KA,NUMBER OF POLES:2,OVERALL SIZE:WD 36 X HT 81 X DP 73 MM,TERMINAL TYPE:TUNNEL,MOUNTING TYPE:DIN RAIL/CLIP-ON,CERTIFICATION/STANDARD:EN/IEC,ADDITIONAL FEATURES EN:C60N,MNFR:SCHNEIDER ELECTRIC,PTNO:24199 | 24199 | 1034747 | SCHNEIDER ELECTRIC
1189969 | Data Enrichment | STP_002 - 0002 | MKV |  | 2022-07-13 | [6 empty] | KELVDBC | #N/A | BREAKER,CIRCT;MINTR,40 A,380/415 VAC,6 | BREAKER,CIRCUIT;TYPE:MINIATURE,CURRENT RATING:40 A,VOLTAGE RATING:380/415 VAC,INTERRUPT RATING:6 KA,NUMBER OF POLES:3,OVERALL SIZE:WD 54 X DP 78.5 MM,MOUNTING TYPE:DIN RAIL,CERTIFICATION/STANDARD:EN,IEC,ROHS,MNFR:SCHNEIDER ELECTRIC,PTNO:A9F64340,MNFR 1:GEBE | A9F64340 | 1034747 | SCHNEIDER ELECTRIC
1221092 | Data Enrichment | STP_002 - 0002 | MKV |  | 2022-07-13 | [6 empty] | KELVDBC | #N/A | BREAKER,CIRCT;MINTR,40 A,400/415 VAC,10 | BREAKER,CIRCUIT;TYPE:MINIATURE,CURRENT RATING:40 A,VOLTAGE RATING:400/415 VAC,INTERRUPT RATING:10 KA,NUMBER OF POLES:3,OVERALL SIZE:WD 54 X HT 81 X DP 73 MM,TERMINAL TYPE:TUNNEL,MOUNTING TYPE:DIN RAIL,CERTIFICATION/STANDARD:EN/IEC,ADDITIONAL FEATURES EN:SENSITIVE,C60N,MNFR:SCHNEIDER ELECTRIC,PTNO:23959 | 23959 | 1034747 | SCHNEIDER ELECTRIC
1185646 | Data Enrichment | STP_002 - 0002 | MKV |  | 2022-07-13 | [6 empty] | KELVDBC | #N/A | BREAKER,CIRCT;MINTR,40 A,440 VAC,250 VDC | BREAKER,CIRCUIT;TYPE:MINIATURE,CURRENT RATING:40 A,VOLTAGE RATING:440 VAC,250 VDC,INTERRUPT RATING:2.25 KA,NUMBER OF POLES:2,OVERALL SIZE:WD 36 X HT 81 X DP 73 MM,TERMINAL TYPE:TUNNEL,MOUNTING TYPE:DIN RAIL/CLIP-ON,CERTIFICATION/STANDARD:EN/IEC,ADDITIONAL FEATURES EN:C60N,MNFR:SCHNEIDER ELECTRIC,PTNO:24206 | 24206 | 1034747 | SCHNEIDER ELECTRIC
1201569 | Data Enrichment | STP_002 - 0002 | MKV |  | 2022-07-13 | [6 empty] | KELVDBC | #N/A | BREAKER,CIRCT;MINTR,6 A,220/240 VAC,6 KA | BREAKER,CIRCUIT;TYPE:MINIATURE,CURRENT RATING:6 A,VOLTAGE RATING:220/240 VAC,INTERRUPT RATING:6 KA,NUMBER OF POLES:1,OVERALL SIZE:WD 18 X DP 78.5 MM,MOUNTING TYPE:DIN RAIL,CERTIFICATION/STANDARD:EN,IEC,ROHS,MNFR:SCHNEIDER ELECTRIC,PTNO:A9F64106 | A9F64106 | 1034747 | SCHNEIDER ELECTRIC
1218119 | Data Enrichment | STP_002 - 0002 | MKV |  | 2022-07-13 | [6 empty] | KELVDBC | #N/A | BREAKER,CIRCT;MINTR,6 A,440 VAC,250 VDC | BREAKER,CIRCUIT;TYPE:MINIATURE,CURRENT RATING:6 A,VOLTAGE RATING:440 VAC,250 VDC,INTERRUPT RATING:2.25 KA,NUMBER OF POLES:2,OVERALL SIZE:WD 36 X HT 81 X DP 73 MM,TERMINAL TYPE:TUNNEL,MOUNTING TYPE:DIN RAIL/CLIP-ON,CERTIFICATION/STANDARD:EN/IEC,ADDITIONAL FEATURES EN:C60N,MNFR:SCHNEIDER ELECTRIC,PTNO:24200 | 24200 | 1034747 | SCHNEIDER ELECTRIC
1207580 | Data Enrichment | STP_002 - 0002 | MKV |  | 2022-07-13 | [6 empty] | KELVDBC | #N/A | BREAKER,CIRCT;MINTR,63 A,220-240 VAC | BREAKER,CIRCUIT;TYPE:MINIATURE,CURRENT RATING:63 A,VOLTAGE RATING:220-240 VAC,380-415 VAC,INTERRUPT RATING:10 KA AT 220-240 VAC,6 KA AT 380-415 VAC,NUMBER OF POLES:2,OVERALL SIZE:WD 36 X HT 94 X DP 78.5 MM,TRIP SETTING:D CURVE,MOUNTING TYPE:DIN RAIL,CERTIFICATION/STANDARD:IEC,EN,ROHS,ADDITIONAL FEATURES EN:IC60N,MNFR:SCHNEIDER ELECTRIC,PTNO:A9F75263 | A9F75263 | 1034747 | SCHNEIDER ELECTRIC
1189625 | Data Enrichment | STP_002 - 0002 | MKV |  | 2022-07-13 | [6 empty] | KELVDBC | #N/A | BREAKER,CIRCT;MINTR,63 A,440 VAC,250 VDC | BREAKER,CIRCUIT;TYPE:MINIATURE,CURRENT RATING:63 A,VOLTAGE RATING:440 VAC,250 VDC,INTERRUPT RATING:2.25 KA,NUMBER OF POLES:2,OVERALL SIZE:WD 36 X HT 81 X DP 73 MM,TERMINAL TYPE:TUNNEL,MOUNTING TYPE:DIN RAIL/CLIP-ON,CERTIFICATION/STANDARD:EN/IEC,ADDITIONAL FEATURES EN:C60N,MNFR:SCHNEIDER ELECTRIC,PTNO:24208 | 24208 | 1034747 | SCHNEIDER ELECTRIC
1188861 | Data Enrichment | STP_002 - 0002 | MKV |  | 2022-07-13 | [6 empty] | KELVDBC | #N/A | BREAKER,CIRCT;MINTR,63 A,500 VAC,10 KA,3 | BREAKER,CIRCUIT;TYPE:MINIATURE,CURRENT RATING:63 A,VOLTAGE RATING:500 VAC,INTERRUPT RATING:10 KA,NUMBER OF POLES:3,MOUNTING TYPE:DIN RAIL,MNFR:SCHNEIDER ELECTRIC,PTNO:A9F64363 | A9F64363 | 1034747 | SCHNEIDER ELECTRIC
1313009 | Data Enrichment | STP_002 - 0002 | MKV |  | 2022-07-13 | [6 empty] | KDELBV | MNFR | BREAKER,CIRCT;MMC4-C63/1N,63A | BREAKER,CIRCUIT;TYPE:MMC4-C63/1N,CURRENT RATING:63A,VOLTAGE RATING:230-400VAC \r\n 50HZ,FRAME RATING:M4.2,INTERRUPT RATING:4.5KA,NUMBER OF POLES:2P,MOUNTING \r\nTYPE :DIN,HAZARD CLASS:CLASS 2,CERTIFICATION/STANDARD:IEC/EN 60898-\r\n1,EARTON,MNFR:EA TON CORPORATION,PTNO:139285 | 139285 | 3000267 | EATON CORPORATION
1207565 | Data Enrichment | STP_002 - 0002 | MKV |  | 2022-07-13 | [6 empty] | KELVDBC | #N/A | BREAKER,CIRCT;MOLDD CASE,100 A,690 VAC,3 | BREAKER,CIRCUIT;TYPE:MOLDED CASE,CURRENT RATING:100 A,VOLTAGE RATING:690 VAC,NUMBER OF POLES:3,OVERALL SIZE:WD 10.75 CM,MNFR:SCHNEIDER ELECTRIC,PTNO:29630 | 29630 | 1034747 | SCHNEIDER ELECTRIC
1192621 | Data Enrichment | STP_002 - 0002 | MKV |  | 2022-07-13 | [6 empty] | KELVDBC | #N/A | BREAKER,CIRCT;MOLDD CASE,15 A,600 VAC | BREAKER,CIRCUIT;TYPE:MOLDED CASE,CURRENT RATING:15 A,VOLTAGE RATING:600 VAC,250 VDC,INTERRUPT RATING:14/20 KA,NUMBER OF POLES:3,OVERALL SIZE:WD 104.65 X DP 110.74 X HT 162.56 MM,ADDITIONAL FEATURES EN:STASTAT,COUPE,MNFR:SCHNEIDER ELECTRIC,PTNO:HDL36015 | HDL36015 | 1034747 | SCHNEIDER ELECTRIC
1220161 | Data Enrichment | STP_002 - 0002 | MKV |  | 2022-07-13 | [6 empty] | KELVDBC | #N/A | BREAKER,CIRCT;MOLDD CASE,16 A,690 V,36 | BREAKER,CIRCUIT;TYPE:MOLDED CASE,CURRENT RATING:16 A,VOLTAGE RATING:690 V,INTERRUPT RATING:36 KA AT 415 VAC,NUMBER OF POLES:3,OVERALL SIZE:WD 105 X HT 161 X DP 86 MM,TERMINAL TYPE:BOLT-ON,CERTIFICATION/STANDARD:EN/IEC,UL,EAC,CCC,ROHS,MNFR:SCHNEIDER ELECTRIC,PTNO:LV429637 | LV429637 | 1034747 | SCHNEIDER ELECTRIC
1126443 | Data Enrichment | STP_002 - 0002 | MKV |  | 2022-07-13 | [6 empty] | KELVDBC |  | BREAKER,CIRCT;MOT PRTCTN,MINI,16 A,690 | BREAKER,CIRCUIT;TYPE:MOTOR PROTECTION,MINI,CURRENT RATING:16 A,VOLTAGE RATING:690 VAC,INTERRUPT RATING:50 KA,NUMBER OF POLES:3,OVERALL SIZE:WD 45 X LG 93 X DP 86 MM,TERMINAL TYPE:SCREW,MOUNTING TYPE:DIN RAIL,CERTIFICATION/STANDARD:IEC/EN 60947,VDE 0660,MNFR:EATON,PTNO:PKZM0-16-T | PKZM0-16-T
1188020 | Data Enrichment | STP_002 - 0002 | MKV |  | 2022-07-13 | [6 empty] | KELVDBC | #N/A | BREAKER,CIRCT;MOT,3 KA,3 P,WD 45 X HT 89 | BREAKER,CIRCUIT;TYPE:MOTOR,INTERRUPT RATING:3 KA,NUMBER OF POLES:3,OVERALL SIZE:WD 45 X HT 89 X DP 78.5 MM,TRIP SETTING:THERMAL,MAGNETIC,TERMINAL TYPE:SCREW CLAMP,MOUNTING TYPE:DIN RAIL,ADDITIONAL FEATURES EN:1.5 KW,ICU TELEMECHANIC,MNFR:SCHNEIDER ELECTRIC,PTNO:GV2ME07 | GV2ME07 | 1034747 | SCHNEIDER ELECTRIC
1221559 | Data Enrichment | STP_002 - 0002 | MKV |  | 2022-07-13 | [6 empty] | KELVDBC | #N/A | BREAKER,CIRCT;MOT,9-14 A,690 VAC,3 KA,3 | BREAKER,CIRCUIT;TYPE:MOTOR,CURRENT RATING:9-14 A,VOLTAGE RATING:690 VAC,INTERRUPT RATING:3 KA,NUMBER OF POLES:3,OVERALL SIZE:WD 45 X HT 89 X DP 78.5 MM,TERMINAL TYPE:SCREW CLAMP,MOUNTING TYPE:DIN RAIL,ADDITIONAL FEATURES EN:9-11 KW,MNFR:SCHNEIDER ELECTRIC,PTNO:GV2 ME16 | GV2 ME16 | 1034747 | SCHNEIDER ELECTRIC
1206751 | Data Enrichment | STP_002 - 0002 | MKV |  | 2022-07-13 | [6 empty] | KELVDBC | MNFR | BREAKER,CIRCT;SCHN,A9F64102,IC60A,MINTR | BREAKER,CIRCUIT;MNFR:SCHNEIDER INC,PTNO:A9F64102,TYPE:IC60A,MINIATURE,CURRENT RATING:2 A,TRIP SETTING:C | A9F64102 | 3000344 | SCHNEIDER
1214335 | Data Enrichment | STP_002 - 0002 | MKV |  | 2022-07-13 | [6 empty] | KELVDBC | MNFR | BREAKER,CIRCT;SCHN,A9F64102,IC60A,MINTR | BREAKER,CIRCUIT;MNFR:SCHNEIDER INC,PTNO:A9F64102,TYPE:IC60A,MINIATURE,CURRENT RATING:2 A,TRIP SETTING:C,ADDITIONAL FEATURES EN: AERZEN MODEL,GM35SG5 BLOWER | A9F64102 | 3000344 | SCHNEIDER
1198682 | Data Enrichment | STP_002 - 0002 | MKV |  | 2022-07-13 | [6 empty] | KELVDBC | MNFR | BREAKER,CIRCT;SCHN,A9F64306,IC60A,MINTR | BREAKER,CIRCUIT;MNFR:SCHNEIDER INC,PTNO:A9F64306,TYPE:IC60A,MINIATURE,CURRENT RATING:6 A,TRIP SETTING:C | A9F64306 | 3000344 | SCHNEIDER
1205099 | Data Enrichment | STP_002 - 0002 | MKV |  | 2022-07-13 | [6 empty] | KELVDBC | MNFR | BREAKER,CIRCT;SCHN,A9F64310,IC60A,MINTR | BREAKER,CIRCUIT;MNFR:SCHNEIDER INC,PTNO:A9F64310,TYPE:IC60A,MINIATURE,CURRENT RATING:10 A,TRIP SETTING:C | A9F64310 | 3000344 | SCHNEIDER
1191775 | Data Enrichment | STP_002 - 0002 | MKV |  | 2022-07-13 | [6 empty] | KELVDBC | MNFR | BREAKER,CIRCT;SCHN,A9F64320,IC60A,MINTR | BREAKER,CIRCUIT;MNFR:SCHNEIDER INC,PTNO:A9F64320,TYPE:IC60A,MINIATURE,CURRENT RATING:20 A,TRIP SETTING:C | A9F64320 | 3000344 | SCHNEIDER
1524225 | Data Enrichment | STP_002 - 0002 | MKV |  | 2022-07-13 | [6 empty] | KEDLBVC | OEM | BREAKER,CIRCT;SIE,1SDA066807R1,XT1B 160R | BREAKER,CIRCUIT;MNFR:SIEMENS,PTNO:1SDA066807R1,ADDITIONAL FEATURES EN:XT1B 160 TMD 100-1000 3 P F F,RC-7G90-20535TG1-S73 | 1SDA066807R1 | 3000032 | SIEMENS
1191143 | Data Enrichment | STP_002 - 0002 | MKV |  | 2022-07-13 | [6 empty] | KELVDBC | OEM | BREAKER,CIRCT;SIE,36053960,SIE | BREAKER,CIRCUIT;MNFR:SIEMENS,PTNO:36053960,MNFR 1:SIEMENS,PTNO 1:3VL1712-1DD33-0AA0,ADDITIONAL FEATURES EN:MAIN,125 A,PQ02 | 36053960 | 3000032 | SIEMENS
1193915 | Data Enrichment | STP_002 - 0002 | MKV |  | 2022-07-13 | [6 empty] | KELVDBC | OEM | BREAKER,CIRCT;SIE,3RV1011-1CA10,SIE,PF01 | BREAKER,CIRCUIT;MNFR:SIEMENS,PTNO:3RV1011-1CA10,MNFR 1:SIEMENS,PTNO 1:PF01 35028660 | 3RV1011-1CA10 | 3000032 | SIEMENS
1201317 | Data Enrichment | STP_002 - 0002 | MKV |  | 2022-07-13 | [6 empty] | KELVDBC | OEM | BREAKER,CIRCT;SIE,3RV1011-1EA102,DEM | BREAKER,CIRCUIT;MNFR:SIEMENS,PTNO:3RV1011-1EA102,MNFR 1:DEMAG,PTNO 1:GB140489,ADDITIONAL FEATURES EN:8-4 A | 3RV1011-1EA102 | 3000032 | SIEMENS
1205552 | Data Enrichment | STP_002 - 0002 | MKV |  | 2022-07-13 | [6 empty] | KELVDBC | OEM | BREAKER,CIRCT;SIE,3RV1021-1GA10,4.5 TO | BREAKER,CIRCUIT;MNFR:SIEMENS,PTNO:3RV1021-1GA10,ADDITIONAL FEATURES EN:4.5 TO 6.3 A,SIZE S0,FOR MOTOR PROTECTION CLASS 10 N REL 82A SCREW TERMINAL STANDARD SWITCHING CAPACITY | 3RV1021-1GA10 | 3000032 | SIEMENS
1192690 | Data Enrichment | STP_002 - 0002 | MKV |  | 2022-07-13 | [6 empty] | KELVDBC | OEM | BREAKER,CIRCT;SIE,3RV1021-1JA10,7 TO 10 | BREAKER,CIRCUIT;MNFR:SIEMENS,PTNO:3RV1021-1JA10,ADDITIONAL FEATURES EN:7 TO 10 A,SIZE S0,FOR MOTOR PROTECTION CLASS 10 N REL 130 A SCREW TERMINAL STANDARD SWITCHING CAPACITY | 3RV1021-1JA10 | 3000032 | SIEMENS
1203673 | Data Enrichment | STP_002 - 0002 | MKV |  | 2022-07-13 | [6 empty] | KELVDBC | OEM | BREAKER,CIRCT;SIE,3RV1031-4HA10,40 TO 50 | BREAKER,CIRCUIT;MNFR:SIEMENS,PTNO:3RV1031-4HA10,ADDITIONAL FEATURES EN:40 TO 50 A,SIRIUS | 3RV1031-4HA10 | 3000032 | SIEMENS
1186391 | Data Enrichment | STP_002 - 0002 | MKV |  | 2022-07-13 | [6 empty] | KELVDBC | OEM | BREAKER,CIRCT;SIE,3RV1073-7GL10,400 A | BREAKER,CIRCUIT;MNFR:SIEMENS,PTNO:3RV1073-7GL10,ADDITIONAL FEATURES EN:400 A,3RV1,MOLDED CASE,FOR MOTOR PROTECTION STANDARD SWITCHING CAPACITY RATED CURRENT | 3RV1073-7GL10 | 3000032 | SIEMENS
1041930 | Data Enrichment | STP_002 - 0002 | MKV |  | 2022-07-13 | [6 empty] | KELVDBC | OEM | BREAKER,CIRCT;SIE,3RV1321-1KC10,N-RELSE | BREAKER,CIRCUIT;MNFR:SIEMENS,PTNO:3RV1321-1KC10,ADDITIONAL FEATURES EN:N-RELEASE | 3RV1321-1KC10 | 3000032 | SIEMENS
1193220 | Data Enrichment | STP_002 - 0002 | MKV |  | 2022-07-13 | [6 empty] | KELVDBC | OEM | BREAKER,CIRCT;SIE,3RV1321-4AC10,16 A | BREAKER,CIRCUIT;MNFR:SIEMENS,PTNO:3RV1321-4AC10,ADDITIONAL FEATURES EN:16 A | 3RV1321-4AC10 | 3000032 | SIEMENS
1208159 | Data Enrichment | STP_002 - 0002 | MKV |  | 2022-07-13 | [6 empty] | KELVDBC | OEM | BREAKER,CIRCT;SIE,3RV1341-4LC1/90A,SIE | BREAKER,CIRCUIT;MNFR:SIEMENS,PTNO:3RV1341-4LC1/90A,MNFR 1:SIEMENS,PTNO 1:3RV1341-4LC10,ADDITIONAL FEATURES EN:90 A | 3RV1341-4LC1/90A | 3000032 | SIEMENS
1035816 | Data Enrichment | STP_002 - 0002 | MKV |  | 2022-07-13 | [6 empty] | KELVDBC | OEM | BREAKER,CIRCT;SIE,3RV1353-6MM10,MOLDD | BREAKER,CIRCUIT;MNFR:SIEMENS,PTNO:3RV1353-6MM10,ADDITIONAL FEATURES EN:MOLDED CASE,KCC | 3RV1353-6MM10 | 3000032 | SIEMENS
1217450 | Data Enrichment | STP_002 - 0002 | MKV |  | 2022-07-13 | [6 empty] | KELVDBC | OEM | BREAKER,CIRCT;SIE,3RV1363-7AN10,MOLDD | BREAKER,CIRCUIT;MNFR:SIEMENS,PTNO:3RV1363-7AN10,ADDITIONAL FEATURES EN:MOLDED CASE,3RV1,FOR STARTER COMBINATION STANDARD SWITCHING CAPACITY RATED CURRENT IN 100 A MAGNETIC R | 3RV1363-7AN10 | 3000032 | SIEMENS
1196461 | Data Enrichment | STP_002 - 0002 | MKV |  | 2022-07-13 | [6 empty] | KELVDBC | OEM | BREAKER,CIRCT;SIE,3RV1363-7EN10,MOLDD | BREAKER,CIRCUIT;MNFR:SIEMENS,PTNO:3RV1363-7EN10,ADDITIONAL FEATURES EN:MOLDED CASE,3RV1,FOR STARTER COMBINATION STANDARD SWITCHING CAPACITY RATED CURRENT IN 250 A MAGNETIC | 3RV1363-7EN10 | 3000032 | SIEMENS
1211439 | Data Enrichment | STP_002 - 0002 | MKV |  | 2022-07-13 | [6 empty] | KELVDBC | OEM | BREAKER,CIRCT;SIE,3RV1383-7KN10,MOLDD | BREAKER,CIRCUIT;MNFR:SIEMENS,PTNO:3RV1383-7KN10,ADDITIONAL FEATURES EN:MOLDED CASE,3RV1,FOR STARTER COMBINATION STANDARD SWITCHING CAPACITY RATED CURRENT IN 800 A MAGNETIC | 3RV1383-7KN10 | 3000032 | SIEMENS
1524242 | Data Enrichment | STP_002 - 0002 | MKV |  | 2022-07-13 | [6 empty] | KEDLBVC | OEM | BREAKER,CIRCT;SIE,3RV1611-1CG14,VOLTAGES | BREAKER,CIRCUIT;MNFR:SIEMENS,PTNO:3RV1611-1CG14,ADDITIONAL FEATURES EN:VOLTAGE TRANSFORMER,SIZE S00 2.5 A,N-RELEASE 10.5 A 1 CO,WITH TRANSVERSE AUXILARY SWITCH,RC-7G90-20535TG1-S79 | 3RV1611-1CG14 | 3000032 | SIEMENS
1232942 | Data Enrichment | STP_002 - 0002 | MKV |  | 2022-07-13 | [6 empty] | KELVDBC | OEM | BREAKER,CIRCT;SIE,3RV20111CA10,MCCB | BREAKER,CIRCUIT;MNFR:SIEMENS,PTNO:3RV20111CA10,ADDITIONAL FEATURES EN:MCCB | 3RV20111CA10 | 3000032 | SIEMENS
1232943 | Data Enrichment | STP_002 - 0002 | MKV |  | 2022-07-13 | [6 empty] | KELVDBC | OEM | BREAKER,CIRCT;SIE,3RV20111HA10,MCCB | BREAKER,CIRCUIT;MNFR:SIEMENS,PTNO:3RV20111HA10,ADDITIONAL FEATURES EN:MCCB | 3RV20111HA10 | 3000032 | SIEMENS
1208475 | Data Enrichment | STP_002 - 0002 | MKV |  | 2022-07-13 | [6 empty] | KELVDBC | OEM | BREAKER,CIRCT;SIE,3RV2021-4BA10 | BREAKER,CIRCUIT;MNFR:SIEMENS,PTNO:3RV2021-4BA10 | 3RV2021-4BA10 | 3000032 | SIEMENS
1320947 | Data Enrichment | STP_002 - 0002 | MKV |  | 2022-07-13 | [6 empty] | KELVDB |  | BREAKER,CIRCT;SIE,3RV2021-4DA10,25 A,3 P | BREAKER,CIRCUIT;25 A,3 P,MNFR:SIEMENS,PTNO:3RV2021-4DA10 | 3RV2021-4DA10
1066711 | Data Enrichment | STP_002 - 0002 | MKV |  | 2022-07-13 | [6 empty] | KELVDBC | OEM | BREAKER,CIRCT;SIE,3RV20214EA10,MOT | BREAKER,CIRCUIT;MNFR:SIEMENS,PTNO:3RV20214EA10,ADDITIONAL FEATURES EN:MOTOR,27-32A | 3RV20214EA10 | 3000032 | SIEMENS
1233070 | Data Enrichment | STP_002 - 0002 | MKV |  | 2022-07-13 | [6 empty] | KELVDBC | OEM | BREAKER,CIRCT;SIE,3RV20314JA10,MCCB | BREAKER,CIRCUIT;MNFR:SIEMENS,PTNO:3RV20314JA10,ADDITIONAL FEATURES EN:MCCB | 3RV20314JA10 | 3000032 | SIEMENS
1233071 | Data Enrichment | STP_002 - 0002 | MKV |  | 2022-07-13 | [6 empty] | KELVDBC | OEM | BREAKER,CIRCT;SIE,3RV20314RA10,MCCB | BREAKER,CIRCUIT;MNFR:SIEMENS,PTNO:3RV20314RA10,ADDITIONAL FEATURES EN:MCCB | 3RV20314RA10 | 3000032 | SIEMENS
1189648 | Data Enrichment | STP_002 - 0002 | MKV |  | 2022-07-13 | [6 empty] | KELVDBC | OEM | BREAKER,CIRCT;SIE,3RV20314UA10,CL 10,A | BREAKER,CIRCUIT;MNFR:SIEMENS,PTNO:3RV20314UA10,ADDITIONAL FEATURES EN:CLASS 10,A RELEASE 32 TO 40 A,N-RELEASE 585 A | 3RV20314UA10 | 3000032 | SIEMENS
1206954 | Data Enrichment | STP_002 - 0002 | MKV |  | 2022-07-13 | [6 empty] | KELVDBC | OEM | BREAKER,CIRCT;SIE,3RV23110KC10,1.25 A | BREAKER,CIRCUIT;MNFR:SIEMENS,PTNO:3RV23110KC10,ADDITIONAL FEATURES EN:1.25 A,N-RELEASE,16 A | 3RV23110KC10 | 3000032 | SIEMENS
1320948 | Data Enrichment | STP_002 - 0002 | MKV |  | 2022-07-13 | [6 empty] | KELVDB |  | BREAKER,CIRCT;SIE,3RV2311-1DC,3.2 A,3 P | BREAKER,CIRCUIT;3.2 A,3 P,MNFR:SIEMENS,PTNO:3RV2311-1DC10 | 3RV2311-1DC10
1320945 | Data Enrichment | STP_002 - 0002 | MKV |  | 2022-07-13 | [6 empty] | KELVDB |  | BREAKER,CIRCT;SIE,3RV2311-1HC10,8 A,3 P | BREAKER,CIRCUIT;8 A,3 P,MNFR:SIEMENS,PTNO:3RV2311-1HC10 | 3RV2311-1HC10
1066708 | Data Enrichment | STP_002 - 0002 | MKV |  | 2022-07-13 | [6 empty] | KELVDBC | OEM | BREAKER,CIRCT;SIE,3RV23111KC10,START | BREAKER,CIRCUIT;MNFR:SIEMENS,PTNO:3RV23111KC10,ADDITIONAL FEATURES EN:STARTER,12.5A | 3RV23111KC10 | 3000032 | SIEMENS
1320946 | Data Enrichment | STP_002 - 0002 | MKV |  | 2022-07-13 | [6 empty] | KELVDB |  | BREAKER,CIRCT;SIE,3RV2321-4BC1,16 A,3 P | BREAKER,CIRCUIT;16 A,3 P,MNFR:SIEMENS,PTNO:3RV2321-4BC10 | 3RV2321-4BC10
1289718 | Data Enrichment | STP_002 - 0002 | MKV |  | 2022-07-13 | [6 empty] | KDELBVQC | OEM | BREAKER,CIRCT;SIE,3RV2321-4EC10,MOT CTRL | BREAKER,CIRCUIT;MNFR:SIEMENS,PTNO:3RV2321-4EC10,ADDITIONAL FEATURES EN:MOTOR CONTROL | 3RV2321-4EC10 | 3000032 | SIEMENS
1233039 | Data Enrichment | STP_002 - 0002 | MKV |  | 2022-07-13 | [6 empty] | KELVDBC | OEM | BREAKER,CIRCT;SIE,3RV23314RC10,3 POLES | BREAKER,CIRCUIT;MNFR:SIEMENS,PTNO:3RV23314RC10,ADDITIONAL FEATURES EN:3 POLES TERMINAL SCREW 80A S2 TIME OVERLOAD TRIGGER | 3RV23314RC10 | 3000032 | SIEMENS
1189078 | Data Enrichment | STP_002 - 0002 | MKV |  | 2022-07-13 | [6 empty] | KELVDBC | OEM | BREAKER,CIRCT;SIE,3RV23324RC10,80 A | BREAKER,CIRCUIT;MNFR:SIEMENS,PTNO:3RV23324RC10,ADDITIONAL FEATURES EN:80 A,N-RELEASE,1040 A | 3RV23324RC10 | 3000032 | SIEMENS
1211009 | Data Enrichment | STP_002 - 0002 | MKV |  | 2022-07-13 | [6 empty] | KELVDBC | OEM | BREAKER,CIRCT;SIE,3RV2332-4SC10 | BREAKER,CIRCUIT;MNFR:SIEMENS,PTNO:3RV2332-4SC10 | 3RV2332-4SC10 | 3000032 | SIEMENS
1201847 | Data Enrichment | STP_002 - 0002 | MKV |  | 2022-07-13 | [6 empty] | KELVDBC | OEM | BREAKER,CIRCT;SIE,3RV24114AA10,FOR XFMR | BREAKER,CIRCUIT;MNFR:SIEMENS,PTNO:3RV24114AA10,ADDITIONAL FEATURES EN:FOR TRANSFORMER PROTECTION,10 TO 16 A RELEASE,286 A | 3RV24114AA10 | 3000032 | SIEMENS
1194312 | Data Enrichment | STP_002 - 0002 | MKV |  | 2022-07-13 | [6 empty] | KELVDBC | OEM | BREAKER,CIRCT;SIE,3VA1010-2ED36-0AA0 | BREAKER,CIRCUIT;MNFR:SIEMENS,PTNO:3VA1010-2ED36-0AA0,ADDITIONAL FEATURES EN:3VA1,IEC FRAME,100 SWITCHING CAPACITY,CLASS B,ICU 16 KA AT 415 V,3 POLE | 3VA1010-2ED36-0AA0 | 3000032 | SIEMENS
1210319 | Data Enrichment | STP_002 - 0002 | MKV |  | 2022-07-13 | [6 empty] | KELVDBC | OEM | BREAKER,CIRCT;SIE,3VA11123GE420AA0,125 A | BREAKER,CIRCUIT;MNFR:SIEMENS,PTNO:3VA11123GE420AA0,ADDITIONAL FEATURES EN:125 A,4 POLE,3 VA1,IEC FRAME 160 | 3VA11123GE420AA0 | 3000032 | SIEMENS
1191940 | Data Enrichment | STP_002 - 0002 | MKV |  | 2022-07-13 | [6 empty] | KELVDBC | OEM | BREAKER,CIRCT;SIE,3VA11163GE420AA0,3VA1 | BREAKER,CIRCUIT;MNFR:SIEMENS,PTNO:3VA11163GE420AA0,ADDITIONAL FEATURES EN:3VA1,IEC FRAME 160,CLASS N,ICU 25 KA AT 415 V,4 POLE,IN 160 A | 3VA11163GE420AA0 | 3000032 | SIEMENS
1199118 | Data Enrichment | STP_002 - 0002 | MKV |  | 2022-07-13 | [6 empty] | KELVDBC | OEM | BREAKER,CIRCT;SIE,3VA25805HL320AA0,800 A | BREAKER,CIRCUIT;MNFR:SIEMENS,PTNO:3VA25805HL320AA0,ADDITIONAL FEATURES EN:800 A,3VA2,IEC FRAME 1000 SWITCHING CAPACITY,220 TO 690 V | 3VA25805HL320AA0 | 3000032 | SIEMENS
1197186 | Data Enrichment | STP_002 - 0002 | MKV |  | 2022-07-13 | [6 empty] | KELVDBC | OEM | BREAKER,CIRCT;SIE,3VL2705-3DC3,VL160L | BREAKER,CIRCUIT;MNFR:SIEMENS,PTNO:3VL2705-3DC3,ADDITIONAL FEATURES EN:VL160L 3-0AA0,ICU 100 KA,415 VAC,3 POLE,IN 50 A,IR 40 TO 50 A,II 300 TO 600 A,HIGH SWITCHING CAPACITY LINE PROTECTION | 3VL2705-3DC3 | 3000032 | SIEMENS
1041356 | Data Enrichment | STP_002 - 0002 | MKV |  | 2022-07-13 | [6 empty] | KELVDBC | OEM | BREAKER,CIRCT;SIE,3VL2706-3DC33-0AA0 | BREAKER,CIRCUIT;MNFR:SIEMENS,PTNO:3VL2706-3DC33-0AA0,ADDITIONAL FEATURES EN:MOLDED CASE,VL160,50 TO 63 A,100 KA | 3VL2706-3DC33-0AA0 | 3000032 | SIEMENS
1205965 | Data Enrichment | STP_002 - 0002 | MKV |  | 2022-07-13 | [6 empty] | KELVDBC | OEM | BREAKER,CIRCT;SIE,3VL2708-3DC33-0AA0,80 | BREAKER,CIRCUIT;MNFR:SIEMENS,PTNO:3VL2708-3DC33-0AA0,ADDITIONAL FEATURES EN:80 A | 3VL2708-3DC33-0AA0 | 3000032 | SIEMENS
1211250 | Data Enrichment | STP_002 - 0002 | MKV |  | 2022-07-13 | [6 empty] | KELVDBC | OEM | BREAKER,CIRCT;SIE,3VL2710-2DC33-0AA0 | BREAKER,CIRCUIT;MNFR:SIEMENS,PTNO:3VL2710-2DC33-0AA0,ADDITIONAL FEATURES EN:VL160H,ICU 70 KA,415 VAC,3 POLE,IN 100 A,IR 80 TO 100 A,II 500 TO 1000 A HIGH SWITCHING CAPACITY LINE PROTECTION | 3VL2710-2DC33-0AA0 | 3000032 | SIEMENS
1221576 | Data Enrichment | STP_002 - 0002 | MKV |  | 2022-07-13 | [6 empty] | KELVDBC | OEM | BREAKER,CIRCT;SIE,3VL2712-2DC33-0AA0 | BREAKER,CIRCUIT;MNFR:SIEMENS,PTNO:3VL2712-2DC33-0AA0,ADDITIONAL FEATURES EN:VL160L,ICU 70 KA,415 VAC,3 POLE,IN 125 A,IR 100 TO 125 A,II 625 TO 1250 A,HIGH SWITCHING CAPACITY LINE PROTECTION | 3VL2712-2DC33-0AA0 | 3000032 | SIEMENS
1041355 | Data Enrichment | STP_002 - 0002 | MKV |  | 2022-07-13 | [6 empty] | KELVDBC | OEM | BREAKER,CIRCT;SIE,3VL3725-3DC36-0AA0 | BREAKER,CIRCUIT;MNFR:SIEMENS,PTNO:3VL3725-3DC36-0AA0,ADDITIONAL FEATURES EN:MOLDED CASE,VL250,WITH ETU20 100 KA SPARES SCRUBBER | 3VL3725-3DC36-0AA0 | 3000032 | SIEMENS
1214670 | Data Enrichment | STP_002 - 0002 | MKV |  | 2022-07-13 | [6 empty] | KELVDBC | OEM | BREAKER,CIRCT;SIE,3VL3725-3DC36-0AA0,ICU | BREAKER,CIRCUIT;MNFR:SIEMENS,PTNO:3VL3725-3DC36-0AA0,ADDITIONAL FEATURES EN:ICU 100 KA,415 VAC,3 POLE,IN 200 A,RATEDCURRENT IR 200 TO 250 A,1200 TO 2500 A | 3VL3725-3DC36-0AA0 | 3000032 | SIEMENS
1233084 | Data Enrichment | STP_002 - 0002 | MKV |  | 2022-07-13 | [6 empty] | KELVDBC | OEM | BREAKER,CIRCT;SIE,3VL47311DK360AD1 | BREAKER,CIRCUIT;MNFR:SIEMENS,PTNO:3VL47311DK360AD1,ADDITIONAL FEATURES EN:VL400N,STANDARD BREAKING CAPACITY,ICU 55 KA,415 VAC,3 POLE | 3VL47311DK360AD1 | 3000032 | SIEMENS
1204268 | Data Enrichment | STP_002 - 0002 | MKV |  | 2022-07-13 | [6 empty] | KELVDBC | OEM | BREAKER,CIRCT;SIE,3VL4731-3DC3,VL 400L | BREAKER,CIRCUIT;MNFR:SIEMENS,PTNO:3VL4731-3DC3,ADDITIONAL FEATURES EN:VL 400L IN 315-IR 250A 6-OAAO | 3VL4731-3DC3 | 3000032 | SIEMENS
1200779 | Data Enrichment | STP_002 - 0002 | MKV |  | 2022-07-13 | [6 empty] | KELVDBC | OEM | BREAKER,CIRCT;SIE,3VL5750-3DC36-0AA0,SIE | BREAKER,CIRCUIT;MNFR:SIEMENS,PTNO:3VL5750-3DC36-0AA0,MNFR 1:SIEMENS,PTNO 1:3VL5750-3DC35-0AA0,ADDITIONAL FEATURES EN:VL250L,ICU 100 KA,415 VAC,3 POLE,IN 200 A,IR 200 TO 250 A,II 1200 TO 2500 A,HIGH SWITCHING CAPACITY LINE PROTECTION | 3VL5750-3DC36-0AA0 | 3000032 | SIEMENS
1203685 | Data Enrichment | STP_002 - 0002 | MKV |  | 2022-07-13 | [6 empty] | KELVDBC | OEM | BREAKER,CIRCT;SIE,3VL5763-3DC36-0AA0 | BREAKER,CIRCUIT;MNFR:SIEMENS,PTNO:3VL5763-3DC36-0AA0,ADDITIONAL FEATURES EN:VL630L,ICU 100 KA,415 VAC,3 POLE,IN 630 A,IR 500 TO 630 A,II 3250 TO 6500 A,HIGH SWITCHING CAPACITY LINE PROTECTION | 3VL5763-3DC36-0AA0 | 3000032 | SIEMENS
1193389 | Data Enrichment | STP_002 - 0002 | MKV |  | 2022-07-13 | [6 empty] | KELVDBC | OEM | BREAKER,CIRCT;SIE,3WL1108-4CB32-1AA2,3 | BREAKER,CIRCUIT;MNFR:SIEMENS,PTNO:3WL1108-4CB32-1AA2,ADDITIONAL FEATURES EN:3 POLE,800 H,1000 V,800 A,50/60 HZ | 3WL1108-4CB32-1AA2 | 3000032 | SIEMENS
1211606 | Data Enrichment | STP_002 - 0002 | MKV |  | 2022-07-13 | [6 empty] | KELVDBC | OEM | BREAKER,CIRCT;SIE,3WL1110-4CB32-1AA2,AIR | BREAKER,CIRCUIT;MNFR:SIEMENS,PTNO:3WL1110-4CB32-1AA2,ADDITIONAL FEATURES EN:AIR,3 POLE,WL I 1000H,1000 V,1000 A,50/60 HZ | 3WL1110-4CB32-1AA2 | 3000032 | SIEMENS
1215028 | Data Enrichment | STP_002 - 0002 | MKV |  | 2022-07-13 | [6 empty] | KELVDBC | OEM | BREAKER,CIRCT;SIE,3WL1232-3FB32-5FA2,AIR | BREAKER,CIRCUIT;MNFR:SIEMENS,PTNO:3WL1232-3FB32-5FA2,ADDITIONAL FEATURES EN:AIR,3 POLE,WL II 3200S,1000 V,3200 A,50/60 HZ | 3WL1232-3FB32-5FA2 | 3000032 | SIEMENS
1320965 | Data Enrichment | STP_002 - 0002 | MKV |  | 2022-07-13 | [6 empty] | KELVDB |  | BREAKER,CIRCT;SIE,5SM3644-4,RCCB | BREAKER,CIRCUIT;RCCB TYPE B,40 A,300 MA,400 V,4 P,MNFR:SIEMENS,PTNO:5SM3644-4 | 5SM3644-4
1232996 | Data Enrichment | STP_002 - 0002 | MKV |  | 2022-07-13 | [6 empty] | KELVDBC | OEM | BREAKER,CIRCT;SIE,5SV3314-6LA,RESIDUAL | BREAKER,CIRCUIT;MNFR:SIEMENS,PTNO:5SV3314-6LA,ADDITIONAL FEATURES EN:RESIDUAL CURRENT OPERATED,2 POLE,TYPE A,IN 40 A,30 MA,UN 230 VAC,WITH THERM | 5SV3314-6LA | 3000032 | SIEMENS
1320964 | Data Enrichment | STP_002 - 0002 | MKV |  | 2022-07-13 | [6 empty] | KELVDB |  | BREAKER,CIRCT;SIE,5SV3352-6,RCCB | BREAKER,CIRCUIT;RCCB TYPE A,25 A,30 MA,500 V,4 P,MNFR:SIEMENS,PTNO:5SV3352-6 | 5SV3352-6
1233001 | Data Enrichment | STP_002 - 0002 | MKV |  | 2022-07-13 | [6 empty] | KELVDBC | OEM | BREAKER,CIRCT;SIE,5SV3412-6,RESIDUAL CUR | BREAKER,CIRCUIT;MNFR:SIEMENS,PTNO:5SV3412-6,ADDITIONAL FEATURES EN:RESIDUAL CURRENT OPERATED,2 POLE,TYPE A IN 25A 100MA UN 230 VAC | 5SV3412-6 | 3000032 | SIEMENS
1207881 | Data Enrichment | STP_002 - 0002 | MKV |  | 2022-07-13 | [6 empty] | KELVDBC | OEM | BREAKER,CIRCT;SIE,5SV3442-6,RESIDUAL CUR | BREAKER,CIRCUIT;MNFR:SIEMENS,PTNO:5SV3442-6,ADDITIONAL FEATURES EN:RESIDUAL CURRENT OPERATED,4-POLE,TYPE A,IN 25 A,100 MA,UN 400 VAC | 5SV3442-6 | 3000032 | SIEMENS
1217427 | Data Enrichment | STP_002 - 0002 | MKV |  | 2022-07-13 | [6 empty] | KELVDBC | OEM | BREAKER,CIRCT;SIE,5SV3444-6LA,RESIDUAL | BREAKER,CIRCUIT;MNFR:SIEMENS,PTNO:5SV3444-6LA,ADDITIONAL FEATURES EN:RESIDUAL CURRENT OPERATED,4-POLE,TYPE A,IN 40A,100 MA,UN 400 VAC,WITH THER | 5SV3444-6LA | 3000032 | SIEMENS
1233000 | Data Enrichment | STP_002 - 0002 | MKV |  | 2022-07-13 | [6 empty] | KELVDBC | OEM | BREAKER,CIRCT;SIE,5SV3644-8LA,RESIDUAL | BREAKER,CIRCUIT;MNFR:SIEMENS,PTNO:5SV3644-8LA,ADDITIONAL FEATURES EN:RESIDUAL CURRENT OPERATED,4 POLE,TYPE A,SELECTIVE IN 40 A,300 MA,UN 400 VAC | 5SV3644-8LA | 3000032 | SIEMENS
1233271 | Data Enrichment | STP_002 - 0002 | MKV |  | 2022-07-13 | [6 empty] | KELVDBC | OEM | BREAKER,CIRCT;SIE,5SV43120,RESIDUAL CUR | BREAKER,CIRCUIT;MNFR:SIEMENS,PTNO:5SV43120,ADDITIONAL FEATURES EN:RESIDUAL CURRENT OPERATED RCCB 2 POLE TYPE AC IN 25 A 30 MA UN AC 230 V | 5SV43120 | 3000032 | SIEMENS
1205023 | Data Enrichment | STP_002 - 0002 | MKV |  | 2022-07-13 | [6 empty] | KELVDBC | OEM | BREAKER,CIRCT;SIE,5SV44120,RESIDUAL CUR | BREAKER,CIRCUIT;MNFR:SIEMENS,PTNO:5SV44120,ADDITIONAL FEATURES EN:RESIDUAL CURRENT OPERATED 2-POLE,TYPE AC,IN 25 A,100 MA,230 VAC | 5SV44120 | 3000032 | SIEMENS
1320954 | Data Enrichment | STP_002 - 0002 | MKV |  | 2022-07-13 | [6 empty] | KELVDB |  | BREAKER,CIRCT;SIE,5SY4102-7CC,2 A,230 V | BREAKER,CIRCUIT;2 A,230 V,10 KA,1 P,MNFR:SIEMENS,PTNO:5SY4102-7CC | 5SY4102-7CC
1320955 | Data Enrichment | STP_002 - 0002 | MKV |  | 2022-07-13 | [6 empty] | KELVDB |  | BREAKER,CIRCT;SIE,5SY4106-7CC,6 A,230 V | BREAKER,CIRCUIT;6 A,230 V,10 KA,1 P,MNFR:SIEMENS,PTNO:5SY4106-7CC | 5SY4106-7CC
1320952 | Data Enrichment | STP_002 - 0002 | MKV |  | 2022-07-13 | [6 empty] | KELVDB |  | BREAKER,CIRCT;SIE,5SY4110-7CC,10 A | BREAKER,CIRCUIT;10 A,230/400 V,10 KA,1 P,MNFR:SIEMENS,PTNO:5SY4110-7CC | 5SY4110-7CC
1233034 | Data Enrichment | STP_002 - 0002 | MKV |  | 2022-07-13 | [6 empty] | KELVDBC | OEM | BREAKER,CIRCT;SIE,5SY42028,MINTR 2 POLE | BREAKER,CIRCUIT;MNFR:SIEMENS,PTNO:5SY42028,ADDITIONAL FEATURES EN:MINIATURE 2 POLE 2A 400V | 5SY42028 | 3000032 | SIEMENS
1320951 | Data Enrichment | STP_002 - 0002 | MKV |  | 2022-07-13 | [6 empty] | KELVDB |  | BREAKER,CIRCT;SIE,5SY4210-8,10 KA,8 A | BREAKER,CIRCUIT;10 KA,8 A,2 P,MNFR:SIEMENS,PTNO:5SY4210-8 | 5SY4210-8
1320953 | Data Enrichment | STP_002 - 0002 | MKV |  | 2022-07-13 | [6 empty] | KELVDB |  | BREAKER,CIRCT;SIE,5SY4310-7CC,10 A | BREAKER,CIRCUIT;10 A,230/400 V,10 KA,3 P,MNFR:SIEMENS,PTNO:5SY4310-7CC | 5SY4310-7CC
1075393 | Data Enrichment | STP_002 - 0002 | MKV |  | 2022-07-13 | [6 empty] | KDELBVC | OEM | BREAKER,CIRCT;SIE,5SY6101-7,1A 1 POLE | BREAKER,CIRCUIT;MNFR:SIEMENS,PTNO:5SY6101-7,ADDITIONAL FEATURES EN:1A 1 POLE 230/400V 6KA MODULAR,1 POLE,C,T 70MM | 5SY6101-7 | 3000032 | SIEMENS
1013394 | Data Enrichment | STP_002 - 0002 | MKV |  | 2022-07-13 | [6 empty] | KELVDBC | OEM | BREAKER,CIRCT;SIE,5SY6102-7,2 A,1 P | BREAKER,CIRCUIT;MNFR:SIEMENS,PTNO:5SY6102-7,ADDITIONAL FEATURES EN:2 A,1 P | 5SY6102-7 | 3000032 | SIEMENS
1254164 | Data Enrichment | STP_002 - 0002 | MKV |  | 2022-07-13 | [6 empty] | KELVDBCQ | OEM | BREAKER,CIRCT;SIE,5SY6104-7,CTE:4A,PIN 1 | BREAKER,CIRCUIT;MNFR:SIEMENS,PTNO:5SY6104-7,ADDITIONAL FEATURES EN:CTE:4A,PIN 1 VOLTAGE:230/400V,CHAP. RUPT .:6KA CURVE:C,SIZE:D-70MM M OUNTING:RIELDING 35MM,TYPE:THUMBNAIL | 5SY6104-7 | 3000032 | SIEMENS
1254165 | Data Enrichment | STP_002 - 0002 | MKV |  | 2022-07-13 | [6 empty] | KELVDBC | OEM | BREAKER,CIRCT;SIE,5SY6106-7,CTE:6A | BREAKER,CIRCUIT;MNFR:SIEMENS,PTNO:5SY6106-7,ADDITIONAL FEATURES EN:CTE:6A,POLOS:1 TENSION:230/400V,CAP . RUPT.:6KA CURVA:C,TAMANO:D- 70MM M ONTAJE:.,TIPO:MINIATURA | 5SY6106-7 | 3000032 | SIEMENS
1066717 | Data Enrichment | STP_002 - 0002 | MKV |  | 2022-07-13 | [6 empty] | KELVDBC | OEM | BREAKER,CIRCT;SIE,5SY71027CC,2 A,1 P | BREAKER,CIRCUIT;MNFR:SIEMENS,PTNO:5SY71027CC,ADDITIONAL FEATURES EN:2 A,1 P | 5SY71027CC | 3000032 | SIEMENS
1222476 | Data Enrichment | STP_002 - 0002 | MKV |  | 2022-07-13 | [6 empty] | KELVDBC | OEM | BREAKER,CIRCT;SIE,5SY7106-7CC,MINTR,1 | BREAKER,CIRCUIT;MNFR:SIEMENS,PTNO:5SY7106-7CC,ADDITIONAL FEATURES EN:MINIATURE,1 POLE,TYPE C,LATHAM MODEL FILTER-PRESS | 5SY7106-7CC | 3000032 | SIEMENS
1232994 | Data Enrichment | STP_002 - 0002 | MKV |  | 2022-07-13 | [6 empty] | KELVDBC | OEM | BREAKER,CIRCT;SIE,5SY71107CC,MINTR | BREAKER,CIRCUIT;MNFR:SIEMENS,PTNO:5SY71107CC,ADDITIONAL FEATURES EN:MINIATURE,230/400 V,15 KA,1 POLE,C,10 A | 5SY71107CC | 3000032 | SIEMENS
1232999 | Data Enrichment | STP_002 - 0002 | MKV |  | 2022-07-13 | [6 empty] | KELVDBC | OEM | BREAKER,CIRCT;SIE,5SY71167CC,MINTR | BREAKER,CIRCUIT;MNFR:SIEMENS,PTNO:5SY71167CC,ADDITIONAL FEATURES EN:MINIATURE,230/400 V,15 KA,1 POLE,C,16 A | 5SY71167CC | 3000032 | SIEMENS
1066718 | Data Enrichment | STP_002 - 0002 | MKV |  | 2022-07-13 | [6 empty] | KELVDBC | OEM | BREAKER,CIRCT;SIE,5SY72027CC,2 A,2 POLE | BREAKER,CIRCUIT;MNFR:SIEMENS,PTNO:5SY72027CC,ADDITIONAL FEATURES EN:2 A,2 POLE | 5SY72027CC | 3000032 | SIEMENS
1208625 | Data Enrichment | STP_002 - 0002 | MKV |  | 2022-07-13 | [6 empty] | KELVDBC | OEM | BREAKER,CIRCT;SIE,5SY72067CC,MINTR,400 V | BREAKER,CIRCUIT;MNFR:SIEMENS,PTNO:5SY72067CC,ADDITIONAL FEATURES EN:MINIATURE,400 V,15 KA,2 POLE,C,6 A | 5SY72067CC | 3000032 | SIEMENS
1198343 | Data Enrichment | STP_002 - 0002 | MKV |  | 2022-07-13 | [6 empty] | KELVDBC | OEM | BREAKER,CIRCT;SIE,5SY7216-7CC,MINTR,400 | BREAKER,CIRCUIT;MNFR:SIEMENS,PTNO:5SY7216-7CC,ADDITIONAL FEATURES EN:MINIATURE,400 V,15 KA,2P,C,16 A | 5SY7216-7CC | 3000032 | SIEMENS
1215895 | Data Enrichment | STP_002 - 0002 | MKV |  | 2022-07-13 | [6 empty] | KELVDBC | OEM | BREAKER,CIRCT;SIE,5SY72327CC,MINTR,400 V | BREAKER,CIRCUIT;MNFR:SIEMENS,PTNO:5SY72327CC,ADDITIONAL FEATURES EN:MINIATURE,400 V,15 KA,2 POLE,C,32 A | 5SY72327CC | 3000032 | SIEMENS
1197788 | Data Enrichment | STP_002 - 0002 | MKV |  | 2022-07-13 | [6 empty] | KELVDBC | OEM | BREAKER,CIRCT;SIE,5SY72407CC,MINTR,400 V | BREAKER,CIRCUIT;MNFR:SIEMENS,PTNO:5SY72407CC,ADDITIONAL FEATURES EN:MINIATURE,400 V,15 KA,2 POLE,C,40 A | 5SY72407CC | 3000032 | SIEMENS
1213920 | Data Enrichment | STP_002 - 0002 | MKV |  | 2022-07-13 | [6 empty] | KELVDBC | OEM | BREAKER,CIRCT;SIE,5SY7432-7CC,MINTR,400 | BREAKER,CIRCUIT;MNFR:SIEMENS,PTNO:5SY7432-7CC,ADDITIONAL FEATURES EN:MINIATURE,400 V,15 KA,4P,C,32 A | 5SY7432-7CC | 3000032 | SIEMENS
1189734 | Data Enrichment | STP_002 - 0002 | MKV |  | 2022-07-13 | [6 empty] | KELVDBC | OEM | BREAKER,CIRCT;SIE,5SY7440-7CC,MINTR,400 | BREAKER,CIRCUIT;MNFR:SIEMENS,PTNO:5SY7440-7CC,ADDITIONAL FEATURES EN:MINIATURE,400 V,15 KA,4P,C,40 A | 5SY7440-7CC | 3000032 | SIEMENS
1233041 | Data Enrichment | STP_002 - 0002 | MKV |  | 2022-07-13 | [6 empty] | KELVDBC | OEM | BREAKER,CIRCT;SIE,5SY75027CC,230V 15KA 1 | BREAKER,CIRCUIT;MNFR:SIEMENS,PTNO:5SY75027CC,ADDITIONAL FEATURES EN:230V 15KA 1 N POLE C 2A | 5SY75027CC | 3000032 | SIEMENS
1233042 | Data Enrichment | STP_002 - 0002 | MKV |  | 2022-07-13 | [6 empty] | KELVDBC | OEM | BREAKER,CIRCT;SIE,5SY75067CC,230V 15KA 1 | BREAKER,CIRCUIT;MNFR:SIEMENS,PTNO:5SY75067CC,ADDITIONAL FEATURES EN:230V 15KA 1 N POLE C 6A | 5SY75067CC | 3000032 | SIEMENS
1233082 | Data Enrichment | STP_002 - 0002 | MKV |  | 2022-07-13 | [6 empty] | KELVDBC | OEM | BREAKER,CIRCT;SIE,5SY7510-7CC,MINTR MCB | BREAKER,CIRCUIT;MNFR:SIEMENS,PTNO:5SY7510-7CC,ADDITIONAL FEATURES EN:MINIATURE MCB,230/400 V,15 KA,1 POLE,C,10 A | 5SY7510-7CC | 3000032 | SIEMENS
1202955 | Data Enrichment | STP_002 - 0002 | MKV |  | 2022-07-13 | [6 empty] | KELVDBC | #N/A | BREAKER,CIRCT;SWTCH,DCONCTR,63 A,415 VAC | BREAKER,CIRCUIT;TYPE:SWITCH,DISCONNECTOR,CURRENT RATING:63 A,VOLTAGE RATING:415 VAC,INTERRUPT RATING:6 KV,NUMBER OF POLES:3,OVERALL SIZE:WD 36 X HT 77 X DP 70 MM,TERMINAL TYPE:TUNNEL,MOUNTING TYPE:DIN RAIL,ADDITIONAL FEATURES EN:ISW,GEB ELECTRIC,MNFR:SCHNEIDER ELECTRIC,PTNO:A9S60363 | A9S60363 | 1034747 | SCHNEIDER ELECTRIC
1215199 | Data Enrichment | STP_002 - 0002 | MKV |  | 2022-07-13 | [6 empty] | KELVDBC | OEM | BREAKER,CIRCT;TER,GV3P 3223-32A,SCHN,TYP | BREAKER,CIRCUIT;MNFR:TEREX,PTNO:GV3P 3223-32A,MNFR 1:SCHNEIDER ELECTRIC,PTNO 1:TYPE GV3P 3223-32A,ADDITIONAL FEATURES EN:MINITAURE,RELAY | GV3P 3223-32A | 3000011 | TEREX
1218295 | Data Enrichment | STP_002 - 0002 | MKV |  | 2022-07-13 | [6 empty] | KELVDBC |  | BREAKER,CIRCT;THRM,40-50 A,400 VAC,50 KA | BREAKER,CIRCUIT;TYPE:THERMAL,CURRENT RATING:40-50 A,VOLTAGE RATING:400 VAC,INTERRUPT RATING:50 KA,ADDITIONAL FEATURES EN:INSTANT: 650A-4HA 10,22 KW,PTNO:3RV1031 | 3RV1031
1188744 | Data Enrichment | STP_002 - 0002 | MKV |  | 2022-07-13 | [6 empty] | KELVDBC |  | BREAKER,CIRCT;THRM,70-90 A,400 VAC | BREAKER,CIRCUIT;TYPE:THERMAL,CURRENT RATING:70-90 A,VOLTAGE RATING:400 VAC,ADDITIONAL FEATURES EN:INSTANT 4LA 10: 1170 A,45 KW,PTNO:3RV1041 | 3RV1041
1221945 | Data Enrichment | STP_002 - 0002 | MKV |  | 2022-07-13 | [6 empty] | KELVDBC | #N/A | BREAKER,CIRCT;THRM,MGNTC,1-1.6 A,690 V | BREAKER,CIRCUIT;TYPE:THERMAL,MAGNETIC,CURRENT RATING:1-1.6 A,VOLTAGE RATING:690 V,INTERRUPT RATING:100 KA,NUMBER OF POLES:3,OVERALL SIZE:WD 45 X HT 89 X DP 78.5 MM,TERMINAL TYPE:SCREW,ADDITIONAL FEATURES EN:MOTOR GUARD,OTERMIC,MCB9,CEN904410501 TABLE 2 R9 FLUIDIZING AI,MNFR:SCHNEIDER ELECTRIC,PTNO:GV2ME06 | GV2ME06 | 1034747 | SCHNEIDER ELECTRIC
1314115 | Data Enrichment | STP_002 - 0002 | MKV |  | 2022-07-13 | [6 empty] | KDELBVC | OEM | BREAKER,CIRCUIT;ABB,1SDA054146R1,T4L320 | BREAKER,CIRCUIT;MNFR:ABB,PTNO:1SDA054146R1 | 1SDA054146R1 | 3000014 | ABB
1322282 | Data Enrichment | STP_002 - 0002 | MKV |  | 2022-07-13 | [6 empty] | KDELBV | OEM | BREAKER,CIRCUIT;ABB,3BHB012515R1004 | BREAKER,CIRCUIT;MINI FAZ-C6/2-DC ,MNFR:ABB,PTNO:3BHB012515R1004 | 3BHB012515R1004 | 3000014 | ABB
1209249 | Data Enrichment | STP_002 - 0002 | MKV |  | 2022-07-13 | [6 empty] | KELVDBCQ | OEM | BUSHING;CAT,1314428,DOUILLE | BUSHING;MNFR:CATERPILLAR,PTNO:1314428,ADDITIONAL FEATURES EN:DOUILLE | 1314428 | 3000003 | CATERPILLAR
1193947 | Data Enrichment | STP_002 - 0002 | MKV |  | 2022-07-13 | [6 empty] | KELVDBC | OEM | BUSHING;CAT,1378298,DOUILLE | BUSHING;MNFR:CATERPILLAR,PTNO:1378298,ADDITIONAL FEATURES EN:DOUILLE | 1378298 | 3000003 | CATERPILLAR
1055227 | Data Enrichment | STP_002 - 0002 | MKV |  | 2022-07-13 | [6 empty] | KELVDBC | OEM | BUSHING;CAT,1595756,ASSY,ARM,LIFTG | BUSHING;MNFR:CATERPILLAR,PTNO:1595756,ADDITIONAL FEATURES EN:ASSEMBLY,ARM,LIFTING | 1595756 | 3000003 | CATERPILLAR
1212274 | Data Enrichment | STP_002 - 0002 | MKV |  | 2022-07-13 | [6 empty] | KELVDBC | OEM | BUSHING;CAT,1608184,SCKT | BUSHING;MNFR:CATERPILLAR,PTNO:1608184,ADDITIONAL FEATURES EN:SOCKET | 1608184 | 3000003 | CATERPILLAR
1211729 | Data Enrichment | STP_002 - 0002 | MKV |  | 2022-07-13 | [6 empty] | KELVDBC | OEM | BUSHING;CAT,1W4738,SCKT 1W-4738 | BUSHING;MNFR:CATERPILLAR,PTNO:1W4738,ADDITIONAL FEATURES EN:SOCKET 1W-4738 | 1W4738 | 3000003 | CATERPILLAR
1212449 | Data Enrichment | STP_002 - 0002 | MKV |  | 2022-07-13 | [6 empty] | KELVDBC | OEM | BUSHING;CAT,2415854,CAT,1574734,CAT | BUSHING;MNFR:CATERPILLAR,PTNO:2415854,MNFR 1:CATERPILLAR,PTNO 1:1574734,MNFR 2:CATERPILLAR,PTNO 2:4516230,ADDITIONAL FEATURES EN:SOCKET/157-4734/451-6230 | 2415854 | 3000003 | CATERPILLAR
1219239 | Data Enrichment | STP_002 - 0002 | MKV |  | 2022-07-13 | [6 empty] | KELVDBC | OEM | BUSHING;CAT,3673071,CAT,1574733,CAT | BUSHING;MNFR:CATERPILLAR,PTNO:3673071,MNFR 1:CATERPILLAR,PTNO 1:1574733,MNFR 2:CATERPILLAR,PTNO 2:4516231,ADDITIONAL FEATURES EN:SOCKET/157-4733/451-6231 | 3673071 | 3000003 | CATERPILLAR
1197712 | Data Enrichment | STP_002 - 0002 | MKV |  | 2022-07-13 | [6 empty] | KELVDBC | OEM | BUSHING;CAT,4K8659,SCKT 4K-8659 | BUSHING;MNFR:CATERPILLAR,PTNO:4K8659,ADDITIONAL FEATURES EN:SOCKET 4K-8659 | 4K8659 | 3000003 | CATERPILLAR
1203696 | Data Enrichment | STP_002 - 0002 | MKV |  | 2022-07-13 | [6 empty] | KELVDBC | OEM | BUSHING;CAT,6P0856,SCKT 6P-0856 | BUSHING;MNFR:CATERPILLAR,PTNO:6P0856,ADDITIONAL FEATURES EN:SOCKET 6P-0856 | 6P0856 | 3000003 | CATERPILLAR
1204032 | Data Enrichment | STP_002 - 0002 | MKV |  | 2022-07-13 | [6 empty] | KELVDBC | OEM | BUSHING;CAT,87043,CAT,789715,CAT,4918987 | BUSHING;MNFR:CATERPILLAR,PTNO:87043,MNFR 1:CATERPILLAR,PTNO 1:789715,MNFR 2:CATERPILLAR,PTNO 2:4918987,ADDITIONAL FEATURES EN:ROLLER,DECK 7 IN | 87043 | 3000003 | CATERPILLAR
1215064 | Data Enrichment | STP_002 - 0002 | MKV |  | 2022-07-13 | [6 empty] | KELVDBC | #N/A | CALIBRATOR;CUR/ELEC VOLT LP,VOLT-AMPERE | CALIBRATOR;TYPE:LOOP,MEASUREMENT TYPE:VOLT-AMPERE,MEASURING RANGE:0-20 V,0-200 MV,0-24 MA,ACCURACY:0.015 PCT,0.01 PCT, RESOLUTION:0.01 MV,0.001 MA,VOLTAGE RATING:24 VDC,SIZE:WD 87 X LG 187 X DP 32 MM,CERTIFICATION/STANDARD:CSA C22.2 NO 1010.1:1992, SINGLE 9 V BATTERY ANSI/NEDA 1604A OR IEC 6LR619V ALKALINE,MNFR:FLUKE,PTNO:715 | 715 | 1031599 | FLUKE
1243766 | Data Enrichment | STP_002 - 0002 | MKV |  | 2022-07-13 | [6 empty] | KDELBVC |  | CALIBRATOR;LP BHGE DRUCK,0.01%,4-20 MA | CALIBRATOR;TYPE:LOOP BHGE DRUCK,ACCURACY:0.01%,CURRENT RATING:4-20 MA,ADDITIONAL FEATURES EN:MEASURE/SOURCE STEP SPAN,PTNO:UPS-111 | UPS-111
1220815 | Data Enrichment | STP_002 - 0002 | MKV |  | 2022-07-13 | [6 empty] | KELVDBC | OEM | Cap Screw CAT 2A4639 | CAP;MNFR:CATERPILLAR,PTNO:2A4639 | 2A4639 | 3000003 | CATERPILLAR
1185281 | Data Enrichment | STP_002 - 0002 | MKV |  | 2022-07-13 | [6 empty] | KELVDBC | #N/A | CARTRIDGE,INK;ORIGINAL LSRJT,BLK,4 ML | CARTRIDGE,INK;TYPE:ORIGINAL LASERJET,COLOUR:BLACK,CAPACITY:4 ML,INK TYPE:PIGMENT-BASED,AVERAGE YIELD:200 PAGES,SIZE:WD 100 X HT 37 X DP 116 MM,SHELF LIFE:18 MONTHS,ADDITIONAL FEATURES EN:HP 901 SELECTABILITY,13.8 PL INK DROP,MNFR:HEWLETT-PACKARD,PTNO:CC653AA | CC653AA | 1010870 | HEWLETT-PACKARD
1196095 | Data Enrichment | STP_002 - 0002 | MKV |  | 2022-07-13 | [6 empty] | KELVDBC | #N/A | CARTRIDGE,INK;ORIGINAL,9 ML,DYE-BASD,360 | CARTRIDGE,INK;TYPE:ORIGINAL,CAPACITY:9 ML,INK TYPE:DYE-BASED,AVERAGE YIELD:360 PAGES,SIZE:WD 100 X HT 37 X DP 116 MM,SHELF LIFE:18 MONTHS,ADDITIONAL FEATURES EN:HP 901 SELECTABILITY,TRI-COLOR,MNFR:HEWLETT-PACKARD,PTNO:CC656AA | CC656AA | 1010870 | HEWLETT-PACKARD
1200282 | Data Enrichment | STP_002 - 0002 | MKV |  | 2022-07-13 | [6 empty] | KELVDBC |  | CARTRIDGE,INK;SELECTABILITY,HP,78A | CARTRIDGE,INK;ADDITIONAL FEATURES EN:SELECTABILITY,MNFR:HP,PTNO:78A | 78A
1194449 | Data Enrichment | STP_002 - 0002 | MKV |  | 2022-07-13 | [6 empty] | KELVDBC |  | CARTRIDGE,PRNTR;BLK,HP 53A SELECTABILITY | CARTRIDGE,PRINTER;COLOUR:BLACK,ADDITIONAL FEATURES EN:HP 53A SELECTABILITY,3000 PAGES YIELD,COMPATIBLE WITH HP LASERJET M2727NF MULTIFUNCTION,P2014,P2014N,P2015DN PRINTER,MNFR:HP,PTNO:Q7553A | Q7553A
1199241 | Data Enrichment | STP_002 - 0002 | MKV |  | 2022-07-13 | [6 empty] | KELVDBC |  | CARTRIDGE,PRNTR;HGH YIELD ORIGINAL LSRJT | CARTRIDGE,PRINTER;TYPE:HIGH YIELD ORIGINAL LASERJET TONER,ADDITIONAL FEATURES EN:HP 203X SELECTABILITY,3200 PAGES YIELD,COMPATIBLE WITH HP COLOR LASERJET PRO M254DW,M254NW,M280NW,M281FDN,M281FDW MULTIFUNCTION PRINTER,MNFR:HP,PTNO:CF540X | CF540X
1210791 | Data Enrichment | STP_002 - 0002 | MKV |  | 2022-07-13 | [6 empty] | KELVDBC | #N/A | CARTRIDGE,PRNTR;HGH YIELD ORIGINAL LSRJT | CARTRIDGE,PRINTER;TYPE:HIGH YIELD ORIGINAL LASERJET TONER,COLOUR:BLACK,CONTAINER SIZE:WD 380 X HT 287 X DP 180 MM,ADDITIONAL FEATURES EN:HP 37X SELECTABILITY,25000 PAGES YIELD,COMPATIBLE WITH HP LASERJET ENTERPRISE FLOW MFP M631H,FLOW MFP M632Z,FLOW MFP M633Z,M608DN,M608N,M608NK,M609X PRINTERS,MNFR:HEWLETT-PACKARD,PTNO:CF237X | CF237X | 1010870 | HEWLETT-PACKARD
1212734 | Data Enrichment | STP_002 - 0002 | MKV |  | 2022-07-13 | [6 empty] | KELVDBC |  | CARTRIDGE,PRNTR;HGH YIELD ORIGINAL LSRJT | CARTRIDGE,PRINTER;TYPE:HIGH YIELD ORIGINAL LASERJET TONER,COLOUR:CYAN,ADDITIONAL FEATURES EN:HP 203X SELECTABILITY,2500 PAGES YIELD,COMPATIBLE WITH HP COLOR LASERJET PRO M254DW,M254NW,M280NW,M281FDN,M281FDW MULTIFUNCTION PRINTER,MNFR:HP,PTNO:CF541X | CF541X
1199538 | Data Enrichment | STP_002 - 0002 | MKV |  | 2022-07-13 | [6 empty] | KELVDBC | #N/A | CARTRIDGE,PRNTR;ORIGINAL INK LSRJT TONR | CARTRIDGE,PRINTER;TYPE:ORIGINAL INK LASERJET TONER,COLOUR:BLACK,CONTAINER SIZE:WD 117 X HT 168 X DP 390 MM,ADDITIONAL FEATURES EN:HP 53A SELECTABILITY,3000 PAGES YEILD,COMPATIBLE WITH HP LASERJET P2014,P2015 PRINTERS,MNFR:HEWLETT-PACKARD,PTNO:Q7553A | Q7553A | 1010870 | HEWLETT-PACKARD
1211701 | Data Enrichment | STP_002 - 0002 | MKV |  | 2022-07-13 | [6 empty] | KELVDBC | #N/A | CARTRIDGE,PRNTR;ORIGINAL LSRJT TONR | TONER;TYPE:LASERJET CF213A,COLOUR:MAGENTA,CARTRIDGE LIFE:1800 PAGES,FORM:POWDER,SIZE:WD 365 X HT 110 X DP 100 MM, HP131A SELECTABILITY,COMPATIBLE WITH HP LASERJET PRO 200,COLOR M251,MFP M276 PRINTERS,MNFR:HEWLETT PACKARD | CF213A | 1010870 | HEWLETT-PACKARD
1219984 | Data Enrichment | STP_002 - 0002 | MKV |  | 2022-07-13 | [6 empty] | KELVDBC | #N/A | CARTRIDGE,PRNTR;ORIGINAL LSRJT TONR | CARTRIDGE,PRINTER;TYPE:ORIGINAL LASERJET TONER,COLOUR:MAGENTA,CONTAINER SIZE:WD 365 X HT 110 X DP 100 MM,ADDITIONAL FEATURES EN:HP 131A SELECTABILITY,1800 PAGES YIELD,COMPATIBLE WITH HP LASERJET PRO 200 COLOR M251,MFP M276 PRINTERS,MNFR:HEWLETT-PACKARD,PTNO:CF213A | CF213A | 1010870 | HEWLETT-PACKARD
1190128 | Data Enrichment | STP_002 - 0002 | MKV |  | 2022-07-13 | [6 empty] | KELVDBC |  | CARTRIDGE,PRNTR;ORIGINAL LSRJT TONR,BLK | CARTRIDGE,PRINTER;TYPE:ORIGINAL LASERJET TONER,COLOUR:BLACK,ADDITIONAL FEATURES EN:HP 55A SELECTABILITY,6000 PAGES YIELD,COMPATIBLE WITH HP LASERJET ENTERPRISE 500 M525DN,500 M525F,FLOW M525C,P3015 PRINTER,P3015D PRINTER,P3015DN PRINTER,P3015X PRINTER,HP LASERJET PRO M521DN,M521DW PRINTER,MNFR:HP,PTNO:CE255A | CE255A
1191057 | Data Enrichment | STP_002 - 0002 | MKV |  | 2022-07-13 | [6 empty] | KELVDBC | #N/A | CARTRIDGE,PRNTR;ORIGINAL LSRJT TONR,BLK | CARTRIDGE,PRINTER;TYPE:ORIGINAL LASERJET TONER,COLOUR:BLACK,CONTAINER SIZE:WD 395 X HT 261 X DP 160 MM,CERTIFICATION/STANDARD:ISO/IEC 19798,ADDITIONAL FEATURES EN:HP 55A SELECTABILITY,6000 PAGES YIELD,COMPATIBLE WITH HP LASERJET ENTERPRISE 500 MFP M525DN,500 MFP M525F,500 REFURBISHED MFP M525F,FLOW REFURBISHED MFP M525C,P3015D REFURBISHED,P3015DN REFURBISHED,P3015DN PRINTERS,MNFR:HEWLETT-PACKARD,P | CE255A | 1010870 | HEWLETT-PACKARD
1194647 | Data Enrichment | STP_002 - 0002 | MKV |  | 2022-07-13 | [6 empty] | KELVDBC | #N/A | CARTRIDGE,PRNTR;ORIGINAL LSRJT TONR,BLK | CARTRIDGE,PRINTER;TYPE:ORIGINAL LASERJET TONER,COLOUR:BLACK,ADDITIONAL FEATURES EN:HP 49A SELECTABILITY,2500 PAGES YEILD,COMPATIBLE WITH HP LASERJET 1320N,1320TN,3390 PRINTERS,MNFR:HEWLETT-PACKARD,PTNO:Q5949A | Q5949A | 1010870 | HEWLETT-PACKARD
1196709 | Data Enrichment | STP_002 - 0002 | MKV |  | 2022-07-13 | [6 empty] | KELVDBC |  | CARTRIDGE,PRNTR;ORIGINAL LSRJT TONR,BLK | CARTRIDGE,PRINTER;TYPE:ORIGINAL LASERJET TONER,COLOUR:BLACK,ADDITIONAL FEATURES EN:HP 650A SELECTABILITY,13500 PAGES YIELD,COMPATIBLE WITH HP COLOR LASERJET ENTERPRISE M750DN,M750N PRINTER,CF270A,MNFR:HP,PTNO:CE270A | CE270A
1197290 | Data Enrichment | STP_002 - 0002 | MKV |  | 2022-07-13 | [6 empty] | KELVDBC | #N/A | CARTRIDGE,PRNTR;ORIGINAL LSRJT TONR,BLK | CARTRIDGE,PRINTER;TYPE:ORIGINAL LASERJET TONER,COLOUR:BLACK,ADDITIONAL FEATURES EN:HP 49A SELECTABILITY,2500 PAGES YEILD,COMPATIBLE WITH HP LASERJET 1160 AND 1320 PRINTER SERIES AND HP LASERJET 3390/3392 ALL-IN-ONE SERIES PRINTERS,MNFR:HEWLETT-PACKARD,PTNO:Q5949X | Q5949X | 1010870 | HEWLETT-PACKARD
1219318 | Data Enrichment | STP_002 - 0002 | MKV |  | 2022-07-13 | [6 empty] | KELVDBC | #N/A | CARTRIDGE,PRNTR;ORIGINAL LSRJT TONR,BLK | CARTRIDGE,PRINTER;TYPE:ORIGINAL LASERJET TONER,COLOUR:BLACK,ADDITIONAL FEATURES EN:HP 42X SELECTABILITY,20000 PAGES YEILD,COMPATIBLE WITH HP LASERJET 4350DTN,4240N PRINTERS,MNFR:HEWLETT-PACKARD,PTNO:Q5942X | Q5942X | 1010870 | HEWLETT-PACKARD
1192122 | Data Enrichment | STP_002 - 0002 | MKV |  | 2022-07-13 | [6 empty] | KELVDBC |  | CARTRIDGE,PRNTR;ORIGINAL LSRJT TONR,CYN | CARTRIDGE,PRINTER;TYPE:ORIGINAL LASERJET TONER,COLOUR:CYAN,ADDITIONAL FEATURES EN:HP 650A SELECTABILITY,15000 PAGES YIELD,COMPATIBLE WITH HP COLOR LASERJET ENTERPRISE M750DN,M750N PRINTER,CF271A,MNFR:HP,PTNO:CE271A | CE271A
1195557 | Data Enrichment | STP_002 - 0002 | MKV |  | 2022-07-13 | [6 empty] | KELVDBC |  | CARTRIDGE,PRNTR;ORIGINAL LSRJT TONR,HP | CARTRIDGE,PRINTER;TYPE:ORIGINAL LASERJET TONER,ADDITIONAL FEATURES EN:HP 64A SELECTABILITY,10000 PAGES YIELD,COMPATIBLE WITH HP LASERJET P4014N,P4515N PRINTER,MNFR:HP,PTNO:CC364A | CC364A
1200901 | Data Enrichment | STP_002 - 0002 | MKV |  | 2022-07-13 | [6 empty] | KELVDBC |  | CARTRIDGE,PRNTR;ORIGINAL LSRJT TONR,HP | CARTRIDGE,PRINTER;TYPE:ORIGINAL LASERJET TONER,ADDITIONAL FEATURES EN:HP 85A SELECTABILITY,1600 PAGES YIELD,COMPATIBLE WITH HP LASERJET PRO P1100,M1130,M1210 MULTIFUNCTION PRINTER,MNFR:HP,PTNO:CE285A | CE285A
1189561 | Data Enrichment | STP_002 - 0002 | MKV |  | 2022-07-13 | [6 empty] | KELVDBC | #N/A | CARTRIDGE,PRNTR;ORIGINAL LSRJT TONR,YEL | CARTRIDGE,PRINTER;TYPE:ORIGINAL LASERJET TONER,COLOUR:YELLOW,CONTAINER SIZE:WD 363 X HT 111 X DP 96 MM,CERTIFICATION/STANDARD:ISO/IEC 19798,ADDITIONAL FEATURES EN:HP 203X SELECTABILITY,2500 PAGES HIGH YIELD,COMPATIBLE WITH HP COLOR LASERJET PRO M254DW,M254NW,MFP M280NW,MFP M281FDN,MFP M281FDW PRINTERS,MNFR:HEWLETT-PACKARD,PTNO:CF542X | CF542X | 1010870 | HEWLETT-PACKARD
1197931 | Data Enrichment | STP_002 - 0002 | MKV |  | 2022-07-13 | [6 empty] | KELVDBC |  | CARTRIDGE,PRNTR;ORIGINAL LSRJT TONR,YEL | CARTRIDGE,PRINTER;TYPE:ORIGINAL LASERJET TONER,COLOUR:YELLOW,ADDITIONAL FEATURES EN:HP 650A SELECTABILITY,15000 PAGES YIELD,COMPATIBLE WITH HP COLOR LASERJET ENTERPRISE M750DN,M750N PRINTER,CF272A,MNFR:HP,PTNO:CE272A | CE272A
1210902 | Data Enrichment | STP_002 - 0002 | MKV |  | 2022-07-13 | [6 empty] | KELVDBC | #N/A | CARTRIDGE,PRNTR;TONR,BLK,25000 PGS,MFP | CARTRIDGE,PRINTER;TYPE:TONER,COLOUR:BLACK,CAPACITY:25000 PAGES,ADDITIONAL FEATURES EN:MFP M630 HP LASER JET PRINTER,MNFR:HEWLETT-PACKARD,PTNO:CF281X | CF281X | 1010870 | HEWLETT-PACKARD
1207407 | Data Enrichment | STP_002 - 0002 | MKV |  | 2022-07-13 | [6 empty] | KELVDBC | #N/A | CARTRIDGE,PRNTR;TONR,BLK,2800 PGS | CARTRIDGE,PRINTER;TYPE:TONER,COLOUR:BLACK,CAPACITY:2800 PAGES,ADDITIONAL FEATURES EN:M252 & M277 HP LASERJET PRO PRINTER,MNFR:HEWLETT-PACKARD,PTNO:CF400X,MNFR 1:HEWLETT-PACKARD,PTNO 1:HP 201X | CF400X | 1010870 | HEWLETT-PACKARD
1213800 | Data Enrichment | STP_002 - 0002 | MKV |  | 2022-07-13 | [6 empty] | KELVDBC | #N/A | CARTRIDGE,PRNTR;TONR,CYN,21000 PGS | CARTRIDGE,PRINTER;TYPE:TONER,COLOUR:CYAN,CAPACITY:21000 PAGES,ADDITIONAL FEATURES EN:CM6030 MFP HP LASER JET PRINTER,MNFR:HEWLETT-PACKARD,PTNO:CB381A | CB381A | 1010870 | HEWLETT-PACKARD
1215088 | Data Enrichment | STP_002 - 0002 | MKV |  | 2022-07-13 | [6 empty] | KELVDBC | #N/A | CARTRIDGE,PRNTR;TONR,CYN,2300 PGS | CARTRIDGE,PRINTER;TYPE:TONER,COLOUR:CYAN,CAPACITY:2300 PAGES,ADDITIONAL FEATURES EN:M252 & M277 HP LASERJET PRO PRINTER,MNFR:HEWLETT-PACKARD,PTNO:CF401X,MNFR 1:HEWLETT-PACKARD,PTNO 1:HP 201X | CF401X | 1010870 | HEWLETT-PACKARD
1222178 | Data Enrichment | STP_002 - 0002 | MKV |  | 2022-07-13 | [6 empty] | KELVDBC | #N/A | CARTRIDGE,PRNTR;TONR,YEL,2300 PGS | CARTRIDGE,PRINTER;TYPE:TONER,COLOUR:YELLOW,CAPACITY:2300 PAGES,ADDITIONAL FEATURES EN:M252 & M277 HP LASERJET PRO PRINTER,MNFR:HEWLETT-PACKARD,PTNO:CF402X,MNFR 1:HEWLETT-PACKARD,PTNO 1:HP 201X | CF402X | 1010870 | HEWLETT-PACKARD
1215951 | Data Enrichment | STP_002 - 0002 | MKV |  | 2022-07-13 | [6 empty] | KELVDBC |  | CARTRIDGE,TONR;LASERJET,CYAN,POWDER | CARTRIDGE,TONER;TYPE:LASERJET,COLOUR:CYAN,FORM:POWDER,AVERAGE YIELD:1400 PG,COMPATIBLE HARDWARE:HP LASERJET PRO M277 MULTIFUNCTION M252 PRINTER,ADDITIONAL FEATURES EN:HP 201A SELECTABILITY,MNFR HEWLETT PACKARD PTNO CNHPCF401A
1201316 | Data Enrichment | STP_002 - 0002 | MKV |  | 2022-07-13 | [6 empty] | KELVDBC |  | CARTRIDGE,TONR;LASERJET,MAGENTA,1400 PG | CARTRIDGE,TONER;TYPE:LASERJET,COLOUR:MAGENTA,AVERAGE YIELD:1400 PG,COMPATIBLE HARDWARE:HP LASERJET PRO M277 MULTIFUNCTION,M25 PRINTER,ADDITIONAL FEATURES EN:ORIGINAL,SELECTABILITY,MNFR:HELWETT PACKARD,PTNO:HP 201A
1287076 | Data Enrichment | STP_002 - 0002 | MKV |  | 2022-07-13 | [6 empty] | KDELBCV |  | COIL,SOL;24 V DC,3.3 W,IP65 | COIL,SOLENOID;VOLTAGE RATING:24 V DC,POWER RATING:3.3 W,SIZE:WD 30 X LG 29.5 X DP 47.6 MM,MATERIAL:COPPER/STEEL/THERMOPLASTIC, ENCLOSURE:IP65,ADDITIONAL FEATURES EN:MNFR:FESTO,PTNO:8030811 (VACF-B-C1-1)
1243767 | Data Enrichment | STP_002 - 0002 | MKV |  | 2022-07-13 | [6 empty] | KDELBVC |  | COIL,SOL;24 VDC,FOR 14 MM AMT TUBE | COIL,SOLENOID;VOLTAGE RATING:24 VDC,ADDITIONAL FEATURES EN:FOR 14 MM ARMATURE TUBE,CONNECTION PATTERN TYPE A,ACCORDING TO EN 175 301,PTNO:VACN-H1-A1-1 8022877 | VACN-H1-A1-1 8022877
1203961 | Data Enrichment | STP_002 - 0002 | MKV |  | 2022-07-13 | [6 empty] | KELVDBC | #N/A | COIL,SOL;24/230 VAC,24 VDC,4.36 W | COIL,SOLENOID;VOLTAGE RATING:24/230 VAC,24 VDC,POWER RATING:4.36 W,MATERIAL:ALUMINUM,COPPER,STEEL,ENCLOSURE:IP65,CERTIFICATION/STANDARD:ROHS,ADDITIONAL FEATURES EN:-30 TO 40 DEG C,EXPLOSION IGNITION PROTECTION,MNFR:FESTO,PTNO:VACF-B-K1 | VACF-B-K1 | 1031504 | FESTO
1066714 | Data Enrichment | STP_002 - 0002 | MKV |  | 2022-07-13 | [6 empty] | KELVDBC | OEM | COIL;SIE,3RV29021DF0,SHNT TRIP,CBR 110 | COIL;MNFR:SIEMENS,PTNO:3RV29021DF0,ADDITIONAL FEATURES EN:SHUNT TRIP,CBR 110 VAC | 3RV29021DF0 | 3000032 | SIEMENS
1190195 | Data Enrichment | STP_002 - 0002 | MKV |  | 2022-07-13 | [6 empty] | KELVDBC |  | COLLAR,SHFT;BOR DIA 1/4 IN,JICF0404,FOR | COLLAR,SHAFT;BORE DIAMETER:1/4 IN,ADDITIONAL FEATURES EN:JICF0404,FOR LUBE B4 CRUSHER,10 M HOSE ASSEMBLY,PTNO:R2AT04/JICF0404/JICF0404/D220000-04/10M | R2AT04/JICF0404/JICF0404/D220000-04/10M
1200187 | Data Enrichment | STP_002 - 0002 | MKV |  | 2022-07-13 | [6 empty] | KELVDB |  | Contactor 116699 3RT1034-1AF00 | OBS:SEE S/C 116699:CONTACTOR:3RT1034-1AF00:AC-3 | 116699 3RT1034-1AF00
1193777 | Data Enrichment | STP_002 - 0002 | MKV |  | 2022-07-13 | [6 empty] | KELVDBC |  | CONTACTOR,ELEC;65 A,220 V,3 P,1 NO-1 NC | CONTACTOR,ELECTRICAL;CURRENT RATING:65 A,COIL VOLTAGE:220 V,NUMBER OF POLES:3,AUXILIARY CONTACT:1 NO-1 NC,MOUNTING TYPE:PANEL,CERTIFICATION/STANDARD:CSA,UL,ADDITIONAL FEATURES EN:-5 TO 55 DEG C,HT 85 X DP 145 MM,LTH,MNFR:ELECDIRECT,PTNO:TC1-D4011 | TC1-D4011
1210593 | Data Enrichment | STP_002 - 0002 | MKV |  | 2022-07-13 | [6 empty] | KELVDBC | #N/A | CONTACTOR,ELEC;690 VAC,50 A,48 VAC,3 P,3 | CONTACTOR,ELECTRICAL;LINE VOLTAGE:690 VAC,CURRENT RATING:50 A,COIL VOLTAGE:48 VAC,NUMBER OF POLES:3,CONTACT ARRANGEMENT:3 NO,POWER RATING:33 KW,AUXILIARY CONTACT:1 NO-1 NC,TERMINAL TYPE:SCREW,MOUNTING TYPE:RAIL/PLATE,ENCLOSURE:IP20,CERTIFICATION/STANDARD:BV,CCC,CSA,DNV,GL,GOST,LROS,RINA,UL,MNFR:SCHNEIDER ELECTRIC,PTNO:LC1D50E7 | LC1D50E7 | 1034747 | SCHNEIDER ELECTRIC
1186756 | Data Enrichment | STP_002 - 0002 | MKV |  | 2022-07-13 | [6 empty] | KELVDBC |  | CONTACTOR,ELEC;90 A,220 V,3 P,1 NO-1 NC | CONTACTOR,ELECTRICAL;CURRENT RATING:90 A,COIL VOLTAGE:220 V,NUMBER OF POLES:3,AUXILIARY CONTACT:1 NO-1 NC,MOUNTING TYPE:PANEL,CERTIFICATION/STANDARD:CSA,UL,ADDITIONAL FEATURES EN:-5 TO 55 DEG C,HT 85 X DP 145 MM,LTH,MNFR:ELECDIRECT,PTNO:TC1-D6511 | TC1-D6511
1198097 | Data Enrichment | STP_002 - 0002 | MKV |  | 2022-07-13 | [6 empty] | KELVDBC | OEM | CONTACTOR,ELEC;ABB,1SBL157001R1310,ABB | CONTACTOR,ELECTRICAL;MNFR:ABB,PTNO:1SBL157001R1310,MNFR 1:ABB,PTNO 1:AF12-30-10-13-100 | 1SBL157001R1310 | 3000014 | ABB
1189468 | Data Enrichment | STP_002 - 0002 | MKV |  | 2022-07-13 | [6 empty] | KELVDBC | #N/A | CONTACTOR,ELEC;REVRSNG,1000 VAC,460 VDC | CONTACTOR,ELECTRICAL;TYPE:REVERSING,LINE VOLTAGE:1000 VAC,460 VDC,CURRENT RATING:330 A,COIL VOLTAGE:100-250/24-1000 VAC,100-380/24-460 VDC,NUMBER OF POLES:3,CONTACT ARRANGEMENT:3 NO,POWER RATING:160 KW,TERMINAL TYPE:RING LUG/SCREW CLAMP,MOUNTING TYPE:PLATE,ENCLOSURE:IP20,CERTIFICATION/STANDARD:BV,CB,CSA,DNV,IEC/EN,JIS,LROS,RINA,MNFR:SCHNEIDER ELECTRIC,PTNO:LC1F330 | LC1F330 | 1034747 | SCHNEIDER ELECTRIC
1042340 | Data Enrichment | STP_002 - 0002 | MKV |  | 2022-07-13 | [6 empty] | KELVDBC | OEM | CONTACTOR,ELEC;SIE,3RT1026 - 1AF04 | CONTACTOR,ELECTRICAL;MNFR:SIEMENS,PTNO:3RT1026 - 1AF04 | 3RT1026 - 1AF04 | 3000032 | SIEMENS
1222204 | Data Enrichment | STP_002 - 0002 | MKV |  | 2022-07-13 | [6 empty] | KELVDBC | OEM | CONTACTOR,ELEC;SIE,3RT1036-1AF00,AC,22 | CONTACTOR,ELECTRICAL;MNFR:SIEMENS,PTNO:3RT1036-1AF00,ADDITIONAL FEATURES EN:AC,22 KW 50 A SANS AUXILIARY COIL 110 V S2 | 3RT1036-1AF00 | 3000032 | SIEMENS
1216599 | Data Enrichment | STP_002 - 0002 | MKV |  | 2022-07-13 | [6 empty] | KELVDBC | OEM | CONTACTOR,ELEC;SIE,3RT1045-1AF00,AC,55 | CONTACTOR,ELECTRICAL;MNFR:SIEMENS,PTNO:3RT1045-1AF00,ADDITIONAL FEATURES EN:AC,55 KW 80A SANS AUXILIARY COIL 110V S2 | 3RT1045-1AF00 | 3000032 | SIEMENS
1194948 | Data Enrichment | STP_002 - 0002 | MKV |  | 2022-07-13 | [6 empty] | KELVDBC | OEM | CONTACTOR,ELEC;SIE,3RT1054-1...6 | CONTACTOR,ELECTRICAL;MNFR:SIEMENS,PTNO:3RT1054-1...6 | 3RT1054-1...6 | 3000032 | SIEMENS
1320963 | Data Enrichment | STP_002 - 0002 | MKV |  | 2022-07-13 | [6 empty] | KELVDB |  | CONTACTOR,ELEC;SIE,3RT1055-6AB36-3PA0 | CONTACTOR,ELECTRICAL;SAFETY,150 A,3 P,MNFR:SIEMENS,PTNO:3RT1055-6AB36-3PA0 | 3RT1055-6AB36-3PA0
1208291 | Data Enrichment | STP_002 - 0002 | MKV |  | 2022-07-13 | [6 empty] | KELVDBC | OEM | CONTACTOR,ELEC;SIE,3RT1075-6A,SIE | CONTACTOR,ELECTRICAL;MNFR:SIEMENS,PTNO:3RT1075-6A,MNFR 1:SIEMENS,PTNO 1:3RT1075-6AP36 | 3RT1075-6A | 3000032 | SIEMENS
1233033 | Data Enrichment | STP_002 - 0002 | MKV |  | 2022-07-13 | [6 empty] | KELVDBC | OEM | CONTACTOR,ELEC;SIE,3RT20351AF00,3 P,110 | CONTACTOR,ELECTRICAL;MNFR:SIEMENS,PTNO:3RT20351AF00,ADDITIONAL FEATURES EN:3 P,110 V,18.5 KW | 3RT20351AF00 | 3000032 | SIEMENS
1480990 | Data Enrichment | STP_002 - 0002 | MKV |  | 2022-07-13 | [6 empty] | KEDLBVC | OEM | CONTACTOR,ELEC;SIE,3RT2038-1AF00,400 V,1 | CONTACTOR,ELECTRICAL;MNFR:SIEMENS,PTNO:3RT2038-1AF00,ADDITIONAL FEATURES EN:400 V,110 VAC,37 KW,50 HZ,1 NO 1 NC | 3RT2038-1AF00 | 3000032 | SIEMENS
1478883 | Data Enrichment | STP_002 - 0002 | MKV |  | 2022-07-13 | [6 empty] | KEDLBVC | OEM | CONTACTOR,ELEC;SIE,PN3RT1056-6AF36,400 V | CONTACTOR,ELECTRICAL;MNFR:SIEMENS,PTNO:PN3RT1056-6AF36,ADDITIONAL FEATURES EN:400 VAC/185 A/90 KW/50-60HZ,3P,2NO 2NC | PN3RT1056-6AF36 | 3000032 | SIEMENS
1185693 | Data Enrichment | STP_002 - 0002 | MKV |  | 2022-07-13 | [6 empty] | KELVDBC | MNFR | CONTACTOR,ELEC;TELE,LC1D09B7,NON-REVERSI | CONTACTOR,ELECTRICAL;MNFR:TELEMECANIQUE,PTNO:LC1D09B7,TYPE:NON-REVERSING,LINE VOLTAGE:690 VAC,300 VDC,CURRENT RATING:9 A,COIL VOLTAGE:24 VAC,CONTACT ARRANGEMENT:3 NO,POWER RATING:5.5 KW,AUXILIARY CONTACT:1 NO-1 NC,TERMINAL TYPE:SCREW CLAMP,MOUNTING TYPE: RAIL/PLATE,ENCLOSURE:IP20,CERTIFICATION/STANDARD:CSA,EN,IEC,UL,BV,DNV,RIN,A,GL,GOST,LROS,CCC,REACH,ROHS,ADDITIONAL FEATURES EN: 50/60HZ,-5 TO 60 DEG C | LC1D09B7 | 3000356 | TELEMECANIQUE
1193563 | Data Enrichment | STP_002 - 0002 | MKV |  | 2022-07-13 | [6 empty] | KELVDBC | MNFR | CONTACTOR,ELEC;TELE,LC1D09E7,NON-REVERSI | CONTACTOR,ELECTRICAL;MNFR:TELEMECANIQUE,PTNO:LC1D09E7,TYPE:NON-REVERSING,LINE VOLTAGE:690 VAC,300 VDC,CURRENT RATING:9 A,COIL VOLTAGE:48 VAC,CONTACT ARRANGEMENT:3 NO,POWER RATING:5.5 KW,AUXILIARY CONTACT:1 NO-1 NC,TERMINAL TYPE:SCREW CLAMP,MOUNTING TYPE: RAIL/PLATE,ENCLOSURE:IP20,CERTIFICATION/STANDARD:CSA,EN,IEC,UL,BV,DNV,RIN,A,GL,GOST,LROS,CCC,REACH,ROHS,ADDITIONAL FEATURES EN: 50/60HZ,-5 TO 60 DEG C | LC1D09E7 | 3000356 | TELEMECANIQUE
1190662 | Data Enrichment | STP_002 - 0002 | MKV |  | 2022-07-13 | [6 empty] | KELVDBC | MNFR | CONTACTOR,ELEC;TELE,LC1F185P7,NON-REVERS | CONTACTOR,ELECTRICAL;MNFR:TELEMECANIQUE,PTNO:LC1F185P7,TYPE:NON-REVERSING,LINE VOLTAGE:690 VAC,460 VDC,CURRENT RATING:185 A,COIL VOLTAGE:230 VAC,CONTACT ARRANGEMENT:3 NO,POWER RATING:110 KW,AUXILIARY CONTACT:1 NO,TERMINAL TYPE:SCREW CLAMP,MOUNTING TYPE: RAIL/PLATE,ENCLOSURE:IP20,CERTIFICATION/STANDARD:EN,IEC,JEM,BV,CCC,CSA,DN,V,GL,GOST,LROS,RINA,RMR0,S,UL,ROHS,ADDITIONAL FEATURES EN:50/60HZ,-5 TO 55 DEG C | LC1F185P7 | 3000356 | TELEMECANIQUE
1191479 | Data Enrichment | STP_002 - 0002 | MKV |  | 2022-07-13 | [6 empty] | KELVDBC | OEM | CONTACTOR,ELEC;TER,LC1D32-48V,SCHN | CONTACTOR,ELECTRICAL;MNFR:TEREX,PTNO:LC1D32-48V,MNFR 1:SCHNEIDER ELECTRIC,PTNO 1:LC1D32-48V | LC1D32-48V | 3000011 | TEREX
1239036 | Data Enrichment | STP_002 - 0002 | MKV |  | 2022-07-13 | [6 empty] | KDELBVC | OEM | CONTACTOR;ABB,1SBL137001R1310,MOT,4 KW | CONTACTOR;MNFR:ABB,PTNO:1SBL137001R1310,ADDITIONAL FEATURES EN:MOTOR,4 KW | 1SBL137001R1310 | 3000014 | ABB
1217979 | Data Enrichment | STP_002 - 0002 | MKV |  | 2022-07-13 | [6 empty] | KELVDBC | OEM | CONTACTOR;ABB,1SBL163001R0010,AL12-30-10 | CONTACTOR;MNFR:ABB,PTNO:1SBL163001R0010,ADDITIONAL FEATURES EN:AL12-30-10 ASEA BROWN BOVERI | 1SBL163001R0010 | 3000014 | ABB
1189594 | Data Enrichment | STP_002 - 0002 | MKV |  | 2022-07-13 | [6 empty] | KELVDBC | OEM | CONTACTOR;ABB,1SBL177001R1310,100-250V | CONTACTOR,MNFR:ABB,PTNO:1SBL177001R1310 | 1SBL177001R1310 | 3000014 | ABB
1291215 | Data Enrichment | STP_002 - 0002 | MKV |  | 2022-07-13 | [6 empty] | KDELBVC | OEM | CONTACTOR;ABB,1SBL277001R1300 | CONTACTOR;MNFR:ABB,PTNO:1SBL277001R1300,ADDITIONAL FEATURES EN:AF30-30-00-13 3-P 100-250 VAC/VDC | 1SBL277001R1300 | 3000014 | ABB
1215188 | Data Enrichment | STP_002 - 0002 | MKV |  | 2022-07-13 | [6 empty] | KELVDBC | OEM | CONTACTOR;ABB,1SBL297001R1300,PPE | CONTACTOR;MNFR:ABB,PTNO:1SBL297001R1300,MNFR 1:PPE TECHNOLOGY,PTNO 1:1SBL297001R1300,ADDITIONAL FEATURES EN:AF 18.5 KW,400 V,33 A,525 V,100 TO 250 VAC | 1SBL297001R1300 | 3000014 | ABB
1239038 | Data Enrichment | STP_002 - 0002 | MKV |  | 2022-07-13 | [6 empty] | KDELBVC | OEM | CONTACTOR;ABB,1SBL367001R1300 | CONTACTOR;MNFR:ABB,PTNO:1SBL367001R1300,ADDITIONAL FEATURES EN:OVERVOLTAGE PROTECTION | 1SBL367001R1300 | 3000014 | ABB
1219602 | Data Enrichment | STP_002 - 0002 | MKV |  | 2022-07-13 | [6 empty] | KELVDBC | OEM | CONTACTOR;ABB,A210-30-11,200 A,REEF | CONTACTOR;MNFR:ABB,PTNO:A210-30-11,ADDITIONAL FEATURES EN:200 A,REEF SWITCHBOARD | A210-30-11 | 3000014 | ABB
1194283 | Data Enrichment | STP_002 - 0002 | MKV |  | 2022-07-13 | [6 empty] | KELVDBC | OEM | CONTACTOR;ABB,AF38-30-00-13,3 POLE | CONTACTOR;MNFR:ABB,PTNO:AF38-30-00-13,ADDITIONAL FEATURES EN:3 POLE | AF38-30-00-13 | 3000014 | ABB
1186888 | Data Enrichment | STP_002 - 0002 | MKV |  | 2022-07-13 | [6 empty] | KELVDBC | OEM | CONTACTOR;ABB,MS116-10,MINI | CONTACTOR;MNFR:ABB,PTNO:MS116-10,ADDITIONAL FEATURES EN:MINI | MS116-10 | 3000014 | ABB
1185670 | Data Enrichment | STP_002 - 0002 | MKV |  | 2022-07-13 | [6 empty] | KELVDBC | OEM | CONTACTOR;ATL,IMG-LC1D80F7,45 KW,525 V | CONTACTOR;MNFR:ATLAS COPCO,PTNO:IMG-LC1D80F7,ADDITIONAL FEATURES EN:45 KW,525 V,110 VAC COIL | IMG-LC1D80F7 | 3000000 | ATLAS COPCO
1186728 | Data Enrichment | STP_002 - 0002 | MKV |  | 2022-07-13 | [6 empty] | KELVDBC | OEM | CONTACTOR;SIE,35004960,SIE,3RT1054-1AF36 | CONTACTOR;MNFR:SIEMENS,PTNO:35004960,MNFR 1:SIEMENS,PTNO 1:3RT1054-1AF36 140A PK01,ADDITIONAL FEATURES EN:MAIN | 35004960 | 3000032 | SIEMENS
1288771 | Data Enrichment | STP_002 - 0002 | MKV |  | 2022-07-13 | [6 empty] | KDELBVC | OEM | CONTACTOR;SIE,3RT1026-1AF00,SIRIUS | CONTACTOR;MNFR:SIEMENS,PTNO:3RT1026-1AF00,ADDITIONAL FEATURES EN:SIRIUS | 3RT1026-1AF00 | 3000032 | SIEMENS
1041919 | Data Enrichment | STP_002 - 0002 | MKV |  | 2022-07-13 | [6 empty] | KELVDBC | OEM | CONTACTOR;SIE,3RT1044-1AF00,AC-3,30 KW | CONTACTOR;MNFR:SIEMENS,PTNO:3RT1044-1AF00,ADDITIONAL FEATURES EN:AC-3,30 KW,400 VAC | 3RT1044-1AF00 | 3000032 | SIEMENS
1042655 | Data Enrichment | STP_002 - 0002 | MKV |  | 2022-07-13 | [6 empty] | KELVDBC | OEM | CONTACTOR;SIE,3RT1054-1AF36 | CONTACTOR;MNFR:SIEMENS,PTNO:3RT1054-1AF36 | 3RT1054-1AF36 | 3000032 | SIEMENS
1208549 | Data Enrichment | STP_002 - 0002 | MKV |  | 2022-07-13 | [6 empty] | KELVDBC | OEM | CONTACTOR;SIE,3RT1065-6AF36,132 KW,400 | CONTACTOR;MNFR:SIEMENS,PTNO:3RT1065-6AF36,ADDITIONAL FEATURES EN:132 KW,400 VAC,3 AC/DC,OPERATION UC 110 TO 127 V,AUXILIARY CONTACT 2NO-2NC,3 POLE,SIZE S10,RAIL CONNECTION,DRIVE CONV | 3RT1065-6AF36 | 3000032 | SIEMENS
1041933 | Data Enrichment | STP_002 - 0002 | MKV |  | 2022-07-13 | [6 empty] | KELVDBC | OEM | CONTACTOR;SIE,3RT1066-6AF36,AC-3,160 KW | CONTACTOR;MNFR:SIEMENS,PTNO:3RT1066-6AF36,ADDITIONAL FEATURES EN:AC-3,160 KW,400 V | 3RT1066-6AF36 | 3000032 | SIEMENS
1222192 | Data Enrichment | STP_002 - 0002 | MKV |  | 2022-07-13 | [6 empty] | KELVDBC | OEM | CONTACTOR;SIE,3RT1076-6AF36,250 KW,400 | CONTACTOR;MNFR:SIEMENS,PTNO:3RT1076-6AF36,ADDITIONAL FEATURES EN:250 KW,400 VAC,3 AC/DC,OPERATION UC 110 TO 127 V,AUXIL CONTACT 2NO-2NC,3 POLE,SIZE S12,RAIL CONNECTION,DRIVE CONV | 3RT1076-6AF36 | 3000032 | SIEMENS
1210412 | Data Enrichment | STP_002 - 0002 | MKV |  | 2022-07-13 | [6 empty] | KELVDBC | OEM | CONTACTOR;SIE,3RT20151AF01,PWR 3KW/400 | CONTACTOR;MNFR:SIEMENS,PTNO:3RT20151AF01,ADDITIONAL FEATURES EN:POWER 3KW/400,110V AC,AC-3.7A,50/60HZ | 3RT20151AF01 | 3000032 | SIEMENS
1209993 | Data Enrichment | STP_002 - 0002 | MKV |  | 2022-07-13 | [6 empty] | KELVDBC | OEM | CONTACTOR;SIE,LC1-D150F7,W/ 110 V COIL | CONTACTOR;MNFR:SIEMENS,PTNO:LC1-D150F7,ADDITIONAL FEATURES EN:WITH 110 V COIL,120 W X 158 H X 136 D | LC1-D150F7 | 3000032 | SIEMENS
1202881 | Data Enrichment | STP_002 - 0002 | MKV |  | 2022-07-13 | [6 empty] | KELVDBC |  | CONTROLLER,COMM;RS485,GRPHC LCD,12/24 | CONTROLLER,COMMUNICATION;INTERFACE TYPE:RS485,DISPLAY TYPE:GRAPHIC LCD,ELECTRICAL RATING:12/24 VDC,PORT DATA:USB/OPTICAL AND WI-FI POINT PROGRAMMING PORT ON FRONT,CERTIFICATION/STANDARD:EAC,IEC/EN,UL,ADDITIONAL FEATURES EN:AUTOMATIC MAINS FAILURE (AMF) GEN-SET,4 INPUTS,6 OUTPUTS,WITH EXP1012 MODULE MODEL 20211,MNFR:LOVATO ELECTRIC,PTNO:RGK 610 | RGK 610
1213269 | Data Enrichment | STP_002 - 0002 | MKV |  | 2022-07-13 | [6 empty] | KELVDBC | MNFR | CONTROLLER,TEMP;HONE,T775U2006,UNIVSL,RE | CONTROLLER,TEMPERATURE;MNFR:HONEYWELL,PTNO:T775U2006,TYPE:UNIVERSAL,REMOTE,TEMPERATURE SETTING RANGE:-40 TO 120 DEG C,OUTPUT TYPE: SPDT RELAY WITH RESET,ACCURACY:+-1 DEG C,SIZE:WD 4-13/32 X HT 8-5/32,X DP 2-15/16 IN,CERTIFICATION/STANDARD:C-TICK,ADDITIONAL FEATURES EN:IP65 | T775U2006 | 3000290 | HONEYWELL
1222562 | Data Enrichment | STP_002 - 0002 | MKV |  | 2022-07-13 | [6 empty] | KELVDBC | #N/A | COUPLING,PIPE;STRGT,NOM 1/2 IN X 15 MM | COUPLING,PIPE;TYPE:STRAIGHT,NOMINAL SIZE:1/2 IN X 15 MM,END CONNECTION:COMPRESSION X FEMALE,MATERIAL:BRASS,CERTIFICATION/STANDARD:JASWIC,SANS 1067,ADDITIONAL FEATURES EN:COMPRESSION FITTING,15.OXODZR RINGEX,2XS15,MNFR:COBRA,PTNO:D-3XS-15 | D-3XS-15 | 1030505 | COBRA
1197584 | Data Enrichment | STP_002 - 0002 | MKV |  | 2022-07-13 | [6 empty] | KELVDBC | #N/A | COUPLING,PIPE;STRGT,NOM 22 MM X 3/4 IN | COUPLING,PIPE;TYPE:STRAIGHT,NOMINAL SIZE:22 MM X 3/4 IN,END CONNECTION:COMPRESSION X MALE,MATERIAL:BRASS,CERTIFICATION/STANDARD:JASWIC,SANS 1067,ADDITIONAL FEATURES EN:COMPRESSION FITTING,15.OXODZR RINGEX,1XS22,PLCOF1003,MNFR:COBRA,PTNO:D-2XS-22 | D-2XS-22 | 1030505 | COBRA
1216256 | Data Enrichment | STP_002 - 0002 | MKV |  | 2022-07-13 | [6 empty] | KELVDBC | MNFR | COUPLING,SHFT FLEX;FALK,MM-CPLHS-S11328, | COUPLING,SHAFT FLEXIBLE;MNFR:FALK,PTNO:MM-CPLHS-S11328,HUB MATERIAL:STEEL,ADDITIONAL FEATURES EN:FLSK,1090T10 FLS-KREBS | MM-CPLHS-S11328 | 3000272 | FALK
1202750 | Data Enrichment | STP_002 - 0002 | MKV |  | 2022-07-13 | [6 empty] | KELVDBC |  | COUPLING,TUBE;STRGT,NOM 20 MM,420 BAR,LG | COUPLING,TUBE;TYPE:STRAIGHT,NOMINAL SIZE:20 MM,PRESSURE RATING:420 BAR,LENGTH:73 MM,MATERIAL:STAINLESS STEEL,ADDITIONAL FEATURES EN:ADAPTER,MNFR:PH HYDRAULIK,PTNO:GV-S-20 | GV-S-20
1199942 | Data Enrichment | STP_002 - 0002 | MKV |  | 2022-07-13 | [6 empty] | KELVDBC |  | COUPLING,TUBE;STRGT,NOM 22 MM,250 BAR,LG | COUPLING,TUBE;TYPE:STRAIGHT,NOMINAL SIZE:22 MM,PRESSURE RATING:250 BAR,LENGTH:63 MM,MATERIAL:STAINLESS STEEL,ADDITIONAL FEATURES EN:ADAPTER,MNFR:PH HYDRAULIK,PTNO:GV-L-22 | GV-L-22
1218747 | Data Enrichment | STP_002 - 0002 | MKV |  | 2022-07-13 | [6 empty] | KELVDBC |  | COUPLING,TUBE;STRGT,NOM 28 MM,250 BAR,LG | COUPLING,TUBE;TYPE:STRAIGHT,NOMINAL SIZE:28 MM,PRESSURE RATING:250 BAR,LENGTH:65 MM,MATERIAL:STAINLESS STEEL,ADDITIONAL FEATURES EN:ADAPTER,MNFR:PH HYDRAULIK,PTNO:GV-L-28 | GV-L-28
1201201 | Data Enrichment | STP_002 - 0002 | MKV |  | 2022-07-13 | [6 empty] | KELVDBC |  | COUPLING,TUBE;STRGT,NOM 30 MM,420 BAR,LG | COUPLING,TUBE;TYPE:STRAIGHT,NOMINAL SIZE:30 MM,PRESSURE RATING:420 BAR,LENGTH:88 MM,MATERIAL:STAINLESS STEEL,ADDITIONAL FEATURES EN:ADAPTER,MNFR:PH HYDRAULIK,PTNO:GV-S-30 | GV-S-30
1203136 | Data Enrichment | STP_002 - 0002 | MKV |  | 2022-07-13 | [6 empty] | KELVDBC |  | COUPLING,TUBE;STRGT,NOM 35 MM,250 BAR,LG | COUPLING,TUBE;TYPE:STRAIGHT,NOMINAL SIZE:35 MM,PRESSURE RATING:250 BAR,LENGTH:74 MM,MATERIAL:STAINLESS STEEL,ADDITIONAL FEATURES EN:ADAPTER,MNFR:PH HYDRAULIK,PTNO:GV-L-35 | GV-L-35
1056739 | Data Enrichment | STP_002 - 0002 | MKV |  | 2022-07-13 | [6 empty] | KELVDBC | OEM | COUPLING;CAT,1242144 | COUPLING;MNFR:CATERPILLAR,PTNO:1242144 | 1242144 | 3000003 | CATERPILLAR
1196385 | Data Enrichment | STP_002 - 0002 | MKV |  | 2022-07-13 | [6 empty] | KELVDBC | #N/A | ELBOW,PIPE;NOM 1/2 IN X 15 MM,COMPRSN X | ELBOW,PIPE;NOMINAL SIZE:1/2 IN X 15 MM,END CONNECTION:COMPRESSION X BSP FEMALE,ANGLE:90 DEG,MATERIAL:BRASS,CERTIFICATION/STANDARD:SANS 1067-1,ADDITIONAL FEATURES EN:COMPRESSION FITTING,COUPLING COMPRESSION PLCOF1000 STR,15.OXMPDZR RINGEX,3XS15,MNFR:COBRA,PTNO:D-10XS-15 | D-10XS-15 | 1030505 | COBRA
1211728 | Data Enrichment | STP_002 - 0002 | MKV |  | 2022-07-13 | [6 empty] | KELVDBC | #N/A | ELBOW,PIPE-TUBE;NOM R1/4,NOM 10 MM,M THD | ELBOW,PIPE TO TUBE;NOMINAL SIZE 1:R1/4,NOMINAL SIZE 2:10 MM,END CONNECTION 1:MALE THREAD,END CONNECTION 2:PUSH-IN,PRESSURE RATING:10 BAR,MATERIAL:STAINLESS STEEL,ADDITIONAL FEATURES EN:SWIVEL 360 DEG MALE THREAD WITH EXTERNAL HEXAGON,MNFR:FESTO,PTNO:162875 | 162875 | 1031504 | FESTO
1234722 | Data Enrichment | STP_002 - 0002 | MKV |  | 2022-07-13 | [6 empty] | KDELBVC |  | ELEMENT,HTR;400 V,9.1 KW,SS,LG 800 X HT | ELEMENT,HEATER;VOLTAGE RATING:400 V,POWER RATING:9.1 KW,MATERIAL:STAINLESS STEEL,SIZE:LG 800 X HT 900 X DP 900 MM,ADDITIONAL FEATURES EN:TILTING PAN,MNFR:BERTOS,PTNO:E9BR8/I | E9BR8/I
1208103 | Data Enrichment | STP_002 - 0002 | MKV |  | 2022-07-13 | [6 empty] | KELVDBC | #N/A | FITTING;10 MM,R1/8,MNPT X PUSH-IN,SS | FITTING;SIZE:10 MM,R1/8,END CONNECTION:MNPT X PUSH-IN,MATERIAL:STAINLESS STEEL 316L,ADDITIONAL FEATURES EN:WITH SIX OUTSIDE PANEL QS-B-1,MNFR:FESTO,PTNO:132151 | 132151 | 1031504 | FESTO
1191664 | Data Enrichment | STP_002 - 0002 | MKV |  | 2022-07-13 | [6 empty] | KELVDBC |  | FITTING;COMPRSN,STRGT,M STUD,THD CTNG | FITTING;TYPE:COMPRESSION,STRAIGHT,END CONNECTION:MALE STUD,ADDITIONAL FEATURES EN:THREADED CUTTING RING,PTNO:HYD-GE8LR1/8 | HYD-GE8LR1/8
1198756 | Data Enrichment | STP_002 - 0002 | MKV |  | 2022-07-13 | [6 empty] | KELVDBC |  | FITTING;COMPRSN,STRGT,M STUD,THD CTNG | FITTING;TYPE:COMPRESSION,STRAIGHT,END CONNECTION:MALE STUD,ADDITIONAL FEATURES EN:THREADED CUTTING RING,PTNO:HYD-GE12L1/2 | HYD-GE12L1/2
1187167 | Data Enrichment | STP_002 - 0002 | MKV |  | 2022-07-13 | [6 empty] | KELVDBC |  | FITTING;COMPRSN,STRGT,MNPT X STUD,THD | FITTING;TYPE:COMPRESSION,STRAIGHT,END CONNECTION:MNPT X STUD,ADDITIONAL FEATURES EN:THREADED CUTTING RING,PTNO:HYD-GE22L1NPT | HYD-GE22L1NPT
1054948 | Data Enrichment | STP_002 - 0002 | MKV |  | 2022-07-13 | [6 empty] | KELVDBC |  | FUSE,CRTG;25 A,690 VAC,100 KA | FUSE,CARTRIDGE;CURRENT RATING:25 A,VOLTAGE RATING:690 VAC,INTERRUPT RATING:100 KA,SIZE:DIA 10 X LG 38 MM,ADDITIONAL FEATURES EN: CLASS:FAST BLOW,SUPPLIER:PANACO/DUCRAYLENOIR/SPECTRO/MIT, PTNO:DF 492010
1216135 | Data Enrichment | STP_002 - 0002 | MKV |  | 2022-07-13 | [6 empty] | KELVDBC | #N/A | FUSE,CRTG;CYLDRCL,10 A,500 VAC,120 KA | FUSE,CARTRIDGE;TYPE:CYLINDRICAL,CURRENT RATING:10 A,VOLTAGE RATING:500 VAC,INTERRUPT RATING:120 KA,SIZE:DIA 10.3 X LG 38 MM,CLASS:GG,MATERIAL:CERAMIC,TERMINAL TYPE:FERRULE,CERTIFICATION/STANDARD:IEC,CE,ADDITIONAL FEATURES EN:FOR TRANSFORMER CONTROL AND WIRE PROTECTION,MNFR:MERSEN,PTNO:FR10GG50V10 | FR10GG50V10 | 1033311 | MERSEN
1184911 | Data Enrichment | STP_002 - 0002 | MKV |  | 2022-07-13 | [6 empty] | KELVDBC |  | FUSE,CRTG;CYLDRCL,100 A,500 VAC,120 KA | FUSE,CARTRIDGE;TYPE:CYLINDRICAL,CURRENT RATING:100 A,VOLTAGE RATING:500 VAC,INTERRUPT RATING:120 KA,SIZE:22 X 58 MM,CLASS:AM,MATERIAL:CERAMIC,CERTIFICATION/STANDARD:IEC 60269-2,ADDITIONAL FEATURES EN:MODEL 20T,MNFR:FEMONT,PTNO:442000 | 442000
1191618 | Data Enrichment | STP_002 - 0002 | MKV |  | 2022-07-13 | [6 empty] | KELVDBC |  | FUSE,CRTG;CYLDRCL,100 A,500 VAC,120 KA | FUSE,CARTRIDGE;TYPE:CYLINDRICAL,CURRENT RATING:100 A,VOLTAGE RATING:500 VAC,INTERRUPT RATING:120 KA,SIZE:22 X 58 MM,CLASS:GG,MATERIAL:CERAMIC,CERTIFICATION/STANDARD:IEC 60269-2,ADDITIONAL FEATURES EN:MODEL 20T,MNFR:FEMONT,PTNO:422000 | 422000
1199389 | Data Enrichment | STP_002 - 0002 | MKV |  | 2022-07-13 | [6 empty] | KELVDBC |  | FUSE,CRTG;CYLDRCL,32 A,690 VAC,80 KA,22 | FUSE,CARTRIDGE;TYPE:CYLINDRICAL,CURRENT RATING:32 A,VOLTAGE RATING:690 VAC,INTERRUPT RATING:80 KA,SIZE:22 X 58 MM,CLASS:GG,MATERIAL:CERAMIC,CERTIFICATION/STANDARD:IEC 60269-2,ADDITIONAL FEATURES EN:MODEL 20T,MNFR:FEMONT,PTNO:422032 | 422032
1216490 | Data Enrichment | STP_002 - 0002 | MKV |  | 2022-07-13 | [6 empty] | KELVDBC |  | FUSE,CRTG;CYLDRCL,32 A,690 VAC,80 KA,22 | FUSE,CARTRIDGE;TYPE:CYLINDRICAL,CURRENT RATING:32 A,VOLTAGE RATING:690 VAC,INTERRUPT RATING:80 KA,SIZE:22 X 58 MM,CLASS:GG,MATERIAL:CERAMIC,CERTIFICATION/STANDARD:IEC 60269-2,ADDITIONAL FEATURES EN:MODEL 20T,WITH STRIKER,MNFR:FEMONT,PTNO:422232 | 422232
1212350 | Data Enrichment | STP_002 - 0002 | MKV |  | 2022-07-13 | [6 empty] | KELVDBC | #N/A | FUSE,CRTG;CYLDRCL,4 A,500 VAC,120 KA,DIA | FUSE,CARTRIDGE;TYPE:CYLINDRICAL,CURRENT RATING:4 A,VOLTAGE RATING:500 VAC,INTERRUPT RATING:120 KA,SIZE:DIA 10.3 X LG 38 MM, CLASS:GG,MATERIAL:CERAMIC,TERMINAL TYPE:FERRULE,CERTIFICATION/STANDARD:IEC,CE,TRANSFORMER CONTROL AND WIRE PROTECTION, MNFR:MERSEN,PTNO:FR10GG50V4 | FR10GG50V4 | 1033311 | MERSEN
1206220 | Data Enrichment | STP_002 - 0002 | MKV |  | 2022-07-13 | [6 empty] | KELVDBC |  | FUSE,CRTG;CYLDRCL,40 A,690 VAC,80 KA,22 | FUSE,CARTRIDGE;TYPE:CYLINDRICAL,CURRENT RATING:40 A,VOLTAGE RATING:690 V,INTERRUPT RATING:80 KA,SIZE:DIA 22 X LG 58 MM,CLASS:GG, MATERIAL:CERAMIC,CERTIFICATION/STANDARD:IEC 60269- 2,MODEL 20T,MNFR:FEMONT,PTNO:422240 | 422240
1185888 | Data Enrichment | STP_002 - 0002 | MKV |  | 2022-07-13 | [6 empty] | KELVDBC |  | FUSE,CRTG;CYLDRCL,6 A,500 VAC,120 KA,10 | FUSE,CARTRIDGE;TYPE:CYLINDRICAL,CURRENT RATING:6 A,VOLTAGE RATING:500 VAC,INTERRUPT RATING:120 KA,SIZE:10 X 30 MM,CLASS:GG,MATERIAL:CERAMIC,CERTIFICATION/STANDARD:IEC 60269-2,ADDITIONAL FEATURES EN:MODEL 20T,WITH STRIKER,MNFR:FEMONT,PTNO:420006 | 420006
1200987 | Data Enrichment | STP_002 - 0002 | MKV |  | 2022-07-13 | [6 empty] | KELVDBC |  | FUSE,CRTG;CYLDRCL,6 A,500 VAC,120 KA,10 | FUSE,CARTRIDGE;TYPE:CYLINDRICAL,CURRENT RATING:6 A,VOLTAGE RATING:500 VAC,INTERRUPT RATING:120 KA,SIZE:10 X 38 MM,CLASS:AM,MATERIAL:CERAMIC,CERTIFICATION/STANDARD:IEC 60269-2,ADDITIONAL FEATURES EN:MODEL 20T,MNFR:FEMONT,PTNO:440006 | 440006
1222560 | Data Enrichment | STP_002 - 0002 | MKV |  | 2022-07-13 | [6 empty] | KELVDBC |  | FUSE,CRTG;CYLDRCL,6 A,690 VAC,80 KA,14 X | FUSE,CARTRIDGE;TYPE:CYLINDRICAL,CURRENT RATING:6 A,VOLTAGE RATING:690 VAC,INTERRUPT RATING:80 KA,SIZE:14 X 51 MM,CLASS:GG,MATERIAL:CERAMIC,CERTIFICATION/STANDARD:IEC 60269-2,ADDITIONAL FEATURES EN:MODEL 20T,WITH STRIKER,MNFR:FEMONT,PTNO:421206 | 421206
1193095 | Data Enrichment | STP_002 - 0002 | MKV |  | 2022-07-13 | [6 empty] | KELVDBC | #N/A | FUSE,CRTG;CYLDRCL,63 A,690 VAC,120 KA | FUSE,CARTRIDGE;TYPE:CYLINDRICAL,CURRENT RATING:63 A,VOLTAGE RATING:690 VAC,INTERRUPT RATING:120 KA,SIZE:DIA 22 X LG 58 MM,CLASS:AM,MATERIAL:CERAMIC,TERMINAL TYPE:FERRULE,CERTIFICATION/STANDARD:IEC,CE,ADDITIONAL FEATURES EN:60 W,GREEN,MNFR:MERSEN,PTNO:C215650 | C215650 | 1033311 | MERSEN
1217992 | Data Enrichment | STP_002 - 0002 | MKV |  | 2022-07-13 | [6 empty] | KELVDBC | #N/A | FUSE,CRTG;CYLDRCL,8 A,500 VAC,120 KA,DIA | FUSE,CARTRIDGE;TYPE:CYLINDRICAL,CURRENT RATING:8 A,VOLTAGE RATING:500 VAC,INTERRUPT RATING:120 KA,SIZE:DIA 13/32 X LG 1-1/2 IN,CLASS:GG,MATERIAL:CERAMIC,TERMINAL TYPE:FERRULE,CERTIFICATION/STANDARD:IEC,CE,ADDITIONAL FEATURES EN:FOR TRANSFORMER CONTROL AND WIRE PROTECTION,MNFR:MERSEN,PTNO:FR10GG50V8 | FR10GG50V8 | 1033311 | MERSEN
1192431 | Data Enrichment | STP_002 - 0002 | MKV |  | 2022-07-13 | [6 empty] | KELVDBC | #N/A | FUSE,CRTG;CYLDRCL,80 A,690 VAC,120 KA | FUSE,CARTRIDGE;TYPE:CYLINDRICAL,CURRENT RATING:80 A,VOLTAGE RATING:690 VAC,INTERRUPT RATING:120 KA,SIZE:DIA 22 X LG 58 MM,CLASS:GG,MATERIAL:CERAMIC,TERMINAL TYPE:FERRULE,CERTIFICATION/STANDARD:IEC,CE,ADDITIONAL FEATURES EN:8 W,GL-GG,MNFR:MERSEN,PTNO:Q217180 | Q217180 | 1033311 | MERSEN
1199657 | Data Enrichment | STP_002 - 0002 | MKV |  | 2022-07-13 | [6 empty] | KELVDBC |  | FUSE,CRTG;CYLDRCL,SEMCDTR,10 A,660 VAC | FUSE,CARTRIDGE;TYPE:CYLINDRICAL,SEMICONDUCTOR,CURRENT RATING:10 A,VOLTAGE RATING:660 VAC,INTERRUPT RATING:200 KA,SIZE:10 X 38 MM,CLASS:AR,MATERIAL:CERAMIC,CERTIFICATION/STANDARD:IEC 60269-2,ADDITIONAL FEATURES EN:MODEL 20T,MNFR:FEMONT,PTNO:491125 | 491125
1216511 | Data Enrichment | STP_002 - 0002 | MKV |  | 2022-07-13 | [6 empty] | KELVDBC |  | FUSE,CRTG;CYLDRCL,SEMCDTR,100 A,660 VAC | FUSE,CARTRIDGE;TYPE:CYLINDRICAL,SEMICONDUCTOR,CURRENT RATING:100 A,VOLTAGE RATING:660 VAC,INTERRUPT RATING:200 KA,SIZE:22 X 58 MM,CLASS:AR,MATERIAL:CERAMIC,CERTIFICATION/STANDARD:IEC 60269-2,ADDITIONAL FEATURES EN:MODEL 20T,MNFR:FEMONT,PTNO:491335 | 491335
1244537 | Data Enrichment | STP_002 - 0002 | MKV |  | 2022-07-13 | [6 empty] | KDELBVC |  | FUSE,CRTG;FST-ACTNG,1.6 A,250 V,100 A AT | FUSE,CARTRIDGE;TYPE:FAST-ACTING,CURRENT RATING:1.6 A,VOLTAGE RATING:250 V,INTERRUPT RATING:100 A AT 250 V,SIZE:6.3 MM DIA,32 MM LG,MATERIAL:GLASS,CERTIFICATION/STANDARD:CE,UL AGC 11-45,CSA,ROHS,ADDITIONAL FEATURES EN:VERLINDE,MNFR:BUSSMAN,PTNO:AGC-1.6A | AGC-1.6A
1244538 | Data Enrichment | STP_002 - 0002 | MKV |  | 2022-07-13 | [6 empty] | KDELBVC |  | FUSE,CRTG;FST-ACTNG,2 A,250 V,100 A AT | FUSE,CARTRIDGE;TYPE:FAST-ACTING,CURRENT RATING:2 A,VOLTAGE RATING:250 V,INTERRUPT RATING:100 A AT 250 V,SIZE:6.3 MM DIA,32 MM LG,MATERIAL:GLASS,CERTIFICATION/STANDARD:CE,UL AGC 11-45,CSA,ROHS,ADDITIONAL FEATURES EN:VERLINDE,MNFR:BUSSMAN,PTNO:AGC-2A | AGC-2A
1244539 | Data Enrichment | STP_002 - 0002 | MKV |  | 2022-07-13 | [6 empty] | KDELBVC |  | FUSE,CRTG;FST-ACTNG,3 A,250 V,100 A AT | FUSE,CARTRIDGE;TYPE:FAST-ACTING,CURRENT RATING:3 A,VOLTAGE RATING:250 V,INTERRUPT RATING:100 A AT 250 V,SIZE:6.3 MM DIA,32 MM LG,MATERIAL:GLASS,CERTIFICATION/STANDARD:CE,UL AGC 11-45,CSA,ROHS,ADDITIONAL FEATURES EN:VERLINDE,MNFR:BUSSMAN,PTNO:AGC-3A | AGC-3A
1215255 | Data Enrichment | STP_002 - 0002 | MKV |  | 2022-07-13 | [6 empty] | KELVDBC | #N/A | FUSE,CRTG;FST-ACTNG,CYLDRCL,2 A,250 VAC | FUSE,CARTRIDGE;TYPE:FAST-ACTING,CYLINDRICAL,CURRENT RATING:2 A,VOLTAGE RATING:250 VAC,INTERRUPT RATING:1500 A,SIZE:DIA 5 X LG 20 MM,MATERIAL:CERAMIC,TERMINAL TYPE:FERRULE,CERTIFICATION/STANDARD:CSA,CURUS,ROHS,MNFR:BUSSMANN MFG DIV OF MCGRAW EDISON,PTNO:S501-2-R | S501-2-R | 1030075 | BUSSMANN MFG DIV OF MCGRAW EDISON
1208683 | Data Enrichment | STP_002 - 0002 | MKV |  | 2022-07-13 | [6 empty] | KELVDBC | #N/A | FUSE,CRTG;FST-ACTNG,CYLDRCL,50 MA,250 | FUSE,CARTRIDGE;TYPE:FAST-ACTING,CYLINDRICAL,CURRENT RATING:50 MA,VOLTAGE RATING:250 VAC,INTERRUPT RATING:1500 A,SIZE:DIA 5 X LG 20 MM,MATERIAL:CERAMIC,TERMINAL TYPE:FERRULE,CERTIFICATION/STANDARD:CSA,CURUS,ROHS,MNFR:BUSSMANN MFG DIV OF MCGRAW EDISON,PTNO:S501-50-R | S501-50-R | 1030075 | BUSSMANN MFG DIV OF MCGRAW EDISON
1220904 | Data Enrichment | STP_002 - 0002 | MKV |  | 2022-07-13 | [6 empty] | KELVDBC | #N/A | FUSE,CRTG;FST-ACTNG,CYLDRCL,500 MA,250 | FUSE,CARTRIDGE;TYPE:FAST-ACTING,CYLINDRICAL,CURRENT RATING:500 MA,VOLTAGE RATING:250 VAC,INTERRUPT RATING:1500 A,SIZE:DIA 5 X LG 20 MM,MATERIAL:CERAMIC,TERMINAL TYPE:FERRULE,CERTIFICATION/STANDARD:CSA,CURUS,ROHS,MNFR:BUSSMANN MFG DIV OF MCGRAW EDISON,PTNO:S501-500-R | S501-500-R | 1030075 | BUSSMANN MFG DIV OF MCGRAW EDISON
1205157 | Data Enrichment | STP_002 - 0002 | MKV |  | 2022-07-13 | [6 empty] | KELVDBC | #N/A | FUSE,CRTG;GEN PURP,50 A,690 VAC,120 KA | FUSE,CARTRIDGE;TYPE:GENERAL PURPOSE,CURRENT RATING:50 A,VOLTAGE RATING:690 VAC,INTERRUPT RATING:120 KA,SIZE:DIA 22 X LG 58 MM, CLASS:AM,MATERIAL:CERAMIC,TERMINAL TYPE:FERRULE,CERTIFICATION/STANDARD:IEC,CE,ADDITIONAL FEATURES:GREEN,3,90 W, MNFR:MERSEN,PTNO:R214122 | R214122 | 1033311 | MERSEN
1209032 | Data Enrichment | STP_002 - 0002 | MKV |  | 2022-07-13 | [6 empty] | KELVDBC | #N/A | FUSE,CRTG;GEN PURP,6A,500 VAC,120 KA,DIA | FUSE,CARTRIDGE;TYPE:GENERAL PURPOSE,CURRENT RATING:6 A,VOLTAGE RATING:500 VAC,INTERRUPT RATING:120 KA,SIZE:DIA 10 X LG 38 MM, CLASS:GG,MATERIAL:CERAMIC,TERMINAL TYPE:FERRULE,CERTIFICATION/STANDARD:IEC,CE,ADDITIONAL FEATURES:FOR TRANSFORMER CONTROL AND WIRE PROTECTION,MNFR:MERSEN,PTNO:FR10GG50V6 | FR10GG50V6 | 1033311 | MERSEN
1212008 | Data Enrichment | STP_002 - 0002 | MKV |  | 2022-07-13 | [6 empty] | KELVDBC |  | FUSE,CRTG;GEN PURP,80A,500 VAC,120 KA,22 | FUSE,CARTRIDGE;TYPE:CYLINDRICAL,CURRENT RATING:80 A,VOLTAGE RATING:500 VAC,INTERRUPT RATING:120 KA,SIZE:22 X 58 MM,CLASS:AM,MATERIAL:CERAMIC,CERTIFICATION/STANDARD:IEC 60269-2,ADDITIONAL FEATURES EN:MODEL 20T,MNFR:FEMONT,PTNO:442080 | 442080
1198136 | Data Enrichment | STP_002 - 0002 | MKV |  | 2022-07-13 | [6 empty] | KELVDBC |  | FUSE,CRTG;HGH SP,35 A,690 VAC,500 VDC | FUSE,CARTRIDGE;TYPE:HIGH SPEED,CURRENT RATING:35 A,VOLTAGE RATING:690 VAC,500 VDC,INTERRUPT RATING:200 KA,SIZE:DIA 19 X LG 77 MM,CLASS:B,TERMINAL TYPE:BOLT DOWN,CERTIFICATION/STANDARD:BS,IEC,ADDITIONAL FEATURES EN:HRC MODEL BOLTED TAG,TYPE HRC,SIZE FE,MNFR:BUSSMAN,PTNO:35FE | 35FE
1220231 | Data Enrichment | STP_002 - 0002 | MKV |  | 2022-07-13 | [6 empty] | KELVDBC |  | FUSE,CRTG;HGH SP,80 A,690 VAC,500 VDC | FUSE,CARTRIDGE;TYPE:HIGH SPEED,CURRENT RATING:80 A,VOLTAGE RATING:690 VAC,500 VDC,INTERRUPT RATING:200 KA,SIZE:DIA 19 X LG 77 MM,CLASS:B,TERMINAL TYPE:BOLT DOWN,CERTIFICATION/STANDARD:BS,IEC,ADDITIONAL FEATURES EN:MODEL BOLTED TAG,TYPE HRC,SIZE FE,MNFR:BUSSMAN,PTNO:80FE | 80FE
1211362 | Data Enrichment | STP_002 - 0002 | MKV |  | 2022-07-13 | [6 empty] | KELVDBC | #N/A | FUSE,CRTG;TMEDLY,8 A,600 VAC,300 VDC,200 | FUSE,CARTRIDGE;TYPE:TIME DELAY,CURRENT RATING:8 A,VOLTAGE RATING:600 VAC,300 VDC,INTERRUPT RATING:200 KA, SIZE:DIA 10.4 X LG 38.1 MM,CLASS:CC,MATERIAL:TIN PLATED COPPER,TERMINAL TYPE:FERRULE,MNFR:MERSEN,PTNO:ATDR8 | ATDR8 | 1033311 | MERSEN
1221629 | Data Enrichment | STP_002 - 0002 | MKV |  | 2022-07-13 | [6 empty] | KELVDBC | OEM | FUSE;ABB,A089493,UNT DCS800 DC FARRULE S | FUSE;MNFR:ABB,PTNO:A089493,ADDITIONAL FEATURES EN:UNIT DCS800 DC FARRULE S CC1051 CP GRB 20 X 127/5 1500 VDC 5A INDICATOR | A089493 | 3000014 | ABB
1206013 | Data Enrichment | STP_002 - 0002 | MKV |  | 2022-07-13 | [6 empty] | KELVDBC |  | FUSE;HGH SP,SQ BDY,250 A,690/700 VAC,WD | FUSE;TYPE:HIGH SPEED,SQUARE BODY,CURRENT RATING:250 A,VOLTAGE RATING:690/700 VAC,SIZE:WD 40 X HT 135 X DP 64 MM,CERTIFICATION/STANDARD:IEC,UL,CSA,DIN,CE,ADDITIONAL FEATURES EN:200 KA IR,MNFR:BUSSMAN,PTNO:170M3816 | 170M3816
1207787 | Data Enrichment | STP_002 - 0002 | MKV |  | 2022-07-13 | [6 empty] | KELVDBC |  | FUSE;HGH SP,SQ BDY,63 A,690/700 VAC,WD | FUSE;TYPE:HIGH SPEED,SQUARE BODY,CURRENT RATING:63 A,VOLTAGE RATING:690/700 VAC,SIZE:WD 20.5 X HT 78.5 X DP 52 MM,CERTIFICATION/STANDARD:IEC,UL,CSA,DIN,CE,ADDITIONAL FEATURES EN:200 KA IR,BLADE STYLE,SIZE 000,MNFR:BUSSMAN,PTNO:170M1565D | 170M1565D
1193432 | Data Enrichment | STP_002 - 0002 | MKV |  | 2022-07-13 | [6 empty] | KELVDBC | OEM | FUSE;SIE,420032,32 A 10X38 DF VOLT 400V | FUSE;MNFR:SIEMENS,PTNO:420032,ADDITIONAL FEATURES EN:32 A 10X38 DF VOLTAGE 400V,HIGH RUPTURE CAPACITY HRC OF 120 KA,CLASS GG/GL | 420032 | 3000032 | SIEMENS
1208578 | Data Enrichment | STP_002 - 0002 | MKV |  | 2022-07-13 | [6 empty] | KELVDBC | OEM | FUSE;SIE,60269 SITOR,STRIP,63 A | FUSE;MNFR:SIEMENS,PTNO:60269 SITOR,ADDITIONAL FEATURES EN:STRIP,63 A,3NE1818-0 VDE 0636,IEC,690 VAC/50 KA | 60269 SITOR | 3000032 | SIEMENS
1192421 | Data Enrichment | STP_002 - 0002 | MKV |  | 2022-07-13 | [6 empty] | KELVDBC |  | HOSE,ASSY;FLEX,ID 1/2 IN,LG 1.9 M | HOSE,ASSEMBLY;TYPE:FLEXIBLE,INSIDE DIAMETER:1/2 IN,LENGTH:1.9 M,ADDITIONAL FEATURES EN:METF15L08-M22X1.5/D220000-08/1.9M,MNFR:INTERTRACO,PTNO:R2AT-08 1/2 | R2AT-08 1/2
1213833 | Data Enrichment | STP_002 - 0002 | MKV |  | 2022-07-13 | [6 empty] | KELVDBC |  | HOSE,HYDR;FLEX,ID 38.5 MM,LG 30 M,165 | HOSE,HYDRAULIC;TYPE:FLEXIBLE,INSIDE DIAMETER:38.5 MM,LENGTH:30 M,PRESSURE RATING:165 BAR WORKING,660 BAR BURST,MATERIAL:SYNTHETIC RUBBER COVER,REINFORCEMENT MATERIAL:TWO WIRE BRAID STEEL,TEMPERATURE RATING:-40 TO 150 DEG C,CERTIFICATION/STANDARD:MSHA,SAE 100 R2AT,ADDITIONAL FEATURES EN:ASSEMBLY METF90 DEG,28L16-M36X20/METF28L16-M36X20/D220000-16/1.02M,MNFR:INTERTRACO,PTNO:R2AT-16 1 | R2AT-16 1
1049047 | Data Enrichment | STP_002 - 0002 | MKV |  | 2022-07-13 | [6 empty] | KELVDBCQ | OEM | HOSE;CAT,2466036,LNES GP | HOSE;MNFR:CATERPILLAR,PTNO:2466036,ADDITIONAL FEATURES EN:LINES GROUP | 2466036 | 3000003 | CATERPILLAR
1200081 | Data Enrichment | STP_002 - 0002 | MKV |  | 2022-07-13 | [6 empty] | KELVDBCQ | OEM | HOSE;CAT,4231981,CAT,5P1420,BULK,FLEX | HOSE;MNFR:CATERPILLAR,PTNO:4231981,MNFR 1:CATERPILLAR,PTNO 1:5P1420,ADDITIONAL FEATURES EN:BULK,FLEXIBLE,590 PER PACKET | 4231981 | 3000003 | CATERPILLAR
1214461 | Data Enrichment | STP_002 - 0002 | MKV |  | 2022-07-13 | [6 empty] | KELVDBC |  | HOSE;FLEX,ID 1/2 IN,OD 0.874 IN,LG 0.6 M | HOSE;TYPE:FLEXIBLE,INSIDE DIAMETER:1/2 IN,OUTSIDE DIAMETER:0.874 IN,LENGTH:0.6 M,MATERIAL:SYNTHETIC RUBBER TUBE AND COVER,STEEL WIRE BRAIDS,CERTIFICATION/STANDARD:EN 853 2SN-SAE 100,ADDITIONAL FEATURES EN:TWO WIRE BRAIDS,METF90 DEG 15L08-M22 X 1.5 MM PITCH/METF90 DEG 15L08-M22 X 1.5 MM PITCH,CODE D220000,ASSEMBLY,MNFR:INTERTRACO,PTNO:R2AT-08 1/2 0.6M | R2AT-08 1/2 0.6M
1187173 | Data Enrichment | STP_002 - 0002 | MKV |  | 2022-07-13 | [6 empty] | KELVDBC |  | HOSE;FLEX,ID 1/2 IN,OD 0.874 IN,LG 1.3 M | HOSE;TYPE:FLEXIBLE,INSIDE DIAMETER:1/2 IN,OUTSIDE DIAMETER:0.874 IN,LENGTH:1.3 M,MATERIAL:SYNTHETIC RUBBER TUBE AND COVER,STEEL WIRE BRAIDS,CERTIFICATION/STANDARD:EN 853 2SN-SAE 100,ADDITIONAL FEATURES EN:TWO WIRE BRAIDS,METF90 DEG 15L08-M22 X 1.5 MM PITCH/METF15L08-M22 X 1.5 MM PITCH,CODE D220000,ASSEMBLY,MNFR:INTERTRACO,PTNO:R2AT-08 1/2 1.3M | R2AT-08 1/2 1.3M
1202292 | Data Enrichment | STP_002 - 0002 | MKV |  | 2022-07-13 | [6 empty] | KELVDBC |  | HOSE;FLEX,ID 1/2 IN,OD 0.874 IN,SYNTH | HOSE;TYPE:FLEXIBLE,INSIDE DIAMETER:1/2 IN,OUTSIDE DIAMETER:0.874 IN,MATERIAL:SYNTHETIC RUBBER TUBE AND COVER,STEEL WIRE BRAIDS,CERTIFICATION/STANDARD:EN 853 2SN-SAE 100,ADDITIONAL FEATURES EN:TWO WIRE BRAIDS,METF15L08-M22 X 1.5 MM PITCH/METF15L08-M22 X 1.5 MM PITCH,CODE D220000,4.5 M,MNFR:INTERTRACO,PTNO:R2AT-08 1/2 | R2AT-08 1/2
1218678 | Data Enrichment | STP_002 - 0002 | MKV |  | 2022-07-13 | [6 empty] | KELVDBC |  | HOSE;FLEX,ID 3/8 IN,OD 0.74 IN,LG 0.5 M | HOSE;TYPE:FLEXIBLE,INSIDE DIAMETER:3/8 IN,OUTSIDE DIAMETER:0.74 IN,LENGTH:0.5 M,MATERIAL:SYNTHETIC RUBBER TUBE AND COVER,STEEL WIRE BRAIDS,CERTIFICATION/STANDARD:EN 853 2SN-SAE 100,ADDITIONAL FEATURES EN:TWO BRAIDS,BLACK,METF12L06-M18 X 1.5/METF 12L06-M18 X 1.5,CODE D220000,ASSEMBLY,MNFR:INTERTRACO,PTNO:R2AT-06 3/8 0.5M | R2AT-06 3/8 0.5M
1216191 | Data Enrichment | STP_002 - 0002 | MKV |  | 2022-07-13 | [6 empty] | KELVDBC |  | HOSE;FLEX,ID 3/8 IN,OD 0.74 IN,LG 0.8 M | HOSE;TYPE:FLEXIBLE,INSIDE DIAMETER:3/8 IN,OUTSIDE DIAMETER:0.74 IN,LENGTH:0.8 M,MATERIAL:SYNTHETIC RUBBER TUBE AND COVER,STEEL WIRE BRAIDS,CERTIFICATION/STANDARD:EN 853 2SN-SAE 100,ADDITIONAL FEATURES EN:TWO BRAIDS,BLACK,METF90 DEG 12L06-M18 X 1.5/METF12L06-M18 X 1.5,CODE D220000,ASSEMBLY,MNFR:INTERTRACO,PTNO:R2AT-06 3/8 0.8M | R2AT-06 3/8 0.8M
1210163 | Data Enrichment | STP_002 - 0002 | MKV |  | 2022-07-13 | [6 empty] | KELVDBC |  | HOSE;FLEX,ID 3/8 IN,OD 0.74 IN,LG 1.3 M | HOSE;TYPE:FLEXIBLE,INSIDE DIAMETER:3/8 IN,OUTSIDE DIAMETER:0.74 IN,LENGTH:1.3 M,MATERIAL:SYNTHETIC RUBBER TUBE AND COVER,STEEL WIRE BRAIDS,CERTIFICATION/STANDARD:EN 853 2SN-SAE 100,ADDITIONAL FEATURES EN:TWO BRAIDS,BLACK,METF90 DEG 12L06-M18 X 1.5/METF12L06-M18 X 1.5,CODE D220000,ASSEMBLY,MNFR:INTERTRACO,PTNO:R2AT-06 3/8 1.3M | R2AT-06 3/8 1.3M
1216028 | Data Enrichment | STP_002 - 0002 | MKV |  | 2022-07-13 | [6 empty] | KELVDBC |  | HOUSING,BRGUNT;SPLT,PLWBLK SPHER ROLR | HOUSING,BEARING UNIT;TYPE:SPLIT,PILLOW BLOCK SPHERICAL ROLLER,BORE:9-9/16 IN,BLOCK SIZE:WD 11-1/4 X LG 32 X HT 19-1/4 IN,BOLT MOUNTINGS:4 BOLT,BOLT DIAMETER:1-1/2 IN,MATERIAL:CAST IRON,ADDITIONAL FEATURES EN:WITH TS 44 COLLARS COMPLETE WITH BEARING 22244,MNFR:MIETHER,PTNO:SDAF 244 | SDAF 244
5003419 | Data Enrichment | STP_002 - 0002 | MKV |  | 2022-07-13 | [6 empty] | KELVDC | MNFR | HOUSING;SKF,23264 CAC/C3 W33,SPHERICAL R | HOUSING;MNFR:SKF,PTNO:23264 CAC/C3 W33,TYPE:SPHERICAL ROLLER,MATERIAL:ALLOY STEEL,ADDITIONAL FEATURES EN:DOUBLE ROW, C3 CLEARANCE, 12.5984 IN BORE, 22.8346 IN OD | 23264 CAC/C3 W33 | 3000348 | SKF
1221323 | Data Enrichment | STP_002 - 0002 | MKV |  | 2022-07-13 | [6 empty] | KELVDBC | MNFR | INDICATOR;LP PWRD,4-20 MA,17 MM LCD | INDICATOR;TYPE:LOOP POWERED,MEASURING RANGE:4-20 MA,SIZE:17 MM LCD,ADDITIONAL FEATURES EN:RIA15 ENDRES,HAUSER W60KT,MNFR:ENDRESS & HAUSER,PTNO:RIA15-AAB2 | RIA15-AAB2 | 3000269 | ENDRESS & HAUSER
1200992 | Data Enrichment | STP_002 - 0002 | MKV |  | 2022-07-13 | [6 empty] | KELVDBC |  | INDICATOR;PRGMBL,LED,SEMCDTR,W63LU | INDICATOR;TYPE:PROGRAMMABLE,DISPLAY TYPE:LED,ADDITIONAL FEATURES EN:SEMICONDUCTOR,W63LU,PTNO:T2PR-5714D | T2PR-5714D
1195284 | Data Enrichment | STP_002 - 0002 | MKV |  | 2022-07-13 | [6 empty] | KELVDBC |  | JOINT,EXPNSN;RBR,ELAF,ERVG2516 | JOINT,EXPANSION;MATERIAL:RUBBER,MNFR:ELAFLEX,PTNO:ERVG2516 | ERVG2516
1194375 | Data Enrichment | STP_002 - 0002 | MKV |  | 2022-07-13 | [6 empty] | KELVDBC |  | JOINT,EXPNSN;RBR,ELAF,ERVG5016 | JOINT,EXPANSION;MATERIAL:RUBBER,MNFR:ELAFLEX,PTNO:ERVG5016 | ERVG5016
1196100 | Data Enrichment | STP_002 - 0002 | MKV |  | 2022-07-13 | [6 empty] | KELVDBC |  | JOINT,EXPNSN;RBR,ELAF,ERVG8016 | JOINT,EXPANSION;MATERIAL:RUBBER,MNFR:ELAFLEX,PTNO:ERVG8016 | ERVG8016
1214049 | Data Enrichment | STP_002 - 0002 | MKV |  | 2022-07-13 | [6 empty] | KELVDBC | #N/A | LAMP,INCAND;AUX,2 W,12 V,BAYNT BA9S,300 | LAMP,INCANDESCENT;TYPE:AUXILIARY,WATTAGE:2 W,VOLTAGE RATING:12 V,BASE TYPE:BAYONET BA9S,LAMP LIFE:300 HR AT B3,750 HT AT TC,SIZE:DIA 9 X LG 23.9 MM,INTENSITY:12.5 LUMENS,ADDITIONAL FEATURES EN:WITNESS,MNFR:OSRAM,PTNO:3796 | 3796 | 1033919 | OSRAM
1219011 | Data Enrichment | STP_002 - 0002 | MKV |  | 2022-07-13 | [6 empty] | KELVDBC | #N/A | LAMP,INCAND;HALGN,55 W,12 V,H11,PGJ19-2 | LAMP,INCANDESCENT;TYPE:HALOGEN,WATTAGE:55 W,VOLTAGE RATING:12 V,SHAPE DESIGNATION:H11,BASE TYPE:PGJ19-2,LAMP LIFE:350 HR AT B3,580 HR AT TC,SIZE:DIA 12 X LG 67 MM,INTENSITY:1350 LUMENS,CERTIFICATION/STANDARD:ECE,ADDITIONAL FEATURES EN:VEHICLE,MNFR:OSRAM,PTNO:64211 | 64211 | 1033919 | OSRAM
1198252 | Data Enrichment | STP_002 - 0002 | MKV |  | 2022-07-13 | [6 empty] | KELVDBC | #N/A | LAMP,INCAND;HALGN,70 W,24 V,H7,PX26D,220 | LAMP,INCANDESCENT;TYPE:HALOGEN,WATTAGE:70 W,VOLTAGE RATING:24 V,SHAPE DESIGNATION:H7,BASE TYPE:PX26D,LAMP LIFE:220 HR AT B3,500 HR AT TC,SIZE:DIA 12 X LG 59 MM,INTENSITY:1750 LUMENS,CERTIFICATION/STANDARD:ECE,ADDITIONAL FEATURES EN:LTS,MNFR:OSRAM,PTNO:64215LTS | 64215LTS | 1033919 | OSRAM
1197534 | Data Enrichment | STP_002 - 0002 | MKV |  | 2022-07-13 | [6 empty] | KELVDBC | #N/A | LAMP,INCAND;HALGN,75/70 W,24 V,H4,P43T | LAMP,INCANDESCENT;TYPE:HALOGEN,WATTAGE:75/70 W,VOLTAGE RATING:24 V,SHAPE DESIGNATION:H4,BASE TYPE:P43T,LAMP LIFE:170/500 HR,SIZE:DIA 16 X LG 82 MM,INTENSITY:1900/1200 LUMENS,ADDITIONAL FEATURES EN:3200 K,13342,MNFR:OSRAM,PTNO:94196,MNFR 1:HONEYWELL | 94196 | 1033919 | OSRAM
1215432 | Data Enrichment | STP_002 - 0002 | MKV |  | 2022-07-13 | [6 empty] | KELVDBC | #N/A | LAMP,INCAND;HALGN,75/70 W,24 V,H4,P43T | LAMP,INCANDESCENT;TYPE:HALOGEN,WATTAGE:75/70 W,VOLTAGE RATING:24 V,SHAPE DESIGNATION:H4,BASE TYPE:P43T,LAMP LIFE:170/350 HR AT B3,400/800 HR AT TC,SIZE:DIA 17 X LG 82 MM,INTENSITY:1900/1200 LUMENS,CERTIFICATION/STANDARD:ECE,ADDITIONAL FEATURES EN:LTS,MNFR:OSRAM,PTNO:64196 | 64196 | 1033919 | OSRAM
1192646 | Data Enrichment | STP_002 - 0002 | MKV |  | 2022-07-13 | [6 empty] | KELVDBC | #N/A | LAMP;55 W,12 V,H1,P14.5S,400 HR,DIA 9 X | LAMP;WATTAGE:55 W,VOLTAGE RATING:12 V,SHAPE DESIGNATION:H1,BASE TYPE:P14.5S,LAMP LIFE:400 HR,SIZE:DIA 9 X LG 67.5 MM,INTENSITY:1550 LUMENS,COLOUR TEMPERATURE:3200 K,MNFR:OSRAM,PTNO:64150 | 64150 | 1033919 | OSRAM
1218271 | Data Enrichment | STP_002 - 0002 | MKV |  | 2022-07-13 | [6 empty] | KELVDBC | #N/A | LAMP;70 W,24 V,H1,P14.5S,600 HR,DIA 9 X | LAMP;WATTAGE:70 W,VOLTAGE RATING:24 V,SHAPE DESIGNATION:H1,BASE TYPE:P14.5S,LAMP LIFE:600 HR,SIZE:DIA 9 X LG 67.5 MM,INTENSITY:1900 LUMENS,COLOUR TEMPERATURE:3200 K,ADDITIONAL FEATURES EN:FOR VEHICLE,MNFR:OSRAM,PTNO:64155 LTS | 64155 LTS | 1033919 | OSRAM
1193987 | Data Enrichment | STP_002 - 0002 | MKV |  | 2022-07-13 | [6 empty] | KELVDBC | #N/A | LAMP;70 W,24 V,H3,PK22S,600 HR,DIA 12 X | LAMP;WATTAGE:70 W,VOLTAGE RATING:24 V,SHAPE DESIGNATION:H3,BASE TYPE:PK22S,LAMP LIFE:600 HR,SIZE:DIA 12 X LG 42 MM,INTENSITY:1750 LUMENS,COLOUR TEMPERATURE:3200 K,MNFR:OSRAM,PTNO:64156 LTS | 64156 LTS | 1033919 | OSRAM
1200530 | Data Enrichment | STP_002 - 0002 | MKV |  | 2022-07-13 | [6 empty] | KELVDBC | #N/A | LAMP;AUX,21 W,12 V,OVAL,BAYONET BAU15S | LAMP;TYPE:AUXILIARY,WATTAGE:21 W,VOLTAGE RATING:12 V,SHAPE DESIGNATION:OVAL,BASE TYPE:BAYONET BAU15S,LAMP LIFE:250 HR AT,B3,500 HR AT TC,SIZE:DIA 25 X LG 52.6 MM,INTENSITY:280 LUMENS,CERTIFICATION/STANDARD:ECE,ADDITIONAL FEATURES EN:PY21W,H3,MNFR:OSRAM,PTNO: 7507 | 7507 | 1033919 | OSRAM
1191242 | Data Enrichment | STP_002 - 0002 | MKV |  | 2022-07-13 | [6 empty] | KELVDBC | #N/A | LAMP;AUX,21/5 W,24 V,P21/5W,BAYNT BAY15D | LAMP;TYPE:AUXILIARY,WATTAGE:21/5 W,VOLTAGE RATING:24 V,SHAPE DESIGNATION:P21/5W,BASE TYPE:BAYONET BAY15D,LAMP LIFE:600/1600 HR,SIZE:DIA 27 X LG 52.5 MM,INTENSITY:440/40 LUMENS,MNFR:OSRAM,PTNO:7537 | 7537 | 1033919 | OSRAM
1199697 | Data Enrichment | STP_002 - 0002 | MKV |  | 2022-07-13 | [6 empty] | KELVDBC | #N/A | LAMP;AUX,SGNL,10 W,24 V,R10W,BAYNT BA15S | LAMP;TYPE:AUXILIARY,SIGNAL,WATTAGE:10 W,VOLTAGE RATING:24 V,SHAPE DESIGNATION:R10W,BASE TYPE:BAYONET BA15S,LAMP LIFE:400 HR AT B3,800 HR AT TC,SIZE:DIA 16 X LG 37.5 MM,INTENSITY:125 LUMENS,CERTIFICATION/STANDARD:ECE,ADDITIONAL FEATURES EN:LTS,MNFR:OSRAM,PTNO:5637LTS | 5637LTS | 1033919 | OSRAM
1218170 | Data Enrichment | STP_002 - 0002 | MKV |  | 2022-07-13 | [6 empty] | KELVDBC | #N/A | LAMP;AUX,SGNL,21/5 W,12 V,P21/5W,BAYNT | LAMP;TYPE:AUXILIARY,SIGNAL,WATTAGE:21/5 W,VOLTAGE RATING:12 V,SHAPE DESIGNATION:P21/5W,BASE TYPE:BAYONET BAY15D,LAMP LIFE:180/1250 HR AT B3,290/4000 HR AT TC,SIZE:DIA 26.5 X LG 52.5 MM,INTENSITY:440/35 LUMENS,CERTIFICATION/STANDARD:ECE,MNFR:OSRAM,PTNO:7528 | 7528 | 1033919 | OSRAM
1217915 | Data Enrichment | STP_002 - 0002 | MKV |  | 2022-07-13 | [6 empty] | KELVDBC | #N/A | LAMP;AUX,SGNL,21/5 W,12 V,W21/5W,GL | LAMP;TYPE:AUXILIARY,SIGNAL,WATTAGE:21/5 W,VOLTAGE RATING:12 V,SHAPE DESIGNATION:W21/5W,BASE TYPE:GLASS W3X16Q,LAMP LIFE:260/600 HR AT B3,500/1600 HR AT TC,SIZE:DIA 20 X LG 47.5 MM,INTENSITY:440/35 LUMENS,CERTIFICATION/STANDARD:ECE,ADDITIONAL FEATURES EN:VEHICLE,MNFR:OSRAM,PTNO:7515 | 7515 | 1033919 | OSRAM
1215144 | Data Enrichment | STP_002 - 0002 | MKV |  | 2022-07-13 | [6 empty] | KELVDBC | #N/A | LAMP;AUX,SGNL,5 W,24 V,R5W,BAYNT BA15S | LAMP;TYPE:AUXILIARY,SIGNAL,WATTAGE:5 W,VOLTAGE RATING:24 V,SHAPE DESIGNATION:R5W,BASE TYPE:BAYONET BA15S,LAMP LIFE:500 HR AT B3,1000 HR AT TC,SIZE:DIA 16 X LG 37.5 MM,INTENSITY:50 LUMENS,CERTIFICATION/STANDARD:ECE,ADDITIONAL FEATURES EN:LTS,MNFR:OSRAM,PTNO:5627-TSP | 5627-TSP | 1033919 | OSRAM
1210108 | Data Enrichment | STP_002 - 0002 | MKV |  | 2022-07-13 | [6 empty] | KELVDBC | #N/A | LAMP;AUX,SGNL,5 W,24 V,W5W,GL W2.1X9.5D | LAMP;TYPE:AUXILIARY,SIGNAL,WATTAGE:5 W,VOLTAGE RATING:24 V,SHAPE DESIGNATION:W5W,BASE TYPE:GLASS W2.1X9.5D,LAMP LIFE:800 HR AT B3,3000 HR AT TC,SIZE:DIA 10 X LG 26.8 MM,INTENSITY:50 LUMENS,CERTIFICATION/STANDARD:ECE,ADDITIONAL FEATURES EN:TSP,MNFR:OSRAM,PTNO:2845 | 2845 | 1033919 | OSRAM
1185517 | Data Enrichment | STP_002 - 0002 | MKV |  | 2022-07-13 | [6 empty] | KELVDBC | #N/A | LAMP;SHTL,400 W,100 V,MOGL E40,DIA 47 X | LAMP;TYPE:SHUTTLE,WATTAGE:400 W,VOLTAGE RATING:100 V,BASE TYPE:MOGUL E40,SIZE:DIA 47 X LG 285 MM,INTENSITY:56500 LUMENS,COLOUR RENDERING INDEX:25 CRI,COLOUR TEMPERATURE:2000 K,FINISH:CLEAR,MNFR:OSRAM,PTNO:NAV-T,PTNO 1:BEKA V T 400W | NAV-T | 1033919 | OSRAM
1200433 | Data Enrichment | STP_002 - 0002 | MKV |  | 2022-07-13 | [6 empty] | KELVDBC | #N/A | LINK,FUS;1 A,120 KA,500 VAC,DIA 10 X LG | LINK,FUSE;CURRENT RATING:1 A,INTERRUPT RATING:120 KA,VOLTAGE RATING:500 VAC,SIZE:DIA 10 X LG 38 MM,CERTIFICATION/STANDARD:CE,IEC 60269-1 AND -2,ADDITIONAL FEATURES EN:CLASS GG,CERAMIC BODY,FOR TRANSFORMER CONTROL AND WIRE PROTECTION,MNFR:MERSEN,PTNO:FR10GG50V1 | FR10GG50V1 | 1033311 | MERSEN
1202880 | Data Enrichment | STP_002 - 0002 | MKV |  | 2022-07-13 | [6 empty] | KELVDBC |  | LINK,FUS;25 A,120 KA,500 VAC,440 VDC,14 | LINK,FUSE;CURRENT RATING:25 A,INTERRUPT RATING:120 KA,VOLTAGE RATING:500 VAC,440 VDC,SIZE:14 X 51 MM,CERTIFICATION/STANDARD:IEC 60269-2,ADDITIONAL FEATURES EN:WITH STRICKER,CLASS GG,MNFR:DF ELECTRIC,PTNO:421225,MNFR 1:FEMONT | 421225
1200245 | Data Enrichment | STP_002 - 0002 | MKV |  | 2022-07-13 | [6 empty] | KELVDBC |  | LINK,FUS;BLD,125 A,120 KA,500 V,STRIP | LINK,FUSE;TYPE:BLADE,CURRENT RATING:125 A,INTERRUPT RATING:120 KA,VOLTAGE RATING:500 V,ADDITIONAL FEATURES EN:STRIP,GL-GG NHO,PTNO:N0014605 | N0014605
1189622 | Data Enrichment | STP_002 - 0002 | MKV |  | 2022-07-13 | [6 empty] | KELVDBC |  | LINK,FUS;CERMC,CYLDRCL,10 A,120 KA,500 V | LINK,FUSE;TYPE:CERAMIC,CYLINDRICAL,CURRENT RATING:10 A,INTERRUPT RATING:120 KA,VOLTAGE RATING:500 V,SIZE:10 X 38 MM,CERTIFICATION/STANDARD:IEC 60269-1,ADDITIONAL FEATURES EN:INDUSTRIAL,MNFR:DF ELECTRIC,PTNO:420010,MNFR 1:FEMONT | 420010
1222190 | Data Enrichment | STP_002 - 0002 | MKV |  | 2022-07-13 | [6 empty] | KELVDBC |  | LINK,FUS;CERMC,CYLDRCL,32 A,200 KA,690 V | LINK,FUSE;TYPE:CERAMIC,CYLINDRICAL,CURRENT RATING:32 A,INTERRUPT RATING:200 KA,VOLTAGE RATING:690 V,SIZE:14 X 51 MM,CERTIFICATION/STANDARD:IEC 60269-1,ADDITIONAL FEATURES EN:INDUSTRIAL,SEMICON,MNFR:DF ELECTRIC,PTNO:491260,MNFR 1:FEMONT | 491260
1205515 | Data Enrichment | STP_002 - 0002 | MKV |  | 2022-07-13 | [6 empty] | KELVDBC |  | LINK,FUS;CERMC,CYLDRCL,32 A,80 KA,690 V | LINK,FUSE;TYPE:CERAMIC,CYLINDRICAL,CURRENT RATING:32 A,INTERRUPT RATING:80 KA,VOLTAGE RATING:690 V,SIZE:22 X 58 MM,CERTIFICATION/STANDARD:IEC 60269-2-1,ADDITIONAL FEATURES EN:INDUSTRIAL,FEMALE,MNFR:DF ELECTRIC,PTNO:442032,MNFR 1:FEMONT | 442032
1219809 | Data Enrichment | STP_002 - 0002 | MKV |  | 2022-07-13 | [6 empty] | KELVDBC |  | LINK,FUS;CERMC,CYLDRCL,6 A,200 KA,690 V | LINK,FUSE;TYPE:CERAMIC,CYLINDRICAL,CURRENT RATING:6 A,INTERRUPT RATING:200 KA,VOLTAGE RATING:690 V,SIZE:10 X 38 MM,CERTIFICATION/STANDARD:IEC 60269-1,ADDITIONAL FEATURES EN:INDUSTRIAL,SEMICON,MNFR:DF ELECTRIC,PTNO:491115,MNFR 1:FEMONT | 491115
1192880 | Data Enrichment | STP_002 - 0002 | MKV |  | 2022-07-13 | [6 empty] | KELVDBC |  | LINK,FUS;CERMC,CYLDRCL,80 A,120 KA,500 V | LINK,FUSE;TYPE:CERAMIC,CYLINDRICAL,CURRENT RATING:80 A,INTERRUPT RATING:120 KA,VOLTAGE RATING:500 V,SIZE:22 X 58 MM,CERTIFICATION/STANDARD:IEC 60269-1,ADDITIONAL FEATURES EN:INDUSTRIAL,CLASS GG,MNFR:DF ELECTRIC,PTNO:422080,MNFR 1:FEMONT | 422080
1215860 | Data Enrichment | STP_002 - 0002 | MKV |  | 2022-07-13 | [6 empty] | KELVDBC | MNFR | LINK,FUS;EATO,TIA20,20 A,80 KA,660 VAC | LINK,FUSE;MNFR:EATON CORPORATION,PTNO:TIA20,CURRENT RATING:20 A,INTERRUPT RATING:80 KA,VOLTAGE RATING:660 VAC,SIZE:22 X 86 MM, CERTIFICATION/STANDARD:BS88-2,IEC 60269 | TIA20 | 3000267 | EATON CORPORATION
1190646 | Data Enrichment | STP_002 - 0002 | MKV |  | 2022-07-13 | [6 empty] | KELVDBC | MNFR | LINK,FUS;EATO,TIS63M100,63 A,100 A MOTOR | LINK,FUSE;MNFR:EATON CORPORATION,PTNO:TIS63M100,CURRENT RATING:63 A,100 A MOTOR,INTERRUPT RATING:80 KA,VOLTAGE RATING:660 VAC, SIZE:22 X 86 MM,CERTIFICATION/STANDARD:BS88-2,IEC 60269,ADDITIONAL FEATURES EN:TCP 100 | TIS63M100 | 3000267 | EATON CORPORATION
1219254 | Data Enrichment | STP_002 - 0002 | MKV |  | 2022-07-13 | [6 empty] | KELVDBC |  | LINK,FUS;HV,160 A,63 KA,17.5 KVAC,DIA 67 | LINK,FUSE;TYPE:HIGH VOLTAGE,CURRENT RATING:160 A,INTERRUPT RATING:63 KA,VOLTAGE RATING:17.5 KVAC,SIZE:DIA 67 X LG 397 MM,CERTIFICATION/STANDARD:DIN 43 625,IEC 60282-1,VDE 0670-4,ADDITIONAL FEATURES EN:INDOOR/OUTDOOR W63LU,292MM (W63LU),MNFR:SIBA,PTNO:3022213.160 | 3022213.160
1188301 | Data Enrichment | STP_002 - 0002 | MKV |  | 2022-07-13 | [6 empty] | KELVDBC |  | LINK,FUS;HV,80 A,63 KA,17.5 KVAC,DIA 67 | LINK,FUSE;TYPE:HIGH VOLTAGE,CURRENT RATING:80 A,INTERRUPT RATING:63 KA,VOLTAGE RATING:17.5 KVAC,SIZE:DIA 67 X LG 397 MM,CERTIFICATION/STANDARD:DIN 43 625,IEC 60282-1,VDE 0670-4,ADDITIONAL FEATURES EN:INDOOR/OUTDOOR 292 MM W63LU,MNFR:SIBA,PTNO:3022213.80 | 3022213.80
1200773 | Data Enrichment | STP_002 - 0002 | MKV |  | 2022-07-13 | [6 empty] | KELVDBC |  | LOAD CELL;HVY-DTY,UNIVSL LWPRFL,20 TON | LOAD CELL;TYPE:HEAVY-DUTY,UNIVERSAL LOW PROFILE,CAPACITY:20 TON,ACCURACY:0.03%,SIZE:WD 90 X LG 155 MM,DEGREE OF PROTECTION:IP68,TEMPERATURE RATING:-30 TO 80 DEG C,ADDITIONAL FEATURES EN:EPOXY COATED TOOL STEEL,6 WIRE,LG 5 M CABLE,MNFR:LOADTECH,PTNO:LT200 | LT200
1023875 | Data Enrichment | STP_002 - 0002 | MKV |  | 2022-07-13 | [6 empty] | KELVDBC | MNFR | LOCKOUT;BRAD,65387,SNAP ON CIRCUIT BREAK | LOCKOUT;MNFR:BRADY W H CO,PTNO:65387,TYPE:SNAP ON CIRCUIT BREAKER,SIZE:WD 13/16 X LG,2-1/8 X HT 5/16 IN,NUMBER OF LOCKS:1, MATERIAL:NYLON,STAINLESS STEEL,CERTIFICATION/STANDARD:OSHA 1910.147,ADDITIONAL FEATURES EN:COLOUR:RED | 65387 | 3000240 | BRADY W H CO
1192929 | Data Enrichment | STP_002 - 0002 | MKV |  | 2022-07-13 | [6 empty] | KELVDBC | #N/A | METER,ELEC;ERTH/GND RES,0.01-200 KOHM,2% | METER,ELECTRICAL;TYPE:EARTH/GROUND RESISTANCE,MEASURING RANGE:0.01-200 KOHM,ACCURACY:2%,POWER SUPPLY:0-100 V,0.5 MA-19.9 A,SIZE:8 X 5-45/64 X 3-13/64 IN,ENCLOSURE:IP54,ADDITIONAL FEATURES EN:MERCURY W63LUI,MNFR:MEGGER,PTNO:DET4TC2 | DET4TC2 | 1033290 | MEGGER
1194723 | Data Enrichment | STP_002 - 0002 | MKV |  | 2022-07-13 | [6 empty] | KELVDBC | MNFR | METER,FLW;0.06-600 M3/HR,+-0.5%,4-20 MA | METER,FLOW;MEASURING RANGE:0.06-600 M3/HR,ACCURACY:+-0.5%,OUTPUT TYPE:4-20 MA,PROCESS CONNECTION:4 IN,ENCLOSURE:IP67,POWER SUPPLY: 20-260 VAC,20-64 VDC,TEMPERATURE RATING:-40 TO 60 DEG C,MATERIAL:ALUMINUM,PRESSURE RATING:PN40,CERTIFICATION/STANDARD:ATEX,C-TICK, CE,CSA,EAC,F,M,ADDITIONAL FEATURES EN:PROGMAG,DN,MNFR:ENDRESS & HAUSER,PTNO:55S1H-KCJB1A01AC1AAAA | 55S1H-KCJB1A01AC1AAAA | 3000269 | ENDRESS & HAUSER
1194319 | Data Enrichment | STP_002 - 0002 | MKV |  | 2022-07-13 | [6 empty] | KELVDBC |  | METER,FLW;DOPPLER,+-0.1-40 FT/SEC,+-2% | METER,FLOW;TYPE:DOPPLER,MEASURING RANGE:+-0.1-40 FT/SEC,ACCURACY:+-2%,OUTPUT TYPE:4-20 MA,PROCESS CONNECTION:1/2 -180 IN PIPE,ENCLOSURE:IP66,NEMA 4X,POWER SUPPLY:100/240 VAC,50-60 HZ,5 W,TEMPERATURE RATING:-23 TO 60 DEG C,MATERIAL:POLYESTER,POLYCARBONATE,ELECTRICAL CONNECTION:50 FT SENSOR CABLE,MNFR:GREYLINE INSTRUMENTS,PTNO:DFM 5.0 | DFM 5.0
1207429 | Data Enrichment | STP_002 - 0002 | MKV |  | 2022-07-13 | [6 empty] | KELVDBC | MNFR | METER,FLW;ELECMAG,0.06 DM3/MIN-600 M3/HR | METER,FLOW;TYPE:ELECTROMAGNETIC,MEASURING RANGE:0.06 DM3/MIN-600 M3/HR,OUTPUT TYPE:4-20 MA HART,PROCESS CONNECTION:6 IN,ENCLOSURE: IP67,NEMA 4X,POWER SUPPLY:20-260 VAC,20-64 VDC,TEMPERATURE RATING:-40 TO 60 DEG C,MATERIAL:ALUMINUM,CERTIFICATION/STANDARD:ATEX,C- TICK,CE,CSA,EAC,F,M,ADDITIONAL FEATURES EN:PROMAG REMONTE DISPLAY,MNFR:ENDRESS & HAUSER,PTNO:55S1F-NCK91AC9AAAA/55S1F- NCKA1AC4AAAA | 55S1F-NCK91AC9AAAA/55S1F-NCKA1AC4AAAA | 3000269 | ENDRESS & HAUSER
1207779 | Data Enrichment | STP_002 - 0002 | MKV |  | 2022-07-13 | [6 empty] | KELVDBC | MNFR | METER,FLW;ELECMAG,0.06 DM3/MIN-600 M3/HR | METER,FLOW;TYPE:ELECTROMAGNETIC,MEASURING RANGE:0.06 DM3/MIN-600 M3/HR,OUTPUT TYPE:4-20 MA HART,PROCESS CONNECTION:DN150, ENCLOSURE:IP67,NEMA 4X,POWER SUPPLY:20-260 VAC,20-64 VDC,TEMPERATURE RATING:-40 TO 60 DEG C,MATERIAL:ALUMINUM,PRESSURE RATING: PN16,CERTIFICATION/STANDARD:ATEX,C-TICK,CE,CSA,EAC,F,M,ADDITIONAL FEATURES EN:ST37-2/FE410WB,PROMAG,MNFR:ENDRESS & HAUSER,PTNO: 55S1F-NCKA1AC2AAK4 | 55S1F-NCKA1AC2AAK4 | 3000269 | ENDRESS & HAUSER
1208512 | Data Enrichment | STP_002 - 0002 | MKV |  | 2022-07-13 | [6 empty] | KELVDBC | MNFR | METER,FLW;ELECMAG,0.06 DM3/MIN-600 M3/HR | METER,FLOW;TYPE:ELECTROMAGNETIC,MEASURING RANGE:0.06 DM3/MIN-600 M3/HR,OUTPUT TYPE:4-20 MA HART,PROCESS CONNECTION:DN100, ENCLOSURE:IP67,NEMA 4X,POWER SUPPLY:20-260 VAC,20-64 VDC,TEMPERATURE RATING:-40 TO 60 DEG C,MATERIAL:ALUMINUM, CERTIFICATION/STANDARD:ATEX,C-TICK,CE,CSA,EAC,F,M,ADDITIONAL FEATURES EN:PROMAG REMOTE,DISPLAY W63LU,MNFR:ENDRESS & HAUSER,PTNO: 55S1H-NCKA1AC2AAKA | 55S1H-NCKA1AC2AAKA | 3000269 | ENDRESS & HAUSER
1210616 | Data Enrichment | STP_002 - 0002 | MKV |  | 2022-07-13 | [6 empty] | KELVDBC | MNFR | METER,FLW;ELECMAG,0.06 DM3/MIN-600 M3/HR | METER,FLOW;TYPE:ELECTROMAGNETIC,MEASURING RANGE:0.06 DM3/MIN-600 M3/HR,OUTPUT TYPE:4-20 MA HART,PROCESS CONNECTION:DN200, ENCLOSURE:IP67,NEMA 4X,POWER SUPPLY:20-260 VAC,20-64 VDC,TEMPERATURE RATING:-40 TO 60 DEG C,MATERIAL:ALUMINUM, CERTIFICATION/STANDARD:ATEX,C-TICK,CE,CSA,EAC,F,M,ADDITIONAL FEATURES EN:PROMAG,MNFR:ENDRESS & HAUSER,PTNO:55S2H-NCKA1AA0AAAA | 55S2H-NCKA1AA0AAAA | 3000269 | ENDRESS & HAUSER
1191106 | Data Enrichment | STP_002 - 0002 | MKV |  | 2022-07-13 | [6 empty] | KELVDBC | MNFR | METER,FLW;ELECMAG,0-9600 M3/HR,+-0.5% | METER,FLOW;TYPE:ELECTROMAGNETIC,MEASURING RANGE:0-9600 M3/HR,ACCURACY:+-0.5%,OUTPUT TYPE:4-20 MA,PROCESS CONNECTION:4 IN, ENCLOSURE:IP67,NEMA 4X,TEMPERATURE RATING:-20 TO 60 DEG C,CERTIFICATION/STANDARD:ATEX,C-TICK,CE,EAC,ADDITIONAL FEATURES EN:PROMAG, MNFR:ENDRESS & HAUSER,PTNO:51P | 51P | 3000269 | ENDRESS & HAUSER
1187210 | Data Enrichment | STP_002 - 0002 | MKV |  | 2022-07-13 | [6 empty] | KELVDBC | MNFR | METER,FLW;ELECMAG,0-9600 M3/HR,1 IN,ANSI | METER,FLOW;TYPE:ELECTROMAGNETIC,MEASURING RANGE:0-9600 M3/HR,OUTPUT TYPE:4-20 MA HART,PROCESS CONNECTION:1 IN,ENCLOSURE:IP67,NEMA 4X,POWER SUPPLY:20-55 VAC,16-62 VDC,TEMPERATURE RATING:-20 TO 60 DEG C,MATERIAL:PTFE,STAINLESS,STEEL 316L,CERTIFICATION/STANDARD: ANSI,B16.5,ATEX,C-TICK,CE,CSA,FM,ADDITIONAL FEATURES EN:JAGUAR,PROMAG,MNFR:ENDRESS & HAUSER,PTNO:53P25-EA0B1AA0ABAA | 53P25-EA0B1AA0ABAA | 3000269 | ENDRESS & HAUSER
1207583 | Data Enrichment | STP_002 - 0002 | MKV |  | 2022-07-13 | [6 empty] | KELVDBC | MNFR | METER,FLW;ELECMAG,0-9600 M3/HR,150 LB | METER,FLOW;TYPE:ELECTROMAGNETIC,MEASURING RANGE:0-9600 M3/HR,OUTPUT TYPE:4-20 MA HART,PROCESS CONNECTION:DN450 FLANGE,ENCLOSURE: IP67,NEMA 4X,POWER SUPPLY:85-260 VAC,TEMPERATURE RATING:-20 TO 60 DEG C,MATERIAL:PTFE,ALLOY C22,PRESSURE RATING:150 LB, CERTIFICATION/STANDARD:ANSI,B16.5,ATEX,C-TICK,CE,CSA,EAC,FM,ADDITIONAL FEATURES EN:PROMAG,MNFR:ENDRESS & HAUSER,PTNO:53P4F EL2B1AA0AAAA | 53P4F EL2B1AA0AAAA | 3000269 | ENDRESS & HAUSER
1196028 | Data Enrichment | STP_002 - 0002 | MKV |  | 2022-07-13 | [6 empty] | KELVDBC | MNFR | METER,FLW;ELECMAG,0-9600 M3/HR,4 IN,ANSI | METER,FLOW;TYPE:ELECTROMAGNETIC,MEASURING RANGE:0-9600 M3/HR,OUTPUT TYPE:4-20 MA HART,PROCESS CONNECTION:4 IN,ENCLOSURE:IP67,NEMA 4X,POWER SUPPLY:85-260 VAC,TEMPERATURE RATING:-20 TO 60 DEG C,MATERIAL:PTFE,ALLOY C22,ELECTRICAL CONNECTION:30 FT COIL AND,SIGNAL CABLE,CERTIFICATION/STANDARD:ANSI,B16.5,ATEX,C-TICK,CE,CSA,FM,ADDITIONAL FEATURES EN:REMONTE DISPLAY,PROMAG,MNFR:ENDRESS & HAUSER, PTNO:53P1H-EA2B1AC2AAAA | 53P1H-EA2B1AC2AAAA | 3000269 | ENDRESS & HAUSER
1209094 | Data Enrichment | STP_002 - 0002 | MKV |  | 2022-07-13 | [6 empty] | KELVDBC | MNFR | METER,FLW;ELECMAG,0-9600 M3/HR,6 IN,ANSI | METER,FLOW;TYPE:ELECTROMAGNETIC,MEASURING RANGE:0-9600 M3/HR,OUTPUT TYPE:4-20 MA HART,PROCESS CONNECTION:6 IN,ENCLOSURE:IP67,NEMA 4X,POWER SUPPLY:85-260 VAC,TEMPERATURE RATING:-20 TO 60 DEG C,MATERIAL:PTFE,ALLOY C22,ELECTRICAL CONNECTION:30 FT COIL AND,SIGNAL CABLE,CERTIFICATION/STANDARD:ANSI,B16.5,ATEX,C-TICK,CE,CSA,FM,ADDITIONAL FEATURES EN:REMONTE DISPLAY,PROMAG,MNFR:ENDRESS & HAUSER, PTNO:53P1F-EA2B1AC2AAAA | 53P1F-EA2B1AC2AAAA | 3000269 | ENDRESS & HAUSER
1184943 | Data Enrichment | STP_002 - 0002 | MKV |  | 2022-07-13 | [6 empty] | KELVDBC | MNFR | METER,FLW;ELECMAG,0-9600 M3/HR,DN600,FM | METER,FLOW;TYPE:ELECTROMAGNETIC,MEASURING RANGE:0-9600 M3/HR,OUTPUT TYPE:4-20 MA HART,PROCESS CONNECTION:DN600,ENCLOSURE:IP67, NEMA 4X,POWER SUPPLY:85-260 VAC,TEMPERATURE RATING:-20 TO 60 DEG C,MATERIAL:PTFE,ALLOY C22,ELECTRICAL CONNECTION:30 FT COIL AND, SIGNAL CABLE,CERTIFICATION/STANDARD:ANSI,B16.5,ATEX,C-TICK,CE,CSA,FM,ADDITIONAL FEATURES EN:REMONTE DISPLAY,PROMAG,MNFR:ENDRESS & HAUSER,PTNO:53P6H-ED2B1BG2AAAT | 53P6H-ED2B1BG2AAAT | 3000269 | ENDRESS & HAUSER
1192234 | Data Enrichment | STP_002 - 0002 | MKV |  | 2022-07-13 | [6 empty] | KELVDBC |  | METER,FLW;ELECMAG,INDTVE,1-1250 M3/HR | METER,FLOW;TYPE:ELECTROMAGNETIC,INDUCTIVE,MEASURING RANGE:1-1250 M3/HR,ACCURACY:+-0.2%,OUTPUT TYPE:4-20 MA HART,PROCESS CONNECTION:DN200,TEMPERATURE RATING:-40 TO 65 DEG C,MATERIAL:SHEET STEEL,CERTIFICATION/STANDARD:ATEX,CSA,EAC,FM,IEC-EX,INMETRO,NEPSI,ADDITIONAL FEATURES EN:MQ150220EA,MNFR:KROHNE,PTNO:OPTIFLEX 4300F,PTNO 1:SN049E206D0B110000100000000 | OPTIFLEX 4300F
1205150 | Data Enrichment | STP_002 - 0002 | MKV |  | 2022-07-13 | [6 empty] | KELVDBC |  | METER,FLW;GAS MASS,0.75-600 SFPS,+-1% | METER,FLOW;TYPE:GAS MASS,MEASURING RANGE:0.75-600 SFPS,ACCURACY:+-1%,OUTPUT TYPE:4-20 MA,PROCESS CONNECTION:1 IN MNPT,POWER SUPPLY:85-265 VAC,TEMPERATURE RATING:-40 TO 350 DEG F,PRESSURE RATING:250 PSIG,CERTIFICATION/STANDARD:ATEX,CE,CPA,CRN,CSA,FM,GOST/RTN,IEC,NEPSI,PED,ADDITIONAL FEATURES EN:W63LUI,MNFR:FLUID COMPONENTS INTERNATIONAL,PTNO:ST98-23CT031C0BF | ST98-23CT031C0BF
1203201 | Data Enrichment | STP_002 - 0002 | MKV |  | 2022-07-13 | [6 empty] | KELVDBC |  | METER,FLW;MGNTC,+-0.2%,4-20 MA,10 IN,180 | METER,FLOW;TYPE:MAGNETIC,ACCURACY:+-0.2%,OUTPUT TYPE:4-20 MA,PROCESS CONNECTION:10 IN,TEMPERATURE RATING:180 DEG C,PRESSURE RATING:10 BAR,CERTIFICATION/STANDARD:ATEX,CSA,EAC,FM,IEC-EX,INMETRO,NEPSI,ADDITIONAL FEATURES EN:W60KTC,FOR SLURRY,MNFR:KROHNE,PTNO:OPTIFLUX 4300C | OPTIFLUX 4300C
1207327 | Data Enrichment | STP_002 - 0002 | MKV |  | 2022-07-13 | [6 empty] | KELVDBC |  | METER,FLW;MGNTC,+-0.2%,4-20 MA,16 IN,180 | METER,FLOW;TYPE:MAGNETIC,ACCURACY:+-0.2%,OUTPUT TYPE:4-20 MA,PROCESS CONNECTION:16 IN,TEMPERATURE RATING:180 DEG C,PRESSURE RATING:16 BAR,CERTIFICATION/STANDARD:ATEX,CSA,EAC,FM,IEC-EX,INMETRO,NEPSI,ADDITIONAL FEATURES EN:W60KTC,FOR SLURRY,MNFR:KROHNE,PTNO:OPTIFLUX 4300C | OPTIFLUX 4300C
1289554 | Data Enrichment | STP_002 - 0002 | MKV |  | 2022-07-13 | [6 empty] | KDELBVQC |  | METER,FLW;MGNTC,0.5%,ANSI FLANGE 150LBS | METER,FLOW;TYPE:MAGNETIC,ACCURACY:0.5%,PROCESS CONNECTION:ANSI FLANGE 150LBS,ENCLOSURE:IP68 / NEMA 6P, POWER SUPPLY:24 VDC,110-230VAC,TEMPERATURE RATING:-5 TO 90 DEG C,MATERIAL:STAINLESS STEEL 316L,PRESSURE RATING:150 PSI, ADDITIONAL FEATURES:100NB,COMES WITH CONVERTER,PTNO:OPTIFLUX 2050 C
1289555 | Data Enrichment | STP_002 - 0002 | MKV |  | 2022-07-13 | [6 empty] | KDELBVQC |  | METER,FLW;MGNTC,0.5%,ANSI FLNG CL150,IP6 | METER,FLOW;TYPE:MAGNETIC,ACCURACY:0.5%,PROCESS CONNECTION:ANSI FLANGE CL150,ENCLOSURE:IP68 / NEMA 6P, POWER SUPPLY:24 VDC,110-230VAC,TEMPERATURE RATING:-5 TO 90 DEG C,MATERIAL:STAINLESS STEEL 316L,PRESSURE RATING:150 PSI, ADDITIONAL FEATURES:80NB,COMES WITH CONVERTER,PTNO:OPTIFLUX 2050 C
1192827 | Data Enrichment | STP_002 - 0002 | MKV |  | 2022-07-13 | [6 empty] | KELVDBC |  | METER,FLW;OIL,6-40 LPM,4-20 MA,1/2 IN | METER,FLOW;TYPE:OIL,MEASURING RANGE:6-40 LPM,OUTPUT TYPE:4-20 MA,PROCESS CONNECTION:1/2 IN BSPP MALE X FNPT,ENCLOSURE:IP67,POWER SUPPLY:18-30 VDC,TEMPERATURE RATING:-20 TO 70 DEG C,MATERIAL:STAINLESS STEEL,ELECTRICAL CONNECTION:5-POLE M12 ROUND PLUG,ADDITIONAL FEATURES EN:HONSBERG POUR BALL MILL,MNFR:OMNI,PTNO:HD2K-015GK040E2KS | HD2K-015GK040E2KS
1190358 | Data Enrichment | STP_002 - 0002 | MKV |  | 2022-07-13 | [6 empty] | KELVDBC |  | METER,FLW;PORTABLE DOPPLER,+-0.1-40 | METER,FLOW;TYPE:PORTABLE DOPPLER,MEASURING RANGE:+-0.1-40 FT/SEC,ACCURACY:+-2%,OUTPUT TYPE:4-20 MA,PROCESS CONNECTION:1/2 -180 IN PIPE,ENCLOSURE:IP67,POWER SUPPLY:100/240 VAC,50/60 HZ,TEMPERATURE RATING:-23 TO 60 DEG C,MATERIAL:ABS,ELECTRICAL CONNECTION:50 FT SENSOR CABLE,CERTIFICATION/STANDARD:CE,UL,MNFR:GREYLINE INSTRUMENTS,PTNO:PDFM 5.1 | PDFM 5.1
1197893 | Data Enrichment | STP_002 - 0002 | MKV |  | 2022-07-13 | [6 empty] | KELVDBC | MNFR | METER,FLW;ULTSNC,0.3-10 M/SEC,85-260 VAC | METER,FLOW;TYPE:ULTRASONIC,MEASURING RANGE:0.3-10 M/SEC,OUTPUT TYPE:4-20 MA HART,ENCLOSURE:IP66/67,NEMA 4X,POWER SUPPLY:85-260 VAC,TEMPERATURE RATING:-20 TO 60 DEG C,MATERIAL:DIE-CAST ALUMINIUM,CERTIFICATION/STANDARD:ATEX,CSA,FM,JPN,NEPSI,ADDITIONAL FEATURES EN:PROSONIC,W63LUI,CLAMP,ON 1 CHANNEL/1 SET,MNFR:ENDRESS & HAUSER,PTNO:93PA1-AB3B10ACAAAA | 93PA1-AB3B10ACAAAA | 3000269 | ENDRESS & HAUSER
1286719 | Data Enrichment | STP_002 - 0002 | MKV |  | 2022-07-13 | [6 empty] | KDELBVC | #N/A | METER,PH;PROTABLE,-1500 TO 1500 MV,O.1 | METER,PH;TYPE:PROTABLE,MEASURING RANGE:-1500 TO 1500 MV,RESOLUTION:O.1 MV,INTERFACE TYPE:SOFT TOUCH KEYED,DISPLAY TYPE:DETAILED MODE/LARGE MODE,TEMPERATURE RATING:0 TO 60 DEG C,ADDITIONAL FEATURES EN:WITH PROBE,MNFR:HACH COMPANY,PTNO:HQ11 | HQ11 | 1031970 | HACH COMPANY
1201818 | Data Enrichment | STP_002 - 0002 | MKV |  | 2022-07-13 | [6 empty] | KELVDBC | OEM | MODULE,COMM;SIE,6GK1503-4CB00,OPTCL LNK | MODULE,COMMUNICATION;MNFR:SIEMENS,PTNO:6GK1503-4CB00,ADDITIONAL FEATURES EN:OPTICAL LINK PROFIBUS,OLM/G22 V4.0 | 6GK1503-4CB00 | 3000032 | SIEMENS
1192099 | Data Enrichment | STP_002 - 0002 | MKV |  | 2022-07-13 | [6 empty] | KELVDBC |  | MODULE,ELECTR;INP/OUTPT,DSC TX10,CCS3000 | MODULE,ELECTRONIC;TYPE:INPUT/OUTPUT,ADDITIONAL FEATURES EN:DSC TX10,PTNO:CCS3000 | CCS3000
1200269 | Data Enrichment | STP_002 - 0002 | MKV |  | 2022-07-13 | [6 empty] | KELVDBC |  | MODULE,ELECTR;PLC RELY,24 VDC,9 MA,250 | MODULE,ELECTRONIC;TYPE:PLC RELAY,INPUT RATING:24 VDC,9 MA,OUTPUT RATING:250 VAC/DC,10 MA,SPDT,CONNECTION TYPE:SCREW,SIZE:WD 6.2 X HT 80 X DP 94 MM,MOUNTING TYPE:DIN RAIL,CERTIFICATION/STANDARD:EN 50178,IEC 60664,ROHS,MNFR:PHOENIX CONTACT,PTNO:2966171 | 2966171
1210800 | Data Enrichment | STP_002 - 0002 | MKV |  | 2022-07-13 | [6 empty] | KELVDBC | #N/A | MODULE,ELECTR;PLC,2 MA-60 A,0.5 A,1 SL | MODULE,ELECTRONIC;TYPE:PLC,INPUT RATING:2 MA-60 A,OUTPUT RATING:0.5 A,CONNECTION TYPE:1 SERIAL LINK (TER/AUX) UNI-TELWAY 19.2 KBPS,1 MODBUS RTU 19.2 KBPS,SIZE:WD 341.4 X HT 151 X DP 152 MM,CERTIFICATION/STANDARD:ROHS,ADDITIONAL FEATURES EN:BASE POWER SUPPLY PERSONAL CONTROLLER,BURNER SYSTEM NEW ROASTER 3673 E1,CPU TCS,MNFR:SCHNEIDER ELECTRIC,PTNO:SD-TSX-3721-001,MNFR 1:NATIONAL ENGINEERING COMPANY | SD-TSX-3721-001 | 1034747 | SCHNEIDER ELECTRIC
1296625 | Data Enrichment | STP_002 - 0002 | MKV |  | 2022-07-13 | [6 empty] | KDELBVC | OEM | MODULE,ELECTR;SIE,6ES7326-1BK02-0AB0 | MODULE,ELECTRONIC;MNFR:SIEMENS,PTNO:6ES7326-1BK02-0AB0,ADDITIONAL FEATURES EN:DIGITAL INPUT SIMATIC S7 SM326F | 6ES7326-1BK02-0AB0 | 3000032 | SIEMENS
1296677 | Data Enrichment | STP_002 - 0002 | MKV |  | 2022-07-13 | [6 empty] | KDELBVC | OEM | MODULE,ELECTR;SIE,6ES7326-2BF41-0AB0 | MODULE,ELECTRONIC;MNFR:SIEMENS,PTNO:6ES7326-2BF41-0AB0,ADDITIONAL FEATURES EN:DIGITAL OUTPUT SIMATIC S7 SM326F | 6ES7326-2BF41-0AB0 | 3000032 | SIEMENS
1193257 | Data Enrichment | STP_002 - 0002 | MKV |  | 2022-07-13 | [6 empty] | KELVDBC | OEM | MODULE,ELECTR;SIE,6GK1503-3CC00,OPTCL | MODULE,ELECTRONIC;MNFR:SIEMENS,PTNO:6GK1503-3CC00,ADDITIONAL FEATURES EN:OPTICAL LINK PROFIBUS,UNIT OLM/G12-1300 V4.0 | 6GK1503-3CC00 | 3000032 | SIEMENS
1212956 | Data Enrichment | STP_002 - 0002 | MKV |  | 2022-07-13 | [6 empty] | KELVDBC |  | MODULE,ELECTR;SYNCHRONIZING AND LD | MODULE,ELECTRONIC;TYPE:SYNCHRONIZING AND LOAD SHARING CONTROL,INPUT RATING:8-35 V,460 MA AT 12 V,245 MA AT 24 V,OUTPUT RATING:250 VAC,15 A,SIZE:WD 240 X HT 181 X DP 42 MM,ADDITIONAL FEATURES EN:REGULATOR,MNFR:DEEP SEA ELECTRONICS,PTNO:DSE8610-01,MNFR 1:PPE TECHNOLOGY | DSE8610-01
1245393 | Data Enrichment | STP_002 - 0002 | MKV |  | 2022-07-13 | [6 empty] | KDELBVC | #N/A | MODULE,PWR;ANLG,10 V,4-20 MA,30 V,4 - 20 | MODULE,POWER;TYPE:ANALOG,INPUT RATING:10 V,4-20 MA,OUTPUT RATING:30 V,4 - 20 MA,TEMPERATURE RATING:-25 TO 70 DEG C,SIZE:WD 22 X LG 90.5 X HT 90.5 MM,ADDITIONAL FEATURES EN:INPUT/OUTPUT,PM8000,OPTION,SQUARE D,MNFR:SCHNEIDER ELECTRIC,PTNO:METSEPM89M0024 | METSEPM89M0024 | 1034747 | SCHNEIDER ELECTRIC
1209892 | Data Enrichment | STP_002 - 0002 | MKV |  | 2022-07-13 | [6 empty] | KELVDBC | OEM | MODULE,PWR;SIE,6EP13321SH71,SINAMIC | MODULE,POWER;MNFR:SIEMENS,PTNO:6EP13321SH71,ADDITIONAL FEATURES EN:SINAMIC S7-1200 6EP1332-1SH71 120/230 VAC | 6EP13321SH71 | 3000032 | SIEMENS
1320939 | Data Enrichment | STP_002 - 0002 | MKV |  | 2022-07-13 | [6 empty] | KELVDB |  | MODULE,PWR;SIE,6ES75325HF000AB0 | MODULE,POWER;SIMATIC S7-1500,ANALOG OUTPUT,8 CHANNEL,MNFR:SIEMENS,PTNO:6ES75325HF000AB0 | 6ES75325HF000AB0
1295812 | Data Enrichment | STP_002 - 0002 | MKV |  | 2022-07-13 | [6 empty] | KDELBCV | OEM | MODULE,PWR;SIE,6SL3210-1PH214AL0 | MODULE,POWER;MNFR:SIEMENS,PTNO:6SL3210-1PH214AL0,ADDITIONAL FEATURES EN:SINAMICS G120 PM240-2 11KW WITH INCL. AA FILTER | 6SL3210-1PH214AL0 | 3000032 | SIEMENS
1320935 | Data Enrichment | STP_002 - 0002 | MKV |  | 2022-07-13 | [6 empty] | KELVDB |  | MODULE,PWR;SIE,6SL32101PH220AL0 | MODULE,POWER;SINAMICS G120 PM240-2,MNFR:SIEMENS,PTNO:6SL32101PH220AL0 | 6SL32101PH220AL0
1074304 | Data Enrichment | STP_002 - 0002 | MKV |  | 2022-07-13 | [6 empty] | KDELBCV | OEM | MODULE,PWR;SIE,6SL3210-1PH28-0U0 | MODULE,POWER;MNFR:SIEMENS,PTNO:6SL3210-1PH28-0U0,ADDITIONAL FEATURES EN:SINAMICS G120 PM 240-2 WITHOUT FILTER WITH BUILT IN BRAKING CHOPPER 75 KW | 6SL3210-1PH28-0U0 | 3000032 | SIEMENS
1292312 | Data Enrichment | STP_002 - 0002 | MKV |  | 2022-07-13 | [6 empty] | KDELBVC |  | MODULE;REDUNDANCY,12-24 VDC UN,2 X 20 | MODULE;TYPE:REDUNDANCY,ADDITIONAL FEATURES EN:12-24 VDC UN,2 X 20 A/1 X 40 A IN,PTNO:QUINT-DIODE/12-24DC/2X20/1X40 | QUINT-DIODE/12-24DC/2X20/1X40
1233122 | Data Enrichment | STP_002 - 0002 | MKV |  | 2022-07-13 | [6 empty] | KELVDBC | OEM | MODULE;SIE,3UG4625-1CW30,RCD | MODULE;MNFR:SIEMENS,PTNO:3UG4625-1CW30,ADDITIONAL FEATURES EN:RCD | 3UG4625-1CW30 | 3000032 | SIEMENS
1219887 | Data Enrichment | STP_002 - 0002 | MKV |  | 2022-07-13 | [6 empty] | KELVDBC | OEM | MODULE;SIE,6AG1436-2B10-7AA0,SIPLUS PS | MODULE;MNFR:SIEMENS,PTNO:6AG1436-2B10-7AA0,ADDITIONAL FEATURES EN:SIPLUS PS PSU300S 20A FOR MEDIAL STRESS-25. 70 GRD C BASED-ON | 6AG1436-2B10-7AA0 | 3000032 | SIEMENS
1524209 | Data Enrichment | STP_002 - 0002 | MKV |  | 2022-07-13 | [6 empty] | KEDLBVC | OEM | MODULE;SIE,6AU1435-2AD00-0AA0,SOFTWARE N | MODULE;MNFR:SIEMENS,PTNO:6AU1435-2AD00-0AA0,ADDITIONAL FEATURES EN:SOFTWARE NEW AND ORIGINAL,RC-7G90-20535TG1-S59 | 6AU1435-2AD00-0AA0 | 3000032 | SIEMENS
1187883 | Data Enrichment | STP_002 - 0002 | MKV |  | 2022-07-13 | [6 empty] | KELVDBC | OEM | MODULE;SIE,6ED10551MB000BA2,EXPNSN,PLC | MODULE;MNFR:SIEMENS,PTNO:6ED10551MB000BA2,ADDITIONAL FEATURES EN:EXPANSION,PLC LOGO DM8 12/24R PS/10 12,24V/12V/24V/RELAY,2MW,4DI/4 DO FOR LOGO 8 CW07 | 6ED10551MB000BA2 | 3000032 | SIEMENS
1203299 | Data Enrichment | STP_002 - 0002 | MKV |  | 2022-07-13 | [6 empty] | KELVDBC | OEM | MODULE;SIE,6EP33326SB000AY0,CONFIGURATIO | MODULE;MNFR:SIEMENS,PTNO:6EP33326SB000AY0,ADDITIONAL FEATURES EN:CONFIGURATION:ENCLOSED,INPUT VOLTAGE RANGE:110-300 VAC,MOUNTING:DIN RAIL,OUTPUT CURRENT:2.5 A,OUTPUT POWER:60 W,OUTPUT VOLTAGE:24 VDC | 6EP33326SB000AY0 | 3000032 | SIEMENS
1190827 | Data Enrichment | STP_002 - 0002 | MKV |  | 2022-07-13 | [6 empty] | KELVDBC | OEM | MODULE;SIE,6ES7153-2BA02-0XB0,INTFC,IM | MODULE;MNFR:SIEMENS,PTNO:6ES7153-2BA02-0XB0,ADDITIONAL FEATURES EN:INTERFACE,IM 153-2,HIGH FEATURE,DP ET200M | 6ES7153-2BA02-0XB0 | 3000032 | SIEMENS
1207186 | Data Enrichment | STP_002 - 0002 | MKV |  | 2022-07-13 | [6 empty] | KELVDBC | OEM | MODULE;SIE,6ES71556AU000CN0,PROFINET | MODULE;MNFR:SIEMENS,PTNO:6ES71556AU000CN0,ADDITIONAL FEATURES EN:PROFINET SIMATIC ET 200SP IM 155 PN | 6ES71556AU000CN0 | 3000032 | SIEMENS
1288492 | Data Enrichment | STP_002 - 0002 | MKV |  | 2022-07-13 | [6 empty] | KDELBVC | OEM | MODULE;SIE,6ES7215-1HG40-0XB0,CPU,1215C | MODULE;MNFR:SIEMENS,PTNO:6ES7215-1HG40-0XB0,ADDITIONAL FEATURES EN:CPU,1215C | 6ES7215-1HG40-0XB0 | 3000032 | SIEMENS
1206704 | Data Enrichment | STP_002 - 0002 | MKV |  | 2022-07-13 | [6 empty] | KELVDBC | OEM | MODULE;SIE,6ES7322-1BL00-OAAO,DGTL OUTPT | MODULE;MNFR:SIEMENS,PTNO:6ES7322-1BL00-OAAO,ADDITIONAL FEATURES EN:DIGITAL OUTPUT,SM322 | 6ES7322-1BL00-OAAO | 3000032 | SIEMENS
1221552 | Data Enrichment | STP_002 - 0002 | MKV |  | 2022-07-13 | [6 empty] | KELVDBC | OEM | MODULE;SIE,6ES7332-5HF00-0AB0,ANLG OUTPT | MODULE;MNFR:SIEMENS,PTNO:6ES7332-5HF00-0AB0,ADDITIONAL FEATURES EN:ANALOG OUTPUT,SM332 | 6ES7332-5HF00-0AB0 | 3000032 | SIEMENS
1214832 | Data Enrichment | STP_002 - 0002 | MKV |  | 2022-07-13 | [6 empty] | KELVDBC | OEM | MODULE;SIE,6ES7511-1AK00-0AB0,SIMATIC | MODULE;MNFR:SIEMENS,PTNO:6ES7511-1AK00-0AB0,ADDITIONAL FEATURES EN:SIMATIC S7-1500 CPU1511-PROCESSING UNIT WITH WORKING MEMORY 15KB FOR PROGR | 6ES7511-1AK00-0AB0 | 3000032 | SIEMENS
1254315 | Data Enrichment | STP_002 - 0002 | MKV |  | 2022-07-13 | [6 empty] | KELVDBCQ | OEM | MODULE;SIE,6GK1503-3CB00,ENLACE OPTICO | MODULE;MNFR:SIEMENS,PTNO:6GK1503-3CB00,ADDITIONAL FEATURES EN:ENLACE OPTICO TIPO:PROFIBUS,MODELO:OLM/G12 V4.0 INT ERFAZ:RS485/2 VIDRIO-FOC DISTANCIAS HAS TA 2850 M | 6GK1503-3CB00 | 3000032 | SIEMENS
1233124 | Data Enrichment | STP_002 - 0002 | MKV |  | 2022-07-13 | [6 empty] | KELVDBC | OEM | MODULE;SIE,6SL32101PH214AL0,SINAMICS | MODULE;MNFR:SIEMENS,PTNO:6SL32101PH214AL0,ADDITIONAL FEATURES EN:SINAMICS G120 5.5KW | 6SL32101PH214AL0 | 3000032 | SIEMENS
1189762 | Data Enrichment | STP_002 - 0002 | MKV |  | 2022-07-13 | [6 empty] | KELVDBC | OEM | MODULE;SIE,6SL3210-1PH21-4UL0,SINAMICS | MODULE;MNFR:SIEMENS,PTNO:6SL3210-1PH21-4UL0,ADDITIONAL FEATURES EN:SINAMICS PM240-2 IP2 SINAMICS G120 POWER PM240-2 500-690 V SINAMICS G120 V | 6SL3210-1PH21-4UL0 | 3000032 | SIEMENS
1233276 | Data Enrichment | STP_002 - 0002 | MKV |  | 2022-07-13 | [6 empty] | KELVDBC | OEM | MODULE;SIE,6SL32101PH223UL0,SINAMICS | MODULE;MNFR:SIEMENS,PTNO:6SL32101PH223UL0,ADDITIONAL FEATURES EN:SINAMICS G120 POWER PM240-2 WITHOUT FILTER WITH BUILT IN BRAKING CHOPPER 3AC500-690 V 10/-20% | 6SL32101PH223UL0 | 3000032 | SIEMENS
1233125 | Data Enrichment | STP_002 - 0002 | MKV |  | 2022-07-13 | [6 empty] | KELVDBC | OEM | MODULE;SIE,6SL32101PH235AL0,SINAMICS | MODULE;MNFR:SIEMENS,PTNO:6SL32101PH235AL0,ADDITIONAL FEATURES EN:SINAMICS G120 22 KW | 6SL32101PH235AL0 | 3000032 | SIEMENS
1233087 | Data Enrichment | STP_002 - 0002 | MKV |  | 2022-07-13 | [6 empty] | KELVDBC | OEM | MODULE;SIE,6SL32101PH235UL0,SINAMICS | MODULE;MNFR:SIEMENS,PTNO:6SL32101PH235UL0,ADDITIONAL FEATURES EN:SINAMICS G120 POWER PM240-2 WITHOUT FILTER WITH BUILT IN BRAKING CHOPPER 3AC500-690 V 10/-20% | 6SL32101PH235UL0 | 3000032 | SIEMENS
1314160 | Data Enrichment | STP_002 - 0002 | MKV |  | 2022-07-13 | [6 empty] | KDELBVC | OEM | MODULE;SIE,6SL3210-1PH25-2UL0,POWER | MODULE;MNFR:SIEMENS,PTNO:6SL3210-1PH25-2UL0 | 6SL3210-1PH25-2UL0 | 3000032 | SIEMENS
1233088 | Data Enrichment | STP_002 - 0002 | MKV |  | 2022-07-13 | [6 empty] | KELVDBC | OEM | MODULE;SIE,6SL32101PH312UL0,SINAMICS | MODULE;MNFR:SIEMENS,PTNO:6SL32101PH312UL0,ADDITIONAL FEATURES EN:SINAMICS G120 POWER PM240-2 WITHOUT FILTER WITH BUILT IN BRAKING CHOPPER 3AC500-690 V 10/-20% | 6SL32101PH312UL0 | 3000032 | SIEMENS
1232986 | Data Enrichment | STP_002 - 0002 | MKV |  | 2022-07-13 | [6 empty] | KELVDBC | OEM | MODULE;SIE,7KM9300-0AB01-0AA0,SIE | MODULE;MNFR:SIEMENS,PTNO:7KM9300-0AB01-0AA0,MNFR 1:SIEMENS,PTNO 1:ZA100001812,ADDITIONAL FEATURES EN:EXPANSION | 7KM9300-0AB01-0AA0 | 3000032 | SIEMENS
1221690 | Data Enrichment | STP_002 - 0002 | MKV |  | 2022-07-13 | [6 empty] | KELVDBC | OEM | MODULE;SIE,A5E36986284,SIE | MODULE;MNFR:SIEMENS,PTNO:A5E36986284,MNFR 1:SIEMENS,PTNO 1:6SL3210-1PH21-4ULO | A5E36986284 | 3000032 | SIEMENS
1220937 | Data Enrichment | STP_002 - 0002 | MKV |  | 2022-07-13 | [6 empty] | KELVDBC | OEM | MODULE;SIE,A5E36986287,SIE | MODULE;MNFR:SIEMENS,PTNO:A5E36986287,MNFR 1:SIEMENS,PTNO 1:6SL3210-1PH22-3ULO | A5E36986287 | 3000032 | SIEMENS
1185823 | Data Enrichment | STP_002 - 0002 | MKV |  | 2022-07-13 | [6 empty] | KELVDBC | OEM | MODULE;SIE,A5E36986348,SIE | MODULE;MNFR:SIEMENS,PTNO:A5E36986348,MNFR 1:SIEMENS,PTNO 1:6SL3210-1PH31-4ULO | A5E36986348 | 3000032 | SIEMENS
1197541 | Data Enrichment | STP_002 - 0002 | MKV |  | 2022-07-13 | [6 empty] | KELVDBC |  | MODULE;TMR,GEBE,86.30.0.024 | MODULE;TYPE:TIMER,ADDITIONAL FEATURES EN:GEBE,PTNO:86.30.0.024 | 86.30.0.024
1202297 | Data Enrichment | STP_002 - 0002 | MKV |  | 2022-07-13 | [6 empty] | KELVDBC |  | MODULE;TMR,LG 16.8 X HT 54 X DP 38 MM | MODULE;TYPE:TIMER,SIZE:LG 16.8 X HT 54 X DP 38 MM,MOUNTING TYPE:PLUG-IN,TEMPERATURE RATING:-20 TO 50 DEG C,CERTIFICATION/STANDARD:ROHS,ADDITIONAL FEATURES EN:RANGE 0.05 S-100H,GEBE,MNFR:FINDER,PTNO:86.00.0.240 | 86.00.0.240
1197769 | Data Enrichment | STP_002 - 0002 | MKV |  | 2022-07-13 | [6 empty] | KELVDBC | #N/A | NIPPLE,PIPE HEX;DBL,NOM G1/4 X G1/2,M | NIPPLE,PIPE HEX;TYPE:DOUBLE,NOMINAL SIZE:G1/4 X G1/2,END CONNECTION:MALE NPFC,LENGTH:23.5 MM,PRESSURE CLASS/RATING:-0.95 TO 50 BAR, MATERIAL:BRASS,COATING/FINISH:NICKEL PLATED,HEX SIZE:24 MM,TEMPERATURE RATING:-20 TO 150 DEG C, ADDITIONAL FEATURES EN:W60,MNFR:FESTO,PTNO:547805/NPFC-D-G14-G12-M | 547805/NPFC-D-G14-G12-M | 1031504 | FESTO
1185354 | Data Enrichment | STP_002 - 0002 | MKV |  | 2022-07-13 | [6 empty] | KELVDBC | #N/A | NIPPLE,PIPE HEX;DBL,NOM G1/4 X G3/8,M | NIPPLE,PIPE HEX;TYPE:DOUBLE,NOMINAL SIZE:G1/4 X G3/8,END CONNECTION:MALE NPFC,LENGTH:22 MM,PRESSURE CLASS/RATING:-0.95 TO 50 BAR,MATERIAL:BRASS,COATING/FINISH:NICKEL PLATED,HEX SIZE:19 MM,TEMPERATURE RATING:-20 TO 150 DEG C,ADDITIONAL FEATURES EN:W60,MNFR:FESTO,PTNO:547804/NPFC-D-G14-G38-M | 547804/NPFC-D-G14-G38-M | 1031504 | FESTO
1193235 | Data Enrichment | STP_002 - 0002 | MKV |  | 2022-07-13 | [6 empty] | KELVDBC | #N/A | NIPPLE,PIPE HEX;DBL,NOM G3/8 X G1/2,M | NIPPLE,PIPE HEX;TYPE:DOUBLE,NOMINAL SIZE:G3/8 X G1/2,END CONNECTION:MALE NPFC,LENGTH:24.5 MM,PRESSURE CLASS/RATING:-0.95 TO 50 BAR,MATERIAL:BRASS,COATING/FINISH:NICKEL PLATED,HEX SIZE:24 MM,TEMPERATURE RATING:-20 TO 150 DEG C,ADDITIONAL FEATURES EN:W60,MNFR:FESTO,PTNO:547807/NPFC-D-G38-G12-M | 547807/NPFC-D-G38-G12-M | 1031504 | FESTO
1185272 | Data Enrichment | STP_002 - 0002 | MKV |  | 2022-07-13 | [6 empty] | KELVDBC | OEM | Nut Lock CAT 6K3632 | NUT;MNFR:CATERPILLAR,PTNO:6K3632 | 6K3632 | 3000003 | CATERPILLAR
1202743 | Data Enrichment | STP_002 - 0002 | MKV |  | 2022-07-13 | [6 empty] | KELVDBCQ | OEM | NUT,HEX;CAT,1783336,10 PER PCKT | NUT,HEXAGON;MNFR:CATERPILLAR,PTNO:1783336,ADDITIONAL FEATURES EN:10 PER PACKET | 1783336 | 3000003 | CATERPILLAR
1194216 | Data Enrichment | STP_002 - 0002 | MKV |  | 2022-07-13 | [6 empty] | KELVDBC | OEM | NUT,HEX;CAT,2993423,CAT,6V8190 | NUT,HEXAGON;MNFR:CATERPILLAR,PTNO:2993423,MNFR 1:CATERPILLAR,PTNO 1:6V8190 | 2993423 | 3000003 | CATERPILLAR
1220053 | Data Enrichment | STP_002 - 0002 | MKV |  | 2022-07-13 | [6 empty] | KELVDBC | OEM | NUT,HEX;CAT,2J3507,HEX FULL 1-8-THD | NUT,HEXAGON;MNFR:CATERPILLAR,PTNO:2J3507,ADDITIONAL FEATURES EN:HEX FULL 1-8-THD | 2J3507 | 3000003 | CATERPILLAR
1150502 | Data Enrichment | STP_002 - 0002 | MKV |  | 2022-07-13 | [6 empty] | KELVDBCQ | OEM | NUT,HEX;CAT,3445674 | NUT,HEXAGON;MNFR:CATERPILLAR,PTNO:3445674 | 3445674 | 3000003 | CATERPILLAR
1190575 | Data Enrichment | STP_002 - 0002 | MKV |  | 2022-07-13 | [6 empty] | KELVDBC | OEM | NUT,HEX;CAT,4512183,10 PER PCKT | NUT,HEXAGON;MNFR:CATERPILLAR,PTNO:4512183,ADDITIONAL FEATURES EN:10 PER PACKET | 4512183 | 3000003 | CATERPILLAR
1055364 | Data Enrichment | STP_002 - 0002 | MKV |  | 2022-07-13 | [6 empty] | KELVDBC | OEM | NUT,HEX;CAT,7H3608 | NUT,HEXAGON;MNFR:CATERPILLAR,PTNO:7H3608 | 7H3608 | 3000003 | CATERPILLAR
1215667 | Data Enrichment | STP_002 - 0002 | MKV |  | 2022-07-13 | [6 empty] | KELVDBC | OEM | NUT,HEX;CAT,8T1757 | NUT,HEXAGON;MNFR:CATERPILLAR,PTNO:0987230,MNFR 1:CATERPILLAR,PTNO 1:1521254 | 0987230 | 3000003 | CATERPILLAR
1208818 | Data Enrichment | STP_002 - 0002 | MKV |  | 2022-07-13 | [6 empty] | KELVDBC | OEM | NUT,JAM;CAT,1965070,9/16-18-THD 196 5070 | NUT,JAM;MNFR:CATERPILLAR,PTNO:1965070,ADDITIONAL FEATURES EN:9/16-18-THD 196 5070 | 1965070 | 3000003 | CATERPILLAR
1188324 | Data Enrichment | STP_002 - 0002 | MKV |  | 2022-07-13 | [6 empty] | KELVDBC | OEM | NUT,JAM;CAT,2H3786 | NUT,JAM;MNFR:CATERPILLAR,PTNO:2H3786 | 2H3786 | 3000003 | CATERPILLAR
1211013 | Data Enrichment | STP_002 - 0002 | MKV |  | 2022-07-13 | [6 empty] | KELVDBC | OEM | NUT,JAM;CAT,5B9079,3/8-24-THD | NUT,JAM;MNFR:CATERPILLAR,PTNO:5B9079,ADDITIONAL FEATURES EN:3/8-24-THD | 5B9079 | 3000003 | CATERPILLAR
1056850 | Data Enrichment | STP_002 - 0002 | MKV |  | 2022-07-13 | [6 empty] | KELVDBC | OEM | NUT,LCK;CAT,1293178 | NUT,LOCK;MNFR:CATERPILLAR,PTNO:1293178 | 1293178 | 3000003 | CATERPILLAR
1207427 | Data Enrichment | STP_002 - 0002 | MKV |  | 2022-07-13 | [6 empty] | KELVDBC | OEM | NUT,LCK;CAT,1765311 | NUT,LOCK;MNFR:CATERPILLAR,PTNO:1765311 | 1765311 | 3000003 | CATERPILLAR
1060225 | Data Enrichment | STP_002 - 0002 | MKV |  | 2022-07-13 | [6 empty] | KELVDBC | OEM | NUT,LCK;CAT,1K6870,3/4 IN-10 TPI | NUT,LOCK;MNFR:CATERPILLAR,PTNO:1K6870,ADDITIONAL FEATURES EN:3/4 IN-10 TPI | 1K6870 | 3000003 | CATERPILLAR
1199432 | Data Enrichment | STP_002 - 0002 | MKV |  | 2022-07-13 | [6 empty] | KELVDBC | OEM | NUT,LCK;CAT,2F8616,3/8-24TPI | NUT,LOCK;MNFR:CATERPILLAR,PTNO:2F8616,ADDITIONAL FEATURES EN:3/8-24TPI | 2F8616 | 3000003 | CATERPILLAR
1055723 | Data Enrichment | STP_002 - 0002 | MKV |  | 2022-07-13 | [6 empty] | KELVDBCQ | OEM | NUT,LCK;CAT,2K4821 | NUT,LOCK;MNFR:CATERPILLAR,PTNO:2K4821 | 2K4821 | 3000003 | CATERPILLAR
1039379 | Data Enrichment | STP_002 - 0002 | MKV |  | 2022-07-13 | [6 empty] | KELVDBC | OEM | NUT,LCK;CAT,2K4973 | NUT,LOCK;MNFR:CATERPILLAR,PTNO:2K4973 | 2K4973 | 3000003 | CATERPILLAR
1221775 | Data Enrichment | STP_002 - 0002 | MKV |  | 2022-07-13 | [6 empty] | KELVDBC | OEM | NUT,LCK;CAT,2M5656,1 IN-14 THD | NUT,LOCK;MNFR:CATERPILLAR,PTNO:2M5656,ADDITIONAL FEATURES EN:1 IN-14 THD | 2M5656 | 3000003 | CATERPILLAR
1195725 | Data Enrichment | STP_002 - 0002 | MKV |  | 2022-07-13 | [6 empty] | KELVDBC | OEM | NUT,LCK;CAT,3E9863 | NUT,LOCK;MNFR:CATERPILLAR,PTNO:3E9863 | 3E9863 | 3000003 | CATERPILLAR
1200484 | Data Enrichment | STP_002 - 0002 | MKV |  | 2022-07-13 | [6 empty] | KELVDBC | OEM | NUT,LCK;CAT,3E9865 | NUT,LOCK;MNFR:CATERPILLAR,PTNO:3E9865 | 3E9865 | 3000003 | CATERPILLAR
1055331 | Data Enrichment | STP_002 - 0002 | MKV |  | 2022-07-13 | [6 empty] | KELVDBC | OEM | NUT,LCK;CAT,3K2889 | NUT,LOCK;MNFR:CATERPILLAR,PTNO:3K2889 | 3K2889 | 3000003 | CATERPILLAR
1056681 | Data Enrichment | STP_002 - 0002 | MKV |  | 2022-07-13 | [6 empty] | KELVDBCQ | OEM | NUT,LCK;CAT,3K6060,3/8 IN-16 TPI | NUT,LOCK;MNFR:CATERPILLAR,PTNO:3K6060,ADDITIONAL FEATURES EN:3/8 IN-16 TPI | 3K6060 | 3000003 | CATERPILLAR
1218840 | Data Enrichment | STP_002 - 0002 | MKV |  | 2022-07-13 | [6 empty] | KELVDBC | OEM | NUT,LCK;CAT,4500415,CAT,3E9861,5125 | NUT,LOCK;MNFR:CATERPILLAR,PTNO:4500415,MNFR 1:CATERPILLAR,PTNO 1:3E9861,ADDITIONAL FEATURES EN:5125 | 4500415 | 3000003 | CATERPILLAR
1190747 | Data Enrichment | STP_002 - 0002 | MKV |  | 2022-07-13 | [6 empty] | KELVDBC | OEM | NUT,LCK;CAT,5M6667 | NUT,LOCK;MNFR:CATERPILLAR,PTNO:5M6667 | 5M6667 | 3000003 | CATERPILLAR
1190385 | Data Enrichment | STP_002 - 0002 | MKV |  | 2022-07-13 | [6 empty] | KELVDBC | OEM | NUT,LCK;CAT,6V7676 | NUT,LOCK;MNFR:CATERPILLAR,PTNO:6V7676 | 6V7676 | 3000003 | CATERPILLAR
1038410 | Data Enrichment | STP_002 - 0002 | MKV |  | 2022-07-13 | [6 empty] | KELVDBC | OEM | NUT,LCK;CAT,6V7687,M12 X 1.75 MM | NUT,LOCK;MNFR:CATERPILLAR,PTNO:6V7687,ADDITIONAL FEATURES EN:M12 X 1.75 MM | 6V7687 | 3000003 | CATERPILLAR
1056566 | Data Enrichment | STP_002 - 0002 | MKV |  | 2022-07-13 | [6 empty] | KELVDBC | OEM | NUT,LCK;CAT,6V7688 | NUT,LOCK;MNFR:CATERPILLAR,PTNO:6V7688 | 6V7688 | 3000003 | CATERPILLAR
1055914 | Data Enrichment | STP_002 - 0002 | MKV |  | 2022-07-13 | [6 empty] | KELVDBC | OEM | NUT,LCK;CAT,6V7743 | NUT,LOCK;MNFR:CATERPILLAR,PTNO:6V7743 | 6V7743 | 3000003 | CATERPILLAR
1047919 | Data Enrichment | STP_002 - 0002 | MKV |  | 2022-07-13 | [6 empty] | KELVDBC | OEM | NUT,LCK;CAT,6V7744 | NUT,LOCK;MNFR:CATERPILLAR,PTNO:6V7744 | 6V7744 | 3000003 | CATERPILLAR
1054855 | Data Enrichment | STP_002 - 0002 | MKV |  | 2022-07-13 | [6 empty] | KELVDBC | OEM | NUT,LCK;CAT,6V7744,M10 X 1.5 MM | NUT,LOCK;MNFR:CATERPILLAR,PTNO:6V7744,ADDITIONAL FEATURES EN:M10 X 1.5 MM | 6V7744 | 3000003 | CATERPILLAR
1055721 | Data Enrichment | STP_002 - 0002 | MKV |  | 2022-07-13 | [6 empty] | KELVDBC | OEM | NUT,LCK;CAT,6V9189 | NUT,LOCK;MNFR:CATERPILLAR,PTNO:6V9189 | 6V9189 | 3000003 | CATERPILLAR
1055207 | Data Enrichment | STP_002 - 0002 | MKV |  | 2022-07-13 | [6 empty] | KELVDBC | OEM | NUT,LCK;CAT,8T0389,M10 X 1.5 MM | NUT,LOCK;MNFR:CATERPILLAR,PTNO:8T0389,ADDITIONAL FEATURES EN:M10 X 1.5 MM | 8T0389 | 3000003 | CATERPILLAR
1058028 | Data Enrichment | STP_002 - 0002 | MKV |  | 2022-07-13 | [6 empty] | KELVDBC | OEM | NUT,LCK;CAT,8T9496 | NUT,LOCK;MNFR:CATERPILLAR,PTNO:8T9496 | 8T9496 | 3000003 | CATERPILLAR
1058886 | Data Enrichment | STP_002 - 0002 | MKV |  | 2022-07-13 | [6 empty] | KELVDBCQ | OEM | NUT,LCK;CAT,9X0941 | NUT,LOCK;MNFR:CATERPILLAR,PTNO:9X0941 | 9X0941 | 3000003 | CATERPILLAR
1218786 | Data Enrichment | STP_002 - 0002 | MKV |  | 2022-07-13 | [6 empty] | KELVDBC | OEM | NUT;CAT,0057126,CAT,1519520,CAT,5C7261 | NUT;MNFR:CATERPILLAR,PTNO:0057126,MNFR 1:CATERPILLAR,PTNO 1:1519520,MNFR 2:CATERPILLAR,PTNO 2:5C7261,ADDITIONAL FEATURES EN:5C-7261 735/740/994F/950H/992K/AD45B | 0057126 | 3000003 | CATERPILLAR
1200189 | Data Enrichment | STP_002 - 0002 | MKV |  | 2022-07-13 | [6 empty] | KELVDBC | OEM | NUT;CAT,0057127,CAT,1520317,CAT,8T4133 | NUT;MNFR:CATERPILLAR,PTNO:0057127,MNFR 1:CATERPILLAR,PTNO 1:1520317,MNFR 2:CATERPILLAR,PTNO 2:8T4133,ADDITIONAL FEATURES EN:152-0317/8T-4133 100 PER PACKET | 0057127 | 3000003 | CATERPILLAR
1203883 | Data Enrichment | STP_002 - 0002 | MKV |  | 2022-07-13 | [6 empty] | KELVDBC | OEM | NUT;CAT,0057133,CAT,1519059,CAT,8T3980 | NUT;MNFR:CATERPILLAR,PTNO:0057133,MNFR 1:CATERPILLAR,PTNO 1:1519059,MNFR 2:CATERPILLAR,PTNO 2:8T3980,ADDITIONAL FEATURES EN:FULL,M16 X 2 X 15,CL 8.8 | 0057133 | 3000003 | CATERPILLAR
1198543 | Data Enrichment | STP_002 - 0002 | MKV |  | 2022-07-13 | [6 empty] | KELVDBC | OEM | NUT;CAT,1793038 | NUT;MNFR:CATERPILLAR,PTNO:1793038 | 1793038 | 3000003 | CATERPILLAR
1056720 | Data Enrichment | STP_002 - 0002 | MKV |  | 2022-07-13 | [6 empty] | KELVDBC | OEM | NUT;CAT,1A1415 | NUT;MNFR:CATERPILLAR,PTNO:1A1415 | 1A1415 | 3000003 | CATERPILLAR
1193416 | Data Enrichment | STP_002 - 0002 | MKV |  | 2022-07-13 | [6 empty] | KELVDBC | OEM | NUT;CAT,1A1935,10 PER PCKT | NUT;MNFR:CATERPILLAR,PTNO:1A1935,ADDITIONAL FEATURES EN:10 PER PACKET | 1A1935 | 3000003 | CATERPILLAR
1190632 | Data Enrichment | STP_002 - 0002 | MKV |  | 2022-07-13 | [6 empty] | KELVDBC | OEM | NUT;CAT,1A5666,7/8 IN-14TPI | NUT;MNFR:CATERPILLAR,PTNO:1A5666,ADDITIONAL FEATURES EN:7/8 IN-14TPI | 1A5666 | 3000003 | CATERPILLAR
1061740 | Data Enrichment | STP_002 - 0002 | MKV |  | 2022-07-13 | [6 empty] | KELVDBC | OEM | NUT;CAT,1D6306,1 IN-8 TPI | NUT;MNFR:CATERPILLAR,PTNO:1D6306,ADDITIONAL FEATURES EN:1 IN-8 TPI | 1D6306 | 3000003 | CATERPILLAR
1061601 | Data Enrichment | STP_002 - 0002 | MKV |  | 2022-07-13 | [6 empty] | KELVDBCQ | OEM | NUT;CAT,1F7958,FULL,1/2 IN-13 TPI,TYP 1 | NUT;MNFR:CATERPILLAR,PTNO:1F7958,ADDITIONAL FEATURES EN:FULL,1/2 IN-13 TPI,TYPE 1 | 1F7958 | 3000003 | CATERPILLAR
1047803 | Data Enrichment | STP_002 - 0002 | MKV |  | 2022-07-13 | [6 empty] | KELVDBC | OEM | NUT;CAT,2J3505,7/8 IN | NUT;MNFR:CATERPILLAR,PTNO:2J3505,ADDITIONAL FEATURES EN:7/8 IN | 2J3505 | 3000003 | CATERPILLAR
1195066 | Data Enrichment | STP_002 - 0002 | MKV |  | 2022-07-13 | [6 empty] | KELVDBC | OEM | NUT;CAT,2S0680,969674 | NUT;MNFR:CATERPILLAR,PTNO:2S0680,PTNO 1:969674 | 2S0680 | 3000003 | CATERPILLAR
1194489 | Data Enrichment | STP_002 - 0002 | MKV |  | 2022-07-13 | [6 empty] | KELVDBC | OEM | NUT;CAT,2Y5829,100 PER PCKT | NUT;MNFR:CATERPILLAR,PTNO:2Y5829,ADDITIONAL FEATURES EN:100 PER PACKET | 2Y5829 | 3000003 | CATERPILLAR
1056774 | Data Enrichment | STP_002 - 0002 | MKV |  | 2022-07-13 | [6 empty] | KELVDBC | OEM | NUT;CAT,3293356,M12 X 1.75 MM | NUT;MNFR:CATERPILLAR,PTNO:3293356,ADDITIONAL FEATURES EN:M12 X 1.75 MM | 3293356 | 3000003 | CATERPILLAR
1057415 | Data Enrichment | STP_002 - 0002 | MKV |  | 2022-07-13 | [6 empty] | KELVDBC | OEM | NUT;CAT,3293700,FULL | NUT;MNFR:CATERPILLAR,PTNO:3293700,ADDITIONAL FEATURES EN:FULL | 3293700 | 3000003 | CATERPILLAR
1056329 | Data Enrichment | STP_002 - 0002 | MKV |  | 2022-07-13 | [6 empty] | KELVDBC | OEM | NUT;CAT,3445675 | NUT;MNFR:CATERPILLAR,PTNO:3445675 | 3445675 | 3000003 | CATERPILLAR
1055369 | Data Enrichment | STP_002 - 0002 | MKV |  | 2022-07-13 | [6 empty] | KELVDBCQ | OEM | NUT;CAT,3S1356,FULL,1-1/8 IN-12 TPI | NUT;MNFR:CATERPILLAR,PTNO:3S1356,ADDITIONAL FEATURES EN:FULL,1-1/8 IN-12 TPI | 3S1356 | 3000003 | CATERPILLAR
1056451 | Data Enrichment | STP_002 - 0002 | MKV |  | 2022-07-13 | [6 empty] | KELVDBC | OEM | NUT;CAT,3T0851 | NUT;MNFR:CATERPILLAR,PTNO:3T0851 | 3T0851 | 3000003 | CATERPILLAR
1038208 | Data Enrichment | STP_002 - 0002 | MKV |  | 2022-07-13 | [6 empty] | KELVDBC | OEM | NUT;CAT,4K0367,FULL | NUT;MNFR:CATERPILLAR,PTNO:4K0367,ADDITIONAL FEATURES EN:FULL | 4K0367 | 3000003 | CATERPILLAR
1056851 | Data Enrichment | STP_002 - 0002 | MKV |  | 2022-07-13 | [6 empty] | KELVDBCQ | OEM | NUT;CAT,5C2874 | NUT;MNFR:CATERPILLAR,PTNO:5C2874 | 5C2874 | 3000003 | CATERPILLAR
1038584 | Data Enrichment | STP_002 - 0002 | MKV |  | 2022-07-13 | [6 empty] | KELVDBC | OEM | NUT;CAT,5C2890,M6 X 1 MM,TYP 1 | NUT;MNFR:CATERPILLAR,PTNO:5C2890,ADDITIONAL FEATURES EN:M6 X 1 MM,TYPE 1 | 5C2890 | 3000003 | CATERPILLAR
1139941 | Data Enrichment | STP_002 - 0002 | MKV |  | 2022-07-13 | [6 empty] | KELVDBC | OEM | NUT;CAT,5C8312,M4 X 0.7 MM THD,TYP 1 | NUT;MNFR:CATERPILLAR,PTNO:5C8312,ADDITIONAL FEATURES EN:M4 X 0.7 MM THREAD,TYPE 1 | 5C8312 | 3000003 | CATERPILLAR
1220747 | Data Enrichment | STP_002 - 0002 | MKV |  | 2022-07-13 | [6 empty] | KELVDBC | OEM | NUT;CAT,5D0765,FULL 1-5/16-12-THD | NUT;MNFR:CATERPILLAR,PTNO:5D0765,ADDITIONAL FEATURES EN:FULL 1-5/16-12-THD | 5D0765 | 3000003 | CATERPILLAR
1198977 | Data Enrichment | STP_002 - 0002 | MKV |  | 2022-07-13 | [6 empty] | KELVDBC | OEM | NUT;CAT,5P7970,M8 X 1.25 MM | NUT;MNFR:CATERPILLAR,PTNO:5P7970,ADDITIONAL FEATURES EN:M8 X 1.25 MM | 5P7970 | 3000003 | CATERPILLAR
1054655 | Data Enrichment | STP_002 - 0002 | MKV |  | 2022-07-13 | [6 empty] | KELVDBCQ | OEM | NUT;CAT,6B6682,FULL,3/4 IN-16 TPI | NUT;MNFR:CATERPILLAR,PTNO:6B6682,ADDITIONAL FEATURES EN:FULL,3/4 IN-16 TPI | 6B6682 | 3000003 | CATERPILLAR
1284337 | Data Enrichment | STP_002 - 0002 | MKV |  | 2022-07-13 | [6 empty] | KELVDBC | OEM | NUT;CAT,6D5801 | NUT;MNFR:CATERPILLAR,PTNO:6D5801 | 6D5801 | 3000003 | CATERPILLAR
1208766 | Data Enrichment | STP_002 - 0002 | MKV |  | 2022-07-13 | [6 empty] | KELVDBC | OEM | NUT;CAT,6V5516 | NUT;MNFR:CATERPILLAR,PTNO:6V5516 | 6V5516 | 3000003 | CATERPILLAR
1056510 | Data Enrichment | STP_002 - 0002 | MKV |  | 2022-07-13 | [6 empty] | KELVDBC | OEM | NUT;CAT,6V7742 | NUT;MNFR:CATERPILLAR,PTNO:6V7742 | 6V7742 | 3000003 | CATERPILLAR
1061696 | Data Enrichment | STP_002 - 0002 | MKV |  | 2022-07-13 | [6 empty] | KELVDBCQ | OEM | NUT;CAT,6V8149,M12 X 1.75 MM,TYP 1 | NUT;MNFR:CATERPILLAR,PTNO:6V8149,ADDITIONAL FEATURES EN:M12 X 1.75 MM,TYPE 1 | 6V8149 | 3000003 | CATERPILLAR
1209217 | Data Enrichment | STP_002 - 0002 | MKV |  | 2022-07-13 | [6 empty] | KELVDBC | OEM | NUT;CAT,6V8181 | NUT;MNFR:CATERPILLAR,PTNO:6V8181 | 6V8181 | 3000003 | CATERPILLAR
1060219 | Data Enrichment | STP_002 - 0002 | MKV |  | 2022-07-13 | [6 empty] | KELVDBCQ | OEM | NUT;CAT,6V8182,3/4 IN-10 TPI | NUT;MNFR:CATERPILLAR,PTNO:6V8182,ADDITIONAL FEATURES EN:3/4 IN-10 TPI | 6V8182 | 3000003 | CATERPILLAR
1059960 | Data Enrichment | STP_002 - 0002 | MKV |  | 2022-07-13 | [6 empty] | KELVDBC | OEM | NUT;CAT,6V8185 | NUT;MNFR:CATERPILLAR,PTNO:6V8185 | 6V8185 | 3000003 | CATERPILLAR
1055308 | Data Enrichment | STP_002 - 0002 | MKV |  | 2022-07-13 | [6 empty] | KELVDBCQ | OEM | NUT;CAT,6V8188,1/2 IN-13 TPI,TYP 1 | NUT;MNFR:CATERPILLAR,PTNO:6V8188,ADDITIONAL FEATURES EN:1/2 IN-13 TPI,TYPE 1 | 6V8188 | 3000003 | CATERPILLAR
1056482 | Data Enrichment | STP_002 - 0002 | MKV |  | 2022-07-13 | [6 empty] | KELVDBCQ | OEM | NUT;CAT,6V8189,5/16 IN-18 TPI | NUT;MNFR:CATERPILLAR,PTNO:6V8189,ADDITIONAL FEATURES EN:5/16 IN-18 TPI | 6V8189 | 3000003 | CATERPILLAR
1054893 | Data Enrichment | STP_002 - 0002 | MKV |  | 2022-07-13 | [6 empty] | KELVDBC | OEM | NUT;CAT,6V8225,M6 X 1 MM,TYP 1 | NUT;MNFR:CATERPILLAR,PTNO:6V8225,ADDITIONAL FEATURES EN:M6 X 1 MM,TYPE 1 | 6V8225 | 3000003 | CATERPILLAR
1194474 | Data Enrichment | STP_002 - 0002 | MKV |  | 2022-07-13 | [6 empty] | KELVDBC | OEM | NUT;CAT,6V8231,10 PER PCKT | NUT;MNFR:CATERPILLAR,PTNO:6V8231,ADDITIONAL FEATURES EN:10 PER PACKET | 6V8231 | 3000003 | CATERPILLAR
1055104 | Data Enrichment | STP_002 - 0002 | MKV |  | 2022-07-13 | [6 empty] | KELVDBCQ | OEM | NUT;CAT,6V8801,3/8 IN-16 TPI,TYP 1 | NUT;MNFR:CATERPILLAR,PTNO:6V8801,ADDITIONAL FEATURES EN:3/8 IN-16 TPI,TYPE 1 | 6V8801 | 3000003 | CATERPILLAR
1061043 | Data Enrichment | STP_002 - 0002 | MKV |  | 2022-07-13 | [6 empty] | KELVDBC | OEM | NUT;CAT,7H7539 | NUT;MNFR:CATERPILLAR,PTNO:7H7539 | 7H7539 | 3000003 | CATERPILLAR
1216509 | Data Enrichment | STP_002 - 0002 | MKV |  | 2022-07-13 | [6 empty] | KELVDBCQ | OEM | NUT;CAT,7X0447,7X-0447 | NUT;MNFR:CATERPILLAR,PTNO:7X0447,ADDITIONAL FEATURES EN:7X-0447 | 7X0447 | 3000003 | CATERPILLAR
1055528 | Data Enrichment | STP_002 - 0002 | MKV |  | 2022-07-13 | [6 empty] | KELVDBC | OEM | NUT;CAT,7X0448,5/8 IN-11 TPI | NUT;MNFR:CATERPILLAR,PTNO:7X0448,ADDITIONAL FEATURES EN:5/8 IN-11 TPI | 7X0448 | 3000003 | CATERPILLAR
1056555 | Data Enrichment | STP_002 - 0002 | MKV |  | 2022-07-13 | [6 empty] | KELVDBC | OEM | NUT;CAT,7X0449 | NUT;MNFR:CATERPILLAR,PTNO:7X0449 | 7X0449 | 3000003 | CATERPILLAR
1222427 | Data Enrichment | STP_002 - 0002 | MKV |  | 2022-07-13 | [6 empty] | KELVDBC | OEM | NUT;CAT,7X0452,FULL 7X-0452 | NUT;MNFR:CATERPILLAR,PTNO:7X0452,ADDITIONAL FEATURES EN:FULL 7X-0452 | 7X0452 | 3000003 | CATERPILLAR
1055231 | Data Enrichment | STP_002 - 0002 | MKV |  | 2022-07-13 | [6 empty] | KELVDBCQ | OEM | NUT;CAT,7X0851,M24 X 3 MM,TYP 2 | NUT;MNFR:CATERPILLAR,PTNO:7X0851,ADDITIONAL FEATURES EN:M24 X 3 MM,TYPE 2 | 7X0851 | 3000003 | CATERPILLAR
1061230 | Data Enrichment | STP_002 - 0002 | MKV |  | 2022-07-13 | [6 empty] | KELVDBC | OEM | NUT;CAT,7X3374,FULL,1/2 IN-20 TPI | NUT;MNFR:CATERPILLAR,PTNO:7X3374,ADDITIONAL FEATURES EN:FULL,1/2 IN-20 TPI | 7X3374 | 3000003 | CATERPILLAR
1222872 | Data Enrichment | STP_002 - 0002 | MKV |  | 2022-07-13 | [6 empty] | KELVDBC | OEM | NUT;CAT,8C4032,8C-4032 | NUT;MNFR:CATERPILLAR,PTNO:8C4032,ADDITIONAL FEATURES EN:8C-4032 | 8C4032 | 3000003 | CATERPILLAR
1057563 | Data Enrichment | STP_002 - 0002 | MKV |  | 2022-07-13 | [6 empty] | KELVDBC | OEM | NUT;CAT,8C8722,M30 X 3.5 MM | NUT;MNFR:CATERPILLAR,PTNO:8C8722,ADDITIONAL FEATURES EN:M30 X 3.5 MM | 8C8722 | 3000003 | CATERPILLAR
1190921 | Data Enrichment | STP_002 - 0002 | MKV |  | 2022-07-13 | [6 empty] | KELVDBC | OEM | NUT;CAT,8H3390 | NUT;MNFR:CATERPILLAR,PTNO:8H3390 | 8H3390 | 3000003 | CATERPILLAR
1058724 | Data Enrichment | STP_002 - 0002 | MKV |  | 2022-07-13 | [6 empty] | KELVDBCQ | OEM | NUT;CAT,8T1583 | NUT;MNFR:CATERPILLAR,PTNO:8T1583 | 8T1583 | 3000003 | CATERPILLAR
1215442 | Data Enrichment | STP_002 - 0002 | MKV |  | 2022-07-13 | [6 empty] | KELVDBC | OEM | NUT;CAT,8T1757,8T-1757/098-7230/152-1254 | NUT;MNFR:CATERPILLAR,PTNO:8T1757,ADDITIONAL FEATURES EN:8T-1757/098-7230/152-1254 | 8T1757 | 3000003 | CATERPILLAR
1055396 | Data Enrichment | STP_002 - 0002 | MKV |  | 2022-07-13 | [6 empty] | KELVDBC | OEM | NUT;CAT,8T4001,M24 X 3 MM | NUT;MNFR:CATERPILLAR,PTNO:8T4001,ADDITIONAL FEATURES EN:M24 X 3 MM | 8T4001 | 3000003 | CATERPILLAR
1047755 | Data Enrichment | STP_002 - 0002 | MKV |  | 2022-07-13 | [6 empty] | KELVDBCQ | OEM | NUT;CAT,8T4132,M16 X 2 MM,TYP 2 | NUT;MNFR:CATERPILLAR,PTNO:8T4132,ADDITIONAL FEATURES EN:M16 X 2 MM,TYPE 2 | 8T4132 | 3000003 | CATERPILLAR
1048485 | Data Enrichment | STP_002 - 0002 | MKV |  | 2022-07-13 | [6 empty] | KELVDBCQ | OEM | NUT;CAT,8T4244,TRK HD HEX THD DIA M12 | NUT;MNFR:CATERPILLAR,PTNO:8T4244,ADDITIONAL FEATURES EN:TRACK HEAD HEX THREAD DIAMETER M12 THREAD PITCH 1.75 MM ZINC PLATED | 8T4244 | 3000003 | CATERPILLAR
1206071 | Data Enrichment | STP_002 - 0002 | MKV |  | 2022-07-13 | [6 empty] | KELVDBC | OEM | NUT;CAT,8T7781,8T-7781 | NUT;MNFR:CATERPILLAR,PTNO:8T7781,ADDITIONAL FEATURES EN:8T-7781 | 8T7781 | 3000003 | CATERPILLAR
1208515 | Data Enrichment | STP_002 - 0002 | MKV |  | 2022-07-13 | [6 empty] | KELVDBC | OEM | NUT;CAT,8T8549,8T-8549 | NUT;MNFR:CATERPILLAR,PTNO:8T8549,ADDITIONAL FEATURES EN:8T-8549 | 8T8549 | 3000003 | CATERPILLAR
1204192 | Data Enrichment | STP_002 - 0002 | MKV |  | 2022-07-13 | [6 empty] | KELVDBC | OEM | NUT;CAT,9S1354,10 PER PCKT | NUT;MNFR:CATERPILLAR,PTNO:9S1354,ADDITIONAL FEATURES EN:10 PER PACKET | 9S1354 | 3000003 | CATERPILLAR
1038600 | Data Enrichment | STP_002 - 0002 | MKV |  | 2022-07-13 | [6 empty] | KELVDBCQ | OEM | NUT;CAT,9S8752,FULL,3/8 IN-16 TPI,TYP 1 | NUT;MNFR:CATERPILLAR,PTNO:9S8752,ADDITIONAL FEATURES EN:FULL,3/8 IN-16 TPI,TYPE 1 | 9S8752 | 3000003 | CATERPILLAR
1189566 | Data Enrichment | STP_002 - 0002 | MKV |  | 2022-07-13 | [6 empty] | KELVDBCQ | OEM | PLUG;CAT,3739000,FOR CABLE REPAIR,CAT | PLUG;MNFR:CATERPILLAR,PTNO:3739000,ADDITIONAL FEATURES EN:FOR CABLE REPAIR,MNFR:01)CATERPILLAR,PTNO:01)4196348 | 3739000 | 3000003 | CATERPILLAR
1287078 | Data Enrichment | STP_002 - 0002 | MKV |  | 2022-07-13 | [6 empty] | KDELBCV | #N/A | PLUG;SCKT,6 TO 8 MM,CLMPNG SCRW,POLYMR | PLUG;TYPE:SOCKET,SIZE:6 TO 8 MM,END CONNECTION:CLAMPING SCREW,MATERIAL:POLYMER,MNFR:FESTO,PTNO:MSSD-EB | MSSD-EB | 1031504 | FESTO
1208147 | Data Enrichment | STP_002 - 0002 | MKV |  | 2022-07-13 | [6 empty] | KELVDBC |  | RELAY,ELCTROMAG;INDL CTRL,3 A,24 VDC | RELAY,ELECTROMAGNET;TYPE:INDUSTRIAL CONTROL,CURRENT RATING:3 A,VOLTAGE RATING:250 VAC,125 VDC,COIL VOLTAGE:24 VDC,CONTACT CONFIGURATION:4PDT,SIZE:WD 21.5 X LG 42.4 X HT 28 MM,TEMPERATURE RATING:-55 TO 70 DEG C,ADDITIONAL FEATURES EN:MNFR SAFTRONICS (PTY) LTD PTNO MY4-24DC,PTNO CRLY8703
1211528 | Data Enrichment | STP_002 - 0002 | MKV |  | 2022-07-13 | [6 empty] | KELVDBC |  | RELAY,ELCTROMAG;PWR,10 A,250 VAC,30 VDC | RELAY,ELECTROMAGNET;TYPE:POWER,CURRENT RATING:10 A,VOLTAGE RATING:250 VAC,30 VDC,COIL VOLTAGE:24 VAC,CONTACT CONFIGURATION:DPDT,MOUNTING TYPE:SOCKET,TERMINAL TYPE:QUICK CONNECT,CONTACT MATERIAL:SILVER NICKEL,TEMPERATURE RATING:-40 TO 85 DEG C,CERTIFICATION/STANDARD:ROHS,ADDITIONAL FEATURES EN:PROST 1 TON PROST WHEEL BRIDGE:,MNFR:FINDER,PTNO:55.32.8.024.004 | 55.32.8.024.004
1347951 | Data Enrichment | STP_002 - 0002 | MKV |  | 2022-07-13 | [6 empty] | KEDLBVC | MNFR | RELAY,PROTEC;SCHN,A9R11291,DIFFERENTIAL | RELAY,PROTECTIVE;MNFR:SCHNEIDER INC,PTNO:A9R11291,TYPE:DIFFERENTIAL,CONTACT RATING:240 VAC,CURRENT RATING:87.5-150 A,VOLTAGE RATING:24-240 V,TERMINAL TYPE:SCREW,FREQUENCY RATING:50/60 HZ,MOUNTING TYPE:DIN RAIL,SIZE:WD 36 X LG 91 X DP 73.5MM | A9R11291 | 3000344 | SCHNEIDER
1199205 | Data Enrichment | STP_002 - 0002 | MKV |  | 2022-07-13 | [6 empty] | KELVDBC | #N/A | RELAY,PWR;AMT,24 VDC,3 P,3PDT,250 VAC,30 | RELAY,POWER;TYPE:ARMATURE,COIL VOLTAGE:24 VDC,NUMBER OF POLES:3,CONTACT CONFIGURATION:3PDT,CONTACT VOLTAGE RATING:250 VAC,30 VDC,CONTACT CURRENT RATING:10/5 A RESISTIVE,7 A INDUCTIVE,MAX SWITCHING VOLTAGE:250 VAC/DC,MAX SWITCHING CURRENT:10 A,MOUNTING TYPE:SOCKET,SIZE:WD 34.5 X HT 52.5 X DP 34.5 MM,TERMINAL TYPE:PLUG-IN,MATERIAL:SILVER TIN INDIUM,CERTIFICATION/STANDARD:IEC,ROHS,UL,ADDITIONAL FEATU | MKS3PI-5 | 1033878 | OMRON
1215740 | Data Enrichment | STP_002 - 0002 | MKV |  | 2022-07-13 | [6 empty] | KELVDBC |  | RELAY,PWR;GENRLPRPS,24 VDC,2 P,DPDT,250 | RELAY,POWER;TYPE:GENERAL PURPOSE,COIL VOLTAGE:24 VDC,NUMBER OF POLES:2,CONTACT CONFIGURATION:DPDT,CONTACT VOLTAGE RATING:250 VAC,30 VDC,CONTACT CURRENT RATING:10 A,MAX SWITCHING VOLTAGE:250/400 VAC,MOUNTING TYPE:SOCKET,TERMINAL TYPE:QUICK CONNECT,MATERIAL:SILVER NICKEL,CERTIFICATION/STANDARD:CE,CSA,ROHS,UL,MNFR:FINDER,PTNO:55.32.9.024.0040 | 55.32.9.024.0040
1218768 | Data Enrichment | STP_002 - 0002 | MKV |  | 2022-07-13 | [6 empty] | KELVDBC |  | RELAY,PWR;INDL,230 VAC,3 P,3PDT,250 VAC | RELAY,POWER;TYPE:INDUSTRIAL,COIL VOLTAGE:230 VAC,NUMBER OF POLES:3,CONTACT CONFIGURATION:3PDT,CONTACT VOLTAGE RATING:250 VAC,CONTACT CURRENT RATING:16 A,MAX SWITCHING VOLTAGE:250/400 VAC,MOUNTING TYPE:PLUG-IN,FREQUENCY RATING:50/60 HZ,TERMINAL TYPE:QUICK CONNECT,MATERIAL:SILVER CADMIUM OXIDE,CERTIFICATION/STANDARD:ROHS,UL,CSA,CE,VDE,ADDITIONAL FEATURES EN:GEBE,MNFR:FINDER,PTNO:62.33.8.230 | 62.33.8.230
1196958 | Data Enrichment | STP_002 - 0002 | MKV |  | 2022-07-13 | [6 empty] | KELVDBC |  | RELAY,PWR;INDL,24 VAC,3 P,3PDT,250 VAC | RELAY,POWER;TYPE:INDUSTRIAL,COIL VOLTAGE:24 VAC,NUMBER OF POLES:3,CONTACT CONFIGURATION:3PDT,CONTACT VOLTAGE RATING:250 VAC,CONTACT CURRENT RATING:16 A,MAX SWITCHING VOLTAGE:250/400 VAC,MOUNTING TYPE:PLUG-IN,FREQUENCY RATING:50/60 HZ,TERMINAL TYPE:QUICK CONNECT,MATERIAL:SILVER CADMIUM OXIDE,CERTIFICATION/STANDARD:ROHS,UL,CSA,CE,VDE,ADDITIONAL FEATURES EN:1 GEBE,MNFR:FINDER,PTNO:62.33.8.024 | 62.33.8.024
1212790 | Data Enrichment | STP_002 - 0002 | MKV |  | 2022-07-13 | [6 empty] | KELVDBC | #N/A | RELAY;110 VAC,110-690 V,3 NO-2 NC,SCHN | RELAY;COIL RATING:110 VAC,CONTACT RATING:110-690 V,CONTACT CONFIGURATION:3 NO-2 NC,MNFR:SCHNEIDER ELECTRIC,PTNO:TESYS CAD32FT | TESYS CAD32FT | 1034747 | SCHNEIDER ELECTRIC
1205812 | Data Enrichment | STP_002 - 0002 | MKV |  | 2022-07-13 | [6 empty] | KELVDBC |  | RELAY;120 VAC,7 A,250 V,5 MA,0.12 W,4PDT | RELAY;COIL RATING:120 VAC,7 A,CONTACT RATING:250 V,5 MA,0.12 W,CONTACT CONFIGURATION:4PDT,NUMBER OF POLES:4,CONTACT MATERIAL:SILVER NICKEL,MOUNTING TYPE:PLUG-IN,SIZE:WD 20.7 X HT 42.8 MM,CERTIFICATION/STANDARD:CE,RINA,CRUS,NF,VDE,ADDITIONAL FEATURES EN:-40 TO 85 DEG C,THERMIX CAN,MNFR:FINDER,PTNO:55.34-120 | 55.34-120
1185567 | Data Enrichment | STP_002 - 0002 | MKV |  | 2022-07-13 | [6 empty] | KELVDBC | #N/A | RELAY;3-PH MONITORING,208-480 VAC,8 A AT | RELAY;TYPE:3-PH MONITORING,COIL RATING:208-480 VAC,CONTACT RATING:8 A AT 250 VAC,5 A AT 24 VDC,CONTACT CONFIGURATION:SPDT,NUMBER OF POLES:1,TERMINAL TYPE:SCREW CLAMP,MOUNTING TYPE:DIN RAIL,SIZE:WD 22.5 X HT 80 X DP 99.5 MM,ENCLOSURE:IP20,CERTIFICATION/STANDARD:CE,CSA,UL,ADDITIONAL FEATURES EN:PHASE SEQUENCE 3 MONITORING,MNFR:CARLO GAVAZZI CANADA INC,PTNO:DPA01CM44 | DPA01CM44 | 1030265 | CARLO GAVAZZI CANADA INC
1197014 | Data Enrichment | STP_002 - 0002 | MKV |  | 2022-07-13 | [6 empty] | KELVDBC | #N/A | RELAY;3-PH NETWRK CTRL,290-484 V,250 VAC | RELAY;TYPE:3-PH NETWORK CONTROL,COIL RATING:290-484 V,CONTACT RATING:250 VAC,3 A,CONTACT CONFIGURATION:1 NO-1 NC,NUMBER OF POLES:3,CONTACT MATERIAL:SILVER NICKEL,TERMINAL TYPE:SCREW CLAMP,MOUNTING TYPE:RAIL,SIZE:WD 22.5 X HT 78 X DP 80 MM,ENCLOSURE:IP20/50,CERTIFICATION/STANDARD:CSA,EN,GL,IEC 60255-6,UL,ADDITIONAL FEATURES EN:ZELIO,T RANGE 38,MNFR:SCHNEIDER ELECTRIC,PTNO:RM4TA02 | RM4TA02 | 1034747 | SCHNEIDER ELECTRIC
1186092 | Data Enrichment | STP_002 - 0002 | MKV |  | 2022-07-13 | [6 empty] | KELVDBC | OEM | RELAY;ABB,1SAM250000R1004,RELAIS | RELAY;MNFR:ABB,PTNO:1SAM250000R1004,ADDITIONAL FEATURES EN:RELAIS ACTUATEUR 10T MS116-0 63550 VAC | 1SAM250000R1004 | 3000014 | ABB
1239039 | Data Enrichment | STP_002 - 0002 | MKV |  | 2022-07-13 | [6 empty] | KDELBVC | OEM | RELAY;ABB,1SBH136001R2122,ABB,NFZ22E-21 | RELAY;MNFR:ABB,PTNO:1SBH136001R2122,MNFR 1:ABB,PTNO 1:NFZ22E-21,ADDITIONAL FEATURES EN:CONTACTOR | 1SBH136001R2122 | 3000014 | ABB
1239021 | Data Enrichment | STP_002 - 0002 | MKV |  | 2022-07-13 | [6 empty] | KDELBVC | OEM | RELAY;ABB,1SBH136001R2322,ABB,NFZ22E-23 | RELAY;MNFR:ABB,PTNO:1SBH136001R2322,MNFR 1:ABB,PTNO 1:NFZ22E-23,ADDITIONAL FEATURES EN:CONTACTOR | 1SBH136001R2322 | 3000014 | ABB
1189914 | Data Enrichment | STP_002 - 0002 | MKV |  | 2022-07-13 | [6 empty] | KELVDBC | OEM | RELAY;ABB,1SVR405622R7100,110 V AC | RELAY;MNFR:ABB,PTNO:1SVR405622R7100,ADDITIONAL FEATURES EN:110 V AC CR-U110AC3L UNI 110 VAC 3C/O LED AA W63LU | 1SVR405622R7100 | 3000014 | ABB
1214708 | Data Enrichment | STP_002 - 0002 | MKV |  | 2022-07-13 | [6 empty] | KELVDBC | OEM | RELAY;ABB,CM-PVS,4.1 S,3 PHASE | RELAY;MNFR:ABB,PTNO:CM-PVS,ADDITIONAL FEATURES EN:4.1 S,3 PHASE MONITORING,2 C/O,0.1 TO 30 S,L1-L2-L3-3X300-500VAC | CM-PVS | 3000014 | ABB
1192071 | Data Enrichment | STP_002 - 0002 | MKV |  | 2022-07-13 | [6 empty] | KELVDBC | OEM | RELAY;ABB,MY2N 100/120VAC(S),OMRON MY2N | RELAY;MNFR:ABB,PTNO:MY2N 100/120VAC(S),ADDITIONAL FEATURES EN:OMRON MY2N 100/120 VAC S T11-ATPA M -191 KTOELEC SHAFT 1 | MY2N 100/120VAC(S) | 3000014 | ABB
1221946 | Data Enrichment | STP_002 - 0002 | MKV |  | 2022-07-13 | [6 empty] | KELVDBC | OEM | RELAY;ABB,MY4N 100/110VDC(S),OMRON MY4N | RELAY;MNFR:ABB,PTNO:MY4N 100/110VDC(S),ADDITIONAL FEATURES EN:OMRON MY4N 100/110 VDC S T11-ATPA M -191 KTOELEC SHAFT 1 | MY4N 100/110VDC(S) | 3000014 | ABB
1233130 | Data Enrichment | STP_002 - 0002 | MKV |  | 2022-07-13 | [6 empty] | KELVDBC |  | RELAY;AUX,250 V,10 A,C/W BAS,FIND | RELAY;TYPE:AUXILIARY,CONTACT RATING:250 V,10 A,ADDITIONAL FEATURES EN:C/W BASE,MNFR:FINDER,PTNO:5532100040 | 5532100040
1200223 | Data Enrichment | STP_002 - 0002 | MKV |  | 2022-07-13 | [6 empty] | KELVDBCQ | #N/A | RELAY;COMEWITH BAS PLC-RSC-120UC/21,PHOE | RELAY;ADDITIONAL FEATURES EN:COMEWITH BASE PLC-RSC-120UC/21,MNFR:PHOENIX PRODUCTS CO INC,PTNO:2966197 | 2966197 | 1034073 | PHOENIX PRODUCTS CO INC
1212244 | Data Enrichment | STP_002 - 0002 | MKV |  | 2022-07-13 | [6 empty] | KELVDBC | #N/A | RELAY;CTRL,220/230 VAC,10 A,690 V,3 NO-1 | RELAY;TYPE:CONTROL,COIL RATING:220/230 VAC,10 A,CONTACT RATING:690 V,CONTACT CONFIGURATION:3 NO-1 NC,TERMINAL TYPE:SCREW CLAMP,MOUNTING TYPE:DIN RAIL,PANEL,SIZE:WD 1-49/64 X HT 2-9/32 X DP 2-15/64 IN,CERTIFICATION/STANDARD:CE,CSA,UL,MNFR:SCHNEIDER ELECTRIC,PTNO:CA2KN31M7 | CA2KN31M7 | 1034747 | SCHNEIDER ELECTRIC
1208340 | Data Enrichment | STP_002 - 0002 | MKV |  | 2022-07-13 | [6 empty] | KELVDBC | OEM | RELAY;DEM,35051160,RXM4AB 2F7 110 VAC | RELAY;MINITURE,110 VAC,RXM4AB 2F7,PK11,MNFR:DEMAG,PTNO:35051160 | 35051160 | 3000026 | DEMAG
1284536 | Data Enrichment | STP_002 - 0002 | MKV |  | 2022-07-13 | [6 empty] | KDELBVC |  | RELAY;ELCTRO MECH INTFC,24 VDC,SPDT,1 P | RELAY;TYPE:ELECTRO MECHANICAL INTERFACE,COIL RATING:24 VDC,CONTACT CONFIGURATION:SPDT,NUMBER OF POLES:1,CONTACT MATERIAL:AGNI+AU,TERMINAL TYPE:SCREW,MOUNTING TYPE:RAIL,SIZE:WD 6.2 MM,ENCLOSURE:IP20,CERTIFICATION/STANDARD:CSA,EAC,RINA,CE,UL,ADDITIONAL FEATURES EN:10 EA/BOX,MNFR:FINDER,PTNO:38.51.7.024.0050 | 38.51.7.024.0050
1189243 | Data Enrichment | STP_002 - 0002 | MKV |  | 2022-07-13 | [6 empty] | KELVDBC | OEM | RELAY;SIE,35061060,MSTR 3RT1015-1AF01 | RELAY;MNFR:SIEMENS,PTNO:35061060,ADDITIONAL FEATURES EN:MASTER 3RT1015-1AF01,PK10 | 35061060 | 3000032 | SIEMENS
1195494 | Data Enrichment | STP_002 - 0002 | MKV |  | 2022-07-13 | [6 empty] | KELVDBC | OEM | RELAY;SIE,3UG4615-1CR20,DGTL MON | RELAY;MNFR:SIEMENS,PTNO:3UG4615-1CR20,ADDITIONAL FEATURES EN:DIGITAL MONITOR | 3UG4615-1CR20 | 3000032 | SIEMENS
1204427 | Data Enrichment | STP_002 - 0002 | MKV |  | 2022-07-13 | [6 empty] | KELVDBC | OEM | RELAY;SIE,3UG4617-1CR20,MONITORING,TME | RELAY;MNFR:SIEMENS,PTNO:3UG4617-1CR20,ADDITIONAL FEATURES EN:MONITORING,TIME CLOCK-PULSE,3 PHASE SUPPLY VOLTAGE DIGITAL | 3UG4617-1CR20 | 3000032 | SIEMENS
1524227 | Data Enrichment | STP_002 - 0002 | MKV |  | 2022-07-13 | [6 empty] | KEDLBVC | OEM | RELAY;SIE,55.34.9.110.0040,125 VDC 4 P,R | RELAY;MNFR:SIEMENS,PTNO:55.34.9.110.0040,ADDITIONAL FEATURES EN:125 VDC 4 P,RC-7G90-20535TG1-S53 | 55.34.9.110.0040 | 3000032 | SIEMENS
1564794 | Data Enrichment | STP_002 - 0002 | MKV |  | 2022-07-13 | [6 empty] | KEDLBVC |  | RELAY;THREE PHASE MONITORING RELAY,SPDT | RELAY;TYPE:THREE PHASE MONITORING RELAY,COIL RATING:COIL FREE,CONTACT RATING:RESISTIVE LOADS AC1 5A@250 VAC, DC12 5A@24VDC,SMALL INDUCTIVE LOADS AC15 2.5A@250VAC, DC13 2.5A@24VDC,CONTACT CONFIGURATION:SPDT,NUMBER OF POLES:3,CONTACT MATERIAL:AGSNO2,TERMINAL TYPE:SCREWS,MOUNTING TYPE:DIN RAIL,SIZE:WD 67,2 X LG 81 X THK 17,5 MM,ADDITIONAL FEATURES EN:MNFR:CARLO GAVAZZI,PTNO:DPA51CM44, POWER SUPPLY RANGE:208 - 480VAC (+-15%), 45-65HZ
1290021 | Data Enrichment | STP_002 - 0002 | MKV |  | 2022-07-13 | [6 empty] | KDELBVQC |  | RELAY;WD 5 X DP 15 X HT 28 MM,TERMNL C | RELAY;SIZE:WD 5 X DP 15 X HT 28 MM,ADDITIONAL FEATURES EN:TERMINAL C AND I SYSTEM INTEGRATION,24V,MNFR:PHOENIX CONTACT,PTNO:2961105 | 2961105
1209953 | Data Enrichment | STP_002 - 0002 | MKV |  | 2022-07-13 | [6 empty] | KELVDBCQ | OEM | SCREW;CAT,1282135 | SCREW;MNFR:CATERPILLAR,PTNO:1282135 | 1282135 | 3000003 | CATERPILLAR
1201315 | Data Enrichment | STP_002 - 0002 | MKV |  | 2022-07-13 | [6 empty] | KELVDBC | OEM | SCREW;CAT,1388454 | SCREW;MNFR:CATERPILLAR,PTNO:1388454 | 1388454 | 3000003 | CATERPILLAR
1210702 | Data Enrichment | STP_002 - 0002 | MKV |  | 2022-07-13 | [6 empty] | KELVDBC | OEM | SCREW;CAT,4L7124 | SCREW;MNFR:CATERPILLAR,PTNO:4L7124 | 4L7124 | 3000003 | CATERPILLAR
1212748 | Data Enrichment | STP_002 - 0002 | MKV |  | 2022-07-13 | [6 empty] | KELVDBC | OEM | SCREW;CAT,7Y7388,BTN HD,M5 X 0.8 X 12 MM | SCREW;MNFR:CATERPILLAR,PTNO:7Y7388,ADDITIONAL FEATURES EN:BUTTON HEAD,M5 X 0.8 X 12 MM | 7Y7388 | 3000003 | CATERPILLAR
1191438 | Data Enrichment | STP_002 - 0002 | MKV |  | 2022-07-13 | [6 empty] | KELVDBC | OEM | SCREW;CAT,7Y9099 | SCREW;MNFR:CATERPILLAR,PTNO:7Y9099 | 7Y9099 | 3000003 | CATERPILLAR
1186875 | Data Enrichment | STP_002 - 0002 | MKV |  | 2022-07-13 | [6 empty] | KELVDBC | #N/A | SENSOR,FLW;100 LPM,NO-NC,PNP/NPN,G1 IN | SENSOR,FLOW;MEASURING RANGE:100 LPM,OUTPUT TYPE:NO-NC,PNP/NPN,PROCESS CONNECTION:G1 IN FEMALE,POWER SUPPLY:1 - 5 V,100 MA,ENCLOSURE:IP65,TEMPERATURE RATING:0-90 DEG C,PRESSURE RATING:0-12 BAR,CERTIFICATION/STANDARD:CE,ROHS,UL,MNFR:FESTO,PTNO:SFAW-100T-TGI | SFAW-100T-TGI | 1031504 | FESTO
1202964 | Data Enrichment | STP_002 - 0002 | MKV |  | 2022-07-13 | [6 empty] | KELVDBC | #N/A | SENSOR,FLW;3/4 IN,100 LPM,FEST | SENSOR,FLOW;PROCESS CONNECTION:3/4 IN,ADDITIONAL FEATURES EN:100 LPM,MNFR:FESTO,PTNO:SFAW-100T-TG34-E-PNLK-PNVBA-M12 | SFAW-100T-TG34-E-PNLK-PNVBA-M12 | 1031504 | FESTO
1290029 | Data Enrichment | STP_002 - 0002 | MKV |  | 2022-07-13 | [6 empty] | KDELBVQC | #N/A | SENSOR,FLW;5-300 CM/S LIQ/200-10000 CM/S | SENSOR,FLOW;MEASURING RANGE:5-300 CM/S LIQUID/200-10000 CM/S GAS,PROCESS CONNECTION:G1/2 PROGRESSIVE RING FITTING,POWER SUPPLY:18-30 VDC,TEMPERATURE RATING:-20 TO 100 DEG C,ELECTRICAL CONNECTION:M12 CONNECTOR,PRESSURE RATING:50 BAR,ADDITIONAL FEATURES EN:SWITCH,MNFR:IFM EFECTOR INC.,PTNO:SA4100 E40258 | SA4100 E40258 | 1009884 | IFM EFECTOR CANADA INC.
1194277 | Data Enrichment | STP_002 - 0002 | MKV |  | 2022-07-13 | [6 empty] | KELVDBC | #N/A | SENSOR,FLW;ELECMAG FLUX,-12 TO 12 M/SEC | SENSOR,FLOW;TYPE:ELECTROMAGNETIC FLUX,MEASURING RANGE:-12 TO 12 M/SEC,PROCESS CONNECTION:DN350,TEMPERATURE RATING:-40 TO 65 DEG C,MOUNTING TYPE:FLANGE,CERTIFICATION/STANDARD:ATEX,CE,CSA,FM,IEC,MI-001 AND MI-005,NEPSI,OIML R49,R117,ADDITIONAL FEATURES EN:14 IN,MNFR:KHRONE,PTNO:OPTIFLUX 4000 | OPTIFLUX 4000 | 1032690 | KHRONE
1188223 | Data Enrichment | STP_002 - 0002 | MKV |  | 2022-07-13 | [6 empty] | KELVDBC | #N/A | SENSOR,FLW;ELECMAG,+-0.2%,DN80,180 DEG C | SENSOR,FLOW;TYPE:ELECTROMAGNETIC,ACCURACY:+-0.2%,PROCESS CONNECTION:DN80,TEMPERATURE RATING:180 DEG C,PRESSURE RATING:1500 BAR,MOUNTING TYPE:FLANGE,CERTIFICATION/STANDARD:ATEX,CSA,EAC,FM,IEC-EX,INMETRO,NEPSI,OIML R49,R117/MI-001 AND MI-005,MNFR:KHRONE,PTNO:OPTIFLUX 4300 | OPTIFLUX 4300 | 1032690 | KHRONE
1237353 | Data Enrichment | STP_002 - 0002 | MKV |  | 2022-07-13 | [6 empty] | KDELBCV | #N/A | SENSOR,FLW;ELEK,NAMA,EVS3100-2,HYDA | SENSOR,FLOW;TYPE:ELECTRONIC,MNFR:NAMAF CONSULTING,PTNO:EVS3100-2,MNFR 1:HYDAC,PTNO 1:3104-A-0600-000 | EVS3100-2 | 1014742 | Namaf Consulting
1239785 | Data Enrichment | STP_002 - 0002 | MKV |  | 2022-07-13 | [6 empty] | KDELBCV |  | SENSOR,FLW;PADL WHL,1-20 FT PER SEC,+/- | SENSOR,FLOW;TYPE:PADDLE WHEEL,MEASURING RANGE:1-20 FT PER SEC,ACCURACY:+/- 0.5 TO 1%,TEMPERATURE RATING:-18 TO 100 DEG C,MATERIAL:PVDF,PRESSURE RATING:203 PSI AT 68 DEG F,20 PSI AT 212 DEG F,ADDITIONAL FEATURES EN:TYPE P1530,0.5 TO 4 IN PIPE SIZE,MNFR:GF PIPING SYSTEMS,PTNO:198801663 | 198801663
1215654 | Data Enrichment | STP_002 - 0002 | MKV |  | 2022-07-13 | [6 empty] | KELVDBC |  | SENSOR,FLW;SOLID,1.5 M,24 VDC,IP65,-20 | SENSOR,FLOW;TYPE:SOLID,MEASURING RANGE:1.5 M,POWER SUPPLY:24 VDC,ENCLOSURE:IP65,TEMPERATURE RATING:-20 TO 55 DEG C,MATERIAL:DIE-CAST ALUMINUM,PRESSURE RATING:0.5 MPA,MOUNTING TYPE:FLUSH,MNFR:WADECO,PTNO:MWS-DP-24VDC | MWS-DP-24VDC
1210104 | Data Enrichment | STP_002 - 0002 | MKV |  | 2022-07-13 | [6 empty] | KELVDBC | MNFR | SENSOR,LVL;FREE SPACE RADAR,WALL BRACKET | SENSOR,LEVEL;TYPE:FREE SPACE RADAR,SIZE:CABLE LG 20 M,MOUNTING TYPE:WALL BRACKET,CERTIFICATION/STANDARD:ATEX,CSA,FM,IECEX, ADDITIONAL FEATURES EN:MICROPILOT COMPLETE,WITH REMOTE DISPLAY,FHX50-1098/0-FHX50-AACDDA,AND M,TRANSMITTER END,MNFR:ENDRESS & HAUSER,PTNO:FMR56-13Q6/0 FMR56-AABLCABNUAE | FMR56-13Q6/0 FMR56-AABLCABNUAE | 3000269 | ENDRESS & HAUSER
1190265 | Data Enrichment | STP_002 - 0002 | MKV |  | 2022-07-13 | [6 empty] | KELVDBC |  | SENSOR,LVL;LIQ,CBL,253 VAC,48 VDC,4-20 | SENSOR,LEVEL;TYPE:LIQUID,CONNECTION TYPE:CABLE,POWER SUPPLY:253 VAC,48 VDC,4-20 MA,TEMPERATURE RATING:-40 TO 80 DEG C,MATERIAL:STAINLESS STEEL,PRESSURE RATING:40 BAR,ADDITIONAL FEATURES EN:VEGAFLEX 81,MNFR:VEGABAR,PTNO:FX81.ACETIFHXDMLX | FX81.ACETIFHXDMLX
1284460 | Data Enrichment | STP_002 - 0002 | MKV |  | 2022-07-13 | [6 empty] | KDELBVC |  | SENSOR,LVL;OPTCL LVL,0.2 TO 10 M,18 TO | SENSOR,LEVEL;TYPE:OPTICAL LEVEL,MEASURING RANGE:0.2 TO 10 M,POWER SUPPLY:18 TO 30 VDC,TEMPERATURE RATING:-10 TO 60 DEG C,MATERIAL:DIE-CAST ZINC,SIZE:59 X 52 X 42 MM,PTNO:O1D300 | O1D300
1209156 | Data Enrichment | STP_002 - 0002 | MKV |  | 2022-07-13 | [6 empty] | KELVDBC |  | SENSOR,LVL;RDR,35 M,+-2 MM,HART,G1-1/2 X | SENSOR,LEVEL;TYPE:RADAR,MEASURING RANGE:35 M,ACCURACY:+-2 MM,OUTPUT TYPE:HART,CONNECTION TYPE:G1-1/2 X 1-1/2 IN NPT,POWER SUPPLY:253 VAC,48 VDC,20 MA,TEMPERATURE RATING:-40 TO 80 DEG C,MATERIAL:POLYPROPYLENE,PRESSURE RATING:-1 TO 3 BAR,MOUNTING TYPE:PANEL,CERTIFICATION/STANDARD:ATEX,CSA,EAC,FM,IEC,KOSHA,NEPSI,ADDITIONAL FEATURES EN:METER MODULE,MNFR:VEGAPLUS,PTNO:VEGAPULS 61 | VEGAPULS 61
1207908 | Data Enrichment | STP_002 - 0002 | MKV |  | 2022-07-13 | [6 empty] | KELVDBC |  | SENSOR,PHOTOELC;RECTRO-REFLCTV,7 M,3 | SENSOR,PHOTOELECTRIC;TYPE:RECTRO-REFLECTIVE,SENSING RANGE:7 M,CONNECTION TYPE:3 WIRE,DC,PNP,ADDITIONAL FEATURES EN:RECTANGULAR PLASTIC,PTNO:O5P202 | O5P202
1214409 | Data Enrichment | STP_002 - 0002 | MKV |  | 2022-07-13 | [6 empty] | KELVDBC | #N/A | SENSOR,PRES;10 BAR,2-PNP,PLG,15-30 V,100 | SENSOR,PRESSURE;MEASURING RANGE:10 BAR,OUTPUT TYPE:2-PNP,CONNECTION TYPE:PLUG,POWER SUPPLY:15-30 V,100 MA,TEMPERATURE RATING:50 DEG C,ENCLOSURE:IP65,MNFR:FESTO,PTNO:SDE3-D10M | SDE3-D10M | 1031504 | FESTO
1187081 | Data Enrichment | STP_002 - 0002 | MKV |  | 2022-07-13 | [6 empty] | KELVDBC | #N/A | SENSOR,PRES;10-160 BAR,1/4 IN BSP,120 V | SENSOR,PRESSURE;MEASURING RANGE:10-160 BAR,CONNECTION TYPE:1/4 IN BSP,POWER SUPPLY:120 V,3 A,TEMPERATURE RATING:-25 TO 70 DEG C,MATERIAL:ZINC ALLOY,SIZE:WD 35 X HT 113 X DP 75 MM,ENCLOSURE:IP65,MOUNTING TYPE:FLANGE,CERTIFICATION/STANDARD:CE,CSA,ROHS,UL,ADDITIONAL FEATURES EN:SWITCH COMMUTATE PRESSION,MNFR:SCHNEIDER ELECTRIC,PTNO:XMLB160D2S11 | XMLB160D2S11 | 1034747 | SCHNEIDER ELECTRIC
1202318 | Data Enrichment | STP_002 - 0002 | MKV |  | 2022-07-13 | [6 empty] | KELVDBC | #N/A | SENSOR,PRES;1-10 BAR,+-0.5%,G1/2 IN | SENSOR,PRESSURE;MEASURING RANGE:1-10 BAR,ACCURACY:+-0.5%,CONNECTION TYPE:G1/2 IN,POWER SUPPLY:18/32 VDC,4-20 MA,TEMPERATURE RATING:-20 TO 80 DEG C,MATERIAL:1.4404 STAINLESS STEEL 316L,SIZE:WD 100 X HT 169 MM,ENCLOSURE:IP67/69K,CERTIFICATION/STANDARD:CE,CRN,CUS,EAC,UL,MNFR:IFM EFECTOR INC.,PTNO:PG2454 | PG2454 | 1009884 | IFM EFECTOR CANADA INC.
1202356 | Data Enrichment | STP_002 - 0002 | MKV |  | 2022-07-13 | [6 empty] | KELVDBC | #N/A | SENSOR,PROXY;12 MM,PNP,10-30 V,0-200 MA | SENSOR,PROXIMITY;SENSING RANGE:12 MM,OUTPUT TYPE:PNP,ELECTRICAL RATING:10-30 V,0-200 MA,ENCLOSURE:IP67,MATERIAL:NICKEL PLATED BRASS CASE,SWITCHING FREQUENCY:0-1000 HZ,SIZE:DIA 18 X LG 65 MM,CERTIFICATION/STANDARD:CE,CSA,UL,ADDITIONAL FEATURES EN:FOR PNEUMATIC DIAPHRAGM VALVE,-25 TO 70 DEG C,LIMIT SWITCH,MNFR:PEPPERL AND FUCHS INC,PTNO:NBN12-18GM50-A2-V1 | NBN12-18GM50-A2-V1 | 1034029 | PEPPERL AND FUCHS INC
1201882 | Data Enrichment | STP_002 - 0002 | MKV |  | 2022-07-13 | [6 empty] | KELVDBC | #N/A | SENSOR,PROXY;5 MM,2 WIRE,5-60 V,2-100 MA | SENSOR,PROXIMITY;SENSING RANGE:5 MM,OUTPUT TYPE:2 WIRE,ELECTRICAL RATING:5-60 V,2-100 MA,CABLE LENGTH:2 M,ENCLOSURE:IP67,SWITCHING FREQUENCY:0-350 HZ,CERTIFICATION/STANDARD:CSA,IEC,UL,ADDITIONAL FEATURES EN:NORMALLY OPEN,BRAY P AND F METER,SWITCH,MNFR:PEPPERL AND FUCHS INC,PTNO:NCB5-18GM40-Z | NCB5-18GM40-Z | 1034029 | PEPPERL AND FUCHS INC
1202452 | Data Enrichment | STP_002 - 0002 | MKV |  | 2022-07-13 | [6 empty] | KELVDBC | #N/A | SENSOR,PROXY;INDTVE,10 MM,1 NC,CBL | SENSOR,PROXIMITY;TYPE:INDUCTIVE,SENSING RANGE:10 MM,OUTPUT TYPE:1 NC,CONNECTION TYPE:CABLE,ELECTRICAL RATING:24-240 VAC/DC,24-210 VDC,350 MA AC,200 MA DC,CABLE LENGTH:2 M,ENCLOSURE:IP67,MATERIAL:PPS,SWITCHING FREQUENCY:800 HZ,MOUNTING TYPE:FLUSH,SIZE:M30 X 1.5 MM,LG 81 MM,ADDITIONAL FEATURES EN:120-3000C/MN,MNFR:SCHNEIDER ELECTRIC,PTNO:XSAV12801 | XSAV12801 | 1034747 | SCHNEIDER ELECTRIC
1289707 | Data Enrichment | STP_002 - 0002 | MKV |  | 2022-07-13 | [6 empty] | KDELBVQC |  | SENSOR,PROXY;INDTVE,10 MM,NO,2-WIRE | SENSOR,PROXIMITY;TYPE:INDUCTIVE,SENSING RANGE:10 MM,OUTPUT TYPE:NO,2-WIRE,CONNECTION TYPE:4-PIN M12 X 1 MM CONNECTOR,ELECTRICAL RATING:6-30 VDC,2-200 MA,ENCLOSURE:IP67,MATERIAL:STAINLESS STEEL 1.4305/AISI 303,SWITCHING FREQUENCY:200 HZ,MOUNTING TYPE:FLUSH,CERTIFICATION/STANDARD:CCC,CSA,UL,ADDITIONAL FEATURES EN:F NMB10-18GM65-Z4-V1,MNFR:PEPPERL+FUCHS,PTNO:912736 | 912736
1218687 | Data Enrichment | STP_002 - 0002 | MKV |  | 2022-07-13 | [6 empty] | KELVDBC | #N/A | SENSOR,PROXY;INDTVE,12 MM,1 NO,CBL | SENSOR,PROXIMITY;TYPE:INDUCTIVE,SENSING RANGE:12 MM,OUTPUT TYPE:1 NO,CONNECTION TYPE:CABLE,ELECTRICAL RATING:20-250 VAC/DC,2.5 MA,CABLE LENGTH:2 M,ENCLOSURE:IP67,MATERIAL:PBT,SWITCHING FREQUENCY:25 HZ AC,100 HZ DC,MOUNTING TYPE:NON-FLUSH,SIZE:M18 X 1 MM,ADDITIONAL FEATURES EN:FOR WOL PROJECT INSTALLATION,MNFR:IFM EFECTOR INC.,PTNO:IG0374 | IG0374 | 1009884 | IFM EFECTOR CANADA INC.
1201142 | Data Enrichment | STP_002 - 0002 | MKV |  | 2022-07-13 | [6 empty] | KELVDBC | #N/A | SENSOR,PROXY;INDTVE,22 MM,NO,PNP/NPN,CBL | SENSOR,PROXIMITY;TYPE:INDUCTIVE,SENSING RANGE:22 MM,OUTPUT TYPE:NO,PNP/NPN,CONNECTION TYPE:CABLE,ELECTRICAL RATING:10/36 VDC,2 MA LOAD,100 MA SWITCHING,CABLE LENGTH:6 M,ENCLOSURE:IP67/69K,MATERIAL:STAINLESS STEEL THREADED SLEEVE,NATURAL LCP SENSING FACE,PEI LED WINDOW,BRASS LOCK NUTS,SWITCHING FREQUENCY:100 HZ DC,MOUNTING TYPE:NON-FLUSH,SIZE:M30 X 1.5 MM PITCH X LG 81 MM,CERTIFICATION/STANDARD:UL, | IIM203 | 1009884 | IFM EFECTOR CANADA INC.
1208801 | Data Enrichment | STP_002 - 0002 | MKV |  | 2022-07-13 | [6 empty] | KELVDBC | #N/A | SENSOR,PROXY;INDTVE,NO,CBL,20-250 VAC | SENSOR,PROXIMITY;TYPE:INDUCTIVE,OUTPUT TYPE:NO,CONNECTION TYPE:CABLE,ELECTRICAL RATING:20-250 VAC,10-300 VDC,100 MA,CABLE LENGTH:2.5 M,ENCLOSURE:IP65/67,MATERIAL:PVC,SWITCHING FREQUENCY:20 HZ AC,60 HZ DC,MOUNTING TYPE:FLUSH,SIZE:M12,MNFR:FESTO,PTNO:SIED-M12B-ZS-K-L | SIED-M12B-ZS-K-L | 1031504 | FESTO
1194308 | Data Enrichment | STP_002 - 0002 | MKV |  | 2022-07-13 | [6 empty] | KELVDBC | MNFR | SENSOR,ULTSNC;10 M LIQUID,5 M,1 IN NPT | SENSOR,ULTRASONIC;SENSING RANGE:10 M LIQUID,5 M,BULK MATERIAL,POWER SUPPLY:100/240 VAC,24 VDC,CONNECTION TYPE:1 IN NPT, TEMPERATURE RATING:-40 TO 80 DEG C,PVDF,SWITCHING FREQUENCY:43 KHZ,SIZE:DIA 70 X HT 138 MM,CERTIFICATION/STANDARD:CE,EX,EN 60529, EN,61326,IP68,NEMA 6P,ADDITIONAL FEATURES EN:LEVEL PROSONICS,MNFR:ENDRESS & HAUSER,PTNO:FDU91 | FDU91 | 3000269 | ENDRESS & HAUSER
1199958 | Data Enrichment | STP_002 - 0002 | MKV |  | 2022-07-13 | [6 empty] | KELVDBC | MNFR | SENSOR,ULTSNC;10 M LIQUID,5 M,1 IN NPT | SENSOR,ULTRASONIC;SENSING RANGE:10 M LIQUID,5 M,BULK MATERIAL,POWER SUPPLY:100/240 VAC,24 VDC,CONNECTION TYPE:1 IN NPT, TEMPERATURE RATING:-40 TO 80 DEG C,PVDF,SWITCHING FREQUENCY:43 KHZ,SIZE:DIA 70 X HT 138 MM,CERTIFICATION/STANDARD:CE,EX,EN 60529, EN,61326,IP68,NEMA 6P,ADDITIONAL FEATURES EN:PROSONICS,MNFR:ENDRESS & HAUSER,PTNO:FDU91-RN6AA | FDU91-RN6AA | 3000269 | ENDRESS & HAUSER
1189801 | Data Enrichment | STP_002 - 0002 | MKV |  | 2022-07-13 | [6 empty] | KELVDBC | MNFR | SENSOR,ULTSNC;20 M FLUID,10 M,1 IN NPT | SENSOR,ULTRASONIC;SENSING RANGE:20 M FLUID,10 M,BULK MATERIAL,POWER SUPPLY:100/240 VAC,24 VDC,CONNECTION TYPE:1 IN NPT, TEMPERATURE RATING:-40 TO 95 DEG C,PVDF,SWITCHING FREQUENCY:30 KHZ,SIZE:DIA 98 X HT 153? MM,CERTIFICATION/STANDARD:CE,EX,EN 60529, EN,61326,IP68,NEMA 6P,MNFR:ENDRESS & HAUSER,PTNO:FDU92-RG3A | FDU92-RG3A | 3000269 | ENDRESS & HAUSER
1244271 | Data Enrichment | STP_002 - 0002 | MKV |  | 2022-07-13 | [6 empty] | KDELBVC | MNFR | SENSOR,ULTSNC;ENDH,FMU40-1RB2A2,PROSONIC | SENSOR,ULTRASONIC;MNFR:ENDRESS <(>&<)> HAUSER,PTNO:FMU40-1RB2A2,TYPE:PROSONIC MEASUREMENT,POWER SUPPLY:10.5-32 VDC,OUTPUT TYPE:4-20 MA HART,CONNECTION TYPE:G/ NPT 1-1/2 IN,TEMPERATURE RATING:20 DEG C,SWITCHING FREQUENCY:70 KHZ | FMU40-1RB2A2 | 3000269 | ENDRESS & HAUSER
1567242 | Data Enrichment | STP_002 - 0002 | MKV |  | 2022-07-13 | [6 empty] | KEDLBVC |  | SENSOR; RADAR,4-20 MA,M12-1.75, 220VOLT | SENSOR;TYPE: RADAR,SENSING RANGE:4-20 MA,CONNECTION TYPE:M12-1.75,ELECTRICAL RATING: 220VOLT,ADDITIONAL FEATURES EN:FOR CONTINUOUS LEVEL MESUREMENT OF BULK SOLIDS,VEGAPULS 69,ZA140873933,MNFR:VEGA,PTNO:PS69.AXBASDHXKMKXX
1195383 | Data Enrichment | STP_002 - 0002 | MKV |  | 2022-07-13 | [6 empty] | KELVDBC | OEM | SENSOR;CAT,4704959,ASSY | SENSOR;MNFR:CATERPILLAR,PTNO:4704959,ADDITIONAL FEATURES EN:ASSEMBLY | 4704959 | 3000003 | CATERPILLAR
1289654 | Data Enrichment | STP_002 - 0002 | MKV |  | 2022-07-13 | [6 empty] | KDELBVQC |  | SENSOR;INDTVE,10 MM,PLG,6-30 VDC,2-200 | SENSOR;TYPE:INDUCTIVE,SENSING RANGE:10 MM,CONNECTION TYPE:PLUG,ELECTRICAL RATING:6-30 VDC,2-200 MA,ENCLOSURE:IP67,MATERIAL:STAINLESS STEEL 1.4305/AISI 303,MOUNTING TYPE:FLUSH,CERTIFICATION/STANDARD:CCC,CSA,UL,ADDITIONAL FEATURES EN:91273,MNFR:PEPPERL+FUCHS,PTNO:NMB10-18GM65-Z4-V1 | NMB10-18GM65-Z4-V1
1187835 | Data Enrichment | STP_002 - 0002 | MKV |  | 2022-07-13 | [6 empty] | KELVDBC | MNFR | SENSOR;OXY,IP68,SS,1.4435 AISI 316L | SENSOR;TYPE:OXYGEN,ENCLOSURE:IP68,MATERIAL:STAINLESS STEEL,1.4435 AISI 316L,MNFR:ENDRESS & HAUSER,PTNO:COS22D-11V0/0 | COS22D-11V0/0 | 3000269 | ENDRESS & HAUSER
1233217 | Data Enrichment | STP_002 - 0002 | MKV |  | 2022-07-13 | [6 empty] | KELVDBC |  | SENSOR;RADAR,15 M,M20 CBLE GLAND PA BLK | SENSOR;TYPE:RADAR,SENSING RANGE:15 M,CONNECTION TYPE:M20 CABLE GLAND PA BLACK DIA 5 TO 9 MM,ELECTRICAL RATING:4 TO 20 MA HART,MOUNTING TYPE:THREAD,SIZE:G1/2 IN,CERTIFICATION/STANDARD:ATEX,CSA,EAC,FM,IEC,ADDITIONAL FEATURES:-1 TO 3 BAR,IP66/IP67/IP68,TRANSMITTER TANK LEVEL,MNFR:VEGAPULS 31,PTNO:PS31.XXXXXGMHB | PS31.XXXXXGMHB
1217350 | Data Enrichment | STP_002 - 0002 | MKV |  | 2022-07-13 | [6 empty] | KELVDBC | #N/A | SENSOR;RETRO-REFLCTV,0.5-5 M,M12,10/50 | SENSOR;TYPE:RETRO-REFLECTIVE,SENSING RANGE:0.5-5 M,CONNECTION TYPE:M12,ELECTRICAL RATING:10/50 VDC,40 MA,ENCLOSURE:IP65,MATERIAL:PBT,CERTIFICATION/STANDARD:UL,CSA,EAC,CE,ADDITIONAL FEATURES EN:PLASTICS PRISMATIC REFLECTOR DIA 80 E20005,MNFR:IFM EFECTOR INC.,PTNO:OT5013 | OT5013 | 1009884 | IFM EFECTOR CANADA INC.
1223077 | Data Enrichment | STP_002 - 0002 | MKV |  | 2022-07-13 | [6 empty] | KELVDBC |  | SET;NDX JOBBER DRILL,25,HSS | SET;TYPE:NDX JOBBER DRILL,NUMBER OF ITEMS:25,MATERIAL:HIGH SPEED STEEL,SIZE RANGE:1-13 X 0.5 MM,ADDITIONAL FEATURES EN:HEAVY DUTY SERIES,STRAIGHT SHANK,IN METAL CASE,MNFR:SOMTA,PTNO:1770025
1194668 | Data Enrichment | STP_002 - 0002 | MKV |  | 2022-07-13 | [6 empty] | KELVDBC |  | SHACKLE;SCRW PIN AHR,1 IN,OD 2-3/8 X WD | SHACKLE;TYPE:SCREW PIN ANCHOR,SIZE:1 IN,OD 2-3/8 X WD 1-11/16 IN BETWEEN EYE,LOAD RATING:8-1/2 TON,MATERIAL:FORGED STEEL,INSIDE WIDTH:2-11/16 IN,INSIDE LENGTH:3-3/4 IN,PIN SIZE:DIA 1-1/8 IN,COATING/FINISH:HOT DIP GALVANIZED,CERTIFICATION/STANDARD:RR-C-271G,TYPE IVA,GRADE A,CLASS 2,ASME B30.26,ABS,CE,ADDITIONAL FEATURES EN:GENWINE,MNFR:CROSBY,PTNO:1018534 | 1018534
1205565 | Data Enrichment | STP_002 - 0002 | MKV |  | 2022-07-13 | [6 empty] | KELVDBC |  | SHACKLE;SCRW PIN AHR,3/4 IN,OD 1-13/16 X | SHACKLE;TYPE:SCREW PIN ANCHOR,SIZE:3/4 IN,OD 1-13/16 X WD 1-1/4 IN BETWEEN EYE,LOAD RATING:4-3/4 TON,MATERIAL:FORGED STEEL,INSIDE WIDTH:2 IN,INSIDE LENGTH:2-13/16 IN,PIN SIZE:DIA 7/8 IN,COATING/FINISH:HOT DIP GALVANIZED,CERTIFICATION/STANDARD:RR-C-271G,TYPE IVA,GRADE A,CLASS 2,ASME B30.26,ABS,CE,ADDITIONAL FEATURES EN:GENWINE,MNFR:CROSBY,PTNO:1018491 | 1018491
1192749 | Data Enrichment | STP_002 - 0002 | MKV |  | 2022-07-13 | [6 empty] | KELVDBC | OEM | SLEEVE;CAT,6G9698,BRG,MUFF | SLEEVE;MNFR:CATERPILLAR,PTNO:6G9698,ADDITIONAL FEATURES EN:BEARING,MUFF | 6G9698 | 3000003 | CATERPILLAR
1197857 | Data Enrichment | STP_002 - 0002 | MKV |  | 2022-07-13 | [6 empty] | KELVDBC | OEM | STARTER;ABB,1SAM350000R1011,MOT MS132-16 | STARTER;MNFR:ABB,PTNO:1SAM350000R1011,ADDITIONAL FEATURES EN:MOTOR MS132-16 | 1SAM350000R1011 | 3000014 | ABB
1058353 | Data Enrichment | STP_002 - 0002 | MKV |  | 2022-07-13 | [6 empty] | KELVDBC | OEM | STUD,ASSY;CAT,2873049,W/ BOLT | STUD,ASSEMBLY;MNFR:CATERPILLAR,PTNO:2873049,ADDITIONAL FEATURES EN:WITH BOLT | 2873049 | 3000003 | CATERPILLAR
1038243 | Data Enrichment | STP_002 - 0002 | MKV |  | 2022-07-13 | [6 empty] | KELVDBC | OEM | STUD;CAT,1595772 | STUD;MNFR:CATERPILLAR,PTNO:1595772 | 1595772 | 3000003 | CATERPILLAR
1214902 | Data Enrichment | STP_002 - 0002 | MKV |  | 2022-07-13 | [6 empty] | KELVDBC | OEM | STUD;CAT,1623148 | STUD;MNFR:CATERPILLAR,PTNO:1623148 | 1623148 | 3000003 | CATERPILLAR
1090955 | Data Enrichment | STP_002 - 0002 | MKV |  | 2022-07-13 | [6 empty] | KELVDBC | OEM | STUD;CAT,1906103 | STUD;MNFR:CATERPILLAR,PTNO:1906103 | 1906103 | 3000003 | CATERPILLAR
1038541 | Data Enrichment | STP_002 - 0002 | MKV |  | 2022-07-13 | [6 empty] | KELVDBC | OEM | STUD;CAT,2000999 | STUD;MNFR:CATERPILLAR,PTNO:2000999 | 2000999 | 3000003 | CATERPILLAR
1056975 | Data Enrichment | STP_002 - 0002 | MKV |  | 2022-07-13 | [6 empty] | KELVDBC | OEM | STUD;CAT,3217848,WHL | STUD;MNFR:CATERPILLAR,PTNO:3217848,ADDITIONAL FEATURES EN:WHEEL | 3217848 | 3000003 | CATERPILLAR
1193823 | Data Enrichment | STP_002 - 0002 | MKV |  | 2022-07-13 | [6 empty] | KELVDBCQ | OEM | STUD;CAT,9K7807 | STUD;MNFR:CATERPILLAR,PTNO:9K7807 | 9K7807 | 3000003 | CATERPILLAR
1220459 | Data Enrichment | STP_002 - 0002 | MKV |  | 2022-07-13 | [6 empty] | KELVDBC | OEM | SWITCH;SIE,3RV2011-1DA10,SGNLNG,SIRIUS | SWITCH;MNFR:SIEMENS,PTNO:3RV2011-1DA10,ADDITIONAL FEATURES EN:SIGNALING,SIRIUS | 3RV2011-1DA10 | 3000032 | SIEMENS
1193337 | Data Enrichment | STP_002 - 0002 | MKV |  | 2022-07-13 | [6 empty] | KELVDBC | MNFR | TIRE;GOOD,11R22.5,RADIAL,PNEUMATIC | TIRE;MNFR:GOODYEAR,PTNO:11R22.5,TYPE:RADIAL,PNEUMATIC,SIZE:DIA 41-1/2 X WD,11.1 X RIM 8-1/4 IN,ADDITIONAL FEATURES EN:WORKSHOP | 11R22.5 | 3000285 | GOODYEAR
1193941 | Data Enrichment | STP_002 - 0002 | MKV |  | 2022-07-13 | [6 empty] | KELVDBC | MNFR | TIRE;GOOD,35/65RR33 RL-5K 6S L5 20/20,RA | TIRE;MNFR:GOODYEAR,PTNO:35/65RR33 RL-5K 6S L5 20/20,TYPE:RADIAL,TUBELESS,PNEUMATIC,SIZE:DIA 81.9 X WD,35.6 X RIM 28 IN,ADDITIONAL FEATURES EN:65 ASPECT RATIO,257,REVS/MILE,W59 | 35/65RR33 RL-5K 6S L5 20/20 | 3000285 | GOODYEAR
1213613 | Data Enrichment | STP_002 - 0002 | MKV |  | 2022-07-13 | [6 empty] | KELVDBC | MNFR | TIRE;GOOD,385/65R22.5,RADIAL,TUBELESS,PN | TIRE;MNFR:GOODYEAR,PTNO:385/65R22.5,TYPE:RADIAL,TUBELESS,PNEUMATIC,SIZE:DIA 42.5 X WD 14.9,X RIM 11-3/4 IN,LOAD CAPACITY:9370 LB, ADDITIONAL FEATURES EN:REGROUVABLE-UNISTEEL,G307,W,ORKSHOP,65,ASPECT RATIO,488 RPM | 385/65R22.5 | 3000285 | GOODYEAR
1197728 | Data Enrichment | STP_002 - 0002 | MKV |  | 2022-07-13 | [6 empty] | KELVDBC |  | TIRE;RDL TUBE,DIA 40.11 X WD 10.19 X RIM | TIRE;TYPE:RADIAL TUBE,SIZE:DIA 40.11 X WD 10.19 X RIM 7 IN,CERTIFICATION/STANDARD:DOT,ECE,GCC,ISO,ISO 9001,PTNO:900R20 | 900R20
1218290 | Data Enrichment | STP_002 - 0002 | MKV |  | 2022-07-13 | [6 empty] | KELVDBC |  | TRANSFORMER;550/575/600 V PRIMARY | TRANSFORMER;VOLTAGE RATING:550/575/600 V PRIMARY,110/115/120/220/230/240 V SECONDARY,CURRENT RATING:8.33/4.17 A,FREQUENCY RATING:60 HZ,CERTIFICATION/STANDARD:UL,ADDITIONAL FEATURES EN:GENERAL PURPOSE,176 DEG F,WD 5-1/4 X HT 4.94 X DP 6-1/2 IN,PTNO:PH1000AJ | PH1000AJ
1204740 | Data Enrichment | STP_002 - 0002 | MKV |  | 2022-07-13 | [6 empty] | KELVDBC | OEM | TRANSMITTER;H307F201128, RTRCTBL WTH BAL | TRANSMITTER;TYPE:H307F201128, RETRACTABLE WITH BALL VALVE ,MEASURING RANGE:1BAR/100KPA/15PSI RELATIF, 10MH2O/33FTH2O/400INH2O,ACCURACY:STANDARD,OUTPUT TYPE:4-20MA HART,SUPPLY VOLTAGE:18 - 32 VDC,MOUNTING TYPE:TARAUDAGE G1/2, IP66/68 NEMA4X/6P,DISPLAY TYPE:LCD, BOUTON ON DISPLAY/ELECTRONIC,PRESSURE RATING:10BAR/1MPA/150PSI,MATERIAL:CELL CERAMIC CERAPHIRE,ENCLOSURE:F15 INOX HYGIENIQUE,FENETRE EN VERRE,SIZE:G1/2,HAZARD CLASS:IP66/68,MNFR:ENDRESS <(>&<)> HAUSER,PTNO:PMC51-AA21RC1HGBYYYA | PMC51-AA21RC1HGBYYYA | 3000030 | OUTOTEC
5004256 | Data Enrichment | STP_002 - 0002 | MKV |  | 2022-07-13 | [6 empty] | KDELCV | OEM | TRUCK;TOY,,LAND CRUISER V8 | TRUCK;MNFR:TOYOTA,PTNO:VDJ79L-DKMRYV |  | 3000012 | TOYOTA
5004255 | Data Enrichment | STP_002 - 0002 | MKV |  | 2022-07-13 | [6 empty] | KDELCV | OEM | TRUCK;TOY,,LAND CRUISER V8, 4.5L TURBO | TRUCK;MNFR:TOYOTA,PTNO:VDJ78L-RJMRYV |  | 3000012 | TOYOTA
5004258 | Data Enrichment | STP_002 - 0002 | MKV |  | 2022-07-13 | [6 empty] | KDELCV | OEM | TRUCK;TOY,,LAND CRUISER VDJ76LX WAGON 4 | TRUCK;MNFR:TOYOTA,PTNO:VDJ76LX |  | 3000012 | TOYOTA
1210200 | Data Enrichment | STP_002 - 0002 | MKV |  | 2022-07-13 | [6 empty] | KELVDBC |  | VALVE,CHK;DOUBLE DISK,NOM 2 IN,FLNG,PN25 | VALVE,CHECK;TYPE:DOUBLE DISK,NOMINAL SIZE:2 IN,END CONNECTION:FLANGE,END TO END DISTANCE:54 MM,CONFIGURATION:DOUBLE DISK,BODY MATERIAL:STAINLESS STEEL 316L,PRESSURE CLASS/RATING:PN25,TEMPERATURE RATING:-25 TO 180 DEG C,SOFTGOODS:FKM SEAL/GASKET,ADDITIONAL FEATURES EN:MNFR BENE INOX PTNO 458772-50
1195251 | Data Enrichment | STP_002 - 0002 | MKV |  | 2022-07-13 | [6 empty] | KELVDBC |  | VALVE,CHK;DOUBLE DISK,NOM 4 IN,FLNG,PN25 | VALVE,CHECK;TYPE:DOUBLE DISK,NOMINAL SIZE:4 IN,END CONNECTION:FLANGE,END TO END DISTANCE:64 MM,BODY MATERIAL:STAINLESS STEEL 316L, PRESSURE CLASS/RATING:PN25,TEMPERATURE RATING:-25 TO 180 DEG C,SOFTGOODS:FKM SEAL/GASKET,ADDITIONAL FEATURES EN:MNFR BENE INOX PTNO 458772-100
1219994 | Data Enrichment | STP_002 - 0002 | MKV |  | 2022-07-13 | [6 empty] | KELVDBC |  | WRENCH,COMB;1B,RNG MTH,OPENEND,COMBINED | WRENCH,COMBINATION;TYPE:1B,RING MOUTH,OPEN END,COMBINED KEY,NOMINAL SIZE:60 MM,OVERALL LENGTH:660 MM,OFFSET ANGLE:10 DEG,NUMBER OF POINTS:12,MATERIAL:STEEL,COATING/FINISH:CHROME VANADIUM 31CRV3,CERTIFICATION/STANDARD:ISO 3318/7738,DIN 3113,ADDITIONAL FEATURES EN:W59,MNFR:GEDORE,PTNO:6004070 | 6004070
1206678 | Data Enrichment | STP_002 - 0002 | MKV |  | 2022-07-13 | [6 empty] | KELVDBC | #N/A | XFORMER,CUR;720 V,200 A PRIMARY,5 A SEC | TRANSFORMER,CURRENT;VOLTAGE RATING:720 V,CURRENT RATING:200 A PRIMARY,5 A SECONDARY,BURDEN POWER:7 VA,FREQUENCY RATING:50/60 HZ,MOUNTING TYPE:SYMMETRICAL RAIL,ENCLOSURE:IP20,SIZE:ID 22 X WD 30 X HT 10 MM,CERTIFICATION/STANDARD:IEC 38-1,44-1,NEF 42502,VDE 0414,BS7626,ADDITIONAL FEATURES EN:-5 TO 55 DEG C,MERLIN GERIN,MNFR:SCHNEIDER ELECTRIC,PTNO:16460 | 16460 | 1034747 | SCHNEIDER ELECTRIC
1320867 | Data Enrichment | STP_002 - 0002 | MKV |  | 2022-07-13 | [6 empty] | KELVDB |  | XMITTER,LVL;SS 316L,PMP55-AA2 1JA2HGKCXJ | TRANSMITTER,LEVEL;MATERIAL:STAINLESS STEEL 316L,PTNO:PMP55-AA2 1JA2HGKCXJA1A+JA | PMP55-AA2 1JA2HGKCXJA1A+JA
1216798 | Data Enrichment | STP_002 - 0002 | MKV |  | 2022-07-13 | [6 empty] | KELVDBC | MNFR | XMITTER,LVL;ULTRASONIC,10 M FLUID,5 M,AL | TRANSMITTER,LEVEL;TYPE:ULTRASONIC,MEASURING RANGE:10 M FLUID,5 M,BULK MATERIAL,OUTPUT TYPE:2 WIRE,4-20 MA HART,CONNECTION TYPE:3 IN UNIVERSAL FLANGE,ALUMINUM,TEMPERATURE RATING:-40 TO 80 DEG C,ENCLOSURE:IP68,NEMA 6P,SIZE:WD 6.4 X LG 4.3 IN, CERTIFICATION/STANDARD:CE,EN 60529,61326,NAMUR,ADDITIONAL FEATURES EN:PROSONIC M,MNFR:ENDRESS & HAUSER,PTNO:FMU42-APB2A22A | FMU42-APB2A22A | 3000269 | ENDRESS & HAUSER
1220621 | Data Enrichment | STP_002 - 0002 | MKV |  | 2022-07-13 | [6 empty] | KELVDBC | MNFR | XMITTER,LVL;ULTRASONIC,20 M FLUID,10 M | TRANSMITTER,LEVEL;TYPE:ULTRASONIC,MEASURING RANGE:20 M FLUID,10 M,BULK MATERIAL,OUTPUT TYPE:2 WIRE,4-20 MA HART,CONNECTION TYPE:6 IN UNIVERSAL FLANGE,ALUMINUM,TEMPERATURE RATING:-40 TO 80 DEG C,ENCLOSURE:IP68,NEMA 6P,SIZE:WD 6.4 X LG 4.3 IN, CERTIFICATION/STANDARD:CE,EN 60529,61326,NAMUR,ADDITIONAL FEATURES EN:PROSONIC M,MNFR:ENDRESS & HAUSER,PTNO:FMU44-AEB2A2 | FMU44-AEB2A2 | 3000269 | ENDRESS & HAUSER
1204156 | Data Enrichment | STP_002 - 0002 | MKV |  | 2022-07-13 | [6 empty] | KELVDBC | MNFR | XMITTER,LVL;ULTRASONIC,UPTO 70 M,4-20 MA | TRANSMITTER,LEVEL;TYPE:ULTRASONIC,MEASURING RANGE:UPTO 70 M,ACCURACY:+-2 MM + 0.17%,OUTPUT TYPE:4-20 MA,SUPPLY VOLTAGE:90/253 VAC, MOUNTING TYPE:RAIL,MATERIAL:POLYCARBONATE,TEMPERATURE RATING:-40 TO 60 DEG C,ENCLOSURE:IP66,NEMA 4X,SIZE:WD 150 X LG 215 X HT 180 MM,CERTIFICATION/STANDARD:ATEX,ADDITIONAL FEATURES EN:PROSONIC,MNFR:ENDRESS & HAUSER,PTNO:FMU90-R11CA131AA1A | FMU90-R11CA131AA1A | 3000269 | ENDRESS & HAUSER
1206429 | Data Enrichment | STP_002 - 0002 | MKV |  | 2022-07-13 | [6 empty] | KELVDBC |  | XMITTER,TEMP;RTD 2 WRE,-50 TO 100 DEG C | RANSMITTER,TEMPERATURE;TYPE:RTD 2 WIRE,MEASURING RANGE:-50 TO 100 DEG C,ACCURACY:<(><<)>0.2 K,INPUT TYPE:PT100,OUTPUT TYPE:4-20 MA,CONNECTION TYPE:(4) CAPTIVE SCREW,MATERIAL:PLASTIC,SUPPLY VOLTAGE:12-35 VDC,SIZE:WD 22 MM,HAZARD CLASS:NON-HAZARDOUS,CERTIFICATION/STANDARD:ATEX II3G EX NA IIC T6 FM+CSA IS,NI,CLASS I,DIV.1+2,CROUP ABCD,ADDITIONAL FEATURES:DIN RAIL,MNFR:ENDRESS <(>&<)> HAUSER,PTNO:TMT127-A21BAA | TMT127-A21BAA
1191097 | Data Enrichment | STP_002 - 0002 | MKV |  | 2022-07-13 | [6 empty] | KELVDBC |  | XMTR,ABS PRES;0-250 BAR,0.2%,4-20 MA | TRANSMITTER,ABSOLUTE PRESSURE;MEASURING RANGE:0-250 BAR,ACCURACY:0.2%,OUTPUT TYPE:4-20 MA,CONNECTION TYPE:G1/2 IN,COMMUNICATION PROTOCOL:HART,HOUSING MATERIAL:PLASTIC,ENCLOSURE:IP66/67,NEMA 6P,SIZE:HT 73 MM,CERTIFICATION/STANDARD:CE,ADDITIONAL FEATURES EN:-40 TO 105D DEG C,COUPLE TORQUE TRANSDUCER,MNFR:VEGABAR,PTNO:B83.AXDUSGNSHXKIX | B83.AXDUSGNSHXKIX
1213688 | Data Enrichment | STP_002 - 0002 | MKV |  | 2022-07-13 | [6 empty] | KELVDBC | #N/A | XMTR,ABS PRES;0-400 BAR,1%,4-20 MA,8-33 | TRANSMITTER,ABSOLUTE PRESSURE;MEASURING RANGE:0-400 BAR,ACCURACY:1%,OUTPUT TYPE:4-20 MA,SUPPLY VOLTAGE:8-33 VDC,CONNECTION TYPE:G1/4 IN X MNPT,MOUNTING TYPE:TOP RAIL,DISPLAY TYPE:LED,HOUSING MATERIAL:STAINLESS STEEL 1.4305,ENCLOSURE:IP65/67,ADDITIONAL FEATURES EN:-20 TO 70 DEG C,ELECTRONIC PRESSURE SENSOR,TRANSDUCER,MNFR:BUHLER LTD,PTNO:PT700-400 | PT700-400 | 1030069 | BUHLER LTD
1210416 | Data Enrichment | STP_002 - 0002 | MKV |  | 2022-07-13 | [6 empty] | KELVDBC |  | XMTR,ABS PRES;0-6 BAR,4-20 MA,24 VDC | TRANSMITTER,ABSOLUTE PRESSURE;MEASURING RANGE:0-6 BAR,OUTPUT TYPE:4-20 MA,SUPPLY VOLTAGE:24 VDC,CONNECTION TYPE:G1/2 IN X MNPT,ENCLOSURE:IP67,SIZE:DIA 45 X LG 70 MM,CERTIFICATION/STANDARD:CE,ADDITIONAL FEATURES EN:-20 TO 70 DEG C,CONTAINS WITH DISPLAY,HONSBERG COMES WITH LUBETECH SERVICES,MNFR:OMNI,PTNO:OMNI-P | OMNI-P
1233218 | Data Enrichment | STP_002 - 0002 | MKV |  | 2022-07-13 | [6 empty] | KELVDBC |  | XMTR,ABS PRES;-1 TO 100 BAR,4-20 MA | TRANSMITTER,ABSOLUTE PRESSURE;MEASURING RANGE:-1 TO 100 BAR,OUTPUT TYPE:4-20 MA,CONNECTION TYPE:G1/2 IN NPT FRONT FLUSH, COMMUNICATION PROTOCOL:HART,HOUSING MATERIAL:STAINLESS STEEL 316L,ENCLOSURE:IP66/67,SIZE:DIA 80 X LG 112 MM, CERTIFICATION/STANDARD:ATEX,CSA,EAC (GOST),FM,SIL,ADDITIONAL FEATURES:TANK,B82.AXC3S NEAR,MNFR:VEGA,PTNO:VEGABAR82B82AXC3S | VEGABAR82B82AXC3S
1244272 | Data Enrichment | STP_002 - 0002 | MKV |  | 2022-07-13 | [6 empty] | KDELBVC | MNFR | XMTR,ABS PRES;-1/0 TO 400 BAR,+-0.15%,SS | TRANSMITTER,ABSOLUTE PRESSURE;MEASURING RANGE:-1/0 TO 400 BAR,ACCURACY:+-0.15%,OUTPUT TYPE:4-20 MA HART,SUPPLY VOLTAGE:11.5-45 VDC,CONNECTION TYPE:DN25 FLANGE,DISPLAY TYPE:LCD,COMMUNICATION PROTOCOL:PROFIBUS PA/FIELDBUS,HOUSING MATERIAL:STAINLESS STEEL, 316L,FKM VITON,ENCLOSURE:IP66/68,NEMA 4X,6P,CERTIFICATION/STANDARD:ATEX,FM,CSA,NSF,ADDITIONAL FEATURES EN:CERABAR M,MNFR:ENDRESS & HAUSER,PTNO:PMP55-BA21RA1PGCCNJA1A+AA | PMP55-BA21RA1PGCCNJA1A+AA | 3000269 | ENDRESS & HAUSER
1284494 | Data Enrichment | STP_002 - 0002 | MKV |  | 2022-07-13 | [6 empty] | KDELBVC | MNFR | XMTR,ABS PRES;-1/0 TO 400 BAR,+-0.15%,SS | TRANSMITTER,ABSOLUTE PRESSURE;MEASURING RANGE:-1/0 TO 400 BAR,ACCURACY:+-0.15%,OUTPUT TYPE:4-20 MA HART,SUPPLY VOLTAGE:11.5-45 VDC,CONNECTION TYPE:G1/2 IN,DISPLAY TYPE:LCD,COMMUNICATION PROTOCOL:PROFIBUS PA/FIELDBUS,HOUSING MATERIAL:STAINLESS STEEL,316L, FKM VITON,ENCLOSURE:IP66/68,NEMA 4X,6P,CERTIFICATION/STANDARD:ATEX,FM,CSA,NSF,ADDITIONAL FEATURES EN:CERABAR M,MNFR:ENDRESS & HAUSER,PTNO:PMP51-AA21RC1WGBGCJA | PMP51-AA21RC1WGBGCJA | 3000269 | ENDRESS & HAUSER
1222313 | Data Enrichment | STP_002 - 0002 | MKV |  | 2022-07-13 | [6 empty] | KELVDBC | MNFR | XMTR,ABS PRES;100 MBAR,4-20 MA,G1/2 IN | TRANSMITTER,ABSOLUTE PRESSURE;MEASURING RANGE:100 MBAR,OUTPUT TYPE:4-20 MA,SUPPLY VOLTAGE:11.5-45 VDC,CONNECTION TYPE:G1/2 IN, MOUNTING TYPE:PIPE/WALL BRACKET,DISPLAY TYPE:LCD,COMMUNICATION PROTOCOL:HART,HOUSING MATERIAL:STAINLESS STEEL F15,ENCLOSURE: IP66/68,NEMA 4X,6P,CERTIFICATION/STANDARD:ATEX,CSA,FM,IECEX,ADDITIONAL FEATURES EN:ALUMINUM OXIDE CERAMIC,DIAPHRAGM,-40 TO 130 DEG C,MNFR:ENDRESS & HAUSER,PTNO:PMC51-AA11RA1CGBGCJA+PA | PMC51-AA11RA1CGBGCJA+PA | 3000269 | ENDRESS & HAUSER
1217596 | Data Enrichment | STP_002 - 0002 | MKV |  | 2022-07-13 | [6 empty] | KELVDBC | MNFR | XMTR,ABS PRES;400 BAR,+-0.075%,G1/2 IN | TRANSMITTER,ABSOLUTE PRESSURE;MEASURING RANGE:400 BAR,ACCURACY:+-0.075%,OUTPUT TYPE:4-20 MA HART,SUPPLY VOLTAGE:10.5-30 VDC, CONNECTION TYPE:G1/2 IN,HOUSING MATERIAL:ALUMINUM T14,ENCLOSURE:IP66/67,NEMA 4X,6P,ADDITIONAL FEATURES EN:HB00A32109C,MNFR: ENDRESS & HAUSER,PTNO:PMP71-ACA1U111AAA | PMP71-ACA1U111AAA | 3000269 | ENDRESS & HAUSER
1193763 | Data Enrichment | STP_002 - 0002 | MKV |  | 2022-07-13 | [6 empty] | KELVDBC |  | XMTR,ABS PRES;PRCS,25 BAR,+-0.5%,4-20 MA | TRANSMITTER,ABSOLUTE PRESSURE;TYPE:PROCESS,MEASURING RANGE:25 BAR,ACCURACY:+-0.5%,OUTPUT TYPE:4-20 MA,SUPPLY VOLTAGE:10-30 VDC,CONNECTION TYPE:1/4 IN NPT,MOUNTING TYPE:FLUSH,HOUSING MATERIAL:1.4571 STAINLESS STEEL 316TI,ENCLOSURE:IP67/65,SIZE:WD 90 X LG 135 MM,CERTIFICATION/STANDARD:ATEX,EAC GL,GOST,ADDITIONAL FEATURES:MNFR:VEGA,PTNO:PMP21-AA1U1PBWTJ | PMP21-AA1U1PBWTJ
1187018 | Data Enrichment | STP_002 - 0002 | MKV |  | 2022-07-13 | [6 empty] | KELVDBC |  | XMTR,ABS PRES;PRCS,40 BAR,+-0.5%,4-20 MA | TRANSMITTER,ABSOLUTE PRESSURE;TYPE:PROCESS,MEASURING RANGE:40 BAR,ACCURACY:+-0.5%,OUTPUT TYPE:4-20 MA,SUPPLY VOLTAGE:10-30 VDC,CONNECTION TYPE:1/4 IN NPT,MOUNTING TYPE:FLUSH,HOUSING MATERIAL:1.4571 STAINLESS STEEL 316TI,ENCLOSURE:IP67/65,SIZE:WD 90 X LG 135 MM,CERTIFICATION/STANDARD:ATEX,EAC GL,GOST,ADDITIONAL FEATURES EN:W60KT,MNFR:VEGA,PTNO:BR17.ZNBXBBMA4ZZAZ | BR17.ZNBXBBMA4ZZAZ
1211356 | Data Enrichment | STP_002 - 0002 | MKV |  | 2022-07-13 | [6 empty] | KELVDBC |  | XMTR,ABS PRES;PRCS,40 BAR,+-0.5%,4-20 MA | TRANSMITTER,ABSOLUTE PRESSURE;TYPE:PROCESS,MEASURING RANGE:40 BAR,ACCURACY:+-0.5%,OUTPUT TYPE:4-20 MA,SUPPLY VOLTAGE:10-30 VDC,CONNECTION TYPE:G1/2 IN,MOUNTING TYPE:FLUSH,HOUSING MATERIAL:1.4571 STAINLESS STEEL 316TI,ENCLOSURE:IP67/65,SIZE:WD 90 X LG 135 MM,CERTIFICATION/STANDARD:ATEX,EAC GL,GOST,ADDITIONAL FEATURES EN:W60KT,MNFR:VEGA,PTNO:BR17.Z86LBBMA4ZGCZ | BR17.Z86LBBMA4ZGCZ
1213508 | Data Enrichment | STP_002 - 0002 | MKV |  | 2022-07-13 | [6 empty] | KELVDBC | MNFR | XMTR,ABS PRES;PROCESS,+-0.15%,4-20 MA | TRANSMITTER,ABSOLUTE PRESSURE;TYPE:PROCESS,MEASURING RANGE:- 100/0 TO 100 MBAR,ACCURACY:+-0.15%,OUTPUT TYPE:4-20 MA,SUPPLY VOLTAGE:11.5-45 VDC,MOUNTING TYPE:FLUSH,DISPLAY TYPE:LCD,COMMUNICATION PROTOCOL:HART,HOUSING MATERIAL:COPPER-ZINC ALLOY,ENCLOSURE: IP66/68,CERTIFICATION/STANDARD:ATEX,CSA,FM,IECEX,MNFR:ENDRESS & HAUSER,PTNO:PMC51-AA21JA1PGDGCJA | PMC51-AA21JA1PGDGCJA | 3000269 | ENDRESS & HAUSER
1205514 | Data Enrichment | STP_002 - 0002 | MKV |  | 2022-07-13 | [6 empty] | KELVDBC |  | XMTR,ABS PRES;PROCESS,10 BAR,+-0.5% | TRANSMITTER,ABSOLUTE PRESSURE;TYPE:PROCESS,MEASURING RANGE:10 BAR,ACCURACY:+-0.5%,OUTPUT TYPE:4-20 MA,SUPPLY VOLTAGE:10-30 VDC,CONNECTION TYPE:1/4 IN NPT,MOUNTING TYPE:FLUSH,HOUSING MATERIAL:1.4571 STAINLESS STEEL 316TI,ENCLOSURE:IP67/65,SIZE:WD 90 X LG 135 MM,CERTIFICATION/STANDARD:ATEX,EAC GL,GOST,ADDITIONAL FEATURES EN:W60KT,MNFR:VEGA,PTNO:BR17.ZNBXBBIA4ZZAZ
1192856 | Data Enrichment | STP_002 - 0002 | MKV |  | 2022-07-13 | [6 empty] | KELVDBC |  | XMTR,ABS PRES;PROCESS,25 BAR,+-0.5% | TRANSMITTER,ABSOLUTE PRESSURE;TYPE:PROCESS,MEASURING RANGE:25 BAR,ACCURACY:+-0.5%,OUTPUT TYPE:4-20 MA,SUPPLY VOLTAGE:10-30 VDC,CONNECTION TYPE:1/4 IN NPT,MOUNTING TYPE:FLUSH,HOUSING MATERIAL:1.4571 STAINLESS STEEL 316TI,ENCLOSURE:IP67/65,SIZE:WD 90 X LG 135 MM,CERTIFICATION/STANDARD:ATEX,EAC GL,GOST,ADDITIONAL FEATURES EN:W60KT,MNFR:VEGA,PTNO:BR17.ZNBXBBLA4ZZAZ,PTNO 1:PMP131-A1401A1S/40 BAR/PMP11-
1201815 | Data Enrichment | STP_002 - 0002 | MKV |  | 2022-07-13 | [6 empty] | KELVDBC | MNFR | XMTR,ABS PRES;PROCESS,400 BAR,+-0.1%,LCD | TRANSMITTER,ABSOLUTE PRESSURE;TYPE:PROCESS,MEASURING RANGE:400 BAR,ACCURACY:+-0.1%,OUTPUT TYPE:4-20 MA,SUPPLY VOLTAGE:10.5-45 VDC, CONNECTION TYPE:1/4 IN-18 NPT,MOUNTING TYPE:FLUSH,DISPLAY TYPE:LCD,COMMUNICATION PROTOCOL:HART,HOUSING MATERIAL:ALUMINUM, ENCLOSURE:IP66/67,NEMA 4X,6P,CERTIFICATION/STANDARD:ATEX,FM,CSA,CSA C/US,IEC,EX,TIIS,INMETRO,NEPSI,NA,CE,SIL,EN10204-3.1,MNFR: ENDRESS & HAUSER,PTNO:PMP71-ABA1FB11DAAA | PMP71-ABA1FB11DAAA | 3000269 | ENDRESS & HAUSER