## Sheet1
Material | Activities | Project Code | Production User | Production Comments | Start Date | End Date | Remarks | Common | Clt | X-Plant Status | Maint Status | Plant | OEM/MNFR | Manufacturer Part No. | Manufacturer | Name | Short | PO Text | Reference URL | Reference URL1 | Manufacturer 1 | MPN 1 | Manufacturer 2 | MPN 2 | Manufacturer 3 | MPN 3 | Manufacturer 4 | MPN 4 | Manufacturer 5 | MPN 5 | UNSPSC | UNSPSC Description | OEM/MNFR/NON-MNFR | Short Description | Long Description | Enriched/Cleansed | Noun | Modifier | Attribute Name 1 | Attribute Value 1 | Attribute Name 2 | Attribute Value 2 | Attribute Name 3 | Attribute Value 3 | Attribute Name 4 | Attribute Value 4 | Attribute Name 5 | Attribute Value 5 | Attribute Name 6 | Attribute Value 6 | Attribute Name 7 | Attribute Value 7 | Attribute Name 8 | Attribute Value 8 | Attribute Name 9 | Attribute Value 9 | Attribute Name 10 | Attribute Value 10 | Attribute Name 11 | Attribute Value 11 | Attribute Name 12 | Attribute Value 12 | Attribute Name 13 | Attribute Value 13 | Attribute Name 14 | Attribute Value 14 | Attribute Name 15 | Attribute Value 15 | Attribute Name 16 | Attribute Value 16 | Attribute Name 17 | Attribute Value 17 | Attribute Name 18 | Attribute Value 18 | Attribute Name 19 | Attribute Value 19 | Attribute Name 20 | Attribute Value 20 | Attribute Name 21 | Attribute Value 21 | Attribute Name 22 | Attribute Value 22 | Attribute Name 23 | Attribute Value 23 | Attribute Name 24 | Attribute Value 24 | Attribute Name 25 | Attribute Value 25 | Attribute Name 26 | Attribute Value 26 | Attribute Name 27 | Attribute Value 27 | Attribute Name 28 | Attribute Value 28 | Attribute Name 29 | Attribute Value 29
1027003_Enrichment | Data Enrichment | STP_002 - 0002 | MKV |  | 2022-08-05 |  |  | No |  |  | KELVDBC | 0580 | MNFR | SS-6-ST | 3000355 | SWAGELOK | TEE,PIPE;SWAG,SS-6-ST,NOM 3/8 IN,SS316 | TEE,PIPE;MNFR:SWAGELOK LTD,PTNO:SS-6-ST,NOMINAL SIZE:3/8 IN,END CONNECTION:FNPT X MNPT,PRESSURE CLASS/RATING:600 PSIG,MATERIAL: STAINLESS STEEL 316,LENGTH:68.1 MM
1033384_Enrichment | Data Enrichment | STP_002 - 0002 | MKV |  | 2022-08-05 |  |  | Yes |  |  | KELVDBC | 0370 ¦ 0580 |  | 6ES7392-1AJ00-0AA0 |  |  | CONNECTOR,ELEC;FR,6ES7392-1AJ00-0AA0 | CONNECTOR,ELECTRICAL;ADDITIONAL FEATURES EN:FRONT,PTNO:6ES7392-1AJ00-0AA0
1033835_Enrichment | Data Enrichment | STP_002 - 0002 | MKV |  | 2022-08-05 |  |  | Yes |  |  | KELVDBC | 0370 ¦ 0580 |  | WT4540 |  |  | WRAP;100 X 13700 MM,150-500 MM,WT4540 | WRAP;SIZE:100 X 13700 MM,ADDITIONAL FEATURES EN:150-500 MM,PTNO:WT4540
1035597_Enrichment | Data Enrichment | STP_002 - 0002 | MKV |  | 2022-08-05 |  |  | Yes |  |  | KELVDBC | 0370 ¦ 0580 | OEM | 6GK7443-5DX05-0XE0 | 3000032 | SIEMENS | PROCESSOR;SIE,6GK7443-5DX05-0XE0,CMMNCTN | PROCESSOR;MNFR:SIEMENS,PTNO:6GK7443-5DX05-0XE0,ADDITIONAL FEATURES EN:COMMUNICATION
1035652_Enrichment | Data Enrichment | STP_002 - 0002 | MKV |  | 2022-08-05 |  |  | Yes |  |  | KELVDBC | 0370 ¦ 0580 |  | H8C-C3-1T-4B1 |  |  | LOAD CELL;ELEK WGHNG,1 TON,IP67,-35 TO | LOAD CELL;TYPE:ELECTRONIC WEIGHING,CAPACITY:1 TON,DEGREE OF PROTECTION:IP67,TEMPERATURE RATING:-35 TO 65 DEG C,CERTIFICATION/STANDARD:CE,EX,EX NEPSI,FM APPROVED,ROHS,PCT,ADDITIONAL FEATURES EN:NICKEL PLATED,ALLOY STEEL,4 CONDUCTOR CABLE,CLASS 3,CABLE LG 4 M,MNFR:ZEMIC,PTNO:H8C-C3-1T-4B1
1038229_Enrichment | Data Enrichment | STP_002 - 0002 | MKV |  | 2022-08-05 |  |  | Yes |  |  | KELVDBC | 0370 ¦ 0580 | OEM | 1535710 | 3000003 | CATERPILLAR | BATTERY;CAT,1535710,12 V,MNTNCE FREE | BATTERY;MNFR:CATERPILLAR,PTNO:1535710,ADDITIONAL FEATURES EN:12 V,MAINTENANCE FREE CALCIUM
1038239_Enrichment | Data Enrichment | STP_002 - 0002 | MKV |  | 2022-08-05 |  |  | Yes |  |  | KELVDBC | 0370 ¦ 0580 | OEM | 2264346 | 3000003 | CATERPILLAR | STUD;CAT,2264346,WHL | STUD;MNFR:CATERPILLAR,PTNO:2264346,ADDITIONAL FEATURES EN:WHEEL
1038241_Enrichment | Data Enrichment | STP_002 - 0002 | MKV |  | 2022-08-05 |  |  | Yes |  |  | KELVDBC | 0370 ¦ 0580 | OEM | 2011919 | 3000003 | CATERPILLAR | NUT;CAT,2011919 | NUT;MNFR:CATERPILLAR,PTNO:2011919
1038242_Enrichment | Data Enrichment | STP_002 - 0002 | MKV |  | 2022-08-05 |  |  | Yes |  |  | KELVDBC | 0370 ¦ 0580 | OEM | 1427493 | 3000003 | CATERPILLAR | NUT;CAT,1427493 | NUT;MNFR:CATERPILLAR,PTNO:1427493
1038244_Enrichment | Data Enrichment | STP_002 - 0002 | MKV |  | 2022-08-05 |  |  | Yes |  |  | KELVDBC | 0370 ¦ 0580 | OEM | 1138490 | 3000003 | CATERPILLAR | FUSE;CAT,1138490,10 A | FUSE;MNFR:CATERPILLAR,PTNO:1138490,ADDITIONAL FEATURES EN:10 A
1038264_Enrichment | Data Enrichment | STP_002 - 0002 | MKV |  | 2022-08-05 |  |  | Yes |  |  | KELVDBC | 0370 ¦ 0580 | OEM | 1508599 | 3000003 | CATERPILLAR | VALVE;CAT,1508599,TUBELESS | VALVE;MNFR:CATERPILLAR,PTNO:1508599,ADDITIONAL FEATURES EN:TUBELESS
1038274_Enrichment | Data Enrichment | STP_002 - 0002 | MKV |  | 2022-08-05 |  |  | Yes |  |  | KELVDBCQ | 0370 ¦ 0580 | OEM | 7H1447 | 3000003 | CATERPILLAR | CAP;CAT,7H1447,FILR | CAP;MNFR:CATERPILLAR,PTNO:7H1447,ADDITIONAL FEATURES EN:FILLER
1038282_Enrichment | Data Enrichment | STP_002 - 0002 | MKV |  | 2022-08-05 |  |  | Yes |  |  | KELVDBC | 0370 ¦ 0580 | OEM | 1730888 | 3000003 | CATERPILLAR | JOINT,UNIVSL;CAT,1730888 | JOINT,UNIVERSAL;MNFR:CATERPILLAR,PTNO:1730888
1038289_Enrichment | Data Enrichment | STP_002 - 0002 | MKV |  | 2022-08-05 |  |  | Yes |  |  | KELVDBCQ | 0370 ¦ 0580 | OEM | 2N2766 | 3000003 | CATERPILLAR | NUT,LCK;CAT,2N2766 | NUT,LOCK;MNFR:CATERPILLAR,PTNO:2N2766
1038294_Enrichment | Data Enrichment | STP_002 - 0002 | MKV |  | 2022-08-05 |  |  | Yes |  |  | KELVDBC | 0370 ¦ 0580 | OEM | 2722265 | 3000003 | CATERPILLAR | SEAL;CAT,2722265 | SEAL;MNFR:CATERPILLAR,PTNO:2722265
1038312_Enrichment | Data Enrichment | STP_002 - 0002 | MKV |  | 2022-08-05 |  |  | Yes |  |  | KELVDBC | 0370 ¦ 0580 | OEM | 2099886 | 3000003 | CATERPILLAR | ROD,TIE;CAT,2099886 | ROD,TIE;MNFR:CATERPILLAR,PTNO:2099886
1038327_Enrichment | Data Enrichment | STP_002 - 0002 | MKV |  | 2022-08-05 |  |  | Yes |  |  | KELVDBC | 0370 ¦ 0580 | OEM | 1695836 | 3000003 | CATERPILLAR | ELBOW;CAT,1695836 | ELBOW;MNFR:CATERPILLAR,PTNO:1695836
1038342_Enrichment | Data Enrichment | STP_002 - 0002 | MKV |  | 2022-08-05 |  |  | Yes |  |  | KELVDBCQ | 0370 ¦ 0580 | OEM | 6V8635 | 3000003 | CATERPILLAR | CONNECTOR;CAT,6V8635,TYP 1 | CONNECTOR;MNFR:CATERPILLAR,PTNO:6V8635,ADDITIONAL FEATURES EN:TYPE 1
1038344_Enrichment | Data Enrichment | STP_002 - 0002 | MKV |  | 2022-08-05 |  |  | Yes |  |  | KELVDBCQ | 0370 ¦ 0580 | OEM | 9X6451 | 3000003 | CATERPILLAR | PLUG,DRN;CAT,9X6451 | PLUG,DRAIN;MNFR:CATERPILLAR,PTNO:9X6451
1038345_Enrichment | Data Enrichment | STP_002 - 0002 | MKV |  | 2022-08-05 |  |  | Yes |  |  | KELVDBCQ | 0370 ¦ 0580 | OEM | 6L8617 | 3000003 | CATERPILLAR | CAP;CAT,6L8617,RDTR | CAP;MNFR:CATERPILLAR,PTNO:6L8617,ADDITIONAL FEATURES EN:RADIATOR
1038362_Enrichment | Data Enrichment | STP_002 - 0002 | MKV |  | 2022-08-05 |  |  | Yes |  |  | KELVDBCQ | 0370 ¦ 0580 | OEM | 1417562 | 3000003 | CATERPILLAR | FLANGE;CAT,1417562 | FLANGE;MNFR:CATERPILLAR,PTNO:1417562
1038364_Enrichment | Data Enrichment | STP_002 - 0002 | MKV |  | 2022-08-05 |  |  | Yes |  |  | KELVDBC | 0370 ¦ 0580 | OEM | 2807854 | 3000003 | CATERPILLAR | MOTOR;CAT,2807854 | MOTOR;MNFR:CATERPILLAR,PTNO:2807854
1038389_Enrichment | Data Enrichment | STP_002 - 0002 | MKV |  | 2022-08-05 |  |  | Yes |  |  | KELVDBC | 0370 ¦ 0580 | OEM | 7K9205 | 3000003 | CATERPILLAR | SEAL;CAT,7K9205 | SEAL;MNFR:CATERPILLAR,PTNO:7K9205
1038398_Enrichment | Data Enrichment | STP_002 - 0002 | MKV |  | 2022-08-05 |  |  | Yes |  |  | KELVDBC | 0370 ¦ 0580 | OEM | 1950189 | 3000003 | CATERPILLAR | LIGHT;CAT,1950189,HD/TRN | LIGHT;MNFR:CATERPILLAR,PTNO:1950189,ADDITIONAL FEATURES EN:HEAD/TURN
1038422_Enrichment | Data Enrichment | STP_002 - 0002 | MKV |  | 2022-08-05 |  |  | Yes |  |  | KELVDBCQ | 0370 ¦ 0580 | OEM | 6V8724 | 3000003 | CATERPILLAR | ELBOW;CAT,6V8724 | ELBOW;MNFR:CATERPILLAR,PTNO:6V8724
1038470_Enrichment | Data Enrichment | STP_002 - 0002 | MKV |  | 2022-08-05 |  |  | Yes |  |  | KELVDBC | 0370 ¦ 0580 | OEM | 1950190 | 3000003 | CATERPILLAR | LIGHT;CAT,1950190,HD/TRN | LIGHT;MNFR:CATERPILLAR,PTNO:1950190,ADDITIONAL FEATURES EN:HEAD/TURN
1038485_Enrichment | Data Enrichment | STP_002 - 0002 | MKV |  | 2022-08-05 |  |  | Yes |  |  | KELVDBC | 0370 ¦ 0580 | OEM | 9R8291 | 3000003 | CATERPILLAR | SPACER;CAT,9R8291,66 X 125 X 1 MM | SPACER;MNFR:CATERPILLAR,PTNO:9R8291,ADDITIONAL FEATURES EN:66 X 125 X 1 MM
1038486_Enrichment | Data Enrichment | STP_002 - 0002 | MKV |  | 2022-08-05 |  |  | Yes |  |  | KELVDBCQ | 0370 ¦ 0580 | OEM | 3B8488 | 3000003 | CATERPILLAR | FITTING,GRS;CAT,3B8488,1/8 IN-27 TPI | FITTING,GREASE;MNFR:CATERPILLAR,PTNO:3B8488,ADDITIONAL FEATURES EN:1/8 IN-27 TPI
1038496_Enrichment | Data Enrichment | STP_002 - 0002 | MKV |  | 2022-08-05 |  |  | Yes |  |  | KELVDBC | 0370 ¦ 0580 | OEM | 1336934 | 3000003 | CATERPILLAR | SPACER;CAT,1336934 | SPACER;MNFR:CATERPILLAR,PTNO:1336934
1038512_Enrichment | Data Enrichment | STP_002 - 0002 | MKV |  | 2022-08-05 |  |  | Yes |  |  | KELVDBC | 0370 ¦ 0580 | OEM | 2D4867 | 3000003 | CATERPILLAR | FITTING;CAT,2D4867 | FITTING;MNFR:CATERPILLAR,PTNO:2D4867
1038524_Enrichment | Data Enrichment | STP_002 - 0002 | MKV |  | 2022-08-05 |  |  | Yes |  |  | KELVDBCQ | 0370 ¦ 0580 | OEM | 6V8626 | 3000003 | CATERPILLAR | ELBOW;CAT,6V8626 | ELBOW;MNFR:CATERPILLAR,PTNO:6V8626
1038530_Enrichment | Data Enrichment | STP_002 - 0002 | MKV |  | 2022-08-05 |  |  | Yes |  |  | KELVDBCQ | 0370 ¦ 0580 | OEM | 1061792 | 3000003 | CATERPILLAR | STUD;CAT,1061792,TAPERLOCK,3/8 IN-16 TPI | STUD;MNFR:CATERPILLAR,PTNO:1061792,ADDITIONAL FEATURES EN:TAPERLOCK,3/8 IN-16 TPI X 4 IN
1038537_Enrichment | Data Enrichment | STP_002 - 0002 | MKV |  | 2022-08-05 |  |  | Yes |  |  | KELVDBC | 0370 ¦ 0580 | OEM | 1429036 | 3000003 | CATERPILLAR | NUT;CAT,1429036 | NUT;MNFR:CATERPILLAR,PTNO:1429036
1038574_Enrichment | Data Enrichment | STP_002 - 0002 | MKV |  | 2022-08-05 |  |  | Yes |  |  | KELVDBCQ | 0370 ¦ 0580 | OEM | 1P3704 | 3000003 | CATERPILLAR | SEAL;CAT,1P3704 | SEAL;MNFR:CATERPILLAR,PTNO:1P3704
1038620_Enrichment | Data Enrichment | STP_002 - 0002 | MKV |  | 2022-08-05 |  |  | Yes |  |  | KELVDBC | 0370 ¦ 0580 | OEM | 2746717 | 3000003 | CATERPILLAR | SENSOR,PRES;CAT,2746717 | SENSOR,PRESSURE;MNFR:CATERPILLAR,PTNO:2746717
1038622_Enrichment | Data Enrichment | STP_002 - 0002 | MKV |  | 2022-08-05 |  |  | Yes |  |  | KELVDBC | 0370 ¦ 0580 | OEM | 9M2151 | 3000003 | CATERPILLAR | STUD;CAT,9M2151,TAPERLOCK,16 X 1.378 IN | STUD;MNFR:CATERPILLAR,PTNO:9M2151,ADDITIONAL FEATURES EN:TAPERLOCK,16 X 1.378 IN
1039304_Enrichment | Data Enrichment | STP_002 - 0002 | MKV |  | 2022-08-05 |  |  | Yes |  |  | KELVDBCQ | 0370 ¦ 0580 | OEM | 4P5820 | 3000003 | CATERPILLAR | SENSOR;CAT,4P5820 | SENSOR;MNFR:CATERPILLAR,PTNO:4P5820
1039305_Enrichment | Data Enrichment | STP_002 - 0002 | MKV |  | 2022-08-05 |  |  | Yes |  |  | KELVDBC | 0370 ¦ 0580 | OEM | 2016615 | 3000003 | CATERPILLAR | SENSOR,SPD;CAT,2016615,GP | SENSOR,SPEED;MNFR:CATERPILLAR,PTNO:2016615,ADDITIONAL FEATURES EN:GROUP
1039342_Enrichment | Data Enrichment | STP_002 - 0002 | MKV |  | 2022-08-05 |  |  | Yes |  |  | KELVDBC | 0370 ¦ 0580 | OEM | 1022240 | 3000003 | CATERPILLAR | SENSOR,SPD;CAT,1022240 | SENSOR,SPEED;MNFR:CATERPILLAR,PTNO:1022240
1039343_Enrichment | Data Enrichment | STP_002 - 0002 | MKV |  | 2022-08-05 |  |  | Yes |  |  | KELVDBC | 0370 ¦ 0580 | OEM | 1611704 | 3000003 | CATERPILLAR | SENSOR,PRES;CAT,1611704 | SENSOR,PRESSURE;MNFR:CATERPILLAR,PTNO:1611704
1039344_Enrichment | Data Enrichment | STP_002 - 0002 | MKV |  | 2022-08-05 |  |  | Yes |  |  | KELVDBC | 0370 ¦ 0580 | OEM | 1611705 | 3000003 | CATERPILLAR | SENSOR,PRES;CAT,1611705 | SENSOR,PRESSURE;MNFR:CATERPILLAR,PTNO:1611705
1039364_Enrichment | Data Enrichment | STP_002 - 0002 | MKV |  | 2022-08-05 |  |  | Yes |  |  | KELVDBC | 0370 ¦ 0580 | OEM | 8T6765 | 3000003 | CATERPILLAR | PLUG,PIPE;CAT,8T6765 | PLUG,PIPE;MNFR:CATERPILLAR,PTNO:8T6765
1039374_Enrichment | Data Enrichment | STP_002 - 0002 | MKV |  | 2022-08-05 |  |  | Yes |  | 99 | KELVDBC | 0370 ¦ 0580 | OEM | 0S1594 | 3000003 | CATERPILLAR | SCREW,CAP;CAT,0S1594 | SCREW,CAP;MNFR:CATERPILLAR,PTNO:0S1594
1041153_Enrichment | Data Enrichment | STP_002 - 0002 | MKV |  | 2022-08-05 |  |  | Yes |  |  | KELVDBC | 0370 ¦ 0580 | OEM | 6GK1500-0FC10 | 3000032 | SIEMENS | PLUG;SIE,6GK1500-0FC10,CONCTR,PROFIBUS | PLUG;MNFR:SIEMENS,PTNO:6GK1500-0FC10,ADDITIONAL FEATURES EN:CONNECTOR,PROFIBUS,FAST
1041186_Enrichment | Data Enrichment | STP_002 - 0002 | MKV |  | 2022-08-05 |  |  | Yes |  |  | KELVDBC | 0370 ¦ 0580 | OEM | 6SL3055-0AA00-3AA1 | 3000032 | SIEMENS | MODULE;SIE,6SL3055-0AA00-3AA1,TERMNL | MODULE;MNFR:SIEMENS,PTNO:6SL3055-0AA00-3AA1,ADDITIONAL FEATURES EN:TERMINAL,SINAMICS
1041364_Enrichment | Data Enrichment | STP_002 - 0002 | MKV |  | 2022-08-05 |  |  | Yes |  |  | KELVDBC | 0370 ¦ 0580 | OEM | 3RV1063-7AL10 | 3000032 | SIEMENS | BREAKER,CIRCT;SIE,3RV1063-7AL10,MOLDD | BREAKER,CIRCUIT;MNFR:SIEMENS,PTNO:3RV1063-7AL10,ADDITIONAL FEATURES EN:MOLDED CASE
1041487_Enrichment | Data Enrichment | STP_002 - 0002 | MKV |  | 2022-08-05 |  |  | Yes |  |  | KELVDBC | 0370 ¦ 0580 | OEM | 3VA9267-OFK21 | 3000032 | SIEMENS | HANDLE;SIE,3VA9267-OFK21,3VA92 RTRY DR | HANDLE;MNFR:SIEMENS,PTNO:3VA9267-OFK21,ADDITIONAL FEATURES EN:3VA92 ROTARY DOOR MOUNTED 3VA92
1041989_Enrichment | Data Enrichment | STP_002 - 0002 | MKV |  | 2022-08-05 |  |  | Yes |  |  | KELVDBC | 0370 ¦ 0580 |  | 23.1-26 |  |  | TIRE;23.1-26 | TIRE;PTNO:23.1-26
1042048_Enrichment | Data Enrichment | STP_002 - 0002 | MKV |  | 2022-08-05 |  |  | Yes |  |  | KELVDBC | 0370 ¦ 0580 | OEM | 15,5-25 | 3000005 | JCB | TIRE;JCB,15,5-25 | TIRE;MNFR:JCB,PTNO:15,5-25
1043101_Enrichment | Data Enrichment | STP_002 - 0002 | MKV |  | 2022-08-05 |  |  | Yes |  |  | KELVDBC | 0370 ¦ 0580 | OEM | 9001660 | 3000026 | DEMAG | PLC;DEM,9001660,SIE,6ED1052-1F800-0BA6AC | PLC;MNFR:DEMAG,PTNO:9001660,MNFR 1:SIEMENS,PTNO 1:6ED1052-1F800-0BA6AC,ADDITIONAL FEATURES EN:LOGO
1043485_Enrichment | Data Enrichment | STP_002 - 0002 | MKV |  | 2022-08-05 |  |  | Yes |  |  | KELVDBC | 0370 ¦ 0580 | #N/A | 310873 | 1035880 | WAMPFLER INC | JOINT;LG 1.97 IN,CU,WAMP,310873 | JOINT;SIZE:LG 1.97 IN,MATERIAL:COPPER,MNFR:WAMPFLER INC,PTNO:310873
1043599_Enrichment | Data Enrichment | STP_002 - 0002 | MKV |  | 2022-08-05 |  |  | Yes |  |  | KELVDBC | 0370 ¦ 0580 | OEM | 70597633 | 3000026 | DEMAG | ROLLER;DEM,70597633,SUPPRTG DR10 | ROLLER;MNFR:DEMAG,PTNO:70597633,ADDITIONAL FEATURES EN:SUPPORTING DR10
1044715_Enrichment | Data Enrichment | STP_002 - 0002 | MKV |  | 2022-08-05 |  |  | Yes |  |  | KELVDBC | 0370 ¦ 0580 | #N/A | R928028409 | 1034514 | REXROTH | INDICATOR,CLOGNG;REXR,R928028409 | INDICATOR,CLOGGING;MNFR:REXROTH,PTNO:R928028409
1047664_Enrichment | Data Enrichment | STP_002 - 0002 | MKV |  | 2022-08-05 |  |  | Yes |  |  | KELVDBCQ | 0370 ¦ 0580 | OEM | 1946722 | 3000003 | CATERPILLAR | SENSOR,PRES;CAT,1946722 | SENSOR,PRESSURE;MNFR:CATERPILLAR,PTNO:1946722
1047665_Enrichment | Data Enrichment | STP_002 - 0002 | MKV |  | 2022-08-05 |  |  | Yes |  |  | KELVDBCQ | 0370 ¦ 0580 | OEM | 1946725 | 3000003 | CATERPILLAR | SENSOR,PRES;CAT,1946725 | SENSOR,PRESSURE;MNFR:CATERPILLAR,PTNO:1946725
1047666_Enrichment | Data Enrichment | STP_002 - 0002 | MKV |  | 2022-08-05 |  |  | Yes |  |  | KELVDBC | 0370 ¦ 0580 | OEM | 2016616 | 3000003 | CATERPILLAR | SENSOR,SPD;CAT,2016616,GP | SENSOR,SPEED;MNFR:CATERPILLAR,PTNO:2016616,ADDITIONAL FEATURES EN:GROUP
1047667_Enrichment | Data Enrichment | STP_002 - 0002 | MKV |  | 2022-08-05 |  |  | Yes |  |  | KELVDBCQ | 0370 ¦ 0580 | OEM | 2644297 | 3000003 | CATERPILLAR | SENSOR,TEMP;CAT,2644297 | SENSOR,TEMPERATURE;MNFR:CATERPILLAR,PTNO:2644297
1047675_Enrichment | Data Enrichment | STP_002 - 0002 | MKV |  | 2022-08-05 |  |  | Yes |  |  | KELVDBCQ | 0370 ¦ 0580 | OEM | 2016617 | 3000003 | CATERPILLAR | SENSOR,SPD;CAT,2016617,GP | SENSOR,SPEED;MNFR:CATERPILLAR,PTNO:2016617,ADDITIONAL FEATURES EN:GROUP
1047676_Enrichment | Data Enrichment | STP_002 - 0002 | MKV |  | 2022-08-05 |  |  | Yes |  |  | KELVDBC | 0370 ¦ 0580 | OEM | 2566453 | 3000003 | CATERPILLAR | SENSOR,TEMP;CAT,2566453 | SENSOR,TEMPERATURE;MNFR:CATERPILLAR,PTNO:2566453
1047678_Enrichment | Data Enrichment | STP_002 - 0002 | MKV |  | 2022-08-05 |  |  | Yes |  |  | KELVDBCQ | 0370 ¦ 0580 | OEM | 1918303 | 3000003 | CATERPILLAR | SENSOR,SPD;CAT,1918303,GP | SENSOR,SPEED;MNFR:CATERPILLAR,PTNO:1918303,ADDITIONAL FEATURES EN:GROUP
1047698_Enrichment | Data Enrichment | STP_002 - 0002 | MKV |  | 2022-08-05 |  |  | Yes |  |  | KELVDBC | 0370 ¦ 0580 | OEM | 9W3324 | 3000003 | CATERPILLAR | LAMP;CAT,9W3324,HALGN,H4,12 V,55/60 W | LAMP;MNFR:CATERPILLAR,PTNO:9W3324,ADDITIONAL FEATURES EN:HALOGEN,H4,12 V,55/60 W
1047701_Enrichment | Data Enrichment | STP_002 - 0002 | MKV |  | 2022-08-05 |  |  | Yes |  |  | KELVDBC | 0370 ¦ 0580 | OEM | 9W3326 | 3000003 | CATERPILLAR | LAMP;CAT,9W3326,12 V,21 W | LAMP;MNFR:CATERPILLAR,PTNO:9W3326,ADDITIONAL FEATURES EN:12 V,21 W
1047704_Enrichment | Data Enrichment | STP_002 - 0002 | MKV |  | 2022-08-05 |  |  | Yes |  |  | KELVDBC | 0370 ¦ 0580 | OEM | 3091325 | 3000003 | CATERPILLAR | LAMP;CAT,3091325,BACN,GP | LAMP;MNFR:CATERPILLAR,PTNO:3091325,ADDITIONAL FEATURES EN:BEACON,GROUP
1047707_Enrichment | Data Enrichment | STP_002 - 0002 | MKV |  | 2022-08-05 |  |  | Yes |  |  | KELVDBC | 0370 ¦ 0580 | OEM | 2096638 | 3000003 | CATERPILLAR | LAMP;CAT,2096638,FLOD LGHT | LAMP;MNFR:CATERPILLAR,PTNO:2096638,ADDITIONAL FEATURES EN:FLOOD LIGHT
1047708_Enrichment | Data Enrichment | STP_002 - 0002 | MKV |  | 2022-08-05 |  |  | Yes |  |  | KELVDBC | 0370 ¦ 0580 | OEM | 9X3465 | 3000003 | CATERPILLAR | LAMP;CAT,9X3465,24 V,75/70 W,H4 | LAMP;MNFR:CATERPILLAR,PTNO:9X3465,ADDITIONAL FEATURES EN:24 V,75/70 W,H4
1047709_Enrichment | Data Enrichment | STP_002 - 0002 | MKV |  | 2022-08-05 |  |  | Yes |  |  | KELVDBC | 0370 ¦ 0580 | OEM | 8U2622 | 3000003 | CATERPILLAR | LAMP;CAT,8U2622,CAT,9X4493 | LAMP;MNFR:CATERPILLAR,PTNO:8U2622,MNFR 1:CATERPILLAR,PTNO 1:9X4493
1047716_Enrichment | Data Enrichment | STP_002 - 0002 | MKV |  | 2022-08-05 |  |  | Yes |  |  | KELVDBC | 0370 ¦ 0580 | OEM | 2843757 | 3000003 | CATERPILLAR | LIGHT;CAT,2843757,STRB,BACN | LIGHT;MNFR:CATERPILLAR,PTNO:2843757,ADDITIONAL FEATURES EN:STROBE,BEACON
1047753_Enrichment | Data Enrichment | STP_002 - 0002 | MKV |  | 2022-08-05 |  |  | Yes |  |  | KELVDBC | 0370 ¦ 0580 | OEM | 9W9953 | 3000003 | CATERPILLAR | SLEEVE;CAT,9W9953 | SLEEVE;MNFR:CATERPILLAR,PTNO:9W9953
1047757_Enrichment | Data Enrichment | STP_002 - 0002 | MKV |  | 2022-08-05 |  |  | Yes |  |  | KELVDBC | 0370 ¦ 0580 | OEM | 2G3219 | 3000003 | CATERPILLAR | SHIM;CAT,2G3219,0.8 MM | SHIM;MNFR:CATERPILLAR,PTNO:2G3219,ADDITIONAL FEATURES EN:0.8 MM
1047758_Enrichment | Data Enrichment | STP_002 - 0002 | MKV |  | 2022-08-05 |  |  | Yes |  |  | KELVDBC | 0370 ¦ 0580 | OEM | 2G3221 | 3000003 | CATERPILLAR | SHIM;CAT,2G3221,1.6 MM | SHIM;MNFR:CATERPILLAR,PTNO:2G3221,ADDITIONAL FEATURES EN:1.6 MM
1047762_Enrichment | Data Enrichment | STP_002 - 0002 | MKV |  | 2022-08-05 |  |  | Yes |  |  | KELVDBC | 0370 ¦ 0580 | OEM | 1781686 | 3000003 | CATERPILLAR | SHIM;CAT,1781686,0.8 MM | SHIM;MNFR:CATERPILLAR,PTNO:1781686,ADDITIONAL FEATURES EN:0.8 MM
1047763_Enrichment | Data Enrichment | STP_002 - 0002 | MKV |  | 2022-08-05 |  |  | Yes |  |  | KELVDBCQ | 0370 ¦ 0580 | OEM | 1781688 | 3000003 | CATERPILLAR | SHIM;CAT,1781688,1.8 MM | SHIM;MNFR:CATERPILLAR,PTNO:1781688,ADDITIONAL FEATURES EN:1.8 MM
1047764_Enrichment | Data Enrichment | STP_002 - 0002 | MKV |  | 2022-08-05 |  |  | Yes |  |  | KELVDBCQ | 0370 ¦ 0580 | OEM | 1788455 | 3000003 | CATERPILLAR | SHIM;CAT,1788455,0.4 MM | SHIM;MNFR:CATERPILLAR,PTNO:1788455,ADDITIONAL FEATURES EN:0.4 MM
1047799_Enrichment | Data Enrichment | STP_002 - 0002 | MKV |  | 2022-08-05 |  |  | Yes |  |  | KELVDBC | 0370 ¦ 0580 |  | 5226273 |  |  | BIT,END;CAT,9W6199,R.H | BIT,END;MNFR:CATERPILLAR,PTNO:9W6199,ADDITIONAL FEATURES EN:RIGHT HAND
1047800_Enrichment | Data Enrichment | STP_002 - 0002 | MKV |  | 2022-08-05 |  |  | Yes |  |  | KELVDBC | 0370 ¦ 0580 |  | 5226272 |  |  | BIT,END;CAT,9W6198,L.H | BIT,END;MNFR:CATERPILLAR,PTNO:9W6198,ADDITIONAL FEATURES EN:LEFT HAND
1047812_Enrichment | Data Enrichment | STP_002 - 0002 | MKV |  | 2022-08-05 |  |  | Yes |  |  | KELVDBC | 0370 ¦ 0580 | OEM | 1590269 | 3000003 | CATERPILLAR | SHIM;CAT,1590269,2 MM | SHIM;MNFR:CATERPILLAR,PTNO:1590269,ADDITIONAL FEATURES EN:2 MM
1047895_Enrichment | Data Enrichment | STP_002 - 0002 | MKV |  | 2022-08-05 |  |  | Yes |  |  | KELVDBC | 0370 ¦ 0580 | OEM | 8E5529 | 3000003 | CATERPILLAR | BIT,END;CAT,8E5529 | BIT,END;MNFR:CATERPILLAR,PTNO:8E5529
1048021_Enrichment | Data Enrichment | STP_002 - 0002 | MKV |  | 2022-08-05 |  |  | Yes |  |  | KELVDBCQ | 0370 ¦ 0580 | OEM | 9X2045 | 3000003 | CATERPILLAR | SCREW;CAT,9X2045,TRUSS HD M6 X 1 X 20 MM | SCREW;MNFR:CATERPILLAR,PTNO:9X2045,ADDITIONAL FEATURES EN:TRUSS HEAD M6 X 1 X 20 MM
1048035_Enrichment | Data Enrichment | STP_002 - 0002 | MKV |  | 2022-08-05 |  |  | Yes |  |  | KELVDBCQ | 0370 ¦ 0580 | OEM | 7D7233 | 3000003 | CATERPILLAR | CLIP;CAT,7D7233 | CLIP;MNFR:CATERPILLAR,PTNO:7D7233
1048119_Enrichment | Data Enrichment | STP_002 - 0002 | MKV |  | 2022-08-05 |  |  | Yes |  |  | KELVDBC | 0370 ¦ 0580 | OEM | 1075005 | 3000003 | CATERPILLAR | JOINT,UNIVSL;CAT,1075005,GP,FR | JOINT,UNIVERSAL;MNFR:CATERPILLAR,PTNO:1075005,ADDITIONAL FEATURES EN:GROUP,FRONT
1048121_Enrichment | Data Enrichment | STP_002 - 0002 | MKV |  | 2022-08-05 |  |  | Yes |  |  | KELVDBC | 0370 ¦ 0580 | OEM | 1075007 | 3000003 | CATERPILLAR | JOINT;CAT,1075007,SLIP,CNTR GP | JOINT;MNFR:CATERPILLAR,PTNO:1075007,ADDITIONAL FEATURES EN:SLIP,CENTER GROUP
1048190_Enrichment | Data Enrichment | STP_002 - 0002 | MKV |  | 2022-08-05 |  |  | Yes |  |  | KELVDBC | 0370 ¦ 0580 | OEM | 2443106 | 3000003 | CATERPILLAR | XMITTER,TEMP;CAT,2443106,ASSY | TRANSMITTER,TEMPERATURE;MNFR:CATERPILLAR,PTNO:2443106,ADDITIONAL FEATURES EN:ASSEMBLY
1048195_Enrichment | Data Enrichment | STP_002 - 0002 | MKV |  | 2022-08-05 |  |  | Yes |  |  | KELVDBC | 0370 ¦ 0580 | OEM | 1058704 | 3000003 | CATERPILLAR | SUPPORT;CAT,1058704,TRUN | SUPPORT;MNFR:CATERPILLAR,PTNO:1058704,ADDITIONAL FEATURES EN:TRUNNION
1048197_Enrichment | Data Enrichment | STP_002 - 0002 | MKV |  | 2022-08-05 |  |  | Yes |  |  | KELVDBCQ | 0370 ¦ 0580 | OEM | 9S4181 | 3000003 | CATERPILLAR | PLUG;CAT,9S4181 | PLUG;MNFR:CATERPILLAR,PTNO:9S4181
1048198_Enrichment | Data Enrichment | STP_002 - 0002 | MKV |  | 2022-08-05 |  |  | Yes |  |  | KELVDBCQ | 0370 ¦ 0580 | OEM | 1058753 | 3000003 | CATERPILLAR | BEARING,THRST;CAT,1058753 | BEARING,THRUST;MNFR:CATERPILLAR,PTNO:1058753
1048218_Enrichment | Data Enrichment | STP_002 - 0002 | MKV |  | 2022-08-05 |  |  | Yes |  |  | KELVDBC | 0370 ¦ 0580 | OEM | 7G8664 | 3000003 | CATERPILLAR | SEAL;CAT,7G8664 | SEAL;MNFR:CATERPILLAR,PTNO:7G8664
1048219_Enrichment | Data Enrichment | STP_002 - 0002 | MKV |  | 2022-08-05 |  |  | Yes |  |  | KELVDBC | 0370 ¦ 0580 | OEM | 7G8666 | 3000003 | CATERPILLAR | SEAL;CAT,7G8666 | SEAL;MNFR:CATERPILLAR,PTNO:7G8666
1048237_Enrichment | Data Enrichment | STP_002 - 0002 | MKV |  | 2022-08-05 |  |  | Yes |  |  | KELVDBC | 0370 ¦ 0580 | OEM | 1261768 | 3000003 | CATERPILLAR | SOCKET;CAT,1261768,DEUT,FEM | SOCKET;MNFR:CATERPILLAR,PTNO:1261768,MNFR 1:DEUTZ,ADDITIONAL FEATURES EN:FEMALE
1048250_Enrichment | Data Enrichment | STP_002 - 0002 | MKV |  | 2022-08-05 |  |  | Yes |  |  | KELVDBC | 0370 ¦ 0580 | OEM | 2059588 | 3000003 | CATERPILLAR | GLASS;CAT,2059588,ASSY,LS | GLASS;MNFR:CATERPILLAR,PTNO:2059588,ADDITIONAL FEATURES EN:ASSEMBLY,LS
1048257_Enrichment | Data Enrichment | STP_002 - 0002 | MKV |  | 2022-08-05 |  |  | Yes |  |  | KELVDBCQ | 0370 ¦ 0580 | OEM | 3B8489 | 3000003 | CATERPILLAR | FITTING,GRS;CAT,3B8489,1/8 IN,RECTA | FITTING,GREASE;MNFR:CATERPILLAR,PTNO:3B8489,ADDITIONAL FEATURES EN:1/8 IN,RECTA
1048287_Enrichment | Data Enrichment | STP_002 - 0002 | MKV |  | 2022-08-05 |  |  | Yes |  |  | KELVDBCQ | 0370 ¦ 0580 | OEM | 8T7044 | 3000003 | CATERPILLAR | STUD;CAT,8T7044,TAPERLOCK,M10 X 1.5 X 40 | STUD;MNFR:CATERPILLAR,PTNO:8T7044,ADDITIONAL FEATURES EN:TAPERLOCK,M10 X 1.5 X 40 MM
1048290_Enrichment | Data Enrichment | STP_002 - 0002 | MKV |  | 2022-08-05 |  |  | Yes |  |  | KELVDBC | 0370 ¦ 0580 | OEM | 3E8017 | 3000003 | CATERPILLAR | NUT,LCK;CAT,3E8017,M10 X 1.5 MM | NUT,LOCK;MNFR:CATERPILLAR,PTNO:3E8017,ADDITIONAL FEATURES EN:M10 X 1.5 MM
1048292_Enrichment | Data Enrichment | STP_002 - 0002 | MKV |  | 2022-08-05 |  |  | Yes |  |  | KELVDBC | 0370 ¦ 0580 | OEM | 9S4191 | 3000003 | CATERPILLAR | PLUG;CAT,9S4191 | PLUG;MNFR:CATERPILLAR,PTNO:9S4191
1048300_Enrichment | Data Enrichment | STP_002 - 0002 | MKV |  | 2022-08-05 |  |  | Yes |  |  | KELVDBCQ | 0370 ¦ 0580 | OEM | 6I0364 | 3000003 | CATERPILLAR | STUD;CAT,6I0364 | STUD;MNFR:CATERPILLAR,PTNO:6I0364
1048308_Enrichment | Data Enrichment | STP_002 - 0002 | MKV |  | 2022-08-05 |  |  | Yes |  |  | KELVDBC | 0370 ¦ 0580 | OEM | 9M5139 | 3000003 | CATERPILLAR | SPRING;CAT,9M5139 | SPRING;MNFR:CATERPILLAR,PTNO:9M5139
1048314_Enrichment | Data Enrichment | STP_002 - 0002 | MKV |  | 2022-08-05 |  |  | Yes |  |  | KELVDBC | 0370 ¦ 0580 | OEM | 7F9579 | 3000003 | CATERPILLAR | SOCKET;CAT,7F9579 | SOCKET;MNFR:CATERPILLAR,PTNO:7F9579
1048318_Enrichment | Data Enrichment | STP_002 - 0002 | MKV |  | 2022-08-05 |  |  | Yes |  |  | KELVDBC | 0370 ¦ 0580 | OEM | 7F9572 | 3000003 | CATERPILLAR | NUT;CAT,7F9572 | NUT;MNFR:CATERPILLAR,PTNO:7F9572
1048329_Enrichment | Data Enrichment | STP_002 - 0002 | MKV |  | 2022-08-05 |  |  | Yes |  |  | KELVDBC | 0370 ¦ 0580 | OEM | 4W2042 | 3000003 | CATERPILLAR | SPACER;CAT,4W2042 | SPACER;MNFR:CATERPILLAR,PTNO:4W2042
1048353_Enrichment | Data Enrichment | STP_002 - 0002 | MKV |  | 2022-08-05 |  |  | Yes |  |  | KELVDBC | 0370 ¦ 0580 | OEM | 1293180 | 3000003 | CATERPILLAR | NUT,LCK;CAT,1293180,M12 X 1.75 MM | NUT,LOCK;MNFR:CATERPILLAR,PTNO:1293180,ADDITIONAL FEATURES EN:M12 X 1.75 MM
1048366_Enrichment | Data Enrichment | STP_002 - 0002 | MKV |  | 2022-08-05 |  |  | Yes |  |  | KELVDBC | 0370 ¦ 0580 | OEM | 7F9578 | 3000003 | CATERPILLAR | SPRING;CAT,7F9578 | SPRING;MNFR:CATERPILLAR,PTNO:7F9578
1048367_Enrichment | Data Enrichment | STP_002 - 0002 | MKV |  | 2022-08-05 |  |  | Yes |  | 99 | KELVDBC | 0370 ¦ 0580 | OEM | 9M5139 | 3000003 | CATERPILLAR | SPRING;CAT,9M5139 | SPRING;MNFR:CATERPILLAR,PTNO:9M5139
1048378_Enrichment | Data Enrichment | STP_002 - 0002 | MKV |  | 2022-08-05 |  |  | Yes |  |  | KELVDBC | 0370 ¦ 0580 | OEM | 7Y7830 | 3000003 | CATERPILLAR | SHIM;CAT,7Y7830 | SHIM;MNFR:CATERPILLAR,PTNO:7Y7830
1048380_Enrichment | Data Enrichment | STP_002 - 0002 | MKV |  | 2022-08-05 |  |  | Yes |  |  | KELVDBC | 0370 ¦ 0580 | OEM | 2506148 | 3000003 | CATERPILLAR | COIL;CAT,2506148,F.E.L | COIL;MNFR:CATERPILLAR,PTNO:2506148,ADDITIONAL FEATURES EN:F.E.L
1048392_Enrichment | Data Enrichment | STP_002 - 0002 | MKV |  | 2022-08-05 |  |  | Yes |  |  | KELVDBC | 0370 ¦ 0580 | OEM | 0311119 | 3000003 | CATERPILLAR | CAP,FILR OPENNG;CAT,0311119 | CAP,FILLER OPENING;MNFR:CATERPILLAR,PTNO:0311119
1048393_Enrichment | Data Enrichment | STP_002 - 0002 | MKV |  | 2022-08-05 |  |  | Yes |  |  | KELVDBC | 0370 ¦ 0580 | OEM | 4S7606 | 3000003 | CATERPILLAR | ELBOW;CAT,4S7606 | ELBOW;MNFR:CATERPILLAR,PTNO:4S7606
1048422_Enrichment | Data Enrichment | STP_002 - 0002 | MKV |  | 2022-08-05 |  |  | Yes |  |  | KELVDBCQ | 0370 ¦ 0580 | OEM | 8K0066 | 3000003 | CATERPILLAR | SHIM;CAT,8K0066,THK 7/64 IN | SHIM;MNFR:CATERPILLAR,PTNO:8K0066,ADDITIONAL FEATURES EN:THK 7/64 IN
1048456_Enrichment | Data Enrichment | STP_002 - 0002 | MKV |  | 2022-08-05 |  |  | Yes |  |  | KELVDBCQ | 0370 ¦ 0580 | OEM | 4T2236 | 3000003 | CATERPILLAR | BLADE;CAT,4T2236,CTNG | BLADE;MNFR:CATERPILLAR,PTNO:4T2236,ADDITIONAL FEATURES EN:CUTTING
1048466_Enrichment | Data Enrichment | STP_002 - 0002 | MKV |  | 2022-08-05 |  |  | Yes |  |  | KELVDBC | 0370 ¦ 0580 | OEM | 1250966 | 3000003 | CATERPILLAR | PLUG;CAT,1250966 | PLUG;MNFR:CATERPILLAR,PTNO:1250966
1048478_Enrichment | Data Enrichment | STP_002 - 0002 | MKV |  | 2022-08-05 |  |  | Yes |  |  | KELVDBC | 0370 ¦ 0580 | OEM | 3687777 | 3000003 | CATERPILLAR | HARNESS;CAT,3687777,ASSY,X | HARNESS;MNFR:CATERPILLAR,PTNO:3687777,ADDITIONAL FEATURES EN:ASSEMBLY,X
1048480_Enrichment | Data Enrichment | STP_002 - 0002 | MKV |  | 2022-08-05 |  |  | Yes |  |  | KELVDBCQ | 0370 ¦ 0580 | OEM | 1P3705 | 3000003 | CATERPILLAR | SEAL;CAT,1P3705 | SEAL;MNFR:CATERPILLAR,PTNO:1P3705
1048841_Enrichment | Data Enrichment | STP_002 - 0002 | MKV |  | 2022-08-05 |  |  | Yes |  |  | KELVDBC | 0370 ¦ 0580 | OEM | 42427-60021 | 3000012 | TOYOTA | NUT;TOY,42427-60021,AXLE | NUT;MNFR:TOYOTA,PTNO:42427-60021,ADDITIONAL FEATURES EN:AXLE
1048937_Enrichment | Data Enrichment | STP_002 - 0002 | MKV |  | 2022-08-05 |  |  | Yes |  |  | KELVDBC | 0370 ¦ 0580 | OEM | 28100-17091 | 3000012 | TOYOTA | STARTER;TOY,28100-17091,ASSY | STARTER;MNFR:TOYOTA,PTNO:28100-17091,ADDITIONAL FEATURES EN:ASSEMBLY
1048947_Enrichment | Data Enrichment | STP_002 - 0002 | MKV |  | 2022-08-05 |  |  | Yes |  |  | KELVDBC | 0370 ¦ 0580 | OEM | 48802-60090 | 3000012 | TOYOTA | LINK;TOY,48802-60090,ASSY,SUB STABLZR | LINK;MNFR:TOYOTA,PTNO:48802-60090,ADDITIONAL FEATURES EN:ASSEMBLY,SUB STABILIZER
1049035_Enrichment | Data Enrichment | STP_002 - 0002 | MKV |  | 2022-08-05 |  |  | Yes |  |  | KELVDBC | 0370 ¦ 0580 | OEM | 8C3205 | 3000003 | CATERPILLAR | FLANGE;CAT,8C3205,HLF | FLANGE;MNFR:CATERPILLAR,PTNO:8C3205,ADDITIONAL FEATURES EN:HALF
1049036_Enrichment | Data Enrichment | STP_002 - 0002 | MKV |  | 2022-08-05 |  |  | Yes |  |  | KELVDBCQ | 0370 ¦ 0580 | OEM | 8C3206 | 3000003 | CATERPILLAR | FLANGE;CAT,8C3206,HLF,TYP 1 | FLANGE;MNFR:CATERPILLAR,PTNO:8C3206,ADDITIONAL FEATURES EN:HALF,TYPE 1
1053929_Enrichment | Data Enrichment | STP_002 - 0002 | MKV |  | 2022-08-05 |  |  | Yes |  |  | KELVDBCQ | 0370 ¦ 0580 | OEM | 1083612 | 3000003 | CATERPILLAR | SPACER;CAT,1083612,11.13 X 19.05 X 53 MM | SPACER;MNFR:CATERPILLAR,PTNO:1083612,ADDITIONAL FEATURES EN:11.13 X 19.05 X 53 MM
1053930_Enrichment | Data Enrichment | STP_002 - 0002 | MKV |  | 2022-08-05 |  |  | Yes |  |  | KELVDBC | 0370 ¦ 0580 | OEM | 1149223 | 3000003 | CATERPILLAR | SPACER;CAT,1149223 | SPACER;MNFR:CATERPILLAR,PTNO:1149223
1054654_Enrichment | Data Enrichment | STP_002 - 0002 | MKV |  | 2022-08-05 |  |  | Yes |  |  | KELVDBC | 0370 ¦ 0580 | OEM | 1K8374 | 3000003 | CATERPILLAR | VALVE;CAT,1K8374,GP | VALVE;MNFR:CATERPILLAR,PTNO:1K8374,ADDITIONAL FEATURES EN:GROUP
1054657_Enrichment | Data Enrichment | STP_002 - 0002 | MKV |  | 2022-08-05 |  |  | Yes |  |  | KELVDBC | 0370 ¦ 0580 | OEM | 1597596 | 3000003 | CATERPILLAR | BRAKE;CAT,1597596,3479761,SRVC GP | BRAKE;MNFR:CATERPILLAR,PTNO:1597596,PTNO 1:3479761,ADDITIONAL FEATURES EN:SERVICE GROUP
1054663_Enrichment | Data Enrichment | STP_002 - 0002 | MKV |  | 2022-08-05 |  |  | Yes |  |  | KELVDBC | 0370 ¦ 0580 | OEM | 2776918 | 3000003 | CATERPILLAR | ACTUATOR;CAT,2776918 | ACTUATOR;MNFR:CATERPILLAR,PTNO:2776918
1054667_Enrichment | Data Enrichment | STP_002 - 0002 | MKV |  | 2022-08-05 |  |  | Yes |  |  | KELVDBC | 0370 ¦ 0580 | OEM | 1492612 | 3000003 | CATERPILLAR | RELAY;CAT,1492612,24 V | RELAY;MNFR:CATERPILLAR,PTNO:1492612,ADDITIONAL FEATURES EN:24 V
1054677_Enrichment | Data Enrichment | STP_002 - 0002 | MKV |  | 2022-08-05 |  |  | Yes |  |  | KELVDBC | 0370 ¦ 0580 | OEM | 2943342 | 3000003 | CATERPILLAR | CAP;CAT,2943342,ASSY,RDTR | CAP;MNFR:CATERPILLAR,PTNO:2943342,ADDITIONAL FEATURES EN:ASSEMBLY,RADIATOR
1054729_Enrichment | Data Enrichment | STP_002 - 0002 | MKV |  | 2022-08-05 |  |  | Yes |  |  | KELVDBC | 0370 ¦ 0580 | OEM | 8N6710 | 3000003 | CATERPILLAR | SET;CAT,8N6710,BLT-V,FAN DRV | SET;MNFR:CATERPILLAR,PTNO:8N6710,ADDITIONAL FEATURES EN:BELT-V,FAN DRIVE
1054815_Enrichment | Data Enrichment | STP_002 - 0002 | MKV |  | 2022-08-05 |  |  | Yes |  |  | KELVDBCQ | 0370 ¦ 0580 | OEM | 1425868 | 3000003 | CATERPILLAR | SEAL;CAT,1425868,CRKSHFT,RR | SEAL;MNFR:CATERPILLAR,PTNO:1425868,ADDITIONAL FEATURES EN:CRANKSHAFT,REAR
1054817_Enrichment | Data Enrichment | STP_002 - 0002 | MKV |  | 2022-08-05 |  |  | Yes |  |  | KELVDBCQ | 0370 ¦ 0580 | OEM | 7E6508 | 3000003 | CATERPILLAR | CAP;CAT,7E6508,ASSY | CAP;MNFR:CATERPILLAR,PTNO:7E6508,ADDITIONAL FEATURES EN:ASSEMBLY
1054820_Enrichment | Data Enrichment | STP_002 - 0002 | MKV |  | 2022-08-05 |  |  | Yes |  |  | KELVDBC | 0370 ¦ 0580 | OEM | 6B2882 | 3000003 | CATERPILLAR | SPACER;CAT,6B2882,13/32 X 3/4 X 5/16 IN | SPACER;MNFR:CATERPILLAR,PTNO:6B2882,ADDITIONAL FEATURES EN:13/32 X 3/4 X 5/16 IN
1054861_Enrichment | Data Enrichment | STP_002 - 0002 | MKV |  | 2022-08-05 |  |  | Yes |  |  | KELVDBC | 0370 ¦ 0580 | OEM | 3E8020 | 3000003 | CATERPILLAR | SCREW;CAT,3E8020,TRUSS HD M6 X 1 X 25 MM | SCREW;MNFR:CATERPILLAR,PTNO:3E8020,ADDITIONAL FEATURES EN:TRUSS HEAD M6 X 1 X 25 MM
1054871_Enrichment | Data Enrichment | STP_002 - 0002 | MKV |  | 2022-08-05 |  |  | Yes |  |  | KELVDBC | 0370 ¦ 0580 | OEM | 3345409 | 3000003 | CATERPILLAR | LAMP;CAT,3345409,SGNL,GP | LAMP;MNFR:CATERPILLAR,PTNO:3345409,ADDITIONAL FEATURES EN:SIGNAL,GROUP
1054900_Enrichment | Data Enrichment | STP_002 - 0002 | MKV |  | 2022-08-05 |  |  | Yes |  |  | KELVDBC | 0370 ¦ 0580 | OEM | 1S0994 | 3000003 | CATERPILLAR | CLIP;CAT,1S0994 | CLIP;MNFR:CATERPILLAR,PTNO:1S0994
1054907_Enrichment | Data Enrichment | STP_002 - 0002 | MKV |  | 2022-08-05 |  |  | Yes |  |  | KELVDBCQ | 0370 ¦ 0580 | OEM | 5P7465 | 3000003 | CATERPILLAR | CLIP;CAT,5P7465 | CLIP;MNFR:CATERPILLAR,PTNO:5P7465
1055079_Enrichment | Data Enrichment | STP_002 - 0002 | MKV |  | 2022-08-05 |  |  | Yes |  |  | KELVDBC | 0370 ¦ 0580 | OEM | 9S4693 | 3000003 | CATERPILLAR | BREAKER;CAT,9S4693,ALTNTR | BREAKER;MNFR:CATERPILLAR,PTNO:9S4693,ADDITIONAL FEATURES EN:ALTERNATOR
1055112_Enrichment | Data Enrichment | STP_002 - 0002 | MKV |  | 2022-08-05 |  |  | Yes |  |  | KELVDBC | 0370 ¦ 0580 | OEM | 1230790 | 3000003 | CATERPILLAR | PULLEY;CAT,1230790 | PULLEY;MNFR:CATERPILLAR,PTNO:1230790
1055115_Enrichment | Data Enrichment | STP_002 - 0002 | MKV |  | 2022-08-05 |  |  | Yes |  |  | KELVDBC | 0370 ¦ 0580 | OEM | 3497059 | 3000003 | CATERPILLAR | CAP;CAT,3497059,ASSY,FUEL | CAP;MNFR:CATERPILLAR,PTNO:3497059,ADDITIONAL FEATURES EN:ASSEMBLY,FUEL
1055116_Enrichment | Data Enrichment | STP_002 - 0002 | MKV |  | 2022-08-05 |  |  | Yes |  |  | KELVDBCQ | 0370 ¦ 0580 | OEM | 8C3451 | 3000003 | CATERPILLAR | CAP;CAT,8C3451,DST,TYP 1 | CAP;MNFR:CATERPILLAR,PTNO:8C3451,ADDITIONAL FEATURES EN:DUST,TYPE 1
1055147_Enrichment | Data Enrichment | STP_002 - 0002 | MKV |  | 2022-08-05 |  |  | Yes |  |  | KELVDBC | 0370 ¦ 0580 | OEM | 6V8625 | 3000003 | CATERPILLAR | ELBOW;CAT,6V8625 | ELBOW;MNFR:CATERPILLAR,PTNO:6V8625
1055148_Enrichment | Data Enrichment | STP_002 - 0002 | MKV |  | 2022-08-05 |  |  | Yes |  |  | KELVDBCQ | 0370 ¦ 0580 | OEM | 9W1441 | 3000003 | CATERPILLAR | FUSE;CAT,9W1441 | FUSE;MNFR:CATERPILLAR,PTNO:9W1441
1055149_Enrichment | Data Enrichment | STP_002 - 0002 | MKV |  | 2022-08-05 |  |  | Yes |  |  | KELVDBCQ | 0370 ¦ 0580 | OEM | 9W1442 | 3000003 | CATERPILLAR | FUSE;CAT,9W1442 | FUSE;MNFR:CATERPILLAR,PTNO:9W1442
1055150_Enrichment | Data Enrichment | STP_002 - 0002 | MKV |  | 2022-08-05 |  |  | Yes |  |  | KELVDBCQ | 0370 ¦ 0580 | OEM | 9W1446 | 3000003 | CATERPILLAR | FUSE;CAT,9W1446,20 A | FUSE;MNFR:CATERPILLAR,PTNO:9W1446,ADDITIONAL FEATURES EN:20 A
1055155_Enrichment | Data Enrichment | STP_002 - 0002 | MKV |  | 2022-08-05 |  |  | Yes |  |  | KELVDBC | 0370 ¦ 0580 | OEM | 3479427 | 3000003 | CATERPILLAR | LAMP;CAT,3479427,FLOD,GP | LAMP;MNFR:CATERPILLAR,PTNO:3479427,ADDITIONAL FEATURES EN:FLOOD,GROUP
1055156_Enrichment | Data Enrichment | STP_002 - 0002 | MKV |  | 2022-08-05 |  |  | Yes |  |  | KELVDBC | 0370 ¦ 0580 | OEM | 1003245 | 3000003 | CATERPILLAR | LAMP;CAT,1003245,24 V | LAMP;MNFR:CATERPILLAR,PTNO:1003245,ADDITIONAL FEATURES EN:24 V
1055173_Enrichment | Data Enrichment | STP_002 - 0002 | MKV |  | 2022-08-05 |  |  | Yes |  |  | KELVDBC | 0370 ¦ 0580 | OEM | 3584889 | 3000003 | CATERPILLAR | FILTER;CAT,3584889 | FILTER;MNFR:CATERPILLAR,PTNO:3584889
1055187_Enrichment | Data Enrichment | STP_002 - 0002 | MKV |  | 2022-08-05 |  |  | Yes |  |  | KELVDBC | 0370 ¦ 0580 | OEM | 3E5239 | 3000003 | CATERPILLAR | RELAY;CAT,3E5239,ASSY,24 V,WIPER MOT | RELAY;MNFR:CATERPILLAR,PTNO:3E5239,ADDITIONAL FEATURES EN:ASSEMBLY,24 V,WIPER MOTOR
1055196_Enrichment | Data Enrichment | STP_002 - 0002 | MKV |  | 2022-08-05 |  |  | Yes |  |  | KELVDBC | 0370 ¦ 0580 | OEM | 7W1484 | 3000003 | CATERPILLAR | CAP;CAT,7W1484,ASSY,OIL FILR PWR TRAIN | CAP;MNFR:CATERPILLAR,PTNO:7W1484,ADDITIONAL FEATURES EN:ASSEMBLY,OIL FILLER POWER TRAIN
1055199_Enrichment | Data Enrichment | STP_002 - 0002 | MKV |  | 2022-08-05 |  |  | Yes |  |  | KELVDBC | 0370 ¦ 0580 | OEM | 7M4720 | 3000003 | CATERPILLAR | SET;CAT,7M4720,V-BLT | SET;MNFR:CATERPILLAR,PTNO:7M4720,ADDITIONAL FEATURES EN:V-BELT
1055212_Enrichment | Data Enrichment | STP_002 - 0002 | MKV |  | 2022-08-05 |  |  | Yes |  |  | KELVDBC | 0370 ¦ 0580 | OEM | 8D5949 | 3000003 | CATERPILLAR | BAR;CAT,8D5949,SPRDR | BAR;MNFR:CATERPILLAR,PTNO:8D5949,ADDITIONAL FEATURES EN:SPREADER
1055237_Enrichment | Data Enrichment | STP_002 - 0002 | MKV |  | 2022-08-05 |  |  | Yes |  |  | KELVDBCQ | 0370 ¦ 0580 | OEM | 8M3837 | 3000003 | CATERPILLAR | PLUG;CAT,8M3837,MGNTC | PLUG;MNFR:CATERPILLAR,PTNO:8M3837,ADDITIONAL FEATURES EN:MAGNETIC
1055238_Enrichment | Data Enrichment | STP_002 - 0002 | MKV |  | 2022-08-05 |  |  | Yes |  |  | KELVDBC | 0370 ¦ 0580 | OEM | 8M8948 | 3000003 | CATERPILLAR | FUSE;CAT,8M8948 | FUSE;MNFR:CATERPILLAR,PTNO:8M8948
1055284_Enrichment | Data Enrichment | STP_002 - 0002 | MKV |  | 2022-08-05 |  |  | Yes |  |  | KELVDBCQ | 0370 ¦ 0580 | OEM | 5F0304 | 3000003 | CATERPILLAR | PLUG;CAT,5F0304 | PLUG;MNFR:CATERPILLAR,PTNO:5F0304
1055292_Enrichment | Data Enrichment | STP_002 - 0002 | MKV |  | 2022-08-05 |  |  | Yes |  |  | KELVDBC | 0370 ¦ 0580 | OEM | 8B1002 | 3000003 | CATERPILLAR | NUT,SLTD;CAT,8B1002 | NUT,SLOTTED;MNFR:CATERPILLAR,PTNO:8B1002
1055586_Enrichment | Data Enrichment | STP_002 - 0002 | MKV |  | 2022-08-05 |  |  | Yes |  |  | KELVDBC | 0370 ¦ 0580 | OEM | 1857221 | 3000003 | CATERPILLAR | SLEEVE;CAT,1857221 | SLEEVE;MNFR:CATERPILLAR,PTNO:1857221
1055779_Enrichment | Data Enrichment | STP_002 - 0002 | MKV |  | 2022-08-05 |  |  | Yes |  |  | KELVDBCQ | 0370 ¦ 0580 | OEM | 8E5530 | 3000003 | CATERPILLAR | BIT;CAT,8E5530 | BIT;MNFR:CATERPILLAR,PTNO:8E5530
1057634_Enrichment | Data Enrichment | STP_002 - 0002 | MKV |  | 2022-08-05 |  |  | Yes |  |  | KELVDBCQ | 0370 ¦ 0580 | OEM | 9W6582 | 3000003 | CATERPILLAR | SLEEVE;CAT,9W6582 | SLEEVE;MNFR:CATERPILLAR,PTNO:9W6582
1059301_Enrichment | Data Enrichment | STP_002 - 0002 | MKV |  | 2022-08-05 |  |  | Yes |  |  | KELVDBC | 0370 ¦ 0580 | OEM | 3U9657 | 3000003 | CATERPILLAR | SEAL,MECH;CAT,3U9657 | SEAL,MECHANICAL;MNFR:CATERPILLAR,PTNO:3U9657
1059367_Enrichment | Data Enrichment | STP_002 - 0002 | MKV |  | 2022-08-05 |  |  | Yes |  |  | KELVDBC | 0370 ¦ 0580 | OEM | 1517690 | 3000003 | CATERPILLAR | GUARD;CAT,1517690,CAT,4689160,ASSY | GUARD;MNFR:CATERPILLAR,PTNO:1517690,MNFR 1:CATERPILLAR,PTNO 1:4689160,ADDITIONAL FEATURES EN:ASSEMBLY
1059399_Enrichment | Data Enrichment | STP_002 - 0002 | MKV |  | 2022-08-05 |  |  | Yes |  |  | KELVDBC | 0370 ¦ 0580 | OEM | 4017700 | 3000003 | CATERPILLAR | SLEEVE;CAT,4017700,CAT,5351641,BUSHG | SLEEVE;MNFR:CATERPILLAR,PTNO:4017700,MNFR 1:CATERPILLAR,PTNO 1:5351641,ADDITIONAL FEATURES EN:BUSHING
1059926_Enrichment | Data Enrichment | STP_002 - 0002 | MKV |  | 2022-08-05 |  |  | Yes |  |  | KELVDBC | 0370 ¦ 0580 | OEM | 2792589 | 3000003 | CATERPILLAR | PULLEY;CAT,2792589,ASSY | PULLEY;MNFR:CATERPILLAR,PTNO:2792589,ADDITIONAL FEATURES EN:ASSEMBLY
1059951_Enrichment | Data Enrichment | STP_002 - 0002 | MKV |  | 2022-08-05 |  |  | Yes |  |  | KELVDBC | 0370 ¦ 0580 | OEM | 8Y4501 | 3000003 | CATERPILLAR | SPRING;CAT,8Y4501,HNDL | SPRING;MNFR:CATERPILLAR,PTNO:8Y4501,ADDITIONAL FEATURES EN:HANDLE
1059955_Enrichment | Data Enrichment | STP_002 - 0002 | MKV |  | 2022-08-05 |  |  | Yes |  |  | KELVDBC | 0370 ¦ 0580 | OEM | 2471859 | 3000003 | CATERPILLAR | BRACKET;CAT,2471859,ASSY | BRACKET;MNFR:CATERPILLAR,PTNO:2471859,ADDITIONAL FEATURES EN:ASSEMBLY
1059959_Enrichment | Data Enrichment | STP_002 - 0002 | MKV |  | 2022-08-05 |  |  | Yes |  |  | KELVDBC | 0370 ¦ 0580 | OEM | 2425206 | 3000003 | CATERPILLAR | SPACER;CAT,2425206 | SPACER;MNFR:CATERPILLAR,PTNO:2425206
1059965_Enrichment | Data Enrichment | STP_002 - 0002 | MKV |  | 2022-08-05 |  |  | Yes |  |  | KELVDBC | 0370 ¦ 0580 | OEM | 2509310 | 3000003 | CATERPILLAR | ASSEMBLY;CAT,2509310,SQUEEZE | ASSEMBLY;MNFR:CATERPILLAR,PTNO:2509310,ADDITIONAL FEATURES EN:SQUEEZE
1059966_Enrichment | Data Enrichment | STP_002 - 0002 | MKV |  | 2022-08-05 |  |  | Yes |  |  | KELVDBC | 0370 ¦ 0580 | OEM | 2509311 | 3000003 | CATERPILLAR | ROD;CAT,2509311,LNK | ROD;MNFR:CATERPILLAR,PTNO:2509311,ADDITIONAL FEATURES EN:LINK
1059967_Enrichment | Data Enrichment | STP_002 - 0002 | MKV |  | 2022-08-05 |  |  | Yes |  |  | KELVDBC | 0370 ¦ 0580 | OEM | 2509312 | 3000003 | CATERPILLAR | CLIP;CAT,2509312 | CLIP;MNFR:CATERPILLAR,PTNO:2509312
1059968_Enrichment | Data Enrichment | STP_002 - 0002 | MKV |  | 2022-08-05 |  |  | Yes |  |  | KELVDBC | 0370 ¦ 0580 | OEM | 5C7423 | 3000003 | CATERPILLAR | SCREW;CAT,5C7423,M6 X 1 X 16 MM | SCREW;MNFR:CATERPILLAR,PTNO:5C7423,ADDITIONAL FEATURES EN:M6 X 1 X 16 MM
1059971_Enrichment | Data Enrichment | STP_002 - 0002 | MKV |  | 2022-08-05 |  |  | Yes |  |  | KELVDBC | 0370 ¦ 0580 | OEM | 1224026 | 3000003 | CATERPILLAR | SPACER;CAT,1224026 | SPACER;MNFR:CATERPILLAR,PTNO:1224026
1059974_Enrichment | Data Enrichment | STP_002 - 0002 | MKV |  | 2022-08-05 |  |  | Yes |  |  | KELVDBCQ | 0370 ¦ 0580 | OEM | 5P4325 | 3000003 | CATERPILLAR | CLIP;CAT,5P4325 | CLIP;MNFR:CATERPILLAR,PTNO:5P4325
1059982_Enrichment | Data Enrichment | STP_002 - 0002 | MKV |  | 2022-08-05 |  |  | Yes |  |  | KELVDBC | 0370 ¦ 0580 | OEM | 8C5608 | 3000003 | CATERPILLAR | SPACER;CAT,8C5608 | SPACER;MNFR:CATERPILLAR,PTNO:8C5608
1060018_Enrichment | Data Enrichment | STP_002 - 0002 | MKV |  | 2022-08-05 |  |  | Yes |  |  | KELVDBCQ | 0370 ¦ 0580 | OEM | 9W7385 | 3000003 | CATERPILLAR | SLEEVE;CAT,9W7385 | SLEEVE;MNFR:CATERPILLAR,PTNO:9W7385
1060066_Enrichment | Data Enrichment | STP_002 - 0002 | MKV |  | 2022-08-05 |  |  | Yes |  |  | KELVDBC | 0370 ¦ 0580 | OEM | 3639109 | 3000003 | CATERPILLAR | SLEEVE,PROTEC;CAT,3639109 | SLEEVE,PROTECTIVE;MNFR:CATERPILLAR,PTNO:3639109
1060938_Enrichment | Data Enrichment | STP_002 - 0002 | MKV |  | 2022-08-05 |  |  | Yes |  |  | KELVDBC | 0370 ¦ 0580 | OEM | 6T6805 | 3000003 | CATERPILLAR | GAUGE;CAT,6T6805,ASSY | 754
1060967_Enrichment | Data Enrichment | STP_002 - 0002 | MKV |  | 2022-08-05 |  |  | Yes |  |  | KELVDBC | 0370 ¦ 0580 | OEM | 1706677 | 3000003 | CATERPILLAR | GUARD;CAT,1706677,ASSY,FAN | GUARD;MNFR:CATERPILLAR,PTNO:1706677,ADDITIONAL FEATURES EN:ASSEMBLY,FAN
1060968_Enrichment | Data Enrichment | STP_002 - 0002 | MKV |  | 2022-08-05 |  |  | Yes |  |  | KELVDBC | 0370 ¦ 0580 | OEM | 1706679 | 3000003 | CATERPILLAR | GUARD;CAT,1706679,ASSY,FAN | GUARD;MNFR:CATERPILLAR,PTNO:1706679,ADDITIONAL FEATURES EN:ASSEMBLY,FAN
1061073_Enrichment | Data Enrichment | STP_002 - 0002 | MKV |  | 2022-08-05 |  |  | Yes |  |  | KELVDBC | 0370 ¦ 0580 | OEM | 7T4145 | 3000003 | CATERPILLAR | SLEEVE;CAT,7T4145 | SLEEVE;MNFR:CATERPILLAR,PTNO:7T4145
1061079_Enrichment | Data Enrichment | STP_002 - 0002 | MKV |  | 2022-08-05 |  |  | Yes |  |  | KELVDBC | 0370 ¦ 0580 | OEM | 2039382 | 3000003 | CATERPILLAR | GUARD;CAT,2039382,SEAL | GUARD;MNFR:CATERPILLAR,PTNO:2039382,ADDITIONAL FEATURES EN:SEAL
1061375_Enrichment | Data Enrichment | STP_002 - 0002 | MKV |  | 2022-08-05 |  |  | Yes |  |  | KELVDBC | 0370 ¦ 0580 | OEM | 3313490 | 3000003 | CATERPILLAR | SLEEVE;CAT,3313490 | SLEEVE;MNFR:CATERPILLAR,PTNO:3313490
50000129_Enrichment | Data Enrichment | STP_002 - 0002 | MKV |  | 2022-08-05 |  |  | No |  |  | KELVDBC | 0370 ¦ 0580 | OEM |  |  |  | Schneider Closing Coil MXXF/SHT-SHC250VA | ACB MX-XF/SHT-SHC 200-250 V AC-DC, 33662
50000132_Enrichment | Data Enrichment | STP_002 - 0002 | MKV |  | 2022-08-05 |  |  | No |  |  | KELVDBC | 0370 ¦ 0580 | OEM |  |  |  | SIEMENS 3WL Closing coil AC50Hz 240V/DC | 3WL shunt trip AC 50/60Hz 208-240V/ DC 220V 100% ed, 3WL9111-0AD06-0AA0
50000133_Enrichment | Data Enrichment | STP_002 - 0002 | MKV |  | 2022-08-05 |  |  | No |  |  | KELVDBC | 0370 ¦ 0580 | OEM |  |  |  | SIEMENS 3WL Opening coil,over-excited5% | 3WL shunt trip, over-excited 5% ed, 3WL9111-0AD14-0AA0
50000134_Enrichment | Data Enrichment | STP_002 - 0002 | MKV |  | 2022-08-05 |  |  | No |  |  | KELVDBC | 0370 ¦ 0580 | OEM |  |  |  | SIEMENS Electronic trip unit ETU 45B | ETU45B
50000135_Enrichment | Data Enrichment | STP_002 - 0002 | MKV |  | 2022-08-05 |  |  | No |  |  | KELVDBC | 0370 ¦ 0580 | OEM |  |  |  | 33kV CT 600-300/1 A, 3Core Curnt Transf | 600-300/1 A, 3 Core Current Transformer
50000137_Enrichment | Data Enrichment | STP_002 - 0002 | MKV |  | 2022-08-05 |  |  | No |  |  | KELVDBC | 0370 ¦ 0580 | OEM |  |  |  | Power Contactor ABB-AF2050-30-11-70 | 1SFL707001R7011
50000138_Enrichment | Data Enrichment | STP_002 - 0002 | MKV |  | 2022-08-05 |  |  | No |  |  | KELVDBC | 0370 ¦ 0580 | OEM |  |  |  | Bearing for Panel cooling fan - 608Z | FAG Brg:- 608-2Z-IN
50000143_Enrichment | Data Enrichment | STP_002 - 0002 | MKV |  | 2022-08-05 |  |  | No |  |  | KELVDBC | 0370 ¦ 0580 | OEM |  |  |  | Hansa-flexhoseWP350BAR350mm-KP208,2SC | Hansa Flex KP 208 EN857 2SC 08 WP350 BAR_350MM, Hydraulic hose for Yaw Brake caliper.
50000144_Enrichment | Data Enrichment | STP_002 - 0002 | MKV |  | 2022-08-05 |  |  | No |  |  | KELVDBC | 0370 ¦ 0580 | OEM |  |  |  | WaterHosecouplingset_1''FVMQHansa | Water hose coupling female thread G 1'' FVMQ+ Nipple male theard G 1'' FVMQ Hansa- Flex
50000147_Enrichment | Data Enrichment | STP_002 - 0002 | MKV |  | 2022-08-05 |  |  | No |  |  | KELVDBC | 0370 ¦ 0580 | OEM |  |  |  | CheckvalvePos.9Hydratech(N),B4777 | Hydratech Part number 207600 Model-B4777
50000148_Enrichment | Data Enrichment | STP_002 - 0002 | MKV |  | 2022-08-05 |  |  | No |  |  | KELVDBC | 0370 ¦ 0580 | OEM |  |  |  | ReliefvalPEDPos.8Hydratech(N),1007108 | Hydratech Part number 1007108-Model B4777
50000151_Enrichment | Data Enrichment | STP_002 - 0002 | MKV |  | 2022-08-05 |  |  | No |  |  | KELVDBC | 0370 ¦ 0580 | OEM |  |  |  | Solenoval3/2Pos.21Hydratech(N)108867 | Part number 1008867-Model B4777
50000152_Enrichment | Data Enrichment | STP_002 - 0002 | MKV |  | 2022-08-05 |  |  | No |  |  | KELVDBC | 0370 ¦ 0580 | OEM |  |  |  | PressureSw50barHydratech(N)1008687 | Part number 1008687-Model B4777
50000153_Enrichment | Data Enrichment | STP_002 - 0002 | MKV |  | 2022-08-05 |  |  | No |  |  | KELVDBC | 0370 ¦ 0580 | OEM |  |  |  | MicroFilter10micronHydratech(N)1008665 | Part number 1008665-Model B4777
50000157_Enrichment | Data Enrichment | STP_002 - 0002 | MKV |  | 2022-08-05 |  |  | No |  |  | KELVDBC | 0370 ¦ 0580 | OEM |  |  |  | Filter100micronHydratech(N)1008680 | Part number 1008680-Model B4777
50000160_Enrichment | Data Enrichment | STP_002 - 0002 | MKV |  | 2022-08-05 |  |  | No |  |  | KELVDBC | 0370 ¦ 0580 | OEM |  |  |  | FilterelementPos7.2Hydratech(N)138825 | Part number 138825-Model number B4777
50000295_Enrichment | Data Enrichment | STP_002 - 0002 | MKV |  | 2022-08-05 |  |  | No |  |  | KELVDBC | 0370 ¦ 0580 | OEM |  |  |  | MCB, A9N4P10C, 4P, 10A | MCB, Make: Schneider, A9N4P10C, 4P, 10A
50000301_Enrichment | Data Enrichment | STP_002 - 0002 | MKV |  | 2022-08-05 |  |  | No |  |  | KELVDBC | 0370 ¦ 0580 | OEM |  |  |  | DIN 433 WASHER M14 FLZNL NC 1000H
50000320_Enrichment | Data Enrichment | STP_002 - 0002 | MKV |  | 2022-08-05 |  |  | No |  |  | KELVDBC | 0370 ¦ 0580 | OEM |  |  |  | 1/2" SQ DR 12PT SOCKET SET 43PCS STANLEY | 89-509-12
50000327_Enrichment | Data Enrichment | STP_002 - 0002 | MKV |  | 2022-08-05 |  |  | No |  |  | KELVDBC | 0370 ¦ 0580 | OEM |  |  |  | End plate of Drive Pinion-ReGen | End plate for drive pinion assembly-ReGen V82/V87
50000328_Enrichment | Data Enrichment | STP_002 - 0002 | MKV |  | 2022-08-05 |  |  | No |  |  | KELVDBC | 0370 ¦ 0580 | OEM |  |  |  | BeltPulley-ReGenV82/87 | Belt pulley for Pitch console assembly ReGen V82/V87
50000343_Enrichment | Data Enrichment | STP_002 - 0002 | MKV |  | 2022-08-05 |  |  | No |  |  | KELVDBC | 0370 ¦ 0580 | OEM |  |  |  | IDEC Analog Card | Product Model No. FC6A-PJ2A
50000420_Enrichment | Data Enrichment | STP_002 - 0002 | MKV |  | 2022-08-05 |  |  | No |  |  | KELVDBC | 0370 ¦ 0580 | OEM |  |  |  | MV Switchgear33kv Earthing Truck Cable
50000429_Enrichment | Data Enrichment | STP_002 - 0002 | MKV |  | 2022-08-05 |  |  | No |  |  | KELVDBC | 0370 ¦ 0580 | OEM |  |  |  | Cable 1.1KV 10Cx1 mm2 Cu PVC Armoured
50000432_Enrichment | Data Enrichment | STP_002 - 0002 | MKV |  | 2022-08-05 |  |  | No |  |  | KELVDBC | 0370 ¦ 0580 | OEM |  |  |  | Rebar-12 Dia - Fe 500 L1614
50000435_Enrichment | Data Enrichment | STP_002 - 0002 | MKV |  | 2022-08-05 |  |  | No |  |  | KELVDBC | 0370 ¦ 0580 | OEM |  |  |  | T-connector1500V (Female-Female-Male)
50000437_Enrichment | Data Enrichment | STP_002 - 0002 | MKV |  | 2022-08-05 |  |  | No |  |  | KELVDBC | 0370 ¦ 0580 | OEM |  |  |  | Rubber Mat 1X3 Mtr Class C 3mm thick
50000440_Enrichment | Data Enrichment | STP_002 - 0002 | MKV |  | 2022-08-05 |  |  | No |  |  | KELVDBC | 0370 ¦ 0580 | OEM |  |  |  | Circuit Breaker 245kV, 1600A, 50KA
50000443_Enrichment | Data Enrichment | STP_002 - 0002 | MKV |  | 2022-08-05 |  |  | No |  |  | KELVDBC | 0370 ¦ 0580 | OEM |  |  |  | EIMotorHydratech-108220 | Part number 108220-El motor, 3 phase, 400-690V
50000445_Enrichment | Data Enrichment | STP_002 - 0002 | MKV |  | 2022-08-05 |  |  | No |  |  | KELVDBC | 0370 ¦ 0580 | OEM |  |  |  | Filterelement-429500Hydratech | Part number 429500-Filter element
50000452_Enrichment | Data Enrichment | STP_002 - 0002 | MKV |  | 2022-08-05 |  |  | No |  |  | KELVDBC | 0370 ¦ 0580 | OEM |  |  |  | Pos.31.1CheckvalveHydratech1005594 | Part number 1005594-Check valve, pilot, cartridge
50000461_Enrichment | Data Enrichment | STP_002 - 0002 | MKV |  | 2022-08-05 |  |  | No |  |  | KELVDBC | 0370 ¦ 0580 | OEM |  |  |  | GearpumpflangeHydratech179400 | Part number 179400-Flange for gear pump
50000464_Enrichment | Data Enrichment | STP_002 - 0002 | MKV |  | 2022-08-05 |  |  | No |  |  | KELVDBC | 0370 ¦ 0580 | OEM |  |  |  | BellhousepumpHydratech1005610 | Part number 1005610-Bellhouse Gearpump Grp.1 (Pos.1.11)
50000465_Enrichment | Data Enrichment | STP_002 - 0002 | MKV |  | 2022-08-05 |  |  | No |  |  | KELVDBC | 0370 ¦ 0580 | OEM |  |  |  | 24VcoilHydratech_104992 | Part number 104992-Coil S8(24 VDC)
50000466_Enrichment | Data Enrichment | STP_002 - 0002 | MKV |  | 2022-08-05 |  |  | No |  |  | KELVDBC | 0370 ¦ 0580 | OEM |  |  |  | PumpcouplingHydratech1005609 | Part number 1005609- Coupling pump (Pos.1.13)
50000467_Enrichment | Data Enrichment | STP_002 - 0002 | MKV |  | 2022-08-05 |  |  | No |  |  | KELVDBC | 0370 ¦ 0580 | OEM |  |  |  | PressureGaugeHoseHydratech334010 | Part number 334010
50000471_Enrichment | Data Enrichment | STP_002 - 0002 | MKV |  | 2022-08-05 |  |  | No |  |  | KELVDBC | 0370 ¦ 0580 | OEM |  |  |  | Pos.1.4BallvalveHydratech49021013 | Part number 4902 10 13-Ball valve, 2 way (Pos.1.4)
50000472_Enrichment | Data Enrichment | STP_002 - 0002 | MKV |  | 2022-08-05 |  |  | No |  |  | KELVDBC | 0370 ¦ 0580 | OEM |  |  |  | TankbreatherHydratech137700 | Part number 137700-Tank breather (Pos.2.3)
50000477_Enrichment | Data Enrichment | STP_002 - 0002 | MKV |  | 2022-08-05 |  |  | No |  |  | KELVDBC | 0370 ¦ 0580 | OEM |  |  |  | NylonPipeHydratech589681 | Part number 589681-Nylon pipe, natural, PA11
50000482_Enrichment | Data Enrichment | STP_002 - 0002 | MKV |  | 2022-08-05 |  |  | No |  |  | KELVDBC | 0370 ¦ 0580 | OEM |  |  |  | Gear pump HYDAC PGE101-200-RBQ1-N-3700 | PGE101-200-RBQ1-N-3700
50000487_Enrichment | Data Enrichment | STP_002 - 0002 | MKV |  | 2022-08-05 |  |  | No |  |  | KELVDBC | 0370 ¦ 0580 | OEM |  |  |  | Pos.200 Soleniod valve HYDAC WSM08130D | Soleniod valve -WSM08130D
50000497_Enrichment | Data Enrichment | STP_002 - 0002 | MKV |  | 2022-08-05 |  |  | No |  |  | KELVDBC | 0370 ¦ 0580 | OEM |  |  |  | Temp.gauge TSL70X12 HYDAC | Temprature gauge-TS-L-70/X/12 HYDAC
50000498_Enrichment | Data Enrichment | STP_002 - 0002 | MKV |  | 2022-08-05 |  |  | No |  |  | KELVDBC | 0370 ¦ 0580 | OEM |  |  |  | Electric motor 1.5KW HYDAC G 90L4 | Part number-G 90L4 230/400V
50000503_Enrichment | Data Enrichment | STP_002 - 0002 | MKV |  | 2022-08-05 |  |  | No |  |  | KELVDBC | 0370 ¦ 0580 | OEM |  |  |  | Coil 24DG-50-1836 HYDAC | Coil 24DG-50-1836 HYDAC
50000504_Enrichment | Data Enrichment | STP_002 - 0002 | MKV |  | 2022-08-05 |  |  | No |  |  | KELVDBC | 0370 ¦ 0580 | OEM |  |  |  | Coil 24DG-40-1836 HYDAC | Coil 24DG-40-1836 HYDAC
50000516_Enrichment | Data Enrichment | STP_002 - 0002 | MKV |  | 2022-08-05 |  |  | No |  |  | KELVDBC | 0370 ¦ 0580 | OEM |  |  |  | ModuleCounterBachmanCNT204/HB00010709-10 | ModuleCounterBachmanCNT204/HB00010709-10
50000518_Enrichment | Data Enrichment | STP_002 - 0002 | MKV |  | 2022-08-05 |  |  | No |  |  | KELVDBC | 0370 ¦ 0580 | OEM |  |  |  | PowerSupply BachmanNT255,B-00013251-00 | PowerSupply BachmanNT255,B-00013251-00
50000523_Enrichment | Data Enrichment | STP_002 - 0002 | MKV |  | 2022-08-05 |  |  | No |  |  | KELVDBC | 0370 ¦ 0580 | OEM |  |  |  | IGBT300A,1700V,CM300DY-34A,Mistubhishi | IGBT 300A,1700V,CM300DY-34A,Mistubhishi
50000524_Enrichment | Data Enrichment | STP_002 - 0002 | MKV |  | 2022-08-05 |  |  | No |  |  | KELVDBC | 0370 ¦ 0580 | OEM |  |  |  | IGBT200A,1700V,CM200DY-34A,Mistubishi | IGBT 200A,1700V,CM200DY-34A,Mistubishi
50000532_Enrichment | Data Enrichment | STP_002 - 0002 | MKV |  | 2022-08-05 |  |  | No |  |  | KELVDBC | 0370 ¦ 0580 | OEM |  |  |  | DWC Conduit Pipe 50/38mm Dia black
50000533_Enrichment | Data Enrichment | STP_002 - 0002 | MKV |  | 2022-08-05 |  |  | No |  |  | KELVDBC | 0370 ¦ 0580 | OEM |  |  |  | Fastener M16x40 1B1N2PW1SW-HDG 5.6
50000540_Enrichment | Data Enrichment | STP_002 - 0002 | MKV |  | 2022-08-05 |  |  | No |  |  | KELVDBC | 0370 ¦ 0580 | OEM |  |  |  | HT Termination kit 33kV 3C*300mm2 | HT Termination kit 33kV 3C*300mm2
50000546_Enrichment | Data Enrichment | STP_002 - 0002 | MKV |  | 2022-08-05 |  |  | No |  |  | KELVDBC | 0370 ¦ 0580 | OEM |  |  |  | Cable gland Polymide 10Cx1.0 mm2 | Cable gland Polymide 10Cx1.0 mm2
50000547_Enrichment | Data Enrichment | STP_002 - 0002 | MKV |  | 2022-08-05 |  |  | No |  |  | KELVDBC | 0370 ¦ 0580 | OEM |  |  |  | Cable gland Polymide 24Cx1.5 mm2 | Cable gland Polymide 24Cx1.5 mm2
50000554_Enrichment | Data Enrichment | STP_002 - 0002 | MKV |  | 2022-08-05 |  |  | No |  |  | KELVDBC | 0370 ¦ 0580 | OEM |  |  |  | Face Shield With helmet welding
50000556_Enrichment | Data Enrichment | STP_002 - 0002 | MKV |  | 2022-08-05 |  |  | No |  |  | KELVDBC | 0370 ¦ 0580 | OEM |  |  |  | UPS with Battery 3KVA,96V,100AH
50000568_Enrichment | Data Enrichment | STP_002 - 0002 | MKV |  | 2022-08-05 |  |  | No |  |  | KELVDBC | 0370 ¦ 0580 | OEM |  |  |  | LED Lamp with Holder18Watt
50000569_Enrichment | Data Enrichment | STP_002 - 0002 | MKV |  | 2022-08-05 |  |  | No |  |  | KELVDBC | 0370 ¦ 0580 | OEM |  |  |  | Solar Street Light 24 Watt
50000572_Enrichment | Data Enrichment | STP_002 - 0002 | MKV |  | 2022-08-05 |  |  | No |  |  | KELVDBC | 0370 ¦ 0580 | OEM |  |  |  | CO2 Fire Extinguisher 5kg | CO2 Fire Extinguisher 5kg
50000573_Enrichment | Data Enrichment | STP_002 - 0002 | MKV |  | 2022-08-05 |  |  | No |  |  | KELVDBC | 0370 ¦ 0580 | OEM |  |  |  | PPE Rope ( 16MM, Naylon )
50000574_Enrichment | Data Enrichment | STP_002 - 0002 | MKV |  | 2022-08-05 |  |  | No |  |  | KELVDBC | 0370 ¦ 0580 | OEM |  |  |  | Safety Helmet-White Color
50000586_Enrichment | Data Enrichment | STP_002 - 0002 | MKV |  | 2022-08-05 |  |  | No |  |  | KELVDBC | 0370 ¦ 0580 | OEM |  |  |  | Electrical gloves 33kv
50000598_Enrichment | Data Enrichment | STP_002 - 0002 | MKV |  | 2022-08-05 |  |  | No |  |  | KELVDBC | 0370 ¦ 0580 | OEM |  |  |  | GI Strip 25 x 3mm
50000599_Enrichment | Data Enrichment | STP_002 - 0002 | MKV |  | 2022-08-05 |  |  | No |  |  | KELVDBC | 0370 ¦ 0580 | OEM |  |  |  | GI Strip 25 x 6mm
50000612_Enrichment | Data Enrichment | STP_002 - 0002 | MKV |  | 2022-08-05 |  |  | No |  |  | KELVDBC | 0370 ¦ 0580 | OEM |  |  |  | Tee 50mm
50000617_Enrichment | Data Enrichment | STP_002 - 0002 | MKV |  | 2022-08-05 |  |  | No |  |  | KELVDBC | 0370 ¦ 0580 | OEM |  |  |  | Cellow Tape 50mm | Packing material tape Cellow Tape 50mm
50000626_Enrichment | Data Enrichment | STP_002 - 0002 | MKV |  | 2022-08-05 |  |  | No |  |  | KELVDBC | 0370 ¦ 0580 | OEM |  |  |  | Temperature Sensor T60 NRG | Temperature Sensor T60 NRG with calibration
50000658_Enrichment | Data Enrichment | STP_002 - 0002 | MKV |  | 2022-08-05 |  |  | No |  |  | KELVDBC | 0370 ¦ 0580 | OEM |  |  |  | MMS Sheet 4384x240x0.5mm L- 4384 | 4384x240x0.5mm L- 4384 (YS-350/550MPa, PPGI/Galvalume)
50000659_Enrichment | Data Enrichment | STP_002 - 0002 | MKV |  | 2022-08-05 |  |  | No |  |  | KELVDBC | 0370 ¦ 0580 | OEM |  |  |  | MMS Sheet 4384x595x0.5mm L- 4384 | 4384x595x0.5mm L- 4384 (YS-350/550MPa, PPGI/Galvalume)
50000661_Enrichment | Data Enrichment | STP_002 - 0002 | MKV |  | 2022-08-05 |  |  | No |  |  | KELVDBC | 0370 ¦ 0580 | OEM |  |  |  | Grouting cement | Grouting cement for WTG Foundation Grouting
50000672_Enrichment | Data Enrichment | STP_002 - 0002 | MKV |  | 2022-08-05 |  |  | No |  |  | KELVDBC | 0370 ¦ 0580 | OEM |  |  |  | PPC Cement | PPC Cement
50000707_Enrichment | Data Enrichment | STP_002 - 0002 | MKV |  | 2022-08-05 |  |  | No |  |  | KELVDBC | 0370 ¦ 0580 | OEM |  |  |  | GROOVEDBALLBEARING-FAG6026-2RSR | Pitch console bearing 6026 make FAG
50000708_Enrichment | Data Enrichment | STP_002 - 0002 | MKV |  | 2022-08-05 |  |  | No |  |  | KELVDBC | 0370 ¦ 0580 | OEM |  |  |  | GROOVEDBALLBEARING-FAG6028-2RSR | Pitch console bearing 6028 make for ReGen fleet
50000725_Enrichment | Data Enrichment | STP_002 - 0002 | MKV |  | 2022-08-05 |  |  | No |  |  | KELVDBC | 0370 ¦ 0580 | OEM |  |  |  | Ratchet belt 4 Mtr 3 Ton GRV-HRL-035-004 | GRV-HRL-035-004
50000730_Enrichment | Data Enrichment | STP_002 - 0002 | MKV |  | 2022-08-05 |  |  | No |  |  | KELVDBC | 0370 ¦ 0580 | OEM |  |  |  | Manual Rivet Gun- GROZ-RT/FH-20
50000733_Enrichment | Data Enrichment | STP_002 - 0002 | MKV |  | 2022-08-05 |  |  | No |  |  | KELVDBC | 0370 ¦ 0580 | OEM |  |  |  | D-SHACKLE 10 TON
50000734_Enrichment | Data Enrichment | STP_002 - 0002 | MKV |  | 2022-08-05 |  |  | No |  |  | KELVDBC | 0370 ¦ 0580 | OEM |  |  |  | D-SHACKLE 5 TON
50000740_Enrichment | Data Enrichment | STP_002 - 0002 | MKV |  | 2022-08-05 |  |  | No |  |  | KELVDBC | 0370 ¦ 0580 | OEM |  |  |  | Flexible Hose 15mm LENTH 75MTR for MCS | Flexible Hose 15mm LENTH 75MTR for MCS system
50000748_Enrichment | Data Enrichment | STP_002 - 0002 | MKV |  | 2022-08-05 |  |  | No |  |  | KELVDBC | 0370 ¦ 0580 | OEM |  |  |  | Fuse20A,500VAC,10mmx38mm,X216151 | X216151 Fuse, Industrial / Power, Class aM Series, 20 A, 500 VAC, 10mm x 38mm, 13/32" x 1-1/2"
50000756_Enrichment | Data Enrichment | STP_002 - 0002 | MKV |  | 2022-08-05 |  |  | No |  |  | KELVDBC | 0370 ¦ 0580 | OEM |  |  |  | Transistor BC32725 Bipolar PNP, TO-90 | BC32725TA Bipolar transistor
50000777_Enrichment | Data Enrichment | STP_002 - 0002 | MKV |  | 2022-08-05 |  |  | No |  |  | KELVDBC | 0370 ¦ 0580 | OEM |  |  |  | CapacitorElectrolytic22uF,450V,RM5 | Electrolytic Capacitor, 22 µF, 450 V, SK Series, ± 20%, Radial Leaded, 2000 hours @ 105°C
50000792_Enrichment | Data Enrichment | STP_002 - 0002 | MKV |  | 2022-08-05 |  |  | No |  |  | KELVDBC | 0370 ¦ 0580 | OEM |  |  |  | Glass Fuse 2A , 250V 5x20mm, (F)
50000795_Enrichment | Data Enrichment | STP_002 - 0002 | MKV |  | 2022-08-05 |  |  | No |  |  | KELVDBC | 0370 ¦ 0580 | OEM |  |  |  | Fuse terminal block TB 4-HESI (5x20) EI | 2-Conductor Fuse terminal block TB 4-HESI (5x20) EI
50000813_Enrichment | Data Enrichment | STP_002 - 0002 | MKV |  | 2022-08-05 |  |  | No |  |  | KELVDBC | 0370 ¦ 0580 | OEM |  |  |  | Pressure hose 9 Metre Hydratech AE06712 | Part number-AE06712
50000817_Enrichment | Data Enrichment | STP_002 - 0002 | MKV |  | 2022-08-05 |  |  | No |  |  | KELVDBC | 0370 ¦ 0580 | OEM |  |  |  | LevelgaugeHydratech1006701 | Part number-1006701
50000820_Enrichment | Data Enrichment | STP_002 - 0002 | MKV |  | 2022-08-05 |  |  | No |  |  | KELVDBC | 0370 ¦ 0580 | OEM |  |  |  | Hand Pump Hydratech 241378 | Part number-241378
50000824_Enrichment | Data Enrichment | STP_002 - 0002 | MKV |  | 2022-08-05 |  |  | No |  |  | KELVDBC | 0370 ¦ 0580 | OEM |  |  |  | Pressure gauge ø63 Hydratech 1006922 | Part number-1006922
50000830_Enrichment | Data Enrichment | STP_002 - 0002 | MKV |  | 2022-08-05 |  |  | No |  |  | KELVDBC | 0370 ¦ 0580 | OEM |  |  |  | Pressureswitch1005303Hydratech | Main pressure switch 300 bar (Hydratech make) Part number 1005303
50000831_Enrichment | Data Enrichment | STP_002 - 0002 | MKV |  | 2022-08-05 |  |  | No |  |  | KELVDBC | 0370 ¦ 0580 | OEM |  |  |  | Pipe 50 mm HDPE | Pipe 50 mm HDPE for MCS system
50000833_Enrichment | Data Enrichment | STP_002 - 0002 | MKV |  | 2022-08-05 |  |  | No |  |  | KELVDBC | 0370 ¦ 0580 | OEM |  |  |  | Pipe 63 mm HDPE | Pipe 63 mm HDPE for MCS system
50000838_Enrichment | Data Enrichment | STP_002 - 0002 | MKV |  | 2022-08-05 |  |  | No |  |  | KELVDBC | 0370 ¦ 0580 | OEM |  |  |  | 400/33KV PTR HV Bushing with gaskets
50000842_Enrichment | Data Enrichment | STP_002 - 0002 | MKV |  | 2022-08-05 |  |  | No |  |  | KELVDBC | 0370 ¦ 0580 | OEM |  |  |  | 400/33 KV PTR Winding Temp.Indicator
50000846_Enrichment | Data Enrichment | STP_002 - 0002 | MKV |  | 2022-08-05 |  |  | No |  |  | KELVDBC | 0370 ¦ 0580 | OEM |  |  |  | 400/33 KV PTR Buchholz Relay
50000855_Enrichment | Data Enrichment | STP_002 - 0002 | MKV |  | 2022-08-05 |  |  | No |  |  | KELVDBC | 0370 ¦ 0580 | OEM |  |  |  | 400/33 KV HV terminal connector
50000858_Enrichment | Data Enrichment | STP_002 - 0002 | MKV |  | 2022-08-05 |  |  | No |  |  | KELVDBC | 0370 ¦ 0580 | OEM |  |  |  | Lugs Copper Ring Type M8X35mm2 | M8X35sq.mm Ring type Cu Lug
50000893_Enrichment | Data Enrichment | STP_002 - 0002 | MKV |  | 2022-08-05 |  |  | No |  |  | KELVDBC | 0370 ¦ 0580 | OEM |  |  |  | Auxiliary contact HI11-P1/P3E - 1NO, 1NC | HI11-P1/P3E - Auxiliary contact, 1 N/O, 1 NC, For use with P1, P3
50000896_Enrichment | Data Enrichment | STP_002 - 0002 | MKV |  | 2022-08-05 |  |  | No |  |  | KELVDBC | 0370 ¦ 0580 | OEM |  |  |  | Connector 8 poles FKC 2 5/ 8-ST-5 08
50000903_Enrichment | Data Enrichment | STP_002 - 0002 | MKV |  | 2022-08-05 |  |  | No |  |  | KELVDBC | 0370 ¦ 0580 | OEM |  |  |  | DC MPCB 80A ABB 1SDA066806R1
50000904_Enrichment | Data Enrichment | STP_002 - 0002 | MKV |  | 2022-08-05 |  |  | No |  |  | KELVDBC | 0370 ¦ 0580 | OEM |  |  |  | Miniature Circuit Breaker SB200M, 3P 20A
50000907_Enrichment | Data Enrichment | STP_002 - 0002 | MKV |  | 2022-08-05 |  |  | No |  |  | KELVDBC | 0370 ¦ 0580 | OEM |  |  |  | IGBT Transistor , IGW50N60T , TO-247-3
50000912_Enrichment | Data Enrichment | STP_002 - 0002 | MKV |  | 2022-08-05 |  |  | No |  |  | KELVDBC | 0370 ¦ 0580 | OEM |  |  |  | Fibre Optic Transceivers AFCT-5805AZ
50000922_Enrichment | Data Enrichment | STP_002 - 0002 | MKV |  | 2022-08-05 |  |  | No |  |  | KELVDBC | 0370 ¦ 0580 | OEM |  |  |  | SMD Transistor BC846B , SOT-23-3
50000929_Enrichment | Data Enrichment | STP_002 - 0002 | MKV |  | 2022-08-05 |  |  | No |  |  | KELVDBC | 0370 ¦ 0580 | OEM |  |  |  | SMD IC Motordriver FSB50550US ,SPM5H-023
50000933_Enrichment | Data Enrichment | STP_002 - 0002 | MKV |  | 2022-08-05 |  |  | No |  |  | KELVDBC | 0370 ¦ 0580 | OEM |  |  |  | Cartridge Fuses 5A , 250VAC , 5X20
50000940_Enrichment | Data Enrichment | STP_002 - 0002 | MKV |  | 2022-08-05 |  |  | No |  |  | KELVDBC | 0370 ¦ 0580 | OEM |  |  |  | Insulator SRC_33kV 10KN PIN_Over mould
50000953_Enrichment | Data Enrichment | STP_002 - 0002 | MKV |  | 2022-08-05 |  |  | No |  |  | KELVDBC | 0370 ¦ 0580 | OEM |  |  |  | Isolator-66kV 1250A with earth switch
50000956_Enrichment | Data Enrichment | STP_002 - 0002 | MKV |  | 2022-08-05 |  |  | No |  |  | KELVDBC | 0370 ¦ 0580 | OEM |  |  |  | Vacuum Circuit Breaker_33kV_1250A
50000960_Enrichment | Data Enrichment | STP_002 - 0002 | MKV |  | 2022-08-05 |  |  | No |  |  | KELVDBC | 0370 ¦ 0580 | OEM |  |  |  | BATTERY_110V_100AH
50000967_Enrichment | Data Enrichment | STP_002 - 0002 | MKV |  | 2022-08-05 |  |  | No |  |  | KELVDBC | 0370 ¦ 0580 | OEM |  |  |  | Circuit Breaker 420kV 2000A, 50KA 1 sec | "420kV Circuit Breaker 2000A, 50KA for 1 sec. without closing resistor without CSD, interpole cable and support structure"
50000982_Enrichment | Data Enrichment | STP_002 - 0002 | MKV |  | 2022-08-05 |  |  | No |  |  | KELVDBC | 0370 ¦ 0580 | OEM |  |  |  | CRP & SAS for 400kV bays | Control and Relay panel for 400kV bays <(>&<)> Substation Automation system
1126425_Enrichment | Data Enrichment | STP_002 - 0002 | MKV |  | 2022-08-05 |  |  | No |  |  | KELVDBC | 0580 |  | M22-K10 |  |  | BLOCK,CONT;1 NO,6 A,500 VAC,220 VDC,SCRW | BLOCK,CONTACT;CONTACT CONFIGURATION:1 NO,CURRENT RATING:6 A,VOLTAGE RATING:500 VAC,220 VDC,TERMINAL TYPE:SCREW,MOUNTING TYPE:FRONT,SIZE:WD 1-3/16 X LG 1-1/4 X HT 1/4 IN,CERTIFICATION/STANDARD:CE,CSA,CCC,GOST-R,MNFR:EATON,PTNO:M22-K10
1126427_Enrichment | Data Enrichment | STP_002 - 0002 | MKV |  | 2022-08-05 |  |  | No |  |  | KELVDBC | 0580 | MNFR | M22-DL-B | 3000267 | EATON CORPORATION | SWITCH,PUSBTTN;EATO,M22-DL-B,ILUMTD,BLUE | SWITCH,PUSHBUTTON;MNFR:EATON CORPORATION,PTNO:M22-DL-B,TYPE:ILLUMINATED,MOUNTING TYPE:PANEL,TEMPERATURE RATING:-25 TO 70 DEG C, MATERIAL:TITANIUM BEZEL,PLASTIC,COLOUR:BLUE,SIZE:DIA 22.5 X LG 29.7 MM,CERTIFICATION/STANDARD:CSA,IEC/EN 60947,ROHS,UL
1137645_Enrichment | Data Enrichment | STP_002 - 0002 | MKV |  | 2022-08-05 |  |  | No |  |  | KELVDBCQ | 0580 | OEM | 3RB2283-4AA1 | 3000032 | SIEMENS | RELAY;SIE,3RB2283-4AA1,INTGRL PRTCTN FOR | RELAY;MNFR:SIEMENS,PTNO:3RB2283-4AA1,ADDITIONAL FEATURES EN:INTEGRAL PROTECTION FOR MOTOR SIZE S00 . S12,CLASS 5 . 30 INDEPENDENT ASSEMBLY CIRC.PPAL CIRC. AUX REARME SCREW TERMINALS MANUAL-AUTOMAT
1184930_Enrichment | Data Enrichment | STP_002 - 0002 | MKV |  | 2022-08-05 |  |  | No |  |  | KELVDBC | 0580 | #N/A | P01157151 | 1030364 | CHAUVIN ARNOUX | ANALYZER;10 W-10 GW PWR,UPTO 4 EWH | ANALYZER;MEASURING RANGE:10 W-10 GW POWER,UPTO 4 EWH ENERGY,ACCURACY:0.2%,POWER SUPPLY:110/250 V AT 50/60 HZ,400 HZ,DISPLAY TYPE:LCD,INTERFACE TYPE:BLUETOOTH,ETHERNET,USB,SIZE:WD 125 X LG 37 X HT 256 MM,MOUNTING TYPE:MAGNETIC BRACKET,ADDITIONAL FEATURES EN:POWER PEL103 MA193,MNFR:CHAUVIN ARNOUX,PTNO:P01157151
1184994_Enrichment | Data Enrichment | STP_002 - 0002 | MKV |  | 2022-08-05 |  |  | No |  |  | KELVDBC | 0580 | OEM | 05SPB0800-4040 | 3000035 | WARMAN | PULLEY;WAR,05SPB0800-4040 | PULLEY;MNFR:WARMAN,PTNO:05SPB0800-4040
1185002_Enrichment | Data Enrichment | STP_002 - 0002 | MKV |  | 2022-08-05 |  |  | No |  |  | KELVDBC | 0580 |  | EXTREME KLEEN 750ML |  |  | CLEANER;MULT PURPS DTRGNT,750 ML SPRY | CLEANER;TYPE:MULTI PURPOSE DETERGENT,CONTAINER:750 ML SPRAY BOTTLE,FORM:LIQUID,ADDITIONAL FEATURES EN:GREEN,MNFR:SPANJAARD LTD,PTNO:EXTREME KLEEN 750ML
1185023_Enrichment | Data Enrichment | STP_002 - 0002 | MKV |  | 2022-08-05 |  |  | No |  |  | KELVDBC | 0580 | OEM | 1181002635 | 3000026 | DEMAG | DRIVE;DEM,1181002635,ABB,ACS880- | DRIVE;MNFR:DEMAG,PTNO:1181002635,MNFR 1:ABB,PTNO 1:ACS880- 01-018A-7+D150+L502+
1185033_Enrichment | Data Enrichment | STP_002 - 0002 | MKV |  | 2022-08-05 |  |  | No |  |  | KELVDBC | 0580 | MNFR | PHP 3SPB190TB | 3000348 | SKF | PULLEY,V-BLT;SKF,PHP 3SPB190TB,SPB | PULLEY,V-BELT;MNFR:SKF,PTNO:PHP 3SPB190TB,BELT TYPE:SPB,BORE DIAMETER:16 TO 60 MM,OUTSIDE DIAMETER:197 MM,BORE LENGTH:45 MM, OVERALL WIDTH:63 MM,PITCH DIAMETER:190 MM,MATERIAL:CAST IRON,MATERIAL SPECIFICATION:SAEJ431AVG96,GR G3000,COATING/FINISH: PHOSPHATE COATED,CERTIFICATION/STANDARD:ISO 4183,DIN 2211,ADDITIONAL FEATURES EN:TAPER LOCK BUSH,NUMBER 2517
1185460_Enrichment | Data Enrichment | STP_002 - 0002 | MKV |  | 2022-08-05 |  |  | No |  |  | KELVDBC | 0580 |  | CS16/15 |  |  | WRENCH,COMB;NOM 16 MM,15 DEG,CR PLTD,ISO | WRENCH,COMBINATION;NOMINAL SIZE:16 MM,OFFSET ANGLE:15 DEG,COATING/FINISH:CHROME PLATED,CERTIFICATION/STANDARD:ISO 6389,ADDITIONAL FEATURES EN:KEY WITH NUT,MNFR:TAPARIA TOOLS,PTNO:CS16/15
1185705_Enrichment | Data Enrichment | STP_002 - 0002 | MKV |  | 2022-08-05 |  |  | No |  |  | KELVDBC | 0580 |  | 5500 |  |  | METER;WTHR,HANDHELD,0.6-40 M/S,118-7,874 | METER;TYPE:WEATHER,HANDHELD,MEASURING RANGE:0.6-40 M/S,118-7,874 FT/MIN,2.2-144 KM/HR,1.3-89.5 MPH,1.2-77.8 KNOTS,HUMIDITY 10-90%,PRESSURE 700-1100 HPA,20.67-32.48 IN HG,10.15-15.95 PSI,COMPASS 0-360 DEG,ACCURACY:3% WIND SPEED,2% HUMIDITY,5 DEG COMPASS,DISPLAY TYPE:LED,CERTIFICATION/STANDARD:CE,ROHS,ADDITIONAL FEATURES EN:WITH LINK,MNFR:KESTREL,PTNO:5500
1185731_Enrichment | Data Enrichment | STP_002 - 0002 | MKV |  | 2022-08-05 |  |  | No |  |  | KELVDBC | 0580 | #N/A | 547726/NPFB-L-R12-G12-MF | 1031504 | FESTO | ELBOW,PIPE;PNEU,NOM 1/2 IN,BSPP M X BSPT | ELBOW,PIPE;TYPE:PNEUMATIC,NOMINAL SIZE:1/2 IN,END CONNECTION:BSPP MALE X BSPT FEMALE,MATERIAL:NICKEL PLATED BRASS,ADDITIONAL FEATURES EN:W60,MNFR:FESTO,PTNO:547726/NPFB-L-R12-G12-MF
1185882_Enrichment | Data Enrichment | STP_002 - 0002 | MKV |  | 2022-08-05 |  |  | No |  |  | KELVDBC | 0580 | #N/A | XB4BVB4 | 1034747 | SCHNEIDER ELECTRIC | LIGHT,INDCTG;PLT,RED,24 V,MNTG DIA 22 X | LIGHT,INDICATING;TYPE:PILOT,LENS COLOUR:RED,VOLTAGE RATING:24 V,SIZE:MOUNTING DIA 22 X WD 30 X HT 47 X DP 54 MM,DEGREE OF PROTECTION:IP66/67/69/69K,NEMA13,NEMA 4X,CERTIFICATION/STANDARD:CSA,IEC/EN,JIS,UL,MNFR:SCHNEIDER ELECTRIC,PTNO:XB4BVB4
1185995_Enrichment | Data Enrichment | STP_002 - 0002 | MKV |  | 2022-08-05 |  |  | No |  |  | KELVDBC | 0580 | OEM | CT 250/5 | 3000032 | SIEMENS | XFORMER,CUR;SIE,CT 250/5,CL 1 | TRANSFORMER,CURRENT;MNFR:SIEMENS,PTNO:CT 250/5,ADDITIONAL FEATURES EN:CLASS 1
1186132_Enrichment | Data Enrichment | STP_002 - 0002 | MKV |  | 2022-08-05 |  |  | No |  |  | KELVDBC | 0580 |  | F9J76A |  |  | CARTRIDGE,INK;CYN,300 ML,DYE-BASD,HP 727 | CARTRIDGE,INK;COLOUR:CYAN,CAPACITY:300 ML,INK TYPE:DYE-BASED,ADDITIONAL FEATURES EN:HP 727 SELECTABILITY,6 PL INK DROP,MNFR:HP,PTNO:F9J76A,MNFR 1:HP,PTNO 1:B3P07A
1186376_Enrichment | Data Enrichment | STP_002 - 0002 | MKV |  | 2022-08-05 |  |  | No |  |  | KELVDBC | 0580 | #N/A | 5940320 | 1043540 | Rema Tip Top | DISC;FIBER,180/K40,REMA,5940320 | DISC;MATERIAL:FIBER,ADDITIONAL FEATURES EN:180/K40,MNFR:REMA TIP TOP,PTNO:5940320
1186530_Enrichment | Data Enrichment | STP_002 - 0002 | MKV |  | 2022-08-05 |  |  | No |  |  | KELVDBC | 0580 | MNFR | PHP 8SPB180TB | 3000348 | SKF | PULLEY,V-BLT;SKF,PHP 8SPB180TB,SPB | PULLEY,V-BELT;MNFR:SKF,PTNO:PHP 8SPB180TB,BELT TYPE:SPB,BORE DIAMETER:35 TO 75 MM,OUTSIDE DIAMETER:187 MM,BORE LENGTH:76 MM, OVERALL WIDTH:158 MM,PITCH DIAMETER:180 MM,MATERIAL:CAST IRON,MATERIAL SPECIFICATION:SAEJ431AVG96,GR G3000,COATING/FINISH: PHOSPHATE COATED,CERTIFICATION/STANDARD:ISO 4183,DIN 2211,ADDITIONAL FEATURES EN:TAPER LOCK BUSH,NUMBER 3030
1186569_Enrichment | Data Enrichment | STP_002 - 0002 | MKV |  | 2022-08-05 |  |  | No |  |  | KELVDBC | 0580 |  | EC215-02 |  |  | METER,COND;MULT-RANG,0-199.9 US/CM,+-1% | METER,CONDUCTIVITY;TYPE:MULTI-RANGE,MEASURING RANGE:0-199.9 US/CM,ACCURACY:+-1%,RESOLUTION:0.1 US/CM,POWER SUPPLY:230 V,12 VDC,TEMPERATURE RATING:0-50 DEG C,MNFR:HANNA INSTRUMENTS,PTNO:EC215-02
1186572_Enrichment | Data Enrichment | STP_002 - 0002 | MKV |  | 2022-08-05 |  |  | No |  |  | KELVDBC | 0580 |  | F9J78A |  |  | CARTRIDGE,INK;YEL,300 ML,DYE-BASD,HP 727 | CARTRIDGE,INK;COLOUR:YELLOW,CAPACITY:300 ML,INK TYPE:DYE-BASED,ADDITIONAL FEATURES EN:HP 727 SELECTABILITY,6 PL INK DROP,MNFR:HP,PTNO:F9J78A
1186614_Enrichment | Data Enrichment | STP_002 - 0002 | MKV |  | 2022-08-05 |  |  | No |  |  | KELVDBC | 0580 | OEM | ACS800-04-0490-7/ACS88004470A72 | 3000014 | ABB | DRIVE;ABB | DRIVE;MNFR:ABB,PTNO:ACS800-04-0490-7/ACS88004470A72,ADDITIONAL FEATURES EN:VARIABLE SPEED,ACS800-04-0490-7 ACS800 450KW 445A 525 V-690 VAC PPE TECHNOLOGIES
1186754_Enrichment | Data Enrichment | STP_002 - 0002 | MKV |  | 2022-08-05 |  |  | No |  |  | KELVDBC | 0580 | OEM | 08SPC0800-6050 | 3000035 | WARMAN | PULLEY;WAR,08SPC0800-6050,SPC 800X8-6050 | PULLEY;MNFR:WARMAN,PTNO:08SPC0800-6050,ADDITIONAL FEATURES EN:SPC 800X8-6050
1186806_Enrichment | Data Enrichment | STP_002 - 0002 | MKV |  | 2022-08-05 |  |  | No |  |  | KELVDBC | 0580 | OEM | ACS800040070721 | 3000014 | ABB | DRIVE;ABB,ACS800040070721,VAR SP,HVYDTY | DRIVE;MNFR:ABB,PTNO:ACS800040070721,ADDITIONAL FEATURES EN:VARIABLE SPEED,HEAVY DUTY ACS800-04-0070-7
1186810_Enrichment | Data Enrichment | STP_002 - 0002 | MKV |  | 2022-08-05 |  |  | No |  |  | KELVDBC | 0580 | #N/A | RE7CL11BU | 1034747 | SCHNEIDER ELECTRIC | RELAY,TME;0.05-300 HR,24 VAC,WD 22.5 X | RELAY,TIME;TIMING RANGE:0.05-300 HR,VOLTAGE RATING:24 VAC,SIZE:WD 22.5 X HT 78 X DP 80 MM,CERTIFICATION/STANDARD:CSA,GL,UL,ADDITIONAL FEATURES EN:LAG MULTIF TELE MULTIFUNCTIONAL,TELEMECHANIC,MNFR:SCHNEIDER ELECTRIC,PTNO:RE7CL11BU
1187077_Enrichment | Data Enrichment | STP_002 - 0002 | MKV |  | 2022-08-05 |  |  | No |  |  | KELVDBC | 0580 |  | EW-DKOL-06 |  |  | ELBOW,PIPE-TUBE;ADJ STUD,STD,NOM M12 X | ELBOW,PIPE TO TUBE;TYPE:ADJUSTABLE STUD,STANDARD,NOMINAL SIZE 1:M12 X 1.5 MM PITCH,NOMINAL SIZE 2:6 MM,END CONNECTION 1:BSPP,END CONNECTION 2:TUBE,PRESSURE RATING:PN500,MATERIAL:STAINLESS STEEL,ADDITIONAL FEATURES EN:ADAPTOR,L SERIES WITH TAPPER AND O-RING,MNFR:PH HYDRAULIK,PTNO:EW-DKOL-06
1187126_Enrichment | Data Enrichment | STP_002 - 0002 | MKV |  | 2022-08-05 |  |  | No |  |  | KELVDBC | 0580 | MNFR | PHP 4SPC200TB | 3000348 | SKF | PULLEY,V-BLT;SKF,PHP 4SPC200TB,SPC | PULLEY,V-BELT;MNFR:SKF,PTNO:PHP 4SPC200TB,BELT TYPE:SPC,BORE DIAMETER:25 TO 75 MM,OUTSIDE DIAMETER:209.6 MM,BORE LENGTH:51 MM, OVERALL WIDTH:111 MM,PITCH DIAMETER:200 MM,MATERIAL:CAST IRON,MATERIAL SPECIFICATION:SAEJ431AVG96,GR G3000,COATING/FINISH: PHOSPHATE COATED,CERTIFICATION/STANDARD:ISO 4183,DIN 2211,ADDITIONAL FEATURES EN:TAPER LOCK BUSH,NUMBER 3020
1187218_Enrichment | Data Enrichment | STP_002 - 0002 | MKV |  | 2022-08-05 |  |  | No |  |  | KELVDBC | 0580 | #N/A | LRD3361 | 1034747 | SCHNEIDER ELECTRIC | RELAY,OVRLD;THRM,55-70 A,690 VAC,1 NO-1 | RELAY,OVERLOAD;TYPE:THERMAL,CURRENT RATING:55-70 A,VOLTAGE RATING:690 VAC,CONTACT CONFIGURATION:1 NO-1 NC,TRIP CLASS:10A,FREQUENCY RATING:0-400 HZ,MOUNTING TYPE:DIN RAIL/PLATE,TERMINAL TYPE:SCREW CLAMP,SIZE:WD 75 X HT 123 X DP 121 MM,RESET TYPE:MANUAL/AUTO,ADDITIONAL FEATURES EN:-20 TO 60 DEG C,IP20,MNFR:SCHNEIDER ELECTRIC,PTNO:LRD3361
1187504_Enrichment | Data Enrichment | STP_002 - 0002 | MKV |  | 2022-08-05 |  |  | No |  |  | KELVDBC | 0580 |  | N308674020000 |  |  | NUT,SPR;MER,N308674020000,FR CALIPR | NUT,SPRING;MNFR:MERCEDES BENZ,PTNO:N308674020000,ADDITIONAL FEATURES EN:FRONT CALIPER
1187635_Enrichment | Data Enrichment | STP_002 - 0002 | MKV |  | 2022-08-05 |  |  | No |  |  | KELVDBC | 0580 |  | QFT615-4380K |  |  | KIT;METRC SCKT CAP SCRW,M5 X 12,M5 X 16 | KIT;TYPE:METRIC SOCKET CAP SCREW,CONTENTS:M5 X 12,M5 X 16,M5 X 20,M6 X 12,M6 X 16,M6 X 20,M6 X 25,NUMBER OF ITEMS:250,ADDITIONAL FEATURES EN:A2 STAINLESS STEEL,ALLEN,MNFR:KENNEDY,PTNO:QFT615-4380K
1187640_Enrichment | Data Enrichment | STP_002 - 0002 | MKV |  | 2022-08-05 |  |  | No |  |  | KELVDBC | 0580 | MNFR | PHP 10SPC630TB | 3000348 | SKF | PULLEY,V-BLT;SKF,PHP 10SPC630TB,SPC | PULLEY,V-BELT;MNFR:SKF,PTNO:PHP 10SPC630TB,BELT TYPE:SPC,BORE DIAMETER:70 TO 125 MM,OUTSIDE DIAMETER:639.6 MM,BORE LENGTH:127 MM, OVERALL WIDTH:264 MM,PITCH DIAMETER:630 MM,MATERIAL:CAST IRON,MATERIAL SPECIFICATION:SAEJ431AVG96,GR G3000,COATING/FINISH: PHOSPHATE COATED,CERTIFICATION/STANDARD:ISO 4183,DIN 2211,ADDITIONAL FEATURES EN:TAPER LOCK BUSH,NUMBER 5050
1187805_Enrichment | Data Enrichment | STP_002 - 0002 | MKV |  | 2022-08-05 |  |  | No |  |  | KELVDBC | 0580 |  |  |  |  | BUSH,TPR LCK;BOR DIA 35 MM,1610 | BUSH,TAPER LOCK;BORE DIAMETER:35 MM,SERIES:1610,MATERIAL:CAST IRON,KEYWAY:10 X 3.3 MM,ADDITIONAL FEATURES EN:MNFR FENNER PTNO 029G0035,25.4 MM 2012X35
1187835_Enrichment | Data Enrichment | STP_002 - 0002 | MKV |  | 2022-08-05 |  |  | No |  |  | KELVDBC | 0580 | MNFR | COS22D-11V0/0 | 3000269 | ENDRESS & HAUSER | SENSOR;OXY,IP68,SS,1.4435 AISI 316L | SENSOR;TYPE:OXYGEN,ENCLOSURE:IP68,MATERIAL:STAINLESS STEEL,1.4435 AISI 316L,MNFR:ENDRESS & HAUSER,PTNO:COS22D-11V0/0
1187924_Enrichment | Data Enrichment | STP_002 - 0002 | MKV |  | 2022-08-05 |  |  | No |  |  | KELVDBC | 0580 |  |  |  |  | BLOCK,TERM;41 A,250 V,6 MM2,6,SCREW | BLOCK,TERMINAL;CURRENT RATING:41 A,VOLTAGE RATING:250 V,WIRE SIZE:6 MM2,NUMBER OF CIRCUITS:6,TERMINAL TYPE:SCREW,MATERIAL:FLAME RETARDANT POLYPROPYLENE,CERTIFICATION/STANDARD:EN 60998-2-1,60664-1,ADDITIONAL FEATURES EN:TEMP RATING:-25 TO 55 DEG C,HOLES DIA: 3.5MM,COLOUR:BLACK,MNFR:LEGRAND,PTNO:342 13
1187989_Enrichment | Data Enrichment | STP_002 - 0002 | MKV |  | 2022-08-05 |  |  | No |  |  | KELVDBC | 0580 | MNFR | PHP 2SPB170TB | 3000348 | SKF | PULLEY,V-BLT;SKF,PHP 2SPB170TB,SPB | PULLEY,V-BELT;MNFR:SKF,PTNO:PHP 2SPB170TB,BELT TYPE:SPB,BORE DIAMETER:14 TO 50 MM,OUTSIDE DIAMETER:177 MM,BORE LENGTH:32 MM, OVERALL WIDTH:44 MM,PITCH DIAMETER:170 MM,MATERIAL:CAST IRON,MATERIAL SPECIFICATION:SAEJ431AVG96,GR G3000,COATING/FINISH: PHOSPHATE COATED,CERTIFICATION/STANDARD:ISO 4183,DIN 2211,ADDITIONAL FEATURES EN:TAPER LOCK BUSH,NUMBER 2012
1188069_Enrichment | Data Enrichment | STP_002 - 0002 | MKV |  | 2022-08-05 |  |  | No |  |  | KELVDBC | 0580 |  | SHR-025-9960K |  |  | SET;TAPE AND DRIL,28,HSS,GND FLUT,KENN | SET;TYPE:TAPE AND DRILL,NUMBER OF ITEMS:28,MATERIAL:HIGH SPEED STEEL,ADDITIONAL FEATURES EN:GROUND FLUTE,MNFR:KENNEDY,PTNO:SHR-025-9960K
1188198_Enrichment | Data Enrichment | STP_002 - 0002 | MKV |  | 2022-08-05 |  |  | No |  |  | KELVDBC | 0580 | MNFR | PHP 3SPB212TB | 3000348 | SKF | PULLEY,V-BLT;SKF,PHP 3SPB212TB,SPB | PULLEY,V-BELT;MNFR:SKF,PTNO:PHP 3SPB212TB,BELT TYPE:SPB,BORE DIAMETER:16 TO 60 MM,OUTSIDE DIAMETER:219 MM,BORE LENGTH:45 MM, OVERALL WIDTH:63 MM,PITCH DIAMETER:212 MM,MATERIAL:CAST IRON,MATERIAL SPECIFICATION:SAEJ431AVG96,GR G3000,COATING/FINISH: PHOSPHATE COATED,CERTIFICATION/STANDARD:ISO 4183,DIN 2211,ADDITIONAL FEATURES EN:TAPER LOCK BUSH,NUMBER 2517
1188223_Enrichment | Data Enrichment | STP_002 - 0002 | MKV |  | 2022-08-05 |  |  | No |  |  | KELVDBC | 0580 | #N/A | OPTIFLUX 4300 | 1032690 | KHRONE | SENSOR,FLW;ELECMAG,+-0.2%,DN80,180 DEG C | SENSOR,FLOW;TYPE:ELECTROMAGNETIC,ACCURACY:+-0.2%,PROCESS CONNECTION:DN80,TEMPERATURE RATING:180 DEG C,PRESSURE RATING:1500 BAR,MOUNTING TYPE:FLANGE,CERTIFICATION/STANDARD:ATEX,CSA,EAC,FM,IEC-EX,INMETRO,NEPSI,OIML R49,R117/MI-001 AND MI-005,MNFR:KHRONE,PTNO:OPTIFLUX 4300
1188306_Enrichment | Data Enrichment | STP_002 - 0002 | MKV |  | 2022-08-05 |  |  | No |  |  | KELVDBC | 0580 |  | CMCP420VT-01 |  |  | SENSOR,VIBRT;0-25.4 MM/SEC,SS316,STUD,WD | SENSOR,VIBRATION;SENSING RANGE:0-25.4 MM/SEC,MATERIAL:STAINLESS STEEL 316,MOUNTING TYPE:STUD,SIZE:WD 1-1/16 X HT 2-5/8 IN,ADDITIONAL FEATURES EN:RMS,MNFR:STI VIBRATION MONITORING INC,PTNO:CMCP420VT-01
1188499_Enrichment | Data Enrichment | STP_002 - 0002 | MKV |  | 2022-08-05 |  |  | No |  |  | KELVDBC | 0580 | MNFR | CLS50D | 3000269 | ENDRESS & HAUSER | SENSOR,COND;ENDRESS | SENSOR,CONDUCTIVITY;ADDITIONAL FEATURES EN:ENDRESS,MNFR:ENDRESS & HAUSER,PTNO:CLS50D
1188589_Enrichment | Data Enrichment | STP_002 - 0002 | MKV |  | 2022-08-05 |  |  | No |  |  | KELVDBC | 0580 |  | 30-235 |  |  | BIN,STORG;LIN,SZ 6,WD 210 X LG 280 X HT | BIN,STORAGE;TYPE:LIN,OVERALL SIZE:SIZE 6,WD 210 X LG 280 X HT 180 MM,MATERIAL:POLYPROPYLENE,COLOUR:GRAY,ADDITIONAL FEATURES EN:3 SLOT,MNFR:AKRO-MILS,PTNO:30-235
1188640_Enrichment | Data Enrichment | STP_002 - 0002 | MKV |  | 2022-08-05 |  |  | No |  |  | KELVDBC | 0580 | OEM | ACS800-07-0400-7 | 3000014 | ABB | DRIVE;ABB,ACS800-07-0400-7,VAR SP,VSD | DRIVE;MNFR:ABB,PTNO:ACS800-07-0400-7,ADDITIONAL FEATURES EN:VARIABLE SPEED,VSD 355KW 525.690 V 48.63 HZ 3 PHASE IP21 353A CABINET BUILT MOUNTING TYPE
1188871_Enrichment | Data Enrichment | STP_002 - 0002 | MKV |  | 2022-08-05 |  |  | No |  |  | KELVDBC | 0580 | MNFR | PHP 4SPC355TB | 3000348 | SKF | PULLEY,V-BLT;SKF,PHP 4SPC355TB,SPC | PULLEY,V-BELT;MNFR:SKF,PTNO:PHP 4SPC355TB,BELT TYPE:SPC,BORE DIAMETER:35 TO 90 MM,OUTSIDE DIAMETER:364.6 MM,BORE LENGTH:89 MM, OVERALL WIDTH:111 MM,PITCH DIAMETER:355 MM,MATERIAL:CAST IRON,MATERIAL SPECIFICATION:SAEJ431AVG96,GR G3000,COATING/FINISH: PHOSPHATE COATED,CERTIFICATION/STANDARD:ISO 4183,DIN 2211,ADDITIONAL FEATURES EN:TAPER LOCK BUSH,NUMBER 3535
1188890_Enrichment | Data Enrichment | STP_002 - 0002 | MKV |  | 2022-08-05 |  |  | No |  |  | KELVDBC | 0580 |  | CNHPF6U17AE |  |  | CARTRIDGE,INK;HGH YIELD ORIGINAL,MGNTA | CARTRIDGE,INK;TYPE:HIGH YIELD ORIGINAL,COLOUR:MAGENTA,INK TYPE:PIGMENT-BASED,AVERAGE YIELD:1600 CHARACTERS,COMPATIBLE HARDWARE:HP OFFICE JET PRO 8710,8720,8725,8730,8740 PRINTER,ADDITIONAL FEATURES EN:HP 953XL SELECTABILITY,7 PL INK DROP,MNFR:HP,PTNO:CNHPF6U17AE
1188985_Enrichment | Data Enrichment | STP_002 - 0002 | MKV |  | 2022-08-05 |  |  | No |  |  | KELVDBC | 0580 | MNFR | PHP 4SPC250TB | 3000348 | SKF | PULLEY,V-BLT;SKF,PHP 4SPC250TB,SPC | PULLEY,V-BELT;MNFR:SKF,PTNO:PHP 4SPC250TB,BELT TYPE:SPC,BORE DIAMETER:35 TO 90 MM,OUTSIDE DIAMETER:259.6 MM,BORE LENGTH:89 MM, OVERALL WIDTH:111 MM,PITCH DIAMETER:250 MM,MATERIAL:CAST IRON,MATERIAL SPECIFICATION:SAEJ431AVG96,GR G3000,COATING/FINISH: PHOSPHATE COATED,CERTIFICATION/STANDARD:ISO 4183,DIN 2211,ADDITIONAL FEATURES EN:TAPER LOCK BUSH,NUMBER 3535
1189020_Enrichment | Data Enrichment | STP_002 - 0002 | MKV |  | 2022-08-05 |  |  | No |  |  | KELVDBC | 0580 | OEM | 430847 | 3000017 | ANSUL | EXTINGUISHER,FIR;ANS,430847,WTR,SENTRY | EXTINGUISHER,FIRE;WATER,SENTRY,2.5 GAL,ABC,WO2-1,RSA KTOSAFFPS,MNFR:ANSUL,PTNO:430847
1189293_Enrichment | Data Enrichment | STP_002 - 0002 | MKV |  | 2022-08-05 |  |  | No |  |  | KELVDBC | 0580 | #N/A | 547733/NPFB-L-2R12-M | 1031504 | FESTO | ELBOW,PIPE;PNEU,NOM 1/2 IN,BSPT M,NI | ELBOW,PIPE;TYPE:PNEUMATIC,NOMINAL SIZE:1/2 IN,END CONNECTION:BSPT MALE,MATERIAL:NICKEL PLATED BRASS,ADDITIONAL FEATURES EN:W60,MNFR:FESTO,PTNO:547733/NPFB-L-2R12-M
1189561_Enrichment | Data Enrichment | STP_002 - 0002 | MKV |  | 2022-08-05 |  |  | No |  |  | KELVDBC | 0580 | #N/A | CF542X | 1010870 | HEWLETT-PACKARD | CARTRIDGE,PRNTR;ORIGINAL LSRJT TONR,YEL | CARTRIDGE,PRINTER;TYPE:ORIGINAL LASERJET TONER,COLOUR:YELLOW,CONTAINER SIZE:WD 363 X HT 111 X DP 96 MM,CERTIFICATION/STANDARD:ISO/IEC 19798,ADDITIONAL FEATURES EN:HP 203X SELECTABILITY,2500 PAGES HIGH YIELD,COMPATIBLE WITH HP COLOR LASERJET PRO M254DW,M254NW,MFP M280NW,MFP M281FDN,MFP M281FDW PRINTERS,MNFR:HEWLETT-PACKARD,PTNO:CF542X
1189628_Enrichment | Data Enrichment | STP_002 - 0002 | MKV |  | 2022-08-05 |  |  | No |  |  | KELVDBC | 0580 |  | LRD07 E4 |  |  | RELAY,OVRLD;THRM,1.6-2.5 A,400/415 V | RELAY,OVERLOAD;TYPE:THERMAL,CURRENT RATING:1.6-2.5 A,VOLTAGE RATING:400/415 V,ADDITIONAL FEATURES EN:CROSS TRAVEL FAST,PTNO:LRD07 E4
1189665_Enrichment | Data Enrichment | STP_002 - 0002 | MKV |  | 2022-08-05 |  |  | No |  |  | KELVDBC | 0580 |  | 7X2553 |  |  | SCREW,CAP;CAT,1519382,HEX HD,M16 X 2 X | SCREW,CAP;MNFR:CATERPILLAR,PTNO:1519382,ADDITIONAL FEATURES EN:HEX HEAD,M16 X 2 X 40 MM
1190128_Enrichment | Data Enrichment | STP_002 - 0002 | MKV |  | 2022-08-05 |  |  | No |  |  | KELVDBC | 0580 |  | CE255A |  |  | CARTRIDGE,PRNTR;ORIGINAL LSRJT TONR,BLK | CARTRIDGE,PRINTER;TYPE:ORIGINAL LASERJET TONER,COLOUR:BLACK,ADDITIONAL FEATURES EN:HP 55A SELECTABILITY,6000 PAGES YIELD,COMPATIBLE WITH HP LASERJET ENTERPRISE 500 M525DN,500 M525F,FLOW M525C,P3015 PRINTER,P3015D PRINTER,P3015DN PRINTER,P3015X PRINTER,HP LASERJET PRO M521DN,M521DW PRINTER,MNFR:HP,PTNO:CE255A
1190443_Enrichment | Data Enrichment | STP_002 - 0002 | MKV |  | 2022-08-05 |  |  | No |  |  | KELVDBC | 0580 |  | CNHPL0S70AE |  |  | CARTRIDGE,INK;HGH YIELD ORIGINAL | CARTRIDGE,INK;TYPE:HIGH YIELD ORIGINAL,INK TYPE:PIGMENT-BASED,AVERAGE YIELD:2000 CHARACTERS,COMPATIBLE HARDWARE:HP OFFICE JET PRO 8710,8720,8725,8730,8740 PRINTER,ADDITIONAL FEATURES EN:HP 953XL SELECTABILITY,10.5 PL INK DROP,MNFR:HP,PTNO:CNHPL0S70AE
1191057_Enrichment | Data Enrichment | STP_002 - 0002 | MKV |  | 2022-08-05 |  |  | No |  |  | KELVDBC | 0580 | #N/A | CE255A | 1010870 | HEWLETT-PACKARD | CARTRIDGE,PRNTR;ORIGINAL LSRJT TONR,BLK | CARTRIDGE,PRINTER;TYPE:ORIGINAL LASERJET TONER,COLOUR:BLACK,CONTAINER SIZE:WD 395 X HT 261 X DP 160 MM,CERTIFICATION/STANDARD:ISO/IEC 19798,ADDITIONAL FEATURES EN:HP 55A SELECTABILITY,6000 PAGES YIELD,COMPATIBLE WITH HP LASERJET ENTERPRISE 500 MFP M525DN,500 MFP M525F,500 REFURBISHED MFP M525F,FLOW REFURBISHED MFP M525C,P3015D REFURBISHED,P3015DN REFURBISHED,P3015DN PRINTERS,MNFR:HEWLETT-PACKARD,P
1191106_Enrichment | Data Enrichment | STP_002 - 0002 | MKV |  | 2022-08-05 |  |  | No |  |  | KELVDBC | 0580 | MNFR | 51P | 3000269 | ENDRESS & HAUSER | METER,FLW;ELECMAG,0-9600 M3/HR,+-0.5% | METER,FLOW;TYPE:ELECTROMAGNETIC,MEASURING RANGE:0-9600 M3/HR,ACCURACY:+-0.5%,OUTPUT TYPE:4-20 MA,PROCESS CONNECTION:4 IN, ENCLOSURE:IP67,NEMA 4X,TEMPERATURE RATING:-20 TO 60 DEG C,CERTIFICATION/STANDARD:ATEX,C-TICK,CE,EAC,ADDITIONAL FEATURES EN:PROMAG, MNFR:ENDRESS & HAUSER,PTNO:51P
1191132_Enrichment | Data Enrichment | STP_002 - 0002 | MKV |  | 2022-08-05 |  |  | No |  |  | KELVDBC | 0580 | #N/A | 132160 | 1031504 | FESTO | ELBOW,PIPE-TUBE;NOM R1/4,NOM 10 MM,M THD | ELBOW,PIPE TO TUBE;NOMINAL SIZE 1:R1/4,NOMINAL SIZE 2:10 MM,END CONNECTION 1:MALE THREAD,END CONNECTION 2:PUSH-IN,PRESSURE RATING:14 BAR,MATERIAL:STAINLESS STEEL 316L,ADDITIONAL FEATURES EN:360 DEG MALE THREAD WITH EXTERNAL HEXAGON,MNFR:FESTO,PTNO:132160
1191139_Enrichment | Data Enrichment | STP_002 - 0002 | MKV |  | 2022-08-05 |  |  | No |  |  | KELVDBC | 0580 |  | 2517-60 |  |  | FLANGE;FLEX CONCTN OPTIPLEX CM5 CPLG | FLANGE;ADDITIONAL FEATURES EN:FLEXIBLE CONNECTION OPTIPLEX CM5 COUPLING,FENAFLEX F90H MK3 FENA,MNFR:FENNER,PTNO:2517-60
1191187_Enrichment | Data Enrichment | STP_002 - 0002 | MKV |  | 2022-08-05 |  |  | No |  |  | KELVDBC | 0580 |  | CPA451B3Y |  |  | ASSEMBLY;ELCTRD:RETRCBL ASSY,CLEANFIT | ASSEMBLY;ADDITIONAL FEATURES EN:ELECTRODE: RETRACTABLE ASSEMBLY,CLEANFIT CPA451,PH/ORP,DIAMETER 22MM SECTION CONNECTION: CPF81/82,NPT3/4IN,CONNECT PROCESS,PTNO:CPA451B3Y
1191546_Enrichment | Data Enrichment | STP_002 - 0002 | MKV |  | 2022-08-05 |  |  | No |  |  | KELVDBC | 0580 |  | CIC63 |  |  | CAP;END,63 MM,FEM SLVT SCKT,CPVC,PN16 | CAP;TYPE:END,SIZE:63 MM,CONNECTION TYPE:FEMALE SOLVENT SOCKET,MATERIAL:CPVC,ADDITIONAL FEATURES EN:PN16,GLUED END,MNFR:ERIKS,PTNO:CIC63
1191664_Enrichment | Data Enrichment | STP_002 - 0002 | MKV |  | 2022-08-05 |  |  | No |  |  | KELVDBC | 0580 |  | HYD-GE8LR1/8 |  |  | FITTING;COMPRSN,STRGT,M STUD,THD CTNG | FITTING;TYPE:COMPRESSION,STRAIGHT,END CONNECTION:MALE STUD,ADDITIONAL FEATURES EN:THREADED CUTTING RING,PTNO:HYD-GE8LR1/8
1191894_Enrichment | Data Enrichment | STP_002 - 0002 | MKV |  | 2022-08-05 |  |  | No |  |  | KELVDBC | 0580 | OEM | 3SB3248-6BA3 | 3000032 | SIEMENS | LIGHT;SIE,3SB3248-6BA3,LED,YEL 110V | LIGHT;MNFR:SIEMENS,PTNO:3SB3248-6BA3,ADDITIONAL FEATURES EN:LED,YELLOW 110V
1191900_Enrichment | Data Enrichment | STP_002 - 0002 | MKV |  | 2022-08-05 |  |  | No |  |  | KELVDBC | 0580 | OEM | 3RB3036-1UBO | 3000032 | SIEMENS | RELAY,THERML;SIE,3RB3036-1UBO,6-25 A | RELAY,THERMAL;MNFR:SIEMENS,PTNO:3RB3036-1UBO,ADDITIONAL FEATURES EN:6-25 A
1191927_Enrichment | Data Enrichment | STP_002 - 0002 | MKV |  | 2022-08-05 |  |  | No |  |  | KELVDBC | 0580 | OEM | ACS800010030701 | 3000014 | ABB | DRIVE;ABB,ACS800010030701,VAR SP,ACS800 | DRIVE;MNFR:ABB,PTNO:ACS800010030701,ADDITIONAL FEATURES EN:VARIABLE SPEED,ACS800 22 KW,30 A,400 V-690 VAC,PPE TECHNOLOGIES
1191967_Enrichment | Data Enrichment | STP_002 - 0002 | MKV |  | 2022-08-05 |  |  | No |  |  | KELVDBC | 0580 |  | KEN-582-1090K |  |  | SET;FLARED NUT RNG SPNR,WRNCH,CVS,8-17 | SET;TYPE:FLARED NUT RING SPANNER,WRENCH,MATERIAL:CHROME VANADIUM STEEL,SIZE RANGE:8-17 MM,MNFR:KENNEDY,PTNO:KEN-582-1090K
1192064_Enrichment | Data Enrichment | STP_002 - 0002 | MKV |  | 2022-08-05 |  |  | No |  |  | KELVDBC | 0580 |  | 4SPB200-3020 |  |  | PULLEY,V-BLT;SPB,4,PTCH DIA 200 MM,TPR | PULLEY,V-BELT;BELT TYPE:SPB,NUMBER OF GROOVES:4,PITCH DIAMETER:200 MM,ADDITIONAL FEATURES EN:TAPER LOCK BUSH NUMBER 3020,PTNO:4SPB200-3020
1192077_Enrichment | Data Enrichment | STP_002 - 0002 | MKV |  | 2022-08-05 |  |  | No |  |  | KELVDBC | 0580 | MNFR | PHP 4SPC315TB | 3000348 | SKF | PULLEY,V-BLT;SKF,PHP 4SPC315TB,SPC | PULLEY,V-BELT;MNFR:SKF,PTNO:PHP 4SPC315TB,BELT TYPE:SPC,BORE DIAMETER:35 TO 90 MM,OUTSIDE DIAMETER:324.6 MM,BORE LENGTH:89 MM, OVERALL WIDTH:111 MM,PITCH DIAMETER:315 MM,MATERIAL:CAST IRON,MATERIAL SPECIFICATION:SAEJ431AVG96,GR G3000,COATING/FINISH: PHOSPHATE COATED,CERTIFICATION/STANDARD:ISO 4183,DIN 2211,ADDITIONAL FEATURES EN:TAPER LOCK BUSH,NUMBER 3535
1192122_Enrichment | Data Enrichment | STP_002 - 0002 | MKV |  | 2022-08-05 |  |  | No |  |  | KELVDBC | 0580 |  | CE271A |  |  | CARTRIDGE,PRNTR;ORIGINAL LSRJT TONR,CYN | CARTRIDGE,PRINTER;TYPE:ORIGINAL LASERJET TONER,COLOUR:CYAN,ADDITIONAL FEATURES EN:HP 650A SELECTABILITY,15000 PAGES YIELD,COMPATIBLE WITH HP COLOR LASERJET ENTERPRISE M750DN,M750N PRINTER,CF271A,MNFR:HP,PTNO:CE271A
1192149_Enrichment | Data Enrichment | STP_002 - 0002 | MKV |  | 2022-08-05 |  |  | No |  |  | KELVDBC | 0580 |  | MT31.XX1VDMXX |  |  | SENSOR;RADIATION BASD,FOR DENS MSRMNT | SENSOR;TYPE:RADIATION BASED,ADDITIONAL FEATURES EN:FOR DENSITY MEASUREMENT,MINITRAC 31,MNFR:VEGA,PTNO:MT31.XX1VDMXX
1192234_Enrichment | Data Enrichment | STP_002 - 0002 | MKV |  | 2022-08-05 |  |  | No |  |  | KELVDBC | 0580 |  | OPTIFLEX 4300F |  |  | METER,FLW;ELECMAG,INDTVE,1-1250 M3/HR | METER,FLOW;TYPE:ELECTROMAGNETIC,INDUCTIVE,MEASURING RANGE:1-1250 M3/HR,ACCURACY:+-0.2%,OUTPUT TYPE:4-20 MA HART,PROCESS CONNECTION:DN200,TEMPERATURE RATING:-40 TO 65 DEG C,MATERIAL:SHEET STEEL,CERTIFICATION/STANDARD:ATEX,CSA,EAC,FM,IEC-EX,INMETRO,NEPSI,ADDITIONAL FEATURES EN:MQ150220EA,MNFR:KROHNE,PTNO:OPTIFLEX 4300F,PTNO 1:SN049E206D0B110000100000000
1192355_Enrichment | Data Enrichment | STP_002 - 0002 | MKV |  | 2022-08-05 |  |  | No |  |  | KELVDBC | 0580 |  | EW-DKOL-12 |  |  | ELBOW,PIPE-TUBE;ADJ STUD,STD,NOM M18 X | ELBOW,PIPE TO TUBE;TYPE:ADJUSTABLE STUD,STANDARD,NOMINAL SIZE 1:M18 X 1.5 MM PITCH,NOMINAL SIZE 2:12 MM,END CONNECTION 1:BSPP,END CONNECTION 2:TUBE,PRESSURE RATING:PN400,MATERIAL:STAINLESS STEEL,ADDITIONAL FEATURES EN:ADAPTOR,L SERIES WITH TAPPER AND O-RING,MNFR:PH HYDRAULIK,PTNO:EW-DKOL-12
1192400_Enrichment | Data Enrichment | STP_002 - 0002 | MKV |  | 2022-08-05 |  |  | No |  |  | KELVDBC | 0580 | MNFR | PHP 3SPC300TB | 3000348 | SKF | PULLEY,V-BLT;SKF,PHP 3SPC300TB,SPC | PULLEY,V-BELT;MNFR:SKF,PTNO:PHP 3SPC300TB,BELT TYPE:SPC,BORE DIAMETER:35 TO 90 MM,OUTSIDE DIAMETER:309.6 MM,BORE LENGTH:89 MM, OVERALL WIDTH:89 MM,PITCH DIAMETER:300 MM,MATERIAL:CAST IRON,MATERIAL SPECIFICATION:SAEJ431AVG96,GR G3000,COATING/FINISH: PHOSPHATE COATED,CERTIFICATION/STANDARD:ISO 4183,DIN 2211,ADDITIONAL FEATURES EN:TAPER LOCK BUSH,NUMBER 3535
1192487_Enrichment | Data Enrichment | STP_002 - 0002 | MKV |  | 2022-08-05 |  |  | No |  |  | KELVDBC | 0580 | #N/A | A9V41263 | 1034747 | SCHNEIDER ELECTRIC | BREAKER,CIRCT;63 A,30 MA AC,230-415 V,2 | BREAKER,CIRCUIT;CURRENT RATING:63 A,30 MA AC,VOLTAGE RATING:230-415 V,NUMBER OF POLES:2,OVERALL SIZE:WD 72 X HT 91 X DP 73.5 MM,ADDITIONAL FEATURES EN:EARTH LEAKAGE,VIGI IC60,TYPE AC,MNFR:SCHNEIDER ELECTRIC,PTNO:A9V41263
1192738_Enrichment | Data Enrichment | STP_002 - 0002 | MKV |  | 2022-08-05 |  |  | No |  |  | KELVDBC | 0580 | MNFR | PHP 3SPB250TB | 3000348 | SKF | PULLEY,V-BLT;SKF,PHP 3SPB250TB,SPB | PULLEY,V-BELT;MNFR:SKF,PTNO:PHP 3SPB250TB,BELT TYPE:SPB,BORE DIAMETER:25 TO 75 MM,OUTSIDE DIAMETER:257 MM,BORE LENGTH:51 MM, OVERALL WIDTH:51 MM,PITCH DIAMETER:250 MM,MATERIAL:CAST IRON,MATERIAL SPECIFICATION:SAEJ431AVG96,GR G3000,COATING/FINISH: PHOSPHATE COATED,CERTIFICATION/STANDARD:ISO 4183,DIN 2211,ADDITIONAL FEATURES EN:TAPER LOCK BUSH,NUMBER 2517
1192745_Enrichment | Data Enrichment | STP_002 - 0002 | MKV |  | 2022-08-05 |  |  | No |  |  | KELVDBC | 0580 | MNFR | PHP 4SPC224TB | 3000348 | SKF | PULLEY,V-BLT;SKF,PHP 4SPC224TB,SPC | PULLEY,V-BELT;MNFR:SKF,PTNO:PHP 4SPC224TB,BELT TYPE:SPC,BORE DIAMETER:35 TO 90 MM,OUTSIDE DIAMETER:233.6 MM,BORE LENGTH:89 MM, OVERALL WIDTH:111 MM,PITCH DIAMETER:224 MM,MATERIAL:CAST IRON,MATERIAL SPECIFICATION:SAEJ431AVG96,GR G3000,COATING/FINISH: PHOSPHATE COATED,CERTIFICATION/STANDARD:ISO 4183,DIN 2211,ADDITIONAL FEATURES EN:TAPER LOCK BUSH,NUMBER 3535
1192923_Enrichment | Data Enrichment | STP_002 - 0002 | MKV |  | 2022-08-05 |  |  | No |  |  | KELVDBC | 0580 | OEM | 1SDA059671R1/1SDA073920R1 | 3000014 | ABB | BREAKER,CIRCT;ABB | BREAKER,CIRCUIT;MNFR:ABB,PTNO:1SDA059671R1/1SDA073920R1,MNFR 1:PPE TECHNOLOGY,PTNO 1:1SDA059671R1/1SDA073920R1,ADDITIONAL FEATURES EN:AIR,CRADLE E6
1193219_Enrichment | Data Enrichment | STP_002 - 0002 | MKV |  | 2022-08-05 |  |  | No |  |  | KELVDBC | 0580 | OEM | 1SVR550029R8100 | 3000014 | ABB | RELAY;ABB,1SVR550029R8100 | RELAY;MNFR:ABB,PTNO:1SVR550029R8100,ADDITIONAL FEATURES EN:MULTIFUNCTIONAL TIMING 0.05S-100H CT-E 24-240 V AC/DC
1193277_Enrichment | Data Enrichment | STP_002 - 0002 | MKV |  | 2022-08-05 |  |  | No |  |  | KELVDBC | 0580 | MNFR | PHP 2SPB160TB | 3000348 | SKF | PULLEY,V-BLT;SKF,PHP 2SPB160TB,SPB | PULLEY,V-BELT;MNFR:SKF,PTNO:PHP 2SPB160TB,BELT TYPE:SPB,BORE DIAMETER:14 TO 50 MM,OUTSIDE DIAMETER:167 MM,BORE LENGTH:32 MM, OVERALL WIDTH:44 MM,PITCH DIAMETER:160 MM,MATERIAL:CAST IRON,MATERIAL SPECIFICATION:SAEJ431AVG96,GR G3000,COATING/FINISH: PHOSPHATE COATED,CERTIFICATION/STANDARD:ISO 4183,DIN 2211,ADDITIONAL FEATURES EN:TAPER LOCK BUSH,NUMBER 2012
1193395_Enrichment | Data Enrichment | STP_002 - 0002 | MKV |  | 2022-08-05 |  |  | No |  |  | KELVDBC | 0580 |  | CS11/15 |  |  | WRENCH,COMB;NOM 11 MM,15 DEG,CR PLTD,ISO | WRENCH,COMBINATION;NOMINAL SIZE:11 MM,OFFSET ANGLE:15 DEG,COATING/FINISH:CHROME PLATED,CERTIFICATION/STANDARD:ISO 6389,ADDITIONAL FEATURES EN:KEY WITH NUT,MNFR:TAPARIA TOOLS,PTNO:CS11/15
1193483_Enrichment | Data Enrichment | STP_002 - 0002 | MKV |  | 2022-08-05 |  |  | No |  |  | KELVDBC | 0580 |  | 7X0347 |  |  | SCREW,MACH;CAT,3733039,CAT,4026688,HEX | SCREW,MACHINE;MNFR:CATERPILLAR,PTNO:3733039,MNFR 1:CATERPILLAR,PTNO 1:4026688,ADDITIONAL FEATURES EN:HEX HEAD
1193889_Enrichment | Data Enrichment | STP_002 - 0002 | MKV |  | 2022-08-05 |  |  | No |  |  | KELVDBC | 0580 | OEM | 3RU1146-4KBO | 3000032 | SIEMENS | RELAY,THERML;SIE,3RU1146-4KBO,57-75 A | RELAY,THERMAL;MNFR:SIEMENS,PTNO:3RU1146-4KBO,ADDITIONAL FEATURES EN:57-75 A
1194051_Enrichment | Data Enrichment | STP_002 - 0002 | MKV |  | 2022-08-05 |  |  | No |  |  | KELVDBC | 0580 | #N/A | PYF08A-E | 1033878 | OMRON | SOCKET,RELY;8,250 VAC,10 A,SCRW,DIN RL | SOCKET,RELAY;NUMBER OF PINS:8,VOLTAGE RATING:250 VAC,CURRENT RATING:10 A,TERMINAL TYPE:SCREW,MOUNTING TYPE:DIN RAIL,SIZE:WD 31 X LG 76 X HT 23 MM,CERTIFICATION/STANDARD:CSA,ROHS,UL,ADDITIONAL FEATURES EN:2 POLE,BASE LATHAM FILTER-PRESS BASERELAI,MNFR:OMRON,PTNO:PYF08A-E
1194449_Enrichment | Data Enrichment | STP_002 - 0002 | MKV |  | 2022-08-05 |  |  | No |  |  | KELVDBC | 0580 |  | Q7553A |  |  | CARTRIDGE,PRNTR;BLK,HP 53A SELECTABILITY | CARTRIDGE,PRINTER;COLOUR:BLACK,ADDITIONAL FEATURES EN:HP 53A SELECTABILITY,3000 PAGES YIELD,COMPATIBLE WITH HP LASERJET M2727NF MULTIFUNCTION,P2014,P2014N,P2015DN PRINTER,MNFR:HP,PTNO:Q7553A
1194647_Enrichment | Data Enrichment | STP_002 - 0002 | MKV |  | 2022-08-05 |  |  | No |  |  | KELVDBC | 0580 | #N/A | Q5949A | 1010870 | HEWLETT-PACKARD | CARTRIDGE,PRNTR;ORIGINAL LSRJT TONR,BLK | CARTRIDGE,PRINTER;TYPE:ORIGINAL LASERJET TONER,COLOUR:BLACK,ADDITIONAL FEATURES EN:HP 49A SELECTABILITY,2500 PAGES YEILD,COMPATIBLE WITH HP LASERJET 1320N,1320TN,3390 PRINTERS,MNFR:HEWLETT-PACKARD,PTNO:Q5949A
1194953_Enrichment | Data Enrichment | STP_002 - 0002 | MKV |  | 2022-08-05 |  |  | No |  |  | KELVDBC | 0580 | OEM | 3RU1136-4FBO | 3000032 | SIEMENS | RELAY,THERML;SIE,3RU1136-4FBO,28-40 A | RELAY,THERMAL;MNFR:SIEMENS,PTNO:3RU1136-4FBO,ADDITIONAL FEATURES EN:28-40 A
1195195_Enrichment | Data Enrichment | STP_002 - 0002 | MKV |  | 2022-08-05 |  |  | No |  |  | KELVDBC | 0580 | #N/A | 8030210/NPFC-L-2G14-F | 1031504 | FESTO | ELBOW,PIPE;PNEU,NOM 1/4 IN,BSPP FEM,NI | ELBOW,PIPE;TYPE:PNEUMATIC,NOMINAL SIZE:1/4 IN,END CONNECTION:BSPP FEMALE,MATERIAL:NICKEL PLATED BRASS,ADDITIONAL FEATURES EN:W60,MNFR:FESTO,PTNO:8030210/NPFC-L-2G14-F
1195246_Enrichment | Data Enrichment | STP_002 - 0002 | MKV |  | 2022-08-05 |  |  | No |  |  | KELVDBC | 0580 | OEM | 3RB2016-1PB0 | 3000032 | SIEMENS | RELAY,OVRLD;SIE,3RB2016-1PB0,1 TO 4 A | RELAY,OVERLOAD;MNFR:SIEMENS,PTNO:3RB2016-1PB0,ADDITIONAL FEATURES EN:1 TO 4 A,2.2 KW,FOR MOTOR PROTECTION SIZE S00-CLASS10 MOUNTING ONTO CONT MAIN CIRCUIT SCREW CONNECTION AUX
1195286_Enrichment | Data Enrichment | STP_002 - 0002 | MKV |  | 2022-08-05 |  |  | No |  |  | KELVDBC | 0580 | MNFR | PHP 2SPB118TB | 3000348 | SKF | PULLEY,V-BLT;SKF,PHP 2SPB118TB,SPB | PULLEY,V-BELT;MNFR:SKF,PTNO:PHP 2SPB118TB,BELT TYPE:SPB,BORE DIAMETER:14 TO 42 MM,OUTSIDE DIAMETER:125 MM,BORE LENGTH:25 MM, OVERALL WIDTH:44 MM,PITCH DIAMETER:118 MM,MATERIAL:CAST IRON,MATERIAL SPECIFICATION:SAEJ431AVG96,GR G3000,COATING/FINISH: PHOSPHATE COATED,CERTIFICATION/STANDARD:ISO 4183,DIN 2211,ADDITIONAL FEATURES EN:TAPER LOCK BUSH,NUMBER 1610
1195512_Enrichment | Data Enrichment | STP_002 - 0002 | MKV |  | 2022-08-05 |  |  | No |  |  | KELVDBC | 0580 |  | 7003885 |  |  | BIT,DRIL;DIA 18 MM,LG 111.5 MM,DIA 25 X | BIT,DRILL;DIAMETER:18 MM,LENGTH:111.5 MM,SHANK SIZE:DIA 25 X LG 56 MM,MATERIAL:CARBIDE,FLUTE LENGTH:55.5 MM,ADDITIONAL FEATURES EN:K DCN 18-21.99,MNFR:ISCAR,PTNO:7003885
1195557_Enrichment | Data Enrichment | STP_002 - 0002 | MKV |  | 2022-08-05 |  |  | No |  |  | KELVDBC | 0580 |  | CC364A |  |  | CARTRIDGE,PRNTR;ORIGINAL LSRJT TONR,HP | CARTRIDGE,PRINTER;TYPE:ORIGINAL LASERJET TONER,ADDITIONAL FEATURES EN:HP 64A SELECTABILITY,10000 PAGES YIELD,COMPATIBLE WITH HP LASERJET P4014N,P4515N PRINTER,MNFR:HP,PTNO:CC364A
1195765_Enrichment | Data Enrichment | STP_002 - 0002 | MKV |  | 2022-08-05 |  |  | No |  |  | KELVDBC | 0580 | #N/A | 547731/NPFB-L-2R14-M | 1031504 | FESTO | ELBOW,PIPE;PNEU,NOM 1/4 IN,BSPT M,NI | ELBOW,PIPE;TYPE:PNEUMATIC,NOMINAL SIZE:1/4 IN,END CONNECTION:BSPT MALE,MATERIAL:NICKEL PLATED BRASS,ADDITIONAL FEATURES EN:W60,MNFR:FESTO,PTNO:547731/NPFB-L-2R14-M
1195826_Enrichment | Data Enrichment | STP_002 - 0002 | MKV |  | 2022-08-05 |  |  | No |  |  | KELVDBC | 0580 | MNFR | 10250T51 | 3000261 | CUTLERHAMMER | BLOCK,CONT;CUTH,10250T51,1 NC,3 A,SCREW | BLOCK,CONTACT;MNFR:CUTLERHAMMER,PTNO:10250T51,CONTACT CONFIGURATION:1 NC,CURRENT RATING:3 A,VOLTAGE RATING:230 VAC,TERMINAL TYPE: SCREW,SIZE:WD 1.3 X LG 1.9,X HT 2.2 IN,CERTIFICATION/STANDARD:CSA,UL,ADDITIONAL FEATURES EN:SERIES D,CHI,CONTROL,SERIES D110250T51E
1196050_Enrichment | Data Enrichment | STP_002 - 0002 | MKV |  | 2022-08-05 |  |  | No |  |  | KELVDBC | 0580 | OEM | 08SPC0500-4535 | 3000035 | WARMAN | PULLEY;WAR,08SPC0500-4535,SPC500X8-4535 | PULLEY;MNFR:WARMAN,PTNO:08SPC0500-4535,ADDITIONAL FEATURES EN:SPC500X8-4535
1196053_Enrichment | Data Enrichment | STP_002 - 0002 | MKV |  | 2022-08-05 |  |  | No |  |  | KELVDBC | 0580 | MNFR | 100-C09-01 | 3000226 | ALLEN BRADLEY | CONTACTOR,ELEC;AB,100-C09-01,220 VAC | CONTACTOR,ELECTRICAL;MNFR:ALLEN BRADLEY,PTNO:100-C09-01,COIL VOLTAGE:220 VAC,ADDITIONAL FEATURES EN:RRW ENGINEERING PTY LTD
1196125_Enrichment | Data Enrichment | STP_002 - 0002 | MKV |  | 2022-08-05 |  |  | No |  |  | KELVDBC | 0580 |  | GW62037H |  |  | SOCKET,ELEC;2 P,220 V,32 A,STRGT,HALGN | SOCKET,ELECTRICAL;NUMBER OF POLES:2,VOLTAGE RATING:220 V,CURRENT RATING:32 A,CONNECTION TYPE:STRAIGHT,MATERIAL:HALOGEN FREE,COLOUR:BLUE,CERTIFICATION/STANDARD:CE,IEC 309,ADDITIONAL FEATURES EN:CEE TYPE IP67,MNFR:GEWIS,PTNO:GW62037H
1196131_Enrichment | Data Enrichment | STP_002 - 0002 | MKV |  | 2022-08-05 |  |  | No |  |  | KELVDBC | 0580 | OEM | 3SB3400-0H | 3000032 | SIEMENS | BLOCK,CONT;SIE,3SB3400-0H,ACTR INDCTR | BLOCK,CONTACT;MNFR:SIEMENS,PTNO:3SB3400-0H,ADDITIONAL FEATURES EN:ACTUATOR INDICATOR COMPONENT
1196162_Enrichment | Data Enrichment | STP_002 - 0002 | MKV |  | 2022-08-05 |  |  | No |  |  | KELVDBC | 0580 |  | EW-DKOL-28 |  |  | ELBOW,PIPE-TUBE;ADJ STUD,STD,NOM M36 X 2 | ELBOW,PIPE TO TUBE;TYPE:ADJUSTABLE STUD,STANDARD,NOMINAL SIZE 1:M36 X 2 MM PITCH,NOMINAL SIZE 2:28 MM,END CONNECTION 1:BSPP,END CONNECTION 2:TUBE,PRESSURE RATING:PN250,MATERIAL:STAINLESS STEEL,ADDITIONAL FEATURES EN:ADAPTOR,L SERIES WITH TAPPER AND O-RING,MNFR:PH HYDRAULIK,PTNO:EW-DKOL-28
1196214_Enrichment | Data Enrichment | STP_002 - 0002 | MKV |  | 2022-08-05 |  |  | No |  |  | KELVDBC | 0580 | MNFR | PHP 2SPB100TB | 3000348 | SKF | PULLEY,V-BLT;SKF,PHP 2SPB100TB,SPB | PULLEY,V-BELT;MNFR:SKF,PTNO:PHP 2SPB100TB,BELT TYPE:SPB,BORE DIAMETER:14 TO 42 MM,OUTSIDE DIAMETER:107 MM,BORE LENGTH:25 MM, OVERALL WIDTH:44 MM,PITCH DIAMETER:100 MM,MATERIAL:CAST IRON,MATERIAL SPECIFICATION:SAEJ431AVG96,GR G3000,COATING/FINISH: PHOSPHATE COATED,CERTIFICATION/STANDARD:ISO 4183,DIN 2211,ADDITIONAL FEATURES EN:TAPER LOCK BUSH,NUMBER 1610
1196270_Enrichment | Data Enrichment | STP_002 - 0002 | MKV |  | 2022-08-05 |  |  | No |  |  | KELVDBC | 0580 | #N/A | C9403A | 1010870 | HEWLETT-PACKARD | CARTRIDGE,INK;BLK MATTE,130 ML | CARTRIDGE,INK;COLOUR:BLACK MATTE,CAPACITY:130 ML,INK TYPE:PIGMENT-BASED,SHELF LIFE:24 MONTHS,ADDITIONAL FEATURES EN:T770 HP PRINTER,MNFR:HEWLETT-PACKARD,PTNO:C9403A,MNFR 1:HEWLETT-PACKARD,PTNO 1:HP 72
1196435_Enrichment | Data Enrichment | STP_002 - 0002 | MKV |  | 2022-08-05 |  |  | No |  |  | KELVDBC | 0580 | OEM | 3RB2046-1EBO | 3000032 | SIEMENS | RELAY,OVRLD;SIE,3RB2046-1EBO,25-100 A SZ | RELAY,OVERLOAD;MNFR:SIEMENS,PTNO:3RB2046-1EBO,ADDITIONAL FEATURES EN:25-100 A SIZE S3
1196468_Enrichment | Data Enrichment | STP_002 - 0002 | MKV |  | 2022-08-05 |  |  | No |  |  | KELVDBC | 0580 | MNFR | 193-EECB | 3000226 | ALLEN BRADLEY | RELAY,OVRLD;AB,193-EECB,1-5 A,5 A,SCREW | RELAY,OVERLOAD;MNFR:ALLEN BRADLEY,PTNO:193-EECB,CURRENT RATING:1-5 A,VOLTAGE RATING:600/690 VAC,CONTACT RATING:5 A,CONTACT CONFIGURATION:1 NO-1 NC,FREQUENCY RATING:50/60 HZ,TERMINAL TYPE:SCREW,SIZE:WD 1-25/32 X HT 5-25/32,X HT 3-23/64 IN,RESET TYPE: AUTOMATIC,MANUAL,CERTIFICATION/STANDARD:CSA,C-TICK,CULUS,UL,ADDITIONAL FEATURES EN:STASTAT
1196709_Enrichment | Data Enrichment | STP_002 - 0002 | MKV |  | 2022-08-05 |  |  | No |  |  | KELVDBC | 0580 |  | CE270A |  |  | CARTRIDGE,PRNTR;ORIGINAL LSRJT TONR,BLK | CARTRIDGE,PRINTER;TYPE:ORIGINAL LASERJET TONER,COLOUR:BLACK,ADDITIONAL FEATURES EN:HP 650A SELECTABILITY,13500 PAGES YIELD,COMPATIBLE WITH HP COLOR LASERJET ENTERPRISE M750DN,M750N PRINTER,CF270A,MNFR:HP,PTNO:CE270A
1196721_Enrichment | Data Enrichment | STP_002 - 0002 | MKV |  | 2022-08-05 |  |  | No |  |  | KELVDBC | 0580 | MNFR | PHP 3SPC315TB | 3000348 | SKF | PULLEY,V-BLT;SKF,PHP 3SPC315TB,SPC | PULLEY,V-BELT;MNFR:SKF,PTNO:PHP 3SPC315TB,BELT TYPE:SPC,BORE DIAMETER:35 TO 90 MM,OUTSIDE DIAMETER:324.6 MM,BORE LENGTH:89 MM, OVERALL WIDTH:93 MM,PITCH DIAMETER:315 MM,MATERIAL:CAST IRON,MATERIAL SPECIFICATION:SAEJ431AVG96,GR G3000,COATING/FINISH: PHOSPHATE COATED,CERTIFICATION/STANDARD:ISO 4183,DIN 2211,ADDITIONAL FEATURES EN:TAPER LOCK BUSH,NUMBER 3535
1196804_Enrichment | Data Enrichment | STP_002 - 0002 | MKV |  | 2022-08-05 |  |  | No |  |  | KELVDBC | 0580 |  | 3023313.100 MEDI |  |  | LINK,FUS;HV,100 A,17.5 KV,442 MM | LINK,FUSE;TYPE:HIGH VOLTAGE,CURRENT RATING:100 A,VOLTAGE RATING:17.5 KV,SIZE:442 MM,ADDITIONAL FEATURES EN:10-17.5KV E422M,MNFR:SIBA,PTNO:3023313.100 MEDI
1197186_Enrichment | Data Enrichment | STP_002 - 0002 | MKV |  | 2022-08-05 |  |  | No |  |  | KELVDBC | 0580 | OEM | 3VL2705-3DC3 | 3000032 | SIEMENS | BREAKER,CIRCT;SIE,3VL2705-3DC3,VL160L | BREAKER,CIRCUIT;MNFR:SIEMENS,PTNO:3VL2705-3DC3,ADDITIONAL FEATURES EN:VL160L 3-0AA0,ICU 100 KA,415 VAC,3 POLE,IN 50 A,IR 40 TO 50 A,II 300 TO 600 A,HIGH SWITCHING CAPACITY LINE PROTECTION
1197290_Enrichment | Data Enrichment | STP_002 - 0002 | MKV |  | 2022-08-05 |  |  | No |  |  | KELVDBC | 0580 | #N/A | Q5949X | 1010870 | HEWLETT-PACKARD | CARTRIDGE,PRNTR;ORIGINAL LSRJT TONR,BLK | CARTRIDGE,PRINTER;TYPE:ORIGINAL LASERJET TONER,COLOUR:BLACK,ADDITIONAL FEATURES EN:HP 49A SELECTABILITY,2500 PAGES YEILD,COMPATIBLE WITH HP LASERJET 1160 AND 1320 PRINTER SERIES AND HP LASERJET 3390/3392 ALL-IN-ONE SERIES PRINTERS,MNFR:HEWLETT-PACKARD,PTNO:Q5949X
1197494_Enrichment | Data Enrichment | STP_002 - 0002 | MKV |  | 2022-08-05 |  |  | No |  |  | KELVDBC | 0580 | OEM | 3RU1136-4BBO | 3000032 | SIEMENS | RELAY,THERML;SIE,3RU1136-4BBO,14-20 A | RELAY,THERMAL;MNFR:SIEMENS,PTNO:3RU1136-4BBO,ADDITIONAL FEATURES EN:14-20 A
1197541_Enrichment | Data Enrichment | STP_002 - 0002 | MKV |  | 2022-08-05 |  |  | No |  |  | KELVDBC | 0580 |  | 86.30.0.024 |  |  | MODULE;TMR,GEBE,86.30.0.024 | MODULE;TYPE:TIMER,ADDITIONAL FEATURES EN:GEBE,PTNO:86.30.0.024
1197625_Enrichment | Data Enrichment | STP_002 - 0002 | MKV |  | 2022-08-05 |  |  | No |  |  | KELVDBC | 0580 | #N/A | LDR22 | 1034747 | SCHNEIDER ELECTRIC | RELAY,OVRLD;THRM,16-24 A,690 VAC,0-400 | RELAY,OVERLOAD;TYPE:THERMAL,CURRENT RATING:16-24 A,VOLTAGE RATING:690 VAC,FREQUENCY RATING:0-400 HZ,MOUNTING TYPE:DIN RAIL,TERMINAL TYPE:SCREW CLAMP,SIZE:WD 45 X DP 70 MM,CERTIFICATION/STANDARD:ATEX,CSA,EN,GOST,IEC,RINA,ROHS,UL,MNFR:SCHNEIDER ELECTRIC,PTNO:LDR22
1197644_Enrichment | Data Enrichment | STP_002 - 0002 | MKV |  | 2022-08-05 |  |  | No |  |  | KELVDBC | 0580 |  | MCE-D0910-M |  |  | CONTACTOR,MAG;400 V,9/12/18 A,3 P | CONTACTOR,MAGNETIC;VOLTAGE RATING:400 V,CURRENT RATING:9/12/18 A,NUMBER OF POLES:3,COIL RATING:12/24/48/110/230/415/525 V,POWER RATING:4/5.5/7.5 KW,AUXILIARY CONTACT:1 NO-1 NC,MOUNTING TYPE:DIN RAIL/BASE,SIZE:WD 45 X HT 74 X DP 80 MM,MNFR:MCE,PTNO:MCE-D0910-M
1197689_Enrichment | Data Enrichment | STP_002 - 0002 | MKV |  | 2022-08-05 |  |  | No |  |  | KELVDBC | 0580 | OEM | 04SPB0236 | 3000035 | WARMAN | PULLEY;WAR,04SPB0236,TPR LCK,NUMBER OF G | PULLEY;MNFR:WARMAN,PTNO:04SPB0236,ADDITIONAL FEATURES EN:TAPER LOCK,NUMBER OF GROOVES:4,OUTSIDE DIAMETER:243 MM,PITCH DIAMETER:236MM,TOP WIDTH:17MM,BUSH:3020
1197749_Enrichment | Data Enrichment | STP_002 - 0002 | MKV |  | 2022-08-05 |  |  | No |  |  | KELVDBC | 0580 | #N/A | XB4BVB5 | 1034747 | SCHNEIDER ELECTRIC | LIGHT,INDCTG;PLT,ORNG,24 V,MNTG DIA 22 X | LIGHT,INDICATING;TYPE:PILOT,LENS COLOUR:ORANGE,VOLTAGE RATING:24 V,SIZE:MOUNTING DIA 22 X WD 30 X HT 47 X DP 54 MM,DEGREE OF PROTECTION:IP66/67/69/69K,NEMA13,NEMA 4X,CERTIFICATION/STANDARD:CSA,IEC/EN,JIS,UL,MNFR:SCHNEIDER ELECTRIC,PTNO:XB4BVB5
1197879_Enrichment | Data Enrichment | STP_002 - 0002 | MKV |  | 2022-08-05 |  |  | No |  |  | KELVDBC | 0580 | MNFR | PHP 4SPC224TB | 3000348 | SKF | PULLEY,V-BLT;SKF,PHP 4SPC224TB,SPC | PULLEY,V-BELT;MNFR:SKF,PTNO:PHP 4SPC224TB,BELT TYPE:SPC,BORE DIAMETER:35 TO 90 MM,OUTSIDE DIAMETER:233.6 MM,BORE LENGTH:89 MM, OVERALL WIDTH:111 MM,PITCH DIAMETER:224 MM,MATERIAL:CAST IRON,MATERIAL SPECIFICATION:SAEJ431AVG96,GR G3000,COATING/FINISH: PHOSPHATE COATED,CERTIFICATION/STANDARD:ISO 4183,DIN 2211,ADDITIONAL FEATURES EN:TAPER LOCK BUSH,NUMBER 3535
1197931_Enrichment | Data Enrichment | STP_002 - 0002 | MKV |  | 2022-08-05 |  |  | No |  |  | KELVDBC | 0580 |  | CE272A |  |  | CARTRIDGE,PRNTR;ORIGINAL LSRJT TONR,YEL | CARTRIDGE,PRINTER;TYPE:ORIGINAL LASERJET TONER,COLOUR:YELLOW,ADDITIONAL FEATURES EN:HP 650A SELECTABILITY,15000 PAGES YIELD,COMPATIBLE WITH HP COLOR LASERJET ENTERPRISE M750DN,M750N PRINTER,CF272A,MNFR:HP,PTNO:CE272A
1198157_Enrichment | Data Enrichment | STP_002 - 0002 | MKV |  | 2022-08-05 |  |  | No |  |  | KELVDBC | 0580 |  | 6163890 |  |  | SOCKET,WRNCH;IMPACT,DIA 17 X LG 80 MM | SOCKET,WRENCH;TYPE:IMPACT,SIZE:DIA 17 X LG 80 MM,DRIVE DETAILS:1/2 IN HEX,MATERIAL:STEEL,COATING/FINISH:MANGANESE PHOSPHATED,CERTIFICATION/STANDARD:DIN 3121-G 12.5,ISO 1174,ADDITIONAL FEATURES EN:K19L,W61,LONG PATTERN,MNFR:GEDORE,PTNO:6163890
1198414_Enrichment | Data Enrichment | STP_002 - 0002 | MKV |  | 2022-08-05 |  |  | No |  |  | KELVDBC | 0580 | #N/A | 547717/NPFB-L-2G14-F | 1031504 | FESTO | ELBOW,PIPE;PNEU,NOM 1/4 IN,BSPP FEM,NI | ELBOW,PIPE;TYPE:PNEUMATIC,NOMINAL SIZE:1/4 IN,END CONNECTION:BSPP FEMALE,MATERIAL:NICKEL PLATED BRASS,ADDITIONAL FEATURES EN:W60,MNFR:FESTO,PTNO:547717/NPFB-L-2G14-F
1198419_Enrichment | Data Enrichment | STP_002 - 0002 | MKV |  | 2022-08-05 |  |  | No |  |  | KELVDBC | 0580 |  | 3747240 |  |  | OFFICE SUPPLIES;LAMNTG PUCH,NON REFLCTV | OFFICE SUPPLIES;ITEM TYPE:LAMINATING POUCH,NON REFLECTIVE,SIZE:216 X 303 MM,THK 2 X 75 UM,MATERIAL:PLASTIC,COLOR:CLEAR,MNFR:GBC,PTNO:3747240
1198498_Enrichment | Data Enrichment | STP_002 - 0002 | MKV |  | 2022-08-05 |  |  | No |  |  | KELVDBC | 0580 | MNFR | PHP 4SPC560TB | 3000348 | SKF | PULLEY,V-BLT;SKF,PHP 4SPC560TB,SPC | PULLEY,V-BELT;MNFR:SKF,PTNO:PHP 4SPC560TB,BELT TYPE:SPC,BORE DIAMETER:40 TO 100 MM,OUTSIDE DIAMETER:569.6 MM,BORE LENGTH:102 MM, OVERALL WIDTH:111 MM,PITCH DIAMETER:560 MM,MATERIAL:CAST IRON,MATERIAL SPECIFICATION:SAEJ431AVG96,GR G3000,COATING/FINISH: PHOSPHATE COATED,CERTIFICATION/STANDARD:ISO 4183,DIN 2211,ADDITIONAL FEATURES EN:TAPER LOCK BUSH,NUMBER 4040
1198704_Enrichment | Data Enrichment | STP_002 - 0002 | MKV |  | 2022-08-05 |  |  | No |  |  | KELVDBC | 0580 |  | C9392A |  |  | CARTRIDGE,INK;MGNTA,17.1 ML,DYE-BASD | CARTRIDGE,INK;COLOUR:MAGENTA,CAPACITY:17.1 ML,INK TYPE:DYE-BASED,AVERAGE YIELD:1980 CHARACTERS,SHELF LIFE:2 YEARS,COMPATIBLE HARDWARE:HP OFFICE JET PRO K550 PRINTER,ADDITIONAL FEATURES EN:HP 88XL SELECTABILITY,6 PL INK DROP,MNFR:HP,PTNO:C9392A
1198929_Enrichment | Data Enrichment | STP_002 - 0002 | MKV |  | 2022-08-05 |  |  | No |  |  | KELVDBC | 0580 | OEM | CAL4-11 | 3000014 | ABB | BLOCK,CONT;ABB,CAL4-11,AUX | BLOCK,CONTACT;MNFR:ABB,PTNO:CAL4-11,ADDITIONAL FEATURES EN:AUXILIARY
1198981_Enrichment | Data Enrichment | STP_002 - 0002 | MKV |  | 2022-08-05 |  |  | No |  |  | KELVDBC | 0580 | OEM | 1181002351 | 3000026 | DEMAG | DRIVE;DEM,1181002351,ABB,ACS880- | DRIVE;MNFR:DEMAG,PTNO:1181002351,MNFR 1:ABB,PTNO 1:ACS880- 01-07A3-7+D150+L502+
1199056_Enrichment | Data Enrichment | STP_002 - 0002 | MKV |  | 2022-08-05 |  |  | No |  |  | KELVDBC | 0580 |  | 1707-0029-0146 |  |  | SHIM;75 X 75 X 21 X 2 MM,SS,SET 10 PER | SHIM;SIZE:75 X 75 X 21 X 2 MM,MATERIAL:STAINLESS STEEL,ADDITIONAL FEATURES EN:SET 10 PER BOX,METRIC,MNFR:JOHNCRANE,PTNO:1707-0029-0146
1199241_Enrichment | Data Enrichment | STP_002 - 0002 | MKV |  | 2022-08-05 |  |  | No |  |  | KELVDBC | 0580 |  | CF540X |  |  | CARTRIDGE,PRNTR;HGH YIELD ORIGINAL LSRJT | CARTRIDGE,PRINTER;TYPE:HIGH YIELD ORIGINAL LASERJET TONER,ADDITIONAL FEATURES EN:HP 203X SELECTABILITY,3200 PAGES YIELD,COMPATIBLE WITH HP COLOR LASERJET PRO M254DW,M254NW,M280NW,M281FDN,M281FDW MULTIFUNCTION PRINTER,MNFR:HP,PTNO:CF540X
1199316_Enrichment | Data Enrichment | STP_002 - 0002 | MKV |  | 2022-08-05 |  |  | No |  |  | KELVDBC | 0580 |  | QFT-615-4420K |  |  | KIT;BTN HD SCRW,310,SS A2,QUAL | KIT;TYPE:BUTTON HEAD SCREW,NUMBER OF ITEMS:310,ADDITIONAL FEATURES EN:STAINLESS STEEL A2,MNFR:QUALFAST,PTNO:QFT-615-4420K
1199340_Enrichment | Data Enrichment | STP_002 - 0002 | MKV |  | 2022-08-05 |  |  | No |  |  | KELVDBC | 0580 | OEM | 36011860 | 3000032 | SIEMENS | RELAY,OVRLD;SIE,36011860,SIE | RELAY,OVERLOAD;MNFR:SIEMENS,PTNO:36011860,MNFR 1:SIEMENS,PTNO 1:3RU1116-1BB0,ADDITIONAL FEATURES EN:CF01
1199351_Enrichment | Data Enrichment | STP_002 - 0002 | MKV |  | 2022-08-05 |  |  | No |  |  | KELVDBC | 0580 |  | MM-BUSH-3535-85 |  |  | BUSHING;MOT,14X12-36 MMC WF LF,W60KTC | BUSHING;ADDITIONAL FEATURES EN:MOTOR,14X12-36 MMC WF LF,W60KTC,MNFR:KREBS MILLMAX,PTNO:MM-BUSH-3535-85
1199468_Enrichment | Data Enrichment | STP_002 - 0002 | MKV |  | 2022-08-05 |  |  | No |  |  | KELVDBC | 0580 |  | CP101 |  |  | ACTUATOR,PNEU;ELCTRO,1/8 IN,1/8 IN,6 BAR | ACTUATOR,PNEUMATIC;TYPE:ELECTRO,INLET CONNECTION SIZE:1/8 IN,OUTLET CONNECTION SIZE:1/8 IN,PRESSURE RATING:6 BAR,ADDITIONAL FEATURES EN:DIVERTER VAD WAMGROUP,MNFR:WAM,PTNO:CP101
1199503_Enrichment | Data Enrichment | STP_002 - 0002 | MKV |  | 2022-08-05 |  |  | No |  |  | KELVDBC | 0580 |  | 3SPA90-1610 |  |  | PULLEY,V-BLT;SPA,FENN,3SPA90-1610 | PULLEY,V-BELT;BELT TYPE:SPA,MNFR:FENNER,PTNO:3SPA90-1610
1199538_Enrichment | Data Enrichment | STP_002 - 0002 | MKV |  | 2022-08-05 |  |  | No |  |  | KELVDBC | 0580 | #N/A | Q7553A | 1010870 | HEWLETT-PACKARD | CARTRIDGE,PRNTR;ORIGINAL INK LSRJT TONR | CARTRIDGE,PRINTER;TYPE:ORIGINAL INK LASERJET TONER,COLOUR:BLACK,CONTAINER SIZE:WD 117 X HT 168 X DP 390 MM,ADDITIONAL FEATURES EN:HP 53A SELECTABILITY,3000 PAGES YEILD,COMPATIBLE WITH HP LASERJET P2014,P2015 PRINTERS,MNFR:HEWLETT-PACKARD,PTNO:Q7553A
1199662_Enrichment | Data Enrichment | STP_002 - 0002 | MKV |  | 2022-08-05 |  |  | No |  |  | KELVDBC | 0580 | #N/A | NPFC-T-3G14-F | 1031504 | FESTO | TEE,PIPE;NOM G1/4,FEM NPFC,-0.95 TO 50 | TEE,PIPE;NOMINAL SIZE:G1/4,END CONNECTION:FEMALE NPFC,PRESSURE CLASS/RATING:-0.95 TO 50 BAR,MATERIAL:BRASS,COATING/FINISH:NICKEL PLATED,LENGTH:49 MM,ADDITIONAL FEATURES EN:W60,MNFR:FESTO,PTNO:NPFC-T-3G14-F
1199928_Enrichment | Data Enrichment | STP_002 - 0002 | MKV |  | 2022-08-05 |  |  | No |  |  | KELVDBC | 0580 | OEM | 3UL2307-1A | 3000032 | SIEMENS | XFORMER,CUR;SIE,3UL2307-1A,RESIDUAL-FOR | TRANSFORMER,CURRENT;MNFR:SIEMENS,PTNO:3UL2307-1A,ADDITIONAL FEATURES EN:RESIDUAL- FOR RESIDUAL MONITORING BUSHING OPENING 210 MM
1200061_Enrichment | Data Enrichment | STP_002 - 0002 | MKV |  | 2022-08-05 |  |  | No |  |  | KELVDBC | 0580 | MNFR | CM42-MAA000EAE00 | 3000269 | ENDRESS & HAUSER | XMITTER,COND;4-20 MA HART,PLSTC,CSA,GP | TRANSMITTER,CONDUCTIVITY;OUTPUT TYPE:4-20 MA HART,MATERIAL:PLASTIC,SIZE:WD 144 X HT 144 X DP 148 MM,CERTIFICATION/STANDARD:CSA,GP, ADDITIONAL FEATURES EN:LIQUID ANALYSIS,LIQUILINE,MNFR:ENDRESS & HAUSER,PTNO:CM42-MAA000EAE00
1200183_Enrichment | Data Enrichment | STP_002 - 0002 | MKV |  | 2022-08-05 |  |  | No |  |  | KELVDBC | 0580 | MNFR | 61500292695 | 3000220 | 3M | DISC,GRNDG;3M,61500292695,18000 RPM,BLU | DISC,GRINDING;MNFR:3M,PTNO:61500292695,SPEED:18000 RPM,SIZE:DIA 3 IN,ABRASIVE MATERIAL:CERAMIC,ADDITIONAL FEATURES EN:BLUE
1200282_Enrichment | Data Enrichment | STP_002 - 0002 | MKV |  | 2022-08-05 |  |  | No |  |  | KELVDBC | 0580 |  | 78A |  |  | CARTRIDGE,INK;SELECTABILITY,HP,78A | CARTRIDGE,INK;ADDITIONAL FEATURES EN:SELECTABILITY,MNFR:HP,PTNO:78A
1200411_Enrichment | Data Enrichment | STP_002 - 0002 | MKV |  | 2022-08-05 |  |  | No |  |  | KELVDBC | 0580 |  | 34215 |  |  | BLOCK,TERM;57 A,250 V,10 MM2,SCRW,PP,EN | BLOCK,TERMINAL;CURRENT RATING:57 A,VOLTAGE RATING:250 V,WIRE SIZE:10 MM2,TERMINAL TYPE:SCREW,MATERIAL:POLYPROPYLENE,CERTIFICATION/STANDARD:EN 60998-2-1,60664-1,ADDITIONAL FEATURES EN:-25 TO 55 DEG C,HOLES 4.5 MM,BLACK,NYLBLOC,CONNECTING BARRETTE CONNECTION BARNYLBLOC,MNFR:LE-GRAND,PTNO:34215
1200566_Enrichment | Data Enrichment | STP_002 - 0002 | MKV |  | 2022-08-05 |  |  | No |  |  | KELVDBC | 0580 |  | 6173180 |  |  | BAR;UNIVSL EXTSN,LG 125 MM,1/2 IN M DRV | BAR;TYPE:UNIVERSAL EXTENSION,DIMENSIONS:LG 125 MM,1/2 IN MALE DRIVE,MATERIAL:CHROMIUM VANADIUM STEEL 31CRV3,CERTIFICATION/STANDARD:DIN 3120,ADDITIONAL FEATURES EN:DIS-KB1990/125 IMPACT W63,MNFR:GEDORE,PTNO:6173180
1200779_Enrichment | Data Enrichment | STP_002 - 0002 | MKV |  | 2022-08-05 |  |  | No |  |  | KELVDBC | 0580 | OEM | 3VL5750-3DC36-0AA0 | 3000032 | SIEMENS | BREAKER,CIRCT;SIE,3VL5750-3DC36-0AA0,SIE | BREAKER,CIRCUIT;MNFR:SIEMENS,PTNO:3VL5750-3DC36-0AA0,MNFR 1:SIEMENS,PTNO 1:3VL5750-3DC35-0AA0,ADDITIONAL FEATURES EN:VL250L,ICU 100 KA,415 VAC,3 POLE,IN 200 A,IR 200 TO 250 A,II 1200 TO 2500 A,HIGH SWITCHING CAPACITY LINE PROTECTION
1200901_Enrichment | Data Enrichment | STP_002 - 0002 | MKV |  | 2022-08-05 |  |  | No |  |  | KELVDBC | 0580 |  | CE285A |  |  | CARTRIDGE,PRNTR;ORIGINAL LSRJT TONR,HP | CARTRIDGE,PRINTER;TYPE:ORIGINAL LASERJET TONER,ADDITIONAL FEATURES EN:HP 85A SELECTABILITY,1600 PAGES YIELD,COMPATIBLE WITH HP LASERJET PRO P1100,M1130,M1210 MULTIFUNCTION PRINTER,MNFR:HP,PTNO:CE285A
1201282_Enrichment | Data Enrichment | STP_002 - 0002 | MKV |  | 2022-08-05 |  |  | No |  |  | KELVDBC | 0580 |  | LRD06 E2+E7 |  |  | RELAY,OVRLD;THRM,1.5 A,690 VAC,123 X 66 | RELAY,OVERLOAD;TYPE:THERMAL,CURRENT RATING:1.5 A,VOLTAGE RATING:690 VAC,SIZE:123 X 66 X 45 MM,RESET TYPE:AUTOMATIC,MANUAL,PTNO:LRD06 E2+E7
1201316_Enrichment | Data Enrichment | STP_002 - 0002 | MKV |  | 2022-08-05 |  |  | No |  |  | KELVDBC | 0580 |  |  |  |  | CARTRIDGE,TONR;LASERJET,MAGENTA,1400 PG | CARTRIDGE,TONER;TYPE:LASERJET,COLOUR:MAGENTA,AVERAGE YIELD:1400 PG,COMPATIBLE HARDWARE:HP LASERJET PRO M277 MULTIFUNCTION,M25 PRINTER,ADDITIONAL FEATURES EN:ORIGINAL,SELECTABILITY,MNFR:HELWETT PACKARD,PTNO:HP 201A
1201369_Enrichment | Data Enrichment | STP_002 - 0002 | MKV |  | 2022-08-05 |  |  | No |  |  | KELVDBC | 0580 | #N/A | C9399A | 1010870 | HEWLETT-PACKARD | CARTRIDGE,INK;DESIGNJET,BLK,69 ML | CARTRIDGE,INK;TYPE:DESIGNJET,COLOUR:BLACK,CAPACITY:69 ML,INK TYPE:DYE-BASED,SHELF LIFE:24 MONTHS,ADDITIONAL FEATURES EN:HP 72 SELECTABILITY,MAGENTA,MNFR:HEWLETT-PACKARD,PTNO:C9399A
1201389_Enrichment | Data Enrichment | STP_002 - 0002 | MKV |  | 2022-08-05 |  |  | No |  |  | KELVDBC | 0580 |  | 8T4649 |  |  | SCREW,MACH;CAT,0013209,CAT,1521544,HEX | SCREW,MACHINE;MNFR:CATERPILLAR,PTNO:0013209,MNFR 1:CATERPILLAR,PTNO 1:1521544,ADDITIONAL FEATURES EN:HEX HEAD
1201698_Enrichment | Data Enrichment | STP_002 - 0002 | MKV |  | 2022-08-05 |  |  | No |  |  | KELVDBC | 0580 | MNFR | PHP 3SPC280TB | 3000348 | SKF | PULLEY,V-BLT;SKF,PHP 3SPC280TB,SPC | PULLEY,V-BELT;MNFR:SKF,PTNO:PHP 3SPC280TB,BELT TYPE:SPC,BORE DIAMETER:35 TO 90 MM,OUTSIDE DIAMETER:289.6 MM,BORE LENGTH:89 MM, OVERALL WIDTH:89 MM,PITCH DIAMETER:280 MM,MATERIAL:CAST IRON,MATERIAL SPECIFICATION:SAEJ431AVG96,GR G3000,COATING/FINISH: PHOSPHATE COATED,CERTIFICATION/STANDARD:ISO 4183,DIN 2211,ADDITIONAL FEATURES EN:TAPER LOCK BUSH,NUMBER 3535
1201903_Enrichment | Data Enrichment | STP_002 - 0002 | MKV |  | 2022-08-05 |  |  | No |  |  | KELVDBC | 0580 |  | 029K0030 |  |  | BUSH,TPR LCK;BOR DIA 30 MM,029K,CI,8 X | BUSH,TAPER LOCK;BORE DIAMETER:30 MM,SERIES:029K,MATERIAL:CAST IRON,KEYWAY:8 X 3.3 MM,ADDITIONAL FEATURES EN:LG 31.8 MM,2012X30,W63,RING,MNFR:FENNER,PTNO:029K0030
1201985_Enrichment | Data Enrichment | STP_002 - 0002 | MKV |  | 2022-08-05 |  |  | No |  |  | KELVDBC | 0580 |  | A36QVS |  |  | WHEEL,ABRSV;GRNDG,DIA 400 MM,42 MM,ISO | WHEEL,ABRASIVE;TYPE:GRINDING,DIAMETER:400 MM,ARBOR SIZE:42 MM,CERTIFICATION/STANDARD:ISO,ADDITIONAL FEATURES EN:THK 65 MM,PTNO:A36QVS
1202297_Enrichment | Data Enrichment | STP_002 - 0002 | MKV |  | 2022-08-05 |  |  | No |  |  | KELVDBC | 0580 |  | 86.00.0.240 |  |  | MODULE;TMR,LG 16.8 X HT 54 X DP 38 MM | MODULE;TYPE:TIMER,SIZE:LG 16.8 X HT 54 X DP 38 MM,MOUNTING TYPE:PLUG-IN,TEMPERATURE RATING:-20 TO 50 DEG C,CERTIFICATION/STANDARD:ROHS,ADDITIONAL FEATURES EN:RANGE 0.05 S-100H,GEBE,MNFR:FINDER,PTNO:86.00.0.240
1202460_Enrichment | Data Enrichment | STP_002 - 0002 | MKV |  | 2022-08-05 |  |  | No |  |  | KELVDBC | 0580 | OEM | 3128078287 | 3000000 | ATLAS COPCO | ASSEMBLY;ATL,3128078287,UPR PRT,AC | ASSEMBLY;MNFR:ATLAS COPCO,PTNO:3128078287,ADDITIONAL FEATURES EN:UPPER PART,AC BOOMER 282
1202561_Enrichment | Data Enrichment | STP_002 - 0002 | MKV |  | 2022-08-05 |  |  | No |  |  | KELVDBC | 0580 |  | 1707-0036-0146 |  |  | SHIM;100 X 100 X 32 X 0.5 MM,SS,SET 10 | SHIM;SIZE:100 X 100 X 32 X 0.5 MM,MATERIAL:STAINLESS STEEL,ADDITIONAL FEATURES EN:SET 10 PER BOX,METRIC,MNFR:JOHNCRANE,PTNO:1707-0036-0146
1202666_Enrichment | Data Enrichment | STP_002 - 0002 | MKV |  | 2022-08-05 |  |  | No |  |  | KELVDBC | 0580 | OEM | 3RT1064-6LA0 | 3000032 | SIEMENS | CONTACTOR;SIE,3RT1064-6LA0,275 A | CONTACTOR;MNFR:SIEMENS,PTNO:3RT1064-6LA0,ADDITIONAL FEATURES EN:275 A
1202700_Enrichment | Data Enrichment | STP_002 - 0002 | MKV |  | 2022-08-05 |  |  | No |  |  | KELVDBC | 0580 | OEM | 06SPB0236 | 3000035 | WARMAN | PULLEY;WAR,06SPB0236,SPB236X6-3535 | PULLEY;MNFR:WARMAN,PTNO:06SPB0236,ADDITIONAL FEATURES EN:SPB236X6-3535
1202887_Enrichment | Data Enrichment | STP_002 - 0002 | MKV |  | 2022-08-05 |  |  | No |  |  | KELVDBC | 0580 | OEM | ACS800010020701 | 3000014 | ABB | DRIVE;ABB,ACS800010020701 | DRIVE;MNFR:ABB,PTNO:ACS800010020701,ADDITIONAL FEATURES EN:VARIABLE SPEED DRIVE/ACS880-01-022A-7 ACS800 15 KW,20 A,400/690 VAC
1202955_Enrichment | Data Enrichment | STP_002 - 0002 | MKV |  | 2022-08-05 |  |  | No |  |  | KELVDBC | 0580 | #N/A | A9S60363 | 1034747 | SCHNEIDER ELECTRIC | BREAKER,CIRCT;SWTCH,DCONCTR,63 A,415 VAC | BREAKER,CIRCUIT;TYPE:SWITCH,DISCONNECTOR,CURRENT RATING:63 A,VOLTAGE RATING:415 VAC,INTERRUPT RATING:6 KV,NUMBER OF POLES:3,OVERALL SIZE:WD 36 X HT 77 X DP 70 MM,TERMINAL TYPE:TUNNEL,MOUNTING TYPE:DIN RAIL,ADDITIONAL FEATURES EN:ISW,GEB ELECTRIC,MNFR:SCHNEIDER ELECTRIC,PTNO:A9S60363
1203087_Enrichment | Data Enrichment | STP_002 - 0002 | MKV |  | 2022-08-05 |  |  | No |  |  | KELVDBC | 0580 | OEM | ACS880070800A7SA | 3000014 | ABB | DRIVE;ABB,ACS880070800A7SA,VAR SP,CABNT | DRIVE;MNFR:ABB,PTNO:ACS880070800A7SA,ADDITIONAL FEATURES EN:VARIABLE SPEED,CABINET VARIANT,PPE,800 KW,HEAVY DUTY LOADING
1203201_Enrichment | Data Enrichment | STP_002 - 0002 | MKV |  | 2022-08-05 |  |  | No |  |  | KELVDBC | 0580 |  | OPTIFLUX 4300C |  |  | METER,FLW;MGNTC,+-0.2%,4-20 MA,10 IN,180 | METER,FLOW;TYPE:MAGNETIC,ACCURACY:+-0.2%,OUTPUT TYPE:4-20 MA,PROCESS CONNECTION:10 IN,TEMPERATURE RATING:180 DEG C,PRESSURE RATING:10 BAR,CERTIFICATION/STANDARD:ATEX,CSA,EAC,FM,IEC-EX,INMETRO,NEPSI,ADDITIONAL FEATURES EN:W60KTC,FOR SLURRY,MNFR:KROHNE,PTNO:OPTIFLUX 4300C
1203261_Enrichment | Data Enrichment | STP_002 - 0002 | MKV |  | 2022-08-05 |  |  | No |  |  | KELVDBC | 0580 | OEM | ACS8000405507 | 3000014 | ABB | DRIVE;ABB,ACS8000405507,VAR SP PROD ID | DRIVE;MNFR:ABB,PTNO:ACS8000405507,ADDITIONAL FEATURES EN:VARIABLE SPEED PRODUCT ID 64811070 PCONT MAX 500 KW ICONT MAX 488 A
1203282_Enrichment | Data Enrichment | STP_002 - 0002 | MKV |  | 2022-08-05 |  |  | No |  |  | KELVDBC | 0580 | OEM | 3RU1126-1CB0 | 3000032 | SIEMENS | RELAY,THERML;SIE,3RU1126-1CB0,LTH | RELAY,THERMAL;MNFR:SIEMENS,PTNO:3RU1126-1CB0,ADDITIONAL FEATURES EN:LTH 1.8-2.5 A
1203600_Enrichment | Data Enrichment | STP_002 - 0002 | MKV |  | 2022-08-05 |  |  | No |  |  | KELVDBC | 0580 | MNFR | PHP 3SPB125TB | 3000348 | SKF | PULLEY,V-BLT;SKF,PHP 3SPB125TB,SPB | PULLEY,V-BELT;MNFR:SKF,PTNO:PHP 3SPB125TB,BELT TYPE:SPB,BORE DIAMETER:14 TO 50 MM,OUTSIDE DIAMETER:132 MM,BORE LENGTH:32 MM, OVERALL WIDTH:63 MM,PITCH DIAMETER:125 MM,MATERIAL:CAST IRON,MATERIAL SPECIFICATION:SAEJ431AVG96,GR G3000,COATING/FINISH: PHOSPHATE COATED,CERTIFICATION/STANDARD:ISO 4183,DIN 2211,ADDITIONAL FEATURES EN:TAPER LOCK BUSH,NUMBER 1610
1203685_Enrichment | Data Enrichment | STP_002 - 0002 | MKV |  | 2022-08-05 |  |  | No |  |  | KELVDBC | 0580 | OEM | 3VL5763-3DC36-0AA0 | 3000032 | SIEMENS | BREAKER,CIRCT;SIE,3VL5763-3DC36-0AA0 | BREAKER,CIRCUIT;MNFR:SIEMENS,PTNO:3VL5763-3DC36-0AA0,ADDITIONAL FEATURES EN:VL630L,ICU 100 KA,415 VAC,3 POLE,IN 630 A,IR 500 TO 630 A,II 3250 TO 6500 A,HIGH SWITCHING CAPACITY LINE PROTECTION
1203961_Enrichment | Data Enrichment | STP_002 - 0002 | MKV |  | 2022-08-05 |  |  | No |  |  | KELVDBC | 0580 | #N/A | VACF-B-K1 | 1031504 | FESTO | COIL,SOL;24/230 VAC,24 VDC,4.36 W | COIL,SOLENOID;VOLTAGE RATING:24/230 VAC,24 VDC,POWER RATING:4.36 W,MATERIAL:ALUMINUM,COPPER,STEEL,ENCLOSURE:IP65,CERTIFICATION/STANDARD:ROHS,ADDITIONAL FEATURES EN:-30 TO 40 DEG C,EXPLOSION IGNITION PROTECTION,MNFR:FESTO,PTNO:VACF-B-K1
1204113_Enrichment | Data Enrichment | STP_002 - 0002 | MKV |  | 2022-08-05 |  |  | No |  |  | KELVDBC | 0580 | #N/A | 24231 | 1034747 | SCHNEIDER ELECTRIC | BREAKER,CIRCT;32 A,440 VAC,10 KA,4 P,WD | BREAKER,CIRCUIT;CURRENT RATING:32 A,VOLTAGE RATING:440 VAC,INTERRUPT RATING:10 KA,NUMBER OF POLES:4,OVERALL SIZE:WD 72 X HT 81 X DP 73 MM,MOUNTING TYPE:DIN RAIL,ADDITIONAL FEATURES EN:C60N,TELEMECHANIC,MNFR:SCHNEIDER ELECTRIC,PTNO:24231
1204142_Enrichment | Data Enrichment | STP_002 - 0002 | MKV |  | 2022-08-05 |  |  | No |  |  | KELVDBC | 0580 | MNFR | PHP 3SPC400TB | 3000348 | SKF | PULLEY,V-BLT;SKF,PHP 3SPC400TB,SPC | PULLEY,V-BELT;MNFR:SKF,PTNO:PHP 3SPC400TB,BELT TYPE:SPC,BORE DIAMETER:35 TO 90 MM,OUTSIDE DIAMETER:409.6 MM,BORE LENGTH:89 MM, OVERALL WIDTH:89 MM,PITCH DIAMETER:400 MM,MATERIAL:CAST IRON,MATERIAL SPECIFICATION:SAEJ431AVG96,GR G3000,COATING/FINISH: PHOSPHATE COATED,CERTIFICATION/STANDARD:ISO 4183,DIN 2211,ADDITIONAL FEATURES EN:TAPER LOCK BUSH,NUMBER 3535
1204268_Enrichment | Data Enrichment | STP_002 - 0002 | MKV |  | 2022-08-05 |  |  | No |  |  | KELVDBC | 0580 | OEM | 3VL4731-3DC3 | 3000032 | SIEMENS | BREAKER,CIRCT;SIE,3VL4731-3DC3,VL 400L | BREAKER,CIRCUIT;MNFR:SIEMENS,PTNO:3VL4731-3DC3,ADDITIONAL FEATURES EN:VL 400L IN 315-IR 250A 6-OAAO
1204289_Enrichment | Data Enrichment | STP_002 - 0002 | MKV |  | 2022-08-05 |  |  | No |  |  | KELVDBC | 0580 |  |  |  |  | BLOCK,TERM;76 A,250 V,16 MM2,SCREW,PP | BLOCK,TERMINAL;CURRENT RATING:76 A,VOLTAGE RATING:250 V,WIRE SIZE:16 MM2,TERMINAL TYPE:SCREW,MATERIAL:POLYPROPYLENE, CERTIFICATION/STANDARD:EN 60998-2-1,60664-1,ADDITIONAL FEATURES EN:-25 TO 55 DEG C,HOLES 5.5 MM,BLACK NYLBLOC CONNECTING,BARRETTE CONNEXION,CONNECTION BARNYLBLOC,MNFR EIM QUIP CC PTNO 34217
1204440_Enrichment | Data Enrichment | STP_002 - 0002 | MKV |  | 2022-08-05 |  |  | No |  |  | KELVDBC | 0580 |  | LRD07 E6+E8 |  |  | RELAY,OVRLD;THRM,2.2 A,690 VAC,123 X 66 | RELAY,OVERLOAD;TYPE:THERMAL,CURRENT RATING:2.2 A,VOLTAGE RATING:690 VAC,SIZE:123 X 66 X 45 MM,RESET TYPE:AUTOMATIC,MANUAL,PTNO:LRD07 E6+E8
1204453_Enrichment | Data Enrichment | STP_002 - 0002 | MKV |  | 2022-08-05 |  |  | No |  |  | KELVDBC | 0580 |  | TL2517-35/TL2517-40 |  |  | BUSH,TPR LCK;BOR DIA 40 MM,2517,CS C45 | BUSH,TAPER LOCK;BORE DIAMETER:40 MM,SERIES:2517,MATERIAL:CARBON STEEL C45,KEYWAY:12 X 3.3 MM,ADDITIONAL FEATURES EN:ROTARY VANE FEEDER SPINDLE RVF-0300-17437 RV-211/221/231,PTNO:TL2517-35/TL2517-40
1204600_Enrichment | Data Enrichment | STP_002 - 0002 | MKV |  | 2022-08-05 |  |  | No |  |  | KELVDBC | 0580 | MNFR | PHP 2SPB200TB | 3000348 | SKF | PULLEY,V-BLT;SKF,PHP 2SPB200TB,SPB | PULLEY,V-BELT;MNFR:SKF,PTNO:PHP 2SPB200TB,BELT TYPE:SPB,BORE DIAMETER:35 TO 90 MM,OUTSIDE DIAMETER:259.6 MM,BORE LENGTH:89 MM, OVERALL WIDTH:111 MM,PITCH DIAMETER:200 MM,MATERIAL:CAST IRON,MATERIAL SPECIFICATION:SAEJ431AVG96,GR G3000,COATING/FINISH: PHOSPHATE COATED,CERTIFICATION/STANDARD:ISO 4183,DIN 2211,ADDITIONAL FEATURES EN:TAPER LOCK BUSH,NUMBER 2517
1204669_Enrichment | Data Enrichment | STP_002 - 0002 | MKV |  | 2022-08-05 |  |  | No |  |  | KELVDBC | 0580 | #N/A | G7T-1112S-DC24V | 1033878 | OMRON | RELAY,ELCTROMAG;GENRLPRPS,5 A,250 VAC | RELAY,ELECTROMAGNET;TYPE:GENERAL PURPOSE,CURRENT RATING:5 A,VOLTAGE RATING:250 VAC,125 VDC,COIL VOLTAGE:24 VDC,CONTACT CONFIGURATION:1NO,SPST,TERMINAL TYPE:PLUG-IN,SIZE:WD 29 X HT 32 X DP 10 MM,CERTIFICATION/STANDARD:ROHS,MNFR:OMRON,PTNO:G7T-1112S-DC24V
1204977_Enrichment | Data Enrichment | STP_002 - 0002 | MKV |  | 2022-08-05 |  |  | No |  |  | KELVDBC | 0580 | OEM | 3RT1055-6AF36- 400V | 3000032 | SIEMENS | CONTACTOR,MAG;SIE,3RT1055-6AF36- 400V | CONTACTOR,MAGNETIC;MNFR:SIEMENS,PTNO:3RT1055-6AF36- 400V,ADDITIONAL FEATURES EN:75KW/400V/AC-3 AC/DC OPERATION UC 110-127V AXEL CONTACTS 2NO 2NC 3 POLE SIZE S6 RAIL CONNECTIONS DRIVE CONVENT
1205023_Enrichment | Data Enrichment | STP_002 - 0002 | MKV |  | 2022-08-05 |  |  | No |  |  | KELVDBC | 0580 | OEM | 5SV44120 | 3000032 | SIEMENS | BREAKER,CIRCT;SIE,5SV44120,RESIDUAL CUR | BREAKER,CIRCUIT;MNFR:SIEMENS,PTNO:5SV44120,ADDITIONAL FEATURES EN:RESIDUAL CURRENT OPERATED 2-POLE,TYPE AC,IN 25 A,100 MA,230 VAC
1205124_Enrichment | Data Enrichment | STP_002 - 0002 | MKV |  | 2022-08-05 |  |  | No |  |  | KELVDBC | 0580 | #N/A | A9S60263 | 1034747 | SCHNEIDER ELECTRIC | BREAKER,CIRCT;ELEC,63 A,2 P,GEBE,ISW | BREAKER,CIRCUIT;TYPE:ELECTRICAL,CURRENT RATING:63 A,NUMBER OF POLES:2,ADDITIONAL FEATURES EN:GEBE,ISW,MNFR:SCHNEIDER ELECTRIC,PTNO:A9S60263
1205543_Enrichment | Data Enrichment | STP_002 - 0002 | MKV |  | 2022-08-05 |  |  | No |  |  | KELVDBC | 0580 | OEM | 3NE1224-0 | 3000032 | SIEMENS | FUSE;SIE,3NE1224-0,SITOR S COND 160A | FUSE;MNFR:SIEMENS,PTNO:3NE1224-0,ADDITIONAL FEATURES EN:SITOR S COND 160A 90-110KW 690V AC GS
1205632_Enrichment | Data Enrichment | STP_002 - 0002 | MKV |  | 2022-08-05 |  |  | No |  |  | KELVDBC | 0580 | #N/A | LRD32 | 1034747 | SCHNEIDER ELECTRIC | RELAY,OVRLD;THRM,23-32 A,690 VAC,1 NO-1 | RELAY,OVERLOAD;TYPE:THERMAL,CURRENT RATING:23-32 A,VOLTAGE RATING:690 VAC,CONTACT CONFIGURATION:1 NO-1 NC,TRIP CLASS:10A,FREQUENCY RATING:0-400 HZ,MOUNTING TYPE:DIN RAIL/PLATE,TERMINAL TYPE:SCREW CLAMP,SIZE:WD 45 X DP 70 MM,RESET TYPE:MANUAL/AUTO,ADDITIONAL FEATURES EN:-20 TO 60 DEG C,IP20,MNFR:SCHNEIDER ELECTRIC,PTNO:LRD32
1205965_Enrichment | Data Enrichment | STP_002 - 0002 | MKV |  | 2022-08-05 |  |  | No |  |  | KELVDBC | 0580 | OEM | 3VL2708-3DC33-0AA0 | 3000032 | SIEMENS | BREAKER,CIRCT;SIE,3VL2708-3DC33-0AA0,80 | BREAKER,CIRCUIT;MNFR:SIEMENS,PTNO:3VL2708-3DC33-0AA0,ADDITIONAL FEATURES EN:80 A
1206008_Enrichment | Data Enrichment | STP_002 - 0002 | MKV |  | 2022-08-05 |  |  | No |  |  | KELVDBC | 0580 |  | 1707-0048-0146 |  |  | SHIM;125 X 125 X 45 X 1 MM,SS,SET 10 PER | SHIM;SIZE:125 X 125 X 45 X 1 MM,MATERIAL:STAINLESS STEEL,ADDITIONAL FEATURES EN:SET 10 PER BOX,METRIC,MNFR:JOHNCRANE,PTNO:1707-0048-0146
1206119_Enrichment | Data Enrichment | STP_002 - 0002 | MKV |  | 2022-08-05 |  |  | No |  |  | KELVDBC | 0580 |  | 6164000 |  |  | SOCKET,WRNCH;IMPACT,LG PATT,DIA 19 X LG | SOCKET,WRENCH;TYPE:IMPACT,LONG PATTERN,SIZE:DIA 19 X LG 82 MM,DRIVE DETAILS:1/2 IN HEX,MATERIAL:STEEL,COATING/FINISH:MANGANESE PHOSPHATED,CERTIFICATION/STANDARD:DIN 3121-G 12.5,ISO 1174,ADDITIONAL FEATURES EN:K19L,W63,MNFR:GEDORE,PTNO:6164000
1206151_Enrichment | Data Enrichment | STP_002 - 0002 | MKV |  | 2022-08-05 |  |  | No |  |  | KELVDBC | 0580 |  | 5380260A70 |  |  | ASSEMBLY;FENDR GAUCHE5380260A70MODELE | ASSEMBLY;ADDITIONAL FEATURES EN:FENDER GAUCHE5380260A70MODELE HZJ79L,LEFT FRONT LEFT: 53802-60A70: MODEL HZJ79L-DKMRS: SERIAL NO JTEBB71JX013B4656,PTNO:5380260A70
1206191_Enrichment | Data Enrichment | STP_002 - 0002 | MKV |  | 2022-08-05 |  |  | No |  |  | KELVDBC | 0580 |  | EW-DKOS-20 |  |  | ELBOW,PIPE-TUBE;ADJ STUD,STD,NOM M30 X 2 | ELBOW,PIPE TO TUBE;TYPE:ADJUSTABLE STUD,STANDARD,NOMINAL SIZE 1:M30 X 2 MM PITCH,NOMINAL SIZE 2:20 MM,END CONNECTION 1:BSPP,END CONNECTION 2:TUBE,PRESSURE RATING:PN420,MATERIAL:STAINLESS STEEL,ADDITIONAL FEATURES EN:ADAPTOR,S SERIES WITH TAPPER AND O-RING,MNFR:PH HYDRAULIK,PTNO:EW-DKOS-20
1206278_Enrichment | Data Enrichment | STP_002 - 0002 | MKV |  | 2022-08-05 |  |  | No |  |  | KELVDBC | 0580 | OEM | 191075 | 3000002 | BELL | LIGHT;BEL,191075,STRB | LIGHT;MNFR:BELL,PTNO:191075,ADDITIONAL FEATURES EN:STROBE
1206519_Enrichment | Data Enrichment | STP_002 - 0002 | MKV |  | 2022-08-05 |  |  | No |  |  | KELVDBC | 0580 | #N/A | LRD08 | 1034747 | SCHNEIDER ELECTRIC | RELAY,OVRLD;DIFFRNTL THRM,2.5-4 A,690 | RELAY,OVERLOAD;TYPE:DIFFERENTIAL THERMAL,CURRENT RATING:2.5-4 A,VOLTAGE RATING:690 VAC,CONTACT CONFIGURATION:NO-NC,TRIP CLASS:10A,FREQUENCY RATING:0-400 HZ,MOUNTING TYPE:DIN RAIL/PLATE,TERMINAL TYPE:SCREW CLAMP,SIZE:WD 45 X DP 70 MM,RESET TYPE:MANUAL/AUTO,CERTIFICATION/STANDARD:CSA,DNV,EN 60947-5-1/60947-4-1,IEC 60947-4-1/60947-5-1,UL,ADDITIONAL FEATURES EN:KONECRANE OPP02/MP01/MP06/EM22/UG10/OPT3
1206678_Enrichment | Data Enrichment | STP_002 - 0002 | MKV |  | 2022-08-05 |  |  | No |  |  | KELVDBC | 0580 | #N/A | 16460 | 1034747 | SCHNEIDER ELECTRIC | XFORMER,CUR;720 V,200 A PRIMARY,5 A SEC | TRANSFORMER,CURRENT;VOLTAGE RATING:720 V,CURRENT RATING:200 A PRIMARY,5 A SECONDARY,BURDEN POWER:7 VA,FREQUENCY RATING:50/60 HZ,MOUNTING TYPE:SYMMETRICAL RAIL,ENCLOSURE:IP20,SIZE:ID 22 X WD 30 X HT 10 MM,CERTIFICATION/STANDARD:IEC 38-1,44-1,NEF 42502,VDE 0414,BS7626,ADDITIONAL FEATURES EN:-5 TO 55 DEG C,MERLIN GERIN,MNFR:SCHNEIDER ELECTRIC,PTNO:16460
1206699_Enrichment | Data Enrichment | STP_002 - 0002 | MKV |  | 2022-08-05 |  |  | No |  |  | KELVDBC | 0580 | OEM | 3RU1136-1KBO | 3000032 | SIEMENS | RELAY,THERML;SIE,3RU1136-1KBO,9-12.5 A | RELAY,THERMAL;MNFR:SIEMENS,PTNO:3RU1136-1KBO,ADDITIONAL FEATURES EN:9-12.5 A
1206837_Enrichment | Data Enrichment | STP_002 - 0002 | MKV |  | 2022-08-05 |  |  | No |  |  | KELVDBC | 0580 |  | 2012-48 |  |  | BUSHING,DRV;TPRD LCK,BOR DIA 48 MM,CI | BUSHING,DRIVE;TYPE:TAPERED LOCK,BORE DIAMETER:48 MM,MATERIAL:CAST IRON,ADDITIONAL FEATURES EN:HUB,MNFR:FENNER,PTNO:2012-48
1206965_Enrichment | Data Enrichment | STP_002 - 0002 | MKV |  | 2022-08-05 |  |  | No |  |  | KELVDBC | 0580 |  | 6366570 |  |  | BAR;UNIVSL EXTSN,M DRV 1/2 IN X LG 250 | BAR;TYPE:UNIVERSAL EXTENSION,DIMENSIONS:MALE DRIVE 1/2 IN X LG 250 MM,MATERIAL:CHROMIUM VANADIUM STEEL 31CRV3,CERTIFICATION/STANDARD:DIN 3120,ADDITIONAL FEATURES EN:KB1990/250 IMPACT,MNFR:GEDORE,PTNO:6366570
1207162_Enrichment | Data Enrichment | STP_002 - 0002 | MKV |  | 2022-08-05 |  |  | No |  |  | KELVDBC | 0580 | #N/A | CRQST-1/4-8 | 1031504 | FESTO | TEE,PIPE-TUBE;RUN R1/4,BRNCH 8 MM,M THD | TEE,PIPE TO TUBE;NOMINAL RUN SIZE:R1/4,NOMINAL BRANCH SIZE:8 MM,BRANCH CONNECTION:MALE THREAD,RUN CONNECTION 1:PUSH-IN,RUN CONNECTION 2:PUSH-IN,PRESSURE CLASS/RATING:-0.95 TO 10 BAR,MATERIAL:STAINLESS STEEL,LENGTH:25.5 MM,ADDITIONAL FEATURES EN:SWIVEL 360 DEG THREAD WITH EXTERNAL HEXAGON,MNFR:FESTO,PTNO:CRQST-1/4-8
1207327_Enrichment | Data Enrichment | STP_002 - 0002 | MKV |  | 2022-08-05 |  |  | No |  |  | KELVDBC | 0580 |  | OPTIFLUX 4300C |  |  | METER,FLW;MGNTC,+-0.2%,4-20 MA,16 IN,180 | METER,FLOW;TYPE:MAGNETIC,ACCURACY:+-0.2%,OUTPUT TYPE:4-20 MA,PROCESS CONNECTION:16 IN,TEMPERATURE RATING:180 DEG C,PRESSURE RATING:16 BAR,CERTIFICATION/STANDARD:ATEX,CSA,EAC,FM,IEC-EX,INMETRO,NEPSI,ADDITIONAL FEATURES EN:W60KTC,FOR SLURRY,MNFR:KROHNE,PTNO:OPTIFLUX 4300C
1207407_Enrichment | Data Enrichment | STP_002 - 0002 | MKV |  | 2022-08-05 |  |  | No |  |  | KELVDBC | 0580 | #N/A | CF400X | 1010870 | HEWLETT-PACKARD | CARTRIDGE,PRNTR;TONR,BLK,2800 PGS | CARTRIDGE,PRINTER;TYPE:TONER,COLOUR:BLACK,CAPACITY:2800 PAGES,ADDITIONAL FEATURES EN:M252 & M277 HP LASERJET PRO PRINTER,MNFR:HEWLETT-PACKARD,PTNO:CF400X,MNFR 1:HEWLETT-PACKARD,PTNO 1:HP 201X
1207718_Enrichment | Data Enrichment | STP_002 - 0002 | MKV |  | 2022-08-05 |  |  | No |  |  | KELVDBC | 0580 | #N/A | MA-50-10-R1/4-E-RG | 1031504 | FESTO | GAUGE,PRES;0-10 BAR,1/4 IN BSPT,ABS,EN | GAUGE,PRESSURE;MEASURING RANGE:0-10 BAR,PROCESS CONNECTION:1/4 IN BSPT,CASE MATERIAL:ABS, CERTIFICATION/STANDARD:EN 837-1,ROHS,MNFR:FESTO,PTNO:MA-50-10-R1/4-E-RG
1207881_Enrichment | Data Enrichment | STP_002 - 0002 | MKV |  | 2022-08-05 |  |  | No |  |  | KELVDBC | 0580 | OEM | 5SV3442-6 | 3000032 | SIEMENS | BREAKER,CIRCT;SIE,5SV3442-6,RESIDUAL CUR | BREAKER,CIRCUIT;MNFR:SIEMENS,PTNO:5SV3442-6,ADDITIONAL FEATURES EN:RESIDUAL CURRENT OPERATED,4-POLE,TYPE A,IN 25 A,100 MA,UN 400 VAC
1207908_Enrichment | Data Enrichment | STP_002 - 0002 | MKV |  | 2022-08-05 |  |  | No |  |  | KELVDBC | 0580 |  | O5P202 |  |  | SENSOR,PHOTOELC;RECTRO-REFLCTV,7 M,3 | SENSOR,PHOTOELECTRIC;TYPE:RECTRO-REFLECTIVE,SENSING RANGE:7 M,CONNECTION TYPE:3 WIRE,DC,PNP,ADDITIONAL FEATURES EN:RECTANGULAR PLASTIC,PTNO:O5P202
1207939_Enrichment | Data Enrichment | STP_002 - 0002 | MKV |  | 2022-08-05 |  |  | No |  |  | KELVDBC | 0580 | MNFR | MCM42MAA000EAF00 | 3000269 | ENDRESS & HAUSER | XMITTER,COND;PH/ORP,4-20 MA HART,PLSTC | TRANSMITTER,CONDUCTIVITY;TYPE:PH/ORP,OUTPUT TYPE:4-20 MA HART,MATERIAL:PLASTIC,SIZE:WD 144 X HT 148 MM,CERTIFICATION/STANDARD: ATEX,CE,CSA,EX,FM,GP,ADDITIONAL FEATURES EN:REDOX LIQUILINE,MNFR:ENDRESS & HAUSER,PTNO:MCM42MAA000EAF00
1208036_Enrichment | Data Enrichment | STP_002 - 0002 | MKV |  | 2022-08-05 |  |  | No |  |  | KELVDBC | 0580 |  | F9J77A |  |  | CARTRIDGE,INK;MGNTA,300 ML,DYE-BASD,HP | CARTRIDGE,INK;COLOUR:MAGENTA,CAPACITY:300 ML,INK TYPE:DYE-BASED,ADDITIONAL FEATURES EN:HP 727 SELECTABILITY,6 PL INK DROP,MNFR:HP,PTNO:F9J77A
1208311_Enrichment | Data Enrichment | STP_002 - 0002 | MKV |  | 2022-08-05 |  |  | No |  |  | KELVDBC | 0580 |  | CNHPF6U16AE |  |  | CARTRIDGE,INK;HGH YIELD ORIGINAL,CYN | CARTRIDGE,INK;TYPE:HIGH YIELD ORIGINAL,COLOUR:CYAN,INK TYPE:PIGMENT-BASED,AVERAGE YIELD:1600 CHARACTERS,COMPATIBLE HARDWARE:HP OFFICE JET PRO 8710,8720,8725,8730,8740 PRINTER,ADDITIONAL FEATURES EN:HP 953XL SELECTABILITY,7 PL INK DROP,MNFR:HP,PTNO:CNHPF6U16AE
1208360_Enrichment | Data Enrichment | STP_002 - 0002 | MKV |  | 2022-08-05 |  |  | No |  |  | KELVDBC | 0580 | MNFR | 800F-X10 | 3000226 | ALLEN BRADLEY | BLOCK,CONT;AB,800F-X10,1 NO,10 A FUSE | BLOCK,CONTACT;MNFR:ALLEN BRADLEY,PTNO:800F-X10,CONTACT CONFIGURATION:1 NO,CURRENT RATING:10 A FUSE,VOLTAGE RATING:690 V,TERMINAL TYPE:SCREW,MOUNTING TYPE:PANEL,MATERIAL:PLASTIC,CERTIFICATION/STANDARD:CE,CSA,ROHS,UL,ADDITIONAL FEATURES EN:NO LATHAM MODEL, FILTER-PRESS
1208576_Enrichment | Data Enrichment | STP_002 - 0002 | MKV |  | 2022-08-05 |  |  | No |  |  | KELVDBC | 0580 | MNFR | CPF81D-7-LH11 | 3000269 | ENDRESS & HAUSER | SENSOR,PH;CAPTURE DIGITAL,0-14 PH | SENSOR,PH;TYPE:CAPTURE DIGITAL,SENSING RANGE:0-14 PH,CONNECTION TYPE:3/4 IN NPT X MEMOSENS PLUG,MATERIAL:POLYPHENYLENE SULFIDE, ADDITIONAL FEATURES EN:0 - 110 DEG C,1,- 10 BAR,IP68,MNFR:ENDRESS & HAUSER,PTNO:CPF81D-7-LH11
1208624_Enrichment | Data Enrichment | STP_002 - 0002 | MKV |  | 2022-08-05 |  |  | No |  |  | KELVDBC | 0580 | MNFR | 6200 | 3000220 | 3M | RESPIRATOR;3M,6200,HALF FACE,M,TPE,GRAY | RESPIRATOR;MNFR:3M,PTNO:6200,TYPE:HALF FACE,SIZE DESIGNATION:M,MATERIAL:TPE,COLOUR:GRAY,CERTIFICATION/STANDARD:NIOSH
1208633_Enrichment | Data Enrichment | STP_002 - 0002 | MKV |  | 2022-08-05 |  |  | No |  |  | KELVDBC | 0580 |  | SPC475-5-4040P |  |  | PULLEY,V-BLT;V,BOR DIA 100 MM,OD 484.6 | PULLEY,V-BELT;BELT TYPE:V,BORE DIAMETER:100 MM,OUTSIDE DIAMETER:484.6 MM,NUMBER OF GROOVES:5,OVERALL WIDTH:136 MM,ADDITIONAL FEATURES EN:SAM ENG MODEL CSO10X8X15,PTNO:SPC475-5-4040P
1208736_Enrichment | Data Enrichment | STP_002 - 0002 | MKV |  | 2022-08-05 |  |  | No |  |  | KELVDBC | 0580 | OEM | ACS800010016701 | 3000014 | ABB | DRIVE;ABB,ACS800010016701,VAR SP,ACS800 | DRIVE;MNFR:ABB,PTNO:ACS800010016701,ADDITIONAL FEATURES EN:VARIABLE SPEED,ACS800 11KW 15A 400 V-690 VAC PPE TECHNOLOGIES
1208753_Enrichment | Data Enrichment | STP_002 - 0002 | MKV |  | 2022-08-05 |  |  | No |  |  | KELVDBC | 0580 | #N/A | 132133 | 1031504 | FESTO | ELBOW,PIPE-TUBE;NOM R1/4,NOM 10 MM,M THD | TEE,PIPE TO TUBE;TYPE:REDUCING,NOMINAL RUN SIZE:10 MM,NOMINAL BRANCH SIZE:R1/4,BRANCH CONNECTION:MALE HEX,RUN CONNECTION 1:PUSH IN, RUN CONNECTION 2:PUSH IN,MATERIAL:TUBE STAINLESS STEEL 316L,HOSE PBT,LENGTH:50 X 28.1 MM, ADDITIONAL FEATURES:360 DEG FITTING RECORD PRESS ORIENTABLES THREADING WITH SIX PANS EXTERIOR QST-B CONNECTING ON TORIENTABLES CONNECTION PRESS ORIENTABLE WITH OUTSIDE,MNFR:FESTO,PTNO:132133
1209057_Enrichment | Data Enrichment | STP_002 - 0002 | MKV |  | 2022-08-05 |  |  | No |  |  | KELVDBC | 0580 |  | EW-DKOL-42 |  |  | ELBOW,PIPE-TUBE;ADJ STUD,STD,NOM M52 X 2 | ELBOW,PIPE TO TUBE;TYPE:ADJUSTABLE STUD,STANDARD,NOMINAL SIZE 1:M52 X 2 MM PITCH,NOMINAL SIZE 2:42 MM,END CONNECTION 1:BSPP,END CONNECTION 2:TUBE,PRESSURE RATING:PN250,MATERIAL:STAINLESS STEEL,ADDITIONAL FEATURES EN:ADAPTOR,HYTEC,L SERIES WITH TAPPER AND O-RING,MNFR:PH HYDRAULIK,PTNO:EW-DKOL-42
1209065_Enrichment | Data Enrichment | STP_002 - 0002 | MKV |  | 2022-08-05 |  |  | No |  |  | KELVDBC | 0580 | #N/A | IIT225 | 1009884 | IFM EFECTOR CANADA INC. | SENSOR,MOTN;INDTVE,10 MM,10-36 VDC,M30 X | SENSOR,MOTION;TYPE:INDUCTIVE,SENSING RANGE:10 MM,ELECTRICAL RATING:10-36 VDC,CONNECTION TYPE:M30 X 1.5 MM PITCH,ENCLOSURE:IP68,MATERIAL:STAINLESS STEEL 1.4404/316L,MOUNTING TYPE:FLUSH,ADDITIONAL FEATURES EN:PNP/NPN,NO,MNFR:IFM EFECTOR INC.,PTNO:IIT225
1209284_Enrichment | Data Enrichment | STP_002 - 0002 | MKV |  | 2022-08-05 |  |  | No |  |  | KELVDBC | 0580 | OEM | 3RU1136-4EBO | 3000032 | SIEMENS | RELAY,THERML;SIE,3RU1136-4EBO,22-32A | RELAY,THERMAL;MNFR:SIEMENS,PTNO:3RU1136-4EBO,ADDITIONAL FEATURES EN:22-32A
1209304_Enrichment | Data Enrichment | STP_002 - 0002 | MKV |  | 2022-08-05 |  |  | No |  |  | KELVDBC | 0580 |  | 3DL2CMS10 |  |  | STARTER;DOL,WD 104 X HT 174 X DP 134 MM | STARTER;TYPE:DOL,SIZE:WD 104 X HT 174 X DP 134 MM,MATERIAL:PRESSED STEEL,CERTIFICATION/STANDARD:BS,ADDITIONAL FEATURES EN:2.2 KW,550 V,COIL VOLTAGE: 230 V,LOAD CURRENT 17 A,COMES WITH OVERLOAD AND ISOLATOR,MNFR:CROMPTON CONTROLS,PTNO:3DL2CMS10
1209373_Enrichment | Data Enrichment | STP_002 - 0002 | MKV |  | 2022-08-05 |  |  | No |  |  | KELVDBC | 0580 |  | 10312 |  |  | JACK,HYDR;55 TON,6 IN,BAS LG 7 IN,BAS WD | JACK,HYDRAULIC;LOAD RATING:55 TON,STROKE:6 IN,BASE LENGTH:7 IN,BASE WIDTH:7 IN,INLET PRESSURE RATING:10000 PSI,ADDITIONAL FEATURES EN:ALUMINUM,MNFR:ESCO,PTNO:10312
1209488_Enrichment | Data Enrichment | STP_002 - 0002 | MKV |  | 2022-08-05 |  |  | No |  |  | KELVDBC | 0580 |  | SHR-025-8920K |  |  | SET;DRIL,114,HSS,1/16 TO 1/2 X 1/64 IN | SET;TYPE:DRILL,NUMBER OF ITEMS:114,MATERIAL:HIGH SPEED STEEL,SIZE RANGE:1/16 TO 1/2 X 1/64 IN,MNFR:SHERWOOD,PTNO:SHR-025-8920K
1209649_Enrichment | Data Enrichment | STP_002 - 0002 | MKV |  | 2022-08-05 |  |  | No |  |  | KELVDBC | 0580 |  | 029P0055 |  |  | BUSH,TPR LCK;BOR DIA 55 MM,029P,CI,16 X | BUSH,TAPER LOCK;BORE DIAMETER:55 MM,SERIES:029P,MATERIAL:CAST IRON,KEYWAY:16 X 4.3 MM,ADDITIONAL FEATURES EN:LG 50.8 MM,3020X55,W63,RING,MNFR:FENNER,PTNO:029P0055
1209800_Enrichment | Data Enrichment | STP_002 - 0002 | MKV |  | 2022-08-05 |  |  | No |  |  | KELVDBC | 0580 |  | F9J80A |  |  | CARTRIDGE,INK;GRA,300 ML,DYE-BASD,HP 727 | CARTRIDGE,INK;COLOUR:GRAY,CAPACITY:300 ML,INK TYPE:DYE-BASED,ADDITIONAL FEATURES EN:HP 727 SELECTABILITY,6 PL INK DROP,MNFR:HP,PTNO:F9J80A
1210072_Enrichment | Data Enrichment | STP_002 - 0002 | MKV |  | 2022-08-05 |  |  | No |  |  | KELVDBC | 0580 | MNFR | PHP 3SPC530TB | 3000348 | SKF | PULLEY,V-BLT;SKF,PHP 3SPC530TB,SPC | PULLEY,V-BELT;MNFR:SKF,PTNO:PHP 3SPC530TB,BELT TYPE:SPC,BORE DIAMETER:35 TO 90 MM,OUTSIDE DIAMETER:539.6 MM,BORE LENGTH:89 MM, OVERALL WIDTH:89 MM,PITCH DIAMETER:530 MM,MATERIAL:CAST IRON,MATERIAL SPECIFICATION:SAEJ431AVG96,GR G3000,COATING/FINISH: PHOSPHATE COATED,CERTIFICATION/STANDARD:ISO 4183,DIN 2211,ADDITIONAL FEATURES EN:TAPER LOCK BUSH,NUMBER 3535
1210104_Enrichment | Data Enrichment | STP_002 - 0002 | MKV |  | 2022-08-05 |  |  | No |  |  | KELVDBC | 0580 | MNFR | FMR56-13Q6/0 FMR56-AABLCABNUAE | 3000269 | ENDRESS & HAUSER | SENSOR,LVL;FREE SPACE RADAR,WALL BRACKET | SENSOR,LEVEL;TYPE:FREE SPACE RADAR,SIZE:CABLE LG 20 M,MOUNTING TYPE:WALL BRACKET,CERTIFICATION/STANDARD:ATEX,CSA,FM,IECEX, ADDITIONAL FEATURES EN:MICROPILOT COMPLETE,WITH REMOTE DISPLAY,FHX50-1098/0-FHX50-AACDDA,AND M,TRANSMITTER END,MNFR:ENDRESS & HAUSER,PTNO:FMR56-13Q6/0 FMR56-AABLCABNUAE
1210350_Enrichment | Data Enrichment | STP_002 - 0002 | MKV |  | 2022-08-05 |  |  | No |  |  | KELVDBC | 0580 | MNFR | PHP 3SPB280TB | 3000348 | SKF | PULLEY,V-BLT;SKF,PHP 3SPB280TB,SPB | PULLEY,V-BELT;MNFR:SKF,PTNO:PHP 3SPB280TB,BELT TYPE:SPB,BORE DIAMETER:25 TO 75 MM,OUTSIDE DIAMETER:287 MM,BORE LENGTH:51 MM, OVERALL WIDTH:63 MM,PITCH DIAMETER:280 MM,MATERIAL:CAST IRON,MATERIAL SPECIFICATION:SAEJ431AVG96,GR G3000,COATING/FINISH: PHOSPHATE COATED,CERTIFICATION/STANDARD:ISO 4183,DIN 2211,ADDITIONAL FEATURES EN:TAPER LOCK BUSH,NUMBER 3020
1210791_Enrichment | Data Enrichment | STP_002 - 0002 | MKV |  | 2022-08-05 |  |  | No |  |  | KELVDBC | 0580 | #N/A | CF237X | 1010870 | HEWLETT-PACKARD | CARTRIDGE,PRNTR;HGH YIELD ORIGINAL LSRJT | CARTRIDGE,PRINTER;TYPE:HIGH YIELD ORIGINAL LASERJET TONER,COLOUR:BLACK,CONTAINER SIZE:WD 380 X HT 287 X DP 180 MM,ADDITIONAL FEATURES EN:HP 37X SELECTABILITY,25000 PAGES YIELD,COMPATIBLE WITH HP LASERJET ENTERPRISE FLOW MFP M631H,FLOW MFP M632Z,FLOW MFP M633Z,M608DN,M608N,M608NK,M609X PRINTERS,MNFR:HEWLETT-PACKARD,PTNO:CF237X
1210820_Enrichment | Data Enrichment | STP_002 - 0002 | MKV |  | 2022-08-05 |  |  | No |  |  | KELVDBC | 0580 |  | SPC 630 |  |  | PULLEY,V-BLT;SPC,3350,BOR DIA 125 MM,OD | PULLEY,V-BELT;BELT TYPE:SPC,BELT NUMBER:3350,BORE DIAMETER:125 MM,OUTSIDE DIAMETER:639.6 MM,NUMBER OF GROOVES:5,BORE LENGTH:136 MM,OVERALL WIDTH:136 MM,PITCH DIAMETER:630 MM,MATERIAL:CAST IRON,ADDITIONAL FEATURES EN:TAPER LOCK BUSH NUMBER QP 3350,FDRIVE,MNFR:GATES,PTNO:SPC 630,MNFR 1:GATES,PTNO 1:5050X100XPC
1210902_Enrichment | Data Enrichment | STP_002 - 0002 | MKV |  | 2022-08-05 |  |  | No |  |  | KELVDBC | 0580 | #N/A | CF281X | 1010870 | HEWLETT-PACKARD | CARTRIDGE,PRNTR;TONR,BLK,25000 PGS,MFP | CARTRIDGE,PRINTER;TYPE:TONER,COLOUR:BLACK,CAPACITY:25000 PAGES,ADDITIONAL FEATURES EN:MFP M630 HP LASER JET PRINTER,MNFR:HEWLETT-PACKARD,PTNO:CF281X
1210909_Enrichment | Data Enrichment | STP_002 - 0002 | MKV |  | 2022-08-05 |  |  | No |  |  | KELVDBC | 0580 | #N/A | HPL-N 250W | 1034069 | PHILIPS LIGHTING COMPANY | LAMP,HID;250 W,145 V,E40,COOL WHT,12700 | LAMP,HID;WATTAGE:250 W,VOLTAGE RATING:145 V,BASE TYPE:E40,COLOUR:COOL WHITE,INTENSITY:12700 LUMENS,COLOUR TEMPERATURE:4100 K,ADDITIONAL FEATURES EN:542-E40,MNFR:PHILIPS LIGHTING COMPANY,PTNO:HPL-N 250W
1210928_Enrichment | Data Enrichment | STP_002 - 0002 | MKV |  | 2022-08-05 |  |  | No |  |  | KELVDBC | 0580 | #N/A | LRD3355 | 1034747 | SCHNEIDER ELECTRIC | RELAY,OVRLD;DIFFRNTL THRM,30-40 A,690 | RELAY,OVERLOAD;TYPE:DIFFERENTIAL THERMAL,CURRENT RATING:30-40 A,VOLTAGE RATING:690 VAC,CONTACT CONFIGURATION:NO-NC,TRIP CLASS:10A,FREQUENCY RATING:0-400 HZ,MOUNTING TYPE:DIN RAIL/PLATE,TERMINAL TYPE:SCREW CLAMP,SIZE:WD 75 X HT 123 X DP 121 MM,RESET TYPE:MANUAL/AUTO,CERTIFICATION/STANDARD:CSA,DNV,EN 60947-5-1/60947-4-1,IEC 60947-4-1/60947-5-1,UL,MNFR:SCHNEIDER ELECTRIC,PTNO:LRD3355
1211059_Enrichment | Data Enrichment | STP_002 - 0002 | MKV |  | 2022-08-05 |  |  | No |  |  | KELVDBC | 0580 | MNFR | C239-PMP55-BA21RA1PGCC | 3000269 | ENDRESS & HAUSER | XMTR,ABS PRES;10 BAR,4-20 MA HART,LCD | TRANSMITTER,ABSOLUTE PRESSURE;MEASURING RANGE:10 BAR,OUTPUT TYPE:4-20 MA HART,SUPPLY VOLTAGE:11.5-45 VDC,DISPLAY TYPE:LCD,HOUSING MATERIAL:STAINLESS STEEL F15,ENCLOSURE:IP66/68,NEMA 4X,6P,CERTIFICATION/STANDARD:ATEX,CSA,FM,IECEX,ADDITIONAL FEATURES EN: STAINLESS STEEL 316L,DIAPHRAGM,-70 TO,400 DEG C,ROYMEC,MNFR:ENDRESS & HAUSER,PTNO:C239-PMP55-BA21RA1PGCC
1211250_Enrichment | Data Enrichment | STP_002 - 0002 | MKV |  | 2022-08-05 |  |  | No |  |  | KELVDBC | 0580 | OEM | 3VL2710-2DC33-0AA0 | 3000032 | SIEMENS | BREAKER,CIRCT;SIE,3VL2710-2DC33-0AA0 | BREAKER,CIRCUIT;MNFR:SIEMENS,PTNO:3VL2710-2DC33-0AA0,ADDITIONAL FEATURES EN:VL160H,ICU 70 KA,415 VAC,3 POLE,IN 100 A,IR 80 TO 100 A,II 500 TO 1000 A HIGH SWITCHING CAPACITY LINE PROTECTION
1211314_Enrichment | Data Enrichment | STP_002 - 0002 | MKV |  | 2022-08-05 |  |  | No |  |  | KELVDBC | 0580 | OEM | 03SPC0400 | 3000035 | WARMAN | PULLEY;WAR,03SPC0400,SPC400X3-3535 | PULLEY;MNFR:WARMAN,PTNO:03SPC0400,ADDITIONAL FEATURES EN:SPC400X3-3535
1211701_Enrichment | Data Enrichment | STP_002 - 0002 | MKV |  | 2022-08-05 |  |  | No |  |  | KELVDBC | 0580 | #N/A | CF213A | 1010870 | HEWLETT-PACKARD | CARTRIDGE,PRNTR;ORIGINAL LSRJT TONR | TONER;TYPE:LASERJET CF213A,COLOUR:MAGENTA,CARTRIDGE LIFE:1800 PAGES,FORM:POWDER,SIZE:WD 365 X HT 110 X DP 100 MM, HP131A SELECTABILITY,COMPATIBLE WITH HP LASERJET PRO 200,COLOR M251,MFP M276 PRINTERS,MNFR:HEWLETT PACKARD
1211904_Enrichment | Data Enrichment | STP_002 - 0002 | MKV |  | 2022-08-05 |  |  | No |  |  | KELVDBC | 0580 | OEM | DCS800-S02-4000-06R | 3000014 | ABB | DRIVE;ABB,DCS800-S02-4000-06R,FLLWR,CMD | DRIVE;MNFR:ABB,PTNO:DCS800-S02-4000-06R,ADDITIONAL FEATURES EN:FOLLOWER,COMMAND,S175 K454 L508 ID 3ADU 100046 R0002 KTOELEC SHAFT 1
1211935_Enrichment | Data Enrichment | STP_002 - 0002 | MKV |  | 2022-08-05 |  |  | No |  |  | KELVDBC | 0580 | OEM | 3NE1820-0 | 3000032 | SIEMENS | FUSE;SIE,3NE1820-0,SITOR S COND,80 A,45 | FUSE;MNFR:SIEMENS,PTNO:3NE1820-0,ADDITIONAL FEATURES EN:SITOR S COND,80 A,45 TO 55 KW,690 VAC,GS
1212227_Enrichment | Data Enrichment | STP_002 - 0002 | MKV |  | 2022-08-05 |  |  | No |  |  | KELVDBC | 0580 | #N/A | LRD21 | 1034747 | SCHNEIDER ELECTRIC | RELAY,OVRLD;DIFFRNTL THRM,12-18 A,690 | RELAY,OVERLOAD;TYPE:DIFFERENTIAL THERMAL,CURRENT RATING:12-18 A,VOLTAGE RATING:690 VAC,CONTACT CONFIGURATION:NO-NC,TRIP CLASS:10A,FREQUENCY RATING:0-400 HZ,MOUNTING TYPE:DIN RAIL/PLATE,TERMINAL TYPE:SCREW CLAMP,SIZE:WD 45 X DP 70 MM,RESET TYPE:MANUAL/AUTO,CERTIFICATION/STANDARD:CSA,DNV,EN 60947-5-1/60947-4-1,IEC 60947-4-1/60947-5-1,UL,ADDITIONAL FEATURES EN:LW6,MNFR:SCHNEIDER ELECTRIC,PTNO:LRD21
1212260_Enrichment | Data Enrichment | STP_002 - 0002 | MKV |  | 2022-08-05 |  |  | No |  |  | KELVDBC | 0580 | OEM | 03SPB0180 | 3000035 | WARMAN | PULLEY;WAR,03SPB0180,SPB180X3-2517 | PULLEY;MNFR:WARMAN,PTNO:03SPB0180,ADDITIONAL FEATURES EN:SPB180X3-2517
1212296_Enrichment | Data Enrichment | STP_002 - 0002 | MKV |  | 2022-08-05 |  |  | No |  |  | KELVDBC | 0580 |  | 3535X80 |  |  | BUSHING,DRV;TPRD LCK,3535,BOR DIA 80 MM | BUSHING,DRIVE;TYPE:TAPERED LOCK,SIZE DESIGNATION:3535,BORE DIAMETER:80 MM,OUTSIDE DIAMETER:127 MM,LENGTH THROUGH BORE:89 MM,TORQUE RATING:115 NM,KEYWAY SIZE:22 X 5.4 MM,NUMBER OF BOLTS:2,BOLT CIRCLE DIAMETER:4.83 IN,ADDITIONAL FEATURES EN:W60KTC,PTNO:3535X80,PTNO 1:584
1212346_Enrichment | Data Enrichment | STP_002 - 0002 | MKV |  | 2022-08-05 |  |  | No |  |  | KELVDBC | 0580 |  | KEN5156900K |  |  | SET;HT SHRNK TUBNG,171,KENN,KEN5156900K | SET;TYPE:HEAT SHRINK TUBING,NUMBER OF ITEMS:171,MNFR:KENNEDY,PTNO:KEN5156900K
1212484_Enrichment | Data Enrichment | STP_002 - 0002 | MKV |  | 2022-08-05 |  |  | No |  |  | KELVDBC | 0580 | #N/A | LRD06 | 1034747 | SCHNEIDER ELECTRIC | RELAY,OVRLD;THRM,1-1.6 A,690 VAC,10 | RELAY,OVERLOAD;TYPE:THERMAL,CURRENT RATING:1-1.6 A,VOLTAGE RATING:690 VAC,TRIP CLASS:10,FREQUENCY RATING:0-400 HZ,MOUNTING TYPE:RAIL,TERMINAL TYPE:SCREW CLAMP,SIZE:WD 45 X DP 70 MM,CERTIFICATION/STANDARD:ATEX,EN,IEC,UL,CSA,BV,CCC,DNV,GL,GOST,RINA,LROS,ROHS,ADDITIONAL FEATURES EN:BRAKE RESISTOR,-20 TO 60 DEG C,IP20,MNFR:SCHNEIDER ELECTRIC,PTNO:LRD06,MNFR 1:SQUARE D
1212560_Enrichment | Data Enrichment | STP_002 - 0002 | MKV |  | 2022-08-05 |  |  | No |  |  | KELVDBC | 0580 |  | C9370A |  |  | CARTRIDGE,INK;130 ML,DYE-BASD,24 MONTHS | CARTRIDGE,INK;CAPACITY:130 ML,INK TYPE:DYE-BASED,SHELF LIFE:24 MONTHS,ADDITIONAL FEATURES EN:HP 72 SELECTABILITY,MNFR:HP,PTNO:C9370A,PTNO 1:C9370A/R
1212734_Enrichment | Data Enrichment | STP_002 - 0002 | MKV |  | 2022-08-05 |  |  | No |  |  | KELVDBC | 0580 |  | CF541X |  |  | CARTRIDGE,PRNTR;HGH YIELD ORIGINAL LSRJT | CARTRIDGE,PRINTER;TYPE:HIGH YIELD ORIGINAL LASERJET TONER,COLOUR:CYAN,ADDITIONAL FEATURES EN:HP 203X SELECTABILITY,2500 PAGES YIELD,COMPATIBLE WITH HP COLOR LASERJET PRO M254DW,M254NW,M280NW,M281FDN,M281FDW MULTIFUNCTION PRINTER,MNFR:HP,PTNO:CF541X
1213092_Enrichment | Data Enrichment | STP_002 - 0002 | MKV |  | 2022-08-05 |  |  | No |  |  | KELVDBC | 0580 | #N/A | 3535X60 | 1014668 | Lamco Engineering cc | BUSHING,DRV;TPRD LCK,3535,BOR DIA 60 MM | BUSHING,DRIVE;TYPE:TAPERED LOCK,SIZE DESIGNATION:3535,BORE DIAMETER:60 MM,OUTSIDE DIAMETER:127 MM,LENGTH THROUGH BORE:89 MM,TORQUE RATING:115 NM,KEYWAY SIZE:18 X 4.4 MM,NUMBER OF BOLTS:2,BOLT CIRCLE DIAMETER:4.83 IN,ADDITIONAL FEATURES EN:W60KTC,MNFR:LAMCO ENGINEERING CC,PTNO:3535X60
1213136_Enrichment | Data Enrichment | STP_002 - 0002 | MKV |  | 2022-08-05 |  |  | No |  |  | KELVDBC | 0580 | OEM | 3RT1075-6LA | 3000032 | SIEMENS | CONTACTOR,ELEC;SIE,3RT1075-6LA,AC,OUTPT | CONTACTOR,ELECTRICAL;MNFR:SIEMENS,PTNO:3RT1075-6LA,ADDITIONAL FEATURES EN:AC,OUTPUT COIL 2NO&2NC AUX 200 KW 400A S12 400V 06
1213194_Enrichment | Data Enrichment | STP_002 - 0002 | MKV |  | 2022-08-05 |  |  | No |  |  | KELVDBC | 0580 | MNFR | PMD75-AA17F212AAA | 3000269 | ENDRESS & HAUSER | XMTR,DIF PRES;MTLC | TRANSMITTER,DIFFERENTIAL PRESSURE;ADDITIONAL FEATURES EN:METALLIC,MNFR:ENDRESS & HAUSER,PTNO:PMD75-AA17F212AAA
1213269_Enrichment | Data Enrichment | STP_002 - 0002 | MKV |  | 2022-08-05 |  |  | No |  |  | KELVDBC | 0580 | MNFR | T775U2006 | 3000290 | HONEYWELL | CONTROLLER,TEMP;HONE,T775U2006,UNIVSL,RE | CONTROLLER,TEMPERATURE;MNFR:HONEYWELL,PTNO:T775U2006,TYPE:UNIVERSAL,REMOTE,TEMPERATURE SETTING RANGE:-40 TO 120 DEG C,OUTPUT TYPE: SPDT RELAY WITH RESET,ACCURACY:+-1 DEG C,SIZE:WD 4-13/32 X HT 8-5/32,X DP 2-15/16 IN,CERTIFICATION/STANDARD:C-TICK,ADDITIONAL FEATURES EN:IP65
1213532_Enrichment | Data Enrichment | STP_002 - 0002 | MKV |  | 2022-08-05 |  |  | No |  |  | KELVDBC | 0580 | OEM | 1181003890 | 3000026 | DEMAG | DRIVE;DEM,1181003890,ABB,ACS880- | DRIVE;MNFR:DEMAG,PTNO:1181003890,MNFR 1:ABB,PTNO 1:ACS880- 01-049A-7+D150+L502+
1213689_Enrichment | Data Enrichment | STP_002 - 0002 | MKV |  | 2022-08-05 |  |  | No |  |  | KELVDBC | 0580 | OEM | 3RB2016 1SB0 | 3000032 | SIEMENS | RELAY,OVRLD;SIE,3RB2016 1SB0,3 TO 12 A | RELAY,OVERLOAD;MNFR:SIEMENS,PTNO:3RB2016 1SB0,ADDITIONAL FEATURES EN:3 TO 12 A,5.5 KW,FOR MOTOR PROTECTION SIZE S00-CLASS10 MOUNTING ONTO CONT MAIN CIRCUIT SCREW CONNECTION AUX
1213800_Enrichment | Data Enrichment | STP_002 - 0002 | MKV |  | 2022-08-05 |  |  | No |  |  | KELVDBC | 0580 | #N/A | CB381A | 1010870 | HEWLETT-PACKARD | CARTRIDGE,PRNTR;TONR,CYN,21000 PGS | CARTRIDGE,PRINTER;TYPE:TONER,COLOUR:CYAN,CAPACITY:21000 PAGES,ADDITIONAL FEATURES EN:CM6030 MFP HP LASER JET PRINTER,MNFR:HEWLETT-PACKARD,PTNO:CB381A
1214058_Enrichment | Data Enrichment | STP_002 - 0002 | MKV |  | 2022-08-05 |  |  | No |  |  | KELVDBC | 0580 | #N/A | NPFC-T-2G12-R12-FMF | 1031504 | FESTO | TEE,PIPE;NOM G1/2 X R1/2,M NPFC X FEM | TEE,PIPE;NOMINAL SIZE:G1/2 X R1/2,END CONNECTION:MALE NPFC X FEMALE NPFC,PRESSURE CLASS/RATING:-0.95 TO 50 BAR,MATERIAL:BRASS,COATING/FINISH:NICKEL PLATED,LENGTH:61.5 MM,ADDITIONAL FEATURES EN:W60,MNFR:FESTO,PTNO:NPFC-T-2G12-R12-FMF
1214172_Enrichment | Data Enrichment | STP_002 - 0002 | MKV |  | 2022-08-05 |  |  | No |  |  | KELVDBC | 0580 | MNFR | PHP 4SPC280TB | 3000348 | SKF | PULLEY,V-BLT;SKF,PHP 4SPC280TB,SPC | PULLEY,V-BELT;MNFR:SKF,PTNO:PHP 4SPC280TB,BELT TYPE:SPC,BORE DIAMETER:35 TO 90 MM,OUTSIDE DIAMETER:289.6 MM,BORE LENGTH:89 MM, OVERALL WIDTH:111 MM,PITCH DIAMETER:280 MM,MATERIAL:CAST IRON,MATERIAL SPECIFICATION:SAEJ431AVG96,GR G3000,COATING/FINISH: PHOSPHATE COATED,CERTIFICATION/STANDARD:ISO 4183,DIN 2211,ADDITIONAL FEATURES EN:TAPER LOCK BUSH,NUMBER 3535
1214211_Enrichment | Data Enrichment | STP_002 - 0002 | MKV |  | 2022-08-05 |  |  | No |  |  | KELVDBC | 0580 | OEM | 6AV2-124 OGC01-0AX0 | 3000032 | SIEMENS | DISPLAY,OPER I/F;SIE,6AV2-124 OGC01-0AX0 | DISPLAY,OPERATOR INTERFACE;MNFR:SIEMENS,PTNO:6AV2-124 OGC01-0AX0,ADDITIONAL FEATURES EN:HMI SIMATIC TP700 COMFORT PANEL,TOUCH OPERATION
1214236_Enrichment | Data Enrichment | STP_002 - 0002 | MKV |  | 2022-08-05 |  |  | No |  |  | KELVDBC | 0580 |  | KEN5372060K |  |  | BLADE,KNF;REPLCMNT,LG 100 MM,WD 18 MM | BLADE,KNIFE;TYPE:REPLACEMENT,LENGTH:100 MM,WIDTH:18 MM,MATERIAL:STEEL,ADDITIONAL FEATURES EN:SNAP OFF,100/PACK,MNFR:KENNEDY,PTNO:KEN5372060K
1214282_Enrichment | Data Enrichment | STP_002 - 0002 | MKV |  | 2022-08-05 |  |  | No |  |  | KELVDBC | 0580 | OEM | 1YMB752409M4501 | 3000014 | ABB | FUSE;ABB,1YMB752409M4501,MT,15/24 KV,2 A | FUSE;MNFR:ABB,PTNO:1YMB752409M4501,ADDITIONAL FEATURES EN:MT,15/24 KV,2 A,TYPE CEF 513/45MM S
1214307_Enrichment | Data Enrichment | STP_002 - 0002 | MKV |  | 2022-08-05 |  |  | No |  |  | KELVDBC | 0580 | OEM | DCS800 F72CDS251001R0337 | 3000014 | ABB | BREAKER,CIRCT;ABB,DCS800 | BREAKER,CIRCUIT;MNFR:ABB,PTNO:DCS800 F72CDS251001R0337,ADDITIONAL FEATURES EN:UNIT,MINIATURE,DT S201-K4,4 A,230 VAC,SHAFT 1 & 2 KOZELEK
1214387_Enrichment | Data Enrichment | STP_002 - 0002 | MKV |  | 2022-08-05 |  |  | No |  |  | KELVDBC | 0580 |  | EW-DKOL-15 |  |  | ELBOW,PIPE-TUBE;ADJ STUD,STD,NOM M22 X | ELBOW,PIPE TO TUBE;TYPE:ADJUSTABLE STUD,STANDARD,NOMINAL SIZE 1:M22 X 1.5 MM PITCH,NOMINAL SIZE 2:15 MM,END CONNECTION 1:BSPP,END CONNECTION 2:TUBE,PRESSURE RATING:PN400,MATERIAL:STAINLESS STEEL,ADDITIONAL FEATURES EN:ADAPTOR,L SERIES WITH TAPPER AND O-RING,MNFR:PH HYDRAULIK,PTNO:EW-DKOL-15
1214558_Enrichment | Data Enrichment | STP_002 - 0002 | MKV |  | 2022-08-05 |  |  | No |  |  | KELVDBC | 0580 | OEM | 4SPA0180 | 3000035 | WARMAN | PULLEY;WAR,4SPA0180,SPA180X4-2517 | PULLEY;MNFR:WARMAN,PTNO:4SPA0180,ADDITIONAL FEATURES EN:SPA180X4-2517
1214670_Enrichment | Data Enrichment | STP_002 - 0002 | MKV |  | 2022-08-05 |  |  | No |  |  | KELVDBC | 0580 | OEM | 3VL3725-3DC36-0AA0 | 3000032 | SIEMENS | BREAKER,CIRCT;SIE,3VL3725-3DC36-0AA0,ICU | BREAKER,CIRCUIT;MNFR:SIEMENS,PTNO:3VL3725-3DC36-0AA0,ADDITIONAL FEATURES EN:ICU 100 KA,415 VAC,3 POLE,IN 200 A,RATEDCURRENT IR 200 TO 250 A,1200 TO 2500 A
1214746_Enrichment | Data Enrichment | STP_002 - 0002 | MKV |  | 2022-08-05 |  |  | No |  |  | KELVDBC | 0580 |  | SPC475-5-4040M |  |  | PULLEY,V-BLT;V,BOR DIA 100 MM,OD 484.6 | PULLEY,V-BELT;TYPE:PUMP,BORE DIAMETER:100 MM,OUTSIDE DIAMETER:484.6 MM,NUMBER OF GROOVES:5,OVERALL WIDTH:136 MM, ADDITIONAL FEATURES:MODEL CSO10X8X15,MNFR:SAM ENG,PTNO:SPC475-5-4040M
1214957_Enrichment | Data Enrichment | STP_002 - 0002 | MKV |  | 2022-08-05 |  |  | No |  |  | KELVDBC | 0580 |  | 501-587 |  |  | CATALYST;PT SIO2,15 G BOTL,SOLID,AICS | CATALYST;TYPE:PLATINUM SILICA,CONTAINER:15 G BOTTLE,FORM:SOLID,CERTIFICATION/STANDARD:AICS,DSL,ECL,EINECS,IECSC,PICCS,TSCA,ADDITIONAL FEATURES EN:COLOR BLACK,COMPOSITION SILICA GEL 98.9 - 99.1%,PLATINUM 0.9 - 1.1,W63LU,MNFR:LECO AFRICA LTD LABORATORY,PTNO:501-587
1215088_Enrichment | Data Enrichment | STP_002 - 0002 | MKV |  | 2022-08-05 |  |  | No |  |  | KELVDBC | 0580 | #N/A | CF401X | 1010870 | HEWLETT-PACKARD | CARTRIDGE,PRNTR;TONR,CYN,2300 PGS | CARTRIDGE,PRINTER;TYPE:TONER,COLOUR:CYAN,CAPACITY:2300 PAGES,ADDITIONAL FEATURES EN:M252 & M277 HP LASERJET PRO PRINTER,MNFR:HEWLETT-PACKARD,PTNO:CF401X,MNFR 1:HEWLETT-PACKARD,PTNO 1:HP 201X
1215141_Enrichment | Data Enrichment | STP_002 - 0002 | MKV |  | 2022-08-05 |  |  | No |  |  | KELVDBC | 0580 | MNFR | PHP 6SPC630TB | 3000348 | SKF | PULLEY,V-BLT;SKF,PHP 6SPC630TB,SPC | PULLEY,V-BELT;MNFR:SKF,PTNO:PHP 6SPC630TB,BELT TYPE:SPC,BORE DIAMETER:70 TO 125 MM,OUTSIDE DIAMETER:639.6 MM,BORE LENGTH:127 MM, OVERALL WIDTH:162 MM,PITCH DIAMETER:630 MM,MATERIAL:CAST IRON,MATERIAL SPECIFICATION:SAEJ431AVG96,GR G3000,COATING/FINISH: PHOSPHATE COATED,CERTIFICATION/STANDARD:ISO 4183,DIN 2211,ADDITIONAL FEATURES EN:TAPER LOCK BUSH,NUMBER 5050
1215180_Enrichment | Data Enrichment | STP_002 - 0002 | MKV |  | 2022-08-05 |  |  | No |  |  | KELVDBC | 0580 | OEM | 3RU1136-4GBO | 3000032 | SIEMENS | RELAY,THERML;SIE,3RU1136-4GBO,36-45 A | RELAY,THERMAL;MNFR:SIEMENS,PTNO:3RU1136-4GBO,ADDITIONAL FEATURES EN:36-45 A
1215508_Enrichment | Data Enrichment | STP_002 - 0002 | MKV |  | 2022-08-05 |  |  | No |  |  | KELVDBC | 0580 | OEM | 3NE1333-0 | 3000032 | SIEMENS | LINK,FUS;SIE,3NE1333-0,450 A 315 KW | LINK,FUSE;MNFR:SIEMENS,PTNO:3NE1333-0,ADDITIONAL FEATURES EN:450 A 315 KW SITOR S COND
1215535_Enrichment | Data Enrichment | STP_002 - 0002 | MKV |  | 2022-08-05 |  |  | No |  |  | KELVDBC | 0580 | OEM | 03SPC0450 | 3000035 | WARMAN | PULLEY;WAR,03SPC0450,SPC450X3-3535 | PULLEY;MNFR:WARMAN,PTNO:03SPC0450,ADDITIONAL FEATURES EN:SPC450X3-3535
1215654_Enrichment | Data Enrichment | STP_002 - 0002 | MKV |  | 2022-08-05 |  |  | No |  |  | KELVDBC | 0580 |  | MWS-DP-24VDC |  |  | SENSOR,FLW;SOLID,1.5 M,24 VDC,IP65,-20 | SENSOR,FLOW;TYPE:SOLID,MEASURING RANGE:1.5 M,POWER SUPPLY:24 VDC,ENCLOSURE:IP65,TEMPERATURE RATING:-20 TO 55 DEG C,MATERIAL:DIE-CAST ALUMINUM,PRESSURE RATING:0.5 MPA,MOUNTING TYPE:FLUSH,MNFR:WADECO,PTNO:MWS-DP-24VDC
1215714_Enrichment | Data Enrichment | STP_002 - 0002 | MKV |  | 2022-08-05 |  |  | No |  |  | KELVDBC | 0580 | OEM | 1SVR500100R000 | 3000014 | ABB | RELAY;ABB,1SVR500100R000,TMG,E234 | RELAY;MNFR:ABB,PTNO:1SVR500100R000,ADDITIONAL FEATURES EN:TIMING,E234 CT-ERDA1-A2 AC
1215808_Enrichment | Data Enrichment | STP_002 - 0002 | MKV |  | 2022-08-05 |  |  | No |  |  | KELVDBC | 0580 |  | 92052 |  |  | SEALANT,THD LCK;STUD LCK,50 ML,GR 10-20 | SEALANT,THREAD LOCK;TYPE:STUD LOCK,CONTAINER:50 ML,ADDITIONAL FEATURES EN:GRADE 10-20,MNFR:PRATLEY,PTNO:92052
1215951_Enrichment | Data Enrichment | STP_002 - 0002 | MKV |  | 2022-08-05 |  |  | No |  |  | KELVDBC | 0580 |  |  |  |  | CARTRIDGE,TONR;LASERJET,CYAN,POWDER | CARTRIDGE,TONER;TYPE:LASERJET,COLOUR:CYAN,FORM:POWDER,AVERAGE YIELD:1400 PG,COMPATIBLE HARDWARE:HP LASERJET PRO M277 MULTIFUNCTION M252 PRINTER,ADDITIONAL FEATURES EN:HP 201A SELECTABILITY,MNFR HEWLETT PACKARD PTNO CNHPCF401A
1215975_Enrichment | Data Enrichment | STP_002 - 0002 | MKV |  | 2022-08-05 |  |  | No |  |  | KELVDBC | 0580 | #N/A | A9N19632 | 1034747 | SCHNEIDER ELECTRIC | BREAKER,CIRCT;ERTH LEKG,10 A,230 VAC | BREAKER,CIRCUIT;TYPE:EARTH LEAKAGE,CURRENT RATING:10 A,VOLTAGE RATING:230 VAC,INTERRUPT RATING:6000 A AT 230 VAC,NUMBER OF POLES:1,OVERALL SIZE:DP 72 MM,TRIP SETTING:C-CURVE,TERMINAL TYPE:TUNNEL,MOUNTING TYPE:DIN RAIL,CERTIFICATION/STANDARD:IEC,EN,ROHS,ADDITIONAL FEATURES EN:ACTI-9,DPN VIGI,30 MA EARTH LEAKAGE CURRENT,MNFR:SCHNEIDER ELECTRIC,PTNO:A9N19632
1216003_Enrichment | Data Enrichment | STP_002 - 0002 | MKV |  | 2022-08-05 |  |  | No |  |  | KELVDBC | 0580 | #N/A | 132599 | 1031504 | FESTO | ELBOW,PIPE-TUBE;90 DEG,NOM R1/4,NOM 6 MM | ELBOW,PIPE TO TUBE;ANGLE:90 DEG,NOMINAL SIZE 1:R1/4,NOMINAL SIZE 2:6 MM,END CONNECTION 1:MNPT,END CONNECTION 2:PUSH-IN, PRESSURE RATING:-0.95 TO 10 BAR,MATERIAL:STAINLESS STEEL,360 DEG ADJUSTABLE,WITH SIX OUTSIDE PANELS,MNFR:FESTO,PTNO:132599
1216044_Enrichment | Data Enrichment | STP_002 - 0002 | MKV |  | 2022-08-05 |  |  | No |  |  | KELVDBC | 0580 | OEM | 6AV2124-0QC13-0AX0 | 3000032 | SIEMENS | PANEL;SIE,6AV2124-0QC13-0AX0,HMI,SIMATIC | PANEL;MNFR:SIEMENS,PTNO:6AV2124-0QC13-0AX0,ADDITIONAL FEATURES EN:HMI,SIMATIC
1216198_Enrichment | Data Enrichment | STP_002 - 0002 | MKV |  | 2022-08-05 |  |  | No |  |  | KELVDBC | 0580 | OEM | ACS880070098A7SA | 3000014 | ABB | DRIVE;ABB,ACS880070098A7SA,VAR SP,CABNT | DRIVE;MNFR:ABB,PTNO:ACS880070098A7SA,ADDITIONAL FEATURES EN:VARIABLE SPEED,CABINET VARIANT,PPE,90 KW,HEAVY DUTY LOADING
1216495_Enrichment | Data Enrichment | STP_002 - 0002 | MKV |  | 2022-08-05 |  |  | No |  |  | KELVDBC | 0580 | MNFR | PHP 4SPC450TB | 3000348 | SKF | PULLEY,V-BLT;SKF,PHP 4SPC450TB,SPC | PULLEY,V-BELT;MNFR:SKF,PTNO:PHP 4SPC450TB,BELT TYPE:SPC,BORE DIAMETER:35 TO 90 MM,OUTSIDE DIAMETER:459.6 MM,BORE LENGTH:89 MM, OVERALL WIDTH:111 MM,PITCH DIAMETER:450 MM,MATERIAL:CAST IRON,MATERIAL SPECIFICATION:SAEJ431AVG96,GR G3000,COATING/FINISH: PHOSPHATE COATED,CERTIFICATION/STANDARD:ISO 4183,DIN 2211,ADDITIONAL FEATURES EN:TAPER LOCK BUSH,NUMBER 3535
1216549_Enrichment | Data Enrichment | STP_002 - 0002 | MKV |  | 2022-08-05 |  |  | No |  |  | KELVDBC | 0580 |  | 6283600 |  |  | SOCKET,WRNCH;IMPACT,DIA 17 X LG 90 MM | SOCKET,WRENCH;TYPE:IMPACT,SIZE:DIA 17 X LG 90 MM,DRIVE DETAILS:3/4 IN HEX,MATERIAL:STEEL,COATING/FINISH:GUN METAL,CERTIFICATION/STANDARD:DIN 3121-H20,ISO 1174,ADDITIONAL FEATURES EN:K32L,LONG PATTERN,MNFR:GEDORE,PTNO:6283600
1216558_Enrichment | Data Enrichment | STP_002 - 0002 | MKV |  | 2022-08-05 |  |  | No |  |  | KELVDBC | 0580 | #N/A | LRD3359 | 1034747 | SCHNEIDER ELECTRIC | RELAY,OVRLD;DIFFRNTL THRM,48-65 A,690 | RELAY,OVERLOAD;TYPE:DIFFERENTIAL THERMAL,CURRENT RATING:48-65 A,VOLTAGE RATING:690 VAC,CONTACT CONFIGURATION:NO-NC,TRIP CLASS:10A,FREQUENCY RATING:0-400 HZ,MOUNTING TYPE:DIN RAIL/PLATE,TERMINAL TYPE:SCREW CLAMP,SIZE:WD 75 X HT 123 X DP 121 MM,RESET TYPE:MANUAL/AUTO,CERTIFICATION/STANDARD:CSA,DNV,EN 60947-5-1/60947-4-1,IEC 60947-4-1/60947-5-1,UL,MNFR:SCHNEIDER ELECTRIC,PTNO:LRD3359
1216609_Enrichment | Data Enrichment | STP_002 - 0002 | MKV |  | 2022-08-05 |  |  | No |  |  | KELVDBC | 0580 |  | EW-DKOL-35 |  |  | ELBOW,PIPE-TUBE;ADJ STUD,STD,NOM M45 X 2 | ELBOW,PIPE TO TUBE;TYPE:ADJUSTABLE STUD,STANDARD,NOMINAL SIZE 1:M45 X 2 MM PITCH,NOMINAL SIZE 2:35 MM,END CONNECTION 1:BSPP,END CONNECTION 2:TUBE,PRESSURE RATING:PN250,MATERIAL:STAINLESS STEEL,ADDITIONAL FEATURES EN:ADAPTOR,L SERIES WITH TAPPER AND O-RING,MNFR:PH HYDRAULIK,PTNO:EW-DKOL-35
1216646_Enrichment | Data Enrichment | STP_002 - 0002 | MKV |  | 2022-08-05 |  |  | No |  |  | KELVDBC | 0580 | MNFR | PHP 3SPB236TB | 3000348 | SKF | PULLEY,V-BLT;SKF,PHP 3SPB236TB,SPB | PULLEY,V-BELT;MNFR:SKF,PTNO:PHP 3SPB236TB,BELT TYPE:SPB,BORE DIAMETER:16 TO 60 MM,OUTSIDE DIAMETER:243 MM,BORE LENGTH:45 MM, OVERALL WIDTH:63 MM,PITCH DIAMETER:236 MM,MATERIAL:CAST IRON,MATERIAL SPECIFICATION:SAEJ431AVG96,GR G3000,COATING/FINISH: PHOSPHATE COATED,CERTIFICATION/STANDARD:ISO 4183,DIN 2211,ADDITIONAL FEATURES EN:TAPER LOCK BUSH,NUMBER 2517
1216778_Enrichment | Data Enrichment | STP_002 - 0002 | MKV |  | 2022-08-05 |  |  | No |  |  | KELVDBC | 0580 |  | C1Q12A |  |  | CARTRIDGE,INK;BLK MATTE,300 ML | CARTRIDGE,INK;COLOUR:BLACK MATTE,CAPACITY:300 ML,INK TYPE:PIGMENT-BASED,SHELF LIFE:24 MONTHS,ADDITIONAL FEATURES EN:HP 727 SELECTABILITY,9 PL INK DROP,MNFR:HP,PTNO:C1Q12A
1217028_Enrichment | Data Enrichment | STP_002 - 0002 | MKV |  | 2022-08-05 |  |  | No |  |  | KELVDBC | 0580 |  | E50KL201 |  |  | ROLLER;ADJ,DIA 3/4 IN,NYL,NYLATRON,1.9 | ROLLER;TYPE:ADJUSTABLE,DIAMETER:3/4 IN,MATERIAL:NYLON,ADDITIONAL FEATURES EN:NYLATRON,1.9 IN OZ,PTNO:E50KL201
1217146_Enrichment | Data Enrichment | STP_002 - 0002 | MKV |  | 2022-08-05 |  |  | No |  |  | KELVDBC | 0580 | #N/A | LC1D40 | 1034747 | SCHNEIDER ELECTRIC | CONTACTOR,MAG;LC1D,440 VAC,40 A,P 12 | CONTACTOR,MAGNETIC;TYPE:LC1D,VOLTAGE RATING:440 VAC,CURRENT RATING:40 A,NUMBER OF POLES:12,COIL RATING:110/120 VAC,POWER RATING: 22 KW,AUXILIARY CONTACT:1NO 1NC,TERMINAL TYPE:SCREW CLAMP,MOUNTING TYPE:RAIL/PLATE,ENCLOSURE:IP20,SIZE:WD 55 X LG 122 X HT 120 MM, ADDITIONAL FEATURES EN:50/60 HZ,-5 TO 60 DEG C,LTH,MNFR:SCHNEIDER ELECTRIC,PTNO:LC1D40,MNFR:SCHNEIDER ELECTRIC,PTNO:LC1D40
1217332_Enrichment | Data Enrichment | STP_002 - 0002 | MKV |  | 2022-08-05 |  |  | No |  |  | KELVDBC | 0580 |  | 90.21 |  |  | SOCKET,RELY;11,250 V,10 A,SCRW,DIN RL | SOCKET,RELAY;NUMBER OF PINS:11,VOLTAGE RATING:250 V,CURRENT RATING:10 A,TERMINAL TYPE:SCREW,MOUNTING TYPE:DIN RAIL,PANEL,SIZE:WD 38 X LG 67 X THK 25.5 MM,ADDITIONAL FEATURES EN:AUXILIARY,SMITT G11,W63LU,MNFR:FINDER,PTNO:90.21
1217350_Enrichment | Data Enrichment | STP_002 - 0002 | MKV |  | 2022-08-05 |  |  | No |  |  | KELVDBC | 0580 | #N/A | OT5013 | 1009884 | IFM EFECTOR CANADA INC. | SENSOR;RETRO-REFLCTV,0.5-5 M,M12,10/50 | SENSOR;TYPE:RETRO-REFLECTIVE,SENSING RANGE:0.5-5 M,CONNECTION TYPE:M12,ELECTRICAL RATING:10/50 VDC,40 MA,ENCLOSURE:IP65,MATERIAL:PBT,CERTIFICATION/STANDARD:UL,CSA,EAC,CE,ADDITIONAL FEATURES EN:PLASTICS PRISMATIC REFLECTOR DIA 80 E20005,MNFR:IFM EFECTOR INC.,PTNO:OT5013
1217427_Enrichment | Data Enrichment | STP_002 - 0002 | MKV |  | 2022-08-05 |  |  | No |  |  | KELVDBC | 0580 | OEM | 5SV3444-6LA | 3000032 | SIEMENS | BREAKER,CIRCT;SIE,5SV3444-6LA,RESIDUAL | BREAKER,CIRCUIT;MNFR:SIEMENS,PTNO:5SV3444-6LA,ADDITIONAL FEATURES EN:RESIDUAL CURRENT OPERATED,4-POLE,TYPE A,IN 40A,100 MA,UN 400 VAC,WITH THER
1217451_Enrichment | Data Enrichment | STP_002 - 0002 | MKV |  | 2022-08-05 |  |  | No |  |  | KELVDBC | 0580 | MNFR | PHP 4SPC500TB | 3000348 | SKF | PULLEY,V-BLT;SKF,PHP 4SPC500TB,SPC | PULLEY,V-BELT;MNFR:SKF,PTNO:PHP 4SPC500TB,BELT TYPE:SPC,BORE DIAMETER:35 TO 90 MM,OUTSIDE DIAMETER:509.6 MM,BORE LENGTH:89 MM, OVERALL WIDTH:111 MM,PITCH DIAMETER:500 MM,MATERIAL:CAST IRON,MATERIAL SPECIFICATION:SAEJ431AVG96,GR G3000,COATING/FINISH: PHOSPHATE COATED,CERTIFICATION/STANDARD:ISO 4183,DIN 2211,ADDITIONAL FEATURES EN:TAPER LOCK BUSH,NUMBER 3535
1217763_Enrichment | Data Enrichment | STP_002 - 0002 | MKV |  | 2022-08-05 |  |  | No |  |  | KELVDBC | 0580 | OEM | TA200 DU 150 | 3000014 | ABB | RELAY,OVRLD;ABB,TA200 DU 150,SWITCHBOARD | RELAY,OVERLOAD;MNFR:ABB,PTNO:TA200 DU 150,ADDITIONAL FEATURES EN:SWITCHBOARD
1218201_Enrichment | Data Enrichment | STP_002 - 0002 | MKV |  | 2022-08-05 |  |  | No |  |  | KELVDBC | 0580 | MNFR | TL1610-30 | 3000309 | MARTIN SPROCKET & GEAR INC | BUSH,TPR LCK;MARS,TL1610-30,BOR DIA 30 M | BUSH,TAPER LOCK;MNFR:MARTIN SPROCKET & GEAR INC,PTNO:TL1610-30,BORE DIAMETER:30 MM,SERIES:1610,MATERIAL:CARBON STEEL C45,KEYWAY:8 X 3.3 MM,ADDITIONAL FEATURES EN:ROTARY VANE FEEDER SPINDLE,RVF-0200-17434,RV-212/222/232
1218348_Enrichment | Data Enrichment | STP_002 - 0002 | MKV |  | 2022-08-05 |  |  | No |  |  | KELVDBC | 0580 |  | 92031 |  |  | LIGHT,FLOD;LED,85 W,9-36 V,WHT,ALUMINUM | LIGHT,FLOOD;TYPE:LED,LAMP WATTAGE:85 W,VOLTAGE RATING:9-36 V,LIGHT COLOUR:WHITE,HOUSING MATERIAL:ALUMINUM,LAMP LIFE:50000 HR,SIZE:WD 20-3/4 X HT 1-5/8 X DP 3 IN,ADDITIONAL FEATURES EN:4.8 A,6400 LUMENS,SR-SERIES,20IN,BAR SPOT COMBO,MNFR:RIGID INDUSTRIES,PTNO:92031
1218548_Enrichment | Data Enrichment | STP_002 - 0002 | MKV |  | 2022-08-05 |  |  | No |  |  | KELVDBC | 0580 |  | 6283790 |  |  | SOCKET,WRNCH;IMPACT,DIA 19 X LG 95 MM | SOCKET,WRENCH;TYPE:IMPACT,SIZE:DIA 19 X LG 95 MM,DRIVE DETAILS:3/4 IN HEX,MATERIAL:STEEL,COATING/FINISH:GUN METAL,CERTIFICATION/STANDARD:DIN 3121-H20,ISO 1174,ADDITIONAL FEATURES EN:K32L,LONG PATTERN,MNFR:GEDORE,PTNO:6283790
1218609_Enrichment | Data Enrichment | STP_002 - 0002 | MKV |  | 2022-08-05 |  |  | No |  |  | KELVDBC | 0580 |  | 4441441 |  |  | BUSHING;CAT,1929539,CAT,1468630,CAT | BUSHING;MNFR:CATERPILLAR,PTNO:1929539,MNFR 1:CATERPILLAR,PTNO 1:1468630,MNFR 2:CATERPILLAR,PTNO 2:4441441,ADDITIONAL FEATURES EN:HYDRAULIC
1218685_Enrichment | Data Enrichment | STP_002 - 0002 | MKV |  | 2022-08-05 |  |  | No |  |  | KELVDBC | 0580 | #N/A | 547719/NPFB-L-2G12-F | 1031504 | FESTO | ELBOW,PIPE;PNEU,NOM 1/2 IN,BSPP FEM,NI | ELBOW,PIPE;TYPE:PNEUMATIC,NOMINAL SIZE:1/2 IN,END CONNECTION:BSPP FEMALE,MATERIAL:NICKEL PLATED BRASS,ADDITIONAL FEATURES EN:W60,MNFR:FESTO,PTNO:547719/NPFB-L-2G12-F
1219211_Enrichment | Data Enrichment | STP_002 - 0002 | MKV |  | 2022-08-05 |  |  | No |  |  | KELVDBC | 0580 | MNFR | PHP 3SPC355TB | 3000348 | SKF | PULLEY,V-BLT;SKF,PHP 3SPC355TB,SPC | PULLEY,V-BELT;MNFR:SKF,PTNO:PHP 3SPC355TB,BELT TYPE:SPC,BORE DIAMETER:35 TO 90 MM,OUTSIDE DIAMETER:364.6 MM,BORE LENGTH:89 MM, OVERALL WIDTH:89 MM,PITCH DIAMETER:355 MM,MATERIAL:CAST IRON,MATERIAL SPECIFICATION:SAEJ431AVG96,GR G3000,COATING/FINISH: PHOSPHATE COATED,CERTIFICATION/STANDARD:ISO 4183,DIN 2211,ADDITIONAL FEATURES EN:TAPER LOCK BUSH,NUMBER 3535
1219318_Enrichment | Data Enrichment | STP_002 - 0002 | MKV |  | 2022-08-05 |  |  | No |  |  | KELVDBC | 0580 | #N/A | Q5942X | 1010870 | HEWLETT-PACKARD | CARTRIDGE,PRNTR;ORIGINAL LSRJT TONR,BLK | CARTRIDGE,PRINTER;TYPE:ORIGINAL LASERJET TONER,COLOUR:BLACK,ADDITIONAL FEATURES EN:HP 42X SELECTABILITY,20000 PAGES YEILD,COMPATIBLE WITH HP LASERJET 4350DTN,4240N PRINTERS,MNFR:HEWLETT-PACKARD,PTNO:Q5942X
1219410_Enrichment | Data Enrichment | STP_002 - 0002 | MKV |  | 2022-08-05 |  |  | No |  |  | KELVDBC | 0580 | #N/A | ST5484E-121-010-00 | 1033330 | METRIX MFG COMPANY LIMITED | XMITTER,VIBRT;1 IN/SEC,4-20 MA,1/2 IN | TRANSMITTER,VIBRATION;MEASURING RANGE:1 IN/SEC,OUTPUT TYPE:4-20 MA,CONNECTION TYPE:1/2 IN NPT,MATERIAL:STAINLESS STEEL 316,CERTIFICATION/STANDARD:CE,CSA,EAC,EX,ADDITIONAL FEATURES EN:40 - 100 DEG C,IP67,NEMA 4X,WD 90.39 X HT 136.23 MM,2 HZ HIGH PASS FILTER,VIBRATION,MNFR:METRIX MFG COMPANY LIMITED,PTNO:ST5484E-121-010-00
1219454_Enrichment | Data Enrichment | STP_002 - 0002 | MKV |  | 2022-08-05 |  |  | No |  |  | KELVDBC | 0580 | OEM | 06SPC0800 | 3000035 | WARMAN | PULLEY;WAR,06SPC0800,SPC800X6.5050 | PULLEY;MNFR:WARMAN,PTNO:06SPC0800,ADDITIONAL FEATURES EN:SPC800X6.5050
1219665_Enrichment | Data Enrichment | STP_002 - 0002 | MKV |  | 2022-08-05 |  |  | No |  |  | KELVDBC | 0580 | OEM | 3RW4446-6BC35 | 3000032 | SIEMENS | STARTER;SIE,3RW4446-6BC35,SOFT,SIRIUS | STARTER;MNFR:SIEMENS,PTNO:3RW4446-6BC35,ADDITIONAL FEATURES EN:SOFT,SIRIUS HIGH FEATURE
1219909_Enrichment | Data Enrichment | STP_002 - 0002 | MKV |  | 2022-08-05 |  |  | No |  |  | KELVDBC | 0580 |  | CNHPF6U18AE |  |  | CARTRIDGE,INK;HGH YIELD ORIGINAL,YEL | CARTRIDGE,INK;TYPE:HIGH YIELD ORIGINAL,COLOUR:YELLOW,INK TYPE:PIGMENT-BASED,AVERAGE YIELD:1600 CHARACTERS,COMPATIBLE HARDWARE:HP OFFICE JET PRO 8710,8720,8725,8730,8740 PRINTER,ADDITIONAL FEATURES EN:HP 953XL SELECTABILITY,7 PL INK DROP,MNFR:HP,PTNO:CNHPF6U18AE
1219966_Enrichment | Data Enrichment | STP_002 - 0002 | MKV |  | 2022-08-05 |  |  | No |  |  | KELVDBC | 0580 |  | 39227 |  |  | TROLLEY;CBL,1 TON,LG 3 IN,SS,PROST,P6685 | TROLLEY;TYPE:CABLE,CAPACITY:1 TON,SIZE:LG 3 IN,MATERIAL:STAINLESS STEEL,ADDITIONAL FEATURES EN:PROST,P6685,PTNO:39227
1219984_Enrichment | Data Enrichment | STP_002 - 0002 | MKV |  | 2022-08-05 |  |  | No |  |  | KELVDBC | 0580 | #N/A | CF213A | 1010870 | HEWLETT-PACKARD | CARTRIDGE,PRNTR;ORIGINAL LSRJT TONR | CARTRIDGE,PRINTER;TYPE:ORIGINAL LASERJET TONER,COLOUR:MAGENTA,CONTAINER SIZE:WD 365 X HT 110 X DP 100 MM,ADDITIONAL FEATURES EN:HP 131A SELECTABILITY,1800 PAGES YIELD,COMPATIBLE WITH HP LASERJET PRO 200 COLOR M251,MFP M276 PRINTERS,MNFR:HEWLETT-PACKARD,PTNO:CF213A
1220015_Enrichment | Data Enrichment | STP_002 - 0002 | MKV |  | 2022-08-05 |  |  | No |  |  | KELVDBC | 0580 |  | 2657646564 |  |  | ASSEMBLY;BREAKOUT BAS ORIGINMINING MOD | ASSEMBLY;ADDITIONAL FEATURES EN:BREAKOUT BAS ORIGINMINING MODEL PV271 DR,PTNO:2657646564
1220488_Enrichment | Data Enrichment | STP_002 - 0002 | MKV |  | 2022-08-05 |  |  | No |  |  | KELVDBC | 0580 | #N/A | FLUKE 345 | 1031599 | FLUKE | METER,ELEC TST;PWR QUAL CLMP,60 MM,WD 98 | METER,ELECTRICAL TEST;TYPE:POWER QUALITY CLAMP,JAW OPENING:60 MM,SIZE:WD 98 X LG 300 X DP 52 MM,MNFR:FLUKE,PTNO:FLUKE 345
1220953_Enrichment | Data Enrichment | STP_002 - 0002 | MKV |  | 2022-08-05 |  |  | No |  |  | KELVDBC | 0580 |  | VEGAWELL 52 |  |  | XMITTER,LVL;0-60BAR,0.1%,4-20MA HART,2-W | TRANSMITTER,LEVEL;TYPE:PRESSURE,MEASURING RANGE:0-60 BAR,ACCURACY:0.1%,OUTPUT TYPE:4-20 MA HART,2-WIRE,TEMPERATURE RATING:-40 TO 80 DEG C,ENCLOSURE:IP66,IP67,IP68,ADDITIONAL FEATURES EN:WL53,MNFR:VEGA,PTNO:VEGAWELL 52
1221017_Enrichment | Data Enrichment | STP_002 - 0002 | MKV |  | 2022-08-05 |  |  | No |  |  | KELVDBC | 0580 | OEM | 06SPC0300 | 3000035 | WARMAN | PULLEY;WAR,06SPC0300,SPC300X6.3535 | PULLEY;MNFR:WARMAN,PTNO:06SPC0300,ADDITIONAL FEATURES EN:SPC300X6.3535
1221323_Enrichment | Data Enrichment | STP_002 - 0002 | MKV |  | 2022-08-05 |  |  | No |  |  | KELVDBC | 0580 | MNFR | RIA15-AAB2 | 3000269 | ENDRESS & HAUSER | INDICATOR;LP PWRD,4-20 MA,17 MM LCD | INDICATOR;TYPE:LOOP POWERED,MEASURING RANGE:4-20 MA,SIZE:17 MM LCD,ADDITIONAL FEATURES EN:RIA15 ENDRES,HAUSER W60KT,MNFR:ENDRESS & HAUSER,PTNO:RIA15-AAB2
1221491_Enrichment | Data Enrichment | STP_002 - 0002 | MKV |  | 2022-08-05 |  |  | No |  |  | KELVDBC | 0580 | MNFR | 440R-N23126 | 3000226 | ALLEN BRADLEY | RELAY,SAFTY;AB,440R-N23126,24 VAC/DC,3 | RELAY,SAFETY;MNFR:ALLEN BRADLEY,PTNO:440R-N23126,COIL VOLTAGE:24 VAC/DC,CONTACT VOLTAGE RATING:250 VAC,24 VDC,CONTACT CONFIGURATION:1 NC,SIL RATING:3,MAX SWITCHING VOLTAGE:10 V,MAX SWITCHING CURRENT:10 MA,MOUNTING TYPE:DIN RAIL,MATERIAL:SILVER TIN OXIDE,CONTACT,NYLON/POLYAMIDE,6.6 HOUSING,FREQUENCY RATING:55 HZ,SIZE:WD 22.5 X HT 99,X DP 114.5 MM,ENCLOSURE:IP20/40,TEMPERATURE RATING:-5 TO 55 DEG C,CERTIFICATION/STANDARD:ANSI B11.19,CE,UL,ADDITIONAL FEATURES EN:LATHAM MODULE,FILTER-PRESS,220,V RELAY SECURITY LATHAMMO
1221520_Enrichment | Data Enrichment | STP_002 - 0002 | MKV |  | 2022-08-05 |  |  | No |  |  | KELVDBC | 0580 |  | C9396A |  |  | CARTRIDGE,INK;58.9 ML,PIGMENT-BASD,2450 | CARTRIDGE,INK;CAPACITY:58.9 ML,INK TYPE:PIGMENT-BASED,AVERAGE YIELD:2450 CHARACTERS,SHELF LIFE:2 YEARS,COMPATIBLE HARDWARE:HP OFFICE JET PRO K550 PRINTER,ADDITIONAL FEATURES EN:HP 88XL SELECTABILITY,9 PL INK DROP,MNFR:HP,PTNO:C9396A
1221576_Enrichment | Data Enrichment | STP_002 - 0002 | MKV |  | 2022-08-05 |  |  | No |  |  | KELVDBC | 0580 | OEM | 3VL2712-2DC33-0AA0 | 3000032 | SIEMENS | BREAKER,CIRCT;SIE,3VL2712-2DC33-0AA0 | BREAKER,CIRCUIT;MNFR:SIEMENS,PTNO:3VL2712-2DC33-0AA0,ADDITIONAL FEATURES EN:VL160L,ICU 70 KA,415 VAC,3 POLE,IN 125 A,IR 100 TO 125 A,II 625 TO 1250 A,HIGH SWITCHING CAPACITY LINE PROTECTION
1221617_Enrichment | Data Enrichment | STP_002 - 0002 | MKV |  | 2022-08-05 |  |  | No |  |  | KELVDBC | 0580 | OEM | 05SPB0250 | 3000035 | WARMAN | PULLEY;WAR,05SPB0250,SPB250X5-3535 | PULLEY;MNFR:WARMAN,PTNO:05SPB0250,ADDITIONAL FEATURES EN:SPB250X5-3535
1221877_Enrichment | Data Enrichment | STP_002 - 0002 | MKV |  | 2022-08-05 |  |  | No |  |  | KELVDBC | 0580 | MNFR | PHP 6SPC800TB | 3000348 | SKF | PULLEY,V-BLT;SKF,PHP 6SPC800TB,SPC | PULLEY,V-BELT;MNFR:SKF,PTNO:PHP 6SPC800TB,BELT TYPE:SPC,BORE DIAMETER:70 TO 125 MM,OUTSIDE DIAMETER:809.6 MM,BORE LENGTH:127 MM, OVERALL WIDTH:162 MM,PITCH DIAMETER:800 MM,MATERIAL:CAST IRON,MATERIAL SPECIFICATION:SAEJ431AVG96,GR G3000,COATING/FINISH: PHOSPHATE COATED,CERTIFICATION/STANDARD:ISO 4183,DIN 2211,ADDITIONAL FEATURES EN:TAPER LOCK BUSH,NUMBER 5050
1221878_Enrichment | Data Enrichment | STP_002 - 0002 | MKV |  | 2022-08-05 |  |  | No |  |  | KELVDBC | 0580 | #N/A | XB4BVB3 | 1034747 | SCHNEIDER ELECTRIC | LIGHT,INDCTG;PLT,GRN,24VAC/DC,DIA 22 | LIGHT,INDICATING;TYPE:PILOT,LENS COLOUR:GREEN,VOLTAGE RATING:24 VAC/DC,SIZE:DIA 22 X WD 30 X HT 47 X DP 54 MM, DEGREE OF PROTECTION:IP66/67/69/69K,NEMA13,NEMA 4X,CERTIFICATION/STANDARD:CSA,IEC/EN,JIS,UL, ADDITIONAL FEATURES:MNFR:SCHNEIDER ELECTRIC,PTNO:XB4BVB3
1222123_Enrichment | Data Enrichment | STP_002 - 0002 | MKV |  | 2022-08-05 |  |  | No |  |  | KELVDBC | 0580 | OEM | ACS800040320721 | 3000014 | ABB | DRIVE;ABB,ACS800040320721,VAR SP,ACS800 | DRIVE;MNFR:ABB,PTNO:ACS800040320721,ADDITIONAL FEATURES EN:VARIABLE SPEED,ACS800 315KW 315A 400 V-690 VAC PPE TECHNOLOGIES
1222178_Enrichment | Data Enrichment | STP_002 - 0002 | MKV |  | 2022-08-05 |  |  | No |  |  | KELVDBC | 0580 | #N/A | CF402X | 1010870 | HEWLETT-PACKARD | CARTRIDGE,PRNTR;TONR,YEL,2300 PGS | CARTRIDGE,PRINTER;TYPE:TONER,COLOUR:YELLOW,CAPACITY:2300 PAGES,ADDITIONAL FEATURES EN:M252 & M277 HP LASERJET PRO PRINTER,MNFR:HEWLETT-PACKARD,PTNO:CF402X,MNFR 1:HEWLETT-PACKARD,PTNO 1:HP 201X
1222180_Enrichment | Data Enrichment | STP_002 - 0002 | MKV |  | 2022-08-05 |  |  | No |  |  | KELVDBC | 0580 | OEM | 3RT1054-6LA | 3000032 | SIEMENS | CONTACTOR;SIE,3RT1054-6LA,OUTPT COIL | CONTACTOR;MNFR:SIEMENS,PTNO:3RT1054-6LA,ADDITIONAL FEATURES EN:OUTPUT COIL 2NO-2NC AUX 55KW 115A S6 400V AC 06
1222437_Enrichment | Data Enrichment | STP_002 - 0002 | MKV |  | 2022-08-05 |  |  | No |  |  | KELVDBC | 0580 | OEM | 3RT1065-6LA | 3000032 | SIEMENS | CONTACTOR,ELEC;SIE,3RT1065-6LA,AC,OUTPT | CONTACTOR,ELECTRICAL;MNFR:SIEMENS,PTNO:3RT1065-6LA,ADDITIONAL FEATURES EN:AC,OUTPUT COIL 2NO&2NC AUX 132 KW 264A S10 400V 06
1222805_Enrichment | Data Enrichment | STP_002 - 0002 | MKV |  | 2022-08-05 |  |  | No |  |  | KELVDBC | 0580 | #N/A | 164205 | 1031504 | FESTO | TEE,PIPE-TUBE;RUN 16.8 MM,BRNCH R1/4,M | TEE,PIPE TO TUBE;NOMINAL RUN SIZE:16.8 MM,NOMINAL BRANCH SIZE:R1/4,BRANCH CONNECTION:MALE THREAD,RUN CONNECTION 1:PUSH-IN,RUN CONNECTION 2:PUSH-IN,PRESSURE CLASS/RATING:-0.95 TO 10 BAR,MATERIAL:STAINLESS STEEL,LENGTH:61 MM,ADDITIONAL FEATURES EN:360 DEG ADJUSTABLE,WITH SIX OUTSIDE PANELS,MNFR:FESTO,PTNO:164205
1222909_Enrichment | Data Enrichment | STP_002 - 0002 | MKV |  | 2022-08-05 |  |  | No |  |  | KELVDBC | 0580 | #N/A | STYLE 77 | 1035786 | VICTAULIC | COUPLING,PIPE;FLEX,NOM 4 IN,1000 PSI,DI | COUPLING,PIPE;TYPE:FLEXIBLE,NOMINAL SIZE:4 IN,PRESSURE RATING:1000 PSI,MATERIAL:DUCTILE IRON,COATING/FINISH:ORANGE ENAMEL,CERTIFICATION/STANDARD:FM,LPCB,UL,VDS,MNFR:VICTAULIC,PTNO:STYLE 77
1222927_Enrichment | Data Enrichment | STP_002 - 0002 | MKV |  | 2022-08-05 |  |  | No |  |  | KELVDBC | 0580 | #N/A | 547724/NPFB-L-R14-G14-MF | 1031504 | FESTO | ELBOW,PIPE;PNEU,NOM 1/4 IN,BSPP M X BSPT | ELBOW,PIPE;TYPE:PNEUMATIC,NOMINAL SIZE:1/4 IN,END CONNECTION:BSPP MALE X BSPT FEMALE,MATERIAL:NICKEL PLATED BRASS,ADDITIONAL FEATURES EN:W60,MNFR:FESTO,PTNO:547724/NPFB-L-R14-G14-MF
1232985_Enrichment | Data Enrichment | STP_002 - 0002 | MKV |  | 2022-08-05 |  |  | No |  |  | KELVDBC | 0580 | OEM | 7KM2112 0BA00 3AA0 | 3000032 | SIEMENS | METER,ELEC;SIE,7KM2112 0BA00 3AA0 | METER,ELECTRICAL;MNFR:SIEMENS,PTNO:7KM2112 0BA00 3AA0,PTNO 1:ZA100001745,ADDITIONAL FEATURES EN:POWER,6-8 VA APPARENT,1-5 A,SCREW,LCD,24 VDC,7 MA,WD 96 X HT 96 X DP 56 MM,IP20/IP65,IEC 62053-23,PAC3200
1232986_Enrichment | Data Enrichment | STP_002 - 0002 | MKV |  | 2022-08-05 |  |  | No |  |  | KELVDBC | 0580 | OEM | 7KM9300-0AB01-0AA0 | 3000032 | SIEMENS | MODULE;SIE,7KM9300-0AB01-0AA0,SIE | MODULE;MNFR:SIEMENS,PTNO:7KM9300-0AB01-0AA0,MNFR 1:SIEMENS,PTNO 1:ZA100001812,ADDITIONAL FEATURES EN:EXPANSION
1232993_Enrichment | Data Enrichment | STP_002 - 0002 | MKV |  | 2022-08-05 |  |  | No |  |  | KELVDBC | 0580 | OEM | 5TT58200 | 3000032 | SIEMENS | CONTACTOR;SIE,5TT58200,INSTA,W/ 4 NO | CONTACTOR;MNFR:SIEMENS,PTNO:5TT58200,ADDITIONAL FEATURES EN:INSTA,WITH 4 NO CONTACT,230 VAC,400 V,25 A CONTROL,230 V,HIGH CAPACITIVE
1232996_Enrichment | Data Enrichment | STP_002 - 0002 | MKV |  | 2022-08-05 |  |  | No |  |  | KELVDBC | 0580 | OEM | 5SV3314-6LA | 3000032 | SIEMENS | BREAKER,CIRCT;SIE,5SV3314-6LA,RESIDUAL | BREAKER,CIRCUIT;MNFR:SIEMENS,PTNO:5SV3314-6LA,ADDITIONAL FEATURES EN:RESIDUAL CURRENT OPERATED,2 POLE,TYPE A,IN 40 A,30 MA,UN 230 VAC,WITH THERM
1232997_Enrichment | Data Enrichment | STP_002 - 0002 | MKV |  | 2022-08-05 |  |  | No |  |  | KELVDBC | 0580 | OEM | 3SU1100-2BL60-1NA0 | 3000032 | SIEMENS | BREAKER,CIRCT;SIE,3SU1100-2BL60-1NA0 | BREAKER,CIRCUIT;MNFR:SIEMENS,PTNO:3SU1100-2BL60-1NA0,ADDITIONAL FEATURES EN:MINIATURE,230/400 V,15 KA,1 POLE,C,2 A
1233000_Enrichment | Data Enrichment | STP_002 - 0002 | MKV |  | 2022-08-05 |  |  | No |  |  | KELVDBC | 0580 | OEM | 5SV3644-8LA | 3000032 | SIEMENS | BREAKER,CIRCT;SIE,5SV3644-8LA,RESIDUAL | BREAKER,CIRCUIT;MNFR:SIEMENS,PTNO:5SV3644-8LA,ADDITIONAL FEATURES EN:RESIDUAL CURRENT OPERATED,4 POLE,TYPE A,SELECTIVE IN 40 A,300 MA,UN 400 VAC
1233001_Enrichment | Data Enrichment | STP_002 - 0002 | MKV |  | 2022-08-05 |  |  | No |  |  | KELVDBC | 0580 | OEM | 5SV3412-6 | 3000032 | SIEMENS | BREAKER,CIRCT;SIE,5SV3412-6,RESIDUAL CUR | BREAKER,CIRCUIT;MNFR:SIEMENS,PTNO:5SV3412-6,ADDITIONAL FEATURES EN:RESIDUAL CURRENT OPERATED,2 POLE,TYPE A IN 25A 100MA UN 230 VAC
1233009_Enrichment | Data Enrichment | STP_002 - 0002 | MKV |  | 2022-08-05 |  |  | No |  |  | KELVDBC | 0580 | #N/A | 38391289 | 1036033 | WIKA INSTRUMENTS | GAUGE,PRES;0 TO 10 BAR,100 MM,1/2 IN | GAUGE,PRESSURE;MEASURING RANGE:0 TO 10 BAR,DIAL SIZE:100 MM,PROCESS CONNECTION:1/2 IN NPT,CONNECTION LOCATION:LOWER MOUNT,MOUNTING TYPE:1/2 IN NPT MALE,ACCURACY:1,DISPLAY TYPE:DIAL TYPE,TUBE MATERIAL:STAINLESS STEEL,CONNECTION MATERIAL:STAINLESS STEEL,CASE MATERIAL:STAINLESS STEEL,FILLER MATERIAL:SILICON OIL,HAZARD CLASS:AGGRESSIVE AMBIENCE,CERTIFICATION/STANDARD:ATEX,MODEL PGS23.1X0 WITH SWITCH CONTACT MODEL831.1,MNFR:WIKA INSTRUMENTS,PTNO:38391289
1233011_Enrichment | Data Enrichment | STP_002 - 0002 | MKV |  | 2022-08-05 |  |  | No |  |  | KELVDBC | 0580 | #N/A | 733.51.100 | 1036033 | WIKA INSTRUMENTS | GAUGE,DIF PRES;0-1000 KPA,5 WAY,PNL,LIQ | GAUGE,DIFFERENTIAL PRESSURE;MEASURING RANGE:0-1000 KPA,PROCESS CONNECTION:5 WAY,MOUNTING TYPE:PANEL,FILLER MATERIAL:LIQUID,ADDITIONAL FEATURES EN:BLACK ALUMINUM POINTER,SCALE,MNFR:WIKA INSTRUMENTS,PTNO:733.51.100
1233084_Enrichment | Data Enrichment | STP_002 - 0002 | MKV |  | 2022-08-05 |  |  | No |  |  | KELVDBC | 0580 | OEM | 3VL47311DK360AD1 | 3000032 | SIEMENS | BREAKER,CIRCT;SIE,3VL47311DK360AD1 | BREAKER,CIRCUIT;MNFR:SIEMENS,PTNO:3VL47311DK360AD1,ADDITIONAL FEATURES EN:VL400N,STANDARD BREAKING CAPACITY,ICU 55 KA,415 VAC,3 POLE
1233130_Enrichment | Data Enrichment | STP_002 - 0002 | MKV |  | 2022-08-05 |  |  | No |  |  | KELVDBC | 0580 |  | 5532100040 |  |  | RELAY;AUX,250 V,10 A,C/W BAS,FIND | RELAY;TYPE:AUXILIARY,CONTACT RATING:250 V,10 A,ADDITIONAL FEATURES EN:C/W BASE,MNFR:FINDER,PTNO:5532100040
1233271_Enrichment | Data Enrichment | STP_002 - 0002 | MKV |  | 2022-08-05 |  |  | No |  |  | KELVDBC | 0580 | OEM | 5SV43120 | 3000032 | SIEMENS | BREAKER,CIRCT;SIE,5SV43120,RESIDUAL CUR | BREAKER,CIRCUIT;MNFR:SIEMENS,PTNO:5SV43120,ADDITIONAL FEATURES EN:RESIDUAL CURRENT OPERATED RCCB 2 POLE TYPE AC IN 25 A 30 MA UN AC 230 V
1233565_Enrichment | Data Enrichment | STP_002 - 0002 | MKV |  | 2022-08-05 |  |  | No |  |  | KELVDBC | 0580 |  | 6001 |  |  | GAUGE,PRES;6 IN,1/4 X 1/2 IN MNPT,LWR | GAUGE,PRESSURE;DIAL SIZE:6 IN,PROCESS CONNECTION:1/4 X 1/2 IN MNPT,MOUNTING TYPE:LOWER,TUBE MATERIAL:BOURDON,CASE MATERIAL:STAINLESS STEEL,CERTIFICATION/STANDARD:ASME B40.1 GRADE 1A,ADDITIONAL FEATURES EN:PRESSURE BURNER IGNITION,RF50 6001,'BOURDEN,PTNO:6001
1233578_Enrichment | Data Enrichment | STP_002 - 0002 | MKV |  | 2022-08-05 |  |  | No |  |  | KELVDBC | 0580 | OEM | 02SPA0106 | 3000036 | WEIR | PULLEY,V-BLT;WEI,02SPA0106,MATERIAL:CAST | PULLEY,V-BELT;MNFR:WEIR,PTNO:02SPA0106,ADDITIONAL FEATURES EN:MATERIAL:CAST IRON,NUMBER OF GROOVES:2,BUSH NUMBER:1610,PITCH DIAMETER:106 MM,OUTSIDE DIAMETER:111.5 MM,WIDTH:35 MM,MAXIMUM BORE DIAMETER:26 MM
1233579_Enrichment | Data Enrichment | STP_002 - 0002 | MKV |  | 2022-08-05 |  |  | No |  |  | KELVDBC | 0580 | OEM | SPA150X5 | 3000036 | WEIR | PULLEY,V-BLT;WEI,SPA150X5,MATERIAL:CASTN | PULLEY,V-BELT;MNFR:WEIR,PTNO:SPA150X5,ADDITIONAL FEATURES EN:MATERIAL:CAST IRON,NUMBER OF GROOVES:5,BUSH NUMBER:2517,PITCH DIAMETER:150 MM,OUTSIDE DIAMETER:155.5 MM,WIDTH:80 MM,MAXIMUM BORE DIAMETER:45 MM
1233580_Enrichment | Data Enrichment | STP_002 - 0002 | MKV |  | 2022-08-05 |  |  | No |  |  | KELVDBC | 0580 | OEM | 03SPA0160 | 3000036 | WEIR | PULLEY,V-BLT;WEI,03SPA0160,MATERIAL:CAST | PULLEY,V-BELT;MNFR:WEIR,PTNO:03SPA0160,ADDITIONAL FEATURES EN:MATERIAL:CAST IRON,NUMER OF GROOVES:3,BUSH NUMBER:2517,PITCH DIAMETER:160 MM,OUTSIDE DIAMETER:165.5 MM,WIDTH:50 MM,MAXIMUM BORE DIAMETER:45 MM
1233581_Enrichment | Data Enrichment | STP_002 - 0002 | MKV |  | 2022-08-05 |  |  | No |  |  | KELVDBC | 0580 | OEM | 03SPA0180 | 3000036 | WEIR | PULLEY,V-BLT;WEI,03SPA0180,MATERIAL:CAST | PULLEY,V-BELT;MNFR:WEIR,PTNO:03SPA0180,ADDITIONAL FEATURES EN:MATERIAL:CAST IRON,NUMBER OF GROOVES:3,BUSH NUMBER:2517,PITCH DIAMETER:180 MM,OUTSIDE DIAMETER:185.5 MM,WIDTH:50 MM,MAXIMUM BORE DIAMETER:45 MM
1233582_Enrichment | Data Enrichment | STP_002 - 0002 | MKV |  | 2022-08-05 |  |  | No |  |  | KELVDBC | 0580 | OEM | 04SPB0224 | 3000036 | WEIR | PULLEY,V-BLT;WEI,04SPB0224,MATERIAL:CAST | PULLEY,V-BELT;MNFR:WEIR,PTNO:04SPB0224,ADDITIONAL FEATURES EN:MATERIAL:CAST IRON,NUMER OF GROOVES:4,BUSH NUMBER:3020,PITCH DIAMETER:224 MM,OUTSIDE DIAMETER:231 MM,WIDTH:82 MM,MAXIMUM BORE DIAMETER:52 MM
1233584_Enrichment | Data Enrichment | STP_002 - 0002 | MKV |  | 2022-08-05 |  |  | No |  |  | KELVDBC | 0580 | OEM | SPC400X6 | 3000036 | WEIR | PULLEY,V-BLT;WEI,SPC400X6,TYPE:TAPER LOC | PULLEY,V-BELT;MNFR:WEIR,PTNO:SPC400X6,ADDITIONAL FEATURES EN:TYPE:TAPER LOCK,MATERIAL:CAST IRON,PITCH DIAMETER:400 MM,OUTSIDE DIAMETER:409.5 MM,NUMBER OF GROOVES:6,MAXIMUM BORE DIAMETER:100 MM
1233585_Enrichment | Data Enrichment | STP_002 - 0002 | MKV |  | 2022-08-05 |  |  | No |  |  | KELVDBC | 0580 | OEM | SPC450X6 | 3000036 | WEIR | PULLEY,V-BLT;WEI,SPC450X6,MATERIAL:CASTN | PULLEY,V-BELT;MNFR:WEIR,PTNO:SPC450X6,ADDITIONAL FEATURES EN:MATERIAL:CAST IRON,NUMBER OF GROOVES:6,BUSH NUMBER:4545,PITCH DIAMETER:450 MM,OUTSIDE DIAMETER:459.6 MM,WIDTH:161.5 MM,MAXIMUM BORE DIAMETER:114 MM
1233587_Enrichment | Data Enrichment | STP_002 - 0002 | MKV |  | 2022-08-05 |  |  | No |  |  | KELVDBC | 0580 | OEM | 03SPA0100 | 3000036 | WEIR | PULLEY,V-BLT;WEI,03SPA0100,MATERIAL:CAST | PULLEY,V-BELT;MNFR:WEIR,PTNO:03SPA0100,ADDITIONAL FEATURES EN:MATERIAL:CAST IRON,NUMER OF GROOVES:3,BUSH NUMBER:1610,PITCH DIAMETER:100 MM,OUTSIDE DIAMETER:105.5 MM,WIDTH:59 MM,MAXIMUM BORE DIAMETER:26 MM
1233588_Enrichment | Data Enrichment | STP_002 - 0002 | MKV |  | 2022-08-05 |  |  | No |  |  | KELVDBC | 0580 | OEM | SPA140X3 | 3000036 | WEIR | PULLEY,V-BLT;WEI,SPA140X3,MATERIAL:CASTN | PULLEY,V-BELT;MNFR:WEIR,PTNO:SPA140X3,ADDITIONAL FEATURES EN:MATERIAL:CAST IRON,NUMBER OF GROOVES:3,BUSH NUMBER:2517,PITCH DIAMETER:140 MM,OUTSIDE DIAMETER:145.5 MM,WIDTH:50 MM,MAXIMUM BORE DIAMETER:45 MM
1233589_Enrichment | Data Enrichment | STP_002 - 0002 | MKV |  | 2022-08-05 |  |  | No |  |  | KELVDBC | 0580 | OEM | SPA150X2 | 3000036 | WEIR | PULLEY,V-BLT;WEI,SPA150X2,MATERIAL:CASTN | PULLEY,V-BELT;MNFR:WEIR,PTNO:SPA150X2,ADDITIONAL FEATURES EN:MATERIAL:CAST IRON,NUMBER OF GROOVES:2,BUSH NUMBER:2012,PITCH DIAMETER:150 MM,OUTSIDE DIAMETER:155.5 MM,WIDTH:35 MM,MAXIMUM BORE DIAMETER:32 MM
1233590_Enrichment | Data Enrichment | STP_002 - 0002 | MKV |  | 2022-08-05 |  |  | No |  |  | KELVDBC | 0580 | OEM | 05SPA0315 | 3000036 | WEIR | PULLEY,V-BLT;WEI,05SPA0315,TYPE:TAPER LO | PULLEY,V-BELT;MNFR:WEIR,PTNO:05SPA0315,ADDITIONAL FEATURES EN:TYPE:TAPER LOCK,MATERIAL:CAST IRON,PITCH DIAMETER:315 MM,OUTSIDE DIAMETER:320.5 MM,NUMBER OF GROOVES:5,WIDTH:80 MM,BUSH:3535,MAXIMUM BORE DIAMETER:89 MM
1233591_Enrichment | Data Enrichment | STP_002 - 0002 | MKV |  | 2022-08-05 |  |  | No |  |  | KELVDBC | 0580 | OEM | 04SPB0355 | 3000036 | WEIR | PULLEY,V-BLT;WEI,04SPB0355,MATERIAL:CAST | PULLEY,V-BELT;MNFR:WEIR,PTNO:04SPB0355,ADDITIONAL FEATURES EN:MATERIAL:CAST IRON,NUMBER OF GROOVES:4,BUSH NUMBER:3535,PITCH DIAMETER:355 MM,OUTSIDE DIAMETER:362 MM,WIDTH:82,MAXIMUM BORE DIAMETER:89
1233592_Enrichment | Data Enrichment | STP_002 - 0002 | MKV |  | 2022-08-05 |  |  | No |  |  | KELVDBC | 0580 | OEM | 08SPB01000 | 3000036 | WEIR | PULLEY,V-BLT;WEI,08SPB01000,TYPE:TAPER L | PULLEY,V-BELT;MNFR:WEIR,PTNO:08SPB01000,ADDITIONAL FEATURES EN:TYPE:TAPER LOCK,MATERIAL:CAST IRON,PITCH DIAMETER:1000 MM,BUSH NUMBER:5050,NUMBER OF GROOVES:8,OUTSIDE DIAMETER:1009.5 MM,MAXIMUM BORE DIAMETER:125 MM
1233593_Enrichment | Data Enrichment | STP_002 - 0002 | MKV |  | 2022-08-05 |  |  | No |  |  | KELVDBC | 0580 | OEM | SPC1250X8 | 3000036 | WEIR | PULLEY,V-BLT;WEI,SPC1250X8,MATERIAL:CAST | PULLEY,V-BELT;MNFR:WEIR,PTNO:SPC1250X8,ADDITIONAL FEATURES EN:MATERIAL:CAST IRON,BUSH NUMBER:5050,NUMBER OF GROOVES:8,PITCH DIAMETER:1250 MM,OUTSIDE DIAMETER:1259.6 MM,WIDTH:212.5 MM,MAXIMUM BORE DIAMETER:127 MM
1233649_Enrichment | Data Enrichment | STP_002 - 0002 | MKV |  | 2022-08-05 |  |  | No |  |  | KELVDBC | 0580 | #N/A | TPS2024B | 1035325 | TEKTRONIX | OSCILLOSCOPE;DGTL STOR,BND WD 200 MHZ,1 | OSCILLOSCOPE;TYPE:DIGITAL STORAGE,BANDWIDTH:200 MHZ,INPUT IMPEDANCE:1 MOHM,POWER SUPPLY:300 V,NUMBER OF CHANNELS:4,DISPLAY TYPE:COLOR LCD,RESOLUTION:8 BIT VERTICAL,SIZE:WD 336 X DP 130 X HT 161 MM,ADDITIONAL FEATURES EN:SERIES TPS200,UNIT,MNFR:TEKTRONIX,PTNO:TPS2024B
1234722_Enrichment | Data Enrichment | STP_002 - 0002 | MKV |  | 2022-08-05 |  |  | No |  |  | KDELBVC | 0580 |  | E9BR8/I |  |  | ELEMENT,HTR;400 V,9.1 KW,SS,LG 800 X HT | ELEMENT,HEATER;VOLTAGE RATING:400 V,POWER RATING:9.1 KW,MATERIAL:STAINLESS STEEL,SIZE:LG 800 X HT 900 X DP 900 MM,ADDITIONAL FEATURES EN:TILTING PAN,MNFR:BERTOS,PTNO:E9BR8/I
1238237_Enrichment | Data Enrichment | STP_002 - 0002 | MKV |  | 2022-08-05 |  |  | No |  |  | KDELBCV | 0580 | OEM | 1SVR730180R3300 | 3000014 | ABB | RELAY;ABB,1SVR730180R3300,ELEK TME | RELAY;MNFR:ABB,PTNO:1SVR730180R3300,ADDITIONAL FEATURES EN:ELECTRONIC TIME APS.22
1238935_Enrichment | Data Enrichment | STP_002 - 0002 | MKV |  | 2022-08-05 |  |  | No |  |  | KDELBCV | 0580 |  | AKRON3491 |  |  | ASSEMBLY;CANNON WTR REMT CAB CTRLD,LINC | ASSEMBLY;ADDITIONAL FEATURES EN:CANNON WATER REMOTE CAB CONTROLLED,MNFR:LINCOLN,PTNO:AKRON3491
1240676_Enrichment | Data Enrichment | STP_002 - 0002 | MKV |  | 2022-08-05 |  |  | No |  |  | KDELBVC | 0580 | #N/A | AK-400 | 1032247 | HYDRANAUTICS | MEMBRANE;REVRS OSMS,BRACKISH WTR,400 FT2 | MEMBRANE;TYPE:REVERSE OSMOSIS,BRACKISH WATER,MEMBRANE AREA:400 FT2,FLOW RATING:10500 GPD,PRESSURE RATING:400 PSI,TEMPERATURE RATING:122 DEG F,SIZE:LG 40 IN,MNFR:HYDRANAUTICS,PTNO:AK-400
1241338_Enrichment | Data Enrichment | STP_002 - 0002 | MKV |  | 2022-08-05 |  |  | No |  |  | KDELBVC | 0580 |  | PIS3110/5.0 |  |  | INDICATOR;CLOGGED,XMTR FLTR MAHLE | INDICATOR;TYPE:CLOGGED,ADDITIONAL FEATURES EN:TRANSMITTER FILTER MAHLE,PTNO:PIS3110/5.0
1242042_Enrichment | Data Enrichment | STP_002 - 0002 | MKV |  | 2022-08-05 |  |  | No |  |  | KDELBVC | 0580 | OEM | 3BHB005243R0105 | 3000014 | ABB | ASSEMBLY;ABB,3BHB005243R0105,PWR UNT GTE | ASSEMBLY;MNFR:ABB,PTNO:3BHB005243R0105,ADDITIONAL FEATURES EN:POWER UNIT GATE,PLGUSP VAR
1242177_Enrichment | Data Enrichment | STP_002 - 0002 | MKV |  | 2022-08-05 |  |  | No |  |  | KDELBCV | 0580 | OEM | 3BSE013235R1 | 3000014 | ABB | ASSEMBLY;ABB,3BSE013235R1,UNT,EXTENDED | ASSEMBLY;MNFR:ABB,PTNO:3BSE013235R1,ADDITIONAL FEATURES EN:UNIT,EXTENDED MODULE,TERMINAL TU831V1
1243767_Enrichment | Data Enrichment | STP_002 - 0002 | MKV |  | 2022-08-05 |  |  | No |  |  | KDELBVC | 0580 |  | VACN-H1-A1-1 8022877 |  |  | COIL,SOL;24 VDC,FOR 14 MM AMT TUBE | COIL,SOLENOID;VOLTAGE RATING:24 VDC,ADDITIONAL FEATURES EN:FOR 14 MM ARMATURE TUBE,CONNECTION PATTERN TYPE A,ACCORDING TO EN 175 301,PTNO:VACN-H1-A1-1 8022877
1244259_Enrichment | Data Enrichment | STP_002 - 0002 | MKV |  | 2022-08-05 |  |  | No |  |  | KDELBVC | 0580 | MNFR | CLA140-2A2B210 | 3000269 | ENDRESS & HAUSER | SENSOR,COND;BSPP,PVDF,1000 MM DP,DIPFIT | SENSOR,CONDUCTIVITY;CONNECTION TYPE:BSPP,MATERIAL:PVDF,SIZE:1000 MM DP,ADDITIONAL FEATURES EN:DIPFIT,MNFR:ENDRESS & HAUSER,PTNO: CLA140-2A2B210
1244685_Enrichment | Data Enrichment | STP_002 - 0002 | MKV |  | 2022-08-05 |  |  | No |  |  | KDELBVC | 0580 | #N/A | HMISTU855 | 1034747 | SCHNEIDER ELECTRIC | SCREEN;TOCH PNL,5.7 IN,PC/PBT AND PAA | SCREEN;TYPE:TOUCH PANEL,SCREEN SIZE:5.7 IN,MATERIAL:PC/PBT AND PAA,MNFR:SCHNEIDER ELECTRIC,PTNO:HMISTU855
1245138_Enrichment | Data Enrichment | STP_002 - 0002 | MKV |  | 2022-08-05 |  |  | No |  |  | KDELBVC | 0580 |  | HI98195 |  |  | METER,PH;MULTIPARAMETER PORTABLE,0.00 TO | METER,PH;TYPE:MULTIPARAMETER PORTABLE,MEASURING RANGE:0.00 TO 14 PH,RESOLUTION:0.01 PH,TEMPERATURE RATING:-5 TO 55 DEG C,MNFR:HANNA,PTNO:HI98195
1245578_Enrichment | Data Enrichment | STP_002 - 0002 | MKV |  | 2022-08-05 |  |  | No |  |  | KDELBCV | 0580 | MNFR | MSR127T | 3000226 | ALLEN BRADLEY | RELAY,SAFTY;AB,MSR127T,MONITORING SAFETY | RELAY,SAFETY;MNFR:ALLEN BRADLEY,PTNO:MSR127T,TYPE:MONITORING SAFETY,CONTACT VOLTAGE RATING:24 VAC/DC,SIZE:WD 99 X LG 114.5,X DP 22.5 MM,CERTIFICATION/STANDARD:BG,CULUS
1245807_Enrichment | Data Enrichment | STP_002 - 0002 | MKV |  | 2022-08-05 |  |  | No |  |  | KDELBVC | 0580 | MNFR | L4029E1011 | 3000290 | HONEYWELL | CONTROLLER,ELEC;HONE,L4029E1011,LMT,SPST | CONTROLLER,ELECTRICAL;MNFR:HONEYWELL,PTNO:L4029E1011,TYPE:LIMIT,FUNCTION:SPST,INPUT RATING:2-5 A,OUTPUT RATING:0.25 A AT 0.25 - 12 VDC,MOUNTING TYPE:VERTICAL,TEMPERATURE RATING:135 DEG F,ADDITIONAL FEATURES EN:MANUAL RESET,ELEMENT,LG 3 IN
1284452_Enrichment | Data Enrichment | STP_002 - 0002 | MKV |  | 2022-08-05 |  |  | No |  |  | KDELBVC | 0580 | #N/A | E2D101 | 1009884 | IFM EFECTOR CANADA INC. | SET;MNTG,FOR PHOTOELC DIST SNSR E2D101 | SET;TYPE:MOUNTING,ADDITIONAL FEATURES EN:FOR PHOTOELECTRIC DISTANCE SENSOR E2D101,MNFR:IFM EFECTOR INC.,PTNO:E2D101
1286114_Enrichment | Data Enrichment | STP_002 - 0002 | MKV |  | 2022-08-05 |  |  | No |  |  | KDELBVC | 0580 |  | FMU40-ARB2A |  |  | XMITTER,LVL;PROS,FMU40-ARB2A | TRANSMITTER,LEVEL;MNFR:PROSONIC,PTNO:FMU40-ARB2A
1286719_Enrichment | Data Enrichment | STP_002 - 0002 | MKV |  | 2022-08-05 |  |  | No |  |  | KDELBVC | 0580 | #N/A | HQ11 | 1031970 | HACH COMPANY | METER,PH;PROTABLE,-1500 TO 1500 MV,O.1 | METER,PH;TYPE:PROTABLE,MEASURING RANGE:-1500 TO 1500 MV,RESOLUTION:O.1 MV,INTERFACE TYPE:SOFT TOUCH KEYED,DISPLAY TYPE:DETAILED MODE/LARGE MODE,TEMPERATURE RATING:0 TO 60 DEG C,ADDITIONAL FEATURES EN:WITH PROBE,MNFR:HACH COMPANY,PTNO:HQ11
1288492_Enrichment | Data Enrichment | STP_002 - 0002 | MKV |  | 2022-08-05 |  |  | No |  |  | KDELBVC | 0580 | OEM | 6ES7215-1HG40-0XB0 | 3000032 | SIEMENS | MODULE;SIE,6ES7215-1HG40-0XB0,CPU,1215C | MODULE;MNFR:SIEMENS,PTNO:6ES7215-1HG40-0XB0,ADDITIONAL FEATURES EN:CPU,1215C
1288683_Enrichment | Data Enrichment | STP_002 - 0002 | MKV |  | 2022-08-05 |  |  | No |  |  | KDELBVC | 0580 | OEM | 6VA2123-2GB03-0AX0 | 3000032 | SIEMENS | MODULE;SIE,6VA2123-2GB03-0AX0,PLC | MODULE;MNFR:SIEMENS,PTNO:6VA2123-2GB03-0AX0,ADDITIONAL FEATURES EN:PLC,HMI-KTP700 BASIC
1289554_Enrichment | Data Enrichment | STP_002 - 0002 | MKV |  | 2022-08-05 |  |  | No |  |  | KDELBVQC | 0580 |  |  |  |  | METER,FLW;MGNTC,0.5%,ANSI FLANGE 150LBS | METER,FLOW;TYPE:MAGNETIC,ACCURACY:0.5%,PROCESS CONNECTION:ANSI FLANGE 150LBS,ENCLOSURE:IP68 / NEMA 6P, POWER SUPPLY:24 VDC,110-230VAC,TEMPERATURE RATING:-5 TO 90 DEG C,MATERIAL:STAINLESS STEEL 316L,PRESSURE RATING:150 PSI, ADDITIONAL FEATURES:100NB,COMES WITH CONVERTER,PTNO:OPTIFLUX 2050 C
1289555_Enrichment | Data Enrichment | STP_002 - 0002 | MKV |  | 2022-08-05 |  |  | No |  |  | KDELBVQC | 0580 |  |  |  |  | METER,FLW;MGNTC,0.5%,ANSI FLNG CL150,IP6 | METER,FLOW;TYPE:MAGNETIC,ACCURACY:0.5%,PROCESS CONNECTION:ANSI FLANGE CL150,ENCLOSURE:IP68 / NEMA 6P, POWER SUPPLY:24 VDC,110-230VAC,TEMPERATURE RATING:-5 TO 90 DEG C,MATERIAL:STAINLESS STEEL 316L,PRESSURE RATING:150 PSI, ADDITIONAL FEATURES:80NB,COMES WITH CONVERTER,PTNO:OPTIFLUX 2050 C
1289691_Enrichment | Data Enrichment | STP_002 - 0002 | MKV |  | 2022-08-05 |  |  | No |  |  | KDELBVQC | 0580 |  | 233.50.100 |  |  | GAUGE,PRES;0 TO 600 KPA,DIAPHRM,BOURDON | GAUGE,PRESSURE;MEASURING RANGE:0 - 600 KPA,PROCESS CONNECTION:DIAPHRAGM,TUBE MATERIAL:BOURDON,FILLER MATERIAL:GLYCERINE,CERTIFICATION/STANDARD:IP65,ADDITIONAL FEATURES:MNFR:WIKA,PTNO:233.50.100
1292285_Enrichment | Data Enrichment | STP_002 - 0002 | MKV |  | 2022-08-05 |  |  | No |  |  | KDELBVC | 0580 | OEM | 3AUA0000115102 | 3000014 | ABB | DRIVE;ABB,3AUA0000115102 | DRIVE;MNFR:ABB,PTNO:3AUA0000115102,ADDITIONAL FEATURES EN:ACS880-01-042A-7+E200 37KW 40 A 525-690 V IP21 VSD
1295811_Enrichment | Data Enrichment | STP_002 - 0002 | MKV |  | 2022-08-05 |  |  | No |  |  | KDELBCV | 0580 | OEM | 6SE6440-2UE215CA1 | 3000032 | SIEMENS | MODULE,ELECTR;SIE,6SE6440-2UE215CA1 | MODULE,ELECTRONIC;MNFR:SIEMENS,PTNO:6SE6440-2UE215CA1,ADDITIONAL FEATURES EN:MICROMASTER 440 2.2KW WITHOUT FILTER 3AC 500 600V +10 TORQUE POWER 1.5 KW
1314303_Enrichment | Data Enrichment | STP_002 - 0002 | MKV |  | 2022-08-05 |  |  | No |  |  | KDELBVC | 0580 | OEM | ACS355-03E-01A9-4 | 3000014 | ABB | DRIVE;ABB,ACS355-03E-01A9-4,0,55KW 1.9A | DRIVE;MNFR:ABB,PTNO:ACS355-03E-01A9-4
1319310_Enrichment | Data Enrichment | STP_002 - 0002 | MKV |  | 2022-08-05 |  |  | No |  |  | KELVDB | 0580 |  | RV500X00022 |  |  | KIT;REPAIR,GSKT,O-RING,PIN EXPNSN/TPR | KIT;TYPE:REPAIR,CONTENTS:GASKET,O-RINGS,PINS EXPANSION/TAPER,PACKING SET,NUMBER OF ITEMS:8,ADDITIONAL FEATURES:MATERIAL:PTFE,SHAFT D
1320958_Enrichment | Data Enrichment | STP_002 - 0002 | MKV |  | 2022-08-05 |  |  | No |  |  | KELVDB | 0580 |  | 3R2126-4BB0 |  |  | RELAY,OVRLD;SIE,3R2126-4BB0,THRML,16 A | RELAY,OVERLOAD;THERMAL,16 A,3 P,MNFR:SIEMENS,PTNO:3R2126-4BB0
1320959_Enrichment | Data Enrichment | STP_002 - 0002 | MKV |  | 2022-08-05 |  |  | No |  |  | KELVDB | 0580 |  | 3RU2116-1DB0 |  |  | RELAY,OVRLD;SIE,3RU2116-1DB0,THRML,3.2 A | RELAY,OVERLOAD;THERMAL,3.2 A,3 P,MNFR:SIEMENS,PTNO:3RU2116-1DB0
1320960_Enrichment | Data Enrichment | STP_002 - 0002 | MKV |  | 2022-08-05 |  |  | No |  |  | KELVDB | 0580 |  | 3RT2015-1BB41 |  |  | CONTACTOR,ELEC;SIE,3RT2015-1BB41 | CONTACTOR,ELECTRICAL;7 A,3 P,MNFR:SIEMENS,PTNO:3RT2015-1BB41
1320961_Enrichment | Data Enrichment | STP_002 - 0002 | MKV |  | 2022-08-05 |  |  | No |  |  | KELVDB | 0580 |  | 3RT2025-1BB40 |  |  | CONTACTOR,ELEC;SIE,3RT2025-1BB40 | CONTACTOR,ELECTRICAL;17 A,3 P,MNFR:SIEMENS,PTNO:3RT2025-1BB40