## Sheet1
Project | Activities | Production User | Production Comments | Start Date | End Date | Remarks | material | MATNR | MEINS | MAKTX_EN | MAKTX_ES | MAKTX_FR | TEXT_EN | Class_Char_Catted | MFRPN | MFRNR | MFRNR DES | MNFR | PTNO | Verified MNFR from web | MNFR 1 | PTNO 1 | MNFR 2 | PTNO 2 | Reference URL | Reference URL1 | Item Number | Equipment Type | Equipment Manufacturer | Equipment Model | Equipment Serial | DWG | DRAWING VERSION | POS/TAG | Unused Text | Enriched/Cleansed | UNSPSC Ver.23.07 | NOUN | MODIFIER | Attribute Name 1 | Attribute Value 1 | Attribute Name 2 | Attribute Value 2 | Attribute Name 3 | Attribute Value 3 | Attribute Name 4 | Attribute Value 4 | Attribute Name 5 | Attribute Value 5 | Attribute Name 6 | Attribute Value 6 | Attribute Name 7 | Attribute Value 7 | Attribute Name 8 | Attribute Value 8 | Attribute Name 9 | Attribute Value 9 | Attribute Name 10 | Attribute Value 10 | Attribute Name 11 | Attribute Value 11 | Attribute Name 12 | Attribute Value 12 | Attribute Name 13 | Attribute Value 13 | Attribute Name 14 | Attribute Value 14 | Attribute Name 15 | Attribute Value 15 | Attribute Name 16 | Attribute Value 16 | Attribute Name 17 | Attribute Value 17 | Attribute Name 18 | Attribute Value 18 | Attribute Name 19 | Attribute Value 19 | Attribute Name 20 | Attribute Value 20 | Attribute Name 21 | Attribute Value 21 | Attribute Name 22 | Attribute Value 22 | Attribute Name 23 | Attribute Value 23 | Attribute Name 24 | Attribute Value 24 | Attribute Name 25 | Attribute Value 25 | Attribute Name 26 | Attribute Value 26 | Attribute Name 27 | Attribute Value 27 | Attribute Name 28 | Attribute Value 28 | Attribute Name 29 | Attribute Value 29 | Attribute Name 30 | Attribute Value 30 | Attribute Name 31 | Attribute Value 31 | Attribute Name 32 | Attribute Value 32 | Attribute Name 33 | Attribute Value 33 | Attribute Name 34 | Attribute Value 34 | Attribute Name 35 | Attribute Value 35 | Attribute Name 36 | Attribute Value 36 | Remaining_Information | Status
STP_009 - Lot4 | Data Enrichment | PEH |  | 2023-08-11 |  |  | Mat2 - 1350877 | 1350877 | EA | ARM;CENTRALIZER,L/HAND,GD,RMB-47G |  |  | ARM;TYPE:CENTRALIZER,ADDITIONAL FEATURES EN:L/HAND,MNFR:01)GD,PTNO:01)RMB-47G | EN_01)CENTRALIZER,01)L/HAND,01)GD,01)RMB-47G |  |  | GD | [95 empty] | Production Downloaded
STP_009 - Lot4 | Data Enrichment | PEH |  | 2023-08-11 |  |  | Mat2 - 1350876 | 1350876 | EA | ARM;CENTRALIZER,R/HAND,GD,RMB-43G |  |  | ARM;TYPE:CENTRALIZER,ADDITIONAL FEATURES EN:R/HAND,MNFR:01)GD,PTNO:01)RMB-43G | EN_01)CENTRALIZER,01)R/HAND,01)GD,01)RMB-43G |  |  | GD | [95 empty] | Production Downloaded
STP_009 - Lot4 | Data Enrichment | PEH |  | 2023-08-11 |  |  | Mat2 - 1383012 | 1383012 | EA | ARM;CROSS, COMPRESSION,STEEL GALVANIZED |  |  | ARM;TYPE:CROSS, COMPRESSION,SIZE:SQ 75 X LG 2.25 M X WALL THK 8 MM,MATERIAL:STEEL GALVANIZED,ADDITIONAL FEATURES EN:OPP HAND, EE, (SCM) EE,MNFR:01)ENERGYQLD,PTNO:01)2425577 | EN_01)CROSS, COMPRESSION,EN_01)SQ 75 X LG 2.25 M X WALL,STEEL GALVANIZED,01)OPP HAND, EE, (SCM) EE,01)ENERGYQLD,01)2425577 |  |  | ENERGYQLD | [95 empty] | Production Downloaded
STP_009 - Lot4 | Data Enrichment | PEH |  | 2023-08-11 |  |  | Mat2 - 1383029 | 1383029 | EA | ARM;CROSS, COMPRESSION,STEEL GALVANIZED |  |  | ARM;TYPE:CROSS, COMPRESSION,SIZE:SQ 75 X LG 2.25 M X WALL THK 8 MM,MATERIAL:STEEL GALVANIZED,ADDITIONAL FEATURES EN:EE, (SCM), MNFR:01)ENERGYQLD,PTNO:01)2425569 | EN_01)CROSS, COMPRESSION,EN_01)SQ 75 X LG 2.25 M X WALL,STEEL GALVANIZED,01)EE, (SCM),01)ENERGYQLD,01)2425569 |  |  | ENERGYQLD | [95 empty] | Production Downloaded
STP_009 - Lot4 | Data Enrichment | PEH |  | 2023-08-11 |  |  | Mat2 - 1382924 | 1382924 | EA | ARM;CROSS, EXTENDED, METAL TENSION BRACE |  |  | ARM;TYPE:CROSS, EXTENDED, METAL TENSION BRACE,SIZE:SQ 50 MM X LG 2.76 M,ADDITIONAL FEATURES EN:RH, 132KV, GDE 300, SCM,MNFR:01) ENERGYQLD,PTNO:01)2449106 | EN_01)CROSS, EXTENDED, METAL T,EN_01)SQ 50 MM X LG 2.76 M,01)RH, 132KV, GDE 300, SCM,01)ENERGYQLD,01)2449106 |  |  | ENERGYQLD | [95 empty] | Production Downloaded
STP_009 - Lot4 | Data Enrichment | PEH |  | 2023-08-11 |  |  | Mat2 - 1383037 | 1383037 | EA | ARM;CROSS, EXTENDED, METAL TENSION BRACE |  |  | ARM;TYPE:CROSS, EXTENDED, METAL TENSION BRACE,SIZE:SQ 50 MM X LG 2.65 M,ADDITIONAL FEATURES EN:LH, 132KV, GDE 300, SCM,MNFR:01) ENERGYQLD,PTNO:01)2449098 | EN_01)CROSS, EXTENDED, METAL T,EN_01)SQ 50 MM X LG 2.65 M,01)LH, 132KV, GDE 300, SCM,01)ENERGYQLD,01)2449098 |  |  | ENERGYQLD | [95 empty] | Production Downloaded
STP_009 - Lot4 | Data Enrichment | PEH |  | 2023-08-11 |  |  | Mat2 - 1382690 | 1382690 | EA | ARM;CROSS, METAL TENSION BRACE, RH |  |  | ARM;TYPE:CROSS, METAL TENSION BRACE, RH,SIZE:SQ 50 X LG 2.41 M X WALL THK 5 MM,MATERIAL:STEEL GALVANIZED,ADDITIONAL FEATURES EN: STAMP WITH IIN2425593, SCM,MNFR:01)ENERGYQLD,PTNO:01)2425593 | EN_01)CROSS, METAL TENSION BRA,EN_01)SQ 50 X LG 2.41 M X WALL,STEEL GALVANIZED,01)STAMP WITH IIN2425593, SCM,01)ENERGYQLD,01)2425593 |  |  | ENERGYQLD | [95 empty] | Production Downloaded
STP_009 - Lot4 | Data Enrichment | PEH |  | 2023-08-11 |  |  | Mat2 - 1383036 | 1383036 | EA | ARM;CROSS, METAL, TENSION BRACE, LH |  |  | ARM;TYPE:CROSS, METAL, TENSION BRACE, LH,SIZE:SQ 50 X LG 2.41 M X WALL THK 5 MM,MATERIAL:STEEL GALVANIZED,ADDITIONAL FEATURES EN: STAMP WITH IIN2425585, SCM,MNFR:01)ENERGYQLD,PTNO:01)2425585 | EN_01)CROSS, METAL, TENSION BR,EN_01)SQ 50 X LG 2.41 M X WALL,STEEL GALVANIZED,01)STAMP WITH IIN2425585, SCM,01)ENERGYQLD,01)2425585 |  |  | ENERGYQLD | [95 empty] | Production Downloaded
STP_009 - Lot4 | Data Enrichment | PEH |  | 2023-08-11 |  |  | Mat2 - 1382833 | 1382833 | EA | ARM;CROSS, PRE DRILLED,FIBRE COMPOSITE |  |  | ARM;TYPE:CROSS, PRE DRILLED,SIZE:SQ 100 MM X LG 2.4 M,MATERIAL:FIBRE COMPOSITE,ADDITIONAL FEATURES EN:11/22/33KV, FUSE/LINK, EE, MNFR:01)ENERGYQLD,PTNO:01)2419091 | EN_01)CROSS, PRE DRILLED,EN_01)SQ 100 MM X LG 2.4 M,FIBRE COMPOSITE,01)11/22/33KV, FUSE/LINK, EE,01)ENERGYQLD,01)2419091 |  |  | ENERGYQLD | [95 empty] | Production Downloaded
STP_009 - Lot4 | Data Enrichment | PEH |  | 2023-08-11 |  |  | Mat2 - 1382912 | 1382912 | EA | ARM;CROSS, PRE DRILLED,FIBRE COMPOSITE |  |  | ARM;TYPE:CROSS, PRE DRILLED,SIZE:SQ 100 MM X LG 2.7 M,MATERIAL:FIBRE COMPOSITE,ADDITIONAL FEATURES EN:22/33KV, INTERMEDIATE, EE, MNFR:01)ENERGYQLD,PTNO:01)2419083 | EN_01)CROSS, PRE DRILLED,EN_01)SQ 100 MM X LG 2.7 M,FIBRE COMPOSITE,01)22/33KV, INTERMEDIATE, EE,01)ENERGYQLD,01)2419083 |  |  | ENERGYQLD | [95 empty] | Production Downloaded
STP_009 - Lot4 | Data Enrichment | PEH |  | 2023-08-11 |  |  | Mat2 - 1383038 | 1383038 | EA | ARM;CROSS, PRE DRILLED,FIBRE COMPOSITE |  |  | ARM;TYPE:CROSS, PRE DRILLED,SIZE:SQ 100 MM X LG 3 M,MATERIAL:FIBRE COMPOSITE,ADDITIONAL FEATURES EN:11KV, RURAL, INTERMEDIATE, EE, (SCM),MNFR:01)ENERGYQLD,PTNO:01)2422129 | EN_01)CROSS, PRE DRILLED,EN_01)SQ 100 MM X LG 3 M,FIBRE COMPOSITE,01)11KV, RURAL, INTERMEDIATE,01)ENERGYQLD,01)2422129 |  |  | ENERGYQLD | [95 empty] | Production Downloaded
STP_009 - Lot4 | Data Enrichment | PEH |  | 2023-08-11 |  |  | Mat2 - 1383045 | 1383045 | EA | ARM;CROSS, PRE DRILLED,FIBRE COMPOSITE |  |  | ARM;TYPE:CROSS, PRE DRILLED,SIZE:SQ 100 MM X LG 2.7 M,MATERIAL:FIBRE COMPOSITE,ADDITIONAL FEATURES EN:LV, CANTILEVER INTERMEDIATE/ANGLE, EE, (SCM),MNFR:01)ENERGYQLD,PTNO:01)2466225 | EN_01)CROSS, PRE DRILLED,EN_01)SQ 100 MM X LG 2.7 M,FIBRE COMPOSITE,01)LV, CANTILEVER INTERMEDIATE,01)ENERGYQLD,01)2466225 |  |  | ENERGYQLD | [95 empty] | Production Downloaded
STP_009 - Lot4 | Data Enrichment | PEH |  | 2023-08-11 |  |  | Mat2 - 1383391 | 1383391 | EA | ARM;CROSS, PRE DRILLED,FIBRE COMPOSITE |  |  | ARM;TYPE:CROSS, PRE DRILLED,SIZE:SQ 125 MM X LG 2.7 M,MATERIAL:FIBRE COMPOSITE,ADDITIONAL FEATURES EN:22/33KV, STRAIN/TERMINATION, EE, (MOQ 80) (SCM),MNFR:01)ENERGYQLD,PTNO:01)2430361 | EN_01)CROSS, PRE DRILLED,EN_01)SQ 125 MM X LG 2.7 M,FIBRE COMPOSITE,01)22/33KV, STRAIN/TERMINATION,01)ENERGYQLD,01)2430361 |  |  | ENERGYQLD | [95 empty] | Production Downloaded
STP_009 - Lot4 | Data Enrichment | PEH |  | 2023-08-11 |  |  | Mat2 - 1382645 | 1382645 | EA | ARM;CROSS, PRE DRILLED,WOOD |  |  | ARM;TYPE:CROSS, PRE DRILLED,SIZE:WD 150 MM X LG 2.4 M X THK 100 MM,MATERIAL:WOOD,ADDITIONAL FEATURES EN:LV, STRAIN/TERMINATION, EE, (P12) (SCM),MNFR:01)ENERGYQLD,PTNO:01)104628 | EN_01)CROSS, PRE DRILLED,EN_01)WD 150 MM X LG 2.4 M X T,WOOD,01)LV, STRAIN/TERMINATION, EE,01)ENERGYQLD,01)104628 |  |  | ENERGYQLD | [95 empty] | Production Downloaded
STP_009 - Lot4 | Data Enrichment | PEH |  | 2023-08-11 |  |  | Mat2 - 1382651 | 1382651 | EA | ARM;CROSS, PRE DRILLED,WOOD |  |  | ARM;TYPE:CROSS, PRE DRILLED,SIZE:WD 175 MM X LG 2.7 M X THK 125 MM,MATERIAL:WOOD,ADDITIONAL FEATURES EN:22/33KV, STRAIN/TERMINATION, EE, (P12) (SCM),MNFR:01)ENERGYQLD,PTNO:01)104159 | EN_01)CROSS, PRE DRILLED,EN_01)WD 175 MM X LG 2.7 M X T,WOOD,01)22/33KV, STRAIN/TERMINATION,01)ENERGYQLD,01)104159 |  |  | ENERGYQLD | [95 empty] | Production Downloaded
STP_009 - Lot4 | Data Enrichment | PEH |  | 2023-08-11 |  |  | Mat2 - 1382652 | 1382652 | EA | ARM;CROSS, PRE DRILLED,WOOD |  |  | ARM;TYPE:CROSS, PRE DRILLED,SIZE:WD 150 MM X LG 2.7 M X THK 100 MM,MATERIAL:WOOD,ADDITIONAL FEATURES EN:22/33KV, STRAIN/TERMINATION, EE, (P12) (SCM),MNFR:01)ENERGYQLD,PTNO:01)104158 | EN_01)CROSS, PRE DRILLED,EN_01)WD 150 MM X LG 2.7 M X T,WOOD,01)22/33KV, STRAIN/TERMINATION,01)ENERGYQLD,01)104158 |  |  | ENERGYQLD | [95 empty] | Production Downloaded
STP_009 - Lot4 | Data Enrichment | PEH |  | 2023-08-11 |  |  | Mat2 - 1382816 | 1382816 | EA | ARM;CROSS, PRE DRILLED,WOOD |  |  | ARM;TYPE:CROSS, PRE DRILLED,SIZE:WD 125 MM X LG 2.7 M X THK 100 MM,MATERIAL:WOOD,ADDITIONAL FEATURES EN:22/33KV, INTERMEDIATE, EE, (P15) (SCM),MNFR:01)ENERGYQLD,PTNO:01)104157 | EN_01)CROSS, PRE DRILLED,EN_01)WD 125 MM X LG 2.7 M X T,WOOD,01)22/33KV, INTERMEDIATE, EE,01)ENERGYQLD,01)104157 |  |  | ENERGYQLD | [95 empty] | Production Downloaded
STP_009 - Lot4 | Data Enrichment | PEH |  | 2023-08-11 |  |  | Mat2 - 1382870 | 1382870 | EA | ARM;CROSS, PRE DRILLED,WOOD |  |  | ARM;TYPE:CROSS, PRE DRILLED,SIZE:WD 175 MM X LG 2.4 M X THK 125 MM,MATERIAL:WOOD,ADDITIONAL FEATURES EN:11KV, STRAIN/TERMINATION, EE, (P12) (SCM),MNFR:01)ENERGYQLD,PTNO:01)104155 | EN_01)CROSS, PRE DRILLED,EN_01)WD 175 MM X LG 2.4 M X T,WOOD,01)11KV, STRAIN/TERMINATION, E,01)ENERGYQLD,01)104155 |  |  | ENERGYQLD | [95 empty] | Production Downloaded
STP_009 - Lot4 | Data Enrichment | PEH |  | 2023-08-11 |  |  | Mat2 - 1382881 | 1382881 | EA | ARM;CROSS, PRE DRILLED,WOOD |  |  | ARM;TYPE:CROSS, PRE DRILLED,SIZE:WD 150 MM X LG 2.4 M X THK 100 MM,MATERIAL:WOOD,ADDITIONAL FEATURES EN:11KV, STRAIN/TERMINATION, EE, (P12) (SCM),MNFR:01)ENERGYQLD,PTNO:01)104153 | EN_01)CROSS, PRE DRILLED,EN_01)WD 150 MM X LG 2.4 M X T,WOOD,01)11KV, STRAIN/TERMINATION, E,01)ENERGYQLD,01)104153 |  |  | ENERGYQLD | [95 empty] | Production Downloaded
STP_009 - Lot4 | Data Enrichment | PEH |  | 2023-08-11 |  |  | Mat2 - 1382906 | 1382906 | EA | ARM;CROSS, PRE DRILLED,WOOD |  |  | ARM;TYPE:CROSS, PRE DRILLED,SIZE:SQ 100 MM X LG 2.4 M,MATERIAL:WOOD,ADDITIONAL FEATURES EN:LV, INTERMEDIATE, EE, (P15) (SCM),MNFR: 01)ENERGYQLD,PTNO:01)104627 | EN_01)CROSS, PRE DRILLED,EN_01)SQ 100 MM X LG 2.4 M,WOOD,01)LV, INTERMEDIATE, EE, (P15),01)ENERGYQLD,01)104627 |  |  | ENERGYQLD | [95 empty] | Production Downloaded
STP_009 - Lot4 | Data Enrichment | PEH |  | 2023-08-11 |  |  | Mat2 - 1382951 | 1382951 | EA | ARM;CROSS, PRE DRILLED,WOOD |  |  | ARM;TYPE:CROSS, PRE DRILLED,SIZE:WD 150 MM X LG 3 M X THK 100 MM,MATERIAL:WOOD,ADDITIONAL FEATURES EN:33KV, STRAIN/TERMINATION, EE, (SCM),MNFR:01)ENERGYQLD,PTNO:01)104713 | EN_01)CROSS, PRE DRILLED,EN_01)WD 150 MM X LG 3 M X THK,WOOD,01)33KV, STRAIN/TERMINATION, E,01)ENERGYQLD,01)104713 |  |  | ENERGYQLD | [95 empty] | Production Downloaded
STP_009 - Lot4 | Data Enrichment | PEH |  | 2023-08-11 |  |  | Mat2 - 1382952 | 1382952 | EA | ARM;CROSS, PRE DRILLED,WOOD |  |  | ARM;TYPE:CROSS, PRE DRILLED,SIZE:WD 125 MM X LG 2.4 M X THK 100 MM,MATERIAL:WOOD,ADDITIONAL FEATURES EN:11KV, INTERMEDIATE, EE, (P15) (SCM),MNFR:01)ENERGYQLD,PTNO:01)104152 | EN_01)CROSS, PRE DRILLED,EN_01)WD 125 MM X LG 2.4 M X T,WOOD,01)11KV, INTERMEDIATE, EE, (P1,01)ENERGYQLD,01)104152 |  |  | ENERGYQLD | [95 empty] | Production Downloaded
STP_009 - Lot4 | Data Enrichment | PEH |  | 2023-08-11 |  |  | Mat2 - 1382953 | 1382953 | EA | ARM;CROSS, PRE DRILLED,WOOD |  |  | ARM;TYPE:CROSS, PRE DRILLED,SIZE:SQ 100 MM X LG 2.4 M,MATERIAL:WOOD,ADDITIONAL FEATURES EN:11KV, INTERMEDIATE, EE, (P15) (SCM), MNFR:01)ENERGYQLD,PTNO:01)104151 | EN_01)CROSS, PRE DRILLED,EN_01)SQ 100 MM X LG 2.4 M,WOOD,01)11KV, INTERMEDIATE, EE, (P1,01)ENERGYQLD,01)104151 |  |  | ENERGYQLD | [95 empty] | Production Downloaded
STP_009 - Lot4 | Data Enrichment | PEH |  | 2023-08-11 |  |  | Mat2 - 1382960 | 1382960 | EA | ARM;CROSS, PRE DRILLED,WOOD |  |  | ARM;TYPE:CROSS, PRE DRILLED,SIZE:SQ 100 MM X LG 2.7 M,MATERIAL:WOOD,ADDITIONAL FEATURES EN:22/33KV, INTERMEDIATE, EE, (P15) (SCM), MNFR:01)ENERGYQLD,PTNO:01)104156 | EN_01)CROSS, PRE DRILLED,EN_01)SQ 100 MM X LG 2.7 M,WOOD,01)22/33KV, INTERMEDIATE, EE,01)ENERGYQLD,01)104156 |  |  | ENERGYQLD | [95 empty] | Production Downloaded
STP_009 - Lot4 | Data Enrichment | PEH |  | 2023-08-11 |  |  | Mat2 - 1382961 | 1382961 | EA | ARM;CROSS, PRE DRILLED,WOOD |  |  | ARM;TYPE:CROSS, PRE DRILLED,SIZE:SQ 100 MM X LG 2.4 M,MATERIAL:WOOD,ADDITIONAL FEATURES EN:11/22/33KV, FUSE/LINK, EE, (P15) (SCM), MNFR:01)ENERGYQLD,PTNO:01)104431 | EN_01)CROSS, PRE DRILLED,EN_01)SQ 100 MM X LG 2.4 M,WOOD,01)11/22/33KV, FUSE/LINK, EE,01)ENERGYQLD,01)104431 |  |  | ENERGYQLD | [95 empty] | Production Downloaded
STP_009 - Lot4 | Data Enrichment | PEH |  | 2023-08-11 |  |  | Mat2 - 1382950 | 1382950 | EA | ARM;CROSS,SQ 10 MM X LG 3.3 M,WOOD BARE |  |  | ARM;TYPE:CROSS,SIZE:SQ 10 MM X LG 3.3 M,MATERIAL:WOOD BARE,ADDITIONAL FEATURES EN:INTERMEDIATE, (P15) (SCM),MNFR:01)ENERGYQLD, PTNO:01)910871 | EN_01)CROSS,EN_01)SQ 10 MM X LG 3.3 M,WOOD BARE,01)INTERMEDIATE, (P15) (SCM),01)ENERGYQLD,01)910871 |  |  | ENERGYQLD | [95 empty] | Production Downloaded
STP_009 - Lot4 | Data Enrichment | PEH |  | 2023-08-11 |  |  | Mat2 - 1382769 | 1382769 | EA | ARM;CROSS,SQ 100 MM X LG 1.8 M,WOOD BARE |  |  | ARM;TYPE:CROSS,SIZE:SQ 100 MM X LG 1.8 M,MATERIAL:WOOD BARE,ADDITIONAL FEATURES EN:(P20) (SCM),MNFR:01)ENERGYQLD,PTNO:01)2406190 | EN_01)CROSS,EN_01)SQ 100 MM X LG 1.8 M,WOOD BARE,01)(P20) (SCM),01)ENERGYQLD,01)2406190 |  |  | ENERGYQLD | [95 empty] | Production Downloaded
STP_009 - Lot4 | Data Enrichment | PEH |  | 2023-08-11 |  |  | Mat2 - 1382743 | 1382743 | EA | ARM;CROSS,SQ 100 MM X LG 2.1 M,WOOD BARE |  |  | ARM;TYPE:CROSS,SIZE:SQ 100 MM X LG 2.1 M,MATERIAL:WOOD BARE,ADDITIONAL FEATURES EN:MAINT (P15) (SCM),MNFR:01)ENERGYQLD,PTNO:01) 910839 | EN_01)CROSS,EN_01)SQ 100 MM X LG 2.1 M,WOOD BARE,01)MAINT (P15) (SCM),01)ENERGYQLD,01)910839 |  |  | ENERGYQLD | [95 empty] | Production Downloaded
STP_009 - Lot4 | Data Enrichment | PEH |  | 2023-08-11 |  |  | Mat2 - 1382843 | 1382843 | EA | ARM;CROSS,SQ 100 MM X LG 2.4 M |  |  | ARM;TYPE:CROSS,SIZE:SQ 100 MM X LG 2.4 M,MATERIAL:FIBRE COMPOSITE,ADDITIONAL FEATURES EN:LV INTERMEDIATE, DRILLED, EQLS-10036-01 (SCM),MNFR:01)ENERGYQLD,PTNO:01)2437630 | EN_01)CROSS,EN_01)SQ 100 MM X LG 2.4 M,FIBRE COMPOSITE,01)LV INTERMEDIATE, DRILLED, E,01)ENERGYQLD,01)2437630 |  |  | ENERGYQLD | [95 empty] | Production Downloaded
STP_009 - Lot4 | Data Enrichment | PEH |  | 2023-08-11 |  |  | Mat2 - 1382713 | 1382713 | EA | ARM;CROSS,SQ 100 MM X LG 2.4 M,WOOD BARE |  |  | ARM;TYPE:CROSS,SIZE:SQ 100 MM X LG 2.4 M,MATERIAL:WOOD BARE,ADDITIONAL FEATURES EN:INTERMEDIATE, (P15) (SCM),MNFR:01)ENERGYQLD, PTNO:01)2405713 | EN_01)CROSS,EN_01)SQ 100 MM X LG 2.4 M,WOOD BARE,01)INTERMEDIATE, (P15) (SCM),01)ENERGYQLD,01)2405713 |  |  | ENERGYQLD | [95 empty] | Production Downloaded
STP_009 - Lot4 | Data Enrichment | PEH |  | 2023-08-11 |  |  | Mat2 - 1382963 | 1382963 | EA | ARM;CROSS,SQ 100 MM X LG 2.7 M,WOOD BARE |  |  | ARM;TYPE:CROSS,SIZE:SQ 100 MM X LG 2.7 M,MATERIAL:WOOD BARE,ADDITIONAL FEATURES EN:INTERMEDIATE, (P15) (SCM),MNFR:01)ENERGYQLD, PTNO:01)910847 | EN_01)CROSS,EN_01)SQ 100 MM X LG 2.7 M,WOOD BARE,01)INTERMEDIATE, (P15) (SCM),01)ENERGYQLD,01)910847 |  |  | ENERGYQLD | [95 empty] | Production Downloaded
STP_009 - Lot4 | Data Enrichment | PEH |  | 2023-08-11 |  |  | Mat2 - 1382724 | 1382724 | EA | ARM;CROSS,SQ 100 X LG 900 MM,WOOD BARE |  |  | ARM;TYPE:CROSS,SIZE:SQ 100 X LG 900 MM,MATERIAL:WOOD BARE,ADDITIONAL FEATURES EN:INTERMEDIATE, TOP SURFACE PAINTED,MNFR:01) ENERGYQLD,PTNO:01)910758 | EN_01)CROSS,EN_01)SQ 100 X LG 900 MM,WOOD BARE,01)INTERMEDIATE, TOP SURFACE P,01)ENERGYQLD,01)910758 |  |  | ENERGYQLD | [95 empty] | Production Downloaded
STP_009 - Lot4 | Data Enrichment | PEH |  | 2023-08-11 |  |  | Mat2 - 1382883 | 1382883 | EA | ARM;CROSS,SQ 125 MM X LG 2.55 M |  |  | ARM;TYPE:CROSS,SIZE:SQ 125 MM X LG 2.55 M,MATERIAL:FIBRE COMPOSITE,ADDITIONAL FEATURES EN:LV INTERMEDIATE, DRILLED, EQLS-10035-01 (SCM),MNFR:01)ENERGYQLD,PTNO:01)2437648 | EN_01)CROSS,EN_01)SQ 125 MM X LG 2.55 M,FIBRE COMPOSITE,01)LV INTERMEDIATE, DRILLED, E,01)ENERGYQLD,01)2437648 |  |  | ENERGYQLD | [95 empty] | Production Downloaded
STP_009 - Lot4 | Data Enrichment | PEH |  | 2023-08-11 |  |  | Mat2 - 1382949 | 1382949 | EA | ARM;CROSS,WOOD BARE |  |  | ARM;TYPE:CROSS,SIZE:WD 150 MM X LG 3.3 M X THK 100 MM,MATERIAL:WOOD BARE,ADDITIONAL FEATURES EN:STRAIN/ TERMINATION (P12),MNFR:01) ENERGYQLD,PTNO:01)911355 | EN_01)CROSS,EN_01)WD 150 MM X LG 3.3 M X T,WOOD BARE,01)STRAIN/ TERMINATION (P12),01)ENERGYQLD,01)911355 |  |  | ENERGYQLD | [95 empty] | Production Downloaded
STP_009 - Lot4 | Data Enrichment | PEH |  | 2023-08-11 |  |  | Mat2 - 1382662 | 1382662 | EA | ARM;CROSS,WOOD BARE |  |  | ARM;TYPE:CROSS,SIZE:WD 150 MM X LG 1.8 M X THK 100 MM,MATERIAL:WOOD BARE,ADDITIONAL FEATURES EN:INTERMEDIATE, TOP SURFACE PAINTED (P12),MNFR:01)ENERGYQLD,PTNO:01)911266 | EN_01)CROSS,EN_01)WD 150 MM X LG 1.8 M X T,WOOD BARE,01)INTERMEDIATE, TOP SURFACE P,01)ENERGYQLD,01)911266 |  |  | ENERGYQLD | [95 empty] | Production Downloaded
STP_009 - Lot4 | Data Enrichment | PEH |  | 2023-08-11 |  |  | Mat2 - 1382683 | 1382683 | EA | ARM;CROSS,WOOD BARE |  |  | ARM;TYPE:CROSS,SIZE:WD 175 MM X LG 2.7 M X THK 125 MM,MATERIAL:WOOD BARE,ADDITIONAL FEATURES EN:STRAIN/ TERMINATION (P12) (SCM), MNFR:01)ENERGYQLD,PTNO:01)911932 | EN_01)CROSS,EN_01)WD 175 MM X LG 2.7 M X T,WOOD BARE,01)STRAIN/ TERMINATION (P12) (,01)ENERGYQLD,01)911932 |  |  | ENERGYQLD | [95 empty] | Production Downloaded
STP_009 - Lot4 | Data Enrichment | PEH |  | 2023-08-11 |  |  | Mat2 - 1382687 | 1382687 | EA | ARM;CROSS,WOOD BARE |  |  | ARM;TYPE:CROSS,SIZE:WD 150 MM X LG 2.7 M X THK 100 MM,MATERIAL:WOOD BARE,ADDITIONAL FEATURES EN:STRAIN/TERMINATION (P12) (SCM), MNFR:01)ENERGYQLD,PTNO:01)911304 | EN_01)CROSS,EN_01)WD 150 MM X LG 2.7 M X T,WOOD BARE,01)STRAIN/TERMINATION (P12) (S,01)ENERGYQLD,01)911304 |  |  | ENERGYQLD | [95 empty] | Production Downloaded
STP_009 - Lot4 | Data Enrichment | PEH |  | 2023-08-11 |  |  | Mat2 - 1382706 | 1382706 | EA | ARM;CROSS,WOOD BARE |  |  | ARM;TYPE:CROSS,SIZE:WD 150 MM X LG 2.4 M X THK 100 MM,MATERIAL:WOOD BARE,ADDITIONAL FEATURES EN:STRAIN/ TERMINATION (P12) (SCM), MNFR:01)ENERGYQLD,PTNO:01)2405717 | EN_01)CROSS,EN_01)WD 150 MM X LG 2.4 M X T,WOOD BARE,01)STRAIN/ TERMINATION (P12) (,01)ENERGYQLD,01)2405717 |  |  | ENERGYQLD | [95 empty] | Production Downloaded
STP_009 - Lot4 | Data Enrichment | PEH |  | 2023-08-11 |  |  | Mat2 - 1382731 | 1382731 | EA | ARM;CROSS,WOOD BARE |  |  | ARM;TYPE:CROSS,SIZE:WD 150 MM X LG 1.8 M X THK 100 MM,MATERIAL:WOOD BARE,ADDITIONAL FEATURES EN:STRAIN/ TERMINATION, MAINT (P12), MNFR:01)ENERGYQLD,PTNO:01)2404429 | EN_01)CROSS,EN_01)WD 150 MM X LG 1.8 M X T,WOOD BARE,01)STRAIN/ TERMINATION, MAINT,01)ENERGYQLD,01)2404429 |  |  | ENERGYQLD | [95 empty] | Production Downloaded
STP_009 - Lot4 | Data Enrichment | PEH |  | 2023-08-11 |  |  | Mat2 - 1382962 | 1382962 | EA | ARM;CROSS,WOOD BARE,INTMD, (P15) (SCM) |  |  | ARM;TYPE:CROSS,SIZE:WD 125 MM X LG 3 M X THK 100 MM,MATERIAL:WOOD BARE,ADDITIONAL FEATURES EN:INTERMEDIATE, (P15) (SCM),MNFR:01) ENERGYQLD,PTNO:01)911088 | EN_01)CROSS,EN_01)WD 125 MM X LG 3 M X THK,WOOD BARE,01)INTERMEDIATE, (P15) (SCM),01)ENERGYQLD,01)911088 |  |  | ENERGYQLD | [95 empty] | Production Downloaded
STP_009 - Lot4 | Data Enrichment | PEH |  | 2023-08-11 |  |  | Mat2 - 1382965 | 1382965 | EA | ARM;CROSS,WOOD BARE,INTMD, (P15) (SCM) |  |  | ARM;TYPE:CROSS,SIZE:WD 125 MM X LG 2.4 M X HT 100 MM,MATERIAL:WOOD BARE,ADDITIONAL FEATURES EN:INTERMEDIATE, (P15) (SCM),MNFR:01) ENERGYQLD,PTNO:01)104214 | EN_01)CROSS,EN_01)WD 125 MM X LG 2.4 M X H,WOOD BARE,01)INTERMEDIATE, (P15) (SCM),01)ENERGYQLD,01)104214 |  |  | ENERGYQLD | [95 empty] | Production Downloaded
STP_009 - Lot4 | Data Enrichment | PEH |  | 2023-08-11 |  |  | Mat2 - 1234723 | 1234723 | EA | ARM;CSM NORTH DOWN ENDER SHAFT (SUPPORT |  |  | ARM;ADDITIONAL FEATURES EN:CSM NORTH DOWN ENDER SHAFT (SUPPORT ARM) WELDS TO BE CRACK TESTED O,N MANUFACTURE,MNFR:01)MESCO,PTNO: 01)HP0121-1 | 01)CSM NORTH DOWN ENDER SHAFT,02)N MANUFACTURE,01)MESCO,01)HP0121-1 |  |  | MESCO | [95 empty] | Production Downloaded
STP_009 - Lot4 | Data Enrichment | PEH |  | 2023-08-11 |  |  | Mat2 - 1234721 | 1234721 | EA | ARM;CSM SOUTH DOWNENDER SHAFT (SUPPORT A |  |  | ARM;ADDITIONAL FEATURES EN:CSM SOUTH DOWNENDER SHAFT (SUPPORT ARM) WELDS TO BE CRACK TESTED ON, MANUFACTURE,MNFR:01)MESCO,PTNO:01) HP0120-1 | 01)CSM SOUTH DOWNENDER SHAFT (,02) MANUFACTURE,01)MESCO,01)HP0120-1 |  |  | MESCO | [95 empty] | Production Downloaded
STP_009 - Lot4 | Data Enrichment | PEH |  | 2023-08-11 |  |  | Mat2 - 1345818 | 1345818 | EA | ARM;CTRL, LINKAGE,JAQUES,D79A1131 |  |  | ARM;,CONTROL, LINKAGE,MNFR:01)JAQUES,PTNO:01)D79A1131 | EN_01)CONTROL, LINKAGE,01)JAQUES,01)D79A1131 |  |  | JAQUES | [95 empty] | Production Downloaded
STP_009 - Lot4 | Data Enrichment | PEH |  | 2023-08-11 |  |  | Mat2 - 1286891 | 1286891 | EA | ARM;CTRL,INDX |  |  | ARM;TYPE:CONTROL,ADDITIONAL FEATURES EN:INDEX,MNFR:01)CSEUNISE,PTNO:01)02DE60482BSS | EN_01)CONTROL,01)INDEX,01)CSEUNISE,01)02DE60482BSS |  |  | CSEUNISE | [95 empty] | Production Downloaded
STP_009 - Lot4 | Data Enrichment | PEH |  | 2023-08-11 |  |  | Mat2 - 1286769 | 1286769 | EA | ARM;GEARBOX TORQUE ASSEMBLY |  |  | ARM;TYPE:GEARBOX TORQUE ASSEMBLY,MNFR:01)NQCSERV,PTNO:01)821-700 | EN_01)GEARBOX TORQUE ASSEMBLY,01)NQCSERV,01)821-700 |  |  | NQCSERV | [95 empty] | Production Downloaded
STP_009 - Lot4 | Data Enrichment | PEH |  | 2023-08-11 |  |  | Mat2 - 1382875 | 1382875 | EA | ARM;IDL,QUOTATION NO 19131 |  |  | ARM;TYPE:IDLER,ADDITIONAL FEATURES EN:QUOTATION NO 19131,MNFR:01)ISA AUTO SUPPLIES,PTNO:01)4870262 | EN_01)IDLER,01)QUOTATION NO 19131,01)ISA AUTO SUPPLIES,01)4870262 |  |  | ISA AUTO SUPPLIES | [95 empty] | Production Downloaded
STP_009 - Lot4 | Data Enrichment | PEH |  | 2023-08-11 |  |  | Mat2 - 1382666 | 1382666 | EA | ARM;INLT, LH |  |  | ARM;TYPE:INLET, LH,MNFR:01)BNS REFRIGERATION SERVICES P/L,PTNO:01)RKW129A401 | EN_01)INLET, LH,01)BNS REFRIGERATION SERVICES,01)RKW129A401 |  |  | BNS REFRIGERATION SERVICES P/L | [95 empty] | Production Downloaded
STP_009 - Lot4 | Data Enrichment | PEH |  | 2023-08-11 |  |  | Mat2 - 1382800 | 1382800 | EA | ARM;INLT, RH |  |  | ARM;TYPE:INLET, RH,MNFR:01)BNS REFRIGERATION SERVICES P/L,PTNO:01)RKW129A400 | EN_01)INLET, RH,01)BNS REFRIGERATION SERVICES,01)RKW129A400 |  |  | BNS REFRIGERATION SERVICES P/L | [95 empty] | Production Downloaded
STP_009 - Lot4 | Data Enrichment | PEH |  | 2023-08-11 |  |  | Mat2 - 1382908 | 1382908 | EA | ARM;LCKOUT |  |  | ARM;TYPE:LOCKOUT,ADDITIONAL FEATURES EN:ALUM SUIT MINI CBAS PER ITEM 35 HAYMANS 10 AND,MNFR:01)HAYMANS ELECTRICAL (PARTS),PTNO:01) CIRALA-M-8 | EN_01)LOCKOUT,01)ALUM SUIT MINI CBAS PER ITE,01)HAYMANS ELECTRICAL (PARTS),01)CIRALA-M-8 |  |  | HAYMANS ELECTRICAL (PARTS) | [95 empty] | Production Downloaded
STP_009 - Lot4 | Data Enrichment | PEH |  | 2023-08-11 |  |  | Mat2 - 1383034 | 1383034 | EA | ARM;LCKOUT |  |  | ARM;TYPE:LOCKOUT,ADDITIONAL FEATURES EN:ALUM SUIT MCBAS PER ITEM 40 HAYMANS 10 AND 13 U,MNFR:01)HAYMANS ELECTRICAL (PARTS),PTNO: 01)CIRALA-M1 | EN_01)LOCKOUT,01)ALUM SUIT MCBAS PER ITEM 40,01)HAYMANS ELECTRICAL (PARTS),01)CIRALA-M1 |  |  | HAYMANS ELECTRICAL (PARTS) | [95 empty] | Production Downloaded
STP_009 - Lot4 | Data Enrichment | PEH |  | 2023-08-11 |  |  | Mat2 - 1352387 | 1352387 | EA | ARM;LG 3, ROLLER DIA 3/4 IN,HERBSIGM |  |  | ARM;LG 3, ROLLER DIA 3/4 IN,ADDITIONAL FEATURES EN:REGULAR, CENTRES,MNFR:01)HERBSIGM,PTNO:01)540024 | EN_01)LG 3, ROLLER DIA 3/4 IN,01)REGULAR, CENTRES,01)HERBSIGM,01)540024 |  |  | HERBSIGM | [95 empty] | Production Downloaded
STP_009 - Lot4 | Data Enrichment | PEH |  | 2023-08-11 |  |  | Mat2 - 1286822 | 1286822 | EA | ARM;LG,ITEM 15 |  |  | ARM;TYPE:LONG,ADDITIONAL FEATURES EN:ITEM 15,MNFR:01)DORROLVR,PTNO:01)32943/2-C | EN_01)LONG,01)ITEM 15,01)DORROLVR,01)32943/2-C |  |  | DORROLVR | [95 empty] | Production Downloaded
STP_009 - Lot4 | Data Enrichment | PEH |  | 2023-08-11 |  |  | Mat2 - 1350380 | 1350380 | EA | ARM;LH ROCKER LEVER,PERKINS,41151484 |  |  | ARM;TYPE:LH ROCKER LEVER,MNFR:01)PERKINS,PTNO:01)41151484 | EN_01)LH ROCKER LEVER,01)PERKINS,01)41151484 |  |  | PERKINS | [95 empty] | Production Downloaded
STP_009 - Lot4 | Data Enrichment | PEH |  | 2023-08-11 |  |  | Mat2 - 1350379 | 1350379 | EA | ARM;LH ROCKER LEVER,RH,PERKINS,41151481 |  |  | ARM;TYPE:LH ROCKER LEVER,ADDITIONAL FEATURES EN:RH,MNFR:01)PERKINS,PTNO:01)41151481 | EN_01)LH ROCKER LEVER,01)RH,01)PERKINS,01)41151481 |  |  | PERKINS | [95 empty] | Production Downloaded
STP_009 - Lot4 | Data Enrichment | PEH |  | 2023-08-11 |  |  | Mat2 - 1382745 | 1382745 | EA | ARM;LIGHT DUTY CANTILEVER |  |  | ARM;TYPE:LIGHT DUTY CANTILEVER,MNFR:01)THE RACK'N STACK WAREHOUSE,PTNO:01)CR PR-ARM-750MM | EN_01)LIGHT DUTY CANTILEVER,01)THE RACK'N STACK WAREHOUSE,01)CR PR-ARM-750MM |  |  | THE RACK'N STACK WAREHOUSE | [95 empty] | Production Downloaded
STP_009 - Lot4 | Data Enrichment | PEH |  | 2023-08-11 |  |  | Mat2 - 1381537 | 1381537 | EA | ARM;LIMIT SWITCH ACTUATOR |  |  | ARM;TYPE:LIMIT SWITCH ACTUATOR,ADDITIONAL FEATURES EN:FINGER, STRAP FEED CIRCUIT, M40 PSM STRAPPING H,MNFR:01)GERSTRAP,PTNO:01) P20031 | EN_01)LIMIT SWITCH ACTUATOR,01)FINGER, STRAP FEED CIRCUIT,01)GERSTRAP,01)P20031 |  |  | GERSTRAP | [95 empty] | Production Downloaded
STP_009 - Lot4 | Data Enrichment | PEH |  | 2023-08-11 |  |  | Mat2 - 1302556 | 1302556 | EA | ARM;LNKGE,LAUNDER HOOD, T,CRIBENG |  |  | ARM;TYPE:LINKAGE,ADDITIONAL FEATURES EN:LAUNDER HOOD, T,MNFR:01)CRIBENG,PTNO:01)15033-00-00 ITEM 4 | EN_01)LINKAGE,01)LAUNDER HOOD, T,01)CRIBENG,01)15033-00-00 ITEM 4 |  |  | CRIBENG | [95 empty] | Production Downloaded
STP_009 - Lot4 | Data Enrichment | PEH |  | 2023-08-11 |  |  | Mat2 - 1290042 | 1290042 | EA | ARM;LNKGE,SET |  |  | ARM;TYPE:LINKAGE,ADDITIONAL FEATURES EN:SET,MNFR:01)FLOWROX,PTNO:01)50951 | EN_01)LINKAGE,01)SET,01)FLOWROX,01)50951 |  |  | FLOWROX | [95 empty] | Production Downloaded
STP_009 - Lot4 | Data Enrichment | PEH |  | 2023-08-11 |  |  | Mat2 - 1382790 | 1382790 | EA | ARM;LWR, LH |  |  | ARM;TYPE:LOWER, LH,MNFR:01)MALOUF AUTO GROUP,PTNO:01)UR6134350B | EN_01)LOWER, LH,01)MALOUF AUTO GROUP,01)UR6134350B |  |  | MALOUF AUTO GROUP | [95 empty] | Production Downloaded
STP_009 - Lot4 | Data Enrichment | PEH |  | 2023-08-11 |  |  | Mat2 - 1382654 | 1382654 | EA | ARM;LWR, RH,QUOTE: 1109443 |  |  | ARM;TYPE:LOWER, RH,ADDITIONAL FEATURES EN:QUOTE: 1109443,MNFR:01)MALOUF AUTO GROUP,PTNO:01)UR6134300B | EN_01)LOWER, RH,01)QUOTE: 1109443,01)MALOUF AUTO GROUP,01)UR6134300B |  |  | MALOUF AUTO GROUP | [95 empty] | Production Downloaded
STP_009 - Lot4 | Data Enrichment | PEH |  | 2023-08-11 |  |  | Mat2 - 1286716 | 1286716 | EA | ARM;NODULIZER CROSS TILT |  |  | ARM;TYPE:NODULIZER CROSS TILT,MNFR:01)EMSIDENT,PTNO:01)1.19 CROSS TILT ARM | EN_01)NODULIZER CROSS TILT,01)EMSIDENT,01)1.19 CROSS TILT ARM |  |  | EMSIDENT | [95 empty] | Production Downloaded
STP_009 - Lot4 | Data Enrichment | PEH |  | 2023-08-11 |  |  | Mat2 - 1286860 | 1286860 | EA | ARM;NODULIZER TILT, LEFT |  |  | ARM;TYPE:NODULIZER TILT, LEFT,MNFR:01)EMSIDENT,PTNO:01)1.19 TILT ARM LEFT | EN_01)NODULIZER TILT, LEFT,01)EMSIDENT,01)1.19 TILT ARM LEFT |  |  | EMSIDENT | [95 empty] | Production Downloaded
STP_009 - Lot4 | Data Enrichment | PEH |  | 2023-08-11 |  |  | Mat2 - 1286768 | 1286768 | EA | ARM;NODULIZER TILT, RIGHT |  |  | ARM;TYPE:NODULIZER TILT, RIGHT,MNFR:01)EMSIDENT,PTNO:01)1.19 TILT ARM RIGHT | EN_01)NODULIZER TILT, RIGHT,01)EMSIDENT,01)1.19 TILT ARM RIGHT |  |  | EMSIDENT | [95 empty] | Production Downloaded
STP_009 - Lot4 | Data Enrichment | PEH |  | 2023-08-11 |  |  | Mat2 - 1294780 | 1294780 | EA | ARM;SCRPR,ALLMIN,85-B40-056-501 |  |  | ARM;TYPE:SCRAPER,MNFR:01)ALLMIN,PTNO:01)85-B40-056-501 | EN_01)SCRAPER,01)ALLMIN,01)85-B40-056-501 |  |  | ALLMIN | [95 empty] | Production Downloaded
STP_009 - Lot4 | Data Enrichment | PEH |  | 2023-08-11 |  |  | Mat2 - 1294779 | 1294779 | EA | ARM;SCRPR,ALLMIN,85-B40-056-502 |  |  | ARM;TYPE:SCRAPER,MNFR:01)ALLMIN,PTNO:01)85-B40-056-502 | EN_01)SCRAPER,01)ALLMIN,01)85-B40-056-502 |  |  | ALLMIN | [95 empty] | Production Downloaded
STP_009 - Lot4 | Data Enrichment | PEH |  | 2023-08-11 |  |  | Mat2 - 1302858 | 1302858 | EA | ARM;SET OF 2, THICKENER TANK,DORROLVR |  |  | ARM;ADDITIONAL FEATURES EN:SET OF 2, THICKENER TANK,MNFR:01)DORROLVR,PTNO:01)26333-A | 01)SET OF 2, THICKENER TANK,01)DORROLVR,01)26333-A |  |  | DORROLVR | [95 empty] | Production Downloaded
STP_009 - Lot4 | Data Enrichment | PEH |  | 2023-08-11 |  |  | Mat2 - 1387772 | 1387772 | EA | ARM;SEW,P042 D560 A900 |  |  |  |  | P042 D560 A900 | 3000442 | SEW EURODRIVE | [95 empty] | Production Downloaded
STP_009 - Lot4 | Data Enrichment | PEH |  | 2023-08-11 |  |  | Mat2 - 1382748 | 1382748 | EA | ARM;SSPNSN,200 MM,STAINLESS STEEL |  |  | ARM;TYPE:SUSPENSION,SIZE:200 MM,MATERIAL:STAINLESS STEEL,ADDITIONAL FEATURES EN:L SIZE SS,MNFR:01)HARDROK ENGINEERING PTY LTD, PTNO:01)82 100 00 37 | EN_01)SUSPENSION,EN_01)200 MM,STAINLESS STEEL,01)L SIZE SS,01)HARDROK ENGINEERING PTY LTD,01)82 100 00 37 |  |  | HARDROK ENGINEERING PTY LTD | [95 empty] | Production Downloaded
STP_009 - Lot4 | Data Enrichment | PEH |  | 2023-08-11 |  |  | Mat2 - 1286983 | 1286983 | EA | ARM;SSPNSN,NOSE |  |  | ARM;TYPE:SUSPENSION,ADDITIONAL FEATURES EN:NOSE,MNFR:01)RME,PTNO:01)L07-03-028AA | EN_01)SUSPENSION,01)NOSE,01)RME,01)L07-03-028AA |  |  | RME | [95 empty] | Production Downloaded
STP_009 - Lot4 | Data Enrichment | PEH |  | 2023-08-11 |  |  | Mat2 - 1300072 | 1300072 | EA | ARM;SSPNSN,STAINLESS STEEL,BELLEBAN |  |  | ARM;TYPE:SUSPENSION,MATERIAL:STAINLESS STEEL,ADDITIONAL FEATURES EN:EXTRA SMALL, H-TY,MNFR:01)BELLEBAN,PTNO:01)SS200 | EN_01)SUSPENSION,STAINLESS STEEL,01)EXTRA SMALL, H-TY,01)BELLEBAN,01)SS200 |  |  | BELLEBAN | [95 empty] | Production Downloaded
STP_009 - Lot4 | Data Enrichment | PEH |  | 2023-08-11 |  |  | Mat2 - 1382643 | 1382643 | EA | ARM;STEERNG,LG 175 MM,QUOTE: 1115352 |  |  | ARM;TYPE:STEERING,SIZE:LG 175 MM,ADDITIONAL FEATURES EN:QUOTE: 1115352,MNFR:01)MALOUF AUTO GROUP;,PTNO:01)UR5632220 | EN_01)STEERING,EN_01)LG 175 MM,01)QUOTE: 1115352,01)MALOUF AUTO GROUP,01)UR5632220 |  |  | MALOUF AUTO GROUP; | [95 empty] | Production Downloaded
STP_009 - Lot4 | Data Enrichment | PEH |  | 2023-08-11 |  |  | Mat2 - 1319734 | 1319734 | EA | ARM;STIR,LIQUID MIXER,ANIPROD |  |  | ARM;TYPE:STIRRER,ADDITIONAL FEATURES EN:LIQUID MIXER,MNFR:01)ANIPROD,PTNO:01)SM700033/01 | EN_01)STIRRER,01)LIQUID MIXER,01)ANIPROD,01)SM700033/01 |  |  | ANIPROD | [95 empty] | Production Downloaded
STP_009 - Lot4 | Data Enrichment | PEH |  | 2023-08-11 |  |  | Mat2 - 1352386 | 1352386 | EA | ARM;SWITCH ACTUATOR |  |  | ARM;TYPE:SWITCH ACTUATOR,ADDITIONAL FEATURES EN:KNEE ACTION FOR ACME LIMIT SWITCH TYPE 16D-1200,MNFR:01)HERBSIGM,PTNO:01)540004 | EN_01)SWITCH ACTUATOR,01)KNEE ACTION FOR ACME LIMIT,01)HERBSIGM,01)540004 |  |  | HERBSIGM | [95 empty] | Production Downloaded
STP_009 - Lot4 | Data Enrichment | PEH |  | 2023-08-11 |  |  | Mat2 - 1352954 | 1352954 | EA | ARM;SWITCH ACTUATOR,DIA 3/8 IN X LG 5 FT |  |  | ARM;TYPE:SWITCH ACTUATOR,SIZE:DIA 3/8 IN X LG 5 FT,ADDITIONAL FEATURES EN:BELT WANDER, STIFFENED,MNFR:01)HONEYWEL,PTNO:01) NEWEHARDNW-5/S | EN_01)SWITCH ACTUATOR,EN_01)DIA 3/8 IN X LG 5 FT,01)BELT WANDER, STIFFENED,01)HONEYWEL,01)NEWEHARDNW-5/S |  |  | HONEYWEL | [95 empty] | Production Downloaded
STP_009 - Lot4 | Data Enrichment | PEH |  | 2023-08-11 |  |  | Mat2 - 1298785 | 1298785 | EA | ARM;SWITCH ACTUATOR,K, LIMIT SWITCH |  |  | ARM;TYPE:SWITCH ACTUATOR,ADDITIONAL FEATURES EN:K, LIMIT SWITCH,MNFR:01)LOGAN,PTNO:01)DP-609 | EN_01)SWITCH ACTUATOR,01)K, LIMIT SWITCH,01)LOGAN,01)DP-609 |  |  | LOGAN | [95 empty] | Production Downloaded
STP_009 - Lot4 | Data Enrichment | PEH |  | 2023-08-11 |  |  | Mat2 - 1297803 | 1297803 | EA | ARM;SWITCH ACTUATOR,MWC PICK UP,DR |  |  | ARM;TYPE:SWITCH ACTUATOR,ADDITIONAL FEATURES EN:MWC PICK UP ,DR,MNFR:01)GECELIOT,PTNO:01)MWC 59 | EN_01)SWITCH ACTUATOR,01)MWC PICK UP ,DR,01)GECELIOT,01)MWC 59 |  |  | GECELIOT | [95 empty] | Production Downloaded
STP_009 - Lot4 | Data Enrichment | PEH |  | 2023-08-11 |  |  | Mat2 - 1297804 | 1297804 | EA | ARM;SWITCH ACTUATOR,PICK UP,IN,GECELIOT |  |  | ARM;TYPE:SWITCH ACTUATOR,ADDITIONAL FEATURES EN:PICK UP ,IN,MNFR:01)GECELIOT,PTNO:01)MWC 58 | EN_01)SWITCH ACTUATOR,01)PICK UP ,IN,01)GECELIOT,01)MWC 58 |  |  | GECELIOT | [95 empty] | Production Downloaded
STP_009 - Lot4 | Data Enrichment | PEH |  | 2023-08-11 |  |  | Mat2 - 1290108 | 1290108 | EA | ARM;SWITCH ACTUATOR,WITH ADJUSTABLE RO |  |  | ARM;TYPE:SWITCH ACTUATOR,ADDITIONAL FEATURES EN:WITH ADJUSTABLE RO,MNFR:01)CLIPPARD,PTNO:01)AR-L | EN_01)SWITCH ACTUATOR,01)WITH ADJUSTABLE RO,01)CLIPPARD,01)AR-L |  |  | CLIPPARD | [95 empty] | Production Downloaded
STP_009 - Lot4 | Data Enrichment | PEH |  | 2023-08-11 |  |  | Mat2 - 1294572 | 1294572 | EA | ARM;TIPPING,STAINLESS STEEL 316,MESCO |  |  | ARM;TYPE:TIPPING,MATERIAL:STAINLESS STEEL 316,ADDITIONAL FEATURES EN:ASM DOWN ENDER,MNFR:01)MESCO,PTNO:01)150X100X430 | EN_01)TIPPING,STAINLESS STEEL 316,01)ASM DOWN ENDER,01)MESCO,01)150X100X430 |  |  | MESCO | [95 empty] | Production Downloaded
STP_009 - Lot4 | Data Enrichment | PEH |  | 2023-08-11 |  |  | Mat2 - 1344691 | 1344691 | EA | ARM;TRACKING PADDLE,DELKOR,S.18.010X |  |  | ARM;TYPE:TRACKING PADDLE,ADDITIONAL FEATURES EN:SWITCH, DELKOR 13C/10-15S 1.5M2 LINEAR CLOTH SCREEN ACTUATOR,MNFR:01)DELKOR,PTNO: 01)S.18.010X,MNFR:02)DELKOR,PTNO:02)DS-KE-00-001-2,MNFR:03)DELKOR,PTNO:03)S.18.010 | EN_01)TRACKING PADDLE,01)SWITCH, DELKOR 13C/10-15S 1,01)DELKOR,02)DELKOR,03)DELKOR,01)S.18.010X,02)DS-KE-00-001-2,03)S.18.010 |  |  | DELKOR | [95 empty] | Production Downloaded
STP_009 - Lot4 | Data Enrichment | PEH |  | 2023-08-11 |  |  | Mat2 - 1286875 | 1286875 | EA | ARM;TRQ |  |  | ARM;TYPE:TORQUE,ADDITIONAL FEATURES EN:REFERENCE NO: MA 283,REFERENCE NO: JUPITER 900,MNFR:01)HAGGDEN,PTNO:01)TORQUE ARM | EN_01)TORQUE,01)REFERENCE NO: MA 283,REFERE,01)HAGGDEN,01)TORQUE ARM |  |  | HAGGDEN | [95 empty] | Production Downloaded
STP_009 - Lot4 | Data Enrichment | PEH |  | 2023-08-11 |  |  | Mat2 - 1286927 | 1286927 | EA | ARM;TRQ, GEAR BOX |  |  | ARM;TYPE:TORQUE, GEAR BOX,MNFR:01)BREVINI,PTNO:01)TA-S400-S-2-0 | EN_01)TORQUE, GEAR BOX,01)BREVINI,01)TA-S400-S-2-0 |  |  | BREVINI | [95 empty] | Production Downloaded
STP_009 - Lot4 | Data Enrichment | PEH |  | 2023-08-11 |  |  | Mat2 - 1287172 | 1287172 | M | CABLE,ELEC;CTRL, SWA, ECC,1.5 MM2 |  |  | CABLE,ELECTRICAL;TYPE:CONTROL, SWA, ECC,CONDUCTOR SIZE:1.5 MM2,NUMBER OF CONDUCTORS:6,MNFR:01)RUTHERFURD GROUP PTY LTD,PTNO:01) CBL1 | 01)RUTHERFURD GROUP PTY LTD,01)CBL1.56C&ESCO500,EN_01)CONTROL, SWA, ECC,1.5 MM2 |  |  | RUTHERFURD GROUP PTY LTD | [95 empty] | Production Downloaded
STP_009 - Lot4 | Data Enrichment | PEH |  | 2023-08-11 |  |  | Mat2 - 1383762 | 1383762 | EA | CABLE,ASSY;30 AWG,COPPER,PVC (OFNR) |  |  | CABLE,ASSEMBLY;CONDUCTOR SIZE:30 AWG,CONDUCTOR MATERIAL:COPPER,JACKET MATERIAL:PVC (OFNR),LENGTH:3 M,ADDITIONAL FEATURES EN:CISCO SFP, PASSIVE, SFP+ TO SFP+ CONNECTOR, TWI,MNFR:01)DATA NO. 3 GROUP,PTNO:01)SFP-H10GB-CU3M | 30 AWG,COPPER,PVC (OFNR),3 M,01)CISCO SFP, PASSIVE, SFP+ TO,01)DATA NO. 3 GROUP,01)SFP-H10GB-CU3M |  |  | DATA NO. 3 GROUP | [95 empty] | Production Downloaded
STP_009 - Lot4 | Data Enrichment | PEH |  | 2023-08-11 |  |  | Mat2 - 1383763 | 1383763 | EA | CABLE,ASSY;30 AWG,COPPER,PVC (OFNR) |  |  | CABLE,ASSEMBLY;CONDUCTOR SIZE:30 AWG,CONDUCTOR MATERIAL:COPPER,JACKET MATERIAL:PVC (OFNR),TEMPERATURE RATING:0-70 DEG C,LENGTH:1 M,ADDITIONAL FEATURES EN:SFP, TWINAX DIRECT,MNFR:01)DATA NO. 3 GROUP,PTNO:01)SFP-H10GB-CU1M | 30 AWG,COPPER,PVC (OFNR),0-70 DEG C,1 M,01)SFP, TWINAX DIRECT,01)DATA NO. 3 GROUP,01)SFP-H10GB-CU1M |  |  | DATA NO. 3 GROUP | [95 empty] | Production Downloaded
STP_009 - Lot4 | Data Enrichment | PEH |  | 2023-08-11 |  |  | Mat2 - 1293380 | 1293380 | EA | CABLE,ASSY;ACTUATOR CONTROL,BAM |  |  | CABLE,ASSEMBLY;TYPE:ACTUATOR CONTROL,MNFR:01)BAM,PTNO:01)02 LVSLACC | ACTUATOR CONTROL,01)BAM,01)02 LVSLACC |  |  | BAM | [95 empty] | Production Downloaded
STP_009 - Lot4 | Data Enrichment | PEH |  | 2023-08-11 |  |  | Mat2 - 1383735 | 1383735 | EA | CABLE,ASSY;ANGLED,250 VAC, 300 VDC,4 |  |  | CABLE,ASSEMBLY;TYPE:ANGLED,VOLTAGE RATING:250 VAC, 300 VDC,CONDUCTOR SIZE:0.34 MM2,NUMBER OF CONDUCTORS:4,TEMPERATURE RATING:-25 TO 90 DEG C,LENGTH:15 M,ADDITIONAL FEATURES EN:GOLD-PLATED CONTACTS, M12 CONNECTOR, C/W SOCKET,MNFR:01)IFM EFECTOR PTY LTD,PTNO: 01)EVC086 | ANGLED,250 VAC, 300 VDC,0.34 MM2,-25 TO 90 DEG C,15 M,01)GOLD-PLATED CONTACTS, M12 C,01)IFM EFECTOR PTY LTD,01)EVC086 |  |  | IFM EFECTOR PTY LTD | [95 empty] | Production Downloaded
STP_009 - Lot4 | Data Enrichment | PEH |  | 2023-08-11 |  |  | Mat2 - 1383659 | 1383659 | EA | CABLE,ASSY;ANGLED,250 VAC, 300 VDC,4 A |  |  | CABLE,ASSEMBLY;TYPE:ANGLED,VOLTAGE RATING:250 VAC, 300 VDC,CURRENT RATING:4 A,LENGTH:20 M,JACKET COLOUR:BLACK,ADDITIONAL FEATURES EN:GOLD-PLATED CONTACTS, C/W SOCKET,MNFR:01)IFM EFECTOR PTY LTD,PTNO:01)EVC087 | ANGLED,250 VAC, 300 VDC,4 A,20 M,BLACK,01)GOLD-PLATED CONTACTS, C/W S,01)IFM EFECTOR PTY LTD,01)EVC087 |  |  | IFM EFECTOR PTY LTD | [95 empty] | Production Downloaded
STP_009 - Lot4 | Data Enrichment | PEH |  | 2023-08-11 |  |  | Mat2 - 1383900 | 1383900 | EA | CABLE,ASSY;ANTENNA |  |  | CABLE,ASSEMBLY;TYPE:ANTENNA,ADDITIONAL FEATURES EN:WIRELESS MESH -PER METRE,MNFR:01)MINE SITE TECHNOLOGIES PTY LTD,PTNO:01)R- CNT400-1 | ANTENNA,01)WIRELESS MESH -PER METRE,01)MINE SITE TECHNOLOGIES PTY,01)R-CNT400-1 |  |  | MINE SITE TECHNOLOGIES PTY LTD | [95 empty] | Production Downloaded
STP_009 - Lot4 | Data Enrichment | PEH |  | 2023-08-11 |  |  | Mat2 - 1349238 | 1349238 | EA | CABLE,ASSY;BACKPLANE, FLEXIBLE PRINTED |  |  | CABLE,ASSEMBLY;TYPE:BACKPLANE, FLEXIBLE PRINTED,MNFR:01)OMRON,PTNO:01)CV500-CN112 | BACKPLANE, FLEXIBLE PRINTED,01)OMRON,01)CV500-CN112 |  |  | OMRON | [95 empty] | Production Downloaded
STP_009 - Lot4 | Data Enrichment | PEH |  | 2023-08-11 |  |  | Mat2 - 1299083 | 1299083 | EA | CABLE,ASSY;BOOM ASSEMBLY,RME,30R6771 |  |  | CABLE,ASSEMBLY;TYPE:BOOM ASSEMBLY,MNFR:01)RME,PTNO:01)30R6771 | BOOM ASSEMBLY,01)RME,01)30R6771 |  |  | RME | [95 empty] | Production Downloaded
STP_009 - Lot4 | Data Enrichment | PEH |  | 2023-08-11 |  |  | Mat2 - 1359593 | 1359593 | EA | CABLE,ASSY;CAMERA/MONITOR LINK,30 V,2 |  |  | CABLE,ASSEMBLY;TYPE:CAMERA/MONITOR LINK,VOLTAGE RATING:30 V,NUMBER OF CONDUCTORS:2,CORE STRANDS:(10) 0.12 MM,CONDUCTOR MATERIAL: COPPER,JACKET MATERIAL:PVC,INSULATION MATERIAL:PVC,TEMPERATURE RATING:80 DEG C,LENGTH:20 M,ADDITIONAL FEATURES EN:ASSEMBLY, SPECIFIC PURPOSE, DIAMETER: 3.80 MM,MNFR:01)REARVISY,PTNO:01)W3020 | CAMERA/MONITOR LINK,30 V,(10) 0.12 MM,COPPER,PVC,PVC,80 DEG C,20 M,01)ASSEMBLY, SPECIFIC PURPOSE,01)REARVISY,01)W3020 |  |  | REARVISY | [95 empty] | Production Downloaded
STP_009 - Lot4 | Data Enrichment | PEH |  | 2023-08-11 |  |  | Mat2 - 1383751 | 1383751 | EA | CABLE,ASSY;COILED,LG 3 M |  |  | CABLE,ASSEMBLY;TYPE:COILED,LENGTH:3 M,ADDITIONAL FEATURES EN:FOR REMOTE CONTROL HD,MNFR:01)RCS TELECOMMUNICATIONS PTY LTD,PTNO:01) PMKN4173 | COILED,3 M,01)FOR REMOTE CONTROL HD,01)RCS TELECOMMUNICATIONS PTY,01)PMKN4173 |  |  | RCS TELECOMMUNICATIONS PTY LTD | [95 empty] | Production Downloaded
STP_009 - Lot4 | Data Enrichment | PEH |  | 2023-08-11 |  |  | Mat2 - 1365512 | 1365512 | M | CABLE,ASSY;COMPENSATING, EXTERNAL,4 |  |  | CABLE,ASSEMBLY;TYPE:COMPENSATING, EXTERNAL,NUMBER OF CONDUCTORS:4,ADDITIONAL FEATURES EN:SPECIAL PURPOSE,MNFR:01)ELECNITE,PTNO:01) LC33024028 | COMPENSATING, EXTERNAL,01)SPECIAL PURPOSE,01)ELECNITE,01)LC33024028 |  |  | ELECNITE | [95 empty] | Production Downloaded
STP_009 - Lot4 | Data Enrichment | PEH |  | 2023-08-11 |  |  | Mat2 - 1295752 | 1295752 | EA | CABLE,ASSY;COMPENSATING, INTERNAL,4 |  |  | CABLE,ASSEMBLY;TYPE:COMPENSATING, INTERNAL,NUMBER OF CONDUCTORS:4,LENGTH:3.2 M,ADDITIONAL FEATURES EN:SPECIAL PURPOSE,MNFR:01) ELECNITE,PTNO:01)LC4-3.2M | COMPENSATING, INTERNAL,3.2 M,01)SPECIAL PURPOSE,01)ELECNITE,01)LC4-3.2M |  |  | ELECNITE | [95 empty] | Production Downloaded
STP_009 - Lot4 | Data Enrichment | PEH |  | 2023-08-11 |  |  | Mat2 - 1301036 | 1301036 | EA | CABLE,ASSY;DIGITAL,LG 1 M,SMC |  |  | CABLE,ASSEMBLY;TYPE:DIGITAL,LENGTH:1 M,ADDITIONAL FEATURES EN:ASSY, ELECT, SPEC.PURPOSE,MNFR:01)SMC,PTNO:01)EX9-AC010-7 | DIGITAL,1 M,01)ASSY, ELECT, SPEC.PURPOSE,01)SMC,01)EX9-AC010-7 |  |  | SMC CORPORATION (AUST) PTY LTD | [95 empty] | Production Downloaded
STP_009 - Lot4 | Data Enrichment | PEH |  | 2023-08-11 |  |  | Mat2 - 1300091 | 1300091 | M | CABLE,ASSY;ELECTRICAL, STRANDED,2,CAT5 |  |  | CABLE,ASSEMBLY;TYPE:ELECTRICAL, STRANDED,NUMBER OF CONDUCTORS:2,CERTIFICATION/STANDARD:CAT5,ADDITIONAL FEATURES EN:SPECIFIC PURPOSE, 2.5 MM,MNFR:01)ECAM,PTNO:01)CAB-CAT-00035 | ELECTRICAL, STRANDED,EN_01)CAT5,01)SPECIFIC PURPOSE, 2.5 MM,01)ECAM,01)CAB-CAT-00035 |  |  | ECAM | [95 empty] | Production Downloaded
STP_009 - Lot4 | Data Enrichment | PEH |  | 2023-08-11 |  |  | Mat2 - 1353486 | 1353486 | EA | CABLE,ASSY;ELECTRICAL,3,H, SPEC.PURPOSE |  |  | CABLE,ASSEMBLY;TYPE:ELECTRICAL,NUMBER OF CONDUCTORS:3,ADDITIONAL FEATURES EN:H, SPEC.PURPOSE,MNFR:01)REMCONT,PTNO:01)4623 | ELECTRICAL,01)H, SPEC.PURPOSE,01)REMCONT,01)4623 |  |  | REMCONT | [95 empty] | Production Downloaded
STP_009 - Lot4 | Data Enrichment | PEH |  | 2023-08-11 |  |  | Mat2 - 1301005 | 1301005 | EA | CABLE,ASSY;ELECTRICAL,30 V,0.22 MM2 |  |  | CABLE,ASSEMBLY;TYPE:ELECTRICAL,VOLTAGE RATING:30 V,CONDUCTOR SIZE:0.22 MM2,NUMBER OF CONDUCTORS:12 PIN,LENGTH:1 M,ADDITIONAL FEATURES EN:ALSPA EX, SPEC.PURPOSE,MNFR:01)CEGELEC,PTNO:01)IC693CBL300 | ELECTRICAL,30 V,0.22 MM2,1 M,01)ALSPA EX, SPEC.PURPOSE,01)CEGELEC,01)IC693CBL300 |  |  | CEGELEC | [95 empty] | Production Downloaded
STP_009 - Lot4 | Data Enrichment | PEH |  | 2023-08-11 |  |  | Mat2 - 1300569 | 1300569 | EA | CABLE,ASSY;ELECTRICAL,35 MM2,AUSLEC |  |  | CABLE,ASSEMBLY;TYPE:ELECTRICAL,CONDUCTOR SIZE:35 MM2,ADDITIONAL FEATURES EN:FE, SPEC.PURPOSE,MNFR:01)AUSLEC,PTNO:01)4OLXMEIR61AA0 | ELECTRICAL,35 MM2,01)FE, SPEC.PURPOSE,01)AUSLEC,01)4OLXMEIR61AA0 |  |  | AUSLEC | [95 empty] | Production Downloaded
STP_009 - Lot4 | Data Enrichment | PEH |  | 2023-08-11 |  |  | Mat2 - 1300567 | 1300567 | EA | CABLE,ASSY;ELECTRICAL,50 MM2,AUSLEC |  |  | CABLE,ASSEMBLY;TYPE:ELECTRICAL,CONDUCTOR SIZE:50 MM2,ADDITIONAL FEATURES EN:15, SPEC.PURPOSE,MNFR:01)AUSLEC,PTNO:01)4OLXMEIR62AA0 | ELECTRICAL,50 MM2,01)15, SPEC.PURPOSE,01)AUSLEC,01)4OLXMEIR62AA0 |  |  | AUSLEC | [95 empty] | Production Downloaded
STP_009 - Lot4 | Data Enrichment | PEH |  | 2023-08-11 |  |  | Mat2 - 1300568 | 1300568 | EA | CABLE,ASSY;ELECTRICAL,50 MM2,AUSLEC |  |  | CABLE,ASSEMBLY;TYPE:ELECTRICAL,CONDUCTOR SIZE:50 MM2,ADDITIONAL FEATURES EN:SPEC.PURPOSE, LO,MNFR:01)AUSLEC,PTNO:01)4OLXMEGR62AA0 | ELECTRICAL,50 MM2,01)SPEC.PURPOSE, LO,01)AUSLEC,01)4OLXMEGR62AA0 |  |  | AUSLEC | [95 empty] | Production Downloaded
STP_009 - Lot4 | Data Enrichment | PEH |  | 2023-08-11 |  |  | Mat2 - 1300575 | 1300575 | EA | CABLE,ASSY;ELECTRICAL,DIMAS,3136111486 |  |  | CABLE,ASSEMBLY;TYPE:ELECTRICAL,ADDITIONAL FEATURES EN:BROKK 18, SPEC.PURPOSE,MNFR:01)DIMAS,PTNO:01)3136111486 | ELECTRICAL,01)BROKK 18, SPEC.PURPOSE,01)DIMAS,01)3136111486 |  |  | DIMAS | [95 empty] | Production Downloaded
STP_009 - Lot4 | Data Enrichment | PEH |  | 2023-08-11 |  |  | Mat2 - 1289560 | 1289560 | EA | CABLE,ASSY;ELECTRICAL,INTERNAL P/P |  |  | CABLE,ASSEMBLY;TYPE:ELECTRICAL,ADDITIONAL FEATURES EN:INTERNAL P/P,MNFR:01)RME,PTNO:01)L06-05-407AA | ELECTRICAL,01)INTERNAL P/P,01)RME,01)L06-05-407AA |  |  | RME | [95 empty] | Production Downloaded
STP_009 - Lot4 | Data Enrichment | PEH |  | 2023-08-11 |  |  | Mat2 - 1301002 | 1301002 | EA | CABLE,ASSY;ELECTRICAL,PR, SPEC.PURPOSE |  |  | CABLE,ASSEMBLY;TYPE:ELECTRICAL,ADDITIONAL FEATURES EN:PR, SPEC.PURPOSE,MNFR:01)EPSON,PTNO:01)ACP0900 | ELECTRICAL,01)PR, SPEC.PURPOSE,01)EPSON,01)ACP0900 |  |  | EPSON | [95 empty] | Production Downloaded
STP_009 - Lot4 | Data Enrichment | PEH |  | 2023-08-11 |  |  | Mat2 - 1301035 | 1301035 | EA | CABLE,ASSY;ELECTRICAL,SPEC.PURPOSE, M1 |  |  | CABLE,ASSEMBLY;TYPE:ELECTRICAL,ADDITIONAL FEATURES EN:SPEC.PURPOSE, M1,MNFR:01)SMC,PTNO:01)XDR7123-CABLE | ELECTRICAL,01)SPEC.PURPOSE, M1,01)SMC,01)XDR7123-CABLE |  |  | SMC CORPORATION (AUST) PTY LTD | [95 empty] | Production Downloaded
STP_009 - Lot4 | Data Enrichment | PEH |  | 2023-08-11 |  |  | Mat2 - 1292604 | 1292604 | EA | CABLE,ASSY;ELECTRICAL,TOLEDO,3M-CABLE |  |  | CABLE,ASSEMBLY;TYPE:ELECTRICAL,ADDITIONAL FEATURES EN:ASSY, INDICATO, SPEC.PURPOSE,MNFR:01)TOLEDO,PTNO:01)3M-CABLE | ELECTRICAL,01)ASSY, INDICATO, SPEC.PURPOS,01)TOLEDO,01)3M-CABLE |  |  | TOLEDO | [95 empty] | Production Downloaded
STP_009 - Lot4 | Data Enrichment | PEH |  | 2023-08-11 |  |  | Mat2 - 1292812 | 1292812 | EA | CABLE,ASSY;ELECTRICAL,WENMEC,825663-3 |  |  | CABLE,ASSEMBLY;TYPE:ELECTRICAL,ADDITIONAL FEATURES EN:SPECIFIC PURPOSE 50 PIN, FEMALE KEYED EDGE ENDS,MNFR:01)WENMEC,PTNO:01) 825663-3 | ELECTRICAL,01)SPECIFIC PURPOSE 50 PIN, FE,01)WENMEC,01)825663-3 |  |  | WENMEC SYSTEMS INC | [95 empty] | Production Downloaded
STP_009 - Lot4 | Data Enrichment | PEH |  | 2023-08-11 |  |  | Mat2 - 1295711 | 1295711 | EA | CABLE,ASSY;FLEXIBLE,5,LG 6 M,INGRAMS |  |  | CABLE,ASSEMBLY;TYPE:FLEXIBLE,NUMBER OF CONDUCTORS:5,LENGTH:6 M,ADDITIONAL FEATURES EN:SPECIAL PURPOSE, 4 MM, COILED WIRE, SEMI- RIGID, PRIME MOVER TO TRAI,LER CONNECTION,MNFR:01)INGRAMS,PTNO:01)ACX2845 | FLEXIBLE,6 M,01)SPECIAL PURPOSE, 4 MM, COIL,02)LER CONNECTION,01)INGRAMS,01)ACX2845 |  |  | INGRAMS | [95 empty] | Production Downloaded
STP_009 - Lot4 | Data Enrichment | PEH |  | 2023-08-11 |  |  | Mat2 - 1383780 | 1383780 | EA | CABLE,ASSY;FTB,LG 3 M,DIN 47100/1 |  |  | CABLE,ASSEMBLY;TYPE:FTB,LENGTH:3 M,CERTIFICATION/STANDARD:DIN 47100/1,ADDITIONAL FEATURES EN:20 WIRE,MNFR:01)CNW (MOUNT ISA) ELECT WHOLESALER,PTNO:01)SCHBMXFTW301 | FTB,3 M,EN_01)DIN 47100/1,01)20 WIRE,01)CNW (MOUNT ISA) ELECT WHOLE,01)SCHBMXFTW301 |  |  | CNW (MOUNT ISA) ELECT WHOLESALER | [95 empty] | Production Downloaded
STP_009 - Lot4 | Data Enrichment | PEH |  | 2023-08-11 |  |  | Mat2 - 1352828 | 1352828 | EA | CABLE,ASSY;HDMI 4K,LG 2 M,HARVNORM |  |  | CABLE,ASSEMBLY;TYPE:HDMI 4K,LENGTH:2 M,ADDITIONAL FEATURES EN:SPECIAL PURPOSE, PREMIUM CERTIFIED,MNFR:01)HARVNORM,PTNO:01)CB- HDMI2-4K | HDMI 4K,2 M,01)SPECIAL PURPOSE, PREMIUM CE,01)HARVNORM,01)CB-HDMI2-4K |  |  | HARVNORM | [95 empty] | Production Downloaded
STP_009 - Lot4 | Data Enrichment | PEH |  | 2023-08-11 |  |  | Mat2 - 1300377 | 1300377 | EA | CABLE,ASSY;HIGH VOLTAGE,POS,ECOTECH |  |  | CABLE,ASSEMBLY;TYPE:HIGH VOLTAGE,ADDITIONAL FEATURES EN:POSITIVE,MNFR:01)ECOTECH,PTNO:01)E112032 | HIGH VOLTAGE,01)POSITIVE,01)ECOTECH,01)E112032 |  |  | ECOTECH | [95 empty] | Production Downloaded
STP_009 - Lot4 | Data Enrichment | PEH |  | 2023-08-11 |  |  | Mat2 - 1215146 | 1215146 | EA | CABLE,ASSY;INTERCON,10M,ADV OVER,RI1206 | ENSAMBLE CABLE; | ASS CBLE; | CABLE,ASSEMBLY;ADDITIONAL FEATURES EN:INTERCON,10M,ADV OVER,RI1206,MNFR:BOC LIMITED,PTNO:R-52-3510-00-A0 | 01)INTERCON,10M,ADV OVER,RI120,01)BOC LIMITED,01)R-52-3510-00-A0 | R-52-3510-00-A0 | 1068135 | BOC LIMITED | [95 empty] | Production Downloaded
STP_009 - Lot4 | Data Enrichment | PEH |  | 2023-08-11 |  |  | Mat2 - 1349769 | 1349769 | EA | CABLE,ASSY;INTERFACE LOGIC,C/W PLUG |  |  | CABLE,ASSEMBLY;TYPE:INTERFACE LOGIC,ADDITIONAL FEATURES EN:C/W PLUG,MNFR:01)AUTOMOTI,PTNO:01)CN-INT-LOG-MIM | INTERFACE LOGIC,01)C/W PLUG,01)AUTOMOTI,01)CN-INT-LOG-MIM |  |  | AUTOMOTI | [95 empty] | Production Downloaded
STP_009 - Lot4 | Data Enrichment | PEH |  | 2023-08-11 |  |  | Mat2 - 1353053 | 1353053 | EA | CABLE,ASSY;LANDING DOOR RETAINING,KRONE |  |  | CABLE,ASSEMBLY;TYPE:LANDING DOOR RETAINING,ADDITIONAL FEATURES EN:SPECIAL PURPOSE,MNFR:01)KRONE,PTNO:01)504H-4012 | LANDING DOOR RETAINING,01)SPECIAL PURPOSE,01)KRONE,01)504H-4012 |  |  | KRONE | [95 empty] | Production Downloaded
STP_009 - Lot4 | Data Enrichment | PEH |  | 2023-08-11 |  |  | Mat2 - 1383833 | 1383833 | EA | CABLE,ASSY;LG 10 M,TED TO CASE |  |  | CABLE,ASSEMBLY;LENGTH:10 M,ADDITIONAL FEATURES EN:2 PIN MS SOCKET CONNECTOR - FLY END,OVERBRAIDED,TED TO CASE,MNFR:01)GVS RELIABILITY PRODUCTS PTY LTD,PTNO:01)HS-AC001-10 | 10 M,01)2 PIN MS SOCKET CONNECTOR -,02)TED TO CASE,01)GVS RELIABILITY PRODUCTS PT,01)HS-AC001-10 |  |  | GVS RELIABILITY PRODUCTS PTY LTD | [95 empty] | Production Downloaded
STP_009 - Lot4 | Data Enrichment | PEH |  | 2023-08-11 |  |  | Mat2 - 1384015 | 1384015 | EA | CABLE,ASSY;LG 20 M,ED TO CASE |  |  | CABLE,ASSEMBLY;LENGTH:20 M,ADDITIONAL FEATURES EN:2 PIN MS SOCKET CONNECTOR FLY END, OVER BRAIDED,ED TO CASE,MNFR:01)GVS RELIABILITY PRODUCTS PTY LTD,PTNO:01)HS-AC001-20 | 20 M,01)2 PIN MS SOCKET CONNECTOR F,02)ED TO CASE,01)GVS RELIABILITY PRODUCTS PT,01)HS-AC001-20 |  |  | GVS RELIABILITY PRODUCTS PTY LTD | [95 empty] | Production Downloaded
STP_009 - Lot4 | Data Enrichment | PEH |  | 2023-08-11 |  |  | Mat2 - 1286604 | 1286604 | EA | CABLE,ASSY;LG 21.52 M,RME,31R7720 |  |  | CABLE,ASSEMBLY;LENGTH:21.52 M,ADDITIONAL FEATURES EN:ASSY, GALVANIZED, CORE DIAMETER: 10 MM,MNFR:01)RME,PTNO:01)31R7720 | 21.52 M,01)ASSY, GALVANIZED, CORE DIAM,01)RME,01)31R7720 |  |  | RME | [95 empty] | Production Downloaded
STP_009 - Lot4 | Data Enrichment | PEH |  | 2023-08-11 |  |  | Mat2 - 1384071 | 1384071 | EA | CABLE,ASSY;LG 3 M,CTED TO CASE |  |  | CABLE,ASSEMBLY;LENGTH:3 M,ADDITIONAL FEATURES EN:2 PIN MS SOCKET CONNECTOR - FLY END OVER BRAIDE,CTED TO CASE,MNFR:01)GVS RELIABILITY PRODUCTS PTY LTD,PTNO:01)HS-AC001-03 | 3 M,01)2 PIN MS SOCKET CONNECTOR -,02)CTED TO CASE,01)GVS RELIABILITY PRODUCTS PT,01)HS-AC001-03 |  |  | GVS RELIABILITY PRODUCTS PTY LTD | [95 empty] | Production Downloaded
STP_009 - Lot4 | Data Enrichment | PEH |  | 2023-08-11 |  |  | Mat2 - 1229966 | 1229966 | EA | CABLE,ASSY;LG 5 M,DELPHI,301-5S |  |  | CABLE,ASSEMBLY;LENGTH:5 M,ADDITIONAL FEATURES EN:SPECIAL PURPOSE, M12, 4 PIN, STRAIGHT CONNECTOR TO FLYING LEAD,MNFR:01)DELPHI, PTNO:01)301-5S | 5 M,01)SPECIAL PURPOSE, M12, 4 PIN,01)DELPHI,01)301-5S |  |  | DELPHI | [95 empty] | Production Downloaded
STP_009 - Lot4 | Data Enrichment | PEH |  | 2023-08-11 |  |  | Mat2 - 1346900 | 1346900 | EA | CABLE,ASSY;LOOM CAMERA,LG 3 M,REMOTECO |  |  | CABLE,ASSEMBLY;TYPE:LOOM CAMERA,LENGTH:3 M,ADDITIONAL FEATURES EN:SPECIFIC PURPOSE,MNFR:01)REMOTECO,PTNO:01)4931 | LOOM CAMERA,3 M,01)SPECIFIC PURPOSE,01)REMOTECO,01)4931 |  |  | REMOTECO | [95 empty] | Production Downloaded
STP_009 - Lot4 | Data Enrichment | PEH |  | 2023-08-11 |  |  | Mat2 - 1350945 | 1350945 | EA | CABLE,ASSY;PLC RIBBON,CEGELEC,41Y6997-10 |  |  | CABLE,ASSEMBLY;TYPE:PLC RIBBON,ADDITIONAL FEATURES EN:ASSEMBLY, ELECTRICAL, GD DELTA,MNFR:01)CEGELEC,PTNO:01)41Y6997-10 | PLC RIBBON,01)ASSEMBLY, ELECTRICAL, GD DE,01)CEGELEC,01)41Y6997-10 |  |  | CEGELEC | [95 empty] | Production Downloaded
STP_009 - Lot4 | Data Enrichment | PEH |  | 2023-08-11 |  |  | Mat2 - 1318629 | 1318629 | EA | CABLE,ASSY;POWER, ELECTRICAL,BOART |  |  | CABLE,ASSEMBLY;TYPE:POWER, ELECTRICAL,ADDITIONAL FEATURES EN:BAYONET 5 PIN (18-11), MALE DCI HEAD,MNFR:01)BOART,PTNO:01)5037747 | POWER, ELECTRICAL,01)BAYONET 5 PIN (18-11), MALE,01)BOART,01)5037747 |  |  | BOART | [95 empty] | Production Downloaded
STP_009 - Lot4 | Data Enrichment | PEH |  | 2023-08-11 |  |  | Mat2 - 1351277 | 1351277 | EA | CABLE,ASSY;PRINTED,LG 1 M,I/O TRACK |  |  | CABLE,ASSEMBLY;TYPE:PRINTED,LENGTH:1 M,ADDITIONAL FEATURES EN:I/O TRACK,MNFR:01)STRUTDUN,PTNO:01)43215 | PRINTED,1 M,01)I/O TRACK,01)STRUTDUN,01)43215 |  |  | STRUTDUN | [95 empty] | Production Downloaded
STP_009 - Lot4 | Data Enrichment | PEH |  | 2023-08-11 |  |  | Mat2 - 1383989 | 1383989 | EA | CABLE,ASSY;SUB AIR INLET DAMPER CONTROL |  |  | CABLE,ASSEMBLY;TYPE:SUB AIR INLET DAMPER CONTROL,MNFR:01)BELLMORC,PTNO:01)559080K010 | SUB AIR INLET DAMPER CONTROL,01)BELLMORC,01)559080K010 |  |  | BELLMORC | [95 empty] | Production Downloaded
STP_009 - Lot4 | Data Enrichment | PEH |  | 2023-08-11 |  |  | Mat2 - 1229455 | 1229455 | EA | CABLE,ASSY;THERMOCOUPLE,24 GA,TEFLON,ECE |  |  | CABLE,ASSEMBLY;TYPE:THERMOCOUPLE,CONDUCTOR SIZE:24 GA,JACKET MATERIAL:TEFLON,LENGTH:100 M,ADDITIONAL FEATURES EN:SPECIAL PURPOSE, 7.02 STRAND, WATER PROOF, TYPE N,MNFR:01)ECE,PTNO:01)TW-N24F-TX/TX | THERMOCOUPLE,24 GA,TEFLON,100 M,01)SPECIAL PURPOSE, 7.02 STRAN,01)ECE,01)TW-N24F-TX/TX |  |  | ECE | [95 empty] | Production Downloaded
STP_009 - Lot4 | Data Enrichment | PEH |  | 2023-08-11 |  |  | Mat2 - 1317744 | 1317744 | EA | CABLE,COAXL;RADIO FREQUENCY, HEAVY DUTY |  |  | CABLE,COAXIAL;TYPE:RADIO FREQUENCY, HEAVY DUTY,LENGTH:10 M,ADDITIONAL FEATURES EN:ASSEMBLY, WITH HYDRAULIC HOSE PROTECTION/SLEEVE, COIL, RG58, YELLOW, SSP98,MNFR:01)ECAM,PTNO:01)FIN-SSP-13106 | RADIO FREQUENCY, HEAVY DUTY,10 M,01)ASSEMBLY, WITH HYDRAULIC HO,02), SSP98,01)ECAM,01)FIN-SSP-13106 |  |  | ECAM | [95 empty] | Production Downloaded
STP_009 - Lot4 | Data Enrichment | PEH |  | 2023-08-11 |  |  | Mat2 - 1346051 | 1346051 | EA | CABLE,COMM;ASSY, ELECT, SPEC.PURPOSE, US |  |  | CABLE,COMMUNICATION;ADDITIONAL FEATURES EN:ASSY, ELECT, SPEC.PURPOSE, USB TO R,MNFR:01)CRANESAF,PTNO:01)USB1.8 | 01)ASSY, ELECT, SPEC.PURPOSE,01)CRANESAF,01)USB1.8 |  |  | CRANESAF | [95 empty] | Production Downloaded
STP_009 - Lot4 | Data Enrichment | PEH |  | 2023-08-11 |  |  | Mat2 - 1301004 | 1301004 | EA | CABLE,COMM;WYE,LG 1 FT,CEGELEC |  |  | CABLE,COMMUNICATION;TYPE:WYE,LENGTH:1 FT,ADDITIONAL FEATURES EN:ASSY, SPEC.PURPOSE,ELECT:ALSPA EX,MNFR:01)CEGELEC,PTNO:01) IC693CBL305 | WYE,1 FT,01)ASSY, SPEC.PURPOSE,ELECT:AL,01)CEGELEC,01)IC693CBL305 |  |  | CEGELEC | [95 empty] | Production Downloaded
STP_009 - Lot4 | Data Enrichment | PEH |  | 2023-08-11 |  |  | Mat2 - 1347266 | 1347266 | EA | CABLE,CTRL;ACTUATOR,ASSY,BAM |  |  | CABLE,CONTROL;TYPE:ACTUATOR,ADDITIONAL FEATURES EN:ASSEMBLY,MNFR:01)BAM,PTNO:01)02 LVSL CABLE | ACTUATOR,01)ASSEMBLY,01)BAM,01)02 LVSL CABLE |  |  | BAM | [95 empty] | Production Downloaded
STP_009 - Lot4 | Data Enrichment | PEH |  | 2023-08-11 |  |  | Mat2 - 1229282 | 1229282 | M | CABLE,CTRL;STAINLESS COATED, 2.4 MM, ASS |  |  | CABLE,CONTROL;ADDITIONAL FEATURES EN:STAINLESS COATED, 2.4 MM, ASSEMBLY,MNFR:01)BANLAW,PTNO:01)AUSSTL032 | 01)STAINLESS COATED, 2.4 MM, A,01)BANLAW,01)AUSSTL032 |  |  | BANLAW | [95 empty] | Production Downloaded
STP_009 - Lot4 | Data Enrichment | PEH |  | 2023-08-11 |  |  | Mat2 - 1298360 | 1298360 | EA | CABLE,ELEC;AP31W-01, ASSY, SPEC.PURPOSE |  |  | CABLE,ELECTRICAL;ADDITIONAL FEATURES EN:AP31W-01, ASSY, SPEC.PURPOSE,MNFR:01)INVENSYS,PTNO:01)109405 | 01)INVENSYS,01)109405,01)AP31W-01, ASSY, SPEC.PURPOS |  |  | INVENSYS | [95 empty] | Production Downloaded
STP_009 - Lot4 | Data Enrichment | PEH |  | 2023-08-11 |  |  | Mat2 - 1298361 | 1298361 | EA | CABLE,ELEC;ASSY, RECTIFIE, SPEC.PURPOSE |  |  | CABLE,ELECTRICAL;ADDITIONAL FEATURES EN:ASSY, RECTIFIE, SPEC.PURPOSE,MNFR:01)INVENSYS,PTNO:01)101769 | 01)INVENSYS,01)101769,01)ASSY, RECTIFIE, SPEC.PURPOS |  |  | INVENSYS | [95 empty] | Production Downloaded
STP_009 - Lot4 | Data Enrichment | PEH |  | 2023-08-11 |  |  | Mat2 - 1301000 | 1301000 | EA | CABLE,ELEC;ASSY, SPEC.PURPOSE, VIBRATIO |  |  | CABLE,ELECTRICAL;ADDITIONAL FEATURES EN:ASSY, SPEC.PURPOSE, VIBRATIO,MNFR:01)INGRAND,PTNO:01)89440069 | 01)INGRAND,01)89440069,01)ASSY, SPEC.PURPOSE, VIBRATI |  |  | INGRAND | [95 empty] | Production Downloaded
STP_009 - Lot4 | Data Enrichment | PEH |  | 2023-08-11 |  |  | Mat2 - 1300644 | 1300644 | EA | CABLE,ELEC;INTFC,LG 2.5 M,ALENBRAD |  |  | CABLE,ELECTRICAL;TYPE:INTERFACE,LENGTH:2.5 M,ADDITIONAL FEATURES EN:ASSY, PLC, PREW, SPEC.PURPOSE,MNFR:01)ALENBRAD,PTNO:01)1492 ACABLE025A | 01)ALENBRAD,01)1492 ACABLE025A,EN_01)INTERFACE,2.5 M,01)ASSY, PLC, PREW, SPEC.PURPO |  |  | ALENBRAD | [95 empty] | Production Downloaded
STP_009 - Lot4 | Data Enrichment | PEH |  | 2023-08-11 |  |  | Mat2 - 1301037 | 1301037 | EA | CABLE,ELEC;STRGT,LG 2 M,SMC,PCA-1558810 |  |  | CABLE,ELECTRICAL;TYPE:STRAIGHT,LENGTH:2 M,ADDITIONAL FEATURES EN:ASSY, SPEC.PURPOSE, YE,MNFR:01)SMC,PTNO:01)PCA-1558810 | 01)SMC,01)PCA-1558810,EN_01)STRAIGHT,2 M,01)ASSY, SPEC.PURPOSE, YE |  |  | SMC CORPORATION (AUST) PTY LTD | [95 empty] | Production Downloaded
STP_009 - Lot4 | Data Enrichment | PEH |  | 2023-08-11 |  |  | Mat2 - 1344472 | 1344472 | EA | CABLE,PUSHPULL;BRAKE CATENARY,ASSY |  |  | CABLE,PUSH PULL;TYPE:BRAKE CATENARY,ADDITIONAL FEATURES EN:ASSEMBLY,MNFR:01)NQCSERV,PTNO:01)25.1111.03GAL | BRAKE CATENARY,01)ASSEMBLY,01)NQCSERV,01)25.1111.03GAL |  |  | NQCSERV | [95 empty] | Production Downloaded
STP_009 - Lot4 | Data Enrichment | PEH |  | 2023-08-11 |  |  | Mat2 - 1353043 | 1353043 | EA | CABLE,PUSHPULL;CONTROL, THROTTLE,HYS |  |  | CABLE,PUSH PULL;TYPE:CONTROL, THROTTLE,LENGTH:95-1/4 IN,ADDITIONAL FEATURES EN:ENGINE, ASSEMBLY,MNFR:01)HYSTER,PTNO:01)1337772 | CONTROL, THROTTLE,95-1/4 IN,01)ENGINE, ASSEMBLY,01)HYSTER,01)1337772 |  |  | HYSTER | [95 empty] | Production Downloaded
STP_009 - Lot4 | Data Enrichment | PEH |  | 2023-08-11 |  |  | Mat2 - 1297861 | 1297861 | EA | CABLE,PUSHPULL;CONTROL,ASSY,FLEXDRVE |  |  | CABLE,PUSH PULL;TYPE:CONTROL,ADDITIONAL FEATURES EN:ASSEMBLY,MNFR:01)FLEXDRVE,PTNO:01)IS10500BB7500 | CONTROL,01)ASSEMBLY,01)FLEXDRVE,01)IS10500BB7500 |  |  | FLEXDRVE | [95 empty] | Production Downloaded
STP_009 - Lot4 | Data Enrichment | PEH |  | 2023-08-11 |  |  | Mat2 - 1344473 | 1344473 | EA | CABLE,PUSHPULL;VEHICLE BRAKE CATENARY |  |  | CABLE,PUSH PULL;TYPE:VEHICLE BRAKE CATENARY,ADDITIONAL FEATURES EN:ASSEMBLY,MNFR:01)NQCSERV,PTNO:01)25.1111.02GAL | VEHICLE BRAKE CATENARY,01)ASSEMBLY,01)NQCSERV,01)25.1111.02GAL |  |  | NQCSERV | [95 empty] | Production Downloaded
STP_009 - Lot4 | Data Enrichment | PEH |  | 2023-08-11 |  |  | Mat2 - 1344474 | 1344474 | EA | CABLE,PUSHPULL;VEHICLE BRAKE CATENARY |  |  | CABLE,PUSH PULL;TYPE:VEHICLE BRAKE CATENARY,ADDITIONAL FEATURES EN:ASSEMBLY,MNFR:01)NQCSERV,PTNO:01)03.02000.91 | VEHICLE BRAKE CATENARY,01)ASSEMBLY,01)NQCSERV,01)03.02000.91 |  |  | NQCSERV | [95 empty] | Production Downloaded
STP_009 - Lot4 | Data Enrichment | PEH |  | 2023-08-11 |  |  | Mat2 - 1233280 | 1233280 | EA | CABLE,PUSHPULL;VEHICLE HANDBRAKE, FRONT |  |  | CABLE,PUSH PULL;TYPE:VEHICLE HANDBRAKE, FRONT,ADDITIONAL FEATURES EN:ASSEMBLY,MNFR:01)MODMOTOR,PTNO:01)0605BA0120N | VEHICLE HANDBRAKE, FRONT,01)ASSEMBLY,01)MODMOTOR,01)0605BA0120N |  |  | MODMOTOR | [95 empty] | Production Downloaded
STP_009 - Lot4 | Data Enrichment | PEH |  | 2023-08-11 |  |  | Mat2 - 1233281 | 1233281 | EA | CABLE,PUSHPULL;VEHICLE HANDBRAKE, REAR |  |  | CABLE,PUSH PULL;TYPE:VEHICLE HANDBRAKE, REAR,ADDITIONAL FEATURES EN:ASSEMBLY,MNFR:01)MODMOTOR,PTNO:01)0605BA0610N | VEHICLE HANDBRAKE, REAR,01)ASSEMBLY,01)MODMOTOR,01)0605BA0610N |  |  | MODMOTOR | [95 empty] | Production Downloaded
STP_009 - Lot4 | Data Enrichment | PEH |  | 2023-08-11 |  |  | Mat2 - 1319706 | 1319706 | EA | CABLE,PUSHPULL;VEHICLE PARK BRAKE 79S |  |  | CABLE,PUSH PULL;TYPE:VEHICLE PARK BRAKE 79S,ADDITIONAL FEATURES EN:ASSEMBLY,MNFR:01)NQCRASH,PTNO:01)46410-6A030,MNFR:02)DRIVELIN, PTNO:02)46410-6A030 | VEHICLE PARK BRAKE 79S,01)ASSEMBLY,01)NQCRASH,02)DRIVELIN,01)46410-6A030,02)46410-6A030 |  |  | DRIVELIN | [95 empty] | Production Downloaded
STP_009 - Lot4 | Data Enrichment | PEH |  | 2023-08-11 |  |  | Mat2 - 1347247 | 1347247 | EA | CABLE,ELEC;AUTOMTV,110 V,1.13 MM2 |  |  | CABLE,ELECTRICAL;TYPE:AUTOMOTIVE,VOLTAGE RATING:110 V,CONDUCTOR SIZE:1.13 MM2,NUMBER OF CONDUCTORS:1,CORE STRANDS:SINGLE 0.3 MM, CONDUCTOR MATERIAL:COPPER,INSULATION MATERIAL:PVC,LENGTH:30 M,JACKET COLOUR:BLUE/RED,CERTIFICATION/STANDARD:AS/NZ 3808-2000, ADDITIONAL FEATURES EN:SPECIAL PURPOSE, 3 MM, SINGLE TRACE,MNFR:01)ASHDOWN,PTNO:01)ACX0721 | 01)ASHDOWN,01)ACX0721,EN_01)AUTOMOTIVE,110 V,1.13 MM2,SINGLE 0.3 MM,EN_01)COPPER,EN_01)PVC,30 M,BLUE/RED,EN_01)AS/NZ 3808-2000,01)SPECIAL PURPOSE, 3 MM, SING |  |  | ASHDOWN | [95 empty] | Production Downloaded
STP_009 - Lot4 | Data Enrichment | PEH |  | 2023-08-11 |  |  | Mat2 - 1347248 | 1347248 | EA | CABLE,ELEC;AUTOMTV,110 V,1.13 MM2 |  |  | CABLE,ELECTRICAL;TYPE:AUTOMOTIVE,VOLTAGE RATING:110 V,CONDUCTOR SIZE:1.13 MM2,NUMBER OF CONDUCTORS:1,CORE STRANDS:SINGLE 0.3 MM, CONDUCTOR MATERIAL:COPPER,INSULATION MATERIAL:PVC,LENGTH:30 MM,JACKET COLOUR:YELLOW/BLUE,CERTIFICATION/STANDARD:AS/NZ 3808-2000, ADDITIONAL FEATURES EN:SPECIAL PURPOSE, 3 MM,MNFR:01)ASHDOWN,PTNO:01)ACX0716 | 01)ASHDOWN,01)ACX0716,EN_01)AUTOMOTIVE,110 V,1.13 MM2,SINGLE 0.3 MM,EN_01)COPPER,EN_01)PVC,30 MM,YELLOW/BLUE,EN_01)AS/NZ 3808-2000,01)SPECIAL PURPOSE, 3 MM |  |  | ASHDOWN | [95 empty] | Production Downloaded
STP_009 - Lot4 | Data Enrichment | PEH |  | 2023-08-11 |  |  | Mat2 - 1365968 | 1365968 | EA | CABLE,ELEC;AUTOMTV,110 V,1.13 MM2 |  |  | CABLE,ELECTRICAL;TYPE:AUTOMOTIVE,VOLTAGE RATING:110 V,CONDUCTOR SIZE:1.13 MM2,NUMBER OF CONDUCTORS:1,CORE STRANDS:SINGLE 0.3 MM, CONDUCTOR MATERIAL:COPPER,INSULATION MATERIAL:PVC,LENGTH:30 M,JACKET COLOUR:GREEN/WHITE,CERTIFICATION/STANDARD:AS/NZ 3808-2000, ADDITIONAL FEATURES EN:SPECIAL PURPOSE, 3 MM SINGLE TRACE,MNFR:01)ASHDOWN,PTNO:01)ACX0720 | 01)ASHDOWN,01)ACX0720,EN_01)AUTOMOTIVE,110 V,1.13 MM2,SINGLE 0.3 MM,EN_01)COPPER,EN_01)PVC,30 M,GREEN/WHITE,EN_01)AS/NZ 3808-2000,01)SPECIAL PURPOSE, 3 MM SINGL |  |  | ASHDOWN | [95 empty] | Production Downloaded
STP_009 - Lot4 | Data Enrichment | PEH |  | 2023-08-11 |  |  | Mat2 - 1296116 | 1296116 | EA | CABLE,ELEC;AUTOMTV,110 V,1.84 MM2 |  |  | CABLE,ELECTRICAL;TYPE:AUTOMOTIVE,VOLTAGE RATING:110 V,CONDUCTOR SIZE:1.84 MM2,NUMBER OF CONDUCTORS:1,CORE STRANDS:(26) 0.3 MM, CONDUCTOR MATERIAL:COPPER,INSULATION MATERIAL:PVC,TEMPERATURE RATING:90 DEG C,LENGTH:30 M,JACKET COLOUR:BLACK/YELLOW, CERTIFICATION/STANDARD:AS/NZ 3808-2000,ADDITIONAL FEATURES EN:4 MM, SPECIAL PURPOSE,MNFR:01)ASHDOWN,PTNO:01)ACX0741 | 01)ASHDOWN,01)ACX0741,EN_01)AUTOMOTIVE,110 V,1.84 MM2,(26) 0.3 MM,EN_01)COPPER,EN_01)PVC,90 DEG C,30 M,BLACK/YELLOW,EN_01)AS/NZ 3808-2000,01)4 MM, SPECIAL PURPOSE |  |  | ASHDOWN | [95 empty] | Production Downloaded
STP_009 - Lot4 | Data Enrichment | PEH |  | 2023-08-11 |  |  | Mat2 - 1347246 | 1347246 | EA | CABLE,ELEC;AUTOMTV,110 V,LG 30 M,ASHDOWN |  |  | CABLE,ELECTRICAL;TYPE:AUTOMOTIVE,VOLTAGE RATING:110 V,CORE STRANDS:SINGLE 0.3 MM,LENGTH:30 M,JACKET COLOUR:BROWN/WHITE,ADDITIONAL FEATURES EN:SPECIAL PURPOSE, 3 MM SINGLE TRACE,MNFR:01)ASHDOWN,PTNO:01)ACX0715 | 01)ASHDOWN,01)ACX0715,EN_01)AUTOMOTIVE,110 V,SINGLE 0.3 MM,30 M,BROWN/WHITE,01)SPECIAL PURPOSE, 3 MM SINGL |  |  | ASHDOWN | [95 empty] | Production Downloaded
STP_009 - Lot4 | Data Enrichment | PEH |  | 2023-08-11 |  |  | Mat2 - 1353371 | 1353371 | EA | CABLE,ELEC;AUTOMTV,LG 30 M,BLACK/RED |  |  | CABLE,ELECTRICAL;TYPE:AUTOMOTIVE,LENGTH:30 M,JACKET COLOUR:BLACK/RED,ADDITIONAL FEATURES EN:SPECIAL PURPOSE, 3 MM, FIGURE 8,MNFR: 01)ASHDOWN,PTNO:01)70-92031 | 01)ASHDOWN,01)70-92031,EN_01)AUTOMOTIVE,30 M,BLACK/RED,01)SPECIAL PURPOSE, 3 MM, FIGU |  |  | ASHDOWN | [95 empty] | Production Downloaded
STP_009 - Lot4 | Data Enrichment | PEH |  | 2023-08-11 |  |  | Mat2 - 1296119 | 1296119 | EA | CABLE,ELEC;AUTOMTV,LG 30 M,BLUE/WHITE |  |  | CABLE,ELECTRICAL;TYPE:AUTOMOTIVE,LENGTH:30 M,JACKET COLOUR:BLUE/WHITE,ADDITIONAL FEATURES EN:SPECIAL PURPOSE, 3 MM FIGURE 8,MNFR: 01)ASHDOWN,PTNO:01)70-92030 | 01)ASHDOWN,01)70-92030,EN_01)AUTOMOTIVE,30 M,BLUE/WHITE,01)SPECIAL PURPOSE, 3 MM FIGUR |  |  | ASHDOWN | [95 empty] | Production Downloaded
STP_009 - Lot4 | Data Enrichment | PEH |  | 2023-08-11 |  |  | Mat2 - 1296037 | 1296037 | EA | CABLE,ELEC;FIGURE 8, AUTOMOTIVE,1.84 MM2 |  |  | CABLE,ELECTRICAL;TYPE:FIGURE 8, AUTOMOTIVE,CONDUCTOR SIZE:1.84 MM2,NUMBER OF CONDUCTORS:2,CORE STRANDS:(26) 0.32 MM,LENGTH:30 M/ROLL,JACKET COLOUR:BLACK/RED,ADDITIONAL FEATURES EN:O/A DIA 4 MM,MNFR:01)ASHDOWN INGRAM,PTNO:01)70-92041 | 01)ASHDOWN INGRAM,01)70-92041,EN_01)FIGURE 8, AUTOMOTIVE,1.84 MM2,(26) 0.32 MM,30 M/ROLL,BLACK/RED,01)O/A DIA 4 MM |  |  | ASHDOWN INGRAM | [95 empty] | Production Downloaded
STP_009 - Lot4 | Data Enrichment | PEH |  | 2023-08-11 |  |  | Mat2 - 1285126 | 1285126 | EA | CABLE,COAXL;96.46 PF/M,50 OHM,OD 4.95 MM |  |  | CABLE,COAXIAL;CAPACITANCE:96.46 PF/M,IMPEDANCE:50 OHM,OUTSIDE DIAMETER:4.95 MM,CONDUCTOR SIZE:0.37 MM,CORE STRANDS:1,CONDUCTOR MATERIAL:STEEL COPPER CLAD,JACKET MATERIAL:FEP,INSULATION MATERIAL:COPPER BRAID,LENGTH:505 M,ADDITIONAL FEATURES EN:ELECT WHOLESALER, REFERENCE NO: BI10919RSC906-0,MNFR:01)CNW (MOUNT ISA) ELECT WHOLESALER,PTNO:01)RSC906-0604 | 96.46 PF/M,50 OHM,4.95 MM,0.37 MM,1,STEEL COPPER CLAD,FEP,COPPER BRAID,505 M,01)ELECT WHOLESALER, REFERENCE,01)CNW (MOUNT ISA) ELECT WHOLE,01)RSC906-0604 |  |  | CNW (MOUNT ISA) ELECT WHOLESALER | [95 empty] | Production Downloaded
STP_009 - Lot4 | Data Enrichment | PEH |  | 2023-08-11 |  |  | Mat2 - 1284991 | 1284991 | EA | CABLE,COAXL;ANTENNA, BRAIDED COAXIAL |  |  | CABLE,COAXIAL;TYPE:ANTENNA, BRAIDED COAXIAL,CONDUCTOR MATERIAL:ALUMINUM COPPER CLAD,JACKET MATERIAL:PE NON HALOGENATED,LENGTH:100 FT,TEMPERATURE RATING:-40 TO 85 DEG C,ADDITIONAL FEATURES EN:ELECT WSHOP - 19L - TENEILL, JACKET COLOUR: BLA,2500 V DC,MNFR:01) MINE SITE TECHNOLOGIES PTY LTD,PTNO:01)CNT-400 | ANTENNA, BRAIDED COAXIAL,ALUMINUM COPPER CLAD,PE NON HALOGENATED,100 FT,-40 TO 85 DEG C,01)ELECT WSHOP - 19L - TENEILL,02)2500 V DC,01)MINE SITE TECHNOLOGIES PTY,01)CNT-400 |  |  | MINE SITE TECHNOLOGIES PTY LTD | [95 empty] | Production Downloaded
STP_009 - Lot4 | Data Enrichment | PEH |  | 2023-08-11 |  |  | Mat2 - 1300907 | 1300907 | EA | CABLE,COAXL;ANTENNA,LG 1.5 M,CAVOTEC |  |  | CABLE,COAXIAL;TYPE:ANTENNA,LENGTH:1.5 M,ADDITIONAL FEATURES EN:AIRCELL5 ICS145174,MNFR:01)CAVOTEC,PTNO:01)M5-1110-1401 | ANTENNA,1.5 M,01)AIRCELL5 ICS145174,01)CAVOTEC,01)M5-1110-1401 |  |  | CAVOTEC | [95 empty] | Production Downloaded
STP_009 - Lot4 | Data Enrichment | PEH |  | 2023-08-11 |  |  | Mat2 - 1284700 | 1284700 | EA | CABLE,COAXL;PATCH LEAD,SOLID,LG 1 M |  |  | CABLE,COAXIAL;TYPE:PATCH LEAD,CORE STRANDS:SOLID,LENGTH:1 M,ADDITIONAL FEATURES EN:ATEM SMA-SMA, N TYPE RF CONNECTOR, RG142B,MNFR: 01)RS COMPONENTS PTY LTD,PTNO:01)7600 | PATCH LEAD,SOLID,1 M,01)ATEM SMA-SMA, N TYPE RF CON,01)RS COMPONENTS PTY LTD,01)7600 |  |  | RS COMPONENTS PTY LTD | [95 empty] | Production Downloaded
STP_009 - Lot4 | Data Enrichment | PEH |  | 2023-08-11 |  |  | Mat2 - 1353466 | 1353466 | EA | CABLE,COAXL;RADIO ANTENNA,C/W CONNECTORS |  |  | CABLE,COAXIAL;TYPE:RADIO ANTENNA,ADDITIONAL FEATURES EN:C/W CONNECTORS,MNFR:01)AUTOPED,PTNO:01)P-AP-00AC | RADIO ANTENNA,01)C/W CONNECTORS,01)AUTOPED,01)P-AP-00AC |  |  | AUTOPED | [95 empty] | Production Downloaded
STP_009 - Lot4 | Data Enrichment | PEH |  | 2023-08-11 |  |  | Mat2 - 1317743 | 1317743 | EA | CABLE,COAXL;RADIO FREQUENCY, HEAVY DUTY |  |  | CABLE,COAXIAL;TYPE:RADIO FREQUENCY, HEAVY DUTY,LENGTH:10 M,ADDITIONAL FEATURES EN:WITH HYDRAULIC HOSE PROTECTION/SLEEVE, RG58, SSP98 COIL, ORANGE,MNFR:01)ECAM,PTNO:01)FIN-SSP-13086 | RADIO FREQUENCY, HEAVY DUTY,10 M,01)WITH HYDRAULIC HOSE PROTECT,01)ECAM,01)FIN-SSP-13086 |  |  | ECAM | [95 empty] | Production Downloaded
STP_009 - Lot4 | Data Enrichment | PEH |  | 2023-08-11 |  |  | Mat2 - 1286382 | 1286382 | EA | CABLE,COAXL;RADIO FREQUENCY,2,PED ANTENN |  |  | CABLE,COAXIAL;TYPE:RADIO FREQUENCY,CORE STRANDS:2,ADDITIONAL FEATURES EN:PED ANTENN,MNFR:01)MINESITE,PTNO:01)P-XLP2X10 | RADIO FREQUENCY,2,01)PED ANTENN,01)MINESITE,01)P-XLP2X10 |  |  | MINESITE | [95 empty] | Production Downloaded
STP_009 - Lot4 | Data Enrichment | PEH |  | 2023-08-11 |  |  | Mat2 - 1297042 | 1297042 | EA | CABLE,COAXL;RADIO FREQUENCY,50 OHM |  |  | CABLE,COAXIAL;TYPE:RADIO FREQUENCY,IMPEDANCE:50 OHM,OUTSIDE DIAMETER:1/2 IN,ADDITIONAL FEATURES EN:UV STAB,MNFR:01)RFINDUS,PTNO: 01)RXL4-1AX | RADIO FREQUENCY,50 OHM,1/2 IN,01)UV STAB,01)RFINDUS,01)RXL4-1AX |  |  | RFINDUS | [95 empty] | Production Downloaded
STP_009 - Lot4 | Data Enrichment | PEH |  | 2023-08-11 |  |  | Mat2 - 1353479 | 1353479 | EA | CABLE,COAXL;RADIO FREQUENCY,50 OHM |  |  | CABLE,COAXIAL;TYPE:RADIO FREQUENCY,IMPEDANCE:50 OHM,LENGTH:300 M,ADDITIONAL FEATURES EN:WIRELESS LOW LOSS,MNFR:01)SCALAR,PTNO:01) 7890 | RADIO FREQUENCY,50 OHM,300 M,01)WIRELESS LOW LOSS,01)SCALAR,01)7890 |  |  | SCALAR | [95 empty] | Production Downloaded
STP_009 - Lot4 | Data Enrichment | PEH |  | 2023-08-11 |  |  | Mat2 - 1286588 | 1286588 | EA | CABLE,COAXL;RADIO FREQUENCY,78 pF/M |  |  | CABLE,COAXIAL;TYPE:RADIO FREQUENCY,CAPACITANCE:78 pF/M,IMPEDANCE:50 OHM,OUTSIDE DIAMETER:10.29 MM,CONDUCTOR MATERIAL:ALUMINIUM COPPER CLAD,JACKET MATERIAL:PE NON HALOGENATED,INSULATION MATERIAL:ALUMINUM,TEMPERATURE RATING:-40 TO 85 DEG C, CERTIFICATION/STANDARD:ISO 9001-2015,ADDITIONAL FEATURES EN:10MM, BRAIDED CNT,MNFR:01)RFINDUS,PTNO:01)CNT-400 | RADIO FREQUENCY,78 PF/M,50 OHM,10.29 MM,ALUMINIUM COPPER CLAD,PE NON HALOGENATED,ALUMINUM,-40 TO 85 DEG C,EN_01)ISO 9001-2015,01)10MM, BRAIDED CNT,01)RFINDUS,01)CNT-400 |  |  | RFINDUS | [95 empty] | Production Downloaded
STP_009 - Lot4 | Data Enrichment | PEH |  | 2023-08-11 |  |  | Mat2 - 1297322 | 1297322 | EA | CABLE,COAXL;RADIO FREQUENCY,LG 100 M |  |  | CABLE,COAXIAL;TYPE:RADIO FREQUENCY,LENGTH:100 M,ADDITIONAL FEATURES EN:PROXIMITY INNER ZONE ANTENNA,MNFR:01)MINESITE,PTNO:01)V- 8213-100 | RADIO FREQUENCY,100 M,01)PROXIMITY INNER ZONE ANTENN,01)MINESITE,01)V-8213-100 |  |  | MINESITE | [95 empty] | Production Downloaded
STP_009 - Lot4 | Data Enrichment | PEH |  | 2023-08-11 |  |  | Mat2 - 1297329 | 1297329 | EA | CABLE,COAXL;RADIO FREQUENCY,LG 500 M |  |  | CABLE,COAXIAL;TYPE:RADIO FREQUENCY,LENGTH:500 M,ADDITIONAL FEATURES EN:PED ANTENNA,MNFR:01)MINESITE,PTNO:01)P-XLP1X10 | RADIO FREQUENCY,500 M,01)PED ANTENNA,01)MINESITE,01)P-XLP1X10 |  |  | MINESITE | [95 empty] | Production Downloaded
STP_009 - Lot4 | Data Enrichment | PEH |  | 2023-08-11 |  |  | Mat2 - 1347379 | 1347379 | EA | CABLE,COAXL;RADIO,LG 100 M,MINESITE |  |  | CABLE,COAXIAL;TYPE:RADIO,LENGTH:100 M,ADDITIONAL FEATURES EN:PROXIMITY OUTER ZONE ANTENNA,MNFR:01)MINESITE,PTNO:01)V-9006-100 | RADIO,100 M,01)PROXIMITY OUTER ZONE ANTENN,01)MINESITE,01)V-9006-100 |  |  | MINESITE | [95 empty] | Production Downloaded
STP_009 - Lot4 | Data Enrichment | PEH |  | 2023-08-11 |  |  | Mat2 - 1284894 | 1284894 | EA | CABLE,COAXL;SENSOR,11500MMM |  |  | CABLE,COAXIAL;TYPE:SENSOR,ADDITIONAL FEATURES EN:11500MMM,MNFR:01)MAINTENANCE TECHNIQUE PTY LTD,PTNO:01)MT2320 2320 115 | SENSOR,01)11500MMM,01)MAINTENANCE TECHNIQUE PTY L,01)MT2320 2320 115 |  |  | MAINTENANCE TECHNIQUE PTY LTD | [95 empty] | Production Downloaded
STP_009 - Lot4 | Data Enrichment | PEH |  | 2023-08-11 |  |  | Mat2 - 1364942 | 1364942 | EA | CABLE,COAXL;VHF LEAKY FEEDER,(1) 2.31 MM |  |  | CABLE,COAXIAL;TYPE:VHF LEAKY FEEDER,CORE STRANDS:(1) 2.31 MM,LENGTH:350 M,ADDITIONAL FEATURES EN:RADIO FREQUENCY, YELLOW, LAP PACWB PE YW,MNFR:01)MINESITE,PTNO:01)20405 | VHF LEAKY FEEDER,(1) 2.31 MM,350 M,01)RADIO FREQUENCY, YELLOW, LA,01)MINESITE,01)20405 |  |  | MINESITE | [95 empty] | Production Downloaded
STP_009 - Lot4 | Data Enrichment | PEH |  | 2023-08-11 |  |  | Mat2 - 1236878 | 1236878 | EA | CABLE,COMM;CAT 5E,TINNED COPPER,TPE | CABLE COMUNIC;CAT5E,COBRE ESTANADO,TPE | CBLE COMM;CAT5E,CUIVRE ETAME,TPE | CABLE,COMMUNICATION;TYPE:CAT 5E,CONDUCTOR MATERIAL:TINNED COPPER,JACKET MATERIAL:TPE,LENGTH:305 M,ADDITIONAL FEATURES EN:OAF, BLACK,BRAND:DATATUFF,MNFR:BELDEN,PN:7938AB591001 | CAT 5E,TINNED COPPER,TPE,305 M,01)OAF,BLACK,BRAND:DATATUFF,02)MNFR:BELDEN,PN:7938AB591001,01)HAYMANS ELECTRICAL,01)BEL7938AB591001 |  |  | BELDEN | [95 empty] | Production Downloaded
STP_009 - Lot4 | Data Enrichment | PEH |  | 2023-08-11 |  |  | Mat2 - 1346826 | 1346826 | EA | CABLE,COMM;ETHERNET PATCH ASSEMBLY,IP67 |  |  | CABLE,COMMUNICATION;TYPE:ETHERNET PATCH ASSEMBLY,LENGTH:100 M,HAZARD CLASS:IP67,CERTIFICATION/STANDARD:CAT6,ADDITIONAL FEATURES EN:BLACK, RJ45 TERMINATIONS,MNFR:01)NLTAUST,PTNO:01)AS58CAT6100 | 01)NLTAUST,01)AS58CAT6100 |  |  | NLTAUST | [95 empty] | Production Downloaded
STP_009 - Lot4 | Data Enrichment | PEH |  | 2023-08-11 |  |  | Mat2 - 1277635 | 1277635 | EA | CABLE,COMM;HDMI HIGH SPEED,LG 1 M |  |  | CABLE,COMMUNICATION;TYPE:HDMI HIGH SPEED,LENGTH:1 M,MNFR:01)LINDY AUSTRALIA PTY LTD,PTNO:01)36962 | HDMI HIGH SPEED,1 M,01)LINDY AUSTRALIA PTY LTD,01)36962 |  |  | LINDY AUSTRALIA PTY LTD | [95 empty] | Production Downloaded
STP_009 - Lot4 | Data Enrichment | PEH |  | 2023-08-11 |  |  | Mat2 - 1292500 | 1292500 | EA | CABLE,COMM;LG 6 FT,ALENBRAD,1771-NC-6 |  |  | CABLE,COMMUNICATION;LENGTH:6 FT,ADDITIONAL FEATURES EN:ASSY, CSM, ELECT, SPEC.PURPOSE,MNFR:01)ALENBRAD,PTNO:01)1771-NC-6 | 6 FT,01)ASSY, CSM, ELECT, SPEC.PURP,01)ALENBRAD,01)1771-NC-6 |  |  | ALENBRAD | [95 empty] | Production Downloaded
STP_009 - Lot4 | Data Enrichment | PEH |  | 2023-08-11 |  |  | Mat2 - 1229563 | 1229563 | EA | CABLE,COMM;PHONE,2,LG 500 M,PRYSMIAN |  |  | CABLE,COMMUNICATION;TYPE:PHONE,NUMBER OF CONDUCTORS:2,LENGTH:500 M,ADDITIONAL FEATURES EN:64 PEILI PEIB,MNFR:01)PRYSMIAN,PTNO:01) 490/5741 | PHONE,500 M,01)64 PEILI PEIB,01)PRYSMIAN,01)490/5741 |  |  | PRYSMIAN | [95 empty] | Production Downloaded
STP_009 - Lot4 | Data Enrichment | PEH |  | 2023-08-11 |  |  | Mat2 - 1277803 | 1277803 | EA | CABLE,COMM;RIBBON,40,LG 1 M,MP200/1 |  |  | CABLE,COMMUNICATION;TYPE:RIBBON,NUMBER OF CONDUCTORS:40,LENGTH:1 M,ADDITIONAL FEATURES EN:MP200/1,MNFR:01)FARNELL,PTNO:01)297-379 | RIBBON,1 M,01)MP200/1,01)FARNELL,01)297-379 |  |  | FARNELL | [95 empty] | Production Downloaded
STP_009 - Lot4 | Data Enrichment | PEH |  | 2023-08-11 |  |  | Mat2 - 1387490 | 1387490 | EA | CABLE,COMM;SCHN,SR2CBL01 |  |  |  |  | SR2CBL01 | 3000344 | SCHNEIDER INC | [95 empty] | Production Downloaded
STP_009 - Lot4 | Data Enrichment | PEH |  | 2023-08-11 |  |  | Mat2 - 1277585 | 1277585 | EA | CABLE,COMM;SET,LG 70 M |  |  | CABLE,COMMUNICATION;TYPE:SET,LENGTH:70 M,ADDITIONAL FEATURES EN:C/W N-TYPE MALE CONNECTORS, 1127,MNFR:01)REMOTE CONTROL TECHNOLOGIES P/L,PTNO:01)5945 | SET,70 M,01)C/W N-TYPE MALE CONNECTORS,01)REMOTE CONTROL TECHNOLOGIES,01)5945 |  |  | REMOTE CONTROL TECHNOLOGIES P/L | [95 empty] | Production Downloaded
STP_009 - Lot4 | Data Enrichment | PEH |  | 2023-08-11 |  |  | Mat2 - 1229432 | 1229432 | EA | CABLE,COMM;TELEPHONE,0.64 MM2,4,LG 500 M |  |  | CABLE,COMMUNICATION;TYPE:TELEPHONE,CONDUCTOR SIZE:0.64 MM2,NUMBER OF CONDUCTORS:4,LENGTH:500 M,ADDITIONAL FEATURES EN:NTEGRAL BEARER,MNFR:01)PRYSMIAN,PTNO:01)5414790_100 | TELEPHONE,0.64 MM2,500 M,01)NTEGRAL BEARER,01)PRYSMIAN,01)5414790_100 |  |  | PRYSMIAN | [95 empty] | Production Downloaded
STP_009 - Lot4 | Data Enrichment | PEH |  | 2023-08-11 |  |  | Mat2 - 1353603 | 1353603 | EA | CABLE,COMM;TOUGH, BOX,24 AWG,COPPER |  |  | CABLE,COMMUNICATION;TYPE:TOUGH, BOX,CONDUCTOR SIZE:24 AWG,CONDUCTOR MATERIAL:COPPER,LENGTH:305 M,ADDITIONAL FEATURES EN:LEVEL 1, MNFR:01)BGW TECHNOLOGIES,PTNO:01)TC-PRO | TOUGH, BOX,24 AWG,COPPER,305 M,01)LEVEL 1,01)BGW TECHNOLOGIES,01)TC-PRO |  |  | BGW TECHNOLOGIES | [95 empty] | Production Downloaded
STP_009 - Lot4 | Data Enrichment | PEH |  | 2023-08-11 |  |  | Mat2 - 1277026 | 1277026 | EA | INSULATOR,ELEC;LINE POST, VERTICAL TIE T |  |  | INSULATOR,ELECTRICAL;TYPE:LINE POST, VERTICAL TIE TOP,VOLTAGE RATING:22 (11 TRIDENT) 150 BIL KV,MATERIAL:PORCELAIN,ADDITIONAL FEATURES EN:C/W M20 STUD, ITEM 9, REFERENCE NO: ETS 10-01-0,MNFR:01)ENERGYQLD,PTNO:01)104197 | EN_01)LINE POST, VERTICAL TIE,22 (11 TRIDENT) 150 BIL KV,EN_01)PORCELAIN,01)C/W M20 STUD, ITEM 9, REFER,01)ENERGYQLD,01)104197 |  |  | ENERGYQLD | [95 empty] | Production Downloaded
STP_009 - Lot4 | Data Enrichment | PEH |  | 2023-08-11 |  |  | Mat2 - 1285301 | 1285301 | EA | CABLE,CTRL;4,COPPER,PVC,PVC,450-750 V |  |  | CABLE,CONTROL;NUMBER OF CONDUCTORS:4,CONDUCTOR MATERIAL:COPPER,JACKET MATERIAL:PVC,INSULATION MATERIAL:PVC,VOLTAGE RATING:450-750 V,TEMPERATURE RATING:-15 TO 70 DEG C,MNFR:01)CNW (MOUNT ISA) ELECT WHOLESALER,PTNO:01)00420133 | COPPER,PVC,PVC,450-750 V,EN_01)-15 TO 70 DEG C,01)CNW (MOUNT ISA) ELECT WHOLE,01)00420133 |  |  | CNW (MOUNT ISA) ELECT WHOLESALER | [95 empty] | Production Downloaded
STP_009 - Lot4 | Data Enrichment | PEH |  | 2023-08-11 |  |  | Mat2 - 1285395 | 1285395 | EA | CABLE,CTRL;FLEXIBLE,4,COPPER,PVC,PVC |  |  | CABLE,CONTROL;TYPE:FLEXIBLE,NUMBER OF CONDUCTORS:4,CONDUCTOR MATERIAL:COPPER,JACKET MATERIAL:PVC,INSULATION MATERIAL:PVC,VOLTAGE RATING:450-750 V,TEMPERATURE RATING:-15 TO 70 DEG C,MNFR:01)CNW (MOUNT ISA) ELECT WHOLESALER,PTNO:01)00420073 | FLEXIBLE,COPPER,PVC,PVC,450-750 V,EN_01)-15 TO 70 DEG C,01)CNW (MOUNT ISA) ELECT WHOLE,01)00420073 |  |  | CNW (MOUNT ISA) ELECT WHOLESALER | [95 empty] | Production Downloaded
STP_009 - Lot4 | Data Enrichment | PEH |  | 2023-08-11 |  |  | Mat2 - 1285646 | 1285646 | EA | CABLE,CTRL;SWA,DIA 1.5 MM,15,BLACK |  |  | CABLE,CONTROL;TYPE:SWA,DIAMETER:1.5 MM,CORE STRANDS:15,JACKET COLOUR:BLACK,MNFR:01)HAYMANS,PTNO:01)CBL1.5/15CESWACONT | SWA,1.5 MM,15,BLACK,01)HAYMANS,01)CBL1.5/15CESWACONT |  |  | HAYMANS | [95 empty] | Production Downloaded
STP_009 - Lot4 | Data Enrichment | PEH |  | 2023-08-11 |  |  | Mat2 - 1318898 | 1318898 | EA | CABLE,ELEC;0.6-1 KV,4 MM2,CONDCTS 2,BLUE |  |  | CABLE,ELECTRICAL;VOLTAGE RATING:0.6-1 KV,CONDUCTOR SIZE:4 MM2,NUMBER OF CONDUCTORS:2,CORE STRANDS:(7) 0.85 MM,LENGTH:100 M,JACKET COLOUR:BLUE,CERTIFICATION/STANDARD:AS 3147,ADDITIONAL FEATURES EN:SPECIAL PURPOSE,MNFR:01)AIM,PTNO:01)EMC270085L100 | 01)AIM,01)EMC270085L100,0.6-1 KV,4 MM2,(7) 0.85 MM,100 M,BLUE,EN_01)AS 3147,01)SPECIAL PURPOSE |  |  | AIM | [95 empty] | Production Downloaded
STP_009 - Lot4 | Data Enrichment | PEH |  | 2023-08-11 |  |  | Mat2 - 1319701 | 1319701 | EA | CABLE,ELEC;10 A,1.13 MM2,CONDCTS 1,CU |  |  | CABLE,ELECTRICAL;CURRENT RATING:10 A,CONDUCTOR SIZE:1.13 MM2,NUMBER OF CONDUCTORS:1,CONDUCTOR MATERIAL:COPPER,LENGTH:30 M/ROLL, JACKET COLOUR:BLUE,ADDITIONAL FEATURES EN:DIA: 3 MM,MNFR:01)ASHDOWN INGRAM,PTNO:01)ACX0704 | 01)ASHDOWN INGRAM,01)ACX0704,10 A,1.13 MM2,EN_01)COPPER,30 M/ROLL,BLUE,01)DIA: 3 MM |  |  | ASHDOWN INGRAM | [95 empty] | Production Downloaded
STP_009 - Lot4 | Data Enrichment | PEH |  | 2023-08-11 |  |  | Mat2 - 1383749 | 1383749 | EA | CABLE,ELEC;10 MM2,CONDCTS 2,LG 30 M/ROLL |  |  | CABLE,ELECTRICAL;CONDUCTOR SIZE:10 MM2,NUMBER OF CONDUCTORS:2,LENGTH:30 M/ROLL,JACKET COLOUR:CLEAR,MNFR:01)ASHDOWN INGRAM,PTNO:01) ACX0823 | 01)ASHDOWN INGRAM,01)ACX0823,10 MM2,30 M/ROLL,CLEAR |  |  | ASHDOWN INGRAM | [95 empty] | Production Downloaded
STP_009 - Lot4 | Data Enrichment | PEH |  | 2023-08-11 |  |  | Mat2 - 1289316 | 1289316 | EA | CABLE,ELEC;2.5 MM2,LG 350 M |  |  | CABLE,ELECTRICAL;CONDUCTOR SIZE:2.5 MM2,LENGTH:350 M,MNFR:01)RENK,PTNO:01)500001 | 01)RENK,01)500001,2.5 MM2,350 M |  |  | RENK | [95 empty] | Production Downloaded
STP_009 - Lot4 | Data Enrichment | PEH |  | 2023-08-11 |  |  | Mat2 - 1383860 | 1383860 | EA | CABLE,ELEC;25 MM,LG 30 M/ROLL,BLACK |  |  | CABLE,ELECTRICAL;CONDUCTOR SIZE:25 MM,LENGTH:30 M/ROLL,JACKET COLOUR:BLACK,ADDITIONAL FEATURES EN:ASHDOWN,MNFR:01)ASHDOWN INGRAM, PTNO:01)ACX0906 | 01)ASHDOWN INGRAM,01)ACX0906,25 MM,30 M/ROLL,BLACK,01)ASHDOWN |  |  | ASHDOWN INGRAM | [95 empty] | Production Downloaded
STP_009 - Lot4 | Data Enrichment | PEH |  | 2023-08-11 |  |  | Mat2 - 1383898 | 1383898 | EA | CABLE,ELEC;26 MM,LG 30 M/ROLL,RED |  |  | CABLE,ELECTRICAL;CONDUCTOR SIZE:26 MM,LENGTH:30 M/ROLL,JACKET COLOUR:RED,MNFR:01)ASHDOWN INGRAM,PTNO:01)ACX0907 | 01)ASHDOWN INGRAM,01)ACX0907,26 MM,30 M/ROLL,RED |  |  | ASHDOWN INGRAM | [95 empty] | Production Downloaded
STP_009 - Lot4 | Data Enrichment | PEH |  | 2023-08-11 |  |  | Mat2 - 1295665 | 1295665 | EA | CABLE,ELEC;3 MM2,CONDCTS 1,LG 30 M/ROLL |  |  | CABLE,ELECTRICAL;CONDUCTOR SIZE:3 MM2,NUMBER OF CONDUCTORS:1,LENGTH:30 M/ROLL,JACKET COLOUR:WHITE,MNFR:01)ASHDOWN INGRAM,PTNO:01) ACX0703 | 01)ASHDOWN INGRAM,01)ACX0703,3 MM2,30 M/ROLL,WHITE |  |  | ASHDOWN INGRAM | [95 empty] | Production Downloaded
STP_009 - Lot4 | Data Enrichment | PEH |  | 2023-08-11 |  |  | Mat2 - 1294360 | 1294360 | M | CABLE,ELEC;3 MM2,CONDCTS 1,LG 30 M/ROLL |  |  | CABLE,ELECTRICAL;CONDUCTOR SIZE:3 MM2,NUMBER OF CONDUCTORS:1,LENGTH:30 M/ROLL,JACKET COLOUR:GREEN,MNFR:01)ASHDOWN INGRAM,PTNO:01) ACX0701 | 01)ASHDOWN INGRAM,01)ACX0701,3 MM2,30 M/ROLL,GREEN |  |  | ASHDOWN INGRAM | [95 empty] | Production Downloaded
STP_009 - Lot4 | Data Enrichment | PEH |  | 2023-08-11 |  |  | Mat2 - 1296162 | 1296162 | EA | CABLE,ELEC;750 KV,2.5 MM2,CONDCTS 2, E |  |  | CABLE,ELECTRICAL;VOLTAGE RATING:750 KV,CONDUCTOR SIZE:2.5 MM2,NUMBER OF CONDUCTORS:2, E,CONDUCTOR MATERIAL:COPPER,LENGTH:200 M, JACKET COLOUR:RED,ADDITIONAL FEATURES EN:FIRE LINE, FIRE RATED,MNFR:01)HAYMANS,PTNO:01)FRSFR-2.50-2C | 01)HAYMANS,01)FRSFR-2.50-2C,750 KV,2.5 MM2,EN_01)COPPER,200 M,RED,01)FIRE LINE, FIRE RATED |  |  | HAYMANS | [95 empty] | Production Downloaded
STP_009 - Lot4 | Data Enrichment | PEH |  | 2023-08-11 |  |  | Mat2 - 1383742 | 1383742 | EA | CABLE,ELEC;CIRCULAR ARMOURED,2.5 MM2,PVA |  |  | CABLE,ELECTRICAL;TYPE:CIRCULAR ARMOURED,CONDUCTOR SIZE:2.5 MM2,CORE STRANDS:4,INSULATION MATERIAL:PVA,ADDITIONAL FEATURES EN:E, XLPE/SWA,MNFR:01)HAYMANS ELECTRICAL PARTS,PTNO:01)APEMXS205E04 | 01)HAYMANS ELECTRICAL PARTS,01)APEMXS205E04,EN_01)CIRCULAR ARMOURED,2.5 MM2,4,EN_01)PVA,01)E, XLPE/SWA |  |  | HAYMANS ELECTRICAL PARTS | [95 empty] | Production Downloaded
STP_009 - Lot4 | Data Enrichment | PEH |  | 2023-08-11 |  |  | Mat2 - 1319339 | 1319339 | M | CABLE,ELEC;CONDCTS 4,INS RUBR,LG 100 M |  |  | CABLE,ELECTRICAL;NUMBER OF CONDUCTORS:4,CORE STRANDS:(40) 0.0076 IN,INSULATION MATERIAL:RUBBER,LENGTH:100 M,ADDITIONAL FEATURES EN:SPECIAL PURPOSE, RED, BLUE, GREY, GREEN, OVERALL SHIELDED,MNFR:01)CMA,PTNO:01)TEC04CBC | 01)CMA,01)TEC04CBC,(40) 0.0076 IN,EN_01)RUBBER,100 M,01)SPECIAL PURPOSE, RED, BLUE |  |  | CMA | [95 empty] | Production Downloaded
STP_009 - Lot4 | Data Enrichment | PEH |  | 2023-08-11 |  |  | Mat2 - 1383871 | 1383871 | EA | CABLE,ELEC;CU,PVC,XLPE,4C+E, 95MM |  |  | CABLE,ELECTRICAL;CONDUCTOR MATERIAL:COPPER,JACKET MATERIAL:PVC,INSULATION MATERIAL:XLPE,ADDITIONAL FEATURES EN:4C+E, 95MM,MNFR:01) HAYMANS ELECTRICAL (PARTS),PTNO:01)MMCCEB04XNPLG37/1.78 | 01)HAYMANS ELECTRICAL (PARTS),01)MMCCEB04XNPLG37/1.78,EN_01)COPPER,EN_01)PVC,EN_01)XLPE,01)4C+E, 95MM |  |  | HAYMANS ELECTRICAL (PARTS) | [95 empty] | Production Downloaded
STP_009 - Lot4 | Data Enrichment | PEH |  | 2023-08-11 |  |  | Mat2 - 1289217 | 1289217 | EA | CABLE,ELEC;DEXTRON |  |  | CABLE,ELECTRICAL;ADDITIONAL FEATURES EN:DEXTRON,MNFR:01)JAQUES,PTNO:01)74319-IT43 | 01)JAQUES,01)74319-IT43,01)DEXTRON |  |  | JAQUES | [95 empty] | Production Downloaded
STP_009 - Lot4 | Data Enrichment | PEH |  | 2023-08-11 |  |  | Mat2 - 1383771 | 1383771 | EA | CABLE,ELEC;FLAT FLEX,1 KV,0.6 MM,CU,PVC |  |  | CABLE,ELECTRICAL;TYPE:FLAT FLEX,VOLTAGE RATING:1 KV,CONDUCTOR SIZE:0.6 MM,NUMBER OF CONDUCTORS:13,CONDUCTOR MATERIAL:COPPER, JACKET MATERIAL:PVC,INSULATION MATERIAL:PVC,LENGTH:350 M,JACKET COLOUR:BLACK,ADDITIONAL FEATURES EN:2.5 MM, 20L CRUSH CONV STORE - ELECTRICIANSPHIL,MNFR:01)BTE,PTNO:01)12C+E 2.5 | 01)BTE,01)12C+E 2.5,EN_01)FLAT FLEX,1 KV,0.6 MM,EN_01)COPPER,EN_01)PVC,EN_01)PVC,350 M,BLACK,01)2.5 MM, 20L CRUSH CONV STOR |  |  | BTE | [95 empty] | Production Downloaded
STP_009 - Lot4 | Data Enrichment | PEH |  | 2023-08-11 |  |  | Mat2 - 1383822 | 1383822 | EA | CABLE,ELEC;FLEX,4 MM2,CONDCTS 3,PVC |  |  | CABLE,ELECTRICAL;TYPE:FLEXIBLE,CONDUCTOR SIZE:4 MM2,NUMBER OF CONDUCTORS:3,CORE STRANDS:(56) 0.3 MM,INSULATION MATERIAL:PVC,MNFR: 01)HAYMANS ELECTRICAL,PTNO:01)CBLF4/3CHDOR | 01)HAYMANS ELECTRICAL,01)CBLF4/3CHDOR,EN_01)FLEXIBLE,4 MM2,(56) 0.3 MM,EN_01)PVC |  |  | HAYMANS ELECTRICAL | [95 empty] | Production Downloaded
STP_009 - Lot4 | Data Enrichment | PEH |  | 2023-08-11 |  |  | Mat2 - 1229936 | 1229936 | EA | CABLE,ELEC;FLEX,CONDCTS 3, E,SBM |  |  | CABLE,ELECTRICAL;TYPE:FLEXIBLE,NUMBER OF CONDUCTORS:3, E,ADDITIONAL FEATURES EN:SUBMERSIBLE,MNFR:01)PUMPIRRI,PTNO:01)KK- PDXN/4C50B | 01)PUMPIRRI,01)KK-PDXN/4C50B,EN_01)FLEXIBLE,01)SUBMERSIBLE |  |  | PUMPIRRI | [95 empty] | Production Downloaded
STP_009 - Lot4 | Data Enrichment | PEH |  | 2023-08-11 |  |  | Mat2 - 1229745 | 1229745 | EA | CABLE,ELEC;GP THUNDERBOLT HAMMER |  |  | CABLE,ELECTRICAL;TYPE:GP THUNDERBOLT HAMMER,LENGTH:8.5 M,ADDITIONAL FEATURES EN:S2 750/1500,MNFR:01)RME,PTNO:01)10104878 | 01)RME,01)10104878,EN_01)GP THUNDERBOLT HAMMER,8.5 M,01)S2 750/1500 |  |  | RME | [95 empty] | Production Downloaded
STP_009 - Lot4 | Data Enrichment | PEH |  | 2023-08-11 |  |  | Mat2 - 1366192 | 1366192 | EA | CABLE,ELEC;NON RADIATING,STRNDS 7 |  |  | CABLE,ELECTRICAL;TYPE:NON RADIATING,CORE STRANDS:7,CONDUCTOR MATERIAL:COPPER,JACKET MATERIAL:PVC,TEMPERATURE RATING:80 DEG C, LENGTH:300 M,ADDITIONAL FEATURES EN:SPECIAL PURPOSE, 10 MM,MNFR:01)REMCONT,PTNO:01)1127 | 01)REMCONT,01)1127,EN_01)NON RADIATING,7,EN_01)COPPER,EN_01)PVC,80 DEG C,300 M,01)SPECIAL PURPOSE, 10 MM |  |  | REMCONT | [95 empty] | Production Downloaded
STP_009 - Lot4 | Data Enrichment | PEH |  | 2023-08-11 |  |  | Mat2 - 1296129 | 1296129 | EA | CABLE,ELEC;PNCH, SPECIAL PURPOSE,AUSLEC |  |  | CABLE,ELECTRICAL;ADDITIONAL FEATURES EN:PUNCH, SPECIAL PURPOSE,MNFR:01)AUSLEC,PTNO:01)4BAL21599 | 01)AUSLEC,01)4BAL21599,01)PUNCH, SPECIAL PURPOSE |  |  | AUSLEC | [95 empty] | Production Downloaded
STP_009 - Lot4 | Data Enrichment | PEH |  | 2023-08-11 |  |  | Mat2 - 1319051 | 1319051 | EA | CABLE,ELEC;POWER TRAILING,ALIMAHEK |  |  | CABLE,ELECTRICAL;TYPE:POWER TRAILING,MNFR:01)ALIMAHEK,PTNO:01)3002198-500 | 01)ALIMAHEK,01)3002198-500,EN_01)POWER TRAILING |  |  | ALIMAHEK | [95 empty] | Production Downloaded
STP_009 - Lot4 | Data Enrichment | PEH |  | 2023-08-11 |  |  | Mat2 - 1296483 | 1296483 | M | CABLE,ELEC;PWR, CIRCULAR,0.6-1 KV,6 MM2 |  |  | CABLE,ELECTRICAL;POWER, CIRCULAR,VOLTAGE RATING:0.6-1 KV,CONDUCTOR SIZE:6 MM2,NUMBER OF CONDUCTORS:4,JACKET MATERIAL:PVC SWA, INSULATION MATERIAL:PVC,LENGTH:100 M,MNFR:01)OLEX,PTNO:01)FNMP11AA0030MAA | 01)OLEX,01)FNMP11AA0030MAA,EN_01)POWER, CIRCULAR,0.6-1 KV,6 MM2,EN_01)PVC SWA,EN_01)PVC,100 M |  |  | OLEX | [95 empty] | Production Downloaded
STP_009 - Lot4 | Data Enrichment | PEH |  | 2023-08-11 |  |  | Mat2 - 1296517 | 1296517 | M | CABLE,ELEC;PWR, CIRCULAR,0.6-1 KV,BEDDED |  |  | CABLE,ELECTRICAL;POWER, CIRCULAR,VOLTAGE RATING:0.6-1 KV,CONDUCTOR SIZE:2.5 MM2,NUMBER OF CONDUCTORS:4,JACKET MATERIAL:PVC SWA, INSULATION MATERIAL:PVC,LENGTH:100 M,ADDITIONAL FEATURES EN:BEDDED,MNFR:01)OLEX,PTNO:01)FNMP07AA0030MAA | 01)OLEX,01)FNMP07AA0030MAA,EN_01)POWER, CIRCULAR,0.6-1 KV,2.5 MM2,EN_01)PVC SWA,EN_01)PVC,100 M,01)BEDDED |  |  | OLEX | [95 empty] | Production Downloaded
STP_009 - Lot4 | Data Enrichment | PEH |  | 2023-08-11 |  |  | Mat2 - 1359807 | 1359807 | M | CABLE,ELEC;PWR, FLAT,0.6-1 KV,2.5 MM2 |  |  | CABLE,ELECTRICAL;POWER, FLAT,VOLTAGE RATING:0.6-1 KV,CONDUCTOR SIZE:2.5 MM2,NUMBER OF CONDUCTORS:3,CORE STRANDS:(7) 0.67 MM, JACKET MATERIAL:PVC V75,INSULATION MATERIAL:TPS,CERTIFICATION/STANDARD:AS 3147,MNFR:01)AUSLEC,PTNO:01)OLX7/067-2ERB | 01)AUSLEC,01)OLX7/067-2ERB,EN_01)POWER, FLAT,0.6-1 KV,2.5 MM2,(7) 0.67 MM,EN_01)PVC V75,EN_01)TPS,EN_01)AS 3147 |  |  | AUSLEC | [95 empty] | Production Downloaded
STP_009 - Lot4 | Data Enrichment | PEH |  | 2023-08-11 |  |  | Mat2 - 1347034 | 1347034 | M | CABLE,ELEC;PWR, FLEXIBLE, HEAVY DUTY |  |  | CABLE,ELECTRICAL;POWER, FLEXIBLE, HEAVY DUTY,VOLTAGE RATING:0.6-1 KV,CONDUCTOR SIZE:70 MM2,NUMBER OF CONDUCTORS:4,JACKET MATERIAL: EPDM RUBBER,MNFR:01)HAYMANS,PTNO:01)ELNARFM4G70BM | 01)HAYMANS,01)ELNARFM4G70BM,EN_01)POWER, FLEXIBLE, HEAVY D,0.6-1 KV,70 MM2,EN_01)EPDM RUBBER |  |  | HAYMANS | [95 empty] | Production Downloaded
STP_009 - Lot4 | Data Enrichment | PEH |  | 2023-08-11 |  |  | Mat2 - 1319621 | 1319621 | EA | CABLE,ELEC;PWR, MARINE,22 A,1.84 MM2 |  |  | CABLE,ELECTRICAL;POWER, MARINE,CURRENT RATING:22 A,CONDUCTOR SIZE:1.84 MM2,NUMBER OF CONDUCTORS:2,CORE STRANDS:(23) 0.32 MM, LENGTH:50 M,JACKET COLOUR:WHITE,ADDITIONAL FEATURES EN:TINNED, SHEATHED,MNFR:01)ASHDOWN,PTNO:01)ACX0966 | 01)ASHDOWN,01)ACX0966,EN_01)POWER, MARINE,22 A,1.84 MM2,(23) 0.32 MM,50 M,WHITE,01)TINNED, SHEATHED |  |  | ASHDOWN | [95 empty] | Production Downloaded
STP_009 - Lot4 | Data Enrichment | PEH |  | 2023-08-11 |  |  | Mat2 - 1353453 | 1353453 | EA | CABLE,ELEC;SCREENED,1.5 MM2,CONDCTS 2 |  |  | CABLE,ELECTRICAL;TYPE:SCREENED,CONDUCTOR SIZE:1.5 MM2,NUMBER OF CONDUCTORS:2,CORE STRANDS:(7) 0.5 MM,JACKET MATERIAL:PVC SWA, INSULATION MATERIAL:PVC,LENGTH:100 M,ADDITIONAL FEATURES EN:SPECIAL PURPOSE,MNFR:01)OLEX,PTNO:01)OLXIEF184AA001CXAA | 01)OLEX,01)OLXIEF184AA001CXAA,EN_01)SCREENED,1.5 MM2,(7) 0.5 MM,EN_01)PVC SWA,EN_01)PVC,100 M,01)SPECIAL PURPOSE |  |  | OLEX | [95 empty] | Production Downloaded
STP_009 - Lot4 | Data Enrichment | PEH |  | 2023-08-11 |  |  | Mat2 - 1346285 | 1346285 | M | CABLE,ELEC;SHFT,QUOTE,109154528 |  |  | CABLE,ELECTRICAL;ADDITIONAL FEATURES EN:SHAFT,MNFR:01)QUOTE,PTNO:01)109154528 | 01)QUOTE,01)109154528,01)SHAFT |  |  | QUOTE | [95 empty] | Production Downloaded
STP_009 - Lot4 | Data Enrichment | PEH |  | 2023-08-11 |  |  | Mat2 - 1363991 | 1363991 | M | CABLE,ELEC;STANDARD DUTY POWER,1 MM2 |  |  | CABLE,ELECTRICAL;TYPE:STANDARD DUTY POWER,CONDUCTOR SIZE:1 MM2,NUMBER OF CONDUCTORS:3,CORE STRANDS:(32) 0.2 MM,INSULATION MATERIAL:PVC,AS/NZS 3191, 60227,MNFR:01)AUSLEC,PTNO:01)OLX32/020-3GY | 01)AUSLEC,01)OLX32/020-3GY,EN_01)STANDARD DUTY POWER,1 MM2,(32) 0.2 MM,EN_01)PVC,EN_01)AS/NZS 3191, 60227 |  |  | AUSLEC | [95 empty] | Production Downloaded
STP_009 - Lot4 | Data Enrichment | PEH |  | 2023-08-11 |  |  | Mat2 - 1353173 | 1353173 | EA | CABLE,ELEC;STRNDS (19) 0.1 MM,PTFE,GR E |  |  | CABLE,ELECTRICAL;CORE STRANDS:(19) 0.1 MM,CONDUCTOR MATERIAL:COPPER BLACK SILVERED,JACKET MATERIAL:PTFE,LENGTH:100 M/ROLL, CERTIFICATION/STANDARD:GR E,MNFR:01)CONNECTOR TECH ALS,PTNO:01)T190100AE01 | 01)CONNECTOR TECH ALS,01)T190100AE01,(19) 0.1 MM,EN_01)COPPER BLACK SILVERED,EN_01)PTFE,100 M/ROLL,EN_01)GR E |  |  | CONNECTOR TECH ALS | [95 empty] | Production Downloaded
STP_009 - Lot4 | Data Enrichment | PEH |  | 2023-08-11 |  |  | Mat2 - 1353174 | 1353174 | EA | CABLE,ELEC;STRNDS (19) 0.1 MM,PTFE,GR E |  |  | CABLE,ELECTRICAL;CORE STRANDS:(19) 0.1 MM,CONDUCTOR MATERIAL:COPPER BROWN SILVERED,JACKET MATERIAL:PTFE,LENGTH:100 M/ROLL, CERTIFICATION/STANDARD:GR E,MNFR:01)CONNECTOR TECH ALS,PTNO:01)T190100AE02 | 01)CONNECTOR TECH ALS,01)T190100AE02,(19) 0.1 MM,EN_01)COPPER BROWN SILVERED,EN_01)PTFE,100 M/ROLL,EN_01)GR E |  |  | CONNECTOR TECH ALS | [95 empty] | Production Downloaded
STP_009 - Lot4 | Data Enrichment | PEH |  | 2023-08-11 |  |  | Mat2 - 1353175 | 1353175 | EA | CABLE,ELEC;STRNDS (19) 0.1 MM,PTFE,GR E |  |  | CABLE,ELECTRICAL;CORE STRANDS:(19) 0.1 MM,CONDUCTOR MATERIAL:COPPER ORANGE SILVERED,JACKET MATERIAL:PTFE,LENGTH:100 M/ROLL, CERTIFICATION/STANDARD:GR E,MNFR:01)CONNECTOR TECH ALS,PTNO:01)T190100AE04 | 01)CONNECTOR TECH ALS,01)T190100AE04,(19) 0.1 MM,EN_01)COPPER ORANGE SILVERED,EN_01)PTFE,100 M/ROLL,EN_01)GR E |  |  | CONNECTOR TECH ALS | [95 empty] | Production Downloaded
STP_009 - Lot4 | Data Enrichment | PEH |  | 2023-08-11 |  |  | Mat2 - 1353176 | 1353176 | EA | CABLE,ELEC;STRNDS (19) 0.1 MM,PTFE,GR E |  |  | CABLE,ELECTRICAL;CORE STRANDS:(19) 0.1 MM,CONDUCTOR MATERIAL:COPPER YELLOW SILVERED,JACKET MATERIAL:PTFE,LENGTH:100 M/ROLL, CERTIFICATION/STANDARD:GR E,MNFR:01)CONNECTOR TECH ALS,PTNO:01)T190100AE05 | 01)CONNECTOR TECH ALS,01)T190100AE05,(19) 0.1 MM,EN_01)COPPER YELLOW SILVERED,EN_01)PTFE,100 M/ROLL,EN_01)GR E |  |  | CONNECTOR TECH ALS | [95 empty] | Production Downloaded
STP_009 - Lot4 | Data Enrichment | PEH |  | 2023-08-11 |  |  | Mat2 - 1353177 | 1353177 | EA | CABLE,ELEC;STRNDS (19) 0.1 MM,PTFE,GR E |  |  | CABLE,ELECTRICAL;CORE STRANDS:(19) 0.1 MM,CONDUCTOR MATERIAL:COPPER WHITE SILVERED,JACKET MATERIAL:PTFE,LENGTH:100 M/ROLL, CERTIFICATION/STANDARD:GR E,MNFR:01)CONNECTOR TECH ALS,PTNO:01)T190100AE10 | 01)CONNECTOR TECH ALS,01)T190100AE10,(19) 0.1 MM,EN_01)COPPER WHITE SILVERED,EN_01)PTFE,100 M/ROLL,EN_01)GR E |  |  | CONNECTOR TECH ALS | [95 empty] | Production Downloaded
STP_009 - Lot4 | Data Enrichment | PEH |  | 2023-08-11 |  |  | Mat2 - 1320092 | 1320092 | EA | CABLE,ELEC;STRNDS (19) 0.1 MM,PTFE,GR E |  |  | CABLE,ELECTRICAL;CORE STRANDS:(19) 0.1 MM,CONDUCTOR MATERIAL:COPPER GREY SILVERED,JACKET MATERIAL:PTFE,LENGTH:100 M/ROLL, CERTIFICATION/STANDARD:GR E,MNFR:01)NO SUPPLIER/PRICE DETAILS,PTNO:01)T190100AE09 | 01)NO SUPPLIER/PRICE DETAILS,01)T190100AE09,(19) 0.1 MM,EN_01)COPPER GREY SILVERED,EN_01)PTFE,100 M/ROLL,EN_01)GR E |  |  | NO SUPPLIER/PRICE DETAILS | [95 empty] | Production Downloaded
STP_009 - Lot4 | Data Enrichment | PEH |  | 2023-08-11 |  |  | Mat2 - 1383886 | 1383886 | EA | CABLE,ELEC;STRNDS (4), 2 X 1.5 MM,STL |  |  | CABLE,ELECTRICAL;CORE STRANDS:(4), 2 X 1.5 MM,JACKET MATERIAL:STEEL,LENGTH:20 M,ADDITIONAL FEATURES EN:HS5100-211-MT431-13.5-B-1 00-A20-CI-EXW SUBCAB, FLS10 WITH AGITATOR,MNFR:01)XYLEM WATER SOLUTIONS AUS LTD,PTNO:01)51002110068 | 01)XYLEM WATER SOLUTIONS AUS L,01)51002110068,(4), 2 X 1.5 MM,EN_01)STEEL,20 M,01)HS5100-211-MT431-13.5-B-1 0,02) FLS10 WITH AGITATOR |  |  | XYLEM WATER SOLUTIONS AUS LTD | [95 empty] | Production Downloaded
STP_009 - Lot4 | Data Enrichment | PEH |  | 2023-08-11 |  |  | Mat2 - 1287161 | 1287161 | M | CABLE,ELEC;STRNDS (7) 0.3 MM,OLEX |  |  | CABLE,ELECTRICAL;CORE STRANDS:(7) 0.3 MM,ADDITIONAL FEATURES EN:SPECIAL PURPOSE,MNFR:01)OLEX,PTNO:01)12.IEC-183 | 01)OLEX,01)12.IEC-183,(7) 0.3 MM,01)SPECIAL PURPOSE |  |  | OLEX | [95 empty] | Production Downloaded
STP_009 - Lot4 | Data Enrichment | PEH |  | 2023-08-11 |  |  | Mat2 - 1352829 | 1352829 | EA | CABLE,ELEC;TPS,750 V,2.5 MM2,CONDCTS 3 |  |  | CABLE,ELECTRICAL;TYPE:TPS,VOLTAGE RATING:750 V,CONDUCTOR SIZE:2.5 MM2,NUMBER OF CONDUCTORS:3,CORE STRANDS:(7) 0.67 MM,CONDUCTOR MATERIAL:COPPER,JACKET MATERIAL:PVC,INSULATION MATERIAL:PVC,TEMPERATURE RATING:90 DEG C,LENGTH:100 M,JACKET COLOUR:WHITE, ADDITIONAL FEATURES EN:SPECIAL PURPOSE, RED/BLACK/EARTH,MNFR:01)REXELAUS,PTNO:01)CBT2.5TEWH | 01)REXELAUS,01)CBT2.5TEWH,EN_01)TPS,750 V,2.5 MM2,(7) 0.67 MM,EN_01)COPPER,EN_01)PVC,EN_01)PVC,90 DEG C,100 M,WHITE,01)SPECIAL PURPOSE, RED/BLACK/ |  |  | REXELAUS | [95 empty] | Production Downloaded
STP_009 - Lot4 | Data Enrichment | PEH |  | 2023-08-11 |  |  | Mat2 - 1352592 | 1352592 | EA | CABLE,ELEC;TWIN CORE, SHEATHED,110 VAC |  |  | CABLE,ELECTRICAL;TYPE:TWIN CORE, SHEATHED,VOLTAGE RATING:110 VAC,CURRENT RATING:10 A,CONDUCTOR SIZE:3 MM,NUMBER OF CONDUCTORS:2, CORE STRANDS:16,LENGTH:30 M,JACKET COLOUR:BLACK/RED,ADDITIONAL FEATURES EN:ROLL,MNFR:01)ASHDOWN INGRAM,PTNO:01)ACX0806 | 01)ASHDOWN INGRAM,01)ACX0806,EN_01)TWIN CORE, SHEATHED,110 VAC,10 A,3 MM,16,30 M,BLACK/RED,01)ROLL |  |  | ASHDOWN INGRAM | [95 empty] | Production Downloaded
STP_009 - Lot4 | Data Enrichment | PEH |  | 2023-08-11 |  |  | Mat2 - 1235477 | 1235477 | EA | CABLE,ELEC;TWIN CORE,110 V,6 MM2,LG 30 M |  |  | CABLE,ELECTRICAL;TYPE:TWIN CORE,VOLTAGE RATING:110 V,CONDUCTOR SIZE:6 MM2,NUMBER OF CONDUCTORS:2,TEMPERATURE RATING:90 DEG C, LENGTH:30 M,JACKET COLOUR:BLACK/RED,ADDITIONAL FEATURES EN:ROLL,MNFR:01)ASHDOWN INGRAM,PTNO:01)ACX0811 | 01)ASHDOWN INGRAM,01)ACX0811,EN_01)TWIN CORE,110 V,6 MM2,90 DEG C,30 M,BLACK/RED,01)ROLL |  |  | ASHDOWN INGRAM | [95 empty] | Production Downloaded
STP_009 - Lot4 | Data Enrichment | PEH |  | 2023-08-11 |  |  | Mat2 - 1364063 | 1364063 | EA | CABLE,ELEC;TWSTD,250 VAC,0.5 MM2,INS PVC |  |  | CABLE,ELECTRICAL;TYPE:TWISTED,VOLTAGE RATING:250 VAC,CONDUCTOR SIZE:0.5 MM2,CORE STRANDS:0.2 MM,CONDUCTOR MATERIAL:COPPER TINNED, INSULATION MATERIAL:PVC,LENGTH:100 M,ADDITIONAL FEATURES EN:16 SPECIAL PURPOSE, BLACK AND WHITE CORES,MNFR:01)BAMBACH,PTNO:01) 34755BKWE | 01)BAMBACH,01)34755BKWE,EN_01)TWISTED,250 VAC,0.5 MM2,0.2 MM,EN_01)COPPER TINNED,EN_01)PVC,100 M,01)16 SPECIAL PURPOSE, BLACK A |  |  | BAMBACH | [95 empty] | Production Downloaded
STP_009 - Lot4 | Data Enrichment | PEH |  | 2023-08-11 |  |  | Mat2 - 1296413 | 1296413 | M | CABLE,ELEC;TWSTD,CONDCTS 12,JCKT SWA |  |  | CABLE,ELECTRICAL;TYPE:TWISTED,NUMBER OF CONDUCTORS:12,CORE STRANDS:(7) 0.32 MM,JACKET MATERIAL:SWA,JACKET COLOUR:BLACK/WHITE, ADDITIONAL FEATURES EN:SPECIAL PURPOSE, INDIVIDUAL AND OVERALL SCREENED, BEDDED, SERVED,MNFR:01)AUSLEC,PTNO:01)OLXIEH183-6 | 01)AUSLEC,01)OLXIEH183-6,EN_01)TWISTED,(7) 0.32 MM,EN_01)SWA,BLACK/WHITE,01)SPECIAL PURPOSE, INDIVIDUAL |  |  | AUSLEC | [95 empty] | Production Downloaded
STP_009 - Lot4 | Data Enrichment | PEH |  | 2023-08-11 |  |  | Mat2 - 1296414 | 1296414 | M | CABLE,ELEC;TWSTD,CONDCTS 8,JCKT SWA,OLEX |  |  | CABLE,ELECTRICAL;TYPE:TWISTED,NUMBER OF CONDUCTORS:8,CORE STRANDS:(7) 0.32 MM,JACKET MATERIAL:SWA,JACKET COLOUR:BLACK/WHITE, ADDITIONAL FEATURES EN:BEDDED, SERVED, SCREENED,MNFR:01)OLEX,PTNO:01)4IEG183 | 01)OLEX,01)4IEG183,EN_01)TWISTED,(7) 0.32 MM,EN_01)SWA,BLACK/WHITE,01)BEDDED, SERVED, SCREENED |  |  | OLEX | [95 empty] | Production Downloaded
STP_009 - Lot4 | Data Enrichment | PEH |  | 2023-08-11 |  |  | Mat2 - 1300444 | 1300444 | EA | CABLE,EXTSN;BRAIDED FLEXIBLE,LG 15 M |  |  | CABLE,EXTENSION;TYPE:BRAIDED FLEXIBLE,LENGTH:15 M,VOLTAGE RATING:240 V,END CONNECTION:PLUG X SOCKET,ADDITIONAL FEATURES EN:C/W CLEAR, NEON ON/OFF INDICATORS, 10 A,MNFR:01)HAYMANS,PTNO:01)EXT-EWA-15M10ANEON | BRAIDED FLEXIBLE,15 M,240 V,EN_01)PLUG X SOCKET,01)C/W CLEAR, NEON ON/OFF INDI,01)HAYMANS,01)EXT-EWA-15M10ANEON |  |  | HAYMANS | [95 empty] | Production Downloaded
STP_009 - Lot4 | Data Enrichment | PEH |  | 2023-08-11 |  |  | Mat2 - 1353491 | 1353491 | EA | CABLE,EXTSN;BRAIDED FLEXIBLE,LG 20 M,CNW |  |  | CABLE,EXTENSION;TYPE:BRAIDED FLEXIBLE,LENGTH:20 M,VOLTAGE RATING:240 V,END CONNECTION:PLUG X SOCKET,ADDITIONAL FEATURES EN:C/W CLEAR WITH NEON ON/OFF INDICATORS, 15 A,MNFR:01)CNW,PTNO:01)ELEEXTEWA20M15ANEON,MNFR:02)ELCON,PTNO:02)EXTEWA20M15A-N | BRAIDED FLEXIBLE,20 M,240 V,EN_01)PLUG X SOCKET,01)C/W CLEAR WITH NEON ON/OFF,01)CNW,02)ELCON,01)ELEEXTEWA20M15ANEON,02)EXTEWA20M15A-N |  |  | ELCON | [95 empty] | Production Downloaded
STP_009 - Lot4 | Data Enrichment | PEH |  | 2023-08-11 |  |  | Mat2 - 1353361 | 1353361 | EA | CABLE,EXTSN;LEAD, HEAVY DUTY,1 MM2,250 V |  |  | CABLE,EXTENSION;TYPE:LEAD, HEAVY DUTY,CONDUCTOR SIZE:1 MM2,LENGTH:20 M,VOLTAGE RATING:250 V,END CONNECTION:PLUG X SOCKET, ADDITIONAL FEATURES EN:10 A,MNFR:01)CNW,PTNO:01)R2920,MNFR:02)KIMCLARK,PTNO:02)KIMELHD20Y | LEAD, HEAVY DUTY,1 MM2,20 M,250 V,EN_01)PLUG X SOCKET,01)10 A,01)CNW,02)KIMCLARK,01)R2920,02)KIMELHD20Y |  |  | KIMCLARK | [95 empty] | Production Downloaded
STP_009 - Lot4 | Data Enrichment | PEH |  | 2023-08-11 |  |  | Mat2 - 1300445 | 1300445 | EA | CABLE,EXTSN;POWER, ELECTRICAL,LG 20 M |  |  | CABLE,EXTENSION;TYPE:POWER, ELECTRICAL,LENGTH:20 M,VOLTAGE RATING:240 V,END CONNECTION:PLUG X SOCKET,ADDITIONAL FEATURES EN:C/W 56 SERIES, BRAIDED FLEXIBLE, 10 A,MNFR:01)HAYMANS,PTNO:01)ELNBXIP5620MWA | POWER, ELECTRICAL,20 M,240 V,EN_01)PLUG X SOCKET,01)C/W 56 SERIES, BRAIDED FLEX,01)HAYMANS,01)ELNBXIP5620MWA |  |  | HAYMANS | [95 empty] | Production Downloaded
STP_009 - Lot4 | Data Enrichment | PEH |  | 2023-08-11 |  |  | Mat2 - 1285799 | 1285799 | EA | CABLE,EXTSN;REMOTE,LG 17 M |  |  | CABLE,EXTENSION;TYPE:REMOTE,LENGTH:17 M,ADDITIONAL FEATURES EN:PIE CART UG30 STORE RIG ELECTRICIANPH: 2361 RAY,MNFR:01) MAINTENANCE TECHNIQUE PTY LTD,PTNO:01)MT9106152757 | REMOTE,17 M,01)PIE CART UG30 STORE RIG ELE,01)MAINTENANCE TECHNIQUE PTY L,01)MT9106152757 |  |  | MAINTENANCE TECHNIQUE PTY LTD | [95 empty] | Production Downloaded
STP_009 - Lot4 | Data Enrichment | PEH |  | 2023-08-11 |  |  | Mat2 - 1359776 | 1359776 | M | CABLE,ELEC;INSTRMNT,1.5 MM2,CONDCTS 4 |  |  | CABLE,ELECTRICAL;TYPE:INSTRUMENT,CONDUCTOR SIZE:1.5 MM2,NUMBER OF CONDUCTORS:4,CORE STRANDS:(7) 0.5 MM,CONDUCTOR MATERIAL:COPPER, JACKET MATERIAL:PVC SWA,INSULATION MATERIAL:PVC,LENGTH:500 M,JACKET COLOUR:BLACK,ADDITIONAL FEATURES EN:SPECIAL PURPOSE, INDIVIDUAL/OVERALL SCREENED,MNFR:01)OLEX,PTNO:01)IEH184AA002CXAA | 01)OLEX,01)IEH184AA002CXAA,EN_01)INSTRUMENT,1.5 MM2,(7) 0.5 MM,EN_01)COPPER,EN_01)PVC SWA,EN_01)PVC,500 M,BLACK,01)SPECIAL PURPOSE, INDIVIDUAL |  |  | OLEX | [95 empty] | Production Downloaded
STP_009 - Lot4 | Data Enrichment | PEH |  | 2023-08-11 |  |  | Mat2 - 1296412 | 1296412 | M | CABLE,ELEC;STRNDS (7) 0.3 MM,JCKT SWA |  |  | CABLE,ELECTRICAL;CORE STRANDS:(7) 0.3 MM,JACKET MATERIAL:SWA,INSULATION MATERIAL:PVC,LENGTH:500 M,ADDITIONAL FEATURES EN:SPECIAL PURPOSE, 12 PAIR INSTRUMENTATION,MNFR:01)OLEX,PTNO:01)IEH183AA012CXAA | 01)OLEX,01)IEH183AA012CXAA,(7) 0.3 MM,EN_01)SWA,EN_01)PVC,500 M,01)SPECIAL PURPOSE, 12 PAIR IN |  |  | OLEX | [95 empty] | Production Downloaded
STP_009 - Lot4 | Data Enrichment | PEH |  | 2023-08-11 |  |  | Mat2 - 1285685 | 1285685 | EA | CABLE,INSTR;ARMOURED,20 AWG |  |  | CABLE,INSTRUMENT;TYPE:ARMOURED,CONDUCTOR SIZE:20 AWG,ADDITIONAL FEATURES EN:6 PAIR I/O/SHIELD,MNFR:01)HAYMANS,PTNO:01)WWC5962 | ARMOURED,20 AWG,01)6 PAIR I/O/SHIELD,01)HAYMANS,01)WWC5962 |  |  | HAYMANS | [95 empty] | Production Downloaded
STP_009 - Lot4 | Data Enrichment | PEH |  | 2023-08-11 |  |  | Mat2 - 1286029 | 1286029 | EA | CABLE,INSTR;ARMOURED,LG 1.5 M |  |  | CABLE,INSTRUMENT;TYPE:ARMOURED,LENGTH:1.5 M,ADDITIONAL FEATURES EN:1 PAIR O/SHIELD,MNFR:01)HAYMANS ELECTRICAL (PARTS),PTNO:01) WWC5501 | ARMOURED,1.5 M,01)1 PAIR O/SHIELD,01)HAYMANS ELECTRICAL (PARTS),01)WWC5501 |  |  | HAYMANS ELECTRICAL (PARTS) | [95 empty] | Production Downloaded
STP_009 - Lot4 | Data Enrichment | PEH |  | 2023-08-11 |  |  | Mat2 - 1280947 | 1280947 | EA | CABLE,NETWRK;COMPOSITE, IMPACT,LG 50 M |  |  | CABLE,NETWORK;TYPE:COMPOSITE, IMPACT,LENGTH:50 M,MNFR:01)MINE SITE TECHNOLOGIES PTY LTD,PTNO:01)W-CFC-006-T50 | COMPOSITE, IMPACT,50 M,01)MINE SITE TECHNOLOGIES PTY,01)W-CFC-006-T50 |  |  | MINE SITE TECHNOLOGIES PTY LTD | [95 empty] | Production Downloaded
STP_009 - Lot4 | Data Enrichment | PEH |  | 2023-08-11 |  |  | Mat2 - 1281041 | 1281041 | EA | CABLE,NETWRK;COMPOSITE,50PE500PRICING |  |  | CABLE,NETWORK;TYPE:COMPOSITE,ADDITIONAL FEATURES EN:LARN, UNDERGROUND WIFI BACKBONE, 4 PAIR CAT5E U,50PE500PRICING,MNFR:01) HAYMANS ELECTRICAL (PARTS),PTNO:01)GARUTPL5EGNCOM50PE50 | COMPOSITE,01)LARN, UNDERGROUND WIFI BACK,02)50PE500PRICING,01)HAYMANS ELECTRICAL (PARTS),01)GARUTPL5EGNCOM50PE50 |  |  | HAYMANS ELECTRICAL (PARTS) | [95 empty] | Production Downloaded
STP_009 - Lot4 | Data Enrichment | PEH |  | 2023-08-11 |  |  | Mat2 - 1280718 | 1280718 | EA | CABLE,NETWRK;CONTROLLER AREA NETWORK, OP |  |  | CABLE,NETWORK;TYPE:CONTROLLER AREA NETWORK, OPEN,LENGTH:1.5 M,MNFR:01)MAINTENANCE TECHNIQUE PTY LTD,PTNO:01)MT3176001735 | CONTROLLER AREA NETWORK, OPEN,1.5 M,01)MAINTENANCE TECHNIQUE PTY L,01)MT3176001735 |  |  | MAINTENANCE TECHNIQUE PTY LTD | [95 empty] | Production Downloaded
STP_009 - Lot4 | Data Enrichment | PEH |  | 2023-08-11 |  |  | Mat2 - 1280764 | 1280764 | EA | CABLE,NETWRK;CONTROLLER AREA NETWORK, OP |  |  | CABLE,NETWORK;TYPE:CONTROLLER AREA NETWORK, OPEN,LENGTH:1.5 M,MNFR:01)MAINTENANCE TECHNIQUE PTY LTD,PTNO:01)MT3176193403 | CONTROLLER AREA NETWORK, OPEN,1.5 M,01)MAINTENANCE TECHNIQUE PTY L,01)MT3176193403 |  |  | MAINTENANCE TECHNIQUE PTY LTD | [95 empty] | Production Downloaded
STP_009 - Lot4 | Data Enrichment | PEH |  | 2023-08-11 |  |  | Mat2 - 1281040 | 1281040 | EA | CABLE,NETWRK;CONTROLLER AREA NETWORK, OP |  |  | CABLE,NETWORK;TYPE:CONTROLLER AREA NETWORK, OPEN,LENGTH:9 M,ADDITIONAL FEATURES EN:21C RIG ELECTS . - UG30 STOREATTN: J.WOLLASTON, MNFR:01)MAINTENANCE TECHNIQUE PTY LTD,PTNO:01)MT3176 0017 86 | CONTROLLER AREA NETWORK, OPEN,9 M,01)21C RIG ELECTS . - UG30 STO,01)MAINTENANCE TECHNIQUE PTY L,01)MT3176 0017 86 |  |  | MAINTENANCE TECHNIQUE PTY LTD | [95 empty] | Production Downloaded
STP_009 - Lot4 | Data Enrichment | PEH |  | 2023-08-11 |  |  | Mat2 - 1281049 | 1281049 | EA | CABLE,NETWRK;CONTROLLER AREA NETWORK, OP |  |  | CABLE,NETWORK;TYPE:CONTROLLER AREA NETWORK, OPEN,LENGTH:4.5 M,ADDITIONAL FEATURES EN:PIECART - 21C RIG ELECTS. - UG30 STOREATTN: J.W,MNFR:01)MAINTENANCE TECHNIQUE PTY LTD,PTNO:01)MT3176 0017 77 | CONTROLLER AREA NETWORK, OPEN,4.5 M,01)PIECART - 21C RIG ELECTS. -,01)MAINTENANCE TECHNIQUE PTY L,01)MT3176 0017 77 |  |  | MAINTENANCE TECHNIQUE PTY LTD | [95 empty] | Production Downloaded
STP_009 - Lot4 | Data Enrichment | PEH |  | 2023-08-11 |  |  | Mat2 - 1281034 | 1281034 | EA | CABLE,NETWRK;CONTROLLER AREA,DIA 12 MM |  |  | CABLE,NETWORK;TYPE:CONTROLLER AREA,DIAMETER:12 MM,LENGTH:1 M,ADDITIONAL FEATURES EN:MOULDED, SHIELDED, FEMALE/MALE 5-PIN, FOR ALL S,104 MODULE,MNFR:01)MAINTENANCE TECHNIQUE PTY LTD,PTNO:01)MT3176 0019 35 | CONTROLLER AREA,12 MM,1 M,01)MOULDED, SHIELDED, FEMALE/M,02)104 MODULE,01)MAINTENANCE TECHNIQUE PTY L,01)MT3176 0019 35 |  |  | MAINTENANCE TECHNIQUE PTY LTD | [95 empty] | Production Downloaded
STP_009 - Lot4 | Data Enrichment | PEH |  | 2023-08-11 |  |  | Mat2 - 1280931 | 1280931 | EA | CABLE,NETWRK;DATA,DIA 1.5 MM,1 PR |  |  | CABLE,NETWORK;TYPE:DATA,DIAMETER:1.5 MM,ADDITIONAL FEATURES EN:1 PR,MNFR:01)CNW (MOUNT ISA) ELECT WHOLESALER,PTNO:01)CBL1. 5DEK1PRSWA | DATA,1.5 MM,01)1 PR,01)CNW (MOUNT ISA) ELECT WHOLE,01)CBL1.5DEK1PRSWA |  |  | CNW (MOUNT ISA) ELECT WHOLESALER | [95 empty] | Production Downloaded
STP_009 - Lot4 | Data Enrichment | PEH |  | 2023-08-11 |  |  | Mat2 - 1280726 | 1280726 | EA | CABLE,NETWRK;MAIN CAN |  |  | CABLE,NETWORK;TYPE:MAIN CAN,MNFR:01)MAINTENANCE TECHNIQUE PTY LTD,PTNO:01)MT9106221939 | MAIN CAN,01)MAINTENANCE TECHNIQUE PTY L,01)MT9106221939 |  |  | MAINTENANCE TECHNIQUE PTY LTD | [95 empty] | Production Downloaded
STP_009 - Lot4 | Data Enrichment | PEH |  | 2023-08-11 |  |  | Mat2 - 1280863 | 1280863 | EA | CABLE,NETWRK;MODEM,LG 5 M,NULL, DB9 F-F |  |  | CABLE,NETWORK;TYPE:MODEM,LENGTH:5 M,ADDITIONAL FEATURES EN:NULL, DB9 F-F,MNFR:01)HAYMANS ELECTRICAL (PARTS),PTNO:01)4CA004.019. 0020 | MODEM,5 M,01)NULL, DB9 F-F,01)HAYMANS ELECTRICAL (PARTS),01)4CA004.019.0020 |  |  | HAYMANS ELECTRICAL (PARTS) | [95 empty] | Production Downloaded
STP_009 - Lot4 | Data Enrichment | PEH |  | 2023-08-11 |  |  | Mat2 - 1281005 | 1281005 | EA | CABLE,NETWRK;PORTABLE, PROGRAMMING,BLACK |  |  | CABLE,NETWORK;TYPE:PORTABLE, PROGRAMMING,SHEATH COLOUR:BLACK,ADDITIONAL FEATURES EN:MAIL VAN - R60 ELECT BUILDING - TENEILLE,MNFR: 01)MINE SITE TECHNOLOGIES PTY LTD,PTNO:01)V-PMKN4012B | PORTABLE, PROGRAMMING,BLACK,01)MAIL VAN - R60 ELECT BUILDI,01)MINE SITE TECHNOLOGIES PTY,01)V-PMKN4012B |  |  | MINE SITE TECHNOLOGIES PTY LTD | [95 empty] | Production Downloaded
STP_009 - Lot4 | Data Enrichment | PEH |  | 2023-08-11 |  |  | Mat2 - 1280670 | 1280670 | EA | CABLE,NETWRK;PROGRAMMING |  |  | CABLE,NETWORK;TYPE:PROGRAMMING,MNFR:01)MINE SITE TECHNOLOGIES PTY LTD,PTNO:01)V-HKN6184C | PROGRAMMING,01)MINE SITE TECHNOLOGIES PTY,01)V-HKN6184C |  |  | MINE SITE TECHNOLOGIES PTY LTD | [95 empty] | Production Downloaded
STP_009 - Lot4 | Data Enrichment | PEH |  | 2023-08-11 |  |  | Mat2 - 1280834 | 1280834 | EA | CABLE,NETWRK;SENSOR SIGNAL,LG 5 M |  |  | CABLE,NETWORK;TYPE:SENSOR SIGNAL,LENGTH:5 M,ADDITIONAL FEATURES EN:STINGER FOR SIMBAS, PRODUCTION DRILL RIG,MNFR:01)MAINTENANCE TECHNIQUE PTY LTD,PTNO:01)MT3176 0019 89 | SENSOR SIGNAL,5 M,01)STINGER FOR SIMBAS, PRODUCT,01)MAINTENANCE TECHNIQUE PTY L,01)MT3176 0019 89 |  |  | MAINTENANCE TECHNIQUE PTY LTD | [95 empty] | Production Downloaded
STP_009 - Lot4 | Data Enrichment | PEH |  | 2023-08-11 |  |  | Mat2 - 1280771 | 1280771 | EA | CABLE,NETWRK;SIGNAL, Y PIECE,LG 4.5 M |  |  | CABLE,NETWORK;TYPE:SIGNAL, Y PIECE,LENGTH:4.5 M,MNFR:01)MAINTENANCE TECHNIQUE PTY LTD,PTNO:01)MT3176000985 | SIGNAL, Y PIECE,4.5 M,01)MAINTENANCE TECHNIQUE PTY L,01)MT3176000985 |  |  | MAINTENANCE TECHNIQUE PTY LTD | [95 empty] | Production Downloaded
STP_009 - Lot4 | Data Enrichment | PEH |  | 2023-08-11 |  |  | Mat2 - 1344120 | 1344120 | EA | CABLE,NETWRK;SIGNAL,LG 1.6 M,BURKERT |  |  | CABLE,NETWORK;TYPE:SIGNAL,LENGTH:1.6 M,ADDITIONAL FEATURES EN:BURKERT,MNFR:01)OUTOKUMP,PTNO:01)10341235 | SIGNAL,1.6 M,01)BURKERT,01)OUTOKUMP,01)10341235 |  |  | OUTOKUMP | [95 empty] | Production Downloaded
STP_009 - Lot4 | Data Enrichment | PEH |  | 2023-08-11 |  |  | Mat2 - 1289626 | 1289626 | EA | CABLE,NETWRK;SIGNAL,LG 2.3 M |  |  | CABLE,NETWORK;TYPE:SIGNAL,LENGTH:2.3 M,ADDITIONAL FEATURES EN:K1, K2 - DLU 4710,MNFR:01)OUTOKUMP,PTNO:01)10341188 | SIGNAL,2.3 M,01)K1, K2 - DLU 4710,01)OUTOKUMP,01)10341188 |  |  | OUTOKUMP | [95 empty] | Production Downloaded
STP_009 - Lot4 | Data Enrichment | PEH |  | 2023-08-11 |  |  | Mat2 - 1280722 | 1280722 | EA | CABLE,NETWRK;SIGNAL,LG 3 M |  |  | CABLE,NETWORK;TYPE:SIGNAL,LENGTH:3 M,MNFR:01)MAINTENANCE TECHNIQUE PTY LTD,PTNO:01)MT3176001085 | SIGNAL,3 M,01)MAINTENANCE TECHNIQUE PTY L,01)MT3176001085 |  |  | MAINTENANCE TECHNIQUE PTY LTD | [95 empty] | Production Downloaded
STP_009 - Lot4 | Data Enrichment | PEH |  | 2023-08-11 |  |  | Mat2 - 1280607 | 1280607 | EA | CABLE,NETWRK;SIGNAL,LG 3.5 M |  |  | CABLE,NETWORK;TYPE:SIGNAL,LENGTH:3.5 M,MNFR:01)MAINTENANCE TECHNIQUE PTY LTD,PTNO:01)3176001089 | SIGNAL,3.5 M,01)MAINTENANCE TECHNIQUE PTY L,01)3176001089 |  |  | MAINTENANCE TECHNIQUE PTY LTD | [95 empty] | Production Downloaded
STP_009 - Lot4 | Data Enrichment | PEH |  | 2023-08-11 |  |  | Mat2 - 1280701 | 1280701 | EA | CABLE,NETWRK;SIGNAL,LG 3.5 M |  |  | CABLE,NETWORK;TYPE:SIGNAL,LENGTH:3.5 M,MNFR:01)MAINTENANCE TECHNIQUE PTY LTD,PTNO:01)MT3176001089 | SIGNAL,3.5 M,01)MAINTENANCE TECHNIQUE PTY L,01)MT3176001089 |  |  | MAINTENANCE TECHNIQUE PTY LTD | [95 empty] | Production Downloaded
STP_009 - Lot4 | Data Enrichment | PEH |  | 2023-08-11 |  |  | Mat2 - 1280680 | 1280680 | EA | CABLE,NETWRK;SIGNAL,LG 5 M |  |  | CABLE,NETWORK;TYPE:SIGNAL,LENGTH:5 M,MNFR:01)MAINTENANCE TECHNIQUE PTY LTD,PTNO:01)MT3176001991 | SIGNAL,5 M,01)MAINTENANCE TECHNIQUE PTY L,01)MT3176001991 |  |  | MAINTENANCE TECHNIQUE PTY LTD | [95 empty] | Production Downloaded
STP_009 - Lot4 | Data Enrichment | PEH |  | 2023-08-11 |  |  | Mat2 - 1280835 | 1280835 | EA | CABLE,NETWRK;SIGNAL,LG 5 M |  |  | CABLE,NETWORK;TYPE:SIGNAL,LENGTH:5 M,MNFR:01)MAINTENANCE TECHNIQUE PTY LTD,PTNO:01)MT3176001989 | SIGNAL,5 M,01)MAINTENANCE TECHNIQUE PTY L,01)MT3176001989 |  |  | MAINTENANCE TECHNIQUE PTY LTD | [95 empty] | Production Downloaded
STP_009 - Lot4 | Data Enrichment | PEH |  | 2023-08-11 |  |  | Mat2 - 1280888 | 1280888 | EA | CABLE,NETWRK;SOLID,PVC/PE,GREY,LG 305 M |  |  | CABLE,NETWORK;CORE STRANDS:SOLID,SHEATH MATERIAL:PVC/PE,SHEATH COLOUR:GREY,LENGTH:305 M,ADDITIONAL FEATURES EN:REEL, UTP, UNSHIELDED TWISTED PAIR, 4PR, CAT 6,MNFR:01)CNW (MOUNT ISA) ELECT WHOLESALER,PTNO:01)KRO6499 1 030-01A | SOLID,PVC/PE,GREY,305 M,01)REEL, UTP, UNSHIELDED TWIST,01)CNW (MOUNT ISA) ELECT WHOLE,01)KRO6499 1 030-01A |  |  | CNW (MOUNT ISA) ELECT WHOLESALER | [95 empty] | Production Downloaded
STP_009 - Lot4 | Data Enrichment | PEH |  | 2023-08-11 |  |  | Mat2 - 1344400 | 1344400 | EA | CABLE,NETWRK;SYSTEM CABLES MPS2232 |  |  | CABLE,NETWORK;ADDITIONAL FEATURES EN:SYSTEM CABLES MPS2232,MNFR:01)OUTOKUMP,PTNO:01)586039 | 01)SYSTEM CABLES MPS2232,01)OUTOKUMP,01)586039 |  |  | OUTOKUMP | [95 empty] | Production Downloaded
STP_009 - Lot4 | Data Enrichment | PEH |  | 2023-08-11 |  |  | Mat2 - 1280858 | 1280858 | EA | CABLE,NETWRK;USB 2.0 A M MICRO B5 PIN |  |  | CABLE,NETWORK;TYPE:USB 2.0 A M MICRO B5 PIN,DIAMETER:4 MM,SHEATH MATERIAL:PVC,SHEATH COLOUR:BLACK,LENGTH:1 M, CERTIFICATION/STANDARD:CE, REACH, ROHS,ADDITIONAL FEATURES EN:MALE MIRS,MNFR:01)RS COMPONENTS PTY LTD,PTNO:01)182-8495 | USB 2.0 A M MICRO B5 PIN,4 MM,PVC,BLACK,1 M,EN_01)CE, REACH, ROHS,01)MALE MIRS,01)RS COMPONENTS PTY LTD,01)182-8495 |  |  | RS COMPONENTS PTY LTD | [95 empty] | Production Downloaded
STP_009 - Lot4 | Data Enrichment | PEH |  | 2023-08-11 |  |  | Mat2 - 1280854 | 1280854 | EA | CABLE,NETWRK;USB 3.0, ROLING,5 GB/S,PVC |  |  | CABLE,NETWORK;TYPE:USB 3.0, ROLING,DATA TRANSFER RATE:5 GB/S,DIAMETER:5.5 MM,SHEATH MATERIAL:PVC,SHEATH COLOUR:BLACK,LENGTH:1.8 M, CERTIFICATION/STANDARD:ROHS,MNFR:01)RS COMPONENTS PTY LTD,PTNO:01)7903710 | USB 3.0, ROLING,5 GB/S,5.5 MM,PVC,BLACK,1.8 M,EN_01)ROHS,01)RS COMPONENTS PTY LTD,01)7903710 |  |  | RS COMPONENTS PTY LTD | [95 empty] | Production Downloaded
STP_009 - Lot4 | Data Enrichment | PEH |  | 2023-08-11 |  |  | Mat2 - 1280792 | 1280792 | EA | CABLE,NETWRK;USB TO RS-232 CONVERTER |  |  | CABLE,NETWORK;TYPE:USB TO RS-232 CONVERTER,DATA TRANSFER RATE:12 MB/S,SHEATH COLOUR:BLUE/WHITE,TEMPERATURE RATING:-20 TO 80 DEG C, MNFR:01)RS COMPONENTS PTY LTD,PTNO:01)6877806 | USB TO RS-232 CONVERTER,12 MB/S,BLUE/WHITE,-20 TO 80 DEG C,01)RS COMPONENTS PTY LTD,01)6877806 |  |  | RS COMPONENTS PTY LTD | [95 empty] | Production Downloaded
STP_009 - Lot4 | Data Enrichment | PEH |  | 2023-08-11 |  |  | Mat2 - 1384067 | 1384067 | EA | CABLE;1756 32 DI/DO USING 1756-TBCH PREW |  |  | CABLE;ADDITIONAL FEATURES EN:1756 32 DI/DO USING 1756-TBCH PREWIRED C,MNFR:01)NHP ELECTRICAL ENGINEERING PROD,PTNO:01) 1492CABLE025Z | 01)1756 32 DI/DO USING 1756-TB,01)NHP ELECTRICAL ENGINEERING,01)1492CABLE025Z |  |  | NHP ELECTRICAL ENGINEERING PROD | [95 empty] | Production Downloaded
STP_009 - Lot4 | Data Enrichment | PEH |  | 2023-08-11 |  |  | Mat2 - 1300605 | 1300605 | EA | CABLE;26MM, TENSION,CABLEBLT,4536054 |  |  | CABLE;ADDITIONAL FEATURES EN:26MM, TENSION,MNFR:01)CABLEBLT,PTNO:01)4536054 | 01)26MM, TENSION,01)CABLEBLT,01)4536054 |  |  | CABLEBLT | [95 empty] | Production Downloaded
STP_009 - Lot4 | Data Enrichment | PEH |  | 2023-08-11 |  |  | Mat2 - 1353667 | 1353667 | EA | CABLE;ANGLED SENSOR |  |  | CABLE;TYPE:ANGLED SENSOR,ADDITIONAL FEATURES EN:M12 M STRAIGHT TO F 1.5M INPUT/OUTPUT,MNFR:01)MAINTECH,PTNO:01)MT317601193 | EN_01)ANGLED SENSOR,01)M12 M STRAIGHT TO F 1.5M IN,01)MAINTECH,01)MT317601193 |  |  | MAINTECH | [95 empty] | Production Downloaded
STP_009 - Lot4 | Data Enrichment | PEH |  | 2023-08-11 |  |  | Mat2 - 1316258 | 1316258 | EA | CABLE;BACK SUSPENSION,ISA SIZER SCREEN |  |  | CABLE;TYPE:BACK SUSPENSION,ADDITIONAL FEATURES EN:ISA SIZER SCREEN,MNFR:01)RME,PTNO:01)10130297 | EN_01)BACK SUSPENSION,01)ISA SIZER SCREEN,01)RME,01)10130297 |  |  | RME | [95 empty] | Production Downloaded
STP_009 - Lot4 | Data Enrichment | PEH |  | 2023-08-11 |  |  | Mat2 - 1286273 | 1286273 | EA | CABLE;BURNER MANAGEMENT SYSTEM HT |  |  | CABLE;TYPE:BURNER MANAGEMENT SYSTEM HT,MNFR:01)ACCUTHER,PTNO:01)Z0694 | EN_01)BURNER MANAGEMENT SYSTEM,01)ACCUTHER,01)Z0694 |  |  | ACCUTHER | [95 empty] | Production Downloaded
STP_009 - Lot4 | Data Enrichment | PEH |  | 2023-08-11 |  |  | Mat2 - 1318700 | 1318700 | EA | CABLE;CONCTG,20 A,LG 8 M,9 PIN MOLDED |  |  | CABLE;TYPE:CONNECTING,CURRENT RATING:20 A,LENGTH:8 M,ADDITIONAL FEATURES EN:9 PIN MOLDED,MNFR:01)BOART,PTNO:01)5307760 | EN_01)CONNECTING,20 A,8 M,01)9 PIN MOLDED,01)BOART,01)5307760 |  |  | BOART | [95 empty] | Production Downloaded
STP_009 - Lot4 | Data Enrichment | PEH |  | 2023-08-11 |  |  | Mat2 - 1317694 | 1317694 | M | CABLE;DRM,185 MM,6.35-11 KV,LG 200 M |  |  | CABLE;TYPE:DRUM,CONDUCTOR SIZE:185 MM,VOLTAGE RATING:6.35-11 KV,LENGTH:200 M,ADDITIONAL FEATURES EN:X 3 CORE XLPE SWA 6.35/11KV, RED SHEATH,MNFR:01)OLEX,PTNO:01)CBL37/2.523CXLPE11KV | EN_01)DRUM,185 MM,6.35-11 KV,200 M,01)X 3 CORE XLPE SWA 6.35/11KV,01)OLEX,01)CBL37/2.523CXLPE11KV |  |  | OLEX | [95 empty] | Production Downloaded
STP_009 - Lot4 | Data Enrichment | PEH |  | 2023-08-11 |  |  | Mat2 - 1229273 | 1229273 | M | CABLE;FAN,TOTEDEN,100401930 |  |  | CABLE;ADDITIONAL FEATURES EN:FAN,MNFR:01)TOTEDEN,PTNO:01)100401930 | 01)FAN,01)TOTEDEN,01)100401930 |  |  | TOTEDEN | [95 empty] | Production Downloaded
STP_009 - Lot4 | Data Enrichment | PEH |  | 2023-08-11 |  |  | Mat2 - 1229272 | 1229272 | M | CABLE;FAN,TOTEDEN,100401942 |  |  | CABLE;ADDITIONAL FEATURES EN:FAN,MNFR:01)TOTEDEN,PTNO:01)100401942 | 01)FAN,01)TOTEDEN,01)100401942 |  |  | TOTEDEN | [95 empty] | Production Downloaded
STP_009 - Lot4 | Data Enrichment | PEH |  | 2023-08-11 |  |  | Mat2 - 1353306 | 1353306 | EA | CABLE;FIRE RATED LINE,2,2.5 MM,450-750 V |  |  | CABLE;TYPE:FIRE RATED LINE,NUMBER OF CONDUCTORS:2,CONDUCTOR SIZE:2.5 MM,VOLTAGE RATING:450-750 V,LENGTH:300 MM,HAZARD CLASS:2, ADDITIONAL FEATURES EN:110DE,MNFR:01)FIRESNSE,PTNO:01)FR-2.50-2C-300 | EN_01)FIRE RATED LINE,2.5 MM,450-750 V,300 MM,2,01)110DE,01)FIRESNSE,01)FR-2.50-2C-300 |  |  | FIRESNSE | [95 empty] | Production Downloaded
STP_009 - Lot4 | Data Enrichment | PEH |  | 2023-08-11 |  |  | Mat2 - 1383873 | 1383873 | EA | CABLE;FLEX,1,1.5 MM2,250-440 V,PVC,BLK |  |  | CABLE;TYPE:FLEXIBLE,NUMBER OF CONDUCTORS:1,CONDUCTOR SIZE:1.5 MM2,VOLTAGE RATING:250-440 V,CONDUCTOR MATERIAL:COPPER TINNED, INSULATION MATERIAL:PVC,ADDITIONAL FEATURES EN:BLACK,MNFR:01)CNW (MOUNT ISA) ELECT WHOLESALER,PTNO:01)F1015VT | EN_01)FLEXIBLE,1.5 MM2,250-440 V,COPPER TINNED,PVC,01)BLACK,01)CNW (MOUNT ISA) ELECT WHOLE,01)F1015VT |  |  | CNW (MOUNT ISA) ELECT WHOLESALER | [95 empty] | Production Downloaded
STP_009 - Lot4 | Data Enrichment | PEH |  | 2023-08-11 |  |  | Mat2 - 1273553 | 1273553 | M | CABLE;FLEX,1.5 MM2,0.6/1 KV,17 A,3 C + E | CABLE;1.5 MM2 | CABLE;1.5 MM2 | CABLE;TYPE:FLEXIBLE,CONDUCTOR SIZE:1.5 MM2,VOLTAGE RATING:0.6/1 KV,CURRENT RATING:17 A,CONDUCTOR MATERIAL:COPPER TINNED, ADDITIONAL FEATURES EN:3 C + E,SHEATH COLOUR:CLEAR,VSD EMC SCREENED,MNFR:ELCON CABLES,PTNO:EMC4G1.5KM |  | EMC4G1.5KM |  | ELCON CABLES | [95 empty] | Production Downloaded
STP_009 - Lot4 | Data Enrichment | PEH |  | 2023-08-11 |  |  | Mat2 - 1362965 | 1362965 | EA | CABLE;FLEX,50,PVC,LG 20 M,2772-6-8 | CABLE;50,PVC,LG 20 M | CABLE;50,PVC,LG 20 M | CABLE;TYPE:FLEXIBLE,NUMBER OF CONDUCTORS:50,INSULATION MATERIAL:PVC,LENGTH:20 M,ADDITIONAL FEATURES EN:2772-6-8,MNFR:TERRATEC | EN_01)FLEXIBLE,50,PVC,20 M,01)2772-6-8,02)MNFR:TERRATEC,01)TERRATEC AUSTRALIA PTY LT,01)2772-6-8 |  |  | TERRATEC | [95 empty] | Production Downloaded
STP_009 - Lot4 | Data Enrichment | PEH |  | 2023-08-11 |  |  | Mat2 - 1352677 | 1352677 | EA | CABLE;FLEXIBLE CONTROL,1.5 MM2 |  |  | CABLE;TYPE:FLEXIBLE CONTROL,CONDUCTOR SIZE:1.5 MM2,ADDITIONAL FEATURES EN:3C+E CIRC PIE CART UG30 STORE ATTN RAY MANSER,MNFR:01) CNW (MOUNT ISA) ELECT WHOLESALER,PTNO:01)CBL1.54CHDOR | EN_01)FLEXIBLE CONTROL,1.5 MM2,01)3C+E CIRC PIE CART UG30 STO,01)CNW (MOUNT ISA) ELECT WHOLE,01)CBL1.54CHDOR |  |  | CNW (MOUNT ISA) ELECT WHOLESALER | [95 empty] | Production Downloaded
STP_009 - Lot4 | Data Enrichment | PEH |  | 2023-08-11 |  |  | Mat2 - 1360245 | 1360245 | EA | CABLE;FLT,35 MM2,500 V,BARE COPPER,3C+E | CABLE;35 MM2,COBRE DESNUDO,NEOPRENO | CABLE;35 MM2,CUIVRE NU,NEOPRENE | CABLE;TYPE:FLAT,CONDUCTOR SIZE:35 MM2,VOLTAGE RATING:500 V,CONDUCTOR MATERIAL:BARE COPPER,JACKET MATERIAL:NEOPRENE,INSULATION MATERIAL:RUBBER,ADDITIONAL FEATURES EN:3C+E,SERIES:OLFLEXÂ® CRANE F,PN:0041061,MNFR:LAPP |  |  |  | LAPP | [95 empty] | Production Downloaded
STP_009 - Lot4 | Data Enrichment | PEH |  | 2023-08-11 |  |  | Mat2 - 1316257 | 1316257 | EA | CABLE;FRONT SUSPENSION,ISA SIZER SCREEN |  |  | CABLE;TYPE:FRONT SUSPENSION,ADDITIONAL FEATURES EN:ISA SIZER SCREEN,MNFR:01)RME,PTNO:01)10130298 | EN_01)FRONT SUSPENSION,01)ISA SIZER SCREEN,01)RME,01)10130298 |  |  | RME | [95 empty] | Production Downloaded
STP_009 - Lot4 | Data Enrichment | PEH |  | 2023-08-11 |  |  | Mat2 - 1384064 | 1384064 | EA | CABLE;LG 500 M |  |  | CABLE;LENGTH:500 M,ADDITIONAL FEATURES EN:4C+E SWA, ARMOURED 6MM, 4CANDECC,MNFR:01)CNW (MOUNT ISA) ELECT WHOLESALER,PTNO:01) CBL64CA | 500 M,01)4C+E SWA, ARMOURED 6MM, 4C&,01)CNW (MOUNT ISA) ELECT WHOLE,01)CBL64C&ES500 |  |  | CNW (MOUNT ISA) ELECT WHOLESALER | [95 empty] | Production Downloaded
STP_009 - Lot4 | Data Enrichment | PEH |  | 2023-08-11 |  |  | Mat2 - 1295705 | 1295705 | EA | CABLE;SNSR,LG 1 M |  |  | CABLE;TYPE:SENSOR,LENGTH:1 M,ADDITIONAL FEATURES EN:5 PIN M12 MOULDED 90 DEGREE,MNFR:01)MAINTECH,PTNO:01)MT317601149 | EN_01)SENSOR,1 M,01)5 PIN M12 MOULDED 90 DEGREE,01)MAINTECH,01)MT317601149 |  |  | MAINTECH | [95 empty] | Production Downloaded
STP_009 - Lot4 | Data Enrichment | PEH |  | 2023-08-11 |  |  | Mat2 - 1383731 | 1383731 | EA | CABLE;SNSR,LG 4.3 M |  |  | CABLE;TYPE:SENSOR,LENGTH:4.3 M,ADDITIONAL FEATURES EN:GRIPPER ARM, FOR ALL SIMBAS PRODUCTION DRILL RI,MNFR:01)MAINTENANCE TECHNIQUE PTY LTD,PTNO:01)MT9106 1426 64 | EN_01)SENSOR,4.3 M,01)GRIPPER ARM, FOR ALL SIMBAS,01)MAINTENANCE TECHNIQUE PTY L,01)MT9106 1426 64 |  |  | MAINTENANCE TECHNIQUE PTY LTD | [95 empty] | Production Downloaded
STP_009 - Lot4 | Data Enrichment | PEH |  | 2023-08-11 |  |  | Mat2 - 1318630 | 1318630 | EA | CABLE;SNSR,M16 8 PIN 1M MOLDED |  |  | CABLE;TYPE:SENSOR,ADDITIONAL FEATURES EN:M16 8 PIN 1M MOLDED,MNFR:01)BOART,PTNO:01)5307793 | EN_01)SENSOR,01)M16 8 PIN 1M MOLDED,01)BOART,01)5307793 |  |  | BOART | [95 empty] | Production Downloaded
STP_009 - Lot4 | Data Enrichment | PEH |  | 2023-08-11 |  |  | Mat2 - 1354553 | 1354553 | EA | CABLE;STRAIGHT PLUG,LG 5 M |  |  | CABLE;TYPE:STRAIGHT PLUG,LENGTH:5 M,ADDITIONAL FEATURES EN:LOAD PIN 6 PIN,MNFR:01)DELPHI,PTNO:01)300-5 | EN_01)STRAIGHT PLUG,5 M,01)LOAD PIN 6 PIN,01)DELPHI,01)300-5 |  |  | DELPHI | [95 empty] | Production Downloaded
STP_009 - Lot4 | Data Enrichment | PEH |  | 2023-08-11 |  |  | Mat2 - 1353624 | 1353624 | EA | CABLE;TACHO SPEED,-25 TO 90 DEG C,IP65 |  |  | CABLE;TYPE:TACHO SPEED,TEMPERATURE RATING:-25 TO 90 DEG C,LENGTH:25 M,HAZARD CLASS:IP65,ADDITIONAL FEATURES EN:26.5MM X 15.5MM X 36.5MM 10HZ TO 3000HZ,MNFR:01)SKF,PTNO:01)CM EVM-012 | EN_01)TACHO SPEED,-25 TO 90 DEG C,25 M,IP65,01)26.5MM X 15.5MM X 36.5MM 10,01)SKF,01)CM EVM-012 |  |  | SKF | [95 empty] | Production Downloaded
STP_009 - Lot4 | Data Enrichment | PEH |  | 2023-08-11 |  |  | Mat2 - 1295406 | 1295406 | EA | CABLE;TBE,150-185 MM |  |  | CABLE;TYPE:TBE,CONDUCTOR SIZE:150-185 MM,MNFR:01)MMELEC,PTNO:01)CJS-LVTJ4-P/L-4CXLPE | EN_01)TBE,150-185 MM,01)MMELEC,01)CJS-LVTJ4-P/L-4CXLPE |  |  | MMELEC | [95 empty] | Production Downloaded
STP_009 - Lot4 | Data Enrichment | PEH |  | 2023-08-11 |  |  | Mat2 - 1347724 | 1347724 | EA | CABLE,ELEC;MAIN POWER,MAINTECH |  |  | CABLE,ELECTRICAL;TYPE:MAIN POWER,MNFR:01)MAINTECH,PTNO:01)MT9106162279 | 01)MAINTECH,01)MT9106162279,EN_01)MAIN POWER |  |  | MAINTECH | [95 empty] | Production Downloaded
STP_009 - Lot4 | Data Enrichment | PEH |  | 2023-08-11 |  |  | Mat2 - 1383623 | 1383623 | EA | CABLE,ELEC;PWR |  |  | CABLE,ELECTRICAL;TYPE:POWER,MNFR:01)MINE SITE TECHNOLOGIES PTY LTD,PTNO:01)POWER CABLE | 01)MINE SITE TECHNOLOGIES PTY,01)POWER CABLE,EN_01)POWER |  |  | MINE SITE TECHNOLOGIES PTY LTD | [95 empty] | Production Downloaded
STP_009 - Lot4 | Data Enrichment | PEH |  | 2023-08-11 |  |  | Mat2 - 1296516 | 1296516 | M | CABLE,ELEC;PWR, SWA,6.35-11 KV,240 MM2 |  |  | CABLE,ELECTRICAL;POWER, SWA,VOLTAGE RATING:6.35-11 KV,CONDUCTOR SIZE:240 MM2,NUMBER OF CONDUCTORS:3,CORE STRANDS:(61) 2.25 MM, JACKET MATERIAL:XLPE SWA,INSULATION MATERIAL:PVC,LENGTH:200 M,JACKET COLOUR:ORANGE,CERTIFICATION/STANDARD:AS 1026,ADDITIONAL FEATURES EN:METRE MARKED,MNFR:01)PRYSMIAN,PTNO:01)XJJP26QD003OMAA | 01)PRYSMIAN,01)XJJP26QD003OMAA,EN_01)POWER, SWA,6.35-11 KV,240 MM2,(61) 2.25 MM,EN_01)XLPE SWA,EN_01)PVC,200 M,ORANGE,EN_01)AS 1026,01)METRE MARKED |  |  | PRYSMIAN | [95 empty] | Production Downloaded
STP_009 - Lot4 | Data Enrichment | PEH |  | 2023-08-11 |  |  | Mat2 - 1296410 | 1296410 | M | CABLE,ELEC;PWR,0.6-1 KV,1.5 MM2,INS PVC |  |  | CABLE,ELECTRICAL;TYPE:POWER,VOLTAGE RATING:0.6-1 KV,CONDUCTOR SIZE:1.5 MM2,NUMBER OF CONDUCTORS:31,CORE STRANDS:(7) 0.5 MM,JACKET MATERIAL:PVC SWA,INSULATION MATERIAL:PVC,LENGTH:250 M,JACKET COLOUR:ORANGE,CERTIFICATION/STANDARD:AS 3147,ADDITIONAL FEATURES EN: METRE MARKED,MNFR:01)AUSLEC,PTNO:01)4OLX7/050-30SWA | 01)AUSLEC,01)4OLX7/050-30SWA,EN_01)POWER,0.6-1 KV,1.5 MM2,(7) 0.5 MM,EN_01)PVC SWA,EN_01)PVC,250 M,ORANGE,EN_01)AS 3147,01)METRE MARKED |  |  | AUSLEC | [95 empty] | Production Downloaded
STP_009 - Lot4 | Data Enrichment | PEH |  | 2023-08-11 |  |  | Mat2 - 1296411 | 1296411 | M | CABLE,ELEC;PWR,0.6-1 KV,1.5 MM2,INS PVC |  |  | CABLE,ELECTRICAL;TYPE:POWER,VOLTAGE RATING:0.6-1 KV,CONDUCTOR SIZE:1.5 MM2,NUMBER OF CONDUCTORS:21,CORE STRANDS:(7) 0.5 MM,JACKET MATERIAL:PVC SWA,INSULATION MATERIAL:PVC,LENGTH:250 M,JACKET COLOUR:ORANGE,CERTIFICATION/STANDARD:AS 3147,ADDITIONAL FEATURES EN: METRE-MARKED,MNFR:01)OLEX,PTNO:01)BFCP05AA015OMAA | 01)OLEX,01)BFCP05AA015OMAA,EN_01)POWER,0.6-1 KV,1.5 MM2,(7) 0.5 MM,EN_01)PVC SWA,EN_01)PVC,250 M,ORANGE,EN_01)AS 3147,01)METRE-MARKED |  |  | OLEX | [95 empty] | Production Downloaded
STP_009 - Lot4 | Data Enrichment | PEH |  | 2023-08-11 |  |  | Mat2 - 1353709 | 1353709 | M | CABLE,ELEC;PWR,0.6-1 KV,1.5 MM2,INS PVC |  |  | CABLE,ELECTRICAL;TYPE:POWER,VOLTAGE RATING:0.6-1 KV,CONDUCTOR SIZE:1.5 MM2,NUMBER OF CONDUCTORS:16,CORE STRANDS:(7) 0.5 MM,JACKET MATERIAL:PVC SWA,INSULATION MATERIAL:PVC,LENGTH:250 M,JACKET COLOUR:ORANGE,CERTIFICATION/STANDARD:AS 3147,ADDITIONAL FEATURES EN: METRE MARKED,MNFR:01)OLEX,PTNO:01)BFCP05AA015OMAA | 01)OLEX,01)BFCP05AA015OMAA,EN_01)POWER,0.6-1 KV,1.5 MM2,(7) 0.5 MM,EN_01)PVC SWA,EN_01)PVC,250 M,ORANGE,EN_01)AS 3147,01)METRE MARKED |  |  | OLEX | [95 empty] | Production Downloaded
STP_009 - Lot4 | Data Enrichment | PEH |  | 2023-08-11 |  |  | Mat2 - 1296407 | 1296407 | M | CABLE,ELEC;PWR,0.6-1 KV,16 MM2,CONDCTS 3 |  |  | CABLE,ELECTRICAL;TYPE:POWER,VOLTAGE RATING:0.6-1 KV,CONDUCTOR SIZE:16 MM2,NUMBER OF CONDUCTORS:3,CORE STRANDS:(7) 1.7 MM,JACKET MATERIAL:PVC SWA,INSULATION MATERIAL:PVC,JACKET COLOUR:ORANGE,CERTIFICATION/STANDARD:AS 3147,ADDITIONAL FEATURES EN:METRE MARKED, MNFR:01)OLEX,PTNO:01)7/170-2SWA | 01)OLEX,01)7/170-2SWA,EN_01)POWER,0.6-1 KV,16 MM2,(7) 1.7 MM,EN_01)PVC SWA,EN_01)PVC,ORANGE,EN_01)AS 3147,01)METRE MARKED |  |  | OLEX | [95 empty] | Production Downloaded
STP_009 - Lot4 | Data Enrichment | PEH |  | 2023-08-11 |  |  | Mat2 - 1319350 | 1319350 | M | CABLE,ELEC;PWR,0.6-1 KV,2.5 MM2,INS PVC |  |  | CABLE,ELECTRICAL;TYPE:POWER,VOLTAGE RATING:0.6-1 KV,CONDUCTOR SIZE:2.5 MM2,NUMBER OF CONDUCTORS:6,CORE STRANDS:(7) 0.67 MM,JACKET MATERIAL:PVC SWA,INSULATION MATERIAL:PVC,LENGTH:500 M,JACKET COLOUR:ORANGE,CERTIFICATION/STANDARD:AS 3147,ADDITIONAL FEATURES EN: METRE MARKED,MNFR:01)CMA,PTNO:01)CEB05PNP 7/0.67MM | 01)CMA,01)CEB05PNP 7/0.67MM,EN_01)POWER,0.6-1 KV,2.5 MM2,(7) 0.67 MM,EN_01)PVC SWA,EN_01)PVC,500 M,ORANGE,EN_01)AS 3147,01)METRE MARKED |  |  | CMA | [95 empty] | Production Downloaded
STP_009 - Lot4 | Data Enrichment | PEH |  | 2023-08-11 |  |  | Mat2 - 1317145 | 1317145 | EA | CABLE,ELEC;PWR,0.66/1.1 KV,10 MM2,ORANGE |  |  | CABLE,ELECTRICAL;TYPE:POWER,VOLTAGE RATING:0.66/1.1 KV,CONDUCTOR SIZE:10 MM2,NUMBER OF CONDUCTORS:4,CORE STRANDS:(77) 0.4 MM, LENGTH:500 M,JACKET COLOUR:ORANGE,ADDITIONAL FEATURES EN:TRAILING, TYPE 209, RED, WHITE, BLUE, BLACK,MNFR:01)CMA,PTNO:01)0017831 | 01)CMA,01)0017831,EN_01)POWER,0.66/1.1 KV,10 MM2,(77) 0.4 MM,500 M,ORANGE,01)TRAILING, TYPE 209, RED, WH |  |  | CMA | [95 empty] | Production Downloaded
STP_009 - Lot4 | Data Enrichment | PEH |  | 2023-08-11 |  |  | Mat2 - 1353551 | 1353551 | EA | CABLE,ELEC;PWR,110 V,1.13 MM2,CONDCTS 2 |  |  | CABLE,ELECTRICAL;TYPE:POWER,VOLTAGE RATING:110 V,CONDUCTOR SIZE:1.13 MM2,NUMBER OF CONDUCTORS:2,CORE STRANDS:(16) 0.3 MM, CONDUCTOR MATERIAL:COPPER,INSULATION MATERIAL:PVC,LENGTH:100 M,JACKET COLOUR:BLACK,CERTIFICATION/STANDARD:AS/NZ 3808-2000, ADDITIONAL FEATURES EN:3 MM, RED,MNFR:01)ASHDOWN,PTNO:01)ACX0806L | 01)ASHDOWN,01)ACX0806L,EN_01)POWER,110 V,1.13 MM2,(16) 0.3 MM,EN_01)COPPER,EN_01)PVC,100 M,BLACK,EN_01)AS/NZ 3808-2000,01)3 MM, RED |  |  | ASHDOWN | [95 empty] | Production Downloaded
STP_009 - Lot4 | Data Enrichment | PEH |  | 2023-08-11 |  |  | Mat2 - 1353315 | 1353315 | EA | CABLE,ELEC;PWR,110 V,1.84 MM2,CONDCTS 2 |  |  | CABLE,ELECTRICAL;TYPE:POWER,VOLTAGE RATING:110 V,CONDUCTOR SIZE:1.84 MM2,NUMBER OF CONDUCTORS:2,CORE STRANDS:(23) 0.32 MM,LENGTH: 100 M,ADDITIONAL FEATURES EN:4 MM, RED/BLACK,MNFR:01)ASHDOWN,PTNO:01)ACX0808L | 01)ASHDOWN,01)ACX0808L,EN_01)POWER,110 V,1.84 MM2,(23) 0.32 MM,100 M,01)4 MM, RED/BLACK |  |  | ASHDOWN | [95 empty] | Production Downloaded
STP_009 - Lot4 | Data Enrichment | PEH |  | 2023-08-11 |  |  | Mat2 - 1229675 | 1229675 | EA | CABLE,ELEC;PWR,ACCRETIO, SUPPLY KIT |  |  | CABLE,ELECTRICAL;TYPE:POWER,ADDITIONAL FEATURES EN:ACCRETIO, SUPPLY KIT,MNFR:01)ISADRAUL,PTNO:01)2353893 | 01)ISADRAUL,01)2353893,EN_01)POWER,01)ACCRETIO, SUPPLY KIT |  |  | ISADRAUL | [95 empty] | Production Downloaded
STP_009 - Lot4 | Data Enrichment | PEH |  | 2023-08-11 |  |  | Mat2 - 1295838 | 1295838 | EA | CABLE,ELEC;PWR,AUTOPED,P-AP-009 |  |  | CABLE,ELECTRICAL;TYPE:POWER,MNFR:01)AUTOPED,PTNO:01)P-AP-009 | 01)AUTOPED,01)P-AP-009,EN_01)POWER |  |  | AUTOPED | [95 empty] | Production Downloaded
STP_009 - Lot4 | Data Enrichment | PEH |  | 2023-08-11 |  |  | Mat2 - 1296157 | 1296157 | EA | CABLE,ELEC;PWR,CONDCTS 2,ORANGE,FIG.8 |  |  | CABLE,ELECTRICAL;TYPE:POWER,NUMBER OF CONDUCTORS:2,CORE STRANDS:(16) 0.2 MM,JACKET COLOUR:ORANGE,ADDITIONAL FEATURES EN:FIG.8, MNFR:01)OLEX,PTNO:01)JBDRO1KFOO2 AAOG | 01)OLEX,01)JBDRO1KFOO2 AAOG,EN_01)POWER,(16) 0.2 MM,ORANGE,01)FIG.8 |  |  | OLEX | [95 empty] | Production Downloaded
STP_009 - Lot4 | Data Enrichment | PEH |  | 2023-08-11 |  |  | Mat2 - 1296156 | 1296156 | EA | CABLE,ELEC;PWR,CONDCTS 2,YELLOW,FIG.8 |  |  | CABLE,ELECTRICAL;TYPE:POWER,NUMBER OF CONDUCTORS:2,CORE STRANDS:(16) 0.2 MM,JACKET COLOUR:YELLOW,ADDITIONAL FEATURES EN:FIG.8, MNFR:01)ASC,PTNO:01)66TK2/501 YELLOW | 01)ASC,01)66TK2/501 YELLOW,EN_01)POWER,(16) 0.2 MM,YELLOW,01)FIG.8 |  |  | ASC | [95 empty] | Production Downloaded
STP_009 - Lot4 | Data Enrichment | PEH |  | 2023-08-11 |  |  | Mat2 - 1285735 | 1285735 | EA | CABLE,PUSHPULL;THROTTLE |  |  | CABLE,PUSH PULL;TYPE:THROTTLE,MNFR:01)FORKFORCE,PTNO:01)M30452I02000 | THROTTLE,01)FORKFORCE,01)M30452I02000 |  |  | FORK FORCE AUSTRALIA PTY LTD | [95 empty] | Production Downloaded
STP_009 - Lot4 | Data Enrichment | PEH |  | 2023-08-11 |  |  | Mat2 - 1285340 | 1285340 | EA | CABLE,SGNL;DISPLAY PORT 1.2,19,LG 3 M |  |  | CABLE,SIGNAL;TYPE:DISPLAY PORT 1.2,NUMBER OF CONDUCTORS:19,CONNECTION TYPE:MALE 20 PIN BOTH ENDS,LENGTH:3 M,JACKET MATERIAL:PVC, INSULATION MATERIAL:ALUMINUM MYLAR FOIL BRAID,HAZARD CLASS:CMG RATED,ADDITIONAL FEATURES EN:ANTHRA LINE,MNFR:01)LINDY AUSTRALIA PTY LTD,PTNO:01)36483 | DISPLAY PORT 1.2,MALE 20 PIN BOTH ENDS,3 M,PVC,ALUMINUM MYLAR FOIL BRAID,CMG RATED,01)ANTHRA LINE,01)LINDY AUSTRALIA PTY LTD,01)36483 |  |  | LINDY AUSTRALIA PTY LTD | [95 empty] | Production Downloaded
STP_009 - Lot4 | Data Enrichment | PEH |  | 2023-08-11 |  |  | Mat2 - 1285184 | 1285184 | EA | CABLE,SGNL;HDMI 2.0,MALE A BOTH ENDS |  |  | CABLE,SIGNAL;TYPE:HDMI 2.0,CONNECTION TYPE:MALE A BOTH ENDS,LENGTH:3 M,JACKET MATERIAL:GOLD PLATED,ADDITIONAL FEATURES EN:HIGH SPEED, TRANFER RATE 18GB PER SEC, TRIPLE S,MNFR:01)LINDY AUSTRALIA PTY LTD,PTNO:01)36964 | HDMI 2.0,MALE A BOTH ENDS,3 M,GOLD PLATED,01)HIGH SPEED, TRANFER RATE 18,01)LINDY AUSTRALIA PTY LTD,01)36964 |  |  | LINDY AUSTRALIA PTY LTD | [95 empty] | Production Downloaded
STP_009 - Lot4 | Data Enrichment | PEH |  | 2023-08-11 |  |  | Mat2 - 1285380 | 1285380 | EA | CABLE,SGNL;HIGH SPEED,HDMI,LG 2 M |  |  | CABLE,SIGNAL;TYPE:HIGH SPEED,CONNECTION TYPE:HDMI,LENGTH:2 M,MNFR:01)LINDY AUSTRALIA PTY LTD,PTNO:01)36963 | HIGH SPEED,HDMI,2 M,01)LINDY AUSTRALIA PTY LTD,01)36963 |  |  | LINDY AUSTRALIA PTY LTD | [95 empty] | Production Downloaded
STP_009 - Lot4 | Data Enrichment | PEH |  | 2023-08-11 |  |  | Mat2 - 1316981 | 1316981 | EA | CABLE,SGNL;LG 2.5 M |  |  | CABLE,SIGNAL;LENGTH:2.5 M,MNFR:01)MAINTECH,PTNO:01)MT3176998380 | 2.5 M,01)MAINTECH,01)MT3176998380 |  |  | MAINTECH | [95 empty] | Production Downloaded
STP_009 - Lot4 | Data Enrichment | PEH |  | 2023-08-11 |  |  | Mat2 - 1287106 | 1287106 | EA | CABLE,SGNL;LG 3.5 M |  |  | CABLE,SIGNAL;LENGTH:3.5 M,MNFR:01)MAINTECH,PTNO:01)MT3176001089 | 3.5 M,01)MAINTECH,01)MT3176001089 |  |  | MAINTECH | [95 empty] | Production Downloaded
STP_009 - Lot4 | Data Enrichment | PEH |  | 2023-08-11 |  |  | Mat2 - 1293018 | 1293018 | EA | CABLE,SGNL;LG 4.5 M |  |  | CABLE,SIGNAL;LENGTH:4.5 M,MNFR:01)MAINTECH,PTNO:01)MT3176998387 | 4.5 M,01)MAINTECH,01)MT3176998387 |  |  | MAINTECH | [95 empty] | Production Downloaded
STP_009 - Lot4 | Data Enrichment | PEH |  | 2023-08-11 |  |  | Mat2 - 1215265 | 1215265 | EA | CABLE,WLDG;CU,50MM2,10M | SOLDADURA CABLE; | CBLE SOUDURE; | CABLE,WELDING;MATERIAL:COPPER,ADDITIONAL FEATURES EN:50MM2,10M,MNFR:BOC LIMITED,PTNO:BOC50/10 | EN_01)COPPER,01)50MM2,10M,01)BOC LIMITED,01)BOC50/10 | BOC50/10 | 1068135 | BOC LIMITED | [95 empty] | Production Downloaded
STP_009 - Lot4 | Data Enrichment | PEH |  | 2023-08-11 |  |  | Mat2 - 1383937 | 1383937 | EA | CABLE,WLDG;FLEXIBLE,120 MM2,1702/0 |  |  | CABLE,WELDING;TYPE:FLEXIBLE,CABLE SIZE:120 MM2,ADDITIONAL FEATURES EN:1702/0,MNFR:01)CNW (MOUNT ISA) ELECT WHOLESALER,PTNO:01) ELEZW120-LOT | FLEXIBLE,120 MM2,01)1702/0,01)CNW (MOUNT ISA) ELECT WHOLE,01)ELEZW120-LOT |  |  | CNW (MOUNT ISA) ELECT WHOLESALER | [95 empty] | Production Downloaded
STP_009 - Lot4 | Data Enrichment | PEH |  | 2023-08-11 |  |  | Mat2 - 1383719 | 1383719 | EA | CABLE,WLDG;FLEXIBLE,35 MM2 |  |  | CABLE,WELDING;TYPE:FLEXIBLE,CABLE SIZE:35 MM2,MNFR:01)CNW (MOUNT ISA) ELECT WHOLESALER,PTNO:01)ELEZW35-LOT | FLEXIBLE,35 MM2,01)CNW (MOUNT ISA) ELECT WHOLE,01)ELEZW35-LOT |  |  | CNW (MOUNT ISA) ELECT WHOLESALER | [95 empty] | Production Downloaded
STP_009 - Lot4 | Data Enrichment | PEH |  | 2023-08-11 |  |  | Mat2 - 1383913 | 1383913 | EA | CABLE,WLDG;FLEXIBLE,50 MM2 |  |  | CABLE,WELDING;TYPE:FLEXIBLE,CABLE SIZE:50 MM2,ADDITIONAL FEATURES EN:1596/0 ELECT - JUDI / MAIER,MNFR:01)CNW (MOUNT ISA) ELECT WHOLESALER,PTNO:01)ELEZW50-LOT | FLEXIBLE,50 MM2,01)1596/0 ELECT - JUDI / MAIER,01)CNW (MOUNT ISA) ELECT WHOLE,01)ELEZW50-LOT |  |  | CNW (MOUNT ISA) ELECT WHOLESALER | [95 empty] | Production Downloaded
STP_009 - Lot4 | Data Enrichment | PEH |  | 2023-08-11 |  |  | Mat2 - 1383671 | 1383671 | EA | CABLE,WLDG;FLEXIBLE,95 MM2 |  |  | CABLE,WELDING;TYPE:FLEXIBLE,CABLE SIZE:95 MM2,MNFR:01)CNW (MOUNT ISA) ELECT WHOLESALER,PTNO:01)ELEZW95-LOT | FLEXIBLE,95 MM2,01)CNW (MOUNT ISA) ELECT WHOLE,01)ELEZW95-LOT |  |  | CNW (MOUNT ISA) ELECT WHOLESALER | [95 empty] | Production Downloaded
STP_009 - Lot4 | Data Enrichment | PEH |  | 2023-08-11 |  |  | Mat2 - 1383693 | 1383693 | EA | CABLE,WLDG;LEAD ELECTRODE,35 MM,LG 5 M |  |  | CABLE,WELDING;TYPE:LEAD ELECTRODE,CABLE SIZE:35 MM,LENGTH:5 M,ADDITIONAL FEATURES EN:CX21 ITEM 3,MNFR:01)WELDERS PRO SHOP,PTNO:01) LK-EL-2B-5M | LEAD ELECTRODE,35 MM,5 M,01)CX21 ITEM 3,01)WELDERS PRO SHOP,01)LK-EL-2B-5M |  |  | WELDERS PRO SHOP | [95 empty] | Production Downloaded
STP_009 - Lot4 | Data Enrichment | PEH |  | 2023-08-11 |  |  | Mat2 - 1281571 | 1281571 | EA | COMPOUND,SEAL;20 L |  |  | COMPOUND,SEALING;CONTAINER:20 L,ADDITIONAL FEATURES EN:REQUIRED TO REPLACE CLEAN ROOM STOCKS,MNFR:01)CAVA HYDRAULICS AND AUTO ELECTR | EN_01)20 L,01)REQUIRED TO REPLACE CLEAN R,01)CAVA HYDRAULICS & AUTO ELEC,01)1020004546 |  |  | CAVA HYDRAULICS AND AUTO ELECTR | [95 empty] | Production Downloaded
STP_009 - Lot4 | Data Enrichment | PEH |  | 2023-08-11 |  |  | Mat2 - 1281085 | 1281085 | EA | COMPOUND,SEAL;BATHROOM/KITCHEN ACETIC SI |  |  | COMPOUND,SEALING;TYPE:BATHROOM/KITCHEN ACETIC SILICONE,CONTAINER:CARTRIDGE 300 G,COLOUR:WHITE,MNFR:01)REECE,PTNO:01)1903582 | EN_01)BATHROOM/KITCHEN ACETIC,EN_01)CARTRIDGE 300 G,WHITE,01)REECE,01)1903582 |  |  | REECE | [95 empty] | Production Downloaded
STP_009 - Lot4 | Data Enrichment | PEH |  | 2023-08-11 |  |  | Mat2 - 1281086 | 1281086 | EA | COMPOUND,SEAL;BATHROOM/KITCHEN ACETIC SI |  |  | COMPOUND,SEALING;TYPE:BATHROOM/KITCHEN ACETIC SILICONE,CONTAINER:CARTRIDGE 300 G,COLOUR:CLEAR,MNFR:01)REECE,PTNO:01)1903581 | EN_01)BATHROOM/KITCHEN ACETIC,EN_01)CARTRIDGE 300 G,CLEAR,01)REECE,01)1903581 |  |  | REECE | [95 empty] | Production Downloaded
STP_009 - Lot4 | Data Enrichment | PEH |  | 2023-08-11 |  |  | Mat2 - 1281285 | 1281285 | EA | COMPOUND,SEAL;CARTRIDGE 310 ML,BLACK |  |  | COMPOUND,SEALING;CONTAINER:CARTRIDGE 310 ML,COLOUR:BLACK,SETTING TIME:24 HR,MNFR:01)GLOBAL FASTENERS,PTNO:01)SIKA520330 | EN_01)CARTRIDGE 310 ML,BLACK,24 HR,01)GLOBAL FASTENERS,01)SIKA520330 |  |  | GLOBAL FASTENERS | [95 empty] | Production Downloaded
STP_009 - Lot4 | Data Enrichment | PEH |  | 2023-08-11 |  |  | Mat2 - 1319362 | 1319362 | BAG | COMPOUND,SEAL;CONCRETE GROUTING,MBTAUST |  |  | COMPOUND,SEALING;TYPE:CONCRETE GROUTING,CONTAINER:BAG 20 KG,MNFR:01)MBTAUST,PTNO:01)120062 | EN_01)CONCRETE GROUTING,EN_01)BAG 20 KG,01)MBTAUST,01)120062 |  |  | MBTAUST | [95 empty] | Production Downloaded
STP_009 - Lot4 | Data Enrichment | PEH |  | 2023-08-11 |  |  | Mat2 - 1281426 | 1281426 | EA | COMPOUND,SEAL;CONCRETE JOINT,GREY,24 HR |  |  | COMPOUND,SEALING;TYPE:CONCRETE JOINT,CONTAINER:FOIL PACK 600 ML,COLOUR:GREY,SETTING TIME:24 HR,TEMPERATURE RATING:-40 TO 70 DEG C, CERTIFICATION/STANDARD:AS/NZS 4020-2018,ADDITIONAL FEATURES EN:POLYURETHANE, SSG,MNFR:01)GLOBAL FASTENERS,PTNO:01)SIKA519842 | EN_01)CONCRETE JOINT,EN_01)FOIL PACK 600 ML,GREY,24 HR,-40 TO 70 DEG C,EN_01)AS/NZS 4020-2018,01)POLYURETHANE, SSG,01)GLOBAL FASTENERS,01)SIKA519842 |  |  | GLOBAL FASTENERS | [95 empty] | Production Downloaded
STP_009 - Lot4 | Data Enrichment | PEH |  | 2023-08-11 |  |  | Mat2 - 1281581 | 1281581 | EA | COMPOUND,SEAL;FILLNG, SELF EXPANDING FOA |  |  | COMPOUND,SEALING;TYPE:FILLING, SELF EXPANDING FOAM,CONTAINER:CARTRIDGE 750 ML,ADDITIONAL FEATURES EN:POLYURATHANE, SUIT FOAM APPLICATION GUN (SCM),MNFR:01)ENERGYQLD,PTNO:01)2438489 | EN_01)FILLING, SELF EXPANDING,EN_01)CARTRIDGE 750 ML,01)POLYURATHANE, SUIT FOAM APP,01)ENERGYQLD,01)2438489 |  |  | ENERGYQLD | [95 empty] | Production Downloaded
STP_009 - Lot4 | Data Enrichment | PEH |  | 2023-08-11 |  |  | Mat2 - 1281485 | 1281485 | EA | COMPOUND,SEAL;FLOOR LEVELLER,PK,GREY |  |  | COMPOUND,SEALING;TYPE:FLOOR LEVELLER,CONTAINER:PACK,COLOUR:GREY,ADDITIONAL FEATURES EN:MATERIAL: CEMENT BASED, WEIGHT: 20KG,MNFR: 01)BUNNINGS WAREHOUSE MT ISA,PTNO:01)0966662 | EN_01)FLOOR LEVELLER,EN_01)PACK,GREY,01)MATERIAL: CEMENT BASED, WEI,01)BUNNINGS WAREHOUSE MT ISA,01)0966662 |  |  | BUNNINGS WAREHOUSE MT ISA | [95 empty] | Production Downloaded
STP_009 - Lot4 | Data Enrichment | PEH |  | 2023-08-11 |  |  | Mat2 - 1316995 | 1316995 | EA | COMPOUND,SEAL;FOAM, EXPANDING,CAN,CREAM |  |  | COMPOUND,SEALING;TYPE:FOAM, EXPANDING,CONTAINER:CAN,COLOUR:CREAM,SETTING TIME:8-12 MIN,ADDITIONAL FEATURES EN:CONTAINER SIZE: 750ML,MNFR:01)CNW (MOUNT ISA) ELECT WHOLESALER,PTNO:01)MAC53MPF750 | EN_01)FOAM, EXPANDING,EN_01)CAN,CREAM,8-12 MIN,01)CONTAINER SIZE: 750ML,01)CNW (MOUNT ISA) ELECT WHOLE,01)MAC53MPF750 |  |  | CNW (MOUNT ISA) ELECT WHOLESALER | [95 empty] | Production Downloaded
STP_009 - Lot4 | Data Enrichment | PEH |  | 2023-08-11 |  |  | Mat2 - 1317907 | 1317907 | EA | COMPOUND,SEAL;GASKET FORMING,10-50 MIN |  |  | COMPOUND,SEALING;TYPE:GASKET FORMING,CONTAINER:CARTRIDGE 300 ML,COLOUR:BLUE METALLIC,SETTING TIME:10-50 MIN,ADDITIONAL FEATURES EN:ULTRA,MNFR:01)ATOMSUP,PTNO:01)90318035,MNFR:02)SKF,PTNO:02)587-370GM-LOC | EN_01)GASKET FORMING,EN_01)CARTRIDGE 300 ML,BLUE METALLIC,10-50 MIN,01)ULTRA,01)ATOMSUP,02)SKF,01)90318035,02)587-370GM-LOC |  |  | SKF | [95 empty] | Production Downloaded
STP_009 - Lot4 | Data Enrichment | PEH |  | 2023-08-11 |  |  | Mat2 - 1281543 | 1281543 | EA | COMPOUND,SEAL;PLAS,DRUM 15 KG,ULTRA, CSR |  |  | COMPOUND,SEALING;TYPE:PLASTER,CONTAINER:DRUM 15 KG,ADDITIONAL FEATURES EN:ULTRA, CSR,MNFR:01)BUNNINGS,PTNO:01)0730682 | EN_01)PLASTER,EN_01)DRUM 15 KG,01)ULTRA, CSR,01)BUNNINGS,01)0730682 |  |  | BUNNINGS WAREHOUSE MT ISA | [95 empty] | Production Downloaded
STP_009 - Lot4 | Data Enrichment | PEH |  | 2023-08-11 |  |  | Mat2 - 1281093 | 1281093 | EA | COMPOUND,SEAL;PU,SAUSAGE 600 ML,GREY |  |  | COMPOUND,SEALING;TYPE:PU,CONTAINER:SAUSAGE 600 ML,COLOUR:GREY,MNFR:01)BUNNINGS,PTNO:01)1210364 | EN_01)PU,EN_01)SAUSAGE 600 ML,GREY,01)BUNNINGS,01)1210364 |  |  | BUNNINGS WAREHOUSE MT ISA | [95 empty] | Production Downloaded
STP_009 - Lot4 | Data Enrichment | PEH |  | 2023-08-11 |  |  | Mat2 - 1281092 | 1281092 | EA | COMPOUND,SEAL;PU,SAUSAGE 600 ML,WHITE |  |  | COMPOUND,SEALING;TYPE:PU,CONTAINER:SAUSAGE 600 ML,COLOUR:WHITE,MNFR:01)BUNNINGS,PTNO:01)1210365 | EN_01)PU,EN_01)SAUSAGE 600 ML,WHITE,01)BUNNINGS,01)1210365 |  |  | BUNNINGS WAREHOUSE MT ISA | [95 empty] | Production Downloaded
STP_009 - Lot4 | Data Enrichment | PEH |  | 2023-08-11 |  |  | Mat2 - 1281495 | 1281495 | EA | COMPOUND,SEAL;SI, ROOF AND GUTTER,CLEAR |  |  | COMPOUND,SEALING;TYPE:SILICONE, ROOF AND GUTTER,CONTAINER:CARTRIDGE 300 ML,COLOUR:CLEAR,SETTING TIME:24 HR,TEMPERATURE RATING:-60 TO 180 DEG C,ADDITIONAL FEATURES EN:NEUTRAL,MNFR:01)REECE,PTNO:01)1903578 | EN_01)SILICONE, ROOF AND GUTTE,EN_01)CARTRIDGE 300 ML,CLEAR,24 HR,-60 TO 180 DEG C,01)NEUTRAL,01)REECE,01)1903578 |  |  | REECE | [95 empty] | Production Downloaded
STP_009 - Lot4 | Data Enrichment | PEH |  | 2023-08-11 |  |  | Mat2 - 1281589 | 1281589 | EA | COMPOUND,SEAL;SI, ROOF AND GUTTER,CLEAR |  |  | COMPOUND,SEALING;TYPE:SILICONE, ROOF AND GUTTER,CONTAINER:CARTRIDGE 300 G,COLOUR:CLEAR,SETTING TIME:24 HR,TEMPERATURE RATING:-60 TO 180 DEG C,MNFR:01)REECE,PTNO:01)1903577 | EN_01)SILICONE, ROOF AND GUTTE,EN_01)CARTRIDGE 300 G,CLEAR,24 HR,-60 TO 180 DEG C,01)REECE,01)1903577 |  |  | REECE | [95 empty] | Production Downloaded
STP_009 - Lot4 | Data Enrichment | PEH |  | 2023-08-11 |  |  | Mat2 - 1281098 | 1281098 | EA | COMPOUND,SEAL;SI, WINDOW/GLASS,BLACK |  |  | COMPOUND,SEALING;TYPE:SILICONE, WINDOW/GLASS,CONTAINER:CARTRIDGE 300 G,COLOUR:BLACK,MNFR:01)BUNNINGS,PTNO:01)1230051 | EN_01)SILICONE, WINDOW/GLASS,EN_01)CARTRIDGE 300 G,BLACK,01)BUNNINGS,01)1230051 |  |  | BUNNINGS WAREHOUSE MT ISA | [95 empty] | Production Downloaded
STP_009 - Lot4 | Data Enrichment | PEH |  | 2023-08-11 |  |  | Mat2 - 1281340 | 1281340 | EA | COMPOUND,SEAL;SI, WINDOW/GLASS,CLEAR |  |  | COMPOUND,SEALING;TYPE:SILICONE, WINDOW/GLASS,CONTAINER:CARTRIDGE 300 G,COLOUR:CLEAR,MNFR:01)BUNNINGS,PTNO:01)1232682 | EN_01)SILICONE, WINDOW/GLASS,EN_01)CARTRIDGE 300 G,CLEAR,01)BUNNINGS,01)1232682 |  |  | BUNNINGS WAREHOUSE MT ISA | [95 empty] | Production Downloaded
STP_009 - Lot4 | Data Enrichment | PEH |  | 2023-08-11 |  |  | Mat2 - 1281237 | 1281237 | EA | COMPOUND,SEAL;SILICONE GAP FILLER,WHITE |  |  | COMPOUND,SEALING;TYPE:SILICONE GAP FILLER,CONTAINER:CARTRIDGE 475 G,COLOUR:WHITE,MNFR:01)CNW (MOUNT ISA) ELECT WHOLESALER,PTNO:01) MAC53TGF | EN_01)SILICONE GAP FILLER,EN_01)CARTRIDGE 475 G,WHITE,01)CNW (MOUNT ISA) ELECT WHOLE,01)MAC53TGF |  |  | CNW (MOUNT ISA) ELECT WHOLESALER | [95 empty] | Production Downloaded
STP_009 - Lot4 | Data Enrichment | PEH |  | 2023-08-11 |  |  | Mat2 - 1281415 | 1281415 | EA | COMPOUND,SEAL;SYNTH,TUBE 100 G |  |  | COMPOUND,SEALING;TYPE:SYNTHETIC,CONTAINER:TUBE 100 G,ADDITIONAL FEATURES EN:REQUIRED FOR CANDC MAINT STOCKS,MNFR:01)REPCO AUTO PARTS | EN_01)SYNTHETIC,EN_01)TUBE 100 G,01)REQUIRED FOR C&C MAINT STOC,01)REPCO AUTO PARTS (QLD),01)1104-100BP |  |  | REPCO AUTO PARTS | [95 empty] | Production Downloaded
STP_009 - Lot4 | Data Enrichment | PEH |  | 2023-08-11 |  |  | Mat2 - 1253317 | 1253317 | EA | COMPOUND,SEAL;TUBE,PLP,D-ALM325G | COMPUESTO SELLADOR; | PATE ETNCHT; | COMPOUND,SEALING;CONTAINER:TUBE,ADDITIONAL FEATURES EN:PLP,D-ALM325G,ALMINOX GREY,325G | EN_01)TUBE,01)PLP,D-ALM325G,02)ALMINOX GREY,325G,01)PREFORMED LINE PRODUCTS,01)D-ALM325G,01)PREFORMED LINE PRODUCTS,01)D-ALM325G | D-ALM325G | 1068388 | PREFORMED LINE PRODUCTS (AUST) | [95 empty] | Production Downloaded
STP_009 - Lot4 | Data Enrichment | PEH |  | 2023-08-11 |  |  | Mat2 - 1283637 | 1283637 | EA | GUN,CLKG;600 ML,ALUMINUM |  |  | GUN,CAULKING;SIZE:600 ML,MATERIAL:ALUMINUM,MNFR:01)MIMS,PTNO:01)48081093 | 600 ML,ALUMINUM,01)MIMS,01)48081093 |  |  | MIMS | [95 empty] | Production Downloaded
STP_009 - Lot4 | Data Enrichment | PEH |  | 2023-08-11 |  |  | Mat2 - 1283988 | 1283988 | EA | GUN,CLKG;600 ML,ALUMINUM SAUSAGE |  |  | GUN,CAULKING;CAPACITY:600 ML,MATERIAL:ALUMINUM SAUSAGE,ADDITIONAL FEATURES EN:CONVERSION KIT QUOTE 301106,MNFR:01)MOUNT ISA MINING SUPPLIES P/L,PTNO:01)48081093 | 600 ML,ALUMINUM SAUSAGE,01)CONVERSION KIT QUOTE 301106,01)MOUNT ISA MINING SUPPLIES P,01)48081093 |  |  | MOUNT ISA MINING SUPPLIES P/L | [95 empty] | Production Downloaded
STP_009 - Lot4 | Data Enrichment | PEH |  | 2023-08-11 |  |  | Mat2 - 1361733 | 1361733 | EA | BOLT;PHASE SOCKET,KIT,60A,PN:NMSP60101 | PERNO; | BOULON; | BOLT;TYPE:PHASE SOCKET,KIT,ADDITIONAL FEATURES EN:60A,PN:NMSP60101,MNFR:NEW MACEY | 01)CNW (MOUNT ISA) ELECT WHO,01)PACNMSP60101,PHASE SOCKET,KIT,01)60A,PN:NMSP60101,02)MNFR:NEW MACEY |  |  | NEW MACEY | [95 empty] | Production Downloaded
STP_009 - Lot4 | Data Enrichment | PEH |  | 2023-08-11 |  |  | Mat2 - 1282098 | 1282098 | EA | HAMMER,PWR;RTRY,M18 |  |  | HAMMER,POWER;TYPE:ROTARY,ADDITIONAL FEATURES EN:M18,MNFR:01)MIMS,PTNO:01)M18CH-502C | EN_01)ROTARY,01)M18,01)MIMS,01)M18CH-502C |  |  | MIMS | [95 empty] | Production Downloaded
STP_009 - Lot4 | Data Enrichment | PEH |  | 2023-08-11 |  |  | Mat2 - 1319320 | 1319320 | EA | DIVIDER;BIN,255X153X6MM,PLASTIC,BLACK | DIVISOR; | DIVISEUR; | DIVIDER;TYPE:BIN,SIZE:255X153X6MM,MATERIAL:PLASTIC,COLOUR:BLACK,ADDITIONAL FEATURES EN:F1H-063/FIH-064,MNFR:FISHER |  |  |  | FISHER | [95 empty] | Production Downloaded
STP_009 - Lot4 | Data Enrichment | PEH |  | 2023-08-11 |  |  | Mat2 - 1277079 | 1277079 | EA | CYLINDER;DBL, SINGLE, END |  |  | CYLINDER;TYPE:DOUBLE, SINGLE, END,MNFR:01)SMC,PTNO:01)D5100 | EN_01)DOUBLE, SINGLE, END,01)SMC,01)D5100 |  |  | SMC CORPORATION (AUST) PTY LTD | [95 empty] | Production Downloaded
STP_009 - Lot4 | Data Enrichment | PEH |  | 2023-08-11 |  |  | Mat2 - 1277339 | 1277339 | EA | CYLINDER;HYDR,KIT |  |  | CYLINDER;TYPE:HYDRAULIC,ADDITIONAL FEATURES EN:KIT,MNFR:01)HONEYCOMBES SALES AND SERVICE P/L,PTNO:01)504191583 | EN_01)HYDRAULIC,01)KIT,01)HONEYCOMBES SALES & SERVICE,01)504191583 |  |  | HONEYCOMBES SALES AND SERVICE P/L | [95 empty] | Production Downloaded
STP_009 - Lot4 | Data Enrichment | PEH |  | 2023-08-11 |  |  | Mat2 - 1229550 | 1229550 | EA | GAS,INDUST;OXYGEN,1.4 L,CYLINDER |  |  | GAS,INDUSTRIAL;TYPE:OXYGEN,PACK SIZE:1.4 L,PACK TYPE:CYLINDER,ADDITIONAL FEATURES EN:MAPP TORCH,MNFR:01)BLKWOODS,PTNO:01)03522968 | OXYGEN,1.4 L,CYLINDER,01)MAPP TORCH,01)BLKWOODS,01)03522968 |  |  | BLACKWOODS | [95 empty] | Production Downloaded
STP_009 - Lot4 | Data Enrichment | PEH |  | 2023-08-11 |  |  | Mat2 - 1363198 | 1363198 | EA | CLIP,PPR;CRYSTALFILE INDEX TABS FOR SUSP |  |  | CLIP,PAPER;ADDITIONAL FEATURES EN:CRYSTALFILE INDEX TABS FOR SUSPENSION FILES, EN,MNFR:01)OFFICEMAX *USE #34387*,PTNO:01)1155784 | 01)CRYSTALFILE INDEX TABS FOR,01)OFFICEMAX *USE #34387*,01)1155784 |  |  | OFFICEMAX | [95 empty] | Production Downloaded
STP_009 - Lot4 | Data Enrichment | PEH |  | 2023-08-11 |  |  | Mat2 - 1280573 | 1280573 | EA | DISPENSER;D-LEAD COUNT TEST |  |  | DISPENSER;TYPE:D-LEAD COUNT TEST,ADDITIONAL FEATURES EN:WITH PAD COUNT, PACKAGE TYPE, AUTO STATION,MNFR:01)ATOMSUP,PTNO:01) 40015131 | EN_01)D-LEAD COUNT TEST,01)WITH PAD COUNT, PACKAGE TYP,01)ATOMSUP,01)40015131 |  |  | ATOM SUPPLY | [95 empty] | Production Downloaded
STP_009 - Lot4 | Data Enrichment | PEH |  | 2023-08-11 |  |  | Mat2 - 1280608 | 1280608 | EA | INSULATION;19 X 10 MM,3/4 X 3/8 |  |  | INSULATION;SIZE:19 X 10 MM,ADDITIONAL FEATURES EN:3/4 X 3/8,MNFR:01)BOSS,PTNO:01)K19010 | EN_01)19 X 10 MM,01)3/4 X 3/8,01)BOSS,01)K19010 |  |  | BOSS | [95 empty] | Production Downloaded
STP_009 - Lot4 | Data Enrichment | PEH |  | 2023-08-11 |  |  | Mat2 - 1280836 | 1280836 | EA | INSULATION;19 X 20 MM,3/4 X 3/4 |  |  | INSULATION;SIZE:19 X 20 MM,ADDITIONAL FEATURES EN:3/4 X 3/4,MNFR:01)BOSS,PTNO:01)K19020 | EN_01)19 X 20 MM,01)3/4 X 3/4,01)BOSS,01)K19020 |  |  | BOSS | [95 empty] | Production Downloaded
STP_009 - Lot4 | Data Enrichment | PEH |  | 2023-08-11 |  |  | Mat2 - 1350167 | 1350167 | EA | KIT;PRTS,DIAPH, GASKETS,TREVBOIL |  |  | KIT;TYPE:PARTS,DIAPHRAGM, GASKETS,ADDITIONAL FEATURES EN:MATERIAL STAINLESS STEEL,MNFR:01)TREVBOIL,PTNO:01)4525-024-03 | 01)TREVBOIL,01)4525-024-03,EN_01)PARTS,EN_01)DIAPHRAGM, GASKETS,01)MATERIAL STAINLESS STEEL |  |  | TREVBOIL | [95 empty] | Production Downloaded
STP_009 - Lot4 | Data Enrichment | PEH |  | 2023-08-11 |  |  | Mat2 - 1301965 | 1301965 | EA | KIT;PRTS,TX VALVE POWER E,SIGMA,521235 |  |  | KIT;TYPE:PARTS,CONTENTS:TX VALVE POWER E,MNFR:01)SIGMA,PTNO:01)521235 | 01)SIGMA,01)521235,EN_01)PARTS,EN_01)TX VALVE POWER E |  |  | SIGMA | [95 empty] | Production Downloaded
STP_009 - Lot4 | Data Enrichment | PEH |  | 2023-08-11 |  |  | Mat2 - 1302566 | 1302566 | EA | KIT;PUMP RECIPROCATING,PRTS, REXROTH A |  |  | KIT;TYPE:PUMP RECIPROCATING,ADDITIONAL FEATURES EN:PARTS, REXROTH A,MNFR:01)WENMEC,PTNO:01)33435 | 01)WENMEC,01)33435,EN_01)PUMP RECIPROCATING,01)PARTS, REXROTH A |  |  | WENMEC SYSTEMS INC | [95 empty] | Production Downloaded
STP_009 - Lot4 | Data Enrichment | PEH |  | 2023-08-11 |  |  | Mat2 - 1360686 | 1360686 | EA | KIT;RACKMOUNT,19 IN,MFR:CISCO | KIT; | KIT; | KIT;TYPE:RACKMOUNT,ADDITIONAL FEATURES EN:19 IN,MFR:CISCO,DEVICE SUPPORTED:NETWORK SWITCH | 01)DATA #3 GROUP,01)RM-RGD-19IN=,EN_01)RACKMOUNT,01)19 IN,MFR:CISCO,02)DEVICE SUPPORTED:NETWORK SW |  |  | CISCO | [95 empty] | Production Downloaded
STP_009 - Lot4 | Data Enrichment | PEH |  | 2023-08-11 |  |  | Mat2 - 1360684 | 1360684 | EA | KIT;RACKMOUNT,BRCKTS,SCREWS,DCMNT,19 IN | KIT; | KIT; | KIT;TYPE:RACKMOUNT,CONTENTS:BRCKTS,SCREWS,DCMNT,ADDITIONAL FEATURES EN:19 IN,FOR CATALYST 3560 2960 ME3400 COMPACT SWITC,MFR: CISCO | 01)DATA #3 GROUP,01)RCKMNT-19-CMPCT=,EN_01)RACKMOUNT,EN_01)BRCKTS,SCREWS,DCMNT,01)19 IN,02)FOR CATALYST 3560 2960 ME34,03)MFR:CISCO |  |  | CISCO | [95 empty] | Production Downloaded
STP_009 - Lot4 | Data Enrichment | PEH |  | 2023-08-11 |  |  | Mat2 - 1360685 | 1360685 | EA | KIT;RACKMOUNT,MFR:CISCO,C3850 | KIT; | KIT; | KIT;TYPE:RACKMOUNT,ADDITIONAL FEATURES EN:MFR:CISCO,C3850,CISCO CATALYST 3850 19,23,24 INCH AND ETSI | 01)DATA #3 GROUP,01)C3850-RACK-KIT-RF,EN_01)RACKMOUNT,01)MFR:CISCO,C3850,02)CISCO CATALYST 3850 19,23,2 |  |  | CISCO | [95 empty] | Production Downloaded
STP_009 - Lot4 | Data Enrichment | PEH |  | 2023-08-11 |  |  | Mat2 - 1294816 | 1294816 | EA | KIT;REAR BRAKE SEAL,SIBS,24-5021 |  |  | KIT;TYPE:REAR BRAKE SEAL,ADDITIONAL FEATURES EN:PARTS, LCV1, ONE BRAKE, II, II BRAKING SYSTEM,MNFR:01)SIBS,PTNO:01)24-5021 | 01)SIBS,01)24-5021,EN_01)REAR BRAKE SEAL,01)PARTS, LCV1, ONE BRAKE, II |  |  | SIBS | [95 empty] | Production Downloaded
STP_009 - Lot4 | Data Enrichment | PEH |  | 2023-08-11 |  |  | Mat2 - 1321163 | 1321163 | EA | KIT;REBLD,PRTS, TRAVERSE PLATE ROLLER |  |  | KIT;TYPE:REBUILD,ADDITIONAL FEATURES EN:PARTS, TRAVERSE PLATE ROLLER,MNFR:01)TECNIHYD,PTNO:01)66.239.02571.130 | 01)TECNIHYD,01)66.239.02571.130,EN_01)REBUILD,01)PARTS, TRAVERSE PLATE ROLLE |  |  | TECNIHYD | [95 empty] | Production Downloaded
STP_009 - Lot4 | Data Enrichment | PEH |  | 2023-08-11 |  |  | Mat2 - 1382545 | 1382545 | EA | KIT;RECOIL,INSERTS |  |  | KIT;TYPE:RECOIL,ADDITIONAL FEATURES EN:10MM X 1.5MM INCLUDES INSERT TOOL, TWIST DRILL,INSERTS,MNFR:01)TOOL 'N' TACKLE,PTNO:01) RC35108 | 01)TOOL 'N' TACKLE,01)RC35108,EN_01)RECOIL,01)10MM X 1.5MM INCLUDES INSER,02)INSERTS |  |  | TOOL 'N' TACKLE | [95 empty] | Production Downloaded
STP_009 - Lot4 | Data Enrichment | PEH |  | 2023-08-11 |  |  | Mat2 - 1290917 | 1290917 | EA | KIT;REPLACEMENT PARTS,22,30X12,SKF |  |  | KIT;TYPE:REPLACEMENT PARTS,NUMBER OF ITEMS:22,ADDITIONAL FEATURES EN:SKIP BEARINGS P49, A P REBUILD, SEE EXTENDED DESCRIPTION, (12) BSC,OIL SEAL TC2685 95X120X12TC, (2) BSC OIL SEAL TC12308 42552550TC, (,2) BSC OIL SEAL TC12672 85X110X12TC, (6) BSC OIL SEAL TC12696 105X1,30X12,MNFR:01)SKF,PTNO:01)P49SKIP | 01)SKF,01)P49SKIP,EN_01)REPLACEMENT PARTS,01)SKIP BEARINGS P49, A P REBU,02)OIL SEAL TC2685 95X120X12TC,03)2) BSC OIL SEAL TC12672 85X,04)30X12 |  |  | SKF | [95 empty] | Production Downloaded
STP_009 - Lot4 | Data Enrichment | PEH |  | 2023-08-11 |  |  | Mat2 - 1382691 | 1382691 | EA | KIT;REPR |  |  | KIT;TYPE:REPAIR,MNFR:01)SWANSTON TASMANIA PTY LTD,PTNO:01)3310-1208-90 | 01)SWANSTON TASMANIA PTY LTD,01)3310-1208-90,EN_01)REPAIR |  |  | SWANSTON TASMANIA PTY LTD | [95 empty] | Production Downloaded
STP_009 - Lot4 | Data Enrichment | PEH |  | 2023-08-11 |  |  | Mat2 - 1382227 | 1382227 | EA | KIT;REPR, WIRE FEEDER HAND |  |  | KIT;TYPE:REPAIR, WIRE FEEDER HAND,ADDITIONAL FEATURES EN:PIECE LINER TWECO 4 STL 1.6 X 4.5,MNFR:01)WELDERS PRO SHOP,PTNO:01) PX4116 | 01)WELDERS PRO SHOP,01)PX4116,EN_01)REPAIR, WIRE FEEDER HAND,01)PIECE LINER TWECO 4 STL 1.6 |  |  | WELDERS PRO SHOP | [95 empty] | Production Downloaded
STP_009 - Lot4 | Data Enrichment | PEH |  | 2023-08-11 |  |  | Mat2 - 1346201 | 1346201 | EA | KIT;ROD SEAL REPLACEMENT,3,E FOR |  |  | KIT;TYPE:ROD SEAL REPLACEMENT,(1) MULTI-TIP URETHANE U-SEAL, (1) NBR O-RING, (1) XNBR WIPER,NUMBER OF ITEMS:3,ADDITIONAL FEATURES EN:PARTS, FOR 2HXLTS23M SLEWING CYLINDER, INCLUDES, AU-36107 HYD. DRIV,E FOR,MNFR:01)PARKHANN,PTNO:01)RK2HLTS251 | 01)PARKHANN,01)RK2HLTS251,EN_01)ROD SEAL REPLACEMENT,EN_01)(1) MULTI-TIP URETHANE U,01)PARTS, FOR 2HXLTS23M SLEWIN,02)E FOR |  |  | PARKHANN | [95 empty] | Production Downloaded
STP_009 - Lot4 | Data Enrichment | PEH |  | 2023-08-11 |  |  | Mat2 - 1360798 | 1360798 | EA | KIT;ROLL SPRING,PT:CA2025 | KIT; | KIT; | KIT;TYPE:ROLL SPRING,ADDITIONAL FEATURES EN:MFR:CHAMPION FASTENERS,SIZE:3/32-3.8 IN,PT:CA2025 | 01)BLACKWOODS,01)01142407,EN_01)ROLL SPRING,01)MFR:CHAMPION FASTENERS,SIZE,02)PT:CA2025 |  |  | CHAMPION FASTENERS | [95 empty] | Production Downloaded
STP_009 - Lot4 | Data Enrichment | PEH |  | 2023-08-11 |  |  | Mat2 - 1382872 | 1382872 | EA | KIT;ROLR,230 MM |  |  | KIT;TYPE:ROLLER,ADDITIONAL FEATURES EN:230 MM,MNFR:01)PANDDECOR,PTNO:01)8002587 | 01)P&DECOR,01)8002587,EN_01)ROLLER,01)230 MM |  |  | PANDDECOR | [95 empty] | Production Downloaded
STP_009 - Lot4 | Data Enrichment | PEH |  | 2023-08-11 |  |  | Mat2 - 1354227 | 1354227 | EA | KIT;SEAL,HYDRAULIC PACK VALVE BLOCK,SET |  |  | KIT;TYPE:SEAL,CONTENTS:HYDRAULIC PACK VALVE BLOCK,ADDITIONAL FEATURES EN:SET,MNFR:01)WENMEC,PTNO:01)24665 | 01)WENMEC,01)24665,EN_01)SEAL,EN_01)HYDRAULIC PACK VALVE BLO,01)SET |  |  | WENMEC SYSTEMS INC | [95 empty] | Production Downloaded
STP_009 - Lot4 | Data Enrichment | PEH |  | 2023-08-11 |  |  | Mat2 - 1382752 | 1382752 | EA | KIT;SEAL,UNIVALVE 4215 |  |  | KIT;TYPE:SEAL,ADDITIONAL FEATURES EN:UNIVALVE 4215,MNFR:01)TRHC T/A METCO,PTNO:01)C 52875 | 01)TRHC T/A METCO,01)C 52875,EN_01)SEAL,01)UNIVALVE 4215 |  |  | TRHC T/A METCO | [95 empty] | Production Downloaded
STP_009 - Lot4 | Data Enrichment | PEH |  | 2023-08-11 |  |  | Mat2 - 1360729 | 1360729 | PAC | KIT;SEALNG,MFR:MHWIRTH | KIT; | KIT; | KIT;TYPE:SEALING,ADDITIONAL FEATURES EN:MFR:MHWIRTH | 01)MHWIRTH PTY LTD,01)11092215,EN_01)SEALING,01)MFR:MHWIRTH |  |  | MHWIRTH | [95 empty] | Production Downloaded
STP_009 - Lot4 | Data Enrichment | PEH |  | 2023-08-11 |  |  | Mat2 - 1383053 | 1383053 | EA | KIT;SET,ARB, HOLE SAWS, PILOT BITS,29 |  |  | KIT;TYPE:SET,CONTENTS:ARBOR, HOLE SAWS, PILOT BITS,NUMBER OF ITEMS:29,ADDITIONAL FEATURES EN:XTORQUE PROFESSIONAL GRADE MASTERS BI-METAL ITE,MNFR:01)VENDOR LINK PTY LTD,PTNO:01)W93572 | 01)VENDOR LINK PTY LTD,01)W93572,EN_01)SET,EN_01)ARBOR, HOLE SAWS, PILOT,01)XTORQUE PROFESSIONAL GRADE |  |  | VENDOR LINK PTY LTD | [95 empty] | Production Downloaded
STP_009 - Lot4 | Data Enrichment | PEH |  | 2023-08-11 |  |  | Mat2 - 1366061 | 1366061 | EA | KIT;SPEED SENSOR |  |  | KIT;TYPE:SPEED SENSOR,MNFR:01)THEGAMME,PTNO:01)SNSR 60-12AR 1K P | 01)THEGAMME,01)SNSR 60-12AR 1K P,EN_01)SPEED SENSOR |  |  | THEGAMME | [95 empty] | Production Downloaded
STP_009 - Lot4 | Data Enrichment | PEH |  | 2023-08-11 |  |  | Mat2 - 1360799 | 1360799 | EA | KIT;SPLIT COTTER,PIN,1540,PT:CA2540 | KIT;1540 | KIT;1540 | KIT;TYPE:SPLIT COTTER,CONTENTS:PIN,NUMBER OF ITEMS:1540,ADDITIONAL FEATURES EN:MFR:CHAMPION FASTENERS,MATERIAL:STEEL,COLOUR:ZINC PLATED,PT:CA2540 | 01)BLACKWOODS,01)01142577,EN_01)SPLIT COTTER,EN_01)PIN,1540,01)MFR:CHAMPION FASTENERS,MATE,02)PT:CA2540 |  |  | CHAMPION FASTENERS | [95 empty] | Production Downloaded
STP_009 - Lot4 | Data Enrichment | PEH |  | 2023-08-11 |  |  | Mat2 - 1382945 | 1382945 | EA | KIT;SRVC |  |  | KIT;TYPE:SERVICE,MNFR:01)S AND K PYE PTY LTD T/AS SUPERIOR,PTNO:01)OTFLK13 | 01)S & K PYE PTY LTD T/AS SUPE,01)OTFLK13,EN_01)SERVICE |  |  | S AND K PYE PTY LTD T/AS SUPERIOR | [95 empty] | Production Downloaded
STP_009 - Lot4 | Data Enrichment | PEH |  | 2023-08-11 |  |  | Mat2 - 1365967 | 1365967 | EA | KIT;SRVC |  |  | KIT;TYPE:SERVICE,CONTENTS:HEPA FILTER, SOLID CORE CARBON SO2 FILTER MODULE,MNFR:01)TRACSQLD,PTNO:01)TQ470933 | 01)TRACSQLD,01)TQ470933,EN_01)SERVICE,EN_01)HEPA FILTER, SOLID CORE |  |  | TRACSQLD | [95 empty] | Production Downloaded
STP_009 - Lot4 | Data Enrichment | PEH |  | 2023-08-11 |  |  | Mat2 - 1382939 | 1382939 | EA | KIT;SRVC,500HR |  |  | KIT;TYPE:SERVICE,ADDITIONAL FEATURES EN:500HR,MNFR:01)SMH EQUIPMENT PTY LTD,PTNO:01)ECR145CL | 01)SMH EQUIPMENT PTY LTD,01)ECR145CL,EN_01)SERVICE,01)500HR |  |  | SMH EQUIPMENT PTY LTD | [95 empty] | Production Downloaded
STP_009 - Lot4 | Data Enrichment | PEH |  | 2023-08-11 |  |  | Mat2 - 1382893 | 1382893 | EA | KIT;SRVC,BATRY, GREASE |  |  | KIT;TYPE:SERVICE,CONTENTS:BATTERY, GREASE,MNFR:01)TOOL 'N' TACKLE,PTNO:01)SV502/PL1 | 01)TOOL 'N' TACKLE,01)SV502/PL1,EN_01)SERVICE,EN_01)BATTERY, GREASE |  |  | TOOL 'N' TACKLE | [95 empty] | Production Downloaded
STP_009 - Lot4 | Data Enrichment | PEH |  | 2023-08-11 |  |  | Mat2 - 1287616 | 1287616 | EA | KIT;SRVC,ELPH, R1700G, SBR, 250HR |  |  | KIT;TYPE:SERVICE,ADDITIONAL FEATURES EN:ELPH, R1700G, SBR, 250HR,MNFR:01)UNKNOWN,PTNO:01)APLLDR1700GSBR G9000 0001 | 01)UNKNOWN,01)APLLDR1700GSBR G9000 0001,EN_01)SERVICE,01)ELPH, R1700G, SBR, 250HR |  |  | UNKNOWN | [95 empty] | Production Downloaded
STP_009 - Lot4 | Data Enrichment | PEH |  | 2023-08-11 |  |  | Mat2 - 1382400 | 1382400 | EA | KIT;SRVC,PRICE AS QUOTE 57745 |  |  | KIT;TYPE:SERVICE,ADDITIONAL FEATURES EN:PRICE AS QUOTE 57745,MNFR:01)S AND K PYE PTY LTD T/AS SUPERIOR,PTNO:01)OTFLK03 | 01)S & K PYE PTY LTD T/AS SUPE,01)OTFLK03,EN_01)SERVICE,01)PRICE AS QUOTE 57745 |  |  | S AND K PYE PTY LTD T/AS SUPERIOR | [95 empty] | Production Downloaded
STP_009 - Lot4 | Data Enrichment | PEH |  | 2023-08-11 |  |  | Mat2 - 1360230 | 1360230 | EA | KIT;START,COUPLER/ADAPTOR,9,1/4IN,BSPT | KIT;9 | KIT;9 | KIT;TYPE:STARTER,CONTENTS:COUPLER/ADAPTOR,NUMBER OF ITEMS:9,ADDITIONAL FEATURES EN:1/4IN,BSPT,RYCO STYLE,MALE & FEMALE,PN: 100253KIT9,MNFR:SONSBEEK |  |  |  | SONSBEEK | [95 empty] | Production Downloaded
STP_009 - Lot4 | Data Enrichment | PEH |  | 2023-08-11 |  |  | Mat2 - 1232452 | 1232452 | EA | KIT;SWIVEL BEARING REPLACEMENT,8,ARENA |  |  | KIT;TYPE:SWIVEL BEARING REPLACEMENT,(2) BUSHES PA, (2) BUSHES 16369-03, (2) CAGES 10697-01 , (2) PIN,NUMBER OF ITEMS:8,ADDITIONAL FEATURES EN:PARTS, SEE EXTENDED DESCRIPTION, CONTAINS,MNFR:01)ARENA,PTNO:01)ARE4001 | 01)ARENA,01)ARE4001,EN_01)SWIVEL BEARING REPLACEME,EN_01)(2) BUSHES PA, (2) BUSHE,01)PARTS, SEE EXTENDED DESCRIP |  |  | ARENA | [95 empty] | Production Downloaded
STP_009 - Lot4 | Data Enrichment | PEH |  | 2023-08-11 |  |  | Mat2 - 1287225 | 1287225 | EA | KIT;TEMPERATURE GUAGE |  |  | KIT;TYPE:TEMPERATURE GUAGE,MNFR:01)TEMPCONT,PTNO:01)100MM DIA. 0-100C PANEL MNT | 01)TEMPCONT,01)100MM DIA. 0-100C PANEL MNT,EN_01)TEMPERATURE GUAGE |  |  | TEMPCONT | [95 empty] | Production Downloaded
STP_009 - Lot4 | Data Enrichment | PEH |  | 2023-08-11 |  |  | Mat2 - 1382245 | 1382245 | EA | KIT;THE ULTIMATE COMBO,15 |  |  | KIT;TYPE:THE ULTIMATE COMBO,NUMBER OF ITEMS:15,ADDITIONAL FEATURES EN:4 X 5.0 AH, 18 V B/L AS PER QOUTE 230397,MNFR:01)TOTAL TOOLS TOWNSVILLE,PTNO:01)131540 | 01)TOTAL TOOLS TOWNSVILLE,01)131540,EN_01)THE ULTIMATE COMBO,01)4 X 5.0 AH, 18 V B/L AS PER |  |  | TOTAL TOOLS TOWNSVILLE | [95 empty] | Production Downloaded
STP_009 - Lot4 | Data Enrichment | PEH |  | 2023-08-11 |  |  | Mat2 - 1382200 | 1382200 | EA | KIT;TST,DURA BACKFLOW VALVE |  |  | KIT;TYPE:TEST,ADDITIONAL FEATURES EN:DURA BACKFLOW VALVE,MNFR:01)REECE,PTNO:01)1011418 | 01)REECE,01)1011418,EN_01)TEST,01)DURA BACKFLOW VALVE |  |  | REECE | [95 empty] | Production Downloaded
STP_009 - Lot4 | Data Enrichment | PEH |  | 2023-08-11 |  |  | Mat2 - 1382259 | 1382259 | EA | KIT;TST,DURA BACKFLOW VALVE,17 |  |  | KIT;TYPE:TEST,CONTENTS:DURA BACKFLOW VALVE,NUMBER OF ITEMS:17,MNFR:01)REECE,PTNO:01)1011418 | 01)REECE,01)1011418,EN_01)TEST,EN_01)DURA BACKFLOW VALVE |  |  | REECE | [95 empty] | Production Downloaded
STP_009 - Lot4 | Data Enrichment | PEH |  | 2023-08-11 |  |  | Mat2 - 1382763 | 1382763 | EA | KIT;UNIVERSAL COMPRESSION TESTER,8 |  |  | KIT;TYPE:UNIVERSAL COMPRESSION TESTER,NUMBER OF ITEMS:8,MNFR:01)REPCO AUTO PARTS (QLD),PTNO:01)RST179 | 01)REPCO AUTO PARTS (QLD),01)RST179,EN_01)UNIVERSAL COMPRESSION TE |  |  | REPCO AUTO PARTS (QLD) | [95 empty] | Production Downloaded
STP_009 - Lot4 | Data Enrichment | PEH |  | 2023-08-11 |  |  | Mat2 - 1382183 | 1382183 | EA | KIT;VALVE REBUILD,TO SUIT 8316G334 120DC |  |  | KIT;TYPE:VALVE REBUILD,ADDITIONAL FEATURES EN:TO SUIT 8316G334 120DC,MNFR:01)VENDOR LINK PTY LTD,PTNO:01)K316-850 | 01)VENDOR LINK PTY LTD,01)K316-850,EN_01)VALVE REBUILD,01)TO SUIT 8316G334 120DC |  |  | VENDOR LINK PTY LTD | [95 empty] | Production Downloaded
STP_009 - Lot4 | Data Enrichment | PEH |  | 2023-08-11 |  |  | Mat2 - 1295972 | 1295972 | EA | KIT;WALL MOUNTING BRACKET,PRTS, SET |  |  | KIT;TYPE:WALL MOUNTING BRACKET,ADDITIONAL FEATURES EN:PARTS, SET,MNFR:01)TROPAC,PTNO:01)IP-WMB4 | 01)TROPAC,01)IP-WMB4,EN_01)WALL MOUNTING BRACKET,01)PARTS, SET |  |  | TROPAC | [95 empty] | Production Downloaded
STP_009 - Lot4 | Data Enrichment | PEH |  | 2023-08-11 |  |  | Mat2 - 1382746 | 1382746 | EA | KIT;WALL MOUNTING,TO SUIT LASER GUARD |  |  | KIT;TYPE:WALL MOUNTING,ADDITIONAL FEATURES EN:TO SUIT LASER GUARD,MNFR:01)REMOTE CONTROL TECHNOLOGIES P/L,PTNO:01)13053 | 01)REMOTE CONTROL TECHNOLOGIES,01)13053,EN_01)WALL MOUNTING,01)TO SUIT LASER GUARD |  |  | REMOTE CONTROL TECHNOLOGIES P/L | [95 empty] | Production Downloaded
STP_009 - Lot4 | Data Enrichment | PEH |  | 2023-08-11 |  |  | Mat2 - 1347705 | 1347705 | EA | KIT;WHEEL CYLINDER REPAIR,PBR,K39X |  |  | KIT;TYPE:WHEEL CYLINDER REPAIR,ADDITIONAL FEATURES EN:PARTS, BRAKE MASTER, 1-1/4 IN DIA,MNFR:01)PBR,PTNO:01)K39X | 01)PBR,01)K39X,EN_01)WHEEL CYLINDER REPAIR,01)PARTS, BRAKE MASTER, 1-1/4 |  |  | PBR | [95 empty] | Production Downloaded
STP_009 - Lot4 | Data Enrichment | PEH |  | 2023-08-11 |  |  | Mat2 - 1382459 | 1382459 | EA | KIT;WIRELSS,KYBD, MOUSE,2,3 |  |  | KIT;TYPE:WIRELESS,CONTENTS:KEYBOARD, MOUSE,NUMBER OF ITEMS:2,ADDITIONAL FEATURES EN:COMBO PERFORMANCE EACH, USE NO 34387, REFERENCE,3,MNFR:01)OFFICEMAX,PTNO:01)8826439 | 01)OFFICEMAX,01)8826439,EN_01)WIRELESS,EN_01)KEYBOARD, MOUSE,01)COMBO PERFORMANCE EACH, USE,02)3 |  |  | OFFICEMAX | [95 empty] | Production Downloaded
STP_009 - Lot4 | Data Enrichment | PEH |  | 2023-08-11 |  |  | Mat2 - 1382934 | 1382934 | EA | KIT;XGS POLY,BUSH, SHACKLE,HILUX 4/05+ |  |  | KIT;TYPE:XGS POLY,CONTENTS:BUSH, SHACKLE,ADDITIONAL FEATURES EN:HILUX 4/05+,MNFR:01)TJM PRODUCTS PTY LTD,PTNO:01)779587K | 01)TJM PRODUCTS PTY LTD,01)779587K,EN_01)XGS POLY,EN_01)BUSH, SHACKLE,01)HILUX 4/05+ |  |  | TJM PRODUCTS PTY LTD | [95 empty] | Production Downloaded
STP_009 - Lot4 | Data Enrichment | PEH |  | 2023-08-11 |  |  | Mat2 - 1280323 | 1280323 | EA | CABINET;SRVR, DRAWS |  |  | CABINET;TYPE:SERVER, DRAWS,MNFR:01)RS COMPONENTS PTY LTD,PTNO:01)7682621 | EN_01)SERVER, DRAWS,01)RS COMPONENTS PTY LTD,01)7682621 |  |  | RS COMPONENTS PTY LTD | [95 empty] | Production Downloaded
STP_009 - Lot4 | Data Enrichment | PEH |  | 2023-08-11 |  |  | Mat2 - 1382738 | 1382738 | EA | COVER;FRONT LENS PROTECTION |  |  | COVER;TYPE:FRONT LENS PROTECTION,ADDITIONAL FEATURES EN:KIT, REFERENCE NO: 007248486800,MNFR:01)J.BLACKWOOD AND SON LIMITED,PTNO:01) | 01)J.BLACKWOOD & SON LIMITED,01)00665779,EN_01)FRONT LENS PROTECTION,01)KIT, REFERENCE NO: 00724848 |  |  | J.BLACKWOOD AND SON LIMITED | [95 empty] | Production Downloaded
STP_009 - Lot4 | Data Enrichment | PEH |  | 2023-08-11 |  |  | Mat2 - 1281111 | 1281111 | EA | DRILL,PWR;RTRY, ENGRAVER,115 V |  |  | DRILL,POWER;TYPE:ROTARY, ENGRAVER,OVERALL SIZE:WD 8.5 X LG 6.5 X HT 8.5 IN,POWER SUPPLY:115 V,SPEED RATING:7200 STR/MIN,MNFR:01) DREMEL,PTNO:01)92220106,MNFR:02)ATOM SUPPLY,PTNO:02)290-01 | EN_01)ROTARY, ENGRAVER,EN_01)WD 8.5 X LG 6.5 X HT 8.5,EN_01)115 V,EN_01)7200 STR/MIN,01)DREMEL,02)ATOM SUPPLY,01)92220106,02)290-01 |  |  | ATOM SUPPLY | [95 empty] | Production Downloaded