## Sheet1
Project | Activities | Production User | Production Comments | Start Date | End Date | Remarks | MATERIAL | MATNR | MEINS | BISMT | EXISTING CLASS 1 | MAKTX | TEXT | Class_Char_Values | MFRPN | MFRNR | MFRNR DES (Name) | MNFR | PTNO | Verified MNFR from web | MNFR 1 | PTNO 1 | MNFR 2 | PTNO 2 | Reference URL | Reference URL1 | Item Number | DWG | DRAWING VERSION | POS/TAG | Equipment Type | Equipment Manufacturer | Equipment Model | Equipment Serial | Unused Text | Enriched/Cleansed | UNSPSC Ver.23.07 | Noun | Modifier | Attribute Name 1 | Attribute Value 1 | Attribute Name 2 | Attribute Value 2 | Attribute Name 3 | Attribute Value 3 | Attribute Name 4 | Attribute Value 4 | Attribute Name 5 | Attribute Value 5 | Attribute Name 6 | Attribute Value 6 | Attribute Name 7 | Attribute Value 7 | Attribute Name 8 | Attribute Value 8 | Attribute Name 9 | Attribute Value 9 | Attribute Name 10 | Attribute Value 10 | Attribute Name 11 | Attribute Value 11 | Attribute Name 12 | Attribute Value 12 | Attribute Name 13 | Attribute Value 13 | Attribute Name 14 | Attribute Value 14 | Attribute Name 15 | Attribute Value 15 | Attribute Name 16 | Attribute Value 16 | Attribute Name 17 | Attribute Value 17 | Attribute Name 18 | Attribute Value 18 | Attribute Name 19 | Attribute Value 19 | Attribute Name 20 | Attribute Value 20 | Attribute Name 21 | Attribute Value 21 | Attribute Name 22 | Attribute Value 22 | Attribute Name 23 | Attribute Value 23 | Attribute Name 24 | Attribute Value 24 | Attribute Name 25 | Attribute Value 25 | Attribute Name 26 | Attribute Value 26 | Attribute Name 27 | Attribute Value 27 | Attribute Name 28 | Attribute Value 28 | Attribute Name 29 | Attribute Value 29 | Attribute Name 30 | Attribute Value 30 | Attribute Name 31 | Attribute Value 31 | Attribute Name 32 | Attribute Value 32 | Attribute Name 33 | Attribute Value 33 | Attribute Name 34 | Attribute Value 34 | Attribute Name 35 | Attribute Value 35 | Attribute Name 36 | Attribute Value 36 | STATUS
TNG-001 | Data Enrichment | PJR |  | 2023-08-28 |  |  | Mat 3_1252805 | 1252805 |  |  |  | ADHESIVE;DIEC,ABC0017 | ADHESIVE;MNFR:DIECI,PTNO:ABC0017,ADDITIONAL FEATURES EN:GLUE | ADHESIVE,01)GLUE | ABC0017 | 3000511 | DIECI
TNG-001 | Data Enrichment | PJR |  | 2023-08-28 |  |  | Mat 3_1213165 | 1213165 |  |  |  | BRAKE,DSC;DRVT,IFI04093 | BRAKE,DISC;MNFR:DRIVETRAIN,PTNO:IFI04093 | 01)DRIVETRAIN AUSTRALIA,01)IFI04093,BRAKE,DISC | IFI04093 | 3000461 | DRIVETRAIN
TNG-001 | Data Enrichment | PJR |  | 2023-08-28 |  |  | Mat 3_1333339 | 1333339 |  |  |  | FLANGE;DIEC,BHA0975 | FLANGE;MNFR:DIECI,PTNO:BHA0975,ADDITIONAL FEATURES EN:HALF | FLANGE,01)HALF | BHA0975 | 3000511 | DIECI
TNG-001 | Data Enrichment | PJR |  | 2023-08-28 |  |  | Mat 3_1333000 | 1333000 |  |  |  | FUSE;DIEC,BEG2098 | FUSE;MNFR:DIECI,PTNO:BEG2098,ADDITIONAL FEATURES EN:CURRENT RATING:7.5 A | FUSE,01)CURRENT RATING:7.5 A | BEG2098 | 3000511 | DIECI
TNG-001 | Data Enrichment | PJR |  | 2023-08-28 |  |  | Mat 3_1252925 | 1252925 |  |  |  | FUSE;DIEC,BEG2097 | FUSE;MNFR:DIECI,PTNO:BEG2097,ADDITIONAL FEATURES EN:CURRENT RATING:10 A | FUSE,01)CURRENT RATING:10 A | BEG2097 | 3000511 | DIECI
TNG-001 | Data Enrichment | PJR |  | 2023-08-28 |  |  | Mat 3_1252923 | 1252923 |  |  |  | FUSE;DIEC,BEG2110 | FUSE;MNFR:DIECI,PTNO:BEG2110,ADDITIONAL FEATURES EN:CURRENT RATING:15 A | FUSE,01)CURRENT RATING:15 A | BEG2110 | 3000511 | DIECI
TNG-001 | Data Enrichment | PJR |  | 2023-08-28 |  |  | Mat 3_1271820 | 1271820 |  |  |  | BRACKET;KNDR,K-BRA-6282CRB-,CMBNTN,CARRY | BRACKET;MNFR:KINDER,PTNO:K-BRA-6282CRB-,ADDITIONAL FEATURES EN:COMBINATION,CARRY/RETURN,PAIR | 01)KINDER AUSTRALIA PTY LTD,01)K-BRA-6282CRB,BRACKET,01)COMBINATION,CARRY/RETURN,PA | K-BRA-6282CRB- | 3000432 | KINDER
TNG-001 | Data Enrichment | PJR |  | 2023-08-28 |  |  | Mat 3_1327439 | 1327439 |  |  |  | PULLEY;MER,0011553115 | PULLEY;MNFR:MERCEDES,PTNO:0011553115 | PULLEY | 11553115 | 3000008 | MERCEDES
TNG-001 | Data Enrichment | PJR |  | 2023-08-28 |  |  | Mat 3_1286917 | 1286917 | EA | 000000000001418581GZPCLNT100 | M_DRIVE | DRIVE;MAGNADRIVE G.A | DRIVE;TYPE:MAGNADRIVE G.A,ADDITIONAL FEATURES EN:REFERENCE NO: ASD 26.5/28.5
TNG-001 | Data Enrichment | PJR |  | 2023-08-28 |  |  | Mat 3_1242168 | 1242168 |  |  |  | SEAL;CUM,186780,THRMSTT | SEAL;MNFR:CUMMINS,PTNO:186780,ADDITIONAL FEATURES EN:THERMOSTAT | 01)ENGINE,01)QS15,SEAL,01)THERMOSTAT,01)THERMOSTAT | 186780 | 3000018 | CUMMINS
TNG-001 | Data Enrichment | PJR |  | 2023-08-28 |  |  | Mat 3_1252690 | 1252690 | EA | 000000000001393972GZPCLNT100 | M_CONTROLLER | CONTROLLER;YOKG,VP6F1700-V11C02,YOKG,VP6 | CONTROLLER;MNFR:YOKOGAWA,PTNO:VP6F1700-V11C02,ADDITIONAL FEATURES EN:YOKG,VP6F1700-V11C02 |  | VP6F1700-V11C02 | 3000446
TNG-001 | Data Enrichment | PJR |  | 2023-08-28 |  |  | Mat 3_1218821 | 1218821 |  |  |  | CARD,INTFC;YOKG,ADV569-P00 | CARD,INTFC;MNFR:YOKOGAWA,PTNO:ADV569-P00 |  | ADV569-P00 | 3000446 | YOKOGAWA
TNG-001 | Data Enrichment | PJR |  | 2023-08-28 |  |  | Mat 3_1218820 | 1218820 |  |  |  | CARD,INTFC;YOKG,ADV169-P00 | CARD,INTFC;MNFR:YOKOGAWA,PTNO:ADV169-P00 |  | ADV169-P00 | 3000446 | YOKOGAWA
TNG-001 | Data Enrichment | PJR |  | 2023-08-28 |  |  | Mat 3_1258488 | 1258488 |  |  |  | BREAKER;ABB,S271-K10 | BREAKER;MNFR:ABB,PTNO:S271-K10 | BREAKER | S271-K10 | 3000014 | ABB
TNG-001 | Data Enrichment | PJR |  | 2023-08-28 |  |  | Mat 3_1240432 | 1240432 |  |  |  | SEAL;WEI,F8124-S01 | SEAL;MNFR:WEIR,PTNO:F8124-S01,ADDITIONAL FEATURES EN:VOLUTE COVER | JOINT,01)VOLUTE COVER,01)COUVERCLE VOLUTE | F8124-S01 | 3000036 | WEIR
TNG-001 | Data Enrichment | PJR |  | 2023-08-28 |  |  | Mat 3_1286658 | 1286658 | EA | 000000000001454916GZPCLNT100 | M_BODY | BODY;IMPACT GUN,ASSY, KW3800G, 1 IN | BODY;TYPE:IMPACT GUN,ADDITIONAL FEATURES EN:ASSY, KW3800G, 1 IN
TNG-001 | Data Enrichment | PJR |  | 2023-08-28 |  |  | Mat 3_1321958 | 1321958 |  |  |  | BRACKET;CUM,3905694 | BRACKET;MNFR:CUMMINS,PTNO:3905694 | BRACKET | 3905694 | 3000018 | CUMMINS
TNG-001 | Data Enrichment | PJR |  | 2023-08-28 |  |  | Mat 3_1213793 | 1213793 |  |  |  | BRACKET;CUM,3916024 | BRACKET;MNFR:CUMMINS,PTNO:3916024 | BRACKET | 3916024 | 3000018 | CUMMINS
TNG-001 | Data Enrichment | PJR |  | 2023-08-28 |  |  | Mat 3_1252318 | 1252318 | EA | 000000000001387413GZPCLNT100 | M_BODY | BODY;BORT,3549288,BORT,3549288 | BODY;MNFR:BOART LONGYEAR,PTNO:3549288,ADDITIONAL FEATURES EN:BORT,3549288 |  | 3549288 | 3000418
TNG-001 | Data Enrichment | PJR |  | 2023-08-28 |  |  | Mat 3_1325271 | 1325271 |  |  |  | CARD;ABB,2668 18O-162/5 | CARD;MNFR:ABB,PTNO:2668 18O-162/5 | CARD | 2668 18O-162/5 | 3000014 | ABB
TNG-001 | Data Enrichment | PJR |  | 2023-08-28 |  |  | Mat 3_1212350 | 1212350 | EA | 000000000001385247GZPCLNT100 | M_BEARING | BEARING;ADLF,2081256,ADLF,2081256 | BEARING;MNFR:ADAPT-A-LIFT,PTNO:2081256,ADDITIONAL FEATURES EN:ADLF,2081256 |  | 2081256 | 3000410
TNG-001 | Data Enrichment | PJR |  | 2023-08-28 |  |  | Mat 3_1332152 | 1332152 | EA | 000000000001392104GZPCLNT100 | M_BEARING | BEARING;ADLF,2027663,ADLF,2027663 | BEARING;MNFR:ADAPT-A-LIFT,PTNO:2027663,ADDITIONAL FEATURES EN:ADLF,2027663 |  | 2027663 | 3000410
TNG-001 | Data Enrichment | PJR |  | 2023-08-28 |  |  | Mat 3_1219376 | 1219376 |  |  |  | NUT,TUBE FTG;PRKH,16 BU-S | NUT,TUBE FITTING;MNFR:PARKER HANNIFIN,PTNO:16 BU-S | 01)PRO-DRAULICS,01)16 BU-S,NUT,TUBE FITTING | 16 BU-S | 3000331 | PARKER HANNIFIN
TNG-001 | Data Enrichment | PJR |  | 2023-08-28 |  |  | Mat 3_1219375 | 1219375 |  |  |  | NUT,TUBE FTG;PRKH,12 BU-S | NUT,TUBE FITTING;MNFR:PARKER HANNIFIN,PTNO:12 BU-S | 01)PRO-DRAULICS,01)12 BU-S,NUT,TUBE FITTING | 12 BU-S | 3000331 | PARKER HANNIFIN
TNG-001 | Data Enrichment | PJR |  | 2023-08-28 |  |  | Mat 3_1219374 | 1219374 |  |  |  | NUT,TUBE FTG;PRKH,10 BU-S | NUT,TUBE FITTING;MNFR:PARKER HANNIFIN,PTNO:10 BU-S | 01)PRO-DRAULICS,01)10 BU-S,NUT,TUBE FITTING | 10 BU-S | 3000331 | PARKER HANNIFIN
TNG-001 | Data Enrichment | PJR |  | 2023-08-28 |  |  | Mat 3_1219373 | 1219373 |  |  |  | NUT,TUBE FTG;PRKH,8 BU-S | NUT,TUBE FITTING;MNFR:PARKER HANNIFIN,PTNO:8 BU-S | 01)PRO-DRAULICS,01)8 BU-S,NUT,TUBE FITTING | 8 BU-S | 3000331 | PARKER HANNIFIN
TNG-001 | Data Enrichment | PJR |  | 2023-08-28 |  |  | Mat 3_1219372 | 1219372 |  |  |  | NUT,TUBE FTG;PRKH,6 BU-S | NUT,TUBE FITTING;MNFR:PARKER HANNIFIN,PTNO:6 BU-S | 01)PRO-DRAULICS,01)6 BU-S,NUT,TUBE FITTING | 6 BU-S | 3000331 | PARKER HANNIFIN
TNG-001 | Data Enrichment | PJR |  | 2023-08-28 |  |  | Mat 3_1219371 | 1219371 |  |  |  | NUT,TUBE FTG;PRKH,4 BU-S | NUT,TUBE FITTING;MNFR:PARKER HANNIFIN,PTNO:4 BU-S | 01)PRO-DRAULICS,01)4 BU-S,NUT,TUBE FITTING | 4 BU-S | 3000331 | PARKER HANNIFIN
TNG-001 | Data Enrichment | PJR |  | 2023-08-28 |  |  | Mat 3_1325784 | 1325784 |  |  |  | CARD;ABB,YXX 147 | CARD;MNFR:ABB,PTNO:YXX 147 | CARD | YXX 147 | 3000014 | ABB
TNG-001 | Data Enrichment | PJR |  | 2023-08-28 |  |  | Mat 3_1266040 | 1266040 | EA | 000000000001390745GZPCLNT100 | M_CHAIN | CHAIN;ADLF,BL1446CL,ADLF,BL1446CL | CHAIN;MNFR:ADAPT-A-LIFT,PTNO:BL1446CL,ADDITIONAL FEATURES EN:ADLF,BL1446CL |  | BL1446CL | 3000410
TNG-001 | Data Enrichment | PJR |  | 2023-08-28 |  |  | Mat 3_1266037 | 1266037 | EA | 000000000001390760GZPCLNT100 | M_CHAIN | CHAIN;ADLF,BL1446-69L,ADLF,BL1446-69L | CHAIN;MNFR:ADAPT-A-LIFT,PTNO:BL1446-69L,ADDITIONAL FEATURES EN:ADLF,BL1446-69L |  | BL1446-69L | 3000410
TNG-001 | Data Enrichment | PJR |  | 2023-08-28 |  |  | Mat 3_1265785 | 1265785 | EA | 000000000001393606GZPCLNT100 | M_CHAIN | CHAIN;ADLF,BL566,ADLF,BL566 | CHAIN;MNFR:ADAPT-A-LIFT,PTNO:BL566,ADDITIONAL FEATURES EN:ADLF,BL566 |  | BL566 | 3000410
TNG-001 | Data Enrichment | PJR |  | 2023-08-28 |  |  | Mat 3_1265784 | 1265784 | EA | 000000000001393607GZPCLNT100 | M_CHAIN | CHAIN;ADLF,BL866-105L,ADLF,BL866-105L | CHAIN;MNFR:ADAPT-A-LIFT,PTNO:BL866-105L,ADDITIONAL FEATURES EN:ADLF,BL866-105L |  | BL866-105L | 3000410
TNG-001 | Data Enrichment | PJR |  | 2023-08-28 |  |  | Mat 3_1352140 | 1352140 | EA | 000000000001460041GZPCLNT100 | M_COIL_ELECTRICAL | COIL,ELEC;220 V | COIL,ELECTRICAL;VOLTAGE RATING:220 V,ADDITIONAL FEATURES EN:50HZ, CVI-FA, 2-POLE TYPE
TNG-001 | Data Enrichment | PJR |  | 2023-08-28 |  |  | Mat 3_1352139 | 1352139 | EA | 000000000001460040GZPCLNT100 | M_COIL_ELECTRICAL | COIL,ELEC;240 VDC | COIL,ELECTRICAL;VOLTAGE RATING:240 VDC,ADDITIONAL FEATURES EN:CV1-FA WITH ECONOMY RESISTOR
TNG-001 | Data Enrichment | PJR |  | 2023-08-28 |  |  | Mat 3_1322317 | 1322317 |  |  |  | SEAL,OIL;ENCASED, ROTARY SHAFT,OD 3 IN | SEAL,OIL;TYPE:ENCASED, ROTARY SHAFT,INSIDE DIAMETER:2-1/4 IN,OUTSIDE DIAMETER:3 IN,WIDTH:3/8 IN,NUMBER OF LIP:DOUBLE,MATERIAL: VITON,ADDITIONAL FEATURES EN:C/W DUST EXCLUDING LIP,HIGH TEMPERATURE,MNFR:CUMMINS,PTNO:200039 | EN_01)ENCASED, ROTARY SHAFT,EN_01)2-1/4 IN,3 IN,3/8 IN,EN_01)VITON,01)C/W DUST EXCLUDING LIP,HIGH,SEAL | 200039 | 3000018 | CUMMINS
TNG-001 | Data Enrichment | PJR |  | 2023-08-28 |  |  | Mat 3_1268529 | 1268529 |  |  |  | CLAMP;GARD,A93616880,COMPARE L75 H/CLIP | CLAMP;MNFR:GARDNER DENVER,PTNO:A93616880,ADDITIONAL FEATURES EN:COMPARE L75 H/CLIP AS100-120 | 01)GARDNER DENVER INDUSTRIES,01)A93616880,CLAMP,01)COMPARE L75 H/CLIP AS100-12 | A93616880 | 3000280 | GARDNER DENVER
TNG-001 | Data Enrichment | PJR |  | 2023-08-28 |  |  | Mat 3_1268530 | 1268530 |  |  |  | CLAMP;GARD,A93616890,COMPARE L75 H/CLIP | CLAMP;MNFR:GARDNER DENVER,PTNO:A93616890,ADDITIONAL FEATURES EN:COMPARE L75 H/CLIP AS130-150 | 01)GARDNER DENVER INDUSTRIES,01)A93616890,CLAMP,01)COMPARE L75 H/CLIP AS130-15 | A93616890 | 3000280 | GARDNER DENVER
TNG-001 | Data Enrichment | PJR |  | 2023-08-28 |  |  | Mat 3_1270318 | 1270318 |  |  |  | GAS,CALIBR;DRAG,3500964,1 GAS MIXTURE,N | GAS,CALIBRATION;MNFR:DRAEGER,PTNO:3500964,ADDITIONAL FEATURES EN:1 GAS MIXTURE,NITROGEN,100% VOL/SIZE-103L | 01)ALLIANCE SAFETY EQUIPMENT,01)3500964,GAS,CALIBRATION,01)1 GAS MIXTURE,NITROGEN,100% | 3500964 | 3000423 | DRAEGER
TNG-001 | Data Enrichment | PJR |  | 2023-08-28 |  |  | Mat 3_1270312 | 1270312 |  |  |  | GAS,CALIBR;DRAG,3500976,5-GAS MIXTURE,CH | GAS,CALIBRATION;MNFR:DRAEGER,PTNO:3500976,ADDITIONAL FEATURES EN:5-GAS MIXTURE,CH4- 2.5%/O2-18%/H2S-15PPM/CO-50PPM/CO2 2%/BALANCE- N2 | 01)ALLIANCE SAFETY EQUIPMENT,01)3500976,GAS,CALIBRATION,01)5-GAS MIXTURE,CH4- 2.5%/O2- | 3500976 | 3000423 | DRAEGER
TNG-001 | Data Enrichment | PJR |  | 2023-08-28 |  |  | Mat 3_1270316 | 1270316 |  |  |  | GAS,CALIBR;DRAG,3532026,1 GAS MIXTURE,HC | GAS,CALIBRATION;MNFR:DRAEGER,PTNO:3532026,ADDITIONAL FEATURES EN:1 GAS MIXTURE,HCN-10PPM/BALANCE,N2/SIZE-58L | 01)ALLIANCE SAFETY EQUIPMENT,01)3532026,GAS,CALIBRATION,01)1 GAS MIXTURE,HCN-10PPM/BAL | 3532026 | 3000423 | DRAEGER
TNG-001 | Data Enrichment | PJR |  | 2023-08-28 |  |  | Mat 3_1270317 | 1270317 |  |  |  | GAS,CALIBR;DRAG,3500963,1 GAS MIXTURE,IS | GAS,CALIBRATION;MNFR:DRAEGER,PTNO:3500963,ADDITIONAL FEATURES EN:1 GAS MIXTURE,ISO-BUTYLENE,100PPM/BALANCE,AIR/SIZE-103L | 01)ALLIANCE SAFETY EQUIPMENT,01)3500963,GAS,CALIBRATION,01)1 GAS MIXTURE,ISO-BUTYLENE | 3500963 | 3000423 | DRAEGER
TNG-001 | Data Enrichment | PJR |  | 2023-08-28 |  |  | Mat 3_1270314 | 1270314 |  |  |  | GAS,CALIBR;DRAG,3500971,1-GAS MIXTURE,NH | GAS,CALIBRATION;MNFR:DRAEGER,PTNO:3500971,ADDITIONAL FEATURES EN:1-GAS MIXTURE,NH3-50PPM/BALANCE,N2/SIZE-112L | 01)ALLIANCE SAFETY EQUIPMENT,01)3500971,GAS,CALIBRATION,01)1-GAS MIXTURE,NH3-50PPM/BAL | 3500971 | 3000423 | DRAEGER
TNG-001 | Data Enrichment | PJR |  | 2023-08-28 |  |  | Mat 3_1270313 | 1270313 |  |  |  | GAS,CALIBR;DRAG,3504020,1-GAS MIXTURE,SO | GAS,CALIBRATION;MNFR:DRAEGER,PTNO:3504020,ADDITIONAL FEATURES EN:1-GAS MIXTURE,SO2-10PPM/BALANCE,N2/SIZE-112L | 01)ALLIANCE SAFETY EQUIPMENT,01)3504020,GAS,CALIBRATION,01)1-GAS MIXTURE,SO2-10PPM/BAL | 3504020 | 3000423 | DRAEGER
TNG-001 | Data Enrichment | PJR |  | 2023-08-28 |  |  | Mat 3_1269082 | 1269082 |  |  |  | ABSORBER;DRAG,R34367,EMPTY REUSABLE CO2 | ABSORBER;MNFR:DRAEGER,PTNO:R34367,ADDITIONAL FEATURES EN:EMPTY REUSABLE CO2,TRANSPARENT | 01)ALLIANCE SAFETY EQUIPMENT,01)R34367,ABSORBER,01)EMPTY REUSABLE CO2,TRANSPAR | R34367 | 3000423 | DRAEGER
TNG-001 | Data Enrichment | PJR |  | 2023-08-28 |  |  | Mat 3_1326272 | 1326272 | EA | 000000000001388146GZPCLNT100 | M_GAUGE | GAUGE;BORT,3547027,BORT,3547027 | GAUGE;MNFR:BOART LONGYEAR,PTNO:3547027,ADDITIONAL FEATURES EN:BORT,3547027 |  | 3547027 | 3000418
TNG-001 | Data Enrichment | PJR |  | 2023-08-28 |  |  | Mat 3_1326386 | 1326386 | EA | 000000000001391638GZPCLNT100 | M_BIT | BIT;BORT,4056386,BORT,4056386 | BIT;MNFR:BOART LONGYEAR,PTNO:4056386,ADDITIONAL FEATURES EN:BORT,4056386 |  | 4056386 | 3000418
TNG-001 | Data Enrichment | PJR |  | 2023-08-28 |  |  | Mat 3_1252619 | 1252619 | EA | 000000000001382295GZPCLNT100 | M_BODY | BODY;BORT,3548336,BORT,3548336 | BODY;MNFR:BOART LONGYEAR,PTNO:3548336,ADDITIONAL FEATURES EN:BORT,3548336 |  | 3548336 | 3000418
TNG-001 | Data Enrichment | PJR |  | 2023-08-28 |  |  | Mat 3_1252317 | 1252317 | EA | 000000000001387421GZPCLNT100 | M_BODY | BODY;BORT,3548072,BORT,3548072 | BODY;MNFR:BOART LONGYEAR,PTNO:3548072,ADDITIONAL FEATURES EN:BORT,3548072 |  | 3548072 | 3000418
TNG-001 | Data Enrichment | PJR |  | 2023-08-28 |  |  | Mat 3_1248268 | 1248268 | EA | 000000000001387415GZPCLNT100 | M_BALL | BALL;BORT,3543772,BORT,3543772 | BALL;MNFR:BOART LONGYEAR,PTNO:3543772,ADDITIONAL FEATURES EN:BORT,3543772 |  | 3543772 | 3000418
TNG-001 | Data Enrichment | PJR |  | 2023-08-28 |  |  | Mat 3_1252338 | 1252338 | EA | 000000000001387126GZPCLNT100 | M_BODY | BODY;BORT,5009319,BORT,5009319 | BODY;MNFR:BOART LONGYEAR,PTNO:5009319,ADDITIONAL FEATURES EN:BORT,5009319 |  | 5009319 | 3000418
TNG-001 | Data Enrichment | PJR |  | 2023-08-28 |  |  | Mat 3_1252336 | 1252336 | EA | 000000000001387146GZPCLNT100 | M_BODY | BODY;BORT,5009244,BORT,5009244 | BODY;MNFR:BOART LONGYEAR,PTNO:5009244,ADDITIONAL FEATURES EN:BORT,5009244 |  | 5009244 | 3000418
TNG-001 | Data Enrichment | PJR |  | 2023-08-28 |  |  | Mat 3_1276171 | 1276171 |  |  |  | CONTACTOR;SIE,3TC31-16-OBU | CONTACTOR;MNFR:SIEMENS,PTNO:3TC31-16-OBU | CONTACTOR | 3TC31-16-OBU | 3000032 | SIEMENS
TNG-001 | Data Enrichment | PJR |  | 2023-08-28 |  |  | Mat 3_1214042 | 1214042 |  |  |  | CONTACTOR;SIE,3TC24.16-0AF | CONTACTOR;MNFR:SIEMENS,PTNO:3TC24.16-0AF | CONTACTOR | 3TC24.16-0AF | 3000032 | SIEMENS
TNG-001 | Data Enrichment | PJR |  | 2023-08-28 |  |  | Mat 3_1274096 | 1274096 |  |  |  | SEAL;MAN,248160,CAB | SEAL;MNFR:MANITOU,PTNO:248160,ADDITIONAL FEATURES EN:CAB | 01)JUNGHEINRICH AUSTRALIA PT,01)248160,SEAL,01)CAB | 248160 | 3000007 | MANITOU
TNG-001 | Data Enrichment | PJR |  | 2023-08-28 |  |  | Mat 3_1274097 | 1274097 |  |  |  | SEAL;MAN,236863,CAB | SEAL;MNFR:MANITOU,PTNO:236863,ADDITIONAL FEATURES EN:CAB | 01)JUNGHEINRICH AUSTRALIA PT,01)236863,SEAL,01)CAB | 236863 | 3000007 | MANITOU
TNG-001 | Data Enrichment | PJR |  | 2023-08-28 |  |  | Mat 3_1274092 | 1274092 |  |  |  | SEAL;MAN,248156,CAB | SEAL;MNFR:MANITOU,PTNO:248156,ADDITIONAL FEATURES EN:CAB | 01)JUNGHEINRICH AUSTRALIA PT,01)248156,SEAL,01)CAB | 248156 | 3000007 | MANITOU
TNG-001 | Data Enrichment | PJR |  | 2023-08-28 |  |  | Mat 3_1274095 | 1274095 |  |  |  | SEAL;MAN,248155,CAB | SEAL;MNFR:MANITOU,PTNO:248155,ADDITIONAL FEATURES EN:CAB | 01)JUNGHEINRICH AUSTRALIA PT,01)248155,SEAL,01)CAB | 248155 | 3000007 | MANITOU
TNG-001 | Data Enrichment | PJR |  | 2023-08-28 |  |  | Mat 3_1274094 | 1274094 |  |  |  | SEAL;MAN,248158,CAB | SEAL;MNFR:MANITOU,PTNO:248158,ADDITIONAL FEATURES EN:CAB | 01)JUNGHEINRICH AUSTRALIA PT,01)248158,SEAL,01)CAB | 248158 | 3000007 | MANITOU
TNG-001 | Data Enrichment | PJR |  | 2023-08-28 |  |  | Mat 3_1274093 | 1274093 |  |  |  | SEAL;MAN,720994,CAB | SEAL;MNFR:MANITOU,PTNO:720994,ADDITIONAL FEATURES EN:CAB | 01)JUNGHEINRICH AUSTRALIA PT,01)720994,SEAL,01)CAB | 720994 | 3000007 | MANITOU
TNG-001 | Data Enrichment | PJR |  | 2023-08-28 |  |  | Mat 3_1333434 | 1333434 |  |  |  | FLANGE;DIEC,BHA0913 | FLANGE;MNFR:DIECI,PTNO:BHA0913,ADDITIONAL FEATURES EN:NOMINAL SIZE:3/4 IN | FLANGE,01)NOMINAL SIZE:3/4 IN | BHA0913 | 3000511 | DIECI
TNG-001 | Data Enrichment | PJR |  | 2023-08-28 |  |  | Mat 3_1332964 | 1332964 |  |  |  | HOSE;DIEC,BKC6250 | HOSE;MNFR:DIECI,PTNO:BKC6250,ADDITIONAL FEATURES EN:FLEXIBLE | HOSE,01)FLEXIBLE | BKC6250 | 3000511 | DIECI
TNG-001 | Data Enrichment | PJR |  | 2023-08-28 |  |  | Mat 3_1333340 | 1333340 |  |  |  | KIT;DIEC,BVD1502 | KIT;MNFR:DIECI,PTNO:BVD1502,ADDITIONAL FEATURES EN:SPIDER FASTENER | KIT,01)SPIDER FASTENER | BVD1502 | 3000511 | DIECI
TNG-001 | Data Enrichment | PJR |  | 2023-08-28 |  |  | Mat 3_1217419 | 1217419 |  |  |  | FILTER,AIR;DIEC,BHC5029 | FILTER,AIR;MNFR:DIECI,PTNO:BHC5029,ADDITIONAL FEATURES EN:SECONDARY, INTERNAL | FILTER,AIR,01)SECONDARY, INTERNAL | BHC5029 | 3000511 | DIECI
TNG-001 | Data Enrichment | PJR |  | 2023-08-28 |  |  | Mat 3_1269689 | 1269689 |  |  |  | BEARING;NTN,LM501310,TAPER ROLLR IMP CUP | BEARING;MNFR:NTN BEARING CORP,PTNO:LM501310,ADDITIONAL FEATURES EN:TAPER ROLLR IMP CUP | 01)CONSOLIDATED BEARING CO (,01)10273300,BEARING,01)TAPER ROLLR IMP CUP | LM501310 | 3000327 | NTN BEARING CORP
TNG-001 | Data Enrichment | PJR |  | 2023-08-28 |  |  | Mat 3_1274711 | 1274711 |  |  |  | BEARING;NTN,6006,DEEP GROOVE BALL | BEARING;MNFR:NTN BEARING CORP,PTNO:6006,ADDITIONAL FEATURES EN:DEEP GROOVE BALL | 01)CONSOLIDATED BEARING CO (,01)10632519,BEARING,01)DEEP GROOVE BALL | 6006 | 3000327 | NTN BEARING CORP
TNG-001 | Data Enrichment | PJR |  | 2023-08-28 |  |  | Mat 3_1269690 | 1269690 |  |  |  | BEARING;NTN,LM501349,TAPER ROLR IMP CONE | BEARING;MNFR:NTN BEARING CORP,PTNO:LM501349,ADDITIONAL FEATURES EN:TAPER ROLR IMP CONE | 01)CONSOLIDATED BEARING CO (,01)10273302,BEARING,01)TAPER ROLR IMP CONE | LM501349 | 3000327 | NTN BEARING CORP
TNG-001 | Data Enrichment | PJR |  | 2023-08-28 |  |  | Mat 3_1274712 | 1274712 |  |  |  | BEARING;NTN,51109,THRST | BEARING;MNFR:NTN BEARING CORP,PTNO:51109,ADDITIONAL FEATURES EN:THRUST | 01)CONSOLIDATED BEARING CO (,01)10279617,BEARING,01)THRUST | 51109 | 3000327 | NTN BEARING CORP
TNG-001 | Data Enrichment | PJR |  | 2023-08-28 |  |  | Mat 3_1274710 | 1274710 |  |  |  | BEARING;NTN,51111,THRST | BEARING;MNFR:NTN BEARING CORP,PTNO:51111,ADDITIONAL FEATURES EN:THRUST | 01)CONSOLIDATED BEARING CO (,01)10632311,BEARING,01)THRUST | 51111 | 3000327 | NTN BEARING CORP
TNG-001 | Data Enrichment | PJR |  | 2023-08-28 |  |  | Mat 3_1274856 | 1274856 |  |  |  | BOX;GARD,A10533574,AIR-OIL SEPAR | BOX;MNFR:GARDNER DENVER,PTNO:A10533574,ADDITIONAL FEATURES EN:AIR-OIL SEPAR | 01)GARDNER DENVER INDUSTRIES,01)A10533574,BOX,01)AIR-OIL SEPAR | A10533574 | 3000280 | GARDNER DENVER
TNG-001 | Data Enrichment | PJR |  | 2023-08-28 |  |  | Mat 3_1216594 | 1216594 |  |  |  | STUD;DRVT,120218 | STUD;MNFR:DRIVETRAIN,PTNO:120218 |  | 120218 | 3000461 | DRIVETRAIN
TNG-001 | Data Enrichment | PJR |  | 2023-08-28 |  |  | Mat 3_1252171 | 1252171 | EA | 000000000001390923GZPCLNT100 | M_GASKET | GASKET;ADLF,4024259,ADLF,4024259 | GASKET;MNFR:ADAPT-A-LIFT,PTNO:4024259,ADDITIONAL FEATURES EN:ADLF,4024259 |  | 4024259 | 3000410
TNG-001 | Data Enrichment | PJR |  | 2023-08-28 |  |  | Mat 3_1242362 | 1242362 |  |  |  | SEAL;WEI,B1125S01 | SELLO;MNFR:WEIR,PTNO:B1125S01,CARACTERISTICAS ADICIONALES ES: MARCO VOLUTA WARMAN 1.5/1 B-AH,MNFR 01:VULCO | SELLO | B1125S01 | 3000036 | WEIR
TNG-001 | Data Enrichment | PJR |  | 2023-08-28 |  |  | Mat 3_1333341 | 1333341 |  |  |  | CABLE,CTRL;DIEC,BWC1674 | CABLE,CONTROL;MNFR:DIECI,PTNO:BWC1674,ADDITIONAL FEATURES EN:ENGINE HOOD | CABLE,CONTROL,01)ENGINE HOOD | BWC1674 | 3000511 | DIECI
TNG-001 | Data Enrichment | PJR |  | 2023-08-28 |  |  | Mat 3_1252952 | 1252952 |  |  |  | CLAMP;DIEC,1F.504031827 | CLAMP;MNFR:DIECI,PTNO:1F.504031827,ADDITIONAL FEATURES EN:FIXING COLLAR | CLAMP,01)FIXING COLLAR | 1F.504031827 | 3000511 | DIECI
TNG-001 | Data Enrichment | PJR |  | 2023-08-28 |  |  | Mat 3_1333403 | 1333403 |  |  |  | SENSOR;DIEC,BEP0439 | SENSOR;MNFR:DIECI,PTNO:BEP0439,ADDITIONAL FEATURES EN:LOAD CELL | SENSOR,01)LOAD CELL | BEP0439 | 3000511 | DIECI
TNG-001 | Data Enrichment | PJR |  | 2023-08-28 |  |  | Mat 3_1270679 | 1270679 |  |  |  | SEAL;CASJ,E47239,SEAL | SEAL;MNFR:CASE J I CO,PTNO:E47239,ADDITIONAL FEATURES EN:SEAL | 01)MAK DIESEL & EARTHMOVING,01)E47239,SEAL,01)SEAL | E47239 | 3000248 | CASE J I CO
TNG-001 | Data Enrichment | PJR |  | 2023-08-28 |  |  | Mat 3_1344383 | 1344383 | EA | 000000000001416271GZPCLNT100 | M_BEARING_PLWBLK | BEARING,PLWBLK;SUIT BRG: GN115KRRB | BEARING,PILLOW BLOCK;ADDITIONAL FEATURES EN:SUIT BRG: GN115KRRB
TNG-001 | Data Enrichment | PJR |  | 2023-08-28 |  |  | Mat 3_1214490 | 1214490 |  |  |  | SEAL;MAN,473405 | SEAL;MNFR:MANITOU,PTNO:473405 | SEAL | 473405 | 3000007 | MANITOU
TNG-001 | Data Enrichment | PJR |  | 2023-08-28 |  |  | Mat 3_1274472 | 1274472 |  |  |  | BEARING;TORR,LM29710,TAPER ROLLER | BEARING;MNFR:TIMKEN BEARING,PTNO:LM29710,ADDITIONAL FEATURES EN:TAPER ROLLER |  | LM29710 | 3000360 | TIMKEN BEARING
TNG-001 | Data Enrichment | PJR |  | 2023-08-28 |  |  | Mat 3_1327369 | 1327369 | EA | 000000000001385629GZPCLNT100 | M_CUSHION | CUSHION;ADLF,1300499,ADLF,1300499 | CUSHION;MNFR:ADAPT-A-LIFT,PTNO:1300499,ADDITIONAL FEATURES EN:ADLF,1300499 |  | 1300499 | 3000410
TNG-001 | Data Enrichment | PJR |  | 2023-08-28 |  |  | Mat 3_1218484 | 1218484 | EA | 000000000001373735GZPCLNT100 | M_CONTROLLER | CONTROLLER;ADLF,2041923 | CONTROLLER;MNFR:ADAPT-A-LIFT,PTNO:2041923,ADDITIONAL FEATURES EN:ADLF,2041923 |  | 2041923 | 3000410
TNG-001 | Data Enrichment | PJR |  | 2023-08-28 |  |  | Mat 3_1213981 | 1213981 |  |  |  | CONVERTER;ABB,OZD PROFI 12M G12 | CONVERTER;MNFR:ABB,PTNO:OZD PROFI 12M G12 | CONVERTER | OZD PROFI 12M G12 | 3000014 | ABB
TNG-001 | Data Enrichment | PJR |  | 2023-08-28 |  |  | Mat 3_1320357 | 1320357 | EA | 000000000001357005GZPCLNT100 | M_BREATHER | BREATHER;BDE, DESSICCANT,1000 IN,0.0 | BREATHER;TYPE:BDE, DESSICCANT,TEMPERATURE RATING:-30 TO 100 DEG C,SIZE:1000 IN,ADDITIONAL FEATURES EN:0.0
TNG-001 | Data Enrichment | PJR |  | 2023-08-28 |  |  | Mat 3_1351932 | 1351932 | EA | 000000000001444037GZPCLNT100 | M_BLOCK_TERMINAL | BLOCK,TERM;JNCTN,1000 V | BLOCK,TERMINAL;TYPE:JUNCTION,VOLTAGE RATING:1000 V,ADDITIONAL FEATURES EN:SAKG32 III, SCREW CLAMP CONNECTION
TNG-001 | Data Enrichment | PJR |  | 2023-08-28 |  |  | Mat 3_1299027 | 1299027 | EA | 000000000001433323GZPCLNT100 | M_BLOCK_TERMINAL | BLOCK,TERM;JNCTN,EARTH,PA,DIN RAIL | BLOCK,TERMINAL;TYPE:JUNCTION,TERMINAL TYPE:EARTH,MATERIAL:POLYAMIDE,MOUNTING TYPE:DIN RAIL,SIZE:LG 40 X THK 6 MM,ADDITIONAL FEATURES EN:EK2.5/35, GREEN/YELLOW, SCREW CLAMP CONNECTION
TNG-001 | Data Enrichment | PJR |  | 2023-08-28 |  |  | Mat 3_1292356 | 1292356 | EA | 000000000001367938GZPCLNT100 | M_CONDITIONER_SGNL | CONDITIONER,SGNL;STANDARD,LG 10 M | CONDITIONER,SIGNAL;TYPE:STANDARD,SIZE:LG 10 M,ADDITIONAL FEATURES EN:IQS 450, MEASURING RANGE 12MM, SENSITIVITY 21, 16V,500OHM, 5MA,1NF,1,00UH,10M LG,FOR TQ403
TNG-001 | Data Enrichment | PJR |  | 2023-08-28 |  |  | Mat 3_1252914 | 1252914 |  |  |  | FUSE;DIEC,BEG2096 | FUSE;MNFR:DIECI,PTNO:BEG2096,ADDITIONAL FEATURES EN:CURRENT RATING:20 A | FUSE,01)CURRENT RATING:20 A | BEG2096 | 3000511 | DIECI
TNG-001 | Data Enrichment | PJR |  | 2023-08-28 |  |  | Mat 3_1266871 | 1266871 |  |  |  | BREAKER,CIRCT;NHP,DSRCBH63230A,RCBO 32A | BREAKER,CIRCUIT;MNFR:NHP,PTNO:DSRCBH63230A,ADDITIONAL FEATURES EN:RCBO 32A 1P/N 30MA 6KA | 01)SHERRIFF ELECTRICAL SUPPL,01)NHPDSRCBH63230A,BREAKER,CIRCUIT,01)RCBO 32A 1P/N 30MA 6KA | DSRCBH63230A | 3000664 | NHP
TNG-001 | Data Enrichment | PJR |  | 2023-08-28 |  |  | Mat 3_1349158 | 1349158 | EA | 000000000001442285GZPCLNT100 | M_BLOCK_TERMINAL | BLOCK,TERM;JNCTN,145 A,1000 V,MEL | BLOCK,TERMINAL;TYPE:JUNCTION,CURRENT RATING:145 A,VOLTAGE RATING:1000 V,MATERIAL:MELAMINE,MOUNTING TYPE:RAIL MOUNT,SIZE:THK 28 MM, ADDITIONAL FEATURES EN:HIGH CURRENT, SAKG28 III, SCREW CLAMP CONNECTION
TNG-001 | Data Enrichment | PJR |  | 2023-08-28 |  |  | Mat 3_1346354 | 1346354 | EA | 000000000001436748GZPCLNT100 | M_BLOCK_TERMINAL | BLOCK,TERM;JNCTN,10 A,440 VAC,MEL,G RAIL | BLOCK,TERMINAL;TYPE:JUNCTION,CURRENT RATING:10 A,VOLTAGE RATING:440 VAC,MATERIAL:MELAMINE,MOUNTING TYPE:G RAIL,SIZE:THK 13 MM, ADDITIONAL FEATURES EN:1-1/4"X 1/4" NON-INDICATING FUSE, SAKS3, SCREW CLAMP CONNECTION
TNG-001 | Data Enrichment | PJR |  | 2023-08-28 |  |  | Mat 3_1325628 | 1325628 |  |  |  | FUSE;SIE,LDZ10506539 | FUSE;MNFR:SIEMENS,PTNO:LDZ10506539 | FUSE | LDZ10506539 | 3000032 | SIEMENS
TNG-001 | Data Enrichment | PJR |  | 2023-08-28 |  |  | Mat 3_1266495 | 1266495 |  |  |  | CARD,COMM;AB,A-B1756IF16,16PT ANA IN 36 | CARD,COMMUNICATION;MNFR:ALLEN BRADLEY,PTNO:A-B1756IF16,ADDITIONAL FEATURES EN:16PT ANA IN 36 | 01)CNW (MOUNT ISA) ELECT WHO,01)A-B1756IF16,CARD,COMMUNICATION,01)16PT ANA IN 36 | A-B1756IF16 | 3000226 | ALLEN BRADLEY
TNG-001 | Data Enrichment | PJR |  | 2023-08-28 |  |  | Mat 3_1266472 | 1266472 |  |  |  | CARD,COMM;AB,A-B1756IB32,32 CHANNEL | CARD,COMMUNICATION;MNFR:ALLEN BRADLEY,PTNO:A-B1756IB32,ADDITIONAL FEATURES EN:32 CHANNEL | 01)CNW (MOUNT ISA) ELECT WHO,01) A-B1756IB32,CARD,COMMUNICATION,01)32 CHANNEL | A-B1756IB32 | 3000226 | ALLEN BRADLEY
TNG-001 | Data Enrichment | PJR |  | 2023-08-28 |  |  | Mat 3_1274141 | 1274141 |  |  |  | SEAL;WEI,776.000.034 | SELLO;MNFR:WEIR,PTNO:776.000.034, | SEAL | 776.000.034 | 3000036 | WEIR
TNG-001 | Data Enrichment | PJR |  | 2023-08-28 |  |  | Mat 3_1275804 | 1275804 |  |  |  | BEARING;FAGB,292/530E.M,THRST | BEARING;MNFR:FAG BEARINGS,PTNO:292/530E.M,ADDITIONAL FEATURES EN:THRUST | 01)TERRATEC AUSTRALIA PTY LT,01)292/530E.M,BEARING,01)THRUST | 292/530E.M | 3000271 | FAG BEARINGS
TNG-001 | Data Enrichment | PJR |  | 2023-08-28 |  |  | Mat 3_1335624 | 1335624 |  |  |  | CONTACTOR;SIE,3TB50 17-OA | CONTACTOR;MNFR:SIEMENS,PTNO:3TB50 17-OA | CONTACTOR | 3TB50 17-OA | 3000032 | SIEMENS
TNG-001 | Data Enrichment | PJR |  | 2023-08-28 |  |  | Mat 3_1330202 | 1330202 |  |  |  | FUSE;SIE,3NE3-430 | FUSE;MNFR:SIEMENS,PTNO:3NE3-430 | FUSE | 3NE3-430 | 3000032 | SIEMENS
TNG-001 | Data Enrichment | PJR |  | 2023-08-28 |  |  | Mat 3_1217490 | 1217490 |  |  |  | GUIDE;DEM,82481233 | GUIDE;MNFR:DEMAG,PTNO:82481233 | GUIDE | 82481233 | 3000026 | DEMAG
TNG-001 | Data Enrichment | PJR |  | 2023-08-28 |  |  | Mat 3_1333637 | 1333637 |  |  |  | NUT;DIEC,BHE1408/LC | NUT;MNFR:DIECI,PTNO:BHE1408/LC,ADDITIONAL FEATURES EN:RING | NUT,01)RING | BHE1408/LC | 3000511 | DIECI
TNG-001 | Data Enrichment | PJR |  | 2023-08-28 |  |  | Mat 3_1333636 | 1333636 |  |  |  | NUT;DIEC,BHE1431/LC | NUT;MNFR:DIECI,PTNO:BHE1431/LC,ADDITIONAL FEATURES EN:RING | NUT,01)RING | BHE1431/LC | 3000511 | DIECI
TNG-001 | Data Enrichment | PJR |  | 2023-08-28 |  |  | Mat 3_1217219 | 1217219 |  |  |  | HOSE,ASSY;DRVT,99-HPH50MGF,NONMETAL,GREA | HOSE,ASSEMBLY;MNFR:DRIVETRAIN,PTNO:99-HPH50MGF,ADDITIONAL FEATURES EN:NONMETAL,GREASE LUBRICATION,SIMBA,M4C,M6C,LC3,ROLL 50M | 01)DRIVETRAIN AUSTRALIA,01)99-HPH50MGF,HOSE,ASSEMBLY,01)NONMETAL,GREASE LUBRICATION | 99-HPH50MGF | 3000461 | DRIVETRAIN
TNG-001 | Data Enrichment | PJR |  | 2023-08-28 |  |  | Mat 3_1212920 | 1212920 |  |  |  | FUSE,CRTG;SITOR, LINK,500 A,100 KA,GR | FUSE,CARTRIDGE;TYPE:SITOR, LINK,CURRENT RATING:500 A,VOLTAGE RATING:690 VAC, 440 VDC,INTERRUPT RATING:100 KA,SIZE:WD 270 X LG 200 X DP 105 MM,CLASS:GR,TERMINAL TYPE:BLADE,MNFR:SIEMENS,PTNO:3NE1344-2,MNFR:01)PACRIM,PTNO:01)3NE1334-2 | EN_01)SITOR, LINK,500 A,690 VAC, 440 VDC,EN_01)100 KA,EN_01)WD 270 X LG 200 X DP 105,GR,BLADE,01)PACRIM,01)3NE1334-2,FUSE | 3NE1344-2 | 3000032 | SIEMENS
TNG-001 | Data Enrichment | PJR |  | 2023-08-28 |  |  | Mat 3_1324603 | 1324603 |  |  |  | CONTACTOR;ABB,1SBL 137 001 R1101 | CONTACTOR;MNFR:ABB,PTNO:1SBL 137 001 R1101 | CONTACTOR | 1SBL 137 001 R1101 | 3000014 | ABB
TNG-001 | Data Enrichment | PJR |  | 2023-08-28 |  |  | Mat 3_1322015 | 1322015 |  |  |  | CONTACTOR;ABB,1SBL237001R1100 | CONTACTOR;MNFR:ABB,PTNO:1SBL237001R1100 | CONTACTOR | 1SBL237001R1100 | 3000014 | ABB
TNG-001 | Data Enrichment | PJR |  | 2023-08-28 |  |  | Mat 3_1322014 | 1322014 |  |  |  | CONTACTOR;ABB,1SBL 137 001 R1110 | CONTACTOR;MNFR:ABB,PTNO:1SBL 137 001 R1110 | CONTACTOR | 1SBL 137 001 R1110 | 3000014 | ABB
TNG-001 | Data Enrichment | PJR |  | 2023-08-28 |  |  | Mat 3_1321943 | 1321943 |  |  |  | CONTACTOR;ABB,1SBL177001R1110 | CONTACTOR;MNFR:ABB,PTNO:1SBL177001R1110 | CONTACTOR | 1SBL177001R1110 | 3000014 | ABB
TNG-001 | Data Enrichment | PJR |  | 2023-08-28 |  |  | Mat 3_1258193 | 1258193 |  |  |  | CONTACTOR;ABB,1SBL137001R1310 | CONTACTOR;MNFR:ABB,PTNO:1SBL137001R1310 | CONTACTOR | 1SBL137001R1310 | 3000014 | ABB
TNG-001 | Data Enrichment | PJR |  | 2023-08-28 |  |  | Mat 3_1274648 | 1274648 |  |  |  | SWITCH,LMT;HONE,HONGLLA01A2B | SWITCH,LIMIT;MNFR:HONEYWELL,PTNO:HONGLLA01A2B | 01)CNW (MOUNT ISA) ELECT WHO,01)HONGLLA01A2B,SWITCH,LIMIT | HONGLLA01A2B | 3000290 | HONEYWELL
TNG-001 | Data Enrichment | PJR |  | 2023-08-28 |  |  | Mat 3_1325564 | 1325564 | EA | 000000000001371563GZPCLNT100 | M_ARM | ARM;SEW,KA87,SEW,KA87 | ARM;MNFR:SEW EURODRIVE,PTNO:KA87,ADDITIONAL FEATURES EN:SEW,KA87 |  | KA87 | 3000442
TNG-001 | Data Enrichment | PJR |  | 2023-08-28 |  |  | Mat 3_1248124 | 1248124 | EA | 000000000001390992GZPCLNT100 | M_ADAPTER | ADAPTER;SEW,AM225/RS,SEW,AM225/RS | ADAPTER;MNFR:SEW EURODRIVE,PTNO:AM225/RS,ADDITIONAL FEATURES EN:SEW,AM225/RS |  | AM225/RS | 3000442
TNG-001 | Data Enrichment | PJR |  | 2023-08-28 |  |  | Mat 3_1274257 | 1274257 |  |  |  | GEARMOTOR,HELICAL;SEW,R17 DRN71MS4/C | GEARCASE-MOTOR: MOTOR; GEARMOTOR HELICAL;MSA STIRRER MOT OR; KW 0.25/0.25 S1; 50HZ;220- 240 DELTA/ 380-480 STAR; 1.27AMPS/0.73 AMP; RPM 130 0/288, 1600/355; BRAKE 8.761 KG; MA 8/9; MFR: SEW PTNO:R17 DRN71MS4/C |  | R17 DRN71MS4/C | 3000442 | SEW EURODRIVE
TNG-001 | Data Enrichment | PJR |  | 2023-08-28 |  |  | Mat 3_1272294 | 1272294 |  |  |  | BOX,JNCTN;SCHN,T240/2/20GY,PVC,20MM,GREY | BOX,JUNCTION;MNFR:SCHNEIDER INC,PTNO:T240/2/20GY,ADDITIONAL FEATURES EN:PVC,20MM,GREY,2WAY,CONDUIT,TANGENTIAL,BRAND: CLIPSAL |  | T240/2/20GY | 3000344 | SCHNEIDER INC
TNG-001 | Data Enrichment | PJR |  | 2023-08-28 |  |  | Mat 3_1248898 | 1248898 |  |  |  | HOSE;MER,A9049970282 | HOSE;MNFR:MERCEDES,PTNO:A9049970282 | HOSE | A9049970282 | 3000008 | MERCEDES
TNG-001 | Data Enrichment | PJR |  | 2023-08-28 |  |  | Mat 3_1269929 | 1269929 |  |  |  | FILTER,AIR;DIEC,BHC5028 | FILTER,AIR;MNFR:DIECI,PTNO:BHC5028,ADDITIONAL FEATURES EN:PRIMARY, EXTERNAL | FILTER,AIR,01)PRIMARY, EXTERNAL | BHC5028 | 3000511 | DIECI
TNG-001 | Data Enrichment | PJR |  | 2023-08-28 |  |  | Mat 3_1210731 | 1210731 |  |  |  | HOSE;HYDA,4270478 | HOSE;MNFR:HYDAC,PTNO:4270478 |  | 4270478 | 3000292 | HYDAC
TNG-001 | Data Enrichment | PJR |  | 2023-08-28 |  |  | Mat 3_1274150 | 1274150 |  |  |  | CARD;ABB,3BSE008510R1 | CARD;MNFR:ABB,PTNO:3BSE006510R1 | CARD | 3BSE008510R1 | 3000014 | ABB
TNG-001 | Data Enrichment | PJR |  | 2023-08-28 |  |  | Mat 3_1324687 | 1324687 |  |  |  | SWITCH;ABB,OT125A3 | SWITCH;MNFR:ABB,PTNO:OT125A3 | SWITCH | OT125A3 | 3000014 | ABB
TNG-001 | Data Enrichment | PJR |  | 2023-08-28 |  |  | Mat 3_1264604 | 1264604 |  |  |  | HARNESS;CUM,5367725 | HARNESS;MNFR:CUMMINS,PTNO:5367725 | HARNESS | 5367725 | 3000018 | CUMMINS
TNG-001 | Data Enrichment | PJR |  | 2023-08-28 |  |  | Mat 3_1333375 | 1333375 |  |  |  | AXLE;DIEC,5H.212759 | AXLE;MNFR:DIECI,PTNO:5H.212759,ADDITIONAL FEATURES EN:REAR,COMPLETE | AXLE,01)REAR,COMPLETE | 5H.212759 | 3000511 | DIECI
TNG-001 | Data Enrichment | PJR |  | 2023-08-28 |  |  | Mat 3_1333520 | 1333520 |  |  |  | SENSOR,LGHT;DIEC,BEP0465 | SENSOR,LIGHT;MNFR:DIECI,PTNO:BEP0465,ADDITIONAL FEATURES EN:OPTICAL | SENSOR,LIGHT,01)OPTICAL | BEP0465 | 3000511 | DIECI
TNG-001 | Data Enrichment | PJR |  | 2023-08-28 |  |  | Mat 3_1333451 | 1333451 |  |  |  | HOSE;DIEC,BKC9995 | HOSE;MNFR:DIECI,PTNO:BKC9995,ADDITIONAL FEATURES EN:FLEXIBLE | HOSE,01)FLEXIBLE | BKC9995 | 3000511 | DIECI
TNG-001 | Data Enrichment | PJR |  | 2023-08-28 |  |  | Mat 3_1333305 | 1333305 |  |  |  | HOSE,HYDR;DIEC,BLK3290/18 | HOSE,HYDRAULIC;MNFR:DIECI,PTNO:BLK3290/18,ADDITIONAL FEATURES EN:FLEXIBLE | HOSE,HYDRAULIC,01)FLEXIBLE | BLK3290/18 | 3000511 | DIECI
TNG-001 | Data Enrichment | PJR |  | 2023-08-28 |  |  | Mat 3_1332958 | 1332958 |  |  |  | HOSE,HYDR;DIEC,YEA7031 | HOSE,HYDRAULIC;MNFR:DIECI,PTNO:YEA7031,ADDITIONAL FEATURES EN:FLEXIBLE | HOSE,HYDRAULIC,01)FLEXIBLE | YEA7031 | 3000511 | DIECI
TNG-001 | Data Enrichment | PJR |  | 2023-08-28 |  |  | Mat 3_1274177 | 1274177 |  |  |  | BUTTON;MAN,243258 | BUTTON;MNFR:MANITOU,PTNO:243258 | 01)JUNGHEINRICH AUSTRALIA PT,01)243258,BUTTON | 243258 | 3000007 | MANITOU
TNG-001 | Data Enrichment | PJR |  | 2023-08-28 |  |  | Mat 3_1252856 | 1252856 |  |  |  | SENSOR,LVL;DIEC,BEP0035 | SENSOR,LEVEL;MNFR:DIECI,PTNO:BEP0035,ADDITIONAL FEATURES EN:FUEL,FLOAT | SENSOR,LEVEL,01)FUEL,FLOAT | BEP0035 | 3000511 | DIECI
TNG-001 | Data Enrichment | PJR |  | 2023-08-28 |  |  | Mat 3_1217463 | 1217463 |  |  |  | RELAY,ELCTROMAG;DIEC,4C.157115 | RELAY,ELECTROMAGNET;MNFR:DIECI,PTNO:4C.157115,ADDITIONAL FEATURES EN:CURRENT RATING:75 A,VOLTAGE RATING:12 V,RELY BOSCH/TYCO ZEUSS | RELAY,ELECTROMAGNET,01)CURRENT RATING:75 A,VOLTAGE RATING:12 V,RELY BO | 4C.157115 | 3000511 | DIECI
TNG-001 | Data Enrichment | PJR |  | 2023-08-28 |  |  | Mat 3_1332947 | 1332947 |  |  |  | CABLE,CTRL;DIEC,BWC1108 | CABLE,CONTROL;MNFR:DIECI,PTNO:BWC1108,ADDITIONAL FEATURES EN:CONDUCTOR MATERIAL:STEEL | CABLE,CONTROL,01)CONDUCTOR MATERIAL:STEEL | BWC1108 | 3000511 | DIECI
TNG-001 | Data Enrichment | PJR |  | 2023-08-28 |  |  | Mat 3_1269506 | 1269506 |  |  |  | SEAL;DOSN,D700305,HUB | SEAL;MNFR:DOOSAN CORPORATION,PTNO:D700305,ADDITIONAL FEATURES EN:HUB | 01)CROWN LIFT TRUCKS,01)XD700305,SEAL,01)HUB | D700305 | 3000600 | DOOSAN CORPORATION
TNG-001 | Data Enrichment | PJR |  | 2023-08-28 |  |  | Mat 3_1335631 | 1335631 |  |  |  | FUSE;SIE,A5E02547700 | FUSE;MNFR:SIEMENS,PTNO:A5E02547700 | FUSE | A5E02547700 | 3000032 | SIEMENS
TNG-001 | Data Enrichment | PJR |  | 2023-08-28 |  |  | Mat 3_1333338 | 1333338 |  |  |  | HOSE;DIEC,BKF4560 | HOSE;MNFR:DIECI,PTNO:BKF4560,ADDITIONAL FEATURES EN:FLEXIBLE | HOSE,01)FLEXIBLE | BKF4560 | 3000511 | DIECI
TNG-001 | Data Enrichment | PJR |  | 2023-08-28 |  |  | Mat 3_1252913 | 1252913 |  |  |  | FUSE;DIEC,BEG2095 | FUSE;MNFR:DIECI,PTNO:BEG2095,ADDITIONAL FEATURES EN:CURRENT RATING:30 A | FUSE,01)CURRENT RATING:30 A | BEG2095 | 3000511 | DIECI
TNG-001 | Data Enrichment | PJR |  | 2023-08-28 |  |  | Mat 3_1333447 | 1333447 |  |  |  | HOSE;DIEC,BKF5540 | HOSE;MNFR:DIECI,PTNO:BKF5540,ADDITIONAL FEATURES EN:FLEXIBLE | HOSE,01)FLEXIBLE | BKF5540 | 3000511 | DIECI
TNG-001 | Data Enrichment | PJR |  | 2023-08-28 |  |  | Mat 3_1333650 | 1333650 |  |  |  | HOSE;DIEC,BKC8024 | HOSE;MNFR:DIECI,PTNO:BKC8024,ADDITIONAL FEATURES EN:FLEXIBLE | HOSE,01)FLEXIBLE | BKC8024 | 3000511 | DIECI
TNG-001 | Data Enrichment | PJR |  | 2023-08-28 |  |  | Mat 3_1333651 | 1333651 |  |  |  | HOSE;DIEC,BKC7325 | HOSE;MNFR:DIECI,PTNO:BKC7325,ADDITIONAL FEATURES EN:FLEXIBLE | HOSE,01)FLEXIBLE | BKC7325 | 3000511 | DIECI
TNG-001 | Data Enrichment | PJR |  | 2023-08-28 |  |  | Mat 3_1333524 | 1333524 |  |  |  | CREAM;DIEC,BSC0097 | CREAM;MNFR:DIECI,PTNO:BSC0097,ADDITIONAL FEATURES EN:SUNSCREEN | CREAM,01)SUNSCREEN | BSC0097 | 3000511 | DIECI
TNG-001 | Data Enrichment | PJR |  | 2023-08-28 |  |  | Mat 3_1272716 | 1272716 |  |  |  | LINK,FUS;MERS,10G02,2A,500VAC/250VDC,FER | LINK,FUSE;MNFR:MERSEN,PTNO:10G02,ADDITIONAL FEATURES EN:2A,500VAC/250VDC,FERRULE,10X38MM,120KA | 01)CNW (MOUNT ISA) ELECT WHO,01)IPD10G02,LINK,FUSE,01)2A,500VAC/250VDC,FERRULE,10 | 10G02 | 3000315 | MERSEN
TNG-001 | Data Enrichment | PJR |  | 2023-08-28 |  |  | Mat 3_1272702 | 1272702 |  |  |  | LINK,FUS;MERS,10G06,6 A,500 VAC/250 VDC | LINK,FUSE;MNFR:MERSEN,PTNO:10G06,ADDITIONAL FEATURES EN:6 A,500 VAC/250 VDC,FERRULE,10X38MM,120KA | 01)CNW (MOUNT ISA) ELECT WHO,01)IPD10G06,LINK,FUSE,01)6 A,500 VAC/250 VDC,FERRULE | 10G06 | 3000315 | MERSEN
TNG-001 | Data Enrichment | PJR |  | 2023-08-28 |  |  | Mat 3_1218264 | 1218264 |  |  |  | SWITCH,LMT;ALIM,3000 263 951,TRAP DOOR | SWITCH,LIMIT;MNFR:ALIMAK,PTNO:3000 263 951,ADDITIONAL FEATURES EN:TRAP DOOR | 01)ALIMAK,01)3000 263 951,01)ALIMAK GROUP AUSTRALIA PT,01)3000 263 951,SWITCH,LIMIT,01)TRAP DOOR | 3000 263 951 | 3000412 | ALIMAK
TNG-001 | Data Enrichment | PJR |  | 2023-08-28 |  |  | Mat 3_1271009 | 1271009 |  |  |  | ELEMENT;HYDA,1253066 0160 D 010 BN4HC,PR | ELEMENT;MNFR:HYDAC,PTNO:1253066 0160 D 010 BN4HC,ADDITIONAL FEATURES EN:PRESSURE | 01)ISADRAULICS,01)1253066 0160 D 010 BN4HC,ELEMENT,01)PRESSURE | 1253066 0160 D 010 BN4HC | 3000292 | HYDAC
TNG-001 | Data Enrichment | PJR |  | 2023-08-28 |  |  | Mat 3_1271007 | 1271007 |  |  |  | ELEMENT;HYDA,1253040 0060 D 005 BN4HC,FL | ELEMENT;MNFR:HYDAC,PTNO:1253040 0060 D 005 BN4HC,ADDITIONAL FEATURES EN:FILTER | 01)ISADRAULICS,01)1253040 0060 D 005 BN4HC,ELEMENT,01)FILTER | 1253040 0060 D 005 BN4HC | 3000292 | HYDAC
TNG-001 | Data Enrichment | PJR |  | 2023-08-28 |  |  | Mat 3_1333374 | 1333374 |  |  |  | AXLE;DIEC,5H.212761 | AXLE;MNFR:DIECI,PTNO:5H.212761,ADDITIONAL FEATURES EN:REAR,COMPLETE | AXLE,01)REAR,COMPLETE | 5H.212761 | 3000511 | DIECI
TNG-001 | Data Enrichment | PJR |  | 2023-08-28 |  |  | Mat 3_1333373 | 1333373 |  |  |  | AXLE;DIEC,5H.212762 | AXLE;MNFR:DIECI,PTNO:5H.212762,ADDITIONAL FEATURES EN:REAR,COMPLETE | AXLE,01)REAR,COMPLETE | 5H.212762 | 3000511 | DIECI
TNG-001 | Data Enrichment | PJR |  | 2023-08-28 |  |  | Mat 3_1333372 | 1333372 |  |  |  | AXLE;DIEC,5H.212882 | AXLE;MNFR:DIECI,PTNO:5H.212882,ADDITIONAL FEATURES EN:REAR,COMPLETE | AXLE,01)REAR,COMPLETE | 5H.212882 | 3000511 | DIECI
TNG-001 | Data Enrichment | PJR |  | 2023-08-28 |  |  | Mat 3_1333371 | 1333371 |  |  |  | AXLE;DIEC,5H.212755 | AXLE;MNFR:DIECI,PTNO:5H.212755,ADDITIONAL FEATURES EN:REAR,COMPLETE | AXLE,01)REAR,COMPLETE | 5H.212755 | 3000511 | DIECI
TNG-001 | Data Enrichment | PJR |  | 2023-08-28 |  |  | Mat 3_1252931 | 1252931 |  |  |  | AXLE;DIEC,5H.212754 | AXLE;MNFR:DIECI,PTNO:5H.212754,ADDITIONAL FEATURES EN:FRONT,COMPLETE | AXLE,01)FRONT,COMPLETE | 5H.212754 | 3000511 | DIECI
TNG-001 | Data Enrichment | PJR |  | 2023-08-28 |  |  | Mat 3_1219689 | 1219689 |  |  |  | CLIP,ELEC;FLUK,FLUAC285,ALLIGATOR CLIPS | CLIP,ELECTRICAL;MNFR:FLUKE,PTNO:FLUAC285,ADDITIONAL FEATURES EN:ALLIGATOR CLIPS HEAVY DUTY SUREGRIP | 01)CNW (MOUNT ISA) ELECT WHO,01)FLUAC285,CLIP,ELECTRICAL,01)ALLIGATOR CLIPS HEAVY DUTY | FLUAC285 | 3000278 | FLUKE
TNG-001 | Data Enrichment | PJR |  | 2023-08-28 |  |  | Mat 3_1248070 | 1248070 |  |  |  | CONTACTOR,ELEC;ABB,5286221+528-6221 | CONTACTOR,ELECTRICAL;MNFR:ABB,PTNO:5286221+528-6221 | CONTACTOR,ELECTRICAL | 5286221+528-6221 | 3000014 | ABB
TNG-001 | Data Enrichment | PJR |  | 2023-08-28 |  |  | Mat 3_1272703 | 1272703 |  |  |  | LINK;EATO,703-8522,NEUT,10X38MM,10 PACK | LINK;MNFR:EATON CORPORATION,PTNO:703-8522,ADDITIONAL FEATURES EN:NEUTRAL,10X38MM,10 PACK | 01)CNW (MOUNT ISA) ELECT WHO,01)RSC703-8522,LINK,01)NEUTRAL,10X38MM,10 PACK | 703-8522 | 3000267 | EATON CORPORATION
TNG-001 | Data Enrichment | PJR |  | 2023-08-28 |  |  | Mat 3_1243392 | 1243392 |  |  |  | CONE,BRG;HYS,170379,OUTER | CONE,BEARING;MNFR:HYSTER,PTNO:170379,ADDITIONAL FEATURES EN:OUTER | 01)H16.00XM-6,CONE,BEARING,01)OUTER,01)EXTERIEURE | 170379 | 3000023 | HYSTER
TNG-001 | Data Enrichment | PJR |  | 2023-08-28 |  |  | Mat 3_1285745 | 1285745 | EA | 000000000001409936GZPCLNT100 | M_DETECTOR_HEAT | DETECTOR,HT;DUCT,INNOTECH SEND3 | DETECTOR,HEAT;TYPE:DUCT,ADDITIONAL FEATURES EN:INNOTECH SEND3
TNG-001 | Data Enrichment | PJR |  | 2023-08-28 |  |  | Mat 3_1285874 | 1285874 | EA | 000000000001406823GZPCLNT100 | M_DETECTOR_HEAT | DETECTOR,HT;WALL,INNOTECH SENW21 | DETECTOR,HEAT;MOUNTING TYPE:WALL,ADDITIONAL FEATURES EN:INNOTECH SENW21
TNG-001 | Data Enrichment | PJR |  | 2023-08-28 |  |  | Mat 3_1242606 | 1242606 |  |  |  | BRAKE;HYS,1561604,PRKG | BRAKE;MNFR:HYSTER,PTNO:1561604,ADDITIONAL FEATURES EN:PARKING | BRAKE,01)PARKING,01)ESTACIONAMIENTO | 1561604 | 3000023 | HYSTER
TNG-001 | Data Enrichment | PJR |  | 2023-08-28 |  |  | Mat 3_1326660 | 1326660 | EA | 000000000001393342GZPCLNT100 | M_BREATHER | BREATHER;ADLF,1582161,ADLF,1582161 | BREATHER;MNFR:ADAPT-A-LIFT,PTNO:1582161,ADDITIONAL FEATURES EN:ADLF,1582161 |  | 1582161 | 3000410
TNG-001 | Data Enrichment | PJR |  | 2023-08-28 |  |  | Mat 3_1269260 | 1269260 |  |  |  | ELEMENT;DOSN,400504-00246,SAFTY | ELEMENT;MNFR:DOOSAN CORPORATION,PTNO:400504-00246,ADDITIONAL FEATURES EN:SAFETY | 01)CROWN EQUIPMENT,01)X400504-00246,ELEMENT,01)SAFETY | 400504-00246 | 3000600 | DOOSAN CORPORATION
TNG-001 | Data Enrichment | PJR |  | 2023-08-28 |  |  | Mat 3_1328655 | 1328655 | EA | 000000000001389753GZPCLNT100 | M_BOLT | BOLT;ADLF,0136703,ADLF,0136703 | BOLT;MNFR:ADAPT-A-LIFT,PTNO:0136703,ADDITIONAL FEATURES EN:ADLF,0136703 |  | 136703 | 3000410
TNG-001 | Data Enrichment | PJR |  | 2023-08-28 |  |  | Mat 3_1328558 | 1328558 | EA | 000000000001392761GZPCLNT100 | M_BOLT | BOLT;ADLF,0221510,ADLF,0221510 | BOLT;MNFR:ADAPT-A-LIFT,PTNO:0221510,ADDITIONAL FEATURES EN:ADLF,0221510 |  | 221510 | 3000410
TNG-001 | Data Enrichment | PJR |  | 2023-08-28 |  |  | Mat 3_1328557 | 1328557 | EA | 000000000001392762GZPCLNT100 | M_BOLT | BOLT;ADLF,0292528,ADLF,0292528 | BOLT;MNFR:ADAPT-A-LIFT,PTNO:0292528,ADDITIONAL FEATURES EN:ADLF,0292528 |  | 292528 | 3000410
TNG-001 | Data Enrichment | PJR |  | 2023-08-28 |  |  | Mat 3_1242559 | 1242559 |  |  |  | NUT;HYS,1581896 | NUT;MNFR:HYSTER,PTNO:1581896 | 01)110 FT FORK CRANE,01)HYSTER,NUT | 1581896 | 3000023 | HYSTER
TNG-001 | Data Enrichment | PJR |  | 2023-08-28 |  |  | Mat 3_1326419 | 1326419 |  |  |  | ALTERNATOR;MAN,895300 | ALTERNATOR;MNFR:MANITOU,PTNO:895300 | ALTERNATOR | 895300 | 3000007 | MANITOU
TNG-001 | Data Enrichment | PJR |  | 2023-08-28 |  |  | Mat 3_1333618 | 1333618 |  |  |  | BASE;DIEC,BHB3306 | BASE;MNFR:DIECI,PTNO:BHB3306,ADDITIONAL FEATURES EN:JOYSTICK | BASE,01)JOYSTICK | BHB3306 | 3000511 | DIECI
TNG-001 | Data Enrichment | PJR |  | 2023-08-28 |  |  | Mat 3_1265141 | 1265141 | EA | 000000000001391260GZPCLNT100 | M_BRUSH | BRUSH;ESS,25006120S,ESS,25006120S | BRUSH;MNFR:ELECTRICAL SUPPLY SOLUTIONS,PTNO:25006120S,ADDITIONAL FEATURES EN:ESS,25006120S |  | 25006120S | 3000463
TNG-001 | Data Enrichment | PJR |  | 2023-08-28 |  |  | Mat 3_1345898 | 1345898 | EA | 000000000001351703GZPCLNT100 | M_FRAME | FRAME;MAIN, PRIMARY SCRAPER | FRAME;TYPE:MAIN, PRIMARY SCRAPER,MATERIAL:STAINLESS STEEL,ADDITIONAL FEATURES EN:STRUCTURAL, XHD DTDB, MM, DURT TRACKER DOCTOR BLADE
TNG-001 | Data Enrichment | PJR |  | 2023-08-28 |  |  | Mat 3_1325279 | 1325279 |  |  |  | CARD;ABB,2668 184-25 | CARD;MNFR:ABB,PTNO:2668 184-25 | CARD | 2668 184-25 | 3000014 | ABB
TNG-001 | Data Enrichment | PJR |  | 2023-08-28 |  |  | Mat 3_1325816 | 1325816 |  |  |  | FUSE,CRTG;LNK,200 A,550 VAC,CERMC,AUSLEC | FUSE,CARTRIDGE;TYPE:LINK,CURRENT RATING:200 A,VOLTAGE RATING:550 VAC,MATERIAL:CERAMIC,MNFR:SIEMENS,PTNO:3NWTF200M315,MNFR:01) AUSLEC,PTNO:01)SIE3NWTF200M315 | EN_01)LINK,200 A,550 VAC,EN_01)CERAMIC,01)AUSLEC,01)SIE3NWTF200M315,FUSE | 3NWTF200M315 | 3000032 | SIEMENS
TNG-001 | Data Enrichment | PJR |  | 2023-08-28 |  |  | Mat 3_1273012 | 1273012 |  |  |  | SEAL;KNDR,K-FAW-CP-CL-LM-2520003-U83,K-C | SEAL;MNFR:KINDER,PTNO:K-FAW-CP-CL-LM-2520003-U83,ADDITIONAL FEATURES EN:K-CONTAINMENT SEAL - U83,25X250X2000 - 35 DEG BEVEL U83 | 01)KINDER AUSTRALIA PTY LTD,01)K-FAW-CP-CL-LM-2520003-U83,SEAL,01)K-CONTAINMENT SEAL - U83,02)25X250X2000 - 35 DEG BEVEL | K-FAW-CP-CL-LM-2520003-U83 | 3000432 | KINDER
TNG-001 | Data Enrichment | PJR |  | 2023-08-28 |  |  | Mat 3_1272534 | 1272534 |  |  |  | SEAL;KNDR,K-FAW-CP-CL-LM-2520004-U83,K-C | SEAL;MNFR:KINDER,PTNO:K-FAW-CP-CL-LM-2520004-U83,ADDITIONAL FEATURES EN:K-CONTAINMENT-U83,25X250X2000,45 DEG U83 |  | K-FAW-CP-CL-LM-2520004-U83 | 3000432 | KINDER
TNG-001 | Data Enrichment | PJR |  | 2023-08-28 |  |  | Mat 3_1242354 | 1242354 |  |  |  | SEAL;WEI,D3125S42 | SEAL;TYPE:VOLUTE FRAME,ADDITIONAL FEATURES EN:340-PPS-0049,MNFR:VULCO,PTNO:D3125S42 | EN_01)VOLUTE FRAME,ES_01)MARCO VOLUTA,01)340-PPS-0049,01)340-PPS-0049,01)UNDERFLOW PUMP | D3125S42 | 3000036 | WEIR
TNG-001 | Data Enrichment | PJR |  | 2023-08-28 |  |  | Mat 3_1213610 | 1213610 |  |  |  | CARD;ABB,SDCS-PIN-41 | CARD;MNFR:ABB,PTNO:SDCS-PIN-41 | CARD | SDCS-PIN-41 | 3000014 | ABB
TNG-001 | Data Enrichment | PJR |  | 2023-08-28 |  |  | Mat 3_1323620 | 1323620 |  |  |  | CARD;ABB,ISAP 180 100 R0001 | CARD;MNFR:ABB,PTNO:ISAP 180 100 R0001 | CARD | ISAP 180 100 R0001 | 3000014 | ABB
TNG-001 | Data Enrichment | PJR |  | 2023-08-28 |  |  | Mat 3_1258179 | 1258179 |  |  |  | FUSE;ABB,3ADV050092P0032 | FUSE;MNFR:ABB,PTNO:3ADV050092P0032 | FUSE | 3ADV050092P0032 | 3000014 | ABB
TNG-001 | Data Enrichment | PJR |  | 2023-08-28 |  |  | Mat 3_1213976 | 1213976 |  |  |  | FUSE;ABB,1YMB531030M0004 | FUSE;MNFR:ABB,PTNO:1YMB531030M0004 | FUSE | 1YMB531030M0004 | 3000014 | ABB
TNG-001 | Data Enrichment | PJR |  | 2023-08-28 |  |  | Mat 3_1217622 | 1217622 |  |  |  | SWITCH,SAFTY;ABB,JSMC5,SAFEBALL,FLANGE M | SWITCH,SAFETY;MNFR:ABB,PTNO:JSMC5,ADDITIONAL FEATURES EN:SAFEBALL,FLANGE MNT | 01)SHERRIFF ELECTRICAL SUPPL,01)JSMC5,SWITCH,SAFETY,01)SAFEBALL,FLANGE MNT | JSMC5 | 3000014 | ABB
TNG-001 | Data Enrichment | PJR |  | 2023-08-28 |  |  | Mat 3_1217625 | 1217625 |  |  |  | SWITCH,SELECT;AB,800FPSM22PX10,2 POS,1 N | SWITCH,SELECTOR;MNFR:ALLEN BRADLEY,PTNO:800FPSM22PX10,ADDITIONAL FEATURES EN:2 POS,1 N/O | 01)SHERRIFF ELECTRICAL SUPPL,01)800FPSM22PX10,SWITCH,SELECTOR,01)2 POS,1 N/O | 800FPSM22PX10 | 3000226 | ALLEN BRADLEY
TNG-001 | Data Enrichment | PJR |  | 2023-08-28 |  |  | Mat 3_1273320 | 1273320 |  |  |  | SWITCH,SAFTY;AB,440NZ-2NRS1A,NON-CONTACT | SWITCH,SAFETY;MNFR:ALLEN BRADLEY,PTNO:440NZ-2NRS1A,ADDITIONAL FEATURES EN:NON-CONTACT,MAGNETICALLY CODED,3M |  | 440NZ-2NRS1A | 3000226 | ALLEN BRADLEY
TNG-001 | Data Enrichment | PJR |  | 2023-08-28 |  |  | Mat 3_1270806 | 1270806 |  |  |  | SWITCH,SAFTY;NHP,440FR1212,C-RAIL,AL,3M | SWITCH,SAFETY;MNFR:NHP,PTNO:440FR1212,ADDITIONAL FEATURES EN:C-RAIL,ALUMINIUM,3M,SAFEDGE | 01)NHP ELECTRICAL ENGINEERIN,01)440FR1212,SWITCH,SAFETY,01)C-RAIL,ALUMINIUM,3M,SAFEDGE | 440FR1212 | 3000664 | NHP
TNG-001 | Data Enrichment | PJR |  | 2023-08-28 |  |  | Mat 3_1252852 | 1252852 |  |  |  | FILTER,AIR;DIEC,2I.094123 | FILTER,AIR;MNFR:DIECI,PTNO:2I.094123,ADDITIONAL FEATURES EN:CABIN | FILTER,AIR,01)CABIN | 2I.094123 | 3000511 | DIECI
TNG-001 | Data Enrichment | PJR |  | 2023-08-28 |  |  | Mat 3_1333509 | 1333509 |  |  |  | CABLE,PUSHPULL;DIEC,BWC1711 | CABLE,PUSH PULL;MNFR:DIECI,PTNO:BWC1711,ADDITIONAL FEATURES EN:ACCELERATOR,C/W SHEATH | CABLE,PUSH PULL,01)ACCELERATOR,C/W SHEATH | BWC1711 | 3000511 | DIECI
TNG-001 | Data Enrichment | PJR |  | 2023-08-28 |  |  | Mat 3_1253022 | 1253022 |  |  |  | RELAY,ELCTROMAG;DIEC,4C.157061 | RELAY,ELECTROMAGNET;MNFR:DIECI,PTNO:4C.157061,ADDITIONAL FEATURES EN: | RELAY,ELECTROMAGNET | 4C.157061 | 3000511 | DIECI
TNG-001 | Data Enrichment | PJR |  | 2023-08-28 |  |  | Mat 3_1252862 | 1252862 |  |  |  | NUT;DIEC,BAM1108 | NUT;MNFR:DIECI,PTNO:BAM1108,ADDITIONAL FEATURES EN:RING | NUT,01)RING | BAM1108 | 3000511 | DIECI
TNG-001 | Data Enrichment | PJR |  | 2023-08-28 |  |  | Mat 3_1266184 | 1266184 |  |  |  | BASE;SIE,AGK11.7,PLG-IN,F/LFS1 CONTRLR | BASE;MNFR:SIEMENS,PTNO:AGK11.7,ADDITIONAL FEATURES EN:PLUG-IN,F/LFS1 CONTRLR | 01)HAYMANS ELECTRICAL TOWNSV,01)APSAGK11.7,BASE,01)PLUG-IN,F/LFS1 CONTRLR | AGK11.7 | 3000032 | SIEMENS
TNG-001 | Data Enrichment | PJR |  | 2023-08-28 |  |  | Mat 3_1325181 | 1325181 |  |  |  | FUSE;SIE,3NWTIA6 | FUSE;MNFR:SIEMENS,PTNO:3NWTIA6 | FUSE | 3NWTIA6 | 3000032 | SIEMENS
TNG-001 | Data Enrichment | PJR |  | 2023-08-28 |  |  | Mat 3_1325182 | 1325182 |  |  |  | FUSE,CRTG;LNK,63 A,660 VAC/DC,80 KA | FUSE,CARTRIDGE;TYPE:LINK,CURRENT RATING:63 A,VOLTAGE RATING:660 VAC/DC,INTERRUPT RATING:80 KA,SIZE:DIA 24 X LG 86 MM,CLASS:GL/GG, TERMINAL TYPE:BOLT ON, (2) HOLE OFFSET TAGS,CERTIFICATION/STANDARD:AS 2005-2, BS 88-2-1975,ADDITIONAL FEATURES EN:FIXING CENTRES 73 MM, ASTA 20 CERTIFIED,MNFR:SIEMENS,PTNO:3NWTIS63 | EN_01)LINK,63 A,660 VAC/DC,EN_01)80 KA,EN_01)DIA 24 X LG 86 MM,GL/GG,BOLT ON, (2) HOLE OFFSET TAGS,EN_01)AS 2005-2, BS 88-2-1975,01)FIXING CENTRES 73 MM, ASTA,FUSE | 3NWTIS63 | 3000032 | SIEMENS
TNG-001 | Data Enrichment | PJR |  | 2023-08-28 |  |  | Mat 3_1322036 | 1322036 |  |  |  | CONTACTOR;SIE,3RT10 16-1BB41 | CONTACTOR;MNFR:SIEMENS,PTNO:3RT10 16-1BB41 | CONTACTOR | 3RT10 16-1BB41 | 3000032 | SIEMENS
TNG-001 | Data Enrichment | PJR |  | 2023-08-28 |  |  | Mat 3_1322031 | 1322031 |  |  |  | CONTACTOR;SIE,3RT10 16-1BB42 | CONTACTOR;MNFR:SIEMENS,PTNO:3RT10 16-1BB42 | CONTACTOR | 3RT10 16-1BB42 | 3000032 | SIEMENS
TNG-001 | Data Enrichment | PJR |  | 2023-08-28 |  |  | Mat 3_1258274 | 1258274 |  |  |  | CONVERTER;SIE,6SE7024-7ED61 | CONVERTER;MNFR:SIEMENS,PTNO:6SE7024-7ED61 | CONVERTER | 6SE7024-7ED61 | 3000032 | SIEMENS
TNG-001 | Data Enrichment | PJR |  | 2023-08-28 |  |  | Mat 3_1323051 | 1323051 |  |  |  | FUSE;SIE,3NEI 817-0 | FUSE;MNFR:SIEMENS,PTNO:3NEI 817-0 | FUSE | 3NEI 817-0 | 3000032 | SIEMENS
TNG-001 | Data Enrichment | PJR |  | 2023-08-28 |  |  | Mat 3_1220120 | 1220120 |  |  |  | FUSE;SIE,3NC2-427 | FUSE;MNFR:SIEMENS,PTNO:3NC2-427 | FUSE | 3NC2-427 | 3000032 | SIEMENS
TNG-001 | Data Enrichment | PJR |  | 2023-08-28 |  |  | Mat 3_1211420 | 1211420 |  |  |  | SWITCH;SIE,3SU1000-0AB10-0AA0 | SWITCH;MNFR:SIEMENS,PTNO:3SU1000-0AB10-0AA0 | SWITCH | 3SU1000-0AB10-0AA0 | 3000032 | SIEMENS
TNG-001 | Data Enrichment | PJR |  | 2023-08-28 |  |  | Mat 3_1321999 | 1321999 |  |  |  | SWITCH;SIE,3SU1000-0AB30-0AA0 | SWITCH;MNFR:SIEMENS,PTNO:3SU1000-0AB30-0AA0 | SWITCH | 3SU1000-0AB30-0AA0 | 3000032 | SIEMENS
TNG-001 | Data Enrichment | PJR |  | 2023-08-28 |  |  | Mat 3_1321852 | 1321852 |  |  |  | SWITCH;SIE,3SU1000-0AB40-0AA0 | SWITCH;MNFR:SIEMENS,PTNO:3SU1000-0AB40-0AA0 | SWITCH | 3SU1000-0AB40-0AA0 | 3000032 | SIEMENS
TNG-001 | Data Enrichment | PJR |  | 2023-08-28 |  |  | Mat 3_1321997 | 1321997 |  |  |  | SWITCH;SIE,3SU1000-0AB70-0AA0 | SWITCH;MNFR:SIEMENS,PTNO:3SU1000-0AB70-0AA0 | SWITCH | 3SU1000-0AB70-0AA0 | 3000032 | SIEMENS
TNG-001 | Data Enrichment | PJR |  | 2023-08-28 |  |  | Mat 3_1211421 | 1211421 |  |  |  | SWITCH;SIE,3SU1001-0AB00-0AA0 | SWITCH;MNFR:SIEMENS,PTNO:3SU1001-0AB00-0AA0 | SWITCH | 3SU1001-0AB00-0AA0 | 3000032 | SIEMENS
TNG-001 | Data Enrichment | PJR |  | 2023-08-28 |  |  | Mat 3_1321996 | 1321996 |  |  |  | SWITCH;SIE,3SU1001-0AB30-0AA0 | SWITCH;MNFR:SIEMENS,PTNO:3SU1001-0AB30-0AA0 | SWITCH | 3SU1001-0AB30-0AA0 | 3000032 | SIEMENS
TNG-001 | Data Enrichment | PJR |  | 2023-08-28 |  |  | Mat 3_1321995 | 1321995 |  |  |  | SWITCH;SIE,3SU1001-0AB50-0AA0 | SWITCH;MNFR:SIEMENS,PTNO:3SU1001-0AB50-0AA0 | SWITCH | 3SU1001-0AB50-0AA0 | 3000032 | SIEMENS
TNG-001 | Data Enrichment | PJR |  | 2023-08-28 |  |  | Mat 3_1211422 | 1211422 |  |  |  | SWITCH;SIE,3SU1001-0AB60-0AA0 | SWITCH;MNFR:SIEMENS,PTNO:3SU1001-0AB60-0AA0 | SWITCH | 3SU1001-0AB60-0AA0 | 3000032 | SIEMENS
TNG-001 | Data Enrichment | PJR |  | 2023-08-28 |  |  | Mat 3_1322003 | 1322003 |  |  |  | SWITCH;SIE,3SU1400-1AA10-1DA0 | SWITCH;MNFR:SIEMENS,PTNO:3SU1400-1AA10-1DA0 | SWITCH | 3SU1400-1AA10-1DA0 | 3000032 | SIEMENS
TNG-001 | Data Enrichment | PJR |  | 2023-08-28 |  |  | Mat 3_1322001 | 1322001 |  |  |  | SWITCH;SIE,3SU1400-1AA10-1FA0 | SWITCH;MNFR:SIEMENS,PTNO:3SU1400-1AA10-1FA0 | SWITCH | 3SU1400-1AA10-1FA0 | 3000032 | SIEMENS
TNG-001 | Data Enrichment | PJR |  | 2023-08-28 |  |  | Mat 3_1322000 | 1322000 |  |  |  | SWITCH;SIE,3SU1400-1AA10-1HA0 | SWITCH;MNFR:SIEMENS,PTNO:3SU1400-1AA10-1HA0 | SWITCH | 3SU1400-1AA10-1HA0 | 3000032 | SIEMENS
TNG-001 | Data Enrichment | PJR |  | 2023-08-28 |  |  | Mat 3_1323057 | 1323057 |  |  |  | FUSE;SIE,5SA2-61 | FUSE;MNFR:SIEMENS,PTNO:5SA2-61 | FUSE | 5SA2-61 | 3000032 | SIEMENS
TNG-001 | Data Enrichment | PJR |  | 2023-08-28 |  |  | Mat 3_1258482 | 1258482 |  |  |  | FUSE;SIE,3NC2-428 | FUSE;MNFR:SIEMENS,PTNO:3NC2-428 | FUSE | 3NC2-428 | 3000032 | SIEMENS
TNG-001 | Data Enrichment | PJR |  | 2023-08-28 |  |  | Mat 3_1212921 | 1212921 |  |  |  | FUSE;SIE,3NE1802-0 | FUSE;MNFR:SIEMENS,PTNO:3NE1802-0 | FUSE | 3NE1802-0 | 3000032 | SIEMENS
TNG-001 | Data Enrichment | PJR |  | 2023-08-28 |  |  | Mat 3_1212922 | 1212922 |  |  |  | FUSE;SIE,3NE3227 | FUSE;MNFR:SIEMENS,PTNO:3NE3227 | FUSE | 3NE3227 | 3000032 | SIEMENS
TNG-001 | Data Enrichment | PJR |  | 2023-08-28 |  |  | Mat 3_1240197 | 1240197 |  |  |  | FUSE;SIE,3NE3338-8,SITOR 800 VAC 800 A | FUSE;MNFR:SIEMENS,PTNO:3NE3338-8,ADDITIONAL FEATURES EN:SITOR 800 VAC 800 A SIZE 2 110 MM 6 UNITS | FUSE,01)SITOR 800 VAC 800 A,02)SIZE 2 110 MM 6 UNITS,01)SITOR 800 VAC 800 A,02)TAMAÑO 2110 MM 6 UNIDADES | 3NE3338-8 | 3000032 | SIEMENS
TNG-001 | Data Enrichment | PJR |  | 2023-08-28 |  |  | Mat 3_1335499 | 1335499 |  |  |  | FUSE;SIE,3NE8024 | FUSE;MNFR:SIEMENS,PTNO:3NE8024 | FUSE | 3NE8024 | 3000032 | SIEMENS
TNG-001 | Data Enrichment | PJR |  | 2023-08-28 |  |  | Mat 3_1326112 | 1326112 |  |  |  | BREAKER,CIRCT;16 A,690 VAC,4 KA,P 3P,SIE | BREAKER,CIRCUIT;CURRENT RATING:16 A,VOLTAGE RATING:690 VAC,INTERRUPT RATING:4 KA,NUMBER OF POLES:3P,OVERALL SIZE:WD 45 X HT 97 X DP 96 MM,TERMINAL TYPE:SCREW,HAZARD CLASS:IP20,ADDITIONAL FEATURES EN:10 A, 1NO 1NC,MNFR:SIEMENS,PTNO:3RV10214AA10,MNFR:01) SIEMENS,PTNO:01)3RV10214AA10,MNFR:02)CNW,PTNO:02)SIE3RV10214AA10 | 16 A,690 VAC,EN_01)4 KA,EN_01)WD 45 X HT 97 X DP 96 MM,SCREW,IP20,01)10 A, 1NO 1NC,01)SIEMENS,02)CNW,01)3RV10214AA10,02)SIE3RV10214AA10,BREAKER | 3RV10214AA10 | 3000032 | SIEMENS
TNG-001 | Data Enrichment | PJR |  | 2023-08-28 |  |  | Mat 3_1321853 | 1321853 |  |  |  | SWITCH;SIE,3SU1000-0AB20-0AA0 | SWITCH;MNFR:SIEMENS,PTNO:3SU1000-0AB20-0AA0 | SWITCH | 3SU1000-0AB20-0AA0 | 3000032 | SIEMENS
TNG-001 | Data Enrichment | PJR |  | 2023-08-28 |  |  | Mat 3_1321998 | 1321998 |  |  |  | SWITCH;SIE,3SU1000-0AB60-0AA0 | SWITCH;MNFR:SIEMENS,PTNO:3SU1000-0AB60-0AA0 | SWITCH | 3SU1000-0AB60-0AA0 | 3000032 | SIEMENS
TNG-001 | Data Enrichment | PJR |  | 2023-08-28 |  |  | Mat 3_1321851 | 1321851 |  |  |  | SWITCH;SIE,3SU1001-0AB20-0AA0 | SWITCH;MNFR:SIEMENS,PTNO:3SU1001-0AB20-0AA0 | SWITCH | 3SU1001-0AB20-0AA0 | 3000032 | SIEMENS
TNG-001 | Data Enrichment | PJR |  | 2023-08-28 |  |  | Mat 3_1321850 | 1321850 |  |  |  | SWITCH;SIE,3SU1001-0AB40-0AA0 | SWITCH;MNFR:SIEMENS,PTNO:3SU1001-0AB40-0AA0 | SWITCH | 3SU1001-0AB40-0AA0 | 3000032 | SIEMENS
TNG-001 | Data Enrichment | PJR |  | 2023-08-28 |  |  | Mat 3_1274299 | 1274299 |  |  |  | SWITCH;SIE,3SU1400-1AA10-1BA0 | SWITCH;MNFR:SIEMENS,PTNO:3SU1400-1AA10-1BA0 | SWITCH | 3SU1400-1AA10-1BA0 | 3000032 | SIEMENS
TNG-001 | Data Enrichment | PJR |  | 2023-08-28 |  |  | Mat 3_1321854 | 1321854 |  |  |  | SWITCH;SIE,3SU1400-1AA10-1CA0 | SWITCH;MNFR:SIEMENS,PTNO:3SU1400-1AA10-1CA0 | SWITCH | 3SU1400-1AA10-1CA0 | 3000032 | SIEMENS
TNG-001 | Data Enrichment | PJR |  | 2023-08-28 |  |  | Mat 3_1322002 | 1322002 |  |  |  | SWITCH;SIE,3SU1400-1AA10-1EA0 | SWITCH;MNFR:SIEMENS,PTNO:3SU1400-1AA10-1EA0 | SWITCH | 3SU1400-1AA10-1EA0 | 3000032 | SIEMENS
TNG-001 | Data Enrichment | PJR |  | 2023-08-28 |  |  | Mat 3_1214028 | 1214028 |  |  |  | LINK;SIE,3UX1-211 | LINK;MNFR:SIEMENS,PTNO:3UX1-211 | LINK | 3UX1-211 | 3000032 | SIEMENS
TNG-001 | Data Enrichment | PJR |  | 2023-08-28 |  |  | Mat 3_1323054 | 1323054 |  |  |  | FUSE;SIE,5SAI-81 | FUSE;MNFR:SIEMENS,PTNO:5SAI-81 | FUSE | 5SAI-81 | 3000032 | SIEMENS
TNG-001 | Data Enrichment | PJR |  | 2023-08-28 |  |  | Mat 3_1213837 | 1213837 |  |  |  | FUSE;SIE,5SA251 | FUSE;MNFR:SIEMENS,PTNO:5SA251 | FUSE | 5SA251 | 3000032 | SIEMENS
TNG-001 | Data Enrichment | PJR |  | 2023-08-28 |  |  | Mat 3_1330516 | 1330516 |  |  |  | CARD;SIE,6ES7953-8LL20-0AA0 | CARD;MNFR:SIEMENS,PTNO:6ES7953-8LL20-0AA0 | CARD | 6ES7953-8LL20-0AA0 | 3000032 | SIEMENS
TNG-001 | Data Enrichment | PJR |  | 2023-08-28 |  |  | Mat 3_1258273 | 1258273 |  |  |  | CONVERTER;SIE,6RA7078-6FV62-0+S00 | CONVERTER;MNFR:SIEMENS,PTNO:6RA7078-6FV62-0+S00 | CONVERTER | 6RA7078-6FV62-0+S00 | 3000032 | SIEMENS
TNG-001 | Data Enrichment | PJR |  | 2023-08-28 |  |  | Mat 3_1335500 | 1335500 |  |  |  | BRAKE;SIE,6SE7021-6ES87-2DA1 | BRAKE;MNFR:SIEMENS,PTNO:6SE7021-6ES87-2DA1 | BRAKE | 6SE7021-6ES87-2DA1 | 3000032 | SIEMENS
TNG-001 | Data Enrichment | PJR |  | 2023-08-28 |  |  | Mat 3_1212907 | 1212907 |  |  |  | CARD,MEM;EXPNDR, COMPACT FLASH | CARD,MEMORY;TYPE:EXPANDER, COMPACT FLASH,ADDITIONAL FEATURES EN:SINAMICS S120, OHNE PERFORMANCE-ERWEITERUNG,EINSCHLIESSLICH LIZENZI,ERUNG,(CERT OF LIC)V4.07,MNFR:SIEMENS,PTNO:6SL3054-0EH00-1BA0 | EN_01)EXPANDER, COMPACT FLASH,01)SINAMICS S120, OHNE PERFORM,02)ERUNG,(CERT OF LIC)V4.07,EXPANDER | 6SL3054-0EH00-1BA0 | 3000032 | SIEMENS
TNG-001 | Data Enrichment | PJR |  | 2023-08-28 |  |  | Mat 3_1241082 | 1241082 |  |  |  | CONVERTER,FREQ;DIGITAL/ANALOGUE,CAP RAIL | CONVERTER,FREQUENCY;INPUT FREQUENCY:DIGITAL/ANALOGUE,OUTPUT FREQUENCY RATING:DIGITAL/ANALOGUE,MOUNTING TYPE:CAP RAIL, CERTIFICATION/STANDARD:IP20,ADDITIONAL FEATURES EN:SINAMICS TERMINAL MODULE TM31, ADD ON BOARD FOR SINAMICS,MNFR:SIEMENS,PTNO: 6SL3055-0AA00-3AA1 | DIGITAL/ANALOGUE,DIGITAL/ANALOGUE,CAP RAIL,EN_01)IP20,01)SINAMICS TERMINAL MODULE TM,MODULE,01)SINAMICS TERMINAL,02)TM31 WITH DIGITAL,03)AND ANALOG INPUT AND OUTPUT,01)TERMINAL SINAMICS,02)TM31 AVEC ENTREE,03)ET SORTIE NUMERIQUES,04)ET ANALOGIQUES | 6SL3055-0AA00-3AA1 | 3000032 | SIEMENS
TNG-001 | Data Enrichment | PJR |  | 2023-08-28 |  |  | Mat 3_1240799 | 1240799 |  |  |  | FUSE,CRTG;LNK,4 A,600 VAC, 300 VDC,CC | FUSE,CARTRIDGE;TYPE:LINK,CURRENT RATING:4 A,VOLTAGE RATING:600 VAC, 300 VDC,INTERRUPT RATING:200 KA AC, 100 KA DC,CLASS:CC, MATERIAL:BODY GLASS, CAP COPPER TIN PLATED,ADDITIONAL FEATURES EN:8 A,MNFR:SIEMENS,PTNO:6SY7000-0AE02 | EN_01)LINK,4 A,600 VAC, 300 VDC,EN_01)200 KA AC, 100 KA DC,CC,EN_01)BODY GLASS, CAP COPPER T,01)8 A,FUSE,01)SINAMICS,8 A,01)SINAMICS,8 A | 6SY7000-0AE02 | 3000032 | SIEMENS
TNG-001 | Data Enrichment | PJR |  | 2023-08-28 |  |  | Mat 3_1267381 | 1267381 |  |  |  | CONTACTOR,ELEC;SIE,3RT2016-1BB42,24VDC | CONTACTOR,ELECTRICAL;MNFR:SIEMENS,PTNO:3RT2016-1BB42,ADDITIONAL FEATURES EN:24VDC SIRIUS | 01)RS COMPONENTS PTY LTD,01)3RT2016-1BB42,CONTACTOR,ELECTRICAL,01)24VDC SIRIUS | 3RT2016-1BB42 | 3000032 | SIEMENS
TNG-001 | Data Enrichment | PJR |  | 2023-08-28 |  |  | Mat 3_1332920 | 1332920 |  |  |  | CONTACTOR;SIE,3RT20261AF04 | CONTACTOR;MNFR:SIEMENS,PTNO:3RT20261AF04 | CONTACTOR | 3RT20261AF04 | 3000032 | SIEMENS
TNG-001 | Data Enrichment | PJR |  | 2023-08-28 |  |  | Mat 3_1334736 | 1334736 |  |  |  | CONTACTOR;SIE,3TC44 17-OAF4 | CONTACTOR;MNFR:SIEMENS,PTNO:3TC44 17-OAF4 | CONTACTOR | 3TC44 17-OAF4 | 3000032 | SIEMENS
TNG-001 | Data Enrichment | PJR |  | 2023-08-28 |  |  | Mat 3_1214041 | 1214041 |  |  |  | CONTACTOR;SIE,3TC44 17-OAM4 | CONTACTOR;MNFR:SIEMENS,PTNO:3TC44 17-OAM4 | CONTACTOR | 3TC44 17-OAM4 | 3000032 | SIEMENS
TNG-001 | Data Enrichment | PJR |  | 2023-08-28 |  |  | Mat 3_1266465 | 1266465 |  |  |  | CONTACTOR,ELEC;SIE,3TH43550BP4,5N/O 5/NC | CONTACTOR,ELECTRICAL;MNFR:SIEMENS,PTNO:3TH43550BP4,ADDITIONAL FEATURES EN:5N/O 5/NC 230VDC | 01)CNW (MOUNT ISA) ELECT WHO,01)3TH43550BP4,CONTACTOR,ELECTRICAL,01)5N/O 5/NC 230VDC | 3TH43550BP4 | 3000032 | SIEMENS
TNG-001 | Data Enrichment | PJR |  | 2023-08-28 |  |  | Mat 3_1212912 | 1212912 |  |  |  | CARD;SIE,6AG1321-1BL00-2AA0 | CARD;MNFR:SIEMENS,PTNO:6AG1321-1BL00-2AA0 | CARD | 6AG1321-1BL00-2AA0 | 3000032 | SIEMENS
TNG-001 | Data Enrichment | PJR |  | 2023-08-28 |  |  | Mat 3_1212908 | 1212908 |  |  |  | CARD;SIE,6AG1322-1BH01-2AA0 | CARD;MNFR:SIEMENS,PTNO:6AG1322-1BH01-2AA0 | CARD | 6AG1322-1BH01-2AA0 | 3000032 | SIEMENS
TNG-001 | Data Enrichment | PJR |  | 2023-08-28 |  |  | Mat 3_1212911 | 1212911 |  |  |  | CARD;SIE,6AG1331-1KF02-7AB0 | CARD;MNFR:SIEMENS,PTNO:6AG1331-1KF02-7AB0 | CARD | 6AG1331-1KF02-7AB0 | 3000032 | SIEMENS
TNG-001 | Data Enrichment | PJR |  | 2023-08-28 |  |  | Mat 3_1212913 | 1212913 |  |  |  | CARD,MEM;EXPNDR, MICRO,2 MB | CARD,MEMORY;TYPE:EXPANDER, MICRO,MEMORY:2 MB,ADDITIONAL FEATURES EN:SIMATIC S7, P.S7-300/C7/ET 200,3.3 V N FLASH,MNFR:SIEMENS, PTNO:6ES7953-8LL31-0AA0 | EN_01)EXPANDER, MICRO,EN_01)2 MB,01)SIMATIC S7, P.S7-300/C7/ET,EXPANDER | 6ES7953-8LL31-0AA0 | 3000032 | SIEMENS
TNG-001 | Data Enrichment | PJR |  | 2023-08-28 |  |  | Mat 3_1329338 | 1329338 |  |  |  | CARD;SIE,6ES7954-8LL03-0AA0 | CARD;MNFR:SIEMENS,PTNO:6ES7954-8LL03-0AA0 | CARD | 6ES7954-8LL03-0AA0 | 3000032 | SIEMENS
TNG-001 | Data Enrichment | PJR |  | 2023-08-28 |  |  | Mat 3_1219998 | 1219998 |  |  |  | HOSE;MAN,243483 | HOSE;MNFR:MANITOU,PTNO:243483 | 01)JUNGHEINRICH AUSTRALIA PT,01)243483,HOSE | 243483 | 3000007 | MANITOU
TNG-001 | Data Enrichment | PJR |  | 2023-08-28 |  |  | Mat 3_1332675 | 1332675 |  |  |  | COUPLING;SAN,9062000922,FAN DRIVE | DRIVE;MNFR:MERCEDES,PTNO:9062000922 | DRIVE | 9062000922 | 3000008 | MERCEDES
TNG-001 | Data Enrichment | PJR |  | 2023-08-28 |  |  | Mat 3_1216005 | 1216005 |  |  |  | BEARING;FAGB,10633245,65X140X33MM,SEALD | BEARING;MNFR:FAG BEARINGS,PTNO:10633245,ADDITIONAL FEATURES EN:65X140X33MM,SEALED,SINGLE ROW DEEP GROOVE,MODEL:6313.2RSR.C3FAG | 01)CONSOLIDATED BEARING CO (,01)10633245,BEARING,01)65X140X33MM,SEALED,SINGLE R,02)MODEL:6313.2RSR.C3FAG | 10633245 | 3000271 | FAG BEARINGS
TNG-001 | Data Enrichment | PJR |  | 2023-08-28 |  |  | Mat 3_1216006 | 1216006 |  |  |  | BEARING;FAGB,10633278,80X170X39MM,SEALD | BEARING;MNFR:FAG BEARINGS,PTNO:10633278,ADDITIONAL FEATURES EN:80X170X39MM,SEALED,SINGLE ROW DEEP GROOVE,MODEL:6316.2RSR.C3FAG | 01)CONSOLIDATED BEARING CO (,01)10633278,BEARING,01)80X170X39MM,SEALED,SINGLE R,02)MODEL:6316.2RSR.C3FAG | 10633278 | 3000271 | FAG BEARINGS
TNG-001 | Data Enrichment | PJR |  | 2023-08-28 |  |  | Mat 3_1333807 | 1333807 | EA | 000000000001384193GZPCLNT100 | M_GAS | GAS;MNRC,AURA-O-006,MNRC,AURA-O-006 | GAS;MNFR:MINEARC,PTNO:AURA-O-006,ADDITIONAL FEATURES EN:MNRC,AURA-O-006 |  | AURA-O-006 | 3000435
TNG-001 | Data Enrichment | PJR |  | 2023-08-28 |  |  | Mat 3_1274147 | 1274147 |  |  |  | STUD;WEI,M10Z3-55ZL | ESPARRAGO;MNFR:WEIR,PTNO:M10Z3-55ZL, | STUD | M10Z3-55ZL | 3000036 | WEIR
TNG-001 | Data Enrichment | PJR |  | 2023-08-28 |  |  | Mat 3_1219417 | 1219417 |  |  |  | CLAMP;STAU,1110027941,50.8MM,SGL | CLAMP;MNFR:STAUFF HYDRAULIC ACCESSORY,PTNO:1110027941,ADDITIONAL FEATURES EN:50.8MM,SINGLE | 01)PRO-DRAULICS,01)1110027941,CLAMP,01)50.8MM,SINGLE | 1110027941 | 3000351 | STAUFF HYDRAULIC ACCESSOR
TNG-001 | Data Enrichment | PJR |  | 2023-08-28 |  |  | Mat 3_1219416 | 1219416 |  |  |  | CLAMP;STAU,1110000854,48.3MM,SGL | CLAMP;MNFR:STAUFF HYDRAULIC ACCESSORY,PTNO:1110000854,ADDITIONAL FEATURES EN:48.3MM,SINGLE | 01)PRO-DRAULICS,01)1110000854,CLAMP,01)48.3MM,SINGLE | 1110000854 | 3000351 | STAUFF HYDRAULIC ACCESSOR
TNG-001 | Data Enrichment | PJR |  | 2023-08-28 |  |  | Mat 3_1219415 | 1219415 |  |  |  | CLAMP;STAU,1110031990,44.5MM,SGL | CLAMP;MNFR:STAUFF HYDRAULIC ACCESSORY,PTNO:1110031990,ADDITIONAL FEATURES EN:44.5MM,SINGLE | 01)PRO-DRAULICS,01)1110031990,CLAMP,01)44.5MM,SINGLE | 1110031990 | 3000351 | STAUFF HYDRAULIC ACCESSOR
TNG-001 | Data Enrichment | PJR |  | 2023-08-28 |  |  | Mat 3_1219414 | 1219414 |  |  |  | CLAMP;STAU,1110000853,42MM,SGL | CLAMP;MNFR:STAUFF HYDRAULIC ACCESSORY,PTNO:1110000853,ADDITIONAL FEATURES EN:42MM,SINGLE | 01)PRO-DRAULICS,01)1110000853,CLAMP,01)42MM,SINGLE | 1110000853 | 3000351 | STAUFF HYDRAULIC ACCESSOR
TNG-001 | Data Enrichment | PJR |  | 2023-08-28 |  |  | Mat 3_1219413 | 1219413 |  |  |  | CLAMP;STAU,1110029911,40MM,SGL | CLAMP;MNFR:STAUFF HYDRAULIC ACCESSORY,PTNO:1110029911,ADDITIONAL FEATURES EN:40MM,SINGLE | 01)PRO-DRAULICS,01)1110029911,CLAMP,01)40MM,SINGLE | 1110029911 | 3000351 | STAUFF HYDRAULIC ACCESSOR
TNG-001 | Data Enrichment | PJR |  | 2023-08-28 |  |  | Mat 3_1219412 | 1219412 |  |  |  | CLAMP;STAU,1110000852,38MM,SGL | CLAMP;MNFR:STAUFF HYDRAULIC ACCESSORY,PTNO:1110000852,ADDITIONAL FEATURES EN:38MM,SINGLE | 01)PRO-DRAULICS,01)1110000852,CLAMP,01)38MM,SINGLE | 1110000852 | 3000351 | STAUFF HYDRAULIC ACCESSOR
TNG-001 | Data Enrichment | PJR |  | 2023-08-28 |  |  | Mat 3_1219411 | 1219411 |  |  |  | CLAMP;STAU,1110000851,35MM,SGL | CLAMP;MNFR:STAUFF HYDRAULIC ACCESSORY,PTNO:1110000851,ADDITIONAL FEATURES EN:35MM,SINGLE | 01)PRO-DRAULICS,01)1110000851,CLAMP,01)35MM,SINGLE | 1110000851 | 3000351 | STAUFF HYDRAULIC ACCESSOR
TNG-001 | Data Enrichment | PJR |  | 2023-08-28 |  |  | Mat 3_1219410 | 1219410 |  |  |  | CLAMP;STAU,1110000850,33.7MM,SGL | CLAMP;MNFR:STAUFF HYDRAULIC ACCESSORY,PTNO:1110000850,ADDITIONAL FEATURES EN:33.7MM,SINGLE | 01)PRO-DRAULICS,01)1110000850,CLAMP,01)33.7MM,SINGLE | 1110000850 | 3000351 | STAUFF HYDRAULIC ACCESSOR
TNG-001 | Data Enrichment | PJR |  | 2023-08-28 |  |  | Mat 3_1219409 | 1219409 |  |  |  | CLAMP;STAU,1110026938,32MM,SGL | CLAMP;MNFR:STAUFF HYDRAULIC ACCESSORY,PTNO:1110026938,ADDITIONAL FEATURES EN:32MM,SINGLE | 01)PRO-DRAULICS,01)1110026938,CLAMP,01)32MM,SINGLE | 1110026938 | 3000351 | STAUFF HYDRAULIC ACCESSOR
TNG-001 | Data Enrichment | PJR |  | 2023-08-28 |  |  | Mat 3_1219408 | 1219408 |  |  |  | CLAMP;STAU,1110000848,30MM,SGL | CLAMP;MNFR:STAUFF HYDRAULIC ACCESSORY,PTNO:1110000848,ADDITIONAL FEATURES EN:30MM,SINGLE | 01)PRO-DRAULICS,01)1110000848,CLAMP,01)30MM,SINGLE | 1110000848 | 3000351 | STAUFF HYDRAULIC ACCESSOR
TNG-001 | Data Enrichment | PJR |  | 2023-08-28 |  |  | Mat 3_1219407 | 1219407 |  |  |  | CLAMP;STAU,1110025594,28MM,SGL | CLAMP;MNFR:STAUFF HYDRAULIC ACCESSORY,PTNO:1110025594,ADDITIONAL FEATURES EN:28MM,SINGLE | 01)PRO-DRAULICS,01)1110025594,CLAMP,01)28MM,SINGLE | 1110025594 | 3000351 | STAUFF HYDRAULIC ACCESSOR
TNG-001 | Data Enrichment | PJR |  | 2023-08-28 |  |  | Mat 3_1219406 | 1219406 |  |  |  | CLAMP;STAU,1110000847,26.9MM,SGL | CLAMP;MNFR:STAUFF HYDRAULIC ACCESSORY,PTNO:1110000847,ADDITIONAL FEATURES EN:26.9MM,SINGLE | 01)PRO-DRAULICS,01)1110000847,CLAMP,01)26.9MM,SINGLE | 1110000847 | 3000351 | STAUFF HYDRAULIC ACCESSOR
TNG-001 | Data Enrichment | PJR |  | 2023-08-28 |  |  | Mat 3_1219405 | 1219405 |  |  |  | CLAMP;STAU,1110000846,25MM,SGL | CLAMP;MNFR:STAUFF HYDRAULIC ACCESSORY,PTNO:1110000846,ADDITIONAL FEATURES EN:25MM,SINGLE | 01)PRO-DRAULICS,01)1110000846,CLAMP,01)25MM,SINGLE | 1110000846 | 3000351 | STAUFF HYDRAULIC ACCESSOR
TNG-001 | Data Enrichment | PJR |  | 2023-08-28 |  |  | Mat 3_1219404 | 1219404 |  |  |  | CLAMP;STAU,1110025016,25.4MM,SGL | CLAMP;MNFR:STAUFF HYDRAULIC ACCESSORY,PTNO:1110025016,ADDITIONAL FEATURES EN:25.4MM,SINGLE | 01)PRO-DRAULICS,01)1110025016,CLAMP,01)25.4MM,SINGLE | 1110025016 | 3000351 | STAUFF HYDRAULIC ACCESSOR
TNG-001 | Data Enrichment | PJR |  | 2023-08-28 |  |  | Mat 3_1219403 | 1219403 |  |  |  | CLAMP;STAU,1110000845,22MM,SGL | CLAMP;MNFR:STAUFF HYDRAULIC ACCESSORY,PTNO:1110000845,ADDITIONAL FEATURES EN:22MM,SINGLE | 01)PRO-DRAULICS,01)1110000845,CLAMP,01)22MM,SINGLE | 1110000845 | 3000351 | STAUFF HYDRAULIC ACCESSOR
TNG-001 | Data Enrichment | PJR |  | 2023-08-28 |  |  | Mat 3_1219402 | 1219402 |  |  |  | CLAMP;STAU,1110000844,21.3MM,SGL | CLAMP;MNFR:STAUFF HYDRAULIC ACCESSORY,PTNO:1110000844,ADDITIONAL FEATURES EN:21.3MM,SINGLE | 01)PRO-DRAULICS,01)1110000844,CLAMP,01)21.3MM,SINGLE | 1110000844 | 3000351 | STAUFF HYDRAULIC ACCESSOR
TNG-001 | Data Enrichment | PJR |  | 2023-08-28 |  |  | Mat 3_1219401 | 1219401 |  |  |  | CLAMP;STAU,1110000843,20MM,SGL | CLAMP;MNFR:STAUFF HYDRAULIC ACCESSORY,PTNO:1110000843,ADDITIONAL FEATURES EN:20MM,SINGLE | 01)PRO-DRAULICS,01)1110000843,CLAMP,01)20MM,SINGLE | 1110000843 | 3000351 | STAUFF HYDRAULIC ACCESSOR
TNG-001 | Data Enrichment | PJR |  | 2023-08-28 |  |  | Mat 3_1219400 | 1219400 |  |  |  | CLAMP;STAU,1110027949,19MM,SGL | CLAMP;MNFR:STAUFF HYDRAULIC ACCESSORY,PTNO:1110027949,ADDITIONAL FEATURES EN:19MM,SINGLE | 01)PRO-DRAULICS,01)1110027949,CLAMP,01)19MM,SINGLE | 1110027949 | 3000351 | STAUFF HYDRAULIC ACCESSOR
TNG-001 | Data Enrichment | PJR |  | 2023-08-28 |  |  | Mat 3_1219399 | 1219399 |  |  |  | CLAMP;STAU,1110000842,18MM,SGL | CLAMP;MNFR:STAUFF HYDRAULIC ACCESSORY,PTNO:1110000842,ADDITIONAL FEATURES EN:18MM,SINGLE | 01)PRO-DRAULICS,01)1110000842,CLAMP,01)18MM,SINGLE | 1110000842 | 3000351 | STAUFF HYDRAULIC ACCESSOR
TNG-001 | Data Enrichment | PJR |  | 2023-08-28 |  |  | Mat 3_1219398 | 1219398 |  |  |  | CLAMP;STAU,1110000841,17.2MM,SGL | CLAMP;MNFR:STAUFF HYDRAULIC ACCESSORY,PTNO:1110000841,ADDITIONAL FEATURES EN:17.2MM,SINGLE | 01)PRO-DRAULICS,01)1110000841,CLAMP,01)17.2MM,SINGLE | 1110000841 | 3000351 | STAUFF HYDRAULIC ACCESSOR
TNG-001 | Data Enrichment | PJR |  | 2023-08-28 |  |  | Mat 3_1219397 | 1219397 |  |  |  | CLAMP;STAU,1110000840,16MM,SGL | CLAMP;MNFR:STAUFF HYDRAULIC ACCESSORY,PTNO:1110000840,ADDITIONAL FEATURES EN:16MM,SINGLE | 01)PRO-DRAULICS,01)1110000840,CLAMP,01)16MM,SINGLE | 1110000840 | 3000351 | STAUFF HYDRAULIC ACCESSOR
TNG-001 | Data Enrichment | PJR |  | 2023-08-28 |  |  | Mat 3_1219396 | 1219396 |  |  |  | CLAMP;STAU,1110000839,15MM,SGL | CLAMP;MNFR:STAUFF HYDRAULIC ACCESSORY,PTNO:1110000839,ADDITIONAL FEATURES EN:15MM,SINGLE | 01)PRO-DRAULICS,01)1110000839,CLAMP,01)15MM,SINGLE | 1110000839 | 3000351 | STAUFF HYDRAULIC ACCESSOR
TNG-001 | Data Enrichment | PJR |  | 2023-08-28 |  |  | Mat 3_1219395 | 1219395 |  |  |  | CLAMP;STAU,1110026930,14MM,SGL | CLAMP;MNFR:STAUFF HYDRAULIC ACCESSORY,PTNO:1110026930,ADDITIONAL FEATURES EN:14MM,SINGLE | 01)PRO-DRAULICS,01)1110026930,CLAMP,01)14MM,SINGLE | 1110026930 | 3000351 | STAUFF HYDRAULIC ACCESSOR
TNG-001 | Data Enrichment | PJR |  | 2023-08-28 |  |  | Mat 3_1219394 | 1219394 |  |  |  | CLAMP;STAU,1110000838,13.5MM,SGL | CLAMP;MNFR:STAUFF HYDRAULIC ACCESSORY,PTNO:1110000838,ADDITIONAL FEATURES EN:13.5MM,SINGLE | 01)PRO-DRAULICS,01)1110000838,CLAMP,01)13.5MM,SINGLE | 1110000838 | 3000351 | STAUFF HYDRAULIC ACCESSOR
TNG-001 | Data Enrichment | PJR |  | 2023-08-28 |  |  | Mat 3_1219393 | 1219393 |  |  |  | CLAMP;STAU,1110027948,12.7MM,SGL | CLAMP;MNFR:STAUFF HYDRAULIC ACCESSORY,PTNO:1110027948,ADDITIONAL FEATURES EN:12.7MM,SINGLE | 01)PRO-DRAULICS,01)1110027948,CLAMP,01)12.7MM,SINGLE | 1110027948 | 3000351 | STAUFF HYDRAULIC ACCESSOR
TNG-001 | Data Enrichment | PJR |  | 2023-08-28 |  |  | Mat 3_1219392 | 1219392 |  |  |  | CLAMP;STAU,1110000837,12MM,SGL | CLAMP;MNFR:STAUFF HYDRAULIC ACCESSORY,PTNO:1110000837,ADDITIONAL FEATURES EN:12MM,SINGLE | 01)PRO-DRAULICS,01)1110000837,CLAMP,01)12MM,SINGLE | 1110000837 | 3000351 | STAUFF HYDRAULIC ACCESSOR
TNG-001 | Data Enrichment | PJR |  | 2023-08-28 |  |  | Mat 3_1219391 | 1219391 |  |  |  | CLAMP;STAU,1110000836,10MM,SGL | CLAMP;MNFR:STAUFF HYDRAULIC ACCESSORY,PTNO:1110000836,ADDITIONAL FEATURES EN:10MM,SINGLE | 01)PRO-DRAULICS,01)1110000836,CLAMP,01)10MM,SINGLE | 1110000836 | 3000351 | STAUFF HYDRAULIC ACCESSOR
TNG-001 | Data Enrichment | PJR |  | 2023-08-28 |  |  | Mat 3_1219390 | 1219390 |  |  |  | CLAMP;STAU,1110031983,9.5MM,SGL | CLAMP;MNFR:STAUFF HYDRAULIC ACCESSORY,PTNO:1110031983,ADDITIONAL FEATURES EN:9.5MM,SINGLE | 01)PRO-DRAULICS,01)1110031983,CLAMP,01)9.5MM,SINGLE | 1110031983 | 3000351 | STAUFF HYDRAULIC ACCESSOR
TNG-001 | Data Enrichment | PJR |  | 2023-08-28 |  |  | Mat 3_1332990 | 1332990 |  |  |  | HOSE,FUEL;DIEC,1F.504046196 | HOSE,FUEL;MNFR:DIECI,PTNO:1F.504046196,ADDITIONAL FEATURES EN:PIPE | HOSE,FUEL,01)PIPE | 1F.504046196 | 3000511 | DIECI
TNG-001 | Data Enrichment | PJR |  | 2023-08-28 |  |  | Mat 3_1333498 | 1333498 |  |  |  | SENSOR;DIEC,BHC5014 | SENSOR;MNFR:DIECI,PTNO:BHC5014,ADDITIONAL FEATURES EN:CLOGGING FILTER | SENSOR,01)CLOGGING FILTER | BHC5014 | 3000511 | DIECI
TNG-001 | Data Enrichment | PJR |  | 2023-08-28 |  |  | Mat 3_1333653 | 1333653 |  |  |  | HOSE,ASSY;DIEC,BSH9173 | HOSE,ASSEMBLY;MNFR:DIECI,PTNO:BSH9173,ADDITIONAL FEATURES EN:REAR COOLER, RADIATOR,COVER MATERIAL:NON METALLIC | HOSE,ASSEMBLY,01)REAR COOLER, RADIATOR,COVER MATERIAL:NON METALL | BSH9173 | 3000511 | DIECI
TNG-001 | Data Enrichment | PJR |  | 2023-08-28 |  |  | Mat 3_1333350 | 1333350 |  |  |  | LIGHT,INDCTG;DIEC,BEM2022 | LIGHT,INDICATING;MNFR:DIECI,PTNO:BEM2022,ADDITIONAL FEATURES EN:LICENSE | LIGHT,INDICATING,01)LICENSE | BEM2022 | 3000511 | DIECI
TNG-001 | Data Enrichment | PJR |  | 2023-08-28 |  |  | Mat 3_1220401 | 1220401 |  |  |  | BASE;ABB,1SAP-111-100-R0170 | BASE;MNFR:ABB,PTNO:1SAP-111-100-R0170 | BASE | 1SAP-111-100-R0170 | 3000014 | ABB
TNG-001 | Data Enrichment | PJR |  | 2023-08-28 |  |  | Mat 3_1324049 | 1324049 |  |  |  | BASE;ABB,ISAP111100R0270 | BASE;MNFR:ABB,PTNO:ISAP111100R0270 | BASE | ISAP111100R0270 | 3000014 | ABB
TNG-001 | Data Enrichment | PJR |  | 2023-08-28 |  |  | Mat 3_1272987 | 1272987 |  |  |  | BASE;ABB,TB541-ETH,TRMNL,AC500 V24 SLOTS | BASE;MNFR:ABB,PTNO:TB541-ETH,ADDITIONAL FEATURES EN:TERMINAL,AC500 V24 SLOTS,ETHERNET & 2 SERIAL RS232/RS485 INTERFACE | 01)ABB AUSTRALIA PTY LTD,01)TB541-ETH,BASE,01)TERMINAL,AC500 V24 SLOTS,ET | TB541-ETH | 3000014 | ABB
TNG-001 | Data Enrichment | PJR |  | 2023-08-28 |  |  | Mat 3_1268046 | 1268046 |  |  |  | CONTACTOR;ABB,TF65-53,THERMAL OVERLOAD | CONTACTOR;MNFR:ABB,PTNO:TF65-53,ADDITIONAL FEATURES EN:THERMAL OVERLOAD 44.0-53.0 M62 FAN 37KW | 01)CNW (MOUNT ISA) ELECT WHO,01)ABBTF65-53,CONTACTOR,01)THERMAL OVERLOAD 44.0-53.0 | TF65-53 | 3000014 | ABB
TNG-001 | Data Enrichment | PJR |  | 2023-08-28 |  |  | Mat 3_1258191 | 1258191 |  |  |  | CONTACTOR;ABB,1SBL141001R8010 | CONTACTOR;MNFR:ABB,PTNO:1SBL141001R8010 | CONTACTOR | 1SBL141001R8010 | 3000014 | ABB
TNG-001 | Data Enrichment | PJR |  | 2023-08-28 |  |  | Mat 3_1267574 | 1267574 |  |  |  | CONTACTOR;ABB,AF12301013,1NO AUX 100-250 | CONTACTOR;MNFR:ABB,PTNO:AF12301013,ADDITIONAL FEATURES EN:1NO AUX 100-250VAC/DC 5.5KW 28A AC1 3P | 01)HAYMANS ELECTRICAL (SERVI,01)ABBAF12301013,CONTACTOR,01)1NO AUX 100-250VAC/DC 5.5KW | AF12301013 | 3000014 | ABB
TNG-001 | Data Enrichment | PJR |  | 2023-08-28 |  |  | Mat 3_1215899 | 1215899 |  |  |  | CONTACTOR;ABB,AF16300111 | CONTACTOR;MNFR:ABB,PTNO:AF16300111 | CONTACTOR | AF16300111 | 3000014 | ABB
TNG-001 | Data Enrichment | PJR |  | 2023-08-28 |  |  | Mat 3_1269600 | 1269600 |  |  |  | CONTACTOR;ABB,AF30300011 | CONTACTOR;MNFR:ABB,PTNO:AF30300011 | CONTACTOR | AF30300011 | 3000014 | ABB
TNG-001 | Data Enrichment | PJR |  | 2023-08-28 |  |  | Mat 3_1268044 | 1268044 |  |  |  | CONTACTOR;ABB,AF65300011,3P,37KW,20-60VD | CONTACTOR;MNFR:ABB,PTNO:AF65300011,ADDITIONAL FEATURES EN:3P,37KW,20-60VDC 2NO 2NC AUX M62 FAN | 01)CNW (MOUNT ISA) ELECT WHO,01)ABBAF65300011,CONTACTOR,01)3P,37KW,20-60VDC 2NO 2NC AU | AF65300011 | 3000014 | ABB
TNG-001 | Data Enrichment | PJR |  | 2023-08-28 |  |  | Mat 3_1325377 | 1325377 |  |  |  | CABLE;ABB,1SBN-260-216-R1001 | CABLE;MNFR:ABB,PTNO:1SBN-260-216-R1001 | CABLE | 1SBN-260-216-R1001 | 3000014 | ABB
TNG-001 | Data Enrichment | PJR |  | 2023-08-28 |  |  | Mat 3_1220400 | 1220400 |  |  |  | CABLE;ABB,1SBN-260-221-R1001 | CABLE;MNFR:ABB,PTNO:1SBN-260-221-R1001 | CABLE | 1SBN-260-221-R1001 | 3000014 | ABB
TNG-001 | Data Enrichment | PJR |  | 2023-08-28 |  |  | Mat 3_1324336 | 1324336 |  |  |  | SWITCH;ABB,OTP 16K3M | SWITCH;MNFR:ABB,PTNO:OTP 16K3M | SWITCH | OTP 16K3M | 3000014 | ABB
TNG-001 | Data Enrichment | PJR |  | 2023-08-28 |  |  | Mat 3_1267568 | 1267568 |  |  |  | SWITCH,DISCON;ABB,OT250E03P,250A DIRECT | SWITCH,DISCONNECT;MNFR:ABB,PTNO:OT250E03P,ADDITIONAL FEATURES EN:250A DIRECT HANDLE | 01)CNW (MOUNT ISA) ELECT WHO,01)ABBOT250E03P,SWITCH,DISCONNECT,01)250A DIRECT HANDLE | OT250E03P | 3000014 | ABB
TNG-001 | Data Enrichment | PJR |  | 2023-08-28 |  |  | Mat 3_1335494 | 1335494 |  |  |  | SWITCH;ABB,OT200E03P | SWITCH;MNFR:ABB,PTNO:OT200E03P | SWITCH | OT200E03P | 3000014 | ABB
TNG-001 | Data Enrichment | PJR |  | 2023-08-28 |  |  | Mat 3_1210713 | 1210713 |  |  |  | SWITCH;ABB,OT315E03P | SWITCH;MNFR:ABB,PTNO:OT315E03P | SWITCH | OT315E03P | 3000014 | ABB
TNG-001 | Data Enrichment | PJR |  | 2023-08-28 |  |  | Mat 3_1243907 | 1243907 |  |  |  | ZZ - REPLACED BY 1353371 | SWITCH,DISCONNECT;MNFR:ABB,PTNO:OT400E03P,ADDITIONAL FEATURES EN:690 V,400 A AC,23 A ITH,400,A,50 TO 60 HZ,IEC,60947-3 UI | SWITCH,DISCONNECT,01)690 V,400 A AC,23 A ITH,400,02)A,50 TO 60 HZ,IEC,03)60947-3 UI,01)690 V,400 A CA,23 A ITH,400,02)A,50 A 60 HZ,CEI 60947-3 UI | OT400E03P | 3000014 | ABB
TNG-001 | Data Enrichment | PJR |  | 2023-08-28 |  |  | Mat 3_1215374 | 1215374 |  |  |  | SWITCH;ABB,OT630E03P | SWITCH;MNFR:ABB,PTNO:OT630E03P | SWITCH | OT630E03P | 3000014 | ABB
TNG-001 | Data Enrichment | PJR |  | 2023-08-28 |  |  | Mat 3_1217757 | 1217757 |  |  |  | SWITCH,DISCON;ABB,ABBOT315E12P,ISLR | SWITCH,DISCONNECT;MNFR:ABB,PTNO:ABBOT315E12P,ADDITIONAL FEATURES EN:ISOLATOR | 01)CNW (MOUNT ISA) ELECT WHO,01)ABBOT315E12P,SWITCH,DISCONNECT,01)ISOLATOR | ABBOT315E12P | 3000014 | ABB
TNG-001 | Data Enrichment | PJR |  | 2023-08-28 |  |  | Mat 3_1217642 | 1217642 |  |  |  | SWITCH,DISCON;ABB,1SCA022736R8840,OT315- | SWITCH,DISCONNECT;MNFR:ABB,PTNO:1SCA022736R8840,ADDITIONAL FEATURES EN:OT315-OT400 | 01)CRISTAUDO'S INDUSTRIAL EL,01)OTS400G1L/3,SWITCH,DISCONNECT,01)OT315-OT400 | 1SCA022736R8840 | 3000014 | ABB
TNG-001 | Data Enrichment | PJR |  | 2023-08-28 |  |  | Mat 3_1245969 | 1245969 |  |  |  | SWITCH;ABB,OT630E12P | SWITCH;MNFR:ABB,PTNO:OT630E12P | SWITCH | OT630E12P | 3000014 | ABB
TNG-001 | Data Enrichment | PJR |  | 2023-08-28 |  |  | Mat 3_1219127 | 1219127 |  |  |  | SWITCH;ABB,OT250E03CP,CHANGE-OVER,250 A | SWITCH;MNFR:ABB,PTNO:OT250E03CP,ADDITIONAL FEATURES EN:CHANGE-OVER,250 A,3P 250 AC23/140KW | 01)CNW (MOUNT ISA) ELECT WHO,01)ABBOT250E03CP,SWITCH,01)CHANGE-OVER,250 A,02)3P 250 AC23/140KW | OT250E03CP | 3000014 | ABB
TNG-001 | Data Enrichment | PJR |  | 2023-08-28 |  |  | Mat 3_1219126 | 1219126 |  |  |  | SWITCH;ABB,OT200E03CP,CHANGE-OVER,200 A | SWITCH;MNFR:ABB,PTNO:OT200E03CP,ADDITIONAL FEATURES EN:CHANGE-OVER,200 A,3P 200 AC23/110KW | 01)CNW (MOUNT ISA) ELECT WHO,01)ABBOT200E03CP,SWITCH,01)CHANGE-OVER,200 A,02)3P 200 AC23/110KW | OT200E03CP | 3000014 | ABB
TNG-001 | Data Enrichment | PJR |  | 2023-08-28 |  |  | Mat 3_1219125 | 1219125 |  |  |  | SWITCH;ABB,OT160E03CP,CHANGOVER,160A | SWITCH;MNFR:ABB,PTNO:OT160E03CP,ADDITIONAL FEATURES EN:CHANGOVER,160A | 01)CNW (MOUNT ISA) ELECT WHO,01)ABBOT160E03CP,SWITCH,01)CHANGOVER,160A | OT160E03CP | 3000014 | ABB
TNG-001 | Data Enrichment | PJR |  | 2023-08-28 |  |  | Mat 3_1219128 | 1219128 |  |  |  | SWITCH;ABB,OT315E03CP,CHANGE-OVER,STB,LB | SWITCH;MNFR:ABB,PTNO:OT315E03CP,ADDITIONAL FEATURES EN:CHANGE-OVER,STB,LB,LOAD BREAK SW | 01)CNW (MOUNT ISA) ELECT WHO,01)ABBOT315E03CP,SWITCH,01)CHANGE-OVER,02)STB,LB,LOAD BREAK SW | OT315E03CP | 3000014 | ABB
TNG-001 | Data Enrichment | PJR |  | 2023-08-28 |  |  | Mat 3_1324337 | 1324337 |  |  |  | SWITCH;ABB,OT16FT3 | SWITCH;MNFR:ABB,PTNO:OT16FT3 | SWITCH | OT16FT3 | 3000014 | ABB
TNG-001 | Data Enrichment | PJR |  | 2023-08-28 |  |  | Mat 3_1324721 | 1324721 |  |  |  | SWITCH;ABB,OT100F3 | SWITCH;MNFR:ABB,PTNO:OT100F3 | SWITCH | OT100F3 | 3000014 | ABB
TNG-001 | Data Enrichment | PJR |  | 2023-08-28 |  |  | Mat 3_1324678 | 1324678 |  |  |  | SWITCH;ABB,OT125F3 | SWITCH;MNFR:ABB,PTNO:OT125F3 | SWITCH | OT125F3 | 3000014 | ABB
TNG-001 | Data Enrichment | PJR |  | 2023-08-28 |  |  | Mat 3_1211093 | 1211093 |  |  |  | SWITCH;ABB,OT63F3 | SWITCH;MNFR:ABB,PTNO:OT63F3 | 01)CNW (MOUNT ISA) ELECT WHO,01)OT63F3,SWITCH | OT63F3 | 3000014 | ABB
TNG-001 | Data Enrichment | PJR |  | 2023-08-28 |  |  | Mat 3_1267080 | 1267080 |  |  |  | SWITCH;ABB,OT63F4N2,ISLR,4P,63A,DIN RAIL | SWITCH;MNFR:ABB,PTNO:OT63F4N2,ADDITIONAL FEATURES EN:ISOLATOR,4P,63A,DIN RAIL NON FUSED | 01)CNW (MOUNT ISA) ELECT WHO,01)ABBOT63F4N2,SWITCH,01)ISOLATOR,4P,63A,DIN RAIL NO | OT63F4N2 | 3000014 | ABB
TNG-001 | Data Enrichment | PJR |  | 2023-08-28 |  |  | Mat 3_1335512 | 1335512 |  |  |  | BREAKER,EARTH LEAK;ABB,1SDA038312R1 | BREAKER,EARTH LEAKAGE;MNFR:ABB,PTNO:1SDA038312R1 | BREAKER,EARTH LEAKAGE | 1SDA038312R1 | 3000014 | ABB
TNG-001 | Data Enrichment | PJR |  | 2023-08-28 |  |  | Mat 3_1333351 | 1333351 |  |  |  | SWITCH,SELECT;DIEC,1P.P9MSCX0Z95 | SWITCH,SELECTOR;MNFR:DIECI,PTNO:1P.P9MSCX0Z95 ,ADDITIONAL FEATURES EN:NUMBER OF POSITIONS:4,ENCLOSURE:IP66,OPERATOR KEY,SIZE:WD 29.7 X HT 44.5 X DP 68.4 MM,PTNO:01) 1P.P9MSCX0Z95 | SWITCH,SELECTOR,01)NUMBER OF POSITIONS:4,ENCLOSURE:IP66,OPERATOR K | 1P.P9MSCX0Z95 | 3000511 | DIECI
TNG-001 | Data Enrichment | PJR |  | 2023-08-28 |  |  | Mat 3_1241230 | 1241230 |  |  |  | SWITCH,PUSBTTN;ABB,MP1-10R,RED BTN | SWITCH,PUSHBUTTON;MNFR:ABB,PTNO:MP1-10R,ADDITIONAL FEATURES EN:RED BUTTON | 01)W63LU,SWITCH,PUSHBUTTON,01)RED BUTTON,01)BOUTON ROUGE | MP1-10R | 3000014 | ABB
TNG-001 | Data Enrichment | PJR |  | 2023-08-28 |  |  | Mat 3_1321638 | 1321638 |  |  |  | SWITCH;ABB,1SFA 611 210 R1006 | SWITCH;MNFR:ABB,PTNO:1SFA 611 210 R1006 | SWITCH | 1SFA 611 210 R1006 | 3000014 | ABB
TNG-001 | Data Enrichment | PJR |  | 2023-08-28 |  |  | Mat 3_1324354 | 1324354 |  |  |  | SWITCH;ABB,1SFA 611 210 R1108 | SWITCH;MNFR:ABB,PTNO:1SFA 611 210 R1108 | SWITCH | 1SFA 611 210 R1108 | 3000014 | ABB
TNG-001 | Data Enrichment | PJR |  | 2023-08-28 |  |  | Mat 3_1321637 | 1321637 |  |  |  | SWITCH;ABB,1SFA 611 211 R1006 | SWITCH;MNFR:ABB,PTNO:1SFA 611 211 R1006 | SWITCH | 1SFA 611 211 R1006 | 3000014 | ABB
TNG-001 | Data Enrichment | PJR |  | 2023-08-28 |  |  | Mat 3_1324353 | 1324353 |  |  |  | SWITCH;ABB,1SFA 611 211 R1108 | SWITCH;MNFR:ABB,PTNO:1SFA 611 211 R1108 | SWITCH | 1SFA 611 211 R1108 | 3000014 | ABB
TNG-001 | Data Enrichment | PJR |  | 2023-08-28 |  |  | Mat 3_1324352 | 1324352 |  |  |  | SWITCH;ABB,1SFA 611 280 R1001 | SWITCH;MNFR:ABB,PTNO:1SFA 611 280 R1001 | SWITCH | 1SFA 611 280 R1001 | 3000014 | ABB
TNG-001 | Data Enrichment | PJR |  | 2023-08-28 |  |  | Mat 3_1324602 | 1324602 |  |  |  | SWITCH;ABB,1SFA 611 281 R2001 | SWITCH;MNFR:ABB,PTNO:1SFA 611 281 R2001 | SWITCH | 1SFA 611 281 R2001 | 3000014 | ABB
TNG-001 | Data Enrichment | PJR |  | 2023-08-28 |  |  | Mat 3_1211663 | 1211663 |  |  |  | SWITCH,SELECT;ABB,1SFA611281R2011 | SWITCH,SELECT;MNFR:ABB,PTNO:1SFA611281R2011 |  | 1SFA611281R2011 | 3000014 | ABB
TNG-001 | Data Enrichment | PJR |  | 2023-08-28 |  |  | Mat 3_1220392 | 1220392 |  |  |  | SWITCH;ABB,1SFA 611 282 R1001 | SWITCH;MNFR:ABB,PTNO:1SFA 611 282 R1001 | SWITCH | 1SFA 611 282 R1001 | 3000014 | ABB
TNG-001 | Data Enrichment | PJR |  | 2023-08-28 |  |  | Mat 3_1324351 | 1324351 |  |  |  | SWITCH;ABB,1SFA 611 284 R1001 | SWITCH;MNFR:ABB,PTNO:1SFA 611 284 R1001 | SWITCH | 1SFA 611 284 R1001 | 3000014 | ABB
TNG-001 | Data Enrichment | PJR |  | 2023-08-28 |  |  | Mat 3_1324350 | 1324350 |  |  |  | SWITCH;ABB,1SFA 611 286 R1001 | SWITCH;MNFR:ABB,PTNO:1SFA 611 286 R1001 | SWITCH | 1SFA 611 286 R1001 | 3000014 | ABB
TNG-001 | Data Enrichment | PJR |  | 2023-08-28 |  |  | Mat 3_1324349 | 1324349 |  |  |  | SWITCH;ABB,1SFA 611 605 R1101 | SWITCH;MNFR:ABB,PTNO:1SFA 611 605 R1101 | SWITCH | 1SFA 611 605 R1101 | 3000014 | ABB
TNG-001 | Data Enrichment | PJR |  | 2023-08-28 |  |  | Mat 3_1324348 | 1324348 |  |  |  | SWITCH;ABB,1SFA 611 605 R1102 | SWITCH;MNFR:ABB,PTNO:1SFA 611 605 R1102 | SWITCH | 1SFA 611 605 R1102 | 3000014 | ABB
TNG-001 | Data Enrichment | PJR |  | 2023-08-28 |  |  | Mat 3_1324347 | 1324347 |  |  |  | SWITCH;ABB,1SFA 611 605 R1110 | SWITCH;MNFR:ABB,PTNO:1SFA 611 605 R1110 | SWITCH | 1SFA 611 605 R1110 | 3000014 | ABB
TNG-001 | Data Enrichment | PJR |  | 2023-08-28 |  |  | Mat 3_1324346 | 1324346 |  |  |  | SWITCH;ABB,1SFA 611 605 R1201 | SWITCH;MNFR:ABB,PTNO:1SFA 611 605 R1201 | SWITCH | 1SFA 611 605 R1201 | 3000014 | ABB
TNG-001 | Data Enrichment | PJR |  | 2023-08-28 |  |  | Mat 3_1324356 | 1324356 |  |  |  | SWITCH;ABB,1SFA 611 610 R1001 | SWITCH;MNFR:ABB,PTNO:1SFA 611 610 R1001 | SWITCH | 1SFA 611 610 R1001 | 3000014 | ABB
TNG-001 | Data Enrichment | PJR |  | 2023-08-28 |  |  | Mat 3_1273264 | 1273264 |  |  |  | CABLE,F/OPT;ABB,1SFA664003R1200,DET,ARCT | CABLE,FIBER OPTIC;MNFR:ABB,PTNO:1SFA664003R1200,ADDITIONAL FEATURES EN:DETECTOR,ARC GURAD,TVOC-2 |  | 1SFA664003R1200 | 3000014 | ABB
TNG-001 | Data Enrichment | PJR |  | 2023-08-28 |  |  | Mat 3_1272638 | 1272638 |  |  |  | CABLE,F/OPT;ABB,1SFA664004R1005,TVOC-2_O | CABLE,FIBER OPTIC;MNFR:ABB,PTNO:1SFA664004R1005,ADDITIONAL FEATURES EN:TVOC-2_OP05 | 01)ABB AUSTRALIA PTY LTD,01)1SFA664004R1005,CABLE,FIBER OPTIC,01)TVOC-2_OP05 | 1SFA664004R1005 | 3000014 | ABB
TNG-001 | Data Enrichment | PJR |  | 2023-08-28 |  |  | Mat 3_1217631 | 1217631 |  |  |  | CONTACTOR,ELEC;ABB,AF146301111,60VAC/20- | CONTACTOR,ELECTRICAL;MNFR:ABB,PTNO:AF146301111,ADDITIONAL FEATURES EN:60VAC/20-.60VDC | 01)CRISTAUDO'S INDUSTRIAL EL,01)AF146301111,CONTACTOR,ELECTRICAL,01)60VAC/20-.60VDC | AF146301111 | 3000014 | ABB
TNG-001 | Data Enrichment | PJR |  | 2023-08-28 |  |  | Mat 3_1215536 | 1215536 |  |  |  | CONTACTOR;ABB,AF190-30-11-11 | CONTACTOR;MNFR:ABB,PTNO:AF190-30-11-11 | CONTACTOR | AF190-30-11-11 | 3000014 | ABB
TNG-001 | Data Enrichment | PJR |  | 2023-08-28 |  |  | Mat 3_1217632 | 1217632 |  |  |  | CONTACTOR,ELEC;ABB,CEL19-10,AF116-AF370 | CONTACTOR,ELECTRICAL;MNFR:ABB,PTNO:CEL19-10,ADDITIONAL FEATURES EN:AF116-AF370,1NO,LOW CURRENT | 01)CRISTAUDO'S INDUSTRIAL EL,01)CEL19-10,CONTACTOR,ELECTRICAL,01)AF116-AF370,1NO,LOW CURRENT | CEL19-10 | 3000014 | ABB
TNG-001 | Data Enrichment | PJR |  | 2023-08-28 |  |  | Mat 3_1217638 | 1217638 |  |  |  | CONTACTOR,ELEC;ABB,LT140-30L,SHRD,TRMNL | CONTACTOR,ELECTRICAL;MNFR:ABB,PTNO:LT140-30L,ADDITIONAL FEATURES EN:SHROUD,TERMINAL,AF116 - AF146 | 01)CRISTAUDO'S INDUSTRIAL EL,01)LT140-30L,CONTACTOR,ELECTRICAL,01)SHROUD,TERMINAL,AF116 - AF1 | LT140-30L | 3000014 | ABB
TNG-001 | Data Enrichment | PJR |  | 2023-08-28 |  |  | Mat 3_1217639 | 1217639 |  |  |  | CONTACTOR,ELEC;ABB,LT20530L,SHRD,TRMNL,A | CONTACTOR,ELECTRICAL;MNFR:ABB,PTNO:LT20530L,ADDITIONAL FEATURES EN:SHROUD,TERMINAL,AF190-205 | 01)CRISTAUDO'S INDUSTRIAL EL,01)LT20530L,CONTACTOR,ELECTRICAL,01)SHROUD,TERMINAL,AF190-205 | LT20530L | 3000014 | ABB
TNG-001 | Data Enrichment | PJR |  | 2023-08-28 |  |  | Mat 3_1325259 | 1325259 |  |  |  | CABLE;ABB,26390603-E | CABLE;MNFR:ABB,PTNO:26390603-E | CABLE | 26390603-E | 3000014 | ABB
TNG-001 | Data Enrichment | PJR |  | 2023-08-28 |  |  | Mat 3_1325258 | 1325258 |  |  |  | CABLE;ABB,26390603-U | CABLE;MNFR:ABB,PTNO:26390603-U | CABLE | 26390603-U | 3000014 | ABB
TNG-001 | Data Enrichment | PJR |  | 2023-08-28 |  |  | Mat 3_1324366 | 1324366 |  |  |  | BREAKER;ABB,2CDS251001R0064 | BREAKER;MNFR:ABB,PTNO:2CDS251001R0064 | BREAKER | 2CDS251001R0064 | 3000014 | ABB
TNG-001 | Data Enrichment | PJR |  | 2023-08-28 |  |  | Mat 3_1274046 | 1274046 |  |  |  | BREAKER;ABB,S201C6 | BREAKER;MNFR:ABB,PTNO:S201C6 | BREAKER | S201C6 | 3000014 | ABB
TNG-001 | Data Enrichment | PJR |  | 2023-08-28 |  |  | Mat 3_1215377 | 1215377 |  |  |  | BREAKER;ABB,S201C10 | BREAKER;MNFR:ABB,PTNO:S201C10 | BREAKER | S201C10 | 3000014 | ABB
TNG-001 | Data Enrichment | PJR |  | 2023-08-28 |  |  | Mat 3_1324435 | 1324435 |  |  |  | BREAKER;ABB,S271-K0.5 | BREAKER;MNFR:ABB,PTNO:S271-K0.5 | BREAKER | S271-K0.5 | 3000014 | ABB
TNG-001 | Data Enrichment | PJR |  | 2023-08-28 |  |  | Mat 3_1324404 | 1324404 |  |  |  | BREAKER;ABB,2CDS-252-001-R0024 | BREAKER;MNFR:ABB,PTNO:2CDS-252-001-R0024 | BREAKER | 2CDS-252-001-R0024 | 3000014 | ABB
TNG-001 | Data Enrichment | PJR |  | 2023-08-28 |  |  | Mat 3_1216484 | 1216484 |  |  |  | BREAKER;ABB,2CDS 252 001 R0044 | BREAKER;MNFR:ABB,PTNO:2CDS 252 001 R0044 | BREAKER | 2CDS 252 001 R0044 | 3000014 | ABB
TNG-001 | Data Enrichment | PJR |  | 2023-08-28 |  |  | Mat 3_1216485 | 1216485 |  |  |  | BREAKER;ABB,2CDS 252 001 R0064 | BREAKER;MNFR:ABB,PTNO:2CDS 252 001 R0064 | BREAKER | 2CDS 252 001 R0064 | 3000014 | ABB
TNG-001 | Data Enrichment | PJR |  | 2023-08-28 |  |  | Mat 3_1216483 | 1216483 |  |  |  | BREAKER;ABB,2CDS 252 001 R0104 | BREAKER;MNFR:ABB,PTNO:2CDS 252 001 R0104 | BREAKER | 2CDS 252 001 R0104 | 3000014 | ABB
TNG-001 | Data Enrichment | PJR |  | 2023-08-28 |  |  | Mat 3_1216486 | 1216486 |  |  |  | BREAKER;ABB,2CDS 252 001 R0134 | BREAKER;MNFR:ABB,PTNO:2CDS 252 001 R0134 | BREAKER | 2CDS 252 001 R0134 | 3000014 | ABB
TNG-001 | Data Enrichment | PJR |  | 2023-08-28 |  |  | Mat 3_1215344 | 1215344 |  |  |  | BREAKER;ABB,S201MC4 | BREAKER;MNFR:ABB,PTNO:S201MC4 | BREAKER | S201MC4 | 3000014 | ABB
TNG-001 | Data Enrichment | PJR |  | 2023-08-28 |  |  | Mat 3_1215343 | 1215343 |  |  |  | BREAKER;ABB,S201MC10 | BREAKER;MNFR:ABB,PTNO:S201MC10 | BREAKER | S201MC10 | 3000014 | ABB
TNG-001 | Data Enrichment | PJR |  | 2023-08-28 |  |  | Mat 3_1324360 | 1324360 |  |  |  | BREAKER;ABB,2CDS 272 001 R0044 | BREAKER;MNFR:ABB,PTNO:2CDS 272 001 R0044 | BREAKER | 2CDS 272 001 R0044 | 3000014 | ABB
TNG-001 | Data Enrichment | PJR |  | 2023-08-28 |  |  | Mat 3_1211407 | 1211407 |  |  |  | BREAKER;ABB,2CDS 272 001 R0104 | BREAKER;MNFR:ABB,PTNO:2CDS 272 001 R0104 | BREAKER | 2CDS 272 001 R0104 | 3000014 | ABB
TNG-001 | Data Enrichment | PJR |  | 2023-08-28 |  |  | Mat 3_1215345 | 1215345 |  |  |  | BREAKER;ABB,S203MC10 | BREAKER;MNFR:ABB,PTNO:S203MC10 | BREAKER | S203MC10 | 3000014 | ABB
TNG-001 | Data Enrichment | PJR |  | 2023-08-28 |  |  | Mat 3_1215342 | 1215342 |  |  |  | BREAKER;ABB,S203MC63 | BREAKER;MNFR:ABB,PTNO:S203MC63 | BREAKER | S203MC63 | 3000014 | ABB
TNG-001 | Data Enrichment | PJR |  | 2023-08-28 |  |  | Mat 3_1217621 | 1217621 |  |  |  | SWITCH,SAFTY;ABB,JSTD1A,SAFEBALL,2M CABL | SWITCH,SAFETY;MNFR:ABB,PTNO:JSTD1A,ADDITIONAL FEATURES EN:SAFEBALL,2M CABLE | 01)SHERRIFF ELECTRICAL SUPPL,01)JSTD1A,SWITCH,SAFETY,01)SAFEBALL,2M CABLE | JSTD1A | 3000014 | ABB
TNG-001 | Data Enrichment | PJR |  | 2023-08-28 |  |  | Mat 3_1274289 | 1274289 |  |  |  | BOX;ABB,2TLA050220R0222 | BOX;MNFR:ABB,PTNO:2TLA050220R0222 | BOX | ZZ - 2TLA050220R0222 | 3000014 | ABB
TNG-001 | Data Enrichment | PJR |  | 2023-08-28 |  |  | Mat 3_1266921 | 1266921 |  |  |  | SWITCH,PUSBTTN;ABB,2TLA050220R0222,ESTOP | SWITCH,PUSHBUTTON;MNFR:ABB,PTNO:2TLA050220R0222,ADDITIONAL FEATURES EN:ESTOP ESTRONGZ 2NC/2NO,M20,SS,LED | 01)CNW (MOUNT ISA) ELECT WHO,01)2TLA050220R0222,SWITCH,PUSHBUTTON,01)ESTOP ESTRONGZ 2NC/2NO,M20 | 2TLA050220R0222 | 3000014 | ABB
TNG-001 | Data Enrichment | PJR |  | 2023-08-28 |  |  | Mat 3_1258184 | 1258184 |  |  |  | FUSE;ABB,3ADC770030P0001 | FUSE;MNFR:ABB,PTNO:3ADC770030P0001 | FUSE | 3ADC770030P0001 | 3000014 | ABB
TNG-001 | Data Enrichment | PJR |  | 2023-08-28 |  |  | Mat 3_1258198 | 1258198 |  |  |  | CARD;ABB,3ADT200007R0101 | CARD;MNFR:ABB,PTNO:3ADT200007R0101 | CARD | 3ADT200007R0101 | 3000014 | ABB
TNG-001 | Data Enrichment | PJR |  | 2023-08-28 |  |  | Mat 3_1335490 | 1335490 |  |  |  | BOARD;ABB,3ADT220090R0014 | BOARD;MNFR:ABB,PTNO:3ADT220090R0014 | BOARD | 3ADT220090R0014 | 3000014 | ABB
TNG-001 | Data Enrichment | PJR |  | 2023-08-28 |  |  | Mat 3_1335489 | 1335489 |  |  |  | BOARD;ABB,3ADT220090R0020 | BOARD;MNFR:ABB,PTNO:3ADT220090R0020 | BOARD | 3ADT220090R0020 | 3000014 | ABB
TNG-001 | Data Enrichment | PJR |  | 2023-08-28 |  |  | Mat 3_1335483 | 1335483 |  |  |  | BOARD;ABB,3ADT220134R0001 | BOARD;MNFR:ABB,PTNO:3ADT220134R0001 | BOARD | 3ADT220134R0001 | 3000014 | ABB
TNG-001 | Data Enrichment | PJR |  | 2023-08-28 |  |  | Mat 3_1335488 | 1335488 |  |  |  | CABLE;ABB,3ADT693573R0002 | CABLE;MNFR:ABB,PTNO:3ADT693573R0002 | CABLE | 3ADT693573R0002 | 3000014 | ABB
TNG-001 | Data Enrichment | PJR |  | 2023-08-28 |  |  | Mat 3_1335487 | 1335487 |  |  |  | CABLE;ABB,3ADT693574P0001 | CABLE;MNFR:ABB,PTNO:3ADT693574P0001 | CABLE | 3ADT693574P0001 | 3000014 | ABB
TNG-001 | Data Enrichment | PJR |  | 2023-08-28 |  |  | Mat 3_1335479 | 1335479 |  |  |  | FUSE;ABB,3ADV050092P0015 | FUSE;MNFR:ABB,PTNO:3ADV050092P0015 | FUSE | 3ADV050092P0015 | 3000014 | ABB
TNG-001 | Data Enrichment | PJR |  | 2023-08-28 |  |  | Mat 3_1211243 | 1211243 |  |  |  | HEAT EXCHANGER;ABB,LT-5165 | HEAT EXCHANGER;MNFR:ABB,PTNO:LT-5165 | HEAT EXCHANGER | LT-5165 | 3000014 | ABB
TNG-001 | Data Enrichment | PJR |  | 2023-08-28 |  |  | Mat 3_1325342 | 1325342 |  |  |  | CARD;ABB,3BHE004573R0142 | CARD;MNFR:ABB,PTNO:3BHE004573R0142 | CARD | 3BHE004573R0142 | 3000014 | ABB
TNG-001 | Data Enrichment | PJR |  | 2023-08-28 |  |  | Mat 3_1325341 | 1325341 |  |  |  | CARD;ABB,3BHE004573R0143 | CARD;MNFR:ABB,PTNO:3BHE004573R0143 | CARD | 3BHE004573R0143 | 3000014 | ABB
TNG-001 | Data Enrichment | PJR |  | 2023-08-28 |  |  | Mat 3_1325400 | 1325400 |  |  |  | CARD;ABB,DI620 | CARD;MNFR:ABB,PTNO:DI620 | CARD | DI620 | 3000014 | ABB
TNG-001 | Data Enrichment | PJR |  | 2023-08-28 |  |  | Mat 3_1325404 | 1325404 |  |  |  | CARD;ABB,AI620 | CARD;MNFR:ABB,PTNO:AI620 | CARD | AI620 | 3000014 | ABB
TNG-001 | Data Enrichment | PJR |  | 2023-08-28 |  |  | Mat 3_1325399 | 1325399 |  |  |  | CARD;ABB,DO620 | CARD;MNFR:ABB,PTNO:DO620 | CARD | DO620 | 3000014 | ABB
TNG-001 | Data Enrichment | PJR |  | 2023-08-28 |  |  | Mat 3_1325401 | 1325401 |  |  |  | CARD;ABB,3BHT300016R1 | CARD;MNFR:ABB,PTNO:3BHT300016R1 | CARD | 3BHT300016R1 | 3000014 | ABB
TNG-001 | Data Enrichment | PJR |  | 2023-08-28 |  |  | Mat 3_1325402 | 1325402 |  |  |  | CARD;ABB,3BHT300051R1 | CARD;MNFR:ABB,PTNO:3BHT300051R1 | CARD | 3BHT300051R1 | 3000014 | ABB
TNG-001 | Data Enrichment | PJR |  | 2023-08-28 |  |  | Mat 3_1323618 | 1323618 |  |  |  | CABLE;ABB,3BSC 630 197 R1 | CABLE;MNFR:ABB,PTNO:3BSC 630 197 R1 | CABLE | 3BSC 630 197 R1 | 3000014 | ABB
TNG-001 | Data Enrichment | PJR |  | 2023-08-28 |  |  | Mat 3_1323617 | 1323617 |  |  |  | CABLE;ABB,3BSC 950 107 R1 | CABLE;MNFR:ABB,PTNO:3BSC 950 107 R1 | CABLE | 3BSC 950 107 R1 | 3000014 | ABB
TNG-001 | Data Enrichment | PJR |  | 2023-08-28 |  |  | Mat 3_1211662 | 1211662 |  |  |  | TERMINATOR;ABB,3BSC950194R1 | TERMINATOR;MNFR:ABB,PTNO:3BSC950194R1 |  | 3BSC950194R1 | 3000014 | ABB
TNG-001 | Data Enrichment | PJR |  | 2023-08-28 |  |  | Mat 3_1324365 | 1324365 |  |  |  | TERMINATOR;ABB,3BSC950263R1 | TERMINATOR;MNFR:ABB,PTNO:3BSC950263R1 | TERMINATOR | 3BSC950263R1 | 3000014 | ABB
TNG-001 | Data Enrichment | PJR |  | 2023-08-28 |  |  | Mat 3_1258297 | 1258297 |  |  |  | CARD;ABB,RF615K01 AC110 I/0 RACK | CARD;MNFR:ABB,PTNO:RF615K01 AC110 I/0 RACK | CARD | RF615K01 AC110 I/0 RACK | 3000014 | ABB
TNG-001 | Data Enrichment | PJR |  | 2023-08-28 |  |  | Mat 3_1213619 | 1213619 |  |  |  | CARD;ABB,3BSE001552R1 | CARD;MNFR:ABB,PTNO:3BSE001552R1 | CARD | 3BSE001552R1 | 3000014 | ABB
TNG-001 | Data Enrichment | PJR |  | 2023-08-28 |  |  | Mat 3_1325406 | 1325406 |  |  |  | CARD;ABB,SDCS-IOB-3 | CARD;MNFR:ABB,PTNO:SDCS-IOB-3 | CARD | SDCS-IOB-3 | 3000014 | ABB
TNG-001 | Data Enrichment | PJR |  | 2023-08-28 |  |  | Mat 3_1330065 | 1330065 |  |  |  | CARD;ABB,SDCS-PIN-48-COAT | CARD;MNFR:ABB,PTNO:SDCS-PIN-48-COAT | CARD | SDCS-PIN-48-COAT | 3000014 | ABB
TNG-001 | Data Enrichment | PJR |  | 2023-08-28 |  |  | Mat 3_1213609 | 1213609 |  |  |  | CARD;ABB,SDCS-COM-1 | CARD;MNFR:ABB,PTNO:SDCS-COM-1 | CARD | SDCS-COM-1 | 3000014 | ABB
TNG-001 | Data Enrichment | PJR |  | 2023-08-28 |  |  | Mat 3_1325407 | 1325407 |  |  |  | CARD;ABB,SDCS-IOB-21 | CARD;MNFR:ABB,PTNO:SDCS-IOB-21 | CARD | SDCS-IOB-21 | 3000014 | ABB
TNG-001 | Data Enrichment | PJR |  | 2023-08-28 |  |  | Mat 3_1241350 | 1241350 |  |  |  | CARD;ABB,3BSE008508R1,DGTL,INP S800 I/O | CARD;MNFR:ABB,PTNO:3BSE008508R1,ADDITIONAL FEATURES EN:DIGITAL,INPUT S800 I/O 16CH | CARD,01)DIGITAL,INPUT,02)S800 I/O 16CH,01)DIGITAL,INPUT,02)S800 I/O 16CH | 3BSE008508R1 | 3000014 | ABB
TNG-001 | Data Enrichment | PJR |  | 2023-08-28 |  |  | Mat 3_1241945 | 1241945 |  |  |  | CARD;ABB,3BSE008544R1,ANLG INP,S800,AI | CARD;MNFR:ABB,PTNO:3BSE008544R1,ADDITIONAL FEATURES EN:ANALOG INPUT,S800,AI 820,4 CHANNEL | 01)W63LU,CARD,01)ANALOG INPUT,S800,AI,02)820,4 CHANNEL,01)ENTREE ANALOGIQUE,S800,AI,02)820,4 CHANNEL | 3BSE008544R1 | 3000014 | ABB
TNG-001 | Data Enrichment | PJR |  | 2023-08-28 |  |  | Mat 3_1241349 | 1241349 |  |  |  | CARD;ABB,3BSE008546R1,BAS,S800 2X8 50 V | CARD;MNFR:ABB,PTNO:3BSE008546R1,ADDITIONAL FEATURES EN:BASE,S800 2X8 50 V | CARD,01)BASE,S800 2X8 50 V,01)BASE,S800 2X8 50 V | 3BSE008546R1 | 3000014 | ABB
TNG-001 | Data Enrichment | PJR |  | 2023-08-28 |  |  | Mat 3_1275615 | 1275615 |  |  |  | INTERFACE;ABB,3BSE018103R1 | INTERFACE;MNFR:ABB,PTNO:3BSE018103R1 | INTERFACE | 3BSE018103R1 | 3000014 | ABB
TNG-001 | Data Enrichment | PJR |  | 2023-08-28 |  |  | Mat 3_1217493 | 1217493 |  |  |  | INTERFACE;ABB,3BSE022366R1 | INTERFACE;MNFR:ABB,PTNO:3BSE022366R1 | INTERFACE | 3BSE022366R1 | 3000014 | ABB
TNG-001 | Data Enrichment | PJR |  | 2023-08-28 |  |  | Mat 3_1325606 | 1325606 |  |  |  | INTERFACE;ABB,3BSE026055R1 | INTERFACE;MNFR:ABB,PTNO:3BSE026055R1 | INTERFACE | 3BSE026055R1 | 3000014 | ABB
TNG-001 | Data Enrichment | PJR |  | 2023-08-28 |  |  | Mat 3_1211528 | 1211528 |  |  |  | CARD;ABB,3BSE028586R1 | CARD;MNFR:ABB,PTNO:3BSE028586R1 | CARD | 3BSE028586R1 | 3000014 | ABB
TNG-001 | Data Enrichment | PJR |  | 2023-08-28 |  |  | Mat 3_1211529 | 1211529 |  |  |  | CARD;ABB,3BSE028602R1 | CARD;MNFR:ABB,PTNO:3BSE028602R1 | CARD | 3BSE028602R1 | 3000014 | ABB
TNG-001 | Data Enrichment | PJR |  | 2023-08-28 |  |  | Mat 3_1258571 | 1258571 |  |  |  | INTERFACE;ABB,3BSE030220R1 | INTERFACE;MNFR:ABB,PTNO:3BSE030220R1 | INTERFACE | 3BSE030220R1 | 3000014 | ABB
TNG-001 | Data Enrichment | PJR |  | 2023-08-28 |  |  | Mat 3_1211717 | 1211717 |  |  |  | TERMINATOR;ABB,3BSE039025R1 | TERMINATOR;MNFR:ABB,PTNO:3BSE039025R1 | TERMINATOR | 3BSE039025R1 | 3000014 | ABB
TNG-001 | Data Enrichment | PJR |  | 2023-08-28 |  |  | Mat 3_1258572 | 1258572 |  |  |  | INTERFACE;ABB,3BSE041882R1 | INTERFACE;MNFR:ABB,PTNO:3BSE041882R1 | INTERFACE | 3BSE041882R1 | 3000014 | ABB
TNG-001 | Data Enrichment | PJR |  | 2023-08-28 |  |  | Mat 3_1325608 | 1325608 |  |  |  | CABLE;ABB,3BSE-042-251-R1 | CABLE;MNFR:ABB,PTNO:3BSE-042-251-R1 | CABLE | 3BSE-042-251-R1 | 3000014 | ABB
TNG-001 | Data Enrichment | PJR |  | 2023-08-28 |  |  | Mat 3_1323490 | 1323490 |  |  |  | INTERFACE;ABB,3BSE056899R1 | INTERFACE;MNFR:ABB,PTNO:3BSE056899R1 | INTERFACE | 3BSE056899R1 | 3000014 | ABB
TNG-001 | Data Enrichment | PJR |  | 2023-08-28 |  |  | Mat 3_1211718 | 1211718 |  |  |  | CONVERTER;ABB,3BSE061637R1 | CONVERTER;MNFR:ABB,PTNO:3BSE061637R1 | CONVERTER | 3BSE061637R1 | 3000014 | ABB
TNG-001 | Data Enrichment | PJR |  | 2023-08-28 |  |  | Mat 3_1325277 | 1325277 |  |  |  | CARD;ABB,57120001-AT | CARD;MNFR:ABB,PTNO:57120001-AT | CARD | 57120001-AT | 3000014 | ABB
TNG-001 | Data Enrichment | PJR |  | 2023-08-28 |  |  | Mat 3_1325274 | 1325274 |  |  |  | CARD;ABB,DSAI 151 | CARD;MNFR:ABB,PTNO:DSAI 151 | CARD | DSAI 151 | 3000014 | ABB
TNG-001 | Data Enrichment | PJR |  | 2023-08-28 |  |  | Mat 3_1325276 | 1325276 |  |  |  | CARD;ABB,57120001-FG | CARD;MNFR:ABB,PTNO:57120001-FG | CARD | 57120001-FG | 3000014 | ABB
TNG-001 | Data Enrichment | PJR |  | 2023-08-28 |  |  | Mat 3_1325273 | 1325273 |  |  |  | CARD;ABB,DSDC 110A | CARD;MNFR:ABB,PTNO:DSDC 110A | CARD | DSDC 110A | 3000014 | ABB
TNG-001 | Data Enrichment | PJR |  | 2023-08-28 |  |  | Mat 3_1325283 | 1325283 |  |  |  | CARD;ABB,DSDI 131 | CARD;MNFR:ABB,PTNO:DSDI 131 | CARD | DSDI 131 | 3000014 | ABB
TNG-001 | Data Enrichment | PJR |  | 2023-08-28 |  |  | Mat 3_1325272 | 1325272 |  |  |  | CARD;ABB,57160001-GV | CARD;MNFR:ABB,PTNO:57160001-GV | CARD | 57160001-GV | 3000014 | ABB
TNG-001 | Data Enrichment | PJR |  | 2023-08-28 |  |  | Mat 3_1325285 | 1325285 |  |  |  | CARD;ABB,DSDO 110 | CARD;MNFR:ABB,PTNO:DSDO 110 | CARD | DSDO 110 | 3000014 | ABB
TNG-001 | Data Enrichment | PJR |  | 2023-08-28 |  |  | Mat 3_1325282 | 1325282 |  |  |  | CARD;ABB,57160001-K | CARD;MNFR:ABB,PTNO:57160001-K | CARD | 57160001-K | 3000014 | ABB
TNG-001 | Data Enrichment | PJR |  | 2023-08-28 |  |  | Mat 3_1325269 | 1325269 |  |  |  | CARD;ABB,57360001-CY | CARD;MNFR:ABB,PTNO:57360001-CY | CARD | 57360001-CY | 3000014 | ABB
TNG-001 | Data Enrichment | PJR |  | 2023-08-28 |  |  | Mat 3_1325270 | 1325270 |  |  |  | CARD;ABB,57360001-KX | CARD;MNFR:ABB,PTNO:57360001-KX | CARD | 57360001-KX | 3000014 | ABB
TNG-001 | Data Enrichment | PJR |  | 2023-08-28 |  |  | Mat 3_1325278 | 1325278 |  |  |  | CARD;ABB,DSCA 114 | CARD;MNFR:ABB,PTNO:DSCA 114 | CARD | DSCA 114 | 3000014 | ABB
TNG-001 | Data Enrichment | PJR |  | 2023-08-28 |  |  | Mat 3_1273512 | 1273512 |  |  |  | RECTIFIER;ABB,5FSE704380-46,L72,WNDR,PON | RECTIFIER;MNFR:ABB,PTNO:5FSE704380-46,ADDITIONAL FEATURES EN:L72,WINDER,PONY,DRIVE |  | 5FSE704380-46 | 3000014 | ABB
TNG-001 | Data Enrichment | PJR |  | 2023-08-28 |  |  | Mat 3_1322037 | 1322037 |  |  |  | CONVERTER;ABB,ACS800-01-0030-3 | CONVERTER;MNFR:ABB,PTNO:ACS800-01-0030-3 | CONVERTER | ACS800-01-0030-3 | 3000014 | ABB
TNG-001 | Data Enrichment | PJR |  | 2023-08-28 |  |  | Mat 3_1325095 | 1325095 |  |  |  | FUSE;ABB,170M7036 | FUSE;MNFR:ABB,PTNO:170M7036 | FUSE | 170M7036 | 3000014 | ABB
TNG-001 | Data Enrichment | PJR |  | 2023-08-28 |  |  | Mat 3_1272692 | 1272692 |  |  |  | BASE,RELY;ABB,CRM3LS,F/3 C/O CR-M | BASE,RELAY;MNFR:ABB,PTNO:CRM3LS,ADDITIONAL FEATURES EN:F/3 C/O CR-M | 01)CNW (MOUNT ISA) ELECT WHO,01)ABBCRM3LS,BASE,RELAY,01)F/3 C/O CR-M | CRM3LS | 3000014 | ABB
TNG-001 | Data Enrichment | PJR |  | 2023-08-28 |  |  | Mat 3_1323536 | 1323536 |  |  |  | FUSE;ABB,170M3819 | FUSE;MNFR:ABB,PTNO:170M3819 | FUSE | 170M3819 | 3000014 | ABB
TNG-001 | Data Enrichment | PJR |  | 2023-08-28 |  |  | Mat 3_1274883 | 1274883 |  |  |  | CARD;ABB,TP401A | CARD;MNFR:ABB,PTNO:TP401A | CARD | TP401A | 3000014 | ABB
TNG-001 | Data Enrichment | PJR |  | 2023-08-28 |  |  | Mat 3_1325305 | 1325305 |  |  |  | CARD;ABB,QAPL 211 | CARD;MNFR:ABB,PTNO:QAPL 211 | CARD | QAPL 211 | 3000014 | ABB
TNG-001 | Data Enrichment | PJR |  | 2023-08-28 |  |  | Mat 3_1325325 | 1325325 |  |  |  | CARD;ABB,YL263001-KK | CARD;MNFR:ABB,PTNO:YL263001-KK | CARD | YL263001-KK | 3000014 | ABB
TNG-001 | Data Enrichment | PJR |  | 2023-08-28 |  |  | Mat 3_1325322 | 1325322 |  |  |  | CARD;ABB,YL263001-RC | CARD;MNFR:ABB,PTNO:YL263001-RC | CARD | YL263001-RC | 3000014 | ABB
TNG-001 | Data Enrichment | PJR |  | 2023-08-28 |  |  | Mat 3_1274721 | 1274721 |  |  |  | RELAY,OVRLD;NHP,CT7N23A16,THRM,0.1-0.16 | RELAY,OVERLOAD;MNFR:NHP,PTNO:CT7N23A16,ADDITIONAL FEATURES EN:THERMAL,0.1-0.16 A, SUIT CA7-9/23 | 01)SHERRIFF ELECTRICAL SUPPL,01)CT7N23A16,RELAY,OVERLOAD,01)0.1-0.16 A, SUIT CA7-9/23,01)THERMAL | CT7N23A16 | 3000664 | NHP
TNG-001 | Data Enrichment | PJR |  | 2023-08-28 |  |  | Mat 3_1270111 | 1270111 |  |  |  | RELAY,OVRLD;NHP,CEP71EEBB,ELEK,0.2-1A,SE | RELAY,OVERLOAD;MNFR:NHP,PTNO:CEP71EEBB,ADDITIONAL FEATURES EN:ELECTRONIC,0.2-1A,SERIES:CEP7-1,BASIC | 01)CNW (MOUNT ISA) ELECT WHO,01)NHPCEP71EEBB,RELAY,OVERLOAD,01)ELECTRONIC,0.2-1A,SERIES:CE | CEP71EEBB | 3000664 | NHP
TNG-001 | Data Enrichment | PJR |  | 2023-08-28 |  |  | Mat 3_1270117 | 1270117 |  |  |  | RELAY,OVRLD;NHP,CEP71EFED,ELEK,5.4-27A,S | RELAY,OVERLOAD;MNFR:NHP,PTNO:CEP71EFED,ADDITIONAL FEATURES EN:ELECTRONIC,5.4-27A,SERIES:CEP7-1,ADVANCED | 01)CNW (MOUNT ISA) ELECT WHO,01)NHPCEP71EFED,RELAY,OVERLOAD,01)ELECTRONIC,5.4-27A,SERIES:C | CEP71EFED | 3000664 | NHP
TNG-001 | Data Enrichment | PJR |  | 2023-08-28 |  |  | Mat 3_1266866 | 1266866 |  |  |  | BREAKER,CIRCT;NHP,DSRCBH60630A,RCBO 6A 1 | BREAKER,CIRCUIT;MNFR:NHP,PTNO:DSRCBH60630A,ADDITIONAL FEATURES EN:RCBO 6A 1P/N,30MA 6KA | 01)SHERRIFF ELECTRICAL SUPPL,01)NHPDSRCBH60630A,BREAKER,CIRCUIT,01)RCBO 6A 1P/N,30MA 6KA | DSRCBH60630A | 3000664 | NHP
TNG-001 | Data Enrichment | PJR |  | 2023-08-28 |  |  | Mat 3_1276409 | 1276409 |  |  |  | BREAKER,CIRCT;NHP,DTCB6106C,MINTR,6KA,1P | BREAKER,CIRCUIT;MNFR:NHP,PTNO:DTCB6106C,ADDITIONAL FEATURES EN:MINIATURE,6KA,1P,6A,C CURVE DIN |  | DTCB6106C | 3000664 | NHP
TNG-001 | Data Enrichment | PJR |  | 2023-08-28 |  |  | Mat 3_1266874 | 1266874 |  |  |  | BREAKER,CIRCT;NHP,DTCB6113C,MCB 13A 1P | BREAKER,CIRCUIT;MNFR:NHP,PTNO:DTCB6113C,ADDITIONAL FEATURES EN:MCB 13A 1P DIN-T6 6KA C CURVE | 01)SHERRIFF ELECTRICAL SUPPL,01)NHPDTCB6113C,BREAKER,CIRCUIT,01)MCB 13A 1P DIN-T6 6KA C CU | DTCB6113C | 3000664 | NHP
TNG-001 | Data Enrichment | PJR |  | 2023-08-28 |  |  | Mat 3_1266878 | 1266878 |  |  |  | BREAKER,CIRCT;NHP,DTCB6204C,MCB 4A 2P | BREAKER,CIRCUIT;MNFR:NHP,PTNO:DTCB6204C,ADDITIONAL FEATURES EN:MCB 4A 2P DIN-T6 6KA C CURVE | 01)SHERRIFF ELECTRICAL SUPPL,01)NHPDTCB6204C,BREAKER,CIRCUIT,01)MCB 4A 2P DIN-T6 6KA C CU | DTCB6204C | 3000664 | NHP
TNG-001 | Data Enrichment | PJR |  | 2023-08-28 |  |  | Mat 3_1266880 | 1266880 |  |  |  | BREAKER,CIRCT;NHP,DTCB6250C,MCB 50A 2P | BREAKER,CIRCUIT;MNFR:NHP,PTNO:DTCB6250C,ADDITIONAL FEATURES EN:MCB 50A 2P DIN-T6 6KA C CURVE | 01)SHERRIFF ELECTRICAL SUPPL,01)NHPDTCB6250C,BREAKER,CIRCUIT,01)MCB 50A 2P DIN-T6 6KA C C | DTCB6250C | 3000664 | NHP
TNG-001 | Data Enrichment | PJR |  | 2023-08-28 |  |  | Mat 3_1266881 | 1266881 |  |  |  | BREAKER,CIRCT;NHP,DTCB6302C,MCB 2A 3P | BREAKER,CIRCUIT;MNFR:NHP,PTNO:DTCB6302C,ADDITIONAL FEATURES EN:MCB 2A 3P DIN-T6 6KA C CURVE | 01)SHERRIFF ELECTRICAL SUPPL,01)NHPDTCB6302C,BREAKER,CIRCUIT,01)MCB 2A 3P DIN-T6 6KA C CU | DTCB6302C | 3000664 | NHP
TNG-001 | Data Enrichment | PJR |  | 2023-08-28 |  |  | Mat 3_1266885 | 1266885 |  |  |  | BREAKER,CIRCT;NHP,DTCB6332C,MCB 32A 3P | BREAKER,CIRCUIT;MNFR:NHP,PTNO:DTCB6332C,ADDITIONAL FEATURES EN:MCB 32A 3P DIN-T6 6KA C CURVE | 01)SHERRIFF ELECTRICAL SUPPL,01)NHPDTCB6332C,BREAKER,CIRCUIT,01)MCB 32A 3P DIN-T6 6KA C C | DTCB6332C | 3000664 | NHP
TNG-001 | Data Enrichment | PJR |  | 2023-08-28 |  |  | Mat 3_1273090 | 1273090 |  |  |  | BREAKER,CIRCT;NHP,KTA725S2P5A,MOT,1.6-2. | BREAKER,CIRCUIT;MNFR:NHP,PTNO:KTA725S2P5A,ADDITIONAL FEATURES EN:MOTOR,1.6-2.5A |  | KTA725S2P5A | 3000664 | NHP
TNG-001 | Data Enrichment | PJR |  | 2023-08-28 |  |  | Mat 3_1266999 | 1266999 |  |  |  | BREAKER,CIRCT;NHP,M6RCBS1630CAN,S/P,16A | BREAKER,CIRCUIT;MNFR:NHP,PTNO:M6RCBS1630CAN,ADDITIONAL FEATURES EN:S/P,16A | 01)CNW (MOUNT ISA) ELECT WHO,01)NHPM6RCBS1630CAN,BREAKER,CIRCUIT,01)S/P,16A | M6RCBS1630CAN | 3000664 | NHP
TNG-001 | Data Enrichment | PJR |  | 2023-08-28 |  |  | Mat 3_1266308 | 1266308 |  |  |  | CONTACTOR,ELEC;NHP,CA712E10110E,AUX,3 P | CONTACTOR,ELECTRICAL;MNFR:NHP,PTNO:CA712E10110E,ADDITIONAL FEATURES EN:AUXILIARY,3 P,5.5KW,COIL VOLTAGE:110-125 VDC,CONTACT CONFIGURATION:1 NO | 01)CNW (MOUNT ISA) ELECT WHO,01)NHPCA712E10110E,CONTACTOR,ELECTRICAL,01)AUXILIARY,3 P,5.5KW,02)COIL VOLTAGE:110-125 VDC,CO | CA712E10110E | 3000664 | NHP
TNG-001 | Data Enrichment | PJR |  | 2023-08-28 |  |  | Mat 3_1267127 | 1267127 |  |  |  | CONTACTOR,ELEC;NHP,CA712E1024VDC,5.5KW | CONTACTOR,ELECTRICAL;MNFR:NHP,PTNO:CA712E1024VDC,ADDITIONAL FEATURES EN:5.5KW 3P 24VDC W/1NO AUX E/CL | 01)CNW (MOUNT ISA) ELECT WHO,01)NHPCA712E1024VDC,CONTACTOR,ELECTRICAL,01)5.5KW 3P 24VDC W/1NO AUX E | CA712E1024VDC | 3000664 | NHP
TNG-001 | Data Enrichment | PJR |  | 2023-08-28 |  |  | Mat 3_1266323 | 1266323 |  |  |  | CONTACTOR,ELEC;NHP,CA71601240VAC,AUX,3P | CONTACTOR,ELECTRICAL;MNFR:NHP,PTNO:CA71601240VAC,ADDITIONAL FEATURES EN:AUXILIARY,3P,7.5KW,VOLTAGE RATING:240 VAC,CONTACT CONFIGURATION:1 NC | 01)CNW (MOUNT ISA) ELECT WHO,01)NHPCA71601240VAC,CONTACTOR,ELECTRICAL,01)AUXILIARY,3P,7.5KW,02)VOLTAGE RATING:240 VAC,CONT | CA71601240VAC | 3000664 | NHP
TNG-001 | Data Enrichment | PJR |  | 2023-08-28 |  |  | Mat 3_1270101 | 1270101 |  |  |  | CONTACTOR,ELEC;NHP,CA716E0124VDC,AUX,3P | CONTACTOR,ELECTRICAL;MNFR:NHP,PTNO:CA716E0124VDC,ADDITIONAL FEATURES EN:AUXILIARY,3P,7.5KW,COIL VOLTAGE:24 VDC,CONTACT CONFIGURATION:1 NC | 01)CNW (MOUNT ISA) ELECT WHO,01)NHPCA716E0124VDC,CONTACTOR,ELECTRICAL,01)AUXILIARY,3P,7.5KW,02)COIL VOLTAGE:24 VDC,CONTACT | CA716E0124VDC | 3000664 | NHP
TNG-001 | Data Enrichment | PJR |  | 2023-08-28 |  |  | Mat 3_1266310 | 1266310 |  |  |  | CONTACTOR,ELEC;NHP,CA716E10110E,3P,7.5KW | CONTACTOR,ELECTRICAL;MNFR:NHP,PTNO:CA716E10110E,ADDITIONAL FEATURES EN:3P,7.5KW,COIL VOLTAGE:110-125 VDC,CONTACT CONFIGURATION:1 NO | 01)CNW (MOUNT ISA) ELECT WHO,01)NHPCA716E10110E,CONTACTOR,ELECTRICAL,01)3P,7.5KW,02)COIL VOLTAGE:110-125 VDC,CO | CA716E10110E | 3000664 | NHP
TNG-001 | Data Enrichment | PJR |  | 2023-08-28 |  |  | Mat 3_1266318 | 1266318 |  |  |  | CONTACTOR,ELEC;NHP,CA72301110VAC,AUX,3P | CONTACTOR,ELECTRICAL;MNFR:NHP,PTNO:CA72301110VAC,ADDITIONAL FEATURES EN:AUXILIARY,3P,11KW,VOLTAGE RATING:110 VAC,CONTACT CONFIGURATION:1 NC | 01)CNW (MOUNT ISA) ELECT WHO,01)NHPCA72301110VAC,CONTACTOR,ELECTRICAL,01)VOLTAGE RATING:110 VAC,CONT,02)AUXILIARY,3P,11KW | CA72301110VAC | 3000664 | NHP
TNG-001 | Data Enrichment | PJR |  | 2023-08-28 |  |  | Mat 3_1266324 | 1266324 |  |  |  | CONTACTOR,ELEC;NHP,CA72301240VAC,AUX,3P | CONTACTOR,ELECTRICAL;MNFR:NHP,PTNO:CA72301240VAC,ADDITIONAL FEATURES EN:AUXILIARY,3P,11KW,VOLTAGE RATING:240 VAC,CONTACT CONFIGURATION:1 NC | 01)CNW (MOUNT ISA) ELECT WHO,01)NHPCA72301240VAC,CONTACTOR,ELECTRICAL,01)AUXILIARY,3P,11KW,02)VOLTAGE RATING:240 VAC,CONT | CA72301240VAC | 3000664 | NHP
TNG-001 | Data Enrichment | PJR |  | 2023-08-28 |  |  | Mat 3_1267952 | 1267952 |  |  |  | CONTACTOR,ELEC;NHP,CA72310240VAC,11KW 3P | CONTACTOR,ELECTRICAL;MNFR:NHP,PTNO:CA72310240VAC,ADDITIONAL FEATURES EN:11KW 3P 240VAC W/1NO AUX | 01)CNW (MOUNT ISA) ELECT WHO,01)NHPCA72310240VAC,CONTACTOR,ELECTRICAL,01)11KW 3P 240VAC W/1NO AUX | CA72310240VAC | 3000664 | NHP
TNG-001 | Data Enrichment | PJR |  | 2023-08-28 |  |  | Mat 3_1266312 | 1266312 |  |  |  | CONTACTOR,ELEC;NHP,CA723E10110E,AUX,3 P | CONTACTOR,ELECTRICAL;MNFR:NHP,PTNO:CA723E10110E,ADDITIONAL FEATURES EN:AUXILIARY,3 P,11KW,COIL VOLTAGE:110-125 VDC,CONTACT CONFIGURATION:1 NO | 01)CNW (MOUNT ISA) ELECT WHO,01)NHPCA723E10110E,CONTACTOR,ELECTRICAL,01)AUXILIARY,3 P,11KW,02)COIL VOLTAGE:110-125 VDC,CO | CA723E10110E | 3000664 | NHP
TNG-001 | Data Enrichment | PJR |  | 2023-08-28 |  |  | Mat 3_1266325 | 1266325 |  |  |  | CONTACTOR,ELEC;NHP,CA73000240VAC,AUX,3P | CONTACTOR,ELECTRICAL;MNFR:NHP,PTNO:CA73000240VAC,ADDITIONAL FEATURES EN:AUXILIARY,3P,15KW,VOLTAGE RATING:240 VAC,CONTACT CONFIGURATION:1 NO | 01)CNW (MOUNT ISA) ELECT WHO,01)NHPCA73000240VAC,CONTACTOR,ELECTRICAL,01)VOLTAGE RATING:240 VAC,CONT,02)AUXILIARY,3P,15KW | CA73000240VAC | 3000664 | NHP
TNG-001 | Data Enrichment | PJR |  | 2023-08-28 |  |  | Mat 3_1266313 | 1266313 |  |  |  | CONTACTOR,ELEC;NHP,CA730E00110E,3P,15KW | CONTACTOR,ELECTRICAL;MNFR:NHP,PTNO:CA730E00110E,ADDITIONAL FEATURES EN:3P,15KW,COIL VOLTAGE:110-125 VDC | 01)CNW (MOUNT ISA) ELECT WHO,01)NHPCA730E00110E,CONTACTOR,ELECTRICAL,01)3P,15KW,02)COIL VOLTAGE:110-125 VDC | CA730E00110E | 3000664 | NHP
TNG-001 | Data Enrichment | PJR |  | 2023-08-28 |  |  | Mat 3_1270102 | 1270102 |  |  |  | CONTACTOR,ELEC;NHP,CA730E0024VDC,AUX,3P | CONTACTOR,ELECTRICAL;MNFR:NHP,PTNO:CA730E0024VDC,ADDITIONAL FEATURES EN:AUXILIARY,3P,15KW,COIL VOLTAGE:24 VDC,CONTACT CONFIGURATION: 1 NO | 01)CNW (MOUNT ISA) ELECT WHO,01)NHPCA730E0024VDC,CONTACTOR,ELECTRICAL,01)AUXILIARY,3P,15KW,02)COIL VOLTAGE:24 VDC,CONTACT | CA730E0024VDC | 3000664 | NHP
TNG-001 | Data Enrichment | PJR |  | 2023-08-28 |  |  | Mat 3_1266319 | 1266319 |  |  |  | CONTACTOR,ELEC;NHP,CA73700110VAC,AUX,3P | CONTACTOR,ELECTRICAL;MNFR:NHP,PTNO:CA73700110VAC,ADDITIONAL FEATURES EN:AUXILIARY,3P,18.5KW,VOLTAGE RATING:110 VAC,CONTACT CONFIGURATION:1 NO | 01)CNW (MOUNT ISA) ELECT WHO,01)NHPCA73700110VAC,CONTACTOR,ELECTRICAL,01)AUXILIARY,3P,18.5KW,02)VOLTAGE RATING:110 VAC,CONT | CA73700110VAC | 3000664 | NHP
TNG-001 | Data Enrichment | PJR |  | 2023-08-28 |  |  | Mat 3_1266314 | 1266314 |  |  |  | CONTACTOR,ELEC;NHP,CA737E00110E,3P,18.5K | CONTACTOR,ELECTRICAL;MNFR:NHP,PTNO:CA737E00110E,ADDITIONAL FEATURES EN:3P,18.5KW,COIL VOLTAGE:110-125 VDC | 01)CNW (MOUNT ISA) ELECT WHO,01)NHPCA737E00110E,CONTACTOR,ELECTRICAL,01)3P,18.5KW,02)COIL VOLTAGE:110-125 VDC | CA737E00110E | 3000664 | NHP
TNG-001 | Data Enrichment | PJR |  | 2023-08-28 |  |  | Mat 3_1266315 | 1266315 |  |  |  | CONTACTOR,ELEC;NHP,CA743E00110E,3P,22KW | CONTACTOR,ELECTRICAL;MNFR:NHP,PTNO:CA743E00110E,ADDITIONAL FEATURES EN:3P,22KW,COIL VOLTAGE:110-125 VDC | 01)CNW (MOUNT ISA) ELECT WHO,01)NHPCA743E00110E,CONTACTOR,ELECTRICAL,01)3P,22KW,02)COIL VOLTAGE:110-125 VDC | CA743E00110E | 3000664 | NHP
TNG-001 | Data Enrichment | PJR |  | 2023-08-28 |  |  | Mat 3_1270103 | 1270103 |  |  |  | CONTACTOR,ELEC;NHP,CA743E0024VDC,3P,22KW | CONTACTOR,ELECTRICAL;MNFR:NHP,PTNO:CA743E0024VDC,ADDITIONAL FEATURES EN:3P,22KW,COIL VOLTAGE:24 VDC | 01)CNW (MOUNT ISA) ELECT WHO,01)NHPCA743E0024VDC,CONTACTOR,ELECTRICAL,01)3P,22KW,02)COIL VOLTAGE:24 VDC | CA743E0024VDC | 3000664 | NHP
TNG-001 | Data Enrichment | PJR |  | 2023-08-28 |  |  | Mat 3_1266326 | 1266326 |  |  |  | CONTACTOR,ELEC;NHP,CA75500240VAC,3P,30KW | CONTACTOR,ELECTRICAL;MNFR:NHP,PTNO:CA75500240VAC,ADDITIONAL FEATURES EN:3P,30KW,COIL VOLTAGE:240 VAC | 01)CNW (MOUNT ISA) ELECT WHO,01)NHPCA75500240VAC,CONTACTOR,ELECTRICAL,01)3P,30KW,02)COIL VOLTAGE:240 VAC | CA75500240VAC | 3000664 | NHP
TNG-001 | Data Enrichment | PJR |  | 2023-08-28 |  |  | Mat 3_1270104 | 1270104 |  |  |  | CONTACTOR,ELEC;NHP,CA755E0024VDC,3P,30KW | CONTACTOR,ELECTRICAL;MNFR:NHP,PTNO:CA755E0024VDC,ADDITIONAL FEATURES EN:3P,30KW,COIL VOLTAGE:24 VDC | 01)CNW (MOUNT ISA) ELECT WHO,01)NHPCA755E0024VDC,CONTACTOR,ELECTRICAL,01)3P,30KW,02)COIL VOLTAGE:24 VDC | CA755E0024VDC | 3000664 | NHP
TNG-001 | Data Enrichment | PJR |  | 2023-08-28 |  |  | Mat 3_1266327 | 1266327 |  |  |  | CONTACTOR,ELEC;NHP,CA76000240VAC,AUX,3P | CONTACTOR,ELECTRICAL;MNFR:NHP,PTNO:CA76000240VAC,ADDITIONAL FEATURES EN:AUXILIARY,3P,32KW,VOLTAGE RATING:240 VAC,CONTACT CONFIGURATION:1 NO | 01)CNW (MOUNT ISA) ELECT WHO,01)NHPCA76000240VAC,CONTACTOR,ELECTRICAL,01)AUXILIARY,3P,32KW,02)VOLTAGE RATING:240 VAC,CONT | CA76000240VAC | 3000664 | NHP
TNG-001 | Data Enrichment | PJR |  | 2023-08-28 |  |  | Mat 3_1266328 | 1266328 |  |  |  | CONTACTOR,ELEC;NHP,CA77200240VAC,AUX,3P | CONTACTOR,ELECTRICAL;MNFR:NHP,PTNO:CA77200240VAC,ADDITIONAL FEATURES EN:AUXILIARY,3P,40KW,VOLTAGE RATING:240 VAC,CONTACT CONFIGURATION:1 NO | 01)CNW (MOUNT ISA) ELECT WHO,01)NHPCA77200240VAC,CONTACTOR,ELECTRICAL,01)AUXILIARY,3P,40KW,02)VOLTAGE RATING:240 VAC,CONT | CA77200240VAC | 3000664 | NHP
TNG-001 | Data Enrichment | PJR |  | 2023-08-28 |  |  | Mat 3_1266303 | 1266303 |  |  |  | CONTACTOR,ELEC;NHP,CA785D00110VDC,3P,45K | CONTACTOR,ELECTRICAL;MNFR:NHP,PTNO:CA785D00110VDC,ADDITIONAL FEATURES EN:3P,45KW,COIL VOLTAGE:110 VDC | 01)CNW (MOUNT ISA) ELECT WHO,01)NHPCA785D00110VDC,CONTACTOR,ELECTRICAL,01)3P,45KW,02)COIL VOLTAGE:110 VDC | CA785D00110VDC | 3000664 | NHP
TNG-001 | Data Enrichment | PJR |  | 2023-08-28 |  |  | Mat 3_1252843 | 1252843 |  |  |  | STICKER;DIEC,AXA2257 | STICKER;MNFR:DIECI,PTNO:AXA2257,ADDITIONAL FEATURES EN:DOOR | STICKER,01)DOOR | AXA2257 | 3000511 | DIECI
TNG-001 | Data Enrichment | PJR |  | 2023-08-28 |  |  | Mat 3_1252823 | 1252823 |  |  |  | STICKER;DIEC,AXA2444 | STICKER;MNFR:DIECI,PTNO:AXA2444,ADDITIONAL FEATURES EN:LEGEND:ENGINE SIDE | STICKER,01)LEGEND:ENGINE SIDE | AXA2444 | 3000511 | DIECI
TNG-001 | Data Enrichment | PJR |  | 2023-08-28 |  |  | Mat 3_1217153 | 1217153 |  |  |  | UNION;DRVT,SCM6-316,TUBE,6MM,DBL FERRULE | UNION;MNFR:DRIVETRAIN,PTNO:SCM6-316,ADDITIONAL FEATURES EN:TUBE,6MM,DBL FERRULE,COMPRESSION,STRAIGHT,SS316 | 01)DRIVETRAIN AUSTRALIA,01)SCM6-316,UNION,01)TUBE,6MM,DBL FERRULE,COMPRE | SCM6-316 | 3000461 | DRIVETRAIN
TNG-001 | Data Enrichment | PJR |  | 2023-08-28 |  |  | Mat 3_1254030 | 1254030 |  |  |  | ZZ - REPLACED BY 1555991 | HOSE;MNFR:DRIVETRAIN,PTNO:301SN-12,ADDITIONAL FEATURES EN:NONMETALLIC:3/4 IN NB,HYD,SAE 100R2 AT,MAX WP 2250PSI,2P WIRE REINF | 01)DRIVETRAIN AUSTRALIA,01)301SN-12,HOSE,01)NONMETALLIC:3/4 IN NB,HYD,S | 301SN-12 | 3000461 | DRIVETRAIN
TNG-001 | Data Enrichment | PJR |  | 2023-08-28 |  |  | Mat 3_1273330 | 1273330 |  |  |  | ELEMENT;PRKH,939778Q,FIT,2.0018.H10XL-A0 | ELEMENT;MNFR:PARKER HANNIFIN,PTNO:939778Q,ADDITIONAL FEATURES EN:FIT,2.0018.H10XL-A00-0-P |  | 939778Q | 3000331 | PARKER HANNIFIN
TNG-001 | Data Enrichment | PJR |  | 2023-08-28 |  |  | Mat 3_1219384 | 1219384 |  |  |  | UNION;PRKH,6 HBU-S | UNION;MNFR:PARKER HANNIFIN,PTNO:6 HBU-S | 01)PRO-DRAULICS,01)6 HBU-S,UNION | 6 HBU-S | 3000331 | PARKER HANNIFIN
TNG-001 | Data Enrichment | PJR |  | 2023-08-28 |  |  | Mat 3_1217275 | 1217275 |  |  |  | HOSE,ASSY;DRVT,MIM001005045,NONMETAL:101 | HOSE,ASSEMBLY;MNFR:DRIVETRAIN,PTNO:MIM001005045,ADDITIONAL FEATURES EN:NONMETAL:10143-6-6-AU / 601-6 / 10143-6-6-AU,2.50M LG,C/W WORM CLIP | 01)DRIVETRAIN AUSTRALIA,01)MIM001005045,HOSE,ASSEMBLY,01)NONMETAL:10143-6-6-AU / 601 | MIM001005045 | 3000461 | DRIVETRAIN
TNG-001 | Data Enrichment | PJR |  | 2023-08-28 |  |  | Mat 3_1217176 | 1217176 |  |  |  | HOSE,ASSY;DRVT,MIM001005044,NONMETAL,101 | HOSE,ASSEMBLY;MNFR:DRIVETRAIN,PTNO:MIM001005044,ADDITIONAL FEATURES EN:NONMETAL,10143-8-8-AU / 601-8 / 10143-8-8-AU,2.50M LG,W/WORM CLIP,S | 01)DRIVETRAIN AUSTRALIA,01)MIM001005044,HOSE,ASSEMBLY,01)NONMETAL,10143-8-8-AU / 601 | MIM001005044 | 3000461 | DRIVETRAIN
TNG-001 | Data Enrichment | PJR |  | 2023-08-28 |  |  | Mat 3_1217285 | 1217285 |  |  |  | HOSE,ASSY;DRVT,MIM003918293,NONMETAL:106 | HOSE,ASSEMBLY;MNFR:DRIVETRAIN,PTNO:MIM003918293,ADDITIONAL FEATURES EN:NONMETAL:10643-10-8 / 381-8 / 10643-10-8,1.15M LG,C/W WORM CLIP STA | 01)DRIVETRAIN AUSTRALIA,01)MIM003918293,HOSE,ASSEMBLY,01)NONMETAL:10643-10-8 / 381-8 | MIM003918293 | 3000461 | DRIVETRAIN
TNG-001 | Data Enrichment | PJR |  | 2023-08-28 |  |  | Mat 3_1217264 | 1217264 |  |  |  | HOSE,ASSY;DRVT,MIM000236455,NONMETAL:106 | HOSE,ASSEMBLY;MNFR:DRIVETRAIN,PTNO:MIM000236455,ADDITIONAL FEATURES EN:NONMETAL:10643-10-8/381-08/10643-10-8,2.00M LG,ATTACH BAND STAMPED | 01)DRIVETRAIN AUSTRALIA,01)MIM000236455,HOSE,ASSEMBLY,01)NONMETAL:10643-10-8/381-08/ | MIM000236455 | 3000461 | DRIVETRAIN
TNG-001 | Data Enrichment | PJR |  | 2023-08-28 |  |  | Mat 3_1217185 | 1217185 |  |  |  | HOSE,ASSY;DRVT,MIM003918163,NONMETAL,106 | HOSE,ASSEMBLY;MNFR:DRIVETRAIN,PTNO:MIM003918163,ADDITIONAL FEATURES EN:NONMETAL,10643-10-8 / 381-8 / 10643-10-8,0.77M LG,W/WORM CLIP,STAMP | 01)DRIVETRAIN AUSTRALIA,01)MIM003918163,HOSE,ASSEMBLY,01)NONMETAL,10643-10-8 / 381-8 | MIM003918163 | 3000461 | DRIVETRAIN
TNG-001 | Data Enrichment | PJR |  | 2023-08-28 |  |  | Mat 3_1217220 | 1217220 |  |  |  | HOSE,ASSY;DRVT,MIM001070689,NONMETAL,1.3 | HOSE,ASSEMBLY;MNFR:DRIVETRAIN,PTNO:MIM001070689,ADDITIONAL FEATURES EN:NONMETAL,1.3M,WATER FLUSH,10643-12-12/381-12/10643-12-12, W/FITTED T | 01)DRIVETRAIN AUSTRALIA,01)MIM001070689,HOSE,ASSEMBLY,01)NONMETAL,1.3M,WATER FLUSH,1 | MIM001070689 | 3000461 | DRIVETRAIN
TNG-001 | Data Enrichment | PJR |  | 2023-08-28 |  |  | Mat 3_1217136 | 1217136 |  |  |  | HOSE,ASSY;DRVT,MIM003918031,NONMETAL:106 | HOSE,ASSEMBLY;MNFR:DRIVETRAIN,PTNO:MIM003918031,ADDITIONAL FEATURES EN:NONMETAL:10643-12-12 / 381-12 / 10643-12-12,1.00M LG,C/W WORM CLIP | 01)DRIVETRAIN AUSTRALIA,01)MIM003918031,HOSE,ASSEMBLY,01)NONMETAL:10643-12-12 / 381- | MIM003918031 | 3000461 | DRIVETRAIN
TNG-001 | Data Enrichment | PJR |  | 2023-08-28 |  |  | Mat 3_1217276 | 1217276 |  |  |  | HOSE,ASSY;DRVT,MIM001009994,NONMETAL:106 | HOSE,ASSEMBLY;MNFR:DRIVETRAIN,PTNO:MIM001009994,ADDITIONAL FEATURES EN:NONMETAL:10643-4-4 / 381-4 / 13943-4-4, 1.18M LG,C/W WORM CLIP STAM | 01)DRIVETRAIN AUSTRALIA,01)MIM001009994,HOSE,ASSEMBLY,01)NONMETAL:10643-4-4 / 381-4 | MIM001009994 | 3000461 | DRIVETRAIN
TNG-001 | Data Enrichment | PJR |  | 2023-08-28 |  |  | Mat 3_1217177 | 1217177 |  |  |  | HOSE,ASSY;DRVT,MIM001009976,NONMETAL,106 | HOSE,ASSEMBLY;MNFR:DRIVETRAIN,PTNO:MIM001009976,ADDITIONAL FEATURES EN:NONMETAL,10643-4-4 / 381-4 / 13943-4-4,0.92M LG,W/WORM CLIP, STAMPED | 01)DRIVETRAIN AUSTRALIA,01)MIM001009976,HOSE,ASSEMBLY,01)NONMETAL,10643-4-4 / 381-4 | MIM001009976 | 3000461 | DRIVETRAIN
TNG-001 | Data Enrichment | PJR |  | 2023-08-28 |  |  | Mat 3_1217156 | 1217156 |  |  |  | HOSE,ASSY;DRVT,MIM000181834,NONMETAL,106 | HOSE,ASSEMBLY;MNFR:DRIVETRAIN,PTNO:MIM000181834,ADDITIONAL FEATURES EN:NONMETAL,10643-4-4 / 381-4 / 10643-4-4,0.25M LG,ATTACH BAND STAMPED | 01)DRIVETRAIN AUSTRALIA,01)MIM000181834,HOSE,ASSEMBLY,01)NONMETAL,10643-4-4 / 381-4 | MIM000181834 | 3000461 | DRIVETRAIN
TNG-001 | Data Enrichment | PJR |  | 2023-08-28 |  |  | Mat 3_1217179 | 1217179 |  |  |  | HOSE,ASSY;DRVT,MIM001010115,NONMETAL:106 | HOSE,ASSEMBLY;MNFR:DRIVETRAIN,PTNO:MIM001010115,ADDITIONAL FEATURES EN:NONMETAL:10643-6-6 / 381-6 / 10643-6-6, 0.44M LG,C/W WORM CLIP,STAM | 01)DRIVETRAIN AUSTRALIA,01)MIM001010115,HOSE,ASSEMBLY,01)NONMETAL:10643-6-6 / 381-6 | MIM001010115 | 3000461 | DRIVETRAIN
TNG-001 | Data Enrichment | PJR |  | 2023-08-28 |  |  | Mat 3_1217178 | 1217178 |  |  |  | HOSE,ASSY;DRVT,MIM001010013,NONMETAL,106 | HOSE,ASSEMBLY;MNFR:DRIVETRAIN,PTNO:MIM001010013,ADDITIONAL FEATURES EN:NONMETAL,10643-6-6 / 381-6 / 13943-6-6,0.91M LG,W/WORM CLIP STAMPED | 01)DRIVETRAIN AUSTRALIA,01)MIM001010013,HOSE,ASSEMBLY,01)NONMETAL,10643-6-6 / 381-6 | MIM001010013 | 3000461 | DRIVETRAIN
TNG-001 | Data Enrichment | PJR |  | 2023-08-28 |  |  | Mat 3_1217302 | 1217302 |  |  |  | HOSE,ASSY;DRVT,MIM1000699,NONMETAL:10671 | HOSE,ASSEMBLY;MNFR:DRIVETRAIN,PTNO:MIM1000699,ADDITIONAL FEATURES EN:NONMETAL:10671-12-12/77C-12/11971-16-12,0.770M LG,ATTACH BAND STAMP | 01)DRIVETRAIN AUSTRALIA,01)MIM1000699,HOSE,ASSEMBLY,01)NONMETAL:10671-12-12/77C-12 | MIM1000699 | 3000461 | DRIVETRAIN
TNG-001 | Data Enrichment | PJR |  | 2023-08-28 |  |  | Mat 3_1219385 | 1219385 |  |  |  | UNION;PRKH,10 HBU-S | UNION;MNFR:PARKER HANNIFIN,PTNO:10 HBU-S | 01)PRO-DRAULICS,01)10 HBU-S,UNION | 10 HBU-S | 3000331 | PARKER HANNIFIN
TNG-001 | Data Enrichment | PJR |  | 2023-08-28 |  |  | Mat 3_1219380 | 1219380 |  |  |  | FERRULE;PRKH,10 TU-S | FERRULE;MNFR:PARKER HANNIFIN,PTNO:10 TU-S | 01)PRO-DRAULICS,01)10 TU-S,FERRULE | 10 TU-S | 3000331 | PARKER HANNIFIN
TNG-001 | Data Enrichment | PJR |  | 2023-08-28 |  |  | Mat 3_1219386 | 1219386 |  |  |  | UNION;PRKH,12 HBU-S | UNION;MNFR:PARKER HANNIFIN,PTNO:12 HBU-S | 01)PRO-DRAULICS,01)12 HBU-S,UNION | 12 HBU-S | 3000331 | PARKER HANNIFIN
TNG-001 | Data Enrichment | PJR |  | 2023-08-28 |  |  | Mat 3_1219387 | 1219387 |  |  |  | UNION;PRKH,16HBU-S | UNION;MNFR:PARKER HANNIFIN,PTNO:16HBU-S | 01)PRO-DRAULICS,01)16HBU-S,UNION | 16HBU-S | 3000331 | PARKER HANNIFIN
TNG-001 | Data Enrichment | PJR |  | 2023-08-28 |  |  | Mat 3_1219383 | 1219383 |  |  |  | UNION;PRKH,4 HBU-S | UNION;MNFR:PARKER HANNIFIN,PTNO:4 HBU-S | 01)PRO-DRAULICS,01)4 HBU-S,UNION | 4 HBU-S | 3000331 | PARKER HANNIFIN
TNG-001 | Data Enrichment | PJR |  | 2023-08-28 |  |  | Mat 3_1219378 | 1219378 |  |  |  | FERRULE;PRKH,6 TU-S | FERRULE;MNFR:PARKER HANNIFIN,PTNO:6 TU-S | 01)PRO-DRAULICS,01)6 TU-S,FERRULE | 6 TU-S | 3000331 | PARKER HANNIFIN
TNG-001 | Data Enrichment | PJR |  | 2023-08-28 |  |  | Mat 3_1219379 | 1219379 |  |  |  | FERRULE;PRKH,8 TU-S | FERRULE;MNFR:PARKER HANNIFIN,PTNO:8 TU-S | 01)PRO-DRAULICS,01)8 TU-S,FERRULE | 8 TU-S | 3000331 | PARKER HANNIFIN
TNG-001 | Data Enrichment | PJR |  | 2023-08-28 |  |  | Mat 3_1217154 | 1217154 |  |  |  | HOSE,ASSY;DRVT,472TC-24,NONMETAL,1-1/2IN | HOSE,ASSEMBLY;MNFR:DRIVETRAIN,PTNO:472TC-24,ADDITIONAL FEATURES EN:NONMETAL,1-1/2IN ID,1800PSI,2 WIRE BRAID,RUBBER,ABRASION RESISTANT | 01)DRIVETRAIN AUSTRALIA,01)472TC-24,HOSE,ASSEMBLY,01)NONMETAL,1-1/2IN ID,1800PSI | 472TC-24 | 3000461 | DRIVETRAIN
TNG-001 | Data Enrichment | PJR |  | 2023-08-28 |  |  | Mat 3_1258275 | 1258275 |  |  |  | CONVERTER;SIE,6RA7075-6FV62-0-Z+S00 | CONVERTER;MNFR:SIEMENS,PTNO:6RA7075-6FV62-0-Z+S00 | CONVERTER | 6RA7075-6FV62-0-Z+S00 | 3000032 | SIEMENS
TNG-001 | Data Enrichment | PJR |  | 2023-08-28 |  |  | Mat 3_1267607 | 1267607 |  |  |  | SWITCH;NHP,140MTCDN66,DR MOUNTED OPERATR | SWITCH;MNFR:NHP,PTNO:140MTCDN66,ADDITIONAL FEATURES EN:DR MOUNTED OPERATR | 01)CNW (MOUNT ISA) ELECT WHO,01)NHP140MTCDN66,SWITCH,01)DR MOUNTED OPERATR | 140MTCDN66 | 3000664 | NHP
TNG-001 | Data Enrichment | PJR |  | 2023-08-28 |  |  | Mat 3_1273970 | 1273970 |  |  |  | CLAMP;NHP,1794TB32,FLEX I/O TERMINAL BAS | CLAMP;MNFR:NHP,PTNO:1794TB32,ADDITIONAL FEATURES EN:FLEX I/O TERMINAL BASE FOR 32 POINT MODULE CAGE | 01)NHP ELECTRICAL ENGINEERIN,01)1794TB32,CLAMP,01)FLEX I/O TERMINAL BASE FOR | 1794TB32 | 3000664 | NHP
TNG-001 | Data Enrichment | PJR |  | 2023-08-28 |  |  | Mat 3_1273971 | 1273971 |  |  |  | CLAMP;NHP,1794TBNF,FLEX I/O TERMINAL BAS | CLAMP;MNFR:NHP,PTNO:1794TBNF,ADDITIONAL FEATURES EN:FLEX I/O TERMINAL BASE FUSED NEMA SCREW | 01)NHP ELECTRICAL ENGINEERIN,01)1794TBNF,CLAMP,01)FLEX I/O TERMINAL BASE FUSE | 1794TBNF | 3000664 | NHP
TNG-001 | Data Enrichment | PJR |  | 2023-08-28 |  |  | Mat 3_1274809 | 1274809 |  |  |  | SWITCH;NHP,21134001,ISO,25-100 A,1 NC+NO | SWITCH;MNFR:NHP,PTNO:21134001,ADDITIONAL FEATURES EN:ISO,25-100 A,1 NC+NO,AUXILIARY | 01)NHP ELECTRICAL ENGINEERIN,01)21134001,SWITCH,01)ISO,25-100 A,1 NC+NO,AUXILI | 21134001 | 3000664 | NHP
TNG-001 | Data Enrichment | PJR |  | 2023-08-28 |  |  | Mat 3_1272736 | 1272736 |  |  |  | SWITCH;NHP,26990031,AUX,1C/O,1ST POSITIO | SWITCH;MNFR:NHP,PTNO:26990031,ADDITIONAL FEATURES EN:AUXILIARY,1C/O,1ST POSITION,SUITS SLB 1,BRAND:SOCOMEC | 01)CNW (MOUNT ISA) ELECT WHO,01)NHP26990031,SWITCH,01)AUXILIARY,1C/O,1ST POSITION | 26990031 | 3000664 | NHP
TNG-001 | Data Enrichment | PJR |  | 2023-08-28 |  |  | Mat 3_1272737 | 1272737 |  |  |  | SWITCH;NHP,26990032,AUX,1C/O,2ND POSITIO | SWITCH;MNFR:NHP,PTNO:26990032,ADDITIONAL FEATURES EN:AUXILIARY,1C/O,2ND POSITION,SUITS SLB 1,BRAND:SOCOMEC | 01)CNW (MOUNT ISA) ELECT WHO,01)NHP26990032,SWITCH,01)AUXILIARY,1C/O,2ND POSITION | 26990032 | 3000664 | NHP
TNG-001 | Data Enrichment | PJR |  | 2023-08-28 |  |  | Mat 3_1270801 | 1270801 |  |  |  | SWITCH,SAFTY;NHP,440FA0072N,CNR CONNECT | SWITCH,SAFETY;MNFR:NHP,PTNO:440FA0072N,ADDITIONAL FEATURES EN:CNR CONNECT,VERT,0110N,90DEG,SAFEDGE | 01)NHP ELECTRICAL ENGINEERIN,01)440FA0072N,SWITCH,SAFETY,01)CNR CONNECT,VERT,0110N,90DE | 440FA0072N | 3000664 | NHP
TNG-001 | Data Enrichment | PJR |  | 2023-08-28 |  |  | Mat 3_1270802 | 1270802 |  |  |  | SWITCH,SAFTY;NHP,440FA1302N,CLOSING CAP | SWITCH,SAFETY;MNFR:NHP,PTNO:440FA1302N,ADDITIONAL FEATURES EN:CLOSING CAP,NRB,SAFEDGE | 01)NHP ELECTRICAL ENGINEERIN,01)440FA1302N,SWITCH,SAFETY,01)CLOSING CAP,NRB,SAFEDGE | 440FA1302N | 3000664 | NHP
TNG-001 | Data Enrichment | PJR |  | 2023-08-28 |  |  | Mat 3_1270803 | 1270803 |  |  |  | SWITCH,SAFTY;NHP,440FA1305,CONNECTOR & C | SWITCH,SAFETY;MNFR:NHP,PTNO:440FA1305,ADDITIONAL FEATURES EN:CONNECTOR & CABLE,5M | 01)NHP ELECTRICAL ENGINEERIN,01)440FA1305,SWITCH,SAFETY,01)CONNECTOR & CABLE,5M | 440FA1305 | 3000664 | NHP
TNG-001 | Data Enrichment | PJR |  | 2023-08-28 |  |  | Mat 3_1270800 | 1270800 |  |  |  | SWITCH,SAFTY;NHP,440FA1308,TERMINATING,R | SWITCH,SAFETY;MNFR:NHP,PTNO:440FA1308,ADDITIONAL FEATURES EN:TERMINATING,RESISTOR,6K OHM | 01)NHP ELECTRICAL ENGINEERIN,01)440FA1308,SWITCH,SAFETY,01)TERMINATING,RESISTOR,6K OHM | 440FA1308 | 3000664 | NHP
TNG-001 | Data Enrichment | PJR |  | 2023-08-28 |  |  | Mat 3_1270804 | 1270804 |  |  |  | SWITCH,SAFTY;NHP,440FA3084,PROFILE SHEAR | SWITCH,SAFETY;MNFR:NHP,PTNO:440FA3084,ADDITIONAL FEATURES EN:PROFILE SHEARS,SAFEDGE | 01)NHP ELECTRICAL ENGINEERIN,01)440FA3084,SWITCH,SAFETY,01)PROFILE SHEARS,SAFEDGE | 440FA3084 | 3000664 | NHP