## Sheet1
Project Code | Activities | Production User | Production Comments | Start Date | End Date | Remarks | UNIQUE ID | BISMT | TEXT_EN | MAKTX_EN | MFRPN | MFR NAME | Vendor name | Vendor PN | Reference URL | Reference URL 1 | Manufacturer Name | Manufacturer Part Number | Alternate Manufacturer | Alternate Manufacturer Part Number | Alternate Manufacturer 1 | Alternate Manufacturer Part Number 1 | Alternate Manufacturer 2 | Alternate Manufacturer Part Number 2 | Supplier Name | Supplier Part Number | Equipment Name | Equipment Model | Equipment Manufacturer | Drawing Number | Drawing Version | Serial Number | Item Number | Enriched/Cleansed | Noun | Modifier | Attribute Name 1 | Attribute Value 1 | Attribute Name 2 | Attribute Value 2 | Attribute Name 3 | Attribute Value 3 | Attribute Name 4 | Attribute Value 4 | Attribute Name 5 | Attribute Value 5 | Attribute Name 6 | Attribute Value 6 | Attribute Name 7 | Attribute Value 7 | Attribute Name 8 | Attribute Value 8 | Attribute Name 9 | Attribute Value 9 | Attribute Name 10 | Attribute Value 10 | Attribute Name 11 | Attribute Value 11 | Attribute Name 12 | Attribute Value 12 | Attribute Name 13 | Attribute Value 13 | Attribute Name 14 | Attribute Value 14 | Attribute Name 15 | Attribute Value 15 | Attribute Name 16 | Attribute Value 16 | Attribute Name 17 | Attribute Value 17 | Attribute Name 18 | Attribute Value 18 | Attribute Name 19 | Attribute Value 19 | Attribute Name 20 | Attribute Value 20 | Attribute Name 21 | Attribute Value 21 | Attribute Name 22 | Attribute Value 22 | Attribute Name 23 | Attribute Value 23 | Attribute Name 24 | Attribute Value 24 | Attribute Name 25 | Attribute Value 25 | Attribute Name 26 | Attribute Value 26 | Attribute Name 27 | Attribute Value 27 | Attribute Name 28 | Attribute Value 28 | Attribute Name 29 | Attribute Value 29 | Attribute Name 30 | Attribute Value 30
ESI-002 | Data Enrichment | MUF |  | 2024-04-25 |  |  | ESI - 1234 | 265113 | LIGHT: TYPE: BULKHEAD FIXTURE, WATT: 2x20W 50/60Hz, VOLTAGE: 120-277V/50-60HZ, ULTRA LIGHT, GENERAL DES: WATERPROOF, Unit: EA
ESI-002 | Data Enrichment | MUF |  | 2024-04-25 |  |  | ESI - 1240 | 265113 | LIGHT: TYPE: DAYLIGHT, WATT: 2x65W 50/60Hz, VOLTAGE: WT120C, NAVIGATE , GENERAL DES: IP65, Unit: EA
ESI-002 | Data Enrichment | MUF |  | 2024-04-25 |  |  | ESI - 1226 | 265113 | LIGHT: TYPE: EMERGENCY , WATT: 1x20W 50/60Hz, VOLTAGE: 110V, NARDEEN, GENERAL DES: TL/1, 2/3/SA/OP PPHU-AWEX, Unit: EA
ESI-002 | Data Enrichment | MUF |  | 2024-04-25 |  |  | ESI - 1242 | 265113 | LIGHT: TYPE: EMERGENCY WITH EXIT, WATT: 100W 50/60HZ, VOLTAGE: 120-277V/60HZ, GE , GENERAL DES: DAYLIGHT, Unit: EA
ESI-002 | Data Enrichment | MUF |  | 2024-04-25 |  |  | ESI - 1228 | 265113 | LIGHT: TYPE: FIXTURE, WATT: 1x40W 50/60Hz, VOLTAGE: 110/127V, HYNDAI, GENERAL DES: LED, Unit: EA
ESI-002 | Data Enrichment | MUF |  | 2024-04-25 |  |  | ESI - 1227 | 265113 | LIGHT: TYPE: FLOOD, WATT: 1x35W 50/60Hz, VOLTAGE: 220V, PHILIPS, GENERAL DES: BBS470-A, Unit: EA
ESI-002 | Data Enrichment | MUF |  | 2024-04-25 |  |  | ESI - 1241 | 265113 | LIGHT: TYPE: FLUORESCENT, WATT: 2x70W 50/60Hz, VOLTAGE: 5V, SCHNEIDER, GENERAL DES: 3000K, Unit: EA
ESI-002 | Data Enrichment | MUF |  | 2024-04-25 |  |  | ESI - 1233 | 265113 | LIGHT: TYPE: GARDEN LIGHT E-27, WATT: 1x70W 50/60Hz, VOLTAGE: 220-240V/50-60HZ, MYLIGHT, GENERAL DES: WARM WHITE, SST, ROUND TYPE, Unit: EA
ESI-002 | Data Enrichment | MUF |  | 2024-04-25 |  |  | ESI - 1237 | 265113 | LIGHT: TYPE: LED LUMINAIRE MARINER T8 TWIN, WATT: 2x50W 50/60Hz, VOLTAGE: 230v/60Hz, METAL HALIDE, GENERAL DES: INTEGRAL LED-YELLOW, Unit: EA
ESI-002 | Data Enrichment | MUF |  | 2024-04-25 |  |  | ESI - 1232 | 265113 | LIGHT: TYPE: LED PROJECTOR, WATT: 1x65W 50/60Hz, VOLTAGE: 120-227V/53-60HZ, WEATHERFULL, GENERAL DES: WARM WHITE, ROUND TYPE, Unit: EA
ESI-002 | Data Enrichment | MUF |  | 2024-04-25 |  |  | ESI - 1230 | 265113 | LIGHT: TYPE: LED, FLOOD, WATT: 1x55W 50/60Hz, VOLTAGE: 85-330V, JAPAN, GENERAL DES: 693/108EZ NM31 11P65, Unit: EA
ESI-002 | Data Enrichment | MUF |  | 2024-04-25 |  |  | ESI - 1231 | 265113 | LIGHT: TYPE: LED, UNDERGROUND, WATT: 1x60W 50/60Hz, VOLTAGE: 230V, RAED, GENERAL DES: SKL-330, Unit: EA
ESI-002 | Data Enrichment | MUF |  | 2024-04-25 |  |  | ESI - 1238 | 265113 | LIGHT: TYPE: LED, WATT: 2x55W 50/60Hz, VOLTAGE: 12VDC, OSTA, GENERAL DES: INTEGRAL LED-BLUE, Unit: EA
ESI-002 | Data Enrichment | MUF |  | 2024-04-25 |  |  | ESI - 1235 | 265113 | LIGHT: TYPE: ROUND PILOT, WATT: 2x35W 50/60Hz, VOLTAGE: 85-240V, ECONOMIC, GENERAL DES: INTEGRAL LED-GREEN, Unit: EA
ESI-002 | Data Enrichment | MUF |  | 2024-04-25 |  |  | ESI - 1229 | 265113 | LIGHT: TYPE: STREET LIGHT, WATT: 1x50W 50/60Hz, VOLTAGE: 220/240V, NATIONAL LIGHTING CO, GENERAL DES: WALL MOUNTED, Unit: EA
ESI-002 | Data Enrichment | MUF |  | 2024-04-25 |  |  | ESI - 1236 | 265113 | LIGHT: TYPE: SWIMMING POOL, WATT: 2x40W 50/60Hz, VOLTAGE: 220v/60Hz, KHIND, GENERAL DES: INTEGRAL LED-RED, Unit: EA
ESI-002 | Data Enrichment | MUF |  | 2024-04-25 |  |  | ESI - 1239 | 265113 | LIGHT: TYPE: WARM WHITE, WATT: 2x60W 50/60Hz, VOLTAGE: 24V AC/DC, PLATO, GENERAL DES: PAR56WFL-23427, Unit: EA
ESI-002 | Data Enrichment | MUF |  | 2024-04-25 |  |  | ESI - 1256 | 265113 | LIGHT: WATT: 0.85w
ESI-002 | Data Enrichment | MUF |  | 2024-04-25 |  |  | ESI - 1249 | 265113 | LIGHT: WATT: 120w, Unit: EA
ESI-002 | Data Enrichment | MUF |  | 2024-04-25 |  |  | ESI - 1246 | 265113 | LIGHT: WATT: 125W , ZENITH, GENERAL DES: WITH FRAME, Unit: EA
ESI-002 | Data Enrichment | MUF |  | 2024-04-25 |  |  | ESI - 1262 | 265113 | LIGHT: WATT: 12W
ESI-002 | Data Enrichment | MUF |  | 2024-04-25 |  |  | ESI - 1259 | 265113 | LIGHT: WATT: 150W
ESI-002 | Data Enrichment | MUF |  | 2024-04-25 |  |  | ESI - 1247 | 265113 | LIGHT: WATT: 160w, EATON, GENERAL DES: BT2SL-F2, Unit: EA
ESI-002 | Data Enrichment | MUF |  | 2024-04-25 |  |  | ESI - 1250 | 265113 | LIGHT: WATT: 18w, Unit: EA
ESI-002 | Data Enrichment | MUF |  | 2024-04-25 |  |  | ESI - 1266 | 265113 | LIGHT: WATT: 1x7W
ESI-002 | Data Enrichment | MUF |  | 2024-04-25 |  |  | ESI - 1244 | 265113 | LIGHT: WATT: 1x8W, CHINA, GENERAL DES: METAL HALIDE, Unit: EA
ESI-002 | Data Enrichment | MUF |  | 2024-04-25 |  |  | ESI - 1267 | 265113 | LIGHT: WATT: 200W
ESI-002 | Data Enrichment | MUF |  | 2024-04-25 |  |  | ESI - 1258 | 265113 | LIGHT: WATT: 23W
ESI-002 | Data Enrichment | MUF |  | 2024-04-25 |  |  | ESI - 1253 | 265113 | LIGHT: WATT: 250W
ESI-002 | Data Enrichment | MUF |  | 2024-04-25 |  |  | ESI - 1271 | 265113 | LIGHT: WATT: 2x1.2W
ESI-002 | Data Enrichment | MUF |  | 2024-04-25 |  |  | ESI - 1264 | 265113 | LIGHT: WATT: 2x36 W
ESI-002 | Data Enrichment | MUF |  | 2024-04-25 |  |  | ESI - 1263 | 265113 | LIGHT: WATT: 2x58 W
ESI-002 | Data Enrichment | MUF |  | 2024-04-25 |  |  | ESI - 1257 | 265113 | LIGHT: WATT: 300W
ESI-002 | Data Enrichment | MUF |  | 2024-04-25 |  |  | ESI - 1251 | 265113 | LIGHT: WATT: 30w, Unit: EA
ESI-002 | Data Enrichment | MUF |  | 2024-04-25 |  |  | ESI - 1268 | 265113 | LIGHT: WATT: 3W 50/60Hz
ESI-002 | Data Enrichment | MUF |  | 2024-04-25 |  |  | ESI - 1270 | 265113 | LIGHT: WATT: 4.5W
ESI-002 | Data Enrichment | MUF |  | 2024-04-25 |  |  | ESI - 1254 | 265113 | LIGHT: WATT: 48x0.06W
ESI-002 | Data Enrichment | MUF |  | 2024-04-25 |  |  | ESI - 1269 | 265113 | LIGHT: WATT: 4W 50/60Hz
ESI-002 | Data Enrichment | MUF |  | 2024-04-25 |  |  | ESI - 1265 | 265113 | LIGHT: WATT: 500W
ESI-002 | Data Enrichment | MUF |  | 2024-04-25 |  |  | ESI - 1255 | 265113 | LIGHT: WATT: 60w
ESI-002 | Data Enrichment | MUF |  | 2024-04-25 |  |  | ESI - 1245 | 265113 | LIGHT: WATT: 6VX2W, OSRAM, GENERAL DES: HALOGEN, Unit: EA
ESI-002 | Data Enrichment | MUF |  | 2024-04-25 |  |  | ESI - 1260 | 265113 | LIGHT: WATT: 6W
ESI-002 | Data Enrichment | MUF |  | 2024-04-25 |  |  | ESI - 1252 | 265113 | LIGHT: WATT: 70w
ESI-002 | Data Enrichment | MUF |  | 2024-04-25 |  |  | ESI - 1248 | 265113 | LIGHT: WATT: 80w, MIRCOM, GENERAL DES: BL2MD-C3, Unit: EA
ESI-002 | Data Enrichment | MUF |  | 2024-04-25 |  |  | ESI - 1243 | 265113 | LIGHT: WATT: 90W, CHYI LAMP CO, GENERAL DES: CFL, E-27, Unit: EA
ESI-002 | Data Enrichment | MUF |  | 2024-04-25 |  |  | ESI - 1261 | 265113 | LIGHT: WATT: 9W
ESI-002 | Data Enrichment | SPC |  | 2024-04-25 |  |  | ESI - 565 | 260536 | ALUMINUM PLATE, SIZE: 60mm X 60mm, BRANDS: WOLOUF STEEL, Unit: EA
ESI-002 | Data Enrichment | VNE |  | 2024-04-25 |  |  | ESI - 1158 | 263313 | ANALOG, RATE: 0-100A
ESI-002 | Data Enrichment | VNE |  | 2024-04-25 |  |  | ESI - 1157 | 263313 | ANALOG, RATE: 0-150A
ESI-002 | Data Enrichment | VNE |  | 2024-04-25 |  |  | ESI - 1159 | 263313 | ANALOG, RATE: 0-2000A
ESI-002 | Data Enrichment | VNE |  | 2024-04-25 |  |  | ESI - 1156 | 263313 | ANALOG, RATE: 0-500V
ESI-002 | Data Enrichment | VNE |  | 2024-04-25 |  |  | ESI - 1160 | 263313 | ANALOG, RATE: 0-600V
ESI-002 | Data Enrichment | VNE |  | 2024-04-25 |  |  | ESI - 1155 | 263313 | ANALOG, TYPE: AMMETER, RATE: 0-400A, SIZE: 72mmx72mm
ESI-002 | Data Enrichment | VNE |  | 2024-04-25 |  |  | ESI - 1154 | 263313 | ANALOG, TYPE: VOLTMETER, RATE: 0-600A, SIZE: 96mmx96mm, ELMEX, Unit: EA
ESI-002 | Data Enrichment | PVJ |  | 2024-04-25 |  |  | ESI - 1173 | 263623 | ATS, VOLTAGE: 1000v, BRAND: ABB, 75A, Unit: Ea
ESI-002 | Data Enrichment | PVJ |  | 2024-04-25 |  |  | ESI - 1174 | 263623 | ATS, VOLTAGE: 2000v, BRAND: SCHNEIDER, 170A, Unit: Ea
ESI-002 | Data Enrichment | PVJ |  | 2024-04-25 |  |  | ESI - 1171 | 263623 | ATS, VOLTAGE: 250v, BRAND: GE, NUMBER OF POLE: 4 POLE, 175A, Unit: Ea
ESI-002 | Data Enrichment | PVJ |  | 2024-04-25 |  |  | ESI - 1175 | 263623 | ATS, VOLTAGE: 3000v, BRAND: EATON, Unit: Ea
ESI-002 | Data Enrichment | PVJ |  | 2024-04-25 |  |  | ESI - 1177 | 263623 | ATS, VOLTAGE: 380v
ESI-002 | Data Enrichment | PVJ |  | 2024-04-25 |  |  | ESI - 1176 | 263623 | ATS, VOLTAGE: 4000v, BRAND: CUMMINS, Unit: Ea
ESI-002 | Data Enrichment | PVJ |  | 2024-04-25 |  |  | ESI - 1172 | 263623 | ATS, VOLTAGE: 400v, BRAND: CUTTLER HUMMER, NUMBER OF POLE: 2 POLE, 350A, Unit: Ea
ESI-002 | Data Enrichment | PVJ |  | 2024-04-25 |  |  | ESI - 1178 | 263623 | ATS, VOLTAGE: 480v
ESI-002 | Data Enrichment | SCV |  | 2024-04-25 |  |  | ESI - 597 | 260536 | AUXILIARY CONTACT , TYPE: FOR MCCB (NSX), PART NUMBER: ZBE102
ESI-002 | Data Enrichment | SCV |  | 2024-04-25 |  |  | ESI - 599 | 260536 | AUXILIARY CONTACT , TYPE: FOR MOTOR PROTECTION, PART NUMBER: GVAD1010
ESI-002 | Data Enrichment | SCV |  | 2024-04-25 |  |  | ESI - 598 | 260536 | AUXILIARY CONTACT , TYPE: FOR SELECTOR SWITCH, PART NUMBER: 29450
ESI-002 | Data Enrichment | SCV |  | 2024-04-25 |  |  | ESI - 596 | 260536 | AUXILIARY CONTACT , TYPE: SINGLE BLOCK FOR HEAD,, BRAND: SCHNEIDER, PART NUMBER: ZBE101, Unit: Ea
ESI-002 | Data Enrichment | MUF |  | 2024-04-25 |  |  | ESI - 1223 | 265113 | BALLAST, TYPE: 150W, Unit: EA
ESI-002 | Data Enrichment | MUF |  | 2024-04-25 |  |  | ESI - 1206 | 265113 | BALLAST, TYPE: 1x20W 50/60Hz, VOLTAGE: 110V, APPLICATION: F/METAL HALIDE LAMP, SINAR, GENERAL DES: F20T12 RAPID START, Unit: EA
ESI-002 | Data Enrichment | MUF |  | 2024-04-25 |  |  | ESI - 1207 | 265113 | BALLAST, TYPE: 1x35W 50/60Hz, VOLTAGE: 220V, APPLICATION: F/FLUORESCENT TUBE, NOORTEK, GENERAL DES: RAPID START, Unit: EA
ESI-002 | Data Enrichment | MUF |  | 2024-04-25 |  |  | ESI - 1208 | 265113 | BALLAST, TYPE: 1x40W 50/60Hz, VOLTAGE: 110/127V, APPLICATION: F/HIGH PRESSURE SODIUM LAMP, PHILIPS, Unit: EA
ESI-002 | Data Enrichment | MUF |  | 2024-04-25 |  |  | ESI - 1209 | 265113 | BALLAST, TYPE: 1x50W 50/60Hz, VOLTAGE: 220/240V, APPLICATION: ELECTRONIC, GRAFIK EYE, Unit: EA
ESI-002 | Data Enrichment | MUF |  | 2024-04-25 |  |  | ESI - 1210 | 265113 | BALLAST, TYPE: 1x55W 50/60Hz, VOLTAGE: 127V, FULHAM, Unit: EA
ESI-002 | Data Enrichment | MUF |  | 2024-04-25 |  |  | ESI - 1211 | 265113 | BALLAST, TYPE: 1x60W 50/60Hz, VOLTAGE: 120V, MASTER, Unit: EA
ESI-002 | Data Enrichment | MUF |  | 2024-04-25 |  |  | ESI - 1212 | 265113 | BALLAST, TYPE: 1x65W 50/60Hz, Unit: EA
ESI-002 | Data Enrichment | MUF |  | 2024-04-25 |  |  | ESI - 1213 | 265113 | BALLAST, TYPE: 1x70W 50/60Hz, Unit: EA
ESI-002 | Data Enrichment | MUF |  | 2024-04-25 |  |  | ESI - 1214 | 265113 | BALLAST, TYPE: 2x20W 50/60Hz, Unit: EA
ESI-002 | Data Enrichment | MUF |  | 2024-04-25 |  |  | ESI - 1215 | 265113 | BALLAST, TYPE: 2x35W 50/60Hz, Unit: EA
ESI-002 | Data Enrichment | MUF |  | 2024-04-25 |  |  | ESI - 1222 | 265113 | BALLAST, TYPE: 2X36W 50/60Hz, Unit: EA
ESI-002 | Data Enrichment | MUF |  | 2024-04-25 |  |  | ESI - 1216 | 265113 | BALLAST, TYPE: 2x40W 50/60Hz, Unit: EA
ESI-002 | Data Enrichment | MUF |  | 2024-04-25 |  |  | ESI - 1217 | 265113 | BALLAST, TYPE: 2x50W 50/60Hz, Unit: EA
ESI-002 | Data Enrichment | MUF |  | 2024-04-25 |  |  | ESI - 1218 | 265113 | BALLAST, TYPE: 2x55W 50/60Hz, Unit: EA
ESI-002 | Data Enrichment | MUF |  | 2024-04-25 |  |  | ESI - 1219 | 265113 | BALLAST, TYPE: 2x60W 50/60Hz, Unit: EA
ESI-002 | Data Enrichment | MUF |  | 2024-04-25 |  |  | ESI - 1220 | 265113 | BALLAST, TYPE: 2x65W 50/60Hz, Unit: EA
ESI-002 | Data Enrichment | MUF |  | 2024-04-25 |  |  | ESI - 1221 | 265113 | BALLAST, TYPE: 2x70W 50/60Hz, Unit: EA
ESI-002 | Data Enrichment | MUF |  | 2024-04-25 |  |  | ESI - 1224 | 265113 | BALLAST, Unit: EA
ESI-002 | Data Enrichment | SPC |  | 2024-04-25 |  |  | ESI - 349 | 260526 | BASE FOR AIR ROD, SIZE: 25.4mm X 3mm, PART NO.: SD105H, BRAND: FURSE, Unit: EA
ESI-002 | Data Enrichment | SPC |  | 2024-04-25 |  |  | ESI - 647 | 260536 | BATTERY MONITORING SYSTEM, BRAND: ALBER, Unit: EA
ESI-002 | Data Enrichment | SPC |  | 2024-04-25 |  |  | ESI - 1131 | 263313 | BATTERY, USAGE: FOR DRILL, MODEL NUMBER: 18VXR, RATE: 14.4V, AAA, Unit: EA
ESI-002 | Data Enrichment | SPC |  | 2024-04-25 |  |  | ESI - 1130 | 263313 | BATTERY, USAGE: FOR GENERATOR, MODEL NUMBER: ESL03100AH, RATE: 100A, DEWALT, Unit: EA
ESI-002 | Data Enrichment | SPC |  | 2024-04-25 |  |  | ESI - 1132 | 263313 | BATTERY, USAGE: PORT CHARGER, RATE: 12V, Unit: EA
ESI-002 | Data Enrichment | SPC |  | 2024-04-25 |  |  | ESI - 848 | 262416 | BOX:
ESI-002 | Data Enrichment | SPC |  | 2024-04-25 |  |  | ESI - 849 | 262416 | BOX:
ESI-002 | Data Enrichment | SPC |  | 2024-04-25 |  |  | ESI - 838 | 262416 | BOX: SIZE: 10x10-3/4in, STEEL CITY
ESI-002 | Data Enrichment | SPC |  | 2024-04-25 |  |  | ESI - 841 | 262416 | BOX: SIZE: 10x10-75mm
ESI-002 | Data Enrichment | SPC |  | 2024-04-25 |  |  | ESI - 842 | 262416 | BOX: SIZE: 20x20-75mm
ESI-002 | Data Enrichment | SPC |  | 2024-04-25 |  |  | ESI - 836 | 262416 | BOX: SIZE: 255x200x80, MATERIAL: ALUMINUM DIE CAST, RACO, GENERAL DES: PULLBOX WITH COVER
ESI-002 | Data Enrichment | SPC |  | 2024-04-25 |  |  | ESI - 835 | 262416 | BOX: SIZE: 280x340mm Dp:90mm, MATERIAL: PRE-GALVANIZED, SCHNEIDER, GENERAL DES: LEG.689640
ESI-002 | Data Enrichment | SPC |  | 2024-04-25 |  |  | ESI - 847 | 262416 | BOX: SIZE: 2x4in
ESI-002 | Data Enrichment | SPC |  | 2024-04-25 |  |  | ESI - 837 | 262416 | BOX: SIZE: 340mmx260mmx70mm, OZG
ESI-002 | Data Enrichment | SPC |  | 2024-04-25 |  |  | ESI - 846 | 262416 | BOX: SIZE: 4x2-1/8in 1/4in
ESI-002 | Data Enrichment | SPC |  | 2024-04-25 |  |  | ESI - 845 | 262416 | BOX: SIZE: 4x2-1/8in 2-1/8 3/4in KO
ESI-002 | Data Enrichment | SPC |  | 2024-04-25 |  |  | ESI - 840 | 262416 | BOX: SIZE: 4X4,3/4" KO
ESI-002 | Data Enrichment | SPC |  | 2024-04-25 |  |  | ESI - 844 | 262416 | BOX: SIZE: 4x4in
ESI-002 | Data Enrichment | SPC |  | 2024-04-25 |  |  | ESI - 843 | 262416 | BOX: SIZE: 4x4x2-1/8in 1in KO
ESI-002 | Data Enrichment | SPC |  | 2024-04-25 |  |  | ESI - 839 | 262416 | BOX: SIZE: 9X9-3/4in, ELETRA
ESI-002 | Data Enrichment | SPC |  | 2024-04-25 |  |  | ESI - 833 | 262416 | BOX: TYPE: COVER, SIZE: 4x4in Dp:4in, MATERIAL: IP65, CHINA, GENERAL DES: RECTANGLE
ESI-002 | Data Enrichment | SPC |  | 2024-04-25 |  |  | ESI - 831 | 262416 | BOX: TYPE: FLOOR, SIZE: 1in, MATERIAL: GALVANIZED STEEL, LEGRAND, GENERAL DES: SQUARE
ESI-002 | Data Enrichment | SPC |  | 2024-04-25 |  |  | ESI - 834 | 262416 | BOX: TYPE: HAND UTILITY, SIZE: 4x7in, MATERIAL: COVER RED DOT, ETC, GENERAL DES: GUAT
ESI-002 | Data Enrichment | SPC |  | 2024-04-25 |  |  | ESI - 829 | 262416 | BOX: TYPE: JUNCTION, SIZE: 3/4in, MATERIAL: ZINC PLATE IRON BODY, EMERSON, GENERAL DES: W/COVER GALV, Unit: ea
ESI-002 | Data Enrichment | SPC |  | 2024-04-25 |  |  | ESI - 830 | 262416 | BOX: TYPE: OUTLET, SIZE: 86X280mm, MATERIAL: PVC COATED, CROUSE-HIND, GENERAL DES: ROUND, Unit: ea
ESI-002 | Data Enrichment | SPC |  | 2024-04-25 |  |  | ESI - 832 | 262416 | BOX: TYPE: WEATHERPROOF, SIZE: Dia:90mm, MATERIAL: MALLEABLE IRON, THOMAS & BETTS, GENERAL DES: OCTAGONAL
ESI-002 | Data Enrichment | SCV |  | 2024-04-25 |  |  | ESI - 1037 | 262816 | BREAKERS, A9F44106
ESI-002 | Data Enrichment | SCV |  | 2024-04-25 |  |  | ESI - 1038 | 262816 | BREAKERS, A9F44110
ESI-002 | Data Enrichment | SCV |  | 2024-04-25 |  |  | ESI - 1039 | 262816 | BREAKERS, A9F44150
ESI-002 | Data Enrichment | SCV |  | 2024-04-25 |  |  | ESI - 1036 | 262816 | BREAKERS, A9F44210
ESI-002 | Data Enrichment | SCV |  | 2024-04-25 |  |  | ESI - 1035 | 262816 | BREAKERS, A9F44220
ESI-002 | Data Enrichment | SCV |  | 2024-04-25 |  |  | ESI - 1041 | 262816 | BREAKERS, A9F44320
ESI-002 | Data Enrichment | SCV |  | 2024-04-25 |  |  | ESI - 1055 | 262816 | BREAKERS, A9F44340
ESI-002 | Data Enrichment | SCV |  | 2024-04-25 |  |  | ESI - 1056 | 262816 | BREAKERS, A9F44350
ESI-002 | Data Enrichment | SCV |  | 2024-04-25 |  |  | ESI - 1057 | 262816 | BREAKERS, A9F44363
ESI-002 | Data Enrichment | SCV |  | 2024-04-25 |  |  | ESI - 1015 | 262816 | BREAKERS, A9F54120
ESI-002 | Data Enrichment | SCV |  | 2024-04-25 |  |  | ESI - 1014 | 262816 | BREAKERS, A9F54132
ESI-002 | Data Enrichment | SCV |  | 2024-04-25 |  |  | ESI - 1011 | 262816 | BREAKERS, A9F54320
ESI-002 | Data Enrichment | SCV |  | 2024-04-25 |  |  | ESI - 1012 | 262816 | BREAKERS, A9F54332
ESI-002 | Data Enrichment | SCV |  | 2024-04-25 |  |  | ESI - 1013 | 262816 | BREAKERS, A9F54340
ESI-002 | Data Enrichment | SCV |  | 2024-04-25 |  |  | ESI - 1058 | 262816 | BREAKERS, A9R14491
ESI-002 | Data Enrichment | SCV |  | 2024-04-25 |  |  | ESI - 1044 | 262816 | BREAKERS, A9R17440
ESI-002 | Data Enrichment | SCV |  | 2024-04-25 |  |  | ESI - 988 | 262816 | BREAKERS, AMPERAGE: 100amp, BRAND: CUTTLER HUMMER, NUMBER OF POLE: 1P C 6KA, 230VAC, PART NUMBER: LV429741, Unit: Ea
ESI-002 | Data Enrichment | SCV |  | 2024-04-25 |  |  | ESI - 1003 | 262816 | BREAKERS, AMPERAGE: 10amp, NUMBER OF POLE: NEMA 3R, MCCB 36KA, PART NUMBER: SFDN100, Unit: Ea
ESI-002 | Data Enrichment | SCV |  | 2024-04-25 |  |  | ESI - 1010 | 262816 | BREAKERS, AMPERAGE: 1250amp, A9F54316
ESI-002 | Data Enrichment | SCV |  | 2024-04-25 |  |  | ESI - 1002 | 262816 | BREAKERS, AMPERAGE: 14amp, NUMBER OF POLE: 2P 480VAC, LV430830, PART NUMBER: FD3060L, Unit: Ea
ESI-002 | Data Enrichment | SCV |  | 2024-04-25 |  |  | ESI - 990 | 262816 | BREAKERS, AMPERAGE: 150amp, BRAND: EATON, NUMBER OF POLE: 3p 18KA/380V, MG-17078, PART NUMBER: GV2L16, Unit: Ea
ESI-002 | Data Enrichment | SCV |  | 2024-04-25 |  |  | ESI - 1008 | 262816 | BREAKERS, AMPERAGE: 15-100amp, NUMBER OF POLE: 4P, 120/240VAC, Unit: Ea
ESI-002 | Data Enrichment | SCV |  | 2024-04-25 |  |  | ESI - 1009 | 262816 | BREAKERS, AMPERAGE: 1600amp, NUMBER OF POLE: 3P ACTI9, EEMAC
ESI-002 | Data Enrichment | SCV |  | 2024-04-25 |  |  | ESI - 997 | 262816 | BREAKERS, AMPERAGE: 160amp, NUMBER OF POLE: 3P-6, A9F44132, PART NUMBER: T3N 250, Unit: Ea
ESI-002 | Data Enrichment | SCV |  | 2024-04-25 |  |  | ESI - 1007 | 262816 | BREAKERS, AMPERAGE: 16amp 3P, NUMBER OF POLE: ROTARY HANDLE, 300mA, PART NUMBER: NW12H13D2EVVXX, Unit: Ea
ESI-002 | Data Enrichment | SCV |  | 2024-04-25 |  |  | ESI - 992 | 262816 | BREAKERS, AMPERAGE: 16amp, NUMBER OF POLE: 3P ACTI9 IC60N MCB, MG-LV430630, PART NUMBER: A9R74463, Unit: Ea
ESI-002 | Data Enrichment | SCV |  | 2024-04-25 |  |  | ESI - 985 | 262816 | BREAKERS, AMPERAGE: 20amp, BRAND: GE, NUMBER OF POLE: 1POLE 50/60HZ, SACE TMAX T5N630, PART NUMBER: LV429632, Unit: Ea
ESI-002 | Data Enrichment | SCV |  | 2024-04-25 |  |  | ESI - 1001 | 262816 | BREAKERS, AMPERAGE: 250amp, NUMBER OF POLE: 3P, A9D14816, PART NUMBER: RGDN100, Unit: Ea
ESI-002 | Data Enrichment | SCV |  | 2024-04-25 |  |  | ESI - 1006 | 262816 | BREAKERS, AMPERAGE: 25amp 1P, NUMBER OF POLE: NEMA 1, C CURVE, PART NUMBER: NW16H24D2EVVXX, Unit: Ea
ESI-002 | Data Enrichment | SCV |  | 2024-04-25 |  |  | ESI - 999 | 262816 | BREAKERS, AMPERAGE: 25amp, NUMBER OF POLE: 3P 22KA/380V, A9F44332, PART NUMBER: ACT19-IC60N, Unit: Ea
ESI-002 | Data Enrichment | SCV |  | 2024-04-25 |  |  | ESI - 986 | 262816 | BREAKERS, AMPERAGE: 30amp, BRAND: ABB , NUMBER OF POLE: 2POLES 50/60HZ, 1PC,A9F44116, PART NUMBER: LV429634, Unit: Ea
ESI-002 | Data Enrichment | SCV |  | 2024-04-25 |  |  | ESI - 994 | 262816 | BREAKERS, AMPERAGE: 32amp, NUMBER OF POLE: IC60H RCBO, NSX100F LV429770, PART NUMBER: GV2ME14, Unit: Ea
ESI-002 | Data Enrichment | SCV |  | 2024-04-25 |  |  | ESI - 989 | 262816 | BREAKERS, AMPERAGE: 400amp, BRAND: LS , NUMBER OF POLE: 3P 3D, A9F44263, PART NUMBER: LV429742, Unit: Ea
ESI-002 | Data Enrichment | SCV |  | 2024-04-25 |  |  | ESI - 993 | 262816 | BREAKERS, AMPERAGE: 40amp, NUMBER OF POLE: 4P ACTI9 IC60N MCB, EZC100N3060, PART NUMBER: A9R74440, Unit: Ea
ESI-002 | Data Enrichment | SCV |  | 2024-04-25 |  |  | ESI - 987 | 262816 | BREAKERS, AMPERAGE: 50amp, BRAND: SCHNEIDER, NUMBER OF POLE: 3P C 6KA, 400VAC, PART NUMBER: LV431630, Unit: Ea
ESI-002 | Data Enrichment | SCV |  | 2024-04-25 |  |  | ESI - 998 | 262816 | BREAKERS, AMPERAGE: 60amp, NUMBER OF POLE: 3P-9, A9F44140, PART NUMBER: TJD4325OWL, Unit: Ea
ESI-002 | Data Enrichment | SCV |  | 2024-04-25 |  |  | ESI - 1004 | 262816 | BREAKERS, AMPERAGE: 6-10amp, NUMBER OF POLE: 3P 600VAC, MCCB, PART NUMBER: GHC3060V, Unit: Ea
ESI-002 | Data Enrichment | SCV |  | 2024-04-25 |  |  | ESI - 991 | 262816 | BREAKERS, AMPERAGE: 630amp, NUMBER OF POLE: 1P ACTI9 IC60N MCB, MG-17044, PART NUMBER: GV2L10, Unit: Ea
ESI-002 | Data Enrichment | SCV |  | 2024-04-25 |  |  | ESI - 995 | 262816 | BREAKERS, AMPERAGE: 63amp, NUMBER OF POLE: 3POLE 400VAC, A9F44116, PART NUMBER: GV2ME16, Unit: Ea
ESI-002 | Data Enrichment | SCV |  | 2024-04-25 |  |  | ESI - 996 | 262816 | BREAKERS, AMPERAGE: 6amp, NUMBER OF POLE: 4P ACTI9 IID, A9F44120, PART NUMBER: NS800N, Unit: Ea
ESI-002 | Data Enrichment | SCV |  | 2024-04-25 |  |  | ESI - 1000 | 262816 | BREAKERS, AMPERAGE: 800amp, NUMBER OF POLE: 3P-MCB, A9F44432, PART NUMBER: GHC2020, Unit: Ea
ESI-002 | Data Enrichment | SCV |  | 2024-04-25 |  |  | ESI - 1005 | 262816 | BREAKERS, AMPERAGE: 9-14amp, NUMBER OF POLE: 3P 480VAC, 300mA, PART NUMBER: SGDN100, Unit: Ea
ESI-002 | Data Enrichment | SCV |  | 2024-04-25 |  |  | ESI - 1034 | 262816 | BREAKERS, EZC100N3020
ESI-002 | Data Enrichment | SCV |  | 2024-04-25 |  |  | ESI - 1033 | 262816 | BREAKERS, EZC100N3030
ESI-002 | Data Enrichment | SCV |  | 2024-04-25 |  |  | ESI - 1032 | 262816 | BREAKERS, EZC100N3040
ESI-002 | Data Enrichment | SCV |  | 2024-04-25 |  |  | ESI - 1040 | 262816 | BREAKERS, EZC100N3063
ESI-002 | Data Enrichment | SCV |  | 2024-04-25 |  |  | ESI - 1031 | 262816 | BREAKERS, EZC100N3080
ESI-002 | Data Enrichment | SCV |  | 2024-04-25 |  |  | ESI - 1030 | 262816 | BREAKERS, EZC100N3100
ESI-002 | Data Enrichment | SCV |  | 2024-04-25 |  |  | ESI - 1029 | 262816 | BREAKERS, EZC250N3125
ESI-002 | Data Enrichment | SCV |  | 2024-04-25 |  |  | ESI - 1028 | 262816 | BREAKERS, EZC250N3160
ESI-002 | Data Enrichment | SCV |  | 2024-04-25 |  |  | ESI - 1021 | 262816 | BREAKERS, LV429550
ESI-002 | Data Enrichment | SCV |  | 2024-04-25 |  |  | ESI - 1022 | 262816 | BREAKERS, LV429551
ESI-002 | Data Enrichment | SCV |  | 2024-04-25 |  |  | ESI - 1023 | 262816 | BREAKERS, LV429552
ESI-002 | Data Enrichment | SCV |  | 2024-04-25 |  |  | ESI - 1024 | 262816 | BREAKERS, LV429553
ESI-002 | Data Enrichment | SCV |  | 2024-04-25 |  |  | ESI - 1025 | 262816 | BREAKERS, LV429554
ESI-002 | Data Enrichment | SCV |  | 2024-04-25 |  |  | ESI - 1026 | 262816 | BREAKERS, LV429555
ESI-002 | Data Enrichment | SCV |  | 2024-04-25 |  |  | ESI - 1027 | 262816 | BREAKERS, LV429556
ESI-002 | Data Enrichment | SCV |  | 2024-04-25 |  |  | ESI - 1050 | 262816 | BREAKERS, LV429630
ESI-002 | Data Enrichment | SCV |  | 2024-04-25 |  |  | ESI - 1018 | 262816 | BREAKERS, LV429631
ESI-002 | Data Enrichment | SCV |  | 2024-04-25 |  |  | ESI - 1051 | 262816 | BREAKERS, LV429633
ESI-002 | Data Enrichment | SCV |  | 2024-04-25 |  |  | ESI - 1052 | 262816 | BREAKERS, LV429635
ESI-002 | Data Enrichment | SCV |  | 2024-04-25 |  |  | ESI - 1053 | 262816 | BREAKERS, LV429636
ESI-002 | Data Enrichment | SCV |  | 2024-04-25 |  |  | ESI - 1048 | 262816 | BREAKERS, LV429772
ESI-002 | Data Enrichment | SCV |  | 2024-04-25 |  |  | ESI - 1019 | 262816 | BREAKERS, LV430310
ESI-002 | Data Enrichment | SCV |  | 2024-04-25 |  |  | ESI - 1020 | 262816 | BREAKERS, LV430311
ESI-002 | Data Enrichment | SCV |  | 2024-04-25 |  |  | ESI - 1054 | 262816 | BREAKERS, LV430311
ESI-002 | Data Enrichment | SCV |  | 2024-04-25 |  |  | ESI - 1049 | 262816 | BREAKERS, LV430631
ESI-002 | Data Enrichment | SCV |  | 2024-04-25 |  |  | ESI - 1046 | 262816 | BREAKERS, LV431770
ESI-002 | Data Enrichment | SCV |  | 2024-04-25 |  |  | ESI - 1047 | 262816 | BREAKERS, LV431771
ESI-002 | Data Enrichment | SCV |  | 2024-04-25 |  |  | ESI - 1043 | 262816 | BREAKERS, LV432598
ESI-002 | Data Enrichment | SCV |  | 2024-04-25 |  |  | ESI - 1017 | 262816 | BREAKERS, LV432676
ESI-002 | Data Enrichment | SCV |  | 2024-04-25 |  |  | ESI - 1016 | 262816 | BREAKERS, LV432876
ESI-002 | Data Enrichment | SCV |  | 2024-04-25 |  |  | ESI - 1042 | 262816 | BREAKERS, LV432895
ESI-002 | Data Enrichment | SCV |  | 2024-04-25 |  |  | ESI - 1045 | 262816 | BREAKERS, MASTERPACK
ESI-002 | Data Enrichment | MUF |  | 2024-04-25 |  |  | ESI - 1183 | 265113 | BULB, WATTS: 1000w, VOLTAGE: RX75, TYPE: CANDLE, ASTTALUX, GENERAL DES: E40 DAYLIGHT, Unit: EA
ESI-002 | Data Enrichment | MUF |  | 2024-04-25 |  |  | ESI - 1185 | 265113 | BULB, WATTS: 100W, VOLTAGE: 120V, TYPE: LED E27, NERVA, GENERAL DES: CLEAR E-14, Unit: EA
ESI-002 | Data Enrichment | MUF |  | 2024-04-25 |  |  | ESI - 1180 | 265113 | BULB, WATTS: 10w, VOLTAGE: 110V, TYPE: CLASSIC, GE, GENERAL DES: E27, Unit: EA
ESI-002 | Data Enrichment | MUF |  | 2024-04-25 |  |  | ESI - 1192 | 265113 | BULB, WATTS: 125W
ESI-002 | Data Enrichment | MUF |  | 2024-04-25 |  |  | ESI - 1188 | 265113 | BULB, WATTS: 12w, TYPE: MERCURY, ECONOMIC, GENERAL DES: SPIRAL
ESI-002 | Data Enrichment | MUF |  | 2024-04-25 |  |  | ESI - 1187 | 265113 | BULB, WATTS: 150w, TYPE: WARM WHITE, OPPLE, GENERAL DES: ENERGY SAVER, Unit: EA
ESI-002 | Data Enrichment | MUF |  | 2024-04-25 |  |  | ESI - 1189 | 265113 | BULB, WATTS: 15w, TYPE: RFL, GU5.2, ULTRA LIGHT, GENERAL DES: PAR38
ESI-002 | Data Enrichment | MUF |  | 2024-04-25 |  |  | ESI - 1181 | 265113 | BULB, WATTS: 20w, VOLTAGE: 220V, TYPE: FROSTED, OSRAM, GENERAL DES: MINI, Unit: EA
ESI-002 | Data Enrichment | MUF |  | 2024-04-25 |  |  | ESI - 1190 | 265113 | BULB, WATTS: 25w
ESI-002 | Data Enrichment | MUF |  | 2024-04-25 |  |  | ESI - 1184 | 265113 | BULB, WATTS: 400W, VOLTAGE: RX7S, TYPE: ENERGY SAVER, PHILIPS, GENERAL DES: INCANDESCENT, Unit: EA
ESI-002 | Data Enrichment | MUF |  | 2024-04-25 |  |  | ESI - 1186 | 265113 | BULB, WATTS: 40W, VOLTAGE: 12V , TYPE: DAYLIGHT, CHINA, GENERAL DES: WARM WHITE, Unit: EA
ESI-002 | Data Enrichment | MUF |  | 2024-04-25 |  |  | ESI - 1193 | 265113 | BULB, WATTS: 50W
ESI-002 | Data Enrichment | MUF |  | 2024-04-25 |  |  | ESI - 1182 | 265113 | BULB, WATTS: 60w, VOLTAGE: 50/60Hz, TYPE: METAL HALIDE, NARDEEN, GENERAL DES: HALOGEN, Unit: EA
ESI-002 | Data Enrichment | MUF |  | 2024-04-25 |  |  | ESI - 1194 | 265113 | BULB, WATTS: 70W
ESI-002 | Data Enrichment | MUF |  | 2024-04-25 |  |  | ESI - 1191 | 265113 | BULB, WATTS: 80W
ESI-002 | Data Enrichment | SPC |  | 2024-04-25 |  |  | ESI - 463 | 260529 | BUS BAR COPPER, SIZE: 16WAY, MODEL: LK207-16, BRAND: FURSE, TWIN DISCONNECTING LINKS
ESI-002 | Data Enrichment | SPC |  | 2024-04-25 |  |  | ESI - 462 | 260529 | BUS BAR COPPER, SIZE: 6WAY, MODEL: EBC006, BRAND: AN WALLIS, CHATWORTH, Unit: EA
ESI-002 | Data Enrichment | SPC |  | 2024-04-25 |  |  | ESI - 227 | 260523 | CABLE BREAKOUT, SIZE: 80X38mm , PART NUMBER: HMB330, BRAND: HONGSHANG, Unit: EA
ESI-002 | Data Enrichment | SPC |  | 2024-04-25 |  |  | ESI - 351 | 260526 | CABLE CLAMP, SIZE: 500mm, TYPE : ALUMINUM, BRAND: SEICO, SINGLE WAY, Unit: PCS
ESI-002 | Data Enrichment | SPC |  | 2024-04-25 |  |  | ESI - 352 | 260526 | CABLE CLAMP, SIZE: 95mm, THREE WAY, Unit: SET
ESI-002 | Data Enrichment | SPC |  | 2024-04-25 |  |  | ESI - 2 | 260130 | CABLE CLEANER, TYPE: CRC, SIZE: 400ml, PACKING: 12PCS/BOX, BELGIUM, Unit: Can
ESI-002 | Data Enrichment | SPC |  | 2024-04-25 |  |  | ESI - 345 | 260526 | CABLE LOCATOR, PART NUMBER: 50086626, SIZE: 501 II Deep Wire Locator, BRAND: GREENLEE
ESI-002 | Data Enrichment | SPC |  | 2024-04-25 |  |  | ESI - 344 | 260526 | CABLE LOCATOR, PART NUMBER: RXTX, SIZE: 50Hz/R/33kHz, Transmitter 33kHz, BRAND: sebaKMT, Unit: EA
ESI-002 | Data Enrichment | SPC |  | 2024-04-25 |  |  | ESI - 259 | 260526 | CABLE LUGS, SIZE: 0.5mm
ESI-002 | Data Enrichment | SPC |  | 2024-04-25 |  |  | ESI - 238 | 260526 | CABLE LUGS, SIZE: 0.75mm, TYPE OF LUGS: PIN TYPE, BRANDS: SOFAMEL, GALVANIZED, GENERAL DES: INSULATED, Unit: EA
ESI-002 | Data Enrichment | SPC |  | 2024-04-25 |  |  | ESI - 239 | 260526 | CABLE LUGS, SIZE: 1.5mm, TYPE OF LUGS: RING TYPE, BRANDS: NISSAD , COPPER, GENERAL DES: NON-INSULATED
ESI-002 | Data Enrichment | SPC |  | 2024-04-25 |  |  | ESI - 258 | 260526 | CABLE LUGS, SIZE: 1000mm
ESI-002 | Data Enrichment | SPC |  | 2024-04-25 |  |  | ESI - 243 | 260526 | CABLE LUGS, SIZE: 10mm, TYPE OF LUGS: TWIN TYPE, BRANDS: PENNINE, UL LISTED
ESI-002 | Data Enrichment | SPC |  | 2024-04-25 |  |  | ESI - 250 | 260526 | CABLE LUGS, SIZE: 120mm, BRANDS: FURSE
ESI-002 | Data Enrichment | SPC |  | 2024-04-25 |  |  | ESI - 265 | 260526 | CABLE LUGS, SIZE: 120mm2
ESI-002 | Data Enrichment | SPC |  | 2024-04-25 |  |  | ESI - 251 | 260526 | CABLE LUGS, SIZE: 150mm, BRANDS: PENN-UNION
ESI-002 | Data Enrichment | SPC |  | 2024-04-25 |  |  | ESI - 244 | 260526 | CABLE LUGS, SIZE: 16mm, TYPE OF LUGS: LONG TYPE, BRANDS: TAC, PRE-INSULATED
ESI-002 | Data Enrichment | SPC |  | 2024-04-25 |  |  | ESI - 252 | 260526 | CABLE LUGS, SIZE: 185mm
ESI-002 | Data Enrichment | SPC |  | 2024-04-25 |  |  | ESI - 260 | 260526 | CABLE LUGS, SIZE: 1mm
ESI-002 | Data Enrichment | SPC |  | 2024-04-25 |  |  | ESI - 240 | 260526 | CABLE LUGS, SIZE: 2.5mm, TYPE OF LUGS: 2-HOLE, BRANDS: AXIS, GALV. STEEL
ESI-002 | Data Enrichment | SPC |  | 2024-04-25 |  |  | ESI - 253 | 260526 | CABLE LUGS, SIZE: 240mm
ESI-002 | Data Enrichment | SPC |  | 2024-04-25 |  |  | ESI - 245 | 260526 | CABLE LUGS, SIZE: 25mm, TYPE OF LUGS: JOIN TYPE, BRANDS: BOOTLESS, BLACK
ESI-002 | Data Enrichment | SPC |  | 2024-04-25 |  |  | ESI - 263 | 260526 | CABLE LUGS, SIZE: 2mm
ESI-002 | Data Enrichment | SPC |  | 2024-04-25 |  |  | ESI - 254 | 260526 | CABLE LUGS, SIZE: 300mm
ESI-002 | Data Enrichment | SPC |  | 2024-04-25 |  |  | ESI - 246 | 260526 | CABLE LUGS, SIZE: 35mm, TYPE OF LUGS: RNG TYPE 6 HOLE, BRANDS: OHMZ, RED
ESI-002 | Data Enrichment | SPC |  | 2024-04-25 |  |  | ESI - 255 | 260526 | CABLE LUGS, SIZE: 400mm
ESI-002 | Data Enrichment | SPC |  | 2024-04-25 |  |  | ESI - 241 | 260526 | CABLE LUGS, SIZE: 4mm, TYPE OF LUGS: SINGLE HOLE, BRANDS: CEMBRE, ALUMINIUM
ESI-002 | Data Enrichment | SPC |  | 2024-04-25 |  |  | ESI - 256 | 260526 | CABLE LUGS, SIZE: 500mm
ESI-002 | Data Enrichment | SPC |  | 2024-04-25 |  |  | ESI - 247 | 260526 | CABLE LUGS, SIZE: 50mm, TYPE OF LUGS: RNG TYPE 8 HOLE, BRANDS: GERMANY, WHITE
ESI-002 | Data Enrichment | SPC |  | 2024-04-25 |  |  | ESI - 262 | 260526 | CABLE LUGS, SIZE: 50mm2/8
ESI-002 | Data Enrichment | SPC |  | 2024-04-25 |  |  | ESI - 242 | 260526 | CABLE LUGS, SIZE: 6mm, TYPE OF LUGS: "U'' TYPE, BRANDS: BURNDY, PVC COATED
ESI-002 | Data Enrichment | SPC |  | 2024-04-25 |  |  | ESI - 248 | 260526 | CABLE LUGS, SIZE: 70mm, TYPE OF LUGS: BOOTLACE, BRANDS: RAYCHEM
ESI-002 | Data Enrichment | SPC |  | 2024-04-25 |  |  | ESI - 257 | 260526 | CABLE LUGS, SIZE: 800mm
ESI-002 | Data Enrichment | SPC |  | 2024-04-25 |  |  | ESI - 261 | 260526 | CABLE LUGS, SIZE: 8x50mm
ESI-002 | Data Enrichment | SPC |  | 2024-04-25 |  |  | ESI - 249 | 260526 | CABLE LUGS, SIZE: 95mm, BRANDS: PARTEX
ESI-002 | Data Enrichment | SPC |  | 2024-04-25 |  |  | ESI - 264 | 260526 | CABLE LUGS, SIZE: 95mm2
ESI-002 | Data Enrichment | SPC |  | 2024-04-25 |  |  | ESI - 547 | 260536 | CABLE MARKER, SIZE: 2.5mm - 4mm, Unit: Pkt
ESI-002 | Data Enrichment | SPC |  | 2024-04-25 |  |  | ESI - 544 | 260536 | CABLE MARKER, SIZE: 2.5mm - 5.0mm, TYPE: STRIPS, LENGH: 01-05, CHINA, Unit: Pkt
ESI-002 | Data Enrichment | SPC |  | 2024-04-25 |  |  | ESI - 543 | 260536 | CABLE MARKER, SIZE: 280 X 90, TYPE: ECA-1, LENGH: 0 - 9, GIFFEX, Unit: EA
ESI-002 | Data Enrichment | SPC |  | 2024-04-25 |  |  | ESI - 549 | 260536 | CABLE MARKER, SIZE: 280mmx90mm
ESI-002 | Data Enrichment | SPC |  | 2024-04-25 |  |  | ESI - 542 | 260536 | CABLE MARKER, SIZE: 4 - 6mm, TYPE: UNDERGROUND CABLE, LENGH: A TO Z, NSS, GENERAL DES: NOT IN USE, Unit: EA
ESI-002 | Data Enrichment | SPC |  | 2024-04-25 |  |  | ESI - 545 | 260536 | CABLE MARKER, SIZE: 4.0mm - 10mm, TYPE: EC-0, LENGH: PLAIN, ELCA, Unit: Pkt
ESI-002 | Data Enrichment | SPC |  | 2024-04-25 |  |  | ESI - 546 | 260536 | CABLE MARKER, SIZE: 65x9mm, TAIWAN, Unit: Pkt
ESI-002 | Data Enrichment | SPC |  | 2024-04-25 |  |  | ESI - 548 | 260536 | CABLE MARKER, SIZE: 7x15
ESI-002 | Data Enrichment | SPC |  | 2024-04-25 |  |  | ESI - 541 | 260536 | CABLE MARKER, SIZE: 8 - 10mm, TYPE: FERRULE YELLOW, LENGH: 0 TO 9 ECA, KSS, GENERAL DES: PLATE ROUTE MARKER, Unit: EA
ESI-002 | Data Enrichment | SPC |  | 2024-04-25 |  |  | ESI - 550 | 260536 | CABLE MARKER, SIZE: 9mmx100mm
ESI-002 | Data Enrichment | SPC |  | 2024-04-25 |  |  | ESI - 686 | 260553 | CABLE PULLING LUBRICANT, TYPE : IDEAL, Unit: GALLON
ESI-002 | Data Enrichment | SYC |  | 2024-04-25 |  |  | ESI - 308 | 260526 | CABLE TIE, SIZE: 150mm, BRANDS: GIFFER, 350pcs/pkt
ESI-002 | Data Enrichment | SYC |  | 2024-04-25 |  |  | ESI - 304 | 260526 | CABLE TIE, SIZE: 2.5mm, TYPE: NYLON COATED, BRANDS: 3M, 100pcs/pkt, Unit: PKT
ESI-002 | Data Enrichment | SYC |  | 2024-04-25 |  |  | ESI - 317 | 260526 | CABLE TIE, SIZE: 2.5mmx100mm
ESI-002 | Data Enrichment | SYC |  | 2024-04-25 |  |  | ESI - 318 | 260526 | CABLE TIE, SIZE: 2.5mmx160mm
ESI-002 | Data Enrichment | SYC |  | 2024-04-25 |  |  | ESI - 312 | 260526 | CABLE TIE, SIZE: 200mm
ESI-002 | Data Enrichment | SYC |  | 2024-04-25 |  |  | ESI - 307 | 260526 | CABLE TIE, SIZE: 250mm, BRANDS: CHINA, 300pcs/pkt
ESI-002 | Data Enrichment | SYC |  | 2024-04-25 |  |  | ESI - 315 | 260526 | CABLE TIE, SIZE: 3.6mmx150mm
ESI-002 | Data Enrichment | SYC |  | 2024-04-25 |  |  | ESI - 314 | 260526 | CABLE TIE, SIZE: 3.6mmx200mm
ESI-002 | Data Enrichment | SYC |  | 2024-04-25 |  |  | ESI - 313 | 260526 | CABLE TIE, SIZE: 3.6mmx300mm
ESI-002 | Data Enrichment | SYC |  | 2024-04-25 |  |  | ESI - 310 | 260526 | CABLE TIE, SIZE: 300mm, BRANDS: PARTEX, 500pcs/pkt
ESI-002 | Data Enrichment | SYC |  | 2024-04-25 |  |  | ESI - 305 | 260526 | CABLE TIE, SIZE: 4.8mm, TYPE: NYLON, BRANDS: TY-FAST, 200pcs/pkt
ESI-002 | Data Enrichment | SYC |  | 2024-04-25 |  |  | ESI - 316 | 260526 | CABLE TIE, SIZE: 4.8mmx400mm
ESI-002 | Data Enrichment | SYC |  | 2024-04-25 |  |  | ESI - 319 | 260526 | CABLE TIE, SIZE: 4.8mmx430mm
ESI-002 | Data Enrichment | SYC |  | 2024-04-25 |  |  | ESI - 309 | 260526 | CABLE TIE, SIZE: 450mm, BRANDS: DEWESSER, 500pcs/pkt
ESI-002 | Data Enrichment | SYC |  | 2024-04-25 |  |  | ESI - 311 | 260526 | CABLE TIE, SIZE: 500mm
ESI-002 | Data Enrichment | SYC |  | 2024-04-25 |  |  | ESI - 306 | 260526 | CABLE TIE, SIZE: 7.6mm, TYPE: S.S WIRE, BRANDS: KSS, 150pcs/pkt
ESI-002 | Data Enrichment | SYC |  | 2024-04-25 |  |  | ESI - 640 | 260536 | CABLE TRAY ACCESSORIES, PART NUMBER: BLIND END
ESI-002 | Data Enrichment | SYC |  | 2024-04-25 |  |  | ESI - 639 | 260536 | CABLE TRAY ACCESSORIES, PART NUMBER: CONNECTOR
ESI-002 | Data Enrichment | SYC |  | 2024-04-25 |  |  | ESI - 636 | 260536 | CABLE TRAY ACCESSORIES, PART NUMBER: DROP OUT, GENERAL DES: ALUMINUM, 3-3/4x12x12in
ESI-002 | Data Enrichment | SYC |  | 2024-04-25 |  |  | ESI - 630 | 260536 | CABLE TRAY ACCESSORIES, PART NUMBER: ELBOW, BRAND: UNITECH, GENERAL DES: ACR, 150X100X1.5MM, FINISHING: HDG, Unit: Ea
ESI-002 | Data Enrichment | SYC |  | 2024-04-25 |  |  | ESI - 635 | 260536 | CABLE TRAY ACCESSORIES, PART NUMBER: EQUAL TEE, GENERAL DES: ASC, 4x12in, Unit: Ea
ESI-002 | Data Enrichment | SYC |  | 2024-04-25 |  |  | ESI - 637 | 260536 | CABLE TRAY ACCESSORIES, PART NUMBER: FISH PLATE
ESI-002 | Data Enrichment | SYC |  | 2024-04-25 |  |  | ESI - 641 | 260536 | CABLE TRAY ACCESSORIES, PART NUMBER: FLAT TEE
ESI-002 | Data Enrichment | SYC |  | 2024-04-25 |  |  | ESI - 632 | 260536 | CABLE TRAY ACCESSORIES, PART NUMBER: HANGER, BRAND: AB-COPE, GENERAL DES: ASH, 50x1.5mm, FINISHING: VERTICAL, Unit: Ea
ESI-002 | Data Enrichment | SYC |  | 2024-04-25 |  |  | ESI - 638 | 260536 | CABLE TRAY ACCESSORIES, PART NUMBER: STRAIGHT CONNECTOR
ESI-002 | Data Enrichment | SYC |  | 2024-04-25 |  |  | ESI - 633 | 260536 | CABLE TRAY ACCESSORIES, PART NUMBER: STRAIGHT COUPLER, GENERAL DES: 45 DEG , 100x1.5mm, FINISHING: HORIZONTAL, Unit: Ea
ESI-002 | Data Enrichment | SYC |  | 2024-04-25 |  |  | ESI - 631 | 260536 | CABLE TRAY ACCESSORIES, PART NUMBER: STRAP, BRAND: SINMAR, GENERAL DES: TBIL, 150X150X1.5MM, FINISHING: NOT IN USE, Unit: Ea
ESI-002 | Data Enrichment | SYC |  | 2024-04-25 |  |  | ESI - 634 | 260536 | CABLE TRAY ACCESSORIES, PART NUMBER: TEE BEND , GENERAL DES: 90 DEG , 4in, Unit: Ea
ESI-002 | Data Enrichment | SYC |  | 2024-04-25 |  |  | ESI - 528 | 260536 | CABLE TRAY/LADDER, SIZE: 1000x200x2mmx3m, Unit: m
ESI-002 | Data Enrichment | SYC |  | 2024-04-25 |  |  | ESI - 518 | 260536 | CABLE TRAY/LADDER, SIZE: 100mm, TYPE: STAINLEES STEEL, BRANDS: UNITECH, W/COVER, Unit: EA
ESI-002 | Data Enrichment | SYC |  | 2024-04-25 |  |  | ESI - 530 | 260536 | CABLE TRAY/LADDER, SIZE: 100x50x1.5mm 3M
ESI-002 | Data Enrichment | SYC |  | 2024-04-25 |  |  | ESI - 519 | 260536 | CABLE TRAY/LADDER, SIZE: 150mm, TYPE: HOT DIP GALVINIZED, BRANDS: AQUESA, W/OUT COVER, Unit: EA
ESI-002 | Data Enrichment | SYC |  | 2024-04-25 |  |  | ESI - 531 | 260536 | CABLE TRAY/LADDER, SIZE: 150x90x2.44m
ESI-002 | Data Enrichment | SYC |  | 2024-04-25 |  |  | ESI - 520 | 260536 | CABLE TRAY/LADDER, SIZE: 200mm, TYPE: HOT DIP GALVINIZED C TYPE, BRANDS: WESCOSA, Unit: EA
ESI-002 | Data Enrichment | SYC |  | 2024-04-25 |  |  | ESI - 521 | 260536 | CABLE TRAY/LADDER, SIZE: 250mm, TYPE: ALUMINUM, BRANDS: SINMAR, Unit: EA
ESI-002 | Data Enrichment | SYC |  | 2024-04-25 |  |  | ESI - 522 | 260536 | CABLE TRAY/LADDER, SIZE: 300mm, TYPE: HOT DIP GALVINIZED P TYPE, BRANDS: PSI, Unit: EA
ESI-002 | Data Enrichment | SYC |  | 2024-04-25 |  |  | ESI - 532 | 260536 | CABLE TRAY/LADDER, SIZE: 305mm
ESI-002 | Data Enrichment | SYC |  | 2024-04-25 |  |  | ESI - 523 | 260536 | CABLE TRAY/LADDER, SIZE: 400mm, TYPE: ALUMINUM C TYPE, BRANDS: AB-COPE, Unit: EA
ESI-002 | Data Enrichment | SYC |  | 2024-04-25 |  |  | ESI - 524 | 260536 | CABLE TRAY/LADDER, SIZE: 450mm, Unit: EA
ESI-002 | Data Enrichment | SYC |  | 2024-04-25 |  |  | ESI - 525 | 260536 | CABLE TRAY/LADDER, SIZE: 500mm, Unit: EA
ESI-002 | Data Enrichment | SYC |  | 2024-04-25 |  |  | ESI - 529 | 260536 | CABLE TRAY/LADDER, SIZE: 50x50x1.5mm 3M
ESI-002 | Data Enrichment | SYC |  | 2024-04-25 |  |  | ESI - 526 | 260536 | CABLE TRAY/LADDER, SIZE: 600mm, Unit: EA
ESI-002 | Data Enrichment | SYC |  | 2024-04-25 |  |  | ESI - 527 | 260536 | CABLE TRAY/LADDER, SIZE: 600x100x2mmx2.4m, Unit: EA
ESI-002 | Data Enrichment | SCV |  | 2024-04-25 |  |  | ESI - 536 | 260536 | CABLE TRUNKING , SIZE: 1.5mm THICK x 100mm W x 100mm H, TYPE: PLASTIC, LENGH: 6m, UNITECH, Unit: EA
ESI-002 | Data Enrichment | SCV |  | 2024-04-25 |  |  | ESI - 535 | 260536 | CABLE TRUNKING , SIZE: 1.5mm THICK x 200mm W x 200mm H, TYPE: HDG, LENGH: 4m, CHINA, Unit: EA
ESI-002 | Data Enrichment | SCV |  | 2024-04-25 |  |  | ESI - 534 | 260536 | CABLE TRUNKING , SIZE: 100mmx100mmx1.5mm, TYPE: BEND 90deg, LENGH: 3m, PLASTIM, Unit: EA
ESI-002 | Data Enrichment | SCV |  | 2024-04-25 |  |  | ESI - 537 | 260536 | CABLE TRUNKING , SIZE: 100mmx100mmx3mm, TYPE: GIV, LENGH: 2.44m
ESI-002 | Data Enrichment | SCV |  | 2024-04-25 |  |  | ESI - 539 | 260536 | CABLE TRUNKING , SIZE: 40x20mm
ESI-002 | Data Enrichment | SCV |  | 2024-04-25 |  |  | ESI - 538 | 260536 | CABLE TRUNKING , SIZE: 80mmx100mmx3mm
ESI-002 | Data Enrichment | SCV |  | 2024-04-25 |  |  | ESI - 99 | 260523 | CABLES, SIZE: 12cx2.5mm , Unit: ROL/M
ESI-002 | Data Enrichment | SCV |  | 2024-04-25 |  |  | ESI - 116 | 260523 | CABLES, SIZE: 1cx1.5mm, Unit: ROL/M
ESI-002 | Data Enrichment | SCV |  | 2024-04-25 |  |  | ESI - 54 | 260523 | CABLES, SIZE: 1cx10mm , Type of WIRES: CU/XLPE/LAT/LLDPE , GENERAL DES: 302m/Roll, Unit: ROL/M
ESI-002 | Data Enrichment | SCV |  | 2024-04-25 |  |  | ESI - 49 | 260523 | CABLES, SIZE: 1cx120mm , Type of WIRES: INSTRUMENTS, BRANDS: PROTOMONT-PRYSMIAN, GENERAL DES: FR-ICE 60332-1, Unit: ROL/M
ESI-002 | Data Enrichment | SCV |  | 2024-04-25 |  |  | ESI - 111 | 260523 | CABLES, SIZE: 1cx12AWG, Unit: ROL/M
ESI-002 | Data Enrichment | SCV |  | 2024-04-25 |  |  | ESI - 112 | 260523 | CABLES, SIZE: 1cx14AWG, Unit: ROL/M
ESI-002 | Data Enrichment | SCV |  | 2024-04-25 |  |  | ESI - 48 | 260523 | CABLES, SIZE: 1cx150mm , Type of WIRES: FLEXIBLE, CU/PVC/PVC, BRANDS: BELDEN, GENERAL DES: FR-IEC 60332-3.24, Unit: ROL/M
ESI-002 | Data Enrichment | SCV |  | 2024-04-25 |  |  | ESI - 53 | 260523 | CABLES, SIZE: 1cx16mm , Type of WIRES: 6261-01C14WG0BKF, GENERAL DES: 762m/Roll, Unit: ROL/M
ESI-002 | Data Enrichment | SCV |  | 2024-04-25 |  |  | ESI - 77 | 260523 | CABLES, SIZE: 1cx185mm , Unit: ROL/M
ESI-002 | Data Enrichment | SCV |  | 2024-04-25 |  |  | ESI - 103 | 260523 | CABLES, SIZE: 1cx2.5mm, Unit: ROL/M
ESI-002 | Data Enrichment | SCV |  | 2024-04-25 |  |  | ESI - 78 | 260523 | CABLES, SIZE: 1cx240mm, Unit: ROL/M
ESI-002 | Data Enrichment | SCV |  | 2024-04-25 |  |  | ESI - 71 | 260523 | CABLES, SIZE: 1cx250mm, Type of WIRES: CU/MICA/LS0H-XL, Unit: ROL/M
ESI-002 | Data Enrichment | SCV |  | 2024-04-25 |  |  | ESI - 52 | 260523 | CABLES, SIZE: 1cx25mm , Type of WIRES: 6261-01C12WG0BKF, GENERAL DES: RM IEC 60502-1, Unit: ROL/M
ESI-002 | Data Enrichment | SCV |  | 2024-04-25 |  |  | ESI - 98 | 260523 | CABLES, SIZE: 1cx300mm , Unit: ROL/M
ESI-002 | Data Enrichment | SCV |  | 2024-04-25 |  |  | ESI - 74 | 260523 | CABLES, SIZE: 1cx30mm , Unit: ROL/M
ESI-002 | Data Enrichment | SCV |  | 2024-04-25 |  |  | ESI - 51 | 260523 | CABLES, SIZE: 1cx35mm , Type of WIRES: CU/PVC450/750 V H07V2-R, GENERAL DES: 7614 POWER, Unit: ROL/M
ESI-002 | Data Enrichment | SCV |  | 2024-04-25 |  |  | ESI - 63 | 260523 | CABLES, SIZE: 1cx500mm , Type of WIRES: CU/MICA/XLPE/LS0H, Unit: ROL/M
ESI-002 | Data Enrichment | SCV |  | 2024-04-25 |  |  | ESI - 102 | 260523 | CABLES, SIZE: 1cx50mm, Unit: ROL/M
ESI-002 | Data Enrichment | SCV |  | 2024-04-25 |  |  | ESI - 72 | 260523 | CABLES, SIZE: 1cx6mm, Unit: ROL/M
ESI-002 | Data Enrichment | SCV |  | 2024-04-25 |  |  | ESI - 50 | 260523 | CABLES, SIZE: 1cx70mm , Type of WIRES: BARE COPPER CONDUCTOR, BRANDS: CABLE WORLD KSA, GENERAL DES: FR-IEC 60332_1, Unit: ROL/M
ESI-002 | Data Enrichment | SCV |  | 2024-04-25 |  |  | ESI - 101 | 260523 | CABLES, SIZE: 1cx95mm, Unit: ROL/M
ESI-002 | Data Enrichment | SCV |  | 2024-04-25 |  |  | ESI - 96 | 260523 | CABLES, SIZE: 2cx10mm, Unit: ROL/M
ESI-002 | Data Enrichment | SCV |  | 2024-04-25 |  |  | ESI - 95 | 260523 | CABLES, SIZE: 2cx16mm, Unit: ROL/M
ESI-002 | Data Enrichment | SCV |  | 2024-04-25 |  |  | ESI - 81 | 260523 | CABLES, SIZE: 2cx2.5mm, Unit: ROL/M
ESI-002 | Data Enrichment | SCV |  | 2024-04-25 |  |  | ESI - 94 | 260523 | CABLES, SIZE: 2cx25mm, Unit: ROL/M
ESI-002 | Data Enrichment | SCV |  | 2024-04-25 |  |  | ESI - 104 | 260523 | CABLES, SIZE: 2x4mm, Unit: ROL/M
ESI-002 | Data Enrichment | SCV |  | 2024-04-25 |  |  | ESI - 105 | 260523 | CABLES, SIZE: 2X6mm, Unit: ROL/M
ESI-002 | Data Enrichment | SCV |  | 2024-04-25 |  |  | ESI - 87 | 260523 | CABLES, SIZE: 3cx0.75mm, Unit: ROL/M
ESI-002 | Data Enrichment | SCV |  | 2024-04-25 |  |  | ESI - 82 | 260523 | CABLES, SIZE: 3cx1.5mm, Unit: ROL/M
ESI-002 | Data Enrichment | SCV |  | 2024-04-25 |  |  | ESI - 91 | 260523 | CABLES, SIZE: 3cx10mm, Unit: ROL/M
ESI-002 | Data Enrichment | SCV |  | 2024-04-25 |  |  | ESI - 57 | 260523 | CABLES, SIZE: 3cx120mm +70mm2 , Type of WIRES: CU/PVC GREEN, GENERAL DES: RED, Unit: ROL/M
ESI-002 | Data Enrichment | SCV |  | 2024-04-25 |  |  | ESI - 100 | 260523 | CABLES, SIZE: 3cx120mm, Unit: ROL/M
ESI-002 | Data Enrichment | SCV |  | 2024-04-25 |  |  | ESI - 62 | 260523 | CABLES, SIZE: 3cx150mm , Type of WIRES: CU/XLPE/LS0H, Unit: ROL/M
ESI-002 | Data Enrichment | SCV |  | 2024-04-25 |  |  | ESI - 56 | 260523 | CABLES, SIZE: 3cx150mm +70mm2, Type of WIRES: CU/PVC Y/G, GENERAL DES: 305m/Roll, Unit: ROL/M
ESI-002 | Data Enrichment | SCV |  | 2024-04-25 |  |  | ESI - 83 | 260523 | CABLES, SIZE: 3cx2.5mm, Unit: ROL/M
ESI-002 | Data Enrichment | SCV |  | 2024-04-25 |  |  | ESI - 84 | 260523 | CABLES, SIZE: 3cx20AWG, Unit: ROL/M
ESI-002 | Data Enrichment | SCV |  | 2024-04-25 |  |  | ESI - 90 | 260523 | CABLES, SIZE: 3cx25mm , Unit: ROL/M
ESI-002 | Data Enrichment | SCV |  | 2024-04-25 |  |  | ESI - 61 | 260523 | CABLES, SIZE: 3cx25mm +16mm2 , Type of WIRES: NYAF, GENERAL DES: FIRE RESISTANT, Unit: ROL/M
ESI-002 | Data Enrichment | SCV |  | 2024-04-25 |  |  | ESI - 64 | 260523 | CABLES, SIZE: 3cx300mm , Type of WIRES: CU/MICA/XLPE/AWA, Unit: ROL/M
ESI-002 | Data Enrichment | SCV |  | 2024-04-25 |  |  | ESI - 93 | 260523 | CABLES, SIZE: 3cx35mm, Unit: ROL/M
ESI-002 | Data Enrichment | SCV |  | 2024-04-25 |  |  | ESI - 65 | 260523 | CABLES, SIZE: 3cx400mm , Type of WIRES: CU/XLPE/SWA/LS0H, Unit: ROL/M
ESI-002 | Data Enrichment | SCV |  | 2024-04-25 |  |  | ESI - 75 | 260523 | CABLES, SIZE: 3cx4mm , Unit: ROL/M
ESI-002 | Data Enrichment | SCV |  | 2024-04-25 |  |  | ESI - 89 | 260523 | CABLES, SIZE: 3cx50mm , Unit: ROL/M
ESI-002 | Data Enrichment | SCV |  | 2024-04-25 |  |  | ESI - 60 | 260523 | CABLES, SIZE: 3cx50mm +25mm2 , Type of WIRES: UMBILICAL SV, GENERAL DES: G/Y BS 7211, Unit: ROL/M
ESI-002 | Data Enrichment | SCV |  | 2024-04-25 |  |  | ESI - 92 | 260523 | CABLES, SIZE: 3cx6mm, Unit: ROL/M
ESI-002 | Data Enrichment | SCV |  | 2024-04-25 |  |  | ESI - 97 | 260523 | CABLES, SIZE: 3cx70mm , Unit: ROL/M
ESI-002 | Data Enrichment | SCV |  | 2024-04-25 |  |  | ESI - 58 | 260523 | CABLES, SIZE: 3cx70mm +35mm2 , Type of WIRES: CU/XLPE, GENERAL DES: BLACK, Unit: ROL/M
ESI-002 | Data Enrichment | SCV |  | 2024-04-25 |  |  | ESI - 59 | 260523 | CABLES, SIZE: 3cx95mm +50mm2 , Type of WIRES: S-R-PVC, GENERAL DES: GREEN, Unit: ROL/M
ESI-002 | Data Enrichment | SCV |  | 2024-04-25 |  |  | ESI - 110 | 260523 | CABLES, SIZE: 3Cx95mm, Unit: ROL/M
ESI-002 | Data Enrichment | SCV |  | 2024-04-25 |  |  | ESI - 113 | 260523 | CABLES, SIZE: 4C X 10MM + 10MM, Unit: ROL/M
ESI-002 | Data Enrichment | SCV |  | 2024-04-25 |  |  | ESI - 47 | 260523 | CABLES, SIZE: 4cx10mm , Type of WIRES: ELECTRICAL, ROYAL CORD, BRANDS: MESC, 300/500V, GENERAL DES: 91m/Roll, Unit: ROL/M
ESI-002 | Data Enrichment | SCV |  | 2024-04-25 |  |  | ESI - 41 | 260523 | CABLES, SIZE: 4cx120mm, Type of WIRES: CU/XLPE/PVC, BRANDS: SWEIDI, 1kv, GENERAL DES: IEC 60502-1, Unit: ROL/M
ESI-002 | Data Enrichment | SCV |  | 2024-04-25 |  |  | ESI - 88 | 260523 | CABLES, SIZE: 4cx150mm, Unit: ROL/M
ESI-002 | Data Enrichment | SCV |  | 2024-04-25 |  |  | ESI - 67 | 260523 | CABLES, SIZE: 4cx15mm, Type of WIRES: CU/LS0H-XL, Unit: ROL/M
ESI-002 | Data Enrichment | SCV |  | 2024-04-25 |  |  | ESI - 76 | 260523 | CABLES, SIZE: 4cx16mm, Unit: ROL/M
ESI-002 | Data Enrichment | SCV |  | 2024-04-25 |  |  | ESI - 66 | 260523 | CABLES, SIZE: 4cx175mm , Type of WIRES: CU/XLPE/LS0H-XL, Unit: ROL/M
ESI-002 | Data Enrichment | SCV |  | 2024-04-25 |  |  | ESI - 55 | 260523 | CABLES, SIZE: 4cx185mm , Type of WIRES: TINNED BARE COPPER, GENERAL DES: IEC 60227, Unit: ROL/M
ESI-002 | Data Enrichment | SCV |  | 2024-04-25 |  |  | ESI - 46 | 260523 | CABLES, SIZE: 4cx20mm , Type of WIRES: FLEXIBLE, BRANDS: GULF CABLE, 300V, GENERAL DES: 5304UE, Unit: ROL/M
ESI-002 | Data Enrichment | SCV |  | 2024-04-25 |  |  | ESI - 40 | 260523 | CABLES, SIZE: 4cx240mm , Type of WIRES: CU/XLPE/AWA, BRANDS: RIYADH CABLE, 700v, GENERAL DES: NON-ARMOURED, Unit: ROL/M
ESI-002 | Data Enrichment | SCV |  | 2024-04-25 |  |  | ESI - 45 | 260523 | CABLES, SIZE: 4cx25mm , Type of WIRES: GROUNDING CU/PVC, BRANDS: KAWABLE, 8.7/15kv, GENERAL DES: 8772, Unit: ROL/M
ESI-002 | Data Enrichment | SCV |  | 2024-04-25 |  |  | ESI - 39 | 260523 | CABLES, SIZE: 4cx300mm, Type of WIRES: CU/XLPE/SWA, BRANDS: BAHRA, 0.6/1kv, GENERAL DES: ARMOURED, Unit: ROL/M
ESI-002 | Data Enrichment | SCV |  | 2024-04-25 |  |  | ESI - 70 | 260523 | CABLES, SIZE: 4cx30mm , Type of WIRES: CU/XLPE/AWA/LS0H, Unit: ROL/M
ESI-002 | Data Enrichment | SCV |  | 2024-04-25 |  |  | ESI - 44 | 260523 | CABLES, SIZE: 4cx35mm , Type of WIRES: CU/XLPE/SWA/PVC, BRANDS: NEXANS, 450/750v, GENERAL DES: NHMHY BLACK, Unit: ROL/M
ESI-002 | Data Enrichment | SCV |  | 2024-04-25 |  |  | ESI - 73 | 260523 | CABLES, SIZE: 4cx400mm , Unit: ROL/M
ESI-002 | Data Enrichment | SCV |  | 2024-04-25 |  |  | ESI - 80 | 260523 | CABLES, SIZE: 4cx4mm, Unit: ROL/M
ESI-002 | Data Enrichment | SCV |  | 2024-04-25 |  |  | ESI - 68 | 260523 | CABLES, SIZE: 4cx50mm , Type of WIRES: CU/MICA/XLPE/AWA/LS0H, Unit: ROL/M
ESI-002 | Data Enrichment | SCV |  | 2024-04-25 |  |  | ESI - 43 | 260523 | CABLES, SIZE: 4cx60mm , Type of WIRES: CU/XLPE/AWA/PVC+FR, BRANDS: SAUDI CABLE, 20kv, GENERAL DES: WHITE, Unit: ROL/M
ESI-002 | Data Enrichment | SCV |  | 2024-04-25 |  |  | ESI - 69 | 260523 | CABLES, SIZE: 4cx6mm , Type of WIRES: CU/MICA/XLPE/SWA/LS0H, Unit: ROL/M
ESI-002 | Data Enrichment | SCV |  | 2024-04-25 |  |  | ESI - 42 | 260523 | CABLES, SIZE: 4cx70mm , Type of WIRES: GROUNDING WIRE Y/G , BRANDS: AL FANAR, 600v, GENERAL DES: IEC 60502-2, Unit: ROL/M
ESI-002 | Data Enrichment | SCV |  | 2024-04-25 |  |  | ESI - 79 | 260523 | CABLES, SIZE: 4cx95mm, Unit: ROL/M
ESI-002 | Data Enrichment | SCV |  | 2024-04-25 |  |  | ESI - 115 | 260523 | CABLES, SIZE: 4M 6XX, Unit: ROL/M
ESI-002 | Data Enrichment | SCV |  | 2024-04-25 |  |  | ESI - 85 | 260523 | CABLES, SIZE: 6cx18WG, Unit: ROL/M
ESI-002 | Data Enrichment | SCV |  | 2024-04-25 |  |  | ESI - 114 | 260523 | CABLES, SIZE: 6cx24AWG, Unit: ROL/M
ESI-002 | Data Enrichment | SCV |  | 2024-04-25 |  |  | ESI - 86 | 260523 | CABLES, SIZE: 7G1.5 H07RN-F, Unit: ROL/M
ESI-002 | Data Enrichment | SCV |  | 2024-04-25 |  |  | ESI - 107 | 260523 | CABLES, SIZE: 90C 10mm, Unit: ROL/M
ESI-002 | Data Enrichment | SCV |  | 2024-04-25 |  |  | ESI - 106 | 260523 | CABLES, SIZE: 90C 16mm, Unit: ROL/M
ESI-002 | Data Enrichment | SCV |  | 2024-04-25 |  |  | ESI - 109 | 260523 | CABLES, SIZE: 90C 4mm, Unit: ROL/M
ESI-002 | Data Enrichment | SCV |  | 2024-04-25 |  |  | ESI - 108 | 260523 | CABLES, SIZE: 90C 6mm, Unit: ROL/M
ESI-002 | Data Enrichment | SYC |  | 2024-04-25 |  |  | ESI - 623 | 260536 | CANTILEVER ARM, TYPE: HDG BTB, SIZE: FOR 100mm CABLE TRAY, SPECS: PS-2, PSI, Unit: Ea
ESI-002 | Data Enrichment | SYC |  | 2024-04-25 |  |  | ESI - 624 | 260536 | CANTILEVER ARM, TYPE: HDG, SIZE: 300mm, SPECS: 2 HOLES BP 133x45x8 , ARMAFIX
ESI-002 | Data Enrichment | SYC |  | 2024-04-25 |  |  | ESI - 1095 | 262816 | CAPACITOR , SIZE: 370VAC 400-440V, SPECS: 50MFD, BRAND: AMRAD ENGR.INC, Unit: EA
ESI-002 | Data Enrichment | PVJ |  | 2024-04-25 |  |  | ESI - 1281 | 265113 | CERAMIC HOLDER, SIZE: E-27, Unit: EA
ESI-002 | Data Enrichment | PVJ |  | 2024-04-25 |  |  | ESI - 688 | 260913 | CHANGEOVER CONTACT, TYPE: OPEN-CLOSED, PART NO.: 1SDA051369R1, BRAND: ABB, Unit: EA
ESI-002 | Data Enrichment | SPC |  | 2024-04-25 |  |  | ESI - 571 | 260536 | CHOCK BLOCKS, COLOR: BLACK, TYPE: RUBBER TYPE, Unit: EA
ESI-002 | Data Enrichment | SPC |  | 2024-04-25 |  |  | ESI - 1135 | 263313 | CLAMPMETER, RATE: 2007A
ESI-002 | Data Enrichment | SPC |  | 2024-04-25 |  |  | ESI - 1134 | 263313 | CLAMPMETER, TYPE: DIGITAL, RATE: 600/1000A, BRAND: KYORITSU, Unit: EA
ESI-002 | Data Enrichment | SPC |  | 2024-04-25 |  |  | ESI - 478 | 260529 | CONNECTOR, SIZE: 1/2in
ESI-002 | Data Enrichment | SPC |  | 2024-04-25 |  |  | ESI - 482 | 260529 | CONNECTOR, SIZE: 10mm
ESI-002 | Data Enrichment | SPC |  | 2024-04-25 |  |  | ESI - 479 | 260529 | CONNECTOR, SIZE: 1-1/2in
ESI-002 | Data Enrichment | SPC |  | 2024-04-25 |  |  | ESI - 480 | 260529 | CONNECTOR, SIZE: 150mm
ESI-002 | Data Enrichment | SPC |  | 2024-04-25 |  |  | ESI - 474 | 260529 | CONNECTOR, SIZE: 185mm, MATERIAL: STANDARD, Unit: EA
ESI-002 | Data Enrichment | SPC |  | 2024-04-25 |  |  | ESI - 477 | 260529 | CONNECTOR, SIZE: 200mm X 2.0mm, Unit: EA
ESI-002 | Data Enrichment | SPC |  | 2024-04-25 |  |  | ESI - 476 | 260529 | CONNECTOR, SIZE: 200mmx2.5mm, Unit: EA
ESI-002 | Data Enrichment | SPC |  | 2024-04-25 |  |  | ESI - 475 | 260529 | CONNECTOR, SIZE: 240mm, Unit: EA
ESI-002 | Data Enrichment | SPC |  | 2024-04-25 |  |  | ESI - 481 | 260529 | CONNECTOR, SIZE: 70mm
ESI-002 | Data Enrichment | SPC |  | 2024-04-25 |  |  | ESI - 471 | 260529 | CONNECTOR, TYPE : ALUMINIUM, SIZE: 35mm, MATERIAL: ES-35L, NEER, Unit: EA
ESI-002 | Data Enrichment | SPC |  | 2024-04-25 |  |  | ESI - 468 | 260529 | CONNECTOR, TYPE : COMPRESSION BUTT, SIZE: 300mm, MATERIAL: COPPER, PSI, GENERAL DES: PVC COATED, Unit: EA
ESI-002 | Data Enrichment | SPC |  | 2024-04-25 |  |  | ESI - 472 | 260529 | CONNECTOR, TYPE : LIQUID TIGHT , SIZE: DBRY100, MATERIAL: DIRECT BURIAL, NISSAD, Unit: EA
ESI-002 | Data Enrichment | SPC |  | 2024-04-25 |  |  | ESI - 465 | 260529 | CONNECTOR, TYPE : LIQUID TIGHT 90DEG., SIZE: 3/4in, MATERIAL: ZINC DI-CAST, EMERSON, GENERAL DES: UL LISTED, Unit: EA
ESI-002 | Data Enrichment | SPC |  | 2024-04-25 |  |  | ESI - 466 | 260529 | CONNECTOR, TYPE : RGS, SIZE: 1in, MATERIAL: CI, GERMANY, GENERAL DES: WATERPROOF, Unit: EA
ESI-002 | Data Enrichment | SPC |  | 2024-04-25 |  |  | ESI - 467 | 260529 | CONNECTOR, TYPE : SLEEVE, SIZE: 400m2, MATERIAL: NDC400, EASE, GENERAL DES: FOR CABLE TRAY, Unit: EA
ESI-002 | Data Enrichment | SPC |  | 2024-04-25 |  |  | ESI - 473 | 260529 | CONNECTOR, TYPE : STRAIGHT LIQUID TIGHT , SIZE: 200mmx15mm, MATERIAL: UNIVERSAL/EXPANSION, Unit: EA
ESI-002 | Data Enrichment | SPC |  | 2024-04-25 |  |  | ESI - 470 | 260529 | CONNECTOR, TYPE : STRAIGHT, SIZE: 25mm, MATERIAL: ES-25L, EFLEX, Unit: EA
ESI-002 | Data Enrichment | SPC |  | 2024-04-25 |  |  | ESI - 469 | 260529 | CONNECTOR, TYPE : WIRE, SIZE: 16mm, MATERIAL: ES-16L, OZG, Unit: EA
ESI-002 | Data Enrichment | PVJ |  | 2024-04-25 |  |  | ESI - 1082 | 262816 | CONTACTOR, AMPERAGE: 220 V AC 50/60 Hz, TYPE: LC1D32M7
ESI-002 | Data Enrichment | PVJ |  | 2024-04-25 |  |  | ESI - 1077 | 262816 | CONTACTOR, AMPERAGE: 220/230V, 80A, TYPE: LC1D80M7, BRAND: LS, 3P, AC3
ESI-002 | Data Enrichment | PVJ |  | 2024-04-25 |  |  | ESI - 1084 | 262816 | CONTACTOR, AMPERAGE: 220/240V 25A, TYPE: LC1F265M7
ESI-002 | Data Enrichment | PVJ |  | 2024-04-25 |  |  | ESI - 1081 | 262816 | CONTACTOR, AMPERAGE: 220V 25A, TYPE: LC1D25M7
ESI-002 | Data Enrichment | PVJ |  | 2024-04-25 |  |  | ESI - 1083 | 262816 | CONTACTOR, AMPERAGE: 220V 265A, TYPE: LC1D40AM7
ESI-002 | Data Enrichment | PVJ |  | 2024-04-25 |  |  | ESI - 1078 | 262816 | CONTACTOR, AMPERAGE: 220V COIL, 12A, TYPE: LC1D12M7
ESI-002 | Data Enrichment | PVJ |  | 2024-04-25 |  |  | ESI - 1079 | 262816 | CONTACTOR, AMPERAGE: 220V COIL, 18A, TYPE: LC1D18M7
ESI-002 | Data Enrichment | PVJ |  | 2024-04-25 |  |  | ESI - 1080 | 262816 | CONTACTOR, AMPERAGE: 220VAC, 40A, TYPE: MC 40
ESI-002 | Data Enrichment | PVJ |  | 2024-04-25 |  |  | ESI - 1076 | 262816 | CONTACTOR, AMPERAGE: 220VAC, 50A, TYPE: LC1D50AM7, BRAND: SCHNEIDER ELECTRIC, 3P, 50/60HZ, Unit: EA
ESI-002 | Data Enrichment | PVJ |  | 2024-04-25 |  |  | ESI - 1085 | 262816 | CONTACTOR, TYPE: GC2520M6
ESI-002 | Data Enrichment | PVJ |  | 2024-04-25 |  |  | ESI - 1086 | 262816 | CONTACTOR, TYPE: LC1D09M7
ESI-002 | Data Enrichment | PVJ |  | 2024-04-25 |  |  | ESI - 906 | 262419 | CONTROL BOX, TYPE: ISO PERFECT, Unit: Ea
ESI-002 | Data Enrichment | PVJ |  | 2024-04-25 |  |  | ESI - 181 | 260523 | CONTROL CABLE, TYPE: SHIELDED, MODEL NUMBER: 8777
ESI-002 | Data Enrichment | PVJ |  | 2024-04-25 |  |  | ESI - 180 | 260523 | CONTROL CABLE, TYPE: UNSHIELDED, MODEL NUMBER: 5200UE, BRAND: BELDEN, 305MTR/ROLL, Unit: ROLL
ESI-002 | Data Enrichment | PVJ |  | 2024-04-25 |  |  | ESI - 726 | 262213 | CONTROL TRANSFORMER, SIZE: 120/220/24V AC, 1000VA, Unit: Ea
ESI-002 | Data Enrichment | PVJ |  | 2024-04-25 |  |  | ESI - 725 | 262213 | CONTROL TRANSFORMER, SIZE: 120/220/24V AC, 750VA, Unit: Ea
ESI-002 | Data Enrichment | PVJ |  | 2024-04-25 |  |  | ESI - 719 | 262213 | CONTROL TRANSFORMER, SIZE: 220/24V AC, 100VA, VOLTAGE: 400VA, BRAND: CHINT, Unit: Ea
ESI-002 | Data Enrichment | PVJ |  | 2024-04-25 |  |  | ESI - 720 | 262213 | CONTROL TRANSFORMER, SIZE: 220/24V AC, 200VA, VOLTAGE: 500VA, BRAND: ITALWEBER, Unit: Ea
ESI-002 | Data Enrichment | PVJ |  | 2024-04-25 |  |  | ESI - 721 | 262213 | CONTROL TRANSFORMER, SIZE: 220/24V AC, 250VA, VOLTAGE: 750VA, Unit: Ea
ESI-002 | Data Enrichment | PVJ |  | 2024-04-25 |  |  | ESI - 722 | 262213 | CONTROL TRANSFORMER, SIZE: 220/24V AC, 300VA, VOLTAGE: 1000VA, Unit: Ea
ESI-002 | Data Enrichment | PVJ |  | 2024-04-25 |  |  | ESI - 723 | 262213 | CONTROL TRANSFORMER, SIZE: 220/24V AC, 400VA, VOLTAGE: 150VA, Unit: Ea
ESI-002 | Data Enrichment | PVJ |  | 2024-04-25 |  |  | ESI - 724 | 262213 | CONTROL TRANSFORMER, SIZE: 220/24V AC, 500VA, VOLTAGE: 100VA, Unit: Ea
ESI-002 | Data Enrichment | PVJ |  | 2024-04-25 |  |  | ESI - 718 | 262213 | CONTROL TRANSFORMER, SIZE: 220/24V AC, 50VA, VOLTAGE: 300VA, BRAND: ELCA, Unit: Ea
ESI-002 | Data Enrichment | PVJ |  | 2024-04-25 |  |  | ESI - 728 | 262213 | CONTROL TRANSFORMER, SIZE: 220/24V AC, Unit: Ea
ESI-002 | Data Enrichment | PVJ |  | 2024-04-25 |  |  | ESI - 729 | 262213 | CONTROL TRANSFORMER, SIZE: 230/480V
ESI-002 | Data Enrichment | PVJ |  | 2024-04-25 |  |  | ESI - 727 | 262213 | CONTROL TRANSFORMER, SIZE: P:127/220 S:24V AC,, Unit: Ea
ESI-002 | Data Enrichment | SYC |  | 2024-04-25 |  |  | ESI - 1204 | 265113 | COSMIC LIGHTING BOLLARD, LENGTH: 1m, VOLTAGE: 27W 1800LM, 4000K , BRAND: NATIONAL LIGHTING, NLC 743/1XE27 220V/60HZ 1XE27 , GENERAL DES: IP-67 1K08 , Unit: EA
ESI-002 | Data Enrichment | PVJ |  | 2024-04-25 |  |  | ESI - 735 | 262213 | CURRENT TRANSFORMER, SIZE: 100/5A
ESI-002 | Data Enrichment | PVJ |  | 2024-04-25 |  |  | ESI - 732 | 262213 | CURRENT TRANSFORMER, SIZE: 10KVA 220V , PART NUMBER/BRAND: 780:401, BRAND: POWER EQUIPMENT CO, 50/400HZ 600V 10KV INCLUDING NEUTRAL
ESI-002 | Data Enrichment | PVJ |  | 2024-04-25 |  |  | ESI - 734 | 262213 | CURRENT TRANSFORMER, SIZE: 150/5A, PART NUMBER/BRAND: 04-TK100 2000
ESI-002 | Data Enrichment | PVJ |  | 2024-04-25 |  |  | ESI - 737 | 262213 | CURRENT TRANSFORMER, SIZE: 2000/5A
ESI-002 | Data Enrichment | PVJ |  | 2024-04-25 |  |  | ESI - 733 | 262213 | CURRENT TRANSFORMER, SIZE: 400 5A RU, PART NUMBER/BRAND: ELMEX, BRAND: INSTRUMENT TRANSFORMER INC
ESI-002 | Data Enrichment | PVJ |  | 2024-04-25 |  |  | ESI - 736 | 262213 | CURRENT TRANSFORMER, SIZE: 400/5A
ESI-002 | Data Enrichment | PVJ |  | 2024-04-25 |  |  | ESI - 731 | 262213 | CURRENT TRANSFORMER, SIZE: 600/5A, PART NUMBER/BRAND: 04-TK40 600, BRAND: VTEK, 480/460/380, Unit: Ea
ESI-002 | Data Enrichment | SPC |  | 2024-04-25 |  |  | ESI - 215 | 260523 | DEADBREAK ELBOW, PART NUMBER: RSTI-5834-01
ESI-002 | Data Enrichment | SPC |  | 2024-04-25 |  |  | ESI - 216 | 260523 | DEADBREAK ELBOW, PART NUMBER: RSTI-CC-5849-01
ESI-002 | Data Enrichment | SPC |  | 2024-04-25 |  |  | ESI - 213 | 260523 | DEADBREAK ELBOW, TYPE: CONNECTOR, BRAND: RAYCHEM, PART NUMBER: RSTI-5849-01, Unit: EA
ESI-002 | Data Enrichment | SPC |  | 2024-04-25 |  |  | ESI - 214 | 260523 | DEADBREAK ELBOW, TYPE: COUPLING, PART NUMBER: RSTI-5845-01
ESI-002 | Data Enrichment | SPC |  | 2024-04-25 |  |  | ESI - 231 | 260523 | DEADBREAK TEE, PART NUMBER: DTS624T-C-95
ESI-002 | Data Enrichment | SPC |  | 2024-04-25 |  |  | ESI - 230 | 260523 | DEADBREAK TEE, PART NUMBER: DTS624T-D-120, Unit: SET
ESI-002 | Data Enrichment | SPC |  | 2024-04-25 |  |  | ESI - 232 | 260523 | DEADBREAK TEE, PART NUMBER: DTS624T-F-300 + DTB624T-F-300
ESI-002 | Data Enrichment | SPC |  | 2024-04-25 |  |  | ESI - 229 | 260523 | DEADBREAK TEE, TYPE: CONNECTOR, PART NUMBER: DTS624T-F-300, BRAND: COOPER, Unit: EA
ESI-002 | Data Enrichment | SPC |  | 2024-04-25 |  |  | ESI - 1143 | 263313 | DECODER, TYPE: SINGLE STATION,, MODEL NUMBER: ICD 100, BRAND: HUNTER, INPUT-RED/BLUE, Unit: EA
ESI-002 | Data Enrichment | SPC |  | 2024-04-25 |  |  | ESI - 332 | 260526 | DETECTOR: BRANDS: CHINA,, GENERAL DES: 9V 220V
ESI-002 | Data Enrichment | SPC |  | 2024-04-25 |  |  | ESI - 331 | 260526 | DETECTOR: TYPE: HEAT, BRANDS: PST,, GENERAL DES: 220V AC/DC
ESI-002 | Data Enrichment | MUF |  | 2024-04-25 |  |  | ESI - 330 | 260526 | DETECTOR: TYPE: SMOKE, BRANDS: COMMET,, GENERAL DES: 9V BATTERY OPERATED
ESI-002 | Data Enrichment | SPC |  | 2024-04-25 |  |  | ESI - 491 | 260529 | DIECAST BOX, SIZE: 2in X 4in, BRAND: RED DOT, Unit: Ea
ESI-002 | Data Enrichment | SYC |  | 2024-04-25 |  |  | ESI - 1120 | 263213 | DIESEL GENERATOR, 0: 10kva
ESI-002 | Data Enrichment | SYC |  | 2024-04-25 |  |  | ESI - 1121 | 263213 | DIESEL GENERATOR, 0: 110kva
ESI-002 | Data Enrichment | SYC |  | 2024-04-25 |  |  | ESI - 1119 | 263213 | DIESEL GENERATOR, 0: 115KW-60Hz
ESI-002 | Data Enrichment | SYC |  | 2024-04-25 |  |  | ESI - 1118 | 263213 | DIESEL GENERATOR, C16 D6, Unit: Ea
ESI-002 | Data Enrichment | SYC |  | 2024-04-25 |  |  | ESI - 1116 | 263213 | DIESEL GENERATOR, CAPACITY: 225kva, C200 D6e, Unit: Ea
ESI-002 | Data Enrichment | SYC |  | 2024-04-25 |  |  | ESI - 1112 | 263213 | DIESEL GENERATOR, CAPACITY: 350kva, BRAND: YANMAR, GHP/6CTAA8.3, Unit: Ea
ESI-002 | Data Enrichment | SYC |  | 2024-04-25 |  |  | ESI - 1114 | 263213 | DIESEL GENERATOR, CAPACITY: 450kva, C80 D6, Unit: Ea
ESI-002 | Data Enrichment | SYC |  | 2024-04-25 |  |  | ESI - 1117 | 263213 | DIESEL GENERATOR, CAPACITY: 5.5kva, C40 D6, Unit: Ea
ESI-002 | Data Enrichment | SYC |  | 2024-04-25 |  |  | ESI - 1115 | 263213 | DIESEL GENERATOR, CAPACITY: 500kva, C50 D6, Unit: Ea
ESI-002 | Data Enrichment | SYC |  | 2024-04-25 |  |  | ESI - 1113 | 263213 | DIESEL GENERATOR, CAPACITY: 60kva, BRAND: ATLAS, C100 D6, Unit: Ea
ESI-002 | Data Enrichment | SYC |  | 2024-04-25 |  |  | ESI - 1106 | 263213 | DIESEL GENERATOR, VOLTAGE: 220v, CAPACITY: 50kva, BRAND: CATERPILLAR, G135XW, GENERAL DES: PORTABLE, Unit: Ea
ESI-002 | Data Enrichment | SYC |  | 2024-04-25 |  |  | ESI - 1110 | 263213 | DIESEL GENERATOR, VOLTAGE: 380/220v, CAPACITY: 250kva, BRAND: DOOSAN, QAS60, Unit: Ea
ESI-002 | Data Enrichment | SYC |  | 2024-04-25 |  |  | ESI - 1107 | 263213 | DIESEL GENERATOR, VOLTAGE: 380v, CAPACITY: 100kva, BRAND: CUMMINS, G71XW, GENERAL DES: RENTAL, Unit: Ea
ESI-002 | Data Enrichment | SYC |  | 2024-04-25 |  |  | ESI - 1109 | 263213 | DIESEL GENERATOR, VOLTAGE: 400V, CAPACITY: 200kva, BRAND: FG WILSON, YDG 5500, Unit: Ea
ESI-002 | Data Enrichment | SYC |  | 2024-04-25 |  |  | ESI - 1108 | 263213 | DIESEL GENERATOR, VOLTAGE: 460v, CAPACITY: 150kva, BRAND: KOHLER, G225XW, Unit: Ea
ESI-002 | Data Enrichment | SYC |  | 2024-04-25 |  |  | ESI - 1111 | 263213 | DIESEL GENERATOR, VOLTAGE: 480v, CAPACITY: 300kva, BRAND: PERKINS, AUGY2, Unit: Ea
ESI-002 | Data Enrichment | PVJ |  | 2024-04-25 |  |  | ESI - 1073 | 262816 | DIFF. PRESSURE SWITCH, SPECS: 0.8A / 250V, TYPE: 5000PA, PART NO: QBM81-3, SIEMENS, GENERAL DES: AIR RELAY, Unit: EA
ESI-002 | Data Enrichment | PVJ |  | 2024-04-25 |  |  | ESI - 1074 | 262816 | DIFF. PRESSURE SWITCH, TYPE: 500PA, Unit: EA
ESI-002 | Data Enrichment | SPC |  | 2024-04-25 |  |  | ESI - 864 | 262416 | DIN RAIL, SIZE: 35X7.5mm, TYPE: PLASTIM, LENGH: 2m, SLOTTED, Unit: EA
ESI-002 | Data Enrichment | SPC |  | 2024-04-25 |  |  | ESI - 865 | 262416 | DIN RAIL, TYPE: ONYEX, LENGH: 3m, PLAIN
ESI-002 | Data Enrichment | MUF |  | 2024-04-25 |  |  | ESI - 1063 | 262816 | DISCONNECT SWITCH, AMPERAGE: 100amp, BRAND: ABB,, TYPE/PART NO: 3POLE MG-31114, Unit: Ea
ESI-002 | Data Enrichment | MUF |  | 2024-04-25 |  |  | ESI - 1064 | 262816 | DISCONNECT SWITCH, AMPERAGE: 150amp, BRAND: SCHNEIDER,, TYPE/PART NO: A9S66363, Unit: Ea
ESI-002 | Data Enrichment | MUF |  | 2024-04-25 |  |  | ESI - 1065 | 262816 | DISCONNECT SWITCH, AMPERAGE: 200amp, BRAND: POLYCARB,, Unit: Ea
ESI-002 | Data Enrichment | MUF |  | 2024-04-25 |  |  | ESI - 1066 | 262816 | DISCONNECT SWITCH, AMPERAGE: 300amp, BRAND: SQUARE D,, Unit: Ea
ESI-002 | Data Enrichment | MUF |  | 2024-04-25 |  |  | ESI - 1060 | 262816 | DISCONNECT SWITCH, AMPERAGE: 30amp, BRAND: AL FANAR,, TYPE/PART NO: FUSIBLE, 600V NEMA-1 250VAC, Unit: Ea
ESI-002 | Data Enrichment | MUF |  | 2024-04-25 |  |  | ESI - 1069 | 262816 | DISCONNECT SWITCH, AMPERAGE: 40amp, Unit: Ea
ESI-002 | Data Enrichment | MUF |  | 2024-04-25 |  |  | ESI - 1067 | 262816 | DISCONNECT SWITCH, AMPERAGE: 600amp, Unit: Ea
ESI-002 | Data Enrichment | MUF |  | 2024-04-25 |  |  | ESI - 1061 | 262816 | DISCONNECT SWITCH, AMPERAGE: 60amp, BRAND: GE,, TYPE/PART NO: NON FUSIBLE, 600V 250VAC THN3363, Unit: Ea
ESI-002 | Data Enrichment | MUF |  | 2024-04-25 |  |  | ESI - 1070 | 262816 | DISCONNECT SWITCH, AMPERAGE: 630amp
ESI-002 | Data Enrichment | MUF |  | 2024-04-25 |  |  | ESI - 1071 | 262816 | DISCONNECT SWITCH, AMPERAGE: 63amp
ESI-002 | Data Enrichment | MUF |  | 2024-04-25 |  |  | ESI - 1068 | 262816 | DISCONNECT SWITCH, AMPERAGE: 800amp, Unit: Ea
ESI-002 | Data Enrichment | MUF |  | 2024-04-25 |  |  | ESI - 1062 | 262816 | DISCONNECT SWITCH, AMPERAGE: 80amp, BRAND: EATON ,, TYPE/PART NO: 3POLE KEM325U, Unit: Ea
ESI-002 | Data Enrichment | MUF |  | 2024-04-25 |  |  | ESI - 1316 | 265533 | DOCK LIGHT, TYPE: ARTUCULATED STEEL ARMS, SIZE: COLOR YELLOW , PART NO.: LED TECHNOLOGY, Unit: Ea
ESI-002 | Data Enrichment | MUF |  | 2024-04-25 |  |  | ESI - 347 | 260526 | DOOR MOUNT KIT, TYPE: FOR VFD KEYBOARD, BRANDS: SCHNEIDER, GENERAL DES: GRAPHIC TERMINAL, VW3A1102, Unit: EA
ESI-002 | Data Enrichment | MUF |  | 2024-04-25 |  |  | ESI - 869 | 262416 | DRAWING POCKET, SIZE: A5, BRAND: CHINA, Unit: EA
ESI-002 | Data Enrichment | MUF |  | 2024-04-25 |  |  | ESI - 617 | 260536 | DROP IN ANCHOR, SIZE: M10x40mm, Unit: Ea
ESI-002 | Data Enrichment | MUF |  | 2024-04-25 |  |  | ESI - 616 | 260536 | DROP IN ANCHOR, TYPE: GI, SIZE: M12X50mm, Unit: Ea
ESI-002 | Data Enrichment | MUF |  | 2024-04-25 |  |  | ESI - 871 | 262416 | EARTH JUMPER, TYPE : BOUNDING, BRAND: PSI, Unit: EA
ESI-002 | Data Enrichment | MUF |  | 2024-04-25 |  |  | ESI - 194 | 260523 | EARTH LEAKAGE RELAY, GENERAL DES: DIA 120mm , 50440
ESI-002 | Data Enrichment | MUF |  | 2024-04-25 |  |  | ESI - 193 | 260523 | EARTH LEAKAGE RELAY, TYPE: CLOSED TOROID , GENERAL DES: 1A80 DIA.80mm, 50439, Unit: EA
ESI-002 | Data Enrichment | MUF |  | 2024-04-25 |  |  | ESI - 192 | 260523 | EARTH LEAKAGE RELAY, TYPE: WITH MANUAL RESET, GENERAL DES: 0.03-30.0A, BRAND: SCHNEIDER, 56173, Unit: EA
ESI-002 | Data Enrichment | MUF |  | 2024-04-25 |  |  | ESI - 867 | 262416 | EARTH STRIP, SIZE: 8x12mm, LENGH: 1M, Unit: EA
ESI-002 | Data Enrichment | MUF |  | 2024-04-25 |  |  | ESI - 221 | 260523 | ELECTRICAL TAPE, COLOR: BLACK
ESI-002 | Data Enrichment | MUF |  | 2024-04-25 |  |  | ESI - 225 | 260523 | ELECTRICAL TAPE, COLOR: BROWN
ESI-002 | Data Enrichment | MUF |  | 2024-04-25 |  |  | ESI - 223 | 260523 | ELECTRICAL TAPE, COLOR: GRAY
ESI-002 | Data Enrichment | MUF |  | 2024-04-25 |  |  | ESI - 222 | 260523 | ELECTRICAL TAPE, COLOR: RED
ESI-002 | Data Enrichment | MUF |  | 2024-04-25 |  |  | ESI - 224 | 260523 | ELECTRICAL TAPE, COLOR: YELLOW/GREEN
ESI-002 | Data Enrichment | MUF |  | 2024-04-25 |  |  | ESI - 220 | 260523 | ELECTRICAL TAPE, SIZE: 1/2in, COLOR: BLUE
ESI-002 | Data Enrichment | MUF |  | 2024-04-25 |  |  | ESI - 219 | 260523 | ELECTRICAL TAPE, SIZE: 1-1/2in, BRAND: SCOTCH, COLOR: YELLOW, 20FT/Roll, TYPE: STANDARD
ESI-002 | Data Enrichment | MUF |  | 2024-04-25 |  |  | ESI - 218 | 260523 | ELECTRICAL TAPE, SIZE: 3/4in, BRAND: VIRA, COLOR: GREEN, 10Y/Roll, TYPE: FIRE RETERDANT, Unit: EA
ESI-002 | Data Enrichment | SPC |  | 2024-04-25 |  |  | ESI - 873 | 262416 | ELECTRONIC PANEL BOARD, PART NUMBER: TX-1000-3 - TX/TQ/TS, BRAND: ABB, Unit: EA
ESI-002 | Data Enrichment | SPC |  | 2024-04-25 |  |  | ESI - 500 | 260529 | EMT CONDUIT FITTINGS, TYPE: ADAPTOR, COMRESSION
ESI-002 | Data Enrichment | SPC |  | 2024-04-25 |  |  | ESI - 495 | 260529 | EMT CONDUIT FITTINGS, TYPE: BUSHING L, BRAND: NEER, SIZE: 1in, ZINC DIE-CAST, Unit: Ea
ESI-002 | Data Enrichment | SPC |  | 2024-04-25 |  |  | ESI - 499 | 260529 | EMT CONDUIT FITTINGS, TYPE: BUSHING WITH GROUNDING, BRAND: CROUSE HIND, SET-SCREW
ESI-002 | Data Enrichment | SPC |  | 2024-04-25 |  |  | ESI - 496 | 260529 | EMT CONDUIT FITTINGS, TYPE: CONNECTOR, BRAND: OZG, SIZE: 3/4in, ZINC PLATED STEEL, Unit: Ea
ESI-002 | Data Enrichment | SPC |  | 2024-04-25 |  |  | ESI - 498 | 260529 | EMT CONDUIT FITTINGS, TYPE: COUPLING, BRAND: ITCC, SIZE: 2in, 2 HOLE, Unit: Ea
ESI-002 | Data Enrichment | SPC |  | 2024-04-25 |  |  | ESI - 503 | 260529 | EMT CONDUIT FITTINGS, TYPE: HANGER
ESI-002 | Data Enrichment | SPC |  | 2024-04-25 |  |  | ESI - 504 | 260529 | EMT CONDUIT FITTINGS, TYPE: LOCKNUT
ESI-002 | Data Enrichment | SPC |  | 2024-04-25 |  |  | ESI - 497 | 260529 | EMT CONDUIT FITTINGS, TYPE: STRAP, BRAND: KSA, SIZE: 1-1/2in, 1 HOLE, Unit: Ea
ESI-002 | Data Enrichment | SPC |  | 2024-04-25 |  |  | ESI - 502 | 260529 | EMT CONDUIT FITTINGS, TYPE: U-CLAMP, W/Nut & Bolt
ESI-002 | Data Enrichment | SPC |  | 2024-04-25 |  |  | ESI - 501 | 260529 | EMT CONDUIT FITTINGS, TYPE: UNISTRUCT CLAMP, GALVANIZED
ESI-002 | Data Enrichment | SPC |  | 2024-04-25 |  |  | ESI - 381 | 260529 | EMT CONDUIT, SIZE: 1/2In, LENGTH: 3m, BRAND: PANASONIC, UL, GENERAL DES: GREY, Unit: EA
ESI-002 | Data Enrichment | SPC |  | 2024-04-25 |  |  | ESI - 385 | 260529 | EMT CONDUIT, SIZE: 1-1/2in
ESI-002 | Data Enrichment | SPC |  | 2024-04-25 |  |  | ESI - 383 | 260529 | EMT CONDUIT, SIZE: 1in, BRAND: SAUDI EGA
ESI-002 | Data Enrichment | SPC |  | 2024-04-25 |  |  | ESI - 384 | 260529 | EMT CONDUIT, SIZE: 2in, BRAND: ITCC
ESI-002 | Data Enrichment | SPC |  | 2024-04-25 |  |  | ESI - 382 | 260529 | EMT CONDUIT, SIZE: 3/4in, LENGTH: 6m, BRAND: CHINA , NON UL, GENERAL DES: 797
ESI-002 | Data Enrichment | SYC |  | 2024-04-25 |  |  | ESI - 790 | 262416 | ENCLOSURE, SIZE : 1000Hx600Wx250mm D
ESI-002 | Data Enrichment | SYC |  | 2024-04-25 |  |  | ESI - 761 | 262416 | ENCLOSURE, SIZE : 1000mmX600mmX250mm, BRAND: SCHNEIDER,, GENERAL DES: SM 2 DOOR, NSYS3D128300P, Unit: Ea
ESI-002 | Data Enrichment | SYC |  | 2024-04-25 |  |  | ESI - 763 | 262416 | ENCLOSURE, SIZE : 1000mmX800mmX200mm, BRAND: ELETRA,, GENERAL DES: WITH MP, NSYSM1412402DP, Unit: Ea
ESI-002 | Data Enrichment | SYC |  | 2024-04-25 |  |  | ESI - 762 | 262416 | ENCLOSURE, SIZE : 1000mmX800mmX250mm, BRAND: EATON,, GENERAL DES: PLAIN, NSYSM1410402DP, Unit: Ea
ESI-002 | Data Enrichment | SYC |  | 2024-04-25 |  |  | ESI - 764 | 262416 | ENCLOSURE, SIZE : 1000mmX800mmX300mm, BRAND: LE GRAND,, GENERAL DES: WALL MOUNTED, NSYSM16840P, Unit: Ea
ESI-002 | Data Enrichment | SYC |  | 2024-04-25 |  |  | ESI - 780 | 262416 | ENCLOSURE, SIZE : 1000mmX800mmX350mm, ARIA 75 #831081 VYNCKIER, Unit: Ea
ESI-002 | Data Enrichment | SYC |  | 2024-04-25 |  |  | ESI - 759 | 262416 | ENCLOSURE, SIZE : 1000mmX800mmX400mm, BRAND: AL FANAR,, GENERAL DES: CRN ONE PLAIN DOOR, NSYCRN88200, Unit: Ea
ESI-002 | Data Enrichment | SYC |  | 2024-04-25 |  |  | ESI - 760 | 262416 | ENCLOSURE, SIZE : 1000mmX800mmX600mm, BRAND: GE,, GENERAL DES: S3D ONE PLAIN DOOR, NSYCRN108250, Unit: Ea
ESI-002 | Data Enrichment | SYC |  | 2024-04-25 |  |  | ESI - 796 | 262416 | ENCLOSURE, SIZE : 1200mmx1000mmx300mm
ESI-002 | Data Enrichment | SYC |  | 2024-04-25 |  |  | ESI - 765 | 262416 | ENCLOSURE, SIZE : 1200mmX1000mmX500mm, BRAND: LENEL,, GENERAL DES: IP66, NSYSM1610302DP, Unit: Ea
ESI-002 | Data Enrichment | SYC |  | 2024-04-25 |  |  | ESI - 766 | 262416 | ENCLOSURE, SIZE : 1200mmX1000mmX600mm, BRAND: SETLAK, GENERAL DES: GLAZED DOOR, NSYSM18840P, Unit: Ea
ESI-002 | Data Enrichment | SYC |  | 2024-04-25 |  |  | ESI - 782 | 262416 | ENCLOSURE, SIZE : 1400x1000x400mm, Unit: Ea
ESI-002 | Data Enrichment | SYC |  | 2024-04-25 |  |  | ESI - 783 | 262416 | ENCLOSURE, SIZE : 1400x1200x400mm, Unit: Ea
ESI-002 | Data Enrichment | SYC |  | 2024-04-25 |  |  | ESI - 793 | 262416 | ENCLOSURE, SIZE : 1400x800x400mm
ESI-002 | Data Enrichment | SYC |  | 2024-04-25 |  |  | ESI - 767 | 262416 | ENCLOSURE, SIZE : 1500mmX2400mmX600mm, BRAND: TPAN, NSYSM1810402DP, Unit: Ea
ESI-002 | Data Enrichment | SYC |  | 2024-04-25 |  |  | ESI - 784 | 262416 | ENCLOSURE, SIZE : 1600mmX1000mmX300mm, Unit: Ea
ESI-002 | Data Enrichment | SYC |  | 2024-04-25 |  |  | ESI - 769 | 262416 | ENCLOSURE, SIZE : 1600mmX1200mmX300mm, NSYCRN106250P, Unit: Ea
ESI-002 | Data Enrichment | SYC |  | 2024-04-25 |  |  | ESI - 768 | 262416 | ENCLOSURE, SIZE : 1600mmX400mmX400mm, BRAND: RITTAL, NSYCRN66200P, Unit: Ea
ESI-002 | Data Enrichment | SYC |  | 2024-04-25 |  |  | ESI - 786 | 262416 | ENCLOSURE, SIZE : 1600mmx800mmx400mm, Unit: Ea
ESI-002 | Data Enrichment | SYC |  | 2024-04-25 |  |  | ESI - 785 | 262416 | ENCLOSURE, SIZE : 1800mmX1000mmX400mm, Unit: Ea
ESI-002 | Data Enrichment | SYC |  | 2024-04-25 |  |  | ESI - 770 | 262416 | ENCLOSURE, SIZE : 1800mmX1200mmX400mm, XB7EV03MP, Unit: Ea
ESI-002 | Data Enrichment | SYC |  | 2024-04-25 |  |  | ESI - 787 | 262416 | ENCLOSURE, SIZE : 1800mmx800mmx400mm, Unit: Ea
ESI-002 | Data Enrichment | SYC |  | 2024-04-25 |  |  | ESI - 771 | 262416 | ENCLOSURE, SIZE : 1900mmX4300mmX600mm, NSYCRN86200, Unit: Ea
ESI-002 | Data Enrichment | SYC |  | 2024-04-25 |  |  | ESI - 772 | 262416 | ENCLOSURE, SIZE : 2000mmX800mmX800mm, NSYCRN64200, Unit: Ea
ESI-002 | Data Enrichment | SYC |  | 2024-04-25 |  |  | ESI - 778 | 262416 | ENCLOSURE, SIZE : 400Hx400Wx200mm D, NSYSF201060, Unit: Ea
ESI-002 | Data Enrichment | SYC |  | 2024-04-25 |  |  | ESI - 774 | 262416 | ENCLOSURE, SIZE : 500mm x 400mm x 85mm, AE1060.500, Unit: Ea
ESI-002 | Data Enrichment | SYC |  | 2024-04-25 |  |  | ESI - 773 | 262416 | ENCLOSURE, SIZE : 515mm x478 mm x146 mm, NSYSM14840P, Unit: Ea
ESI-002 | Data Enrichment | SYC |  | 2024-04-25 |  |  | ESI - 791 | 262416 | ENCLOSURE, SIZE : 600Hx400Wx200mm D
ESI-002 | Data Enrichment | SYC |  | 2024-04-25 |  |  | ESI - 789 | 262416 | ENCLOSURE, SIZE : 600Hx600Wx200mm D
ESI-002 | Data Enrichment | SYC |  | 2024-04-25 |  |  | ESI - 795 | 262416 | ENCLOSURE, SIZE : 600Hx600Wx210mm D
ESI-002 | Data Enrichment | SYC |  | 2024-04-25 |  |  | ESI - 788 | 262416 | ENCLOSURE, SIZE : 600mmx600mmx250mm
ESI-002 | Data Enrichment | SYC |  | 2024-04-25 |  |  | ESI - 792 | 262416 | ENCLOSURE, SIZE : 800x600x200mm
ESI-002 | Data Enrichment | SYC |  | 2024-04-25 |  |  | ESI - 779 | 262416 | ENCLOSURE, SIZE : 800x800x200mm, NSYCRN65200, Unit: Ea
ESI-002 | Data Enrichment | SYC |  | 2024-04-25 |  |  | ESI - 781 | 262416 | ENCLOSURE, SIZE : H1200xW800xD300mm, Unit: Ea
ESI-002 | Data Enrichment | SYC |  | 2024-04-25 |  |  | ESI - 794 | 262416 | ENCLOSURE, SIZE : H1400xW800xD300mm
ESI-002 | Data Enrichment | SYC |  | 2024-04-25 |  |  | ESI - 799 | 262416 | ENCLOSURE, SIZE : H2000xW1000xD600
ESI-002 | Data Enrichment | SYC |  | 2024-04-25 |  |  | ESI - 798 | 262416 | ENCLOSURE, SIZE : H500xW500xD210
ESI-002 | Data Enrichment | SYC |  | 2024-04-25 |  |  | ESI - 800 | 262416 | ENCLOSURE, SIZE : H600xW500xD200
ESI-002 | Data Enrichment | SYC |  | 2024-04-25 |  |  | ESI - 797 | 262416 | ENCLOSURE, SIZE : H700xW500xD200
ESI-002 | Data Enrichment | SYC |  | 2024-04-25 |  |  | ESI - 801 | 262416 | ENCLOSURE, SIZE : H700xW500xD270
ESI-002 | Data Enrichment | SYC |  | 2024-04-25 |  |  | ESI - 775 | 262416 | ENCLOSURE, SIZE : S3x 304L 400x400x200mm, NSYS3D121030P, Unit: Ea
ESI-002 | Data Enrichment | SYC |  | 2024-04-25 |  |  | ESI - 776 | 262416 | ENCLOSURE, SIZE : S3x304L 600x600x250mm, NSYCRN75200, Unit: Ea
ESI-002 | Data Enrichment | SYC |  | 2024-04-25 |  |  | ESI - 777 | 262416 | ENCLOSURE, SIZE : S3x304L 800x600x250mm, AE1050.500, Unit: Ea
ESI-002 | Data Enrichment | SPC |  | 2024-04-25 |  |  | ESI - 745 | 262213 | EQUIPMENT ACCESSORIES, PART NUMBER: GES-TNG3, Unit: Ea
ESI-002 | Data Enrichment | SPC |  | 2024-04-25 |  |  | ESI - 742 | 262213 | EQUIPMENT ACCESSORIES, TYPE: GROUNDING KIT, PART NUMBER: GES#TGL1, 600V 1200A INSULATED, Unit: Ea
ESI-002 | Data Enrichment | SPC |  | 2024-04-25 |  |  | ESI - 744 | 262213 | EQUIPMENT ACCESSORIES, TYPE: LUG KIT NEUTRAL, PART NUMBER: TGL600, Unit: Ea
ESI-002 | Data Enrichment | SPC |  | 2024-04-25 |  |  | ESI - 741 | 262213 | EQUIPMENT ACCESSORIES, TYPE: LUG KIT, PART NUMBER: TNK3, BRAND: GE, 100-200AMP, Unit: Ea
ESI-002 | Data Enrichment | SPC |  | 2024-04-25 |  |  | ESI - 743 | 262213 | EQUIPMENT ACCESSORIES, TYPE: NEUTRAL KIT, PART NUMBER: TN168A, 400-600A, Unit: Ea
ESI-002 | Data Enrichment | PVJ |  | 2024-04-25 |  |  | ESI - 954 | 262726 | EXTENSION CORD, SIZE: 5 m, BRAND/ORIGIN: STONY-ITALY
ESI-002 | Data Enrichment | PVJ |  | 2024-04-25 |  |  | ESI - 953 | 262726 | EXTENSION CORD, TYPE: 4 OUTLET, SIZE: 2 m, BRAND/ORIGIN: BLAZER, MULTI EXT.
ESI-002 | Data Enrichment | PVJ |  | 2024-04-25 |  |  | ESI - 952 | 262726 | EXTENSION CORD, TYPE: 5 OUTLET, SIZE: 3 m, BRAND/ORIGIN: CHINA, SURGE PRCTR, Unit: EA
ESI-002 | Data Enrichment | PVJ |  | 2024-04-25 |  |  | ESI - 951 | 262726 | EXTENSION CORD, TYPE: CABLE DRUM, SIZE: 50 m, BRAND/ORIGIN: GERMANY, CE MARKED, Unit: EA
ESI-002 | Data Enrichment | SYC |  | 2024-04-25 |  |  | ESI - 493 | 260529 | EXTINGUISHING RING COVER, SIZE: 4in X 4in, BRAND: STEEL CITY, Unit: Ea
ESI-002 | Data Enrichment | SPC |  | 2024-04-25 |  |  | ESI - 667 | 260553 | FAN FILTER, NSYCVF300M230PF
ESI-002 | Data Enrichment | SPC |  | 2024-04-25 |  |  | ESI - 665 | 260553 | FAN FILTER, Size : 165M3/H, BRAND: SCHNEIDER, NSYCVF85M230PF
ESI-002 | Data Enrichment | SPC |  | 2024-04-25 |  |  | ESI - 666 | 260553 | FAN FILTER, Size : 85M3, NSYCVF165M230PF
ESI-002 | Data Enrichment | SPC |  | 2024-04-25 |  |  | ESI - 663 | 260553 | FAN FILTER, TYPE: CUT-OUT, Size : 160x160mm, BRAND: PLASTIM, 230V IP54
ESI-002 | Data Enrichment | SPC |  | 2024-04-25 |  |  | ESI - 664 | 260553 | FAN FILTER, TYPE: PANEL MOUNT TYPE, Size : 300M3/H, BRAND: ELMEX, NSYCVF300M230PF
ESI-002 | Data Enrichment | SPC |  | 2024-04-25 |  |  | ESI - 176 | 260523 | FIBER OPTIC CABLE, SIZE: 144 FIBER (ITU-T G.652D), TYPE: S+ MODE, BRAND: RIYADH CABLE, DIRECT BURRIED, OUTDDOR, Unit: M
ESI-002 | Data Enrichment | SPC |  | 2024-04-25 |  |  | ESI - 175 | 260523 | FIBER OPTIC CABLE, SIZE: 24CORE, TYPE: SINGLE MODE, BRAND: MEFC, G652D, GENERAL DES: NON METALLIC, Unit: M
ESI-002 | Data Enrichment | SPC |  | 2024-04-25 |  |  | ESI - 514 | 260529 | FLEXIBLE CONDUIT FITTINGS, SIZE: 1/2in, TYPE: LT ANGLE, OZ
ESI-002 | Data Enrichment | SPC |  | 2024-04-25 |  |  | ESI - 515 | 260529 | FLEXIBLE CONDUIT FITTINGS, SIZE: 1in, TYPE: ANGLE, ITCC
ESI-002 | Data Enrichment | SPC |  | 2024-04-25 |  |  | ESI - 516 | 260529 | FLEXIBLE CONDUIT FITTINGS, SIZE: 2in, TYPE: LT STRAIGHT
ESI-002 | Data Enrichment | SPC |  | 2024-04-25 |  |  | ESI - 513 | 260529 | FLEXIBLE CONDUIT FITTINGS, SIZE: 3/4in, TYPE: STRAIGHT, FINISHING: STEEL CONNECTOR, NEER, Unit: ROLL
ESI-002 | Data Enrichment | SPC |  | 2024-04-25 |  |  | ESI - 511 | 260529 | FLEXIBLE CONDUIT, BRAND: INTERNATIONAL
ESI-002 | Data Enrichment | SPC |  | 2024-04-25 |  |  | ESI - 509 | 260529 | FLEXIBLE CONDUIT, SIZE: 1/2in, BRAND: ITCC
ESI-002 | Data Enrichment | SPC |  | 2024-04-25 |  |  | ESI - 510 | 260529 | FLEXIBLE CONDUIT, SIZE: 2in, BRAND: COPPER
ESI-002 | Data Enrichment | SPC |  | 2024-04-25 |  |  | ESI - 508 | 260529 | FLEXIBLE CONDUIT, SIZE: 3/4in, BRAND: ELFLEX
ESI-002 | Data Enrichment | SPC |  | 2024-04-25 |  |  | ESI - 506 | 260529 | FLEXIBLE CONDUIT, TYPE : LIQUID TIGHT, SIZE: 1in, BRAND: IMH, 30m/Roll, Unit: ROLL
ESI-002 | Data Enrichment | SPC |  | 2024-04-25 |  |  | ESI - 507 | 260529 | FLEXIBLE CONDUIT, TYPE : STEEL, SIZE: 3in, BRAND: LIQUATITE, 25m/Roll, Unit: ROLL
ESI-002 | Data Enrichment | SPC |  | 2024-04-25 |  |  | ESI - 35 | 260519 | FLEXIBLE WIRE, SIZE: 0.75mm, COLOR: Y/G, Unit: ROLL
ESI-002 | Data Enrichment | SPC |  | 2024-04-25 |  |  | ESI - 31 | 260519 | FLEXIBLE WIRE, SIZE: 1 sqmm, COLOR: BLACK, BRANDS: ELMEX, Unit: ROLL
ESI-002 | Data Enrichment | SPC |  | 2024-04-25 |  |  | ESI - 34 | 260519 | FLEXIBLE WIRE, SIZE: 1.5sqmm, COLOR: RED, Unit: ROLL
ESI-002 | Data Enrichment | SPC |  | 2024-04-25 |  |  | ESI - 32 | 260519 | FLEXIBLE WIRE, SIZE: 2.5sqmm, COLOR: WHITE, BRANDS: ONKA, Unit: ROLL
ESI-002 | Data Enrichment | SPC |  | 2024-04-25 |  |  | ESI - 37 | 260519 | FLEXIBLE WIRE, SIZE: 35.0mm, Unit: ROLL
ESI-002 | Data Enrichment | SPC |  | 2024-04-25 |  |  | ESI - 33 | 260519 | FLEXIBLE WIRE, SIZE: 4sqmm, COLOR: BLUE, Unit: ROLL
ESI-002 | Data Enrichment | SPC |  | 2024-04-25 |  |  | ESI - 36 | 260519 | FLEXIBLE WIRE, SIZE: 50.0mm, Unit: ROLL
ESI-002 | Data Enrichment | MUF |  | 2024-04-25 |  |  | ESI - 1274 | 265113 | FLUORESCENT TUBE, VOLTAGE: 110/220V, TYPE/WATTS: 40W, BRAND: KHIND, WARM LIGHT, Unit: EA
ESI-002 | Data Enrichment | MUF |  | 2024-04-25 |  |  | ESI - 1273 | 265113 | FLUORESCENT TUBE, VOLTAGE: 127V, TYPE/WATTS: TL-36W, BRAND: GE, DAYLIGHT, GENERAL DES: RAPID START, Unit: EA
ESI-002 | Data Enrichment | MUF |  | 2024-04-25 |  |  | ESI - 1275 | 265113 | FLUORESCENT TUBE, VOLTAGE: 220/240V, TYPE/WATTS: 20W, Unit: EA
ESI-002 | Data Enrichment | MUF |  | 2024-04-25 |  |  | ESI - 1197 | 265113 | FUSE, SIZE: 10 X 38, VOLTAGE: 1 AMP,, BRAND: ITALWEBER, FUSE CONTROL CARRIER, GENERAL DES: NSYMM44, Unit: EA
ESI-002 | Data Enrichment | MUF |  | 2024-04-25 |  |  | ESI - 1198 | 265113 | FUSE, SIZE: 10.3x38, VOLTAGE: 2 AMP,, BRAND: SCHNEIDER, UNSWITCHED, GENERAL DES: 400V 100KA, Unit: EA
ESI-002 | Data Enrichment | MUF |  | 2024-04-25 |  |  | ESI - 1199 | 265113 | FUSE, SIZE: 1G, VOLTAGE: 4 AMP,, BRAND: CHINA, GENERAL DES: CONNECTION UNIT, Unit: EA
ESI-002 | Data Enrichment | MUF |  | 2024-04-25 |  |  | ESI - 1196 | 265113 | FUSE, SIZE: 8.5 X 32, VOLTAGE: 6 AMP,, BRAND: WIMEX, FUSE LINK, GENERAL DES: A9N15636, Unit: EA
ESI-002 | Data Enrichment | MUF |  | 2024-04-25 |  |  | ESI - 1202 | 265113 | FUSE, VOLTAGE: 13AMP,
ESI-002 | Data Enrichment | MUF |  | 2024-04-25 |  |  | ESI - 1201 | 265113 | FUSE, VOLTAGE: 32 AMP,
ESI-002 | Data Enrichment | MUF |  | 2024-04-25 |  |  | ESI - 1200 | 265113 | FUSE, VOLTAGE: 500V,, BRAND: MK
ESI-002 | Data Enrichment | MUF |  | 2024-04-25 |  |  | ESI - 389 | 260529 | GLANDS, SIZE: 25mm, TYPE: ALUMINUM, BRANDS: ATLAS, ARMOURED, GENERAL DES: P-IND-GBW-20L
ESI-002 | Data Enrichment | MUF |  | 2024-04-25 |  |  | ESI - 402 | 260529 | GLANDS, SIZE: 1/2in
ESI-002 | Data Enrichment | MUF |  | 2024-04-25 |  |  | ESI - 399 | 260529 | GLANDS, SIZE: 100
ESI-002 | Data Enrichment | MUF |  | 2024-04-25 |  |  | ESI - 400 | 260529 | GLANDS, SIZE: 115
ESI-002 | Data Enrichment | MUF |  | 2024-04-25 |  |  | ESI - 401 | 260529 | GLANDS, SIZE: 130
ESI-002 | Data Enrichment | MUF |  | 2024-04-25 |  |  | ESI - 388 | 260529 | GLANDS, SIZE: 20mm, TYPE: SST, BRANDS: CMP, CIEL TYPE 63SCWC1RA1, GENERAL DES: F/CABLE WITH LOCKNUT
ESI-002 | Data Enrichment | MUF |  | 2024-04-25 |  |  | ESI - 387 | 260529 | GLANDS, SIZE: 20S/16, TYPE: PVC, BRANDS: BICON, NPT, GENERAL DES: F/CABLE, Unit: EA
ESI-002 | Data Enrichment | MUF |  | 2024-04-25 |  |  | ESI - 403 | 260529 | GLANDS, SIZE: 3/8in
ESI-002 | Data Enrichment | MUF |  | 2024-04-25 |  |  | ESI - 390 | 260529 | GLANDS, SIZE: 32mm, TYPE: BRASS, BRANDS: CHINA, ARMOURED SWACW, GENERAL DES: P-IND-GBW-25L
ESI-002 | Data Enrichment | MUF |  | 2024-04-25 |  |  | ESI - 391 | 260529 | GLANDS, SIZE: 40, TYPE: NICKEL PLATED, BRANDS: THOMAS & BETTS, UNARMOURED, GENERAL DES: P-IND-GBW-32L
ESI-002 | Data Enrichment | MUF |  | 2024-04-25 |  |  | ESI - 392 | 260529 | GLANDS, SIZE: 50S, BRANDS: HAWKE, UNARMOURED OS-M20, GENERAL DES: P-IND-GBW-40L
ESI-002 | Data Enrichment | MUF |  | 2024-04-25 |  |  | ESI - 393 | 260529 | GLANDS, SIZE: 59mm, BRANDS: AXIS, UNARMOURED OS-M20 I, GENERAL DES: P-IND-GBW-50L
ESI-002 | Data Enrichment | MUF |  | 2024-04-25 |  |  | ESI - 395 | 260529 | GLANDS, SIZE: 63mm, BRANDS: INDIA
ESI-002 | Data Enrichment | MUF |  | 2024-04-25 |  |  | ESI - 394 | 260529 | GLANDS, SIZE: 63S, BRANDS: HOST INTERNATIONAL, GENERAL DES: P-IND-GBW-63L
ESI-002 | Data Enrichment | MUF |  | 2024-04-25 |  |  | ESI - 397 | 260529 | GLANDS, SIZE: 75mm
ESI-002 | Data Enrichment | MUF |  | 2024-04-25 |  |  | ESI - 396 | 260529 | GLANDS, SIZE: 75s, BRANDS: EST
ESI-002 | Data Enrichment | MUF |  | 2024-04-25 |  |  | ESI - 398 | 260529 | GLANDS, SIZE: 90
ESI-002 | Data Enrichment | MUF |  | 2024-04-25 |  |  | ESI - 418 | 260529 | GLANDS, SIZE: CW-25L
ESI-002 | Data Enrichment | MUF |  | 2024-04-25 |  |  | ESI - 407 | 260529 | GLANDS, SIZE: CW-32L
ESI-002 | Data Enrichment | MUF |  | 2024-04-25 |  |  | ESI - 409 | 260529 | GLANDS, SIZE: CW-40L
ESI-002 | Data Enrichment | MUF |  | 2024-04-25 |  |  | ESI - 408 | 260529 | GLANDS, SIZE: CW-50L
ESI-002 | Data Enrichment | MUF |  | 2024-04-25 |  |  | ESI - 405 | 260529 | GLANDS, SIZE: CW-50S
ESI-002 | Data Enrichment | MUF |  | 2024-04-25 |  |  | ESI - 406 | 260529 | GLANDS, SIZE: CW-63L
ESI-002 | Data Enrichment | MUF |  | 2024-04-25 |  |  | ESI - 411 | 260529 | GLANDS, SIZE: CW-75L
ESI-002 | Data Enrichment | MUF |  | 2024-04-25 |  |  | ESI - 410 | 260529 | GLANDS, SIZE: CW-75S
ESI-002 | Data Enrichment | MUF |  | 2024-04-25 |  |  | ESI - 412 | 260529 | GLANDS, SIZE: M20
ESI-002 | Data Enrichment | MUF |  | 2024-04-25 |  |  | ESI - 413 | 260529 | GLANDS, SIZE: M25
ESI-002 | Data Enrichment | MUF |  | 2024-04-25 |  |  | ESI - 414 | 260529 | GLANDS, SIZE: M32
ESI-002 | Data Enrichment | MUF |  | 2024-04-25 |  |  | ESI - 415 | 260529 | GLANDS, SIZE: M40
ESI-002 | Data Enrichment | MUF |  | 2024-04-25 |  |  | ESI - 416 | 260529 | GLANDS, SIZE: M50
ESI-002 | Data Enrichment | MUF |  | 2024-04-25 |  |  | ESI - 417 | 260529 | GLANDS, SIZE: M63
ESI-002 | Data Enrichment | MUF |  | 2024-04-25 |  |  | ESI - 404 | 260529 | GLANDS, SIZE: M63S CW
ESI-002 | Data Enrichment | SPC |  | 2024-04-25 |  |  | ESI - 342 | 260526 | GROUNDING ACCESSORIES, PART NO.: 115P10
ESI-002 | Data Enrichment | SPC |  | 2024-04-25 |  |  | ESI - 341 | 260526 | GROUNDING ACCESSORIES, PART NO.: 90P10
ESI-002 | Data Enrichment | SPC |  | 2024-04-25 |  |  | ESI - 340 | 260526 | GROUNDING ACCESSORIES, PART NO.: PACK-A
ESI-002 | Data Enrichment | SPC |  | 2024-04-25 |  |  | ESI - 335 | 260526 | GROUNDING ACCESSORIES, TYPE: FLINT GUN, PART NO.: 05FGUN
ESI-002 | Data Enrichment | SPC |  | 2024-04-25 |  |  | ESI - 337 | 260526 | GROUNDING ACCESSORIES, TYPE: HANDLE CLAMP, PART NO.: HCPK4
ESI-002 | Data Enrichment | SPC |  | 2024-04-25 |  |  | ESI - 334 | 260526 | GROUNDING ACCESSORIES, TYPE: MOULD CLEANING BRUSH, PART NO.: 05BCM, BRAND: FURSE, Unit: EA
ESI-002 | Data Enrichment | SPC |  | 2024-04-25 |  |  | ESI - 339 | 260526 | GROUNDING ACCESSORIES, TYPE: POWDER, PART NO.: HCPK3-B
ESI-002 | Data Enrichment | SPC |  | 2024-04-25 |  |  | ESI - 336 | 260526 | GROUNDING ACCESSORIES, TYPE: SEALING COMPOUND, PART NO.: DUXSEAL
ESI-002 | Data Enrichment | SPC |  | 2024-04-25 |  |  | ESI - 338 | 260526 | GROUNDING ACCESSORIES, TYPE: WELD BATTING, PART NO.: HCPK3-A
ESI-002 | Data Enrichment | SYC |  | 2024-04-25 |  |  | ESI - 279 | 260526 | GROUNDING, 0, F/WELD TOOL KIT, Size : 19x300mm
ESI-002 | Data Enrichment | SYC |  | 2024-04-25 |  |  | ESI - 272 | 260526 | GROUNDING, 0, BASE FOR AIR ROD, Size : 25mm, CC1-4-120, GENERAL DES: 10PCS/PKT
ESI-002 | Data Enrichment | SYC |  | 2024-04-25 |  |  | ESI - 270 | 260526 | GROUNDING, 0, CALD WELD MOULD, Size : 3/4in, BRANDS: SINMAR, CR2-4-17 2120, GENERAL DES: UL LISTED
ESI-002 | Data Enrichment | SYC |  | 2024-04-25 |  |  | ESI - 281 | 260526 | GROUNDING, 0, COUPLING, CB4-4-70253
ESI-002 | Data Enrichment | SYC |  | 2024-04-25 |  |  | ESI - 273 | 260526 | GROUNDING, 0, D.C TAPE CLIP, Size : 3/4in to 70mm, CC2-4-16, GENERAL DES: FUR-CP515
ESI-002 | Data Enrichment | SYC |  | 2024-04-25 |  |  | ESI - 280 | 260526 | GROUNDING, 0, DRIVING STUD, Size : 120mm, SD105H
ESI-002 | Data Enrichment | SYC |  | 2024-04-25 |  |  | ESI - 277 | 260526 | GROUNDING, 0, PRE-INSULATED TERMINAL CONDUCTOR, Size : 25mmx3mm, CR1-4-17270
ESI-002 | Data Enrichment | SYC |  | 2024-04-25 |  |  | ESI - 278 | 260526 | GROUNDING, 0, ROD TO CABLE CLAMP, Size : 172mmx35mm, CS25-4-25
ESI-002 | Data Enrichment | SYC |  | 2024-04-25 |  |  | ESI - 276 | 260526 | GROUNDING, 0, THERMOWELD P10, Size : 200mm, CS25-4-70
ESI-002 | Data Enrichment | SYC |  | 2024-04-25 |  |  | ESI - 275 | 260526 | GROUNDING, 0, THREADED COPPERBOND EARTH ROD, Size : 320mmx192mmx146mm, CC4-4-7070, GENERAL DES: TIN PLATED
ESI-002 | Data Enrichment | SYC |  | 2024-04-25 |  |  | ESI - 271 | 260526 | GROUNDING, 0, U-CLAMP, Size : 70mm, CS3-4-25, GENERAL DES: TO 35mm CABLE
ESI-002 | Data Enrichment | SYC |  | 2024-04-25 |  |  | ESI - 292 | 260526 | GROUNDING, 0: 100mm L, ST300
ESI-002 | Data Enrichment | SYC |  | 2024-04-25 |  |  | ESI - 287 | 260526 | GROUNDING, 0: 14.2mmx35mm2, 29YP14
ESI-002 | Data Enrichment | SYC |  | 2024-04-25 |  |  | ESI - 290 | 260526 | GROUNDING, 0: 16mmx3m L, GUV 16/70
ESI-002 | Data Enrichment | SYC |  | 2024-04-25 |  |  | ESI - 286 | 260526 | GROUNDING, 0: 19mmx2.4m L, COPPER
ESI-002 | Data Enrichment | SYC |  | 2024-04-25 |  |  | ESI - 282 | 260526 | GROUNDING, 0: 19mmx3m L, 05CR3-9-17235
ESI-002 | Data Enrichment | SYC |  | 2024-04-25 |  |  | ESI - 284 | 260526 | GROUNDING, 0: 4-6MM-FORK TERMINAL 6MM, 05RB335-UL
ESI-002 | Data Enrichment | SYC |  | 2024-04-25 |  |  | ESI - 283 | 260526 | GROUNDING, 0: 4-6MM-PIN TERMINAL 14MM
ESI-002 | Data Enrichment | SYC |  | 2024-04-25 |  |  | ESI - 285 | 260526 | GROUNDING, 0: 4-6MM-RING TERMINAL 5MM, 05CP210-H
ESI-002 | Data Enrichment | SYC |  | 2024-04-25 |  |  | ESI - 291 | 260526 | GROUNDING, 0: 5/8in, CC2-4-7070
ESI-002 | Data Enrichment | SYC |  | 2024-04-25 |  |  | ESI - 289 | 260526 | GROUNDING, 0: 50mm2 to 50mm2, 29YR53
ESI-002 | Data Enrichment | SYC |  | 2024-04-25 |  |  | ESI - 288 | 260526 | GROUNDING, 0: 50mm2, 29YS64
ESI-002 | Data Enrichment | SYC |  | 2024-04-25 |  |  | ESI - 301 | 260526 | GROUNDING, CC-1-4-70
ESI-002 | Data Enrichment | SYC |  | 2024-04-25 |  |  | ESI - 297 | 260526 | GROUNDING, CC2-4-5050
ESI-002 | Data Enrichment | SYC |  | 2024-04-25 |  |  | ESI - 296 | 260526 | GROUNDING, CC4-4-5050
ESI-002 | Data Enrichment | SYC |  | 2024-04-25 |  |  | ESI - 293 | 260526 | GROUNDING, CG370
ESI-002 | Data Enrichment | SYC |  | 2024-04-25 |  |  | ESI - 295 | 260526 | GROUNDING, CR2-4-14235
ESI-002 | Data Enrichment | SYC |  | 2024-04-25 |  |  | ESI - 302 | 260526 | GROUNDING, CR2-4-17270
ESI-002 | Data Enrichment | SYC |  | 2024-04-25 |  |  | ESI - 300 | 260526 | GROUNDING, CR705
ESI-002 | Data Enrichment | SYC |  | 2024-04-25 |  |  | ESI - 298 | 260526 | GROUNDING, CRE-1-3-50
ESI-002 | Data Enrichment | SYC |  | 2024-04-25 |  |  | ESI - 299 | 260526 | GROUNDING, CRE-3-3-50
ESI-002 | Data Enrichment | SYC |  | 2024-04-25 |  |  | ESI - 294 | 260526 | GROUNDING, PT005
ESI-002 | Data Enrichment | SYC |  | 2024-04-25 |  |  | ESI - 269 | 260526 | GROUNDING, Size : 150P10, BRANDS: PARTEX, CR25-8-172120, GENERAL DES: 05PT005
ESI-002 | Data Enrichment | SYC |  | 2024-04-25 |  |  | ESI - 274 | 260526 | GROUNDING, Size : 16mmx2.4m L, CC2-4-7025, GENERAL DES: 100PCS/PKT
ESI-002 | Data Enrichment | SYC |  | 2024-04-25 |  |  | ESI - 267 | 260526 | GROUNDING, TYPE: ROD, Size : 1/2in, BRANDS: FURSE, CR4-8-172120, GENERAL DES: TO 120mm2 CABLE, Unit: EA
ESI-002 | Data Enrichment | SYC |  | 2024-04-25 |  |  | ESI - 268 | 260526 | GROUNDING, TYPE: INSPECTION PIT, Size : 1in, BRANDS: FSC, 10ft, GENERAL DES: TO 70mm2 CABLE, Unit: PKT
ESI-002 | Data Enrichment | PVJ |  | 2024-04-25 |  |  | ESI - 680 | 260553 | HALLOGEN LIGHT FITTING, TYPE: 50W, VOLTAGE: 12v-7ah, BRAND: SUBAR, Unit: EA
ESI-002 | Data Enrichment | SYC |  | 2024-04-25 |  |  | ESI - 234 | 260523 | HEAT SHRINKABLE ACCESSORIES: TYPE: ANGLE BOOT, SPECS/PART NUMBER: 227 R077-103/89 , BRAND: RAYCHEM, Unit: EA
ESI-002 | Data Enrichment | SYC |  | 2024-04-25 |  |  | ESI - 235 | 260523 | HEAT SHRINKABLE ACCESSORIES: TYPE: END CUP, SPECS/PART NUMBER: E24/8 KW 25/12 , BRAND: ELTA
ESI-002 | Data Enrichment | SYC |  | 2024-04-25 |  |  | ESI - 236 | 260523 | HEAT SHRINKABLE ACCESSORIES: TYPE: MARKER, SPECS/PART NUMBER: RMK6-WM
ESI-002 | Data Enrichment | SYC |  | 2024-04-25 |  |  | ESI - 151 | 260523 | HEAT SHRINKABLE TUBE, DIA: 100mm
ESI-002 | Data Enrichment | SYC |  | 2024-04-25 |  |  | ESI - 154 | 260523 | HEAT SHRINKABLE TUBE, DIA: 10mm
ESI-002 | Data Enrichment | SYC |  | 2024-04-25 |  |  | ESI - 145 | 260523 | HEAT SHRINKABLE TUBE, DIA: 12.5mm, LENGTH: 100m/Roll, BRANDS: SIEMON, CLEAR
ESI-002 | Data Enrichment | SYC |  | 2024-04-25 |  |  | ESI - 152 | 260523 | HEAT SHRINKABLE TUBE, DIA: 12mm
ESI-002 | Data Enrichment | SYC |  | 2024-04-25 |  |  | ESI - 146 | 260523 | HEAT SHRINKABLE TUBE, DIA: 16mm, LENGTH: 150m/Roll, BRANDS: HI-TECH, BLACK
ESI-002 | Data Enrichment | SYC |  | 2024-04-25 |  |  | ESI - 147 | 260523 | HEAT SHRINKABLE TUBE, DIA: 19mm, LENGTH: 200m/Roll, BRANDS: NDC-H, RED
ESI-002 | Data Enrichment | SYC |  | 2024-04-25 |  |  | ESI - 155 | 260523 | HEAT SHRINKABLE TUBE, DIA: 2.5mm
ESI-002 | Data Enrichment | SYC |  | 2024-04-25 |  |  | ESI - 159 | 260523 | HEAT SHRINKABLE TUBE, DIA: 20mm
ESI-002 | Data Enrichment | SYC |  | 2024-04-25 |  |  | ESI - 148 | 260523 | HEAT SHRINKABLE TUBE, DIA: 25mm, LENGTH: 75m/Roll, BRANDS: CYG, BLUE
ESI-002 | Data Enrichment | SYC |  | 2024-04-25 |  |  | ESI - 156 | 260523 | HEAT SHRINKABLE TUBE, DIA: 3.6mm
ESI-002 | Data Enrichment | SYC |  | 2024-04-25 |  |  | ESI - 157 | 260523 | HEAT SHRINKABLE TUBE, DIA: 32mm
ESI-002 | Data Enrichment | SYC |  | 2024-04-25 |  |  | ESI - 158 | 260523 | HEAT SHRINKABLE TUBE, DIA: 38mm
ESI-002 | Data Enrichment | SYC |  | 2024-04-25 |  |  | ESI - 149 | 260523 | HEAT SHRINKABLE TUBE, DIA: 50mm, BRANDS: PARTEX, YELLOW
ESI-002 | Data Enrichment | SYC |  | 2024-04-25 |  |  | ESI - 160 | 260523 | HEAT SHRINKABLE TUBE, DIA: 6.4mm
ESI-002 | Data Enrichment | SYC |  | 2024-04-25 |  |  | ESI - 143 | 260523 | HEAT SHRINKABLE TUBE, DIA: 6mm, LENGTH: 25m/Roll, BRANDS: NISSAD , R/Y/G/B/BL, GENERAL DES: F/CABLE, Unit: Roll
ESI-002 | Data Enrichment | SYC |  | 2024-04-25 |  |  | ESI - 150 | 260523 | HEAT SHRINKABLE TUBE, DIA: 76mm, GREEN
ESI-002 | Data Enrichment | SYC |  | 2024-04-25 |  |  | ESI - 153 | 260523 | HEAT SHRINKABLE TUBE, DIA: 8mm
ESI-002 | Data Enrichment | SYC |  | 2024-04-25 |  |  | ESI - 144 | 260523 | HEAT SHRINKABLE TUBE, DIA: 9.5mm, LENGTH: 50m/Roll, BRANDS: TAC, WHITE, GENERAL DES: FSC
ESI-002 | Data Enrichment | MUF |  | 2024-04-25 |  |  | ESI - 861 | 262416 | INSULATOR, SIZE: M6x25, Unit: Ea
ESI-002 | Data Enrichment | MUF |  | 2024-04-25 |  |  | ESI - 862 | 262416 | INSULATOR, SIZE: M8x51
ESI-002 | Data Enrichment | NEN |  | 2024-04-25 |  |  | ESI - 608 | 260536 | JOINT KIT RESIN, SIZE: 150mm
ESI-002 | Data Enrichment | NEN |  | 2024-04-25 |  |  | ESI - 607 | 260536 | JOINT KIT RESIN, SIZE: 240mm
ESI-002 | Data Enrichment | NEN |  | 2024-04-25 |  |  | ESI - 610 | 260536 | JOINT KIT RESIN, SIZE: 50mm
ESI-002 | Data Enrichment | NEN |  | 2024-04-25 |  |  | ESI - 609 | 260536 | JOINT KIT RESIN, SIZE: 70mm
ESI-002 | Data Enrichment | NEN |  | 2024-04-25 |  |  | ESI - 605 | 260536 | JOINT KIT RESIN, TYPE: BCABLE INLINE, BRAND: 3M, SIZE: 35-50mm2,-23-39mm, UPTO 1KV
ESI-002 | Data Enrichment | NEN |  | 2024-04-25 |  |  | ESI - 606 | 260536 | JOINT KIT RESIN, TYPE: CABLE JOIN, SIZE: 16-25mm, 4-C, Unit: EA
ESI-002 | Data Enrichment | NEN |  | 2024-04-25 |  |  | ESI - 553 | 260536 | JOINT PLATE , SIZE: 160mm W: 80mm , 160mm, Unit: EA
ESI-002 | Data Enrichment | NEN |  | 2024-04-25 |  |  | ESI - 552 | 260536 | JOINT PLATE , SIZE: 210mm W:45mm , TYPE: ALUMINUM, BRAND: WESCOSA, 210mm, GENERAL DES: FOR CABLE LADDER, Unit: EA
ESI-002 | Data Enrichment | NEN |  | 2024-04-25 |  |  | ESI - 661 | 260553 | LABEL TAPE, GENERAL DES: ASSORTED COLOR
ESI-002 | Data Enrichment | NEN |  | 2024-04-25 |  |  | ESI - 658 | 260553 | LABEL TAPE, TYPE: ALUMINUM ,, Size : 3/4in, LENGTH: 30ft, 3M, GENERAL DES: GREEN, Unit: EA
ESI-002 | Data Enrichment | NEN |  | 2024-04-25 |  |  | ESI - 660 | 260553 | LABEL TAPE, TYPE: ELECTRICAL, , Size : 12mm X 4mm, LENGTH: 13ft, GENERAL DES: BLACK, Unit: EA
ESI-002 | Data Enrichment | NEN |  | 2024-04-25 |  |  | ESI - 659 | 260553 | LABEL TAPE, TYPE: PLASTIC,, Size : 1in, LENGTH: 50ft, GENERAL DES: YELLOW, Unit: EA
ESI-002 | Data Enrichment | NEN |  | 2024-04-25 |  |  | ESI - 657 | 260553 | LABEL TAPE, TYPE: SS,, Size : 1/2in, LENGTH: 21ft, DYMO, GENERAL DES: RED, Unit: EA
ESI-002 | Data Enrichment | PVJ |  | 2024-04-25 |  |  | ESI - 1278 | 265113 | LAMP, TYPE /WATTS: 4 PIN, 26W, SIZE: F26DBX-865, BRAND: GE, BIAX DE
ESI-002 | Data Enrichment | PVJ |  | 2024-04-25 |  |  | ESI - 1277 | 265113 | LAMP, TYPE /WATTS: HPS, 70W, SIZE: E-27, BRAND: OSRAM, NAV-E, Unit: EA
ESI-002 | Data Enrichment | PVJ |  | 2024-04-25 |  |  | ESI - 1279 | 265113 | LAMP, TYPE /WATTS: PANEL MOUNT DOOR LAMP, SIZE: 230V AC
ESI-002 | Data Enrichment | PVJ |  | 2024-04-25 |  |  | ESI - 1309 | 265113 | LED LIGHT, MODEL/PART NO: 5128Q/TT1500B840QOTS
ESI-002 | Data Enrichment | PVJ |  | 2024-04-25 |  |  | ESI - 1312 | 265113 | LED LIGHT, MODEL/PART NO: A6TG/5-400VPEL.A
ESI-002 | Data Enrichment | PVJ |  | 2024-04-25 |  |  | ESI - 1299 | 265113 | LED LIGHT, MODEL/PART NO: DN393B/LED005
ESI-002 | Data Enrichment | PVJ |  | 2024-04-25 |  |  | ESI - 1300 | 265113 | LED LIGHT, MODEL/PART NO: DN393B/LED009
ESI-002 | Data Enrichment | PVJ |  | 2024-04-25 |  |  | ESI - 1302 | 265113 | LED LIGHT, MODEL/PART NO: DN393B/LED010
ESI-002 | Data Enrichment | PVJ |  | 2024-04-25 |  |  | ESI - 1301 | 265113 | LED LIGHT, MODEL/PART NO: DN393B/LED012
ESI-002 | Data Enrichment | PVJ |  | 2024-04-25 |  |  | ESI - 1306 | 265113 | LED LIGHT, MODEL/PART NO: PHI-910500453338
ESI-002 | Data Enrichment | PVJ |  | 2024-04-25 |  |  | ESI - 1307 | 265113 | LED LIGHT, MODEL/PART NO: PHI-910500454304
ESI-002 | Data Enrichment | PVJ |  | 2024-04-25 |  |  | ESI - 1293 | 265113 | LED LIGHT, MODEL/PART NO: PHI-910500454953
ESI-002 | Data Enrichment | PVJ |  | 2024-04-25 |  |  | ESI - 1292 | 265113 | LED LIGHT, MODEL/PART NO: PHI-910500454955
ESI-002 | Data Enrichment | PVJ |  | 2024-04-25 |  |  | ESI - 1298 | 265113 | LED LIGHT, MODEL/PART NO: PHI-910500465393
ESI-002 | Data Enrichment | PVJ |  | 2024-04-25 |  |  | ESI - 1310 | 265113 | LED LIGHT, MODEL/PART NO: PHI-910500991117, Unit: EA
ESI-002 | Data Enrichment | PVJ |  | 2024-04-25 |  |  | ESI - 1308 | 265113 | LED LIGHT, MODEL/PART NO: PHI-911401571341
ESI-002 | Data Enrichment | PVJ |  | 2024-04-25 |  |  | ESI - 1305 | 265113 | LED LIGHT, MODEL/PART NO: PHI-911401609405
ESI-002 | Data Enrichment | PVJ |  | 2024-04-25 |  |  | ESI - 1304 | 265113 | LED LIGHT, MODEL/PART NO: PHI-911401611505
ESI-002 | Data Enrichment | PVJ |  | 2024-04-25 |  |  | ESI - 1303 | 265113 | LED LIGHT, MODEL/PART NO: PHI-911401639003
ESI-002 | Data Enrichment | PVJ |  | 2024-04-25 |  |  | ESI - 1297 | 265113 | LED LIGHT, MODEL/PART NO: PHI-912401483199
ESI-002 | Data Enrichment | PVJ |  | 2024-04-25 |  |  | ESI - 1311 | 265113 | LED LIGHT, MODEL/PART NO: PHI-928487300098, Unit: EA
ESI-002 | Data Enrichment | PVJ |  | 2024-04-25 |  |  | ESI - 1291 | 265113 | LED LIGHT, MODEL/PART NO: R-GRID350/LED007, BRAND: LEO
ESI-002 | Data Enrichment | PVJ |  | 2024-04-25 |  |  | ESI - 1290 | 265113 | LED LIGHT, MODEL/PART NO: R-GRID350/LED014, BRAND: SON-T, SPECS: 400W HPS-T 230V/60Hz (ELT-ballast, asymm. reflector) [E-M]
ESI-002 | Data Enrichment | PVJ |  | 2024-04-25 |  |  | ESI - 1289 | 265113 | LED LIGHT, MODEL/PART NO: R-GRID350/LED018, BRAND: PHILIPS, SPECS: 400w, E E40 SL/12 (P-B), Unit: EA
ESI-002 | Data Enrichment | PVJ |  | 2024-04-25 |  |  | ESI - 1294 | 265113 | LED LIGHT, MODEL/PART NO: VX-ETSNM3/LED/IP65
ESI-002 | Data Enrichment | PVJ |  | 2024-04-25 |  |  | ESI - 1295 | 265113 | LED LIGHT, MODEL/PART NO: VX-FSM3/LED/WH.F143GW
ESI-002 | Data Enrichment | PVJ |  | 2024-04-25 |  |  | ESI - 1296 | 265113 | LED LIGHT, MODEL/PART NO: VX-WPM3/LED.143WR
ESI-002 | Data Enrichment | PVJ |  | 2024-04-25 |  |  | ESI - 4 | 260210 | LIFTING EQUIPMENT: TYPE: 2 MAST HIGH LIFTING TRUCK, BRAND: POWERVAC, PART NUMBER: 0144D2933G001, Unit: ea
ESI-002 | Data Enrichment | PVJ |  | 2024-04-25 |  |  | ESI - 1283 | 265113 | LIGHT HOLDER, TYPE: GARDEN, SIZE: E-27, SPECS: W/OUT BULB, W/ SPIKE, Unit: EA
ESI-002 | Data Enrichment | PVJ |  | 2024-04-25 |  |  | ESI - 1323 | 265613 | LIGHTING POLE, HEIGHT: 10m, Unit: EA
ESI-002 | Data Enrichment | PVJ |  | 2024-04-25 |  |  | ESI - 1322 | 265613 | LIGHTING POLE, HEIGHT: 15m, Unit: EA
ESI-002 | Data Enrichment | PVJ |  | 2024-04-25 |  |  | ESI - 1324 | 265613 | LIGHTING POLE, HEIGHT: 5m, Unit: EA
ESI-002 | Data Enrichment | PVJ |  | 2024-04-25 |  |  | ESI - 1318 | 265613 | LIGHTING POLE, TYPE: ALUMINUM , HEIGHT: 6m, BRANDS: OMEGA FACTORY, OCTAGON, GENERAL DES: ONE ARM, Unit: EA
ESI-002 | Data Enrichment | PVJ |  | 2024-04-25 |  |  | ESI - 1320 | 265613 | LIGHTING POLE, TYPE: DECORATIVE, HEIGHT: 12m, BRANDS: BABTEIN, Unit: EA
ESI-002 | Data Enrichment | PVJ |  | 2024-04-25 |  |  | ESI - 1319 | 265613 | LIGHTING POLE, TYPE: STEEL, HEIGHT: 9m, BRANDS: VENUS, CONICAL, GENERAL DES: TWO ARM, Unit: EA
ESI-002 | Data Enrichment | PVJ |  | 2024-04-25 |  |  | ESI - 1321 | 265613 | LIGHTING POLE, TYPE: W/ TOP CAMERA MOUNTING PLATE AND BASE PLATE, HEIGHT: 13m, Unit: EA
ESI-002 | Data Enrichment | PVJ |  | 2024-04-25 |  |  | ESI - 1103 | 262816 | LOAD BREAKER ACCESSORIES: MATERIAL: EXTERNAL OPERATION HANDLE, BRAND: SIRCO, PART NO: 14433111, Unit: Ea
ESI-002 | Data Enrichment | PVJ |  | 2024-04-25 |  |  | ESI - 1104 | 262816 | LOAD BREAKER ACCESSORIES: MATERIAL: SHAFT FOR DOOR HANDLE, PART NO: 14011520
ESI-002 | Data Enrichment | PVJ |  | 2024-04-25 |  |  | ESI - 1101 | 262816 | LOAD BREAKER SWITCH, RATE: 1250A, NO OF POLE: 3P, BRAND: SIRCO, 26003121, Unit: Ea
ESI-002 | Data Enrichment | PVJ |  | 2024-04-25 |  |  | ESI - 757 | 262313 | LOW VOLTAGE SWITCHGEAR, AMPERAGE: 1000amp, Unit: Ea
ESI-002 | Data Enrichment | PVJ |  | 2024-04-25 |  |  | ESI - 753 | 262313 | LOW VOLTAGE SWITCHGEAR, AMPERAGE: 100amp, BRAND: SQUARE D, Unit: Ea
ESI-002 | Data Enrichment | PVJ |  | 2024-04-25 |  |  | ESI - 754 | 262313 | LOW VOLTAGE SWITCHGEAR, AMPERAGE: 200amp, BRAND: CUTTLER HUMMER, Unit: Ea
ESI-002 | Data Enrichment | PVJ |  | 2024-04-25 |  |  | ESI - 750 | 262313 | LOW VOLTAGE SWITCHGEAR, AMPERAGE: 20amp, BRAND: ABB , Unit: Ea
ESI-002 | Data Enrichment | PVJ |  | 2024-04-25 |  |  | ESI - 751 | 262313 | LOW VOLTAGE SWITCHGEAR, AMPERAGE: 30amp, BRAND: GE, Unit: Ea
ESI-002 | Data Enrichment | PVJ |  | 2024-04-25 |  |  | ESI - 755 | 262313 | LOW VOLTAGE SWITCHGEAR, AMPERAGE: 400amp, Unit: Ea
ESI-002 | Data Enrichment | PVJ |  | 2024-04-25 |  |  | ESI - 752 | 262313 | LOW VOLTAGE SWITCHGEAR, AMPERAGE: 60amp, BRAND: SHNEIDER, Unit: Ea
ESI-002 | Data Enrichment | PVJ |  | 2024-04-25 |  |  | ESI - 756 | 262313 | LOW VOLTAGE SWITCHGEAR, AMPERAGE: 800amp, Unit: Ea
ESI-002 | Data Enrichment | PVJ |  | 2024-04-25 |  |  | ESI - 713 | 262213 | LOW VOLTAGE TRANSFORMER, VOLTAGE: 1000kva
ESI-002 | Data Enrichment | PVJ |  | 2024-04-25 |  |  | ESI - 711 | 262213 | LOW VOLTAGE TRANSFORMER, VOLTAGE: 10KVA 220V, BRAND: GE, Unit: Ea
ESI-002 | Data Enrichment | PVJ |  | 2024-04-25 |  |  | ESI - 706 | 262213 | LOW VOLTAGE TRANSFORMER, VOLTAGE: 150kva, BRAND: ABB, CAPACITY: HV-13800/LV-480,3PHASE, 60HZ, NOT IN USE, Unit: Ea
ESI-002 | Data Enrichment | PVJ |  | 2024-04-25 |  |  | ESI - 707 | 262213 | LOW VOLTAGE TRANSFORMER, VOLTAGE: 250kva, BRAND: EATON, Unit: Ea
ESI-002 | Data Enrichment | PVJ |  | 2024-04-25 |  |  | ESI - 712 | 262213 | LOW VOLTAGE TRANSFORMER, VOLTAGE: 30kva, BRAND: SAUDI ELECTRIC TRANSFORMER FACTORY
ESI-002 | Data Enrichment | PVJ |  | 2024-04-25 |  |  | ESI - 710 | 262213 | LOW VOLTAGE TRANSFORMER, VOLTAGE: 400 5A RU, BRAND: POWER EQUIPEMENT CO, Unit: Ea
ESI-002 | Data Enrichment | PVJ |  | 2024-04-25 |  |  | ESI - 708 | 262213 | LOW VOLTAGE TRANSFORMER, VOLTAGE: 500kva, BRAND: SIMENS, Unit: Ea
ESI-002 | Data Enrichment | PVJ |  | 2024-04-25 |  |  | ESI - 714 | 262213 | LOW VOLTAGE TRANSFORMER, VOLTAGE: 60kva
ESI-002 | Data Enrichment | PVJ |  | 2024-04-25 |  |  | ESI - 709 | 262213 | LOW VOLTAGE TRANSFORMER, VOLTAGE: 750kva, BRAND: SAUDI TRANSFORMER, Unit: Ea
ESI-002 | Data Enrichment | PVJ |  | 2024-04-25 |  |  | ESI - 705 | 262213 | LOW VOLTAGE TRANSFORMER, VOLTAGE: 75kva, BRAND: SCHNEIDER, CAPACITY: 480/400-230 NEMA2, HERMETICALLY SEALED ,TEMP RISE OIL 60 CELSIUS/TEMP. RISE WINDING 65 CELSIUS, STANDARD: ANSI C57.12.00, CONDUCTOR MTRLS: COPPER , Unit: Ea
ESI-002 | Data Enrichment | VNE |  | 2024-04-25 |  |  | ESI - 8 | 260519 | LV WIRES, SIZE: 1.5mm, Type of WIRES: THHN/THWN, BRANDS: RIYADH CABLE, 152.4m/rol, GENERAL DES: AWG, Unit: ROL/M
ESI-002 | Data Enrichment | MUF |  | 2024-04-25 |  |  | ESI - 28 | 260519 | LV WIRES, SIZE: 10 AWG
ESI-002 | Data Enrichment | MUF |  | 2024-04-25 |  |  | ESI - 12 | 260519 | LV WIRES, SIZE: 10mm, BRANDS: AL FANAR, GENERAL DES: WHITE, Unit: ROL/M
ESI-002 | Data Enrichment | MUF |  | 2024-04-25 |  |  | ESI - 27 | 260519 | LV WIRES, SIZE: 12 AWG
ESI-002 | Data Enrichment | MUF |  | 2024-04-25 |  |  | ESI - 20 | 260519 | LV WIRES, SIZE: 120mm, Unit: ROL/M
ESI-002 | Data Enrichment | MUF |  | 2024-04-25 |  |  | ESI - 13 | 260519 | LV WIRES, SIZE: 14mm, BRANDS: MESC, GENERAL DES: RED, Unit: ROL/M
ESI-002 | Data Enrichment | MUF |  | 2024-04-25 |  |  | ESI - 21 | 260519 | LV WIRES, SIZE: 150mm, Unit: ROL/M
ESI-002 | Data Enrichment | MUF |  | 2024-04-25 |  |  | ESI - 14 | 260519 | LV WIRES, SIZE: 16mm, GENERAL DES: BLUE, Unit: ROL/M
ESI-002 | Data Enrichment | MUF |  | 2024-04-25 |  |  | ESI - 22 | 260519 | LV WIRES, SIZE: 185mm, Unit: ROL/M
ESI-002 | Data Enrichment | MUF |  | 2024-04-25 |  |  | ESI - 9 | 260519 | LV WIRES, SIZE: 2.5mm, Type of WIRES: LSF CU/LSOH-XL, BRANDS: BAHRA, 100y/roll, GENERAL DES: AWGR, Unit: ROL/M
ESI-002 | Data Enrichment | MUF |  | 2024-04-25 |  |  | ESI - 23 | 260519 | LV WIRES, SIZE: 240mm, Unit: ROL/M
ESI-002 | Data Enrichment | MUF |  | 2024-04-25 |  |  | ESI - 15 | 260519 | LV WIRES, SIZE: 25mm, GENERAL DES: GREEN, Unit: ROL/M
ESI-002 | Data Enrichment | MUF |  | 2024-04-25 |  |  | ESI - 24 | 260519 | LV WIRES, SIZE: 300mm, Unit: ROL/M
ESI-002 | Data Enrichment | MUF |  | 2024-04-25 |  |  | ESI - 16 | 260519 | LV WIRES, SIZE: 35mm, GENERAL DES: YELLOW/ GREEN, Unit: ROL/M
ESI-002 | Data Enrichment | VNE |  | 2024-04-25 |  |  | ESI - 25 | 260519 | LV WIRES, SIZE: 400mm, Unit: ROL/M
ESI-002 | Data Enrichment | VNE |  | 2024-04-25 |  |  | ESI - 10 | 260519 | LV WIRES, SIZE: 4mm, BRANDS: SWEIDI, 500f/roll, GENERAL DES: BLACK, Unit: ROL/M
ESI-002 | Data Enrichment | VNE |  | 2024-04-25 |  |  | ESI - 17 | 260519 | LV WIRES, SIZE: 50mm, Unit: ROL/M
ESI-002 | Data Enrichment | VNE |  | 2024-04-25 |  |  | ESI - 11 | 260519 | LV WIRES, SIZE: 6mm, BRANDS: SAUDI CABLE, GENERAL DES: YELLOW, Unit: ROL/M
ESI-002 | Data Enrichment | VNE |  | 2024-04-25 |  |  | ESI - 18 | 260519 | LV WIRES, SIZE: 70mm, Unit: ROL/M
ESI-002 | Data Enrichment | VNE |  | 2024-04-25 |  |  | ESI - 29 | 260519 | LV WIRES, SIZE: 8 AWG
ESI-002 | Data Enrichment | VNE |  | 2024-04-25 |  |  | ESI - 26 | 260519 | LV WIRES, SIZE: 8mm, Unit: ROL/M
ESI-002 | Data Enrichment | VNE |  | 2024-04-25 |  |  | ESI - 19 | 260519 | LV WIRES, SIZE: 95mm, Unit: ROL/M
ESI-002 | Data Enrichment | VNE |  | 2024-04-25 |  |  | ESI - 904 | 262419 | MAIN CONTROL BOARD, TYPE: PCB MLZ 12, VOLTAGE: 230v/60hz., SPECS: 1PH, 10amp, ZAMIL, Unit: EA
ESI-002 | Data Enrichment | VNE |  | 2024-04-25 |  |  | ESI - 983 | 262726 | MANUAL TRANSFER SWITCH, RATE: 1250AMP, PART NUMBER: CCF12503NSO, BRANS: TELEGRON, 3P+N, Unit: EA
ESI-002 | Data Enrichment | NEN |  | 2024-04-25 |  |  | ESI - 558 | 260536 | MARKER PLATE, SIZE: 280mmx900mm WIDTH, TYPE: LEFT ARROW, Unit: EA
ESI-002 | Data Enrichment | NEN |  | 2024-04-25 |  |  | ESI - 555 | 260536 | MARKER PLATE, SIZE: 475mm X 85mm X 2mm, MATERIAL: SS 316, TYPE: UNDERGROUND FIBER OPTIC CABLE, BLACK COLOR ENGRAVING, GENERAL DES: PLATE ROUTE MARKER, Unit: EA
ESI-002 | Data Enrichment | NEN |  | 2024-04-25 |  |  | ESI - 557 | 260536 | MARKER PLATE, SIZE: 480mm X 90mm x 1.5mm, TYPE: RIGHT ARROW, Unit: EA
ESI-002 | Data Enrichment | NEN |  | 2024-04-25 |  |  | ESI - 556 | 260536 | MARKER PLATE, SIZE: 85mm X 85mm X 2mm, MATERIAL: STEEL W/EPOXY PAINT COATED(YELLOW), TYPE: DOUBLE ARROW, NOT IN USE, GENERAL DES: NOT APPLICABLE, Unit: EA
ESI-002 | Data Enrichment | NEN |  | 2024-04-25 |  |  | ESI - 559 | 260536 | MARKER PLATE, SIZE: 90mm x 90mm, TYPE: T-ARROW, Unit: EA
ESI-002 | Data Enrichment | NEN |  | 2024-04-25 |  |  | ESI - 560 | 260536 | MARKER PLATE, TYPE: ANGLE ARROW
ESI-002 | Data Enrichment | NEN |  | 2024-04-25 |  |  | ESI - 562 | 260536 | MARKER POST, SIZE: 120mm X 120mm X 1380mm, TYPE: FOR FIBER CABLE, COLOR: ORANGE, W/OUT MARKER PLATE, Unit: EA
ESI-002 | Data Enrichment | NEN |  | 2024-04-25 |  |  | ESI - 563 | 260536 | MARKER POST, SIZE: 120mm X 120mm X 1400mm
ESI-002 | Data Enrichment | PVJ |  | 2024-04-25 |  |  | ESI - 877 | 262419 | MCC, AMPERAGE: 1000amp, BRAND: ABB, Unit: Ea
ESI-002 | Data Enrichment | PVJ |  | 2024-04-25 |  |  | ESI - 878 | 262419 | MCC, AMPERAGE: 2000amp, BRAND: SCHNEIDER, Unit: Ea
ESI-002 | Data Enrichment | PVJ |  | 2024-04-25 |  |  | ESI - 875 | 262419 | MCC, AMPERAGE: 250amp, BRAND: GE, Unit: Ea
ESI-002 | Data Enrichment | PVJ |  | 2024-04-25 |  |  | ESI - 879 | 262419 | MCC, AMPERAGE: 3000amp, BRAND: EATON, Unit: Ea
ESI-002 | Data Enrichment | PVJ |  | 2024-04-25 |  |  | ESI - 880 | 262419 | MCC, AMPERAGE: 4000amp, Unit: Ea
ESI-002 | Data Enrichment | PVJ |  | 2024-04-25 |  |  | ESI - 876 | 262419 | MCC, AMPERAGE: 400amp, BRAND: CUTTLER HUMMER, Unit: Ea
ESI-002 | Data Enrichment | PVJ |  | 2024-04-25 |  |  | ESI - 702 | 261313 | MEDIUM VOLTAGE SWITCHGEAR, CAPACITY: 10kv, BRAND: SQUARE D, Unit: Ea
ESI-002 | Data Enrichment | PVJ |  | 2024-04-25 |  |  | ESI - 703 | 261313 | MEDIUM VOLTAGE SWITCHGEAR, CAPACITY: 36kv, BRAND: CUTTLER HUMMER, Unit: Ea
ESI-002 | Data Enrichment | PVJ |  | 2024-04-25 |  |  | ESI - 699 | 261313 | MEDIUM VOLTAGE SWITCHGEAR, CAPACITY: 3kv, BRAND: ABB , Unit: Ea
ESI-002 | Data Enrichment | PVJ |  | 2024-04-25 |  |  | ESI - 700 | 261313 | MEDIUM VOLTAGE SWITCHGEAR, CAPACITY: 4kv, BRAND: GE, Unit: Ea
ESI-002 | Data Enrichment | PVJ |  | 2024-04-25 |  |  | ESI - 701 | 261313 | MEDIUM VOLTAGE SWITCHGEAR, CAPACITY: 5kv, BRAND: SHNEIDER, Unit: Ea
ESI-002 | Data Enrichment | PVJ |  | 2024-04-25 |  |  | ESI - 693 | 261216 | MEDIUM VOLTAGE TRANSFORMER, VOLTAGE: 1000kva, BRAND: SCHNEIDER, TYPE: OIL, 13.8/0.400kV, Unit: Ea
ESI-002 | Data Enrichment | PVJ |  | 2024-04-25 |  |  | ESI - 694 | 261216 | MEDIUM VOLTAGE TRANSFORMER, VOLTAGE: 2000kva, BRAND: ABB, TYPE: DRY, 350kV, Unit: Ea
ESI-002 | Data Enrichment | PVJ |  | 2024-04-25 |  |  | ESI - 697 | 261216 | MEDIUM VOLTAGE TRANSFORMER, VOLTAGE: 25000/3150kva, BRAND: SAUDI TRANSFORMER, Unit: Ea
ESI-002 | Data Enrichment | PVJ |  | 2024-04-25 |  |  | ESI - 695 | 261216 | MEDIUM VOLTAGE TRANSFORMER, VOLTAGE: 3000kva, BRAND: EATON, Unit: Ea
ESI-002 | Data Enrichment | PVJ |  | 2024-04-25 |  |  | ESI - 696 | 261216 | MEDIUM VOLTAGE TRANSFORMER, VOLTAGE: 4000kva, BRAND: SIMENS, Unit: Ea
ESI-002 | Data Enrichment | PVJ |  | 2024-04-25 |  |  | ESI - 201 | 260523 | MINIATURE CIRCUIT CB, AMPERAGE: 16amp, 2P, PART NUMBER: A9F44316, Unit: EA
ESI-002 | Data Enrichment | PVJ |  | 2024-04-25 |  |  | ESI - 200 | 260523 | MINIATURE CIRCUIT CB, AMPERAGE: 16amp, 3P, PART NUMBER: A9F44325, Unit: EA
ESI-002 | Data Enrichment | PVJ |  | 2024-04-25 |  |  | ESI - 199 | 260523 | MINIATURE CIRCUIT CB, AMPERAGE: 25amp, 1P, BRAND: SCHNEIDER, PART NUMBER: A9F44125, Unit: EA
ESI-002 | Data Enrichment | PVJ |  | 2024-04-25 |  |  | ESI - 202 | 260523 | MINIATURE CIRCUIT CB, AMPERAGE: 32amp, 2P, PART NUMBER: A9F44216
ESI-002 | Data Enrichment | PVJ |  | 2024-04-25 |  |  | ESI - 203 | 260523 | MINIATURE CIRCUIT CB, PART NUMBER: A9F44232
ESI-002 | Data Enrichment | PVJ |  | 2024-04-25 |  |  | ESI - 979 | 262726 | MINIATURE PLUG-IN RELAY, PART NUMBER: RXM4AB1P7, BRANDS: SCHNEIDER, RATE: 6A 230V, ZELIO RXM 4 C/O, Unit: EA
ESI-002 | Data Enrichment | PVJ |  | 2024-04-25 |  |  | ESI - 981 | 262726 | MINIATURE PLUG-IN RELAY, PART NUMBER: RXM4AB1P7, BRANDS: SCHNEIDER, RATE: 6A 230V, ZELIO RXM 4 C/O, Unit: EA
ESI-002 | Data Enrichment | PVJ |  | 2024-04-25 |  |  | ESI - 601 | 260536 | MOUNT PLATE 2DOOR, SIZE: 1600x1000x300mm, PART NUMBER: NSYMP1610302D, Unit: EA
ESI-002 | Data Enrichment | PVJ |  | 2024-04-25 |  |  | ESI - 1138 | 263313 | MULTIMETER, RATE: 600V, CODE NUMBER: CD 800, SANWA
ESI-002 | Data Enrichment | PVJ |  | 2024-04-25 |  |  | ESI - 1137 | 263313 | MULTIMETER, TYPE: DIGITAL, RATE: 3PH,96A, CODE NUMBER: 02-MET03-96, KAEL, Unit: EA
ESI-002 | Data Enrichment | PVJ |  | 2024-04-25 |  |  | ESI - 484 | 260529 | NYLON WHITE ETS, SIZE: 32mm X 2mm, BRANDS: CMP, Unit: EA
ESI-002 | Data Enrichment | PVJ |  | 2024-04-25 |  |  | ESI - 670 | 260553 | OUTLET GRILLE, Size : 223x223mm, NSYCAG223LPF
ESI-002 | Data Enrichment | PVJ |  | 2024-04-25 |  |  | ESI - 669 | 260553 | OUTLET GRILLE, TYPE: CUT-OUT, Size : 125x125mm, BRAND: SCHNEIDER, NSYCAG125LPF
ESI-002 | Data Enrichment | PVJ |  | 2024-04-25 |  |  | ESI - 1088 | 262816 | OVERLOAD RELAY, AMPERAGE: 37-50A, TYPE: LRD350, BRAND: SCHNEIDER ELECTRIC, Unit: EA
ESI-002 | Data Enrichment | PVJ |  | 2024-04-25 |  |  | ESI - 1145 | 263313 | PANEL MOUNTED PHOTO CELL, TYPE: IC 2000,, RATE: 1P-65, 230V 50/60, CODE NUMBER: CCT15368, SCHNEIDER, Unit: EA
ESI-002 | Data Enrichment | PVJ |  | 2024-04-25 |  |  | ESI - 1147 | 263313 | PANEL MOUNTED PHOTO CELL, TYPE: MODULE RELAY,, RATE: 02-KE-FTR, 230V
ESI-002 | Data Enrichment | PVJ |  | 2024-04-25 |  |  | ESI - 1146 | 263313 | PANEL MOUNTED PHOTO CELL, TYPE: SENSOR,, RATE: 02-FTG, CODE NUMBER: PANEL MOUNTED, KAEL
ESI-002 | Data Enrichment | PVJ |  | 2024-04-25 |  |  | ESI - 821 | 262416 | PANELBOARDS, DBG110XRIFD
ESI-002 | Data Enrichment | PVJ |  | 2024-04-25 |  |  | ESI - 826 | 262416 | PANELBOARDS, DBG110XRIFDS
ESI-002 | Data Enrichment | PVJ |  | 2024-04-25 |  |  | ESI - 822 | 262416 | PANELBOARDS, DBG116XRIFD
ESI-002 | Data Enrichment | PVJ |  | 2024-04-25 |  |  | ESI - 827 | 262416 | PANELBOARDS, DBG116XRIFDS
ESI-002 | Data Enrichment | PVJ |  | 2024-04-25 |  |  | ESI - 825 | 262416 | PANELBOARDS, DBGV312XNSX250FDS
ESI-002 | Data Enrichment | PVJ |  | 2024-04-25 |  |  | ESI - 823 | 262416 | PANELBOARDS, DBGV324XI125FDS
ESI-002 | Data Enrichment | PVJ |  | 2024-04-25 |  |  | ESI - 824 | 262416 | PANELBOARDS, DBGV324XNSX250FDS
ESI-002 | Data Enrichment | PVJ |  | 2024-04-25 |  |  | ESI - 820 | 262416 | PANELBOARDS, DP-3A
ESI-002 | Data Enrichment | PVJ |  | 2024-04-25 |  |  | ESI - 817 | 262416 | PANELBOARDS, DP-3B
ESI-002 | Data Enrichment | PVJ |  | 2024-04-25 |  |  | ESI - 815 | 262416 | PANELBOARDS, INCOMIND DEVICE: 10 ways, DBGV342XNSX250FDS
ESI-002 | Data Enrichment | PVJ |  | 2024-04-25 |  |  | ESI - 806 | 262416 | PANELBOARDS, INCOMIND DEVICE: 100amp, BRAND: EATON,, TYPE: DISBO EXTRA, DBX348MEZ200FD, Unit: Ea
ESI-002 | Data Enrichment | PVJ |  | 2024-04-25 |  |  | ESI - 812 | 262416 | PANELBOARDS, INCOMIND DEVICE: 125amp, DBGV318XNSX250FDS
ESI-002 | Data Enrichment | PVJ |  | 2024-04-25 |  |  | ESI - 807 | 262416 | PANELBOARDS, INCOMIND DEVICE: 150amp, BRAND: ELETRA,, TYPE: TIN PLATED COPPER, DBX348MEZ150FD, Unit: Ea
ESI-002 | Data Enrichment | PVJ |  | 2024-04-25 |  |  | ESI - 816 | 262416 | PANELBOARDS, INCOMIND DEVICE: 16 ways, DBGV348XNSX250FDS
ESI-002 | Data Enrichment | PVJ |  | 2024-04-25 |  |  | ESI - 808 | 262416 | PANELBOARDS, INCOMIND DEVICE: 200amp, BRAND: SIMENS,, DBX336MEZ150FD, Unit: Ea
ESI-002 | Data Enrichment | PVJ |  | 2024-04-25 |  |  | ESI - 803 | 262416 | PANELBOARDS, INCOMIND DEVICE: 20amp, BRAND: AL FANAR,, TYPE: COMBINED FOR 2 PUMPS, 2543220, Unit: Ea
ESI-002 | Data Enrichment | PVJ |  | 2024-04-25 |  |  | ESI - 811 | 262416 | PANELBOARDS, INCOMIND DEVICE: 2x12amp, DBX324MEZ150FD
ESI-002 | Data Enrichment | PVJ |  | 2024-04-25 |  |  | ESI - 809 | 262416 | PANELBOARDS, INCOMIND DEVICE: 300amp, BRAND: WILO,, DBX336MEZ100FD, Unit: Ea
ESI-002 | Data Enrichment | PVJ |  | 2024-04-25 |  |  | ESI - 814 | 262416 | PANELBOARDS, INCOMIND DEVICE: 400amp, DBGV336XNSX250FDS
ESI-002 | Data Enrichment | PVJ |  | 2024-04-25 |  |  | ESI - 804 | 262416 | PANELBOARDS, INCOMIND DEVICE: 40amp, BRAND: GE,, TYPE: DOUBLE DOOR, 503211562, Unit: Ea
ESI-002 | Data Enrichment | PVJ |  | 2024-04-25 |  |  | ESI - 810 | 262416 | PANELBOARDS, INCOMIND DEVICE: 600amp, DBX318MEZ60S, Unit: Ea
ESI-002 | Data Enrichment | PVJ |  | 2024-04-25 |  |  | ESI - 805 | 262416 | PANELBOARDS, INCOMIND DEVICE: 60amp, BRAND: SCHNEIDER,, TYPE: SINGLE DOOR, LV, Unit: Ea
ESI-002 | Data Enrichment | PVJ |  | 2024-04-25 |  |  | ESI - 813 | 262416 | PANELBOARDS, INCOMIND DEVICE: NSX250, DBGV330XNSX250FDS
ESI-002 | Data Enrichment | PVJ |  | 2024-04-25 |  |  | ESI - 818 | 262416 | PANELBOARDS, PP-011
ESI-002 | Data Enrichment | PVJ |  | 2024-04-25 |  |  | ESI - 819 | 262416 | PANELBOARDS, PP-012
ESI-002 | Data Enrichment | NEN |  | 2024-04-25 |  |  | ESI - 578 | 260536 | PLAIN MOUNT PLATE, SIZE: 1000x800mm, PART NUMBER: NSYMM108
ESI-002 | Data Enrichment | NEN |  | 2024-04-25 |  |  | ESI - 576 | 260536 | PLAIN MOUNT PLATE, SIZE: 1600x1000mm, PART NUMBER: NSYMP1610
ESI-002 | Data Enrichment | NEN |  | 2024-04-25 |  |  | ESI - 573 | 260536 | PLAIN MOUNT PLATE, SIZE: 400x400mm, PART NUMBER: NSYMM44, BRAND: SCHNEIDER, Unit: EA
ESI-002 | Data Enrichment | NEN |  | 2024-04-25 |  |  | ESI - 579 | 260536 | PLAIN MOUNT PLATE, SIZE: 600x400mm, PART NUMBER: NSYMM64
ESI-002 | Data Enrichment | NEN |  | 2024-04-25 |  |  | ESI - 574 | 260536 | PLAIN MOUNT PLATE, SIZE: 600x600mm, PART NUMBER: NSYMM66, Unit: EA
ESI-002 | Data Enrichment | NEN |  | 2024-04-25 |  |  | ESI - 577 | 260536 | PLAIN MOUNT PLATE, SIZE: 800x800mm, PART NUMBER: NSYMM88
ESI-002 | Data Enrichment | NEN |  | 2024-04-25 |  |  | ESI - 581 | 260536 | PLAIN MOUNT PLATE, SIZE: H2000xW1000mm, PART NUMBER: NSYMP2010
ESI-002 | Data Enrichment | NEN |  | 2024-04-25 |  |  | ESI - 582 | 260536 | PLAIN MOUNT PLATE, SIZE: H2000xW600, PART NUMBER: NSY2SP206
ESI-002 | Data Enrichment | NEN |  | 2024-04-25 |  |  | ESI - 583 | 260536 | PLAIN MOUNT PLATE, SIZE: H600xW500, PART NUMBER: NSYMM65
ESI-002 | Data Enrichment | NEN |  | 2024-04-25 |  |  | ESI - 580 | 260536 | PLAIN MOUNT PLATE, SIZE: H700xW500mm, PART NUMBER: NSYMM75
ESI-002 | Data Enrichment | NEN |  | 2024-04-25 |  |  | ESI - 575 | 260536 | PLAIN MOUNT PLATE, SIZE: H800xW600mm, PART NUMBER: NSYMM86, Unit: EA
ESI-002 | Data Enrichment | VNE |  | 2024-04-25 |  |  | ESI - 603 | 260536 | PLUG SOCKET, SIZE: PANEL BOARD, BRAND: AL FANAR
ESI-002 | Data Enrichment | VNE |  | 2024-04-25 |  |  | ESI - 1090 | 262816 | PLUGIN RELAY, RATE: 50/60HZ, VOLTAGE: 24V, GENERAL DES: RXM4AB1B7, 4 C/O, Unit: EA
ESI-002 | Data Enrichment | VNE |  | 2024-04-25 |  |  | ESI - 643 | 260536 | POWER DISTRIBUTION CABINET, MODEL NUMBER: FMD6411SB37A589, BRAND: LIEBERT, GENERAL DES: FDC, Unit: EA
ESI-002 | Data Enrichment | VNE |  | 2024-04-25 |  |  | ESI - 1141 | 263313 | POWER METER, VOLTAGE: 35...480 V AC 50/60, GENERAL DES/PART NO: METSEPM2120, BRAND: SCHNEIDER
ESI-002 | Data Enrichment | VNE |  | 2024-04-25 |  |  | ESI - 1140 | 263313 | POWER METER, VOLTAGE: 400/230,60HZ, GENERAL DES/PART NO: 200amp WITH BREAKER, BRAND: AL FANAR, Unit: EA
ESI-002 | Data Enrichment | VNE |  | 2024-04-25 |  |  | ESI - 567 | 260536 | POWER SPLITTER, RATE: 220-250VOLTS, AMPERAGE: 16A, IP TYPE: IP144, 3 WAY, Unit: EA
ESI-002 | Data Enrichment | VNE |  | 2024-04-25 |  |  | ESI - 977 | 262726 | PUSH BUTTON, PART NUMBER: XB5AA21, Unit: EA
ESI-002 | Data Enrichment | VNE |  | 2024-04-25 |  |  | ESI - 976 | 262726 | PUSH BUTTON, PART NUMBER: XB7NA21, COLOR: BLACK , Unit: EA
ESI-002 | Data Enrichment | VNE |  | 2024-04-25 |  |  | ESI - 974 | 262726 | PUSH BUTTON, PART NUMBER: XB7NA31, BRANDS: SCHNEIDER, COLOR: GREEN, Unit: EA
ESI-002 | Data Enrichment | VNE |  | 2024-04-25 |  |  | ESI - 975 | 262726 | PUSH BUTTON, PART NUMBER: XB7NA42, BRANDS: CHINA, COLOR: RED, Unit: EA
ESI-002 | Data Enrichment | NEN |  | 2024-04-25 |  |  | ESI - 855 | 262416 | PVC CABLE DUCT, SIZE: 100x100mm,
ESI-002 | Data Enrichment | NEN |  | 2024-04-25 |  |  | ESI - 859 | 262416 | PVC CABLE DUCT, SIZE: 100x80mm,
ESI-002 | Data Enrichment | NEN |  | 2024-04-25 |  |  | ESI - 851 | 262416 | PVC CABLE DUCT, SIZE: 25x40mm,, BRAND: PLASTIM, LENGH: 2m, Unit: EA
ESI-002 | Data Enrichment | NEN |  | 2024-04-25 |  |  | ESI - 856 | 262416 | PVC CABLE DUCT, SIZE: 40x40mm,
ESI-002 | Data Enrichment | NEN |  | 2024-04-25 |  |  | ESI - 857 | 262416 | PVC CABLE DUCT, SIZE: 40x60mm,
ESI-002 | Data Enrichment | NEN |  | 2024-04-25 |  |  | ESI - 853 | 262416 | PVC CABLE DUCT, SIZE: 40x80mm,
ESI-002 | Data Enrichment | NEN |  | 2024-04-25 |  |  | ESI - 858 | 262416 | PVC CABLE DUCT, SIZE: 60x60mm,
ESI-002 | Data Enrichment | NEN |  | 2024-04-25 |  |  | ESI - 852 | 262416 | PVC CABLE DUCT, SIZE: 60x80mm,, LENGH: 3m
ESI-002 | Data Enrichment | NEN |  | 2024-04-25 |  |  | ESI - 854 | 262416 | PVC CABLE DUCT, SIZE: 80x100mm,
ESI-002 | Data Enrichment | NEN |  | 2024-04-25 |  |  | ESI - 421 | 260529 | PVC CONDUIT FITTING, SIZE: 1/2in, TYPE: ELBOW 90D, BRANDS: SAPPCO, TC3, GENERAL DES: 105 CELCIUS, Unit: Ea
ESI-002 | Data Enrichment | NEN |  | 2024-04-25 |  |  | ESI - 423 | 260529 | PVC CONDUIT FITTING, SIZE: 1-1/2in, TYPE: COUPLING, BRANDS: PANASONIC, TC9, GENERAL DES: MALE TERMINAL, Unit: Ea
ESI-002 | Data Enrichment | NEN |  | 2024-04-25 |  |  | ESI - 433 | 260529 | PVC CONDUIT FITTING, SIZE: 1-1/4in, TYPE: BEND 90deg, BRANDS: IPEX SCEPTER, TC2, WITH HUB, GENERAL DES: EMT, Unit: EA
ESI-002 | Data Enrichment | NEN |  | 2024-04-25 |  |  | ESI - 431 | 260529 | PVC CONDUIT FITTING, SIZE: 110mm, TYPE: REPAIR COUPLING, BRANDS: NAMCO, S288, GENERAL DES: SASO 14, Unit: Ea
ESI-002 | Data Enrichment | NEN |  | 2024-04-25 |  |  | ESI - 422 | 260529 | PVC CONDUIT FITTING, SIZE: 1in, TYPE: ELBOW 45D, BRANDS: NEER, TC8, GENERAL DES: INSULATED, Unit: Ea
ESI-002 | Data Enrichment | NEN |  | 2024-04-25 |  |  | ESI - 432 | 260529 | PVC CONDUIT FITTING, SIZE: 2-1/2in, TYPE: BELL END, BRANDS: BAHRA CABLE, CLASS 3, GENERAL DES: UL LISTED, Unit: EA
ESI-002 | Data Enrichment | NEN |  | 2024-04-25 |  |  | ESI - 424 | 260529 | PVC CONDUIT FITTING, SIZE: 2in, TYPE: BUSHING, BRANDS: REDI ELECT., PB 500 D, GENERAL DES: DB-120, Unit: Ea
ESI-002 | Data Enrichment | NEN |  | 2024-04-25 |  |  | ESI - 428 | 260529 | PVC CONDUIT FITTING, SIZE: 2X2in, TYPE: BODY TYPE LR, BRANDS: FABCO, TC8, LONG RADIUS, GENERAL DES: DSCJ, Unit: Ea
ESI-002 | Data Enrichment | NEN |  | 2024-04-25 |  |  | ESI - 420 | 260529 | PVC CONDUIT FITTING, SIZE: 3/4in, TYPE: BEND, BRANDS: NEPRO, EPC40 TC2, GENERAL DES: SCH80, Unit: Ea
ESI-002 | Data Enrichment | NEN |  | 2024-04-25 |  |  | ESI - 425 | 260529 | PVC CONDUIT FITTING, SIZE: 3in, TYPE: REDUCER BUSHING, BRANDS: THOMAS & BETTS, SCH40, GENERAL DES: 3.8MTR RADIUS, Unit: Ea
ESI-002 | Data Enrichment | NEN |  | 2024-04-25 |  |  | ESI - 427 | 260529 | PVC CONDUIT FITTING, SIZE: 4in, TYPE: BODY TYPE LB, BRANDS: WHEATLAND, EC 20, GENERAL DES: NEMA, Unit: Ea
ESI-002 | Data Enrichment | NEN |  | 2024-04-25 |  |  | ESI - 429 | 260529 | PVC CONDUIT FITTING, SIZE: 4x2in, TYPE: BODY TYPE T, BRANDS: CARLON, TC8, LONG RADIUS 18in, GENERAL DES: JJN, Unit: Ea
ESI-002 | Data Enrichment | NEN |  | 2024-04-25 |  |  | ESI - 426 | 260529 | PVC CONDUIT FITTING, SIZE: 75mm, TYPE: ADAPTOR, BRANDS: ZAMEL, PVC COATED, GENERAL DES: THREADED, Unit: Ea
ESI-002 | Data Enrichment | NEN |  | 2024-04-25 |  |  | ESI - 430 | 260529 | PVC CONDUIT FITTING, SIZE: 8in, TYPE: LOCKNUT, BRANDS: BC CONDUIT, EPC40, GENERAL DES: NJN, Unit: Ea
ESI-002 | Data Enrichment | NEN |  | 2024-04-25 |  |  | ESI - 435 | 260529 | PVC CONDUIT FITTING, TYPE: BASE SPACER
ESI-002 | Data Enrichment | NEN |  | 2024-04-25 |  |  | ESI - 434 | 260529 | PVC CONDUIT FITTING, TYPE: BELL END COUPLING, TC2, Unit: EA
ESI-002 | Data Enrichment | NEN |  | 2024-04-25 |  |  | ESI - 436 | 260529 | PVC CONDUIT FITTING, TYPE: INTERMEDIATE SPACER
ESI-002 | Data Enrichment | NEN |  | 2024-04-25 |  |  | ESI - 363 | 260529 | PVC CONDUIT, SIZE: 1/2in, TYPE : COATED, BRAND: NEPRO, TC8, GENERAL DES: 6MTR, Unit: EA
ESI-002 | Data Enrichment | NEN |  | 2024-04-25 |  |  | ESI - 365 | 260529 | PVC CONDUIT, SIZE: 1-1/2in, TYPE : NEMA, BRAND: FABCO, EPC40 TC2, GENERAL DES: 6MTR DB-120 NEMA
ESI-002 | Data Enrichment | NEN |  | 2024-04-25 |  |  | ESI - 379 | 260529 | PVC CONDUIT, SIZE: 1-1/4in
ESI-002 | Data Enrichment | NEN |  | 2024-04-25 |  |  | ESI - 378 | 260529 | PVC CONDUIT, SIZE: 110mm
ESI-002 | Data Enrichment | NEN |  | 2024-04-25 |  |  | ESI - 364 | 260529 | PVC CONDUIT, SIZE: 1in, TYPE : NON COATED, BRAND: SAPPCO, TC9, GENERAL DES: 3MTR
ESI-002 | Data Enrichment | NEN |  | 2024-04-25 |  |  | ESI - 368 | 260529 | PVC CONDUIT, SIZE: 2.1/2in, BRAND: BAHRA CABLE, DIN8061/8062, GENERAL DES: 6m x 3.38mm
ESI-002 | Data Enrichment | NEN |  | 2024-04-25 |  |  | ESI - 366 | 260529 | PVC CONDUIT, SIZE: 2-1/2in, TYPE : CLASS 3, BRAND: BC CONDUIT, TC8 EB, GENERAL DES: 6m x 6.02mm
ESI-002 | Data Enrichment | NEN |  | 2024-04-25 |  |  | ESI - 377 | 260529 | PVC CONDUIT, SIZE: 2in
ESI-002 | Data Enrichment | NEN |  | 2024-04-25 |  |  | ESI - 371 | 260529 | PVC CONDUIT, SIZE: 3/4in, EPC80 TC2
ESI-002 | Data Enrichment | NEN |  | 2024-04-25 |  |  | ESI - 372 | 260529 | PVC CONDUIT, SIZE: 3-1/2in
ESI-002 | Data Enrichment | NEN |  | 2024-04-25 |  |  | ESI - 369 | 260529 | PVC CONDUIT, SIZE: 3-3/4in, TC2, WITH HUB
ESI-002 | Data Enrichment | NEN |  | 2024-04-25 |  |  | ESI - 367 | 260529 | PVC CONDUIT, SIZE: 3in, BRAND: NAMCO, TC8 DB, GENERAL DES: 6m x 3.91mm
ESI-002 | Data Enrichment | NEN |  | 2024-04-25 |  |  | ESI - 373 | 260529 | PVC CONDUIT, SIZE: 4-1/2in
ESI-002 | Data Enrichment | NEN |  | 2024-04-25 |  |  | ESI - 370 | 260529 | PVC CONDUIT, SIZE: 4in, TC3
ESI-002 | Data Enrichment | NEN |  | 2024-04-25 |  |  | ESI - 375 | 260529 | PVC CONDUIT, SIZE: 5-1/2in
ESI-002 | Data Enrichment | NEN |  | 2024-04-25 |  |  | ESI - 374 | 260529 | PVC CONDUIT, SIZE: 5in
ESI-002 | Data Enrichment | NEN |  | 2024-04-25 |  |  | ESI - 376 | 260529 | PVC CONDUIT, SIZE: 6in
ESI-002 | Data Enrichment | NEN |  | 2024-04-25 |  |  | ESI - 683 | 260553 | PVC TRUNKING, SIZE: 16mmx25mm, BRAND: CHINA, Unit: EA
ESI-002 | Data Enrichment | NEN |  | 2024-04-25 |  |  | ESI - 684 | 260553 | PVC TRUNKING, SIZE: 40x20mm
ESI-002 | Data Enrichment | NEN |  | 2024-04-25 |  |  | ESI - 682 | 260553 | PVC TRUNKING, SIZE: 75mmx50mmx2m, COLOR: GREY, BRAND: KSS, C CHANNEL, GENERAL DES: SLOTTED, Unit: EA
ESI-002 | Data Enrichment | VNE |  | 2024-04-25 |  |  | ESI - 6 | 260210 | RACKING EQUIPMENT: TYPE: REMOTE RACKING DEVICE, BRAND: POWERVAC, PART NUMBER: 0177D8399G004, Unit: ea
ESI-002 | Data Enrichment | VNE |  | 2024-04-25 |  |  | ESI - 1092 | 262816 | RELAYS, MATERIAL: PENCIL ELECTRODE, RATE: 230V/50-60HZ, GENERAL DES: NIV101/A, 6045175, Unit: EA
ESI-002 | Data Enrichment | VNE |  | 2024-04-25 |  |  | ESI - 1093 | 262816 | RELAYS, MATERIAL: PIN WITH LED SLIM RELPOL, RATE: 230V AC 2 C/O, GENERAL DES: 8 P, 15-RM843012-35-5230
ESI-002 | Data Enrichment | VNE |  | 2024-04-25 |  |  | ESI - 1099 | 262816 | RESISTANCE, COMPONENT: HEATER, POWER RANGE: 55W, PART NUMBER: NSYCR55WU2, SCHNEIDER
ESI-002 | Data Enrichment | VNE |  | 2024-04-25 |  |  | ESI - 444 | 260529 | RIGID CONDUIT FITTINGS, TYPE : BODY COVER, SIZE: 3/4in to 1/2in, MATERIAL AND SPECS: RGS, NEER, Unit: EA
ESI-002 | Data Enrichment | VNE |  | 2024-04-25 |  |  | ESI - 442 | 260529 | RIGID CONDUIT FITTINGS, TYPE : BODY TYPE C, SIZE: 1-1/2in, MATERIAL AND SPECS: FEMALE TO FEMALE, COOPER, GENERAL DES: W/COVER & GASKET, Unit: EA
ESI-002 | Data Enrichment | VNE |  | 2024-04-25 |  |  | ESI - 438 | 260529 | RIGID CONDUIT FITTINGS, TYPE : BODY TYPE LB, SIZE: 1/2in, MATERIAL AND SPECS: MALLEABLE IRON, OZG, GENERAL DES: PVC COATED, Unit: EA
ESI-002 | Data Enrichment | VNE |  | 2024-04-25 |  |  | ESI - 440 | 260529 | RIGID CONDUIT FITTINGS, TYPE : BODY TYPE LL, SIZE: 1in, MATERIAL AND SPECS: STAINLESS, EGS, GENERAL DES: INSULATED, Unit: EA
ESI-002 | Data Enrichment | VNE |  | 2024-04-25 |  |  | ESI - 441 | 260529 | RIGID CONDUIT FITTINGS, TYPE : BODY TYPE LR, SIZE: 1-1/4in, MATERIAL AND SPECS: ZINC PLATED, CROUSE-HIND, GENERAL DES: UL LISTED, Unit: EA
ESI-002 | Data Enrichment | VNE |  | 2024-04-25 |  |  | ESI - 439 | 260529 | RIGID CONDUIT FITTINGS, TYPE : BODY TYPE T, SIZE: 3/4in, MATERIAL AND SPECS: PVC, ZAMIL, GENERAL DES: GALVANIZED, Unit: EA
ESI-002 | Data Enrichment | VNE |  | 2024-04-25 |  |  | ESI - 443 | 260529 | RIGID CONDUIT FITTINGS, TYPE : BODY TYPE TB, SIZE: 2in, MATERIAL AND SPECS: MALE TO FEMALE, WEATLAND, Unit: EA
ESI-002 | Data Enrichment | VNE |  | 2024-04-25 |  |  | ESI - 451 | 260529 | RIGID CONDUIT FITTINGS, TYPE : BUSHING, Unit: EA
ESI-002 | Data Enrichment | VNE |  | 2024-04-25 |  |  | ESI - 447 | 260529 | RIGID CONDUIT FITTINGS, TYPE : CLAMP C-TYPE, SIZE: 2-1/2in, NAMCO, Unit: EA
ESI-002 | Data Enrichment | VNE |  | 2024-04-25 |  |  | ESI - 448 | 260529 | RIGID CONDUIT FITTINGS, TYPE : CLAMP UNISTRUT, SIZE: 3/4in 2in L, SSP, Unit: EA
ESI-002 | Data Enrichment | VNE |  | 2024-04-25 |  |  | ESI - 459 | 260529 | RIGID CONDUIT FITTINGS, TYPE : CONNECTOR
ESI-002 | Data Enrichment | VNE |  | 2024-04-25 |  |  | ESI - 453 | 260529 | RIGID CONDUIT FITTINGS, TYPE : COUPLING, Unit: EA
ESI-002 | Data Enrichment | VNE |  | 2024-04-25 |  |  | ESI - 450 | 260529 | RIGID CONDUIT FITTINGS, TYPE : ELBOW 90deg, Unit: EA
ESI-002 | Data Enrichment | VNE |  | 2024-04-25 |  |  | ESI - 446 | 260529 | RIGID CONDUIT FITTINGS, TYPE : GROUND BUSHING, SIZE: 4in, MATERIAL AND SPECS: 2 HOLE, ITCC, Unit: EA
ESI-002 | Data Enrichment | VNE |  | 2024-04-25 |  |  | ESI - 456 | 260529 | RIGID CONDUIT FITTINGS, TYPE : GUAL
ESI-002 | Data Enrichment | VNE |  | 2024-04-25 |  |  | ESI - 457 | 260529 | RIGID CONDUIT FITTINGS, TYPE : GUAT
ESI-002 | Data Enrichment | VNE |  | 2024-04-25 |  |  | ESI - 458 | 260529 | RIGID CONDUIT FITTINGS, TYPE : HUB
ESI-002 | Data Enrichment | VNE |  | 2024-04-25 |  |  | ESI - 454 | 260529 | RIGID CONDUIT FITTINGS, TYPE : LOCKNUT, Unit: EA
ESI-002 | Data Enrichment | VNE |  | 2024-04-25 |  |  | ESI - 460 | 260529 | RIGID CONDUIT FITTINGS, TYPE : NIPPLE
ESI-002 | Data Enrichment | VNE |  | 2024-04-25 |  |  | ESI - 445 | 260529 | RIGID CONDUIT FITTINGS, TYPE : REDUCER BUSHING, SIZE: 3in, MATERIAL AND SPECS: 1 HOLE, RACO, Unit: EA
ESI-002 | Data Enrichment | VNE |  | 2024-04-25 |  |  | ESI - 452 | 260529 | RIGID CONDUIT FITTINGS, TYPE : STRAP, Unit: EA
ESI-002 | Data Enrichment | VNE |  | 2024-04-25 |  |  | ESI - 449 | 260529 | RIGID CONDUIT FITTINGS, TYPE : UNION, SIZE: 3/4in 4in L, Unit: EA
ESI-002 | Data Enrichment | VNE |  | 2024-04-25 |  |  | ESI - 455 | 260529 | RIGID CONDUIT FITTINGS, TYPE : W/COVER-GUAC, Unit: EA
ESI-002 | Data Enrichment | VNE |  | 2024-04-25 |  |  | ESI - 354 | 260529 | RIGID CONDUIT, SIZE: 1/2in, TYPE : UL LISTED, BRAND: PANASONIC, 3m, GENERAL DES: WITH COUPLING, Unit: EA
ESI-002 | Data Enrichment | VNE |  | 2024-04-25 |  |  | ESI - 361 | 260529 | RIGID CONDUIT, SIZE: 1-1/2in, BRAND: NAMCO
ESI-002 | Data Enrichment | VNE |  | 2024-04-25 |  |  | ESI - 355 | 260529 | RIGID CONDUIT, SIZE: 1in, TYPE : NON UL LISTED, BRAND: CHINA , 6m, GENERAL DES: WITHOUT COUPLING
ESI-002 | Data Enrichment | VNE |  | 2024-04-25 |  |  | ESI - 357 | 260529 | RIGID CONDUIT, SIZE: 2-1/2in, TYPE : GALVANIZED, BRAND: SSP
ESI-002 | Data Enrichment | VNE |  | 2024-04-25 |  |  | ESI - 356 | 260529 | RIGID CONDUIT, SIZE: 2in, TYPE : RGS PVC COATED, BRAND: SAUDI EGA, GENERAL DES: NEMA TC2-40
ESI-002 | Data Enrichment | VNE |  | 2024-04-25 |  |  | ESI - 360 | 260529 | RIGID CONDUIT, SIZE: 3/4in, BRAND: ZAMIL
ESI-002 | Data Enrichment | VNE |  | 2024-04-25 |  |  | ESI - 358 | 260529 | RIGID CONDUIT, SIZE: 3in, TYPE : PVC, BRAND: WEATLAND
ESI-002 | Data Enrichment | VNE |  | 2024-04-25 |  |  | ESI - 359 | 260529 | RIGID CONDUIT, SIZE: 4in, BRAND: ITCC
ESI-002 | Data Enrichment | NEN |  | 2024-04-25 |  |  | ESI - 620 | 260536 | ROOFING BOLT, SIZE: M5x15mm, SPECS: W/OUT NUT AND WASHER, Unit: EA
ESI-002 | Data Enrichment | NEN |  | 2024-04-25 |  |  | ESI - 621 | 260536 | ROOFING BOLT, SIZE: M6X15mm, Unit: EA
ESI-002 | Data Enrichment | NEN |  | 2024-04-25 |  |  | ESI - 619 | 260536 | ROOFING BOLT, TYPE: GI, SIZE: M6X25mm, SPECS: W/ NUT AND WASHER, Unit: SET
ESI-002 | Data Enrichment | NEN |  | 2024-04-25 |  |  | ESI - 676 | 260553 | RUBBER TAPE, COLOR: BLACK
ESI-002 | Data Enrichment | NEN |  | 2024-04-25 |  |  | ESI - 674 | 260553 | RUBBER TAPE, COLOR: BLUE
ESI-002 | Data Enrichment | NEN |  | 2024-04-25 |  |  | ESI - 675 | 260553 | RUBBER TAPE, COLOR: GREEN
ESI-002 | Data Enrichment | NEN |  | 2024-04-25 |  |  | ESI - 672 | 260553 | RUBBER TAPE, TYPE: SELF BONDING, BRAND: SCOTCH 3M, COLOR: RED, Unit: ROLL
ESI-002 | Data Enrichment | NEN |  | 2024-04-25 |  |  | ESI - 673 | 260553 | RUBBER TAPE, TYPE: SPLICING, BRAND: 3M, COLOR: YELLOW
ESI-002 | Data Enrichment | NEN |  | 2024-04-25 |  |  | ESI - 739 | 262213 | SAFETY TRANSFORMER, RATE: 600VA 50/60HZ, PART NUMBER: TP10030, BRAND: PHONOVOX, Unit: Ea
ESI-002 | Data Enrichment | SPC |  | 2024-04-25 |  |  | ESI - 1125 | 263313 | SEALED LEAD-ACID BATTERY , BRAND: APC, AMPERE HOUR: 12v-7ah, POWER: 12VDC, H4.8xW10.2xD14.0cm, Unit: EA
ESI-002 | Data Enrichment | SPC |  | 2024-04-25 |  |  | ESI - 1128 | 263313 | SEALED LEAD-ACID BATTERY , BRAND: UTC
ESI-002 | Data Enrichment | SPC |  | 2024-04-25 |  |  | ESI - 1126 | 263313 | SEALED LEAD-ACID BATTERY , BRAND: YUASA, AMPERE HOUR: 12v-24ah, Not in use, Unit: EA
ESI-002 | Data Enrichment | SPC |  | 2024-04-25 |  |  | ESI - 1127 | 263313 | SEALED LEAD-ACID BATTERY , BRAND: ZPC, Unit: EA
ESI-002 | Data Enrichment | NEN |  | 2024-04-25 |  |  | ESI - 970 | 262726 | SELECTOR SWITCH, VOLTAGE/TYPE: 600V, PART NUMBER: XB4BD33, SPECS: 2-POSITION , SCHNEIDER, Unit: EA
ESI-002 | Data Enrichment | NEN |  | 2024-04-25 |  |  | ESI - 971 | 262726 | SELECTOR SWITCH, VOLTAGE/TYPE: AMMETER, PART NUMBER: ZIS-CAM, SPECS: MULTI POLE DESIGN, ZIEGLER
ESI-002 | Data Enrichment | NEN |  | 2024-04-25 |  |  | ESI - 972 | 262726 | SELECTOR SWITCH, VOLTAGE/TYPE: VOLTMETER
ESI-002 | Data Enrichment | NEN |  | 2024-04-25 |  |  | ESI - 1152 | 263313 | SERGE PROTECTION DEVICE, TYPE: IPRD65R 65K,, RATE: 4P, CODE NUMBER: APL65601, SCHNEIDER, Unit: EA
ESI-002 | Data Enrichment | VNE |  | 2024-04-25 |  |  | ESI - 899 | 262419 | SERVICES: MATERIAL: ELECTRONIC PANEL BOARD
ESI-002 | Data Enrichment | VNE |  | 2024-04-25 |  |  | ESI - 898 | 262419 | SERVICES: MATERIAL: FIRE FIGHTING AND TELECOMMUNICATION DRAWING
ESI-002 | Data Enrichment | VNE |  | 2024-04-25 |  |  | ESI - 902 | 262419 | SERVICES: MATERIAL: GROUNDING
ESI-002 | Data Enrichment | VNE |  | 2024-04-25 |  |  | ESI - 900 | 262419 | SERVICES: MATERIAL: LED LIGHTS
ESI-002 | Data Enrichment | VNE |  | 2024-04-25 |  |  | ESI - 901 | 262419 | SERVICES: MATERIAL: LIGHTING POST WITH FOUNDATION REROUTING
ESI-002 | Data Enrichment | VNE |  | 2024-04-25 |  |  | ESI - 891 | 262419 | SERVICES: TYPE: COMMISSIONING/DECOMISSIONING OF, MATERIAL: TOWER LIGHT , BRAND / CAPACITY: 750kVa 400V, Unit: EA
ESI-002 | Data Enrichment | VNE |  | 2024-04-25 |  |  | ESI - 889 | 262419 | SERVICES: TYPE: CONFIGURATION, MATERIAL: FIRE ALARM, BRAND / CAPACITY: BLACK STEEL, Unit: PER
ESI-002 | Data Enrichment | VNE |  | 2024-04-25 |  |  | ESI - 885 | 262419 | SERVICES: TYPE: ELECTRICAL SYSTEM STUDIES, MATERIAL: GENERATOR, BRAND / CAPACITY: 500 IG,, Unit: EA
ESI-002 | Data Enrichment | VNE |  | 2024-04-25 |  |  | ESI - 894 | 262419 | SERVICES: TYPE: ENGINEERING FOR, MATERIAL: PMS RELAY
ESI-002 | Data Enrichment | VNE |  | 2024-04-25 |  |  | ESI - 893 | 262419 | SERVICES: TYPE: FACTORY ACCEPTANCE TEST, MATERIAL: LIGHTING PROTECTION, Unit: EA
ESI-002 | Data Enrichment | VNE |  | 2024-04-25 |  |  | ESI - 888 | 262419 | SERVICES: TYPE: GALVANIZING, MATERIAL: MANUAL TRANSFER SWITCH, BRAND / CAPACITY: JCB/BALDOR/TEREX/HIMOINSA, 7.5KW,, Unit: EA
ESI-002 | Data Enrichment | VNE |  | 2024-04-25 |  |  | ESI - 882 | 262419 | SERVICES: TYPE: INSPECTION , MATERIAL: SUBSTATION, BRAND / CAPACITY: ABB,, LAMP TYPE 4x1000W,H 9m , GENERAL DES: ARAMCO CERTIFIED, Unit: EA
ESI-002 | Data Enrichment | VNE |  | 2024-04-25 |  |  | ESI - 895 | 262419 | SERVICES: TYPE: INSTALLATION AND FABRICATION OF, MATERIAL: PANEL SUPPORT
ESI-002 | Data Enrichment | VNE |  | 2024-04-25 |  |  | ESI - 896 | 262419 | SERVICES: TYPE: INSTALLATION OF, MATERIAL: LAPTOP
ESI-002 | Data Enrichment | VNE |  | 2024-04-25 |  |  | ESI - 886 | 262419 | SERVICES: TYPE: INSTALLATION,TESTING AND COMMISSIONING , MATERIAL: DESIGN PHASE AUDIT, BRAND / CAPACITY: 400A,, Unit: EA
ESI-002 | Data Enrichment | VNE |  | 2024-04-25 |  |  | ESI - 892 | 262419 | SERVICES: TYPE: ON SITE OPERATOR OF, MATERIAL: BUSWAY, Unit: EA
ESI-002 | Data Enrichment | VNE |  | 2024-04-25 |  |  | ESI - 890 | 262419 | SERVICES: TYPE: PANEL BOARD EXPANTION WORK, MATERIAL: EXCHANGE BUILDING, BRAND / CAPACITY: 500kVa 400V, Unit: LS
ESI-002 | Data Enrichment | VNE |  | 2024-04-25 |  |  | ESI - 883 | 262419 | SERVICES: TYPE: RENTAL, MATERIAL: MCC, BRAND / CAPACITY: GE, ROUND FRAME, ADJUSTABLE, GENERAL DES: TUV CERTIFIED, Unit: EA
ESI-002 | Data Enrichment | VNE |  | 2024-04-25 |  |  | ESI - 884 | 262419 | SERVICES: TYPE: SUBCON: ELECTRO-MECH WORKS, MATERIAL: ATS, BRAND / CAPACITY: AKSA APD 500PE,, TYPE B2 SF6 38KV 3 & 4WAY PMS, GENERAL DES: TUV/VELOSI CERTIFIED, Unit: EA
ESI-002 | Data Enrichment | VNE |  | 2024-04-25 |  |  | ESI - 897 | 262419 | SERVICES: TYPE: SUPPLY AND INSTALLATION OF, MATERIAL: FOR UPS
ESI-002 | Data Enrichment | VNE |  | 2024-04-25 |  |  | ESI - 887 | 262419 | SERVICES: TYPE: TESTING AND SETTING COMMISSIONING, MATERIAL: EXTERNAL FUEL TANK, BRAND / CAPACITY: KAUST,, Unit: EA
ESI-002 | Data Enrichment | VNE |  | 2024-04-25 |  |  | ESI - 172 | 260523 | SHRINKABLE END CAP, GENERAL DES: 2000ea/pkt, Unit: Pkt
ESI-002 | Data Enrichment | VNE |  | 2024-04-25 |  |  | ESI - 173 | 260523 | SHRINKABLE END CAP, GENERAL DES: REF#60122793, Unit: Pkt
ESI-002 | Data Enrichment | VNE |  | 2024-04-25 |  |  | ESI - 164 | 260523 | SHRINKABLE END CAP, SIZE: 17 to 40mm, COLOR: CLEAR, GENERAL DES: 100ea/pkt, Unit: Pkt
ESI-002 | Data Enrichment | VNE |  | 2024-04-25 |  |  | ESI - 171 | 260523 | SHRINKABLE END CAP, SIZE: 22/13 65/25, GENERAL DES: 1000ea/pkt, Unit: Pkt
ESI-002 | Data Enrichment | VNE |  | 2024-04-25 |  |  | ESI - 165 | 260523 | SHRINKABLE END CAP, SIZE: 25 to 55mm, GENERAL DES: 150ea/pkt, Unit: Pkt
ESI-002 | Data Enrichment | VNE |  | 2024-04-25 |  |  | ESI - 166 | 260523 | SHRINKABLE END CAP, SIZE: 34 to 75mm, GENERAL DES: 200ea/pkt, Unit: Pkt
ESI-002 | Data Enrichment | VNE |  | 2024-04-25 |  |  | ESI - 167 | 260523 | SHRINKABLE END CAP, SIZE: 59 to 100mm, GENERAL DES: 250ea/pkt, Unit: Pkt
ESI-002 | Data Enrichment | VNE |  | 2024-04-25 |  |  | ESI - 168 | 260523 | SHRINKABLE END CAP, SIZE: 59 to 120mm, GENERAL DES: 300ea/pkt, Unit: Pkt
ESI-002 | Data Enrichment | VNE |  | 2024-04-25 |  |  | ESI - 170 | 260523 | SHRINKABLE END CAP, SIZE: 59 to 158mm, GENERAL DES: 500ea/pkt, Unit: Pkt
ESI-002 | Data Enrichment | VNE |  | 2024-04-25 |  |  | ESI - 169 | 260523 | SHRINKABLE END CAP, SIZE: 71 to 145mm, GENERAL DES: 400ea/pkt, Unit: Pkt
ESI-002 | Data Enrichment | VNE |  | 2024-04-25 |  |  | ESI - 163 | 260523 | SHRINKABLE END CAP, TYPE: HIGH VOLTAGE, SIZE: 8 to 24mm, COLOR: WHITE, ETS, GENERAL DES: 50ea/pkt, Unit: Pkt
ESI-002 | Data Enrichment | VNE |  | 2024-04-25 |  |  | ESI - 162 | 260523 | SHRINKABLE END CAP, TYPE: LOW VOLTAGE, SIZE: 4.5 to 14mm, COLOR: R/Y/G/B/BL, ELTA E, GENERAL DES: 25ea/pkt, Unit: Pkt
ESI-002 | Data Enrichment | VNE |  | 2024-04-25 |  |  | ESI - 626 | 260536 | SLOTTED CHANNEL, SIZE: 41X41X2.5X3000mm, TYPE: SC/44/HDG, BRAND: PSI, Unit: Ea
ESI-002 | Data Enrichment | VNE |  | 2024-04-25 |  |  | ESI - 197 | 260523 | SOFT STARTER, AMPERAGE: 17A/220V, GENERAL DES: 15Kw, ATS22D32Q, Unit: EA
ESI-002 | Data Enrichment | VNE |  | 2024-04-25 |  |  | ESI - 196 | 260523 | SOFT STARTER, AMPERAGE: 32A/220V, BRAND: SCHNEIDER, GENERAL DES: 7.5Kw, ATS22D17Q, Unit: EA
ESI-002 | Data Enrichment | VNE |  | 2024-04-25 |  |  | ESI - 206 | 260523 | SOLDERLESS EARTH KIT, PART NUMBER: EAKT-1656
ESI-002 | Data Enrichment | VNE |  | 2024-04-25 |  |  | ESI - 207 | 260523 | SOLDERLESS EARTH KIT, PART NUMBER: EAKT-1657
ESI-002 | Data Enrichment | VNE |  | 2024-04-25 |  |  | ESI - 208 | 260523 | SOLDERLESS EARTH KIT, PART NUMBER: ESPM-E-51
ESI-002 | Data Enrichment | VNE |  | 2024-04-25 |  |  | ESI - 209 | 260523 | SOLDERLESS EARTH KIT, PART NUMBER: ESPM-E-52
ESI-002 | Data Enrichment | VNE |  | 2024-04-25 |  |  | ESI - 205 | 260523 | SOLDERLESS EARTH KIT, RATE: 17-36KV, BRAND: RAYCHEM, PART NUMBER: EAKT-1658, Unit: EA
ESI-002 | Data Enrichment | VNE |  | 2024-04-25 |  |  | ESI - 178 | 260523 | SPEAKER CABLE, SIZE: 2x2.5mm, TYPE: MERIDIAN SP225, COLOR: BLACK , SOMMER, PART NO: 425-0051, Unit: MTR
ESI-002 | Data Enrichment | NEN |  | 2024-04-25 |  |  | ESI - 323 | 260526 | SPIRAL, SIZE: 10mm, COLOR: BLUE
ESI-002 | Data Enrichment | NEN |  | 2024-04-25 |  |  | ESI - 322 | 260526 | SPIRAL, SIZE: 19mm, TYPE: WRAP, COLOR: RED, Unit: ROLL
ESI-002 | Data Enrichment | NEN |  | 2024-04-25 |  |  | ESI - 321 | 260526 | SPIRAL, SIZE: 6mm, TYPE: CABLE WRAP, COLOR: WHITE, Unit: PKT
ESI-002 | Data Enrichment | VNE |  | 2024-04-25 |  |  | ESI - 140 | 260523 | SPLICING KIT, SIZE: 185mm2
ESI-002 | Data Enrichment | VNE |  | 2024-04-25 |  |  | ESI - 129 | 260523 | SPLICING KIT, SIZE: 3cx10mm, VOLTAGE/PART NO: EPKJ-0130, FOR GROUNDING, Unit: EA
ESI-002 | Data Enrichment | VNE |  | 2024-04-25 |  |  | ESI - 130 | 260523 | SPLICING KIT, SIZE: 3cx16mm, VOLTAGE/PART NO: EPKJ-0144, Unit: KIT
ESI-002 | Data Enrichment | VNE |  | 2024-04-25 |  |  | ESI - 131 | 260523 | SPLICING KIT, SIZE: 3cx25mm, VOLTAGE/PART NO: S-5482, Unit: EA
ESI-002 | Data Enrichment | VNE |  | 2024-04-25 |  |  | ESI - 127 | 260523 | SPLICING KIT, SIZE: 3cx300mm, VOLTAGE/PART NO: 17.5KV, BRANDS: RAYCHEM, XLPE/PVC/SWA, Unit: EA
ESI-002 | Data Enrichment | VNE |  | 2024-04-25 |  |  | ESI - 132 | 260523 | SPLICING KIT, SIZE: 3cx35mm, VOLTAGE/PART NO: 90A-05, Unit: KIT
ESI-002 | Data Enrichment | VNE |  | 2024-04-25 |  |  | ESI - 133 | 260523 | SPLICING KIT, SIZE: 3cx50mm
ESI-002 | Data Enrichment | VNE |  | 2024-04-25 |  |  | ESI - 136 | 260523 | SPLICING KIT, SIZE: 4cx10mm - 4cx16mm
ESI-002 | Data Enrichment | VNE |  | 2024-04-25 |  |  | ESI - 137 | 260523 | SPLICING KIT, SIZE: 4cx16mm
ESI-002 | Data Enrichment | VNE |  | 2024-04-25 |  |  | ESI - 139 | 260523 | SPLICING KIT, SIZE: 4cx240mm
ESI-002 | Data Enrichment | VNE |  | 2024-04-25 |  |  | ESI - 135 | 260523 | SPLICING KIT, SIZE: 4cx250mm
ESI-002 | Data Enrichment | VNE |  | 2024-04-25 |  |  | ESI - 138 | 260523 | SPLICING KIT, SIZE: 4cx35mm
ESI-002 | Data Enrichment | VNE |  | 2024-04-25 |  |  | ESI - 134 | 260523 | SPLICING KIT, SIZE: 4cx50mm
ESI-002 | Data Enrichment | VNE |  | 2024-04-25 |  |  | ESI - 128 | 260523 | SPLICING KIT, SIZE: 4cx6mm , VOLTAGE/PART NO: EPKJ-0123, BRANDS: 3M, POWER CABLE, Unit: KIT
ESI-002 | Data Enrichment | VNE |  | 2024-04-25 |  |  | ESI - 141 | 260523 | SPLICING KIT, SIZE: 4cx95mm
ESI-002 | Data Enrichment | VNE |  | 2024-04-25 |  |  | ESI - 614 | 260536 | SPRING NUT, TYPE: GI, SPECS: LONG, SIZE: M6, Unit: Ea
ESI-002 | Data Enrichment | VNE |  | 2024-04-25 |  |  | ESI - 569 | 260536 | SPRING ROLLS FOR CABLE, SIZE: 500mm, BRAND: RAYCHEM, Unit: EA
ESI-002 | Data Enrichment | VNE |  | 2024-04-25 |  |  | ESI - 1123 | 263213 | STARTER GENERATOR ASSEMBLY, PART NUMBER: 131-8444, Unit: EA
ESI-002 | Data Enrichment | VNE |  | 2024-04-25 |  |  | ESI - 645 | 260536 | STATIC TRANSFER SWITCH, MODEL NUMBER: STF0100A12A823, BRAND: LIEBERT, GENERAL DES: STS2, Unit: EA
ESI-002 | Data Enrichment | VNE |  | 2024-04-25 |  |  | ESI - 655 | 260543 | SUBDUCT, COLOR: BLACK
ESI-002 | Data Enrichment | VNE |  | 2024-04-25 |  |  | ESI - 654 | 260543 | SUBDUCT, COLOR: GREEN
ESI-002 | Data Enrichment | VNE |  | 2024-04-25 |  |  | ESI - 652 | 260543 | SUBDUCT, SIZE: 1-1/2in, COLOR: Green/White
ESI-002 | Data Enrichment | VNE |  | 2024-04-25 |  |  | ESI - 651 | 260543 | SUBDUCT, SIZE: 1in, COLOR: WHITE, MATERIAL: HDPE, SDR 11, GENERAL DES: 500mtr/Roll, Unit: M
ESI-002 | Data Enrichment | VNE |  | 2024-04-25 |  |  | ESI - 653 | 260543 | SUBDUCT, SIZE: 32x2mm, COLOR: ORANGE
ESI-002 | Data Enrichment | VNE |  | 2024-04-25 |  |  | ESI - 649 | 260536 | SYNCHRONIZATION MODULE PANEL, BRAND: LIEBERT, GENERAL DES: MBSM, Unit: EA
ESI-002 | Data Enrichment | VNE |  | 2024-04-25 |  |  | ESI - 956 | 262726 | TERMINAL BLOCK, TYPE: PLASTIC, VOLTAGE: 3 amp, SPECS: 4mm,, ETC, GENERAL DES: Y/G, Unit: EA
ESI-002 | Data Enrichment | VNE |  | 2024-04-25 |  |  | ESI - 957 | 262726 | TERMINAL BLOCK, VOLTAGE: 24 amp, SPECS: 0.5-2.5mm,, ELMEX, GENERAL DES: YELLOW
ESI-002 | Data Enrichment | VNE |  | 2024-04-25 |  |  | ESI - 959 | 262726 | TERMINAL BLOCK, VOLTAGE: 32 amp, SPECS: 2.5mm,
ESI-002 | Data Enrichment | VNE |  | 2024-04-25 |  |  | ESI - 958 | 262726 | TERMINAL BLOCK, VOLTAGE: 41 amp, SPECS: 6.00mm,, ONKA
ESI-002 | Data Enrichment | VNE |  | 2024-04-25 |  |  | ESI - 960 | 262726 | TERMINAL BLOCK, VOLTAGE: 57 amp, SPECS: 10mm,
ESI-002 | Data Enrichment | VNE |  | 2024-04-25 |  |  | ESI - 963 | 262726 | TERMINAL END STOPPER, BRAND: ELMEX
ESI-002 | Data Enrichment | VNE |  | 2024-04-25 |  |  | ESI - 962 | 262726 | TERMINAL END STOPPER, BRAND: ONKA, Unit: EA
ESI-002 | Data Enrichment | NEN |  | 2024-04-25 |  |  | ESI - 587 | 260536 | TERMINAL MARKER, SIZE: 1-100
ESI-002 | Data Enrichment | NEN |  | 2024-04-25 |  |  | ESI - 588 | 260536 | TERMINAL MARKER, SIZE: 1-150
ESI-002 | Data Enrichment | NEN |  | 2024-04-25 |  |  | ESI - 589 | 260536 | TERMINAL MARKER, SIZE: 1-200
ESI-002 | Data Enrichment | NEN |  | 2024-04-25 |  |  | ESI - 586 | 260536 | TERMINAL MARKER, SIZE: 1-25, BRAND: ELMEX, Unit: EA
ESI-002 | Data Enrichment | NEN |  | 2024-04-25 |  |  | ESI - 590 | 260536 | TERMINAL MARKER, SIZE: 1-250
ESI-002 | Data Enrichment | NEN |  | 2024-04-25 |  |  | ESI - 594 | 260536 | TERMINAL MARKER, SIZE: 1-30
ESI-002 | Data Enrichment | NEN |  | 2024-04-25 |  |  | ESI - 591 | 260536 | TERMINAL MARKER, SIZE: 1-300
ESI-002 | Data Enrichment | NEN |  | 2024-04-25 |  |  | ESI - 592 | 260536 | TERMINAL MARKER, SIZE: 1-400
ESI-002 | Data Enrichment | NEN |  | 2024-04-25 |  |  | ESI - 585 | 260536 | TERMINAL MARKER, SIZE: 1-50, BRAND: ONKA, Unit: EA
ESI-002 | Data Enrichment | NEN |  | 2024-04-25 |  |  | ESI - 593 | 260536 | TERMINAL MARKER, SIZE: 1-500
ESI-002 | Data Enrichment | VNE |  | 2024-04-25 |  |  | ESI - 119 | 260523 | TERMINATION KIT, PART NUMBER: 17C1X1-95-240 SXAW3131, Type of WIRES: OUTDOOR, f/cable sz:185-300mm2/95-240mm2, GENERAL DES: 36KV
ESI-002 | Data Enrichment | VNE |  | 2024-04-25 |  |  | ESI - 122 | 260523 | TERMINATION KIT, PART NUMBER: EPKT-17B3XIH2-B09G75-CP, 3CX70MM
ESI-002 | Data Enrichment | VNE |  | 2024-04-25 |  |  | ESI - 124 | 260523 | TERMINATION KIT, PART NUMBER: EPKT-17C1XI
ESI-002 | Data Enrichment | VNE |  | 2024-04-25 |  |  | ESI - 123 | 260523 | TERMINATION KIT, PART NUMBER: EPKT-17D3XIH2-SA02, 185mm
ESI-002 | Data Enrichment | VNE |  | 2024-04-25 |  |  | ESI - 118 | 260523 | TERMINATION KIT, PART NUMBER: EPKT-17DX1, Type of WIRES: INDOOR, BRANDS: RAYCHEM, 300-400mm, GENERAL DES: 12-17.5KV, Unit: EA
ESI-002 | Data Enrichment | VNE |  | 2024-04-25 |  |  | ESI - 120 | 260523 | TERMINATION KIT, PART NUMBER: EPKT36E1X1, 500-630mm, GENERAL DES: ARMOURED
ESI-002 | Data Enrichment | VNE |  | 2024-04-25 |  |  | ESI - 121 | 260523 | TERMINATION KIT, PART NUMBER: ESIJ-OX, 4cx185mm
ESI-002 | Data Enrichment | VNE |  | 2024-04-25 |  |  | ESI - 125 | 260523 | TERMINATION KIT, PART NUMBER: EXIJ-OX/IC 120-185/NA
ESI-002 | Data Enrichment | VNE |  | 2024-04-25 |  |  | ESI - 966 | 262726 | THERMAL OVERLOAD RELAY, RATE: 1A-1.6A, PART NUMBER: LRD06
ESI-002 | Data Enrichment | VNE |  | 2024-04-25 |  |  | ESI - 967 | 262726 | THERMAL OVERLOAD RELAY, RATE: 5.5A-8A, PART NUMBER: LRD12
ESI-002 | Data Enrichment | VNE |  | 2024-04-25 |  |  | ESI - 965 | 262726 | THERMAL OVERLOAD RELAY, RATE: 63-80A, PART NUMBER: LRD3363, BRANDS: SCHNEIDER, Unit: EA
ESI-002 | Data Enrichment | VNE |  | 2024-04-25 |  |  | ESI - 968 | 262726 | THERMAL OVERLOAD RELAY, RATE: 7A-10A, PART NUMBER: LRD14
ESI-002 | Data Enrichment | VNE |  | 2024-04-25 |  |  | ESI - 1097 | 262816 | THERMOSTAT, TEMPERATURE RANGE: 0-60 C, PART NUMBER: NSYCCOTHO, BRAND: SCHNEIDER
ESI-002 | Data Enrichment | VNE |  | 2024-04-25 |  |  | ESI - 612 | 260536 | THREADED BAR, TYPE: GI, SIZE: M12x3m, Unit: Ea
ESI-002 | Data Enrichment | VNE |  | 2024-04-25 |  |  | ESI - 325 | 260526 | TIE MOUNT, SIZE: 20mmx20mm, COLOR: RED, Unit: ROLL
ESI-002 | Data Enrichment | VNE |  | 2024-04-25 |  |  | ESI - 326 | 260526 | TIE MOUNT, SIZE: 25mmx25mm, COLOR: WHITE, Unit: PKT
ESI-002 | Data Enrichment | VNE |  | 2024-04-25 |  |  | ESI - 328 | 260526 | TIE MOUNT, SIZE: 280x280mm
ESI-002 | Data Enrichment | VNE |  | 2024-04-25 |  |  | ESI - 327 | 260526 | TIE MOUNT, SIZE: 40mmx40mm, COLOR: BLUE
ESI-002 | Data Enrichment | VNE |  | 2024-04-25 |  |  | ESI - 1150 | 263313 | TIMER, TYPE: 1-7 MIN, RATE: 16A 230V, CODE NUMBER: 15363
ESI-002 | Data Enrichment | VNE |  | 2024-04-25 |  |  | ESI - 1149 | 263313 | TIMER, TYPE: 24 HRS TIME, 1C 150H RESERVE,, RATE: 230V-50/60, CODE NUMBER: CCT15365, SCHNEIDER, Unit: EA
ESI-002 | Data Enrichment | VNE |  | 2024-04-25 |  |  | ESI - 1314 | 265533 | TRAFFIC LIGHT, TYPE: TWIN RED/GREEN COLOUR, SIZE: 120 DIA., 24V LED, PART NO.: ASF5011RV01, EXTERIOR, Unit: Ea
ESI-002 | Data Enrichment | VNE |  | 2024-04-25 |  |  | ESI - 716 | 262213 | TRANSFORMER SWITCHING STICK, TYPE: HIGH VOLTAGE, MATERIAL: FIBER GLASS, CAPACITY: TWIST TELESCOPIC, COOPER POWER SYSTEM, GENERAL DES: F/ELECTRICAL/LINEMAN, Unit: Ea
ESI-002 | Data Enrichment | VNE |  | 2024-04-25 |  |  | ESI - 211 | 260523 | TRIFURCATION KIT, PART NUMBER: RSTI-TFR03, BRAND: RAYCHEM, Unit: EA
ESI-002 | Data Enrichment | VNE |  | 2024-04-25 |  |  | ESI - 690 | 260913 | UNDERVOLTAGE RELEASE, PART NO.: 1SDA054884R1, BRAND: ABB, Unit: EA
ESI-002 | Data Enrichment | VNE |  | 2024-04-25 |  |  | ESI - 691 | 260913 | UNDERVOLTAGE RELEASE, PART NO.: LV429387, BRAND: SCHNEIDER
ESI-002 | Data Enrichment | VNE |  | 2024-04-25 |  |  | ESI - 1285 | 265113 | Unit: EA
ESI-002 | Data Enrichment | VNE |  | 2024-04-25 |  |  | ESI - 1287 | 265113 | Unit: EA
ESI-002 | Data Enrichment | NEN |  | 2024-04-25 |  |  | ESI - 1168 | 263323 | UPS, AMPERAGE: 1000kva
ESI-002 | Data Enrichment | NEN |  | 2024-04-25 |  |  | ESI - 1164 | 263323 | UPS, AMPERAGE: 100kva, BRAND: GUTOR, Unit: Ea
ESI-002 | Data Enrichment | NEN |  | 2024-04-25 |  |  | ESI - 1165 | 263323 | UPS, AMPERAGE: 200kva, BRAND: EATON, Unit: Ea
ESI-002 | Data Enrichment | NEN |  | 2024-04-25 |  |  | ESI - 1166 | 263323 | UPS, AMPERAGE: 300kva, BRAND: GE, Unit: Ea
ESI-002 | Data Enrichment | NEN |  | 2024-04-25 |  |  | ESI - 1162 | 263323 | UPS, AMPERAGE: 30kva, BRAND: KOHLER, GENERAL DES: EXL S1, Unit: Ea
ESI-002 | Data Enrichment | NEN |  | 2024-04-25 |  |  | ESI - 1167 | 263323 | UPS, AMPERAGE: 400kva, Unit: Ea
ESI-002 | Data Enrichment | NEN |  | 2024-04-25 |  |  | ESI - 1169 | 263323 | UPS, AMPERAGE: 40kva
ESI-002 | Data Enrichment | NEN |  | 2024-04-25 |  |  | ESI - 1163 | 263323 | UPS, AMPERAGE: 60kva, BRAND: LIEBERT, GENERAL DES: SP SERIES, Unit: Ea
ESI-002 | Data Enrichment | NEN |  | 2024-04-25 |  |  | ESI - 186 | 260523 | VARIABLE SPEED DRIVE, WATTS: 11KW, ATV212HU30N4
ESI-002 | Data Enrichment | NEN |  | 2024-04-25 |  |  | ESI - 185 | 260523 | VARIABLE SPEED DRIVE, WATTS: 2.2KW, ATV212HD11N4
ESI-002 | Data Enrichment | NEN |  | 2024-04-25 |  |  | ESI - 190 | 260523 | VARIABLE SPEED DRIVE, WATTS: 30KW
ESI-002 | Data Enrichment | NEN |  | 2024-04-25 |  |  | ESI - 187 | 260523 | VARIABLE SPEED DRIVE, WATTS: 3KW, ATV212HU40N4
ESI-002 | Data Enrichment | NEN |  | 2024-04-25 |  |  | ESI - 188 | 260523 | VARIABLE SPEED DRIVE, WATTS: 4KW, ATV212HU75N4
ESI-002 | Data Enrichment | NEN |  | 2024-04-25 |  |  | ESI - 184 | 260523 | VARIABLE SPEED DRIVE, WATTS: 5.5KW, VOLTAGE: 230V-3PH, ATV212HU22N4
ESI-002 | Data Enrichment | NEN |  | 2024-04-25 |  |  | ESI - 183 | 260523 | VARIABLE SPEED DRIVE, WATTS: 55KW, VOLTAGE: 480V-3PH, BRAND: SCHNEIDER, ATV212HU55N4, Unit: EA
ESI-002 | Data Enrichment | NEN |  | 2024-04-25 |  |  | ESI - 189 | 260523 | VARIABLE SPEED DRIVE, WATTS: 7.5KW, ATV212HD30N4
ESI-002 | Data Enrichment | NEN |  | 2024-04-25 |  |  | ESI - 628 | 260536 | WAL MOUNT BRACKET, PART NUMBER: SZ2508.100, BRAND: RITTAL, Unit: Ea
ESI-002 | Data Enrichment | NEN |  | 2024-04-25 |  |  | ESI - 942 | 262726 | WIRING DEVICES, SPECS: 2 CMPT, GENERAL DES: 10K781 SA WHI, Unit: EA
ESI-002 | Data Enrichment | NEN |  | 2024-04-25 |  |  | ESI - 948 | 262726 | WIRING DEVICES, SPECS: 3X3in
ESI-002 | Data Enrichment | NEN |  | 2024-04-25 |  |  | ESI - 947 | 262726 | WIRING DEVICES, SPECS: 5 OUTLETS
ESI-002 | Data Enrichment | NEN |  | 2024-04-25 |  |  | ESI - 949 | 262726 | WIRING DEVICES, SPECS: 6x3in
ESI-002 | Data Enrichment | NEN |  | 2024-04-25 |  |  | ESI - 944 | 262726 | WIRING DEVICES, SPECS: BLANK, STANDARD MOUNTING, GENERAL DES: DIE CAST ALUMINUM, Unit: EA
ESI-002 | Data Enrichment | NEN |  | 2024-04-25 |  |  | ESI - 945 | 262726 | WIRING DEVICES, SPECS: METAL FLAT LID, GENERAL DES: MALE, Unit: EA
ESI-002 | Data Enrichment | NEN |  | 2024-04-25 |  |  | ESI - 946 | 262726 | WIRING DEVICES, SPECS: STEEL BOX, GENERAL DES: FEMALE
ESI-002 | Data Enrichment | NEN |  | 2024-04-25 |  |  | ESI - 943 | 262726 | WIRING DEVICES, SPECS: UNSERVICED, GENERAL DES: RCD PROTECTED, Unit: EA
ESI-002 | Data Enrichment | NEN |  | 2024-04-25 |  |  | ESI - 922 | 262726 | WIRING DEVICES, TYPE: 30MA PASSIVE, VOLTAGE/SIZE: 240mm, SPECS: 3PIN, PALAZZOLI-ITALY, GENERAL DES: 710246, Unit: EA
ESI-002 | Data Enrichment | NEN |  | 2024-04-25 |  |  | ESI - 929 | 262726 | WIRING DEVICES, TYPE: ACTIVE CONTROL CIRCUIT, VOLTAGE/SIZE: 200MM X 200MM, SPECS: 3P, 5pin, GENERAL DES: 2 WAY PLATE SWITCH, Unit: EA
ESI-002 | Data Enrichment | NEN |  | 2024-04-25 |  |  | ESI - 908 | 262726 | WIRING DEVICES, TYPE: BOXES, VOLTAGE/SIZE: 220-250v/16A, SPECS: WEATHERPRROF, BAHRA, GENERAL DES: SP METAL CLAD, Unit: EA
ESI-002 | Data Enrichment | NEN |  | 2024-04-25 |  |  | ESI - 920 | 262726 | WIRING DEVICES, TYPE: CONNECTOR SLEEVE, VOLTAGE/SIZE: 32A, 240V, SPECS: 2PIN, AUSTRIA, GENERAL DES: RXZE2S114M, Unit: EA
ESI-002 | Data Enrichment | NEN |  | 2024-04-25 |  |  | ESI - 912 | 262726 | WIRING DEVICES, TYPE: CONNECTOR, VOLTAGE/SIZE: 20A, SPECS: 1 GANG 1 WAY, PANASONIC, GENERAL DES: EUROPE STANDARD, Unit: EA
ESI-002 | Data Enrichment | NEN |  | 2024-04-25 |  |  | ESI - 928 | 262726 | WIRING DEVICES, TYPE: COVER W/P, VOLTAGE/SIZE: 265MM X 265MM, SPECS: 2P-E, GENERAL DES: 2 WAY SWITCH, Unit: EA
ESI-002 | Data Enrichment | NEN |  | 2024-04-25 |  |  | ESI - 924 | 262726 | WIRING DEVICES, TYPE: DATA FRONT PLATE, VOLTAGE/SIZE: 240mm, SPECS: 2/4 CO, NDC, GENERAL DES: 710226, Unit: EA
ESI-002 | Data Enrichment | NEN |  | 2024-04-25 |  |  | ESI - 923 | 262726 | WIRING DEVICES, TYPE: FRONT PLATE, VOLTAGE/SIZE: 185mm, SPECS: 2G 2W, RACO, GENERAL DES: 730246, Unit: EA
ESI-002 | Data Enrichment | NEN |  | 2024-04-25 |  |  | ESI - 914 | 262726 | WIRING DEVICES, TYPE: INDUSTRIAL PLUGS, VOLTAGE/SIZE: 125A, SPECS: 1 GANG, SHARK - PCE, GENERAL DES: COMMERCIAL GRADE, Unit: EA
ESI-002 | Data Enrichment | NEN |  | 2024-04-25 |  |  | ESI - 915 | 262726 | WIRING DEVICES, TYPE: INDUSTRIAL SOCKET, VOLTAGE/SIZE: 32A 5PIN, SPECS: 4P 9H, BG, GENERAL DES: IP44, Unit: EA
ESI-002 | Data Enrichment | NEN |  | 2024-04-25 |  |  | ESI - 919 | 262726 | WIRING DEVICES, TYPE: OUTLET BOX, VOLTAGE/SIZE: 32A, 400V, SPECS: INDUSTRIAL WALL, JAPAN, GENERAL DES: 842-04, Unit: EA
ESI-002 | Data Enrichment | NEN |  | 2024-04-25 |  |  | ESI - 909 | 262726 | WIRING DEVICES, TYPE: OUTLET, VOLTAGE/SIZE: 16A, SPECS: EXPLOSIONPROOF, EATON, GENERAL DES: BRITISH STANDARD, Unit: EA
ESI-002 | Data Enrichment | NEN |  | 2024-04-25 |  |  | ESI - 916 | 262726 | WIRING DEVICES, TYPE: PLATE SWITCH, VOLTAGE/SIZE: 10A/220V, SPECS: SINGLE PLATE, ETC, GENERAL DES: WATER PROOF, Unit: EA
ESI-002 | Data Enrichment | NEN |  | 2024-04-25 |  |  | ESI - 926 | 262726 | WIRING DEVICES, TYPE: PLATE, VOLTAGE/SIZE: 1 MODULE, SPECS: 3P/FEMALE, GENERAL DES: 489246-PM, Unit: EA
ESI-002 | Data Enrichment | NEN |  | 2024-04-25 |  |  | ESI - 918 | 262726 | WIRING DEVICES, TYPE: PLUG ADAPTOR, VOLTAGE/SIZE: 6A, SPECS: 4mm PLASTIC, SCHNEIDER, GENERAL DES: 650013, Unit: EA
ESI-002 | Data Enrichment | NEN |  | 2024-04-25 |  |  | ESI - 911 | 262726 | WIRING DEVICES, TYPE: PLUGS, VOLTAGE/SIZE: 20A 120/277, SPECS: AFCI, MK, GENERAL DES: UNIVERSAL, Unit: EA
ESI-002 | Data Enrichment | NEN |  | 2024-04-25 |  |  | ESI - 925 | 262726 | WIRING DEVICES, TYPE: SCREED BASE, VOLTAGE/SIZE: 400mm, SPECS: 3P/MALE, ELETRA, GENERAL DES: 730226, Unit: EA
ESI-002 | Data Enrichment | NEN |  | 2024-04-25 |  |  | ESI - 917 | 262726 | WIRING DEVICES, TYPE: SEPARATED SOCKET, VOLTAGE/SIZE: 13A, SPECS: SINGLE POLE, CHINA, GENERAL DES: W/OUT SWITCH, Unit: EA
ESI-002 | Data Enrichment | NEN |  | 2024-04-25 |  |  | ESI - 913 | 262726 | WIRING DEVICES, TYPE: SOCKET, VOLTAGE/SIZE: 3A, SPECS: 2WAY, BRITISH GENERAL, GENERAL DES: W/ NEON, Unit: EA
ESI-002 | Data Enrichment | NEN |  | 2024-04-25 |  |  | ESI - 927 | 262726 | WIRING DEVICES, TYPE: STEEL SUPPORT FRAME, VOLTAGE/SIZE: 2 MODULE, SPECS: 4P-E, GENERAL DES: 489226-PM, Unit: EA
ESI-002 | Data Enrichment | NEN |  | 2024-04-25 |  |  | ESI - 921 | 262726 | WIRING DEVICES, TYPE: SWITCH, SOCKET, OUTLET, VOLTAGE/SIZE: 50A, SPECS: 3X3 ROUND TYPE, AL FANAR, GENERAL DES: RXZE2M114, Unit: EA
ESI-002 | Data Enrichment | NEN |  | 2024-04-25 |  |  | ESI - 910 | 262726 | WIRING DEVICES, TYPE: SWITCH, VOLTAGE/SIZE: 45A, SPECS: GFCI, LE GRAND, GENERAL DES: AMERICAN STANDARD, Unit: EA
ESI-002 | Data Enrichment | NEN |  | 2024-04-25 |  |  | ESI - 936 | 262726 | WIRING DEVICES, VOLTAGE/SIZE: 1 GANG, SPECS: DP, GENERAL DES: SOCKET OUTLET, Unit: EA
ESI-002 | Data Enrichment | NEN |  | 2024-04-25 |  |  | ESI - 939 | 262726 | WIRING DEVICES, VOLTAGE/SIZE: 10A, SPECS: 1G EURO, GENERAL DES: GRAY, WM1S-GY, Unit: EA
ESI-002 | Data Enrichment | NEN |  | 2024-04-25 |  |  | ESI - 940 | 262726 | WIRING DEVICES, VOLTAGE/SIZE: 13A 220V, SPECS: 3 CMPT, GENERAL DES: W/BRASS EARTH, Unit: EA
ESI-002 | Data Enrichment | NEN |  | 2024-04-25 |  |  | ESI - 941 | 262726 | WIRING DEVICES, VOLTAGE/SIZE: 16A 220V, SPECS: LID 8MM, GENERAL DES: 10k4870d2whi, Unit: EA
ESI-002 | Data Enrichment | NEN |  | 2024-04-25 |  |  | ESI - 933 | 262726 | WIRING DEVICES, VOLTAGE/SIZE: 185MM, SPECS: SW SOCT.O/LET, GENERAL DES: SINGLE, Unit: EA
ESI-002 | Data Enrichment | NEN |  | 2024-04-25 |  |  | ESI - 935 | 262726 | WIRING DEVICES, VOLTAGE/SIZE: 2 GANG, SPECS: 1G SP-2WAY, GENERAL DES: FRAME, GRY, Unit: EA
ESI-002 | Data Enrichment | NEN |  | 2024-04-25 |  |  | ESI - 934 | 262726 | WIRING DEVICES, VOLTAGE/SIZE: 240MM, SPECS: RCD SKT, GENERAL DES: 53-80MM, Unit: EA
ESI-002 | Data Enrichment | NEN |  | 2024-04-25 |  |  | ESI - 931 | 262726 | WIRING DEVICES, VOLTAGE/SIZE: 2X LJU6C, SPECS: 1G-DP, GENERAL DES: DUAL EARTH TERMINAL, Unit: EA
ESI-002 | Data Enrichment | NEN |  | 2024-04-25 |  |  | ESI - 930 | 262726 | WIRING DEVICES, VOLTAGE/SIZE: 4X LJU6C, SPECS: 1P, 3pin, GENERAL DES: COPPER STREIGHT, Unit: EA
ESI-002 | Data Enrichment | NEN |  | 2024-04-25 |  |  | ESI - 932 | 262726 | WIRING DEVICES, VOLTAGE/SIZE: 4X4IN, SPECS: 2G-DP, GENERAL DES: OUT BOARD ROCKERS, Unit: EA
ESI-002 | Data Enrichment | NEN |  | 2024-04-25 |  |  | ESI - 938 | 262726 | WIRING DEVICES, VOLTAGE/SIZE: 7x14mm, SPECS: 2G SP 2W, GENERAL DES: ALUMINUM GRAY, Unit: EA
ESI-002 | Data Enrichment | NEN |  | 2024-04-25 |  |  | ESI - 937 | 262726 | WIRING DEVICES, VOLTAGE/SIZE: 7x7mm, SPECS: 1G-2WAY, GENERAL DES: LEG 678000, Unit: EA
ESI-002 | Data Enrichment | NEN |  | 2024-04-25 |  |  | ESI - 486 | 260529 | WRAP AROUND COVER, SIZE: 200mm, BRANDS: WESCOSA, Unit: EA
ESI-002 | Data Enrichment | NEN |  | 2024-04-25 |  |  | ESI - 488 | 260529 | WRAPPING BAND, SIZE: 50mm X 10m, TYPE: ANTI CORROSION RESISTANT, BRAND: STOPAQ, PVC, Unit: ROLL
ESI-002 | Data Enrichment | NEN |  | 2024-04-25 |  |  | ESI - 489 | 260529 | WRAPPING BAND, Unit: ROLL
ESI-002 | Data Enrichment | SPC |  | 2024-04-25 |  |  | ESI - 678 | 260553 | WRAPPING TAPE, TYPE: VINYL, SIZE: 2in, APPLICATION: FOR PVC PIPE, Unit: ROLL