## Sheet1
Project | Activities | Production User | Production Comments | Start Date | End Date | QC User | QC Comments | Start Date. | End Date. | Griha ID | All Global Fields | Material Number | Industry Sector | Material type | Language Key | Division | General item category group | Indicator: In Bulk/Liquid | Industry Standard Description (PUMA ID) | Cross-Plant Material Status | Cross-plant matl status valid from | EAN category(For EAN number in Alternate unit of measure) | Category of International Article Number (EAN)(For Basic unit of measure) | Base Unit of Measure | Gross weight | Net weight | Weight Unit | Volume | Volume unit | Basic data text Language | Alternative Unit of Measure for Stockkeeping Unit | Denominator for Conversion to Base Unit | Numerator for Conversion to Base Unit | Category of International Article Number | Alternative Unit of Measure | Purchase Order Text Language | Purchasing Value key | Acknowledgement Required | Order Unit | Variable Order Unit | Batch management | Numbering Scheme | Official Description | Valid to | Material(40 characters (Numeric/Alphanumeric) as per standard SAP coming from STIBO- MDM) | Original Equipment Manufacturer(Actual MFR) | OEM's item number(Actual MFR PN) | Purchase order text | Basic data text | Material description(Updated) | English | Characteristic Values | Format | Material Group | Commodity Code | Valid From | Characteristic (Basic Name) | Enriched/Cleansed | Noun | Modifier | 2nd Modifier | Standard | Manufacturer | MFR STATUS (OEM/NON-OEM) | Manufacturers Item | Type | Type 2/Other Product Code | Attribute Name 1 | Measure 1/Value 1 | Attribute Name 2 | Measure 2/Value 2 | Attribute Name 3 | Measure 3/Value 3 | Attribute Name 4 | Measure 4/Value 4 | Attribute Name 5 | Measure 5/Value 5 | (Metsä) Drawing | Material | Additional Info | International Article Number (EAN) | International Article Number (EAN) - Additional 1 | International Article Number (EAN) - Additional 2 | Main EAN | Reference URL1 | Reference URL2 | Reference URL3 | Griha Comments | Status
STP_008 | Data Enrichment | BHJ | OK | 2023-07-11 | 2023-07-12 | PVJ |  | 2023-07-14 |  | 199002 |  | 199002 | M | ZRSA | EN | 06 | [7 empty] | PC | 0 | 0 | KG | 0 | 0 | [5 empty] | PC |  | Z002 | [12 empty] | BLADDER ACCUMULATOR HAB4-350-6X/0G07G-2>¦PAINEAKKU HAB4-350-6X/0G07G-2E111-CE+G1> | BLADDER ACCUMULATOR HAB4-350-6X/0G07G-2>¦PRESSURE BATTERY HAB4-350-6X/0G07G-2E111-CE+G1> | MM_FEATURE **BLADDER ACCUMULATOR **MM_TYPE **HAB4-350-6X/0G07G-2E111-CE+G1> **MM_MANUFACTURER **REXROTH **MM_TYPE2 **1/4->M40X1.5 SW55 ADAPTER |  |  | 85078000 |  |  | Enriched | ACCUMULATOR |  | BLADDER |  | BOSCH REXROTH B.V. | OEM | HAB4-350-6X/0G07G-2E111-CE+G1 |  |  | CAPACITY | 4L | PRESSURE RATING |  | END CONNECTION | THREADED | [5 empty] | ECO | PRESSURE BATTERY,1/4 M40X1.5 SW55 ADAPTER |  |  |  |  | https://www.kanflu.com/assets/PDFs/rexroth-bladder-accumulator.pdf |  |  |  | Production Completed
STP_008 | Data Enrichment | RMZ | OK | 2023-07-11 | 2023-07-13 | PVJ |  | 2023-07-14 |  | 407977 |  | 407977 | M | ZRSA | EN | 06 | [7 empty] | PC | 0¦0¦0 | 0 | KG | 0¦0¦0 | 0 | [5 empty] | M3¦NM3¦PC |  | Z002 | [12 empty] | ACCUMULATOR SB 330-20A1/112U- >¦AKKUMULAATTORI SB 330-20A1/11> | ACCUMULATOR SB 330-20A1/112U- >¦ACCUMULATOR SB 330-20A1/11> | MM_PROPERTY **ACCUMULATOR **MM_MANUFACTURER_NO **SB 330-20A1/112U-330A (EU) **MM_MANUFACTURER **HYDAC |  |  | 85078000 |  |  | Enriched | ACCUMULATOR | HYDRAULIC | BLADDER | EN 1092-1 | HYDAC INTERNATIONAL GMBH | OEM | SB 330-20A1/112U-330A (EU) |  |  | CAPACITY | 20L | PRE CHARGE PRESSURE |  | PRESSURE RATING |  | END CONNECTION | G2IN | SHELL MATERIAL | CARBON STEEL | [7 empty] | https://www.hydac.com/shop/media/catalog/crossbase/PRD_DOC_PRO/PRD_DOC_PRO_3201-00001__SEN__AIN__V31.pdf | https://www.hydac.com/shop/en-in/3047174 |  |  | Production Completed
STP_008 | Data Enrichment | SFQ | OK | 2023-07-04 | 2023-07-10 | PVJ |  | 2023-07-14 |  | 182032 |  | 182032 | M | ZRSA | EN | 06 | [7 empty] | PC | 0 | 0 | KG | 0 | 0 | [5 empty] | PC |  | Z002 | [12 empty] | LIIMAVENTTIILI LA 725 7304298 NORDSON | GLUE VALVE LA 725 7304298 NORDSON | MM_TYPE **LA 725 7304298 **MM_MANUFACTURER **NORDSON |  | 060758 | 84224000 |  |  | Enriched | APPLICATOR |  | LIQUID ADHESIVE DISPENSING |  | NORDSON CORPORATION | OEM | 7304298 | LA 725 |  | SIZE | 0,3-1 | [15 empty] | https://nc-p-001.sitecorecontenthub.cloud/api/public/content/f9f5879d25cf406da87a2a53f454c1fc?v=d7c3fabb |  |  |  | Production Completed
STP_008 | Data Enrichment | BHJ | OK | 2023-07-11 | 2023-07-11 | PVJ |  | 2023-07-14 |  | 196129 |  | 196129 | M | ZRSA | EN | 06 | [7 empty] | PC | 0¦0¦0 | 0 | KG | 0¦0¦0 | 0 | [5 empty] | M3¦NM3¦PC |  | Z002 | [12 empty] | CARRIAGE ARM H160780¦VAUNU H160780 | CARRIAGE ARM H160780¦CARRIAGE H160780 | MM_MANUFACTURER_NO **H160780 **MM_MANUFACTURER **RAUTE |  |  | 84519000 |  |  | Cleansed | ARM |  | CARRIAGE |  | RAUTE | NON-OEM | H160780 |  |  | SIZE | [16 empty] | Url Not Found |  |  |  | Production Completed
STP_008 | Data Enrichment | BHJ | OK | 2023-07-11 | 2023-07-11 | PVJ |  | 2023-07-14 |  | 196149 |  | 196149 | M | ZRSA | EN | 06 | [7 empty] | PC | 0¦0¦0 | 0 | KG | 0¦0¦0 | 0 | [5 empty] | M3¦NM3¦PC |  | Z002 | [12 empty] | FRAME ARMS RIGHT H160645¦RUNKO H160645 | FRAME ARMS RIGHT H160645¦FRAME H160645 | MM_MANUFACTURER_NO **H160645 **MM_MANUFACTURER **RAUTE |  |  | 84424000 |  |  | Cleansed | ARM |  | FRAME RIGHT |  | RAUTE | NON-OEM | H160645 |  |  | SIZE | [16 empty] | Url Not Found |  |  |  | Production Completed
STP_008 | Data Enrichment | CIR | OK | 11/7/2023 | 13/7/2023 | PVJ |  | 2023-07-14 |  | 186455 |  | 186455 | M | ZRSA | EN | 06 | [7 empty] | PC | 0 | 0 | KG | 0 | 0 | [5 empty] | PC |  | Z002 | [12 empty] | NOSTOVARRET 2R535493 | LIFT ARMS 2R535493 | MM_TYPE **2R535493 **MM_LISAT_1 **PINE DRYER **MM_MANUFACTURER **RAUTE |  | 060755 | 84289090 |  |  | CLEANSED | ARM | LIFTING |  |  | RAUTE | NON-OEM |  | 2R535493 |  | CAPACITY |  | SIZE | [9 empty] | PINE DRYER | [8 empty] | Production Completed
STP_008 | Data Enrichment | NGB | OK | 2023-07-10 | 2023-07-11 | PVJ |  | 2023-07-14 |  | 166102 |  | 166102 | M | ZRSA | EN | 06 | [7 empty] | PC | 0 | 0 | KG | 0 | 0 | [5 empty] | PC |  | Z002 | [12 empty] | NIVELVARSI R676231 RAUTE | JOINT ARM R676231 RAUTE | MM_DRAWING **R676231 **MM_MANUFACTURER **RAUTE OYJ |  | 061490 | 90330090 |  |  | Cleansed | ARM |  | JOINT |  | RAUTE | NON-OEM |  |  |  | SIZE | [9 empty] | R676231 | [6 empty] | URL Not Found |  |  |  | Production Completed
STP_008 | Data Enrichment | RMZ | OK | 2023-07-11 | 2023-07-13 | PVJ |  | 2023-07-14 |  | 410331 |  | 410331 | M | ZRSA | EN | 06 | [7 empty] | PC | 0¦0¦0 | 0 | KG | 0¦0¦0 | 0 | [5 empty] | M3¦NM3¦PC |  | Z002 | [10 empty] | QUOTATION S2239024¦TARJOUS S2239024 |  | STEP DISPENSER ARTICULATED ARM 1100111¦PORRASANNOSTELIJAN NIVELVARSI 1100111 | STEP DISPENSER ARTICULATED ARM 1100111 | MM_FEATURE **STEP DISPENSER ARTICULATED ARM **MM_TYPE **1100111 **MM_LISAT_1 **POS.25,27,28,29 **MM_MANUFACTURER_NO **1100111 **MM_DRAWING **1074.040.00.01 **MM_MANUFACTURER **RAUTE **MM_LISAT_2 **READY ASSEMBLED | [5 empty] | Cleansed | ARM |  | ARTICULATED |  | RAUTE | NON-OEM | 1100111 |  |  | SIZE | [9 empty] | 1074.040.00.01 |  | POS.25,27,28,29,READY ASSEMBLED,STEP DISPENSER |  |  |  |  | Url Not Found |  |  |  | Production Completed
STP_008 | Data Enrichment | SFQ | OK | 2023-07-11 | 2023-07-12 | PVJ |  | 2023-07-14 |  | 193547 |  | 193547 | M | ZRSA | EN | 06 | [7 empty] | PC | 0¦0¦0 | 0 | KG | 0¦0¦0 | 0 | [5 empty] | M3¦NM3¦PC |  | Z002 | [12 empty] | PRESSER ARM R764420¦PAINIMEN VARSI R764420 | PRESSER ARM R764420¦PRESSER ARM R764420 | MM_MANUFACTURER_NO **R764420 **MM_MANUFACTURER **RAUTE |  | 060784 | 84879090 |  |  | Cleansed | ARM |  | PRESSER |  | RAUTE | NON-OEM | R764420 |  |  | SIZE | [16 empty] | URL Not Found |  |  | Suitable commodity code not found | Production Completed
STP_008 | Data Enrichment | SFQ | OK | 2023-07-11 | 2023-07-12 | PVJ |  | 2023-07-14 |  | 194096 |  | 194096 | M | ZRSA | EN | 06 | [7 empty] | PC | 0 | 0 | KG | 0 | 0 | [5 empty] | PC |  | Z002 | [12 empty] | TORQUE ARM H108917¦MOMENTTITUKI H108917 | TORQUE ARM H108917¦TORQUE ARM H108917 | MM_MANUFACTURER_NO **H108917 **MM_MANUFACTURER **RAUTE **MM_LISAT_2 **RAUTE NO. H108917 |  | 060201 | 84879090 |  |  | Cleansed | ARM |  | TORQUE |  | RAUTE | NON-OEM | H108917 |  |  | SIZE | [16 empty] | URL Not Found |  |  | Suitable commodity code not found | Production Completed
STP_008 | Data Enrichment | SFU | OK | 04-07-2023 | 11-07-2023 | PVJ |  | 2023-07-14 |  | 136612 |  | 136612 | M | ZRSA | EN | 06 | [7 empty] | PC | 0 | 0 | KG | 0 | 0 | [5 empty] | PC |  | Z002 | [12 empty] | POHJAOSA HIOMAKONEESEEN 440469 FESTO | BASE FOR GRINDER 440469 FESTO | MM_PROPERTY **FOR FESTO GRINDING MACHINE **MM_MANUFACTURER **FESTO |  | 059011 | 84879090 |  |  | CLEANSED | BASE |  |  |  | FESTO CORPORATION | OEM | 440469 |  |  | SIZE | [11 empty] | FOR FESTO GRINDING MACHINE |  |  |  |  | URL NOT FOUND |  |  |  | Production Completed
STP_008 | Data Enrichment | BHJ | OK | 2023-07-11 | 2023-07-11 | PVJ |  | 2023-07-14 |  | 196174 |  | 196174 | M | ZRSA | EN | 06 | [7 empty] | PC | 0¦0¦0 | 0 | KG | 0¦0¦0 | 0 | [5 empty] | M3¦NM3¦PC |  | Z002 | [12 empty] | SCANNER BEAM H157610¦VALOPALKKI H157610 | SCANNER BEAM H157610¦LIGHT BEAM H157610 | MM_MANUFACTURER_NO **H157610 **MM_MANUFACTURER **RAUTE |  |  | 85399090 |  |  | Cleansed | BEAM |  | LIGHT SCANNER |  | RAUTE | NON-OEM | H157610 |  |  | SIZE | [16 empty] | Url Not Found |  |  |  | Production Completed
STP_008 | Data Enrichment | BHJ | OK | 2023-07-11 | 2023-07-11 | PVJ |  | 2023-07-14 |  | 196175 |  | 196175 | M | ZRSA | EN | 06 | [7 empty] | PC | 0¦0¦0 | 0 | KG | 0¦0¦0 | 0 | [5 empty] | M3¦NM3¦PC |  | Z002 | [12 empty] | SCANNER BEAM VCO-F H157792¦YLAVALOPALKKI VCO-F 157792 | SCANNER BEAM VCO-F H157792¦TOP LIGHT BEAM VCO-F 157792 | MM_TYPE **VCO-F **MM_MANUFACTURER_NO **H157792 **MM_MANUFACTURER **RAUTE |  |  | 85399090 |  |  | Cleansed | BEAM |  | TOP LIGHT SCANNER |  | RAUTE | NON-OEM | H157792 | VCO-F |  | SIZE | [16 empty] | Url Not Found |  |  |  | Production Completed
STP_008 | Data Enrichment | scs | OK | 12-07-2023 | 13-07-2023 | PVJ |  | 2023-07-14 |  | 408283 |  | 408283 | M | ZRSA | EN | 06 | [7 empty] | PC | 0 | 0 | KG | 0 | 0 | [5 empty] | PC |  | Z002 | [12 empty] | HEATING BEAM H169241¦JÄTKAMISLIINI 2. PRESSIPLAAT H169241¦PALKKI H169241 | HEATING BEAM H169241¦CONTINUATION LINE 2. PRESS PLATES H169241¦BEAM H169241 | MM_FEATURE **HEATING BEAM **MM_TYPE **H169241 **MM_LISAT_1 **SIMILAR TO R865289 **MM_MANUFACTURER_NO **H169241 **MM_DRAWING **2H169241 **MM_MANUFACTURER **RAUTE |  | 060711 |  |  |  | Cleansed | BEAM |  | HEATING |  | RAUTE | NON-OEM | H169241 |  |  | SIZE | [9 empty] | 2H169241 |  | SIMILAR TO R865289, CONTINUATION LINE 2. PRESS PLATES |  |  |  |  | Url Not Found |  |  | conflict in English description | Production Completed
STP_008 | Data Enrichment | RMZ | OK | 2023-07-11 | 2023-07-13 | PVJ |  | 2023-07-14 |  | 409867 |  | 409867 | M | ZRSA | EN | 06 | [7 empty] | PC | 0¦0¦0 | 0 | KG | 0¦0¦0 | 0 | [5 empty] | M3¦NM3¦PC |  | Z002 | [12 empty] | BEND 42,4X2,6 90DEG 5D P235GH-S¦KÄYRÄ 42,4X2,6 90AST 5D P235GH-S | BEND 42,4X2,6 90DEG 5D P235GH-S¦CURVE 42,4X2,6 90AST 5D P235GH-S | MM_PROPERTY **BEND **MM_DIMENSION1_VALUE1 **42.4X2.6 **MM_MATERIAL **P235GH TC1 **MM_TYPE **5D **MM_STANDARD **EN 10253-2 **MM_DIMENSION2_VALUE2 **R=2.5XD **MM_LISAT_2 * *SOFT, WELDABLE **MM_TYYP2 **LVI0562138 **MM_MEASUREMENT5_VALUE5 **WELDED | [5 empty] | Enriched | BEND | PIPE |  | EN 10253-2 |  |  | LVI0562138 |  |  | ANGLE | 90DEG | NOMINAL SIZE | 42,4 | END CONNECTION | WELDED | SCHEDULE/WALL THICKNESS | 2,6 | PRESSURE CLASS/RATING |  |  | STEEL P235GH TC1 | SOFT | 6438056054779 |  |  |  | https://www.onninen.fi/onninen-teraskayra-90-en-10253-2-42-4x2-6-5d-p235gh-s/p/AAM789 |  |  |  | Production Completed
STP_008 | Data Enrichment | SMX | OK | 2023-07-06 | 2023-07-10 | PVJ |  | 2023-07-14 |  | 151769 |  | 151769 | M | ZRSA | EN | 06 | [7 empty] | PC | 0 | 0 | KG | 0 | 0 | [5 empty] | PC |  | Z002 | [12 empty] | RIC-855 KORTTI PEI-660 | RIC-855 CARD PEI-660 | MM_PROPERTY **SERIAL CONNECTION CARD **MM_MANUFACTURER **RAUTE |  | 061301 | 85499100 |  |  | Cleansed | BOARD | PRINTED CIRCUIT | SERIAL CONNECTION CARD |  | RAUTE | NON-OEM |  |  |  | LAYER COUNT |  | PLATING FINISH |  | THICKNESS |  | SOLDER MASK COLOUR |  | MIN HOLE SIZE |  |  |  | REF:RIC-855 |  |  |  |  | Url Not Found |  |  |  | Production Completed
STP_008 | Data Enrichment | SMX | OK | 2023-07-06 | 2023-07-10 | PVJ |  | 2023-07-14 |  | 151797 |  | 151797 | M | ZRSA | EN | 06 | [7 empty] | PC | 0 | 0 | KG | 0 | 0 | [5 empty] | PC |  | Z002 | [12 empty] | RIC-855 KORTTI RX-210 | RIC-855 CARD RX-210 | MM_MANUFACTURER **RAUTE |  | 061301 | 85499100 |  |  | Cleansed | BOARD | PRINTED CIRCUIT | CARD |  | RAUTE | NON-OEM |  |  |  | LAYER COUNT |  | PLATING FINISH |  | THICKNESS |  | SOLDER MASK COLOUR |  | MIN HOLE SIZE |  |  |  | REF:RIC-855 |  |  |  |  | Url Not Found |  |  |  | Production Completed
STP_008 | Data Enrichment | SMX | OK | 2023-07-06 | 2023-07-10 | PVJ |  | 2023-07-14 |  | 151798 |  | 151798 | M | ZRSA | EN | 06 | [7 empty] | PC | 0 | 0 | KG | 0 | 0 | [5 empty] | PC |  | Z002 | [12 empty] | RIC-855 KORTTI PEI-241 | RIC-855 CARD PEI-241 | MM_MANUFACTURER **RAUTE |  | 061301 | 85499100 |  |  | Cleansed | BOARD | PRINTED CIRCUIT | CARD |  | RAUTE | NON-OEM |  |  |  | LAYER COUNT |  | PLATING FINISH |  | THICKNESS |  | SOLDER MASK COLOUR |  | MIN HOLE SIZE |  |  |  | REF:RIC-855 |  |  |  |  | Url Not Found |  |  |  | Production Completed
STP_008 | Data Enrichment | SMX | OK | 2023-07-06 | 2023-07-10 | PVJ |  | 2023-07-14 |  | 151828 |  | 151828 | M | ZRSA | EN | 06 | [7 empty] | PC | 0 | 0 | KG | 0 | 0 | [5 empty] | PC |  | Z002 | [12 empty] | RIC-855 KORTTI PXZ-920 | RIC-855 CARD PXZ-920 | MM_MANUFACTURER **RAUTE |  | 061301 | 85499100 |  |  | Cleansed | BOARD | PRINTED CIRCUIT | CARD |  | RAUTE | NON-OEM |  |  |  | LAYER COUNT |  | PLATING FINISH |  | THICKNESS |  | SOLDER MASK COLOUR |  | MIN HOLE SIZE |  |  |  | REF:RIC-855 |  |  |  |  | Url Not Found |  |  |  | Production Completed
STP_008 | Data Enrichment | SMX | OK | 2023-07-06 | 2023-07-10 | PVJ |  | 2023-07-14 |  | 151829 |  | 151829 | M | ZRSA | EN | 06 | [7 empty] | PC | 0 | 0 | KG | 0 | 0 | [5 empty] | PC |  | Z002 | [12 empty] | RIC-855 KORTTI RX-180 | RIC-855 CARD RX-180 | MM_MANUFACTURER **RAUTE |  | 061301 | 85499100 |  |  | Cleansed | BOARD | PRINTED CIRCUIT | CARD |  | RAUTE | NON-OEM |  |  |  | LAYER COUNT |  | PLATING FINISH |  | THICKNESS |  | SOLDER MASK COLOUR |  | MIN HOLE SIZE |  |  |  | REF:RIC-855 |  |  |  |  | Url Not Found |  |  |  | Production Completed
STP_008 | Data Enrichment | SMX | OK | 2023-07-10 | 2023-07-13 | PVJ |  | 2023-07-14 |  | 162461 |  | 162461 | M | ZRSA | EN | 06 | [7 empty] | PC | 0 | 0 | KG | 0 | 0 | [5 empty] | PC |  | Z002 | [12 empty] | ERISTYSLEVY MONOLUX 500 12,7X1220X1750MM | INSULATION BOARD MONOLUX 500 12.7X1220X1750MM | MM_DIMENSION1_VALUE1 **12.7X1220X1750MM **MM_MATERIAL **MONOLUX 500 **MM_DRAWING **R132461 |  | 060757 | 85381000 |  |  | Cleansed | BOARD | INSULATION |  |  | PROMAT | OEM | 500 |  |  | SIZE | 12,7X1220X1750 | THERMAL RESISTANCE | [7 empty] | R132461 |  | BRAND:MONOLUX |  |  |  |  | https://docs.rs-online.com/74c8/A700000006985904.pdf |  |  | MFR Updated As Per Web source | Production Completed
STP_008 | Data Enrichment | SMX | OK | 2023-07-10 | 2023-07-13 | PVJ |  | 2023-07-14 |  | 162462 |  | 162462 | M | ZRSA | EN | 06 | [7 empty] | PC | 0 | 0 | KG | 0 | 0 | [5 empty] | PC |  | Z002 | [12 empty] | ERISTYSLEVY MONOLUX 500 12,7X530X1750MM | INSULATION BOARD MONOLUX 500 12.7X530X1750MM | MM_DIMENSION1_VALUE1 **12.7X530X1750MM **MM_MATERIAL **MONOLUX 500 **MM_DRAWING **R132461 |  | 060757 | 85381000 |  |  | Cleansed | BOARD | INSULATION |  |  | PROMAT | OEM | 500 |  |  | SIZE | 12,7X530X1750 | THERMAL RESISTANCE | [7 empty] | R132461 |  | BRAND:MONOLUX |  |  |  |  | https://docs.rs-online.com/74c8/A700000006985904.pdf |  |  | MFR Updated As Per Web source | Production Completed
STP_008 | Data Enrichment | CIR | OK | 4/7/2023 | 10/7/2023 | PVJ |  | 2023-07-14 |  | 142754 |  | 142754 | M | ZRSA | EN | 06 | [7 empty] | PC | 0 | 0 | KG | 0 | 0 | [5 empty] | PC |  | Z002 | [12 empty] | EROTUSVAHVISTINKORTTI PEI-691 | DIFFERENTIAL AMPLIFIER BOARD PEI-691 | MM_MANUFACTURER **RAUTE |  | 061301 | 85372091 |  |  | CLEANSED | BOARD |  | DIFFERENTIAL AMPLIFIER |  | RAUTE | NON-OEM | PEI-691 |  |  | SIZE | [19 empty] | URL NOT Found | Production Completed
STP_008 | Data Enrichment | NGB | OK | 2023-07-10 | 2023-07-11 | PVJ |  | 2023-07-14 |  | 164898 |  | 164898 | M | ZRSA | EN | 06 | [7 empty] | PC | 0 | 0 | KG | 0 | 0 | [5 empty] | PC |  | Z002 | [12 empty] | ERISTELEVY JVPA 1600 | INSULATING BOARD JVPA 1600 | MM_DIMENSION1_VALUE1 **15X65X1200 AND 15X65X670 **MM_DRAWING **R471548 **MM_MANUFACTURER **RAUTE OYJ |  | 060757 | 85381000 |  |  | Cleansed | BOARD | INSULATION |  |  | RAUTE | NON-OEM |  |  |  | SIZE | 15X65X1200+15X65X670 | THERMAL RESISTANCE | [7 empty] | R471548 |  | JVPA 1600 |  |  |  |  | URL Not Found |  |  |  | Production Completed
STP_008 | Data Enrichment | NGB | OK | 2023-07-10 | 2023-07-11 | PVJ |  | 2023-07-14 |  | 164899 |  | 164899 | M | ZRSA | EN | 06 | [7 empty] | PC | 0 | 0 | KG | 0 | 0 | [5 empty] | PC |  | Z002 | [12 empty] | ERISTELEVY JVPA 1600 LOVETTU | INSULATING BOARD JVPA 1600 NOTCHED | MM_DIMENSION1_VALUE1 **15X65X1200 AND 15X65X670 **MM_DIMENSION2_VALUE2 **NOTCHED **MM_DRAWING **R471549 **MM_MANUFACTURER **RAUTE OYJ |  | 060757 | 85381000 |  |  | Cleansed | BOARD | INSULATION | NOTCHED |  | RAUTE | NON-OEM |  |  |  | SIZE | 15X65X1200+15X65X670 | THERMAL RESISTANCE | [7 empty] | R471549 |  | JVPA 1600 |  |  |  |  | URL Not Found |  |  |  | Production Completed
STP_008 | Data Enrichment | NGB | OK | 2023-07-10 | 2023-07-11 | PVJ |  | 2023-07-14 |  | 166095 |  | 166095 | M | ZRSA | EN | 06 | [7 empty] | PC | 0 | 0 | KG | 0 | 0 | [5 empty] | PC |  | Z002 | [12 empty] | LIUKULISTA 2R235084 | SLIDING LIST 2R235084 | MM_DRAWING **2R235084 **MM_MANUFACTURER **RAUTE OY |  | 060753 | 85381000 |  |  | Cleansed | BOARD |  | SLIDING |  | RAUTE | NON-OEM |  |  |  | SIZE | [9 empty] | 2R235084 | [6 empty] | URL Not Found |  |  |  | Production Completed
STP_008 | Data Enrichment | CIR | OK | 11/7/2023 | 13/7/2023 | PVJ |  | 2023-07-14 |  | 188032 |  | 188032 | M | ZRSA | EN | 06 | [7 empty] | PC | 0 | 0 | KG | 0 | 0 | [5 empty] | PC |  | Z002 | [12 empty] | SUUTINLAATIKKO H134314 | NOZZLE BOX H134314 | MM_PROPERTY **NOZZLE BOX **MM_MANUFACTURER_NO **H134314 **MM_MANUFACTURER **RAUTE **MM_LISAT_2 **RAUTE NO.:H134314 |  | 060755 |  |  |  | CLEANSED | BOX |  | NOZZLE |  | RAUTE | NON-OEM | H134314 |  |  | SIZE |  | CAPACITY | [17 empty] | COMMODITY CODES NOT FOUND | Production Completed
STP_008 | Data Enrichment | NGB | OK | 2023-07-10 | 2023-07-13 | PVJ |  | 2023-07-14 |  | 164460 |  | 164460 | M | ZRSA | EN | 06 | [7 empty] | PC | 0 | 0 | KG | 0 | 0 | [5 empty] | PC |  | Z002 | [12 empty] | IMULAATIKKO R764124 | IMMULATOR BOX R764124 | MM_DRAWING **R764124 **MM_MANUFACTURER **RAUTE |  | 060755 | 84229090 |  |  | Cleansed | BOX |  | IMMULATOR |  | RAUTE | NON-OEM |  |  |  | SIZE |  | CAPACITY | [7 empty] | R764124 | [6 empty] | URL Not Found |  |  |  | Production Completed
STP_008 | Data Enrichment | NGB | OK | 2023-07-10 | 2023-07-13 | PVJ |  | 2023-07-14 |  | 165586 |  | 165586 | M | ZRSA | EN | 06 | [7 empty] | PC | 0 | 0 | KG | 0 | 0 | [5 empty] | PC |  | Z002 | [12 empty] | SUUTINLAATIKKO ALEMPI OIK.KÄT 2R168179 | NOZZLE BOX LOWER RIGHT HAND 2R168179 | MM_LISAT_1 **1-DRYER BIRCH **MM_DRAWING **2R168179 **MM_LISAT_2 **NOT APPLICABLE TO OTHER DRYERS |  | 060755 | 84229090 |  |  | Cleansed | BOX |  | LOWER RIGHT HAND NOZZLE | [6 empty] | SIZE |  | CAPACITY | [7 empty] | 2R168179 |  | 1-DRYER BIRCH |  |  |  |  | URL Not Found |  |  |  | Production Completed
STP_008 | Data Enrichment | NGB | OK | 2023-07-10 | 2023-07-13 | PVJ |  | 2023-07-14 |  | 165585 |  | 165585 | M | ZRSA | EN | 06 | [7 empty] | PC | 0 | 0 | KG | 0 | 0 | [5 empty] | PC |  | Z002 | [12 empty] | SUUTINLAATIKKO YLEMPI OIK.KÄT. 2R738359 | NOZZLE BOX UPPER RIGHT HAND. 2R738359 | MM_LISAT_1 **1-DRYER BIRCH **MM_DRAWING **2R738359 **MM_LISAT_2 **NOT APPLICABLE TO OTHER DRYERS |  | 060755 | 84229090 |  |  | Cleansed | BOX |  | UPPER RIGHT HAND NOZZLE | [6 empty] | SIZE |  | CAPACITY | [7 empty] | 2R738359 |  | 1-DRYER BIRCH |  |  |  |  | URL Not Found |  |  |  | Production Completed
STP_008 | Data Enrichment | SFQ | OK | 2023-07-11 | 2023-07-13 | PVJ |  | 2023-07-14 |  | 191994 |  | 191994 | M | ZRSA | EN | 06 | [7 empty] | PC | 0 | 0 | KG | 0 | 0 | [5 empty] | PC |  | Z002 | [12 empty] | SUCTION BOX R365504¦IMULAATIKKO R365504 | SUCTION BOX R365504¦SUCTION BOX R365504 | MM_PROPERTY **SUCTION BOX **MM_TYPE **R365504 **MM_MANUFACTURER_NO **R365504 **MM_MANUFACTURER **RAUTE **MM_LISAT_2 **RAUTE NO: R365504 |  | 060782 | 90330090 |  |  | Cleansed | BOX |  | SUCTION |  | RAUTE | NON-OEM | R365504 |  |  | SIZE |  | CAPACITY | [14 empty] | URL Not Found |  |  |  | Production Completed
STP_008 | Data Enrichment | NEN | OK | 10-07-2023 | 12-07-2023 | PVJ |  | 2023-07-14 |  | 166715 |  | 166715 | M | ZRSA | EN | 06 | [7 empty] | PC | 0 | 0 | KG | 0 | 0 | [5 empty] | PC |  | Z002 | [12 empty] | IMULAATIKKO R435667 | IMMULATOR BOX R435667 | MM_LISAT_1 **HAVU DRYERS **MM_DRAWING **R435667 |  | 060755 | 39231010 |  |  | CLEANSED | BOX |  | IMMULATOR | [6 empty] | SIZE |  | CAPACITY | [7 empty] | R435667 |  | FOR HAVU DRYERS |  |  |  |  | URL NOT FOUND |  |  |  | Production Completed
STP_008 | Data Enrichment | RMZ | OK | 2023-07-03 | 2023-07-13 | PVJ |  | 2023-07-14 |  | 139217 |  | 139217 | M | ZRSA | EN | 06 | [7 empty] | PC | 0 | 0 | KG | 0 | 0 | [5 empty] | PC |  | Z002 | [12 empty] | ILMANSUODATIN LHA ABB 10N | AIR FILTER LHA ABB 10N | [6 empty] | Cleansed | BREATHER |  | FILLER AIR |  |  |  | LHA-ABB-10N |  |  | CONNECTION SIZE |  | FILTRATION RATE | [14 empty] | https://www.primaryfp.co.uk/product/filler-breathers-bayonet/ |  |  | Part Number Updated as per Websource ¦ Processed based on Websource, Conflict w.r.t Input | Production Completed
STP_008 | Data Enrichment | RMZ | OK | 2023-07-03 | 2023-07-13 | PVJ |  | 2023-07-14 |  | 139218 |  | 139218 | M | ZRSA | EN | 06 | [7 empty] | PC | 0 | 0 | KG | 0 | 0 | [5 empty] | PC |  | Z002 | [12 empty] | ILMANSUODATIN SES 3-S | AIR FILTER SES 3-S | MM_MANUFACTURER **STAUFF | [5 empty] | Enriched | BREATHER |  | FILLER |  | STAUFF | OEM | SES 3-S |  |  | CONNECTION SIZE |  | FILTRATION RATE | 45UM | [13 empty] | https://stauff.com/en/category/011000/011002/011002c |  |  | Processed based on Websource, Conflict w.r.t Input ¦ Series Match | Production Completed
STP_008 | Data Enrichment | CIR | OK | 4/7/2023 | 10/7/2023 | PVJ |  | 2023-07-14 |  | 143773 |  | 143773 | M | ZRSA | EN | 06 | [7 empty] | PC | 0 | 0 | KG | 0 | 0 | [5 empty] | PC |  | Z002 | [12 empty] | VÄLIHOLKKI 3535KM | SPACER 3535KM | MM_TYPE **3535 KM **MM_MANUFACTURER **TAPER-LOCK |  | 060755 |  |  |  | ENRICHED | BUSH | TAPER LOCK |  |  |  |  | 3535 KM |  |  | BORE DIAMETER | 35 | SERIES | [9 empty] | SPACER |  |  |  |  | https://bepltd.com/products/3535-35-taper-lock-bush-shaft-fixing | https://shop.eriks.be/en/mechanical-power-transmission-shaft-fixings-conical-clamping-bushes-taper-bush-hubs-and-adaptors-adaptors/adaptor-for-taper-lock-bush-3535-km-bm-23833585/ |  | COMMODITY CODES NOT FOUND | Production Completed
STP_008 | Data Enrichment | CIR | OK | 4/7/2023 | 10/7/2023 | PVJ |  | 2023-07-14 |  | 143965 |  | 143965 | M | ZRSA | EN | 06 | [7 empty] | PC | 0 | 0 | KG | 0 | 0 | [5 empty] | PC |  | Z002 | [12 empty] | NAUHANKIRISTYKSEN OHJAINHOLKKI 102544 | TAPE TENSION CONTROL BUSH 102544 | MM_MEASUREMENT1_VALUE1 **185/125 X 150 **MM_MANUFACTURER **STEINEMANN |  | 060760 | 74153900 |  |  | CLEANSED | BUSH |  | CONTROL |  | STEINEMANN TECHNOLOGY AG | OEM | 102544 |  |  | NOMINAL SIZE |  | END CONNECTION |  | LENGTH | 150 | SIZE/DIMENSION | 185X125 |  |  |  |  | TAPE TENSION | [7 empty] | URL NOT Found | Production Completed
STP_008 | Data Enrichment | scs | OK | 12-07-2023 | 12-07-2023 | PVJ |  | 2023-07-14 |  | 144514 |  | 144514 | M | ZRSA | EN | 06 | [7 empty] | PC | 0 | 0 | KG | 0 | 0 | [5 empty] | PC |  | Z002 | [12 empty] | KIRISTYSHOLKKI 101326 40/65 | CLAMPING BUSH 101326 40/65 | MM_TYPE **101326 **MM_MEASURE2_VALUE2 **40/65 |  | 060752 | 84879090 |  |  | Cleansed | BUSH |  | CLAMPING |  |  |  | 101326 |  |  | NOMINAL SIZE |  | END CONNECTION |  | LENGTH |  | SIZE/DIMENSION | [5 empty] | SIZE: D65/40 |  |  |  |  | Url Not Found |  |  |  | Production Completed
STP_008 | Data Enrichment | scs | OK | 12-07-2023 | 12-07-2023 | PVJ |  | 2023-07-14 |  | 145822 |  | 145822 | M | ZRSA | EN | 06 | [7 empty] | PC | 0 | 0 | KG | 0 | 0 | [5 empty] | PC | [14 empty] | TAPER LOCK BUSH TL1008-24¦KARTIOHOLKKI TL1008-24 | TAPER LOCK BUSH TL1008-24¦TAPER BUSH TL1008-24 |  |  | 061004 | 84879090 |  | TAPER LOCK BUSH | Enriched | BUSH | TAPER LOCK |  |  |  |  | TL1008-24 |  |  | BORE DIAMETER | 24 | SERIES | TL1008 | [13 empty] | https://www.zoro.com/tb-woods-taper-lock-bushing-tl1008-x-24mm-tl100824mm/i/G1546218/ | https://www.bdiexpress.com/us/en/Mechanical-Power-Transmission/Retaining-%26-Locking-Devices/Bushings/TL1008-24MM/p/988101 |  |  | Production Completed
STP_008 | Data Enrichment | scs | OK | 12-07-2023 | 12-07-2023 | PVJ |  | 2023-07-14 |  | 165915 |  | 165915 | M | ZRSA | EN | 06 | [7 empty] | PC | 0 | 0 | KG | 0 | 0 | [5 empty] | PC |  | Z002 | [12 empty] | JOUSTOHOLKKI W4312 25X80X40 | FLEXIBLE BUSH W4312 25X80X40 | MM_MANUFACTURER **SEW EURODRIVE OY |  | 061006 | 84879090 |  |  | Cleansed | BUSH |  | FLEXIBLE |  | SEW-EURODRIVE | OEM | W4312 25X80X40 |  |  | NOMINAL SIZE |  | END CONNECTION |  | LENGTH | 40 | SIZE/DIMENSION | [5 empty] | SIZE: D80/25 |  |  |  |  | Url Not Found |  |  |  | Production Completed
STP_008 | Data Enrichment | scs | OK | 12-07-2023 | 12-07-2023 | PVJ |  | 2023-07-14 |  | 166026 |  | 166026 | M | ZRSA | EN | 06 | [7 empty] | PC | 0 | 0 | KG | 0 | 0 | [5 empty] | PC |  | Z002 | [12 empty] | JOUSTOHOLKKI W4312 13964749 21X60X30 | FLEXIBLE BUSH W4312 13964749 21X60X30 | MM_MANUFACTURER **SEW EURODRIVE OY |  | 061006 | 84879090 |  |  | Cleansed | BUSH |  | FLEXIBLE |  | SEW-EURODRIVE | OEM | W4312 21X60X30 |  |  | NOMINAL SIZE |  | END CONNECTION |  | LENGTH | 30 | SIZE/DIMENSION | [5 empty] | ALTERNATE MPN: 13964749, SIZE: D60/21 |  |  |  |  | Url Not Found |  |  |  | Production Completed
STP_008 | Data Enrichment | scs | OK | 12-07-2023 | 12-07-2023 | PVJ |  | 2023-07-14 |  | 179134 |  | 179134 | M | ZRSA | EN | 06 | [7 empty] | PC | 0 | 0 | KG | 0 | 0 | [5 empty] | PC |  | Z002 | [12 empty] | VETOHOLKKI OSA R234790 | DRIVE BUSH PART R234790 | MM_LISAT_1 **BICH 1 HOMAG **MM_MANUFACTURER_NO **PART R234790 |  | 060752 | 84879090 |  |  | Cleansed | BUSH |  | DRIVE |  |  |  | R234790 |  |  | NOMINAL SIZE |  | END CONNECTION |  | LENGTH |  | SIZE/DIMENSION | [5 empty] | BICH 1 HOMAG |  |  |  |  | Url Not Found |  |  |  | Production Completed
STP_008 | Data Enrichment | scs | OK | 12-07-2023 | 12-07-2023 | PVJ |  | 2023-07-14 |  | 184693 |  | 184693 | M | ZRSA | EN | 06 | [7 empty] | PC | 0 | 0 | KG | 0 | 0 | [5 empty] | PC |  | Z002 | [12 empty] | TAPER LOCK BUSH RCK70 50/80¦KIINNITYSHOLKKI RCK70 50/80 | TAPER LOCK BUSH RCK70 50/80 ¦ MOUNTING BUSH RCK70 50/80 | MM_FEATURE **BONFIX 4500 50/80 EQUIVALENT |  | 060890 | 84879090 |  |  | Enriched | BUSH | TAPER LOCK |  |  | RCK | OEM | RCK70 50/80 |  |  | BORE DIAMETER | 50 | SERIES | [8 empty] | STEEL | ALTERNATE MPN: BONFIX 4500 50/80, , OUTSIDE DIAMETER: 80, MOUNTING |  |  |  |  | https://www.tyma.eu/products/rck-70-50-80-mm-klda-50/ |  |  |  | Production Completed
STP_008 | Data Enrichment | scs | OK | 12-07-2023 | 13-07-2023 | PVJ |  | 2023-07-14 |  | 411436 |  | 411436 | M | ZRSA | EN | 06 | [7 empty] | PC | 0¦0¦0 | 0 | KG | 0¦0¦0 | 0 | [5 empty] | M3¦NM3¦PC |  | Z002 | [12 empty] | BUSHING RCK 70 48x80¦KIINNITYSHOLKKI RCK 70 48x80 | BUSHING RCK 70 48x80¦MOUNTING BUSHING RCK 70 48x80 | MM_PROPERTY **BUSHING **MM_DIMENSION1_VALUE1 **48 **MM_TYPE **BONFIX 4000 48X80 **MM_DIMENSION2_VALUE2 **80 **MM_MANUFACTURER_NO **RCK70 48/80 **MM_MANUFACTURER **RCK **MM_TYPE2 **70 |  | 061004 | 84879090 |  |  | Enriched | BUSH | TAPER LOCK |  |  | RCK | OEM | RCK70 48/80 |  |  | BORE DIAMETER | 48 | SERIES | [8 empty] | STEEL | ALTERNATE MPN: BONFIX 4000 48X80, OUTSIDE DIAMETER: 80, MOUNTING |  |  |  |  | https://www.tyma.eu/products/rck-70-48-80-mm-klda-48/ |  |  |  | Production Completed
STP_008 | Data Enrichment | SFQ | OK | 2023-07-11 | 2023-07-13 | PVJ |  | 2023-07-14 |  | 192010 |  | 192010 | M | ZRSA | EN | 06 | [7 empty] | PC | 0 | 0 | KG | 0 | 0 | [5 empty] | PC |  | Z002 | [12 empty] | CAM R573869¦NOKKA R573869 | CAM R573869¦CAM R573869 | MM_PROPERTY **CAM **MM_TYPE **R573869 **MM_MANUFACTURER_NO **R573869 **MM_MANUFACTURER **RAUTE **MM_LISAT_2 **RAUTE NO: R573869 |  | 060762 | 84831095 |  |  | Cleansed | CAM |  |  |  | RAUTE | NON-OEM | R573869 |  |  | BORE SIZE |  | THICKNESS |  | KEYWAY SIZE | [12 empty] | URL Not Found |  |  |  | Production Completed
STP_008 | Data Enrichment | BHJ | OK | 2023-07-11 | 2023-07-12 | PVJ |  | 2023-07-14 |  | 406919 |  | 406919 | M | ZRSA | EN | 06 | [7 empty] | PC | 0 | 0 | KG | 0 | 0 | [5 empty] | PC |  | Z002 | [12 empty] | PROTECTIVE CAP C14 FOR HSR55¦SUOJATULPPA C14 LIN.JOHTEELLE HSR55 | PROTECTIVE CAP C14 FOR HSR55 | MM_PROPERTY **PROTECTIVE CAP **MM_MANUFACTURER_NO **1001134 |  |  | 90330090 |  |  | Cleansed | CAP |  | PROTECTIVE |  |  |  | 1001134 | C14 |  | SIZE |  | CONNECTION TYPE |  | COLOUR | [7 empty] | FOR HSR55 |  |  |  |  | Url Not Found |  |  |  | Production Completed
STP_008 | Data Enrichment | CIR | OK | 11/7/2023 | 13/7/2023 | PVJ |  | 2023-07-14 |  | 186757 |  | 186757 | M | ZRSA | EN | 06 | [7 empty] | PC | 0 | 0 | KG | 0 | 0 | [5 empty] | PC |  | Z002 | [12 empty] | TANKKAUSLIITTIMEN KORKKI FAS13100 | FUEL CONNECTOR CAP FAS13100 | MM_TYPE **FAS13100 **MM_LISAT_1 **TRUCK FILLER CAP **MM_MANUFACTURER **KOSANGA |  | 061790 |  |  |  | CLEANSED | CAP |  | FUEL CONNECTOR |  | KOSANGA | NON-OEM |  | FAS13100 |  | SIZE |  | CONNECTION TYPE |  | COLOUR | [7 empty] | TRUCK FILLER | [7 empty] | COMMODITY CODES NOT FOUND | Production Completed
STP_008 | Data Enrichment | NEN | OK | 10-07-2023 | 12-07-2023 | PVJ |  | 2023-07-14 |  | 167080 |  | 167080 | M | ZRSA | EN | 06 | [7 empty] | PC | 0 | 0 | KG | 0 | 0 | [5 empty] | PC |  | Z002 | [12 empty] | HUOHOTIN TCO 501 | BREATHER TCO 501 | MM_TYPE **FBO TCO 501 **MM_MEASUREMENT4_VALUE4 **470L/1 **MM_MEASUREMENT3_VALUE3 **10 MICRON |  | 061603 | 84819000 |  |  | CLEANSED | CAP | BREATHER |  |  |  |  | TCO 501 |  |  | DIAMETER |  | HEIGHT |  | PRESSURE CLASS/RATING |  | END CONNECTION |  | COLOUR |  |  |  | FLOW RATE:470L/MIN,FILTRATION RATE:10UM,FBO |  |  |  |  | https://webshop.egileng.no/media/multicase/documents/tco%20og%20lvo.pdf | https://www.donaldson.com/content/dam/donaldson/engine-hydraulics-bulk/catalogs/Hydraulic/emea/f116023/Hydraulic-Filtration-Product-Guide.pdf |  | NM Updated Based On Websource | Production Completed
STP_008 | Data Enrichment | SMX | OK | 2023-07-06 | 2023-07-10 | PVJ |  | 2023-07-14 |  | 187323 |  | 187323 | M | ZRSA | EN | 06 | [7 empty] | PC | 0 | 0 | KG | 0 | 0 | [5 empty] | PC |  | Z002 | [12 empty] | MUISTIKORTTI SD-CARD 512MB | MEMORY CARD SD-CARD 512MB | MM_LISAT_1 **6A001 **MM_MANUFACTURER_NO **6SL3054-4AG00-2AA0 **MM_MANUFACTURER **SIEMENS **MM_LISAT_2 **1 |  | 061301 | 85235200 |  |  | Cleansed | CARD | MEMORY | SD |  | SIEMENS | OEM | 6SL3054-4AG00-2AA0 |  |  | MEMORY | 512MB | POWER SUPPLY |  | READ/WRITING SPEED |  | SIZE |  | TEMPERATURE RATING |  |  |  | ALTERNATE MPN:6A001 |  |  |  |  | https://www.unisgroup.gr/datasheets/Siemens_Datasheet_6SL30544AG002AA0.pdf |  |  |  | Production Completed
STP_008 | Data Enrichment | SMX | OK | 2023-07-06 | 2023-07-10 | PVJ |  | 2023-07-14 |  | 198899 |  | 198899 | M | ZRSA | EN | 06 | [7 empty] | PC | 0 | 0 | KG | 0 | 0 | [5 empty] | PC |  | Z002 | [12 empty] | MEMORY CARD G120 SD-CARD 512MB¦MUISTIKORTTI G120 SD-CARD 512MB | MEMORY CARD G120 SD-CARD 512MB¦MEMORY CARD G120 SD-CARD 512MB | MM_FEATURE **MEMORY CARD **MM_TYPE **G120 SD-CARD 512MB **MM_MANUFACTURER_NO **6SL3054-7TG00-2BA0 **MM_MANUFACTURER **SIEMENS |  | 061490 | 85235200 |  |  | Cleansed | CARD | MEMORY | SD |  | SIEMENS | OEM | 6SL3054-7TG00-2BA0 |  |  | MEMORY | 512MB | POWER SUPPLY |  | READ/WRITING SPEED |  | SIZE |  | TEMPERATURE RATING |  |  |  | SERIES:G120 |  |  |  |  | https://mall.industry.siemens.com/mall/en/WW/Catalog/Product/6SL3054-7TG00-2BA0 |  |  |  | Production Completed
STP_008 | Data Enrichment | CIR | OK | 11/7/2023 | 13/7/2023 | PVJ |  | 2023-07-14 |  | 187354 |  | 187354 | M | ZRSA | EN | 06 | [7 empty] | PC | 0 | 0 | KG | 0 | 0 | [5 empty] | PC |  | Z002 | [12 empty] | VÄYLÄMODULI SE73 PROFIBUS DP STDN18 | BUS MODULE SE73 PROFIBUS DP STDN18 | MM_TYPE **STDN18 **MM_LISAT_1 **6C002 **MM_MANUFACTURER **EMERSON **MM_LISAT_2 **2 |  | 061301 | 85235200 |  |  | CLEANSED | CARD | INTERFACE | PROFIBUS-DP |  | EMERSON | OEM | SE73 | STDN18 |  | POWER SUPPLY |  | DATA TRANSFER RATE |  | POWER DISSIPATION |  | INTERFACE TYPE |  | NUMBER OF PORTS |  |  |  | ALTERNATE MPN:6C002 |  |  |  |  | https://www.mroelectric.com/product/SE73 | https://service-asia.com/SE73-PROFIBUS-DP_S1/ |  | PARTIAL MATCH | Production Completed
STP_008 | Data Enrichment | CIR | OK | 4/7/2023 | 11/7/2023 | PVJ |  | 2023-07-14 |  | 142426 |  | 142426 | M | ZRSA | EN | 06 | [7 empty] | PC | 0 | 0 | KG | 0 | 0 | [5 empty] | PC |  | Z002 | [12 empty] | NOPEUSOHJEKORTTI MUUTTAJAAN FEN 31C | SPEED GUIDE CARD FOR CONVERTER FEN 31C | MM_MANUFACTURER **SEW |  | 061205 | 85235200 |  |  | CLEANSED | CARD |  | SPEED GUIDE |  | SEW-EURODRIVE | NON-OEM |  |  |  | SIZE |  | COLOUR | [9 empty] | FOR CONVERTER FEN 31C | [7 empty] | URL NOT Found | Production Completed
STP_008 | Data Enrichment | CIR | OK | 4/7/2023 | 11/7/2023 | PVJ |  | 2023-07-14 |  | 142751 |  | 142751 | M | ZRSA | EN | 06 | [7 empty] | PC | 0 | 0 | KG | 0 | 0 | [5 empty] | PC |  | Z002 | [12 empty] | KORTTI PEA-300A ANALOG | CARD PEA-300A ANALOG | MM_MANUFACTURER **RAUTE |  | 061301 | 85235200 |  |  | CLEANSED | CARD |  | ANALOG |  | RAUTE | NON-OEM | PEA-300A |  |  | SIZE |  | COLOUR | [17 empty] | URL NOT Found | Production Completed
STP_008 | Data Enrichment | CIR | OK | 4/7/2023 | 11/7/2023 | PVJ |  | 2023-07-14 |  | 142753 |  | 142753 | M | ZRSA | EN | 06 | [7 empty] | PC | 0 | 0 | KG | 0 | 0 | [5 empty] | PC |  | Z002 | [12 empty] | CPU-KORTTI PEY-100 | CPU CARD PEY-100 | MM_TYPE **RICS-85 **MM_MANUFACTURER_NO **PEY-100 **MM_MANUFACTURER **RAUTE |  | 061301 | 85235200 |  |  | CLEANSED | CARD |  | CPU |  | RAUTE | NON-OEM | PEY-100 | RICS-85 |  | SIZE |  | COLOUR | [17 empty] | URL NOT Found | Production Completed
STP_008 | Data Enrichment | CIR | OK | 4/7/2023 | 10/7/2023 | PVJ |  | 2023-07-14 |  | 142755 |  | 142755 | M | ZRSA | EN | 06 | [7 empty] | PC | 0 | 0 | KG | 0 | 0 | [5 empty] | PC |  | Z002 | [12 empty] | I/O RAM-KORTTI PEY-930 | I/O RAM CARD PEY-930 | MM_TYPE **RICS-85 **MM_MANUFACTURER_NO **PEY-930 **MM_MANUFACTURER **RAUTE |  | 061301 | 85235200 |  |  | CLEANSED | CARD | MEMORY | I/O RAM |  | RAUTE | NON-OEM | PEY-930 | RICS-85 |  | MEMORY |  | POWER SUPPLY |  | READ/WRITING SPEED |  | SIZE |  | TEMPERATURE RATING | [11 empty] | URL NOT Found | Production Completed
STP_008 | Data Enrichment | CIR | OK | 4/7/2023 | 10/7/2023 | PVJ |  | 2023-07-14 |  | 142756 |  | 142756 | M | ZRSA | EN | 06 | [7 empty] | PC | 0 | 0 | KG | 0 | 0 | [5 empty] | PC |  | Z002 | [12 empty] | I/O VÄYLÄKORTTI PEY-1810 | I/O BUS CARD PEY-1810 | MM_MANUFACTURER **RAUTE |  | 061301 | 85235200 |  |  | CLEANSED | CARD | COMMUNICATION | I/O BUS |  | RAUTE | NON-OEM | PEY-1810 |  |  | INPUT RATING |  | NUMBER OF PORTS |  | INTERFACE TYPE |  | DATA TRANSFER RATE |  | SIZE | [11 empty] | URL NOT Found | Production Completed
STP_008 | Data Enrichment | CIR | OK | 4/7/2023 | 10/7/2023 | PVJ |  | 2023-07-14 |  | 142758 |  | 142758 | M | ZRSA | EN | 06 | [7 empty] | PC | 0 | 0 | KG | 0 | 0 | [5 empty] | PC |  | Z002 | [12 empty] | KAMERAOHJAUSKORTTI PEZ-780 | CAMERA CONTROL CARD PEZ-780 | MM_MANUFACTURER **RAUTE |  | 061301 | 85235200 |  |  | CLEANSED | CARD |  | CAMERA CONTROL |  | RAUTE | NON-OEM | PEZ-780 |  |  | SIZE |  | COLOUR | [17 empty] | URL NOT Found | Production Completed
STP_008 | Data Enrichment | CIR | OK | 4/7/2023 | 10/7/2023 | PVJ |  | 2023-07-14 |  | 142759 |  | 142759 | M | ZRSA | EN | 06 | [7 empty] | PC | 0 | 0 | KG | 0 | 0 | [5 empty] | PC |  | Z002 | [12 empty] | KAMERAOHJAUSKORTTI PEZ-781 | CAMERA CONTROL CARD PEZ-781 | MM_MANUFACTURER **RAUTE |  | 061301 | 85235200 |  |  | CLEANSED | CARD |  | CAMERA CONTROL |  | RAUTE | NON-OEM | PEZ-781 |  |  | SIZE |  | COLOUR | [17 empty] | URL NOT Found | Production Completed
STP_008 | Data Enrichment | CIR | OK | 4/7/2023 | 11/7/2023 | PVJ |  | 2023-07-14 |  | 142912 |  | 142912 | M | ZRSA | EN | 06 | [7 empty] | PC | 0 | 0 | KG | 0 | 0 | [5 empty] | PC |  | Z002 | [12 empty] | PAIKOITUSOHJAINKORTTI FPI 31C | POSITIONING CONTROL CARD FPI 31C | MM_MANUFACTURER **SEW |  | 061301 | 85235200 |  |  | CLEANSED | CARD | INTERFACE | POSITIONING CONTROL |  | SEW-EURODRIVE | OEM | FPI 31C |  |  | POWER SUPPLY |  | DATA TRANSFER RATE |  | POWER DISSIPATION |  | INTERFACE TYPE |  | NUMBER OF PORTS | [8 empty] | https://download.sew-eurodrive.com/download/pdf/09229019.pdf | https://files.valinonline.com/userfiles/documents/sew-ipos-positioning-control-manual.pdf |  |  | Production Completed
STP_008 | Data Enrichment | CIR | OK | 4/7/2023 | 11/7/2023 | PVJ |  | 2023-07-14 |  | 142916 |  | 142916 | M | ZRSA | EN | 06 | [7 empty] | PC | 0 | 0 | KG | 0 | 0 | [5 empty] | PC |  | Z002 | [12 empty] | PROFIBUS-DP LIITYNTÄ SERVO AFP11A | PROFIBUS-DP INTERFACE SERVO AFP11A | MM_MANUFACTURER **SEW |  | 061301 | 85235200 |  |  | CLEANSED | CARD | INTERFACE | SERVO |  | SEW-EURODRIVE | OEM | AFP11A |  |  | POWER SUPPLY |  | DATA TRANSFER RATE |  | POWER DISSIPATION |  | INTERFACE TYPE |  | NUMBER OF PORTS |  |  |  | PROFIBUS-DP |  |  |  |  | https://download.sew-eurodrive.com/download/pdf/0922856x.pdf |  |  |  | Production Completed
STP_008 | Data Enrichment | CIR | OK | 4/7/2023 | 11/7/2023 | PVJ |  | 2023-07-14 |  | 142917 |  | 142917 | M | ZRSA | EN | 06 | [7 empty] | PC | 0 | 0 | KG | 0 | 0 | [5 empty] | PC |  | Z002 | [12 empty] | PROFIBUS-DP LIITYNTÄKORTTI FFP31C | PROFIBUS-DP INTERFACE CARD FFP31C | MM_MANUFACTURER **SEW |  | 061301 | 85235200 |  |  | CLEANSED | CARD | INTERFACE |  |  | SEW-EURODRIVE | OEM | FFP31C |  |  | POWER SUPPLY |  | DATA TRANSFER RATE |  | POWER DISSIPATION |  | INTERFACE TYPE |  | NUMBER OF PORTS |  |  |  | PROFIBUS-DP |  |  |  |  | https://files.valinonline.com/userfiles/documents/sew-mc-shell-manual.pdf |  |  |  | Production Completed
STP_008 | Data Enrichment | SFQ | OK | 2023-07-11 | 2023-07-13 | PVJ |  | 2023-07-14 |  | 195915 |  | 195915 | M | ZRSA | EN | 06 | [7 empty] | PC | 0¦0¦0 | 0 | KG | 0¦0¦0 | 0 | [5 empty] | M3¦NM3¦PC |  | Z002 | [12 empty] | CARRIAGE 100120¦KELKKA 100120 | CARRIAGE 100120¦SLEDGE 100120 | MM_MANUFACTURER_NO **100120 **MM_MANUFACTURER **PINOMATIC |  | 060784 | 84879090 |  |  | Cleansed | CARRIAGE |  | SLEDGE |  | PINOMATIC OY | NON-OEM | 100120 |  |  | SIZE/DIMENSIONS | [16 empty] | URL Not Found |  |  |  | Production Completed
STP_008 | Data Enrichment | SFQ | OK | 2023-07-11 | 2023-07-13 | PVJ |  | 2023-07-14 |  | 195917 |  | 195917 | M | ZRSA | EN | 06 | [7 empty] | PC | 0¦0¦0 | 0 | KG | 0¦0¦0 | 0 | [5 empty] | M3¦NM3¦PC |  | Z002 | [12 empty] | CARRIAGE 100120M¦KELKKA 100120M | CARRIAGE 100120M¦SLIDE 100120M | MM_MANUFACTURER_NO **100120M **MM_MANUFACTURER **PINOMATIC |  | 060784 | 84879090 |  |  | Cleansed | CARRIAGE |  | SLEDGE |  | PINOMATIC OY | NON-OEM | 100120M |  |  | SIZE/DIMENSIONS | [16 empty] | URL Not Found |  |  |  | Production Completed
STP_008 | Data Enrichment | SFQ | OK | 2023-07-11 | 2023-07-13 | PVJ |  | 2023-07-14 |  | 195916 |  | 195916 | M | ZRSA | EN | 06 | [7 empty] | PC | 0¦0¦0 | 0 | KG | 0¦0¦0 | 0 | [5 empty] | M3¦NM3¦PC |  | Z002 | [12 empty] | CARRIAGE 100130¦KELKKA 100130 | CARRIAGE 100130¦SLEDGE 100130 | MM_MANUFACTURER_NO **100130 **MM_MANUFACTURER **PINOMATIC |  | 060784 | 84879090 |  |  | Cleansed | CARRIAGE |  | SLEDGE |  | PINOMATIC OY | NON-OEM | 100130 |  |  | SIZE/DIMENSIONS | [16 empty] | URL Not Found |  |  |  | Production Completed
STP_008 | Data Enrichment | SFQ | OK | 2023-07-11 | 2023-07-13 | PVJ |  | 2023-07-14 |  | 195918 |  | 195918 | M | ZRSA | EN | 06 | [7 empty] | PC | 0¦0¦0 | 0 | KG | 0¦0¦0 | 0 | [5 empty] | M3¦NM3¦PC |  | Z002 | [12 empty] | CARRIAGE 100130M¦KELKKA 100130M | CARRIAGE 100130M¦SLIDE 100130M | MM_MANUFACTURER_NO **100130M **MM_MANUFACTURER **PINOMATIC |  | 060784 | 84879090 |  |  | Cleansed | CARRIAGE |  | SLEDGE |  | PINOMATIC OY | NON-OEM | 100130M |  |  | SIZE/DIMENSIONS | [16 empty] | URL Not Found |  |  |  | Production Completed
STP_008 | Data Enrichment | SFQ | OK | 2023-07-11 | 2023-07-13 | PVJ |  | 2023-07-14 |  | 192002 |  | 192002 | M | ZRSA | EN | 06 | [7 empty] | PC | 0 | 0 | KG | 0 | 0 | [5 empty] | PC |  | Z002 | [12 empty] | CARRIAGE R561821¦KULKUVAUNU R561821 | CARRIAGE R561821¦CARRIAGE R561821 | MM_PROPERTY **IDLER **MM_MANUFACTURER_NO **R561821 **MM_MANUFACTURER **RAUTE **MM_LISAT_2 **RAUTE NO: R561821 |  | 060767 | 84879090 |  |  | Cleansed | CARRIAGE |  |  |  |  | NON-OEM | R561821 |  |  | SIZE/DIMENSIONS | [11 empty] | IDLER |  |  |  |  | URL Not Found |  |  |  | Production Completed
STP_008 | Data Enrichment | SFQ | OK | 2023-07-11 | 2023-07-13 | PVJ |  | 2023-07-14 |  | 192567 |  | 192567 | M | ZRSA | EN | 06 | [7 empty] | PC | 0 | 0 | KG | 0 | 0 | [5 empty] | PC |  | Z002 | [12 empty] | GUIDE CARRIAGE 1619-821-20 HOLZMA¦JOHDEVAUNU 1619-821-20 | GUIDE CARRIAGE 1619-821-20 HOLZMA¦GUIDE CARRIAGE 1619-821-20 | MM_TYPE **1619-821-20 **MM_MANUFACTURER_NO **E114006103365 **MM_LISAT_2 **HOLZMA NO: E114006103365 |  | 060890 | 84879090 |  |  | Enriched | CARRIAGE |  | GUIDE |  | BOSCH REXROTH B.V. | OEM | 1619-821-20 |  |  | SIZE/DIMENSIONS | 42X24,3X3,3 | [10 empty] | ALTERNATE MFR:HOLZMA,ALTERNATE MPN:E114006103365 |  |  |  |  | https://prema.com.pl/wp-content/uploads/2022/06/STAR_PATINES_Bosh_rexroth.pdf |  |  |  | Production Completed
STP_008 | Data Enrichment | SFQ | OK | 2023-07-11 | 2023-07-13 | PVJ |  | 2023-07-14 |  | 192566 |  | 192566 | M | ZRSA | EN | 06 | [7 empty] | PC | 0 | 0 | KG | 0 | 0 | [5 empty] | PC |  | Z002 | [12 empty] | GUIDE CARRIAGE SCHMAL GR.30N 1 629 HOLZM¦JOHDEVAUNU GR.30N 1 629 | GUIDE CARRIAGE SCHMAL GR.30N 1,629 HOLZM¦GUIDE CARRIAGE GR.30N 1,629 | MM_TYPE **GR.30N 1 629 **MM_MANUFACTURER_NO **E114006102673 **MM_LISAT_2 **HOLZMA NO: E114006102673 |  | 060890 | 84879090 |  |  | Cleansed | CARRIAGE |  | GUIDE |  |  | NON-OEM | GR.30N 1 629 |  |  | SIZE/DIMENSIONS | [11 empty] | SCHMAL,ALTERNATE MFR:HOLZMA,ALTERNATE MPN:E114006102673 |  |  |  |  | URL Not Found |  |  |  | Production Completed
STP_008 | Data Enrichment | SFQ | OK | 2023-07-11 | 2023-07-13 | PVJ |  | 2023-07-14 |  | 192564 |  | 192564 | M | ZRSA | EN | 06 | [7 empty] | PC | 0 | 0 | KG | 0 | 0 | [5 empty] | PC |  | Z002 | [12 empty] | GUIDE CARRIAGE W SS C1 SSR30 HOLZMA¦JOHDEVAUNU W SS C1 SSR30 | GUIDE CARRIAGE W SS C1 SSR30 HOLZMA¦GUIDE CARRIAGE W SS C1 SSR30 | MM_TYPE **W SS C1 SSR30 **MM_MANUFACTURER_NO **E114006101466 **MM_LISAT_2 **HOLZMA NO: E114006101466 |  | 060890 | 84879090 |  |  | Cleansed | CARRIAGE |  | GUIDE |  |  | NON-OEM | W SS C1 SSR30 |  |  | SIZE/DIMENSIONS | [16 empty] | URL Not Found |  |  |  | Production Completed
STP_008 | Data Enrichment | NGB | OK | 2023-07-10 | 2023-07-13 | PVJ |  | 2023-07-14 |  | 165762 |  | 165762 | M | ZRSA | EN | 06 | [7 empty] | PC | 0 | 0 | KG | 0 | 0 | [5 empty] | PC |  | Z002 | [12 empty] | VASTIN 242125 | AGAINST 242125 | MM_LISAT_1 **HEINOLA HAKKURI **MM_MANUFACTURER_NO **242125 |  | 060706 |  |  |  | Cleansed | CHOPPER |  |  |  | HEINOLA SAWMILL MACHINERY INC | OEM | 242125 |  |  | INPUT RATING |  | OUTPUT RATING | [14 empty] | URL Not Found |  |  |  | Production Completed
STP_008 | Data Enrichment | CIR | OK | 11/7/2023 | 12/7/2023 | PVJ |  | 2023-07-14 |  | 189565 |  | 189565 | M | ZRSA | EN | 06 | [7 empty] | PC | 0 | 0 | KG | 0 | 0 | [5 empty] | PC |  | Z002 | [12 empty] | JOHDONSUOJAKATKAISIJA IC60N 1P C 2A 6KA | CIRCUIT BREAKER IC60N 1P C 2A 6KA | MM_CHARACTERISTIC **CURRENT CIRCUIT BREAKER **MM_TYPE **IC60N 1P C 2A 6KA **MM_LISAT_2 **RAUTE NO. 3002429 |  | 061290 | 85363010 |  |  | ENRICHED | CIRCUIT BREAKER | MINIATURE |  | IEC 60947-2 | SCHNEIDER ELECTRIC | OEM | IC60N 1P C 2A 6KA |  |  | NUMBER OF POLES | 1 | RATED CURRENT | 2A | RELEASE CHARACTERISTIC |  | TRIPPING CURVE | C | RATED ULTIMATE SHORT-CIRCUIT BREAKING CAPACITY, ICU | 6KA |  |  | ALTERNATE MFR:RAUTE,ALTERNATE MPN:3002429 |  |  |  |  | https://www.se.com/il/en/product/A9F74102/ic60n-miniature-circuit-breaker-1p-2a-c-curve/ |  |  |  | Production Completed
STP_008 | Data Enrichment | CIR | OK | 11/7/2023 | 12/7/2023 | PVJ |  | 2023-07-14 |  | 189566 |  | 189566 | M | ZRSA | EN | 06 | [7 empty] | PC | 0 | 0 | KG | 0 | 0 | [5 empty] | PC |  | Z002 | [12 empty] | JOHDONSUOJAKATKAISIJA IC60N 1P C 4A 6KA | CIRCUIT BREAKER IC60N 1P C 4A 6KA | MM_CHARACTERISTIC **CURRENT CIRCUIT BREAKER **MM_TYPE **IC60N 1P C 4A 6KA **MM_LISAT_2 **RAUTE NO. 3002430 |  | 061290 | 85363010 |  |  | ENRICHED | CIRCUIT BREAKER | MINIATURE |  | IEC 60947-2 | SCHNEIDER ELECTRIC | OEM | IC60N 1P C 4A 6KA |  |  | NUMBER OF POLES | 1 | RATED CURRENT | 4A | RELEASE CHARACTERISTIC |  | TRIPPING CURVE | C | RATED ULTIMATE SHORT-CIRCUIT BREAKING CAPACITY, ICU | 6KA |  |  | ALTERNATE MFR:RAUTE,ALTERNATE MPN:3002430 |  |  |  |  | https://www.se.com/il/en/product/A9F74102/ic60n-miniature-circuit-breaker-1p-2a-c-curve/ |  |  |  | Production Completed
STP_008 | Data Enrichment | CIR | OK | 11/7/2023 | 12/7/2023 | PVJ |  | 2023-07-14 |  | 189567 |  | 189567 | M | ZRSA | EN | 06 | [7 empty] | PC | 0 | 0 | KG | 0 | 0 | [5 empty] | PC |  | Z002 | [12 empty] | JOHDONSUOJAKATKAISIJA IC60N 1P C 6A 6KA | CIRCUIT BREAKER IC60N 1P C 6A 6KA | MM_FEATURE **CURRENT CIRCUIT BREAKER **MM_TYPE **IC60N 1P C 6A 6KA **MM_LISAT_2 **RAUTE NO. 3002431 |  | 061290 | 85363010 |  |  | ENRICHED | CIRCUIT BREAKER | MINIATURE |  | IEC 60947-2 | SCHNEIDER ELECTRIC | OEM | IC60N 1P C 6A 6KA |  |  | NUMBER OF POLES | 1 | RATED CURRENT | 6A | RELEASE CHARACTERISTIC |  | TRIPPING CURVE | C | RATED ULTIMATE SHORT-CIRCUIT BREAKING CAPACITY, ICU | 6KA |  |  | ALTERNATE MFR:RAUTE,ALTERNATE MPN:3002431 |  |  |  |  | https://www.se.com/il/en/product/A9F74102/ic60n-miniature-circuit-breaker-1p-2a-c-curve/ |  |  |  | Production Completed
STP_008 | Data Enrichment | SFQ | OK | 2023-07-11 | 2023-07-13 | PVJ |  | 2023-07-14 |  | 192329 |  | 192329 | M | ZRSA | EN | 06 | [7 empty] | PC | 0 | 0 | KG | 0 | 0 | [5 empty] | PC |  | Z002 | [12 empty] | CIRCUIT BREAKER 6A C60-1C6¦JOHDONSUOJAKATKAISIJA C60-1C6 | CIRCUIT BREAKER 6A C60-1C6 | MM_TYPE **C60-1C6 **MM_MANUFACTURER **MERLIN GERIN |  | 061290 | 85362090 |  |  | Enriched | CIRCUIT BREAKER | MINIATURE |  |  | SCHNEIDER ELECTRIC | OEM | C60-1C6 |  |  | NUMBER OF POLES | 1 | RATED CURRENT | 6A | RELEASE CHARACTERISTIC |  | TRIPPING CURVE | C | RATED ULTIMATE SHORT-CIRCUIT BREAKING CAPACITY, ICU | 10KA |  |  | ALTERNATE MFR:MERLIN GERIN |  |  |  |  | https://www.se.com/fi/fi/product/24430/multi9-ul1077-c60n-1c6/ | https://www.farnell.com/datasheets/9788.pdf |  |  | Production Completed
STP_008 | Data Enrichment | NEN | OK | 10-07-2023 | 10-07-2023 | PVJ |  | 2023-07-14 |  | 166902 |  | 166902 | M | ZRSA | EN | 06 | [7 empty] | PC | 0 | 0 | KG | 0 | 0 | [5 empty] | PC |  | Z002 | [12 empty] | KAULUS 63MM PN10 PP URITETTU | COLLAR 63MM PN10 PP GROOVED | MM_DIMENSION1_VALUE1 **63MM **MM_MATERIAL **PP **MM_MANUFACTURER **VINK FINLAND |  | 061902 | 73151900 |  |  | CLEANSED | COLLAR |  | GROOVED |  | VINK FINLAND OY | OEM |  |  |  | INSIDE DIAMETER | 63 | OUTSIDE DIAMETER |  | THICKNESS | [6 empty] | PP | [5 empty] | URL NOT FOUND |  |  |  | Production Completed
STP_008 | Data Enrichment | NEN | OK | 10-07-2023 | 12-07-2023 | PVJ |  | 2023-07-14 |  | 166824 |  | 166824 | M | ZRSA | EN | 06 | [7 empty] | PC | 0 | 0 | KG | 0 | 0 | [5 empty] | PC |  | Z002 | [12 empty] | LIITINKANGAS K3994040E KOJA | CONNECTOR FABRIC K3994040E BODY | MM_TYPE **KSPZ-LK-040-100 LKS 1200 GL **MM_MANUFACTURER **BODY/FLEX CONNECTOR |  | 060755 | 39174000 |  |  | CLEANSED | CONNECTOR | [5 empty] | K3994040E |  |  | SIZE |  | CONNECTION TYPE | [8 empty] | FABRIC | BODY/FLEX CONNECTOR,TYPE:KSPZ-LK-040-100,LKS,1200,GL |  |  |  |  | URL NOT FOUND |  |  |  | Production Completed
STP_008 | Data Enrichment | NGB | OK | 2023-07-06 | 2023-07-10 | PVJ |  | 2023-07-14 |  | 198766 |  | 198766 | M | ZRSA | EN | 06 | [7 empty] | PC | 0 | 0 | KG | 0 | 0 | [5 empty] | PC |  | Z002 | [12 empty] | BIG TIPPER CONTAINER 1600¦ISO KIPPERI PYÖRILLÄ MALLI 1600 | BIG TIPPER CONTAINER 1600¦BIG TIPPER ON WHEELS MODEL 1600 | MM_PROPERTY **BIG TIPPER CONTAINER **MM_DIMENSION1_VALUE1 **RAL 5019 **MM_TYPE **1600 **MM_MANUFACTURER **SATASTEEL |  | 060780 | 86090090 |  |  | Cleansed | CONTAINER |  | BIG TIPPER |  | SATASTEEL | NON-OEM |  |  |  | CAPACITY | [11 empty] | MODEL:1600 |  |  |  |  | URL Not Found |  |  |  | Production Completed
STP_008 | Data Enrichment | NGB | OK | 2023-07-06 | 2023-07-13 | PVJ |  | 2023-07-14 |  | 198767 |  | 198767 | M | ZRSA | EN | 06 | [7 empty] | PC | 0 | 0 | KG | 0 | 0 | [5 empty] | PC |  | Z002 | [12 empty] | SMALL TIPPER CONTAINER 900¦PIENI KIPPERI PYÖRILLÄ MALLI 900 | SMALL TIPPER CONTAINER 900¦SMALL TIPPER CONTAINER ON WHEELS MODEL 900 | MM_PROPERTY **SMALL TIPPER CONTAINER **MM_DIMENSION1_VALUE1 **RAL 5019 **MM_TYPE **900 **MM_MANUFACTURER **SATASTEEL |  | 060780 | 86090090 |  |  | Cleansed | CONTAINER |  | SMALL TIPPER |  | SATASTEEL | NON-OEM |  |  |  | CAPACITY | [11 empty] | SIZE:900,COLOR:RAL 5019 |  |  |  |  | URL Not Found |  |  |  | Production Completed
STP_008 | Data Enrichment | BHJ | OK | 2023-07-11 | 2023-07-12 | PVJ |  | 2023-07-14 |  | 197685 |  | 197685 | M | ZRSA | EN | 06 | [7 empty] | PC | 0¦0¦0 | 0 | KG | 0¦0¦0 | 0 | [5 empty] | M3¦NM3¦PC |  | Z002 | [12 empty] | CUTTER ASSEMBLY 857M115-1¦KATKAISUN KOKOONPANO 857M115-1 | CUTTER ASSEMBLY 857M115-1 | MM_FEATURE **CUTTER ASSEMBLY **MM_TYPE **857M115-1 **MM_MANUFACTURER_NO **5005765 **MM_MANUFACTURER **CROSS WRAP |  |  | 90330090 |  |  | Cleansed | CUTTER |  |  |  | CROSS WRAP OY | OEM | 5005765 | 857M115-1 |  | ELECTRICAL RATING |  | CUTTING CAPACITY |  | JAW SIZE | [7 empty] | ASSEMBLY |  |  |  |  | Url Not Found |  |  |  | Production Completed
STP_008 | Data Enrichment | NGB | OK | 2023-07-10 | 2023-07-13 | PVJ |  | 2023-07-14 |  | 165445 |  | 165445 | M | ZRSA | EN | 06 | [7 empty] | PC | 0 | 0 | KG | 0 | 0 | [5 empty] | PC |  | Z002 | [12 empty] | PESUAINE WURTH CARGO | DETERGENT WURTH CARGO | MM_MEASUREMENT1_VALUE1 **20 L **MM_MANUFACTURER **WURTH |  | 062106 | 34011100 |  |  | Cleansed | DETERGENT |  |  |  | WÜRTH INDIA | NON-OEM |  |  |  | FORM |  | CONTAINER | 20L | [8 empty] | CARGO |  |  |  |  | URL Not Found |  |  |  | Production Completed
STP_008 | Data Enrichment | CIR | OK | 4/7/2023 | 10/7/2023 | PVJ |  | 2023-07-14 |  | 143549 |  | 143549 | M | ZRSA | EN | 06 | [7 empty] | PC | 0 | 0 | KG | 0 | 0 | [5 empty] | PC |  | Z002 | [12 empty] | ANNOSTELIJA VKU4 | DISPENSER VKU4 | MM_CHARACTERISTICS **ALSO LATHE LINE 2 **MM_TYPE **VKU 4 **MM_MANUFACTURER **SAFEMATIC |  | 060753 |  |  |  | CLEANSED | DISPENSER |  |  |  | SAFEMATIC | NON-OEM |  | VKU 4 |  | CAPACITY |  | OVERALL SIZE | [9 empty] | ALSO LATHE LINE 2 | [7 empty] | URL Not Found¦COMMODITY CODES NOT FOUND | Production Completed
STP_008 | Data Enrichment | NGB | OK | 2023-07-06 | 2023-07-13 | PVJ |  | 2023-07-14 |  | 150485 |  | 150485 | M | ZRSA | EN | 06 | [7 empty] | PC | 0 | 0 | KG | 0 | 0 | [5 empty] | PC |  | Z002 | [12 empty] | ÖLJYNANNOSTELIJA B3-R1/8-ZN-4 11391100 | OIL DISPENSER B3-R1/8-ZN-4 11391100 | MM_MANUFACTURER **JOHN GRANE SAFEMATIC OY |  | 061490 | 84131100 |  |  | Enriched | DISPENSER |  | OIL |  | JOHN GRANE SAFEMATIC OY | NON-OEM | 11391100 | B3-R1/8-ZN-4 |  | CAPACITY |  | OVERALL SIZE | [14 empty] | http://m2solution.com.my/site_member/img/pdf/SKF/Lubrication%20Products/MLP%20Series%20MultiLube%20Centralized%20Lubrication%20System/02%20Instruction%20Of%20Use/SKF%20Multilube%20-%20Operation%20Manual.pdf |  |  |  | Production Completed
STP_008 | Data Enrichment | scs | OK | 12-07-2023 | 12-07-2023 | PVJ |  | 2023-07-14 |  | 144871 |  | 144871 | M | ZRSA | EN | 06 | [7 empty] | PC | 0 | 0 | KG | 0 | 0 | [5 empty] | PC |  | Z002 | [12 empty] | ANNOSTIN 4X6 4-ZN-06 HOLKILLA | DISPENSER 4X6 4-ZN-06 WITH BUSHING | MM_MANUFACTURER **JOHN GRANE SAFEMATIC OY |  | 061490 | 84131900 |  |  | Cleansed | DISPENSER |  |  |  | JOHN CRANE | OEM | 4X6 4-ZN-06 |  |  | CAPACITY |  | OVERALL SIZE | [9 empty] | W/ BUSHING |  |  |  |  | Url Not Found |  |  |  | Production Completed
STP_008 | Data Enrichment | NEN | OK | 10-07-2023 | 12-07-2023 | PVJ |  | 2023-07-14 |  | 170072 |  | 170072 | M | ZRSA | EN | 06 | [7 empty] | PC | 0 | 0 | KG | 0 | 0 | [5 empty] | PC |  | Z002 | [12 empty] | TURVALUUKKU 1260-163 | SAFETY DOOR 1260-163 | MM_TYYPPI **1260-163 **MM_LISAT_1 **3 PIECES OF SECURITY DOORS IN RIP **MM_LISAT_2 **SERVICE OLD DOORS |  | 060751 | 83030040 |  |  | CLEANSED | DOOR |  | SAFETY |  |  |  | 1260-163 |  |  | SIZE | [11 empty] | 3 PIECES OF SECURITY DOORS IN RIP,SERVICE OLD DOORS |  |  |  |  | URL NOT FOUND |  |  |  | Production Completed
STP_008 | Data Enrichment | SFQ | OK | 2023-07-11 | 2023-07-13 | PVJ |  | 2023-07-14 |  | 192678 |  | 192678 | M | ZRSA | EN | 06 | [7 empty] | PC | 0 | 0 | KG | 0 | 0 | [5 empty] | PC |  | Z002 | [12 empty] | DRIVE CONTROLLER 13.F5.A3D-YA2E¦TAAJUUSMUUTTAJASÄÄDIN 13.F5.A3D-YA2E | DRIVE CONTROLLER 13.F5.A3D-YA2E¦FREQUENCY CONVERTER CONTROLLER 13.F5.A3D-YA2E | MM_TYPE **13.F5.A3D-YA2E **MM_MEASUREMENT2_VALUE2 **5.5KW 12A 3X500V **MM_MANUFACTURER **KEB **MM_LISAT_2 **HOLZMA NO: E114008392716 |  | 061205 | 85044085 |  |  | Cleansed | DRIVE | VARIABLE FREQUENCY | INVERTER |  | KEB | OEM | 13.F5.A3D-YA2E |  |  | POWER RATING | 5,5KW | INPUT VOLTAGE | 500VAC | NUMBER OF PHASE | 3 | OUTPUT CURRENT RATING | 12A | OUTPUT FREQUENCY RATING |  |  |  | ALTERNATE MFR:HOLZMA,ALTERNATE MPN:E114008392716 |  |  |  |  | http://www.keb.com.tw/Files/Other/PDF/keb/combivert/ct_dr_000000052f5_en.pdf |  |  | Url for Reference Only | Production Completed
STP_008 | Data Enrichment | SFQ | OK | 2023-07-11 | 2023-07-13 | PVJ |  | 2023-07-14 |  | 192676 |  | 192676 | M | ZRSA | EN | 06 | [7 empty] | PC | 0 | 0 | KG | 0 | 0 | [5 empty] | PC |  | Z002 | [12 empty] | DRIVE CONTROLLER 14.F5.A3D-YA2H¦TAAJUUSMUUTTAJASÄÄDIN 14.F5.A3D-YA2H | DRIVE CONTROLLER 14.F5.A3D-YA2H¦FREQUENCY CONVERTER CONTROLLER 14.F5.A3D-YA2H | MM_TYPE **14.F5.A3D-YA2H **MM_DIMENSION2_VALUE2 **7.5KW 16.5A 3X500V **MM_MANUFACTURER **KEB **MM_LISAT_2 **HOLZMA NO: E114008392697 |  | 061205 | 85044085 |  |  | Cleansed | DRIVE | VARIABLE FREQUENCY | INVERTER |  | KEB | OEM | 14.F5.A3D-YA2H |  |  | POWER RATING | 7,5KW | INPUT VOLTAGE | 500VAC | NUMBER OF PHASE | 3 | OUTPUT CURRENT RATING | 16,5A | OUTPUT FREQUENCY RATING |  |  |  | ALTERNATE MFR:HOLZMA,ALTERNATE MPN:E114008392697 |  |  |  |  | http://www.keb.com.tw/Files/Other/PDF/keb/combivert/ct_dr_000000052f5_en.pdf |  |  | Url for Reference Only | Production Completed
STP_008 | Data Enrichment | SFQ | OK | 2023-07-11 | 2023-07-13 | PVJ |  | 2023-07-14 |  | 192674 |  | 192674 | M | ZRSA | EN | 06 | [7 empty] | PC | 0 | 0 | KG | 0 | 0 | [5 empty] | PC |  | Z002 | [12 empty] | SUPPLY 12.F5.A3D-YA18¦VIRTALÄHDE 12.F5.A3D-YA18 6,6KVA 4,0KW> | SUPPLY 12.F5.A3D-YA18¦POWER SOURCE 12.F5.A3D-YA18 6.6KVA 4.0KW> | MM_TYPE **12.F5.A3D-YA18 **MM_MEASUREMENT2_VALUE2 **6.6KVA 4.0KW 3X305-500V **MM_MANUFACTURER **KEB **MM_LISAT_2 **HOLZMA NO: E114008391923 |  | 061205 | 85044085 |  |  | Enriched | DRIVE | VARIABLE FREQUENCY | INVERTER |  | KEB | OEM | 12.F5.A3D-YA18 |  |  | POWER RATING | 4KW | INPUT VOLTAGE | 305-500VAC | NUMBER OF PHASE | 3 | OUTPUT CURRENT RATING | 6,6KVA | OUTPUT FREQUENCY RATING | 50/60HZ |  |  | ALTERNATE MFR:HOLZMA,ALTERNATE MPN:E114008391923 |  |  |  |  | http://www.keb.com.tw/Files/Other/PDF/keb/combivert/ct_dr_000000052f5_en.pdf | https://okmarts.com/keb-homag-frequency-converter-vfd-12f5a3d-ya18.html |  |  | Production Completed
STP_008 | Data Enrichment | SFQ | OK | 2023-07-11 | 2023-07-13 | PVJ |  | 2023-07-14 |  | 192673 |  | 192673 | M | ZRSA | EN | 06 | [7 empty] | PC | 0 | 0 | KG | 0 | 0 | [5 empty] | PC |  | Z002 | [12 empty] | SUPPLY 12.F5.C3B-YA00¦VIRTALÄHDE 12.F5.C3B-YA00 6,6KVA 4,0KW> | SUPPLY 12.F5.C3B-YA00¦POWER SOURCE 12.F5.C3B-YA00 6.6KVA 4.0KW> | MM_TYPE **12.F5.C3B-YA00 **MM_DIMENSION2_VALUE2 **6.6KVA 4.0KW 3X305-5 **MM_MANUFACTURER **KEB **MM_LISAT_2 **HOLZMA NO: E114008391735 |  | 061205 | 85044085 |  |  | Cleansed | DRIVE | VARIABLE FREQUENCY | INVERTER |  | KEB | OEM | 12.F5.C3B-YA00 |  |  | POWER RATING | 4KW | INPUT VOLTAGE | 305-500VAC | NUMBER OF PHASE | 3 | OUTPUT CURRENT RATING | 6,6KVA | OUTPUT FREQUENCY RATING |  |  |  | ALTERNATE MFR:HOLZMA,ALTERNATE MPN:E114008391735 |  |  |  |  | http://www.keb.com.tw/Files/Other/PDF/keb/combivert/ct_dr_000000052f5_en.pdf |  |  | Url for Reference Only | Production Completed
STP_008 | Data Enrichment | SCS | OK | 2023-07-03 | 12-07-2023 | PVJ |  | 2023-07-14 |  | 198217 |  | 198217 | M | ZRSA | EN | 06 | [7 empty] | PC | 0 | 0 | KG | 0 | 0 | [5 empty] | PC |  | Z002 | [12 empty] | BELT DRIVE RIGHT H016271¦RIHM PAREM H016271¦HIHNA OIKEA H016271 | BELT DRIVE RIGHT H016271¦RIHM RIGHT H016271¦BELT RIGHT H016271 | MM_PROPERTY **BELT DRIVE **MM_MEASUREMENT1_VALUE1 **RIGHT **MM_TYPE **H016271 **MM_MANUFACTURER_NO **H016271 **MM_MANUFACTURER **RAUTE **MM_TYPE2 **DWG 2H016271 A | [5 empty] | Cleansed | DRIVE |  | BELT |  | RAUTE | NON-OEM | H016271 |  |  | SIZE | [9 empty] | 2H016271 A |  | RIGHT |  |  |  |  | Url Not Found |  |  |  | Production Completed
STP_008 | Data Enrichment | SCS | OK | 2023-07-03 | 12-07-2023 | PVJ |  | 2023-07-14 |  | 199136 |  | 199136 | M | ZRSA | EN | 06 | [7 empty] | PC | 0¦0¦0 | 0 | KG | 0¦0¦0 | 0 | [5 empty] | M3¦NM3¦PC |  | Z002 | [12 empty] | DRIVE BELT 104–40¦VETOHIHNA RUMMULLE 104–40 | DRIVE BELT 104–40¦DRIVE BELT FOR DRUM 104–40 | MM_PROPERTY **DRIVE BELT **MM_MANUFACTURER_NO **104–40 **MM_MANUFACTURER **LACKEBY | [5 empty] | Cleansed | DRIVE |  | BELT |  | LACKEBY | OEM | 104–40 |  |  | SIZE | [11 empty] | FOR DRUM 104–40 |  |  |  |  | Url Not Found |  |  |  | Production Completed
STP_008 | Data Enrichment | NEN | OK | 10-07-2023 | 11-07-2023 | PVJ |  | 2023-07-14 |  | 167237 |  | 167237 | M | ZRSA | EN | 06 | [7 empty] | PC | 0 | 0 | KG | 0 | 0 | [5 empty] | PC |  | Z002 | [12 empty] | OHJAIN 739961109000 LEVYLLE | DRIVER 739961109000 FOR DISK | MM_MATERIAL **ALUMINUM **MM_MANUFACTURER_NO **739961000000 **MM_MANUFACTURER **IMEAS |  | 060760 | 84717050 |  |  | CLEANSED | DRIVE | DISK |  |  | IMEAS SPA | OEM | 739961000000 |  |  | CAPACITY |  | INTERFACE TYPE |  | DATA TRANSFER RATE | [6 empty] | ALUMINUM | [5 empty] | URL NOT FOUND |  |  |  | Production Completed
STP_008 | Data Enrichment | BHJ | OK | 2023-07-11 | 2023-07-12 | PVJ |  | 2023-07-14 |  | 406854 |  | 406854 | M | ZRSA | EN | 06 | [7 empty] | PC | 0 | 0 | KG | 0 | 0 | [5 empty] | PC |  | Z002 | [12 empty] | EXHAUST FAN FRESH S125 HT D 125¦POISTOILMAPUHALLIN FRESH S125 HT D 125 | EXHAUST FAN FRESH S125 HT D 125¦EXHAUST FAN FRESH S125 HT D 125 | MM_FEATURE **EXHAUST FAN **MM_DIMENSION1_VALUE1 **D 125 MM **MM_TYPE **FRESH S125 HT **MM_MANUFACTURER_NO **197116 **MM_MANUFACTURER **FRESH |  | 060501 | 84145925 |  |  | Enriched | FAN |  | BATHROOM EXHAUST |  | FRESH | NON-OEM | 197116 | S125 HT |  | AIR FLOW | 160M3/H | ROTATION SPEED |  | POWER DEMAND |  | NOMINAL VOLTAGE | 230V | DIMENSIONS | W187XD149XH187 |  |  | BLADE DIAMETER:125 | 7318111971168 |  |  |  | https://www.onninen.fi/en/fresh-bathroomfan-fresh-s125-ht/p/ANI035 |  |  |  | Production Completed
STP_008 | Data Enrichment | BHJ | OK | 2023-07-11 | 2023-07-12 | PVJ |  | 2023-07-14 |  | 407092 |  | 407092 | M | ZRSA | EN | 06 | [7 empty] | PC | 0 | 0 | KG | 0 | 0 | [5 empty] | PC |  | Z002 | [12 empty] | INTERNAL FAN 3AUA0000083491¦LAITEPUHALLIN 3AUA0000083491 | INTERNAL FAN 3AUA0000083491¦DEVICE FAN 3AUA0000083491 | MM_PROPERTY **INTERNAL FAN **MM_MANUFACTURER_NO **3AUA0000083491 **MM_MANUFACTURER **DELTA ELECTRONICS |  | 060501 | 84145925 |  |  | Enriched | FAN |  | INTERNAL DEVICE COOLING |  | DELTA ELECTRONICS | OEM | 3AUA0000083491 |  |  | AIR FLOW |  | ROTATION SPEED |  | POWER DEMAND |  | NOMINAL VOLTAGE | 24VDC | DIMENSIONS | 60X60X25 | [7 empty] | https://www.aliexpress.com/item/1005005637949607.html?gatewayAdapt=Msite2Pc | http://coldstar.ru/60x25/delta-electronics-qfr0624eh-3aua0000083491-ventilyator-60x25mm-24v-0.15a/ |  |  | Production Completed
STP_008 | Data Enrichment | BHJ | OK | 2023-07-11 | 2023-07-12 | PVJ |  | 2023-07-14 |  | 407093 |  | 407093 | M | ZRSA | EN | 06 | [7 empty] | PC | 0 | 0 | KG | 0 | 0 | [5 empty] | PC |  | Z002 | [12 empty] | MAIN FAN 3AUA0000077626¦LAITEPUHALLIN 3AUA0000077626 | MAIN FAN 3AUA0000077626¦DEVICE FAN 3AUA0000077626 | MM_FEATURE **MAIN FAN **MM_TYPE **R4 MAIN FAN **MM_MANUFACTURER_NO **3AUA0000077626 **MM_MANUFACTURER **DELTA ELECTRONICS |  | 060501 | 84145925 |  |  | Enriched | FAN |  | AXIAL MAIN |  | ABB | OEM | 3AUA0000077626 |  |  | AIR FLOW |  | ROTATION SPEED |  | POWER DEMAND |  | NOMINAL VOLTAGE |  | DIMENSIONS |  |  |  | ALTERNATE MFR:DELTA ELECTRONICS,R4 |  |  |  |  | https://eltra-trade.com/products/abb-3aua0000077626 |  |  |  | Production Completed
STP_008 | Data Enrichment | BHJ | OK | 2023-07-11 | 2023-07-13 | PVJ |  | 2023-07-14 |  | 198157 |  | 198157 | M | ZRSA | EN | 06 | [7 empty] | PC | 0¦0¦0 | 0 | KG | 0¦0¦0 | 0 | [5 empty] | M3¦NM3¦PC |  | Z002 | [12 empty] | AXIAL FAN SIZE 38 OLD STYLE VX ARR. 9D¦PUHALLIN SIZE 38 OLD STYLE VX ARR. 9D | AXIAL FAN SIZE 38 OLD STYLE VX ARR. 9D¦FAN SIZE 38 OLD STYLE VX ARR. 9D | MM_FEATURE **AXIAL FAN **MM_TYPE **SIZE 38 OLD STYLE VX ARR. 9D **MM_LISAT_1 **3-DRY. COOLING COMPONENT BLOWER **MM_MANUFACTURER_NO **G-5388-115 **MM_MANUFACTURER **NEW YORK BLOWER |  | 060501 |  |  |  | Cleansed | FAN |  | AXIAL |  | NEW YORK BLOWER COMPANY | OEM | G-5388-115 |  |  | AIR FLOW |  | ROTATION SPEED |  | POWER DEMAND |  | NOMINAL VOLTAGE |  | DIMENSIONS | 38 |  |  | FOR 3-DRY COOLING COMPONENT BLOWER,OLD STYLE VX ARR. 9D |  |  |  |  | Url Not Found |  |  |  | Production Completed
STP_008 | Data Enrichment | BHJ | OK | 2023-07-11 | 2023-07-13 | PVJ |  | 2023-07-14 |  | 407066 |  | 407066 | M | ZRSA | EN | 06 | [7 empty] | PC | 0 | 0 | KG | 0 | 0 | [5 empty] | PC |  | Z002 | [12 empty] | FAN F40-T250 RD90¦PUHALLIN F40-T250 RD90 | FAN F40-T250 RD90¦FAN F40-T250 RD90 | MM_FEATURE **FAN **MM_DIMENSION1_VALUE1 **2900RPM **MM_TYPE **F40-T250 RD90 **MM_DIMENSION2_VALUE2 **18.5 KW **MM_DIMENSION3_VALUE3 **400/690V **MM_MANUFACTURER **NEDERMAN **MM_DIMENSION_VALUE5 **IE3 |  | 060501 |  |  |  | Cleansed | FAN |  |  | IE3 | NEDERMANN GMBH & CO KG | OEM | F40-T250 RD90 |  |  | AIR FLOW |  | ROTATION SPEED | 2900RPM | POWER DEMAND | 18,5KW | NOMINAL VOLTAGE | 400/690VAC | DIMENSIONS | [8 empty] | Url Not Found |  |  |  | Production Completed
STP_008 | Data Enrichment | NEN | OK | 10-07-2023 | 12-07-2023 | PVJ |  | 2023-07-14 |  | 167445 |  | 167445 | M | ZRSA | EN | 06 | [7 empty] | PC | 0 | 0 | KG | 0 | 0 | [5 empty] | PC |  | Z002 | [12 empty] | YLÄSYÖTIN JENZ HE300 | TOP FEEDER JENZ HE300 | MM_CHARACTERISTICS **(USE CHIPS JENZ 670) **MM_TYPE **JENZ HE300 **MM_LISAT_1 **JENZ: CHIPS FOR BIRCH SAWS **MM_LISAT_2 **HAPU: HOLZMA CHIPPER |  | 060706 | 90330090 |  |  | CLEANSED | FEEDER |  | TOP | [6 empty] | ELECTRICAL RATING | [11 empty] | FOR USE CHIPS JENZ 670,JENZ HE300,JENZ: CHIPS FOR BIRCH SAWS,HAPU: HOLZMA CHIPPER |  |  |  |  | URL NOT FOUND |  |  |  | Production Completed
STP_008 | Data Enrichment | NGB | OK | 2023-07-10 | 2023-07-13 | PVJ |  | 2023-07-14 |  | 165706 |  | 165706 | M | ZRSA | EN | 06 | [7 empty] | M | 0 | 0 | KG | 0 | 0 | [5 empty] | M |  | Z002 | [12 empty] | POLYURETAANI KALVO FNTS-9XT LÄPINÄKYVÄ | POLYURETHANE MEMBRANE FNTS-9XT TRANSPARENT | MM_MEASUREMENT1_VALUE1 **WID.90 MM **MM_TYPE **FNTS-9XT **MM_MEASUREMENT2_VALUE2 **LENGTH. 100M ROLLS **MM_MANUFACTURER **INDUSTRIAL AID |  | 060201 | 39219090 |  |  | Enriched | FOIL |  | MELTABLE |  | HABASIT | NON-OEM | FNTS-9XT |  |  | SIZE | L100XW90 | [9 empty] | THERMOPLASTIC POLYURETHANE | COLOR:TRANSPARENT,PACKAGING TYPE:ROLL,ALTERNATE MFR:INDUSTRIAL AID |  |  |  |  | https://tdm.habasit.com/PDS/en-us/Meltable%20Foils/FNTS-9XT-en-us.pdf |  |  |  | Production Completed
STP_008 | Data Enrichment | NGB | OK | 2023-07-10 | 2023-07-13 | PVJ |  | 2023-07-14 |  | 165707 |  | 165707 | M | ZRSA | EN | 06 | [7 empty] | M | 0 | 0 | KG | 0 | 0 | [5 empty] | M |  | Z002 | [12 empty] | PVC-KALVO NABS-9XD VIHREÄ | PVC FILM NABS-9XD GREEN | MM_MEASUREMENT1_VALUE1 **WID.90 MM **MM_TYPE **NABS-9XD **MM_LISAT_1 **GREEN **MM_MEASUREMENT2_VALUE2 **LENGTH. 100M ROLLS **MM_MANUFACTURER **INDUSTRIAL AID |  | 060201 | 39219090 |  |  | Enriched | FOIL |  | MELTABLE |  | HABASIT | NON-OEM | NABS-9XD |  |  | SIZE | L100MXW90 | [9 empty] | POLYVINYLCHLORIDE | COLOUR:GREEN,PACKAGING TYPE:ROLL,ALTERNATE MFR:INDUSTRIAL AID |  |  |  |  | https://tdm.habasit.com/PDS/en-us/Meltable%20Foils/NABS-9XD-en-us.pdf |  |  | Processed based on Websource, Conflict w.r.t Input | Production Completed
STP_008 | Data Enrichment | scs | OK | 13-07-2023 | 13-07-2023 | PVJ |  | 2023-07-14 |  | 163623 |  | 163623 | M | ZRSA | EN | 06 | [7 empty] | PC | 0 | 0 | KG | 0 | 0 | [5 empty] | PC |  | Z002 | [12 empty] | KANNENTIIVISTE 002.490.15.03 56X46 DN25- | COVER GASKET 002.490.15.03 56X46 DN25- | MM_DIMENSION1_VALUE1 **56X46 **MM_TYPE **DN25-32 **MM_MANUFACTURER **OY KONWELL AB |  | 060784 | 40169300 |  |  | Cleansed | GASKET |  | COVER |  | KONWELL | OEM | 002.490.15.03 |  |  | NOMINAL SIZE | DN25-32 | INSIDE DIAMETER | 46 | OUTSIDE DIAMETER | 56 | THICKNESS | [10 empty] | Url Not Found |  |  |  | Production Completed
STP_008 | Data Enrichment | scs | OK | 13-07-2023 | 13-07-2023 | PVJ |  | 2023-07-14 |  | 163879 |  | 163879 | M | ZRSA | EN | 06 | [7 empty] | PC | 0 | 0 | KG | 0 | 0 | [5 empty] | PC |  | Z002 | [12 empty] | LAIPPATIIVISE 500/460X3 PSM FRAF | FLANGE GASKET 500/460X3 PSM FRAF | MM_MATERIAL **GRAPHITE **MM_MANUFACTURER **LOHJAN BEARING AND ACCESSORY KY |  | 061902 | 40169300 |  |  | Cleansed | GASKET | FLANGE |  |  | LOHJAN BEARING AND ACCESSORY KY | NON-OEM |  |  |  | NOMINAL DIAMETER DN |  | PRESSURE RATING PN |  | DIMENSIONS | 500/460X3 | [5 empty] | PSM GRAPHITE | FRAF |  |  |  |  | Url Not Found |  |  |  | Production Completed
STP_008 | Data Enrichment | scs | OK | 13-07-2023 | 13-07-2023 | PVJ |  | 2023-07-14 |  | 164111 |  | 164111 | M | ZRSA | EN | 06 | [7 empty] | PC | 0 | 0 | KG | 0 | 0 | [5 empty] | PC |  | Z002 | [12 empty] | TIIVISTESARJA 2024406 D63 | GASKET SET 2024406 D63 |  |  | 060753 | 40169300 |  |  | Cleansed | GASKET | [5 empty] | 2024406 |  |  | NOMINAL SIZE |  | INSIDE DIAMETER | 63 | OUTSIDE DIAMETER |  | THICKNESS | [5 empty] | PACKAGING TYPE: SET |  |  |  |  | Url Not Found |  |  |  | Production Completed
STP_008 | Data Enrichment | scs | OK | 13-07-2023 | 13-07-2023 | PVJ |  | 2023-07-14 |  | 164375 |  | 164375 | M | ZRSA | EN | 06 | [7 empty] | PC | 0 | 0 | KG | 0 | 0 | [5 empty] | PC |  | Z002 | [12 empty] | TIIVISTE 1 1/4IN EPDM NOKKAVIPULIITT. | GASKET 1 1/4IN EPDM CAM LEVER PLUG. | MM_MATERIAL **EPDM **MM_TYPE **114IN EPDM **MM_LISAT_1 **FORMIC ACID RESISTANT |  | 061904 | 40169300 |  |  | Cleansed | GASKET |  | CAM LEVER PLUG | [6 empty] | NOMINAL SIZE | 1 1/4IN | INSIDE DIAMETER |  | OUTSIDE DIAMETER |  | THICKNESS |  |  |  |  | EPDM | FORMIC ACID RESISTANT |  |  |  |  | Url Not Found |  |  |  | Production Completed
STP_008 | Data Enrichment | scs | OK | 13-07-2023 | 13-07-2023 | PVJ |  | 2023-07-14 |  | 164935 |  | 164935 | M | ZRSA | EN | 06 | [7 empty] | PC | 0 | 0 | KG | 0 | 0 | [5 empty] | PC |  | Z002 | [12 empty] | LAIPPATIIVISTE 420X515X2 RIPA35MM GRAF | FLANGE GASKET 420X515X2 RIPA35MM GRAF | MM_MEASUREMENT1_VALUE1 **420 **MM_MEASUREMENT4_VALUE4 **RIPA 35MM **MM_MEASUREMENT2_VALUE2 **515 **MM_MEASUREMENT3_VALUE3 **2 **MM_MANUFACTURER **KLINGER RAMIKRO |  | 061902 | 40169300 |  |  | Cleansed | GASKET | FLANGE |  |  | KLINGER FINLAND OY | OEM |  |  |  | NOMINAL DIAMETER DN | 35 | PRESSURE RATING PN |  | DIMENSIONS | 420X515X2 | [6 empty] | GRAF |  |  |  |  | Url Not Found |  |  |  | Production Completed
STP_008 | Data Enrichment | scs | OK | 13-07-2023 | 13-07-2023 | PVJ |  | 2023-07-14 |  | 164936 |  | 164936 | M | ZRSA | EN | 06 | [7 empty] | PC | 0 | 0 | KG | 0 | 0 | [5 empty] | PC |  | Z002 | [12 empty] | LAIPPATIIVISTE 420X515X2 GRAF | FLANGE GASKET 420X515X2 GRAF | MM_DIMENSION1_VALUE1 **420 **MM_MATERIAL **GRAPHITE **MM_DIMENSION2_VALUE2 **515 **MM_DIMENSION3_VALUE3 **2 **MM_MANUFACTURER **KLINGER RAMIKRO |  | 061902 | 40169300 |  |  | Cleansed | GASKET | FLANGE |  |  | KLINGER RAMIKRO |  |  |  |  | NOMINAL DIAMETER DN |  | PRESSURE RATING PN |  | DIMENSIONS | 420X515X2 | [5 empty] | GRAPHITE | [5 empty] | Url Not Found |  |  |  | Production Completed
STP_008 | Data Enrichment | scs | OK | 13-07-2023 | 13-07-2023 | PVJ |  | 2023-07-14 |  | 166214 |  | 166214 | M | ZRSA | EN | 06 | [7 empty] | PC | 0 | 0 | KG | 0 | 0 | [5 empty] | PC |  | Z002 | [12 empty] | TIIVISTE 100-1600-266 | GASKET 100-1600-266 | MM_TYPE **100-1600-266 **MM_MANUFACTURER **VIDEOJET |  | 061490 | 40169300 |  |  | Cleansed | GASKET |  |  |  | VIDEOJET | NON-OEM | 100-1600-266 |  |  | NOMINAL SIZE |  | INSIDE DIAMETER |  | OUTSIDE DIAMETER |  | THICKNESS | [10 empty] | https://dcmpl.webs.com/willettspares.htm |  |  |  | Production Completed
STP_008 | Data Enrichment | scs | OK | 13-07-2023 | 13-07-2023 | PVJ |  | 2023-07-14 |  | 167797 |  | 167797 | M | ZRSA | EN | 06 | [7 empty] | PC | 0 | 0 | KG | 0 | 0 | [5 empty] | PC |  | Z002 | [12 empty] | TIIVISTESARJA WM710 372801 | GASKET SET WM710 372801 | MM_PROPERTY **CHEMICAL RESISTANT **MM_MANUFACTURER_NO **372801 **MM_MANUFACTURER **NORDSON |  | 060784 | 40169300 |  |  | Cleansed | GASKET |  |  |  | NORDSON CORPORATION | OEM | 372801 |  |  | NOMINAL SIZE |  | INSIDE DIAMETER |  | OUTSIDE DIAMETER |  | THICKNESS | [5 empty] | REF: WM710, CHEMICAL RESISTANT, PACKAGING TYPE: SET |  |  |  |  | Url Not Found |  |  |  | Production Completed
STP_008 | Data Enrichment | scs | OK | 13-07-2023 | 13-07-2023 | PVJ |  | 2023-07-14 |  | 178819 |  | 178819 | M | ZRSA | EN | 06 | [7 empty] | PC | 0 | 0 | KG | 0 | 0 | [5 empty] | PC |  | Z002 | [12 empty] | TIIVISTE 7302458 | GASKET 7302458 | MM_TYPE **QS001 **MM_LISAT_1 **CONTINUATION LINE 1 BITCH **MM_MANUFACTURER_NO **7302458 **MM_MANUFACTURER **NORDSON |  | 060757 | 40169300 |  |  | Cleansed | GASKET |  |  |  | NORDSON CORPORATION | OEM | 7302458 |  |  | NOMINAL SIZE |  | INSIDE DIAMETER |  | OUTSIDE DIAMETER |  | THICKNESS | [5 empty] | REF: QS001, CONTINUATION LINE 1 BITCH |  |  |  |  | Url Not Found |  |  |  | Production Completed
STP_008 | Data Enrichment | scs | OK | 13-07-2023 | 13-07-2023 | PVJ |  | 2023-07-14 |  | 182554 |  | 182554 | M | ZRSA | EN | 06 | [7 empty] | PC | 0 | 0 | KG | 0 | 0 | [5 empty] | PC |  | Z002 | [12 empty] | TIIVISTEHOLKKI P06 R739473 | GASKET P06 R739473 | MM_TYPE **R739473 **MM_MANUFACTURER_NO **R739473 **MM_MANUFACTURER **RAUTE |  | 060753 | 40169300 |  |  | Cleansed | GASKET |  |  |  | RAUTE | NON-OEM | R739473 |  |  | NOMINAL SIZE |  | INSIDE DIAMETER |  | OUTSIDE DIAMETER |  | THICKNESS | [5 empty] | REF: P06 |  |  |  |  | Url Not Found |  |  |  | Production Completed
STP_008 | Data Enrichment | scs | OK | 13-07-2023 | 13-07-2023 | PVJ |  | 2023-07-14 |  | 189393 |  | 189393 | M | ZRSA | EN | 06 | [7 empty] | PC | 0 | 0 | KG | 0 | 0 | [5 empty] | PC |  | Z002 | [12 empty] | TIIVISTE S-55014-0630-46-K-R | GASKET S-55014-0630-46-KR | MM_PROPERTY **SEAL **MM_TYPE **S-55014-0630-46-KR **MM_LISAT_2 **RAUTE NO. 2004684 |  | 060904 | 40169300 |  |  | Cleansed | GASKET |  |  |  | RAUTE | NON-OEM | 2004684 |  |  | NOMINAL SIZE |  | INSIDE DIAMETER |  | OUTSIDE DIAMETER |  | THICKNESS | [5 empty] | ALTERNATE MPN: S-55014-0630-46-KR, SEAL |  |  |  |  | Url Not Found |  |  |  | Production Completed
STP_008 | Data Enrichment | scs | OK | 13-07-2023 | 13-07-2023 | PVJ |  | 2023-07-14 |  | 410432 |  | 410432 | M | ZRSA | EN | 06 | [7 empty] | PC | 0¦0¦0 | 0 | KG | 0¦0¦0 | 0 | [5 empty] | M3¦NM3¦PC |  | Z002 | [12 empty] | GASKET SET 042.900.06.00 GTX118¦TIIVISTESARJA 042.900.06.00 GTX118 | GASKET SET 042.900.06.00 GTX118 ¦ GASKET SET 042.900.06.00 GTX118 | MM_PROPERTY **GASKET SET **MM_TYPE **GTX118 FOR OPERATING DEVICE **MM_MANUFACTURER_NO **042.900.06.00 **MM_MANUFACTURER **KONWELL OY **MM_TYYP2 **FOR GTX118 |  | 060190 | 40169300 |  |  | Cleansed | GASKET |  |  |  | KONWELL | OEM | 042.900.06.00 |  |  | NOMINAL SIZE |  | INSIDE DIAMETER |  | OUTSIDE DIAMETER |  | THICKNESS | [5 empty] | PACKAGING TYPE: SET, FOR GTX118 OPERATING DEVICE |  |  |  |  | Url Not Found |  |  |  | Production Completed
STP_008 | Data Enrichment | CIR | OK | 11/7/2023 | 13/7/2023 | PVJ |  | 2023-07-14 |  | 187454 |  | 187454 | M | ZRSA | EN | 06 | [7 empty] | PC | 0 | 0 | KG | 0 | 0 | [5 empty] | PC |  | Z002 | [12 empty] | RITILÄ 34X76/25X3 1000X6100 | GRILL 34X76/25X3 1000X6100 | MM_TYPE **GRILLE 34X76/25X3 1000X6100 |  | 062303 | 71151000 |  |  | CLEANSED | GRILL | [8 empty] | SIZE | 34X76/25X3,1000X6100 | [19 empty] | Production Completed
STP_008 | Data Enrichment | CIR | OK | 11/7/2023 | 13/7/2023 | PVJ |  | 2023-07-14 |  | 188049 |  | 188049 | M | ZRSA | EN | 06 | [7 empty] | PC | 0 | 0 | KG | 0 | 0 | [5 empty] | PC |  | Z002 | [12 empty] | VÄLI-/ULKOKOURA D105-60 R781276 | INTERMEDIATE/OUTER GRIP D105-60 R781276 | MM_PROPERTY **INTERMEDIATE/OUTER HOOK **MM_MANUFACTURER_NO **R781276 **MM_MANUFACTURER **RAUTE **MM_LISAT_2 **RAUTE NO.:R781276 |  | 060753 | 96159000 |  |  | CLEANSED | GRIP |  |  |  | RAUTE | NON-OEM | R781276 |  |  | SIZE | D60/105 | [10 empty] | INTERMEDIATE/OUTER HOOK | [8 empty] | Production Completed
STP_008 | Data Enrichment | CIR | OK | 4/7/2023 | 10/7/2023 | PVJ |  | 2023-07-14 |  | 143631 |  | 143631 | M | ZRSA | EN | 06 | [7 empty] | PC | 0 | 0 | KG | 0 | 0 | [5 empty] | PC |  | Z002 | [12 empty] | PYÖRISTYSLAITTEEN KOURA R136676 VASEN | ROTATOR GRIP R136676 LEFT | MM_PROPERTY **LEFT **MM_DRAWING **R136676 |  | 060753 | 84314100 |  |  | CLEANSED | GRIP |  | ROTATOR | [6 empty] | SIZE | [9 empty] | R136676 |  | DIRECTION:LEFT | [7 empty] | URL NOT Found | Production Completed
STP_008 | Data Enrichment | CIR | OK | 4/7/2023 | 10/7/2023 | PVJ |  | 2023-07-14 |  | 143639 |  | 143639 | M | ZRSA | EN | 06 | [7 empty] | PC | 0 | 0 | KG | 0 | 0 | [5 empty] | PC |  | Z002 | [12 empty] | SIIRTOKOURA R938777 OIKEA | TRANSFER GRIP R938777 RIGHT | MM_PROPERTY **TELL **MM_DRAWING **R938777 **MM_MANUFACTURER **RAUTE |  | 060753 |  |  |  | CLEANSED | GRIP |  | TRANSFER |  | RAUTE | NON-OEM |  |  |  | SIZE | [9 empty] | R938777 |  | DIRECTION:RIGHT | [7 empty] | URL Not Found¦COMMODITY CODES NOT FOUND | Production Completed
STP_008 | Data Enrichment | CIR | OK | 4/7/2023 | 10/7/2023 | PVJ |  | 2023-07-14 |  | 143644 |  | 143644 | M | ZRSA | EN | 06 | [7 empty] | PC | 0 | 0 | KG | 0 | 0 | [5 empty] | PC |  | Z002 | [12 empty] | SISÄKOURA R3R611571 | INNER GRIP R3R611571 | MM_TYPE **R3R611571 **MM_DIMENSION2_VALUE2 **D=60 MM **MM_DRAWING **R3R611571 **MM_MANUFACTURER **RAUTE |  | 060753 |  |  |  | CLEANSED | GRIP |  | INNER |  | RAUTE | NON-OEM |  |  |  | SIZE | D60 | [8 empty] | R3R611571 | [9 empty] | URL Not Found¦COMMODITY CODES NOT FOUND | Production Completed
STP_008 | Data Enrichment | CIR | OK | 4/7/2023 | 10/7/2023 | PVJ |  | 2023-07-14 |  | 143646 |  | 143646 | M | ZRSA | EN | 06 | [7 empty] | PC | 0 | 0 | KG | 0 | 0 | [5 empty] | PC |  | Z002 | [12 empty] | SISÄKOURA WA549 R940061 D75 VASEN | INNER GRIP WA549 R940061 D75 LEFT | MM_MEASUREMENT1_VALUE1 **D=75 **MM_LISAT_1 **PUNKA KERTO, SOLAHTI K1 **MM_PIIURSTUS **R940061 **MM_MANUFACTURER **RAUTE |  | 060753 |  |  |  | CLEANSED | GRIP |  | INNER |  | RAUTE | NON-OEM | WA549 |  |  | SIZE | 75 | [8 empty] | R940061 |  | DIRECTION:LEFT | [7 empty] | URL Not Found¦COMMODITY CODES NOT FOUND | Production Completed
STP_008 | Data Enrichment | CIR | OK | 4/7/2023 | 10/7/2023 | PVJ |  | 2023-07-14 |  | 143678 |  | 143678 | M | ZRSA | EN | 06 | [7 empty] | PC | 0 | 0 | KG | 0 | 0 | [5 empty] | PC |  | Z002 | [12 empty] | ULKOKOURA R2R904347 | EXTERNAL GRIP R2R904347 | MM_TYPE **R2R904347 **MM_DIMENSION2_VALUE2 **D=105 MM **MM_DRAWING **R2R904347 |  | 060753 |  |  |  | CLEANSED | GRIP |  | EXTERNAL | [6 empty] | SIZE | 105 | [8 empty] | R2R904347 | [9 empty] | URL Not Found¦COMMODITY CODES NOT FOUND | Production Completed
STP_008 | Data Enrichment | CIR | OK | 4/7/2023 | 10/7/2023 | PVJ |  | 2023-07-14 |  | 143679 |  | 143679 | M | ZRSA | EN | 06 | [7 empty] | PC | 0 | 0 | KG | 0 | 0 | [5 empty] | PC |  | Z002 | [12 empty] | ULKOKOURA R740094 D125 OIKEA | OUTER GRIP R740094 D125 RIGHT | MM_LISAT_1 **PUNKA KERTO, SOLOAHTI K1 **MM_PIIURSTUS **R740094 **MM_MANUFACTURER **RAUTE |  | 060753 |  |  |  | CLEANSED | GRIP |  | OUTER |  | RAUTE | NON-OEM |  |  |  | SIZE | 125 | [10 empty] | RIGHT,REDUCTION,PUNK | [7 empty] | URL Not Found¦COMMODITY CODES NOT FOUND | Production Completed
STP_008 | Data Enrichment | NGB | OK | 2023-07-10 | 2023-07-13 | PVJ |  | 2023-07-14 |  | 164972 |  | 164972 | M | ZRSA | EN | 06 | [7 empty] | PC | 0 | 0 | KG | 0 | 0 | [5 empty] | PC |  | Z002 | [12 empty] | TARTTUJA BZ-SK.40 2811.012 | GRIP BZ-SK.40 2811.012 | MM_TYPE **SK.40 2811.012 **MM_MANUFACTURER **BALJER ZEMBROD |  | 060762 | 84314100 |  |  | Cleansed | GRIP |  |  |  | BALJER & ZEMBROD GMBH & CO. KG | NON-OEM | BZ-SK.40 2811.012 |  |  | SIZE | [16 empty] | URL Not Found |  |  |  | Production Completed
STP_008 | Data Enrichment | NGB | OK | 2023-07-10 | 2023-07-11 | PVJ |  | 2023-07-14 |  | 165956 |  | 165956 | M | ZRSA | EN | 06 | [7 empty] | PC | 0 | 0 | KG | 0 | 0 | [5 empty] | PC |  | Z002 | [12 empty] | SISÄKOURA D75L VASEN R364550 | INNER GRIP D75L LEFT R364550 | MM_MANUFACTURER **RAUTE OYJ |  | 060753 | 84314100 |  |  | Cleansed | GRIP |  | LEFT INNER |  | RAUTE | NON-OEM | R364550 |  |  | SIZE | [11 empty] | D75L |  |  |  |  | URL Not Found |  |  |  | Production Completed
STP_008 | Data Enrichment | NGB | OK | 2023-07-10 | 2023-07-11 | PVJ |  | 2023-07-14 |  | 165957 |  | 165957 | M | ZRSA | EN | 06 | [7 empty] | PC | 0 | 0 | KG | 0 | 0 | [5 empty] | PC |  | Z002 | [12 empty] | SISÄKOURA D75R OIKEA R364551 | INNER GRIP D75R RIGHT R364551 | MM_MANUFACTURER **RAUTE OYJ |  | 060753 | 84314100 |  |  | Cleansed | GRIP |  | RIGHT INNER |  | RAUTE | NON-OEM | R364551 |  |  | SIZE | [11 empty] | D75R |  |  |  |  | URL Not Found |  |  |  | Production Completed
STP_008 | Data Enrichment | NEN | OK | 10-07-2023 | 10-07-2023 | PVJ |  | 2023-07-14 |  | 167994 |  | 167994 | M | ZRSA | EN | 06 | [7 empty] | PC | 0 | 0 | KG | 0 | 0 | [5 empty] | PC |  | Z002 | [12 empty] | SIIRTOKOURA D105 VASEN | TRANSFER GRIP D105 LEFT | MM_TYPE **R777196 **MM_MANUFACTURER **RAUTE OYJ |  | 060753 | 96159000 |  |  | CLEANSED | GRIP |  | LEFT TRANSFER |  | RAUTE | NON-OEM | R777196 |  |  | SIZE | [16 empty] | URL NOT FOUND |  |  |  | Production Completed
STP_008 | Data Enrichment | NEN | OK | 10-07-2023 | 10-07-2023 | PVJ |  | 2023-07-14 |  | 170171 |  | 170171 | M | ZRSA | EN | 06 | [7 empty] | PC | 0 | 0 | KG | 0 | 0 | [5 empty] | PC |  | Z002 | [10 empty] | SIIRTOKOURA H000949 OIKEA |  | SIIRTOKOURA H000949 OIKEA | TRANSFER GRIP H000949 RIGHT | MM_TYPE **H000949 RIGHT **MM_LISAT_1 **FOR LATHES |  | 060753 | 96159000 |  |  | CLEANSED | GRIP |  | RIGHT TRANSFER |  |  |  | H000949 |  |  | SIZE | [11 empty] | FOR LATHES |  |  |  |  | URL NOT FOUND |  |  |  | Production Completed
STP_008 | Data Enrichment | NEN | OK | 10-07-2023 | 10-07-2023 | PVJ |  | 2023-07-14 |  | 170172 |  | 170172 | M | ZRSA | EN | 06 | [7 empty] | PC | 0 | 0 | KG | 0 | 0 | [5 empty] | PC |  | Z002 | [10 empty] | SIIRTOKOURA H000966 VASEN |  | SIIRTOKOURA H000966 VASEN | TRANSFER GRIP H000966 LEFT | MM_TYPE **H000966 LEFT **MM_LISAT_1 **FOR LATHES |  | 060753 | 96159000 |  |  | CLEANSED | GRIP |  | LEFT TRANSFER |  |  |  | H000966 |  |  | SIZE | [11 empty] | FOR LATHES |  |  |  |  | URL NOT FOUND |  |  |  | Production Completed
STP_008 | Data Enrichment | SMX | OK | 2023-07-06 | 2023-07-10 | SPC |  | 2023-07-14 |  | 181511 |  | 181511 | M | ZRSA | EN | 06 | [7 empty] | PC | 0 | 0 | KG | 0 | 0 | [5 empty] | PC |  | Z002 | [12 empty] | LIUKUJOHDE (TERÄS) VASTATERÄÄN | SLIDE GUIDE (STEEL) TO COUNTER BLADE |  |  | 060753 | 84879090 |  |  | Cleansed | GUIDE | SLIDE | [7 empty] | SIZE | [10 empty] | STEEL | FOR COUNTER BLADE |  |  |  |  | Url Not Found |  |  |  | Production Completed
STP_008 | Data Enrichment | SMX | OK | 2023-07-10 | 2023-07-13 | SPC |  | 2023-07-14 |  | 161977 |  | 161977 | M | ZRSA | EN | 06 | [7 empty] | PAA | 0 | 0 | KG | 0 | 0 | [5 empty] | PAA |  | Z002 | [12 empty] | VANTEEN KEHÄN KULMAOHJAIN 3-0002 SIGNODE | RIM CIRCLE ANGLE GUIDE 3-0002 SIGNODE |  |  | 060763 | 84879090 |  |  | Cleansed | GUIDE |  | RIM CIRCLE ANGLE | [6 empty] | SIZE | [16 empty] | Url Not Found |  |  |  | Production Completed
STP_008 | Data Enrichment | SMX | OK | 2023-07-10 | 2023-07-13 | SPC |  | 2023-07-14 |  | 162251 |  | 162251 | M | ZRSA | EN | 06 | [7 empty] | PC | 0 | 0 | KG | 0 | 0 | [5 empty] | PC |  | Z002 | [12 empty] | OHJAUSNAUHA PO-55X15X2,5 6823248 | GUIDE STRAP PO-55X15X2.5 6823248 | MM_MEASUREMENT1_VALUE1 **15X2.5 **MM_TYPE **PO-55 **MM_MANUFACTURER_NO **6823248 |  | 060753 | 84879090 |  |  | Cleansed | GUIDE |  | STRAP | [6 empty] | SIZE | 55X15X2,5 | [10 empty] | ALTERNATE MPN:6823248,PO-55 |  |  |  |  | Url Not Found |  |  |  | Production Completed
STP_008 | Data Enrichment | BHJ | OK | 2023-07-11 | 2023-07-11 | SPC |  | 2023-07-14 |  | 198216 |  | 198216 | M | ZRSA | EN | 06 | [7 empty] | PC | 0 | 0 | KG | 0 | 0 | [5 empty] | PC |  | Z002 | [12 empty] | CAGE GUIDE 40X60MM¦PUURI JUHIK 40X60MM | CAGE GUIDE 40X60MM ¦ CAGE GUIDE 40X60MM | MM_PROPERTY **GUIDE **MM_DIMENSION1_VALUE1 **60X40MM **MM_MATERIAL **BRS |  |  | 84424000 |  |  | Cleansed | GUIDE |  | CAGE | [6 empty] | SIZE | 60X40 | [9 empty] | BRASS | [5 empty] | Url Not Found |  |  |  | Production Completed
STP_008 | Data Enrichment | BHJ | OK | 2023-07-11 | 2023-07-11 | SPC |  | 2023-07-14 |  | 199077 |  | 199077 | M | ZRSA | EN | 06 | [7 empty] | PC | 0 | 0 | KG | 0 | 0 | [5 empty] | PC |  | Z002 | [12 empty] | GUIDE R764491¦VIILUOHJAIN R764491 | GUIDE R764491¦VENEER GUIDE R764491 | MM_FEATURE **GUIDE **MM_MEASUREMENT1_VALUE1 **BELT DRIVE RIGHT **MM_TYPE **VENEER GUIDE R764491 **MM_MANUFACTURER_NO **R764491 **MM_MANUFACTURER **RAUTE |  |  | 84424000 |  |  | Cleansed | GUIDE |  | VENEER |  | RAUTE | NON-OEM | R764491 |  |  | SIZE | [11 empty] | BELT DRIVE RIGHT |  |  |  |  | Url Not Found |  |  |  | Production Completed
STP_008 | Data Enrichment | BHJ | OK | 2023-07-11 | 2023-07-12 | SPC |  | 2023-07-14 |  | 197048 |  | 197048 | M | ZRSA | EN | 06 | [7 empty] | PC | 0¦0¦0 | 0 | KG | 0¦0¦0 | 0 | [5 empty] | M3¦NM3¦PC |  | Z002 | [12 empty] | GUIDE 14X24X2000 PE1000¦JOHDE 14X24X2000 PE1000 | GUIDE 14X24X2000 PE1000 ¦ GUIDE 14X24X2000 PE1000 | MM_PROPERTY **GUIDE **MM_DIMENSION1_VALUE1 **14X24X2000 **MM_MATERIAL **PE1000 **MM_DIMENSION2_VALUE2 **GREEN **MM_DIMENSION3_VALUE3 **1INX17MM C5 **MM_MANUFACTURER_NO **221210009 **MM_DIMENSION5_VALUE5 **DIN 8187-16B-1 |  |  | 90330090 |  |  | Enriched | GUIDE | CHAIN |  | DIN 8187-16B-1 | MURTFELDT KUNSTSTOFFE | OEM | 221210009 |  |  | CHAIN NUMBER | 16B-1 | SIZE | 14X24X2000 | [7 empty] | POLYETHYLENE PE1000 | 1INX17,FOR C5 L2000 S GREEN |  |  |  |  | https://www.traceparts.com/en/product/murtfeldt-tpye-ct-1x17-mm-16b-1-for-c5-length-2000-mm-sr-greenr?Product=30-16022018-062154&PartNumber=221210009 | https://www.impexron.co.uk/221210009-England_Sales_Price-Murtfeldt-3008329-7036 |  |  | Production Completed
STP_008 | Data Enrichment | BHJ | OK | 2023-07-11 | 2023-07-12 | SPC |  | 2023-07-14 |  | 197357 |  | 197357 | M | ZRSA | EN | 06 | [7 empty] | PC | 0¦0¦0 | 0 | KG | 0¦0¦0 | 0 | [5 empty] | M3¦NM3¦PC |  | Z002 | [10 empty] | Original product 40437714000¦PE 1000R 10X1010X2020mm¦Sahataan: 40437714000¦PE 1000R 10X1010X2020mm |  | PLASTIC GUIDE 100X20X2000 PE 1000 GREEN¦MUOVIJOHDE 100X20X2000 PE 1000 VIHREÄ | PLASTIC GUIDE 100X20X2000 PE 1000 GREEN ¦ PLASTIC GUIDE 100X20X2000 PE 1000 GREEN | MM_PROPERTY **PLASTIC GUIDE **MM_DIMENSION1_VALUE1 **100X20X2000 **MM_MATERIAL **PE **MM_DIMENSION2_VALUE2 **GREEN **MM_MANUFACTURER **ETRA |  |  | 90330090 |  |  | Cleansed | GUIDE |  |  |  | ETRA | OEM |  |  |  | SIZE | 100X20X2000 | [9 empty] | POLYETHYLENE PE1000 | COLOR:GREEN |  |  |  |  | Url Not Found |  |  |  | Production Completed
STP_008 | Data Enrichment | BHJ | OK | 2023-07-11 | 2023-07-12 | SPC |  | 2023-07-14 |  | 198697 |  | 198697 | M | ZRSA | EN | 06 | [7 empty] | PC | 0 | 0 | KG | 0 | 0 | [5 empty] | PC |  | Z002 | [10 empty] | M00008992¦M00008992 |  | LINEAR GUIDE SHS 30 L185¦LINEAARJUHIK SHS 30 L185¦JOHDEKISKO SHS 30 L185 | LINEAR GUIDE SHS 30 L185¦LINEAR GUIDE SHS 30 L185¦CONDUCTOR RAIL SHS 30 L185 | MM_FEATURE **LINEAR GUIDE **MM_TYPE **SHS 30 L185 **MM_MANUFACTURER_NO **M00008992 |  |  | 90330090 |  |  | Enriched | GUIDE |  | CAGED BALL LM LINEAR |  |  |  | M00008992 | SHS 30 |  | SIZE | L185 | [10 empty] | CONDUCTOR RAIL |  |  |  |  | https://technico.com/caged-ball-lm-guides/shs-series-caged-ball-lm-guides/shs30-series-caged-ball-lm-guides.html |  |  |  | Production Completed
STP_008 | Data Enrichment | BHJ | OK | 2023-07-11 | 2023-07-12 | SPC |  | 2023-07-14 |  | 199111 |  | 199111 | M | ZRSA | EN | 06 | [7 empty] | PC | 0 | 0 | KG | 0 | 0 | [5 empty] | PC |  | Z002 | [12 empty] | GUIDE 48X106X100¦JUHIK 48X106X100¦OHJAIN 48X106X100 | GUIDE 48X106X100¦GUIDE 48X106X100¦CONTROLLER 48X106X100 | MM_PROPERTY **GUIDE **MM_MEASUREMENT1_VALUE1 **D36.5 **MM_MATERIAL **S235/S355 **MM_MEASUREMENT2_VALUE2 **48X106X100 |  |  | 90330090 |  |  | Cleansed | GUIDE | [8 empty] | SIZE | 48X106X100 | [9 empty] | STRUCTURAL STEEL S235/S355 | DIAMETER:36,5,CONTROLLER |  |  |  |  | Url Not Found |  |  |  | Production Completed
STP_008 | Data Enrichment | BHJ | OK | 2023-07-11 | 2023-07-12 | SPC |  | 2023-07-14 |  | 407413 |  | 407413 | M | ZRSA | EN | 06 | [7 empty] | PC | 0¦0¦0 | 0 | KG | 0¦0¦0 | 0 | [5 empty] | M3¦NM3¦PC |  | Z002 | [10 empty] | 6570_2_63009_Ketjujohde Ferrop'¦'6570_2_63009_Ketjujohde Ferrop' |  | GUIDE 5011353¦JOHDE 5011353 | GUIDE 5011353¦GUIDE 5011353 | MM_FEATURE **GUIDE **MM_TYPE **5011353 **MM_LISAT_1 **FILM WRAPPING LINE **MM_MANUFACTURER_NO **5011353 **MM_MANUFACTURER **CROSS WRAP **MM_LISAT_2 **CONVEYOR 7 |  |  | 90330090 |  |  | Cleansed | GUIDE |  |  |  | CROSS WRAP OY | OEM | 5011353 |  |  | SIZE | [11 empty] | FOR CONVEYOR 7,FILM WRAPPING LINE |  |  |  |  | Url Not Found |  |  |  | Production Completed
STP_008 | Data Enrichment | BHJ | OK | 2023-07-11 | 2023-07-12 | SPC |  | 2023-07-14 |  | 407414 |  | 407414 | M | ZRSA | EN | 06 | [7 empty] | PC | 0¦0¦0 | 0 | KG | 0¦0¦0 | 0 | [5 empty] | M3¦NM3¦PC |  | Z002 | [10 empty] | 6570_2_63228_Ylitysketjujen johde'¦'6570_2_63228_Ylitysketjujen johde' |  | GUIDE 5011354¦JOHDE 5011354 | GUIDE 5011354¦GUIDE 5011354 | MM_FEATURE **GUIDE **MM_TYPE **5011354 **MM_LISAT_1 **FILM WRAPPING LINE **MM_MANUFACTURER_NO **5011354 **MM_MANUFACTURER **CROSS WRAP **MM_LISAT_2 **CONVEYOR 7 |  |  | 90330090 |  |  | Cleansed | GUIDE |  |  |  | CROSS WRAP OY | OEM | 5011354 |  |  | SIZE | [11 empty] | FOR CONVEYOR 7,FILM WRAPPING LINE |  |  |  |  | Url Not Found |  |  |  | Production Completed
STP_008 | Data Enrichment | BHJ | OK | 2023-07-11 | 2023-07-12 | SPC |  | 2023-07-14 |  | 407816 |  | 407816 | M | ZRSA | EN | 06 | [7 empty] | PC | 0¦0¦0 | 0 | KG | 0¦0¦0 | 0 | [5 empty] | M3¦NM3¦PC |  | Z002 | [12 empty] | GUIDE 35X1842 446.421.9050¦JOHDE 35X1842 446.421.9050 | GUIDE 35X1842 446.421.9050¦GUIDE 35X1842 446.421.9050 | MM_FEATURE **GUIDE **MM_TYPE **446.421.9050 **MM_MANUFACTURER_NO **446.421.9050 **MM_MANUFACTURER **SCHELLING |  |  | 90330090 |  |  | Cleansed | GUIDE |  |  |  | SCHELLING GROUP GMBH | OEM | 446.421.9050 |  |  | SIZE | 35X1842 | [15 empty] | Url Not Found |  |  |  | Production Completed
STP_008 | Data Enrichment | CIR | OK | 11/7/2023 | 13/7/2023 | SPC |  | 2023-07-14 |  | 186893 |  | 186893 | M | ZRSA | EN | 06 | [7 empty] | PC | 0 | 0 | KG | 0 | 0 | [5 empty] | PC |  | Z002 | [12 empty] | COPPER GUIDE RIGHT R963398¦KUPARIJOHDE OIKEA R963398 | COPPER GUIDE RIGHT R963398 | MM_TYPE **COPPER WIRE RIGHT R963398 |  | 060784 | 84879090 |  |  | CLEANSED | GUIDE | [6 empty] | R963398 |  | SIZE | [10 empty] | COPPER | WIRE,DIRECTION:RIGHT | [8 empty] | Production Completed
STP_008 | Data Enrichment | CIR | OK | 4/7/2023 | 11/7/2023 | SPC |  | 2023-07-14 |  | 137371 |  | 137371 | M | ZRSA | EN | 06 | [7 empty] | PC | 0 | 0 | KG | 0 | 0 | [5 empty] | PC |  | Z002 | [12 empty] | KUULAJOHDEVAUNU HSR 30 ASSG¦KUULAJOHDEVAUNU HSR 30 ASSG>KÄYTÄ 163334 | BALL GUIDE CARRIAGE HSR 30 ASSG¦BALL GUIDE CARRIAGE HSR 30 ASSG>USE 163334 | MM_TYPE **HSR 30 ASSG **MM_MANUFACTURER_NO **918764 **MM_MANUFACTURER **THK/SKS |  | 060890 |  |  |  | CLEANSED | GUIDE |  | BALL |  | THK CO., LTD | NON-OEM | 918764 |  |  | SIZE | [11 empty] | CARRIAGE HSR 30 ASSG | [7 empty] | URL not Found¦COMMODITY CODES NOT FOUND | Production Completed
STP_008 | Data Enrichment | RMZ | OK | 2023-07-11 | 2023-07-12 | SPC |  | 2023-07-14 |  | 410496 |  | 410496 | M | ZRSA | EN | 06 | [7 empty] | PC | 0¦0¦0 | 0 | KG | 0¦0¦0 | 0 | [5 empty] | M3¦NM3¦PC |  | Z002 | [12 empty] | PLASTIC GUIDE 12X120X2000 PE 1000 GREEN¦MUOVIJOHDE 12X120X2000 PE 1000 VIHREÄ | PLASTIC GUIDE 12X120X2000 PE 1000 GREEN ¦ PLASTIC GUIDE 12X120X2000 PE 1000 GREEN | MM_PROPERTY **PLASTIC GUIDE **MM_DIMENSION1_VALUE1 **12X120X2000 **MM_DIMENSION2_VALUE2 **GREEN **MM_MANUFACTURER **ETRA |  |  | 84879090 |  |  | Cleansed | GUIDE |  |  |  | ETRA | OEM |  |  |  | SIZE | 12X120X2000 | [9 empty] | POLYETHYLENE PE1000 | GREEN |  |  |  |  | Url Not Found |  |  |  | Production Completed
STP_008 | Data Enrichment | RMZ | OK | 2023-07-11 | 2023-07-12 | SPC |  | 2023-07-14 |  | 412580 |  | 412580 | M | ZRSA | EN | 06 | [7 empty] | PC | 0 | 0 | KG | 0 | 0 | [5 empty] | PC |  | Z002 | [12 empty] | GUIDE 4R136017¦JOHDE 4R136017 | GUIDE 4R136017¦GUIDE 4R136017 | MM_PROPERTY **GUIDE **MM_DIMENSION1_VALUE1 **MOUNTING HOLES **MM_MANUFACTURER_NO **4R136017 **MM_MANUFACTURER **RAUTE |  |  | 84879090 |  |  | Cleansed | GUIDE |  | MOUNTING HOLES |  | RAUTE | NON-OEM | 4R136017 |  |  | SIZE | [16 empty] | Url Not Found |  |  |  | Production Completed
STP_008 | Data Enrichment | RMZ | OK | 2023-07-11 | 2023-07-12 | SPC |  | 2023-07-14 |  | 412658 |  | 412658 | M | ZRSA | EN | 06 | [7 empty] | PC | 0¦0¦0 | 0 | KG | 0¦0¦0 | 0 | [5 empty] | M3¦NM3¦PC |  | Z002 | [12 empty] | SLIDING GUIDE 3R516972¦LIUKUJOHDE 3R516972 | SLIDING GUIDE 3R516972¦SLIDING GUIDE 3R516972 | MM_PROPERTY **SLIDING GUIDE **MM_MANUFACTURER_NO **3R516972 **MM_DRAWING **ER905460 **MM_MANUFACTURER **RAUTE **MM_TYPE2 **TO THE BLADE | [5 empty] | Cleansed | GUIDE | SLIDE |  |  | RAUTE | NON-OEM | 3R516972 |  |  | SIZE | [9 empty] | ER905460 |  | TO THE BLADE |  |  |  |  | Url Not Found |  |  |  | Production Completed
STP_008 | Data Enrichment | RMZ | OK | 2023-07-11 | 2023-07-12 | SPC |  | 2023-07-14 |  | 412659 |  | 412659 | M | ZRSA | EN | 06 | [7 empty] | PC | 0¦0¦0 | 0 | KG | 0¦0¦0 | 0 | [5 empty] | M3¦NM3¦PC |  | Z002 | [12 empty] | SIDE GUIDE 3R707118¦SIVUJOHDE 3R707118 | SIDE GUIDE 3R707118¦SIDE GUIDE 3R707118 | MM_PROPERTY **SIDE GUIDE **MM_MANUFACTURER_NO **3R707118 **MM_DRAWING **ER905460 **MM_MANUFACTURER **RAUTE **MM_TYPE2 **TO THE BLADE BENCH |  |  | 84879090 |  |  | Cleansed | GUIDE |  | SIDE |  | RAUTE | NON-OEM | 3R707118 |  |  | SIZE | [9 empty] | ER905460 |  | TO THE BLADE BENCH |  |  |  |  | Url Not Found |  |  |  | Production Completed
STP_008 | Data Enrichment | SFQ | OK | 2023-07-11 | 2023-07-11 | SPC |  | 2023-07-14 |  | 195351 |  | 195351 | M | ZRSA | EN | 06 | [7 empty] | PC | 0¦0¦0 | 0 | KG | 0¦0¦0 | 0 | [5 empty] | M3¦NM3¦PC |  | Z002 | [12 empty] | GUIDE 3-417-06-5700¦OHJAIN 3-417-06-5700 | GUIDE 3-417-06-5700 | MM_MANUFACTURER_NO **3-417-06-5700 **MM_MANUFACTURER **HOLZMA |  | 060890 | 84879090 |  |  | Cleansed | GUIDE |  |  |  | HOMAG GROUP | NON-OEM | 3-417-06-5700 |  |  | SIZE | [11 empty] | BRAND:HOLZMA |  |  |  |  | URL Not Found |  |  | Suitable commodity code not found | Production Completed
STP_008 | Data Enrichment | SFQ | OK | 2023-07-11 | 2023-07-11 | SPC |  | 2023-07-14 |  | 196032 |  | 196032 | M | ZRSA | EN | 06 | [7 empty] | PC | 0¦0¦0 | 0 | KG | 0¦0¦0 | 0 | [5 empty] | M3¦NM3¦PC |  | Z002 | [12 empty] | GUIDE 5305090/OSA 5¦OHJAIN 5305090/OSA 5 | GUIDE 5305090/PART 5¦GUIDE 5305090/PART 5 | MM_FEATURE **HAPU SURFACE LINE **MM_TYPE **MACHINE LINE 5305090 / PART 5 **MM_MANUFACTURER **SCHIELE |  | 060201 | 84879090 |  |  | Cleansed | GUIDE |  |  |  | SCHIELE | NON-OEM | 5305090/PART 5 |  |  | SIZE | [11 empty] | HAPU SURFACE LINE,MACHINE LINE |  |  |  |  | URL Not Found |  |  | Suitable commodity code not found | Production Completed
STP_008 | Data Enrichment | SFQ | OK | 2023-07-11 | 2023-07-11 | SPC |  | 2023-07-14 |  | 192087 |  | 192087 | M | ZRSA | EN | 06 | [7 empty] | PC | 0 | 0 | KG | 0 | 0 | [5 empty] | PC |  | Z002 | [12 empty] | GUIDE H099201¦OHJAIN H099201 | GUIDE H099201¦GUIDE H099201 | MM_OMINAISUUS **GUIDE **MM_MANUFACTURER_NO **H099201 **MM_MANUFACTURER **RAUTE **MM_LISAT_2 **RAUTE NO: H099201 |  | 060756 | 84879090 |  |  | Cleansed | GUIDE |  |  |  | RAUTE | NON-OEM | H099201 |  |  | SIZE | [16 empty] | URL Not Found |  |  | Suitable commodity code not found | Production Completed
STP_008 | Data Enrichment | SFQ | OK | 2023-07-11 | 2023-07-11 | SPC |  | 2023-07-14 |  | 196042 |  | 196042 | M | ZRSA | EN | 06 | [7 empty] | PC | 0 | 0 | KG | 0 | 0 | [5 empty] | PC |  | Z002 | [12 empty] | GUIDE H153599¦JOHDE H153599 | GUIDE H153599¦GUIDE H153599 | MM_MANUFACTURER_NO **H153599 |  | 060202 | 84879090 |  |  | Cleansed | GUIDE |  |  |  | RAUTE | NON-OEM | H153599 |  |  | SIZE | [16 empty] | URL Not Found |  |  | Suitable commodity code not found | Production Completed
STP_008 | Data Enrichment | SFQ | OK | 2023-07-11 | 2023-07-11 | SPC |  | 2023-07-14 |  | 191979 |  | 191979 | M | ZRSA | EN | 06 | [7 empty] | PC | 0 | 0 | KG | 0 | 0 | [5 empty] | PC |  | Z002 | [12 empty] | GUIDE RIGHT H183639¦OHJAIN OIKEA H183639 | GUIDE RIGHT H183639 | MM_OMINAISUUS **GUIDE RIGHT **MM_MANUFACTURER_NO **H183639 **MM_MANUFACTURER **RAUTE **MM_LISAT_2 **RAUTE NO: H183639 |  | 060767 | 84879090 |  |  | Cleansed | GUIDE |  | RIGHT |  | RAUTE | NON-OEM | H183639 |  |  | SIZE | [16 empty] | URL Not Found |  |  | Suitable commodity code not found | Production Completed
STP_008 | Data Enrichment | SFQ | OK | 2023-07-11 | 2023-07-11 | SPC |  | 2023-07-14 |  | 192009 |  | 192009 | M | ZRSA | EN | 06 | [7 empty] | PC | 0 | 0 | KG | 0 | 0 | [5 empty] | PC |  | Z002 | [12 empty] | LOWER GUIDE R573843¦ALAJOHDE R573843 | LOWER GUIDE R573843¦LOWER GUIDE R573843 | MM_FEATURE **LOWER GUIDE **MM_TYPE **R573843 **MM_MANUFACTURER_NO **R573843 **MM_MANUFACTURER **RAUTE **MM_LISAT_2 **RAUTE NO: R573843 |  | 060759 | 84879090 |  |  | Cleansed | GUIDE |  | LOWER |  | RAUTE | NON-OEM | R573843 |  |  | SIZE | [16 empty] | URL Not Found |  |  | Suitable commodity code not found | Production Completed
STP_008 | Data Enrichment | SCS | OK | 2023-07-03 | 10-07-2023 | SPC |  | 2023-07-14 |  | 163184 |  | 163184 | M | ZRSA | EN | 06 | [7 empty] | PC | 0¦0¦2.1 | 2 | KG | 0¦0¦0.01 | M3 | [5 empty] | M3¦NM3¦PC |  | Z002 | [12 empty] | BELT TRACKING GUIDE NOVA-H 0102600¦SÄÄTÖTUKI 0102600 | BELT TRACKING GUIDE NOVA-H 0102600¦ADJUSTMENT SUPPORT 0102600 | MM_LISAT_1 **REFINERY STEINEMANN **MM_DRAWING **102600 |  | 062090 | 84879090 |  |  | Cleansed | GUIDE |  | BELT TRACKING |  |  |  | 0102600 |  |  | SIZE | [9 empty] | 102600 |  | NOVA-H, ADJUSTMENT SUPPORT, FOR REFINERY STEINEMANN |  |  |  |  | https://www.volza.com/p/nova/import/import-in-india/coo-switzerland/ |  |  |  | Production Completed
STP_008 | Data Enrichment | SCS | OK | 2023-07-03 | 11-07-2023 | SPC |  | 2023-07-14 |  | 165474 |  | 165474 | M | ZRSA | EN | 06 | [7 empty] | PC | 0 | 0 | KG | 0 | 0 | [5 empty] | PC |  | Z002 | [12 empty] | HIHNAOHJAIN 20X100X335 | BELT GUIDE 20X100X335 | MM_DIMENSION1_VALUE1 **20X7.5X10X80/20X160/ **MM_TYPE **20X335X100 **MM_DIMENSION4_VALUE4 **GAP 120MM LENGTH DIRECTION **MM_DIMENSION2_VALUE2 **10X80/20X7.5 **MM_DIMENSION3_VALUE3 **HOLE 9MM, GAP 70MM WIDTH ** MM_MANUFACTURER **ETRA OY **MM_LISAT_2 **2 MONTH SORTING TIME |  | 060755 | 84879090 |  |  | Cleansed | GUIDE |  | BELT |  | ETRA | OEM |  |  |  | SIZE | 20X7,5X10X80/20X160 | [10 empty] | GAP 120 LENGTH DIRECTION, HOLE: 9, GAP WIDTH: 70, DIMENSION: 20X335X100, 2 MONTH SORTING TIME |  |  |  |  | Url Not Found |  |  |  | Production Completed
STP_008 | Data Enrichment | SCS | OK | 2023-07-03 | 12-07-2023 | SPC |  | 2023-07-14 |  | 194363 |  | 194363 | M | ZRSA | EN | 06 | [7 empty] | PC | 0 | 0 | KG | 0 | 0 | [5 empty] | PC |  | Z002 | [12 empty] | BELT GUIDE¦HIHNAJOHDE R561074 | BELT GUIDE R561074 | MM_MANUFACTURER_NO **R561074 **MM_MANUFACTURER **RAUTE **MM_LISAT_2 **RAUTE NO. R561074 |  |  | 84879090 |  |  | Cleansed | GUIDE |  | BELT |  | RAUTE | NON-OEM | R561074 |  |  | SIZE | [16 empty] | Url Not Found |  |  |  | Production Completed
STP_008 | Data Enrichment | NEN | OK | 10-07-2023 | 11-07-2023 | SPC |  | 2023-07-14 |  | 166359 |  | 166359 | M | ZRSA | EN | 06 | [7 empty] | PC | 0 | 0 | KG | 0 | 0 | [5 empty] | PC |  | Z002 | [12 empty] | LINEAARIKELK HSR55CB1SSGK-THK 8C14 ANTHO | LINEAR SLIDE HSR55CB1SSGK-THK 8C14 ANTHO | MM_MEASUREMENT1_VALUE1 **140X170 **MM_LISAT_1 **SLIDE **MM_MANUFACTURER **BEARING AND ACCESSORIES |  | 060763 |  |  |  | CLEANSED | GUIDE | SLIDE | LINEAR MOTION |  | BEARING AND ACCESSORIES | NON-OEM | HSR55CB1SSGK |  |  | SIZE | [11 empty] | SIZE:140X170,THK,8C14,ANTHO |  |  |  |  | https://tech.thk.com/en/products/pdf/en_a01_180.pdf |  |  | Suitable commodity code not found | Production Completed
STP_008 | Data Enrichment | SFU | OK | 04-07-2023 | 11-07-2023 | PVJ |  | 2023-07-14 |  | 136590 |  | 136590 | M | ZRSA | EN | 06 | [7 empty] | PC | 0 | 0 | KG | 0 | 0 | [5 empty] | PC |  | Z002 | [12 empty] | VASARA H 1 1/2IN STANLEY | HAMMER H 1 1/2IN STANLEY |  |  | 062201 | 82052000 |  |  | CLEANSED | HAMMER |  |  |  | STANLEY | OEM |  |  |  | HEAD SIZE | 1 1/2IN | WEIGHT |  | HANDLE LENGTH |  | HEAD MATERIAL | [10 empty] | URL NOT FOUND |  |  |  | Production Completed
STP_008 | Data Enrichment | CIR | OK | 11/7/2023 | 13/7/2023 | PVJ |  | 2023-07-14 |  | 185652 |  | 185652 | M | ZRSA | EN | 06 | [7 empty] | PC | 0 | 0 | KG | 0 | 0 | [5 empty] | PC |  | Z002 | [12 empty] | T100 TELANPIDIKE | T100 ROLLER HOLDER | MM_TYPE **12993-0196 **MM_MANUFACTURER_NO **12993-0196 **MM_MANUFACTURER **INFORMA OY |  | 060752 | 84661038 |  |  | CLEANSED | HOLDER |  | ROLLER |  | INFORMA OY | NON-OEM | 12993-0196 | T100 |  | SIZE | [20 empty] | Production Completed
STP_008 | Data Enrichment | SFU | OK | 04-07-2023 | 11-07-2023 | PVJ |  | 2023-07-14 |  | 136613 |  | 136613 | M | ZRSA | EN | 06 | [7 empty] | PC | 0 | 0 | KG | 0 | 0 | [5 empty] | PC |  | Z002 | [12 empty] | PUSSINPIDIN HIOMAKONEESEEN 484542 FESTO | BAG HOLDER FOR GRINDER 484542 FESTO | MM_FEATURE **FOR FESTO GRINDING MACHINE **MM_MANUFACTURER **FESTO |  | 059011 | 84879090 |  |  | CLEANSED | HOLDER |  | BAG |  | FESTO CORPORATION | OEM | 484542 |  |  | SIZE | [11 empty] | FOR FESTO GRINDING MACHINE |  |  |  |  | URL NOT FOUND |  |  |  | Production Completed
STP_008 | Data Enrichment | RMZ | OK | 2023-07-03 | 2023-07-11 | PVJ |  | 2023-07-14 |  | 156181 |  | 156181 | M | ZRSA | EN | 06 | [7 empty] | PC | 0 | 0 | KG | 0 | 0 | [5 empty] | PC |  | Z002 | [12 empty] | COUPLING HALF ROTEX 75/75 GG HUB¦SIDURI POOL ROTEX 75/75 GG HUB¦KYTKINPUOLIKAS ROTEX 75/75 GG NAPA | COUPLING HALF ROTEX 75/75 GG HUB¦CLUTCH POOL ROTEX 75/75 GG HUB¦COUPLING HALF ROTEX 75/75 GG HUB | MM_DRAWING **SKS 270199 |  |  | 84839081 |  |  | Enriched | HUB | COUPLING | CLUTCH |  | ERIKS GROUP | OEM | 75/75 GG |  |  | BORE DIAMETER | 38,07 | HUB DIAMETER | 75 | LENGTH | 115 |  |  |  |  | SKS 270199 | CAST IRON | BRAND:ROTEX,POOL |  |  |  |  | https://shop.eriks.nl/en/mechanical-power-transmission-shaft-couplings-flexible-couplings/rotex-75-gg-coupling-hub-design-1-0-bore-3807-003-key-code-c-b-955-005-part-1-23559931/ |  |  | Processed based on Websource, Conflict w.r.t Input | Production Completed
STP_008 | Data Enrichment | scs | OK | 12-07-2023 | 12-07-2023 | PVJ |  | 2023-07-14 |  | 156174 |  | 156174 | M | ZRSA | EN | 06 | [7 empty] | PC | 0 | 0 | KG | 0 | 0 | [5 empty] | PC |  | Z002 | [12 empty] | KYTKIN ROTEX 38/45 KARTIOHOLK.KIINNITYS | CLUTCH ROTEX 38/45 CONE BUSHING | MM_FEATURE **SLEEVE 1610 |  | 061006 | 84839089 |  |  | Enriched | HUB | COUPLING | FLEXIBLE JAW |  | KTR SYSTEMS | OEM | ROTEX 38/45 |  |  | BORE DIAMETER | 45 | HUB DIAMETER |  | LENGTH | [6 empty] | STEEL | BRAND: ROTEX |  |  |  |  | https://www.ktr.com/fileadmin/ktr/media/Tools_Downloads/kataloge/01_flexible_jaw_bin_bush_ROTEX.pdf | https://dicksonbearings.ie/product/rotex-38-type-1a-st-steel-hub-pilot-bore-max-bore-55-70-m-m/rotex%2038%20type%201a%20st |  | Processed based on Websource, Conflict w.r.t Input | Production Completed
STP_008 | Data Enrichment | scs | OK | 12-07-2023 | 12-07-2023 | PVJ |  | 2023-07-14 |  | 156180 |  | 156180 | M | ZRSA | EN | 06 | [7 empty] | PC | 0 | 0 | KG | 0 | 0 | [5 empty] | PC |  | Z002 | [12 empty] | KYTKIN ROTEX 55/70 KARTIOHOLK.KIINNITYS | CLUTCH ROTEX 55/70 CONE BUSHING |  |  | 061006 | 84839089 |  |  | Enriched | HUB | COUPLING | FLEXIBLE JAW |  | KTR SYSTEMS | OEM | ROTEX 55/70 |  |  | BORE DIAMETER | 74 | HUB DIAMETER |  | LENGTH | [6 empty] | STEEL | BRAND: ROTEX |  |  |  |  | https://www.ktr.com/fileadmin/ktr/media/Tools_Downloads/kataloge/01_flexible_jaw_bin_bush_ROTEX.pdf | https://dicksonbearings.ie/product/rotex-55-type-1a-st-steel-hub-pilot-bore-55-70-m-m-bore-range/rotex%2055%20type%201a%20st |  | Sourced based on "ROTEX 55/70" Processed based on websource, conflict wrt input | Production Completed
STP_008 | Data Enrichment | CIR | OK | 11/7/2023 | 13/7/2023 | PVJ |  | 2023-07-14 |  | 186750 |  | 186750 | M | ZRSA | EN | 06 | [7 empty] | PC | 0¦0 | 0 | KG | 0¦0 | 0 | [5 empty] | KGM¦PC |  | Z002 | [12 empty] | INHIBIITTORI AMERTROL AT 3500 30L/30KG | INHIBITOR AMERTROL AT 3500 30L/30KG | MM_MEASURE1_VALUE1 **30L/30KG **MM_TYPE **AMERTROL AT 3500 30L/30KG **MM_MANUFACTURER_NO **819246 **MM_MANUFACTURER **SOLENIS FINLAND OY |  | 031451 | 38119000 |  |  | CLEANSED | INHIBITOR |  |  |  | SOLENIS FINLAND OY | NON-OEM | 819246 |  |  | PROPELLANT |  | CONTAINER TYPE |  | CONTAINER SIZE | 30KG | [6 empty] | AMERTROL AT 3500 30L | [8 empty] | Production Completed
STP_008 | Data Enrichment | BHJ | OK | 2023-07-11 | 2023-07-12 | PVJ |  | 2023-07-14 |  | 198041 |  | 198041 | M | ZRSA | EN | 06 | [7 empty] | PC | 0¦0¦0 | 0 | KG | 0¦0¦0 | 0 | [5 empty] | M3¦NM3¦PC |  | Z002 | [12 empty] | INSERT SPIKED/FLAT MPR C-82-102004¦IRTORIPA PIIKKI/TYLSÄ MPR C-82-102004 | INSERT SPIKED/FLAT MPR C-82-102004 | MM_PROPERTY **INSERT SPIKED/FLAT **MM_TYPE **C-82-102004 **MM_LISAT_1 **FEED ROLLER **MM_MANUFACTURER_NO **C-82-102004 **MM_MANUFACTURER **LIGHT MACHINE |  |  | 90330090 |  |  | Enriched | INSERT |  | SPIKED FLAT |  | VALON KONE | OEM | C-82-102004 |  |  | SIZE | [11 empty] | ALTERNATE MFR:LIGHT MACHINE,MPR,FOR FEED ROLLER |  |  |  |  | https://www.valonkone.com/images/pdfs/FibreMax.pdf |  |  |  | Production Completed
STP_008 | Data Enrichment | SFQ | OK | 2023-07-04 | 2023-07-10 | PVJ |  | 2023-07-14 |  | 407948 |  | 407948 | M | ZRSA | EN | 06 | [7 empty] | PC | 0¦0¦0 | 0 | KG | 0¦0¦0 | 0 | [5 empty] | M3¦NM3¦PC |  | Z002 | [12 empty] | CARTRIDGE VALVE CVI-25-D20-M- >¦PATRUUNAVENTTIILI CVI-25-D20-> | CARTRIDGE VALVE CVI-25-D20-M- >¦CARTRIDGE VALVE CVI-25-D20-> | MM_PROPERTY **CARTRIDGE VALVE **MM_MANUFACTURER_NO **CVI-25-D20-M-50 **MM_MANUFACTURER **EATON |  | 060190 | 84819000 |  |  | Enriched | INSERT |  | CARTRIDGE VALVE | ISO 7368D | EATON | OEM | CVI-25-D20-M-50 |  |  | SIZE | 25 | [15 empty] | http://www.vickershydraulic.com/site1/pdfs/504300en0499a.pdf |  |  | Processed based on Websource, Conflict w.r.t Input | Production Completed
STP_008 | Data Enrichment | SFQ | OK | 2023-07-04 | 2023-07-10 | PVJ |  | 2023-07-14 |  | 138956 |  | 138956 | M | ZRSA | EN | 06 | [7 empty] | PC | 0 | 0 | KG | 0 | 0 | [5 empty] | PC |  | Z002 | [12 empty] | PATRUUNAVENTTIILI CVI-16-D1-1-1-L-10-10 | CARTRIDGE VALVE CVI-16-D1-1-1-L-10-10 | MM_TYPE **CVI-16-DI-1-1-L-10-10 **MM_MANUFACTURER **VICKERS |  | 061490 | 84819000 |  |  | Enriched | INSERT |  | CARTRIDGE VALVE | ISO 7368D | EATON | OEM | CVI-16-D1-1-1-L-10-10 |  |  | SIZE | 16 | [15 empty] | http://www.vickershydraulic.com/site1/pdfs/504300en0499a.pdf |  |  | Processed based on Websource, Conflict w.r.t Input | Production Completed
STP_008 | Data Enrichment | SFU | OK | 04-07-2023 | 11-07-2023 | PVJ |  | 2023-07-14 |  | 155887 |  | 155887 | M | ZRSA | EN | 06 | [7 empty] | PC | 0 | 0 | KG | 0 | 0 | [5 empty] | PC |  | Z002 | [12 empty] | MUTTERI 20X4 M8X1,0 KELA | NUT 20X4 M8X1.0 COIL |  |  | 061590 | 84879090 |  |  | CLEANSED | INSERT | THREADED | [7 empty] | THREAD SIZE | M8X1 | THREAD TYPE | METRIC | LENGTH | [7 empty] | 20X4,COIL |  |  |  |  | URL NOT FOUND |  |  |  | Production Completed
STP_008 | Data Enrichment | SFQ | OK | 2023-07-11 | 2023-07-13 | PVJ |  | 2023-07-14 |  | 192044 |  | 192044 | M | ZRSA | EN | 06 | [7 empty] | PC | 0 | 0 | KG | 0 | 0 | [5 empty] | PC |  | Z002 | [12 empty] | KICKER RIGHT R963394¦PAININ OIKEA R963394 | KICKER RIGHT R963394¦WRESTLER RIGHT R963394 | MM_OMINAISUUS **KICKER RIGHT **MM_MANUFACTURER_NO **R963394 **MM_MANUFACTURER **RAUTE **MM_LISAT_2 **RAUTE NO: R963394 |  | 060766 | 84879090 |  |  | Cleansed | KICKER |  |  |  | RAUTE | NON-OEM | R963394 |  |  | SIZE/DIMENSIONS | [11 empty] | WRESTLER RIGHT |  |  |  |  | URL Not Found |  |  |  | Production Completed
STP_008 | Data Enrichment | BHJ | OK | 2023-07-11 | 2023-07-11 | PVJ |  | 2023-07-14 |  | 199004 |  | 199004 | M | ZRSA | EN | 06 | [7 empty] | PC | 0 | 0 | KG | 0 | 0 | [5 empty] | PC |  | Z002 | [12 empty] | LIFTING DEVICE 446.060.9002¦TÕSTESEADE 446.060.9002¦NOSTOLAITE 446.060.9002 | LIFTING DEVICE 446.060.9002¦LIFTING DEVICE 446.060.9002 | MM_PROPERTY **LIFTING DEVICE **MM_MANUFACTURER_NO **446.060.9002 **MM_MANUFACTURER **SCHELLING/AWUTEK |  |  | 84289090 |  |  | Cleansed | LIFTER |  |  |  | SCHELLING GROUP GMBH | OEM | 446.060.9002 |  |  | CAPACITY |  | SIZE | [9 empty] | ALTERNATE MFR:AWUTEK |  |  |  |  | Url Not Found |  |  |  | Production Completed
STP_008 | Data Enrichment | CIR | OK | 11/7/2023 | 13/7/2023 | PVJ |  | 2023-07-14 |  | 185738 |  | 185738 | M | ZRSA | EN | 06 | [7 empty] | PAC | 0¦0 | 0 | KG | 0¦0 | 0 | [5 empty] | PAC¦PC |  | Z002 | [12 empty] | SINKILÄ OMER 82P/10MM NF | ZINC OMER 82P/10MM NF | MM_PROPERTY **5040 PCS/PKT **MM_TYPE **OMER 82P/10MM NF **MM_LISAT_1 **REFINING |  | 062207 |  |  |  | CLEANSED | MATERIAL | [6 empty] | OMER 82P/10MM NF |  | COMPOSITION | [11 empty] | REFINING,FINISH:ZINC,PACKAGE:5040 PCS/PKT | [7 empty] | COMMODITY CODES NOT FOUND | Production Completed
STP_008 | Data Enrichment | SFQ | OK | 2023-07-11 | 2023-07-13 | PVJ |  | 2023-07-14 |  | 192148 |  | 192148 | M | ZRSA | EN | 06 | [7 empty] | PC | 0 | 0 | KG | 0 | 0 | [5 empty] | PC |  | Z002 | [12 empty] | KUMISOIRO 85x2450 | RUBBER 85x2450 | MM_MEASUREMENT1_VALUE1 **85X2450 **MM_TYPE **RUBBER 85X2450 |  | 060890 | 84879090 |  |  | Cleansed | MATERIAL | [8 empty] | COMPOSITION | [11 empty] | SIZE:85X2450 |  |  |  |  | URL Not Found |  |  |  | Production Completed
STP_008 | Data Enrichment | BHJ | OK | 2023-07-11 | 2023-07-11 | PVJ |  | 2023-07-14 |  | 407465 |  | 407465 | M | ZRSA | EN | 06 | [7 empty] | PC | 0 | 0 | KG | 0 | 0 | [5 empty] | PC |  | Z002 | [12 empty] | MEMBRANE DP34/UDA/DMA¦KALVO DP34/UDA/DMA | MEMBRANE DP34/UDA/DMA¦MEMBRANE DP34/UDA/DMA | MM_PROPERTY **MEMBRANE **MM_MANUFACTURER **KONWELL |  |  | 85124000 |  |  | Cleansed | MEMBRANE |  |  |  | KONWELL | OEM | DP34/UDA/DMA |  |  | MEMBRANE AREA |  | FLOW RATING |  | PRESSURE RATING | [12 empty] | Url Not Found |  |  |  | Production Completed
STP_008 | Data Enrichment | SMX | OK | 2023-07-06 | 2023-07-10 | PVJ |  | 2023-07-14 |  | 164774 |  | 164774 | M | ZRSA | EN | 06 | [7 empty] | PC | 0 | 0 | KG | 0 | 0 | [5 empty] | PC |  | Z002 | [12 empty] | TULOMODULI 6ES7 131-4BD01-0AA0 BIN¦TULOKORTTI 6ES7 131-4BD01-0A KÄYTÄ163572 | INPUT MODULE 6ES7 131-4BD01-0AA0 BIN¦INPUT CARD 6ES7 131-4BD01-0A USE163572 | MM_MANUFACTURER **SIEMENS |  | 061301 | 85299065 |  |  | Enriched | MODULE | POWER | INPUT CARD |  | SIEMENS | OEM | 6ES7131-4BD01-0AA0 |  |  | INPUT RATING | 24VDC,10MA | OUTPUT RATING |  | POWER RATING | 0,7W | [6 empty] | BIN,FOR USE 163572 |  |  |  |  | https://docs.rs-online.com/a489/0900766b81087ce5.pdf |  |  |  | Production Completed
STP_008 | Data Enrichment | SMX | OK | 2023-07-06 | 2023-07-10 | PVJ |  | 2023-07-14 |  | 164776 |  | 164776 | M | ZRSA | EN | 06 | [7 empty] | PC | 0 | 0 | KG | 0 | 0 | [5 empty] | PC |  | Z002 | [12 empty] | LÄHTÖKORTTI 6ES7132-4BD01-0AA0 BIN¦LÄHTÖK 6ES7132-4BD01-0AA0 KÄYTÄ 183988 | OUTPUT CARD 6ES7132-4BD01-0AA0 BIN¦OUTPUT 6ES7132-4BD01-0AA0 USE 183988 | MM_TYPE **6ES7132-4BD01-0AA0 **MM_LISAT_1 **REPLACING 183988 **MM_MEASUREMENT2_VALUE2 **24VDC **MM_MANUFACTURER **SIEMENS |  | 061301 | 85299065 |  |  | Enriched | MODULE | POWER | OUTPUT CARD |  | SIEMENS | OEM | 6ES7132-4BD01-0AA0 |  |  | INPUT RATING |  | OUTPUT RATING | 24VDC,0,5MA | POWER RATING | 0,8W | [6 empty] | BIN,FOR USE 183988 |  |  |  |  | https://adegis.com/media/asset/f52b065d515bddb8a8130008c36b5190cd496263a14a36bdee4e18dacf94d68a.pdf |  |  |  | Production Completed
STP_008 | Data Enrichment | SMX | OK | 2023-07-06 | 2023-07-10 | PVJ |  | 2023-07-14 |  | 189851 |  | 189851 | M | ZRSA | EN | 06 | [7 empty] | PC | 0 | 0 | KG | 0 | 0 | [5 empty] | PC |  | Z002 | [12 empty] | TULOKORTTI EP1018-0002 8CH | INCOME CARD EP1018-0002 8CH | MM_FEATURE **INPUT CARD **MM_MEASUREMENT1_VALUE1 **24VDC **MM_TYPE **EP1018-0002 **MM_MEASUREMENT2_VALUE2 **10MICRO S FILTER **MM_MANUFACTURER_NO **EP1018-0002 **MM_MANUFACTURER **BECKHOFF **MM_LISAT_2 **RAUTE NO. 3021234 |  | 061301 | 85299065 |  |  | Enriched | MODULE | ELECTRONIC | 8-CHANNEL DIGITAL INPUT CARD |  | BECKHOFF | OEM | EP1018-0002 |  |  | INPUT RATING | 24VDC | OUTPUT RATING | [9 empty] | ALTERNATE MFR:RAUTE,ALTERNATE MPN:3021234,FILTER:10MICRO |  |  |  |  | https://www.beckhoff.com/en-en/products/i-o/ethercat-box/epxxxx-industrial-housing/ep1xxx-digital-input/ep1018-0002.html |  |  |  | Production Completed
STP_008 | Data Enrichment | SMX | OK | 2023-07-06 | 2023-07-10 | PVJ |  | 2023-07-14 |  | 194264 |  | 194264 | M | ZRSA | EN | 06 | [7 empty] | PC | 0 | 0 | KG | 0 | 0 | [5 empty] | PC |  | Z002 | [12 empty] | ANALOG INPUT UNIT 6ES7134-6HD00-OBA1¦ANALOGINENLÄHTÖKORTTI 6ES7134-6HD00-OBA1 | ANALOG INPUT UNIT 6ES7134-6HD00-OBA1¦ANALOG OUTPUT CARD 6ES7134-6HD00-OBA1 | MM_TYPE **6ES7134-6HD00-OBA1 **MM_MANUFACTURER **SIEMENS **MM_LISAT_2 **RAUTE NO. M00001293 |  | 061301 | 85299065 |  |  | Enriched | MODULE | ELECTRONIC | ANALOG INPUT UNIT |  | SIEMENS | OEM | 6ES7134-6HD00-OBA1 |  |  | INPUT RATING | 30V,50MA | OUTPUT RATING | 20MA | [8 empty] | ALTERNATE MFR:RAUTE,ALTERNATE MPN:M00001293 |  |  |  |  | https://adegis.com/media/asset/fe7ca3b1c90cfd1262ea2663db033c2f73f073677126e68150eae1a6e67600e3.pdf |  |  | Part Number Updated as per Websource | Production Completed
STP_008 | Data Enrichment | BHJ | OK | 2023-07-11 | 2023-07-12 | PVJ |  | 2023-07-14 |  | 198900 |  | 198900 | M | ZRSA | EN | 06 | [7 empty] | PC | 0 | 0 | KG | 0 | 0 | [5 empty] | PC |  | Z002 | [12 empty] | POWER MODULE SINAMICS PM240-2¦VIRTAMODULI SINAMICS PM240-2 | POWER MODULE SINAMICS PM240-2¦POWER MODULE SINAMICS PM240-2 | MM_FEATURE **POWER MODULE **MM_TYPE **PM240-2 **MM_MANUFACTURER_NO **6SL3210-1PE22-7UL0 **MM_MANUFACTURER **SIEMENS |  |  | 85299065 |  |  | Enriched | MODULE | POWER |  |  | SIEMENS | OEM | 6SL3210-1PE22-7UL0 |  |  | INPUT RATING |  | OUTPUT RATING |  | POWER RATING | 11KW | [6 empty] | SERIES:SINAMICS PM240-2 | 4042948666104 |  |  |  | https://mall.industry.siemens.com/mall/en/ww/Catalog/Product/6SL3210-1PE22-7UL0 |  |  |  | Production Completed
STP_008 | Data Enrichment | BHJ | OK | 2023-07-11 | 2023-07-12 | PVJ |  | 2023-07-14 |  | 406835 |  | 406835 | M | ZRSA | EN | 06 | [7 empty] | PC | 0¦0¦0 | 0 | KG | 0¦0¦0 | 0 | [5 empty] | M3¦NM3¦PC |  | Z002 | [12 empty] | LOGIC MODULE 6ED1052-1FB08-0BA1¦LOGIIKKAMODUULI 6ED1052-1FB08-0BA1 | LOGIC MODULE 6ED1052-1FB08-0BA1¦LOGIC MODULE 6ED1052-1FB08-0BA1 | MM_FEATURE **LOGIC MODULE **MM_TYPE **6ED1052-1FB08-0BA1 **MM_MEASUREMENT2_VALUE2 **LOGO 230RCE **MM_MANUFACTURER_NO **6ED1052-1FB08-0BA1 **MM_MANUFACTURER **SIEMENS |  |  | 85299065 |  |  | Enriched | MODULE |  | LOGIC |  | SIEMENS | OEM | 6ED1052-1FB08-0BA1 | LOGO 230RCE |  | SIZE | L90XW71,5XD60 | [11 empty] | 4034106033644 |  |  |  | https://mall.industry.siemens.com/mall/en/WW/Catalog/Product/6ED1052-1FB08-0BA1 | https://docs.rs-online.com/cca9/A700000007202398.pdf | https://in.rsdelivers.com/product/siemens/6ed1052-1fb08-0ba1/siemens-logo-plc-cpu-12-inputs-4-outputs-relay-for/2097102 |  | Production Completed
STP_008 | Data Enrichment | CIR | OK | 4/7/2023 | 11/7/2023 | PVJ |  | 2023-07-14 |  | 142743 |  | 142743 | M | ZRSA | EN | 06 | [7 empty] | PC | 0 | 0 | KG | 0 | 0 | [5 empty] | PC |  | Z002 | [12 empty] | INPUT MOD 6ES7331-7KF01-0AB0 /USE 176816¦TULOMOD 6ES7331-7KF01-0AB0 /KÄYTÄ 176816 | INPUT MOD 6ES7331-7KF01-0AB0 /USE 176816¦INPUT MOD 6ES7331-7KF01-0AB0 /USE 176816 | MM_FEATURE **REPLACE: 176816 **MM_TYPE **6ES7331-7KF01-0AB0 **MM_MEASUREMENT4_VALUE4 **8X4 **MM_MEASUREMENT2_VALUE2 **20MA **MM_MANUFACTURER **SIEMENS |  | 061301 | 84798970 |  |  | ENRICHED | MODULE |  | ANALOG INPUT |  | SIEMENS | OEM | 6ES7331-7KF01-0AB0 |  |  | SIZE | 8X4 | [10 empty] | ALTERNATE MPN:176816,CURRENT:20MA | 4025515061205 |  |  |  | https://mall.industry.siemens.com/mall/en/WW/Catalog/Product/6ES73317KF010AB0 |  |  |  | Production Completed
STP_008 | Data Enrichment | CIR | OK | 4/7/2023 | 10/7/2023 | PVJ |  | 2023-07-14 |  | 142757 |  | 142757 | M | ZRSA | EN | 06 | [7 empty] | PC | 0 | 0 | KG | 0 | 0 | [5 empty] | PC |  | Z002 | [12 empty] | I/O-MODULI PX1-1430 | I/O MODULE PX1-1430 | MM_MANUFACTURER **RAUTE |  | 061301 | 85299065 |  |  | ENRICHED | MODULE | COMMUNICATION | Digital I/O |  | RAUTE | NON-OEM | PX1-1430 |  |  | INPUT RATING |  | NUMBER OF PORTS |  | INTERFACE TYPE |  | DATA TRANSFER RATE |  | TRANSMISSION PROTOCOL | [8 empty] | https://www.ni.com/en-in/shop/hardware/products/pxi-digital-io-module.html |  |  | PARTIAL MATCH | Production Completed
STP_008 | Data Enrichment | CIR | OK | 4/7/2023 | 10/7/2023 | PVJ |  | 2023-07-14 |  | 143786 |  | 143786 | M | ZRSA | EN | 06 | [7 empty] | PC | 0 | 0 | KG | 0 | 0 | [5 empty] | PC |  | Z002 | [12 empty] | LIIMAPISTOOLIN RUNKOMODULI 1052925 | GLUE GUN BODY MODULE 1052925 | MM_TYPE **KIT,MODULE,SOLIDBLUE S **MM_MANUFACTURER_NO **1052925 **MM_MANUFACTURER **NORDSON |  | 060756 |  |  |  | ENRICHED | MODULE |  |  |  | NORDSON CORPORATION | OEM | 1052925 |  |  | SIZE | 3/8IN-24UNF | [10 empty] | KIT,GLUE GUN BODY,COMPATIBLE WITH SOLIDBLUE S MODULE |  |  |  |  | https://www.hotmeltsupplyco.com/new-original-nordson-1052925-solidblue-module-module-replace-1048115/?gclid=CjwKCAjw2K6lBhBXEiwA5RjtCV817pLovp1hP5cN8AjuK2iH36AnN_DG2yGVzaLxiDJxDlwyccv8TxoCKt8QAvD_BwE | https://www.hotmeltparts.eu/documents/catalog/nn_2e1052925.xml?open=NAV%5CHMMODULES%5CSOLIDBLUE&lang=en&gclid=CjwKCAjw2K6lBhBXEiwA5RjtCW2BQ9nS-hvh6oLi24s3DUeudGP3bkHfDRTUryd5mp7mvkiOQ13rnRoCMPoQAvD_BwE |  | COMMODITY CODES NOT FOUND | Production Completed
STP_008 | Data Enrichment | RMZ | OK | 2023-07-03 | 2023-07-10 | PVJ |  | 2023-07-14 |  | 165751 |  | 165751 | M | ZRSA | EN | 06 | [7 empty] | PC | 0 | 0 | KG | 0 | 0 | [5 empty] | PC |  | Z002 | [12 empty] | LIIMAMODULI TÄYD. CBST-1-T 1069934 | ADHESIVE MODULE COMPLETE. CBST-1-T 1069934 | MM_MEASUREMENT1_VALUE1 **3 PORT **MM_TYPE **ACE,GUN,CBST-1 CIRCULATING, **MM_LISAT_1 **HAVU 1 SAUMURI **MM_MANUFACTURER_NO **1069934 | [5 empty] | Cleansed | MODULE |  | ADHESIVE |  |  |  | 1069934 | CBST-1-T |  | SIZE | [11 empty] | ACE,GUN,CIRCULATING,HAVU 1 SAUMURI |  |  |  |  | Url Not Found |  |  |  | Production Completed
STP_008 | Data Enrichment | SFQ | OK | 2023-07-11 | 2023-07-13 | PVJ |  | 2023-07-14 |  | 193797 |  | 193797 | M | ZRSA | EN | 06 | [7 empty] | PC | 0 | 0 | KG | 0 | 0 | [5 empty] | PC |  | Z002 | [12 empty] | DOUBLE MOTOR MODULE¦TUPLAMOOTTORIMODUULI 9,00A | DOUBLE MOTOR MODULE¦DOUBLE MOTOR MODULE 9.00A | MM_MEASUREMENT1_VALUE1 **9.00A **MM_MANUFACTURER **SIEMENS **MM_LISAT_2 **RAUTE NO. 3012775 |  | 061205 |  |  |  | Cleansed | MODULE |  | DOUBLE MOTOR |  | RAUTE | NON-OEM | 3012775 |  |  | SIZE | [11 empty] | CURRENT RATING:9A,ALTERNATE MANUFACTURER:SIEMENS |  |  |  |  | URL Not Found |  |  | Suitable commodity code not found | Production Completed
STP_008 | Data Enrichment | SFQ | OK | 2023-07-11 | 2023-07-13 | PVJ |  | 2023-07-14 |  | 193769 |  | 193769 | M | ZRSA | EN | 06 | [7 empty] | PC | 0 | 0 | KG | 0 | 0 | [5 empty] | PC |  | Z002 | [12 empty] | PLC RELAY PLC-RSC-24DC/1/ACT¦PLC RELAY PLC-RSC-24DC/1/ACT 2966210 | PLC RELAY PLC-RSC-24DC/1/ACT¦PLC RELAY PLC-RSC-24DC/1/ACT 2966210 | MM_TYPE **PLC-RSC-24DC/1/ACT **MM_MANUFACTURER_NO **2966210 **MM_MANUFACTURER **PHOENIX CONTACT **MM_LISAT_2 **RAUTE NO. 3008267 |  | 061301 | 85364110 |  |  | Enriched | MODULE |  | RELAY |  | PHOENIX CONTACT | OEM | 2966210 | PLC-RSC-24DC/1/ACT |  | SIZE | W6,2XH80XD94 | [10 empty] | TYPE:PLC,ALTERNATE MFR:RAUTE,ALTERNATE MPN:3008267 | 4017918130671 |  |  |  | https://www.phoenixcontact.com/en-in/products/relay-module-plc-rsc-24dc-1act-2966210 |  |  |  | Production Completed
STP_008 | Data Enrichment | SFQ | OK | 2023-07-11 | 2023-07-13 | PVJ |  | 2023-07-14 |  | 192689 |  | 192689 | M | ZRSA | EN | 06 | [7 empty] | PC | 0 | 0 | KG | 0 | 0 | [5 empty] | PC |  | Z002 | [12 empty] | SAFETY RELAY XPSAFL5130 24VDC¦TURVARELE XPSAFL5130 24VDC | SAFETY RELAY XPSAFL5130 24VDC¦SAFETY RELAY XPSAFL5130 24VDC | MM_TYPE **XPSAFL5130 **MM_MEASUREMENT2_VALUE2 **24VDC **MM_MANUFACTURER **SCHNEIDER ELECTRIC **MM_LISAT_2 **HOLZMA NO: E114008380613 |  | 061301 | 85364190 |  |  | Enriched | MODULE |  | SAFETY |  | SCHNEIDER ELECTRIC | OEM | XPSAFL5130 |  |  | SIZE | [11 empty] | TYPE:EMERGENCY STOP,VOLTAGE RATING:24VDC,ALTERNATE MFR:HOLZMA,ALTERNATE MPN:E114008380613 | 3389110080902 |  |  |  | https://www.se.com/in/en/product/XPSAFL5130/module-xpsaf-emergency-stop-24-v-ac-dc/ |  |  | Processed based on Websource, Conflict w.r.t Input | Production Completed
STP_008 | Data Enrichment | SFQ | OK | 2023-07-11 | 2023-07-13 | PVJ |  | 2023-07-14 |  | 192709 |  | 192709 | M | ZRSA | EN | 06 | [7 empty] | PC | 0 | 0 | KG | 0 | 0 | [5 empty] | PC |  | Z002 | [12 empty] | TIMER MODULE DILM32-XTEE11 (RA24)¦AIKAMODULI DILM32-XTEE11 (RA24) | TIMER MODULE DILM32-XTEE11 (RA24)¦TIME MODULE DILM32-XTEE11 (RA24) | MM_TYPE **DILM32-XTEE11 **MM_MANUFACTURER **EATON **MM_LISAT_2 **HOLZMA NO: E114008200508 |  | 061205 | 84879090 |  |  | Cleansed | MODULE |  | TIMER |  | EATON | OEM | DILM32-XTEE11(RAC240) |  |  | SIZE | L86XH38XW45 | [10 empty] | ALTERNATE MFR:HOLZMA,ALTERNATE MPN:E114008200508 | 4015081013623 |  |  |  | https://datasheet.eaton.com/datasheet.php?model=101442&locale=en_GB |  |  | Part Number Updated as per Websource,Suitable commodity code not found | Production Completed
STP_008 | Data Enrichment | NGB | OK | 2023-07-10 | 2023-07-13 | PVJ |  | 2023-07-14 |  | 166045 |  | 166045 | M | ZRSA | EN | 06 | [7 empty] | PC | 0 | 0 | KG | 0 | 0 | [5 empty] | PC |  | Z002 | [12 empty] | SEULAVERKKO 48IN 15,7 SWECO SUPERTAUT | SCREEN NET 48IN 15.7 SWECO SUPERTAUT | MM_MEASUREMENT1_VALUE1 **15.7 MESH,1400 MY **MM_MATERIAL **AISI 316L THREAD 0.22 **MM_MANUFACTURER **SWECO |  | 060713 |  |  |  | Cleansed | NET |  | SCREEN |  | SWECO | NON-OEM |  |  |  | DIMENSIONS | 48IN | [9 empty] | AISI 316 STAINLESS STEEL | MESH:15,7,THREAD:0,22,1400 MY,BRAND:SUPERTAUT |  |  |  |  | URL Not Found |  |  |  | Production Completed
STP_008 | Data Enrichment | NGB | OK | 2023-07-10 | 2023-07-13 | PVJ |  | 2023-07-14 |  | 165659 |  | 165659 | M | ZRSA | EN | 06 | [7 empty] | PC | 0 | 0 | KG | 0 | 0 | [5 empty] | PC |  | Z002 | [12 empty] | SEULAVERKKO 48IN 20MES SWECO SUPERTAUT | SCREEN NET 48IN 20MES SWECO SUPERTAUT | MM_MEASUREMENT1_VALUE1 **20 MESH,1100 MY **MM_MANUFACTURER **SWECO |  | 060713 |  |  |  | Cleansed | NET |  | SCREEN |  | SWECO | NON-OEM |  |  |  | DIMENSIONS | 48IN | [10 empty] | MESH:20,1100 MY,BRAND:SUPERTAUT |  |  |  |  | URL Not Found |  |  |  | Production Completed
STP_008 | Data Enrichment | NGB | OK | 2023-07-10 | 2023-07-13 | PVJ |  | 2023-07-14 |  | 164445 |  | 164445 | M | ZRSA | EN | 06 | [7 empty] | PC | 0 | 0 | KG | 0 | 0 | [5 empty] | PC |  | Z002 | [12 empty] | SEULAVERKKO SWECO SUPERTAUT 48IN 24MESH | SIEVE NET SWECO SUPERTAUT 48IN 24MESH | MM_MEASUREMENT1_VALUE1 **24 MESH,710 MY **MM_MANUFACTURER_NO **PI48V590C1 **MM_MANUFACTURER **SWECO |  | 060713 |  |  |  | Cleansed | NET |  | SIEVE |  | SWECO | NON-OEM | PI48V590C1 |  |  | DIMENSIONS | 48IN | [10 empty] | MESH:24,710 MY,BRAND:SUPERTAUT |  |  |  |  | URL Not Found |  |  |  | Production Completed
STP_008 | Data Enrichment | SFQ | OK | 2023-07-11 | 2023-07-13 | PVJ |  | 2023-07-14 |  | 192291 |  | 192291 | M | ZRSA | EN | 06 | [7 empty] | PC | 0 | 0 | KG | 0 | 0 | [5 empty] | PC |  | Z002 | [12 empty] | OIL PAN 381/150 30036215¦ÖLJYPOHJA 381/150 30036215 | OIL PAN 381/150 30036215¦OIL PAN 381/150 30036215 | MM_TYYPPI **381/150 **MM_MANUFACTURER **BRUKS **MM_LISAT_2 **BRUKS NO: 30036215 |  | 061003 | 84879090 |  |  | Cleansed | PAN | OIL |  |  | BRUKS | NON-OEM | 30036215 |  |  | CAPACITY |  | SIZE | 381X150 | [13 empty] | URL Not Found |  |  |  | Production Completed
STP_008 | Data Enrichment | BHJ | OK | 2023-07-11 | 2023-07-11 | PVJ |  | 2023-07-14 |  | 198693 |  | 198693 | M | ZRSA | EN | 06 | [7 empty] | PC | 0 | 0 | KG | 0 | 0 | [5 empty] | PC |  | Z002 | [10 empty] | D00048855¦D00048855 |  | PHOTOCELL D00048855¦VALOKENNO D00048855 | PHOTOCELL D00048855¦PHOTOCELL D00048855 | MM_PROPERTY **PHOTOCELL **MM_TYPE **D00048855 **MM_MANUFACTURER_NO **D00048855 |  |  | 85414300 |  |  | Cleansed | PHOTOCELL | [5 empty] | D00048855 |  |  | RESISTANCE RANGE |  | SENSITIVITY |  | ELECTRICAL RATING |  | SIZE | [10 empty] | Url Not Found |  |  |  | Production Completed
STP_008 | Data Enrichment | CIR | OK | 4/7/2023 | 11/7/2023 | PVJ |  | 2023-07-14 |  | 142970 |  | 142970 | M | ZRSA | EN | 06 | [7 empty] | PC | 0 | 0 | KG | 0 | 0 | [5 empty] | PC |  | Z002 | [12 empty] | VALOKENNO OCT2000-F8-UKT | PHOTOCELL OCT2000-F8-UKT | MM_PROPERTY **MATERIAL **MM_MANUFACTURER **PEPPER+FUCHS |  | 061301 |  |  |  | CLEANSED | PHOTOCELL |  |  |  | PEPPER+FUCHS | NON-OEM | OCT2000-F8-UKT |  |  | RESISTANCE RANGE |  | SENSITIVITY |  | ELECTRICAL RATING |  | SIZE | [13 empty] | URL not Found¦COMMODITY CODES NOT FOUND | Production Completed
STP_008 | Data Enrichment | SFQ | OK | 2023-07-11 | 2023-07-11 | PVJ |  | 2023-07-14 |  | 192080 |  | 192080 | M | ZRSA | EN | 06 | [7 empty] | PC | 0 | 0 | KG | 0 | 0 | [5 empty] | PC |  | Z002 | [12 empty] | PHOTOCELL ASSEMBLY H060680¦VALOKENNO KP H060680 | PHOTOCELL ASSEMBLY H060680¦PHOTOCELL KP H060680 | MM_PROPERTY **H060680 **MM_MANUFACTURER_NO **H060680 **MM_MANUFACTURER **RAUTE **MM_LISAT_2 **RAUTE NO: H060680 |  | 060756 | 90314990 |  |  | Cleansed | PHOTOCELL |  |  |  | RAUTE | NON-OEM | H060680 |  |  | RESISTANCE RANGE |  | SENSITIVITY |  | ELECTRICAL RATING |  | SIZE | [5 empty] | ASSEMBLY |  |  |  |  | URL Not Found |  |  | Suitable commodity code not found | Production Completed
STP_008 | Data Enrichment | SFQ | OK | 2023-07-11 | 2023-07-11 | PVJ |  | 2023-07-14 |  | 194064 |  | 194064 | M | ZRSA | EN | 06 | [7 empty] | PC | 0 | 0 | KG | 0 | 0 | [5 empty] | PC |  | Z002 | [12 empty] | PHOTOCELL FRKR FRKRH079104¦VALOKENNO FRKR H079104 | PHOTOCELL FRKR FRKRH079104¦PHOTOCELL FRKR H079104 | MM_TYPE **FRKR **MM_MANUFACTURER_NO **H079104 **MM_MANUFACTURER **RAUTE **MM_LISAT_2 **RAUTE NO. H079104 |  | 061301 | 90314990 |  |  | Cleansed | PHOTOCELL |  |  |  | RAUTE | NON-OEM | H079104 | FRKR |  | RESISTANCE RANGE |  | SENSITIVITY |  | ELECTRICAL RATING |  | SIZE | [10 empty] | URL Not Found |  |  | Suitable commodity code not found | Production Completed
STP_008 | Data Enrichment | SFQ | OK | 2023-07-11 | 2023-07-11 | PVJ |  | 2023-07-14 |  | 194065 |  | 194065 | M | ZRSA | EN | 06 | [7 empty] | PC | 0 | 0 | KG | 0 | 0 | [5 empty] | PC |  | Z002 | [12 empty] | PHOTOCELL FRKR FRKRH079141¦VALOKENNO FRKR H079141 | PHOTOCELL FRKR FRKRH079141¦PHOTOCELL FRKR H079141 | MM_TYPE **FRKR **MM_MANUFACTURER_NO **H079141 **MM_MANUFACTURER **RAUTE **MM_LISAT_2 **RAUTE NO. H079141 |  | 061301 | 90314990 |  |  | Cleansed | PHOTOCELL |  |  |  | RAUTE | NON-OEM | H079141 | FRKR |  | RESISTANCE RANGE |  | SENSITIVITY |  | ELECTRICAL RATING |  | SIZE | [10 empty] | URL Not Found |  |  | Suitable commodity code not found | Production Completed
STP_008 | Data Enrichment | SFQ | OK | 2023-07-11 | 2023-07-11 | PVJ |  | 2023-07-14 |  | 194054 |  | 194054 | M | ZRSA | EN | 06 | [7 empty] | PC | 0 | 0 | KG | 0 | 0 | [5 empty] | PC |  | Z002 | [12 empty] | PHOTOCELL H072146¦VALOKENNO H072146 | PHOTOCELL H072146¦PHOTOCELL H072146 | MM_MANUFACTURER_NO **H072146 **MM_MANUFACTURER **RAUTE **MM_LISAT_2 **RAUTE NO. H072146 |  | 061301 | 90314990 |  |  | Cleansed | PHOTOCELL |  |  |  | RAUTE | NON-OEM | H072146 |  |  | RESISTANCE RANGE |  | SENSITIVITY |  | ELECTRICAL RATING |  | SIZE | [10 empty] | URL Not Found |  |  | Suitable commodity code not found | Production Completed
STP_008 | Data Enrichment | SFQ | OK | 2023-07-11 | 2023-07-11 | PVJ |  | 2023-07-14 |  | 194066 |  | 194066 | M | ZRSA | EN | 06 | [7 empty] | PC | 0 | 0 | KG | 0 | 0 | [5 empty] | PC |  | Z002 | [12 empty] | PHOTOCELL H082402¦VALOKENNO H082402 | PHOTOCELL H082402¦PHOTOCELL H082402 | MM_MANUFACTURER_NO **H082402 **MM_MANUFACTURER **RAUTE **MM_LISAT_2 **RAUTE NO. H082402 |  | 061301 | 90314990 |  |  | Cleansed | PHOTOCELL |  |  |  | RAUTE | NON-OEM | H082402 |  |  | RESISTANCE RANGE |  | SENSITIVITY |  | ELECTRICAL RATING |  | SIZE | [10 empty] | URL Not Found |  |  | Suitable commodity code not found | Production Completed
STP_008 | Data Enrichment | SFQ | OK | 2023-07-11 | 2023-07-11 | PVJ |  | 2023-07-14 |  | 194079 |  | 194079 | M | ZRSA | EN | 06 | [7 empty] | PC | 0 | 0 | KG | 0 | 0 | [5 empty] | PC |  | Z002 | [12 empty] | PHOTOCELL H096424¦VALOKENNO H096424 | PHOTOCELL H096424¦PHOTOCELL H096424 | MM_MANUFACTURER_NO **H096424 **MM_MANUFACTURER **RAUTE **MM_LISAT_2 **RAUTE NO. H096424 |  | 061301 | 90314990 |  |  | Cleansed | PHOTOCELL |  |  |  | RAUTE | NON-OEM | H096424 |  |  | RESISTANCE RANGE |  | SENSITIVITY |  | ELECTRICAL RATING |  | SIZE | [10 empty] | URL Not Found |  |  | Suitable commodity code not found | Production Completed
STP_008 | Data Enrichment | SFQ | OK | 2023-07-11 | 2023-07-11 | PVJ |  | 2023-07-14 |  | 194080 |  | 194080 | M | ZRSA | EN | 06 | [7 empty] | PC | 0 | 0 | KG | 0 | 0 | [5 empty] | PC |  | Z002 | [12 empty] | PHOTOCELL H096425¦VALOKENNO H096425 | PHOTOCELL H096425¦PHOTOCELL H096425 | MM_MANUFACTURER_NO **H096425 **MM_MANUFACTURER **RAUTE **MM_LISAT_2 **RAUTE NO. H096425 |  | 061301 | 90314990 |  |  | Cleansed | PHOTOCELL |  |  |  | RAUTE | NON-OEM | H096425 |  |  | RESISTANCE RANGE |  | SENSITIVITY |  | ELECTRICAL RATING |  | SIZE | [10 empty] | URL Not Found |  |  | Suitable commodity code not found | Production Completed
STP_008 | Data Enrichment | SFQ | OK | 2023-07-11 | 2023-07-11 | PVJ |  | 2023-07-14 |  | 192691 |  | 192691 | M | ZRSA | EN | 06 | [7 empty] | PC | 0 | 0 | KG | 0 | 0 | [5 empty] | PC |  | Z002 | [12 empty] | VALOKENNO WE11-2P2430 VASTAANOTIN | PHOTOCELL WE11-2P2430 RECEIVER | MM_TYPE **WE11-2P2430 **MM_MANUFACTURER_NO **1057571 **MM_MANUFACTURER **SICK **MM_LISAT_2 **HOLZMA NO: E114008611480 |  | 061106 | 90314990 |  |  | Cleansed | PHOTOCELL |  |  |  | SICK AG | OEM | 2063411 | WE11-2P2430 |  | RESISTANCE RANGE |  | SENSITIVITY |  | ELECTRICAL RATING |  | SIZE | [5 empty] | WITH RECEIVER |  |  |  |  | https://www.sick.com/cl/en/photoelectric-sensors/photoelectric-sensors/w11-2/wse11-2p2430/p/p298660 |  |  | Part Number Updated as per Websource,Suitable commodity code not found | Production Completed
STP_008 | Data Enrichment | CIR | OK | 4/7/2023 | 10/7/2023 | PVJ |  | 2023-07-14 |  | 143953 |  | 143953 | M | ZRSA | EN | 06 | [7 empty] | PC | 0 | 0 | KG | 0 | 0 | [5 empty] | PC |  | Z002 | [12 empty] | MÄNNÄN YLÄPÄÄ 89316 | TOP OF THE PISTON 89316 | MM_TYPE **89316 |  | 060760 |  |  |  | CLEANSED | PISTON | [5 empty] | 89316 |  |  | DIAMETER |  | LENGTH |  | GROOVE WIDTH |  | GROOVE DEPTH | [5 empty] | TOP | [7 empty] | URL Not Found¦COMMODITY CODES NOT FOUND | Production Completed
STP_008 | Data Enrichment | CIR | OK | 4/7/2023 | 10/7/2023 | PVJ |  | 2023-07-14 |  | 143955 |  | 143955 | M | ZRSA | EN | 06 | [7 empty] | PC | 0 | 0 | KG | 0 | 0 | [5 empty] | PC |  | Z002 | [12 empty] | MÄNTÄ 109213 | PISTON 109213 | MM_TYPE **109213 |  | 060760 |  |  |  | CLEANSED | PISTON | [5 empty] | 109213 |  |  | DIAMETER |  | LENGTH |  | GROOVE WIDTH |  | GROOVE DEPTH | [13 empty] | URL Not Found¦COMMODITY CODES NOT FOUND | Production Completed
STP_008 | Data Enrichment | CIR | OK | 4/7/2023 | 10/7/2023 | PVJ |  | 2023-07-14 |  | 143966 |  | 143966 | M | ZRSA | EN | 06 | [7 empty] | PC | 0 | 0 | KG | 0 | 0 | [5 empty] | PC |  | Z002 | [12 empty] | NAUHANKIRISTYKSEN OHJAINTAPPI 65795¦NAUHANKIRISTYKSEN OHJAINMÄNTÄ 0065795 | TAPE TENSION CONTROL PIN 65795¦TAPE TENSION CONTROL PISTON 0065795 | MM_MEASUREMENT1_VALUE1 **125 X 308 **MM_MANUFACTURER **STEINEMANN |  | 060760 | 74153900 |  |  | CLEANSED | PISTON |  | CONTROL |  | STEINEMANN TECHNOLOGY AG | OEM | 65795 |  |  | DIAMETER | 125X308 | LENGTH |  | GROOVE WIDTH |  | GROOVE DEPTH | [5 empty] | TAPE TENSION | [7 empty] | URL NOT Found | Production Completed
STP_008 | Data Enrichment | NEN | OK | 10-07-2023 | 12-07-2023 | PVJ |  | 2023-07-14 |  | 166843 |  | 166843 | M | ZRSA | EN | 06 | [7 empty] | PC | 0 | 0 | KG | 0 | 0 | [5 empty] | PC |  | Z002 | [12 empty] | PISTON R876284¦KOLB R876284¦MÄNTÄ R876284 | PISTON R876284¦KOLB R876284¦PISTON R876284 | MM_MEASUREMENT1_VALUE1 **L=148MM **MM_MATERIAL **AISI316 **MM_TYPE **R876284 **MM_MEASUREMENT2_VALUE2 **6MM **MM_DRAWING **R876284 **MM_MANUFACTURER **RAUTE OYJ |  | 060756 |  |  |  | CLEANSED | PISTON |  |  |  | RAUTE | NON-OEM | R876284 |  |  | DIAMETER | 6 | LENGTH | 148 | GROOVE WIDTH |  | GROOVE DEPTH |  |  |  |  | AISI 316 STAINLESS STEEL | [5 empty] | URL NOT FOUND |  |  | Suitable commodity code not found | Production Completed
STP_008 | Data Enrichment | CIR | OK | 4/7/2023 | 10/7/2023 | SPC |  | 2023-07-14 |  | 143547 |  | 143547 | M | ZRSA | EN | 06 | [7 empty] | PC | 0 | 0 | KG | 0 | 0 | [5 empty] | PC |  | Z002 | [12 empty] | ALUSLEVY P01 | PLATE P01 | MM_PROPERTY **DETAIL **MM_DRAWING **R737878 **MM_MANUFACTURER **RAUTE |  | 060753 |  |  |  | CLEANSED | PLATE |  |  |  | RAUTE | NON-OEM |  | P01 |  | SIZE/DIMENSIONS | [9 empty] | R737878 | [9 empty] | URL Not Found¦COMMODITY CODES NOT FOUND | Production Completed
STP_008 | Data Enrichment | CIR | OK | 4/7/2023 | 10/7/2023 | SPC |  | 2023-07-14 |  | 143599 |  | 143599 | M | ZRSA | EN | 06 | [7 empty] | PC | 0 | 0 | KG | 0 | 0 | [5 empty] | PC |  | Z002 | [12 empty] | LEIKUUTERÄN TAUSTALEVY 2750 | CUTTING BLADE BACKING PLATE 2750 | MM_PROPERTY **TELL **MM_DRAWING **R162157 **MM_MANUFACTURER **RAUTE |  | 060753 |  |  |  | CLEANSED | PLATE |  | BACKING |  | RAUTE | NON-OEM | 2750 |  |  | SIZE/DIMENSIONS | [9 empty] | R162157 |  | CUTTING BLADE | [7 empty] | URL Not Found¦COMMODITY CODES NOT FOUND | Production Completed
STP_008 | Data Enrichment | CIR | OK | 4/7/2023 | 10/7/2023 | SPC |  | 2023-07-14 |  | 143791 |  | 143791 | M | ZRSA | EN | 06 | [7 empty] | PC | 0 | 0 | KG | 0 | 0 | [5 empty] | PC |  | Z002 | [12 empty] | PAININLEVY 180 R833130 | PRESSURE PLATE 180 R833130 | MM_DRAWING **R833130 |  | 060756 |  |  |  | CLEANSED | PLATE | PRESSURE | [7 empty] | SIZE | 180 | [8 empty] | R833130 | [9 empty] | URL Not Found¦COMMODITY CODES NOT FOUND | Production Completed
STP_008 | Data Enrichment | CIR | OK | 4/7/2023 | 10/7/2023 | SPC |  | 2023-07-14 |  | 143971 |  | 143971 | M | ZRSA | EN | 06 | [7 empty] | PC | 0 | 0 | KG | 0 | 0 | [5 empty] | PC |  | Z002 | [12 empty] | PAINELEVY 32089B | PRESSURE PLATE 32089B | MM_TYPE **32089B **MM_MANUFACTURER **STEINEMANN |  | 060760 |  |  |  | CLEANSED | PLATE | PRESSURE |  |  | STEINEMANN TECHNOLOGY AG | OEM | 32089B |  |  | SIZE | [19 empty] | URL Not Found¦COMMODITY CODES NOT FOUND | Production Completed
STP_008 | Data Enrichment | SFU | OK | 04-07-2023 | 10-07-2023 | SPC |  | 2023-07-14 |  | 136320 |  | 136320 | M | ZRSA | EN | 06 | [7 empty] | KG | 0 | 0 | KG | 0 | 0 | [5 empty] | KG |  | Z002 | [12 empty] | TERÄSLEVY 0,5MM KUUMAVALSSATTU | STEEL PLATE 0.5MM HOT ROLLED |  |  | 062303 | 39202080 |  |  | CLEANSED | PLATE |  | HOT ROLLED | [6 empty] | SIZE/DIMENSIONS | 0,5 | [9 empty] | STEEL | [5 empty] | URL NOT FOUND |  |  |  | Production Completed
STP_008 | Data Enrichment | SFU | OK | 04-07-2023 | 10-07-2023 | SPC |  | 2023-07-14 |  | 136325 |  | 136325 | M | ZRSA | EN | 06 | [7 empty] | KG | 0 | 0 | KG | 0 | 0 | [5 empty] | KG |  | Z002 | [12 empty] | TERÄSLEVY 1,0MM KUUMAVALSSATTU | STEEL PLATE 1.0MM HOT ROLLED |  |  | 062303 | 39202080 |  |  | CLEANSED | PLATE |  | HOT ROLLED | [6 empty] | SIZE/DIMENSIONS | 1 | [9 empty] | STEEL | [5 empty] | URL NOT FOUND |  |  |  | Production Completed
STP_008 | Data Enrichment | SFU | OK | 04-07-2023 | 10-07-2023 | SPC |  | 2023-07-14 |  | 152286 |  | 152286 | M | ZRSA | EN | 06 | [7 empty] | PC | 0 | 0 | KG | 0 | 0 | [5 empty] | PC |  | Z002 | [12 empty] | KIINNITYSLEVY 230X250X25 VAIHTEISTOON | MOUNTING PLATE 230X250X25 FOR GEARBOX |  |  | 062090 | 84879090 |  |  | CLEANSED | PLATE | MOUNTING | [7 empty] | SIZE | 230X250X25 | [10 empty] | FOR GEARBOX |  |  |  |  | URL NOT FOUND |  |  |  | Production Completed
STP_008 | Data Enrichment | SCS | OK | 2023-07-03 | 12-07-2023 | SPC |  | 2023-07-14 |  | 166697 |  | 166697 | M | ZRSA | EN | 06 | [7 empty] | PC | 0 | 0 | KG | 0 | 0 | [5 empty] | PC |  | Z002 | [12 empty] | ETUPAININLEVY 100X118X15 VIIST.REUNAT | FRONT PRESSING PLATE 100X118X15 BELTED EDGES | MM_DRAWING **R830459 **MM_MANUFACTURER **OWN WORKSHOP |  |  | 39202080 |  |  | Cleansed | PLATE |  | FRONT PRESSING | [6 empty] | SIZE/DIMENSIONS | 100X118X15 | [8 empty] | R830459 |  | OWN WORKSHOP, BELTED EDGES |  |  |  |  | Url Not Found |  |  |  | Production Completed
STP_008 | Data Enrichment | SCS | OK | 2023-07-03 | 12-07-2023 | SPC |  | 2023-07-14 |  | 191473 |  | 191473 | M | ZRSA | EN | 06 | [7 empty] | PC | 0 | 0 | KG | 0 | 0 | [5 empty] | PC |  | Z002 | [12 empty] | CLIP PLATE FOR SYNCHRONOUS BELT P14M-40¦KIINN.LEVY HAMMASHIHNALLE P14M-40 | CLIP PLATE FOR SYNCHRONOUS BELT P14M-40 | MM_TYPE **2021264 **MM_MANUFACTURER_NO **2021264 **MM_MANUFACTURER **RAUTE **MM_LISAT_2 **RAUTE NO: 2021264 |  |  | 39202080 |  |  | Cleansed | PLATE |  | CLIP |  | RAUTE | NON-OEM | 2021264 |  |  | SIZE/DIMENSIONS | [11 empty] | FOR SYNCHRONOUS BELT P14M-40 |  |  |  |  | Url Not Found |  |  |  | Production Completed
STP_008 | Data Enrichment | scs | OK | 12-07-2023 | 12-07-2023 | SPC |  | 2023-07-14 |  | 144467 |  | 144467 | M | ZRSA | EN | 06 | [7 empty] | PC | 0 | 0 | KG | 0 | 0 | [5 empty] | PC |  | Z002 | [12 empty] | ALUSLEVY OSA13 K100 KET-V JOUKA | UNDERPLATE PART13 K100 KET-V JOUKA | MM_FEATURE **BALL VENT. JOUKA K100 KET-V **MM_TYPE **PART 13 |  | 060767 | 39202080 |  |  | Cleansed | PLATE |  | UNDER | [6 empty] | SIZE/DIMENSIONS | [11 empty] | BALL VENT. JOUKA K100 KET-V, PART 13 |  |  |  |  | Url Not Found |  |  |  | Production Completed
STP_008 | Data Enrichment | scs | OK | 12-07-2023 | 12-07-2023 | SPC |  | 2023-07-14 |  | 144952 |  | 144952 | M | ZRSA | EN | 06 | [7 empty] | PC | 0 | 0 | KG | 0 | 0 | [5 empty] | PC |  | Z002 | [12 empty] | ETUPAININLEVY TO2 100X118X10 | FRONT PRESSING PLATE TO2 100X118X10 | MM_DRAWING **R830459 **MM_MANUFACTURER **RAUTE OYJ |  | 060753 | 87089390 |  |  | Cleansed | PLATE | PRESSURE | FRONT |  | RAUTE | NON-OEM |  |  |  | SIZE | 100X118X10 | [8 empty] | R830459 |  | TO2 |  |  |  |  | Url Not Found |  |  |  | Production Completed
STP_008 | Data Enrichment | scs | OK | 12-07-2023 | 12-07-2023 | SPC |  | 2023-07-14 |  | 149208 |  | 149208 | M | ZRSA | EN | 06 | [7 empty] | PC | 0 | 0 | KG | 0 | 0 | [5 empty] | PC |  | Z002 | [12 empty] | SIVULEVY 4-6T | SIDE PLATE 4-6T | MM_MANUFACTURER **KONECRANES SERVICE OY |  | 060301 | 39202080 |  |  | Cleansed | PLATE |  | SIDE |  | KONECRANES | OEM |  |  |  | SIZE/DIMENSIONS | [11 empty] | 4-6T |  |  |  |  | Url Not Found |  |  |  | Production Completed
STP_008 | Data Enrichment | scs | OK | 12-07-2023 | 12-07-2023 | SPC |  | 2023-07-14 |  | 149209 |  | 149209 | M | ZRSA | EN | 06 | [7 empty] | PC | 0 | 0 | KG | 0 | 0 | [5 empty] | PC |  | Z002 | [12 empty] | SIVULEVY XC70 20X50X11-80X7 R541588 | SIDE PLATE XC70 20X50X11-80X7 R541588 | MM_DRAWING **R541588 **MM_MANUFACTURER **RAUTE OYJ |  | 060755 | 39202080 |  |  | Cleansed | PLATE |  | SIDE |  | RAUTE | NON-OEM | XC70 |  |  | SIZE/DIMENSIONS | 20X50X11-80X7 | [8 empty] | R541588 | [6 empty] | Url Not Found |  |  |  | Production Completed
STP_008 | Data Enrichment | scs | OK | 12-07-2023 | 12-07-2023 | SPC |  | 2023-07-14 |  | 149210 |  | 149210 | M | ZRSA | EN | 06 | [7 empty] | PC | 0 | 0 | KG | 0 | 0 | [5 empty] | PC |  | Z002 | [12 empty] | SIVULEVY LVKI-12-OP4 | SIDE PLATE LVKI-12-OP4 | MM_MANUFACTURER **KONECRANES SERVICE OY |  | 060301 | 39202080 |  |  | Cleansed | PLATE |  | SIDE |  | KONECRANES | OEM | LVKI-12-OP4 |  |  | SIZE/DIMENSIONS | [16 empty] | Url Not Found |  |  |  | Production Completed
STP_008 | Data Enrichment | scs | OK | 12-07-2023 | 12-07-2023 | SPC |  | 2023-07-14 |  | 149409 |  | 149409 | M | ZRSA | EN | 06 | [7 empty] | PC | 0 | 0 | KG | 0 | 0 | [5 empty] | PC |  | Z002 | [12 empty] | TAKAPAININLEVY TO3 100X145X10 | REAR PRESSURE PLATE TO3 100X145X10 | MM_DRAWING **R830460 **MM_MANUFACTURER **RAUTE OYJ |  | 060753 | 87089390 |  |  | Cleansed | PLATE | PRESSURE | REAR |  | RAUTE | NON-OEM |  |  |  | SIZE | 100X145X10 | [8 empty] | R830460 |  | TO3 |  |  |  |  | Url Not Found |  |  |  | Production Completed
STP_008 | Data Enrichment | scs | OK | 12-07-2023 | 12-07-2023 | SPC |  | 2023-07-14 |  | 151776 |  | 151776 | M | ZRSA | EN | 06 | [7 empty] | PC | 0 | 0 | KG | 0 | 0 | [5 empty] | PC |  | Z002 | [12 empty] | KIINNITYSLEVY WC056 RCE 2900 TERÄN | MOUNTING PLATE WC056 RCE 2900 BLADE | MM_DRAWING **R067201 **MM_MANUFACTURER **RAUTE OYJ |  | 060753 | 83024900 |  |  | Cleansed | PLATE | MOUNTING |  |  | RAUTE | NON-OEM |  |  |  | SIZE | [9 empty] | R067201 |  | WC056 RCE 2900 BLADE |  |  |  |  | Url Not Found |  |  |  | Production Completed
STP_008 | Data Enrichment | scs | OK | 12-07-2023 | 12-07-2023 | SPC |  | 2023-07-14 |  | 153459 |  | 153459 | M | ZRSA | EN | 06 | [7 empty] | KG | 0 | 0 | KG | 0 | 0 | [5 empty] | KG |  | Z002 | [12 empty] | STELLITE 12 3,2 5 KG/LAAT | STELLITE 12 3.2 5 KG/PLATE | MM_PROPERTY **01/2019 TO ORDER **MM_MANUFACTURER_NO **4307076013 **MM_MANUFACTURER **STELLITE 1 3.2 KG 4500225066 |  | 062204 | 39202080 |  |  | Cleansed | PLATE | [5 empty] | 4307076013 |  |  | SIZE/DIMENSIONS | [10 empty] | STELLITE 12 | 3.2 5KG, 01/2019 TO ORDER, REF: 4500225066 |  |  |  |  | Url Not Found |  |  |  | Production Completed
STP_008 | Data Enrichment | scs | OK | 12-07-2023 | 12-07-2023 | SPC |  | 2023-07-14 |  | 155524 |  | 155524 | M | ZRSA | EN | 06 | [7 empty] | PC | 0 | 0 | KG | 0 | 0 | [5 empty] | PC |  | Z002 | [12 empty] | PFC PEITELEVY PS1 | PFC COVER PLATE PS1 |  |  | 061490 | 39202080 |  |  | Cleansed | PLATE |  | COVER |  |  |  | PS1 |  |  | SIZE/DIMENSIONS | [11 empty] | PFC |  |  |  |  | Url Not Found |  |  |  | Production Completed
STP_008 | Data Enrichment | scs | OK | 12-07-2023 | 12-07-2023 | SPC |  | 2023-07-14 |  | 155872 |  | 155872 | M | ZRSA | EN | 06 | [7 empty] | PC | 0 | 0 | KG | 0 | 0 | [5 empty] | PC |  | Z002 | [12 empty] | ASENNUSLAATTA 4 3/4IN | MOUNTING PLATE 4 3/4IN | MM_TYPE **PIMATIC 7546-S R3/4 |  | 061590 | 83024900 |  |  | Cleansed | PLATE | MOUNTING |  |  | PIMATIC | OEM | 7546-S R3/4 |  |  | SIZE | R3/4 | [10 empty] | REF: 4 |  |  |  |  | Url Not Found |  |  |  | Production Completed
STP_008 | Data Enrichment | scs | OK | 12-07-2023 | 12-07-2023 | SPC |  | 2023-07-14 |  | 155873 |  | 155873 | M | ZRSA | EN | 06 | [7 empty] | PC | 0 | 0 | KG | 0 | 0 | [5 empty] | PC |  | Z002 | [12 empty] | ASENNUSLAATTA 5 1IN | MOUNTING PLATE 5 1IN | MM_TYPE **PIMATIC 7558-S R1 |  | 061590 | 83024900 |  |  | Cleansed | PLATE | MOUNTING |  |  | PIMATIC | OEM | 7558-S R1 |  |  | SIZE | R1 | [10 empty] | REF: 5 |  |  |  |  | Url Not Found |  |  |  | Production Completed
STP_008 | Data Enrichment | scs | OK | 12-07-2023 | 12-07-2023 | SPC |  | 2023-07-14 |  | 156470 |  | 156470 | M | ZRSA | EN | 06 | [7 empty] | PC | 0 | 0 | KG | 0 | 0 | [5 empty] | PC |  | Z002 | [12 empty] | KIINNITYSLEVY R4R501112 | MOUNTING PLATE R4R501112 | MM_DRAWING **R501112 |  | 062090 | 83024900 |  |  | Cleansed | PLATE | MOUNTING | [7 empty] | SIZE | [9 empty] | R501112 | ALUMINUM | PLYTEC INVOICE 4929/31.5.2017 |  |  |  |  | Url Not Found |  |  |  | Production Completed
STP_008 | Data Enrichment | scs | OK | 12-07-2023 | 12-07-2023 | SPC |  | 2023-07-14 |  | 156604 |  | 156604 | M | ZRSA | EN | 06 | [7 empty] | PC | 0 | 0 | KG | 0 | 0 | [5 empty] | PC |  | Z002 | [12 empty] | PEITELEVY HMG 4M E113028014340 | COVER PLATE HMG 4M E113028014340 | MM_TYPE **E113028014340 |  | 062303 | 39202080 |  |  | Cleansed | PLATE |  | COVER |  |  |  | E113028014340 |  |  | SIZE/DIMENSIONS | [11 empty] | HMG 4M |  |  |  |  | Url Not Found |  |  |  | Production Completed
STP_008 | Data Enrichment | scs | OK | 12-07-2023 | 12-07-2023 | SPC |  | 2023-07-14 |  | 159998 |  | 159998 | M | ZRSA | EN | 06 | [7 empty] | PC | 0 | 0 | KG | 0 | 0 | [5 empty] | PC |  | Z002 | [12 empty] | SUUTINLEVY 370802 NORDSON | NOZZLE PLATE 370802 NORDSON | MM_TYPE **WP-830XQM09.0CC016.0A034/C **MM_MANUFACTURER **NORDSON |  | 060784 | 39202080 |  |  | Cleansed | PLATE |  | NOZZLE |  | NORDSON CORPORATION | OEM | 370802 |  |  | SIZE/DIMENSIONS | [11 empty] | ALTERNATE MPN: WP-830XQM09.0CC016.0A034/C |  |  |  |  | Url Not Found |  |  |  | Production Completed
STP_008 | Data Enrichment | scs | OK | 12-07-2023 | 12-07-2023 | SPC |  | 2023-07-14 |  | 160636 |  | 160636 | M | ZRSA | EN | 06 | [7 empty] | PC | 0 | 0 | KG | 0 | 0 | [5 empty] | PC |  | Z002 | [12 empty] | LINKKUPAININ R684315 TAKAPAININTALLAT | LINK PRESS R684315 REAR PRESSING PLATE | MM_DRAWING **R684315 **MM_MANUFACTURER **RAUTE OYJ |  | 060756 | 87089390 |  |  | Cleansed | PLATE | PRESSURE | REAR |  | RAUTE | NON-OEM |  |  |  | SIZE | [9 empty] | R684315 |  | LINK PRESS |  |  |  |  | Url Not Found |  |  |  | Production Completed
STP_008 | Data Enrichment | scs | OK | 12-07-2023 | 12-07-2023 | SPC |  | 2023-07-14 |  | 163710 |  | 163710 | M | ZRSA | EN | 06 | [7 empty] | PC | 0 | 0 | KG | 0 | 0 | [5 empty] | PC |  | Z002 | [12 empty] | ALUSLEVY 45/22-10 | PLATE 45/22-10 | MM_LISAT_1 **HAPU CHIPPER TT-910 **MM_MANUFACTURER_NO **439727 **MM_LISAT_2 **COUNTER BLADE BASE |  | 062090 | 39202080 |  |  | Cleansed | PLATE | [5 empty] | 439727 |  |  | SIZE/DIMENSIONS | 45/22-10 | [10 empty] | FOR HAPU CHIPPER TT-910, COUNTER BLADE BASE |  |  |  |  | Url Not Found |  |  |  | Production Completed
STP_008 | Data Enrichment | scs | OK | 12-07-2023 | 12-07-2023 | SPC |  | 2023-07-14 |  | 183893 |  | 183893 | M | ZRSA | EN | 06 | [7 empty] | PC | 0 | 0 | KG | 0 | 0 | [5 empty] | PC |  | Z002 | [12 empty] | KULUTUSLEVY T20LL | WEAR PLATE T20LL | MM_CHARACTERISTICS **FOR PUMP LJ-80 **MM_TYPE **WEAR PLATE T20LL |  | 060490 | 39202080 |  |  | Cleansed | PLATE | WEAR |  |  |  |  | T20LL |  |  | SIZE | [11 empty] | FOR PUMP LJ-80 |  |  |  |  | Url Not Found |  |  |  | Production Completed
STP_008 | Data Enrichment | scs | OK | 12-07-2023 | 12-07-2023 | SPC |  | 2023-07-14 |  | 184175 |  | 184175 | M | ZRSA | EN | 06 | [7 empty] | PC | 0 | 0 | KG | 0 | 0 | [5 empty] | PC |  | Z002 | [12 empty] | LÄMPÖLEVY 1R163309 50X1800X3300 | HEATING PLATE 1R163309 50X1800X3300 | MM_MEASURE1_VALUE1 **50X1800X3300 **MM_TYPE **1R163309 **MM_MANUFACTURER **RAUTE |  | 060759 | 39202080 |  |  | Cleansed | PLATE | HEAT EXCHANGER |  |  | RAUTE | NON-OEM | 1R163309 |  |  | SIZE | 50X1800X3300 | [15 empty] | Url Not Found |  |  |  | Production Completed
STP_008 | Data Enrichment | scs | OK | 12-07-2023 | 12-07-2023 | SPC |  | 2023-07-14 |  | 185325 |  | 185325 | M | ZRSA | EN | 06 | [7 empty] | PC | 0 | 0 | KG | 0 | 0 | [5 empty] | PC |  | Z002 | [12 empty] | IMULAUTANEN BSP 200 PK 106931 | SUCTION PLATE BSP 200 PK 106931 | MM_PROPERTY **SUCTION PLATE **MM_TYPE **BSP 200 PK **MM_MANUFACTURER_NO **106931 **MM_MANUFACTURER **SCHELLING |  | 061590 | 39202080 |  |  | Enriched | PLATE |  | SUCTION |  | EUROTECH VACUUM TECHNOLOGIES | OEM | BSP 200 PK |  |  | SIZE/DIMENSIONS | D200 | [9 empty] | ALUMINUM | ALTERNATE MFR: SCHELLING, ALTERNATE MPN: 106931 |  |  |  |  | http://onrion-usa.com/images/brand/4186/A6CCF1AE-9039-4BA9-8A46-079D8CC19F4C.pdf |  |  |  | Production Completed
STP_008 | Data Enrichment | scs | OK | 12-07-2023 | 12-07-2023 | SPC |  | 2023-07-14 |  | 185391 |  | 185391 | M | ZRSA | EN | 06 | [7 empty] | PC | 0 | 0.2 | KG | 0 | 0 | [5 empty] | PC |  | Z002 | [12 empty] | VAC. GRIPPER RUBBER BSP 200 PK 107449¦IMULAUTASEN KUMI BSP 200 PK 107449 | VAC. GRIPPER RUBBER BSP 200 PK 107449¦SUCTION PLATE RUBBER BSP 200 PK 107449 | MM_PROPERTY **SUCTION CUP **MM_TYPE **RUBBER BSP 200 PK 107449 **MM_MANUFACTURER_NO **107449 **MM_MANUFACTURER **SCHELLING |  | 060752 | 39202080 |  |  | Enriched | PLATE |  | SUCTION |  | EUROTECH VACUUM TECHNOLOGIES | OEM | BSP 200 PK |  |  | SIZE/DIMENSIONS | D200 | [9 empty] | ALUMINUM | ALTERNATE MFR: SCHELLING, ALTERNATE MPN: 107449, VAC. GRIPPER RUBBER |  |  |  |  | http://onrion-usa.com/images/brand/4186/A6CCF1AE-9039-4BA9-8A46-079D8CC19F4C.pdf |  |  |  | Production Completed
STP_008 | Data Enrichment | scs | OK | 12-07-2023 | 13-07-2023 | SPC |  | 2023-07-14 |  | 185393 |  | 185393 | M | ZRSA | EN | 06 | [7 empty] | PC | 0 | 0 | KG | 0 | 0 | [5 empty] | PC |  | Z002 | [12 empty] | IMULAUTASEN KIRISTYSKAULUS 106470 | SUCTION PLATE CLAMPING COLLAR 106470 | MM_FEATURE **SUCTION CUP TIGHTENING **MM_MEASUREMENT1_VALUE1 **VAC. GRIPPER TIGHTENING STRAP **MM_TYPE **BSP 200 PK **MM_MANUFACTURER_NO **106470 **MM_MANUFACTURER **SCHELLING |  | 061590 | 39202080 |  |  | Enriched | PLATE |  | SUCTION |  | EUROTECH VACUUM TECHNOLOGIES | OEM | BSP 200 PK |  |  | SIZE/DIMENSIONS | D200 | [9 empty] | ALUMINUM | ALTERNATE MFR: SCHELLING, ALTERNATE MPN: 106470, VAC. GRIPPER TIGHTENING STRAP, CLAMPING COLLAR |  |  |  |  | http://onrion-usa.com/images/brand/4186/A6CCF1AE-9039-4BA9-8A46-079D8CC19F4C.pdf |  |  |  | Production Completed
STP_008 | Data Enrichment | scs | OK | 12-07-2023 | 13-07-2023 | SPC |  | 2023-07-14 |  | 185752 |  | 185752 | M | ZRSA | EN | 06 | [7 empty] | PC | 0 | 0 | KG | 0 | 0 | [5 empty] | PC |  | Z002 | [12 empty] | TUKILEVY S 80*100*3,5 | SUPPORT PLATE S 80*100*3.5 | MM_PROPERTIES **COATED **MM_TYPE **BACKING PLATE S 80*100*3.5 **MM_LISAT_1 **5-LATHE DRAWING SUPPORT DEVICE **MM_MANUFACTURER_NO **1000458 |  | 060753 | 39202080 |  |  | Cleansed | PLATE |  | BACKING SUPPORT |  |  |  | 1000458 |  |  | SIZE/DIMENSIONS | 80X100X3,5 | [10 empty] | COATED, FOR 5-LATHE DRAWING SUPPORT DEVICE |  |  |  |  | Url Not Found |  |  |  | Production Completed
STP_008 | Data Enrichment | scs | OK | 12-07-2023 | 13-07-2023 | SPC |  | 2023-07-14 |  | 187388 |  | 187388 | M | ZRSA | EN | 06 | [7 empty] | PC | 0 | 0 | KG | 0 | 0 | [5 empty] | PC |  | Z002 | [12 empty] | KIINNITYSLEVY ALUMIININEN | MOUNTING PLATE ALUMINUM | MM_TYPE **MOUNTING PLATE ALUMINUM **MM_LISAT_1 **PLYTEC INVOICE 4929/31.5.2017 **MM_MANUFACTURER_NO **DRAWING 73745094 **MM_MANUFACTURER **PLYTEC OY |  | 060784 | 83024900 |  |  | Cleansed | PLATE | MOUNTING |  |  | PLYTEC GROUP | NON-OEM | 4929/31.5.2017 |  |  | SIZE | [9 empty] | 73745094 | ALUMINUM | [5 empty] | Url Not Found |  |  |  | Production Completed
STP_008 | Data Enrichment | scs | OK | 12-07-2023 | 13-07-2023 | SPC |  | 2023-07-14 |  | 190902 |  | 190902 | M | ZRSA | EN | 06 | [7 empty] | PC | 0 | 0 | KG | 0 | 0 | [5 empty] | PC |  | Z002 | [12 empty] | PLATE BMA 06 P 2 L 2¦LEVY BMA 06 P 2 L 2 | PLATE BMA 06 P 2 L 2¦PLATE BMA 06 P 2 L 2 | MM_PROPERTY **PLATE **MM_TYPE **BMA 06 P 2 L 2 **MM_MANUFACTURER_NO **65712913200 |  | 061490 | 39202080 |  |  | Enriched | PLATE |  | BASE |  |  |  | 65712913200 | BMA 06 P 2 L 2 |  | SIZE/DIMENSIONS | [16 empty] | https://www.etra.fi/en/hydraulics-e160/pressure-and-flow-control-valves-e1616/bma-06-p-2-l-2-peruslevy-r-65712913200 |  |  |  | Production Completed
STP_008 | Data Enrichment | scs | OK | 12-07-2023 | 13-07-2023 | SPC |  | 2023-07-14 |  | 192043 |  | 192043 | M | ZRSA | EN | 06 | [7 empty] | PC | 0 | 0 | KG | 0 | 0 | [5 empty] | PC |  | Z002 | [12 empty] | WA439 END PLATE R938166¦WA439 PÄÄTYLEVY R938166 | WA439 END PLATE R938166¦WA439 END PLATE R938166 | MM_PROPERTY **END PLATE **MM_MANUFACTURER_NO **R938166 **MM_MANUFACTURER **RAUTE **MM_LISAT_2 **RAUTE NO: R938166 |  | 061002 | 39202080 |  |  | Cleansed | PLATE |  | END |  | RAUTE | NON-OEM | R938166 |  |  | SIZE/DIMENSIONS | [11 empty] | ALTERNATE MPN: WA439 |  |  |  |  | Url Not Found |  |  |  | Production Completed
STP_008 | Data Enrichment | scs | OK | 12-07-2023 | 13-07-2023 | SPC |  | 2023-07-14 |  | 192098 |  | 192098 | M | ZRSA | EN | 06 | [7 empty] | PC | 0 | 0 | KG | 0 | 0 | [5 empty] | PC |  | Z002 | [12 empty] | SIDE PLATE ASM LEFT H183167¦SIVULEVY OKP VASEN H183167 | SIDE PLATE ASM LEFT H183167¦SIDE PLATE OKP LEFT H183167 | MM_OMINAISUUS **SIDE PLATE **MM_MANUFACTURER_NO **H183167 **MM_MANUFACTURER **RAUTE **MM_LISAT_2 **RAUTE NO: H183167 |  | 060756 | 39202080 |  |  | Cleansed | PLATE |  | SIDE |  | RAUTE | NON-OEM | H183167 |  |  | SIZE/DIMENSIONS | [11 empty] | ASM LEFT, OKP |  |  |  |  | Url Not Found |  |  |  | Production Completed
STP_008 | Data Enrichment | scs | OK | 12-07-2023 | 13-07-2023 | SPC |  | 2023-07-14 |  | 192786 |  | 192786 | M | ZRSA | EN | 06 | [7 empty] | PC | 0¦0¦1.1 | 1 | KG | 0¦0¦0.001 | M3 | [5 empty] | M3¦NM3¦PC |  | Z002 | [12 empty] | CLUTCH PLATE GR-105 ARPEX 6000537¦KYTKINLEVY GR-105 ARPEX 6000537 | CLUTCH PLATE GR-105 ARPEX 6000537¦CLUTCH PLATE GR-105 ARPEX 6000537 | MM_TYPE **GR-105 ARPEX **MM_MANUFACTURER_NO **6000537 **MM_MANUFACTURER **STEINEMANN |  | 061006 | 39202080 |  |  | Cleansed | PLATE | CLUTCH |  |  | STEINEMANN TECHNOLOGY AG | OEM | 6000537 |  |  | SIZE | [11 empty] | ALTERNATE MPN: GR-105 ARPEX |  |  |  |  | https://www.volza.com/p/clutch-plate/import/coo-italy/ |  |  |  | Production Completed
STP_008 | Data Enrichment | scs | OK | 12-07-2023 | 13-07-2023 | SPC |  | 2023-07-14 |  | 193262 |  | 193262 | M | ZRSA | EN | 06 | [7 empty] | PC | 0¦0¦15.5 | 15.5 | KG | 0¦0¦0 | 0 | [5 empty] | M3¦NM3¦PC |  | Z002 | [12 empty] | MOTOR PLATE SK-R 04-859.50¦MOOTTORIN KILPI SK-R 04-859.50 | MOTOR PLATE SK-R 04-859.50 | MM_MANUFACTURER_NO **04-859.50 **MM_MANUFACTURER **PAUL MASCHINENFABRIK GMBH |  | 060752 | 39202080 |  |  | Cleansed | PLATE |  | MOTOR |  | PAUL MASCHINENFABRIK GMBH | OEM | 04-859.50 |  |  | SIZE/DIMENSIONS | [11 empty] | SK-R |  |  |  |  | Url Not Found |  |  |  | Production Completed
STP_008 | Data Enrichment | scs | OK | 12-07-2023 | 13-07-2023 | SPC |  | 2023-07-14 |  | 193302 |  | 193302 | M | ZRSA | EN | 06 | [7 empty] | PC | 0¦0¦0 | 0 | KG | 0¦0¦0 | 0 | [5 empty] | M3¦NM3¦PC |  | Z002 | [12 empty] | BACK PLATE D00113457¦SORVIN TERÄN TAUSTALEVY D00113457 | BACK PLATE D00113457¦BACK PLATE OF LATHE BLADE D00113457 | MM_TYPE **2100 RB **MM_MANUFACTURER_NO **D00113457 **MM_MANUFACTURER **RAUTE |  | 060753 | 39202080 |  |  | Cleansed | PLATE |  | BACK |  | RAUTE | NON-OEM | D00113457 |  |  | SIZE/DIMENSIONS | [11 empty] | ALTERNATE MPN: 2100 RB, LATHE BLADE |  |  |  |  | Url Not Found |  |  |  | Production Completed
STP_008 | Data Enrichment | scs | OK | 12-07-2023 | 13-07-2023 | SPC |  | 2023-07-14 |  | 195233 |  | 195233 | M | ZRSA | EN | 06 | [7 empty] | PC | 0¦0¦0 | 0 | KG | 0¦0¦0 | 0 | [5 empty] | M3¦NM3¦PC |  | Z002 | [12 empty] | DOUBLER PLATE F210X48¦VAHVIKELEVY F210X48 | DOUBLER PLATE F210X48 ¦ REINFORCEMENT PLATE F210X48 | MM_MANUFACTURER_NO **S-60-2289-1 **MM_MANUFACTURER **VALON KONE OY |  | 060751 | 39202080 |  |  | Cleansed | PLATE |  | DOUBLER |  | VALON KONE | OEM | S-60-2289-1 |  |  | SIZE/DIMENSIONS | [11 empty] | ALTERNATE MPN: F210X48, REINFORCEMENT |  |  |  |  | Url Not Found |  |  |  | Production Completed
STP_008 | Data Enrichment | scs | OK | 12-07-2023 | 13-07-2023 | SPC |  | 2023-07-14 |  | 195234 |  | 195234 | M | ZRSA | EN | 06 | [7 empty] | PC | 0¦0¦0 | 0 | KG | 0¦0¦0 | 0 | [5 empty] | M3¦NM3¦PC |  | Z002 | [12 empty] | DOUBLER PLATE W/O TAPPED HOLE F210X48¦VAHVIKELEVY ILM.KIERREREIKÄÄ F210X48 | DOUBLER PLATE W/O TAPPED HOLE F210X48 | MM_MANUFACTURER_NO **S-60-2289-2 **MM_MANUFACTURER **VALON KONE OY |  | 060751 | 39202080 |  |  | Cleansed | PLATE |  | DOUBLER |  | VALON KONE | OEM | S-60-2289-2 |  |  | SIZE/DIMENSIONS | [11 empty] | ALTERNATE MPN: F210X48, W/O TAPPED HOLE |  |  |  |  | Url Not Found |  |  |  | Production Completed
STP_008 | Data Enrichment | scs | OK | 12-07-2023 | 13-07-2023 | SPC |  | 2023-07-14 |  | 198792 |  | 198792 | M | ZRSA | EN | 06 | [7 empty] | PC | 0¦0¦0 | 0 | KG | 0¦0¦0 | 0 | [5 empty] | M3¦NM3¦PC |  | Z002 | [12 empty] | WEAR PLATE SET 009003000656¦KULUTUSLEVYSARJA 009003000656 | WEAR PLATE SET 009003000656¦WEAR PLATE SET 009003000656 | MM_PROPERTY **WEAR PLATE SET **MM_TYPE **9003000656 **MM_MANUFACTURER_NO **9003000656 **MM_MANUFACTURER **FERROPLAN **MM_MEASUREMENT5_VALUE5 **1 SET = 6 PIECES |  | 060706 | 39202080 |  |  | Cleansed | PLATE | WEAR |  |  | FERROPLAN OY | OEM | 009003000656 |  |  | SIZE | [11 empty] | PACKAGING TYPE: SET, PACKAGING QUANTITY: 6PCS/SET |  |  |  |  | Url Not Found |  |  |  | Production Completed
STP_008 | Data Enrichment | scs | OK | 12-07-2023 | 13-07-2023 | SPC |  | 2023-07-14 |  | 198930 |  | 198930 | M | ZRSA | EN | 06 | [7 empty] | PC | 0 | 0 | KG | 0 | 0 | [5 empty] | PC |  | Z002 | [12 empty] | SEALING PLATE DI-PL 1036-3R18 O10O10 F>¦VAIHTOIMUMATTO DI-PL 1036-3R18 O10O10 F> | SEALING PLATE DI-PL 1036-3R18 O10O10 F>¦SHIFT MAT DI-PL 1036-3R18 O10O10 F> | MM_PROPERTY **SEALING PLATE **MM_DIMENSION1_VALUE1 **L1036 **MM_TYPE **DI-PL 1036-3R18 O10O10 F FXP-F **MM_DIMENSION2_VALUE2 **W128 **MM_MANUFACTURER_NO **10.01.38.01314 **MM_MANUFACTURER **OY SCHMALZ AB |  | 060784 | 39202080 |  |  | Enriched | PLATE |  | SEALING |  | SCHMALZ | OEM | DI-PL 1036-3R18 O10O10 F FXP-F |  |  | SIZE/DIMENSIONS | L1036XW128XH20 | [9 empty] | FOAM O | ALTERNATE MPN: 10.01.38.01314, SHIFT MAT |  |  |  |  | https://www.schmalz.com/en-fr/vacuum-technology-for-automation/vacuum-components/area-gripping-systems-and-end-effectors/vacuum-area-gripping-system-fxp-fmp/accessoires-fxp-fmp-306862/10.01.38.01314/ |  |  |  | Production Completed
STP_008 | Data Enrichment | scs | OK | 12-07-2023 | 13-07-2023 | SPC |  | 2023-07-14 |  | 407862 |  | 407862 | M | ZRSA | EN | 06 | [7 empty] | PC | 0¦0¦0 | 0 | KG | 0¦0¦0 | 0 | [5 empty] | M3¦NM3¦PC |  | Z002 | [12 empty] | PLATE H164633¦LEVY H164633 | PLATE H164633¦PLATE H164633 | MM_TYPE **S=6 155X155 SFS-EN 10025 **MM_MANUFACTURER_NO **H164633 **MM_MANUFACTURER **RAUTE |  | 061102 | 39202080 |  |  | Cleansed | PLATE |  |  | SFS EN 10025 | RAUTE | NON-OEM | H164633 |  |  | SIZE/DIMENSIONS | 155X155 X6 | [15 empty] | Url Not Found |  |  |  | Production Completed
STP_008 | Data Enrichment | scs | OK | 12-07-2023 | 13-07-2023 | SPC |  | 2023-07-14 |  | 407949 |  | 407949 | M | ZRSA | EN | 06 | [7 empty] | PC | 0¦0¦0 | 0 | KG | 0¦0¦0 | 0 | [5 empty] | M3¦NM3¦PC |  | Z002 | [12 empty] | TAPPING PLATE DGMA-3-T1-40-B >¦SANDWICH ADAPTERI DGMA-3-T1-4> | TAPPING PLATE DGMA-3-T1-40-B >¦SANDWICH ADAPTER DGMA-3-T1-4> | MM_PROPERTY **TAPPING PLATE **MM_MANUFACTURER_NO **DGMA-3-T1-40-B BF346644 **MM_MANUFACTURER **EATON |  | 061301 | 39202080 |  |  | Enriched | PLATE |  | TAPPING |  | EATON | OEM | DGMA-3-T1-40-B |  |  | SIZE/DIMENSIONS | 75X48,4X20 | [10 empty] | ALTERNATE MPN: BF346644, SANDWICH ADAPTER |  |  |  |  | http://www.vickers.sh.cn/pdfs/gbc2015.pdf |  |  |  | Production Completed
STP_008 | Data Enrichment | scs | OK | 12-07-2023 | 13-07-2023 | SPC |  | 2023-07-14 |  | 407950 |  | 407950 | M | ZRSA | EN | 06 | [7 empty] | PC | 0¦0¦0 | 0 | KG | 0¦0¦0 | 0 | [5 empty] | M3¦NM3¦PC |  | Z002 | [12 empty] | TAPPING PLATE DGMA-3-T2-10-B¦SANDWICH ADAPTERI DGMA-3-T2-1> | TAPPING PLATE DGMA-3-T2-10-B¦SANDWICH ADAPTER DGMA-3-T2-1> | MM_PROPERTY **TAPPING PLATE **MM_MANUFACTURER_NO **DGMA-3-T2-10-B **MM_MANUFACTURER **EATON |  | 061301 | 39202080 |  |  | Enriched | PLATE |  | TAPPING |  | EATON | OEM | DGMA-3-T2-10-B |  |  | SIZE/DIMENSIONS | 75X48,4X20 | [10 empty] | SANDWICH ADAPTER |  |  |  |  | http://www.vickers.sh.cn/pdfs/gbc2015.pdf |  |  |  | Production Completed
STP_008 | Data Enrichment | scs | OK | 12-07-2023 | 13-07-2023 | SPC |  | 2023-07-14 |  | 407951 |  | 407951 | M | ZRSA | EN | 06 | [7 empty] | PC | 0¦0¦0 | 0 | KG | 0¦0¦0 | 0 | [5 empty] | M3¦NM3¦PC |  | Z002 | [12 empty] | BLANKING PLATE DGMA-3-B-40 BF >¦TIIVISTELEVY DGMA-3-B-40 BF34> | BLANKING PLATE DGMA-3-B-40 BF >¦BLANKING PLATE DGMA-3-B-40 BF34> | MM_PROPERTY **BLANKING PLATE **MM_MANUFACTURER_NO **DGMA-3-B-40 BF346647 **MM_MANUFACTURER **EATON |  | 060901 | 39202080 |  |  | Enriched | PLATE |  | BLANKING |  | EATON | OEM | DGMA-3-B-40 |  |  | SIZE/DIMENSIONS | 73X46X24,4 | [10 empty] | ALTERNATE MPN: BF346647 |  |  |  |  | http://www.vickershydraulic.com/site1/pdfs/gb2425.pdf |  |  |  | Production Completed
STP_008 | Data Enrichment | scs | OK | 12-07-2023 | 13-07-2023 | SPC |  | 2023-07-14 |  | 407990 |  | 407990 | M | ZRSA | EN | 06 | [7 empty] | PC | 0¦0¦0 | 0 | KG | 0¦0¦0 | 0 | [5 empty] | M3¦NM3¦PC |  | Z002 | [12 empty] | SANDWICH PLATE NG6 B-B Linja >¦SANDWICH LEVY NG6 B-B Linja O> | SANDWICH PLATE NG6 BB Line >¦SANDWICH PLATE NG6 BB Line O> | MM_PROPERTY **SANDWICH PLATE **MM_MANUFACTURER_NO **NG6 BB LINE OC 018-E **MM_MANUFACTURER **HYDORING |  | 061301 | 39202080 |  |  | Cleansed | PLATE |  | SANDWICH |  | HYDORING OY | OEM | NG6 BB LINE OC 018-E |  |  | SIZE/DIMENSIONS | [16 empty] | Url Not Found |  |  |  | Production Completed
STP_008 | Data Enrichment | scs | OK | 12-07-2023 | 13-07-2023 | SPC |  | 2023-07-14 |  | 407991 |  | 407991 | M | ZRSA | EN | 06 | [7 empty] | PC | 0¦0¦0 | 0 | KG | 0¦0¦0 | 0 | [5 empty] | M3¦NM3¦PC |  | Z002 | [12 empty] | BAFFLE PLATE HD NG6 1XOIL CON >¦JAKOLEVY NG6 1XOIL CONTR. E01> | BAFFLE PLATE HD NG6 1XOIL CON >¦DISTRIBUTION PLATE NG6 1XOIL CONTR. E01> | MM_FEATURE **BAFFLE PLATE HD **MM_MANUFACTURER_NO **NG6 1XOIL CONTR. E018 A **MM_MANUFACTURER **HYDORING |  | 061301 | 39202080 |  |  | Cleansed | PLATE | BAFFLE |  |  | HYDORING OY | OEM | NG6 1XOIL CONTR. E018 A |  |  | SIZE | [11 empty] | DISTRIBUTION |  |  |  |  | Url Not Found |  |  |  | Production Completed
STP_008 | Data Enrichment | scs | OK | 12-07-2023 | 13-07-2023 | SPC |  | 2023-07-14 |  | 407992 |  | 407992 | M | ZRSA | EN | 06 | [7 empty] | PC | 0¦0¦0 | 0 | KG | 0¦0¦0 | 0 | [5 empty] | M3¦NM3¦PC |  | Z002 | [12 empty] | COVERING PLATE Sulkulaatta NG >¦PEITELEVY Sulkulaatta NG06 | COVERING PLATE Covering plate NG >¦COVERING PLATE Covering plate NG06 | MM_PROPERTY **COVERING PLATE **MM_MANUFACTURER_NO **COVERING PLATE NG06 **MM_MANUFACTURER **HYDORING |  | 061301 | 39202080 |  |  | Cleansed | PLATE |  | COVERING |  | HYDORING OY | OEM | NG06 |  |  | SIZE/DIMENSIONS | [16 empty] | Url Not Found |  |  |  | Production Completed
STP_008 | Data Enrichment | scs | OK | 12-07-2023 | 13-07-2023 | SPC |  | 2023-07-14 |  | 407993 |  | 407993 | M | ZRSA | EN | 06 | [7 empty] | PC | 0¦0¦0 | 0 | KG | 0¦0¦0 | 0 | [5 empty] | M3¦NM3¦PC |  | Z002 | [12 empty] | SANDWICH PLATE NG6 B-B Linja >¦SANDWICH LEVY NG6 B-B Linja O> | SANDWICH PLATE NG6 BB Line >¦SANDWICH PLATE NG6 BB Line O> | MM_PROPERTY **SANDWICH PLATE **MM_MANUFACTURER_NO **NG6 BB LINE OC 017-E **MM_MANUFACTURER **HYDORING |  | 061301 | 39202080 |  |  | Cleansed | PLATE |  | SANDWICH |  | HYDORING OY | OEM | NG6 BB LINE OC 017-E |  |  | SIZE/DIMENSIONS | [16 empty] | Url Not Found |  |  |  | Production Completed
STP_008 | Data Enrichment | scs | OK | 12-07-2023 | 13-07-2023 | SPC |  | 2023-07-14 |  | 407994 |  | 407994 | M | ZRSA | EN | 06 | [7 empty] | PC | 0¦0¦0 | 0 | KG | 0¦0¦0 | 0 | [5 empty] | M3¦NM3¦PC |  | Z002 | [12 empty] | SANDWICH PLATE 2XNG6 B-B¦SANDWICH LEVY 2XNG6 B-B | SANDWICH PLATE 2XNG6 BB¦SANDWICH PLATE 2XNG6 BB | MM_PROPERTY **SANDWICH PLATE **MM_MANUFACTURER_NO **2XNG6 BB **MM_MANUFACTURER **HYDORING |  | 061301 | 39202080 |  |  | Cleansed | PLATE |  | SANDWICH |  | HYDORING OY | OEM | 2XNG6 BB |  |  | SIZE/DIMENSIONS | [16 empty] | Url Not Found |  |  |  | Production Completed
STP_008 | Data Enrichment | scs | OK | 12-07-2023 | 13-07-2023 | SPC |  | 2023-07-14 |  | 408035 |  | 408035 | M | ZRSA | EN | 06 | [7 empty] | PC | 0¦0¦0 | 0 | KG | 0¦0¦0 | 0 | [5 empty] | M3¦NM3¦PC |  | Z002 | [12 empty] | TAPPING PLATE BF323452, Cetop >¦SANDWICH ADAPTERI BF323452, C> | TAPPING PLATE BF323452, Cetop >¦SANDWICH ADAPTER BF323452, C> | MM_PROPERTY **TAPPING PLATE **MM_MANUFACTURER_NO **BF323452, CETOP 3 **MM_MANUFACTURER **PMC HYDRAULICS |  | 061301 | 39202080 |  |  | Cleansed | PLATE |  | TAPPING |  | PMC HYDRAULICS | OEM | BF323452 |  |  | SIZE/DIMENSIONS | [11 empty] | CETOP 3, SANDWICH ADAPTER |  |  |  |  | Url Not Found |  |  | conflict in English description | Production Completed
STP_008 | Data Enrichment | scs | OK | 12-07-2023 | 13-07-2023 | SPC |  | 2023-07-14 |  | 408037 |  | 408037 | M | ZRSA | EN | 06 | [7 empty] | PC | 0¦0¦0 | 0 | KG | 0¦0¦0 | 0 | [5 empty] | M3¦NM3¦PC |  | Z002 | [12 empty] | TAPPING PLATE BF324505, Cetop >¦SANDWICH ADAPTERI BF324505, C> | TAPPING PLATE BF324505, Cetop >¦SANDWICH ADAPTER BF324505, C> | MM_PROPERTY **TAPPING PLATE **MM_MANUFACTURER_NO **BF324505, CETOP 5/3 **MM_MANUFACTURER **PMC HYDRAULICS |  | 061301 | 39202080 |  |  | Cleansed | PLATE |  | TAPPING |  | PMC HYDRAULICS | OEM | BF324505 |  |  | SIZE/DIMENSIONS | [11 empty] | CETOP 5/3, SANDWICH ADAPTER |  |  |  |  | Url Not Found |  |  | conflict in English description | Production Completed
STP_008 | Data Enrichment | scs | OK | 12-07-2023 | 13-07-2023 | SPC |  | 2023-07-14 |  | 408046 |  | 408046 | M | ZRSA | EN | 06 | [7 empty] | PC | 0¦0¦0 | 0 | KG | 0¦0¦0 | 0 | [5 empty] | M3¦NM3¦PC |  | Z002 | [12 empty] | TAPPING PLATE BF4001510¦SANDWICH ADAPTERI BF4001510 | TAPPING PLATE BF4001510¦SANDWICH ADAPTER BF4001510 | MM_PROPERTY **TAPPING PLATE **MM_MANUFACTURER_NO **BF4001510 **MM_MANUFACTURER **PMC HYDRAULICS |  | 061301 | 39202080 |  |  | Cleansed | PLATE |  | TAPPING |  | PMC HYDRAULICS | OEM | BF4001510 |  |  | SIZE/DIMENSIONS | [11 empty] | SANDWICH ADAPTER |  |  |  |  | Url Not Found |  |  | conflict in English description | Production Completed
STP_008 | Data Enrichment | scs | OK | 12-07-2023 | 13-07-2023 | SPC |  | 2023-07-14 |  | 408062 |  | 408062 | M | ZRSA | EN | 06 | [7 empty] | PC | 0¦0¦0 | 0 | KG | 0¦0¦0 | 0 | [5 empty] | M3¦NM3¦PC |  | Z002 | [12 empty] | TAPPING PLATE ST30383, Cetop >¦SANDWICH ADAPTERI ST30383, Ce> | TAPPING PLATE ST30383, Cetop >¦SANDWICH ADAPTER ST30383, Ce> | MM_PROPERTY **TAPPING PLATE **MM_MANUFACTURER_NO **ST30383, CETOP 3 ROTATE180° **MM_MANUFACTURER **ST-MACHINERY |  | 061301 | 39202080 |  |  | Cleansed | PLATE |  | TAPPING |  | ST-MACHINERY | NON-OEM | ST30383 |  |  | SIZE/DIMENSIONS | [11 empty] | CETOP 3 ROTATE: 180DEG, SANDWICH ADAPTER |  |  |  |  | Url Not Found |  |  | conflict in English description | Production Completed
STP_008 | Data Enrichment | scs | OK | 12-07-2023 | 13-07-2023 | SPC |  | 2023-07-14 |  | 408063 |  | 408063 | M | ZRSA | EN | 06 | [7 empty] | PC | 0¦0¦0 | 0 | KG | 0¦0¦0 | 0 | [5 empty] | M3¦NM3¦PC |  | Z002 | [12 empty] | SANDWICH PLATE ST30578, Cetop >¦SANDWICH LEVY ST30578, Cetop > | SANDWICH PLATE ST30578, Cetop >¦SANDWICH PLATE ST30578, Cetop > | MM_PROPERTY **SANDWICH PLATE **MM_MANUFACTURER_NO **ST30578, CETOP 3 **MM_MANUFACTURER **ST-MACHINERY |  | 061301 | 39202080 |  |  | Cleansed | PLATE |  | SANDWICH |  | ST-MACHINERY | NON-OEM | ST30578 |  |  | SIZE/DIMENSIONS | [11 empty] | CETOP 3 |  |  |  |  | Url Not Found |  |  |  | Production Completed
STP_008 | Data Enrichment | scs | OK | 12-07-2023 | 13-07-2023 | SPC |  | 2023-07-14 |  | 408066 |  | 408066 | M | ZRSA | EN | 06 | [7 empty] | PC | 0¦0¦0 | 0 | KG | 0¦0¦0 | 0 | [5 empty] | M3¦NM3¦PC |  | Z002 | [12 empty] | SANDWICH PLATE BF4001854¦SANDWICH LEVY BF4001854 | SANDWICH PLATE BF4001854¦SANDWICH PLATE BF4001854 | MM_PROPERTY **SANDWICH PLATE **MM_MANUFACTURER_NO **BF4001854 **MM_MANUFACTURER **SUN |  | 061301 | 39202080 |  |  | Cleansed | PLATE |  | SANDWICH |  | SUN HYDRAULICS LLC | OEM | BF4001854 |  |  | SIZE/DIMENSIONS | [16 empty] | Url Not Found |  |  |  | Production Completed
STP_008 | Data Enrichment | scs | OK | 12-07-2023 | 13-07-2023 | SPC |  | 2023-07-14 |  | 408078 |  | 408078 | M | ZRSA | EN | 06 | [7 empty] | PC | 0¦0¦0 | 0 | KG | 0¦0¦0 | 0 | [5 empty] | M3¦NM3¦PC |  | Z002 | [12 empty] | SANDWICH PLATE GBD¦SANDWICH LEVY GBD | SANDWICH PLATE GBD¦SANDWICH PLATE GBD | MM_PROPERTY **SANDWICH PLATE **MM_MANUFACTURER_NO **GBD **MM_MANUFACTURER **SUN HYDRAULICS |  | 061301 | 39202080 |  |  | Cleansed | PLATE |  | SANDWICH |  | SUN HYDRAULICS LLC | OEM | GBD |  |  | SIZE/DIMENSIONS | [16 empty] | Url Not Found |  |  |  | Production Completed
STP_008 | Data Enrichment | scs | OK | 12-07-2023 | 13-07-2023 | SPC |  | 2023-07-14 |  | 410522 |  | 410522 | M | ZRSA | EN | 06 | [7 empty] | PC | 0¦0¦0 | 0 | KG | 0¦0¦0 | 0 | [5 empty] | M3¦NM3¦PC |  | Z002 | [12 empty] | IMPULSE PLATE S355J2C+N S15 130X130¦IMPULSSILEVY S355J2C+N S15 130X130 | IMPULSE PLATE S355J2C+N S15 130X130¦IMPULSE PLATE S355J2C+N S15 130X130 | MM_FEATURE **IMPULSE PLATE **MM_DIMENSION1_VALUE1 **S25MM **MM_MATERIAL **S355J2C+N **MM_TYPE **S355J2C+N S15 130X130 **MM_DIMENSION2_VALUE2 **130X130MM **MM_MANUFACTURER_NO **H058546 **MM_MANUFACTURER **RAUTE |  | 061290 | 39202080 |  |  | Cleansed | PLATE |  | IMPULSE |  | RAUTE | NON-OEM | H058546 |  |  | SIZE/DIMENSIONS | 130X130XS25 | [9 empty] | STEEL S355J2C+N | S15 |  |  |  |  | Url Not Found |  |  |  | Production Completed
STP_008 | Data Enrichment | scs | OK | 12-07-2023 | 13-07-2023 | SPC |  | 2023-07-14 |  | 410523 |  | 410523 | M | ZRSA | EN | 06 | [7 empty] | PC | 0¦0¦0 | 0 | KG | 0¦0¦0 | 0 | [5 empty] | M3¦NM3¦PC |  | Z002 | [12 empty] | SUPPORT PLATE S355J2C+N S25 104X104¦TUKILEVY S355J2C+N S25 104X103 | SUPPORT PLATE S355J2C+N S25 104X104 | MM_FEATURE **SUPPORT PLATE **MM_DIMENSION1_VALUE1 **S25MM **MM_MATERIAL **S355J2C+N **MM_TYPE **S355J2C+N S25 104X103 **MM_DIMENSION2_VALUE2 **104X103MM **MM_MANUFACTURER_NO **R938954 **MM_MANUFACTURER **RAUTE |  | 060753 | 39202080 |  |  | Cleansed | PLATE |  | SUPPORT |  | RAUTE | NON-OEM | R938954 |  |  | SIZE/DIMENSIONS | 104X104XS25 | [9 empty] | STEEL S355J2C+N | [5 empty] | Url Not Found |  |  |  | Production Completed
STP_008 | Data Enrichment | scs | OK | 12-07-2023 | 13-07-2023 | SPC |  | 2023-07-14 |  | 410799 |  | 410799 | M | ZRSA | EN | 06 | [7 empty] | PC | 0¦0¦0 | 0 | KG | 0¦0¦0 | 0 | [5 empty] | M3¦NM3¦PC |  | Z002 | [12 empty] | KINGSIZE PRESS PLATE 417531¦KINGSIZE PRESSIPLAAT 417531¦PURISTINLEVY 417531 | KINGSIZE PRESS PLATE 417531¦KINGSIZE PRESS PLATE 417531¦PRESS PLATE 417531 | MM_PROPERTY **PRESS PLATE **MM_DIMENSION1_VALUE1 **H250 **MM_TYPE **417531 **MM_DIMENSION2_VALUE2 **S50 **MM_DIMENSION3_VALUE3 **L2700 **MM_MANUFACTURER_NO **417531 **MM_MANUFACTURER **MANITEK |  | 062303 | 87089390 |  |  | Cleansed | PLATE | PRESSURE |  |  | MANITEK | NON-OEM | 417531 |  |  | SIZE | L2700XH250XS50 | [10 empty] | KINGSIZE |  |  |  |  | Url Not Found |  |  |  | Production Completed
STP_008 | Data Enrichment | CIR | OK | 4/7/2023 | 11/7/2023 | SPC |  | 2023-07-14 |  | 142749 |  | 142749 | M | ZRSA | EN | 06 | [7 empty] | PC | 0 | 0 | KG | 0 | 0 | [5 empty] | PC |  | Z002 | [12 empty] | PISTOKEKORTTI EHH-AMP-702-C-10 | SOCKET CARD EHH-AMP-702-C-10 | MM_MANUFACTURER **VICKERS |  | 061301 |  |  |  | CLEANSED | PLUG | VALVE |  |  | EATON | OEM | EHH-AMP-702-C-10 |  |  | VALVE SIZE |  | PLUG MATERIAL |  | SIZE |  | FLOW RATING | [5 empty] | SOCKET CARD |  |  |  |  | http://www.vickershydraulics.ru/pages/hydraulics/valves/proportional/pdf/630.pdf | https://www.eaton.com/content/dam/eaton/products/emobility/electronic-software-and-controls/ec&s-resources/eurocards-amplifier-cards/eaton-installation-and-startup-guideline-for-digital-power-plug-for-proportional-valves-en-us-installation-guide.pdf |  | COMMODITY CODES NOT FOUND | Production Completed
STP_008 | Data Enrichment | RMZ | OK | 2023-07-11 | 2023-07-12 | SPC |  | 2023-07-14 |  | 408004 |  | 408004 | M | ZRSA | EN | 06 | [7 empty] | PC | 0¦0¦0 | 0 | KG | 0¦0¦0 | 0 | [5 empty] | M3¦NM3¦PC |  | Z002 | [12 empty] | PLUG AL-SK-025¦TULPPA AL-SK-025 | PLUG AL-SK-025¦PLUG AL-SK-025 | MM_PROPERTY **PLUG **MM_MANUFACTURER_NO **AL-SK-025 **MM_MANUFACTURER **KAMLOK |  |  | 39174000 |  |  | Cleansed | PLUG | [5 empty] | AL-SK-025 |  |  | SIZE |  | END CONNECTION | [9 empty] | BRAND:KAMLOK |  |  |  |  | Url Not Found |  |  |  | Production Completed
STP_008 | Data Enrichment | RMZ | OK | 2023-07-11 | 2023-07-12 | SPC |  | 2023-07-14 |  | 408006 |  | 408006 | M | ZRSA | EN | 06 | [7 empty] | PC | 0¦0¦0 | 0 | KG | 0¦0¦0 | 0 | [5 empty] | M3¦NM3¦PC |  | Z002 | [12 empty] | PLUG AL-SK-040¦TULPPA AL-SK-040 | PLUG AL-SK-040¦PLUG AL-SK-040 | MM_PROPERTY **PLUG **MM_MANUFACTURER_NO **AL-SK-040 **MM_MANUFACTURER **KAMLOK |  |  | 39174000 |  |  | Cleansed | PLUG | [5 empty] | AL-SK-040 |  |  | SIZE |  | END CONNECTION | [9 empty] | BRAND:KAMLOK |  |  |  |  | Url Not Found |  |  |  | Production Completed
STP_008 | Data Enrichment | RMZ | OK | 2023-07-11 | 2023-07-12 | SPC |  | 2023-07-14 |  | 408020 |  | 408020 | M | ZRSA | EN | 06 | [7 empty] | PC | 0¦0¦0 | 0 | KG | 0¦0¦0 | 0 | [5 empty] | M3¦NM3¦PC |  | Z002 | [12 empty] | PLUG 3124239 24V¦TULPPA 3124239 24V | PLUG 3124239 24V ¦ PLUG 3124239 24V | MM_PROPERTY **PLUG **MM_MANUFACTURER_NO **3124239 24V **MM_MANUFACTURER **MURRELEKTRONIK | [5 empty] | Cleansed | PLUG | ELECTRICAL |  |  | MURRELEKTRONIK GMBH | OEM | 3124239 24V |  |  | VOLTAGE RATING | 24V | CURRENT RATING |  | NUMBER OF PINS |  | PIN MATERIAL |  | CONNECTION TYPE | [8 empty] | https://www.radwell.co.uk/Buy/MURR%20ELEKTRONIK/MURR%20ELEKTRONIK/3124239/?redirect=true |  |  | URL for Reference only | Production Completed
STP_008 | Data Enrichment | RMZ | OK | 2023-07-11 | 2023-07-12 | SPC |  | 2023-07-14 |  | 408088 |  | 408088 | M | ZRSA | EN | 06 | [7 empty] | PC | 0¦0¦0 | 0 | KG | 0¦0¦0 | 0 | [5 empty] | M3¦NM3¦PC |  | Z002 | [12 empty] | PLUG AL-SK-031¦TULPPA AL-SK-031 | PLUG AL-SK-031¦PLUG AL-SK-031 | MM_PROPERTY **PLUG **MM_MANUFACTURER_NO **AL-SK-031 **MM_MANUFACTURER **WURTH |  |  | 39174000 |  |  | Cleansed | PLUG |  |  |  | WURTH GROUP | OEM | AL-SK-031 |  |  | SIZE |  | END CONNECTION | [14 empty] | Url Not Found |  |  |  | Production Completed
STP_008 | Data Enrichment | RMZ | OK | 2023-07-11 | 2023-07-11 | SPC |  | 2023-07-14 |  | 411701 |  | 411701 | M | ZRSA | EN | 06 | [7 empty] | PC | 0 | 0 | KG | 0 | 0 | [5 empty] | PC |  | Z002 | [12 empty] | FILLER PLUG EVSG M12¦SULKUTULPPA MUOVI EVSG M12 | FILLER PLUG EVSG M12 ¦ FILLER PLUG PLASTIC EVSG M12 | MM_PROPERTY **FILLER PLUG **MM_DIMENSION1_VALUE1 **M12 **MM_TYPE **EVSG M12 **MM_MANUFACTURER_NO **10060624 **MM_MANUFACTURER **WISKA **MM_TYPE2 **SNRO1705225 |  |  | 39174000 |  |  | Enriched | PLUG |  | FILLER |  | WISKA | OEM | 10060624 | EVSG M12 |  | SIZE | M12X1,5 | END CONNECTION | [8 empty] | FIBRE REINFORCED POLYAMIDE | ALTERNATE TYPE:SNRO1705225 | 4007685606240 |  |  |  | https://www.wiska.com/downloads/Catalogue-Industry--Trade-042023.pdf | https://www.conrad.com/p/wiska-evsg-m12-ral-7035-filler-plug-m12-polyamide-grey-white-ral-7035-1-pcs-532431 |  |  | Production Completed
STP_008 | Data Enrichment | RMZ | OK | 2023-07-11 | 2023-07-11 | SPC |  | 2023-07-14 |  | 411702 |  | 411702 | M | ZRSA | EN | 06 | [7 empty] | PC | 0 | 0 | KG | 0 | 0 | [5 empty] | PC |  | Z002 | [12 empty] | FILLER PLUG EVSG M16¦SULKUTULPPA MUOVI EVSG M16 | FILLER PLUG EVSG M16 ¦ FILLER PLUG PLASTIC EVSG M16 | MM_PROPERTY **FILLER PLUG **MM_DIMENSION1_VALUE1 **M16 **MM_TYPE **EVSG M16 **MM_MANUFACTURER_NO **10060625 **MM_MANUFACTURER **WISKA **MM_TYPE2 **SNRO1705226 |  |  | 39174000 |  |  | Enriched | PLUG |  | FILLER |  | WISKA | OEM | 10060625 | EVSG M16 |  | SIZE | M16X1,5 | END CONNECTION | [8 empty] | FIBRE REINFORCED POLYAMIDE | ALTERNATE MPN:SNRO1705226 | 4007685606257 |  |  |  | https://www.wiska.com/downloads/Catalogue-Industry--Trade-042023.pdf | https://www.conrad.com/p/wiska-evsg-m16-ral-7035-filler-plug-m16-polyamide-grey-white-ral-7035-1-pcs-532432 |  |  | Production Completed
STP_008 | Data Enrichment | RMZ | OK | 2023-07-11 | 2023-07-11 | SPC |  | 2023-07-14 |  | 411703 |  | 411703 | M | ZRSA | EN | 06 | [7 empty] | PC | 0 | 0 | KG | 0 | 0 | [5 empty] | PC |  | Z002 | [12 empty] | FILLER PLUG EVSG M20¦SULKUTULPPA MUOVI EVSG M20 | FILLER PLUG EVSG M20 ¦ FILLER PLUG PLASTIC EVSG M20 | MM_PROPERTY **FILLER PLUG **MM_DIMENSION1_VALUE1 **M20 **MM_TYPE **EVSG M20 **MM_MANUFACTURER_NO **10060626 **MM_MANUFACTURER **WISKA **MM_TYPE2 **SNRO1705227 |  |  | 39174000 |  |  | Enriched | PLUG |  | FILLER |  | WISKA | OEM | 10060626 | EVSG M20 |  | SIZE | M20XL1,5 | END CONNECTION | [8 empty] | FIBRE REINFORCED POLYAMIDE | ALTERNATE MPN:SNRO1705227 | 4007685606264 |  |  |  | https://www.wiska.com/downloads/Catalogue-Industry--Trade-042023.pdf | https://www.conrad.com/p/wiska-evsg-m20-ral-7035-filler-plug-m20-polyamide-grey-white-ral-7035-1-pcs-532434 |  |  | Production Completed
STP_008 | Data Enrichment | RMZ | OK | 2023-07-11 | 2023-07-11 | SPC |  | 2023-07-14 |  | 411704 |  | 411704 | M | ZRSA | EN | 06 | [7 empty] | PC | 0 | 0 | KG | 0 | 0 | [5 empty] | PC |  | Z002 | [12 empty] | FILLER PLUG EVSG M25¦SULKUTULPPA MUOVI EVSG M25 | FILLER PLUG EVSG M25 ¦ FILLER PLUG PLASTIC EVSG M25 | MM_PROPERTY **FILLER PLUG **MM_DIMENSION1_VALUE1 **M25 **MM_TYPE **EVSG M25 **MM_MANUFACTURER_NO **10060627 **MM_MANUFACTURER **WISKA **MM_TYPE2 **SNRO1705228 |  |  | 39174000 |  |  | Enriched | PLUG |  | FILLER |  | WISKA | OEM | 10060627 | EVSG M25 |  | SIZE | M25X1,5 | END CONNECTION | [8 empty] | FIBRE REINFORCED POLYAMIDE | ALTERNATE MPN:SNRO1705228 | 4007685606271 |  |  |  | https://www.wiska.com/downloads/Catalogue-Industry--Trade-042023.pdf | https://www.conrad.com/p/wiska-evsg-m25-ral-7035-filler-plug-m25-polyamide-grey-white-ral-7035-1-pcs-532435 |  |  | Production Completed
STP_008 | Data Enrichment | RMZ | OK | 2023-07-11 | 2023-07-11 | SPC |  | 2023-07-14 |  | 411705 |  | 411705 | M | ZRSA | EN | 06 | [7 empty] | PC | 0 | 0 | KG | 0 | 0 | [5 empty] | PC |  | Z002 | [12 empty] | FILLER PLUG EVSG M32¦SULKUTULPPA MUOVI EVSG M32 | FILLER PLUG EVSG M32 ¦ FILLER PLUG PLASTIC EVSG M32 | MM_PROPERTY **FILLER PLUG **MM_DIMENSION1_VALUE1 **M32 **MM_TYPE **EVSG M32 **MM_MANUFACTURER_NO **10060628 **MM_MANUFACTURER **WISKA **MM_TYPE2 **SNRO1705229 |  |  | 39174000 |  |  | Enriched | PLUG |  | FILLER |  | WISKA | OEM | 10060628 | EVSG M32 |  | SIZE | M32X1,5 | END CONNECTION | [8 empty] | FIBRE REINFORCED POLYAMIDE | ALTERNATE MPN:SNRO1705229 | 4007685606288 |  |  |  | https://www.wiska.com/downloads/Catalogue-Industry--Trade-042023.pdf | https://www.conrad.com/p/wiska-evsg-m32-ral-7035-filler-plug-m32-polyamide-grey-white-ral-7035-1-pcs-532437 |  |  | Production Completed
STP_008 | Data Enrichment | RMZ | OK | 2023-07-11 | 2023-07-11 | SPC |  | 2023-07-14 |  | 411706 |  | 411706 | M | ZRSA | EN | 06 | [7 empty] | PC | 0 | 0 | KG | 0 | 0 | [5 empty] | PC |  | Z002 | [12 empty] | FILLER PLUG EVSG M40¦SULKUTULPPA MUOVI EVSG M40 | FILLER PLUG EVSG M40 ¦ FILLER PLUG PLASTIC EVSG M40 | MM_PROPERTY **FILLER PLUG **MM_DIMENSION1_VALUE1 **M40 **MM_TYPE **EVSG M40 **MM_MANUFACTURER_NO **10060629 **MM_MANUFACTURER **WISKA **MM_TYPE2 **SNRO1705230 |  |  | 39174000 |  |  | Enriched | PLUG |  | FILLER |  | WISKA | OEM | 10060629 | EVSG M40 |  | SIZE | M40X1,5 | END CONNECTION | [8 empty] | FIBRE REINFORCED POLYAMIDE | ALTERNATE MPN:SNRO1705230 | 4007685625197 |  |  |  | https://www.wiska.com/downloads/Catalogue-Industry--Trade-042023.pdf | https://www.conrad.com/p/wiska-evsg-m40-ral-7001-filler-plug-m40-polyamide-silver-grey-ral-7001-1-pcs-532454 |  |  | Production Completed
STP_008 | Data Enrichment | RMZ | OK | 2023-07-11 | 2023-07-11 | SPC |  | 2023-07-14 |  | 411707 |  | 411707 | M | ZRSA | EN | 06 | [7 empty] | PC | 0 | 0 | KG | 0 | 0 | [5 empty] | PC |  | Z002 | [12 empty] | FILLER PLUG EVSG M50¦SULKUTULPPA MUOVI EVSG M50 | FILLER PLUG EVSG M50 ¦ FILLER PLUG PLASTIC EVSG M50 | MM_PROPERTY **FILLER PLUG **MM_MEASUREMENT1_VALUE1 **M50 **MM_TYPE **EVSG M50 **MM_MANUFACTURER_NO **10060630 **MM_MANUFACTURER **WISKA **MM_TYPE2 **SNRO1705231 |  |  | 39174000 |  |  | Enriched | PLUG |  | FILLER |  | WISKA | OEM | 10060630 | EVSG M50 |  | SIZE | M50X1,5 | END CONNECTION | [8 empty] | FIBRE REINFORCED POLYAMIDE | ALTERNATE MPN:SNRO1705231 | 4007685606301 |  |  |  | https://www.wiska.com/downloads/Catalogue-Industry--Trade-042023.pdf | https://www.conrad.com/p/wiska-evsg-m50-ral-7035-filler-plug-m50-polyamide-grey-white-ral-7035-1-pcs-532439 |  |  | Production Completed
STP_008 | Data Enrichment | RMZ | OK | 2023-07-11 | 2023-07-11 | SPC |  | 2023-07-14 |  | 411708 |  | 411708 | M | ZRSA | EN | 06 | [7 empty] | PC | 0 | 0 | KG | 0 | 0 | [5 empty] | PC |  | Z002 | [12 empty] | FILLER PLUG EVSG M63¦SULKUTULPPA MUOVI EVSG M63 | FILLER PLUG EVSG M63 ¦ FILLER PLUG PLASTIC EVSG M63 | MM_PROPERTY **FILLER PLUG **MM_DIMENSION1_VALUE1 **M63 **MM_TYPE **EVSG M63 **MM_MANUFACTURER_NO **10060631 **MM_MANUFACTURER **WISKA **MM_TYPE2 **SNRO1705232 |  |  | 39174000 |  |  | Enriched | PLUG |  | FILLER |  | WISKA | OEM | 10060631 | EVSG M63 |  | SIZE | M63X1,5 | END CONNECTION | [8 empty] | FIBRE REINFORCED POLYAMIDE | ALTERNATE MPN:SNRO1705232 | 4007685606318 |  |  |  | https://www.wiska.com/downloads/Catalogue-Industry--Trade-042023.pdf | https://www.conrad.com/p/wiska-evsg-m63-ral-7035-filler-plug-m63-polyamide-grey-white-ral-7035-1-pcs-532440 |  |  | Production Completed
STP_008 | Data Enrichment | RMZ | OK | 2023-07-11 | 2023-07-11 | SPC |  | 2023-07-14 |  | 412192 |  | 412192 | M | ZRSA | EN | 06 | [7 empty] | PC | 0¦0¦0 | 0 | KG | 0¦0¦0 | 0 | [5 empty] | M3¦NM3¦PC |  | Z002 | [12 empty] | PLUG 10062151¦SULKUTULPPA 10062151 | PLUG 10062151¦BLOCK PLUG 10062151 | MM_PROPERTY **PLUG **MM_DIMENSION1_VALUE1 **MVS PG7 **MM_TYPE **CLOSE PLUG METAL MVS PG7 **MM_DIMENSION2_VALUE2 **1705273 **MM_MANUFACTURER_NO **10062151 **MM_MANUFACTURER **WISKA |  |  | 39174000 |  |  | Enriched | PLUG |  | CLOSE BLOCK |  | WISKA | OEM | 10062151 | MVS PG7 |  | SIZE | PG 7 | END CONNECTION | [8 empty] | NICKEL PLATED BRASS | ALTERNATE MPN:1705273 | 4007685621519 |  |  |  | https://www.wiska.com/downloads/Catalogue-Industry--Trade-042023.pdf | https://www.conrad.com/p/wiska-mvs-7-filler-plug-shockproof-pg7-metal-ecru-100-pcs-2478662 |  |  | Production Completed
STP_008 | Data Enrichment | RMZ | OK | 2023-07-11 | 2023-07-11 | SPC |  | 2023-07-14 |  | 412193 |  | 412193 | M | ZRSA | EN | 06 | [7 empty] | PC | 0¦0¦0 | 0 | KG | 0¦0¦0 | 0 | [5 empty] | M3¦NM3¦PC |  | Z002 | [12 empty] | PLUG 10062152¦SULKUTULPPA 10062152 | PLUG 10062152¦BLOCK PLUG 10062152 | MM_PROPERTY **PLUG **MM_DIMENSION1_VALUE1 **MVS PG9 **MM_TYPE **CLOSE PLUG METAL MVS PG9 **MM_DIMENSION2_VALUE2 **1705274 **MM_MANUFACTURER_NO **10062152 **MM_MANUFACTURER **WISKA |  |  | 39174000 |  |  | Enriched | PLUG |  | CLOSE BLOCK |  | WISKA | OEM | 10062152 | MVS PG9 |  | SIZE | PG 9 | END CONNECTION | [8 empty] | NICKEL PLATED BRASS | ALTERNATE MPN:1705274 | 4007685621526 |  |  |  | https://www.wiska.com/downloads/Catalogue-Industry--Trade-042023.pdf | https://www.conrad.com/p/wiska-mvs-9-filler-plug-shockproof-pg9-metal-ecru-100-pcs-2478663 |  |  | Production Completed
STP_008 | Data Enrichment | RMZ | OK | 2023-07-11 | 2023-07-11 | SPC |  | 2023-07-14 |  | 412194 |  | 412194 | M | ZRSA | EN | 06 | [7 empty] | PC | 0¦0¦0 | 0 | KG | 0¦0¦0 | 0 | [5 empty] | M3¦NM3¦PC |  | Z002 | [12 empty] | PLUG 10062153¦SULKUTULPPA 10062153 | PLUG 10062153¦BLOCK PLUG 10062153 | MM_PROPERTIES **PLUG **MM_DIMENSION1_VALUE1 **MVS PG11 **MM_TYPE **CLOSURE PLUG METAL MVS PG11 **MM_DIMENSION2_VALUE2 **1705275 **MM_MANUFACTURER_NO **10062153 **MM_MANUFACTURER **WISK |  |  | 39174000 |  |  | Enriched | PLUG |  | CLOSE BLOCK |  | WISKA | OEM | 10062153 | MVS PG11 |  | SIZE | PG 11 | END CONNECTION | [8 empty] | NICKEL PLATED BRASS | ALTERNATE MPN:1705275 | 4007685621533 |  |  |  | https://www.wiska.com/downloads/Catalogue-Industry--Trade-042023.pdf | https://www.conrad.com/p/wiska-mvs-11-filler-plug-shockproof-pg11-metal-ecru-100-pcs-2478664 |  |  | Production Completed
STP_008 | Data Enrichment | RMZ | OK | 2023-07-11 | 2023-07-11 | SPC |  | 2023-07-14 |  | 412195 |  | 412195 | M | ZRSA | EN | 06 | [7 empty] | PC | 0¦0¦0 | 0 | KG | 0¦0¦0 | 0 | [5 empty] | M3¦NM3¦PC |  | Z002 | [12 empty] | PLUG 10062154¦SULKUTULPPA 10062154 | PLUG 10062154¦BLOCK PLUG 10062154 | MM_PROPERTIES **PLUG **MM_DIMENSION1_VALUE1 **MVS PG13,5 **MM_TYPE **CLOSURE PLUG METAL MVS PG13,5 **MM_DIMENSION2_VALUE2 **1705276 **MM_MANUFACTURER_NO **10062154 **MM_MANUFACTURER **WISKA |  |  | 39174000 |  |  | Enriched | PLUG |  | CLOSE BLOCK |  | WISKA | OEM | 10062154 | MVS PG13,5 |  | SIZE | PG 13,5 | END CONNECTION | [8 empty] | NICKEL PLATED BRASS | ALTERNATE MPN:1705276 | 4007685621540 |  |  |  | https://www.wiska.com/downloads/Catalogue-Industry--Trade-042023.pdf | https://www.conrad.com/p/wiska-mvs-135-filler-plug-shockproof-pg135-metal-ecru-100-pcs-2478665 |  |  | Production Completed
STP_008 | Data Enrichment | RMZ | OK | 2023-07-11 | 2023-07-11 | SPC |  | 2023-07-14 |  | 412196 |  | 412196 | M | ZRSA | EN | 06 | [7 empty] | PC | 0¦0¦0 | 0 | KG | 0¦0¦0 | 0 | [5 empty] | M3¦NM3¦PC |  | Z002 | [12 empty] | PLUG 10062155¦SULKUTULPPA 10062155 | PLUG 10062155¦BLOCK PLUG 10062155 | MM_PROPERTIES **PLUG **MM_DIMENSION1_VALUE1 **MVS PG16 **MM_TYPE **CLOSURE PLUG METAL MVS PG16 **MM_DIMENSION2_VALUE2 **1705277 **MM_MANUFACTURER_NO **10062155 **MM_MANUFACTURER **WISK |  |  | 39174000 |  |  | Enriched | PLUG |  | CLOSE BLOCK |  | WISKA | OEM | 10062155 | MVS PG16 |  | SIZE | PG 16 | END CONNECTION | [8 empty] | NICKEL PLATED BRASS | ALTERNATE MPN:1705277 | 4007685621557 |  |  |  | https://www.wiska.com/downloads/Catalogue-Industry--Trade-042023.pdf | https://www.conrad.com/p/wiska-mvs-16-filler-plug-shockproof-pg16-metal-ecru-100-pcs-2478666 |  |  | Production Completed
STP_008 | Data Enrichment | RMZ | OK | 2023-07-11 | 2023-07-11 | SPC |  | 2023-07-14 |  | 412197 |  | 412197 | M | ZRSA | EN | 06 | [7 empty] | PC | 0¦0¦0 | 0 | KG | 0¦0¦0 | 0 | [5 empty] | M3¦NM3¦PC |  | Z002 | [12 empty] | PLUG 10062156¦SULKUTULPPA 10062156 | PLUG 10062156¦BLOCK PLUG 10062156 | MM_PROPERTIES **PLUG **MM_DIMENSION1_VALUE1 **MVS PG21 **MM_TYPE **CLOSE PLUG METAL MVS PG21 **MM_DIMENSION2_VALUE2 **1705278 **MM_MANUFACTURER_NO **10062156 **MM_MANUFACTURER **WISK |  |  | 39174000 |  |  | Enriched | PLUG |  | CLOSE BLOCK |  | WISKA | OEM | 10062156 | MVS PG21 |  | SIZE | PG 21 | END CONNECTION | [8 empty] | NICKEL PLATED BRASS | ALTERNATE MPN:1705278 | 4007685621564 |  |  |  | https://www.wiska.com/downloads/Catalogue-Industry--Trade-042023.pdf | https://www.conrad.com/p/wiska-mvs-21-filler-plug-shockproof-pg21-metal-ecru-100-pcs-2478667 |  |  | Production Completed
STP_008 | Data Enrichment | RMZ | OK | 2023-07-11 | 2023-07-11 | SPC |  | 2023-07-14 |  | 412198 |  | 412198 | M | ZRSA | EN | 06 | [7 empty] | PC | 0¦0¦0 | 0 | KG | 0¦0¦0 | 0 | [5 empty] | M3¦NM3¦PC |  | Z002 | [12 empty] | PLUG 10062157¦SULKUTULPPA 10062157 | PLUG 10062157¦BLOCK PLUG 10062157 | MM_PROPERTY **PLUG **MM_DIMENSION1_VALUE1 **MVS PG29 **MM_TYPE **CLOSE PLUG METAL MVS PG29 **MM_DIMENSION2_VALUE2 **1705279 **MM_MANUFACTURER_NO **10062157 **MM_MANUFACTURER **WISK |  |  | 39174000 |  |  | Enriched | PLUG |  | CLOSE BLOCK |  | WISKA | OEM | 10062157 | MVS PG29 |  | SIZE | PG 29 | END CONNECTION | [8 empty] | NICKEL PLATED BRASS | ALTERNATE MPN:1705279 | 4007685621571 |  |  |  | https://www.wiska.com/downloads/Catalogue-Industry--Trade-042023.pdf | https://www.conrad.com/p/wiska-mvs-29-filler-plug-shockproof-pg29-metal-ecru-50-pcs-2478668 |  |  | Production Completed
STP_008 | Data Enrichment | RMZ | OK | 2023-07-11 | 2023-07-11 | SPC |  | 2023-07-14 |  | 412199 |  | 412199 | M | ZRSA | EN | 06 | [7 empty] | PC | 0¦0¦0 | 0 | KG | 0¦0¦0 | 0 | [5 empty] | M3¦NM3¦PC |  | Z002 | [12 empty] | PLUG 10062158¦SULKUTULPPA 10062158 | PLUG 10062158¦BLOCK PLUG 10062158 | MM_PROPERTIES **PLUG **MM_DIMENSION1_VALUE1 **MVS PG36 **MM_TYPE **CLOSURE PLUG METAL MVS PG36 **MM_DIMENSION2_VALUE2 **1705280 **MM_MANUFACTURER_NO **10062158 **MM_MANUFACTURER **WISK |  |  | 39174000 |  |  | Enriched | PLUG |  | CLOSE BLOCK |  | WISKA | OEM | 10062158 | MVS PG36 |  | SIZE | PG 36 | END CONNECTION | [8 empty] | NICKEL PLATED BRASS | ALTERNATE MPN:1705280 | 4007685621588 |  |  |  | https://www.wiska.com/downloads/Catalogue-Industry--Trade-042023.pdf | https://www.conrad.com/p/wiska-mvs-36-filler-plug-shockproof-pg36-metal-ecru-50-pcs-2478669 |  |  | Production Completed
STP_008 | Data Enrichment | RMZ | OK | 2023-07-11 | 2023-07-11 | SPC |  | 2023-07-14 |  | 412200 |  | 412200 | M | ZRSA | EN | 06 | [7 empty] | PC | 0¦0¦0 | 0 | KG | 0¦0¦0 | 0 | [5 empty] | M3¦NM3¦PC |  | Z002 | [12 empty] | PLUG 10062159¦SULKUTULPPA 10062159 | PLUG 10062159¦BLOCK PLUG 10062159 | MM_PROPERTY **PLUG **MM_DIMENSION1_VALUE1 **MVS PG42 **MM_TYPE **CLOSE PLUG METAL MVS PG42 **MM_DIMENSION2_VALUE2 **1705281 **MM_MANUFACTURER_NO **10062159 **MM_MANUFACTURER **WISK |  |  | 39174000 |  |  | Enriched | PLUG |  | CLOSE BLOCK |  | WISKA | OEM | 10062159 | MVS PG42 |  | SIZE | PG 42 | END CONNECTION | [8 empty] | NICKEL PLATED BRASS | ALTERNATE MPN:1705281 | 4007685621595 |  |  |  | https://www.wiska.com/downloads/Catalogue-Industry--Trade-042023.pdf | https://www.conrad.com/p/wiska-mvs-42-filler-plug-shockproof-pg42-metal-ecru-25-pcs-2478670 |  |  | Production Completed
STP_008 | Data Enrichment | RMZ | OK | 2023-07-11 | 2023-07-11 | SPC |  | 2023-07-14 |  | 412201 |  | 412201 | M | ZRSA | EN | 06 | [7 empty] | PC | 0¦0¦0 | 0 | KG | 0¦0¦0 | 0 | [5 empty] | M3¦NM3¦PC |  | Z002 | [12 empty] | PLUG 10062160¦SULKUTULPPA 10062160 | PLUG 10062160¦BLOCK PLUG 10062160 | MM_PROPERTIES **PLUG **MM_DIMENSION1_VALUE1 **MVS PG48 **MM_TYPE **CLOSURE PLUG METAL MVS PG48 **MM_DIMENSION2_VALUE2 **1705282 **MM_MANUFACTURER_NO **10062160 **MM_MANUFACTURER **WISK |  |  | 39174000 |  |  | Enriched | PLUG |  | CLOSE BLOCK |  | WISKA | OEM | 10062160 | MVS PG48 |  | SIZE | PG 48 | END CONNECTION | [8 empty] | NICKEL PLATED BRASS | ALTERNATE MPN:1705282 | 4007685621601 |  |  |  | https://www.wiska.com/downloads/Catalogue-Industry--Trade-042023.pdf | https://www.conrad.com/p/wiska-mvs-48-filler-plug-shockproof-pg48-metal-ecru-25-pcs-2478671 |  |  | Production Completed
STP_008 | Data Enrichment | RMZ | OK | 2023-07-11 | 2023-07-11 | SPC |  | 2023-07-14 |  | 412245 |  | 412245 | M | ZRSA | EN | 06 | [7 empty] | PC | 0 | 0 | KG | 0 | 0 | [5 empty] | PC |  | Z002 | [12 empty] | STOP END VSG 7 LG¦SULKUTULPPA VSG 7 LG | STOP END VSG 7 LG¦BLOCK PLUG VSG 7 LG | MM_PROPERTY **STOP END **MM_MEASUREMENT1_VALUE1 **PG7 **MM_MATERIAL **POLYAMIDE, FIBER REINFORCED **MM_TYPE **VSG 7 LG **MM_MANUFACTURER_NO **50060728 **MM_MANUFACTURER **WISKA **MM_TYPE2 **SNRO1705531 |  |  | 39174000 |  |  | Enriched | PLUG |  | FILLER STOP END BLOCK |  | WISKA | OEM | 50060728 | VSG 7 LG |  | SIZE | PG 7 | END CONNECTION | [8 empty] | FIBRE REINFORCED POLYAMIDE | ALTERNATE MPN:SNRO1705531 | 2050001456519 |  |  |  | https://www.wiska.com/downloads/Catalogue-Industry--Trade-042023.pdf | https://www.conrad.com/p/wiska-vsg-7-filler-plug-pg7-polyamide-grey-white-ral-7035-1-pcs-532488 |  |  | Production Completed
STP_008 | Data Enrichment | RMZ | OK | 2023-07-11 | 2023-07-11 | SPC |  | 2023-07-14 |  | 412246 |  | 412246 | M | ZRSA | EN | 06 | [7 empty] | PC | 0 | 0 | KG | 0 | 0 | [5 empty] | PC |  | Z002 | [12 empty] | STOP END VSG 9 LG¦SULKUTULPPA VSG 9 LG | STOP END VSG 9 LG¦BLOCK PLUG VSG 9 LG | MM_PROPERTY **STOP END **MM_MEASUREMENT1_VALUE1 **PG9 **MM_MATERIAL **POLYAMIDE, FIBER REINFORCED **MM_TYPE **VSG 9 LG **MM_MANUFACTURER_NO **50060729 **MM_MANUFACTURER **WISKA **MM_TYPE2 **SNRO1705532 |  |  | 39174000 |  |  | Enriched | PLUG |  | FILLER STOP END BLOCK |  | WISKA | OEM | 50060729 | VSG 9 LG |  | SIZE | PG 9 | END CONNECTION | [8 empty] | FIBRE REINFORCED POLYAMIDE | ALTERNATE MPN:SNRO1705532 | 4007685607292 |  |  |  | https://www.wiska.com/downloads/Catalogue-Industry--Trade-042023.pdf | https://www.conrad.com/p/wiska-vsg-9-filler-plug-pg9-polyamide-grey-white-ral-7035-1-pcs-532489 |  |  | Production Completed
STP_008 | Data Enrichment | RMZ | OK | 2023-07-11 | 2023-07-11 | SPC |  | 2023-07-14 |  | 412247 |  | 412247 | M | ZRSA | EN | 06 | [7 empty] | PC | 0 | 0 | KG | 0 | 0 | [5 empty] | PC |  | Z002 | [12 empty] | STOP END VSG 11 LG¦SULKUTULPPA VSG 11 LG | STOP END VSG 11 LG¦BLOCK PLUG VSG 11 LG | MM_PROPERTY **STOP END **MM_MEASUREMENT1_VALUE1 **PG11 **MM_MATERIAL **POLYAMIDE, FIBER REINFORCED **MM_TYPE **VSG 11 LG **MM_MANUFACTURER_NO **50060730 **MM_MANUFACTURER **WISKA **MM_TYPE2 **SNRO1705533 |  |  | 39174000 |  |  | Enriched | PLUG |  | FILLER STOP END BLOCK |  | WISKA | OEM | 50060730 | VSG 11 LG |  | SIZE | PG 11 | END CONNECTION | [8 empty] | FIBRE REINFORCED POLYAMIDE | ALTERNATE MPN:SNRO1705533 | 4007685607308 |  |  |  | https://www.wiska.com/downloads/Catalogue-Industry--Trade-042023.pdf | https://www.conrad.com/p/wiska-vsg-11-filler-plug-pg11-polyamide-grey-white-ral-7035-1-pcs-532490 |  |  | Production Completed
STP_008 | Data Enrichment | RMZ | OK | 2023-07-11 | 2023-07-11 | SPC |  | 2023-07-14 |  | 412248 |  | 412248 | M | ZRSA | EN | 06 | [7 empty] | PC | 0 | 0 | KG | 0 | 0 | [5 empty] | PC |  | Z002 | [12 empty] | STOP END VSG 13,5 LG¦SULKUTULPPA VSG 13,5 LG | STOP END VSG 13.5 LG¦BLOCK PLUG VSG 13.5 LG | MM_PROPERTY **STOP END **MM_DIMENSION1_VALUE1 **PG13,5 **MM_MATERIAL **POLYAMIDE, FIBER REINFORCED **MM_TYPE **VSG 13,5 LG **MM_MANUFACTURER_NO **50060731 **MM_MANUFACTURER **WISKA **MM_TYPE2 **SNRO1705534 |  |  | 39174000 |  |  | Enriched | PLUG |  | FILLER STOP END BLOCK |  | WISKA | OEM | 50060731 | VSG 13,5 LG |  | SIZE | PG 13,5 | END CONNECTION | [8 empty] | FIBRE REINFORCED POLYAMIDE | ALTERNATE MPN:SNRO1705534 | 4007685607315 |  |  |  | https://www.wiska.com/downloads/Catalogue-Industry--Trade-042023.pdf | https://www.conrad.com/p/wiska-vsg-135-filler-plug-pg135-polyamide-grey-white-ral-7035-1-pcs-532491 |  |  | Production Completed
STP_008 | Data Enrichment | RMZ | OK | 2023-07-11 | 2023-07-11 | SPC |  | 2023-07-14 |  | 412249 |  | 412249 | M | ZRSA | EN | 06 | [7 empty] | PC | 0 | 0 | KG | 0 | 0 | [5 empty] | PC |  | Z002 | [12 empty] | STOP END VSG 16 LG¦SULKUTULPPA VSG 16 LG | STOP END VSG 16 LG¦BLOCK PLUG VSG 16 LG | MM_PROPERTY **STOP END **MM_MEASUREMENT1_VALUE1 **PG16 **MM_MATERIAL **POLYAMIDE, FIBER REINFORCED **MM_TYPE **VSG 16 LG **MM_MANUFACTURER_NO **10060732 **MM_MANUFACTURER **WISKA **MM_TYPE2 **SNRO1705243 |  |  | 39174000 |  |  | Enriched | PLUG |  | FILLER STOP END BLOCK |  | WISKA | OEM | 10060732 | VSG 16 LG |  | SIZE | PG 16 | END CONNECTION | [8 empty] | FIBRE REINFORCED POLYAMIDE | ALTERNATE MPN:SNRO1705243 | 4007685607322 |  |  |  | https://www.wiska.com/downloads/Catalogue-Industry--Trade-042023.pdf | https://www.conrad.com/p/wiska-vsg-16-filler-plug-pg16-polyamide-grey-white-ral-7035-1-pcs-532492 |  |  | Production Completed
STP_008 | Data Enrichment | RMZ | OK | 2023-07-11 | 2023-07-11 | SPC |  | 2023-07-14 |  | 412250 |  | 412250 | M | ZRSA | EN | 06 | [7 empty] | PC | 0 | 0 | KG | 0 | 0 | [5 empty] | PC |  | Z002 | [12 empty] | STOP END VSG 21 LG¦SULKUTULPPA VSG 21 LG | STOP END VSG 21 LG¦BLOCK PLUG VSG 21 LG | MM_PROPERTY **STOP END **MM_MEASUREMENT1_VALUE1 **PG21 **MM_MATERIAL **POLYAMIDE, FIBER REINFORCED **MM_TYPE **VSG 21 LG **MM_MANUFACTURER_NO **50060733 **MM_MANUFACTURER **WISKA **MM_TYPE2 **SNRO1705535 |  |  | 39174000 |  |  | Enriched | PLUG |  | FILLER STOP END BLOCK |  | WISKA | OEM | 50060733 | VSG 21 LG |  | SIZE | PG 21 | END CONNECTION | [8 empty] | FIBRE REINFORCED POLYAMIDE | ALTERNATE MPN:SNRO1705535 | 2050001432377 |  |  |  | https://www.wiska.com/downloads/Catalogue-Industry--Trade-042023.pdf | https://www.conrad.com/p/wiska-vsg-21-filler-plug-pg21-polyamide-grey-white-ral-7035-1-pcs-532493 |  |  | Production Completed
STP_008 | Data Enrichment | RMZ | OK | 2023-07-11 | 2023-07-11 | SPC |  | 2023-07-14 |  | 412251 |  | 412251 | M | ZRSA | EN | 06 | [7 empty] | PC | 0 | 0 | KG | 0 | 0 | [5 empty] | PC |  | Z002 | [12 empty] | STOP END VSG 29 LG¦SULKUTULPPA VSG 29 LG | STOP END VSG 29 LG¦BLOCK PLUG VSG 29 LG | MM_PROPERTY **STOP END **MM_MEASUREMENT1_VALUE1 **PG29 **MM_MATERIAL **POLYAMIDE, FIBER REINFORCED **MM_TYPE **VSG 29 LG **MM_MANUFACTURER_NO **50060734 **MM_MANUFACTURER **WISKA **MM_TYPE2 **SNRO1705536 |  |  | 39174000 |  |  | Enriched | PLUG |  | FILLER STOP END BLOCK |  | WISKA | OEM | 50060734 | VSG 29 LG |  | SIZE | PG 29 | END CONNECTION | [8 empty] | FIBRE REINFORCED POLYAMIDE | ALTERNATE MPN:SNRO1705536 | 4007685607346 |  |  |  | https://www.wiska.com/downloads/Catalogue-Industry--Trade-042023.pdf | https://www.conrad.com/p/wiska-vsg-29-filler-plug-pg29-polyamide-grey-white-ral-7035-1-pcs-532494 |  |  | Production Completed
STP_008 | Data Enrichment | RMZ | OK | 2023-07-11 | 2023-07-11 | SPC |  | 2023-07-14 |  | 412252 |  | 412252 | M | ZRSA | EN | 06 | [7 empty] | PC | 0 | 0 | KG | 0 | 0 | [5 empty] | PC |  | Z002 | [12 empty] | STOP END VSG 36 LG¦SULKUTULPPA VSG 36 LG | STOP END VSG 36 LG¦BLOCK PLUG VSG 36 LG | MM_PROPERTY **STOP END **MM_MEASUREMENT1_VALUE1 **PG36 **MM_MATERIAL **POLYAMIDE, FIBER REINFORCED **MM_TYPE **VSG 36 LG **MM_MANUFACTURER_NO **50060735 **MM_MANUFACTURER **WISKA **MM_TYPE2 **SNRO1705537 |  |  | 39174000 |  |  | Enriched | PLUG |  | FILLER STOP END BLOCK |  | WISKA | OEM | 50060735 | VSG 36 LG |  | SIZE | PG 36 | END CONNECTION | [8 empty] | FIBRE REINFORCED POLYAMIDE | ALTERNATE MPN:SNRO1705537 | 2050001802712 |  |  |  | https://www.wiska.com/downloads/Catalogue-Industry--Trade-042023.pdf | https://www.conrad.com/p/wiska-vsg-36-filler-plug-pg36-polyamide-grey-white-ral-7035-1-pcs-532495 |  |  | Production Completed
STP_008 | Data Enrichment | RMZ | OK | 2023-07-11 | 2023-07-11 | SPC |  | 2023-07-14 |  | 412253 |  | 412253 | M | ZRSA | EN | 06 | [7 empty] | PC | 0 | 0 | KG | 0 | 0 | [5 empty] | PC |  | Z002 | [12 empty] | STOP END VSG 42 LG¦SULKUTULPPA VSG 42 LG | STOP END VSG 42 LG¦BLOCK PLUG VSG 42 LG | MM_PROPERTY **STOP END **MM_MEASUREMENT1_VALUE1 **PG42 **MM_MATERIAL **POLYAMIDE, FIBER REINFORCED **MM_TYPE **VSG 42 LG **MM_MANUFACTURER_NO **50060736 **MM_MANUFACTURER **WISKA **MM_TYPE2 **SNRO1705538 |  |  | 39174000 |  |  | Enriched | PLUG |  | FILLER STOP END BLOCK |  | WISKA | OEM | 50060736 | VSG 42 LG |  | SIZE | PG 42 | END CONNECTION | [8 empty] | FIBRE REINFORCED POLYAMIDE | ALTERNATE MPN:SNRO1705538 | 4007685607360 |  |  |  | https://www.wiska.com/downloads/Catalogue-Industry--Trade-042023.pdf | https://www.conrad.com/p/wiska-vsg-42-filler-plug-pg42-polyamide-grey-white-ral-7035-1-pcs-532496 |  |  | Production Completed
STP_008 | Data Enrichment | RMZ | OK | 2023-07-11 | 2023-07-11 | SPC |  | 2023-07-14 |  | 412254 |  | 412254 | M | ZRSA | EN | 06 | [7 empty] | PC | 0 | 0 | KG | 0 | 0 | [5 empty] | PC |  | Z002 | [12 empty] | STOP END VSG 48 LG¦SULKUTULPPA VSG 48 LG | STOP END VSG 48 LG¦BLOCK PLUG VSG 48 LG | MM_PROPERTY **STOP END **MM_MEASUREMENT1_VALUE1 **PG48 **MM_MATERIAL **POLYAMIDE, FIBER REINFORCED **MM_TYPE **VSG 48 LG **MM_MANUFACTURER_NO **50060737 **MM_MANUFACTURER **WISKA **MM_TYPE2 **SNRO1705539 |  |  | 39174000 |  |  | Enriched | PLUG |  | FILLER STOP END BLOCK |  | WISKA | OEM | 50060737 | VSG 48 LG |  | SIZE | PG 48 | END CONNECTION | [8 empty] | FIBRE REINFORCED POLYAMIDE | ALTERNATE MPN:SNRO1705539 | 4007685607377 |  |  |  | https://www.wiska.com/downloads/Catalogue-Industry--Trade-042023.pdf | https://www.conrad.com/p/wiska-vsg-48-filler-plug-pg48-polyamide-grey-white-ral-7035-1-pcs-532497 |  |  | Production Completed
STP_008 | Data Enrichment | RMZ | OK | 2023-07-11 | 2023-07-12 | SPC |  | 2023-07-14 |  | 412275 |  | 412275 | M | ZRSA | EN | 06 | [7 empty] | PC | 0 | 0 | KG | 0 | 0 | [5 empty] | PC |  | Z002 | [12 empty] | STOP END EMVS M12¦SULKUTULPPA EMVS M12 | STOP END EMVS M12¦STOP END EMVS M12 | MM_FEATURE **STOP END **MM_MATERIAL **BRASS NICKEL-PLATED **MM_TYPE **EMVS M12 **MM_MANUFACTURER_NO **10063151 **MM_MANUFACTURER **WISKA **MM_TYPE2 **SNRO1705337 |  |  | 39174000 |  |  | Enriched | PLUG |  | FILLER STOP END |  | WISKA | OEM | 10063151 | EMVS M12 |  | SIZE | M12X1,5 | END CONNECTION | [9 empty] | SNRO1705337 | 4007685631518 |  |  |  | https://www.wiska.com/downloads/Catalogue-Industry--Trade-042023.pdf | https://www.conrad.com/p/wiska-emvs-12-filler-plug-shockproof-m12-metal-ecru-100-pcs-2478759 |  | Processed based on Websource, Conflict w.r.t Input | Production Completed
STP_008 | Data Enrichment | RMZ | OK | 2023-07-11 | 2023-07-12 | SPC |  | 2023-07-14 |  | 412276 |  | 412276 | M | ZRSA | EN | 06 | [7 empty] | PC | 0 | 0 | KG | 0 | 0 | [5 empty] | PC |  | Z002 | [12 empty] | STOP END EMVS M16¦SULKUTULPPA EMVS M16 | STOP END EMVS M16¦STOP END EMVS M16 | MM_FEATURE **STOP END **MM_MATERIAL **BRASS NICKEL-PLATED **MM_TYPE **EMVS M16 **MM_MANUFACTURER_NO **10063152 **MM_MANUFACTURER **WISKA **MM_TYPE2 **SNRO1705338 |  |  | 39174000 |  |  | Enriched | PLUG |  | FILLER STOP END |  | WISKA | OEM | 10063152 | EMVS M16 |  | SIZE | M16X1,5 | END CONNECTION | [9 empty] | SNRO1705338 | 4007685631525 |  |  |  | https://www.wiska.com/downloads/Catalogue-Industry--Trade-042023.pdf | https://www.conrad.com/p/wiska-emvs-16-filler-plug-shockproof-m16-metal-ecru-100-pcs-2478760 |  | Processed based on Websource, Conflict w.r.t Input | Production Completed
STP_008 | Data Enrichment | RMZ | OK | 2023-07-11 | 2023-07-12 | SPC |  | 2023-07-14 |  | 412277 |  | 412277 | M | ZRSA | EN | 06 | [7 empty] | PC | 0 | 0 | KG | 0 | 0 | [5 empty] | PC |  | Z002 | [12 empty] | STOP END EMVS M20¦SULKUTULPPA EMVS M20 | STOP END EMVS M20¦STOP END EMVS M20 | MM_FEATURE **STOP END **MM_MATERIAL **BRASS NICKEL-PLATED **MM_TYPE **EMVS M20 **MM_MANUFACTURER_NO **10063153 **MM_MANUFACTURER **WISKA **MM_TYPE2 **SNRO1705339 |  |  | 39174000 |  |  | Enriched | PLUG |  | FILLER STOP END |  | WISKA | OEM | 10063153 | EMVS M20 |  | SIZE | M20XL1,5 | END CONNECTION | [9 empty] | SNRO1705339 | 4007685631532 |  |  |  | https://www.wiska.com/downloads/Catalogue-Industry--Trade-042023.pdf | https://www.conrad.com/p/wiska-emvs-20-filler-plug-shockproof-m20-metal-ecru-100-pcs-2478761 |  | Processed based on Websource, Conflict w.r.t Input | Production Completed
STP_008 | Data Enrichment | RMZ | OK | 2023-07-11 | 2023-07-12 | SPC |  | 2023-07-14 |  | 412278 |  | 412278 | M | ZRSA | EN | 06 | [7 empty] | PC | 0 | 0 | KG | 0 | 0 | [5 empty] | PC |  | Z002 | [12 empty] | STOP END EMVS M25¦SULKUTULPPA EMVS M25 | STOP END EMVS M25¦STOP END EMVS M25 | MM_FEATURE **STOP END **MM_MATERIAL **BRASS NICKEL-PLATED **MM_TYPE **EMVS M25 **MM_MANUFACTURER_NO **10063154 **MM_MANUFACTURER **WISKA **MM_TYPE2 **SNRO1705340 |  |  | 39174000 |  |  | Enriched | PLUG |  | FILLER STOP END |  | WISKA | OEM | 10063154 | EMVS M25 |  | SIZE | M25X1,5 | END CONNECTION | [9 empty] | SNRO1705340 | 4007685631549 |  |  |  | https://www.wiska.com/downloads/Catalogue-Industry--Trade-042023.pdf | https://www.conrad.com/p/wiska-emvs-25-filler-plug-shockproof-m25-metal-ecru-100-pcs-2478762 |  | Processed based on Websource, Conflict w.r.t Input | Production Completed
STP_008 | Data Enrichment | RMZ | OK | 2023-07-11 | 2023-07-12 | SPC |  | 2023-07-14 |  | 412279 |  | 412279 | M | ZRSA | EN | 06 | [7 empty] | PC | 0 | 0 | KG | 0 | 0 | [5 empty] | PC |  | Z002 | [12 empty] | STOP END EMVS M32¦SULKUTULPPA EMVS M32 | STOP END EMVS M32¦STOP END EMVS M32 | MM_FEATURE **STOP END **MM_MATERIAL **BRASS NICKEL-PLATED **MM_TYPE **EMVS M32 **MM_MANUFACTURER_NO **10063155 **MM_MANUFACTURER **WISKA **MM_TYPE2 **SNRO1705341 |  |  | 39174000 |  |  | Enriched | PLUG |  | FILLER STOP END |  | WISKA | OEM | 10063155 | EMVS M32 |  | SIZE | M32X1,5 | END CONNECTION | [9 empty] | SNRO1705341 | 4007685631556 |  |  |  | https://www.wiska.com/downloads/Catalogue-Industry--Trade-042023.pdf | https://www.conrad.com/p/wiska-emvs-32-filler-plug-shockproof-m32-metal-ecru-50-pcs-2478763 |  | Processed based on Websource, Conflict w.r.t Input | Production Completed
STP_008 | Data Enrichment | RMZ | OK | 2023-07-11 | 2023-07-12 | SPC |  | 2023-07-14 |  | 412280 |  | 412280 | M | ZRSA | EN | 06 | [7 empty] | PC | 0 | 0 | KG | 0 | 0 | [5 empty] | PC |  | Z002 | [12 empty] | STOP END EMVS M40¦SULKUTULPPA EMVS M40 | STOP END EMVS M40¦STOP END EMVS M40 | MM_FEATURE **STOP END **MM_MATERIAL **BRASS NICKEL-PLATED **MM_TYPE **EMVS M40 **MM_MANUFACTURER_NO **10063156 **MM_MANUFACTURER **WISKA **MM_TYPE2 **SNRO1705342 |  |  | 39174000 |  |  | Enriched | PLUG |  | FILLER STOP END |  | WISKA | OEM | 10063156 | EMVS M40 |  | SIZE | M40X1,5 | END CONNECTION | [9 empty] | SNRO1705342 | 4007685631563 |  |  |  | https://www.wiska.com/downloads/Catalogue-Industry--Trade-042023.pdf | https://www.conrad.com/p/wiska-emvs-40-filler-plug-shockproof-m40-metal-ecru-50-pcs-2478764 |  | Processed based on Websource, Conflict w.r.t Input | Production Completed
STP_008 | Data Enrichment | RMZ | OK | 2023-07-11 | 2023-07-12 | SPC |  | 2023-07-14 |  | 412281 |  | 412281 | M | ZRSA | EN | 06 | [7 empty] | PC | 0 | 0 | KG | 0 | 0 | [5 empty] | PC |  | Z002 | [12 empty] | STOP END EMVS M50¦SULKUTULPPA EMVS M50 | STOP END EMVS M50¦STOP END EMVS M50 | MM_FEATURE **STOP END **MM_MATERIAL **BRASS NICKEL-PLATED **MM_TYPE **EMVS M50 **MM_MANUFACTURER_NO **10063157 **MM_MANUFACTURER **WISKA **MM_TYPE2 **SNRO1705343 |  |  | 39174000 |  |  | Enriched | PLUG |  | FILLER STOP END |  | WISKA | OEM | 10063157 | EMVS M50 |  | SIZE | M50X1,5 | END CONNECTION | [9 empty] | SNRO1705343 | 4007685631570 |  |  |  | https://www.wiska.com/downloads/Catalogue-Industry--Trade-042023.pdf | https://www.conrad.com/p/wiska-emvs-50-filler-plug-shockproof-m50-metal-ecru-25-pcs-2478765 |  | Processed based on Websource, Conflict w.r.t Input | Production Completed
STP_008 | Data Enrichment | RMZ | OK | 2023-07-11 | 2023-07-12 | SPC |  | 2023-07-14 |  | 412282 |  | 412282 | M | ZRSA | EN | 06 | [7 empty] | PC | 0 | 0 | KG | 0 | 0 | [5 empty] | PC |  | Z002 | [12 empty] | STOP END EMVS M63¦SULKUTULPPA EMVS M63 | STOP END EMVS M63¦STOP END EMVS M63 | MM_FEATURE **STOP END **MM_MATERIAL **BRASS NICKEL-PLATED **MM_TYPE **EMVS M63 **MM_MANUFACTURER_NO **10063158 **MM_MANUFACTURER **WISKA **MM_TYPE2 **SNRO1705344 |  |  | 39174000 |  |  | Enriched | PLUG |  | FILLER STOP END |  | WISKA | OEM | 10063158 | EMVS M63 |  | SIZE | M63X1,5 | END CONNECTION | [9 empty] | SNRO1705344 | 4007685631587 |  |  |  | https://www.wiska.com/downloads/Catalogue-Industry--Trade-042023.pdf | https://www.conrad.com/p/wiska-emvs-63-filler-plug-shockproof-m63-metal-ecru-10-pcs-2478766 |  | Processed based on Websource, Conflict w.r.t Input | Production Completed
STP_008 | Data Enrichment | BHJ | OK | 2023-07-11 | 2023-07-12 | PVJ |  | 2023-07-14 |  | 197027 |  | 197027 | M | ZRSA | EN | 06 | [7 empty] | PC | 0 | 0 | KG | 0 | 0 | [5 empty] | PC |  | Z002 | [12 empty] | PITKITTÄISLEIMASIMEN VARAPÄÄ TPH MI 5800 | SPARE HEAD FOR LONGITUDINAL STAMP TPH MI 5800 | MM_PROPERTY **PRINT HEAD **MM_TYPE **5800 **MM_MANUFACTURER_NO **80211-6020 **MM_MANUFACTURER **MARKEM-IMAJE **MM_TYPE2 **TPH MI 5800 |  |  | 84433900 |  |  | Enriched | PRINTER |  | HIGH RESOLUTION HOT MELT INKJET |  | MARKEM-IMAJE | OEM | 5800 |  |  | POWER SUPPLY | 100-240VAC,50-60HZ | PAPER SIZE | L1000XH65 | PRINT SPEED |  | RESOLUTION | [5 empty] | ALTERNATE MPN1:TPH MI 5800,ALTERNATE MPN2:80211-6020,SPARE PRINTHEAD FOR LONGITUDINAL STAMP |  |  |  |  | https://www.markem-imaje.com/productview/5800 | https://www.nefton.gr/files/pdf/Markem_Imaje_5800_DS_HQ_B1.pdf | https://connect2india.com/Markem-Imaje-India-Private-Limited/6151007/products/markem-imaje-5800-large-character-high-resolution-piezo-printer/231461825 |  | Production Completed
STP_008 | Data Enrichment | NGB | OK | 2023-07-10 | 2023-07-11 | SPC |  | 2023-07-14 |  | 191002 |  | 191002 | M | ZRSA | EN | 06 | [7 empty] | PC | 0 | 0 | KG | 0 | 0 | [5 empty] | PC |  | Z002 | [12 empty] | DIVERTING PULLEY¦SIIRTYVÄ HIHNAPYÖRÄ 76023 | DIVERTING PULLEY 76023 | MM_PROPERTY **DIVERT PULLEY **MM_MANUFACTURER_NO **76023 |  | 061002 | 84835080 |  |  | Cleansed | PULLEY |  | DIVERTING |  |  |  | 76023 |  |  | DIAMETER |  | LENGTH |  | BORE DIAMETER |  | NUMBER OF GROOVES | [10 empty] | URL Not Found |  |  |  | Production Completed
STP_008 | Data Enrichment | NGB | OK | 2023-07-10 | 2023-07-11 | SPC |  | 2023-07-14 |  | 191003 |  | 191003 | M | ZRSA | EN | 06 | [7 empty] | PC | 0 | 0 | KG | 0 | 0 | [5 empty] | PC |  | Z002 | [12 empty] | DIVERTING PULLEY¦SIIRTYVÄ HIHNAPYÖRÄ 76079 | DIVERTING PULLEY 76079 | MM_PROPERTY **DIVERT PULLEY **MM_MANUFACTURER_NO **76079 |  | 061002 | 84835080 |  |  | Cleansed | PULLEY |  | DIVERTING |  |  |  | 76079 |  |  | DIAMETER |  | LENGTH |  | BORE DIAMETER |  | NUMBER OF GROOVES | [10 empty] | URL Not Found |  |  |  | Production Completed
STP_008 | Data Enrichment | NGB | OK | 2023-07-10 | 2023-07-10 | SPC |  | 2023-07-14 |  | 183808 |  | 183808 | M | ZRSA | EN | 06 | [7 empty] | PC | 0 | 0 | KG | 0 | 0 | [5 empty] | PC |  | Z002 | [12 empty] | VETOTELAN KOKOONPANO 16-VÄLINEN H144225 | DRIVE PULLEY ASSEMBLY 16 SPEED H144225 | MM_MEASUREMENT1_VALUE1 **AXIS CHANGED **MM_LISAT_1 **16-SPAN **MM_MANUFACTURER_NO **H144225 **MM_MANUFACTURER **RAUTE |  | 060759 | 84835020 |  |  | Cleansed | PULLEY |  | 16-SPEED DRIVE |  | RAUTE | NON-OEM | H144225 |  |  | DIAMETER |  | LENGTH |  | BORE DIAMETER |  | NUMBER OF GROOVES | [5 empty] | ASSEMBLY,AXIS CHANGED |  |  |  |  | URL Not Found |  |  |  | Production Completed
STP_008 | Data Enrichment | NGB | OK | 2023-07-10 | 2023-07-10 | SPC |  | 2023-07-14 |  | 184453 |  | 184453 | M | ZRSA | EN | 06 | [7 empty] | PC | 0 | 0 | KG | 0 | 0 | [5 empty] | PC |  | Z002 | [12 empty] | TAITTOHIHNAPYÖRÄ D295/100-120 3R131487 | FOLDING PULLEY D295/100-120 3R131487 | MM_TYPE **3R131487 **MM_MANUFACTURER_NO **3R131487 **MM_MANUFACTURER **RAUTE |  | 061002 | 84835020 |  |  | Cleansed | PULLEY |  | FOLDING |  | RAUTE | NON-OEM | 3R131487 |  |  | DIAMETER | OD295 | LENGTH | 120 | BORE DIAMETER | 100 | NUMBER OF GROOVES | [10 empty] | URL Not Found |  |  |  | Production Completed
STP_008 | Data Enrichment | NGB | OK | 2023-07-10 | 2023-07-11 | SPC |  | 2023-07-14 |  | 192078 |  | 192078 | M | ZRSA | EN | 06 | [7 empty] | PC | 0 | 0 | KG | 0 | 0 | [5 empty] | PC |  | Z002 | [12 empty] | IDLER PULLEY H026104¦KIRISTYSPYORÄ H026104 | IDLER PULLEY H026104¦TENSIONING PULLEY H026104 | MM_PROPERTY **RUBBER PLATE **MM_MANUFACTURER_NO **H026104 **MM_MANUFACTURER **RAUTE **MM_LISAT_2 **RAUTE NO: H026104 |  | 060756 | 84835080 |  |  | Cleansed | PULLEY |  | IDLER |  | RAUTE | NON-OEM | H026104 |  |  | DIAMETER |  | LENGTH |  | BORE DIAMETER |  | NUMBER OF GROOVES | [5 empty] | WITH RUBBER PLATE |  |  |  |  | URL Not Found |  |  |  | Production Completed
STP_008 | Data Enrichment | NGB | OK | 2023-07-10 | 2023-07-11 | SPC |  | 2023-07-14 |  | 192079 |  | 192079 | M | ZRSA | EN | 06 | [7 empty] | PC | 0 | 0 | KG | 0 | 0 | [5 empty] | PC |  | Z002 | [12 empty] | IDLER PULLEY H026190¦KIRISTYSPYORÄ H026190 | IDLER PULLEY H026190¦TENSIONING PULLEY H026190 | MM_PROPERTY **IDLER PULLEY **MM_MANUFACTURER_NO **H026190 **MM_MANUFACTURER **RAUTE **MM_LISAT_2 **RAUTE NO: H026190 |  | 060756 | 84835080 |  |  | Cleansed | PULLEY |  | IDLER |  | RAUTE | NON-OEM | H026190 |  |  | DIAMETER |  | LENGTH |  | BORE DIAMETER |  | NUMBER OF GROOVES | [10 empty] | URL Not Found |  |  |  | Production Completed
STP_008 | Data Enrichment | NGB | OK | 2023-07-10 | 2023-07-11 | SPC |  | 2023-07-14 |  | 191913 |  | 191913 | M | ZRSA | EN | 06 | [7 empty] | PC | 0 | 0 | KG | 0 | 0 | [5 empty] | PC |  | Z002 | [12 empty] | IDLER PULLEY H037503¦KIRISTYSRULLA H037503 | IDLER PULLEY H037503¦TENSION ROLLER H037503 | MM_PROPERTY **IDLER PULLEY **MM_MANUFACTURER_NO **H037503 **MM_MANUFACTURER **RAUTE **MM_LISAT_2 **RAUTE NO: H037503 |  | 060784 | 84835080 |  |  | Cleansed | PULLEY |  | IDLER |  | RAUTE | NON-OEM | H037503 |  |  | DIAMETER |  | LENGTH |  | BORE DIAMETER |  | NUMBER OF GROOVES | [10 empty] | URL Not Found |  |  |  | Production Completed
STP_008 | Data Enrichment | NGB | OK | 2023-07-10 | 2023-07-11 | SPC |  | 2023-07-14 |  | 164458 |  | 164458 | M | ZRSA | EN | 06 | [7 empty] | PC | 0 | 0 | KG | 0 | 0 | [5 empty] | PC |  | Z002 | [12 empty] | IDLER R563801¦TAITTOHIHNAPYÖRÄ R563801 | IDLER R563801¦FOLDING PULLEY R563801 | MM_DRAWING **R563801 **MM_MANUFACTURER **RAUTE |  | 061002 | 84835080 |  |  | Cleansed | PULLEY |  | FOLDING IDLER |  | RAUTE | NON-OEM |  |  |  | DIAMETER |  | LENGTH |  | BORE DIAMETER |  | NUMBER OF GROOVES |  |  |  | R563801 | [6 empty] | URL Not Found |  |  |  | Production Completed
STP_008 | Data Enrichment | NGB | OK | 2023-07-10 | 2023-07-11 | SPC |  | 2023-07-14 |  | 182550 |  | 182550 | M | ZRSA | EN | 06 | [7 empty] | PC | 0 | 0 | KG | 0 | 0 | [5 empty] | PC |  | Z002 | [12 empty] | HIHNAPYÖRÄ (MOOTTORI) 71A381003000 | PULLEY (ENGINE) 71A381003000 | MM_TYPE **71A381003000 **MM_MANUFACTURER_NO **71A381003000 **MM_MANUFACTURER **IMEAS |  | 061001 | 84835080 |  |  | Cleansed | PULLEY |  |  |  | IMEAS SPA | NON-OEM | 71A381003000 |  |  | DIAMETER |  | LENGTH |  | BORE DIAMETER |  | NUMBER OF GROOVES | [10 empty] | URL Not Found |  |  |  | Production Completed
STP_008 | Data Enrichment | NGB | OK | 2023-07-10 | 2023-07-11 | SPC |  | 2023-07-14 |  | 188591 |  | 188591 | M | ZRSA | EN | 06 | [7 empty] | PC | 0 | 0 | KG | 0 | 0 | [5 empty] | PC |  | Z002 | [12 empty] | TELA 2R161408 | PULLEY 2R161408 | MM_TYPE **ROLLER 2R161408 |  | 060755 | 84835080 |  |  | Cleansed | PULLEY | [5 empty] | 2R161408 |  |  | DIAMETER |  | LENGTH |  | BORE DIAMETER |  | NUMBER OF GROOVES | [10 empty] | URL Not Found |  |  |  | Production Completed
STP_008 | Data Enrichment | NGB | OK | 2023-07-10 | 2023-07-10 | SPC |  | 2023-07-14 |  | 184189 |  | 184189 | M | ZRSA | EN | 06 | [7 empty] | PC | 0 | 0 | KG | 0 | 0 | [5 empty] | PC |  | Z002 | [12 empty] | HIHNAPYÖRÄ 3R015563 D200 | PULLEY 3R015563 D200 | MM_MEASUREMENT1_VALUE1 **D200 **MM_TYPE **3R015563 **MM_MANUFACTURER **RAUTE |  | 061002 | 84835020 |  |  | Cleansed | PULLEY |  |  |  | RAUTE | NON-OEM | 3R015563 |  |  | DIAMETER | 200 | LENGTH |  | BORE DIAMETER |  | NUMBER OF GROOVES | [10 empty] | URL Not Found |  |  |  | Production Completed
STP_008 | Data Enrichment | NGB | OK | 2023-07-10 | 2023-07-10 | SPC |  | 2023-07-14 |  | 184188 |  | 184188 | M | ZRSA | EN | 06 | [7 empty] | PC | 0 | 0 | KG | 0 | 0 | [5 empty] | PC |  | Z002 | [12 empty] | HIHNAPYÖRÄ 3R536206 D200/120-50 | PULLEY 3R536206 D200/120-50 | MM_MEASUREMENT1_VALUE1 **D200/120-50 **MM_TYPE **3R536206 **MM_MANUFACTURER **RAUTE |  | 061002 | 84835020 |  |  | Cleansed | PULLEY |  |  |  | RAUTE | NON-OEM | 3R536206 |  |  | DIAMETER | 200 | LENGTH | 50 | BORE DIAMETER | 120 | NUMBER OF GROOVES | [10 empty] | URL Not Found |  |  |  | Production Completed
STP_008 | Data Enrichment | NGB | OK | 2023-07-10 | 2023-07-10 | SPC |  | 2023-07-14 |  | 184191 |  | 184191 | M | ZRSA | EN | 06 | [7 empty] | PC | 0 | 0 | KG | 0 | 0 | [5 empty] | PC |  | Z002 | [12 empty] | HIHNAPYÖRÄ 3R604987 D200 | PULLEY 3R604987 D200 | MM_MEASUREMENT1_VALUE1 **D200 **MM_TYPE **3R604987 **MM_MANUFACTURER **RAUTE |  | 061002 | 84835020 |  |  | Cleansed | PULLEY |  |  |  | RAUTE | NON-OEM | 3R604987 |  |  | DIAMETER | 200 | LENGTH |  | BORE DIAMETER |  | NUMBER OF GROOVES | [10 empty] | URL Not Found |  |  |  | Production Completed
STP_008 | Data Enrichment | NGB | OK | 2023-07-10 | 2023-07-11 | SPC |  | 2023-07-14 |  | 186524 |  | 186524 | M | ZRSA | EN | 06 | [7 empty] | PC | 0 | 0 | KG | 0 | 0 | [5 empty] | PC |  | Z002 | [12 empty] | HIHNAPYÖRÄ 446.017.9051 | PULLEY 446.017.9051 | MM_MEASUREMENT1_VALUE1 **446.017.9051 **MM_TYPE **446.017.9051 **MM_LISAT_1 **HAND 2-SCHELLING **MM_MANUFACTURER **SCHELLING |  | 061590 | 84835080 |  |  | Cleansed | PULLEY |  |  |  | IMA SCHELLING GROUP | NON-OEM | 446.017.9051 |  |  | DIAMETER |  | LENGTH |  | BORE DIAMETER |  | NUMBER OF GROOVES | [10 empty] | URL Not Found |  |  |  | Production Completed
STP_008 | Data Enrichment | NGB | OK | 2023-07-10 | 2023-07-11 | SPC |  | 2023-07-14 |  | 186525 |  | 186525 | M | ZRSA | EN | 06 | [7 empty] | PC | 0 | 0 | KG | 0 | 0 | [5 empty] | PC |  | Z002 | [12 empty] | HIHNAPYÖRÄ 446.017.9052 | PULLEY 446.017.9052 | MM_MEASUREMENT1_VALUE1 **446.017.9052 **MM_TYPE **446.017.9052 **MM_LISAT_1 **HAND 2-SCHELLING **MM_MANUFACTURER **SCHELLING |  | 061590 | 84835080 |  |  | Cleansed | PULLEY |  |  |  | IMA SCHELLING GROUP | NON-OEM | 446.017.9052 |  |  | DIAMETER |  | LENGTH |  | BORE DIAMETER |  | NUMBER OF GROOVES | [10 empty] | URL Not Found |  |  |  | Production Completed
STP_008 | Data Enrichment | NGB | OK | 2023-07-10 | 2023-07-11 | SPC |  | 2023-07-14 |  | 164730 |  | 164730 | M | ZRSA | EN | 06 | [7 empty] | PC | 0 | 0 | KG | 0 | 0 | [5 empty] | PC |  | Z002 | [12 empty] | HIHNAPYÖRÄ 4822 | PULLEY 4822 | MM_DRAWING **4822 |  | 061002 | 84835080 |  |  | Cleansed | PULLEY | [8 empty] | DIAMETER |  | LENGTH |  | BORE DIAMETER |  | NUMBER OF GROOVES |  |  |  | 4822 | [6 empty] | URL Not Found |  |  |  | Production Completed
STP_008 | Data Enrichment | NGB | OK | 2023-07-10 | 2023-07-10 | SPC |  | 2023-07-14 |  | 184192 |  | 184192 | M | ZRSA | EN | 06 | [7 empty] | PC | 0 | 0 | KG | 0 | 0 | [5 empty] | PC |  | Z002 | [12 empty] | HIHNAPYÖRÄ 4R532576 D200-120 | PULLEY 4R532576 D200-120 | MM_MEASUREMENT1_VALUE1 **D200-120 **MM_TYPE **4R532576 **MM_MANUFACTURER **RAUTE |  | 061002 | 84835020 |  |  | Cleansed | PULLEY |  |  |  | RAUTE | NON-OEM | 4R532576 |  |  | DIAMETER | 200 | LENGTH |  | BORE DIAMETER | 120 | NUMBER OF GROOVES | [10 empty] | URL Not Found |  |  |  | Production Completed
STP_008 | Data Enrichment | NGB | OK | 2023-07-10 | 2023-07-10 | SPC |  | 2023-07-14 |  | 192128 |  | 192128 | M | ZRSA | EN | 06 | [7 empty] | PC | 0 | 0 | KG | 0 | 0 | [5 empty] | PC |  | Z002 | [12 empty] | HIHNAPYÖRÄ 4R631799 | PULLEY 4R631799 | MM_TYPE **PULLEY 4R631799 **MM_MANUFACTURER **RAUTE |  | 060755 | 84835020 |  |  | Cleansed | PULLEY |  |  |  | RAUTE | NON-OEM | 4R631799 |  |  | DIAMETER |  | LENGTH |  | BORE DIAMETER |  | NUMBER OF GROOVES | [10 empty] | URL Not Found |  |  |  | Production Completed
STP_008 | Data Enrichment | NGB | OK | 2023-07-10 | 2023-07-10 | SPC |  | 2023-07-14 |  | 184187 |  | 184187 | M | ZRSA | EN | 06 | [7 empty] | PC | 0 | 0 | KG | 0 | 0 | [5 empty] | PC |  | Z002 | [12 empty] | HIHNAPYÖRÄ 4R904425 D80 | PULLEY 4R904425 D80 | MM_MEASUREMENT1_VALUE1 **D80 **MM_TYPE **4R904425 **MM_MANUFACTURER **RAUTE |  | 061002 | 84835020 |  |  | Cleansed | PULLEY |  |  |  | RAUTE | NON-OEM | 4R904425 |  |  | DIAMETER | 80 | LENGTH |  | BORE DIAMETER |  | NUMBER OF GROOVES | [10 empty] | URL Not Found |  |  |  | Production Completed
STP_008 | Data Enrichment | NGB | OK | 2023-07-10 | 2023-07-10 | SPC |  | 2023-07-14 |  | 184186 |  | 184186 | M | ZRSA | EN | 06 | [7 empty] | PC | 0 | 0 | KG | 0 | 0 | [5 empty] | PC |  | Z002 | [12 empty] | HIHNAPYÖRÄ 4R905989 D150/100 | PULLEY 4R905989 D150/100 | MM_MEASUREMENT1_VALUE1 **D150/100 **MM_TYPE **4R905989 **MM_MANUFACTURER **RAUTE |  | 061002 | 84835020 |  |  | Cleansed | PULLEY |  |  |  | RAUTE | NON-OEM | 4R905989 |  |  | DIAMETER | 150 | LENGTH |  | BORE DIAMETER | 100 | NUMBER OF GROOVES | [10 empty] | URL Not Found |  |  |  | Production Completed
STP_008 | Data Enrichment | NGB | OK | 2023-07-10 | 2023-07-10 | SPC |  | 2023-07-14 |  | 191895 |  | 191895 | M | ZRSA | EN | 06 | [7 empty] | PC | 0 | 0 | KG | 0 | 0 | [5 empty] | PC |  | Z002 | [12 empty] | PULLEY D00003601 | PULLEY D00003601 | MM_PROPERTY **PULLEY **MM_MANUFACTURER_NO **D00003601 **MM_MANUFACTURER **RAUTE **MM_LISAT_2 **RAUTE NO: D00003601 |  | 061002 | 84835020 |  |  | Cleansed | PULLEY |  |  |  | RAUTE | NON-OEM | D00003601 |  |  | DIAMETER |  | LENGTH |  | BORE DIAMETER |  | NUMBER OF GROOVES | [10 empty] | URL Not Found |  |  |  | Production Completed
STP_008 | Data Enrichment | NGB | OK | 2023-07-10 | 2023-07-11 | SPC |  | 2023-07-14 |  | 186122 |  | 186122 | M | ZRSA | EN | 06 | [7 empty] | PC | 0 | 0 | KG | 0 | 0 | [5 empty] | PC |  | Z002 | [12 empty] | HIHNAPYÖRÄ D100/52M7-90 H154106 | PULLEY D100/52M7-90 H154106 | MM_MEASUREMENT1_VALUE1 **D=100 **MM_TYPE **D100/52M7-90 H154106 **MM_MANUFACTURER **RAUTE |  | 061002 | 84835080 |  |  | Cleansed | PULLEY |  |  |  | RAUTE | NON-OEM | H154106 |  |  | DIAMETER | OD100 | LENGTH | 90 | BORE DIAMETER | 52 | NUMBER OF GROOVES | [5 empty] | TOLERANCE:M7 |  |  |  |  | URL Not Found |  |  |  | Production Completed
STP_008 | Data Enrichment | NGB | OK | 2023-07-10 | 2023-07-11 | SPC |  | 2023-07-14 |  | 181589 |  | 181589 | M | ZRSA | EN | 06 | [7 empty] | PC | 0¦0 | 0 | KG | 0¦0 | 0 | [5 empty] | NM3¦PC |  | Z002 | [12 empty] | HIHNAPYÖRÄ D108 Z43 E113402181370 | PULLEY D108 Z43 E113402181370 | MM_MEASURE1_VALUE1 **D=108 **MM_TYPE **D108 Z43 E113402181370 **MM_MEASURE4_VALUE4 **Z43 |  | 060752 | 84835080 |  |  | Cleansed | PULLEY | TOOTH |  |  |  |  | E113402181370 |  |  | BELT TYPE |  | BELT NUMBER |  | BORE DIAMETER |  | TOOTH PITCH |  | NUMBER OF TEETH | 43 |  |  | SIZE:D108 |  |  |  |  | URL Not Found |  |  |  | Production Completed
STP_008 | Data Enrichment | NGB | OK | 2023-07-10 | 2023-07-11 | SPC |  | 2023-07-14 |  | 185460 |  | 185460 | M | ZRSA | EN | 06 | [7 empty] | PC | 0 | 0 | KG | 0 | 0 | [5 empty] | PC |  | Z002 | [12 empty] | HIHNAPYÖRÄ D120 151.253.2210 | PULLEY D120 151.253.2210 | MM_PROPERTY **PULLEY D120 151.253.2210 **MM_MANUFACTURER_NO **151.253.2210 **MM_MANUFACTURER **SCHELLING |  | 061002 | 84835080 |  |  | Cleansed | PULLEY |  |  |  | IMA SCHELLING GROUP | NON-OEM | 151.253.2210 |  |  | DIAMETER |  | LENGTH |  | BORE DIAMETER |  | NUMBER OF GROOVES | [10 empty] | URL Not Found |  |  |  | Production Completed
STP_008 | Data Enrichment | NGB | OK | 2023-07-10 | 2023-07-11 | SPC |  | 2023-07-14 |  | 184344 |  | 184344 | M | ZRSA | EN | 06 | [7 empty] | PC | 0 | 0 | KG | 0 | 0 | [5 empty] | PC |  | Z002 | [12 empty] | HIHNAPYÖRÄ D200/80H8-100 R838726 | PULLEY D200/80H8-100 R838726 | MM_TYPE **BELT WHEEL D200/80H8-100 R838726 **MM_MANUFACTURER_NO **R838726 **MM_MANUFACTURER **RAUTE |  | 061002 | 84835080 |  |  | Cleansed | PULLEY |  |  |  | RAUTE | NON-OEM | R838726 |  |  | DIAMETER | OD200 | LENGTH | 100 | BORE DIAMETER | 80H8 | NUMBER OF GROOVES | [10 empty] | URL Not Found |  |  |  | Production Completed
STP_008 | Data Enrichment | NGB | OK | 2023-07-10 | 2023-07-10 | SPC |  | 2023-07-14 |  | 190068 |  | 190068 | M | ZRSA | EN | 06 | [7 empty] | PC | 0 | 0 | KG | 0 | 0 | [5 empty] | PC |  | Z002 | [12 empty] | HIHNAPYÖRÄ D60-100 | PULLEY D60-100 | MM_FEATURE **PULLEY **MM_TYPE **D60-100 **MM_LISAT_2 **RAUTE NO. R360486 |  | 061002 | 84835020 |  |  | Cleansed | PULLEY |  |  |  | RAUTE | NON-OEM | R360486 |  |  | DIAMETER | OD100 | LENGTH |  | BORE DIAMETER | 60 | NUMBER OF GROOVES | [10 empty] | URL Not Found |  |  |  | Production Completed
STP_008 | Data Enrichment | NGB | OK | 2023-07-10 | 2023-07-10 | SPC |  | 2023-07-14 |  | 196169 |  | 196169 | M | ZRSA | EN | 06 | [7 empty] | PC | 0¦0¦0 | 0 | KG | 0¦0¦0 | 0 | [5 empty] | M3¦NM3¦PC |  | Z002 | [12 empty] | PULLEY D60-170 H004851¦HIHNAPYÖRÄ D60-170 H004851 | PULLEY D60-170 H004851¦PULLEY D60-170 H004851 | MM_MEASUREMENT1_VALUE1 **D60-170 **MM_MANUFACTURER_NO **H004851 **MM_MANUFACTURER **RAUTE |  | 061001 | 84835020 |  |  | Cleansed | PULLEY |  |  |  | RAUTE | NON-OEM | H004851 |  |  | DIAMETER | OD170 | LENGTH |  | BORE DIAMETER | 60 | NUMBER OF GROOVES | [10 empty] | URL Not Found |  |  |  | Production Completed
STP_008 | Data Enrichment | NGB | OK | 2023-07-10 | 2023-07-10 | SPC |  | 2023-07-14 |  | 194117 |  | 194117 | M | ZRSA | EN | 06 | [7 empty] | PC | 0 | 0 | KG | 0 | 0 | [5 empty] | PC |  | Z002 | [12 empty] | PULLEY D60-80 H134644¦HIHNAPYÖRÄD60-80 H134644 | PULLEY D60-80 H134644¦PULLEYD60-80 H134644 | MM_MANUFACTURER_NO **H134644 **MM_MANUFACTURER **RAUTE **MM_LISAT_2 **RAUTE NO. H134644 |  | 061002 | 84835020 |  |  | Cleansed | PULLEY |  |  |  | RAUTE | NON-OEM | H134644 |  |  | DIAMETER | OD80 | LENGTH |  | BORE DIAMETER | 60 | NUMBER OF GROOVES | [10 empty] | URL Not Found |  |  |  | Production Completed
STP_008 | Data Enrichment | NGB | OK | 2023-07-10 | 2023-07-11 | SPC |  | 2023-07-14 |  | 181453 |  | 181453 | M | ZRSA | EN | 06 | [7 empty] | PC | 0 | 0 | KG | 0 | 0 | [5 empty] | PC |  | Z002 | [12 empty] | HIHNAPYÖRÄ D85/50 H055036 (HALKAISTU) | PULLEY D85/50 H055036 (SPLIT) | MM_TYYPPI **D85/50 H055036 (SPLIT) **MM_LISAT_1 **HAVE HC SAUMURI |  | 060756 | 84835080 |  |  | Cleansed | PULLEY |  | SPLIT |  |  |  | H055036 |  |  | DIAMETER | OD85 | LENGTH |  | BORE DIAMETER | 50 | NUMBER OF GROOVES | [5 empty] | HC SAUMURI |  |  |  |  | URL Not Found |  |  |  | Production Completed
STP_008 | Data Enrichment | NGB | OK | 2023-07-10 | 2023-07-11 | SPC |  | 2023-07-14 |  | 186095 |  | 186095 | M | ZRSA | EN | 06 | [7 empty] | PC | 0 | 0 | KG | 0 | 0 | [5 empty] | PC |  | Z002 | [12 empty] | HIHNAPYÖRÄ G-32S-1294-2/2 MPR | PULLEY G-32S-1294-2/2 MPR | MM_TYPE **PULLEY G-32S-1294-2/2 MPR |  | 060751 | 84835080 |  |  | Cleansed | PULLEY | [5 empty] | G-32S-1294-2/2 |  |  | DIAMETER |  | LENGTH |  | BORE DIAMETER |  | NUMBER OF GROOVES | [5 empty] | MPR |  |  |  |  | URL Not Found |  |  |  | Production Completed
STP_008 | Data Enrichment | NGB | OK | 2023-07-10 | 2023-07-10 | SPC |  | 2023-07-14 |  | 193006 |  | 193006 | M | ZRSA | EN | 06 | [7 empty] | PC | 0 | 0 | KG | 0 | 0 | [5 empty] | PC |  | Z002 | [12 empty] | PULLEY H050861¦HIHNAPYÖRÄ H050861 | PULLEY H050861¦PULLEY H050861 | MM_MANUFACTURER_NO **H050861 **MM_MANUFACTURER **RAUTE **MM_LISAT_2 **RAUTE NO. H050861 |  | 061002 | 84835020 |  |  | Cleansed | PULLEY |  |  |  | RAUTE | NON-OEM | H050861 |  |  | DIAMETER |  | LENGTH |  | BORE DIAMETER |  | NUMBER OF GROOVES | [10 empty] | URL Not Found |  |  |  | Production Completed
STP_008 | Data Enrichment | NGB | OK | 2023-07-10 | 2023-07-10 | SPC |  | 2023-07-14 |  | 193004 |  | 193004 | M | ZRSA | EN | 06 | [7 empty] | PC | 0 | 0 | KG | 0 | 0 | [5 empty] | PC |  | Z002 | [12 empty] | PULLEY H050862¦HIHNAPYÖRÄ H050862 | PULLEY H050862¦PULLEY H050862 | MM_MANUFACTURER_NO **H050862 **MM_MANUFACTURER **RAUTE **MM_LISAT_2 **RAUTE NO. H050862 |  | 061002 | 84835020 |  |  | Cleansed | PULLEY |  |  |  | RAUTE | NON-OEM | H050862 |  |  | DIAMETER |  | LENGTH |  | BORE DIAMETER |  | NUMBER OF GROOVES | [10 empty] | URL Not Found |  |  |  | Production Completed
STP_008 | Data Enrichment | NGB | OK | 2023-07-10 | 2023-07-10 | SPC |  | 2023-07-14 |  | 194070 |  | 194070 | M | ZRSA | EN | 06 | [7 empty] | PC | 0 | 0 | KG | 0 | 0 | [5 empty] | PC |  | Z002 | [12 empty] | PULLEY H089181¦HIHNAPYÖRÄ H089181 | PULLEY H089181¦PULLEY H089181 | MM_MANUFACTURER_NO **H089181 **MM_MANUFACTURER **RAUTE **MM_LISAT_2 **RAUTE NO. H089181 |  | 061002 | 84835020 |  |  | Cleansed | PULLEY |  |  |  | RAUTE | NON-OEM | H089181 |  |  | DIAMETER |  | LENGTH |  | BORE DIAMETER |  | NUMBER OF GROOVES | [10 empty] | URL Not Found |  |  |  | Production Completed
STP_008 | Data Enrichment | NGB | OK | 2023-07-10 | 2023-07-10 | SPC |  | 2023-07-14 |  | 196170 |  | 196170 | M | ZRSA | EN | 06 | [7 empty] | PC | 0¦0¦0 | 0 | KG | 0¦0¦0 | 0 | [5 empty] | M3¦NM3¦PC |  | Z002 | [12 empty] | PULLEY H160807¦HIHNAPYÖRÄ H160807 | PULLEY H160807¦PULLEY H160807 | MM_MANUFACTURER_NO **H160807 **MM_MANUFACTURER **RAUTE |  | 061001 | 84835020 |  |  | Cleansed | PULLEY |  |  |  | RAUTE | NON-OEM | H160807 |  |  | DIAMETER |  | LENGTH |  | BORE DIAMETER |  | NUMBER OF GROOVES | [10 empty] | URL Not Found |  |  |  | Production Completed
STP_008 | Data Enrichment | NGB | OK | 2023-07-10 | 2023-07-11 | SPC |  | 2023-07-14 |  | 182552 |  | 182552 | M | ZRSA | EN | 06 | [7 empty] | PC | 0 | 0 | KG | 0 | 0 | [5 empty] | PC |  | Z002 | [12 empty] | HIHNAPYÖRÄ MOD. 9500 BONFIX 719751019000 | PULLEY MOD. 9500 BONFIX 719751019000 | MM_MEASURE1_VALUE1 **LOWER TOLERANCE 0 **MM_TYPE **9500 BONFIX 719751019000 **MM_MEASURE2_VALUE2 **UPPER TOLERANCE 0 **MM_MANUFACTURER_NO **719751019000 **MM_MANUFACTURER **IMEAS |  | 061001 | 84835080 |  |  | Cleansed | PULLEY |  |  |  | IMEAS SPA | NON-OEM | 719751019000 |  |  | DIAMETER |  | LENGTH |  | BORE DIAMETER |  | NUMBER OF GROOVES | [5 empty] | MODEL:9500 BONFIX |  |  |  |  | URL Not Found |  |  |  | Production Completed
STP_008 | Data Enrichment | NGB | OK | 2023-07-10 | 2023-07-11 | SPC |  | 2023-07-14 |  | 184343 |  | 184343 | M | ZRSA | EN | 06 | [7 empty] | PC | 0 | 0 | KG | 0 | 0 | [5 empty] | PC |  | Z002 | [12 empty] | HIHNAPYÖRÄ Q32 D150/65H7-120 R830070 | PULLEY Q32 D150/65H7-120 R830070 | MM_TYPE **PULLEY Q32 D150/65H7-120 R **MM_MANUFACTURER_NO **R830070 **MM_MANUFACTURER **RAUTE |  | 061002 | 84835080 |  |  | Cleansed | PULLEY |  |  |  | RAUTE | NON-OEM | R830070 |  |  | DIAMETER | OD150 | LENGTH | 120 | BORE DIAMETER | 65 | NUMBER OF GROOVES | [5 empty] | TOLERANCE:H7 |  |  |  |  | URL Not Found |  |  |  | Production Completed
STP_008 | Data Enrichment | NGB | OK | 2023-07-10 | 2023-07-10 | SPC |  | 2023-07-14 |  | 184184 |  | 184184 | M | ZRSA | EN | 06 | [7 empty] | PC | 0 | 0 | KG | 0 | 0 | [5 empty] | PC |  | Z002 | [12 empty] | HIHNAPYÖRÄ R060971 200X120 | PULLEY R060971 200X120 | MM_MEASUREMENT1_VALUE1 **200X120 **MM_TYPE **R060971 **MM_MANUFACTURER **RAUTE |  | 061002 | 84835020 |  |  | Cleansed | PULLEY |  |  |  | RAUTE | NON-OEM | R060971 |  |  | DIAMETER | 200 | LENGTH |  | BORE DIAMETER | 120 | NUMBER OF GROOVES | [10 empty] | URL Not Found |  |  |  | Production Completed
STP_008 | Data Enrichment | NGB | OK | 2023-07-10 | 2023-07-11 | SPC |  | 2023-07-14 |  | 164363 |  | 164363 | M | ZRSA | EN | 06 | [7 empty] | PC | 0 | 0 | KG | 0 | 0 | [5 empty] | PC |  | Z002 | [12 empty] | HIHNAPYÖRÄ R131488D150/60-80 | PULLEY R131488D150/60-80 | MM_TYPE **D150/60-80 R131488 **MM_DRAWING **R131488 |  | 061002 | 84835080 |  |  | Cleansed | PULLEY | [8 empty] | DIAMETER | OD150 | LENGTH | 80 | BORE DIAMETER | 60 | NUMBER OF GROOVES |  |  |  | R131488 | [6 empty] | URL Not Found |  |  |  | Production Completed
STP_008 | Data Enrichment | NGB | OK | 2023-07-10 | 2023-07-11 | SPC |  | 2023-07-14 |  | 164365 |  | 164365 | M | ZRSA | EN | 06 | [7 empty] | PC | 0 | 0 | KG | 0 | 0 | [5 empty] | PC |  | Z002 | [12 empty] | HIHNAPYÖRÄ R131489D150/115-80 | PULLEY R131489D150/115-80 | MM_TYPE **D150/115-80 R131489 **MM_DRAWING **R131489 |  | 061002 | 84835080 |  |  | Cleansed | PULLEY | [8 empty] | DIAMETER | OD150 | LENGTH | 80 | BORE DIAMETER | 115 | NUMBER OF GROOVES |  |  |  | R131489 | [6 empty] | URL Not Found |  |  |  | Production Completed
STP_008 | Data Enrichment | NGB | OK | 2023-07-10 | 2023-07-11 | SPC |  | 2023-07-14 |  | 164364 |  | 164364 | M | ZRSA | EN | 06 | [7 empty] | PC | 0 | 0 | KG | 0 | 0 | [5 empty] | PC |  | Z002 | [12 empty] | HIHNAPYÖRÄ R131493 D200/52-80 | PULLEY R131493 D200/52-80 | MM_TYPE **D200/52-80 R131493 **MM_DRAWING **R131493 |  | 061002 | 84835080 |  |  | Cleansed | PULLEY | [8 empty] | DIAMETER | OD200 | LENGTH | 80 | BORE DIAMETER | 52 | NUMBER OF GROOVES |  |  |  | R131493 | [6 empty] | URL Not Found |  |  |  | Production Completed
STP_008 | Data Enrichment | NGB | OK | 2023-07-10 | 2023-07-10 | SPC |  | 2023-07-14 |  | 166266 |  | 166266 | M | ZRSA | EN | 06 | [7 empty] | PC | 0 | 0 | KG | 0 | 0 | [5 empty] | PC |  | Z002 | [12 empty] | HIHNAPYÖRÄ R167720 D168/25 | PULLEY R167720 D168/25 | MM_MEASUREMENT1_VALUE1 **D168/25 **MM_LISAT_1 **PUR-COATING HARD.75SHA **MM_DRAWING **R167720 **MM_MANUFACTURER **RAUTE |  | 061002 | 84835020 |  |  | Cleansed | PULLEY |  |  |  | RAUTE | NON-OEM |  |  |  | DIAMETER | 168 | LENGTH |  | BORE DIAMETER | 25 | NUMBER OF GROOVES |  |  |  | R167720 |  | COATING:PUR,HARDNESS:75 SHORE A |  |  |  |  | URL Not Found |  |  |  | Production Completed
STP_008 | Data Enrichment | NGB | OK | 2023-07-10 | 2023-07-10 | SPC |  | 2023-07-14 |  | 184179 |  | 184179 | M | ZRSA | EN | 06 | [7 empty] | PC | 0 | 0 | KG | 0 | 0 | [5 empty] | PC |  | Z002 | [12 empty] | HIHNAPYÖRÄ R168209 200X120 | PULLEY R168209 200X120 | MM_DIMENSION1_VALUE1 **200X120 **MM_TYPE **R168209 **MM_MANUFACTURER **RAUTE |  | 061002 | 84835020 |  |  | Cleansed | PULLEY |  |  |  | RAUTE | NON-OEM | R168209 |  |  | DIAMETER | 200 | LENGTH |  | BORE DIAMETER | 120 | NUMBER OF GROOVES | [10 empty] | URL Not Found |  |  |  | Production Completed
STP_008 | Data Enrichment | NGB | OK | 2023-07-10 | 2023-07-11 | SPC |  | 2023-07-14 |  | 164742 |  | 164742 | M | ZRSA | EN | 06 | [7 empty] | PC | 0 | 0 | KG | 0 | 0 | [5 empty] | PC |  | Z002 | [12 empty] | HIHNAPYÖRÄ R435493 200/170X120 KUMITETTU | PULLEY R435493 200/170X120 RUBBERIZED | MM_DIMENSION1_VALUE1 **200/170X120 MET **MM_TYPE **R435493 RUBBERED **MM_DRAWING **R435493 |  | 061002 | 84835080 |  |  | Cleansed | PULLEY | [8 empty] | DIAMETER | OD200 | LENGTH | 120 | BORE DIAMETER | 170 | NUMBER OF GROOVES |  |  |  | R435493 | RUBBERIZED | [5 empty] | URL Not Found |  |  |  | Production Completed
STP_008 | Data Enrichment | NGB | OK | 2023-07-10 | 2023-07-10 | SPC |  | 2023-07-14 |  | 191998 |  | 191998 | M | ZRSA | EN | 06 | [7 empty] | PC | 0 | 0 | KG | 0 | 0 | [5 empty] | PC |  | Z002 | [12 empty] | PULLEY R470572¦HIHNAPYÖRÄ R470572 | PULLEY R470572¦PULLEY R470572 | MM_PROPERTY **SUCTION BOX DRYER **MM_MANUFACTURER_NO **R470572 **MM_MANUFACTURER **RAUTE **MM_LISAT_2 **RAUTE NO: R470572 |  | 061002 | 84835020 |  |  | Cleansed | PULLEY |  |  |  | RAUTE | NON-OEM | R470572 |  |  | DIAMETER |  | LENGTH |  | BORE DIAMETER |  | NUMBER OF GROOVES | [5 empty] | SUCTION BOX DRYER |  |  |  |  | URL Not Found |  |  |  | Production Completed
STP_008 | Data Enrichment | NGB | OK | 2023-07-10 | 2023-07-10 | SPC |  | 2023-07-14 |  | 165123 |  | 165123 | M | ZRSA | EN | 06 | [7 empty] | PC | 0 | 0 | KG | 0 | 0 | [5 empty] | PC |  | Z002 | [12 empty] | HIHNAPYÖRÄ R678956 D50-70 RAUTE | PULLEY R678956 D50-70 RAUTE | MM_DIMENSION1_VALUE1 **70 **MM_MATERIAL **STEEL **MM_DIMENSION2_VALUE2 **50 **MM_MANUFACTURER_NO **D50-70 **MM_DRAWING **R678956 **MM_MANUFACTURER **RAUTE |  | 061002 | 84835020 |  |  | Cleansed | PULLEY |  |  |  | RAUTE | NON-OEM |  |  |  | DIAMETER | OD70 | LENGTH |  | BORE DIAMETER | 50 | NUMBER OF GROOVES |  |  |  | R678956 | STEEL | [5 empty] | URL Not Found |  |  |  | Production Completed
STP_008 | Data Enrichment | NGB | OK | 2023-07-10 | 2023-07-11 | SPC |  | 2023-07-14 |  | 184180 |  | 184180 | M | ZRSA | EN | 06 | [7 empty] | PC | 0 | 0 | KG | 0 | 0 | [5 empty] | PC |  | Z002 | [12 empty] | HIHNAPYÖRÄ R730988 D200/72M7-120 | PULLEY R730988 D200/72M7-120 | MM_MEASUREMENT1_VALUE1 **D200/72M7-120 **MM_TYPE **R730988 **MM_MANUFACTURER **RAUTE |  | 061002 | 84835080 |  |  | Cleansed | PULLEY |  |  |  | RAUTE | NON-OEM | R730988 |  |  | DIAMETER | OD200 | LENGTH | 120 | BORE DIAMETER | 72 | NUMBER OF GROOVES | [5 empty] | TOLERANCE:M7 |  |  |  |  | URL Not Found |  |  |  | Production Completed
STP_008 | Data Enrichment | NGB | OK | 2023-07-10 | 2023-07-10 | SPC |  | 2023-07-14 |  | 165114 |  | 165114 | M | ZRSA | EN | 06 | [7 empty] | PC | 0 | 0 | KG | 0 | 0 | [5 empty] | PC |  | Z002 | [12 empty] | HIHNAPYÖRÄ R739316 RAUTE | PULLEY R739316 RAUTE | MM_DRAWING **R739316 **MM_MANUFACTURER **RAUTE |  | 061002 | 84835020 |  |  | Cleansed | PULLEY |  |  |  | RAUTE | NON-OEM |  |  |  | DIAMETER |  | LENGTH |  | BORE DIAMETER |  | NUMBER OF GROOVES |  |  |  | R739316 | [6 empty] | URL Not Found |  |  |  | Production Completed
STP_008 | Data Enrichment | NGB | OK | 2023-07-10 | 2023-07-11 | SPC |  | 2023-07-14 |  | 184178 |  | 184178 | M | ZRSA | EN | 06 | [7 empty] | PC | 0 | 0 | KG | 0 | 0 | [5 empty] | PC |  | Z002 | [12 empty] | HIHNAPYÖRÄ R739857 D200/120H8/80H8-120 | PULLEY R739857 D200/120H8/80H8-120 | MM_MEASUREMENT1_VALUE1 **D200/120H8/80H8-120 **MM_TYPE **R739857 **MM_MANUFACTURER **RAUTE |  | 061002 | 84835080 |  |  | Cleansed | PULLEY |  |  |  | RAUTE | NON-OEM | R739857 |  |  | DIAMETER | OD200 | LENGTH | 120 | BORE DIAMETER | 120/80 | NUMBER OF GROOVES | [5 empty] | TOLERANCE:H8 |  |  |  |  | URL Not Found |  |  |  | Production Completed
STP_008 | Data Enrichment | NGB | OK | 2023-07-10 | 2023-07-10 | SPC |  | 2023-07-14 |  | 192023 |  | 192023 | M | ZRSA | EN | 06 | [7 empty] | PC | 0 | 0 | KG | 0 | 0 | [5 empty] | PC |  | Z002 | [12 empty] | PULLEY R764453 | PULLEY R764453 | MM_PROPERTY **PULLEY **MM_MANUFACTURER_NO **R764453 **MM_MANUFACTURER **RAUTE **MM_LISAT_2 **RAUTE NO: R764453 |  | 060890 | 84835020 |  |  | Cleansed | PULLEY |  |  |  | RAUTE | NON-OEM | R764453 |  |  | DIAMETER |  | LENGTH |  | BORE DIAMETER |  | NUMBER OF GROOVES | [10 empty] | URL Not Found |  |  |  | Production Completed
STP_008 | Data Enrichment | NGB | OK | 2023-07-10 | 2023-07-11 | SPC |  | 2023-07-14 |  | 165203 |  | 165203 | M | ZRSA | EN | 06 | [7 empty] | PC | 0 | 0 | KG | 0 | 0 | [5 empty] | PC |  | Z002 | [12 empty] | HIHNAPYÖRÄ R861424 D105/65 | PULLEY R861424 D105/65 | MM_TYPE **D105/65 R861424 **MM_LISAT_1 **FINISH SEALER **MM_DRAWING **R861424 |  | 061002 | 84835080 |  |  | Cleansed | PULLEY | [8 empty] | DIAMETER | OD105 | LENGTH |  | BORE DIAMETER | 65 | NUMBER OF GROOVES |  |  |  | R861424 | [6 empty] | URL Not Found |  |  |  | Production Completed
STP_008 | Data Enrichment | NGB | OK | 2023-07-10 | 2023-07-11 | SPC |  | 2023-07-14 |  | 185689 |  | 185689 | M | ZRSA | EN | 06 | [7 empty] | PC | 0 | 0 | KG | 0 | 0 | [5 empty] | PC |  | Z002 | [12 empty] | HIHNAPYÖRÄ SCM 03D0200788E | PULLEY SCM 03D0200788E | MM_LISAT_1 **SUPPLIED INNOMAC OY **MM_MANUFACTURER_NO **03D0200788E **MM_MANUFACTURER **CELASCHI |  | 060762 | 84835080 |  |  | Cleansed | PULLEY |  |  |  | SCM GROUP | NON-OEM | 03D0200788E |  |  | DIAMETER |  | LENGTH |  | BORE DIAMETER |  | NUMBER OF GROOVES | [5 empty] | ALTERNATE MFR1:INNOMAC OY,ALTERNATE MFR2:CELASCHI |  |  |  |  | https://www.scmgroupspareparts.com/en/index.php/guide-pulley-30-at10-z-40-00.html |  |  |  | Production Completed
STP_008 | Data Enrichment | NGB | OK | 2023-07-10 | 2023-07-11 | SPC |  | 2023-07-14 |  | 185687 |  | 185687 | M | ZRSA | EN | 06 | [7 empty] | PC | 0 | 0 | KG | 0 | 0 | [5 empty] | PC |  | Z002 | [12 empty] | HIHNAPYÖRÄ SCM 03D0200790H | PULLEY SCM 03D0200790H | MM_LISAT_1 **SUPPLIED INNOMAC OY **MM_MANUFACTURER_NO **03D0200790H **MM_MANUFACTURER **CELASCHI |  | 060762 | 84835080 |  |  | Cleansed | PULLEY | TOOTH |  |  | SCM GROUP | NON-OEM | 03D0200790H |  |  | BELT TYPE |  | BELT NUMBER |  | BORE DIAMETER |  | TOOTH PITCH |  | NUMBER OF TEETH |  |  |  | ALTERNATE MFR1:INNOMAC OY,ALTERNATE MFR2:CELASCHI |  |  |  |  | https://www.scmgroupspareparts.com/en/index.php/guide-pulley-30-at10-z-17-00.html |  |  |  | Production Completed
STP_008 | Data Enrichment | NGB | OK | 2023-07-10 | 2023-07-11 | SPC |  | 2023-07-14 |  | 184345 |  | 184345 | M | ZRSA | EN | 06 | [7 empty] | PC | 0 | 0 | KG | 0 | 0 | [5 empty] | PC |  | Z002 | [12 empty] | HIHNAPYÖRÄ W0065 D70/52M7-95 R838697 | PULLEY W0065 D70/52M7-95 R838697 | MM_TYPE **PULLEY W0065 D70/52M7-95 R **MM_MANUFACTURER_NO **R838697 **MM_MANUFACTURER **RAUTE |  | 061002 | 84835080 |  |  | Cleansed | PULLEY |  |  |  | RAUTE | NON-OEM | R838697 |  |  | DIAMETER | OD70 | LENGTH | 95 | BORE DIAMETER | 52 | NUMBER OF GROOVES | [5 empty] | TOLERANCE:M7 |  |  |  |  | URL Not Found |  |  |  | Production Completed
STP_008 | Data Enrichment | NGB | OK | 2023-07-10 | 2023-07-11 | SPC |  | 2023-07-14 |  | 184346 |  | 184346 | M | ZRSA | EN | 06 | [7 empty] | PC | 0 | 0 | KG | 0 | 0 | [5 empty] | PC |  | Z002 | [12 empty] | HIHNAPYÖRÄ W264 D70/52M7-95 R930486 | PULLEY W264 D70/52M7-95 R930486 | MM_TYPE **PULLEY W264 D70/52M7-95 R9 **MM_MANUFACTURER **RAUTE |  | 061002 | 84835080 |  |  | Cleansed | PULLEY |  |  |  | RAUTE | NON-OEM | R930486 |  |  | DIAMETER | OD70 | LENGTH | 95 | BORE DIAMETER | 52 | NUMBER OF GROOVES | [5 empty] | TOLERANCE:M7 |  |  |  |  | URL Not Found |  |  |  | Production Completed
STP_008 | Data Enrichment | NGB | OK | 2023-07-10 | 2023-07-11 | SPC |  | 2023-07-14 |  | 192041 |  | 192041 | M | ZRSA | EN | 06 | [7 empty] | PC | 0 | 0 | KG | 0 | 0 | [5 empty] | PC |  | Z002 | [12 empty] | PULLEY WC008 D150 B170 R932381¦HIHNAPYÖRÄ WC008 D150 LEV170 R932381 | PULLEY WC008 D150 B170 R932381¦PULLEY WC008 D150 LEV170 R932381 | MM_MANUFACTURER_NO **R932381 **MM_MANUFACTURER **RAUTE **MM_LISAT_2 **RAUTE NO: R932381 |  | 061002 | 84835080 |  |  | Cleansed | PULLEY |  |  |  | RAUTE | NON-OEM | R932381 |  |  | DIAMETER | 150 | LENGTH |  | BORE DIAMETER |  | NUMBER OF GROOVES | [5 empty] | ALTERNATE MPN:WC008,LEV170,B170 |  |  |  |  | URL Not Found |  |  |  | Production Completed
STP_008 | Data Enrichment | NGB | OK | 2023-07-10 | 2023-07-11 | SPC |  | 2023-07-14 |  | 192042 |  | 192042 | M | ZRSA | EN | 06 | [7 empty] | PC | 0 | 0 | KG | 0 | 0 | [5 empty] | PC |  | Z002 | [12 empty] | PULLEY WC009 D150 LEV170 R932388¦HIHNAPYÖRÄ WC009 D150 LEV170 R932388 | PULLEY WC009 D150 LEV170 R932388¦PULLEY WC009 D150 LEV170 R932388 | MM_PROPERTIES **HUB D59 H8 **MM_MEASUREMENT1_VALUE1 **HUB D59 H8 **MM_MANUFACTURER_NO **R932388 **MM_MANUFACTURER **RAUTE **MM_LISAT_2 **RAUTE NO: R932388 |  | 061002 | 84835080 |  |  | Cleansed | PULLEY |  |  |  | RAUTE | NON-OEM | R932388 |  |  | DIAMETER | 150 | LENGTH |  | BORE DIAMETER |  | NUMBER OF GROOVES | [5 empty] | ALTERNATE MPN:WC009,LEV170 |  |  |  |  | URL Not Found |  |  |  | Production Completed
STP_008 | Data Enrichment | NGB | OK | 2023-07-10 | 2023-07-11 | SPC |  | 2023-07-14 |  | 190072 |  | 190072 | M | ZRSA | EN | 06 | [7 empty] | PC | 0 | 0 | KG | 0 | 0 | [5 empty] | PC |  | Z002 | [12 empty] | HIHNAPYÖRÄ XD90 D50/35M7 | PULLEY XD90 D50/35M7 | MM_FEATURE **PULLEY **MM_TYPE **XD90 D50/35M7 **MM_LISAT_2 **RAUTE NO. R439322 |  | 061002 | 84835080 |  |  | Cleansed | PULLEY |  |  |  | RAUTE | NON-OEM | R439322 |  |  | DIAMETER | OD50 | LENGTH |  | BORE DIAMETER | 35 | NUMBER OF GROOVES | [5 empty] | TOLERANCE:M7,XD90 |  |  |  |  | URL Not Found |  |  |  | Production Completed
STP_008 | Data Enrichment | NGB | OK | 2023-07-10 | 2023-07-11 | SPC |  | 2023-07-14 |  | 184181 |  | 184181 | M | ZRSA | EN | 06 | [7 empty] | PC | 0 | 0 | KG | 0 | 0 | [5 empty] | PC |  | Z002 | [12 empty] | HIHNAPYÖRÄ XP56 R739026 | PULLEY XP56 R739026 | MM_TYPE **XP56 R739026 **MM_LISAT_1 **SIDE BELT **MM_MANUFACTURER **RAUTE |  | 061002 | 84835080 |  |  | Cleansed | PULLEY |  |  |  | RAUTE | NON-OEM | R739026 |  |  | DIAMETER |  | LENGTH |  | BORE DIAMETER |  | NUMBER OF GROOVES | [5 empty] | XP56 |  |  |  |  | URL Not Found |  |  |  | Production Completed
STP_008 | Data Enrichment | NGB | OK | 2023-07-10 | 2023-07-11 | SPC |  | 2023-07-14 |  | 184182 |  | 184182 | M | ZRSA | EN | 06 | [7 empty] | PC | 0 | 0 | KG | 0 | 0 | [5 empty] | PC |  | Z002 | [12 empty] | HIHNAPYÖRÄ XP57 R907349 D123/62 | PULLEY XP57 R907349 D123/62 | MM_MEASUREMENT1_VALUE1 **D123/62 **MM_TYPE **XP57 R907349 **MM_LISAT_1 **SIDE BELT **MM_MANUFACTURER **RAUTE |  | 061002 | 84835080 |  |  | Cleansed | PULLEY |  |  |  | RAUTE | NON-OEM | R907349 |  |  | DIAMETER | OD123 | LENGTH |  | BORE DIAMETER | 62 | NUMBER OF GROOVES | [5 empty] | XP57 |  |  |  |  | URL Not Found |  |  |  | Production Completed
STP_008 | Data Enrichment | NGB | OK | 2023-07-10 | 2023-07-11 | SPC |  | 2023-07-14 |  | 185915 |  | 185915 | M | ZRSA | EN | 06 | [7 empty] | PC | 0 | 0 | KG | 0 | 0 | [5 empty] | PC |  | Z002 | [12 empty] | HIHNAPYÖRÄ XZ06 R438093 | PULLEY XZ06 R438093 | MM_TYPE **PULLEY XZ06 R438093 |  | 061002 | 84835080 |  |  | Cleansed | PULLEY | [5 empty] | R438093 |  |  | DIAMETER |  | LENGTH |  | BORE DIAMETER |  | NUMBER OF GROOVES | [5 empty] | XZ06 |  |  |  |  | URL Not Found |  |  |  | Production Completed
STP_008 | Data Enrichment | NGB | OK | 2023-07-10 | 2023-07-11 | SPC |  | 2023-07-14 |  | 188420 |  | 188420 | M | ZRSA | EN | 06 | [7 empty] | PC | 0 | 0 | KG | 0 | 0 | [5 empty] | PC |  | Z002 | [12 empty] | HIHNAPYÖRÄ, YLITYSKULJETIN | PULLEY, CROSSING CONVEYOR | MM_CHARACTERISTICS **BIRCH GRINDING **MM_DIMENSION1_VALUE1 **OUTSIDE DIMENSION 160MM **MM_TYPE **BELT WHEEL, CROSSING CONVEYOR **MM_LISAT_1 **PROFESSIONAL **MM_LISAT_2 **COATING |  | 061002 | 84835080 |  |  | Cleansed | PULLEY | CONVEYOR | CROSSING | [6 empty] | DRUM DIAMETER | 160 | DRUM WIDTH |  | SHAFT DIAMETER |  | SHAFT LENGTH | [5 empty] | BIRCH GRINDING |  |  |  |  | URL Not Found |  |  |  | Production Completed
STP_008 | Data Enrichment | NGB | OK | 2023-07-10 | 2023-07-11 | SPC |  | 2023-07-14 |  | 182538 |  | 182538 | M | ZRSA | EN | 06 | [7 empty] | PC | 0 | 0 | KG | 0 | 0 | [5 empty] | PC |  | Z002 | [12 empty] | HIHNAPYÖRÄ, SIIRTYVÄ HKP R234725 | PULLEY, MOVING HKP R234725 | MM_TYPE **HKP R234725 **MM_MANUFACTURER **RAUTE |  | 061001 | 84835080 |  |  | Cleansed | PULLEY |  | MOVING |  | RAUTE | NON-OEM | R234725 |  |  | DIAMETER |  | LENGTH |  | BORE DIAMETER |  | NUMBER OF GROOVES | [5 empty] | ALTERNATE MFR:HKP |  |  |  |  | URL Not Found |  |  |  | Production Completed
STP_008 | Data Enrichment | NGB | OK | 2023-07-10 | 2023-07-10 | SPC |  | 2023-07-14 |  | 194076 |  | 194076 | M | ZRSA | EN | 06 | [7 empty] | PC | 0 | 0 | KG | 0 | 0 | [5 empty] | PC |  | Z002 | [12 empty] | SPLIT PULLEY H095820¦HALKAISTUHIHNAPYÖRÄ H095820 | SPLIT PULLEY H095820¦SPLIT PULLEY H095820 | MM_MANUFACTURER_NO **H095820 **MM_MANUFACTURER **RAUTE **MM_LISAT_2 **RAUTE NO. H095820 |  | 061002 | 84835020 |  |  | Cleansed | PULLEY |  | SPLIT |  | RAUTE | NON-OEM | H095820 |  |  | DIAMETER |  | LENGTH |  | BORE DIAMETER |  | NUMBER OF GROOVES | [10 empty] | URL Not Found |  |  |  | Production Completed
STP_008 | Data Enrichment | NGB | OK | 2023-07-10 | 2023-07-10 | SPC |  | 2023-07-14 |  | 194077 |  | 194077 | M | ZRSA | EN | 06 | [7 empty] | PC | 0 | 0 | KG | 0 | 0 | [5 empty] | PC |  | Z002 | [12 empty] | SPLIT PULLEY H095824¦HALKAISTUHIHNAPYÖRÄ H095824 | SPLIT PULLEY H095824¦SPLIT PULLEY H095824 | MM_MANUFACTURER_NO **H095824 **MM_MANUFACTURER **RAUTE **MM_LISAT_2 **RAUTE NO. H095824 |  | 061002 | 84835020 |  |  | Cleansed | PULLEY |  | SPLIT |  | RAUTE | NON-OEM | H095824 |  |  | DIAMETER |  | LENGTH |  | BORE DIAMETER |  | NUMBER OF GROOVES | [10 empty] | URL Not Found |  |  |  | Production Completed
STP_008 | Data Enrichment | NGB | OK | 2023-07-10 | 2023-07-10 | SPC |  | 2023-07-14 |  | 194078 |  | 194078 | M | ZRSA | EN | 06 | [7 empty] | PC | 0 | 0 | KG | 0 | 0 | [5 empty] | PC |  | Z002 | [12 empty] | SPLIT PULLEY H095828¦HALKAISTUHIHNAPYÖRÄ H095828 | SPLIT PULLEY H095828¦SPLIT PULLEY H095828 | MM_MANUFACTURER_NO **H095828 **MM_MANUFACTURER **RAUTE **MM_LISAT_2 **RAUTE NO. H095828 |  | 061002 | 84835020 |  |  | Cleansed | PULLEY |  | SPLIT |  | RAUTE | NON-OEM | H095828 |  |  | DIAMETER |  | LENGTH |  | BORE DIAMETER |  | NUMBER OF GROOVES | [10 empty] | URL Not Found |  |  |  | Production Completed
STP_008 | Data Enrichment | NGB | OK | 2023-07-10 | 2023-07-10 | SPC |  | 2023-07-14 |  | 191954 |  | 191954 | M | ZRSA | EN | 06 | [7 empty] | PC | 0 | 0 | KG | 0 | 0 | [5 empty] | PC |  | Z002 | [12 empty] | SPLIT PULLEY H134420¦HALKAISTU HIHNAPYÖRÄ H134420 | SPLIT PULLEY H134420¦SPLIT PULLEY H134420 | MM_PROPERTY **SPLIT PULLEY **MM_MANUFACTURER_NO **H134420 **MM_MANUFACTURER **RAUTE **MM_LISAT_2 **RAUTE NO: H134420 |  | 061002 | 84835020 |  |  | Cleansed | PULLEY |  | SPLIT |  | RAUTE | NON-OEM | H134420 |  |  | DIAMETER |  | LENGTH |  | BORE DIAMETER |  | NUMBER OF GROOVES | [10 empty] | URL Not Found |  |  |  | Production Completed
STP_008 | Data Enrichment | NGB | OK | 2023-07-10 | 2023-07-11 | SPC |  | 2023-07-14 |  | 193033 |  | 193033 | M | ZRSA | EN | 06 | [7 empty] | PC | 0 | 0 | KG | 0 | 0 | [5 empty] | PC |  | Z002 | [12 empty] | TOOTHED PULLEY HTD 28-14M-40¦HAMMASHIHNAPYÖRÄ HTD 28-14M-40 | TOOTHED PULLEY HTD 28-14M-40¦TOOTHED PULLEY HTD 28-14M-40 | MM_TYPE **HTD 28-14M-4 **MM_MANUFACTURER_NO **2001528 **MM_MANUFACTURER **RAUTE **MM_LISAT_2 **RAUTE NO. 2001528 |  | 061002 | 84835080 |  |  | Enriched | PULLEY | TIMING BELT | TOOTHED HTD |  | FENNER DRIVES, INC | OEM | 28-14M-40 |  |  | NUMBER OF TEETH | 28 | BORE TYPE | PILOT | OUTSIDE DIAMETER | 122,1 | HUB WIDTH | 100 |  |  |  |  | ALTERNATE MFR:RAUTE,ALTERNATE MPN:2001528 |  |  |  |  | https://bepltd.com/products/28-14m-40-htd-pilot-bore-timing-belt-pulley-28-tooth-x-40mm-wide | https://bepltd.com/cdn/shop/files/HTD14M-PB.pdf?v=11901772381269916250 | https://www.moglix.com/fenner-28-14m-40-htd-timing-pulley/mp/msn2ve9ax580dl | Multiple MFR Found | Production Completed
STP_008 | Data Enrichment | NGB | OK | 2023-07-10 | 2023-07-11 | SPC |  | 2023-07-14 |  | 193034 |  | 193034 | M | ZRSA | EN | 06 | [7 empty] | PC | 0 | 0 | KG | 0 | 0 | [5 empty] | PC |  | Z002 | [12 empty] | TOOTHED PULLEY HTD 32-14M-40¦HAMMASHIHNAPYÖRÄ HTD 32-14M-40 | TOOTHED PULLEY HTD 32-14M-40¦TOOTHED PULLEY HTD 32-14M-40 | MM_TYPE **HTD 32-14M-40 **MM_MANUFACTURER_NO **2001451 **MM_MANUFACTURER **RAUTE **MM_LISAT_2 **RAUTE NO. 2001451 |  | 061002 | 84835080 |  |  | Enriched | PULLEY | TIMING BELT | TOOTHED HTD |  | FENNER DRIVES, INC | OEM | 32-14M-40 |  |  | NUMBER OF TEETH | 32 | BORE TYPE | PILOT | OUTSIDE DIAMETER | 139,9 | HUB WIDTH | 100 |  |  |  |  | ALTERNATE MFR:RAUTE,ALTERNATE MPN:2001451 |  |  |  |  | https://bepltd.com/products/32-14m-40-htd-pilot-bore-timing-belt-pulley-32-tooth-x-40mm-wide?_pos=1&_sid=86cd621b8&_ss=r | https://bepltd.com/cdn/shop/files/HTD14M-PB.pdf?v=11901772381269916250 | https://www.moglix.com/fenner-32-14m-40-htd-timing-pulley/mp/msn2qgpco3r2wr | Multiple MFR Found | Production Completed
STP_008 | Data Enrichment | NGB | OK | 2023-07-10 | 2023-07-11 | SPC |  | 2023-07-14 |  | 184555 |  | 184555 | M | ZRSA | EN | 06 | [7 empty] | PC | 0 | 0 | KG | 0 | 0 | [5 empty] | PC |  | Z002 | [12 empty] | V-HIHNAPYÖRÄ 10X12.5X170 W-052.34 | V-PULLEY 10X12.5X170 W-052.34 | MM_TYPE **W-052.34 **MM_MANUFACTURER **PAUL MASCHINENFABRIK GMBH & CO |  | 060752 | 84835080 |  |  | Cleansed | PULLEY | V-BELT |  |  |  | NON-OEM | W-052.34 |  |  | ADD. INFORMATION |  | BORE DIAMETER |  | OUTSIDE DIAMETER |  | NUMBER OF GROOVES | [5 empty] | SIZE:10X12,5X170 |  |  |  |  | https://lovel.ru/postavki/shkiv-10h12-5h170-w-052-34-paul-2/ |  |  |  | Production Completed
STP_008 | Data Enrichment | NGB | OK | 2023-07-10 | 2023-07-11 | SPC |  | 2023-07-14 |  | 184556 |  | 184556 | M | ZRSA | EN | 06 | [7 empty] | PC | 0 | 0 | KG | 0 | 0 | [5 empty] | PC |  | Z002 | [12 empty] | V-HIHNAPYÖRÄ 12*16*236MM W-051.20 | V-PULLEY 12*16*236MM W-051.20 | MM_TYPE **W-051.20 **MM_MANUFACTURER **PAUL MASCHINENFABRIK GMBH & CO |  | 060752 | 84835080 |  |  | Cleansed | PULLEY | V-BELT |  |  | PAUL MASCHINENFABRIK GMBH & CO | NON-OEM | W-051.20 |  |  | ADD. INFORMATION |  | BORE DIAMETER |  | OUTSIDE DIAMETER |  | NUMBER OF GROOVES | [5 empty] | SIZE:12X16X236 |  |  |  |  | URL Not Found |  |  |  | Production Completed
STP_008 | Data Enrichment | NGB | OK | 2023-07-10 | 2023-07-11 | SPC |  | 2023-07-14 |  | 188048 |  | 188048 | M | ZRSA | EN | 06 | [7 empty] | PC | 0 | 0 | KG | 0 | 0 | [5 empty] | PC |  | Z002 | [12 empty] | XE66 HIHNAPYÖRÄ D100/52M7-120 | XE66 PULLEY D100/52M7-120 | MM_PROPERTY **PULLEY **MM_MANUFACTURER_NO **R703647 **MM_MANUFACTURER **RAUTE **MM_LISAT_2 **RAUTE NO.:R703647 |  | 061001 | 84835080 |  |  | Cleansed | PULLEY |  |  |  | RAUTE | NON-OEM | R703647 |  |  | DIAMETER | OD100 | LENGTH | 120 | BORE DIAMETER | 52 | NUMBER OF GROOVES | [5 empty] | TOLERANCE:M7,XE66 |  |  |  |  | URL Not Found |  |  |  | Production Completed
STP_008 | Data Enrichment | NGB | OK | 2023-07-10 | 2023-07-11 | SPC |  | 2023-07-14 |  | 180381 |  | 180381 | M | ZRSA | EN | 06 | [7 empty] | PC | 0 | 0 | KG | 0 | 0 | [5 empty] | PC |  | Z002 | [12 empty] | XS58 HIHNAPYÖRÄ D200/41H7-120 R830996 | XS58 PULLEY D200/41H7-120 R830996 | MM_TYPE **XS58 PULLEY D200/41H7-120 **MM_LISAT_1 **CONTINUATION LINES **MM_MANUFACTURER_NO **R830996 |  | 060757 | 84835080 |  |  | Cleansed | PULLEY | [5 empty] | R830996 |  |  | DIAMETER | OD200 | LENGTH | 120 | BORE DIAMETER | 41 | NUMBER OF GROOVES | [5 empty] | TOLERANCE:H7,ZS58,CONTINUATION LINES |  |  |  |  | URL Not Found |  |  |  | Production Completed
STP_008 | Data Enrichment | SFQ | OK | 2023-07-11 | 2023-07-12 | SPC |  | 2023-07-14 |  | 190104 |  | 190104 | M | ZRSA | EN | 06 | [7 empty] | PC | 0 | 0 | KG | 0 | 0 | [5 empty] | PC |  | Z002 | [12 empty] | HAMMASHPYÖRÄ AT10/60 R662878 | GEAR AT10/60 R662878 | MM_PROPERTY **GEAR **MM_TYPE **AT10/60 **MM_MANUFACTURER_NO **R662878 **MM_MANUFACTURER **RAUTE **MM_ADDITIONAL_2 **RAUTE NO. R662878 |  | 061002 | 84839081 |  |  | Enriched | PULLEY | TIMING BELT |  |  |  | NON-OEM | AT10/60 |  |  | NUMBER OF TEETH | 60 | BORE TYPE |  | OUTSIDE DIAMETER | 190,99 | HUB WIDTH |  |  |  |  | ALUMINUM | ALTERNATE MFR:RAUTE,ALTERNATE MPN:R662878 |  |  |  |  | https://maedlernorthamerica.com/partshop/timing-belt-pulley-at10-material-aluminium-60-teeth-for-belt-width-25mm-40-at10-60-0-sku-16836000/ |  |  | Processed based on Websource, Conflict w.r.t Input | Production Completed
STP_008 | Data Enrichment | SCS | OK | 2023-07-03 | 10-07-2023 | SPC |  | 2023-07-14 |  | 163435 |  | 163435 | M | ZRSA | EN | 06 | [7 empty] | PC | 0 | 0 | KG | 0 | 0 | [5 empty] | PC |  | Z002 | [12 empty] | HIHNAPYÖRÄ V.HIHNA 2-212-01-0012 | PULLEY V. BELT 2-212-01-0012 | MM_LISAT_1 **HOMAG |  | 061001 | 84835080 |  | V-BELT PULLEY | Cleansed | PULLEY | V-BELT |  |  | HOMAG GROUP | OEM | 2-212-01-0012 |  |  | ADD. INFORMATION |  | BORE DIAMETER |  | OUTSIDE DIAMETER |  | NUMBER OF GROOVES | [10 empty] | https://tech-lider.ru/product/2-212-01-0012-shkiv-remennoj-peredachi-kf/ |  |  |  | Production Completed
STP_008 | Data Enrichment | SCS | OK | 2023-07-03 | 10-07-2023 | SPC |  | 2023-07-14 |  | 163716 |  | 163716 | M | ZRSA | EN | 06 | [7 empty] | PC | 0 | 0 | KG | 0 | 0 | [5 empty] | PC |  | Z002 | [12 empty] | HIHNAPYÖRÄ YLÄP.HIHNALLE NRO 333068 | PULLEY FOR UPPER BELT NO. 333068 | MM_MEASUREMENT1_VALUE1 **PULLEY TOP. NO. 333068 **MM_LISAT_1 **REFINING |  |  | 84835080 |  |  | Cleansed | PULLEY |  | TOP | [6 empty] | DIAMETER |  | LENGTH |  | BORE DIAMETER |  | NUMBER OF GROOVES | [5 empty] | FOR UPPER BELT NO. 333068, REFINING |  |  |  |  | Url Not Found |  |  |  | Production Completed
STP_008 | Data Enrichment | SCS | OK | 2023-07-03 | 10-07-2023 | SPC |  | 2023-07-14 |  | 184080 |  | 184080 | M | ZRSA | EN | 05 | [7 empty] | PC | 0 | 0 | KG | 0 | 0 | [5 empty] | PC |  | Z002 | [10 empty] | BELT PULLEY D150/80-120 4R703651¦HIHNAPYÖRÄ D150/80-120 4R703651 |  | BELT PULLEY D150/80-120 4R703651¦HIHNAPYÖRÄ D150/80-120 4R703651 | BELT PULLEY D150/80-120 4R703651¦BELT PULLEY D150/80-120 4R703651 | MM_TYPE **D150/80-120 4R703651 **MM_LISAT_1 **3-SORT **MM_MANUFACTURER_NO **4R703651 **MM_MANUFACTURER **RAUTE **MM_LISAT_2 **INTERMEDIATE CONVEYOR |  |  | 84835080 |  |  | Cleansed | PULLEY |  | BELT |  | RAUTE | NON-OEM | 4R703651 |  |  | DIAMETER | OD150 | LENGTH | 120 | BORE DIAMETER | 80 | NUMBER OF GROOVES | [5 empty] | FOR INTERMEDIATE CONVEYOR, 3-SORT |  |  |  |  | Url Not Found |  |  |  | Production Completed
STP_008 | Data Enrichment | SCS | OK | 2023-07-03 | 10-07-2023 | SPC |  | 2023-07-14 |  | 184082 |  | 184082 | M | ZRSA | EN | 05 | [7 empty] | PC | 0 | 0 | KG | 0 | 0 | [5 empty] | PC |  | Z002 | [10 empty] | BELT PULLEY D100/52-90 4R907325¦HIHNAPYÖRÄ D100/52-90 4R907325 |  | BELT PULLEY D100/52-90 4R907325¦HIHNAPYÖRÄ D100/52-90 4R907325 | BELT PULLEY D100/52-90 4R907325¦BELT PULLEY D100/52-90 4R907325 | MM_TYPE **D100/52-90 4R907325 **MM_MANUFACTURER_NO **4R907325 **MM_MANUFACTURER **RAUTE |  |  | 84835080 |  |  | Cleansed | PULLEY |  | BELT |  | RAUTE | NON-OEM | 4R907325 |  |  | DIAMETER | OD100 | LENGTH | 90 | BORE DIAMETER | 52 | NUMBER OF GROOVES | [10 empty] | Url Not Found |  |  |  | Production Completed
STP_008 | Data Enrichment | SCS | OK | 2023-07-03 | 10-07-2023 | SPC |  | 2023-07-14 |  | 190078 |  | 190078 | M | ZRSA | EN | 06 | [7 empty] | PC | 0¦0¦0 | 0 | KG | 0¦0¦0 | 0 | [5 empty] | M3¦NM3¦PC |  | Z002 | [12 empty] | BELT PULLEY R470397¦HIHNAPYÖRÄ R470397 | BELT PULLEY R470397¦BELT PULLEY R470397 | MM_PROPERTY **CUTTER INPUT CONVEYOR **MM_TYPE **R470397 **MM_MANUFACTURER_NO **4R470397 **MM_MANUFACTURER **RAUTE **MM_LISAT_2 **RAUTE NO. R470397 |  |  | 84835080 |  |  | Cleansed | PULLEY |  | BELT |  | RAUTE | NON-OEM | 4R470397 |  |  | DIAMETER |  | LENGTH |  | BORE DIAMETER |  | NUMBER OF GROOVES | [5 empty] | FOR CUTTER INPUT CONVEYOR |  |  |  |  | Url Not Found |  |  |  | Production Completed
STP_008 | Data Enrichment | SCS | OK | 2023-07-03 | 10-07-2023 | SPC |  | 2023-07-14 |  | 190945 |  | 190945 | M | ZRSA | EN | 06 | [7 empty] | PC | 0 | 0 | KG | 0 | 0 | [5 empty] | PC |  | Z002 | [12 empty] | TOOTHED BELT PULLEY 1646¦HAMMASHIHNAPYÖRÄ 1646 | TOOTHED BELT PULLEY 1646¦TOOTHED BELT PULLEY 1646 | MM_PROPERTY **TOOTHED BELT PULLEY **MM_MANUFACTURER_NO **1646 |  | 061002 | 84839081 |  | TIMING BELT PULLEY | Cleansed | PULLEY | TIMING BELT | TOOTHED |  |  |  | 1646 |  |  | NUMBER OF TEETH |  | BORE TYPE |  | OUTSIDE DIAMETER |  | HUB WIDTH | [10 empty] | Url Not Found |  |  |  | Production Completed
STP_008 | Data Enrichment | SCS | OK | 2023-07-03 | 10-07-2023 | SPC |  | 2023-07-14 |  | 191000 |  | 191000 | M | ZRSA | EN | 06 | [7 empty] | PC | 0 | 0 | KG | 0 | 0 | [5 empty] | PC |  | Z002 | [12 empty] | TOOTHED BELT PULLEY¦HAMMASHIHNAPYÖRÄ 75847 | TOOTHED BELT PULLEY 75847 | MM_PROPERTY **TOOTHED BELT PULLEY **MM_MANUFACTURER_NO **75847 |  | 061002 | 84839081 |  | TIMING BELT PULLEY | Cleansed | PULLEY | TIMING BELT | TOOTHED |  |  |  | 75847 |  |  | NUMBER OF TEETH |  | BORE TYPE |  | OUTSIDE DIAMETER |  | HUB WIDTH | [10 empty] | Url Not Found |  |  |  | Production Completed
STP_008 | Data Enrichment | SCS | OK | 2023-07-03 | 10-07-2023 | SPC |  | 2023-07-14 |  | 191487 |  | 191487 | M | ZRSA | EN | 06 | [7 empty] | PC | 0 | 0 | KG | 0 | 0 | [5 empty] | PC |  | Z002 | [12 empty] | PULLEY PL 8M-50-38 HTD¦HAMMASHIHNAPYÖRÄ PL 8M-50-38 HTD | PULLEY PL 8M-50-38 HTD¦TOOKING BELT WHEEL PL 8M-50-38 HTD | MM_MEASUREMENT1_VALUE1 **FOR CONICAL BUSHING 1615X42 **MM_TYPE **PL 8M-50-38 HTD **MM_LISAT_2 **RAUTE NO: 2023354 |  | 061002 | 84839081 |  | TIMING BELT PULLEY | Enriched | PULLEY | TIMING BELT | HTD |  |  |  | 38-8M-50 |  |  | NUMBER OF TEETH | 38 | BORE TYPE | PRE-DRILLED | OUTSIDE DIAMETER | 95,39 | HUB WIDTH | [5 empty] | ALTERNATE MFR: RAUTE, ALTERNATE MPN: 2023354, FOR CONICAL BUSHING 1615X42 |  |  |  |  | https://www.lenze-selection.com/fileadmin/lenze-selection/documents/en/catalogue/Catalogue_Lenze_Selection_Toothed_belt_pulleys_13536514_EN.pdf |  |  | Multiple Mfr Name Found | Production Completed
STP_008 | Data Enrichment | SCS | OK | 2023-07-03 | 10-07-2023 | SPC |  | 2023-07-14 |  | 191928 |  | 191928 | M | ZRSA | EN | 06 | [7 empty] | PC | 0 | 0 | KG | 0 | 0 | [5 empty] | PC |  | Z002 | [12 empty] | COGGED BELT PULLEY H099917¦HAMMASHIHNAPYÖRÄ H099917 | COGGED BELT PULLEY H099917¦COGGED BELT PULLEY H099917 | MM_PROPERTY **COGGED BELT PULLEY **MM_MANUFACTURER_NO **H099917 **MM_MANUFACTURER **RAUTE **MM_LISAT_2 **RAUTE NO: H099917 |  | 061002 | 84839081 |  | TIMING BELT PULLEY | Cleansed | PULLEY | TIMING BELT | COGGED |  | RAUTE | NON-OEM | H099917 |  |  | NUMBER OF TEETH |  | BORE TYPE |  | OUTSIDE DIAMETER |  | HUB WIDTH | [10 empty] | Url Not Found |  |  |  | Production Completed
STP_008 | Data Enrichment | SCS | OK | 2023-07-03 | 10-07-2023 | SPC |  | 2023-07-14 |  | 191931 |  | 191931 | M | ZRSA | EN | 06 | [7 empty] | PC | 0 | 0 | KG | 0 | 0 | [5 empty] | PC |  | Z002 | [12 empty] | COGGED BELT PULLEY H101946¦HAMMASHIHNAPYÖRÄ H101946 | COGGED BELT PULLEY H101946¦COGGED BELT PULLEY H101946 | MM_PROPERTY **COGGED BELT PULLEY **MM_MANUFACTURER_NO **H101946 **MM_MANUFACTURER **RAUTE **MM_LISAT_2 **RAUTE NO: H101946 |  | 061002 | 84839081 |  | TIMING BELT PULLEY | Cleansed | PULLEY | TIMING BELT | COGGED |  | RAUTE | NON-OEM | H101946 |  |  | NUMBER OF TEETH |  | BORE TYPE |  | OUTSIDE DIAMETER |  | HUB WIDTH | [10 empty] | Url Not Found |  |  |  | Production Completed
STP_008 | Data Enrichment | SCS | OK | 2023-07-03 | 10-07-2023 | SPC |  | 2023-07-14 |  | 191933 |  | 191933 | M | ZRSA | EN | 06 | [7 empty] | PC | 0 | 0 | KG | 0 | 0 | [5 empty] | PC |  | Z002 | [12 empty] | COGGED BELT PULLEY H104522¦HAMMASHIHNAPYÖRÄ H104522 | COGGED BELT PULLEY H104522¦COGGED BELT PULLEY H104522 | MM_MANUFACTURER_NO **H104522 **MM_MANUFACTURER **RAUTE **MM_LISAT_2 **RAUTE NO: H104522 |  | 061002 | 84839081 |  | TIMING BELT PULLEY | Cleansed | PULLEY | TIMING BELT | COGGED |  | RAUTE | NON-OEM | H104522 |  |  | NUMBER OF TEETH |  | BORE TYPE |  | OUTSIDE DIAMETER |  | HUB WIDTH | [10 empty] | Url Not Found |  |  |  | Production Completed
STP_008 | Data Enrichment | SCS | OK | 2023-07-03 | 11-07-2023 | SPC |  | 2023-07-14 |  | 192032 |  | 192032 | M | ZRSA | EN | 06 | [7 empty] | PC | 0 | 0 | KG | 0 | 0 | [5 empty] | PC |  | Z002 | [12 empty] | COGGED BELT PULLEY GT2 R862895¦HAMMASHIHNAPYÖRÄ GT2 R862895 | COGGED BELT PULLEY GT2 R862895¦COGGED BELT PULLEY GT2 R862895 | MM_PROPERTY **POLY CHAIN GT2 **MM_MANUFACTURER_NO **R862895 **MM_MANUFACTURER **RAUTE **MM_LISAT_2 **RAUTE NO: R862895 |  | 061002 | 84839081 |  | TIMING BELT PULLEY | Cleansed | PULLEY | TIMING BELT | COGGED |  | RAUTE | NON-OEM | R862895 |  |  | NUMBER OF TEETH |  | BORE TYPE |  | OUTSIDE DIAMETER |  | HUB WIDTH | [5 empty] | BRAND: POLY CHAIN GT2 |  |  |  |  | Url Not Found |  |  |  | Production Completed
STP_008 | Data Enrichment | SCS | OK | 2023-07-03 | 11-07-2023 | SPC |  | 2023-07-14 |  | 192076 |  | 192076 | M | ZRSA | EN | 06 | [7 empty] | PC | 0 | 0 | KG | 0 | 0 | [5 empty] | PC |  | Z002 | [12 empty] | COGGED BELT PULLEY H012105¦HAMMASHIHNAPYÖRÄ H012105 | COGGED BELT PULLEY H012105¦COGGED BELT PULLEY H012105 | MM_MANUFACTURER_NO **H012105 **MM_MANUFACTURER **RAUTE **MM_LISAT_2 **RAUTE NO: H012105 |  | 061002 | 84839081 |  | TIMING BELT PULLEY | Cleansed | PULLEY | TIMING BELT | COGGED |  | RAUTE | NON-OEM | H012105 |  |  | NUMBER OF TEETH |  | BORE TYPE |  | OUTSIDE DIAMETER |  | HUB WIDTH | [10 empty] | Url Not Found |  |  |  | Production Completed
STP_008 | Data Enrichment | SCS | OK | 2023-07-03 | 11-07-2023 | SPC |  | 2023-07-14 |  | 192088 |  | 192088 | M | ZRSA | EN | 06 | [7 empty] | PC | 0 | 0 | KG | 0 | 0 | [5 empty] | PC |  | Z002 | [12 empty] | COGGED BELT PULLEY H100154¦HAMMASHIHNAPYÖRÄ H100154 | COGGED BELT PULLEY H100154¦COGGED BELT PULLEY H100154 | MM_MANUFACTURER_NO **H100154 **MM_MANUFACTURER **RAUTE **MM_LISAT_2 **RAUTE NO: H100154 |  | 061002 | 84839081 |  | TIMING BELT PULLEY | Cleansed | PULLEY | TIMING BELT | COGGED |  | RAUTE | NON-OEM | H100154 |  |  | NUMBER OF TEETH |  | BORE TYPE |  | OUTSIDE DIAMETER |  | HUB WIDTH | [10 empty] | Url Not Found |  |  |  | Production Completed
STP_008 | Data Enrichment | SCS | OK | 2023-07-03 | 12-07-2023 | SPC |  | 2023-07-14 |  | 192843 |  | 192843 | M | ZRSA | EN | 06 | [7 empty] | PC | 0 | 0 | KG | 0 | 0 | [5 empty] | PC |  | Z002 | [12 empty] | BELT WHEEL F1-1569/5 PSF¦HIHNAPYÖRÄ F1-1569/5 PSF | BELT WHEEL F1-1569/5 PSF | MM_FEATURE **SIGNODE STRAPPING MACHINE **MM_TYPE **F1-1569/5 PSF **MM_LISAT_1 **SIGNODE STRAPPING MACHINE |  |  | 84835080 |  |  | Cleansed | PULLEY |  | BELT |  |  |  | F1-1569/5 PSF |  |  | DIAMETER |  | LENGTH |  | BORE DIAMETER |  | NUMBER OF GROOVES | [5 empty] | FOR SIGNODE STRAPPING MACHINE |  |  |  |  | Url Not Found |  |  |  | Production Completed
STP_008 | Data Enrichment | SCS | OK | 2023-07-03 | 11-07-2023 | SPC |  | 2023-07-14 |  | 195086 |  | 195086 | M | ZRSA | EN | 06 | [7 empty] | PC | 0 | 0 | KG | 0 | 0 | [5 empty] | PC |  | Z002 | [12 empty] | BELT PULLEY RUBBERIZED 3R435493¦HIHNAPYÖRÄ KUMITETTU 3R435493 | BELT PULLEY RUBBERIZED 3R435493¦BELT PULLEY RUBBERIZED 3R435493 | MM_CHARACTERISTICS **PULLEY LAYING **MM_MEASUREMENT1_VALUE1 **LAYING LINE 1 PIN **MM_TYPE **RAIL: 3R435493 |  |  | 84835080 |  |  | Cleansed | PULLEY | CONVEYOR | BELT |  |  |  | 3R435493 |  |  | DRUM DIAMETER |  | DRUM WIDTH |  | SHAFT DIAMETER |  | SHAFT LENGTH |  |  |  |  | RUBBERIZED | LAYING LINE 1 PIN |  |  |  |  | Url Not Found |  |  |  | Production Completed
STP_008 | Data Enrichment | SCS | OK | 2023-07-03 | 11-07-2023 | SPC |  | 2023-07-14 |  | 196176 |  | 196176 | M | ZRSA | EN | 06 | [7 empty] | PC | 0¦0¦0 | 0 | KG | 0¦0¦0 | 0 | [5 empty] | M3¦NM3¦PC |  | Z002 | [12 empty] | BELT PULLEY H097905¦HIHNAPYÖRÄ H097905 | BELT PULLEY H097905¦BELT PULLEY H097905 | MM_PROPERTY **SMOOTH **MM_MANUFACTURER_NO **H097905 **MM_MANUFACTURER **RAUTE |  |  | 84835080 |  |  | Cleansed | PULLEY |  | SMOOTH BELT |  | RAUTE | NON-OEM | H097905 |  |  | DIAMETER |  | LENGTH |  | BORE DIAMETER |  | NUMBER OF GROOVES | [10 empty] | Url Not Found |  |  |  | Production Completed
STP_008 | Data Enrichment | SCS | OK | 2023-07-03 | 11-07-2023 | SPC |  | 2023-07-14 |  | 400253 |  | 400253 | M | ZRSA | EN | 06 | [7 empty] | PC | 0 | 0 | KG | 0 | 0 | [5 empty] | PC |  | Z002 | [12 empty] | COGGED BELT PULLEY H003784¦RIHMARATAS H003784¦HIHNAPYÖRÄ H003784 | COGGED BELT PULLEY H003784¦PULLEY H003784¦PULLEY H003784 | MM_PROPERTY **COGGED BELT PULLEY **MM_MANUFACTURER_NO **H003784 **MM_MANUFACTURER **RAUTE |  | 061002 | 84839081 |  | TIMING BELT PULLEY | Cleansed | PULLEY | TIMING BELT | COGGED |  | RAUTE | NON-OEM | H003784 |  |  | NUMBER OF TEETH |  | BORE TYPE |  | OUTSIDE DIAMETER |  | HUB WIDTH | [10 empty] | Url Not Found |  |  |  | Production Completed
STP_008 | Data Enrichment | SCS | OK | 2023-07-03 | 11-07-2023 | SPC |  | 2023-07-14 |  | 406994 |  | 406994 | M | ZRSA | EN | 06 | [7 empty] | PC | 0¦0¦0 | 0 | KG | 0¦0¦0 | 0 | [5 empty] | M3¦NM3¦PC |  | Z002 | [10 empty] | Hihnapyörä pääterän nostoyksikköön¦Hihnapyörä pääterän nostoyksikköön |  | BELT PULLEY 36015310¦HIHNAPYÖRÄ 36015310 | BELT PULLEY 36015310¦BELT PULLEY 36015310 | MM_PROPERTY **BELT PULLEY **MM_DIMENSION1_VALUE1 **FOR MAIN BLADE LIFTING UNIT **MM_TYPE **36015310 **MM_MANUFACTURER_NO **36015310 **MM_MANUFACTURER **SCHELLING |  |  | 84835080 |  |  | Cleansed | PULLEY |  | BELT |  | IMA SCHELLING GROUP | OEM | 36015310 |  |  | DIAMETER |  | LENGTH |  | BORE DIAMETER |  | NUMBER OF GROOVES | [5 empty] | FOR MAIN BLADE LIFTING UNIT |  |  |  |  | Url Not Found |  |  |  | Production Completed
STP_008 | Data Enrichment | SCS | OK | 2023-07-03 | 11-07-2023 | SPC |  | 2023-07-14 |  | 406995 |  | 406995 | M | ZRSA | EN | 06 | [7 empty] | PC | 0¦0¦0 | 0 | KG | 0¦0¦0 | 0 | [5 empty] | M3¦NM3¦PC |  | Z002 | [10 empty] | Hihnapyörä pääterän noston sähkömoottoriin¦Hihnapyörä pääterän noston sähkömoottoriin |  | BELT PULLEY 09040203¦HIHNAPYÖRÄ 09040203 | BELT PULLEY 09040203¦BELT PULLEY 09040203 | MM_PROPERTY **BELT PULLEY **MM_MEASUREMENT1_VALUE1 **FOR MAIN BLADE LIFTING MOTOR **MM_TYPE **9040203 **MM_MANUFACTURER_NO **9040203 **MM_MANUFACTURER **SCHELLING |  |  | 84835080 |  |  | Cleansed | PULLEY |  | BELT |  | IMA SCHELLING GROUP | OEM | 09040203 |  |  | DIAMETER |  | LENGTH |  | BORE DIAMETER |  | NUMBER OF GROOVES | [5 empty] | FOR MAIN BLADE LIFTING MOTOR |  |  |  |  | Url Not Found |  |  |  | Production Completed
STP_008 | Data Enrichment | SMX | OK | 2023-07-10 | 2023-07-13 | PVJ |  | 2023-07-14 |  | 170083 |  | 170083 | M | ZRSA | EN | 06 | [7 empty] | PC | 0 | 0 | KG | 0 | 0 | [5 empty] | PC |  | Z002 | [12 empty] | KITTI MÄNTY 0,5 L | PINE PUTTY 0.5 L | MM_PROPERTIES **PINE PUTTY **MM_MEASURE1_VALUE1 **0.5L **MM_MANUFACTURER_NO **7220300 **MM_MANUFACTURER **STICK RILLA |  | 140101 | 32141010 |  |  | Cleansed | PUTTY |  | PINE |  |  |  | 7220300 |  |  | FORM |  | COLOUR |  | CONTAINER | 0,5L | [6 empty] | STICK RILLA |  |  |  |  | Url Not Found |  |  |  | Production Completed
STP_008 | Data Enrichment | NGB | OK | 2023-07-10 | 2023-07-13 | PVJ |  | 2023-07-14 |  | 164381 |  | 164381 | M | ZRSA | EN | 05 | [7 empty] | PC | 0 | 0 | KG | 0 | 0 | [5 empty] | PC |  | Z002 | [10 empty] | AHRWEICRYL FEINSPACHTEL RAPID |  | KITTI ACRYL 1,3 KG | PUTTY ACRYLIC 1.3 KG | MM_MANUFACTURER_NO **399750001 00501834 |  | 062301 | 38140090 |  |  | Cleansed | PUTTY | PAINT | ACRYLIC |  |  |  | 399750001 00501834 |  |  | FORM |  | COLOUR | [9 empty] | CONTAINER SIZE:1,3KG |  |  |  |  | URL Not Found |  |  |  | Production Completed
STP_008 | Data Enrichment | CIR | OK | 4/7/2023 | 11/7/2023 | PVJ |  | 2023-07-14 |  | 143328 |  | 143328 | M | ZRSA | EN | 06 | [7 empty] | PC | 0 | 0 | KG | 0 | 0 | [5 empty] | PC |  | Z002 | [12 empty] | LÄMMITYSVASTUS OSA3 L=250MM 1,5KW 400V | HEATING RESISTOR PART 3 L=250MM 1.5KW 400V | MM_PROPERTY **FOR BOTTOM FUNNEL **MM_MEASUREMENT1_VALUE1 **1.5KW **MM_MEASUREMENT2_VALUE2 **400V **MM_MANUFACTURER **ALSTOM FINLAND OY |  | 060711 | 85334010 |  |  | CLEANSED | RESISTOR | HEATING |  |  | ALSTOM FINLAND OY | NON-OEM |  |  |  | POWER | 1,5KW | VOLTAGE | 400V | POWER DENSITY, W/CM2 |  | IMMERSION LENGTH | 250 |  |  |  |  | FOR BOTTOM FUNNEL | [7 empty] | URL NOT Found | Production Completed
STP_008 | Data Enrichment | CIR | OK | 4/7/2023 | 11/7/2023 | PVJ |  | 2023-07-14 |  | 143329 |  | 143329 | M | ZRSA | EN | 06 | [7 empty] | PC | 0 | 0 | KG | 0 | 0 | [5 empty] | PC |  | Z002 | [12 empty] | LÄMMITYSVASTUS V1616088 | HEATING RESISTOR V1616088 | MM_CHARACTERISTIC **FOR SUPPORT ISOLATOR **MM_DIMENSION1_VALUE1 **1KW **MM_TYPE **V1616088 **MM_DIMENSION2_VALUE2 **400V **MM_MANUFACTURER **ALSTOM FINLAND OY |  | 060711 | 85334010 |  |  | CLEANSED | RESISTOR | HEATING |  |  | ALSTOM FINLAND OY | NON-OEM | V1616088 |  |  | POWER | 1KW | VOLTAGE | 400V | POWER DENSITY, W/CM2 |  | IMMERSION LENGTH | [5 empty] | FOR SUPPORT ISOLATOR | [7 empty] | URL NOT Found | Production Completed
STP_008 | Data Enrichment | NGB | OK | 2023-07-10 | 2023-07-13 | PVJ |  | 2023-07-14 |  | 165545 |  | 165545 | M | ZRSA | EN | 06 | [7 empty] | PC | 0 | 0 | KG | 0 | 0 | [5 empty] | PC |  | Z002 | [12 empty] | VASTUSISO R764941¦VASTUSISO R764941 YLÄPUOLINEN | RESISTOR R764941¦RESISTOR R764941 UPPER SIDE | MM_DRAWING **R764941 |  | 060757 |  |  |  | Cleansed | RESISTOR |  | UPPER SIDE | [6 empty] | RESISTANCE |  | POWER RATING |  | VOLTAGE RATING |  | TERMINAL TYPE |  | TOLERANCE |  | R764941 | [6 empty] | URL Not Found |  |  |  | Production Completed
STP_008 | Data Enrichment | NGB | OK | 2023-07-10 | 2023-07-13 | PVJ |  | 2023-07-14 |  | 165542 |  | 165542 | M | ZRSA | EN | 06 | [7 empty] | PC | 0 | 0 | KG | 0 | 0 | [5 empty] | PC |  | Z002 | [12 empty] | VASTUSISO R764968 YLÄPUOLINEN¦VASTUSISO R764968 ALAPUOLINEN | RESISTOR R764968 UPPER SIDE¦RESISTOR R764968 LOWER SIDE | MM_OMINAISUUS **ALAPUOLINEN **MM_LISAT_1 **50" JATKAMISLINJAT ALAPUOLIN 0.0000000000000000E+00 0.0000000000000000E+00 1 0.00000000000000E+00 0.000000000000000E+00 E+00 0.0000000000000000E+00 000000000000165542 MM_PIIRUSTUS 1 O 001 R76968 0.0000000000000000E+00 0.0000000000000000E+00 1 0.0000000000000000E+00 0.0000000000000000E+00 0.0000000000000000E+00 0000000000000165543 MM_ MITTA1_ARVO1 1 O 001 L=1318.5 0.0000000000000000E+00 0.0000000000000000E+00 1 0.0000000000000000E+00 0.0000000000000000E +00 0,0000000000000000E+00 000000000000165543 MM_LISAT_1 1 O 001 50"" ALAPUOLIN LINES |  | 060757 |  |  |  | Cleansed | RESISTOR |  | LOWER SIDE |  |  |  | R764968 |  |  | RESISTANCE |  | POWER RATING |  | VOLTAGE RATING |  | TERMINAL TYPE |  | TOLERANCE |  |  |  | CONTINUATION LINES |  |  |  |  | URL Not Found |  |  |  | Production Completed
STP_008 | Data Enrichment | NGB | OK | 2023-07-10 | 2023-07-13 | PVJ |  | 2023-07-14 |  | 165541 |  | 165541 | M | ZRSA | EN | 06 | [7 empty] | PC | 0 | 0 | KG | 0 | 0 | [5 empty] | PC |  | Z002 | [12 empty] | VASTUSK R764969 YLÄPUOLINEN | RESISTOR R764969 UPPER SIDE | MM_DRAWING **R76969 |  | 060757 |  |  |  | Cleansed | RESISTOR |  | UPPER SIDE | [6 empty] | RESISTANCE |  | POWER RATING |  | VOLTAGE RATING |  | TERMINAL TYPE |  | TOLERANCE |  | R76969 | [6 empty] | URL Not Found |  |  |  | Production Completed
STP_008 | Data Enrichment | SMX | OK | 2023-07-10 | 2023-07-13 | SPC |  | 2023-07-14 |  | 162252 |  | 162252 | M | ZRSA | EN | 06 | [7 empty] | PC | 0 | 0 | KG | 0 | 0 | [5 empty] | PC |  | Z002 | [12 empty] | PIDÄTINRENGAS SB-88 | RETAINER RING SB-88 | MM_TYPE **SB88 **MM_DRAWING **2024721 **MM_MANUFACTURER **RAUTE |  | 060753 | 90330090 |  |  | Enriched | RING | RETAINING |  |  | RAUTE | NON-OEM | SB-88 |  |  | NOMINAL DIAMETER | 88 | THICKNESS | 1,5 | DESIGNATION | [5 empty] | 2024721 | SPRING STEEL | [5 empty] | https://www.gandini.it/www/anelliarresto/index.cfm?fuseaction=frm&ctg=1&languageid=gb&idarticolo=SHyD8Q%3D%3D |  |  |  | Production Completed
STP_008 | Data Enrichment | SMX | OK | 2023-07-10 | 2023-07-13 | SPC |  | 2023-07-14 |  | 162399 |  | 162399 | M | ZRSA | EN | 06 | [7 empty] | PC | 0 | 0 | KG | 0 | 0 | [5 empty] | PC |  | Z002 | [12 empty] | PUHDISTUSRENGAS PP SCK | CLEANING RING PP SCK | MM_MANUFACTURER_NO **SW260110 **MM_MANUFACTURER **SWECO |  | 062207 | 84879090 |  |  | Cleansed | RING |  | CLEANING |  | SWECO | OEM | SW260110 |  |  | DIMENSIONS | [10 empty] | POLYPROPYLENE | SCK |  |  |  |  | Url Not Found |  |  |  | Production Completed
STP_008 | Data Enrichment | SMX | OK | 2023-07-10 | 2023-07-13 | SPC |  | 2023-07-14 |  | 163110 |  | 163110 | M | ZRSA | EN | 06 | [7 empty] | PC | 0 | 0 | KG | 0 | 0 | [5 empty] | PC |  | Z002 | [12 empty] | NIVELRENGAS R232623 | JOINT RING R232623 |  |  | 060753 | 84879090 |  |  | Cleansed | RING |  | JOINT |  |  |  | R232623 |  |  | DIMENSIONS | [16 empty] | Url Not Found |  |  |  | Production Completed
STP_008 | Data Enrichment | SMX | OK | 2023-07-10 | 2023-07-10 | SPC |  | 2023-07-14 |  | 163734 |  | 163734 | M | ZRSA | EN | 06 | [7 empty] | PC | 0 | 0 | KG | 0 | 0 | [5 empty] | PC |  | Z002 | [12 empty] | KORVAKE R537313 VASEN | EARRING R537313 LEFT | MM_TYPE **R537313 LEFT **MM_DRAWING **R537313 **MM_MANUFACTURER **RAUTE |  | 061490 | 84879090 |  |  | Cleansed | RING |  | LEFT EAR |  | RAUTE | NON-OEM |  |  |  | DIMENSIONS | [9 empty] | R537313 | [6 empty] | Url Not Found |  |  |  | Production Completed
STP_008 | Data Enrichment | SMX | OK | 2023-07-10 | 2023-07-10 | SPC |  | 2023-07-14 |  | 163735 |  | 163735 | M | ZRSA | EN | 06 | [7 empty] | PC | 0 | 0 | KG | 0 | 0 | [5 empty] | PC |  | Z002 | [12 empty] | KORVAKE R537312 OIKEA | EARRING R537312 RIGHT | MM_TYPE **R537312 RIGHT **MM_DRAWING **R537312 **MM_MANUFACTURER **RAUTE |  | 061490 | 84879090 |  |  | Cleansed | RING |  | RIGHT EAR |  | RAUTE | NON-OEM |  |  |  | DIMENSIONS | [9 empty] | R537312 | [6 empty] | Url Not Found |  |  |  | Production Completed
STP_008 | Data Enrichment | SMX | OK | 2023-07-10 | 2023-07-11 | SPC |  | 2023-07-14 |  | 164891 |  | 164891 | M | ZRSA | EN | 06 | [7 empty] | PC | 0 | 0 | KG | 0 | 0 | [5 empty] | PC |  | Z002 | [12 empty] | KIRISTYSRENGAS PKR 300 | CLAMPING RING PKR 300 | MM_TYPE **122126 **MM_MANUFACTURER **NOPON OY |  | 060758 | 84879090 |  |  | Cleansed | RING |  | CLAMPING |  | NOPON OY | OEM | PKR 300 |  |  | DIMENSIONS | [11 empty] | ALTERNATE MPN:122126 |  |  |  |  | Url Not Found |  |  |  | Production Completed
STP_008 | Data Enrichment | SMX | OK | 2023-07-10 | 2023-07-13 | SPC |  | 2023-07-14 |  | 164892 |  | 164892 | M | ZRSA | EN | 06 | [7 empty] | PC | 0 | 0 | KG | 0 | 0 | [5 empty] | PC |  | Z002 | [12 empty] | LIUKURENGAS PVR300 | SLIDING RING PVR300 | MM_TYPE **122127 **MM_MANUFACTURER **NOPON OY |  | 060758 | 84879090 |  |  | Cleansed | RING |  | SLIDING |  | NOPON OY | OEM | 122127 |  |  | DIMENSIONS | [11 empty] | ALTERNATE MPN:PVR300 |  |  |  |  | Url Not Found |  |  |  | Production Completed
STP_008 | Data Enrichment | SMX | OK | 2023-07-10 | 2023-07-10 | SPC |  | 2023-07-14 |  | 164917 |  | 164917 | M | ZRSA | EN | 06 | [7 empty] | PC | 0 | 0 | KG | 0 | 0 | [5 empty] | PC |  | Z002 | [12 empty] | KORVAKE R513138 | EARRING R513138 | MM_DRAWING **R513138 **MM_MANUFACTURER **RAUTE |  | 062090 | 84879090 |  |  | Cleansed | RING |  | EAR |  | RAUTE | NON-OEM |  |  |  | DIMENSIONS | [9 empty] | R513138 | [6 empty] | Url Not Found |  |  |  | Production Completed
STP_008 | Data Enrichment | SMX | OK | 2023-07-10 | 2023-07-10 | SPC |  | 2023-07-14 |  | 165433 |  | 165433 | M | ZRSA | EN | 06 | [7 empty] | PC | 0 | 0 | KG | 0 | 0 | [5 empty] | PC |  | Z002 | [12 empty] | KORVAKE 4R334617 | EARRING 4R334617 | MM_LISAT_1 **4-CUTTER **MM_DRAWING **4R334617 |  | 060753 | 84879090 |  |  | Cleansed | RING |  | EAR | [6 empty] | DIMENSIONS | [9 empty] | 4R334617 |  | FOR 4-CUTTER |  |  |  |  | Url Not Found |  |  |  | Production Completed
STP_008 | Data Enrichment | SMX | OK | 2023-07-10 | 2023-07-10 | SPC |  | 2023-07-14 |  | 166718 |  | 166718 | M | ZRSA | EN | 06 | [7 empty] | PC | 0 | 0 | KG | 0 | 0 | [5 empty] | PC |  | Z002 | [12 empty] | KORVAKE R631882 | EARRING R631882 | MM_LISAT_1 **5-LATHE **MM_DRAWING **R631882 |  | 060753 | 84879090 |  |  | Cleansed | RING |  | EAR | [6 empty] | DIMENSIONS | [9 empty] | R631882 |  | FOR 5-LATHE |  |  |  |  | Url Not Found |  |  |  | Production Completed
STP_008 | Data Enrichment | SMX | OK | 2023-07-10 | 2023-07-10 | SPC |  | 2023-07-14 |  | 166719 |  | 166719 | M | ZRSA | EN | 06 | [7 empty] | PC | 0 | 0 | KG | 0 | 0 | [5 empty] | PC |  | Z002 | [12 empty] | KORVAKE R631884 | EARRING R631884 | MM_LISAT_1 **5-LATHE **MM_DRAWING **R631884 |  | 060753 | 84879090 |  |  | Cleansed | RING |  | EAR | [6 empty] | DIMENSIONS | [9 empty] | R631884 |  | FOR 5-LATHE |  |  |  |  | Url Not Found |  |  |  | Production Completed
STP_008 | Data Enrichment | SMX | OK | 2023-07-10 | 2023-07-10 | SPC |  | 2023-07-14 |  | 166734 |  | 166734 | M | ZRSA | EN | 06 | [7 empty] | PC | 0 | 0 | KG | 0 | 0 | [5 empty] | PC |  | Z002 | [12 empty] | KORVAKE W293 | EARRING W293 | MM_TYPE **W293 **MM_MANUFACTURER_NO **R736649 **MM_MANUFACTURER **RAUTE |  | 060755 | 84879090 |  |  | Cleansed | RING |  | EAR |  | RAUTE | NON-OEM | R736649 |  |  | DIMENSIONS | [11 empty] | ALTERNATE MPN:W293 |  |  |  |  | Url Not Found |  |  |  | Production Completed
STP_008 | Data Enrichment | SMX | OK | 2023-07-10 | 2023-07-10 | SPC |  | 2023-07-14 |  | 166736 |  | 166736 | M | ZRSA | EN | 06 | [7 empty] | PC | 0 | 0 | KG | 0 | 0 | [5 empty] | PC |  | Z002 | [12 empty] | KORVAKE W292 | EARRING W292 | MM_TYPE **W292 **MM_MANUFACTURER **RAUTE |  | 060755 | 84879090 |  |  | Cleansed | RING |  | EAR |  | RAUTE | NON-OEM | W292 |  |  | DIMENSIONS | [16 empty] | Url Not Found |  |  |  | Production Completed
STP_008 | Data Enrichment | SMX | OK | 2023-07-10 | 2023-07-10 | SPC |  | 2023-07-14 |  | 166737 |  | 166737 | M | ZRSA | EN | 06 | [7 empty] | PC | 0 | 0 | KG | 0 | 0 | [5 empty] | PC |  | Z002 | [12 empty] | KORVAKE W291 | EARRING W291 | MM_TYPE **W291 **MM_MANUFACTURER_NO **R736647 **MM_MANUFACTURER **RAUTE |  | 060755 | 84879090 |  |  | Cleansed | RING |  | EAR |  | RAUTE | NON-OEM | R736647 |  |  | DIMENSIONS | [11 empty] | ALTERNATE MPN:W291 |  |  |  |  | Url Not Found |  |  |  | Production Completed
STP_008 | Data Enrichment | SMX | OK | 2023-07-10 | 2023-07-10 | SPC |  | 2023-07-14 |  | 166990 |  | 166990 | M | ZRSA | EN | 06 | [7 empty] | PC | 0 | 0 | KG | 0 | 0 | [5 empty] | PC |  | Z002 | [12 empty] | KORVAKE XS98 R830586 | EARRING XS98 R830586 | MM_TYPE **XS98 CYLINDER MOUNTING EAR **MM_MANUFACTURER_NO **R830586 **MM_MANUFACTURER **RAUTE |  | 060754 | 84879090 |  |  | Cleansed | RING |  | EAR |  | RAUTE | NON-OEM | R830586 |  |  | DIMENSIONS | [11 empty] | FOR XS98 CYLINDER MOUNTING |  |  |  |  | Url Not Found |  |  |  | Production Completed
STP_008 | Data Enrichment | SMX | OK | 2023-07-10 | 2023-07-10 | SPC |  | 2023-07-14 |  | 168117 |  | 168117 | M | ZRSA | EN | 06 | [7 empty] | PC | 0 | 0 | KG | 0 | 0 | [5 empty] | PC |  | Z002 | [12 empty] | KORVAKE R468749 | EARRING R468749 | MM_TYPE **R468749 **MM_LISAT_1 **HAPU HC ERROR CUTTER EAR **MM_DRAWING **R468749 **MM_MANUFACTURER **RAUTE |  | 060756 | 84879090 |  |  | Cleansed | RING |  | ERROR CUTTER EAR |  | RAUTE | NON-OEM | R468749 |  |  | DIMENSIONS | [9 empty] | R468749 |  | HAPU HC |  |  |  |  | Url Not Found |  |  |  | Production Completed
STP_008 | Data Enrichment | NGB | OK | 2023-07-06 | 2023-07-13 | SPC |  | 2023-07-14 |  | 152292 |  | 152292 | M | ZRSA | EN | 06 | [7 empty] | PC | 0 | 0 | KG | 0 | 0 | [5 empty] | PC |  | Z002 | [12 empty] | KYNSIRENGAS 63.51.203 POHJA | NAIL RING 63.51.203 BASE | MM_MANUFACTURER_NO **63.51.203 **MM_MANUFACTURER **SEPSON |  | 062207 | 84879090 |  |  | Cleansed | RING |  | NAIL |  | SEPSON | NON-OEM | 63.51.203 |  |  | DIMENSIONS | [11 empty] | BASE |  |  |  |  | URL Not Found |  |  |  | Production Completed
STP_008 | Data Enrichment | SFQ | OK | 2023-07-11 | 2023-07-13 | PVJ |  | 2023-07-14 |  | 192895 |  | 192895 | M | ZRSA | EN | 06 | [7 empty] | PC | 0 | 0 | KG | 0 | 0 | [5 empty] | PC | [14 empty] | NIITTI L=7,8 D-70851_8 - EI KÄYTÖSSÄ | RIVET L=7.8 D-70851_8 - NOT USED | MM_TYPE **L=7.8 D-70851_8 **MM_MANUFACTURER_NO **503645 |  | 050330 | 74152900 |  |  | Cleansed | RIVET |  |  |  |  | NON-OEM | 503645 | D-70851_8 |  | RIVET DIAMETER |  | RIVET LENGTH | 7,8 | GRIP RANGE | [12 empty] | URL Not Found |  |  |  | Production Completed
STP_008 | Data Enrichment | NEN | OK | 10-07-2023 | 10-07-2023 | PVJ |  | 2023-07-14 |  | 178442 |  | 178442 | M | ZRSA | EN | 06 | [7 empty] | PC | 0 | 0 | KG | 0 | 0 | [5 empty] | PC |  | Z002 | [12 empty] | RULLA 4000593 | ROLL 4000593 | MM_TYPE **ROLL **MM_INSERT_1 **TENSION UNIT **MM_MANUFACTURER_NO **4000593 **MM_DRAWING **4000545 **MM_MANUFACTURER **CROSS WRAP |  | 060763 | 84879090 |  |  | CLEANSED | ROLL |  | TENSION UNIT |  | CROSS WRAP OY | OEM | 4000593 |  |  | WIDTH |  | LENGTH |  | THICKNESS | [5 empty] | 4000545 | [6 empty] | URL NOT FOUND |  |  |  | Production Completed
STP_008 | Data Enrichment | NEN | OK | 10-07-2023 | 10-07-2023 | PVJ |  | 2023-07-14 |  | 178443 |  | 178443 | M | ZRSA | EN | 06 | [7 empty] | PC | 0 | 0 | KG | 0 | 0 | [5 empty] | PC |  | Z002 | [12 empty] | RULLA 4000597 | ROLL 4000597 | MM_LISAT_1 **TENSION UNIT **MM_MANUFACTURER_NO **4000597 **MM_DRAWING **4000545 **MM_MANUFACTURER **CROSS WRAP |  | 060763 | 84879090 |  |  | CLEANSED | ROLL |  | TENSION UNIT |  | CROSS WRAP OY | OEM | 4000597 |  |  | WIDTH |  | LENGTH |  | THICKNESS | [5 empty] | 4000545 | [6 empty] | URL NOT FOUND |  |  |  | Production Completed
STP_008 | Data Enrichment | CIR | OK | 11/7/2023 | 12/7/2023 | PVJ |  | 2023-07-14 |  | 189530 |  | 189530 | M | ZRSA | EN | 06 | [7 empty] | PC | 0 | 0 | KG | 0 | 0 | [5 empty] | PC |  | Z002 | [12 empty] | KOSKETUSSUOJA GV7-AC01 | TOUCH PROTECTOR GV7-AC01 | MM_FEATURE **TOUCH PROTECTOR **MM_TYPE **GV7-AC01 **MM_LISAT_2 **RAUTE NO. 2021113 |  | 061290 |  |  |  | CLEANSED | SHIELD |  |  |  | SCHNEIDER ELECTRIC | OEM | GV7-AC01 |  |  | SIZE | [11 empty] | TOUCH PROTECTOR,ALTERNATE MFR:RAUTE,ALTERNATE MPN:2021113 |  |  |  |  | https://www.se.com/in/en/product/GV7AC01/tesys-gv5-long-terminal-shields-ip40/ | https://in.element14.com/schneider-electric/gv7ac01/long-terminal-shield-starter-protector/dp/3409267 |  | Processed based on websource,conflict wrt input¦Commodity Code Not Found | Production Completed
STP_008 | Data Enrichment | CIR | OK | 4/7/2023 | 10/7/2023 | PVJ |  | 2023-07-14 |  | 143958 |  | 143958 | M | ZRSA | EN | 06 | [7 empty] | PC | 0 | 0 | KG | 0 | 0 | [5 empty] | PC |  | Z002 | [12 empty] | NAUHAN KESKITTÄJÄN OHJAIMEN SUOJAPELTI | TAPE CONCENTRATOR CONTROLLER PROTECTIVE SHIELD |  |  | 060760 | 39269060 |  |  | CLEANSED | SHIELD |  | PROTECTIVE | [6 empty] | SIZE | [11 empty] | TAPE CONCENTRATOR CONTROLLER | [7 empty] | URL NOT Found | Production Completed
STP_008 | Data Enrichment | NGB | OK | 2023-07-10 | 2023-07-10 | PVJ |  | 2023-07-14 |  | 165569 |  | 165569 | M | ZRSA | EN | 06 | [7 empty] | PC | 0 | 0 | KG | 0 | 0 | [5 empty] | PC |  | Z002 | [12 empty] | SAIPPUA KATRIN HANDWASH 1000ML 954007 | SOAP KATRIN HANDWASH 1000ML 954007 |  |  | 140401 | 34012090 |  |  | Cleansed | SOAP |  | HANDWASH |  | KATRIN | NON-OEM | 954007 |  |  | FORM | LIQUID | CONTAINER | 1000ML | [13 empty] | https://reinigungsbedarf-grosshandel.de/chemie/seife-patronen/267/katrin-handwash-liquid-soap-cremeseife-6x1l-954007 |  |  |  | Production Completed
STP_008 | Data Enrichment | NGB | OK | 2023-07-10 | 2023-07-10 | PVJ |  | 2023-07-14 |  | 165570 |  | 165570 | M | ZRSA | EN | 06 | [7 empty] | PC | 0 | 0 | KG | 0 | 0 | [5 empty] | PC |  | Z002 | [12 empty] | SAIPPUA KATRIN HANDWASH 500ML 954151 | SOAP KATRIN HANDWASH 500ML 954151 |  |  | 140401 | 34012090 |  |  | Cleansed | SOAP |  | HANDWASH |  | KATRIN | NON-OEM | 954151 |  |  | FORM | LIQUID | CONTAINER | 500ML | [13 empty] | https://www.katrincz.eu/tekuta-a-penova-mydla/mydlo-tekute-katrin-handwash--500-ml-954151/ |  |  |  | Production Completed
STP_008 | Data Enrichment | NGB | OK | 2023-07-10 | 2023-07-10 | PVJ |  | 2023-07-14 |  | 165571 |  | 165571 | M | ZRSA | EN | 06 | [7 empty] | PC | 0 | 0 | KG | 0 | 0 | [5 empty] | PC |  | Z002 | [12 empty] | SAIPPUA KATRIN HEAD&BODY 1000ML 954052 | SOAP KATRIN HEAD&BODY 1000ML 954052 |  |  | 140401 | 34012090 |  |  | Cleansed | SOAP |  | HEAD AND BODY |  | KATRIN | NON-OEM | 954052 |  |  | FORM | LIQUID | CONTAINER | 1000ML | [13 empty] | https://www.alpheios.be/fr/assortiment-belgie/marques/katrin/katrin-head-body-6-x-1-l-zid114604 |  |  |  | Production Completed
STP_008 | Data Enrichment | NGB | OK | 2023-07-10 | 2023-07-10 | PVJ |  | 2023-07-14 |  | 165572 |  | 165572 | M | ZRSA | EN | 06 | [7 empty] | PC | 0 | 0 | KG | 0 | 0 | [5 empty] | PC |  | Z002 | [12 empty] | SAIPPUA KATRIN HEAD&BODY 500ML 954205 | SOAP KATRIN HEAD&BODY 500ML 954205 |  |  | 140401 | 34012090 |  |  | Cleansed | SOAP |  | HEAD AND BODY |  | KATRIN | NON-OEM | 954205 |  |  | FORM | LIQUID | CONTAINER | 500ML | [13 empty] | https://www.katrincz.eu/tekuta-a-penova-mydla/mydlo-tekute-na-telo-a-vlasy-katrin-head--a--body--500-ml-954205/ |  |  |  | Production Completed
STP_008 | Data Enrichment | CIR | OK | 11/7/2023 | 13/7/2023 | PVJ |  | 2023-07-14 |  | 187413 |  | 187413 | M | ZRSA | EN | 06 | [7 empty] | PC | 0¦0 | 0 | KG | 0¦0 | 0 | [5 empty] | L¦PC |  | Z002 | [12 empty] | UX-MAKE UP S1018 800ML HITACHI | UX MAKE UP S1018 800ML HITACHI | MM_FEATURE **800ML **MM_TYPE **UX-MAKE UP S1018 **MM_LISAT_1 **CONSUMPTION: 1/3 WORKING **MM_MANUFACTURER **HITACHI **MM_LISAT_2 **2/3 COATING |  | 062301 |  |  |  | CLEANSED | SOLUTION |  |  |  | HITACHI | OEM | S1018 |  |  | CHEMICAL/TRADE NAME | MAKE-UP/HITACHI | CONTAINER | 800ML | [7 empty] | 2/3 COATING | UX,CONSUMPTION:1/3 WORKING |  |  |  |  | https://highmarksystems.com/product/s1018-makeup-solution/ |  |  | COMMODITY CODES NOT FOUND | Production Completed
STP_008 | Data Enrichment | NGB | OK | 2023-07-06 | 2023-07-13 | PVJ |  | 2023-07-14 |  | 152198 |  | 152198 | M | ZRSA | EN | 06 | [7 empty] | PC | 0 | 0 | KG | 0 | 0 | [5 empty] | PC |  | Z002 | [12 empty] | VÄLILEVY I52 4-1102829 | SPACER I52 4-1102829 | MM_TYPE **4-1102829 **MM_MANUFACTURER **RAUTE |  | 060890 | 84879090 |  |  | Cleansed | SPACER |  |  |  | RAUTE | NON-OEM | 4-1102829 |  |  | SIZE | [11 empty] | REF:I52 |  |  |  |  | URL Not Found |  |  |  | Production Completed
STP_008 | Data Enrichment | NEN | OK | 10-07-2023 | 10-07-2023 | PVJ |  | 2023-07-14 |  | 166511 |  | 166511 | M | ZRSA | EN | 06 | [7 empty] | PC | 0 | 0 | KG | 0 | 0 | [5 empty] | PC |  | Z002 | [12 empty] | VÄLIHOLKKI C-60-3008 | SPACER C-60-3008 | MM_TYPE **HANE PEELER **MM_MANUFACTURER_NO **C-60-3008 **MM_MANUFACTURER **VALON MACHINE |  | 060751 |  |  |  | CLEANSED | SPACER |  |  |  | VALON KONE | OEM | C-60-3008 |  |  | SIZE | [11 empty] | FOR HANE PEELER |  |  |  |  | URL NOT FOUND |  |  | Suitable commodity code not found | Production Completed
STP_008 | Data Enrichment | NEN | OK | 10-07-2023 | 12-07-2023 | PVJ |  | 2023-07-14 |  | 171823 |  | 171823 | M | ZRSA | EN | 06 | [7 empty] | PC | 0 | 0 | KG | 0 | 0 | [5 empty] | PC |  | Z002 | [12 empty] | VÄLIRENGASPARI (VK G-62-3021)¦ПРОМЕЖУТОЧНОЕ КОЛЬЦО (VK G-62-3021) | INTERMEDIATE TIRE SPACER (VK G-62-3021)¦PROМЕЖУТОЧНОЕ КОЛЬЦО (VK G-62-3021) |  |  | 060751 |  |  |  | CLEANSED | SPACER |  | INTERMEDIATE TIRE |  |  |  | VK G-62-3021 |  |  | SIZE | [16 empty] | URL NOT FOUND |  |  | Suitable commodity code not found | Production Completed
STP_008 | Data Enrichment | SMX | OK | 2023-07-10 | 2023-07-11 | SPC |  | 2023-07-14 |  | 161988 |  | 161988 | M | ZRSA | EN | 06 | [7 empty] | PC | 0 | 0 | KG | 0 | 0 | [5 empty] | PC |  | Z002 | [12 empty] | PYÖRITYSKARA+KOURA D75-300 R776131 | ROTATING SPINDLE+GRACK D75-300 R776131 | MM_TYPE **D75-300 **MM_LISAT_1 **BOW K4, PUNK V1&2 **MM_DRAWING **R776131 |  | 060753 | 84483300 |  |  | Cleansed | SPINDLE |  | ROTATING | [6 empty] | SIZE | D300/75 | [8 empty] | R776131 |  | WITH GRACK,BOW K4,PUNK V1 AND 2 |  |  |  |  | Url Not Found |  |  |  | Production Completed
STP_008 | Data Enrichment | SMX | OK | 2023-07-10 | 2023-07-11 | SPC |  | 2023-07-14 |  | 162284 |  | 162284 | M | ZRSA | EN | 06 | [7 empty] | PC | 0 | 0 | KG | 0 | 0 | [5 empty] | PC |  | Z002 | [12 empty] | PYÖRITYSKARA+KOURA D75-510 O+V R576937 | ROTATING SPINDLE+GRACK D75-510 O+V R576937 | MM_TYPE **D75-510 O+V R576937 **MM_LISAT_1 **SOL H, PUNKA K, SALMON **MM_DRAWING **R576937 |  | 060753 | 84483300 |  |  | Cleansed | SPINDLE |  | ROTATING | [6 empty] | SIZE | D510/75 | [10 empty] | WITH GRACK,SOL H,PUNKA K,SALMON |  |  |  |  | Url Not Found |  |  |  | Production Completed
STP_008 | Data Enrichment | SMX | OK | 2023-07-10 | 2023-07-11 | SPC |  | 2023-07-14 |  | 163924 |  | 163924 | M | ZRSA | EN | 06 | [7 empty] | PC | 0 | 0 | KG | 0 | 0 | [5 empty] | PC |  | Z002 | [12 empty] | PYÖRITYSKARA+KOURA D75-660 O+V R873601 | ROTATING SPINDLE+GRACK D75-660 O+V R873601 | MM_TYPE **D75-660 O+V **MM_DRAWING **R873601 |  | 060753 | 84483300 |  |  | Cleansed | SPINDLE |  | ROTATING | [6 empty] | SIZE | D660/75 | [8 empty] | R873601 |  | WITH GRACK |  |  |  |  | Url Not Found |  |  |  | Production Completed
STP_008 | Data Enrichment | SMX | OK | 2023-07-10 | 2023-07-11 | SPC |  | 2023-07-14 |  | 164441 |  | 164441 | M | ZRSA | EN | 06 | [7 empty] | PC | 0 | 0 | KG | 0 | 0 | [5 empty] | PC |  | Z002 | [12 empty] | ULKOKARA D125 R R831878 ETUPÄÄ | OUTER SPINDLE D125 R R831878 FRONT | MM_MEASUREMENT1_VALUE1 **D125 **MM_TYPE **RIGHT **MM_LISAT_1 **FRONT **MM_DRAWING **R831878 **MM_MANUFACTURER **RAUTE |  | 060753 | 84483300 |  |  | Cleansed | SPINDLE |  | FRONT RIGHT OUTER |  | RAUTE | NON-OEM |  |  |  | SIZE | D125 | [8 empty] | R831878 | [6 empty] | Url Not Found |  |  |  | Production Completed
STP_008 | Data Enrichment | SMX | OK | 2023-07-10 | 2023-07-11 | SPC |  | 2023-07-14 |  | 164442 |  | 164442 | M | ZRSA | EN | 06 | [7 empty] | PC | 0 | 0 | KG | 0 | 0 | [5 empty] | PC |  | Z002 | [12 empty] | ULKOKARA D125 L R831881 ETUPÄÄ | OUTER SPINDLE D125 L R831881 FRONT | MM_MEASUREMENT1_VALUE1 **D125 **MM_TYPE **LEFT **MM_DRAWING **3R831881 **MM_MANUFACTURER **RAUTE |  | 060753 | 84483300 |  |  | Cleansed | SPINDLE |  | FRONT LEFT OUTER |  | RAUTE | NON-OEM |  |  |  | SIZE | D125 | [8 empty] | 3R831881 | [6 empty] | Url Not Found |  |  |  | Production Completed
STP_008 | Data Enrichment | SMX | OK | 2023-07-10 | 2023-07-11 | SPC |  | 2023-07-14 |  | 164443 |  | 164443 | M | ZRSA | EN | 06 | [7 empty] | PC | 0 | 0 | KG | 0 | 0 | [5 empty] | PC |  | Z002 | [12 empty] | SISÄKARA D75 R R831983 ETUPÄÄ | INTERNAL SPINDLE D75 R R831983 FRONT | MM_MEASUREMENT1_VALUE1 **D75 **MM_TYPE **RIGHT **MM_DRAWING **R831983 **MM_MANUFACTURER **RAUTE |  | 060753 | 84483300 |  |  | Cleansed | SPINDLE |  | RIGHT FRONT INTERNAL |  | RAUTE | NON-OEM |  |  |  | SIZE | D75 | [8 empty] | R831983 | [6 empty] | Url Not Found |  |  |  | Production Completed
STP_008 | Data Enrichment | SMX | OK | 2023-07-10 | 2023-07-11 | SPC |  | 2023-07-14 |  | 164444 |  | 164444 | M | ZRSA | EN | 06 | [7 empty] | PC | 0 | 0 | KG | 0 | 0 | [5 empty] | PC |  | Z002 | [12 empty] | SISÄKARA D75 L R831984 ETUPÄÄ | INTERNAL SPINDLE D75 L R831984 FRONT | MM_MEASUREMENT1_VALUE1 **D75 **MM_TYPE **LEFT **MM_ADJUST_1 **SALMON, PUNKA KERTO **MM_DRAWING **R831984 **MM_MANUFACTURER **RAUTE |  | 060753 | 84483300 |  |  | Cleansed | SPINDLE |  | LEFT FRONT INTERNAL |  | RAUTE | NON-OEM |  |  |  | SIZE | D75 | [8 empty] | R831984 |  | SALMON,PUNKA KERTO |  |  |  |  | Url Not Found |  |  |  | Production Completed
STP_008 | Data Enrichment | SMX | OK | 2023-07-10 | 2023-07-11 | SPC |  | 2023-07-14 |  | 185447 |  | 185447 | M | ZRSA | EN | 06 | [7 empty] | PC | 0 | 0 | KG | 0 | 0 | [5 empty] | PC |  | Z002 | [12 empty] | ULKOKARA R939008 TAKAPÄÄ VASEN | OUTER SPINDLE R939008 REAR LEFT | MM_TYPE **OUTER SPINDLE R939008 REAR END LEFT **MM_MANUFACTURER_NO **R939008 **MM_DRAWING **R939008 **MM_MANUFACTURER **RAUTE OYJ |  | 060753 | 84483300 |  |  | Cleansed | SPINDLE |  | REAR END LEFT OUTER |  | RAUTE | NON-OEM |  |  |  | SIZE | [9 empty] | R939008 | [6 empty] | Url Not Found |  |  |  | Production Completed
STP_008 | Data Enrichment | SMX | OK | 2023-07-10 | 2023-07-11 | SPC |  | 2023-07-14 |  | 190010 |  | 190010 | M | ZRSA | EN | 06 | [7 empty] | PC | 0 | 0 | KG | 0 | 0 | [5 empty] | PC |  | Z002 | [12 empty] | PYÖRITYSKARA+KOURA D75 H117569 | ROTATING SPINDLE+GRACK D75 H117569 | MM_PROPERTY **ROTARY SPINDLE+GRAPPLE **MM_TYPE **D75 **MM_MANUFACTURER_NO **H117569 **MM_MANUFACTURER **RAUTE **MM_LISAT_2 **RAUTE NO. H117569 |  | 060753 | 84483300 |  |  | Cleansed | SPINDLE |  | ROTATING |  | RAUTE | NON-OEM | H117569 |  |  | SIZE | D75 | [10 empty] | WITH GRACK |  |  |  |  | Url Not Found |  |  |  | Production Completed
STP_008 | Data Enrichment | SMX | OK | 2023-07-10 | 2023-07-11 | SPC |  | 2023-07-14 |  | 190051 |  | 190051 | M | ZRSA | EN | 06 | [7 empty] | PC | 0 | 0 | KG | 0 | 0 | [5 empty] | PC |  | Z002 | [12 empty] | KARA PYÖRITYSKONEISTO R067491 | SPINDLE ROTATING MACHINERY R067491 | MM_PROPERTY **SPINDLE **MM_TYPE **ROTATING MACHINERY **MM_MANUFACTURER_NO **R067491 **MM_MANUFACTURER **RAUTE **MM_LISAT_2 **RAUTE NO. R067491 |  | 060753 | 84483300 |  |  | Cleansed | SPINDLE |  | ROTATING MACHINERY |  | RAUTE | NON-OEM | R067491 |  |  | SIZE | [16 empty] | Url Not Found |  |  |  | Production Completed
STP_008 | Data Enrichment | SMX | OK | 2023-07-10 | 2023-07-11 | SPC |  | 2023-07-14 |  | 407806 |  | 407806 | M | ZRSA | EN | 06 | [7 empty] | PC | 0¦0¦0 | 0 | KG | 0¦0¦0 | 0 | [5 empty] | M3¦NM3¦PC |  | Z002 | [12 empty] | INNER SPINDLE D60 L FRONT END 3V H025312¦SISÄKARA D60 L ETUPÄÄ 3V SORVIIN H025312 | INNER SPINDLE D60 L FRONT END 3V H025312 | MM_PROPERTY **SPINDLE **MM_TYPE **H025312 **MM_MANUFACTURER_NO **H025312 **MM_MANUFACTURER **RAUTE |  | 060753 | 84483300 |  |  | Cleansed | SPINDLE |  | INNER LEFT FRONT END |  | RAUTE | NON-OEM | H025312 |  |  | SIZE | D60 | [10 empty] | FOR 3V LATHE |  |  |  |  | Url Not Found |  |  |  | Production Completed
STP_008 | Data Enrichment | SMX | OK | 2023-07-10 | 2023-07-11 | SPC |  | 2023-07-14 |  | 407807 |  | 407807 | M | ZRSA | EN | 06 | [7 empty] | PC | 0¦0¦0 | 0 | KG | 0¦0¦0 | 0 | [5 empty] | M3¦NM3¦PC |  | Z002 | [12 empty] | OUTER SPINDLE D105 R FRONTEND 3V H025418¦ULKOKARA D105 R ETUPÄÄ 3V SORVI H025418 | OUTER SPINDLE D105 R FRONTEND 3V H025418¦OUTER SPINDLE D105 R FRONTEND 3V LATHE H025418 | MM_PROPERTY **SPINDLE **MM_TYPE **H025418 **MM_MANUFACTURER_NO **H025418 **MM_MANUFACTURER **RAUTE |  | 060753 | 84483300 |  |  | Cleansed | SPINDLE |  | FRONT END OUTER |  | RAUTE | NON-OEM | H025418 |  |  | SIZE | D105 | [10 empty] | FOR 3V LATHE |  |  |  |  | Url Not Found |  |  |  | Production Completed
STP_008 | Data Enrichment | SMX | OK | 2023-07-10 | 2023-07-11 | SPC |  | 2023-07-14 |  | 407808 |  | 407808 | M | ZRSA | EN | 06 | [7 empty] | PC | 0¦0¦0 | 0 | KG | 0¦0¦0 | 0 | [5 empty] | M3¦NM3¦PC |  | Z002 | [12 empty] | OUTER SPINDLE D105 L FRONTEND 3V H025417¦ULKOKARA D105 L ETUPÄÄ 3V SORVI H025417 | OUTER SPINDLE D105 L FRONTEND 3V H025417¦OUTER SPINDLE D105 L FRONTEND 3V LATHE H025417 | MM_PROPERTY **SPINDLE **MM_TYPE **H025417 **MM_MANUFACTURER_NO **H025417 **MM_MANUFACTURER **RAUTE |  | 060753 | 84483300 |  |  | Cleansed | SPINDLE |  | FRONT END OUTER |  | RAUTE | NON-OEM | H025417 |  |  | SIZE | D105 | [10 empty] | FOR 3V LATHE |  |  |  |  | Url Not Found |  |  |  | Production Completed
STP_008 | Data Enrichment | SMX | OK | 2023-07-10 | 2023-07-11 | SPC |  | 2023-07-14 |  | 409876 |  | 409876 | M | ZRSA | EN | 06 | [7 empty] | PC | 0¦0¦0 | 0 | KG | 0¦0¦0 | 0 | [5 empty] | M3¦NM3¦PC |  | Z002 | [12 empty] | INNER SPINDLE RIGHT BACK END R831985¦SISÄKARA OIKEA TAKAPÄÄ R831985 | INNER SPINDLE RIGHT BACK END R831985 | MM_FEATURE **SPINDLE **MM_TYPE **R831985 **MM_MANUFACTURER **RAUTE |  | 060753 | 84483300 |  |  | Cleansed | SPINDLE |  | INNER RIGHT BACK END |  | RAUTE | NON-OEM | R831985 |  |  | SIZE | [16 empty] | Url Not Found |  |  |  | Production Completed
STP_008 | Data Enrichment | SMX | OK | 2023-07-10 | 2023-07-11 | SPC |  | 2023-07-14 |  | 409877 |  | 409877 | M | ZRSA | EN | 06 | [7 empty] | PC | 0¦0¦0 | 0 | KG | 0¦0¦0 | 0 | [5 empty] | M3¦NM3¦PC |  | Z002 | [12 empty] | INNER SPINDLE LEFT BACK END R831986¦SISÄKARA VASEN TAKAPÄÄ R831986 | INNER SPINDLE LEFT BACK END R831986 | MM_FEATURE **SPINDLE **MM_TYPE **R831986 **MM_MANUFACTURER **RAUTE |  | 060753 | 84483300 |  |  | Cleansed | SPINDLE |  | INNER LEFT BACK END |  | RAUTE | NON-OEM | R831986 |  |  | SIZE | [16 empty] | Url Not Found |  |  |  | Production Completed
STP_008 | Data Enrichment | NGB | OK | 2023-07-06 | 2023-07-11 | SPC |  | 2023-07-14 |  | 152196 |  | 152196 | M | ZRSA | EN | 06 | [7 empty] | PC | 0 | 0 | KG | 0 | 0 | [5 empty] | PC |  | Z002 | [12 empty] | ULKOKARA R611787 | OUTER SPINDLE R611787 | MM_TYPE **R611787 **MM_DRAWING **R611787 **MM_MANUFACTURER **RAUTE |  | 060753 | 84483300 |  |  | Cleansed | SPINDLE |  | OUTER |  | RAUTE | NON-OEM |  |  |  | SIZE | [9 empty] | R611787 | [6 empty] | URL Not Found |  |  |  | Production Completed
STP_008 | Data Enrichment | SMX | OK | 2023-07-10 | 2023-07-13 | PVJ |  | 2023-07-14 |  | 162271 |  | 162271 | M | ZRSA | EN | 06 | [7 empty] | PC | 0 | 0 | KG | 0 | 0 | [5 empty] | PC |  | Z002 | [12 empty] | PEHMOKÄYNNISTIN 3RW3045-1AB14 | SOFT STARTER 3RW3045-1AB14 | MM_MANUFACTURER **SIEMENS |  | 061290 | 85118000 |  |  | Enriched | STARTER | AUTOMOTIVE | SOFT |  | SIEMENS | OEM | 3RW3045-1AB14 |  |  | POWER RATING | 37KW | VOLTAGE RATING | 400VAC | CURRENT RATING |  | TORQUE |  | TERMINAL TYPE | SCREW | [7 empty] | https://inverterdrive.com/file/Siemens-3RW3045-1AB14-Data-Sheet | https://mall.industry.siemens.com/mall/en/WW/Catalog/Product/3RW30451AB14 |  |  | Production Completed
STP_008 | Data Enrichment | BHJ | OK | 2023-07-11 | 2023-07-12 | PVJ |  | 2023-07-14 |  | 198871 |  | 198871 | M | ZRSA | EN | 06 | [7 empty] | PC | 0 | 0 | KG | 0 | 0 | [5 empty] | PC |  | Z002 | [12 empty] | SOFTSTARTER PSR45-600-70¦SUJUVKÄIVITI PSR45-600-70¦PEHMOKÄYNNISTIN PSR45-600-70 | SOFTSTARTER PSR45-600-70¦SOFT STARTER PSR45-600-70¦SOFT STARTER PSR45-600-70 | MM_FEATURE **SOFTSTARTER **MM_MEASUREMENT1_VALUE1 **IE: 45A **MM_TYPE **PSR45-600-70 **MM_MEASUREMENT2_VALUE2 **22KW **MM_MANUFACTURER_NO **1SFA896111R7000 **MM_MANUFACTURER **ABB |  |  | 85118000 |  |  | Enriched | STARTER |  | SOFT |  | ABB | OEM | 1SFA896111R7000 | PSR45-600-70 |  | SIZE | L54XW153XH187 | [10 empty] | CURRENT RATING:45A,POWER RATING:22KW | 7320500338346 |  |  |  | https://new.abb.com/products/1SFA896111R7000/psr45-600-70 |  |  |  | Production Completed
STP_008 | Data Enrichment | CIR | OK | 11/7/2023 | 13/7/2023 | PVJ |  | 2023-07-14 |  | 187326 |  | 187326 | M | ZRSA | EN | 06 | [7 empty] | PC | 0 | 0 | KG | 0 | 0 | [5 empty] | PC |  | Z002 | [12 empty] | PEHMOKÄYNNISTIN PSR12-600-70 | SOFT STARTER PSR12-600-70 | MM_MEASUREMENT1_VALUE1 **5.5KW **MM_TYPE **PSR12-600-70 **MM_LISAT_1 **6C001 **MM_MANUFACTURER_NO **1SFA896106R7000 **MM_MANUFACTURER **ABB **MM_LISAT_2 **1 |  | 061207 | 85118000 |  |  | ENRICHED | STARTER | AUTOMOTIVE | SOFT |  | ABB | OEM | 1SFA896106R7000 | PSR12-600-70 |  | POWER RATING | 5,5KW | VOLTAGE RATING | 600VAC | CURRENT RATING | 12A | TORQUE |  | TERMINAL TYPE | [8 empty] | https://in.rsdelivers.com/product/abb/1sfa896106r7000/abb-55-kw-soft-starter-600-v-ac-3-phase-ip20/0325479 |  |  |  | Production Completed
STP_008 | Data Enrichment | CIR | OK | 11/7/2023 | 13/7/2023 | PVJ |  | 2023-07-14 |  | 187642 |  | 187642 | M | ZRSA | EN | 06 | [7 empty] | PC | 0 | 0 | KG | 0 | 0 | [5 empty] | PC |  | Z002 | [12 empty] | PEHMOKÄYNNISTIN PSR12-600-70 | SOFT STARTER PSR12-600-70 | MM_MEASUREMENT1_VALUE1 **5.5KW **MM_TYPE **PSR12-600-70 **MM_LISAT_1 **6C001 **MM_MANUFACTURER_NO **1SFA896106R7000 **MM_MANUFACTURER **ABB **MM_LISAT_2 **1 |  | 061207 | 85118000 |  |  | ENRICHED | STARTER | AUTOMOTIVE | SOFT |  | ABB | OEM | 1SFA896106R7000 | PSR12-600-70 |  | POWER RATING | 5,5KW | VOLTAGE RATING | 600VAC | CURRENT RATING | 12A | TORQUE |  | TERMINAL TYPE | [8 empty] | https://in.rsdelivers.com/product/abb/1sfa896106r7000/abb-55-kw-soft-starter-600-v-ac-3-phase-ip20/0325479 |  |  |  | Production Completed
STP_008 | Data Enrichment | SFQ | OK | 2023-07-11 | 2023-07-13 | PVJ |  | 2023-07-14 |  | 192675 |  | 192675 | M | ZRSA | EN | 06 | [7 empty] | PC | 0 | 0 | KG | 0 | 0 | [5 empty] | PC |  | Z002 | [12 empty] | SOFT STARTER 3RW4047-2BB04¦PEHMOKÄYNNISTIN 3RW4047-2BB04 | SOFT STARTER 3RW4047-2BB04¦SOFT STARTER 3RW4047-2BB04 | MM_TYPE **3RW4047-2BB04 **MM_MANUFACTURER **SIEMENS **MM_LISAT_2 **HOLZMA NO: E114008392250 |  | 061205 | 85118000 |  |  | Enriched | STARTER |  | SOFT |  | SIEMENS | OEM | 3RW4047-2BB04 |  |  | SIZE | W70XH170XD190 | [10 empty] | CURRENT RATING:106A,POWER RATING:55KW | 4011209696556 |  |  |  | https://mall.industry.siemens.com/mall/en/WW/Catalog/Product/3RW4047-2BB04 | https://media.distributordatasolutions.com/siemensdi/2020q1/e7e0c93c4807b4da438cba83a9a849c7b2e3a294.pdf |  |  | Production Completed
STP_008 | Data Enrichment | SFQ | OK | 2023-07-11 | 2023-07-13 | PVJ |  | 2023-07-14 |  | 192326 |  | 192326 | M | ZRSA | EN | 06 | [7 empty] | PC | 0 | 0 | KG | 0 | 0 | [5 empty] | PC |  | Z002 | [12 empty] | SOFTST 145A iStart-145A-480V-230V-24V-3P¦PEHMOKÄYNN. iStart-145A-480V-230V-24V-3P | SOFTST 145A iStart-145A-480V-230V-24V-3P¦SOFT START. iStart-145A-480V-230V-24V-3P | MM_TYPE **ISTART-145A-480V-230V-24V-3P **MM_MANUFACTURER **SOLCON |  | 061290 | 85118000 |  |  | Enriched | STARTER |  | LOW VOLTAGE SOFT |  | SOLCON INDUSTRIES | OEM | ISTART-145A-480V-230V-24V-3P |  |  | SIZE | [11 empty] | CURRENT RATING:145A |  |  |  |  | https://automation.hitachi-industrial.eu/_Resources/Persistent/c/b/c/6/cbc6dd234e64d8ac8f60442b73e31f8e503301aa/iStart_brochure_A4_EN.pdf |  |  |  | Production Completed
STP_008 | Data Enrichment | SFQ | OK | 2023-07-11 | 2023-07-13 | PVJ |  | 2023-07-14 |  | 192327 |  | 192327 | M | ZRSA | EN | 06 | [7 empty] | PC | 0 | 0 | KG | 0 | 0 | [5 empty] | PC |  | Z002 | [12 empty] | SOFTST 310A iStart-310A-480V-230V-24V-3P¦PEHKOKÄYNN. iStart-310A-480V-230V-24V-3P | SOFTST 310A iStart-310A-480V-230V-24V-3P¦SOFT START. iStart-310A-480V-230V-24V-3P | MM_TYPE **ISTART-310A-480V-230V-24V-3P **MM_MANUFACTURER **SOLCON |  | 061290 | 85118000 |  |  | Enriched | STARTER |  | LOW VOLTAGE SOFT |  | SOLCON INDUSTRIES | OEM | ISTART-310A-480V-230V-24V-3P |  |  | SIZE | [11 empty] | CURRENT RATING:310A |  |  |  |  | https://automation.hitachi-industrial.eu/_Resources/Persistent/c/b/c/6/cbc6dd234e64d8ac8f60442b73e31f8e503301aa/iStart_brochure_A4_EN.pdf |  |  |  | Production Completed
STP_008 | Data Enrichment | BHJ | OK | 2023-07-11 | 2023-07-12 | PVJ |  | 2023-07-14 |  | 407459 |  | 407459 | M | ZRSA | EN | 06 | [7 empty] | PC | 0 | 0 | KG | 0 | 0 | [5 empty] | PC |  | Z002 | [12 empty] | INLET STRAINER 0,5 ULTRA(+) MAX/EM5000/G | INLET STRAINER 0.5 ULTRA(+) MAX/EM5000/G | MM_FEATURE **INLET STRAINER **MM_DIMENSION1_VALUE1 **0.5 **MM_TYPE **MAX/EM5000/G **MM_MANUFACTURER **GRACO **MM_TYPE2 **ULTRA(+) |  |  | 90330090 |  |  | Enriched | STRAINER |  | INLET |  | GRACO INC | OEM | 181073 | ULTRA(+)MAX/EM5000/G |  | MESH SIZE |  | PRESSURE CLASS/RATING |  | END CONNECTION |  | MESH MATERIAL |  | BODY MATERIAL |  |  |  | NOMINAL SIZE:1/2IN |  |  |  |  | https://www.ragfa.com/downloads/preislisten/2019/Graco_2019.pdf | https://www.sprayman.co.uk/product/inlet-strainer-1-2-ultra-max-em5000-gmax/ |  |  | Production Completed
STP_008 | Data Enrichment | SFQ | OK | 2023-07-11 | 2023-07-13 | PVJ |  | 2023-07-14 |  | 192243 |  | 192243 | M | ZRSA | EN | 06 | [7 empty] | PC | 0 | 0 | KG | 0 | 0 | [5 empty] | PC |  | Z002 | [12 empty] | STRIPPER 650/ST1000 30023555 | STRIPPER 650/ST1000 30023555 | MM_TYPE **650/ST1000 **MM_MANUFACTURER **BRUKS **MM_LISAT_2 **BRUKS NO: 30023555 |  | 060780 | 84879090 |  |  | Cleansed | STRIPPER |  |  |  | BRUKS | NON-OEM | 30023555 | 650/ST1000 |  | CAPACITY |  | SIZE |  | BLADE DETAILS | [12 empty] | URL Not Found |  |  |  | Production Completed
STP_008 | Data Enrichment | SFQ | OK | 2023-07-11 | 2023-07-13 | PVJ |  | 2023-07-14 |  | 192244 |  | 192244 | M | ZRSA | EN | 06 | [7 empty] | PC | 0 | 0 | KG | 0 | 0 | [5 empty] | PC |  | Z002 | [12 empty] | STRIPPER PLASTIC 5/70/951 30023554 | STRIPPER PLASTIC 5/70/951 30023554 | MM_TYPE **5/70/951 **MM_MANUFACTURER **BRUKS **MM_LISAT_2 **BRUKS NO: 30023554 |  | 060780 | 84879090 |  |  | Cleansed | STRIPPER |  |  |  | BRUKS | NON-OEM | 30023554 | 5/70/951 |  | CAPACITY |  | SIZE | 5X70X951 | BLADE DETAILS | [12 empty] | URL Not Found |  |  |  | Production Completed
STP_008 | Data Enrichment | CIR | OK | 4/7/2023 | 10/7/2023 | PVJ |  | 2023-07-14 |  | 143557 |  | 143557 | M | ZRSA | EN | 06 | [7 empty] | PC | 0 | 0 | KG | 0 | 0 | [5 empty] | PC |  | Z002 | [12 empty] | HUUHTELULAATTA | RINSING TILE | MM_FEATURE **SERVO |  | 060753 | 45041091 |  |  | CLEANSED | TILE |  | RINSING | [6 empty] | SIZE | [11 empty] | SERVO | [7 empty] | URL NOT Found | Production Completed
STP_008 | Data Enrichment | CIR | OK | 11/7/2023 | 13/7/2023 | PVJ |  | 2023-07-14 |  | 186854 |  | 186854 | M | ZRSA | EN | 06 | [7 empty] | PC | 0 | 0 | KG | 0 | 0 | [5 empty] | PC |  | Z002 | [12 empty] | SUUTIN P12-161 NOZZLE | NOZZLE P12-161 NOZZLE | MM_TYPE **P12-161 NOZZLE **MM_MANUFACTURER **RAUTE |  | 060782 | 69031000 |  |  | CLEANSED | TIP | NOZZLE |  |  | RAUTE | NON-OEM | P12-161 |  |  | INLET SIZE |  | OUTLET SIZE | [14 empty] | https://www.racknsell.com/product/productdetails/204301-esab-esab-pnm-nozzles-for-lpg-p-12364-inch |  |  | PARTIAL MATCH | Production Completed
STP_008 | Data Enrichment | CIR | OK | 4/7/2023 | 10/7/2023 | PVJ |  | 2023-07-14 |  | 143957 |  | 143957 | M | ZRSA | EN | 06 | [7 empty] | PC | 0 | 0 | 0 | 0 | 0 | [5 empty] | PC |  | Z002 | [12 empty] | NAUHAN KESKITTÄJÄN OHJAIMEN KÄRKI | TAPE CONCENTRATOR GUIDE TIP |  |  | 060760 |  |  |  | CLEANSED | TIP |  | GUIDE | [6 empty] | SIZE | [11 empty] | TAPE CONCENTRATOR | [7 empty] | URL Not Found¦COMMODITY CODES NOT FOUND | Production Completed
STP_008 | Data Enrichment | CIR | OK | 4/7/2023 | 11/7/2023 | PVJ |  | 2023-07-14 |  | 137795 |  | 137795 | M | ZRSA | EN | 06 | [7 empty] | PC | 0 | 0 | KG | 0 | 0 | [5 empty] | PC |  | Z002 | [12 empty] | RENGAS 212X50 POLYURETAANI | TIRE 212X50 POLYURETHANE | MM_MANUFACTURER_NO **0R503349 **MM_MANUFACTURER **RAUTE |  | 061702 | 40129020 |  |  | CLEANSED | TIRE |  |  |  | RAUTE | NON-OEM | 0R503349 |  |  | SIZE | 212X50 | LOAD CAPACITY | [8 empty] | POLYURETHANE | [8 empty] | URL NOT Found | Production Completed
STP_008 | Data Enrichment | CIR | OK | 4/7/2023 | 10/7/2023 | PVJ |  | 2023-07-14 |  | 143942 |  | 143942 | M | ZRSA | EN | 06 | [7 empty] | PC | 0 | 0 | KG | 0 | 0 | [5 empty] | PC |  | Z002 | [12 empty] | KUMIRENGAS D212/130X50 6502AA HYPALON | RUBBER TIRE D212/130X50 6502AA HYPALON | MM_MANUFACTURER_NO **0R503290 **MM_MANUFACTURER **RAUTE |  | 060760 | 40129020 |  |  | CLEANSED | TIRE |  |  |  | RAUTE | OEM | 0R503290 |  |  | SIZE | D212/130X50 | LOAD CAPACITY | [8 empty] | RUBBER,6502AA HYPALON | [8 empty] | URL NOT Found | Production Completed
STP_008 | Data Enrichment | NEN | OK | 10-07-2023 | 12-07-2023 | PVJ |  | 2023-07-14 |  | 166693 |  | 166693 | M | ZRSA | EN | 06 | [7 empty] | PC | 0 | 0 | KG | 0 | 0 | [5 empty] | PC |  | Z002 | [12 empty] | URARENGAS 65X75X12 AWC | GROOVED TIRE 65X75X12 AWC | MM_DIMENSION1_VALUE1 **65MM **MM_MATERIAL **AWC 800 **MM_TYPE **R22K 65X75X12 GH **MM_LISAT_1 **BIRCH HOT PRESS 3 **MM_DIMENSION2_VALUE2 **75MM **MM_DIMENSION3_VALUE3 **12MM **MM_MANUFACTURER_NO **R22K-0 65-7 **MM_MANUFACTURER **CHESTERTON **MM_LISAT_2 **FILLING CAGE |  | 061490 | 40129020 |  |  | CLEANSED | TIRE |  | GROOVED |  | A.W. CHESTERTON COMPANY | OEM | R22K-0 65-7 |  |  | SIZE | 65X75X12 | LOAD CAPACITY | [8 empty] | POLYURETHANE AWC 800 | FOR BIRCH HOT PRESS 3,FILLING CAGE |  |  |  |  | URL NOT FOUND |  |  |  | Production Completed
STP_008 | Data Enrichment | NEN | OK | 10-07-2023 | 12-07-2023 | PVJ |  | 2023-07-14 |  | 166695 |  | 166695 | M | ZRSA | EN | 06 | [7 empty] | PC | 0 | 0 | KG | 0 | 0 | [5 empty] | PC |  | Z002 | [12 empty] | PYYHKIJÄRENGAS 65X75X70X5,25 AWC | WIPER TIRE 65X75X70X5.25 AWC | MM_DIMENSION1_VALUE1 **65MM **MM_MATERIAL **AWC 800 **MM_TYPE **W21K 65X75X70X5.25 **MM_DIMENSION4_VALUE4 **5.25MM **MM_LIST_1 **BIRCH HEAT PRESS 3 **MM_DIMENSION2_VALUE2 **75MM **MM_DIMENSION3_VALUE3 **70MM ** MM_MANUFACTURER_NO **W21K-0 65-5 **MM_MANUFACTURER **CHESTERTON **MM_LISAT_2 **FILLING CAGE |  | 061490 | 40129020 |  |  | CLEANSED | TIRE |  | WIPER |  | A.W. CHESTERTON COMPANY | OEM | W21K-0 65-5 |  |  | SIZE | 65X75X70X5,25 | LOAD CAPACITY | [8 empty] | POLYURETHANE AWC 800 | FOR BIRCH HEAT PRESS 3,FILLING CAGE |  |  |  |  | URL NOT FOUND |  |  |  | Production Completed
STP_008 | Data Enrichment | NEN | OK | 10-07-2023 | 12-07-2023 | PVJ |  | 2023-07-14 |  | 167112 |  | 167112 | M | ZRSA | EN | 06 | [7 empty] | PC | 0 | 0 | KG | 0 | 0 | [5 empty] | PC |  | Z002 | [12 empty] | RENGAS G90 R903324 | TIRE G90 R903324 | MM_TYPE **G90 **MM_MANUFACTURER_NO **R903324 **MM_MANUFACTURER **RAUTE |  | 060755 | 40129020 |  |  | CLEANSED | TIRE |  |  |  | RAUTE | NON-OEM | R903324 |  |  | SIZE |  | LOAD CAPACITY | [9 empty] | TYPE:G90 |  |  |  |  | URL NOT FOUND |  |  |  | Production Completed
STP_008 | Data Enrichment | SMX | OK | 2023-07-06 | 2023-07-10 | PVJ |  | 2023-07-14 |  | 192229 |  | 192229 | M | ZRSA | EN | 06 | [7 empty] | PC | 0 | 0 | KG | 0 | 0 | [5 empty] | PC |  | Z002 | [12 empty] | KASTEPISTE- JA LÄMPÖTILALÄHETIN DMT340 | DEW POINT AND TEMPERATURE TRANSMITTER DMT340 | MM_TYPE **DMT340 **MM_MANUFACTURER_NO **6R0K1B121A1A001A2D6K0C0 |  | 060755 | 85181000 |  |  | Enriched | TRANSMITTER | TEMPERATURE | DEW POINT |  | VAISALA | OEM | DMT340 |  |  | MEASURING RANGE | -60-80C | ACCURACY | +/-2C | INPUT TYPE |  | OUTPUT TYPE | WLAN/LAN | CONNECTION TYPE |  |  |  | ALTERNATE MPN:6R0K1B121A1A001A2D6K0C0 |  |  |  |  | https://www.instrumart.com/assets/DMT340-Brochure.pdf |  |  | MFR UPDATED AS PER WEB SOURCE | Production Completed
STP_008 | Data Enrichment | SMX | OK | 2023-07-06 | 2023-07-10 | PVJ |  | 2023-07-14 |  | 194082 |  | 194082 | M | ZRSA | EN | 06 | [7 empty] | PC | 0 | 0 | KG | 0 | 0 | [5 empty] | PC |  | Z002 | [12 empty] | PHOTOCELL SUPPORT, TRANSMITTER H097203¦VALOKENNOTELINE,LÄHETIN H097203 | PHOTOCELL SUPPORT, TRANSMITTER H097203¦PHOTOCELL SUPPORT, TRANSMITTER H097203 | MM_MANUFACTURER_NO **H097203 **MM_MANUFACTURER **RAUTE **MM_LISAT_2 **RAUTE NO. H097203 |  | 061301 | 85181000 |  |  | Cleansed | TRANSMITTER |  | PHOTOCELL SUPPORT |  | RAUTE | NON-OEM | H097203 |  |  | MEASURING RANGE |  | ACCURACY |  | OUTPUT TYPE |  | INPUT RATING | [10 empty] | Url Not Found |  |  |  | Production Completed
STP_008 | Data Enrichment | SMX | OK | 2023-07-06 | 2023-07-10 | PVJ |  | 2023-07-14 |  | 198364 |  | 198364 | M | ZRSA | EN | 06 | [7 empty] | PC | 0 | 0 | KG | 0 | 0 | [5 empty] | PC |  | Z002 | [12 empty] | 5331A 2-wire programmable transmitter¦5331A 3B OHJELM.LÄMPÖTILALÄH. | 5331A 2-wire programmable transmitter¦5331A 3B PROGRAMMABLE TEMPERATURE TRANSMITTER | MM_TYPE **5331 A 3B **MM_MANUFACTURER_NO **40520369 **MM_MANUFACTURER **PR ELECTRONICS |  | 061290 | 85181000 |  |  | Enriched | TRANSMITTER |  | 2-WIRE PROGRAMMABLE |  | PR ELECTRONICS | OEM | 5331 A 3B |  |  | MEASURING RANGE |  | ACCURACY | 0,05% | OUTPUT TYPE | 4-20MA | INPUT RATING | -12-800MV,10MOHM |  |  |  |  | ALTERNATE MPN:40520369 |  |  |  |  | https://www.prelectronics.com/products/temperature-transmitters/5300/2-wire-programmable-transmitter-5331a/ | https://www.prelectronics.com/pdf/5331a-2197-us.pdf |  |  | Production Completed
STP_008 | Data Enrichment | SMX | OK | 2023-07-06 | 2023-07-10 | PVJ |  | 2023-07-14 |  | 407130 |  | 407130 | M | ZRSA | EN | 06 | [7 empty] | PC | 0.2 | 0.2 | KG | 0 | 0 | [5 empty] | PC |  | Z002 | [12 empty] | PRESS.TRANSMITTER DMP331 110-1602-1-3-1>¦RÕHU MÕÕTESEADE DMP331 110-1602-1-3-100> | PRESS.TRANSMITTER DMP331 110-1602-1-3-1>¦RÕHU MÕÕTESEADE DMP331 110-1602-1-3-100> | MM_FEATURE **PRESSURE TRANSMITTER **MM_MEASURE1_VALUE1 **0-16BAR **MM_TYPE **110-1602-1-3-100-F00-1-000 **MM_MEASURE2_VALUE2 **4-20MA **MM_MEASURE3_VALUE3 **G1/2B * *MM_MANUFACTURER_NO **110-1602-1-3-100-F00-1-000 **MM_MANUFACTURER **BD SENSORS |  | 061301 | 85181000 |  |  | Enriched | TRANSMITTER | PRESSURE | INDUSTRIAL |  | BD SENSORS | OEM | DMP331 110-1602-1-3-100-F00-1-000 |  |  | MEASURING RANGE | 0-16BAR | OUTPUT SIGNAL | 4-20MA | PROCESS CONNECTION | G1/2B | ACCURACY | 0,35% | SUPPLY VOLTAGE | 8-32VDC |  | STAINLESS STEEL | [5 empty] | https://www.insatechmarine.com/products/instrumentation/pressure/process-pressure/dmp-331/#product-info | https://www.bdsensors.de/fileadmin/user_upload/Download/Datenblaetter_datasheets/DB_DMP331_E.pdf |  | Part Number Formation | Production Completed
STP_008 | Data Enrichment | SMX | OK | 2023-07-06 | 2023-07-10 | PVJ |  | 2023-07-14 |  | 407651 |  | 407651 | M | ZRSA | EN | 06 | [7 empty] | PC | 0 | 0 | KG | 0 | 0 | [5 empty] | PC |  | Z002 | [12 empty] | PRESS.TRANSMITTER HDA 4745-A-400-000¦PAINELÄHETIN HDA 4745-A-400-000 | PRESS TRANSMITTER HDA 4745-A-400-000¦PRESSURE TRANSMITTER HDA 4745-A-400-000 | MM_FEATURE **PRESSURE TRANSMITTER **MM_MEASUREMENT1_VALUE1 **400BAR **MM_TYPE **HDA 4745-A-400-000 **MM_MEASUREMENT2_VALUE2 **4-20MA **MM_MEASUREMENT3_VALUE3 **G1/4 **MM_MANUFACTURER_NO **906393 **MM_MANUFACTURER * *HYDAC |  | 061301 | 85181000 |  |  | Enriched | TRANSMITTER | PRESSURE | ELECTRONIC |  | HYDAC | OEM | HDA 4745-A-400-000 |  |  | MEASURING RANGE | 400BAR | OUTPUT SIGNAL | 4-20MA | PROCESS CONNECTION | G1/4 | ACCURACY | +/-0,25% | SUPPLY VOLTAGE | 12-35VDC |  |  | ALTERNATE MPN:906393 |  |  |  |  | https://www.hydac-na.com/wp-content/uploads/HDA-4700-with-increased-functional-safety.pdf |  |  | Part Number Formation | Production Completed
STP_008 | Data Enrichment | SMX | OK | 2023-07-06 | 2023-07-10 | PVJ |  | 2023-07-14 |  | 408116 |  | 408116 | M | ZRSA | EN | 06 | [7 empty] | PC | 0 | 3.7 | KG | 0 | 0 | [5 empty] | PC |  | Z002 | [12 empty] | DP-TRANSMITTER 266MST.F.C.K.C.6.B.1-.V1>¦PAINE-EROLÄHETIN 266MST.F.C.K.C.6.B.1-.> | DP-TRANSMITTER 266MST.FCKC6.B.1-.V1>¦DIFFERENTIAL PRESSURE TRANSMITTER 266MST.FCKC6.B.1-.> | MM_PROPERTY **DIFF. PRESSURE TRANSMITTER **MM_MEASUREMENT1_VALUE1 **16MPA/160BAR/2320PSI **MM_TYPE **266MST.FCKC6.B.1-.V1.L5.C1 **MM_MEASUREMENT4_VALUE4 **47.66...9.08MBAR **MM_MEASUREMENT2_VALUE2 ** HART 4-20MA **MM_DIMENSION3_VALUE3 **1/4-18NPT **MM_MANUFACTURER_NO **266MST **MM_MANUFACTURER **ABB |  | 061301 | 85181000 |  |  | Enriched | TRANSMITTER | DIFF. PRESSURE |  |  | ABB | OEM | 266MST.FCKC6.B.1-.V1.L5.C1 |  |  | MEASURING RANGE | 47,66-9,08MBAR (16MPA/160BAR/2320PSI) | OUTPUT SIGNAL | HART 4-20MA | PROCESS CONNECTION | 1/4-18NPT | ACCURACY | 0,04% | SUPPLY VOLTAGE | 10,5-42VDC | [7 empty] | https://library.e.abb.com/public/1488fa17312e02ccc1257b0c00551171/DS_266MST_RST-EN-B-05_2011.pdf |  |  | Part Number Formation | Production Completed
STP_008 | Data Enrichment | SMX | OK | 2023-07-06 | 2023-07-10 | PVJ |  | 2023-07-14 |  | 408366 |  | 408366 | M | ZRSA | EN | 06 | [7 empty] | PC | 0 | 0.8 | KG | 0 | 0 | [5 empty] | PC |  | Z002 | [12 empty] | EC28DA TRANSMITTER¦EC28DA LÄHETIN | EC28DA TRANSMITTER¦EC28DA TRANSMITTER | MM_FEATURE **TRANSMITTER **MM_MEASUREMENT1_VALUE1 **18...30VDC **MM_TYPE **EC28DA **MM_MEASUREMENT2_VALUE2 **4...20MA **MM_MEASUREMENT3_VALUE3 **M16X1.5 **MM_MANUFACTURER_NO **EC28DA **MM_MANUFACTURER **GFG |  | 060767 | 85181000 |  |  | Enriched | TRANSMITTER |  | ELECTROCHEMICAL |  | GFG | OEM | EC28DA |  |  | MEASURING RANGE | 18-30VDC | ACCURACY |  | OUTPUT TYPE | 4-20MA | INPUT RATING | [5 empty] | PROCESS CONNECTION:M16X1.5 |  |  |  |  | https://www.gfgsafety.com/int/products/fixed-gas-detection-systems-transmitter/ec28da | http://robex.hu/uploads/files/EC28%20GfG%20Europe%20data%20sheet.pdf |  |  | Production Completed
STP_008 | Data Enrichment | SMX | OK | 2023-07-06 | 2023-07-10 | PVJ |  | 2023-07-14 |  | 410468 |  | 410468 | M | ZRSA | EN | 06 | [7 empty] | PC | 0¦0¦0 | 0 | KG | 0¦0¦0 | 0 | [5 empty] | M3¦NM3¦PC |  | Z002 | [12 empty] | ULTRASONIC TRANSMITTER PA6 21887¦ULTRAÄÄNILÄHETIN PA6 21887 | ULTRASONIC TRANSMITTER PA6 21887 | MM_PROPERTY **ULTRASONIC TRANSMITTER **MM_TYPE **21887 **MM_MANUFACTURER_NO **21887 **MM_MANUFACTURER **ELECTRONIC WOOD SYSTEMS GMBH |  | 060760 | 85181000 |  |  | Cleansed | TRANSMITTER |  | ULTRASONIC |  | ELECTRONIC WOOD SYSTEMS GMBH | OEM | PA6 21887 |  |  | MEASURING RANGE |  | ACCURACY |  | OUTPUT TYPE |  | INPUT RATING | [10 empty] | Url Not Found |  |  |  | Production Completed
STP_008 | Data Enrichment | SMX | OK | 2023-07-06 | 2023-07-10 | PVJ |  | 2023-07-14 |  | 411394 |  | 411394 | M | ZRSA | EN | 06 | [7 empty] | PC | 0¦0¦0 | 0 | KG | 0¦0¦0 | 0 | [5 empty] | M3¦NM3¦PC |  | Z002 | [12 empty] | PRESS.TRANSMITTER PT5500¦PAINELÄHETIN PT5500 | PRESS.TRANSMITTER PT5500¦PRESSURE TRANSMITTER PT5500 | MM_FEATURE **PRESSURE TRANSMITTER **MM_MEASURE1_VALUE1 **400BAR/40MPA/5800PSI **MM_TYPE **PT5500 **MM_MEASURE2_VALUE2 **ANALOG SIGNAL **MM_MEASURE3_VALUE3 **G1/4 **MM_MANUFACTURER_NO **NOT-0210 **MM_MANUFACTURER **IFM |  | 061301 | 85181000 |  |  | Enriched | TRANSMITTER | PRESSURE |  |  | IFM | OEM | PT5500 |  |  | MEASURING RANGE | 400BAR/40MPA/5800PSI | OUTPUT SIGNAL | ANALOG SIGNAL | PROCESS CONNECTION | G1/4 | ACCURACY | +/-0,05% | SUPPLY VOLTAGE | 8-32VDC |  |  | ALTERNATE MPN:NOT-0210 |  |  |  |  | https://www.ifm.com/in/en/product/PT5500 |  |  |  | Production Completed
STP_008 | Data Enrichment | SMX | OK | 2023-07-06 | 2023-07-10 | PVJ |  | 2023-07-14 |  | 411395 |  | 411395 | M | ZRSA | EN | 06 | [7 empty] | PC | 0¦0¦0 | 0 | KG | 0¦0¦0 | 0 | [5 empty] | M3¦NM3¦PC |  | Z002 | [12 empty] | PRESS.TRANSMITTER PT5404¦PAINELÄHETIN PT5404 | PRESS.TRANSMITTER PT5404¦PRESSURE TRANSMITTER PT5404 | MM_FEATURE **PRESSURE TRANSMITTER **MM_MEASURE1_VALUE1 **10BAR/1MPA/145PSI **MM_TYPE **PT5404 **MM_MEASURE2_VALUE2 **ANALOG SIGNAL **MM_MEASURE3_VALUE3 **G1/4 **MM_MANUFACTURER_NO **EI-0202 **MM_MANUFACTURER **IFM |  | 061301 | 85181000 |  |  | Enriched | TRANSMITTER | PRESSURE |  |  | IFM | OEM | PT5404 |  |  | MEASURING RANGE | 10BAR/1MPA/145PSI | OUTPUT SIGNAL | ANALOG SIGNAL | PROCESS CONNECTION | G1/4 | ACCURACY | +/-0,05% | SUPPLY VOLTAGE | 8,5-36VDC |  |  | ALTERNATE MPN:EI-0202 |  |  |  |  | https://www.ifm.com/in/en/product/PT5404 |  |  |  | Production Completed
STP_008 | Data Enrichment | CIR | OK | 4/7/2023 | 10/7/2023 | PVJ |  | 2023-07-14 |  | 143619 |  | 143619 | M | ZRSA | EN | 06 | [7 empty] | PC | 0 | 0 | KG | 0 | 0 | [5 empty] | PC |  | Z002 | [12 empty] | PAINELÄHETIN RC771B7097H | PRESSURE TRANSMITTER RC771B7097H | MM_FEATURE **SERVO FILTER BALL **MM_TYPE **RC771B7097H |  | 060753 |  |  |  | CLEANSED | TRANSMITTER | PRESSURE |  |  |  |  | RC771B7097H |  |  | MEASURING RANGE |  | OUTPUT SIGNAL |  | PROCESS CONNECTION |  | ACCURACY |  | SUPPLY VOLTAGE |  |  |  | SERVO FILTER BALL | [7 empty] | URL Not Found¦COMMODITY CODES NOT FOUND | Production Completed
STP_008 | Data Enrichment | CIR | OK | 11/7/2023 | 13/7/2023 | SYC |  | 2023-07-14 |  | 187179 |  | 187179 | M | ZRSA | EN | 06 | [7 empty] | PC | 0 | 0 | KG | 0 | 0 | [5 empty] | PC |  | Z002 | [12 empty] | PAINEENALENNUSPATRUUNA PVDA-LWN T-21A | PRESSURE REDUCING CARTRIDGE PVDA-LWN T-21A | MM_TYPE **PVDA-LWN T-21A **MM_MANUFACTURER_NO **PVDA-LWN |  | 061490 | 84818059 |  |  | ENRICHED | VALVE | RELIEF |  | ISO 4406 | SUN HYDRAULICS | OEM | PVDA-LWN T-21A |  |  | NOMINAL SIZE | 7/8IN | END CONNECTION |  | CONFIGURATION | 2-WAY | SET PRESSURE | 315BAR | PRESSURE CLASS/RATING |  |  | STEEL BODY,NBR SEAL | PRESSURE REDUCING CARTRIDGE |  |  |  |  | https://www.sunhydraulics.com/model/PVDA/LWN | https://www.hydraspecma.com/store/se/en/find/item/PVDA-LWN |  | MPN Updated as per web source | Production Completed
STP_008 | Data Enrichment | RMZ | OK | 2023-07-03 | 2023-07-10 | SYC |  | 2023-07-14 |  | 411680 |  | 411680 | M | ZRSA | EN | 06 | [7 empty] | PC | 0¦0¦0 | 0 | KG | 0¦0¦0 | 0 | [5 empty] | M3¦NM3¦PC |  | Z002 | [12 empty] | OPERATOR PANEL M-EYE¦KOSKETUSNÄYTTÖTIETOKONE M-EYE | OPERATOR PANEL M-EYE¦TOUCH SCREEN COMPUTER M-EYE | MM_PROPERTY **OPERATOR PANEL **MM_MANUFACTURER_NO **0001429962B_DA0000021 **MM_MANUFACTURER **SCM |  |  | 84813091 |  |  | Enriched | VALVE | CHECK | NON RETURN |  | SCM GROUP | OEM | 0001429962B |  |  | NOMINAL SIZE |  | END CONNECTION |  | END TO END DISTANCE |  | CONFIGURATION | [5 empty] | ALTERNATE MPN:DA0000021 |  |  |  |  | https://www.scmgroupspareparts.com/en/materiale-vario.html |  |  | Processed based on Websource, Conflict w.r.t Input | Production Completed
STP_008 | Data Enrichment | RMZ | OK | 2023-07-11 | 2023-07-13 | SYC |  | 2023-07-14 |  | 408070 |  | 408070 | M | ZRSA | EN | 06 | [7 empty] | PC | 0¦0¦0 | 0 | KG | 0¦0¦0 | 0 | [5 empty] | M3¦NM3¦PC |  | Z002 | [12 empty] | LOGIC ELEMENT DKHS-XHN, T-23A¦LOOGINEN ELEMENTTI DKHS-XHN, > | LOGIC ELEMENT DKHS-XHN, T-23A¦LOGIC ELEMENT DKHS-XHN, > | MM_PROPERTY **LOGIC ELEMENT **MM_MANUFACTURER_NO **DKHS-XHN, T-23A **MM_MANUFACTURER **SUN |  |  | 84818059 |  |  | Enriched | VALVE | PILOT | BALANCED POPPET LOGIC ELEMENT |  | SUN HYDRAULICS LLC | OEM | DKHS-XHN, T-23A |  |  | NOMINAL SIZE | 1 1/4IN | END CONNECTION |  | CONFIGURATION | NORMALLY CLOSED | FLOW RATING | 60GPM | PRESSURE CLASS/RATING | 5000PSI | [7 empty] | https://www.sunhydraulics.com/model/DKHS/XHN |  |  |  | Production Completed
STP_008 | Data Enrichment | RMZ | OK | 2023-07-11 | 2023-07-13 | SYC |  | 2023-07-14 |  | 408086 |  | 408086 | M | ZRSA | EN | 06 | [7 empty] | PC | 0¦0¦0 | 0 | KG | 0¦0¦0 | 0 | [5 empty] | M3¦NM3¦PC |  | Z002 | [12 empty] | FLOW REGULATOR FCV6-16-S-0-NV¦VIRTAUKSENSÄÄDIN FCV6-16-S-0-> | FLOW REGULATOR FCV6-16-S-0-NV¦FLOW REGULATOR FCV6-16-S-0-> | MM_PROPERTY **FLOW REGULATOR **MM_MANUFACTURER_NO **FCV6-16-S-0-NV **MM_MANUFACTURER **VICKERS |  | 060190 | 84818059 |  |  | Enriched | VALVE | NEEDLE | FLOW RESTRICTOR |  |  |  | FCV6-16-S-0-NV |  |  | NOMINAL DIAMETER DN | 16 | PRESSURE RATING PN | 210BAR | CONNECTION TYPE |  | CONFIGURATION |  | OPERATED |  |  |  | BRAND:VICKERS |  |  |  |  | https://www.appliedfluidpower.com/media/wysiwyg/PDFs/Eaton/Valves/FCV6-16.pdf |  |  |  | Production Completed
STP_008 | Data Enrichment | SFQ | OK | 2023-07-04 | 2023-07-10 | SYC |  | 2023-07-14 |  | 408045 |  | 408045 | M | ZRSA | EN | 06 | [7 empty] | PC | 0¦0¦0 | 0 | KG | 0¦0¦0 | 0 | [5 empty] | M3¦NM3¦PC |  | Z002 | [12 empty] | BLOCK VALVE BF4001321¦LUKKOVENTTIILI BF4001321 | BLOCK VALVE BF4001321¦LOCK VALVE BF4001321 | MM_PROPERTY **BLOCK VALVE **MM_MANUFACTURER_NO **BF4001321 **MM_MANUFACTURER **PMC HYDRAULICS |  | 060190 | 84818059 |  |  | Cleansed | VALVE |  | BLOCK |  | PMC HYDRAULICS | NON-OEM | BF4001321 |  |  | NOMINAL DIAMETER DN |  | PRESSURE RATING PN |  | CONNECTION TYPE |  | CONFIGURATION |  | OPERATED | [8 empty] | URL Not Found |  |  |  | Production Completed
STP_008 | Data Enrichment | SFQ | OK | 2023-07-04 | 2023-07-10 | SYC |  | 2023-07-14 |  | 407941 |  | 407941 | M | ZRSA | EN | 06 | [7 empty] | PC | 0¦0¦0 | 0 | KG | 0¦0¦0 | 0 | [5 empty] | M3¦NM3¦PC |  | Z002 | [12 empty] | CARTRIDGE VALVE CVU-25-SWD3-B >¦PATRUUNAVENTTIILI CVU-25-SWD3> | CARTRIDGE VALVE CVU-25-SWD3-B >¦CARTRIDGE VALVE CVU-25-SWD3> | MM_PROPERTY **CARTRIDGE VALVE **MM_MANUFACTURER_NO **CVU-25-SWD3-B29-L-10 **MM_MANUFACTURER **EATON |  | 060190 | 84818059 |  |  | Enriched | VALVE |  | CARTRIDGE | ISO 7368 | EATON | OEM | CVU-25-SWD3-B29-L-10 |  |  | NOMINAL DIAMETER DN | NG25 | PRESSURE RATING PN | 0,5BAR | CONNECTION TYPE | BSPF | CONFIGURATION |  | OPERATED | [8 empty] | https://www.eatonpowersource.com/products/configure/industrial-valves/details/870800/ | http://www.vickershydraulic.com/site1/pdfs/504300en0499a.pdf |  |  | Production Completed
STP_008 | Data Enrichment | SFQ | OK | 2023-07-04 | 2023-07-10 | SYC |  | 2023-07-14 |  | 408016 |  | 408016 | M | ZRSA | EN | 06 | [7 empty] | PC | 0¦0¦0 | 0 | KG | 0¦0¦0 | 0 | [5 empty] | M3¦NM3¦PC |  | Z002 | [12 empty] | CARTRIDGE VALVE N-CEE80K6BOT/ >¦PATRUUNAVENTTIILI N-CEE80K6BO> | CARTRIDGE VALVE N-CEE80K6BOT/ >¦CARTRIDGE VALVE N-CEE80K6BO> | MM_PROPERTY **CARTRIDGE VALVE **MM_MANUFACTURER_NO **N-CEE80K6BOT/KOB **MM_MANUFACTURER **MOOG |  | 060190 | 84818059 |  |  | Enriched | VALVE |  | DIRECTIONAL SLIP-IN CARTRIDGE | ISO 7368 | MOOG | OEM | N-CEE80K6BOT/KOB |  |  | NOMINAL DIAMETER DN | 80 | PRESSURE RATING PN | 2BAR | CONNECTION TYPE |  | CONFIGURATION | 2-WAY | OPERATED |  |  | NBR SEALS | [5 empty] | https://www.moog.com/content/dam/moog/literature/ICD/Moog-CartridgeValves-2way_Stard-Catalog-en.pdf |  |  |  | Production Completed
STP_008 | Data Enrichment | SFQ | OK | 2023-07-04 | 2023-07-10 | SYC |  | 2023-07-14 |  | 411291 |  | 411291 | M | ZRSA | EN | 06 | [7 empty] | PC | 0¦0¦0 | 0 | KG | 0¦0¦0 | 0 | [5 empty] | M3¦NM3¦PC |  | Z002 | [12 empty] | CATRIDGE VALVE DPS2-16-S-S-0-80¦PATRUUNAVENTTIILI DPS2-16-S-S-0-80 | CATRIDGE VALVE DPS2-16-SS-0-80¦CARTRIDGE VALVE DPS2-16-SS-0-80 | MM_FEATURE **CATRIDGE VALVE **MM_MEASUREMENT1_VALUE1 **189L/MIN **MM_TYPE **C**MM_MANUFACTURER **EATON |  | 061490 | 84818059 |  |  | Enriched | VALVE |  | DIFFERENTIAL PRESSURE SENSE |  | EATON | OEM | DPS2-16-SS-0-80 |  |  | NOMINAL DIAMETER DN | 16 | PRESSURE RATING PN |  | CONNECTION TYPE |  | CONFIGURATION |  | OPERATED |  |  | ALUMINUM HOUSING,BUNA N SEAL | CARTRIDGE,FLOW RATING:189L/MIN |  |  |  |  | https://www.appliedfluidpower.com/media/wysiwyg/PDFs/Eaton/Valves/DPS2-16.pdf |  |  |  | Production Completed
STP_008 | Data Enrichment | SFQ | OK | 2023-07-04 | 2023-07-10 | SYC |  | 2023-07-14 |  | 179451 |  | 179451 | M | ZRSA | EN | 06 | [7 empty] | PC | 0 | 0 | KG | 0 | 0 | [5 empty] | PC |  | Z002 | [10 empty] | MÄNTÄ 18401.02.45 6 KPL JOUSI 1825.05.012 20 KPL O-RENGAS NITRAL¦'1838.17.014 10 KPL O-RENGAS,VITON 1837.17.004 20 KPL' |  | DISPENSING VALVE 403.02.30 A DOPAG¦OSAPAKETTI VENT: 403.02.30A DOPAG | DISPENSING VALVE 403.02.30 A DOPAG¦PARTS PACKAGE VENT: 403.02.30A DOPAG | MM_TYPE **VALVE 403.02.30A DOPAG PART **MM_LISAT_1 **FINISHING SEAM BIRCH **MM_MANUFACTURER_NO **3009731 |  | 060756 | 84818059 |  |  | Cleansed | VALVE |  | DISPENSING |  | DOPAG DOSIERTECHNIK UND PNEUMATIK AG | OEM | 403.02.30A | 3009731 |  | NOMINAL DIAMETER DN |  | PRESSURE RATING PN |  | CONNECTION TYPE |  | CONFIGURATION |  | OPERATED |  |  |  | FINISHING SEAM BIRCH |  |  |  |  | URL Not Found |  |  |  | Production Completed
STP_008 | Data Enrichment | SFQ | OK | 2023-07-04 | 2023-07-10 | SYC |  | 2023-07-14 |  | 192613 |  | 192613 | M | ZRSA | EN | 06 | [7 empty] | PC | 0 | 0 | KG | 0 | 0 | [5 empty] | PC |  | Z002 | [12 empty] | HOLZMA VALVE ELEK. 3/2 0-10BAR 24VDC¦HOLZMA VALVE ELEK. 3/2 0-10 BAR 24 VDC | HOLZMA VALVE ELEC. 3/2 0-10BAR 24VDC¦HOLZMA VALVE ELEC. 3/2 0-10 BAR 24 VDC | MM_TYPE **3/2 0-10BAR 24VDC **MM_MANUFACTURER_NO **E114011040619 **MM_LISAT_2 **HOLZMA NO: E114011040619 |  | 061590 | 84818059 |  |  | Cleansed | VALVE |  | ELECTRIC |  | HOMAG GROUP | NON-OEM | E114011040619 |  |  | NOMINAL DIAMETER DN |  | PRESSURE RATING PN | 0-10BAR | CONNECTION TYPE |  | CONFIGURATION | 3/2-WAY | OPERATED |  |  |  | BRAND:HOLZMA,VOLTAGE RATING:24VDC |  |  |  |  | URL Not Found |  |  |  | Production Completed
STP_008 | Data Enrichment | SFQ | OK | 2023-07-04 | 2023-07-10 | SYC |  | 2023-07-14 |  | 192639 |  | 192639 | M | ZRSA | EN | 06 | [7 empty] | PC | 0 | 0 | KG | 0 | 0 | [5 empty] | PC |  | Z002 | [12 empty] | HYDR.VALVE 2-WEGE-SB190. F-35¦HYDR.VENTTIILI 2-WEGE-SB190. F-35 | HYDR.VALVE 2-WEGE-SB190. F-35¦HYDR.VALVE 2-WEGE-SB190. F-35 | MM_TYPE **2-WEGE-SB190. F-35 **MM_MEASUREMENT2_VALUE2 **R3/8 **MM_MANUFACTURER_NO **C **MM_LISAT_2 **HOLZMA NO: E114016040038 |  | 061490 | 84818059 |  |  | Cleansed | VALVE |  | HYDRAULIC |  | HOMAG GROUP | NON-OEM | 2-WEGE-SB190.F-35 | E114016040038 |  | NOMINAL DIAMETER DN | R3/8 | PRESSURE RATING PN |  | CONNECTION TYPE | BSPT | CONFIGURATION |  | OPERATED |  |  |  | BRAND:HOLZMA |  |  |  |  | URL Not Found |  |  |  | Production Completed
STP_008 | Data Enrichment | SFQ | OK | 2023-07-04 | 2023-07-10 | SYC |  | 2023-07-14 |  | 187437 |  | 187437 | M | ZRSA | EN | 06 | [7 empty] | PC | 0 | 0 | KG | 0 | 0 | [5 empty] | PC |  | Z002 | [12 empty] | KORVAUSILMAVENTTIILI HALTON 230V 50HZ | REPLACEMENT AIR VALVE HALTON 230V 50HZ | MM_DIMENSION1_VALUE1 **Slat 800X300 **MM_MATERIAL **24VAC/DC **MM_TYPE **REPLACEMENT AIR VALVE HALTON **MM_DIMENSION4_VALUE4 **50HZ **MM_LISAT_1 **HEAT RESISTANT **MM_DIMENSION2_VALUE2 **BELIMO SF24A-SR MOTOR **MM_DIMENSION3_VALUE3 **230V * *MM_MANUFACTURER_NO **3012052 **MM_MANUFACTURER **RAUTE |  | 060755 | 84818059 |  |  | Cleansed | VALVE |  | AIR |  | RAUTE | NON-OEM | 3012052 |  |  | NOMINAL DIAMETER DN |  | PRESSURE RATING PN |  | CONNECTION TYPE |  | CONFIGURATION |  | OPERATED | ACTUATOR |  |  | SLAT 800X300,VOLTAGE RATING:24VAC/DC,FREQUENCY RATING:50HZ,HEAT RESISTANT,BELIMO SF24A-SR MOTOR 230V,REPLACEMENT,ALTERNATE MFR:HALTON |  |  |  |  | URL Not Found |  |  |  | Production Completed
STP_008 | Data Enrichment | SFQ | OK | 2023-07-04 | 2023-07-11 | SYC |  | 2023-07-14 |  | 154856 |  | 154856 | M | ZRSA | EN | 06 | [7 empty] | PC | 0 | 0 | KG | 0 | 0 | [5 empty] | PC |  | Z002 | [12 empty] | LETKUNRIKKOVENTTIILI 3136 LB 4 G | HOSE BREAK VALVE 3136 LB 4 G | MM_TYPE **3136 LB 4G 160 L/MIN |  | 061490 | 84818059 |  |  | Cleansed | VALVE |  | HOSE BREAK |  |  | NON-OEM | 3136 LB 4G |  |  | NOMINAL DIAMETER DN |  | PRESSURE RATING PN |  | CONNECTION TYPE |  | CONFIGURATION |  | OPERATED |  |  |  | FLOW RATING:160L/MIN |  |  |  |  | URL Not Found |  |  |  | Production Completed
STP_008 | Data Enrichment | SFQ | OK | 2023-07-04 | 2023-07-10 | SYC |  | 2023-07-14 |  | 162530 |  | 162530 | M | ZRSA | EN | 06 | [7 empty] | PC | 0 | 0 | KG | 0 | 0 | [5 empty] | PC |  | Z002 | [12 empty] | NELITIEVENTTIILI DLV-042 SKF | FOUR WAY VALVE DLV-042 SKF | MM_LISAT_1 **HAPU DRYERS **MM_MANUFACTURER_NO **12386050 **MM_MANUFACTURER **SKF |  | 062108 | 84818059 |  |  | Cleansed | VALVE |  |  |  | SKF | NON-OEM | 12386050 | DLV-042 |  | NOMINAL DIAMETER DN |  | PRESSURE RATING PN |  | CONNECTION TYPE |  | CONFIGURATION | 4-WAY | OPERATED | [8 empty] | https://www.airlinehyd.com/product/SKF-12386050/1919964 |  |  | URL for Reference only | Production Completed
STP_008 | Data Enrichment | SFQ | OK | 2023-07-04 | 2023-07-10 | SYC |  | 2023-07-14 |  | 189575 |  | 189575 | M | ZRSA | EN | 06 | [7 empty] | PC | 0 | 0 | KG | 0 | 0 | [5 empty] | PC |  | Z002 | [12 empty] | PAINEENAL.VENTT PSHB-LEN | PRESSURE VALVE PSHB-LEN | MM_PROPERTIES **PRESSURE VENT **MM_MEASURE1_VALUE1 **7-28 BAR **MM_TYPE **PSHB-LEN **MM_LISAT_2 **RAUTE NO. 3003266 |  | 061490 | 84818059 |  |  | Cleansed | VALVE |  | PRESSURE VENT |  | RAUTE | NON-OEM | 3003266 | PSHB-LEN |  | NOMINAL DIAMETER DN |  | PRESSURE RATING PN | 7-28BAR | CONNECTION TYPE |  | CONFIGURATION |  | OPERATED | [8 empty] | URL Not Found |  |  |  | Production Completed
STP_008 | Data Enrichment | SFQ | OK | 2023-07-04 | 2023-07-10 | SYC |  | 2023-07-14 |  | 163641 |  | 163641 | M | ZRSA | EN | 06 | [7 empty] | PC | 0 | 0 | KG | 0 | 0 | [5 empty] | PC |  | Z002 | [12 empty] | PAINEENRAJOITUSVENTTIILI 0811145133 | PRESSURE LIMITING VALVE 0811145133 | MM_TYPE **811145133 **MM_LISAT_1 **BASE ENCLOSURE BRUKS **MM_MANUFACTURER **BOSCH |  | 061490 | 84814090 |  |  | Cleansed | VALVE |  | PRESSURE LIMITING |  | BOSCH REXROTH B.V. | OEM | 0811145133 |  |  | NOMINAL DIAMETER DN |  | PRESSURE RATING PN |  | CONNECTION TYPE |  | CONFIGURATION |  | OPERATED |  |  |  | BASE ENCLOSURE BRUKS |  |  |  |  | URL Not Found |  |  |  | Production Completed
STP_008 | Data Enrichment | SFQ | OK | 2023-07-04 | 2023-07-10 | SYC |  | 2023-07-14 |  | 143617 |  | 143617 | M | ZRSA | EN | 06 | [7 empty] | PC | 0 | 0 | KG | 0 | 0 | [5 empty] | PC |  | Z002 | [12 empty] | PAINEENRAJOITUSVENTTIILI SDAA-ABC-6-HL | PRESSURE LIMITING VALVE SDAA-ABC-6-HL | MM_TYPE **SDAA-ABC-6-HL **MM_MEASURE2_VALUE2 **5-65 BAR |  | 060753 | 84814090 |  |  | Cleansed | VALVE |  | PRESSURE LIMITING |  |  | NON-OEM | SDAA-ABC-6-HL |  |  | NOMINAL DIAMETER DN |  | PRESSURE RATING PN | 5-65BAR | CONNECTION TYPE |  | CONFIGURATION |  | OPERATED | [8 empty] | URL Not Found |  |  |  | Production Completed
STP_008 | Data Enrichment | SFQ | OK | 2023-07-04 | 2023-07-10 | SYC |  | 2023-07-14 |  | 138966 |  | 138966 | M | ZRSA | EN | 06 | [7 empty] | PC | 0 | 0 | KG | 0 | 0 | [5 empty] | PC |  | Z002 | [12 empty] | PATRUUNAVENTTIILI CVU-25-X-B19-W-125-10 | CARTRIDGE VALVE CVU-25-X-B19-W-125-10 | MM_TYPE **CVU-25-X-B19-W-125-10 **MM_MANUFACTURER **VICKERS |  | 061490 | 84818059 |  |  | Enriched | VALVE |  | SLIP IN CARTRIDGE | ISO 228/1 | EATON | OEM | CVU-25-X-B19-W-125-10 |  |  | NOMINAL DIAMETER DN | 25 | PRESSURE RATING PN | 315BAR | CONNECTION TYPE | BSPF | CONFIGURATION |  | OPERATED |  |  |  | BRAND:VICKERS |  |  |  |  | http://www.vickershydraulic.com/site1/pdfs/504300en0499a.pdf |  |  |  | Production Completed
STP_008 | Data Enrichment | SFQ | OK | 2023-07-04 | 2023-07-10 | SYC |  | 2023-07-14 |  | 140165 |  | 140165 | M | ZRSA | EN | 06 | [7 empty] | PC | 0 | 0 | KG | 0 | 0 | [5 empty] | PC |  | Z002 | [12 empty] | PI-VENTTIILI 340-053-000 3/2 | PI VALVE 340-053-000 3/2 | MM_TYPE **340-053-000 3/2 **MM_MANUFACTURER **MECMAN |  | 061590 | 84818059 |  |  | Cleansed | VALVE |  |  |  | MECMAN | OEM | 340-053-000 3/2 |  |  | NOMINAL DIAMETER DN |  | PRESSURE RATING PN |  | CONNECTION TYPE |  | CONFIGURATION | 3/2-WAY | OPERATED | [8 empty] | URL Not Found |  |  |  | Production Completed
STP_008 | Data Enrichment | SFQ | OK | 2023-07-04 | 2023-07-10 | SYC |  | 2023-07-14 |  | 140171 |  | 140171 | M | ZRSA | EN | 06 | [7 empty] | PC | 0 | 0 | KG | 0 | 0 | [5 empty] | PC |  | Z002 | [12 empty] | PI-VENTTIILI 4031200 5/2 R1/4 | PI VALVE 4031200 5/2 R1/4 | MM_TYPE **4031200 **MM_MANUFACTURER **HERION |  | 061590 | 84818059 |  |  | Cleansed | VALVE |  |  |  | HERION | OEM | 4031200 |  |  | NOMINAL DIAMETER DN | R1/4 | PRESSURE RATING PN |  | CONNECTION TYPE | BSPT | CONFIGURATION | 5/2-WAY | OPERATED | [8 empty] | http://cdn.norgren.com/pdf/en_5_3_450_40200_40300.pdf |  |  | URL for Reference only | Production Completed
STP_008 | Data Enrichment | SFQ | OK | 2023-07-04 | 2023-07-10 | SYC |  | 2023-07-14 |  | 408030 |  | 408030 | M | ZRSA | EN | 06 | [7 empty] | PC | 0¦0¦0 | 0 | KG | 0¦0¦0 | 0 | [5 empty] | M3¦NM3¦PC |  | Z002 | [12 empty] | PRESSURE REDUCING VALVE DGMX2 >¦PAINEENALENNUSVENTTIILI DGMX2> | PRESSURE REDUCING VALVE DGMX2 >¦PRESSURE REDUCING VALVE DGMX2> | MM_PROPERTY **PRESSURE REDUCING VALVE **MM_MANUFACTURER_NO **DGMX2-5-PP-GW-EB-30 **MM_MANUFACTURER **PMC HYDRAULICS |  | 060190 | 84818059 |  |  | Enriched | VALVE |  | PRESSURE REDUCING/RELIEVING |  | EATON | OEM | DGMX2-5-PP-GW-EB-30 |  |  | NOMINAL DIAMETER DN | G1/8 | PRESSURE RATING PN | 8,5-315BAR | CONNECTION TYPE | BSPP | CONFIGURATION |  | OPERATED | SCREW WITH LOCKNUT |  |  | BRAND:VICKERS,ALTERNATE MFR:PMC HYDRAULICS |  |  |  |  | http://www.vickershydraulic.com/site1/pdfs/649.pdf |  |  |  | Production Completed
STP_008 | Data Enrichment | SFQ | OK | 2023-07-04 | 2023-07-10 | SYC |  | 2023-07-14 |  | 408076 |  | 408076 | M | ZRSA | EN | 06 | [7 empty] | PC | 0¦0¦0 | 0 | KG | 0¦0¦0 | 0 | [5 empty] | M3¦NM3¦PC |  | Z002 | [12 empty] | PRESSURE REDUCING VALVE PBDB- >¦PAINEENALENNUSVENTTIILI PBDB-> | PRESSURE REDUCING VALVE PBDB- >¦PRESSURE REDUCING VALVE PBDB-> | MM_PROPERTY **PRESSURE REDUCING VALVE **MM_MANUFACTURER_NO **PBDB-LAN **MM_MANUFACTURER **SUN HYDRAULICS |  | 060190 | 84818059 |  |  | Enriched | VALVE |  | PRESSURE REDUCING |  | SUN HYDRAULICS LLC | OEM | PBDB-LAN |  |  | NOMINAL DIAMETER DN |  | PRESSURE RATING PN | 7-210BAR | CONNECTION TYPE |  | CONFIGURATION | 3 PORT | OPERATED | PILOT |  | BUNA N SEALS | [5 empty] | https://www.sunhydraulics.com/model/PBDB/LAN |  |  |  | Production Completed
STP_008 | Data Enrichment | SFQ | OK | 2023-07-04 | 2023-07-10 | SYC |  | 2023-07-14 |  | 408077 |  | 408077 | M | ZRSA | EN | 06 | [7 empty] | PC | 0¦0¦0 | 0 | KG | 0¦0¦0 | 0 | [5 empty] | M3¦NM3¦PC |  | Z002 | [12 empty] | PRESSURE REDUCING VALVE PBFB- >¦PAINEENALENNUSVENTTIILI PBFB-> | PRESSURE REDUCING VALVE PBFB- >¦PRESSURE REDUCING VALVE PBFB-> | MM_PROPERTY **PRESSURE REDUCING VALVE **MM_MANUFACTURER_NO **PBFB-LAN **MM_MANUFACTURER **SUN HYDRAULICS |  | 060190 | 84818059 |  |  | Enriched | VALVE |  | PRESSURE REDUCING |  | SUN HYDRAULICS LLC | OEM | PBFB-LAN |  |  | NOMINAL DIAMETER DN |  | PRESSURE RATING PN | 7-210BAR | CONNECTION TYPE |  | CONFIGURATION | 3 PORT | OPERATED | PILOT |  | BUNA N SEALS | [5 empty] | https://www.sunhydraulics.com/model/PBFB/LAN |  |  |  | Production Completed
STP_008 | Data Enrichment | SFQ | OK | 2023-07-04 | 2023-07-10 | SYC |  | 2023-07-14 |  | 192437 |  | 192437 | M | ZRSA | EN | 06 | [7 empty] | PC | 0 | 0 | KG | 0 | 0 | [5 empty] | PC |  | Z002 | [12 empty] | PRESSURE REGULATION VALVE VP5006BJ111H0¦SÄÄTÖVENTTIILI VP5006BJ111H0 | PRESSURE REGULATION VALVE VP5006BJ111H0¦REGULATION VALVE VP5006BJ111H0 | MM_TYPE **VP5006BJ111H0 **MM_MANUFACTURER_NO **145227 **MM_MANUFACTURER **NORGREN **MM_LISAT_2 **SCHELLING NO: 145227 |  | 060190 | 84818059 |  |  | Enriched | VALVE |  | PROPORTIONAL PRESSURE CONTROL |  | NORGREN | OEM | VP5006BJ111H0 |  |  | NOMINAL DIAMETER DN | G1/4 | PRESSURE RATING PN | 6BAR | CONNECTION TYPE | BSPP | CONFIGURATION | 3-WAY | OPERATED | AIR PILOT |  |  | TYPE:PRESSURE REGULATION,SCHELLING ALTERNATE MPN:145227 |  |  |  |  | https://cdn.norgren.com/pdf/en_6_6_030_VP50.pdf |  |  |  | Production Completed
STP_008 | Data Enrichment | SFQ | OK | 2023-07-04 | 2023-07-10 | SYC |  | 2023-07-14 |  | 412617 |  | 412617 | M | ZRSA | EN | 06 | [7 empty] | PC | 0¦0¦0 | 0 | KG | 0¦0¦0 | 0 | [5 empty] | M3¦NM3¦PC |  | Z002 | [12 empty] | QUICK EXHAUST VALVE VBQF-U-G18-Q6¦PIKAPOISTOVENTTIILI VBQF-U-G18-Q6 | QUICK EXHAUST VALVE VBQF-U-G18-Q6¦QUICK EXHAUST VALVE VBQF-U-G18-Q6 | MM_FEATURE **QUICK EXHAUST VALVE **MM_TYPE **VBQF-U-G18-Q6 **MM_MANUFACTURER_NO **547532 **MM_MANUFACTURER **FESTO |  | 061590 | 84818059 |  |  | Enriched | VALVE |  | QUICK EXHAUST |  | FESTO CORPORATION | OEM | 547532 | VBQF-U-G18-Q6 |  | NOMINAL DIAMETER DN | G1/8 | PRESSURE RATING PN | 0,5-10BAR | CONNECTION TYPE | BSPP | CONFIGURATION |  | OPERATED |  |  | DIE-CAST ALUMINUM/DIE-CAST ZINC HOUSING,NBR SEALS | [5 empty] | https://www.festo.com/us/en/a/download-document/datasheet/547532 |  |  |  | Production Completed
STP_008 | Data Enrichment | SFQ | OK | 2023-07-04 | 2023-07-10 | SYC |  | 2023-07-14 |  | 144301 |  | 144301 | M | ZRSA | EN | 06 | [7 empty] | PC | 0 | 0 | KG | 0 | 0 | [5 empty] | PC |  | Z002 | [12 empty] | RULLAVIPUVENTTIILI 111342 3/2 PXC-M 121 | ROLLER LEVER VALVE 111342 3/2 PXC-M 121 | MM_FEATURE **PXC-M 121 **MM_TYPE **111342 |  | 060756 | 84818059 | Enriched |  | Cleansed | VALVE |  | PNEUMATIC LIMIT SWITCH |  | PARKER HANNIFIN CORP | OEM | PXC-M 121 | 111342 |  | NOMINAL DIAMETER DN | 4 | PRESSURE RATING PN | 3-8BAR | CONNECTION TYPE | PUSH IN | CONFIGURATION | 3/2-WAY | OPERATED | NC | [7 empty] | https://ph.parker.com/in/en/pneumatic-limit-switches-process-valves-pxc-series | https://www.jjairsystems.co.uk/product/pxc-m121-3-2-nc-plastic-roller-85l-min/ |  | Processed based on Websource, Conflict w.r.t Input | Production Completed
STP_008 | Data Enrichment | SFQ | OK | 2023-07-04 | 2023-07-10 | SYC |  | 2023-07-14 |  | 166576 |  | 166576 | M | ZRSA | EN | 06 | [7 empty] | PC | 0 | 0 | KG | 0 | 0 | [5 empty] | PC |  | Z002 | [12 empty] | RULLAVIPUVENTTIILI RW-3-M5 FESTO | ROLLER LEVER VALVE RW-3-M5 FESTO | MM_TYPE **5835 ASK-02 **MM_MANUFACTURER_NO **4031 RW-3-M5 **MM_MANUFACTURER **FESTO |  | 060756 | 84818059 |  |  | Enriched | VALVE |  | SWIVEL LEVER |  | FESTO CORPORATION | OEM | 4031 | RW-3-M5 |  | NOMINAL DIAMETER DN | M5 | PRESSURE RATING PN | -0,95-8BAR | CONNECTION TYPE |  | CONFIGURATION | 3/2-WAY | OPERATED | DIRECT | [7 empty] | https://www.festo.com/us/en/a/download-document/datasheet/4031 |  |  | Processed based on Websource, Conflict w.r.t Input | Production Completed
STP_008 | Data Enrichment | SFQ | OK | 2023-07-04 | 2023-07-10 | SYC |  | 2023-07-14 |  | 400266 |  | 400266 | M | ZRSA | EN | 06 | [7 empty] | PC | 0¦0¦0 | 0 | KG | 0¦0¦0 | 0 | [5 empty] | M3¦NM3¦PC |  | Z002 | [12 empty] | SAFETY VALVE 66.2 2IN WITH THREADS¦VAROVENTTIILI 66.2 2IN KIERTEIN | SAFETY VALVE 66.2 2IN WITH THREADS¦SAFETY VALVE 66.2 2IN WITH THREADS | MM_PROPERTY **SAFETY VALVE **MM_DIMENSION1_VALUE1 **8 BAR **MM_TYPE **66.2 2 IN WITH THREADS **MM_MANUFACTURER_NO **006.100.00.00 **MM_MANUFACTURER **NIEZGODKA |  | 061490 | 84814010 |  |  | Enriched | VALVE |  | SPRING LOADED SAFETY |  | NIEZGODKA | OEM | 66.2 2 IN | 006.100.00.00 |  | NOMINAL DIAMETER DN | G2 | PRESSURE RATING PN | 8BAR | CONNECTION TYPE | BSPP | CONFIGURATION |  | OPERATED |  |  | 1.4571 INLET BODY,1.4301 BONNET PIPE | [5 empty] | https://www.niezgodka.de/portfolio_page/066-typ-66-safety-valve/?lang=en | https://www.niezgodka.de/wp-content/blogs.dir/sites/207/2017/03/typ-066-td.pdf |  |  | Production Completed
STP_008 | Data Enrichment | SFQ | OK | 2023-07-04 | 2023-07-10 | SYC |  | 2023-07-14 |  | 406923 |  | 406923 | M | ZRSA | EN | 06 | [7 empty] | PC | 0¦0¦0 | 0 | KG | 0¦0¦0 | 0 | [5 empty] | M3¦NM3¦PC |  | Z002 | [12 empty] | SAFETY VALVE FIG. 12.912-DN25/40 13B¦VAROVENTTIILI FIG. 12.912-DN25/40 13B | SAFETY VALVE FIG. 12.912-DN25/40 13B¦SAFETY VALVE FIG. 12.912-DN25/40 13B | MM_FEATURE **SAFETY VALVE **MM_MEASURE1_VALUE1 **13BAR **MM_TYPE **FIG. 12.912-DN25/40 13B **MM_MANUFACTURER_NO **002.361.15.00 **MM_MANUFACTURER **ARI ARMATUREN |  | 060784 | 84814010 |  |  | Enriched | VALVE |  | SPRING LOADED SAFETY |  | ARI-ARMATUREN | OEM | FIG. 12.912-DN25/40 13B |  |  | NOMINAL DIAMETER DN | DN25XDN40 | PRESSURE RATING PN | 13BAR | CONNECTION TYPE | FLANGED | CONFIGURATION |  | OPERATED | FULL LIFT |  | GREY CAST IRON EN-JL1040 | [5 empty] | https://www.ari-armaturen.com/_appl/files_tb/files/900005-2.pdf |  |  |  | Production Completed
STP_008 | Data Enrichment | SFQ | OK | 2023-07-04 | 2023-07-10 | SYC |  | 2023-07-14 |  | 408073 |  | 408073 | M | ZRSA | EN | 06 | [7 empty] | PC | 0¦0¦0 | 0 | KG | 0¦0¦0 | 0 | [5 empty] | M3¦NM3¦PC |  | Z002 | [12 empty] | SEQUENCE VALVE SCEB-LAN¦VAIHEITUSVENTTIILI SCEB-LAN | SEQUENCE VALVE SCEB-LAN¦SHIFT VALVE SCEB-LAN | MM_PROPERTY **SEQUENCE VALVE **MM_MANUFACTURER_NO **SCEB-LAN **MM_MANUFACTURER **SUN |  | 060190 | 84818059 |  |  | Enriched | VALVE |  | SEQUENCE |  | SUN HYDRAULICS LLC | OEM | SCEBLAN |  |  | NOMINAL DIAMETER DN |  | PRESSURE RATING PN | 5000PSI | CONNECTION TYPE |  | CONFIGURATION |  | OPERATED | DIRECT |  |  | TYPE:SHIFT |  |  |  |  | https://www.sunhydraulics.com/model/SCEB |  |  |  | Production Completed
STP_008 | Data Enrichment | SFQ | OK | 2023-07-04 | 2023-07-10 | SYC |  | 2023-07-14 |  | 411883 |  | 411883 | M | ZRSA | EN | 06 | [7 empty] | PC | 0¦0¦0 | 0 | KG | 0¦0¦0 | 0 | [5 empty] | M3¦NM3¦PC |  | Z002 | [12 empty] | SHUT-OFF VALVE 18R163008¦SULKUVENTTIILI 18R163008 | SHUT-OFF VALVE 18R163008¦SHUT-OFF VALVE 18R163008 | MM_TYPE **18R163008 **MM_MANUFACTURER **ROBATEC |  | 060756 | 84818059 |  |  | Cleansed | VALVE |  | SHUT-OFF |  | ROBATECH AG | NON-OEM | 18R163008 |  |  | NOMINAL DIAMETER DN |  | PRESSURE RATING PN |  | CONNECTION TYPE |  | CONFIGURATION |  | OPERATED | [8 empty] | URL Not Found |  |  |  | Production Completed
STP_008 | Data Enrichment | SFQ | OK | 2023-07-04 | 2023-07-10 | SYC |  | 2023-07-14 |  | 407930 |  | 407930 | M | ZRSA | EN | 06 | [7 empty] | PC | 0¦0¦0 | 0 | KG | 0¦0¦0 | 0 | [5 empty] | M3¦NM3¦PC |  | Z002 | [12 empty] | SHUT-OFF VALVE ART 45 ARES 3/ >¦SULKUVENTTIILI ART 45 ARES 3/> | SHUT-OFF VALVE ART 45 ARES 3/ >¦SHUT-OFF VALVE ART 45 ARES 3/> | MM_PROPERTY **SHUT-OFF VALVE **MM_MANUFACTURER_NO **ART 45 ARES 3/4" SK/SK **MM_MANUFACTURER **ARES |  | 060190 | 84818059 |  |  | Cleansed | VALVE |  | SHUT-OFF |  | ARES | NON-OEM | ART 45 ARES 3/4" SK/SK |  |  | NOMINAL DIAMETER DN |  | PRESSURE RATING PN |  | CONNECTION TYPE |  | CONFIGURATION |  | OPERATED | [8 empty] | URL Not Found |  |  |  | Production Completed
STP_008 | Data Enrichment | SFQ | OK | 2023-07-04 | 2023-07-10 | SYC |  | 2023-07-14 |  | 185761 |  | 185761 | M | ZRSA | EN | 06 | [7 empty] | PC | 0 | 0 | KG | 0 | 0 | [5 empty] | PC |  | Z002 | [12 empty] | SOFT START VALVE EAV5000-F10-5DZ-Q¦PEHMEÄKÄYN.VENTTIILI EAV5000-F10-5DZ-Q | SOFT START VALVE EAV5000-F10-5DZ-Q¦SOFT START VALVE EAV5000-F10-5DZ-Q | MM_TYPE **EAV5000-F10-5DZ-Q **MM_MANUFACTURER_NO **3012339 **MM_DRAWING **H008446 **MM_MANUFACTURER **RAUTE |  | 061590 | 84818059 |  |  | Enriched | VALVE |  | SOFT START-UP |  | SMC CORPORATION | OEM | EAV5000-F10-5DZ-Q |  |  | NOMINAL DIAMETER DN | 1IN | PRESSURE RATING PN | 0,2-1MPA | CONNECTION TYPE | RC | CONFIGURATION |  | OPERATED |  | H008446 |  | ALTERNATE MFR:ROUTE,ALTERNATE MPN:3012339 |  |  |  |  | https://www.smcpneumatics.com/AV5000-F10-5DZ-Q.html |  |  |  | Production Completed
STP_008 | Data Enrichment | SFQ | OK | 2023-07-04 | 2023-07-10 | SYC |  | 2023-07-14 |  | 144585 |  | 144585 | M | ZRSA | EN | 06 | [7 empty] | PC | 0 | 0 | KG | 0 | 0 | [5 empty] | PC |  | Z002 | [12 empty] | TERMOSTAATTIVENTTIILI AVTA 15G1/2 | THERMOSTAT VALVE AVTA 15G1/2 | MM_TYPE **AVTA 15 G1/2 **MM_MANUFACTURER **DANFOSS |  | 060759 | 84818059 |  |  | Enriched | VALVE |  | THERMOSTATIC OPERATED WATER |  | DANFOSS | OEM | AVTA 15G1/2 |  |  | NOMINAL DIAMETER DN | G1/2 | PRESSURE RATING PN | 16BAR | CONNECTION TYPE | BSPP | CONFIGURATION |  | OPERATED |  |  | BRASS BODY |  | 5702423048380 |  |  |  | https://store.danfoss.com/in/en/Climate-Solutions-for-cooling/Valves/Water-valves---thermostatically-and-pressure-controlled/Thermostatic-valves/Thermo-operated-water-valve%2C-AVTA-15%2C-G%2C-1-2/p/003N2114 |  |  |  | Production Completed
STP_008 | Data Enrichment | SFQ | OK | 2023-07-04 | 2023-07-10 | SYC |  | 2023-07-14 |  | 192629 |  | 192629 | M | ZRSA | EN | 06 | [7 empty] | PC | 0 | 0 | KG | 0 | 0 | [5 empty] | PC |  | Z002 | [12 empty] | THROTTLE STOP VALVE G1/4 D=8 | THROTTLE STOP VALVE G1/4 D=8 | MM_TYPE **G1/4 D=8 E114011041702 **MM_MANUFACTURER_NO **E114011041702 **MM_LISAT_2 **HOLZMA NO: E114011041702 |  | 061590 | 84818059 |  |  | Cleansed | VALVE |  | THROTTLE STOP |  | HOMAG GROUP | NON-OEM | E114011041702 |  |  | NOMINAL DIAMETER DN | G1/4 | PRESSURE RATING PN |  | CONNECTION TYPE | BSPP | CONFIGURATION |  | OPERATED |  |  |  | BRAND:HOLZMA |  |  |  |  | URL Not Found |  |  |  | Production Completed
STP_008 | Data Enrichment | SFQ | OK | 2023-07-04 | 2023-07-10 | SYC |  | 2023-07-14 |  | 192626 |  | 192626 | M | ZRSA | EN | 06 | [7 empty] | PC | 0 | 0 | KG | 0 | 0 | [5 empty] | PC |  | Z002 | [12 empty] | THROTTLE STOP VALVE G1/4 D=8 E1140110416¦THROTTLE STOP VAL G1/4 D=8 E114011041619 | THROTTLE STOP VALVE G1/4 D=8 E1140110416¦THROTTLE STOP VALVE G1/4 D=8 E114011041619 | MM_TYPE **G1/4 D=8 E114011041619 **MM_MANUFACTURER_NO **E114011041619 **MM_LISAT_2 **HOLZMA NO: E114011041619 |  | 061590 | 84818059 |  |  | Cleansed | VALVE |  | THROTTLE STOP |  | HOMAG GROUP | NON-OEM | E114011041619 |  |  | NOMINAL DIAMETER DN | G1/4 | PRESSURE RATING PN |  | CONNECTION TYPE | BSPP | CONFIGURATION |  | OPERATED |  |  |  | BRAND:HOLZMA |  |  |  |  | URL Not Found |  |  |  | Production Completed
STP_008 | Data Enrichment | SFQ | OK | 2023-07-04 | 2023-07-10 | SYC |  | 2023-07-14 |  | 192630 |  | 192630 | M | ZRSA | EN | 06 | [7 empty] | PC | 0 | 0 | KG | 0 | 0 | [5 empty] | PC |  | Z002 | [12 empty] | THROTTLE STOP VALVE G1/8 D=6 | THROTTLE STOP VALVE G1/8 D=6 | MM_TYPE **VALVE G1/8 D=6 E114011041718 **MM_MANUFACTURER_NO **E114011041718 **MM_LISAT_2 **HOLZMA NO: E114011041718 |  | 061590 | 84818059 |  |  | Cleansed | VALVE |  | THROTTLE STOP |  | HOMAG GROUP | NON-OEM | E114011041718 |  |  | NOMINAL DIAMETER DN | G1/8 | PRESSURE RATING PN |  | CONNECTION TYPE | BSPP | CONFIGURATION |  | OPERATED |  |  |  | BRAND:HOLZMA |  |  |  |  | URL Not Found |  |  |  | Production Completed
STP_008 | Data Enrichment | SFQ | OK | 2023-07-04 | 2023-07-10 | SYC |  | 2023-07-14 |  | 192640 |  | 192640 | M | ZRSA | EN | 06 | [7 empty] | PC | 0 | 0 | KG | 0 | 0 | [5 empty] | PC |  | Z002 | [12 empty] | THROTTLE VALVE VSV 1 M12X1,5 PMAX=320BAR¦VENTTIILI VSV 1 M12X1,5 PMAX=320BAR | THROTTLE VALVE VSV 1 M12X1.5 PMAX=320BAR¦VALVE VSV 1 M12X1.5 PMAX=320BAR | MM_TYPE **VSV 1 M12X1,5 PMAX=320BAR **MM_MEASURE2_VALUE2 **PMAX=320BAR **MM_MANUFACTURER_NO **E114016040075 **MM_LISAT_2 **HOLZMA NO: E114016040075 |  | 061490 | 84818059 |  |  | Cleansed | VALVE |  | THROTTLE |  | HOMAG GROUP | NON-OEM | E114016040075 | VSV 1 M12X1,5 PMAX 320BAR |  | NOMINAL DIAMETER DN |  | PRESSURE RATING PN | 320BAR | CONNECTION TYPE |  | CONFIGURATION |  | OPERATED |  |  |  | BRAND:HOLZMA,SIZE:M12X1,5 |  |  |  |  | URL Not Found |  |  |  | Production Completed
STP_008 | Data Enrichment | SFQ | OK | 2023-07-04 | 2023-07-11 | SYC |  | 2023-07-14 |  | 411411 |  | 411411 | M | ZRSA | EN | 06 | [7 empty] | PC | 0¦0¦0 | 0 | KG | 0¦0¦0 | 0 | [5 empty] | M3¦NM3¦PC |  | Z002 | [10 empty] | DN250 PN10 GG25 + 230VAC-3A¦CARLO GAVAZZI PS21L-PS11RT-T00100¦SOLENOID VALVE 5/2 230VAC¦G1/4 1¦DN250 PN10 GG25 + 230VAC-3A¦CARLO GAVAZZI PS21L-PS11RT-T00100¦SOLENOID VALVE 5/2 230VAC¦G1/4 1 |  | VALVE DN250 PN 10+ACTUATOR¦LEVYLUISTIVENT. DN250 PN10 + TOIM.LAITE | VALVE DN250 PN 10+ACTUATOR¦DISC SLIDE VENT. DN250 PN10 + OPERATING DEVICE | MM_FEATURE **VALVE WITH ACTUATOR **MM_DIMENSION1_VALUE1 **SOLENOID VALVE 52, 230VAC **MM_TYPE **DN250 PN10 GG25 + 230VAC-3A> **MM_DIMENSION2_VALUE2 **CARLO GAVAZZI PS21L-PS11RT-> **MM_DIMENSION3_VALUE3 **T00100 **MM_MANUFACTURER_NO **V1060 **MM_MANUFACTURER **JUKKOLA SYSTEMS |  | 060190 | 84818059 |  |  | Enriched | VALVE |  | DISC SLIDE VENT |  | JUKKOLA SYSTEMS | OEM | V1060 | DN250 PN10 GG25+230VAC-3A |  | NOMINAL DIAMETER DN | DN250 | PRESSURE RATING PN | PN10 | CONNECTION TYPE |  | CONFIGURATION |  | OPERATED | ACTUATOR |  | CAST IRON GR GG25 | WITH SOLENOID VALVE 52,230VAC-3A,CARLO GAVAZZI REF:PS21L-PS11RT,REF:T00100 |  |  |  |  | https://www.jukkolasystems.fi/assets/jukkola-systems-oy%2C-varastoitavat-pienj%C3%A4nnitemoottorit-2022.pdf |  |  | URL for Reference only | Production Completed
STP_008 | Data Enrichment | SFQ | OK | 2023-07-04 | 2023-07-11 | SYC |  | 2023-07-14 |  | 198835 |  | 198835 | M | ZRSA | EN | 06 | [7 empty] | PC | 0 | 0 | KG | 0 | 0 | [5 empty] | PC |  | Z002 | [12 empty] | VALVE HV10 1/8 MER-I 3/2 NC¦VENTIIL HV10 1/8 MER-I 3/2 NC¦VENTTIILI HV10 1/8 MER-I 3/2 NC | VALVE HV10 1/8 MER-I 3/2 NC¦VALVE HV10 1/8 MER-I 3/2 NC¦VALVE HV10 1/8 MER-I 3/2 NC | MM_PROPERTY **VALVE **MM_DIMENSION1_VALUE1 **NC **MM_TYPE **HV10 1/8 MER-I 3/2 NC **MM_DIMENSION2_VALUE2 **1/8"-3/2 **MM_MANUFACTURER_NO **PV1002-31-3200 * *MM_MANUFACTURER **HYDROSCAND **MM_TYPE2 **ROLLER CONTROL |  | 060190 | 84818059 |  |  | Enriched | VALVE |  | ROLLER CONTROL |  | HYDROSCAND | OEM | PV1002-31-3200 | HV10 1/8 MER-I 3/2 NC M |  | NOMINAL DIAMETER DN | 1/8IN | PRESSURE RATING PN | 10BAR | CONNECTION TYPE |  | CONFIGURATION | 3/2-WAY | OPERATED |  |  | ALUMINUM HOUSING | [5 empty] | https://www.hydroscand.ee/media/pdf/ee/Pneumaatika-2021.pdf |  |  |  | Production Completed
STP_008 | Data Enrichment | SFQ | OK | 2023-07-04 | 2023-07-11 | SYC |  | 2023-07-14 |  | 198836 |  | 198836 | M | ZRSA | EN | 06 | [7 empty] | PC | 0 | 0 | KG | 0 | 0 | [5 empty] | PC |  | Z002 | [12 empty] | VALVE HV10 1/8 MER-I 5/2 OO¦VENTIIL HV10 1/8 MER-I 5/2 OO¦VENTTIILI HV10 1/8 MER-I 5/2 OO | VALVE HV10 1/8 MER-I 5/2 OO¦VALVE HV10 1/8 MER-I 5/2 OO¦VALVE HV10 1/8 MER-I 5/2 OO | MM_PROPERTY **VALVE **MM_DIMENSION1_VALUE1 **OO **MM_TYPE **HV10 1/8 MER-I 5/2 OO **MM_DIMENSION2_VALUE2 **1/8"-5/2 **MM_MANUFACTURER_NO **PV1002-31-5220 * *MM_MANUFACTURER **HYDROSCAND **MM_TYPE2 **ROLLER CONTROL |  | 060190 | 84818059 |  |  | Enriched | VALVE |  | ROLLER CONTROL |  | HYDROSCAND | OEM | PV1002-31-5220 | HV10 1/8 MER-I 5/2 OO |  | NOMINAL DIAMETER DN | 1/8IN | PRESSURE RATING PN | 10BAR | CONNECTION TYPE |  | CONFIGURATION | 5/2-WAY | OPERATED |  |  | ALUMINUM HOUSING | [5 empty] | https://www.hydroscand.ee/media/pdf/ee/Pneumaatika-2021.pdf |  |  |  | Production Completed
STP_008 | Data Enrichment | SFQ | OK | 2023-07-04 | 2023-07-10 | SYC |  | 2023-07-14 |  | 198703 |  | 198703 | M | ZRSA | EN | 06 | [7 empty] | PC | 0 | 0 | KG | 0 | 0 | [5 empty] | PC |  | Z002 | [10 empty] | 2018175'¦'2018175' |  | VALVE SEU 1/2¦KLAPP SEU 1/2¦VENTTIILI SEU 1/2 | VALVE SEU 1/2¦VALVE SEU 1/2¦VALVE SEU 1/2 | MM_PROPERTIES **VALVE **MM_MEASUREMENT1_VALUE1 **QUICK-RELEASE **MM_TYPE **SEU 1/2 **MM_MANUFACTURER_NO **2018175 |  | 061590 | 84818059 |  |  | Enriched | VALVE |  | QUICK EXHAUST |  | FESTO CORPORATION | OEM | 6822 | SEU-1/2 |  | NOMINAL DIAMETER DN | G1/2 | PRESSURE RATING PN | 0,3-10BAR | CONNECTION TYPE | BSPP | CONFIGURATION | 2 PORT | OPERATED |  |  | DIE-CAST ALUMINUM HOUSING,NBR SEAL | [5 empty] | https://www.festo.com/hk/en/a/download-document/datasheet/6822 |  |  |  | Production Completed
STP_008 | Data Enrichment | SFQ | OK | 2023-07-04 | 2023-07-11 | SYC |  | 2023-07-14 |  | 409904 |  | 409904 | M | ZRSA | EN | 06 | [7 empty] | PC | 0¦0¦0 | 0 | KG | 0¦0¦0 | 0 | [5 empty] | M3¦NM3¦PC |  | Z002 | [12 empty] | VALVE TERMINAL DNR0313245¦VENTTIILITERMINAALI DNR0313245 | VALVE TERMINAL DNR0313245¦VALVE TERMINAL DNR0313245 | MM_FEATURE **VALVE TERMINAL **MM_TYPE **50E-F13GEQPEXEXEXEX-SE- **MM_MANUFACTURER_NO **DNR0313245 **MM_MANUFACTURER **FESTO **MM_TYPE2 **ME+HUGS 44P-RY-KSMX-6BU-12O+U |  | 061590 | 84818059 |  |  | Cleansed | VALVE |  | TERMINAL |  | FESTO CORPORATION | OEM | DNR0313245 | 50E-F13GEQPEXEXEXEX-SE |  | NOMINAL DIAMETER DN |  | PRESSURE RATING PN |  | CONNECTION TYPE |  | CONFIGURATION |  | OPERATED |  |  |  | ALTERNATE MPN:ME+HUGS 44P-RY-KSMX-6BU-12O+U |  |  |  |  | URL Not Found |  |  |  | Production Completed
STP_008 | Data Enrichment | SFQ | OK | 2023-07-04 | 2023-07-10 | SYC |  | 2023-07-14 |  | 150192 |  | 150192 | M | ZRSA | EN | 06 | [7 empty] | PC | 0 | 0 | KG | 0 | 0 | [5 empty] | PC |  | Z002 | [12 empty] | VAROVENTTIILI DN40PN25/40 AV.P22,5B ARI | SAFETY VALVE DN40PN25/40 AV.P22,5B ARI | MM_TYPE **1IN-1 1/2IN **MM_MANUFACTURER **OY KONWELL AB |  | 061902 | 84814090 |  |  | Cleansed | VALVE |  | SAFETY |  | ARI-ARMATUREN | OEM | DN40PN25/40 AV.P22 |  |  | NOMINAL DIAMETER DN | DN40 | PRESSURE RATING PN | PN25/40 | CONNECTION TYPE |  | CONFIGURATION |  | OPERATED |  |  |  | ALTERNATE MFR:OY KONWELL AB,ALTERNATE MPN:1IN-1 1/2IN |  |  |  |  | URL Not Found |  |  |  | Production Completed
STP_008 | Data Enrichment | SFQ | OK | 2023-07-04 | 2023-07-10 | SYC |  | 2023-07-14 |  | 150194 |  | 150194 | M | ZRSA | EN | 06 | [7 empty] | PC | 0 | 0 | KG | 0 | 0 | [5 empty] | PC |  | Z002 | [12 empty] | VAROVENTTIILI FIG.35.912-DN25 ARI | SAFETY VALVE FIG.35.912-DN25 ARI | MM_TYPE **1IN-1 1/2IN /40PN40-AVP-16B **MM_MANUFACTURER **OY KONWELL AB |  | 060784 | 84814010 |  |  | Enriched | VALVE |  | FULL LIFT SAFETY |  | ARI-ARMATUREN | OEM | FIG.35.912-DN25 |  |  | NOMINAL DIAMETER DN | DN25 | PRESSURE RATING PN | PN40/16 | CONNECTION TYPE | FLANGED | CONFIGURATION |  | OPERATED | SPRING LOADED |  | CARBON STEEL 1.0619+N | [5 empty] | https://www.ari-armaturen.com/_appl/files_tb/files/900005-2.pdf |  |  |  | Production Completed
STP_008 | Data Enrichment | SFQ | OK | 2023-07-04 | 2023-07-11 | SYC |  | 2023-07-14 |  | 175233 |  | 175233 | M | ZRSA | EN | 06 | [7 empty] | PC | 0 | 0 | KG | 0 | 0 | [5 empty] | PC |  | Z002 | [12 empty] | VENTTIILI ZDR 6 DA2-4X/150YM R900410849¦КЛАПАН ZDR 6 DA2-4X/150YM R900410849 | VENTTIILI ZDR 6 DA2-4X/150YM R900410849¦VALVE ZDR 6 DA2-4X/150YM R900410849 |  |  | 061490 | 84818059 |  |  | Enriched | VALVE |  | PRESSURE REDUCING |  | BOSCH REXROTH B.V. | OEM | R900410849 | ZDR 6 DA2-4X/150YM |  | NOMINAL DIAMETER DN | 6 | PRESSURE RATING PN | 315BAR | CONNECTION TYPE | SANDWICH PLATE | CONFIGURATION | 4/2-WAY | OPERATED |  |  | NBR SEALS | [5 empty] | https://store.boschrexroth.com/Hydraulics/Valves/Pressure-valves/Pressure-relief/PRESSURE-REDVALVE-INTERMEDIATE-PLATE_R900410849?cclcl=en_BG | https://www.techspan.co.nz/wp-content/uploads/press-red-Rexroth-NG6.pdf |  |  | Production Completed
STP_008 | Data Enrichment | SFQ | OK | 2023-07-04 | 2023-07-10 | SYC |  | 2023-07-14 |  | 407961 |  | 407961 | M | ZRSA | EN | 06 | [7 empty] | PC | 0¦0¦0 | 0 | KG | 0¦0¦0 | 0 | [5 empty] | M3¦NM3¦PC |  | Z002 | [12 empty] | SHUT-OFF VALVE GE2 G3/8" 1111 >¦SULKUVENTTIILI GE2 G3/8" 1111> | SHUT-OFF VALVE GE2 G3/8" 1111 >¦SHUT-OFF VALVE GE2 G3/8" 1111> | MM_PROPERTY **SHUT-OFF VALVE **MM_MANUFACTURER_NO **GE2 G3/8" 1111AB-DN10 PN500 **MM_MANUFACTURER **GEMELS |  | 060190 | 84818081 |  |  | Enriched | VALVE | BALL | HIGH PRESSURE |  | GEMELS SPA | OEM | GE2 G3/8" 1111AB-DN10 PN500 |  |  | NOMINAL DIAMETER DN | G3/8 | PRESSURE RATING PN | PN500 | CONNECTION TYPE | BSPP | CONFIGURATION | 2-WAY | OPERATED | HANDLE |  | CARBON STEEL,1,0737 BODY/BALL/STEM/ADAPTER,ZINC HANDLE | [5 empty] | https://www.stucchigroup.com/app/uploads/2020/03/Stucchi_BallValves_GE2.pdf |  |  | Processed based on Websource, Conflict w.r.t Input | Production Completed
STP_008 | Data Enrichment | SFQ | OK | 2023-07-04 | 2023-07-10 | SYC |  | 2023-07-14 |  | 407962 |  | 407962 | M | ZRSA | EN | 06 | [7 empty] | PC | 0¦0¦0 | 0 | KG | 0¦0¦0 | 0 | [5 empty] | M3¦NM3¦PC |  | Z002 | [12 empty] | SHUT-OFF VALVE GPK2-DN6-PN500¦SULKUVENTTIILI GPK2-DN6-PN500 | SHUT-OFF VALVE GPK2-DN6-PN500¦SHUT-OFF VALVE GPK2-DN6-PN500 | MM_PROPERTY **SHUT-OFF VALVE **MM_MANUFACTURER_NO **GPK2-DN6-PN500 **MM_MANUFACTURER **GEMELS |  | 060190 | 84818081 |  |  | Enriched | VALVE | BALL | HIGH PRESSURE |  | GEMELS SPA | OEM | GPK2-DN6-PN500 |  |  | NOMINAL DIAMETER DN | DN6 | PRESSURE RATING PN | PN500 | CONNECTION TYPE |  | CONFIGURATION | 2-WAY | OPERATED | HANDLE |  | CARBON STEEL,1,0737 BODY/BALL/STEM/ADAPTER,ZINC HANDLE | [5 empty] | https://www.iversen-trading.dk/wp-content/uploads/2014/07/Gemels-GPK2.pdf |  |  | Processed based on Websource, Conflict w.r.t Input | Production Completed
STP_008 | Data Enrichment | SFQ | OK | 2023-07-04 | 2023-07-10 | SYC |  | 2023-07-14 |  | 407998 |  | 407998 | M | ZRSA | EN | 06 | [7 empty] | PC | 0¦0¦0 | 0 | KG | 0¦0¦0 | 0 | [5 empty] | M3¦NM3¦PC |  | Z002 | [12 empty] | SHUT-OFF VALVE J050/050AVP-T1 >¦SULKUVENTTIILI J050/050AVP-T1> | SHUT-OFF VALVE J050/050AVP-T1 >¦SHUT-OFF VALVE J050/050AVP-T1> | MM_FEATURE **SHUT-OFF VALVE **MM_TYPE **05L65 **MM_MANUFACTURER_NO **J050/050AVP-T11-V-PP+V050-050> **MM_MANUFACTURER **JOUKA |  | 060190 | 84818081 |  |  | Enriched | VALVE | BALL |  |  | JOUKA | OEM | J050/050AVP-T11-V-PP+V050-050 | 05L65 |  | NOMINAL DIAMETER DN | DN50 | PRESSURE RATING PN | PN25 | CONNECTION TYPE | WELD | CONFIGURATION | 2-WAY | OPERATED | MANUAL HAND LEVER |  | ALUMINUM BODY/BALL,PTFE BALL SEAT,FPM VITON O-RING,304L STAINLESS STEEL LEVER | [5 empty] | https://japan-english.usaron.com/J050_050AVP_T11_V_PP_E-Price-Jouka-3782669-6833 |  |  | Processed based on Websource, Conflict w.r.t Input | Production Completed
STP_008 | Data Enrichment | SFQ | OK | 2023-07-04 | 2023-07-10 | SYC |  | 2023-07-14 |  | 407999 |  | 407999 | M | ZRSA | EN | 06 | [7 empty] | PC | 0¦0¦0 | 0 | KG | 0¦0¦0 | 0 | [5 empty] | M3¦NM3¦PC |  | Z002 | [12 empty] | SHUT-OFF VALVE J100/090AVP-T1 >¦SULKUVENTTIILI J100/090AVP-T1> | SHUT-OFF VALVE J100/090AVP-T1 >¦SHUT-OFF VALVE J100/090AVP-T1> | MM_PROPERTY **SHUT-OFF VALVE **MM_MANUFACTURER_NO **J100/090AVP-T14-V **MM_MANUFACTURER **JOUKA |  | 060190 | 84818081 |  |  | Enriched | VALVE | BALL |  |  | JOUKA | OEM | J100/090AVP-T14-V |  |  | NOMINAL DIAMETER DN | DN100 | PRESSURE RATING PN | PN15 | CONNECTION TYPE | WELD | CONFIGURATION | 2-WAY | OPERATED | MANUAL HAND LEVER |  | ALUMINUM BODY/BALL,PTFE BALL SEAT,FPM VITON O-RING,304L STAINLESS STEEL LEVER | [5 empty] | https://www.ontrium.com/en/turkey/brands/jouka/aac10985 |  |  |  | Production Completed
STP_008 | Data Enrichment | SFQ | OK | 2023-07-04 | 2023-07-10 | SYC |  | 2023-07-14 |  | 408000 |  | 408000 | M | ZRSA | EN | 06 | [7 empty] | PC | 0¦0¦0 | 0 | KG | 0¦0¦0 | 0 | [5 empty] | M3¦NM3¦PC |  | Z002 | [12 empty] | SHUT-OFF VALVE J-50AVP¦SULKUVENTTIILI J-50AVP | SHUT-OFF VALVE J-50AVP¦SHUT-OFF VALVE J-50AVP | MM_PROPERTY **SHUT-OFF VALVE **MM_MANUFACTURER_NO **J-50AVP **MM_MANUFACTURER **JOUKA |  | 060190 | 84818081 |  |  | Cleansed | VALVE | BALL |  |  | JOUKA | OEM | J-50AVP |  |  | NOMINAL DIAMETER DN | DN50 | PRESSURE RATING PN |  | CONNECTION TYPE | WELD | CONFIGURATION | 2-WAY | OPERATED | MANUAL HAND LEVER |  | ALUMINUM BODY/BALL | [5 empty] | https://amp.ontrium.com/en/bulgaria/brands/jouka/j040-050avp-t11-v-pp |  |  | Series Match,URL for Reference only | Production Completed
STP_008 | Data Enrichment | SFQ | OK | 2023-07-04 | 2023-07-10 | SYC |  | 2023-07-14 |  | 192641 |  | 192641 | M | ZRSA | EN | 06 | [7 empty] | PC | 0 | 0 | KG | 0 | 0 | [5 empty] | PC |  | Z002 | [12 empty] | STOP VALVE VJ01-06/SG-1 NG6 PMAX=320BAR¦SULKUVENTTIILI VJ01-06/SG-1 NG6 | STOP VALVE VJ01-06/SG-1 NG6 PMAX=320BAR¦STOP VALVE VJ01-06/SG-1 NG6 | MM_TYPE **VJ01-06/SG-1 NG6 PMAX=320BAR **MM_MEASURE2_VALUE2 **PMAX=320BAR **MM_MANUFACTURER_NO **E114016040076 **MM_LISAT_2 **HOLZMA NO: E114016040076 |  | 061490 | 84813099 |  |  | Enriched | VALVE | CHECK | BALL |  | ARGOS-HYTOS | OEM | VJ01-06/SG-1 |  |  | NOMINAL SIZE | G1/4 | END CONNECTION | BSPP | END TO END DISTANCE |  | CONFIGURATION |  |  |  |  | NBR SEALS | MAXIMUM OPERATING PRESSURE RATING:320BAR |  |  |  |  | https://www.argo-hytos.com/fileadmin/user_upload/Datasheet_VJO1-06_S_ha5004_EN.pdf |  |  |  | Production Completed
STP_008 | Data Enrichment | SFQ | OK | 2023-07-04 | 2023-07-10 | SYC |  | 2023-07-14 |  | 181356 |  | 181356 | M | ZRSA | EN | 06 | [7 empty] | PC | 0 | 0 | KG | 0 | 0 | [5 empty] | PC |  | Z002 | [12 empty] | TAKAISKUVENTTIILI HST LÄPÄLLÄ DN100 | RETURN VALVE HST WITH DOOR DN100 | MM_TYPPI **BACK VENT.HST THROUGH DN100 **MM_LISAT_1 **PN40 LV 400 ONNLINE 3917608 **MM_LISAT_2 **ONLINEN |  | 061902 | 84813099 |  |  | Cleansed | VALVE | CHECK |  |  | ONNLINE | NON-OEM | PN40 LV 400 | 3917608 |  | NOMINAL SIZE | DN100 | END CONNECTION |  | END TO END DISTANCE |  | CONFIGURATION | [5 empty] | BACK VENT.HST,WITH DOOR |  |  |  |  | URL Not Found |  |  |  | Production Completed
STP_008 | Data Enrichment | SFQ | OK | 2023-07-04 | 2023-07-11 | SYC |  | 2023-07-14 |  | 198695 |  | 198695 | M | ZRSA | EN | 06 | [7 empty] | PC | 0 | 0 | KG | 0 | 0 | [5 empty] | PC |  | Z002 | [10 empty] | 2023801'¦'2023801' |  | VALVE Z2SRK6-1-1X/V¦KLAPP Z2SRK6-1-1X/V¦VENTTIILI Z2SRK6-1-1X/V | VALVE Z2SRK6-1-1X/V¦VALVE Z2SRK6-1-1X/V¦VALVE Z2SRK6-1-1X/V | MM_PROPERTIES **VALVE **MM_MEASUREMENT1_VALUE1 **PRESSURE CONTROLLED CHECK **MM_TYPE **Z2SRK6-1-1X/V **MM_MANUFACTURER_NO **2023801 |  | 061590 | 84813099 |  |  | Enriched | VALVE | CHECK | PILOT OPERATED |  | BOSCH REXROTH B.V. | OEM | 2023801 | Z2SRK6-1-1X/V |  | NOMINAL SIZE | 6 | END CONNECTION | SANDWICH PLATE | END TO END DISTANCE |  | CONFIGURATION |  |  |  |  | FKM SEALS | MAXIMUM OPERATING PRESSURE:210BAR |  |  |  |  | https://www.cmafh.com/images/Master%20PDFs/BRH%20Sandwich%20Valves/6%20Z2SRK%20RE21543_2005-07.pdf |  |  |  | Production Completed
STP_008 | Data Enrichment | SFQ | OK | 2023-07-04 | 2023-07-10 | SYC |  | 2023-07-14 |  | 140191 |  | 140191 | M | ZRSA | EN | 06 | [7 empty] | PC | 0 | 0 | KG | 0 | 0 | [5 empty] | PC |  | Z002 | [12 empty] | PI-VENTTIILI 8205300.0201 220V 50HZ | PI VALVE 8205300.0201 220V 50HZ | MM_TYPE **82053000201 **MM_MANUFACTURER **HERION |  | 061590 | 84818059 |  |  | Enriched | VALVE | DIAPHRAGM |  |  | HERION | OEM | 8205300.0201 |  |  | NOMINAL DIAMETER DN | G3/4 | PRESSURE RATING PN | 16BAR | CONNECTION TYPE | BSPP | CONFIGURATION | 2/2-WAY | OPERATED | SOLENOID |  |  | VOLTAGE RATING:220V,FREQUENCY RATING:50HZ |  |  |  |  | http://cdn.norgren.com/pdf/E82250.pdf |  |  |  | Production Completed
STP_008 | Data Enrichment | SFQ | OK | 2023-07-04 | 2023-07-10 | SYC |  | 2023-07-14 |  | 192634 |  | 192634 | M | ZRSA | EN | 06 | [7 empty] | PC | 0 | 0 | KG | 0 | 0 | [5 empty] | PC |  | Z002 | [12 empty] | HYDR.VALVE 2/2 ELEKTR. TYP SD2E-A2/H2/11¦HYDR.VENTT. 2/2 ELEKTR TYP SD2E-A2/H2/11 | HYDR.VALVE 2/2 ELECTR. TYPE SD2E-A2/H2/11¦HYDR.VENT. 2/2 ELECTR TYPE SD2E-A2/H2/11 | MM_TYYP **TYP SD2E-A2/H2/11 **MM_MANUFACTURER_NO **E114016030064 **MM_LISAT_2 **HOLZMA NO: E114016030064 |  | 061490 | 84818059 |  |  | Enriched | VALVE | DIRECTIONAL | SPOOL SOLENOID ACTUATED |  | ARGOS-HYTOS | OEM | SD2E-A2/H2/11 |  |  | PORTS/POSITIONS | 2/2-WAY | NOMINAL VOLTAGE |  | NOMINAL SIZE |  | END CONNECTION |  |  |  |  | NBR SEALS | TYPE:ELECTRIC,HYDRAULIC,ALTERNATE MFR:HOLZMA,ALTERNATE MPN:E114016030064 |  |  |  |  | https://www.argo-hytos.com/fileadmin/user_upload/Datasheet_SD2E-A2_ha4040_EN.pdf |  |  |  | Production Completed
STP_008 | Data Enrichment | SFQ | OK | 2023-07-04 | 2023-07-10 | SYC |  | 2023-07-14 |  | 192637 |  | 192637 | M | ZRSA | EN | 06 | [7 empty] | PC | 0 | 0 | KG | 0 | 0 | [5 empty] | PC |  | Z002 | [12 empty] | HYDR.VALVE 4/3 ELEKT.RPE4-103C11/02400E1¦HYDR.VENTT 4/3 ELEKT.RPE4-103C11/02400E1 | HYDR.VALVE 4/3 ELECTR.RPE4-103C11/02400E1¦HYDR.VENT 4/3 ELECTR.RPE4-103C11/02400E1 | MM_TYPE **RPE4-103C11/02400E1 **MM_MANUFACTURER_NO **E114016030070 **MM_LISAT_2 **HOLZMA NO: E114016030070 |  | 061490 | 84818059 |  |  | Enriched | VALVE | DIRECTIONAL | CONTROL SOLENOID OPERATED |  | ARGOS-HYTOS | OEM | RPE4-103C11/02400E1 |  |  | PORTS/POSITIONS | 4/3-WAY | NOMINAL VOLTAGE | 24VDC | NOMINAL SIZE | 10 | END CONNECTION | [5 empty] | TYPE:HYDRAULIC,ALTERNATE MFR:HOLZMA,ALTERNATE MPN:E114016030070 |  |  |  |  | https://www.argo-hytos.com/fileadmin/user_upload/Datasheet_RPE4-10_ha4039_EN.pdf |  |  | MFR updated based on Websource | Production Completed
STP_008 | Data Enrichment | SFQ | OK | 2023-07-04 | 2023-07-10 | SYC |  | 2023-07-14 |  | 138952 |  | 138952 | M | ZRSA | EN | 06 | [7 empty] | PC | 0 | 0 | KG | 0 | 0 | [5 empty] | PC |  | Z002 | [12 empty] | PATRUUNAVENTTIILI CVC-16-N-B29-10 | CARTRIDGE VALVE CVC-16-N-B29-10 | MM_TYPE **CVC-16-N-B29-10 **MM_MANUFACTURER **VICKERS |  | 061490 | 84818059 | Enriched |  | Enriched | VALVE | DIRECTIONAL |  |  | EATON | OEM | CVC-16-N-B19-10 |  |  | PORTS/POSITIONS |  | NOMINAL VOLTAGE |  | NOMINAL SIZE | 6 | END CONNECTION | BSPF |  |  |  |  | BRAND:VICKERS,MAXIMUM PRESSURE RATING:350BAR |  |  |  |  | https://www.hydroair.net/media/wysiwyg/PDFs/Eaton/Valves/HFV.pdf |  |  |  | Production Completed
STP_008 | Data Enrichment | SFQ | OK | 2023-07-04 | 2023-07-10 | SYC |  | 2023-07-14 |  | 199121 |  | 199121 | M | ZRSA | EN | 06 | [7 empty] | PC | 0 | 0 | KG | 0 | 0 | [5 empty] | PC |  | Z002 | [12 empty] | PROPORTIONAL VALVE R901472751¦PROPORTIONAALIVENTTIILI R901472751 | PROPORTIONAL VALVE R901472751¦PROPORTIONAL VALVE R901472751 | MM_PROPERTIES **PROPORTIONAL VALVE **MM_MANUFACTURER_NO **M00008028 |  | 060753 | 84818059 |  |  | Enriched | VALVE | DIRECTIONAL | HIGH RESPONSE PROPORTIONAL |  | BOSCH REXROTH B.V. | OEM | R901472751 | 4WRLE16V120M-4X/MPT/24A1 |  | PORTS/POSITIONS |  | NOMINAL VOLTAGE |  | NOMINAL SIZE | 10 | END CONNECTION | [5 empty] | MAXIMUM PRESSURE RATING:350BAR,ALTERNATE MPN:M00008028 |  |  |  |  | https://rexroth-parts.com/en/directional-high-response/4wrle16v120m-4x-mpt-24a1 |  |  |  | Production Completed
STP_008 | Data Enrichment | SFQ | OK | 2023-07-04 | 2023-07-11 | SYC |  | 2023-07-14 |  | 410526 |  | 410526 | M | ZRSA | EN | 06 | [7 empty] | PC | 0¦0¦0 | 0 | KG | 0¦0¦0 | 0 | [5 empty] | M3¦NM3¦PC |  | Z002 | [12 empty] | GATE VALVE FIG 240 DN125 PN40¦KIILALUISTIVENTTIILI FIG 240 DN125 PN40 | GATE VALVE FIG 240 DN125 PN40¦WEDGE VALVE FIG 240 DN125 PN40 | MM_PROPERTY **GATE VALVE **MM_DIMENSION1_VALUE1 **L325 **MM_TYPE **FIG 240 DN125 PN40 **MM_MANUFACTURER_NO **V1030 **MM_MANUFACTURER **KSB |  | 060190 | 84818069 |  |  | Cleansed | VALVE | GATE | WEDGE |  | KSB LIMITED | OEM | FIG 240 DN125 PN40 | V1030 |  | NOMINAL DIAMETER DN | DN125 | PRESSURE RATING PN | PN40 | CONNECTION TYPE |  | CONFIGURATION |  | OPERATED |  |  |  | LENGTH:325 |  |  |  |  | URL Not Found |  |  |  | Production Completed
STP_008 | Data Enrichment | SFQ | OK | 2023-07-04 | 2023-07-10 | SYC |  | 2023-07-14 |  | 135776 |  | 135776 | M | ZRSA | EN | 06 | [7 empty] | PC | 0 | 0 | KG | 0 | 0 | [5 empty] | PC |  | Z002 | [12 empty] | KIILALUISTIVENTTIILI DN100 PN16 700JJ21> | WEDGE SLIDE VALVE DN100 PN16 700JJ21> | MM_DIMENSION1_VALUE1 **DN100 **MM_TYPE **700 JJ21.1 **MM_DIMENSION2_VALUE2 **PN16 **MM_DIMENSION3_VALUE3 **L=300 **MM_MANUFACTURER **PERSTA |  | 060190 | 84818063 |  |  | Cleansed | VALVE | GATE | WEDGE SLIDE |  | PERSTA | OEM | 700 JJ21.1 |  |  | NOMINAL DIAMETER DN | DN100 | PRESSURE RATING PN | PN16 | CONNECTION TYPE |  | CONFIGURATION |  | OPERATED |  |  | P265GH | LENGTH:300 |  |  |  |  | https://tubi-valves.nl/assets/files/PDF-Schuifafsluiter/700JJ_700HJ.pdf |  |  | URL for Reference only | Production Completed
STP_008 | Data Enrichment | SFQ | OK | 2023-07-04 | 2023-07-10 | SYC |  | 2023-07-14 |  | 135786 |  | 135786 | M | ZRSA | EN | 06 | [7 empty] | PC | 0 | 0 | KG | 0 | 0 | [5 empty] | PC |  | Z002 | [12 empty] | KIILALUISTIVENTTIILI DN150 PN16 700HJ | WEDGE SLIDE VALVE DN150 PN16 700HJ | MM_DIMENSION1_VALUE1 **DN150 **MM_TYPE **700 HJ **MM_DIMENSION2_VALUE2 **PN16 **MM_MANUFACTURER **PERSTA |  | 060190 | 84818069 |  |  | Cleansed | VALVE | GATE | WEDGE SLIDE |  | PERSTA | OEM | 700HJ |  |  | NOMINAL DIAMETER DN | DN150 | PRESSURE RATING PN | PN16 | CONNECTION TYPE |  | CONFIGURATION |  | OPERATED | [8 empty] | https://tubi-valves.nl/assets/files/PDF-Schuifafsluiter/700JJ_700HJ.pdf |  |  | URL for Reference only | Production Completed
STP_008 | Data Enrichment | SFQ | OK | 2023-07-04 | 2023-07-10 | SYC |  | 2023-07-14 |  | 161916 |  | 161916 | M | ZRSA | EN | 06 | [7 empty] | PC | 0 | 0 | KG | 0 | 0 | [5 empty] | PC |  | Z002 | [12 empty] | KIILALUISTIVENTTIILI DN250 PN100 POISTO¦KIILALUISTIVENTTIILI DN250 PN10 POISTO | WEDGE SLIDE VALVE DN250 PN100 EXHAUST¦WEDGE SLIDE VALVE DN250 PN10 EXHAUST | MM_TYPE **DN250 PN10 EXHAUST **MM_MANUFACTURER_NO **RG10 |  | 060781 | 84818069 |  |  | Cleansed | VALVE | GATE | WEDGE SLIDE |  |  | NON-OEM | RG10 |  |  | NOMINAL DIAMETER DN | DN250 | PRESSURE RATING PN | PN10 | CONNECTION TYPE |  | CONFIGURATION |  | OPERATED |  |  |  | TYPE:EXHAUST |  |  |  |  | URL Not Found |  |  |  | Production Completed
STP_008 | Data Enrichment | SFQ | OK | 2023-07-04 | 2023-07-10 | SYC |  | 2023-07-14 |  | 155018 |  | 155018 | M | ZRSA | EN | 06 | [7 empty] | PC | 0 | 0 | KG | 0 | 0 | [5 empty] | PC |  | Z002 | [12 empty] | MITTARIVENTTIILI EM R1/4 | METERING VALVE EM R1/4 |  |  | 061490 | 84818059 |  |  | Cleansed | VALVE | METERING |  |  |  | NON-OEM | EM R1/4 |  |  | NOMINAL SIZE | R1/4 | END CONNECTION | BSPT | END TO END DISTANCE |  | CONFIGURATION |  | PRESSURE CLASS/RATING | [8 empty] | URL Not Found |  |  |  | Production Completed
STP_008 | Data Enrichment | SFQ | OK | 2023-07-04 | 2023-07-10 | SYC |  | 2023-07-14 |  | 198870 |  | 198870 | M | ZRSA | EN | 06 | [7 empty] | PC | 0 | 0 | KG | 0 | 0 | [5 empty] | PC |  | Z002 | [10 empty] | NCFBLCN Restrictor valve cartridge + ICY/S Body¦NCFBLCN Vastusvastaventtiilin patruuna + ICY/S Runko |  | RESTRICTOR VALVE NCFBLCN + BODY¦VASTUSVASTAVENTTIILI NCFBLCN + RUNKO | RESTRICTOR VALVE NCFBLCN + BODY¦RESISTOR VALVE NCFBLCN + BODY | MM_FEATURE **RESTRICTOR VALVE |  | 061490 | 84818059 |  |  | Cleansed | VALVE | NEEDLE | FULLY ADJUSTABLE |  | SUN HYDRAULICS LLC | OEM | NCFBLCN |  |  | NOMINAL DIAMETER DN |  | PRESSURE RATING PN | 5000PSI | CONNECTION TYPE |  | CONFIGURATION |  | OPERATED |  |  |  | RESTRICTOR+BODY |  |  |  |  | https://www.sunhydraulics.com/model/NCFB/LCN |  |  | MFR updated based on Websource | Production Completed
STP_008 | Data Enrichment | SFQ | OK | 2023-07-04 | 2023-07-10 | SYC |  | 2023-07-14 |  | 135823 |  | 135823 | M | ZRSA | EN | 06 | [7 empty] | PC | 0 | 0 | KG | 0 | 0 | [5 empty] | PC |  | Z002 | [12 empty] | MÄNTÄVENTTIILI DN100 PN40 KVD | PISTON VALVE DN100 PN40 KVD | MM_DIMENSION1_VALUE1 **DN100 **MM_TYPE **KVD **MM_DIMENSION2_VALUE2 **PN40 **MM_MANUFACTURER **KLINGER |  | 060190 | 84818059 |  |  | Enriched | VALVE | PISTON |  |  | KLINGER | OEM | KVD |  |  | NOMINAL SIZE | DN100 | END CONNECTION | FLANGED | PORT TYPE |  | END TO END DISTANCE |  | CONFIGURATION |  |  |  | PRESSURE CLASS:PN40 |  |  |  |  | https://www.klingeradvantage.com/product-2/valves/piston-valves-globe-kvn/ | https://www.klinger.it/wp-content/uploads/2016/03/EN-FLUID-CONTROL-Klinger-Products-piston-valves-KVN.pdf |  |  | Production Completed
STP_008 | Data Enrichment | SFQ | OK | 2023-07-04 | 2023-07-11 | SYC |  | 2023-07-14 |  | 408074 |  | 408074 | M | ZRSA | EN | 06 | [7 empty] | PC | 0¦0¦0 | 0 | KG | 0¦0¦0 | 0 | [5 empty] | M3¦NM3¦PC |  | Z002 | [12 empty] | VALVE PLUG XCCA-XXN¦VENTTIILITULPPA XCCA-XXN | VALVE PLUG XCCA-XXN¦VALVE PLUG XCCA-XXN | MM_PROPERTY **VALVE PLUG **MM_MANUFACTURER_NO **XCCA-XXN **MM_MANUFACTURER **SUN |  | 060190 | 84818081 |  |  | Enriched | VALVE | PLUG | CAVITY BLOCK |  | SUN HYDRAULICS LLC | OEM |  |  |  | NOMINAL SIZE |  | END CONNECTION |  | PORT TYPE |  | END TO END DISTANCE |  | CONFIGURATION | 2 PORT |  | DUPLEX STAINLESS STEEL PLUG BODY,CARBON STEEL LEADED ALLOY INTERNAL PARTS/PLUG | [5 empty] | https://www.sunhydraulics.com/model/XICA/XXN |  |  |  | Production Completed
STP_008 | Data Enrichment | SFQ | OK | 2023-07-04 | 2023-07-11 | SYC |  | 2023-07-14 |  | 198406 |  | 198406 | M | ZRSA | EN | 06 | [7 empty] | PC | 0¦0¦0 | 0 | KG | 0¦0¦0 | 0 | [5 empty] | M3¦NM3¦PC |  | Z002 | [12 empty] | POPPET VALVE AG-3232 NC 3/4IN¦VAAKUMKLAPP AG-3232 NC 3/4IN¦ALIPAINEVENTTIILI AG-3232 NC 3/4IN | POPPET VALVE AG-3232 NC 3/4IN¦VACUUM VALVE AG-3232 NC 3/4IN¦VACUUM VALVE AG-3232 NC 3/4IN | MM_PROPERTY **POPPET VALVE **MM_DIMENSION1_VALUE1 **NORMAL CLOSE **MM_TYPE **AG-3232 **MM_DIMENSION2_VALUE2 **G3/4IN **MM_MANUFACTURER_NO **AG-3232 **MM_MANUFACTURER **UNIVER |  | 061590 | 84818059 |  |  | Enriched | VALVE | POPPET |  |  | UNIVER SPA | OEM | AG-3232 |  |  | NOMINAL SIZE | G3/4 | PORT SIZE | BSPP | [7 empty] | ZAMAK BODY | CONFIGURATION:3/2 NC |  |  |  |  | https://www.univer-group.com/img/doc_up/437083001379684733.pdf |  |  |  | Production Completed
STP_008 | Data Enrichment | SFQ | OK | 2023-07-04 | 2023-07-11 | SYC |  | 2023-07-14 |  | 408021 |  | 408021 | M | ZRSA | EN | 06 | [7 empty] | PC | 0¦0¦0 | 0 | KG | 0¦0¦0 | 0 | [5 empty] | M3¦NM3¦PC |  | Z002 | [12 empty] | POPPET VALVE OD.15.05.17-3A-S >¦LASKUVENTTIILI OD.15.05.17-3A> | POPPET VALVE OD.15.05.17-3A-S >¦DROP VALVE OD.15.05.17-3A> | MM_PROPERTY **POPPET VALVE **MM_MANUFACTURER_NO **OD.15.05.17-3A-S000 **MM_MANUFACTURER **OIL CONTROL |  | 060190 | 84818059 |  |  | Cleansed | VALVE | POPPET |  |  | OIL CONTROL | OEM | OD.15.05.17-3A-S000 |  |  | NOMINAL SIZE |  | PORT SIZE | [9 empty] | DROP |  |  |  |  | https://airlinemedia.airlinehyd.com/Literature/Manufacturer_Catalogs/Bosch%20Rexroth/Cartridge_Program_Part2_RE00162-02_2006-01.pdf |  |  | URL for Reference only | Production Completed
STP_008 | Data Enrichment | SFQ | OK | 2023-07-04 | 2023-07-10 | SYC |  | 2023-07-14 |  | 138913 |  | 138913 | M | ZRSA | EN | 06 | [7 empty] | PC | 0 | 0 | KG | 0 | 0 | [5 empty] | PC |  | Z002 | [12 empty] | PAINEENRAJOITUSVENTTIILI ECT5-06-F-0B-M> | PRESSURE LIMITING VALVE ECT5-06-F-0B-M> | MM_TYPE **ECT5-06-F-0B-MU-C7-10 **MM_MANUFACTURER **VICKERS |  | 061490 | 84814090 |  |  | Enriched | VALVE | RELIEF |  |  | EATON | OEM | ECT5-06-F-0B-MU-C7-10 |  |  | NOMINAL SIZE | 3/4IN | END CONNECTION |  | CONFIGURATION |  | SET PRESSURE |  | PRESSURE CLASS/RATING | 100-230BAR |  |  | BRAND:VICKERS,TYPE:PRESSURE LIMITING |  |  |  |  | http://www.vickers.sh.cn/pdfs/gb2330a.pdf |  |  |  | Production Completed
STP_008 | Data Enrichment | SFQ | OK | 2023-07-04 | 2023-07-11 | SYC |  | 2023-07-14 |  | 408048 |  | 408048 | M | ZRSA | EN | 06 | [7 empty] | PC | 0¦0¦0 | 0 | KG | 0¦0¦0 | 0 | [5 empty] | M3¦NM3¦PC |  | Z002 | [12 empty] | PRESSURE RELIEF BLOCK BF40017 >¦PAINEENALENNUSVENTTIILI BF400> | PRESSURE RELIEF BLOCK BF40017 >¦PRESSURE RELIEF VALVE BF400> | MM_PROPERTY **PRESSURE RELIEF BLOCK **MM_MANUFACTURER_NO **BF4001798 **MM_MANUFACTURER **PMC HYDRAULICS |  | 061490 | 84814090 |  |  | Cleansed | VALVE | RELIEF | PRESSURE |  | PMC HYDRAULICS | NON-OEM | BF4001798 |  |  | NOMINAL SIZE |  | END CONNECTION |  | CONFIGURATION |  | SET PRESSURE |  | PRESSURE CLASS/RATING |  |  |  | TYPE:BLOCK |  |  |  |  | URL Not Found |  |  |  | Production Completed
STP_008 | Data Enrichment | SFQ | OK | 2023-07-04 | 2023-07-11 | SYC |  | 2023-07-14 |  | 192642 |  | 192642 | M | ZRSA | EN | 06 | [7 empty] | PC | 0 | 0 | KG | 0 | 0 | [5 empty] | PC |  | Z002 | [12 empty] | PRESSURE RELIEF VALV SR1A-A2/S25 3/4ZOLL¦PAINEENRAJOITUSV. SR1A-A2/S25 3/4ZOLL | PRESSURE RELIEF VALVE SR1A-A2/S25 3/4 ZOLL ¦ SR1A-A2/S25 3/4IN | MM_TYPE **SR1A-A2/S25 3/4ZOLL **MM_MANUFACTURER_NO **E114016040077 **MM_LISAT_2 **HOLZMA NO: E114016040077 |  | 061490 | 84814010 |  |  | Enriched | VALVE | RELIEF | PRESSURE |  | ARGOS-HYTOS | OEM | SR1A-A2/S25 3/4ZOLL |  |  | NOMINAL SIZE | 3/4IN | END CONNECTION | UNF | CONFIGURATION |  | SET PRESSURE |  | PRESSURE CLASS/RATING | 350BAR |  | STEEL SEAT | TYPE:POPPET,DIRECT ACTING |  |  |  |  | https://www.argo-hytos.com/fileadmin/user_upload/Datasheet_SR1A-A2_ha5063_EN.pdf |  |  |  | Production Completed
STP_008 | Data Enrichment | SFQ | OK | 2023-07-04 | 2023-07-11 | SYC |  | 2023-07-14 |  | 408083 |  | 408083 | M | ZRSA | EN | 06 | [7 empty] | PC | 0¦0¦0 | 0 | KG | 0¦0¦0 | 0 | [5 empty] | M3¦NM3¦PC |  | Z002 | [12 empty] | PRESSURE RELIEF VALVE CG2V-6G >¦PAINEENALENNUSVENTTIILI CG2V-> | PRESSURE RELIEF VALVE CG2V-6G >¦PRESSURE RELIEF VALVE CG2V-> | MM_PROPERTY **PRESSURE RELIEF VALVE **MM_MANUFACTURER_NO **CG2V-6GW-10 **MM_MANUFACTURER **VICKERS |  | 061490 | 84814090 |  |  | Enriched | VALVE | RELIEF | PRESSURE |  | EATON | OEM | CG2V-6GW-10 |  |  | NOMINAL SIZE |  | END CONNECTION |  | CONFIGURATION |  | SET PRESSURE |  | PRESSURE CLASS/RATING | 3-350BAR |  |  | BRAND:VICKERS |  |  |  |  | https://www.eaton.com/content/dam/eaton/hydraulics/valves/valve-documents/eaton-vickers-pressure-relief-and-sequencing-valves-technical-sheet-GB-2323A-en-us.pdf |  |  |  | Production Completed
STP_008 | Data Enrichment | SFQ | OK | 2023-07-04 | 2023-07-11 | SYC |  | 2023-07-14 |  | 408072 |  | 408072 | M | ZRSA | EN | 06 | [7 empty] | PC | 0¦0¦0 | 0 | KG | 0¦0¦0 | 0 | [5 empty] | M3¦NM3¦PC |  | Z002 | [12 empty] | PRESSURE RELIEF VALVE RPKE-LA >¦PAINEENALENNUSVENTTIILI RPKE-> | PRESSURE RELIEF VALVE RPKE-LA >¦PRESSURE RELIEF VALVE RPKE-> | MM_PROPERTY **PRESSURE RELIEF VALVE **MM_MANUFACTURER_NO **RPKE-LAN T-18A **MM_MANUFACTURER **SUN |  | 060190 | 84814090 |  |  | Enriched | VALVE | RELIEF | BALANCE PISTON |  | SUN HYDRAULICS LLC | OEM | RPKELAN T-18A |  |  | NOMINAL SIZE |  | END CONNECTION |  | CONFIGURATION |  | SET PRESSURE | 100-3000PSI | PRESSURE CLASS/RATING | 5000PSI |  | BUNA N SEALS | OPERATED:PILOT |  |  |  |  | https://www.sunhydraulics.com/model/RPKE/LAN |  |  |  | Production Completed
STP_008 | Data Enrichment | SFQ | OK | 2023-07-04 | 2023-07-11 | SYC |  | 2023-07-14 |  | 407938 |  | 407938 | M | ZRSA | EN | 06 | [7 empty] | PC | 0¦0¦0 | 0 | KG | 0¦0¦0 | 0 | [5 empty] | M3¦NM3¦PC |  | Z002 | [12 empty] | PRESSURE RELIEF VALVE RV5-16- >¦PAINEENRAJOITUSVENTTIILI RV5-> | PRESSURE RELIEF VALVE RV5-16- >¦PRESSURE RELIEF VALVE RV5-> | MM_PROPERTY **PRESSURE RELIEF VALVE **MM_MANUFACTURER_NO **RV5-16-S-0-60/XPR **MM_MANUFACTURER **EATON |  | 060190 | 84814090 |  |  | Enriched | VALVE | RELIEF | SPOOL PILOT OPERATED |  | EATON | OEM | RV5-16-S-0-60/XPR |  |  | NOMINAL SIZE | 16 | END CONNECTION |  | CONFIGURATION |  | SET PRESSURE | 70-415BAR | PRESSURE CLASS/RATING | 250BAR |  | ALUMINUM HOUSING,BUNA N SEALS | [5 empty] | https://fairwayhydraulics.com/wp-content/uploads/fairway_pdfs_flat/RV5-16.pdf |  |  |  | Production Completed
STP_008 | Data Enrichment | SFQ | OK | 2023-07-04 | 2023-07-10 | SYC |  | 2023-07-14 |  | 407939 |  | 407939 | M | ZRSA | EN | 06 | [7 empty] | PC | 0¦0¦0 | 0 | KG | 0¦0¦0 | 0 | [5 empty] | M3¦NM3¦PC |  | Z002 | [12 empty] | VALVE CG5V-6GW-D-MU-M5-20¦VENTTIILI CG5V-6GW-D-MU-M5-20 | VALVE CG5V-6GW-D-MU-M5-20¦VALVE CG5V-6GW-D-MU-M5-20 | MM_PROPERTY **VALVE **MM_MANUFACTURER_NO **CG5V-6GW-D-MU-M5-20 **MM_MANUFACTURER **EATON |  | 060190 | 84818059 |  |  | Enriched | VALVE | RELIEF |  | ISO 4400 | EATON | OEM | CG5V-6GW-D-MU-M5-20 |  |  | NOMINAL SIZE | 6 | END CONNECTION |  | CONFIGURATION |  | SET PRESSURE |  | PRESSURE CLASS/RATING | 3-350BAR | [7 empty] | https://www.hinegroup.com/wp-content/uploads/2019/10/CG2V10CG5V10.pdf |  |  |  | Production Completed
STP_008 | Data Enrichment | SFQ | OK | 2023-07-04 | 2023-07-10 | SYC |  | 2023-07-14 |  | 158199 |  | 158199 | M | ZRSA | EN | 06 | [7 empty] | PC | 0 | 0 | KG | 0 | 0 | [5 empty] | PC |  | Z002 | [12 empty] | VAROVENTTIILI VOAC PLD130-211-20 250BA | SAFETY VALVE VOAC PLD130-211-20 250BA |  |  | 060751 | 84814010 |  |  | Enriched | VALVE | RELIEF | PRESSURE DIRECT ACTING |  | PARKER HANNIFIN CORP | OEM | PLD130-211-20 |  |  | NOMINAL SIZE |  | END CONNECTION |  | CONFIGURATION |  | SET PRESSURE | 211-250BAR | PRESSURE CLASS/RATING | [8 empty] | https://www.parker.com/parkerimages/hydraulicvalve/Catalogs-Bulletins/Mbl%20Cntrl%20products%20%5Bincludes%20IQAN%5D/Cat%20HY17-8701%20PLD6%20PLD130%20Auxiliary%20Vlv.pdf |  |  |  | Production Completed
STP_008 | Data Enrichment | SFQ | OK | 2023-07-04 | 2023-07-11 | SYC |  | 2023-07-14 |  | 192616 |  | 192616 | M | ZRSA | EN | 06 | [7 empty] | PC | 0 | 0 | KG | 0 | 0 | [5 empty] | PC |  | Z002 | [12 empty] | SHUTL VALVE G1/2 1-10 BAR E114011040850¦SULKUVENTT. G1/2 1-10 BAR E114011040850 | SHUTL VALVE G1/2 1-10 BAR E114011040850¦SHUT-OFF VENT. G1/2 1-10 BAR E114011040850 | MM_TYPE **G1/2 1-10 BAR E114011040850 **MM_MANUFACTURER_NO **E114011040850 **MM_LISAT_2 **HOLZMA NO: E114011040850 |  | 061590 | 84818059 |  |  | Cleansed | VALVE | SHUTTLE |  |  | HOMAG GROUP | NON-OEM | E114011040850 |  |  | NOMINAL SIZE | G1/2 | END CONNECTION | BSPP | CONFIGURATION |  | PRESSURE CLASS/RATING | 10BAR |  |  |  |  | BRAND:HOLZMA,TYPE:SHUT-OFF VENT |  |  |  |  | URL Not Found |  |  |  | Production Completed
STP_008 | Data Enrichment | SFQ | OK | 2023-07-04 | 2023-07-10 | SYC |  | 2023-07-14 |  | 408067 |  | 408067 | M | ZRSA | EN | 06 | [7 empty] | PC | 0¦0¦0 | 0 | KG | 0¦0¦0 | 0 | [5 empty] | M3¦NM3¦PC |  | Z002 | [12 empty] | SHUTTLE VALVE CSAB-XXN¦VAIHTOVENTTIILI CSAB-XXN | SHUTTLE VALVE CSAB-XXN¦EXCHANGE VALVE CSAB-XXN | MM_PROPERTY **SHUTTLE VALVE **MM_MANUFACTURER_NO **CSAB-XXN **MM_MANUFACTURER **SUN |  | 060190 | 84818059 |  |  | Enriched | VALVE | SHUTTLE | SINGLE BALL |  | SUN HYDRAULICS LLC | OEM | CSAB-XXN |  |  | NOMINAL SIZE |  | END CONNECTION |  | CONFIGURATION | 3 PORT | PRESSURE CLASS/RATING | 5000PSI |  |  |  | BUNA N SEALS | [5 empty] | https://www.sunhydraulics.com/model/CSAB/XXN |  |  |  | Production Completed
STP_008 | Data Enrichment | SFQ | OK | 2023-07-04 | 2023-07-10 | SYC |  | 2023-07-14 |  | 163015 |  | 163015 | M | ZRSA | EN | 06 | [7 empty] | PC | 0 | 0 | KG | 0 | 0 | [5 empty] | PC |  | Z002 | [12 empty] | KALVOVENTTIILI EV220B 32 1 1/4IN | DIAPHRAGM VALVE EV220B 32 1 1/4IN | MM_TYPE **EV220B 32 1 1/4 **MM_MANUFACTURER **DANFOSS |  | 060190 | 84818059 |  |  | Enriched | VALVE | SOLENOID |  | ISO 228-1 | DANFOSS | OEM | EV220B 32 | 032U8509 |  | PORTS/POSITIONS | 2/2-WAY | NOMINAL VOLTAGE |  | NOMINAL SIZE | G1 1/4IN | END CONNECTION | BSPP | CONFIGURATION | NC |  | BRASS | [5 empty] | https://store.danfoss.com/en/Sensing-Solutions/Valves/Solenoid-Valves%2C-Fluid-Controls/Solenoid-valve%2C-EV220B%2C-Function%3A-NC%2C-G%2C-1-1-4%2C-EPDM/p/032U7132 |  |  |  | Production Completed
STP_008 | Data Enrichment | SFQ | OK | 2023-07-04 | 2023-07-10 | SYC |  | 2023-07-14 |  | 162996 |  | 162996 | M | ZRSA | EN | 06 | [7 empty] | PC | 0 | 0 | KG | 0 | 0 | [5 empty] | PC |  | Z002 | [12 empty] | KALVOVENTTIILI EV220B 40 1 1/2IN | DIAPHRAGM VALVE EV220B 40 1 1/2IN | MM_TYPE **EV220B 40 1 1/2 **MM_MANUFACTURER **DANFOSS |  | 060190 | 84818059 |  |  | Enriched | VALVE | SOLENOID |  | ISO 228-1 | DANFOSS | OEM | EV220B 40 |  |  | PORTS/POSITIONS | 2/2-WAY | NOMINAL VOLTAGE |  | NOMINAL SIZE | G1 1/2IN | END CONNECTION | BSPP | CONFIGURATION | NC |  | BRASS | [5 empty] | https://files.danfoss.com/download/CorporateCommunication/tallbuildings/potablewater/Data-sheet-EV220B-BW-2019.pdf |  |  |  | Production Completed
STP_008 | Data Enrichment | SFQ | OK | 2023-07-04 | 2023-07-10 | SYC |  | 2023-07-14 |  | 145767 |  | 145767 | M | ZRSA | EN | 06 | [7 empty] | PC | 0 | 0 | 0 | 0 | 0 | [5 empty] | PC |  | Z002 | [12 empty] | KALVOVENTTIILI-2/2 85206-501/24VDC/10W | DIAPHRAGM VALVE-2/2 85206-501/24VDC/10W |  |  | 061590 | 84818059 |  |  | Cleansed | VALVE | SOLENOID |  |  |  |  | 85206-501 |  |  | PORTS/POSITIONS | 2/2-WAY | NOMINAL VOLTAGE | 24VDC | NOMINAL SIZE |  | END CONNECTION |  | CONFIGURATION |  |  |  | WATTAGE:10W |  |  |  |  | URL Not Found |  |  |  | Production Completed
STP_008 | Data Enrichment | SFQ | OK | 2023-07-04 | 2023-07-10 | SYC |  | 2023-07-14 |  | 156052 |  | 156052 | M | ZRSA | EN | 06 | [7 empty] | PC | 0 | 0 | KG | 0 | 0 | [5 empty] | PC |  | Z002 | [12 empty] | MAGNEETTIVENTTIILI L129 1/4IN | SOLENOID VALVE L129 1/4IN | MM_TYPE **B2 |  | 060502 | 84818059 |  |  | Cleansed | VALVE | SOLENOID |  |  |  |  | L129 | B2 |  | PORTS/POSITIONS |  | NOMINAL VOLTAGE |  | NOMINAL SIZE | 1/4IN | END CONNECTION |  | CONFIGURATION | [8 empty] | URL Not Found |  |  |  | Production Completed
STP_008 | Data Enrichment | SFQ | OK | 2023-07-04 | 2023-07-10 | SYC |  | 2023-07-14 |  | 180689 |  | 180689 | M | ZRSA | EN | 06 | [7 empty] | PC | 0 | 0 | KG | 0 | 0 | [5 empty] | PC |  | Z002 | [12 empty] | MAGNEETTIVENTTIILI MNF532 230VAC/5VA | SOLENOID VALVE MNF532 230VAC/5VA | MM_TYPE **SOLENOID VALVE MNF532 230V **MM_LISAT_1 **5-DRYER **MM_MANUFACTURER_NO **TOET1000 |  | 061902 | 84818059 |  |  | Enriched | VALVE | SOLENOID |  |  | EUROTEC | OEM |  |  |  | PORTS/POSITIONS | 5/2-WAY,3/2-WAY | NOMINAL VOLTAGE | 230VAC | NOMINAL SIZE | G1/4 | END CONNECTION | BSPP | CONFIGURATION |  |  |  | ELECTRICAL RATING:5VA,5-DRYER,ALTERNATE MPN:TOET1000 |  |  |  |  | http://www.acvcontrol.com.my/shared/products/17/Cat_ACC_Eurotec_MNF.pdf |  |  |  | Production Completed
STP_008 | Data Enrichment | SFQ | OK | 2023-07-04 | 2023-07-10 | SYC |  | 2023-07-14 |  | 140144 |  | 140144 | M | ZRSA | EN | 06 | [7 empty] | PC | 0 | 0 | KG | 0 | 0 | [5 empty] | PC |  | Z002 | [12 empty] | PI-VENTTIILI 2636000.0246 | PI VALVE 2636000.0246 | MM_TYPE **2636000.025 **MM_MANUFACTURER **HERION |  | 061590 | 84818059 |  |  | Enriched | VALVE | SOLENOID |  |  | HERION | OEM | 2636000.025 |  |  | PORTS/POSITIONS | 5/2-WAY | NOMINAL VOLTAGE |  | NOMINAL SIZE | G1/4 | END CONNECTION | BSPP | CONFIGURATION |  |  |  | ALTERNATE MPN:2636000.025 |  |  |  |  | http://cdn.norgren.com/pdf/en_5_3_125_26360_80207_EPN.pdf |  |  | Series Match | Production Completed
STP_008 | Data Enrichment | SFQ | OK | 2023-07-04 | 2023-07-10 | SYC |  | 2023-07-14 |  | 410722 |  | 410722 | M | ZRSA | EN | 06 | [7 empty] | PC | 0¦0¦0 | 0 | KG | 0¦0¦0 | 0 | [5 empty] | M3¦NM3¦PC |  | Z002 | [12 empty] | SOLENOID VALVE 3/2 G1/4 230VAC¦MAGNEETTIVENTTIILI 3/2 G1/4 230VAC | SOLENOID VALVE 3/2 G1/4 230VAC ¦ SOLENOID VALVE 3/2 G1/4 230VAC | MM_FEATURE **SOLENOID VALVE **MM_DIMENSION1_VALUE1 **2/3/2023 **MM_DIMENSION2_VALUE2 **G1/4 **MM_DIMENSION3_VALUE3 **230VAC **MM_MANUFACTURER **CAMOZZI |  | 060758 | 84818059 |  |  | Cleansed | VALVE | SOLENOID |  |  | CAMOZZI AUTOMATION S.P.A. | OEM |  |  |  | PORTS/POSITIONS | 3/2-WAY | NOMINAL VOLTAGE | 230VAC | NOMINAL SIZE | G1/4 | END CONNECTION | BSPP | CONFIGURATION | [8 empty] | URL Not Found |  |  |  | Production Completed
STP_008 | Data Enrichment | SFQ | OK | 2023-07-04 | 2023-07-10 | SYC |  | 2023-07-14 |  | 410462 |  | 410462 | M | ZRSA | EN | 06 | [7 empty] | PC | 0¦0¦0 | 0 | KG | 0¦0¦0 | 0 | [5 empty] | M3¦NM3¦PC |  | Z002 | [12 empty] | SOLENOID VALVE FITTED 22381¦MAGNEETTIVENTTIILI 22381 | SOLENOID VALVE FITTED 22381¦SOLENOID VALVE 22381 | MM_FEATURE **SOLENOID VALVE **MM_TYPE **22381 **MM_MANUFACTURER_NO **22381 **MM_MANUFACTURER **ELECTRONIC WOOD SYSTEMS GMBH |  | 060760 | 84818059 |  |  | Cleansed | VALVE | SOLENOID |  |  | ELECTRONIC WOOD SYSTEMS GMBH | NON-OEM | 22381 |  |  | PORTS/POSITIONS |  | NOMINAL VOLTAGE |  | NOMINAL SIZE |  | END CONNECTION |  | CONFIGURATION | [8 empty] | URL Not Found |  |  |  | Production Completed
STP_008 | Data Enrichment | SFQ | OK | 2023-07-04 | 2023-07-10 | SYC |  | 2023-07-14 |  | 407493 |  | 407493 | M | ZRSA | EN | 06 | [7 empty] | PC | 0 | 0.38 | KG | 0 | 0 | [5 empty] | PC |  | Z002 | [12 empty] | SOLENOID VALVE VF3333-5DZD1-02F¦MAGNEETTIVENTTIILI VF3333-5DZD1-02F | SOLENOID VALVE VF3333-5DZD1-02F¦SOLENOID VALVE VF3333-5DZD1-02F | MM_FEATURE **SOLENOID VALVE **MM_MEASUREMENT1_VALUE1 **3/5/2023 **MM_TYPE **VF3333-5DZD1-02F **MM_MEASUREMENT2_VALUE2 **24VDC **MM_MANUFACTURER_NO **VF3333-5DZD1-02F **MM_MANUFACTURER **SMC |  | 060190 | 84818059 |  |  | Enriched | VALVE | SOLENOID |  |  | SMC CORPORATION | OEM | VF3333-5DZD1-02F |  |  | PORTS/POSITIONS | 5/3-WAY | NOMINAL VOLTAGE | 24VDC | NOMINAL SIZE | G1/4 | END CONNECTION | BSPP | CONFIGURATION | [8 empty] | https://www.smcpneumatics.com/pdfs/VF_New.pdf |  |  |  | Production Completed
STP_008 | Data Enrichment | SFQ | OK | 2023-07-04 | 2023-07-10 | SYC |  | 2023-07-14 |  | 198700 |  | 198700 | M | ZRSA | EN | 06 | [7 empty] | PC | 0 | 0 | KG | 0 | 0 | [5 empty] | PC |  | Z002 | [10 empty] | M00001625¦M00001625 |  | SOLENOID VALVE VUVS-L20-B52-D-G18>¦SOLENOIDKLAPP VUVS-L20-B52-D-G18>¦SOLENOIDIVENTTIILI VUVS-L20-B52-D-G18> | SOLENOID VALVE VUVS-L20-B52-D-G18>¦SOLENOID VALVE VUVS-L20-B52-D-G18>¦SOLENOID VALVE VUVS-L20-B52-D-G18> | MM_FEATURE **SOLENOID VALVE **MM_TYPE **VUVS-L20-B52-D-G18-F7-1C1 **MM_MANUFACTURER_NO **M00001625 |  | 061490 | 84818059 |  |  | Enriched | VALVE | SOLENOID |  |  | FESTO CORPORATION | OEM | 575265 | VUVS-L20-B52-D-G18-F7-1C1 |  | PORTS/POSITIONS | 5/2-WAY | NOMINAL VOLTAGE | 24VDC | NOMINAL SIZE | G1/8 | END CONNECTION | BSPP | CONFIGURATION |  |  | DIE-CAST ALUMINUM PAINTED HOUSING | ALTERNATE MPN:M00001625 |  |  |  |  | https://www.festo.com/in/en/a/download-document/datasheet/575265 |  |  | Part Number Updated as per Websource | Production Completed
STP_008 | Data Enrichment | SFQ | OK | 2023-07-04 | 2023-07-10 | SYC |  | 2023-07-14 |  | 198701 |  | 198701 | M | ZRSA | EN | 06 | [7 empty] | PC | 0 | 0 | KG | 0 | 0 | [5 empty] | PC |  | Z002 | [10 empty] | M00001626¦M00001626 |  | SOLENOID VALVE VUVS-L20-M52-AD-G18>¦SOLENOIDKLAPP VUVS-L20-M52-AD-G18>¦SOLENOIDIVENTTIILI VUVS-L20-M52-AD-G18> | SOLENOID VALVE VUVS-L20-M52-AD-G18>¦SOLENOID VALVE VUVS-L20-M52-AD-G18>¦SOLENOID VALVE VUVS-L20-M52-AD-G18> | MM_FEATURE **SOLENOID VALVE **MM_TYPE **VUVS-L20-M52-AD-G18-F7-1C1 **MM_MANUFACTURER_NO **M00001626 |  | 061490 | 84818059 |  |  | Enriched | VALVE | SOLENOID |  |  | FESTO CORPORATION | OEM | 575263 | VUVS-L20-M52-AD-G18-F7-1C1 |  | PORTS/POSITIONS | 5/2-WAY | NOMINAL VOLTAGE | 24VDC | NOMINAL SIZE | G1/8 | END CONNECTION | BSPP | CONFIGURATION |  |  | DIE-CAST ALUMINUM PAINTED HOUSING | [5 empty] | https://www.festo.com/in/en/a/download-document/datasheet/575263 |  |  |  | Production Completed
STP_008 | Data Enrichment | SFQ | OK | 2023-07-04 | 2023-07-10 | SYC |  | 2023-07-14 |  | 411392 |  | 411392 | M | ZRSA | EN | 06 | [7 empty] | PC | 0¦0¦0 | 0 | KG | 0¦0¦0 | 0 | [5 empty] | M3¦NM3¦PC |  | Z002 | [12 empty] | VALVE 24VDC 57D-16-611-JJ¦VENTTIILI 24VDC 57D-16-611-JJ | VALVE 24VDC 57D-16-611-JJ¦VALVE 24VDC 57D-16-611-JJ | MM_FEATURE **VALVE **MM_TYPE **57D-16-611-JJ **MM_MEASURE2_VALUE2 **24VDC **MM_MANUFACTURER_NO **EP-011201 **MM_MANUFACTURER **MAC |  | 061490 | 84818059 |  |  | Enriched | VALVE | SOLENOID |  |  | MAC | OEM | 57D-16-611-JJ | EP-011201 |  | PORTS/POSITIONS | 3/2-WAY | NOMINAL VOLTAGE | 24VDC | NOMINAL SIZE |  | END CONNECTION | FNPT | CONFIGURATION | NO+NC | [7 empty] | https://www.macvalves.com/wp-content/uploads/PDFs/Series_Pages/Lg3ways/57catalog.pdf |  |  | Series Match | Production Completed
STP_008 | Data Enrichment | SFQ | OK | 2023-07-04 | 2023-07-10 | SYC |  | 2023-07-14 |  | 198696 |  | 198696 | M | ZRSA | EN | 06 | [7 empty] | PC | 0 | 0 | KG | 0 | 0 | [5 empty] | PC |  | Z002 | [10 empty] | 3007364'¦'3007364' |  | VALVE 3/2 MFH-3-1/2-S¦KLAPP 3/2 MFH-3-1/2-S¦VENTTIILI 3/2 MFH-3-1/2-S | VALVE 3/2 MFH-3-1/2-S¦VALVE 3/2 MFH-3-1/2-S¦VALVE 3/2 MFH-3-1/2-S | MM_PROPERTY **VALVE **MM_TYPE **3/2 MFH-3-1/2-S **MM_MANUFACTURER_NO **3007364 |  | 061590 | 84818059 |  |  | Enriched | VALVE | SOLENOID |  |  | FESTO CORPORATION | OEM | 7960 | 3/2 MFH-3-1/2-S |  | PORTS/POSITIONS | 3/2-WAY | NOMINAL VOLTAGE |  | NOMINAL SIZE | G1/2 | END CONNECTION | BSPP | CONFIGURATION |  |  | DIE-CAST ALUMINUM HOUSING,NBR SEAL | ALTERNATE MPN:3007364 |  |  |  |  | https://www.festo.com/tw/en/a/download-document/datasheet/7960 |  |  | Part Number Updated as per Websource | Production Completed
STP_008 | Data Enrichment | SFQ | OK | 2023-07-04 | 2023-07-11 | SYC |  | 2023-07-14 |  | 181336 |  | 181336 | M | ZRSA | EN | 06 | [7 empty] | PC | 0 | 0 | KG | 0 | 0 | [5 empty] | PC |  | Z002 | [12 empty] | VENTTIILI 5/2 EVFS3120-5YB-03F G 3/8 | VALVE 5/2 EVFS3120-5YB-03F G 3/8 | MM_TYPE **VALVE 5/2 EVFS3120-5YB-03F **MM_LISAT_1 **24 VDC ELECTRIC SPRING **MM_MANUFACTURER_NO **1005260 **MM_MANUFACTURER **RAUTE OYJ |  | 060758 | 84818059 |  |  | Enriched | VALVE | SOLENOID | PILOT OPERATED |  | SMC CORPORATION | OEM | EVFS3120-5YB-03F |  |  | PORTS/POSITIONS | 5/2-WAY | NOMINAL VOLTAGE | 24VDC | NOMINAL SIZE | G3/8 | END CONNECTION | BSPP | CONFIGURATION |  |  | METAL SEAL | ALTERNATE MFR:RAUTE OYJ,ALTERNATE MPN:1005260 |  |  |  |  | https://www.smcpneumatics.com/pdfs/VFS.pdf |  |  | Series Match | Production Completed
STP_008 | Data Enrichment | SFQ | OK | 2023-07-04 | 2023-07-11 | SYC |  | 2023-07-14 |  | 189425 |  | 189425 | M | ZRSA | EN | 06 | [7 empty] | PC | 0 | 0 | KG | 0 | 0 | [5 empty] | PC |  | Z002 | [12 empty] | VENTTIILI MN1H-2-1-MS TIL.NRO | VALVE MN1H-2-1-MS PART NO | MM_CHARACTERISTICS **VALVE **MM_TYPE **MN1H-2-1-MS ORDER NO. **MM_LISAT_2 **RAUTE NO. 2007745 |  | 061590 | 84818059 |  |  | Enriched | VALVE | SOLENOID |  |  | FESTO CORPORATION | OEM | 161732 | MN1H-2-1-MS |  | PORTS/POSITIONS | 2/2-WAY | NOMINAL VOLTAGE | 110/230VAC/24VDC | NOMINAL SIZE | G1 | END CONNECTION | BSPP | CONFIGURATION |  |  | BRASS HOUSING | DESIGN:DIAPHRAGM,ALTERNATE MFR:RAUTE,ALTERNATE MPN:2007745 |  |  |  |  | https://www.festo.com/in/en/a/download-document/datasheet/161732 |  |  |  | Production Completed
STP_008 | Data Enrichment | SFU | OK | 2023-07-03 | 2023-07-12 | PVJ |  | 2023-07-14 |  | 193264 |  | 193264 | M | ZRSA | EN | 06 | [7 empty] | PC | 0¦0¦1 | 1 | KG | 0¦0¦0 | 0 | [5 empty] | M3¦NM3¦PC |  | Z002 | [12 empty] | WASHER 04-859.52¦KIEKKO 04-859.52 | WASHER 04-859.52¦WASHER 04-859.52 | MM_DIMENSION1_VALUE1 **20X79F7X11 **MM_MANUFACTURER_NO **04-859.52 **MM_MANUFACTURER **PAUL MASCHINENFABRIK GMBH |  | 060752 | 84669220 |  |  | CLEANSED | WASHER |  |  |  | PAUL MASCHINENFABRIK GMBH & CO. KG | OEM | 04-859.52 |  |  | NOMINAL SIZE |  | SIZE | 20X79F7X11 | [13 empty] | URL NOT FOUND |  |  | REVIEW SIZE | Production Completed
STP_008 | Data Enrichment | NGB | OK | 2023-07-10 | 2023-07-10 | PVJ |  | 2023-07-14 |  | 165714 |  | 165714 | M | ZRSA | EN | 06 | [7 empty] | PC | 0 | 0 | KG | 0 | 0 | [5 empty] | PC |  | Z002 | [12 empty] | PAINOAISA 31321 L=1700 | WEIGHT 31321 L=1700 | MM_DRAWING **31321 |  | 060783 | 84239090 |  |  | Cleansed | WEIGHT | [8 empty] | NOMINAL MASS |  | WEIGHT CLASS |  | MEASUREMENT TYPE | [5 empty] | 31321 |  | SIZE:1700 |  |  |  |  | URL Not Found |  |  |  | Production Completed
STP_008 | Data Enrichment | NGB | OK | 2023-07-10 | 2023-07-10 | PVJ |  | 2023-07-14 |  | 165710 |  | 165710 | M | ZRSA | EN | 06 | [7 empty] | PC | 0 | 0 | KG | 0 | 0 | [5 empty] | PC |  | Z002 | [12 empty] | PAINOAISA 31321 L=2100 | WEIGHT 31321 L=2100 | MM_DRAWING **31321 |  | 060783 | 84239090 |  |  | Cleansed | WEIGHT | [8 empty] | NOMINAL MASS |  | WEIGHT CLASS |  | MEASUREMENT TYPE | [5 empty] | 31321 |  | SIZE:2100 |  |  |  |  | URL Not Found |  |  |  | Production Completed
STP_008 | Data Enrichment | NGB | OK | 2023-07-10 | 2023-07-10 | PVJ |  | 2023-07-14 |  | 165715 |  | 165715 | M | ZRSA | EN | 06 | [7 empty] | PC | 0 | 0 | KG | 0 | 0 | [5 empty] | PC |  | Z002 | [12 empty] | PAINOAISA 31321 L=2300 | WEIGHT 31321 L=2300 | MM_DRAWING **31321 |  | 060783 | 84239090 |  |  | Cleansed | WEIGHT | [8 empty] | NOMINAL MASS |  | WEIGHT CLASS |  | MEASUREMENT TYPE | [5 empty] | 31321 |  | SIZE:2300 |  |  |  |  | URL Not Found |  |  |  | Production Completed
STP_008 | Data Enrichment | NGB | OK | 2023-07-10 | 2023-07-10 | PVJ |  | 2023-07-14 |  | 165712 |  | 165712 | M | ZRSA | EN | 06 | [7 empty] | PC | 0 | 0 | KG | 0 | 0 | [5 empty] | PC |  | Z002 | [12 empty] | PAINOAISA 31321 L=2790 | WEIGHT 31321 L=2790 | MM_DRAWING **31321 |  | 060783 | 84239090 |  |  | Cleansed | WEIGHT | [8 empty] | NOMINAL MASS |  | WEIGHT CLASS |  | MEASUREMENT TYPE | [5 empty] | 31321 |  | SIZE:2790 |  |  |  |  | URL Not Found |  |  |  | Production Completed
STP_008 | Data Enrichment | NGB | OK | 2023-07-10 | 2023-07-10 | PVJ |  | 2023-07-14 |  | 165711 |  | 165711 | M | ZRSA | EN | 06 | [7 empty] | PC | 0 | 0 | KG | 0 | 0 | [5 empty] | PC |  | Z002 | [12 empty] | PAINOAISA 31321 L=3100 | WEIGHT 31321 L=3100 | MM_DRAWING **31321 |  | 060783 | 84239090 |  |  | Cleansed | WEIGHT | [8 empty] | NOMINAL MASS |  | WEIGHT CLASS |  | MEASUREMENT TYPE | [5 empty] | 31321 |  | SIZE:3100 |  |  |  |  | URL Not Found |  |  |  | Production Completed
STP_008 | Data Enrichment | NEN | OK | 10-07-2023 | 12-07-2023 | PVJ |  | 2023-07-14 |  | 170182 |  | 170182 | M | ZRSA | EN | 06 | [7 empty] | PC | 0 | 0 | KG | 0 | 0 | [5 empty] | PC |  | Z002 | [10 empty] | PAINOAISA 31360 L=1700 |  | PAINOAISA 31360 L=1700 | WEIGHT 31360 L=1700 | MM_DRAWING **31360 |  | 060783 |  |  |  | CLEANSED | WEIGHT | [8 empty] | NOMINAL MASS |  | WEIGHT CLASS |  | MEASUREMENT TYPE | [5 empty] | 31360 |  | LENGTH:1700 |  |  |  |  | URL NOT FOUND |  |  | Suitable commodity code not found | Production Completed
STP_008 | Data Enrichment | SMX | OK | 2023-07-06 | 2023-07-10 | SPC |  | 2023-07-14 |  | 410923 |  | 410923 | M | ZRSA | EN | 06 | [7 empty] | PC | 0¦0¦0 | 0 | KG | 0¦0¦0 | 0 | [5 empty] | M3¦NM3¦PC |  | Z002 | [12 empty] | TRANSMITTER WHEEL 260-TRA-1002B¦LÄHETINPYÖRÄ 260-TRA-1002B | TRANSMITTER WHEEL 260-TRA-1002B¦TRANSMITTER WHEEL 260-TRA-1002B | MM_PROPERTY **TRANSMITTER WHEEL **MM_LISAT_1 **W/TNC CONNECTOR **MM_MANUFACTURER_NO **260-TRA-1002B **MM_MANUFACTURER **METRIGUARD |  | 061301 | 85181000 |  |  | Cleansed | WHEEL |  | TRANSMITTER |  | METRIGUARD | OEM | 260-TRA-1002B |  |  | DIAMETER |  | WIDTH | [9 empty] | WITH TNC CONNECTOR |  |  |  |  | Url Not Found |  |  |  | Production Completed
STP_008 | Data Enrichment | CIR | OK | 11/7/2023 | 13/7/2023 | SPC |  | 2023-07-14 |  | 185690 |  | 185690 | M | ZRSA | EN | 06 | [7 empty] | PC | 0 | 0 | KG | 0 | 0 | [5 empty] | PC |  | Z002 | [12 empty] | RULLA SCM 10L0181490L | ROLLER SCM 10L0181490L | MM_LISAT_1 **SUPPLIED INNOMAC OY **MM_MANUFACTURER_NO **10L0181490L **MM_MANUFACTURER **CELASCHI |  | 060762 | 84229090 |  |  | ENRICHED | WHEEL |  |  |  | SCM GROUP | OEM | 10L0181490L |  |  | DIAMETER |  | WIDTH | [8 empty] | PARA RUBBER | ROLLER,ALTERNATE MFR:INNOMAC OY,ALTERNATE MFR1:CELASCHI |  |  |  |  | https://www.scmgroupspareparts.com/en/index.php/p2/complete-wheel-d-71-para-rubber-spares.html |  |  |  | Production Completed
STP_008 | Data Enrichment | CIR | OK | 11/7/2023 | 13/7/2023 | SPC |  | 2023-07-14 |  | 186926 |  | 186926 | M | ZRSA | EN | 06 | [7 empty] | PC | 0 | 0 | KG | 0 | 0 | [5 empty] | PC |  | Z002 | [12 empty] | KULKUPYÖRÄ GTH110X50/20-46K | BIKE GTH110X50/20-46K | MM_TYPE **GTH110X50/20-46K |  | 061702 | 84229090 |  |  | ENRICHED | WHEEL |  |  |  | BLICKLE RÄDER+ROLLEN GMBH U. CO. KG. | OEM | 470005 | GTH110X50/20-46K |  | DIAMETER | 110 | WIDTH | 50 | [7 empty] | BLICKLE EXTRATHANE POLYURETHANE TREAD WITH CAST IRON WHEEL | BIKE |  |  |  |  | https://www.blickle.com/product/GTH-110x50-20-46K-470005 |  |  |  | Production Completed
STP_008 | Data Enrichment | CIR | OK | 11/7/2023 | 12/7/2023 | SPC |  | 2023-07-14 |  | 189562 |  | 189562 | M | ZRSA | EN | 06 | [7 empty] | PC | 0 | 0 | KG | 0 | 0 | [5 empty] | PC |  | Z002 | [12 empty] | PYÖRÄ PATH 80/12G BLICKLE | BIKE PATH 80/12G BLICKLE | MM_FEATURE **WHEEL **MM_TYPE **PATH 80/12G **MM_MANUFACTURER **BLICKLE **MM_LISAT_2 **RAUTE NO. 3001817 |  | 060753 | 86071910 |  |  | ENRICHED | WHEEL |  |  |  | BLICKLE RÄDER+ROLLEN GMBH U. CO. KG. | OEM | 252189 | PATH 80/12G |  | DIAMETER | 80 | WIDTH | 32 | [7 empty] | THERMOPLASTIC POLYURETHANE TREAD WITH NYLON WHEEL | ALTERNATE MFR:RAUTE,ALTERNATE MPN:3001817 | 4047526252182 |  |  |  | https://www.blickle.com/product/PATH-80-12G-252189 |  |  | Processed based on Websource, Conflict w.r.t Input | Production Completed
STP_008 | Data Enrichment | CIR | OK | 4/7/2023 | 11/7/2023 | SPC |  | 2023-07-14 |  | 137698 |  | 137698 | M | ZRSA | EN | 06 | [7 empty] | PC | 0 | 0 | KG | 0 | 0 | [5 empty] | PC |  | Z002 | [12 empty] | PYÖRÄ STELLANA 7378 | BIKE STELLANA 7378 | MM_PROPERTY **FOR PLATFORM TRUCK **MM_MANUFACTURER_NO **198054 **MM_MANUFACTURER **ROCLA |  | 061702 | 86071910 |  |  | ENRICHED | WHEEL |  |  |  | MITSUBISHI LOGISNEXT EUROPE B.V. | OEM | 198054 |  |  | DIAMETER | 343 | WIDTH | 140 | [8 empty] | FOR PLATFORM TRUCK |  |  |  |  | https://www.orangeparts.com/rocla-198054-drive-wheel-dia-343-mm-qty-holes-7/ |  |  | Processed based on Websource, Conflict w.r.t Input | Production Completed
STP_008 | Data Enrichment | CIR | OK | 4/7/2023 | 11/7/2023 | SPC |  | 2023-07-14 |  | 137705 |  | 137705 | M | ZRSA | EN | 06 | [7 empty] | PC | 0 | 0 | KG | 0 | 0 | [5 empty] | PC |  | Z002 | [12 empty] | KULJETINPYÖRÄ 251213 D48 D8 | CONVEYOR WHEEL 251213 D48 D8 | MM_MANUFACTURER_NO **251213 **MM_MANUFACTURER **EUROROLL |  | 060204 | 86071910 |  |  | CLEANSED | WHEEL |  | CONVEYOR |  | EUROROLL | NON-OEM | 251213 |  |  | DIAMETER | 48X8 | WIDTH | [17 empty] | URL NOT Found | Production Completed
STP_008 | Data Enrichment | CIR | OK | 4/7/2023 | 11/7/2023 | SPC |  | 2023-07-14 |  | 137766 |  | 137766 | M | ZRSA | EN | 06 | [7 empty] | PC | 0 | 0 | KG | 0 | 0 | [5 empty] | PC |  | Z002 | [12 empty] | IRTOPYÖRÄ 105118 200/60MM | FLOATING WHEEL 105118 200/60MM |  |  | 061702 | 86071910 |  |  | CLEANSED | WHEEL |  | FLOATING |  |  |  | 105118 |  |  | DIAMETER | 200X600 | WIDTH | [17 empty] | URL NOT Found | Production Completed
STP_008 | Data Enrichment | CIR | OK | 4/7/2023 | 11/7/2023 | SPC |  | 2023-07-14 |  | 137768 |  | 137768 | M | ZRSA | EN | 06 | [7 empty] | PC | 0 | 0 | KG | 0 | 0 | [5 empty] | PC |  | Z002 | [12 empty] | IRTOPYÖRÄ ESI-150 ND/K | LOOSE WHEEL ESI-150 ND/K | MM_MANUFACTURER **CONTINENT |  | 061702 | 86071910 |  |  | CLEANSED | WHEEL |  | LOOSE |  | CONTITECH DEUTSCHLAND GMBH | NON-OEM | ESI-150 ND/K |  |  | DIAMETER |  | WIDTH | [17 empty] | URL NOT Found | Production Completed
STP_008 | Data Enrichment | CIR | OK | 4/7/2023 | 11/7/2023 | SPC |  | 2023-07-14 |  | 137781 |  | 137781 | M | ZRSA | EN | 06 | [7 empty] | PC | 0 | 0 | KG | 0 | 0 | [5 empty] | PC |  | Z002 | [12 empty] | WHEEL SI-200/50 VV/K MANNER¦IRTOPYÖRÄ SI-200/50 VV/KL | WHEEL SI-200/50 VV/K CONTINENT |  |  | 061702 | 86071910 |  |  | CLEANSED | WHEEL |  |  |  | CONTITECH DEUTSCHLAND GMBH | NON-OEM | SI-200/50 VV/K |  |  | DIAMETER |  | WIDTH | [17 empty] | URL NOT Found | Production Completed
STP_008 | Data Enrichment | CIR | OK | 4/7/2023 | 11/7/2023 | SPC |  | 2023-07-14 |  | 137783 |  | 137783 | M | ZRSA | EN | 06 | [7 empty] | PC | 0 | 0 | KG | 0 | 0 | [5 empty] | PC |  | Z002 | [12 empty] | KANNATINPYÖRÄ POS. 290 | BRACKET WHEEL POS. 290 | MM_PROPERTY **NFK FILTER |  | 061702 | 86071910 |  |  | CLEANSED | WHEEL |  | BRACKET | [6 empty] | DIAMETER |  | WIDTH | [9 empty] | POS. 290,NEK,FILTER | [7 empty] | URL NOT Found | Production Completed
STP_008 | Data Enrichment | CIR | OK | 4/7/2023 | 11/7/2023 | SPC |  | 2023-07-14 |  | 137792 |  | 137792 | M | ZRSA | EN | 06 | [7 empty] | PC | 0 | 0 | KG | 0 | 0 | [5 empty] | PC |  | Z002 | [12 empty] | LAIPPAPYÖRÄ 3R233277 | FLANGE WHEEL 3R233277 | MM_DRAWING **3R233277 **MM_MANUFACTURER **RAUTE |  | 061702 | 86071910 |  |  | CLEANSED | WHEEL |  | FLANGE |  | RAUTE | NON-OEM |  |  |  | DIAMETER |  | WIDTH | [7 empty] | 3R233277 | [9 empty] | URL NOT Found | Production Completed
STP_008 | Data Enrichment | CIR | OK | 4/7/2023 | 11/7/2023 | SPC |  | 2023-07-14 |  | 137793 |  | 137793 | M | ZRSA | EN | 06 | [7 empty] | PC | 0 | 0 | KG | 0 | 0 | [5 empty] | PC |  | Z002 | [12 empty] | OHJAINPYÖRÄ ACLAN-ROLLEN 60/20X20 | STEERING WHEEL ACLAN-ROLLEN 60/20X20 | MM_MANUFACTURER **ACLA-WERKE GMBH |  | 061702 | 87089499 |  |  | CLEANSED | WHEEL |  | STEERING |  | ACLA-WERKE GMBH | NON-OEM |  |  |  | DIAMETER | D20/60 | WIDTH | 20 | [16 empty] | URL NOT Found | Production Completed
STP_008 | Data Enrichment | CIR | OK | 4/7/2023 | 11/7/2023 | SPC |  | 2023-07-14 |  | 137794 |  | 137794 | M | ZRSA | EN | 06 | [7 empty] | PC | 0 | 0 | KG | 0 | 0 | [5 empty] | PC |  | Z002 | [12 empty] | PYÖRÄ KS100/35/1G-30,2 POLYAMIDI | WHEEL KS100/35/1G-30,2 POLYAMIDE | MM_MATERIAL **POLYAMIDE **MM_DRAWING **3.29830/2 |  | 061702 | 86071910 |  |  | CLEANSED | WHEEL | [5 empty] | KS100/35/1G-30 |  |  | DIAMETER |  | WIDTH | [7 empty] | 3.29830/2 | 2 POLYAMIDE | [8 empty] | URL NOT Found | Production Completed
STP_008 | Data Enrichment | CIR | OK | 4/7/2023 | 11/7/2023 | SPC |  | 2023-07-14 |  | 138262 |  | 138262 | M | ZRSA | EN | 06 | [7 empty] | PC | 0 | 0 | KG | 0 | 0 | [5 empty] | PC |  | Z002 | [12 empty] | KIERUKKAPYÖRÄN KEHÄ 1010197 KVA-1250 | HELICAL WHEEL CIRCLE 1010197 KVA-1250 | MM_CHARACTERISTICS **TO CHANGE KVA-1250 |  | 060601 | 86071910 |  |  | CLEANSED | WHEEL |  | HELICAL |  |  |  | 1010197 | KVA-1250 |  | DIAMETER |  | WIDTH | [9 empty] | CIRCLE SHAPE | [7 empty] | URL NOT Found | Production Completed
STP_008 | Data Enrichment | CIR | OK | 4/7/2023 | 11/7/2023 | SPC |  | 2023-07-14 |  | 143454 |  | 143454 | M | ZRSA | EN | 06 | [7 empty] | PC | 0 | 0 | KG | 0 | 0 | [5 empty] | PC |  | Z002 | [12 empty] | PUHALTIMEN SIIPIPYÖRÄ MULTI-WING0550/019 | FAN WHEEL MULTI-WING0550/019 | MM_FEATURE **FOR REGENERATION FAN **MM_TYPE **MULTI-WING 0550/019 **MM_MEASUREMENT2_VALUE2 **DIAM 550 MM |  | 060704 | 84149000 |  |  | CLEANSED | WHEEL |  | FAN |  |  |  |  | MULTI-WING 0550/019 |  | DIAMETER | 550 | WIDTH | [9 empty] | FOR REGENERATION FAN | [7 empty] | URL NOT Found | Production Completed
STP_008 | Data Enrichment | NGB | OK | 2023-07-10 | 2023-07-11 | SPC |  | 2023-07-14 |  | 165705 |  | 165705 | M | ZRSA | EN | 06 | [7 empty] | PC | 0 | 0 | KG | 0 | 0 | [5 empty] | PC |  | Z002 | [12 empty] | TAITTOPYÖRÄ 60X50X120-180 | FOLDING BIKE 60X50X120-180 | MM_MEASUREMENT1_VALUE1 **60X50 **MM_MEASUREMENT2_VALUE2 **120 **MM_MEASUREMENT3_VALUE3 **AXLE 18 **MM_MANUFACTURER **OWNERSHIP |  | 061002 | 90330090 |  |  | Cleansed | WHEEL |  | FOLDING | [6 empty] | DIAMETER |  | WIDTH | [9 empty] | SIZE:60X50X120-180,WITH 18 AXLE,OWNERSHIP |  |  |  |  | URL Not Found |  |  |  | Production Completed
STP_008 | Data Enrichment | NGB | OK | 2023-07-10 | 2023-07-10 | SPC |  | 2023-07-14 |  | 165413 |  | 165413 | M | ZRSA | EN | 06 | [7 empty] | PC | 0 | 0 | KG | 0 | 0 | [5 empty] | PC |  | Z002 | [12 empty] | TAITTOPYÖRÄ R676404 | FOLDING BIKE R676404 | MM_FEATURE **WITH AXLES **MM_TYPE **R676404 **MM_DRAWING **R676404 **MM_MANUFACTURER **RAUTE |  | 061702 | 90330090 |  |  | Cleansed | WHEEL |  | FOLDING |  | RAUTE | NON-OEM |  |  |  | DIAMETER |  | WIDTH | [7 empty] | R676404 |  | WITH AXLES |  |  |  |  | URL Not Found |  |  |  | Production Completed
STP_008 | Data Enrichment | NEN | OK | 10-07-2023 | 11-07-2023 | SPC |  | 2023-07-14 |  | 166585 |  | 166585 | M | ZRSA | EN | 06 | [7 empty] | PC | 0 | 0 | KG | 0 | 0 | [5 empty] | PC |  | Z002 | [12 empty] | TAITTOPYÖRÄ D100/VETO R060973 | FOLDING BIKE D100/VETO R060973 | MM_DRAWING **R060973 **MM_MANUFACTURER **RAUTE |  | 060755 | 87087099 |  |  | CLEANSED | WHEEL |  | FOLDING |  | RAUTE | NON-OEM |  |  |  | DIAMETER | 100 | WIDTH | [7 empty] | R060973 | [6 empty] | URL NOT FOUND |  |  |  | Production Completed
STP_008 | Data Enrichment | NEN | OK | 10-07-2023 | 11-07-2023 | SPC |  | 2023-07-14 |  | 166586 |  | 166586 | M | ZRSA | EN | 06 | [7 empty] | PC | 0 | 0 | KG | 0 | 0 | [5 empty] | PC |  | Z002 | [12 empty] | TAITTOPYÖRÄ D125 R060972 | FOLDING BIKE D125 R060972 | MM_DRAWING **R060972 **MM_MANUFACTURER **RAUTE |  | 060755 | 87087099 |  |  | CLEANSED | WHEEL |  | FOLDING |  | RAUTE | NON-OEM |  |  |  | DIAMETER | 125 | WIDTH | [7 empty] | R060972 | [6 empty] | URL NOT FOUND |  |  |  | Production Completed
STP_008 | Data Enrichment | NEN | OK | 10-07-2023 | 11-07-2023 | SPC |  | 2023-07-14 |  | 166706 |  | 166706 | M | ZRSA | EN | 06 | [7 empty] | PC | 0 | 0 | KG | 0 | 0 | [5 empty] | PC |  | Z002 | [12 empty] | KIINTOPYÖRÄ SPO 201/20K | FIXED BIKE SPO 201/20K | MM_MEASUREMENT1_VALUE1 **200MM **MM_MANUFACTURER_NO **SPO 201/20K **MM_MANUFACTURER **BLICKLE |  | 061702 | 83022000 |  |  | ENRICHED | WHEEL | CASTER | BALL BEARING | ROHS,ICWM | BLICKLE RÄDER+ROLLEN GMBH U. CO. KG. | OEM | SPO 201/20K |  |  | DIAMETER | 200 | WIDTH | 50 | BORE DIAMETER | 20 | LOAD CAPACITY | 2200LB |  |  |  | NYLON | [5 empty] | https://www.blickle.com/product/SPO-201-20K-271205 | https://www.zoro.com/blickle-caster-wheel-nylon-8-2200-lb-white-spo-20120k-bb05/i/G9664895/ |  |  | Production Completed
STP_008 | Data Enrichment | NEN | OK | 10-07-2023 | 11-07-2023 | SPC |  | 2023-07-14 |  | 167133 |  | 167133 | M | ZRSA | EN | 06 | [7 empty] | PC | 0 | 0 | KG | 0 | 0 | [5 empty] | PC |  | Z002 | [12 empty] | PYÖRÄ SI-150N/K IRTOPYÖRÄ | BIKE SI-150N/K LOOSE BIKE | MM_MEASUREMENT1_VALUE1 **150 **MM_TYPE **SI-150 N/KL **MM_MEASUREMENT2_VALUE2 **48 **MM_MANUFACTURER_NO **600070 **MM_MANUFACTURER **MANNER OY |  | 061702 | 83022000 |  |  | ENRICHED | WHEEL | CASTER |  |  | MANNER | OEM | 600070 | SI-150N/K |  | DIAMETER | 150 | WIDTH | 48 | BORE DIAMETER | 15 | LOAD CAPACITY | 900KG |  |  |  | POLYAMIDE | [5 empty] | https://www.manner.fi/tuote/si-150-n-k-l/ |  |  |  | Production Completed
STP_008 | Data Enrichment | NEN | OK | 10-07-2023 | 12-07-2023 | SPC |  | 2023-07-14 |  | 167199 |  | 167199 | M | ZRSA | EN | 06 | [7 empty] | PC | 0 | 0 | KG | 0 | 0 | [5 empty] | PC |  | Z002 | [12 empty] | UMPIKUMIPYÖRÄ SE 200/20K | SOLID RUBBER SE 200/20K | MM_TYPE **SE200/20K |  | 060763 | 86071910 |  |  | ENRICHED | WHEEL | [5 empty] | SE 200/20K |  |  | DIAMETER | 200 | WIDTH | 50 | [7 empty] | SOLID RUBBER | [5 empty] | https://www.blickle.com/product/SE-200-20K-3459 | https://shop.eriks.be/en/workplace-equipment-internal-transport-wheels/wheel-se-200-20k-10016396/ |  | NM Updated Based On Websource | Production Completed
STP_008 | Data Enrichment | NEN | OK | 10-07-2023 | 12-07-2023 | SPC |  | 2023-07-14 |  | 167200 |  | 167200 | M | ZRSA | EN | 06 | [7 empty] | PC | 0 | 0 | KG | 0 | 0 | [5 empty] | PC |  | Z002 | [12 empty] | UMPIKUMIPYÖRÄ SE 100/20K | SOLID RUBBER SE 100/20K | MM_MEASUREMENT1_VALUE1 **5004482 **MM_TYPE **SE100/20K **MM_LISAT_1 **HAND CROSS WRAP **MM_MANUFACTURER **CROSS WRAP |  | 060763 | 86071910 |  |  | ENRICHED | WHEEL |  |  |  | CROSS WRAP OY | OEM | SE 100/20K |  |  | DIAMETER | 100 | WIDTH | 45 | [7 empty] | SOLID RUBBER | ALTERNATE MPN:5004482,HAND |  |  |  |  | https://www.blickle.com/product/SE-100-20K-43737 |  |  | NM Updated Based On Websource | Production Completed
STP_008 | Data Enrichment | RMZ | OK | 2023-07-03 | 2023-07-10 | PVJ |  | 2023-07-14 |  | 135405 |  | 135405 | M | ZRSA | EN | 06 | [7 empty] | PC | 0 | 0 | KG | 0 | 0 | [5 empty] | PC |  | Z002 | [12 empty] | KYLMÄLIIMA+KOVETIN TRELLBOND | COLD ADHESIVE+HARDENER TRELLBOND | MM_PROPERTY **INC. HARDENER |  |  | 35069900 |  |  | Cleansed | ADHESIVE |  | COLD | [6 empty] | CURE TIME |  | CONTAINER | [9 empty] | HARDENER TRELLBOND |  |  |  |  | Url Not Found |  |  |  | Production Completed
STP_008 | Data Enrichment | RMZ | OK | 2023-07-03 | 2023-07-10 | PVJ |  | 2023-07-14 |  | 135406 |  | 135406 | M | ZRSA | EN | 06 | [7 empty] | PC | 0 | 0 | KG | 0 | 0 | [5 empty] | PC |  | Z002 | [12 empty] | LIIMA B+BH 45 100+10GR RAPPTEX | ADHESIVE B+BH 45 100+10GR RAPPTEX |  |  |  | 35069900 |  |  | Cleansed | ADHESIVE | [8 empty] | CURE TIME |  | CONTAINER | [9 empty] | B+BH 45 100+10GR RAPPTEX |  |  |  |  | Url Not Found |  |  |  | Production Completed
STP_008 | Data Enrichment | RMZ | OK | 2023-07-03 | 2023-07-10 | PVJ |  | 2023-07-14 |  | 135413 |  | 135413 | M | ZRSA | EN | 06 | [7 empty] | PC | 0 | 0 | KG | 0 | 0 | [5 empty] | PC |  | Z002 | [12 empty] | LIIMA SC 2000 TIP-TOP 1KG¦КЛЕЙ ЦЕМЕНТ SC2000 1КГ | ADHESIVE SC 2000 TIP-TOP 1KG ¦ КЛЕЙ ЦЕМЕНТ SC2000 1KG |  |  |  | 35069900 |  |  | Enriched | ADHESIVE |  | HIGHLY VERSATILE COLD VULCANIZING BLACK CEMENT |  | REMA TIP TOP/NORTH AMERICA INC | OEM | SC 2000 |  |  | CURE TIME |  | CONTAINER | 1KG | [13 empty] | https://www.rematiptop.com/products/remabond-cements/sc2000-black-cement.html |  |  |  | Production Completed
STP_008 | Data Enrichment | RMZ | OK | 2023-07-03 | 2023-07-10 | PVJ |  | 2023-07-14 |  | 135415 |  | 135415 | M | ZRSA | EN | 06 | [7 empty] | PC | 0 | 0 | KG | 0 | 0 | [5 empty] | PC |  | Z002 | [12 empty] | LIITOSLIIMA KUMI-METALLI TRELLPRIME | JOINT ADHESIVE RUBBER-METALL TRELLPRIME | MM_FEATURE **JOINT ADHESIVE |  |  | 35069900 |  |  | Cleansed | ADHESIVE |  | JOINT | [6 empty] | CURE TIME |  | CONTAINER | [9 empty] | RUBBER-METALL TRELLPRIME |  |  |  |  | Url Not Found |  |  |  | Production Completed
STP_008 | Data Enrichment | RMZ | OK | 2023-07-03 | 2023-07-10 | PVJ |  | 2023-07-14 |  | 139694 |  | 139694 | M | ZRSA | EN | 06 | [7 empty] | PC | 0 | 0 | KG | 0 | 0 | [5 empty] | PC |  | Z002 | [12 empty] | PUTKITARTUNTA 501690-12-12 | PIPE ADHESION 501690-12-12 |  |  |  | 35069900 |  |  | Cleansed | ADHESIVE |  | PIPE |  |  |  | 501690-12-12 |  |  | CURE TIME |  | CONTAINER | [14 empty] | Url Not Found |  |  |  | Production Completed
STP_008 | Data Enrichment | RMZ | OK | 2023-07-03 | 2023-07-10 | PVJ |  | 2023-07-14 |  | 139695 |  | 139695 | M | ZRSA | EN | 06 | [7 empty] | PC | 0 | 0 | KG | 0 | 0 | [5 empty] | PC |  | Z002 | [12 empty] | PUTKITARTUNTA 501700-10-12 | PIPE ADHESION 501700-10-12 |  |  |  | 35069900 |  |  | Cleansed | ADHESIVE |  | PIPE |  |  |  | 501700-10-12 |  |  | CURE TIME |  | CONTAINER | [14 empty] | Url Not Found |  |  |  | Production Completed
STP_008 | Data Enrichment | RMZ | OK | 2023-07-03 | 2023-07-10 | PVJ |  | 2023-07-14 |  | 139696 |  | 139696 | M | ZRSA | EN | 06 | [7 empty] | PC | 0 | 0 | KG | 0 | 0 | [5 empty] | PC |  | Z002 | [12 empty] | PUTKITARTUNTA 501700-12-12 | PIPE ADHESION 501700-12-12 |  |  |  | 35069900 |  |  | Cleansed | ADHESIVE |  | PIPE |  |  |  | 501700-12-12 |  |  | CURE TIME |  | CONTAINER | [14 empty] | Url Not Found |  |  |  | Production Completed
STP_008 | Data Enrichment | RMZ | OK | 2023-07-03 | 2023-07-10 | PVJ |  | 2023-07-14 |  | 139697 |  | 139697 | M | ZRSA | EN | 06 | [7 empty] | PC | 0 | 0 | KG | 0 | 0 | [5 empty] | PC |  | Z002 | [12 empty] | PUTKITARTUNTA 501700-16-16 | PIPE ADHESION 501700-16-16 |  |  |  | 35069900 |  |  | Cleansed | ADHESIVE |  | PIPE |  |  |  | 501700-16-16 |  |  | CURE TIME |  | CONTAINER | [14 empty] | Url Not Found |  |  |  | Production Completed
STP_008 | Data Enrichment | RMZ | OK | 2023-07-03 | 2023-07-10 | PVJ |  | 2023-07-14 |  | 150514 |  | 150514 | M | ZRSA | EN | 06 | [7 empty] | PC | 0 | 0 | KG | 0 | 0 | [5 empty] | PC |  | Z002 | [12 empty] | LIIMA FIXOL | ADHESIVE FIXOL |  |  |  | 35069900 |  |  | Cleansed | ADHESIVE |  | FIXOL | [6 empty] | CURE TIME |  | CONTAINER | [14 empty] | Url Not Found |  |  |  | Production Completed
STP_008 | Data Enrichment | RMZ | OK | 2023-07-03 | 2023-07-10 | PVJ |  | 2023-07-14 |  | 152653 |  | 152653 | M | ZRSA | EN | 06 | [7 empty] | PC | 0 | 0 | KG | 0 | 0 | [5 empty] | PC |  | Z002 | [12 empty] | KONTAKTILIIMA BOSTIK | CONTACT ADHESIVE BOSTIK |  |  |  | 35069900 |  |  | Cleansed | ADHESIVE |  | BOSTICK CONTACT | [6 empty] | CURE TIME |  | CONTAINER | [14 empty] | Url Not Found |  |  |  | Production Completed
STP_008 | Data Enrichment | RMZ | OK | 2023-07-03 | 2023-07-10 | PVJ |  | 2023-07-14 |  | 152660 |  | 152660 | M | ZRSA | EN | 06 | [7 empty] | PC | 0 | 0 | KG | 0 | 0 | [5 empty] | PC |  | Z002 | [12 empty] | LIIMA VULCOL 30G | ADHESIVE VULCOL 30G | MM_MEASURE1_VALUE1 **30G **MM_TYPE **16VULCOL-30 **MM_MANUFACTURER **YTM-INDUSTRIAL OY |  |  | 35069900 |  |  | Cleansed | ADHESIVE |  |  |  | YTM-INDUSTRIAL OY | OEM | 16VULCOL-30 |  |  | CURE TIME |  | CONTAINER | 30G | [13 empty] | Url Not Found |  |  |  | Production Completed
STP_008 | Data Enrichment | RMZ | OK | 2023-07-03 | 2023-07-10 | PVJ |  | 2023-07-14 |  | 152664 |  | 152664 | M | ZRSA | EN | 06 | [7 empty] | PC | 0 | 0 | KG | 0 | 0 | [5 empty] | PC |  | Z002 | [12 empty] | LIIMA LOCTITE 406 20ML | ADHESIVE LOCTITE 406 20ML |  |  |  | 35069900 |  |  | Enriched | ADHESIVE |  | LOW VISCOSITY INSTANT |  | HENKEL CORPORATION | OEM | 406 |  |  | CURE TIME | 30S | CONTAINER | 20ML | [8 empty] | BRAND:LOCTITE |  |  |  |  | https://www.henkel-adhesives.com/in/en/product/instant-adhesives/loctite_4060.html |  |  |  | Production Completed
STP_008 | Data Enrichment | SCS | OK | 2023-07-03 | 10-07-2023 | PVJ |  | 2023-07-14 |  | 152652 |  | 152652 | M | ZRSA | EN | 06 | [7 empty] | PC | 0 | 0 | KG | 0 | 0 | [5 empty] | PC |  | Z002 | [12 empty] | HIHNALIIMA SC 4000 0,7 KG 525260 | BELT GLUE SC 4000 0.7 KG 525260 |  |  |  | 35069900 |  |  | Enriched | ADHESIVE |  | VULCANIZING CEMENT |  |  |  | 525260 |  |  | CURE TIME |  | CONTAINER | 0,7KG | [8 empty] | TRADE NAME: SC 4000, GLUE |  |  |  |  | https://www.etra.fi/en/vulcanizing-adhesive-sc-4000-e34014506 |  |  |  | Production Completed
STP_008 | Data Enrichment | SMX | OK | 2023-07-10 | 2023-07-13 | PVJ |  | 2023-07-14 |  | 161880 |  | 161880 | M | ZRSA | EN | 06 | [7 empty] | PC | 0 | 0 | KG | 0 | 0 | [5 empty] | PC |  | Z002 | [12 empty] | KOSTEUSANALYSAATTORI 2019748 YOKOGAWA | MOISTURE ANALYZER 2019748 YOKOGAWA |  |  | 060755 | 90262080 |  |  | Cleansed | ANALYZER |  | MOISTURE |  | YOKOGAWA | OEM | 2019748 |  |  | MEASURING RANGE |  | ACCURACY |  | OUTPUT TYPE |  | POWER SUPPLY | [10 empty] | Url Not Found |  |  |  | Production Completed
STP_008 | Data Enrichment | BHJ | OK | 2023-07-11 | 2023-07-12 | PVJ |  | 2023-07-14 |  | 198974 |  | 198974 | M | ZRSA | EN | 06 | [7 empty] | PC | 0 | 0 | KG | 0 | 0 | [5 empty] | PC |  | Z002 | [12 empty] | OXYGEN ANALYZER AZ20 ABB¦HAPPIANALYSAATTORI AZ20 ABB | OXYGEN ANALYZER AZ20 ABB¦OXYGEN ANALYZER AZ20 ABB | MM_PROPERTY **OXYGEN ANALYZER **MM_MEASURE1_VALUE1 **SENS.AZ20/112112121112100E/STD **MM_MEASURE4_VALUE4 **4-20MA, SENSOR 1.0M **MM_LISAT_1 **EQUIPMENT POSITION 2NR01Q101 **MM_MEASUREMENT2_VALUE2 **AMPL.AZ20/112112111 142100E/STD **MM_MEASURE3_VALUE3 **MEAS.RANGE 0.25-25%, 10M CABLE **MM_MANUFACTURER_NO **AZ20 **MM_MANUFACTURER **ABB |  |  | 90262080 |  |  | Enriched | ANALYZER | GAS | OXYGEN |  | ABB | OEM | AMPL.AZ20/112112111 142100E/STD |  |  | MEASURING RANGE | 0,01-100% | POWER SUPPLY | 100-250VAC,4-20MA,50/60HZ | ACCURACY | +/-0,75% | RESOLUTION | [5 empty] | EQUIPMENT POSITION:2NR01Q101,SENSOR RANGE:1M |  |  |  |  | https://new.abb.com/products/measurement-products/analytical/continuous-gas-analyzers/zirconia-in-situ-oxygen-and-combustion/endura-az20-combustion-gas-analyzer | https://library.e.abb.com/public/9a5cfe13a186652dc1257b0c00540366/DS_AZ20-EN_E.pdf |  |  | Production Completed
STP_008 | Data Enrichment | BHJ | OK | 2023-07-11 | 2023-07-12 | PVJ |  | 2023-07-14 |  | 406858 |  | 406858 | M | ZRSA | EN | 06 | [7 empty] | PC | 0 | 0 | KG | 0 | 0 | [5 empty] | PC |  | Z002 | [12 empty] | MOUNTING ANGLE WC680 R164513¦KIINNITYSKULMA WC680 R164513 | MOUNTING ANGLE WC680 R164513¦MOUNTING ANGLE WC680 R164513 | MM_PROPERTY **MOUNTING ANGLE **MM_MANUFACTURER_NO **R164513 |  |  | 90330090 |  |  | Cleansed | ANGLE |  | MOUNTING |  |  |  | R164513 | WC680 |  | SIZE |  | LOAD CAPACITY | [14 empty] | Url Not Found |  |  |  | Production Completed
STP_008 | Data Enrichment | RMZ | OK | 2023-07-11 | 2023-07-13 | PVJ |  | 2023-07-14 |  | 409878 |  | 409878 | M | ZRSA | EN | 06 | [7 empty] | PC | 0¦0¦0 | 0 | KG | 0¦0¦0 | 0 | [5 empty] | M3¦NM3¦PC |  | Z002 | [12 empty] | ANGLE 2IN 19.07.15.40¦KULMA 2IN 19.07.15.40 | ANGLE 2IN 19.07.15.40¦ANGLE 2IN 19.07.15.40 | MM_PROPERTIES **ANGLE **MM_MEASUREMENT1_VALUE1 **2IN **MM_TYPE **19.07.15.40 **MM_MANUFACTURER_NO **19.07.15.40 **MM_MANUFACTURER **WOODTEC FANKHAUSER | [5 empty] | Cleansed | ANGLE |  |  |  | WOODTEC FANKHAUSER GMBH | OEM | 19.07.15.40 |  |  | SIZE | 2IN | LOAD CAPACITY | [14 empty] | Url Not Found |  |  |  | Production Completed
STP_008 | Data Enrichment | RMZ | OK | 2023-07-11 | 2023-07-13 | PVJ |  | 2023-07-14 |  | 409879 |  | 409879 | M | ZRSA | EN | 06 | [7 empty] | PC | 0¦0¦0 | 0 | KG | 0¦0¦0 | 0 | [5 empty] | M3¦NM3¦PC |  | Z002 | [12 empty] | ANGLE 2IN 19.07.15.46¦KULMA 2IN 19.07.15.46 | ANGLE 2IN 19.07.15.46¦ANGLE 2IN 19.07.15.46 | MM_PROPERTY **ANGLE **MM_MEASUREMENT1_VALUE1 **2IN **MM_TYPE **19.07.15.46 **MM_MEASUREMENT2_VALUE2 **OUTPUT AA **MM_MANUFACTURER_NO **19.07.15.46 **MM_MANUFACTURER **WOODTEC FANKHAUSER | [5 empty] | Cleansed | ANGLE |  |  |  | WOODTEC FANKHAUSER GMBH | OEM | 19.07.15.46 |  |  | SIZE | 2IN | LOAD CAPACITY | [14 empty] | Url Not Found |  |  |  | Production Completed
STP_008 | Data Enrichment | RMZ | OK | 2023-07-11 | 2023-07-13 | PVJ |  | 2023-07-14 |  | 409880 |  | 409880 | M | ZRSA | EN | 06 | [7 empty] | PC | 0¦0¦0 | 0 | KG | 0¦0¦0 | 0 | [5 empty] | M3¦NM3¦PC |  | Z002 | [12 empty] | ANGLE 45DEG 2IN 19.07.15.41¦KULMA 45AST 2IN 19.07.15.41 | ANGLE 45DEG 2IN 19.07.15.41¦ANGLE 45AST 2IN 19.07.15.41 | MM_PROPERTY **ANGLE **MM_MEASUREMENT1_VALUE1 **45DEG **MM_TYPE **19.07.15.41 **MM_MEASUREMENT2_VALUE2 **2IN **MM_MANUFACTURER_NO **19.07.15.41 **MM_MANUFACTURER **WOODTEC FANKHAUSER | [5 empty] | Cleansed | ANGLE |  |  |  | WOODTEC FANKHAUSER GMBH | OEM | 19.07.15.41 |  |  | SIZE | 2IN | LOAD CAPACITY | [9 empty] | 45DEG |  |  |  |  | Url Not Found |  |  |  | Production Completed
STP_008 | Data Enrichment | NEN | OK | 10-07-2023 | 12-07-2023 | PVJ |  | 2023-07-14 |  | 167741 |  | 167741 | M | ZRSA | EN | 06 | [7 empty] | PC | 0 | 0 | KG | 0 | 0 | [5 empty] | PC |  | Z002 | [12 empty] | MUOVIPURISTEKULMA PA66 | PLASTIC PRESS ANGLE PA66 | MM_TYPE **PA66 **MM_LISAT_1 **PILOT ROLLER CONVEYORS |  | 060204 |  |  |  | CLEANSED | ANGLE |  | PRESS | [6 empty] | SIZE |  | LOAD CAPACITY | [8 empty] | PLASTIC GRADE PA66 | FOR PILOT ROLLER CONVEYORS |  |  |  |  | URL NOT FOUND |  |  | Suitable commodity code not found | Production Completed
STP_008 | Data Enrichment | NEN | OK | 10-07-2023 | 12-07-2023 | PVJ |  | 2023-07-14 |  | 166396 |  | 166396 | M | ZRSA | EN | 06 | [7 empty] | PC | 0 | 0 | KG | 0 | 0 | [5 empty] | PC |  | Z002 | [12 empty] | VIILUNPAKSUUDEN SÄÄTÖLAITE R513129 | VENEER THICKNESS ADJUSTMENT R513129 | MM_PROPERTY **VENEER THICKNESS ADJUSTMENT DEVICE **MM_LISAT_1 **4-LATHE **MM_MANUFACTURER_NO **R513129 **MM_DRAWING **R513129 **MM_MANUFACTURER **RAUTE |  | 060753 |  |  |  | CLEANSED | ASSEMBLY |  | VENEER THICKNESS ADJUSTMENT DEVICE |  | RAUTE | NON-OEM |  |  |  | SIZE/DIMENSIONS | [9 empty] | R513129 |  | FOR 4-LATHE |  |  |  |  | URL NOT FOUND |  |  |  | Production Completed
STP_008 | Data Enrichment | NGB | OK | 2023-07-10 | 2023-07-10 | PVJ |  | 2023-07-14 |  | 165016 |  | 165016 | M | ZRSA | EN | 06 | [7 empty] | PC | 0 | 0 | KG | 0 | 0 | [5 empty] | PC |  | Z002 | [12 empty] | TUKIKORI BKT-AS-AC-04 U | SUPPORT BASKET BKT-AS-AC-04 U | MM_TYPE **GDP-AS-AC-04 U **MM_MANUFACTURER_NO **402221012 **MM_MANUFACTURER **IP-PRODUKTER |  | 060784 |  |  |  | Cleansed | BASKET |  | SUPPORT |  | IP-PRODUKTER | NON-OEM | GDP-AS-AC-04 U |  |  | CAPACITY |  | SIZE | [9 empty] | ALTERNATE MPN:402221012 |  |  |  |  | URL Not Found |  |  |  | Production Completed
STP_008 | Data Enrichment | CIR | OK | 11/7/2023 | 12/7/2023 | PVJ |  | 2023-07-14 |  | 189446 |  | 189446 | M | ZRSA | EN | 06 | [7 empty] | PC | 0 | 0 | KG | 0 | 0 | [5 empty] | PC |  | Z002 | [12 empty] | LINEAARIJOHDE HSR45HB1SS-460L | LINEAR WIRE HSR45HB1SS-460L | MM_FEATURE **LINEAR WIRE **MM_TYPE **HSR45HB1SS-460L **MM_MANUFACTURER **X **MM_LISAT_2 **RAUTE NO. 2009739 |  | 060890 | 84832000 |  |  | CLEANSED | BEARING | LINEAR |  |  | THK CO., LTD | OEM | HSR45HB1SS-460L |  |  | INSIDE DIAMETER |  | OUTSIDE DIAMETER |  | OVERALL WIDTH | [7 empty] | WIRE,ALTERNATE MFR:RAUTE,ALTERNATE MPN:2009739 |  |  |  |  | https://www.locateballbearings.com/generic-brand-hsr45hb1ss-linear-bearing/ |  |  | PARTIAL MATCH | Production Completed
STP_008 | Data Enrichment | RMZ | OK | 2023-07-03 | 2023-07-11 | PVJ |  | 2023-07-14 |  | 189339 |  | 189339 | M | ZRSA | EN | 06 | [7 empty] | PC | 0 | 0 | KG | 0 | 0 | [5 empty] | PC |  | Z002 | [12 empty] | URAKUULALAAKERI 6010-RSR¦URAKUULAL. 6010-RSR>käytä nimike 136649 | SPRING BALL BEARING 6010-RSR¦SPRING BALL. 6010-RSR>use item 136649 | MM_CHARACTERISTICS **GROVE BALL BEARING **MM_TYPE **6010-RSR **MM_LISAT_2 **RAUTE NO. 0333190 |  |  | 84821090 |  |  | Enriched | BEARING | BALL | DEEP GROOVE |  | RAUTE | NON-OEM | 0333190 | 6010-RSR |  | INSIDE DIAMETER | 50 | OUTSIDE DIAMETER | 80 | OVERALL WIDTH | 16 | STYLE | SINGLE SEAL | BORE SHAPE | CYLINDRICAL |  | STEEL | SPRING,ITEM:136649 | 4012801153416 |  |  |  | https://www.abf.store/s/en/bearings/6010-RSR-FAG/346428 |  |  |  | Production Completed
STP_008 | Data Enrichment | RMZ | OK | 2023-07-03 | 2023-07-11 | PVJ |  | 2023-07-14 |  | 407138 |  | 407138 | M | ZRSA | EN | 06 | [7 empty] | PC | 0 | 0 | KG | 0 | 0 | [5 empty] | PC |  | Z002 | [12 empty] | GEARBOX HOUSING FIXED BEARING 4003-0192>¦KIINTEÄ LAAKERI 4003-019294-35 | GEARBOX HOUSING FIXED BEARING 4003-0192>¦FIXED BEARING 4003-019294-35 | MM_PROPERTY **GEARBOX HOUSING FIXED BEARING **MM_TYPE **4003-019294-35 **MM_MANUFACTURER_NO **4003-019294-35 **MM_MANUFACTURER **ANTHON GMBH |  |  | 84829900 |  |  | Cleansed | BEARING |  | GEARBOX HOUSING FIXED |  | ANTHON GMBH | OEM | 4003-019294-35 |  |  | INSIDE DIAMETER |  | OUTSIDE DIAMETER |  | OVERALL WIDTH | [12 empty] | Url Not Found |  |  |  | Production Completed
STP_008 | Data Enrichment | CIR | OK | 4/7/2023 | 11/7/2023 | PVJ |  | 2023-07-14 |  | 138612 |  | 138612 | M | ZRSA | EN | 06 | [7 empty] | PC | 0 | 0 | KG | 0 | 0 | [5 empty] | PC |  | Z002 | [12 empty] | PAINEAKUN RAKKO AC 04-00A | PRESSURE BATTERY BLADDER AC 04-00A | MM_TYPE **AC 04-00A **MM_MANUFACTURER **FAWCETT |  | 061490 | 85079080 |  |  | ENRICHED | BLADDER | ACCUMULATOR | HIGH PRESSURE |  | PARKER HANNIFIN | OEM | 0400A-00 |  |  | SIZE | 1/4IN BSP | PRE CHARGE PRESSURE |  | OPERATING PRESSURE | 345BAR | CAPACITY | 4L | SHELL MATERIAL | CARBON STEEL |  | STANDARD NBR BLADDER | BATTERY,ALTERNATE MFR:FAWCETT |  |  |  |  | https://ph.parker.com/cn/en/product/high-pressure-bladder-accumulator-uk/0400a-00-341 | https://ph.parker.com/us/en/product/spare-parts-bladder-kits/0400a-00 |  | MFR UPDATED | Production Completed
STP_008 | Data Enrichment | BHJ | OK | 2023-07-11 | 2023-07-12 | PVJ |  | 2023-07-14 |  | 406860 |  | 406860 | M | ZRSA | EN | 06 | [7 empty] | PC | 0 | 0 | KG | 0 | 0 | [5 empty] | PC |  | Z002 | [12 empty] | LINEAR GUIDE HSV25R L 2000 MM¦LINEAARIJOHDE HSV25R L 2000 MM | LINEAR GUIDE HSV25R L 2000 MM¦LINEAR GUIDE HSV25R L 2000 MM | MM_FEATURE **LINEAR GUIDE **MM_TYPE **HSV25R LINEAR GUIDE 2000 MM |  |  | 84839020 |  |  | Enriched | BLOCK |  | LINEAR GUIDEWAY |  | THK CO LTD | OEM | HSV25R |  |  | SIZE | L83,1XW48XH40 | [15 empty] | https://platinum-international.store/product/platinum-international/bearings/linear-bearings/thk-linear-motion-blocks/thk-hsv25r-linear-guideway-block/ |  |  | Processed based on websource, conflict wrt input | Production Completed
STP_008 | Data Enrichment | CIR | OK | 4/7/2023 | 10/7/2023 | PVJ |  | 2023-07-14 |  | 143979 |  | 143979 | M | ZRSA | EN | 06 | [7 empty] | PC | 0 | 0 | KG | 0 | 0 | [5 empty] | PC |  | Z002 | [12 empty] | SUUTINLOHKO 20MM MARCH LCP | NOZZLE BLOCK 20MM MARCH LCP | MM_TYPE **MARCH LCP |  | 060760 | 69031000 |  |  | CLEANSED | BLOCK |  | NOZZLE |  |  |  |  | MARCH LCP |  | SIZE | 20 | [18 empty] | URL NOT Found | Production Completed
STP_008 | Data Enrichment | RMZ | OK | 2023-07-11 | 2023-07-13 | PVJ |  | 2023-07-14 |  | 407976 |  | 407976 | M | ZRSA | EN | 06 | [7 empty] | PC | 0¦0¦0 | 0 | KG | 0¦0¦0 | 0 | [5 empty] | M3¦NM3¦PC |  | Z002 | [12 empty] | SAFETY BLOCK SAF 20 M 12 T210 >¦TURVALOHKO SAF 20 M 12 T210 A> | SAFETY BLOCK SAF 20 M 12 T210 >¦SAFETY BLOCK SAF 20 M 12 T210 A> | MM_PROPERTY **SAFETY BLOCK **MM_MANUFACTURER_NO **SAF 20 M 12 T210 A S12 **MM_MANUFACTURER **HYDAC |  |  | 84839020 |  |  | Enriched | BLOCK |  | SAFETY & SHUT OFF | DIN EN ISO 4413 | HYDAC INTERNATIONAL GMBH | OEM | SAF 20 M 12 T210 A S12 |  |  | SIZE | DN20 | [15 empty] | https://www.hydac.com/shop/media/catalog/crossbase/PRD_DOC_PRO/PRD_DOC_PRO_3551-00001__SEN__AIN__V25.pdf |  |  |  | Production Completed
STP_008 | Data Enrichment | SFQ | OK | 2023-07-11 | 2023-07-13 | PVJ |  | 2023-07-14 |  | 192565 |  | 192565 | M | ZRSA | EN | 06 | [7 empty] | PC | 0 | 0 | KG | 0 | 0 | [5 empty] | PC |  | Z002 | [12 empty] | GUIDE CARRIAGE 20 1651-814-20 HOLZMA¦JOHDEVAUNU 1651-814-20 | GUIDE CARRIAGE 20 1651-814-20 HOLZMA¦GUIDE CARRIAGE 1651-814-20 | MM_MEASURE1_VALUE1 **SIZE 20 **MM_TYPE **20 1651-814-20 **MM_MANUFACTURER_NO **E114006102492 **MM_LISAT_2 **HOLZMA NO: E114006102492 |  | 060890 | 84879090 |  |  | Enriched | BLOCK |  | BALL RUNNER |  | BOSCH REXROTH B.V. | OEM | 1651-814-20 |  |  | SIZE | L75XW63X25,35 | [9 empty] | STEEL | GRADE 20 |  |  |  |  | https://store.boschrexroth.com/ccrz__ProductDetails?cclcl=en_US&seoid=Ball-Carriage_R165181420&sku=R165181420&refURL=http%3A%2F%2Fstore.boschrexroth.com%2Fapex%2Fccrz__ProductDetails |  |  | Series Match,Processed based on Websource, Conflict w.r.t Input | Production Completed
STP_008 | Data Enrichment | SFQ | OK | 2023-07-11 | 2023-07-13 | PVJ |  | 2023-07-14 |  | 192568 |  | 192568 | M | ZRSA | EN | 06 | [7 empty] | PC | 0 | 0 | KG | 0 | 0 | [5 empty] | PC |  | Z002 | [12 empty] | GUIDE CARRIAGE GR. 30 1651-713-2Z HOLZMA¦JOHDEVAUNU 1651-713-2Z | GUIDE CARRIAGE GR. 30 1651-713-2Z HOLZMA¦CONDUCTOR CARRIAGE 1651-713-2Z | MM_TYPE **GR. 30 1651-713-2Z **MM_MANUFACTURER_NO **E114006104063 **MM_LISAT_2 **HOLZMA NO: E114006104063 |  | 060890 | 84879090 |  |  | Cleansed | BLOCK |  | BALL RUNNER |  | BOSCH REXROTH B.V. | OEM | 1651-713-2Z |  |  | SIZE | [11 empty] | CONDUCTOR,GRADE 30,ALTERNATE MFR:HOLZMA,ALTERNATE MPN:E114006104063 |  |  |  |  | https://www.boschrexroth.com/ics/cat/content/assets/Online/do/LT_BRS_BRB_Order_Example_EN_20160712_153331.pdf |  |  | Processed based on Websource, Conflict w.r.t Input | Production Completed
STP_008 | Data Enrichment | SFQ | OK | 2023-07-11 | 2023-07-13 | PVJ |  | 2023-07-14 |  | 192569 |  | 192569 | M | ZRSA | EN | 06 | [7 empty] | PC | 0 | 0 | KG | 0 | 0 | [5 empty] | PC |  | Z002 | [12 empty] | GUIDE CARRIAGE SKS GR.25 1666-213-2Z¦JOHDEVAUNU SKS GR.25 1666-213-2Z | GUIDE CARRIAGE SKS GR.25 1666-213-2Z¦GUIDE CARRIAGE SKS GR.25 1666-213-2Z | MM_TYPE **GR.25 1666-213-2Z **MM_MANUFACTURER_NO **E114006104127 **MM_LISAT_2 **HOLZMA NO: E114006104127 |  | 060890 | 84879090 |  |  | Cleansed | BLOCK |  | BALL RUNNER |  | BOSCH REXROTH B.V. | OEM | SKS GR.25 |  |  | SIZE | [16 empty] | https://dc-mkt-prod.cloud.bosch.tech/us/media/products_1/product_groups/linear_motion/pdfs/r999000485_2020-10_media.pdf |  |  | Url for Reference Only | Production Completed
STP_008 | Data Enrichment | SFQ | OK | 2023-07-11 | 2023-07-13 | PVJ |  | 2023-07-14 |  | 192698 |  | 192698 | M | ZRSA | EN | 06 | [7 empty] | PC | 0 | 0 | KG | 0 | 0 | [5 empty] | PC |  | Z002 | [12 empty] | TIME DELAY BLOCK LADT20 1-30S¦AIKAHIDASTUSLOHKO LADT20 1-30S | TIME DELAY BLOCK LADT20 1-30S¦TIME DELAY BLOCK LADT20 1-30S | MM_TYPE **LADT20 1-30S **MM_MANUFACTURER **SCHNEIDER ELECTRIC **MM_LISAT_2 **HOLZMA NO: E114008200100 |  | 061205 | 85439000 |  |  | Enriched | BLOCK | CONTACT | TIME DELAY AUXILIARY |  | SCHNEIDER ELECTRIC | OEM | LADT20 1-30S |  |  | CONTACT CONFIGURATION | 1NO+1NC | CURRENT RATING | 10A | VOLTAGE RATING | 690VAC | TERMINAL TYPE | SCREW CLAMP |  |  |  |  | ALTERNATE MFR:HOLZMA,ALTERNATE MPN:E114008200100 |  |  |  |  | https://www.se.com/in/en/product/LADR29/time-delay-auxiliary-contact-block-tesys-deca-1no-+-1nc-off-delay-130s-front-faston-terminals/ |  |  |  | Production Completed
STP_008 | Data Enrichment | BHJ | OK | 2023-07-03 | 2023-07-10 | PVJ |  | 2023-07-14 |  | 411016 |  | 411016 | M | ZRSA | EN | 06 | [7 empty] | PC | 0¦0¦0 | 0 | KG | 0¦0¦0 | 0 | [5 empty] | M3¦NM3¦PC |  | Z002 | [12 empty] | TAKAPÄÄTY H033064 SYLINTERI D63 | REAR END H033064 CYLINDER D63 | MM_MEASUREMENT1_VALUE1 **63 **MM_LISAT_1 **CYLINDER D63 BRACKET **MM_MEASUREMENT2_VALUE2 **32 **MM_MANUFACTURER_NO **H033064 **MM_MANUFACTURER **RAUTE |  |  | 84424000 |  |  | Cleansed | BRACKET |  | REAR END CYLINDER |  | RAUTE | NON-OEM | H033064 |  |  | SIZE | D63X32 | HOLE/SLOT SIZE |  | NUMBER OF HOLES/SLOTS | [12 empty] | Url Not Found |  |  |  | Production Completed
STP_008 | Data Enrichment | BHJ | OK | 2023-07-11 | 2023-07-11 | PVJ |  | 2023-07-14 |  | 198725 |  | 198725 | M | ZRSA | EN | 06 | [7 empty] | PC | 0¦0¦0 | 0 | KG | 0¦0¦0 | 0 | [5 empty] | M3¦NM3¦PC |  | Z002 | [12 empty] | BRACKET ASSY AR23P-270AS¦KIINNITYSKORVAKE AR23P-270AS | BRACKET ASSY AR23P-270AS | MM_FEATURE **BRACKET ASSY **MM_TYPE **AR23P-270AS **MM_MANUFACTURER **SMC |  |  | 84424000 |  |  | Enriched | BRACKET |  |  |  | SMC | OEM | AR23P-270AS |  |  | SIZE |  | HOLE/SLOT SIZE |  | NUMBER OF HOLES/SLOTS | [7 empty] | ASSEMBLY | 8717981338344 |  |  |  | https://www.smcpneumatics.com/AR23P-270AS.html | https://productsprod.apps.rami-yokota.com/ProductPages/Details?productId=9e6ff097-ac1a-4813-b472-cef0b036b666 |  |  | Production Completed
STP_008 | Data Enrichment | BHJ | OK | 2023-07-11 | 2023-07-11 | PVJ |  | 2023-07-14 |  | 198726 |  | 198726 | M | ZRSA | EN | 06 | [7 empty] | PC | 0¦0¦0 | 0 | KG | 0¦0¦0 | 0 | [5 empty] | M3¦NM3¦PC |  | Z002 | [12 empty] | BRACKET ASSY AR33P-270AS¦KIINNITYSKORVAKE AR33P-270AS | BRACKET ASSY AR33P-270AS | MM_FEATURE **BRACKET ASSY **MM_TYPE **AR33P-270AS **MM_MANUFACTURER **SMC |  |  | 84424000 |  |  | Enriched | BRACKET |  |  |  | SMC | OEM | AR33P-270AS |  |  | SIZE |  | HOLE/SLOT SIZE |  | NUMBER OF HOLES/SLOTS | [7 empty] | ASSEMBLY | 8717981338351 |  |  |  | https://www.smcpneumatics.com/AR33P-270AS.html | https://productsprod.apps.rami-yokota.com/ProductPages/Details?productId=3b475710-6cfc-4b2c-9316-9bdc565128a5 |  |  | Production Completed
STP_008 | Data Enrichment | BHJ | OK | 2023-07-11 | 2023-07-11 | PVJ |  | 2023-07-14 |  | 198727 |  | 198727 | M | ZRSA | EN | 06 | [7 empty] | PC | 0¦0¦0 | 0 | KG | 0¦0¦0 | 0 | [5 empty] | M3¦NM3¦PC |  | Z002 | [12 empty] | BRACKET ASSY AR43P-270AS¦KIINNITYSKORVAKE AR43P-270AS | BRACKET ASSY AR43P-270AS | MM_FEATURE **BRACKET ASSY **MM_TYPE **AR43P-270AS **MM_MANUFACTURER **SMC |  |  | 84424000 |  |  | Enriched | BRACKET |  |  |  | SMC | OEM | AR43P-270AS |  |  | SIZE |  | HOLE/SLOT SIZE |  | NUMBER OF HOLES/SLOTS | [7 empty] | ASSEMBLY | 8717981338368 |  |  |  | https://www.smcpneumatics.com/AR43P-270AS.html | https://productsprod.apps.rami-yokota.com/ProductPages/Details?productId=5ddd1108-afe5-47ca-b935-624f0aa85983 |  |  | Production Completed
STP_008 | Data Enrichment | BHJ | OK | 2023-07-11 | 2023-07-11 | PVJ |  | 2023-07-14 |  | 198728 |  | 198728 | M | ZRSA | EN | 06 | [7 empty] | PC | 0¦0¦0 | 0 | KG | 0¦0¦0 | 0 | [5 empty] | M3¦NM3¦PC |  | Z002 | [12 empty] | BRACKET ASSY AR54P-270AS¦KIINNITYSKORVAKE AR54P-270AS | BRACKET ASSY AR54P-270AS | MM_FEATURE **BRACKET ASSY **MM_TYPE **AR54P-270AS **MM_MANUFACTURER **SMC |  |  | 84424000 |  |  | Enriched | BRACKET |  |  |  | SMC | OEM | AR54P-270AS |  |  | SIZE |  | HOLE/SLOT SIZE |  | NUMBER OF HOLES/SLOTS | [7 empty] | ASSEMBLY |  |  |  |  | https://www.smcpneumatics.com/ar54p-270as.html |  |  |  | Production Completed
STP_008 | Data Enrichment | BHJ | OK | 2023-07-11 | 2023-07-12 | PVJ |  | 2023-07-14 |  | 196975 |  | 196975 | M | ZRSA | EN | 06 | [7 empty] | PC | 0 | 0 | KG | 0 | 0 | [5 empty] | PC |  | Z002 | [12 empty] | CONVEYOR ROLL BRACKET D15 03D0102804A¦KULJETINRULLAN TUKI D15 03D0102804A | CONVEYOR ROLL BRACKET D15 03D0102804A¦CONVEYOR ROLL BRACKET D15 03D0102804A | MM_PROPERTY **BRACKET **MM_DIMENSION1_VALUE1 **D15 **MM_TYPE **03D0102804A **MM_MANUFACTURER_NO **03D0102804A **MM_MANUFACTURER **SCM |  |  | 83025000 |  |  | Cleansed | BRACKET |  | CONVEYOR ROLLER |  | SCM GROUP | OEM | 03D0102804A |  |  | SIZE | D15 | HOLE/SLOT SIZE |  | NUMBER OF HOLES/SLOTS | [12 empty] | Url Not Found |  |  |  | Production Completed
STP_008 | Data Enrichment | BHJ | OK | 2023-07-11 | 2023-07-12 | PVJ |  | 2023-07-14 |  | 407134 |  | 407134 | M | ZRSA | EN | 06 | [7 empty] | PC | 0¦0¦0 | 0 | KG | 0¦0¦0 | 0 | [5 empty] | M3¦NM3¦PC |  | Z002 | [12 empty] | BRACKET H130111¦KANNATIN H130111 | BRACKET H130111¦BRACKET H130111 | MM_FEATURE **BRACKET **MM_TYPE **H130111 **MM_MANUFACTURER_NO **H130111 |  |  | 83025000 |  |  | Cleansed | BRACKET | [5 empty] | H130111 |  |  | SIZE |  | HOLE/SLOT SIZE |  | NUMBER OF HOLES/SLOTS | [12 empty] | Url Not Found |  |  |  | Production Completed
STP_008 | Data Enrichment | CIR | OK | 11/7/2023 | 12/7/2023 | PVJ |  | 2023-07-14 |  | 189454 |  | 189454 | M | ZRSA | EN | 06 | [7 empty] | PC | 0 | 0 | KG | 0 | 0 | [5 empty] | PC |  | Z002 | [12 empty] | KIINNITYSKONSOLI KBK 222 STZN | MOUNTING BRACKET KBK 222 STZN | MM_PROPERTY **MOUNTING BRACKET **MM_DIMENSION1_VALUE1 **FOR 50L NITROGEN BOTTLE **MM_TYPE **KBK 222 STZN **MM_LISAT_2 **RAUTE NO. 2010212 |  | 061490 |  |  |  | CLEANSED | BRACKET | MOUNTING |  |  | HYDAC INTERNATIONAL GMBH | OEM | 3002160 | KBK 222 STZN |  | SIZE |  | CAPACITY |  | HOLE/SLOT SIZE |  | NUMBER OF HOLES/SLOTS | [5 empty] | ALTERNATE MFR:RAUTE,ALTERNATE MPN:2010212 |  |  |  |  | https://www.hydac.com/shop/en-in/3002160 |  |  | COMMODITY CODES NOT FOUND | Production Completed
STP_008 | Data Enrichment | CIR | OK | 4/7/2023 | 10/7/2023 | PVJ |  | 2023-07-14 |  | 143517 |  | 143517 | M | ZRSA | EN | 06 | [7 empty] | PC | 0 | 0 | KG | 0 | 0 | [5 empty] | PC |  | Z002 | [12 empty] | PYYHKIMEN SULKA 14041172K 52-20IN | WIPER BRACKET 14041172K 52-20IN | MM_TYPE **14041172K 52-20IN |  | 060751 |  |  |  | CLEANSED | BRACKET |  | WIPER |  |  |  | 14041172K |  |  | SIZE | 52-20IN | HOLE/SLOT SIZE |  | NUMBER OF HOLES/SLOTS | [15 empty] | URL Not Found¦COMMODITY CODES NOT FOUND | Production Completed
STP_008 | Data Enrichment | CIR | OK | 4/7/2023 | 10/7/2023 | PVJ |  | 2023-07-14 |  | 143977 |  | 143977 | M | ZRSA | EN | 06 | [7 empty] | PC | 0 | 0 | KG | 0 | 0 | [5 empty] | PC |  | Z002 | [12 empty] | PÖYDÄN KANNATINKULMA 069370 | TABLE SUPPORT CORNER 069370 | MM_TYPE **69370 |  | 060760 | 83025000 |  |  | CLEANSED | BRACKET | MOUNTING |  |  |  |  | 69370 |  |  | SIZE |  | CAPACITY |  | HOLE/SLOT SIZE |  | NUMBER OF HOLES/SLOTS | [5 empty] | TABLE SUPPORT CORNER | [7 empty] | URL NOT Found | Production Completed
STP_008 | Data Enrichment | NGB | OK | 2023-07-10 | 2023-07-13 | PVJ |  | 2023-07-14 |  | 165594 |  | 165594 | M | ZRSA | EN | 06 | [7 empty] | PC | 0 | 0 | KG | 0 | 0 | [5 empty] | PC |  | Z002 | [12 empty] | KIINNIKE PAININSUKSELLE ALUMIINI | BRACKET FOR WRESTLING ALUMINUM | MM_PROPERTIES **ALUMINUM **MM_LISAT_1 **COND PRESSURE FITTING **MM_DRAWING **NO R-NUMBERING |  | 060753 | 83025000 |  |  | Cleansed | BRACKET | [8 empty] | SIZE |  | HOLE/SLOT SIZE |  | NUMBER OF HOLES/SLOTS | [6 empty] | ALUMINUM | FOR ALUMINUM WRESTLING,CONDUIT PRESSURE FITTING |  |  |  |  | URL Not Found |  |  |  | Production Completed
STP_008 | Data Enrichment | SFQ | OK | 2023-07-11 | 2023-07-12 | PVJ |  | 2023-07-14 |  | 193227 |  | 193227 | M | ZRSA | EN | 06 | [7 empty] | PC | 0 | 0 | KG | 0 | 0 | [5 empty] | PC |  | Z002 | [12 empty] | BRACKET H089592¦KANNATIN H089592 | BRACKET H089592¦BRACKET H089592 | MM_TYPE **COPPER WIRE H089592 **MM_MANUFACTURER_NO **H089592 |  | 060784 | 84879090 |  |  | Cleansed | BRACKET |  |  |  |  | NON-OEM | H089592 |  |  | SIZE |  | HOLE/SLOT SIZE |  | NUMBER OF HOLES/SLOTS | [6 empty] | COPPER WIRE | [5 empty] | URL Not Found |  |  | Suitable commodity code not found | Production Completed
STP_008 | Data Enrichment | SFQ | OK | 2023-07-11 | 2023-07-12 | PVJ |  | 2023-07-14 |  | 192034 |  | 192034 | M | ZRSA | EN | 06 | [7 empty] | PC | 0 | 0 | KG | 0 | 0 | [5 empty] | PC |  | Z002 | [12 empty] | SETTING BRACKET R862928¦SÄÄTÖKORVAKE R862928 | SETTING BRACKET R862928¦ADJUSTMENT BRACKET R862928 | MM_PROPERTY **ROLLER **MM_MANUFACTURER_NO **R862928 **MM_MANUFACTURER **RAUTE **MM_LISAT_2 **RAUTE NO: R862928 |  | 061002 | 84879090 |  |  | Cleansed | BRACKET |  | SETTING |  | RAUTE | NON-OEM | R862928 |  |  | SIZE |  | HOLE/SLOT SIZE |  | NUMBER OF HOLES/SLOTS | [7 empty] | TYPE:ROLLER |  |  |  |  | URL Not Found |  |  | Suitable commodity code not found | Production Completed
STP_008 | Data Enrichment | SFQ | OK | 2023-07-11 | 2023-07-12 | PVJ |  | 2023-07-14 |  | 195743 |  | 195743 | M | ZRSA | EN | 06 | [7 empty] | PC | 0 | 0 | KG | 0 | 0 | [5 empty] | PC |  | Z002 | [12 empty] | TABLET BRACKET R432266¦TABLETIN KANNATIN R432266 | TABLET BRACKET R432266¦TABLET BRACKET R432266 | MM_PROPERTY **TABLET HOLDER **MM_DIMENSION1_VALUE1 **VPLT **MM_TYPE **TABLET HOLDER **MM_LISAT_1 **PROJECT 2199 **MM_MEASUREMENT2_VALUE2 **40X200X280 **MM_MANUFACTURER_NO **R432266 **MM_MANUFACTURER **RAUTE |  | 060767 | 84879090 |  |  | Cleansed | BRACKET |  | TABLET |  | RAUTE | NON-OEM | R432266 |  |  | SIZE | 40X200X280 | HOLE/SLOT SIZE |  | NUMBER OF HOLES/SLOTS | [7 empty] | VPLT,PROJECT 2199 |  |  |  |  | URL Not Found |  |  | Suitable commodity code not found | Production Completed
STP_008 | Data Enrichment | SFQ | OK | 2023-07-11 | 2023-07-12 | PVJ |  | 2023-07-14 |  | 192097 |  | 192097 | M | ZRSA | EN | 06 | [7 empty] | PC | 0 | 0 | KG | 0 | 0 | [5 empty] | PC |  | Z002 | [12 empty] | UPPER BRACKET H182608¦YLÄKIINNITIN H182608 | UPPER BRACKET H182608¦UPPER BRACKET H182608 | MM_OMINAISUUS **SIDE PLATE ASM RIGHT **MM_MANUFACTURER_NO **H182608 **MM_MANUFACTURER **RAUTE **MM_LISAT_2 **RAUTE NO: H182608 |  | 060756 | 84879090 |  |  | Cleansed | BRACKET |  | UPPER |  | RAUTE | NON-OEM | H182608 |  |  | SIZE |  | HOLE/SLOT SIZE |  | NUMBER OF HOLES/SLOTS | [7 empty] | SIDE PLATE ASM RIGHT |  |  |  |  | URL Not Found |  |  | Suitable commodity code not found | Production Completed
STP_008 | Data Enrichment | SFU | OK | 04-07-2023 | 11-07-2023 | PVJ |  | 2023-07-14 |  | 136589 |  | 136589 | M | ZRSA | EN | 06 | [7 empty] | PC | 0 | 0 | KG | 0 | 0 | [5 empty] | PC |  | Z002 | [12 empty] | VANNETELINE AVPE/406 PYÖRILLÄ | RIM BRACKET AVPE/406 WITH WHEELS | MM_MANUFACTURER **FROMM |  | 062207 | 83025000 |  |  | CLEANSED | BRACKET |  | RIM |  | FROMM | OEM |  | AVPE/406 |  | SIZE |  | HOLE/SLOT SIZE |  | NUMBER OF HOLES/SLOTS | [7 empty] | W/ WHEELS |  |  |  |  | URL NOT FOUND |  |  |  | Production Completed
STP_008 | Data Enrichment | RMZ | OK | 2023-07-03 | 2023-07-10 | PVJ |  | 2023-07-14 |  | 412581 |  | 412581 | M | ZRSA | EN | 06 | [7 empty] | PC | 0¦0¦0 | 0 | KG | 0¦0¦0 | 0 | [5 empty] | M3¦NM3¦PC |  | Z002 | [12 empty] | GREASE CARTRIDGE SCWG4000-120¦RASVAPATRUUNA SCWG4000-120 | GREASE CARTRIDGE SCWG4000-120 | MM_FEATURE **CARTRIDGE **MM_TYPE **SCWG4000-120 **MM_MANUFACTURER_NO **SCWG4000-120 |  |  | 93063090 |  |  | Enriched | CARTRIDGE |  | GREASE |  | COMPAIR | OEM | SCWG4000-120 |  |  | SIZE | 120 | [15 empty] | https://airenergyuk.com/shop/mls-cartridge-120-compair/ |  |  |  | Production Completed
STP_008 | Data Enrichment | RMZ | OK | 2023-07-03 | 2023-07-13 | PVJ |  | 2023-07-14 |  | 156397 |  | 156397 | M | ZRSA | EN | 06 | [7 empty] | PC | 0 | 0 | KG | 0 | 0 | [5 empty] | PC |  | Z002 | [12 empty] | ILMANSUODATINPATRUUNA C-15 124/1 MANN | AIR FILTER CARTRIDGE C-15 124/1 MANN | MM_LISAT_1 **236 GRINDER 2 STEINEMAN |  |  | 84212920 |  |  | Enriched | CARTRIDGE | FILTER | AIR |  | MANN-HUMMEL | OEM | C-15 124/1 |  |  | MICRON RATING |  | SIZE | [9 empty] | ALTERNATE MFR:STEINEMAN,236 GRINDER | 4011558124700 |  |  |  | https://www.trodo.com/air-filter-mann-filter-c-15-124-1 |  |  |  | Production Completed
STP_008 | Data Enrichment | RMZ | OK | 2023-07-03 | 2023-07-13 | PVJ |  | 2023-07-14 |  | 167927 |  | 167927 | M | ZRSA | EN | 06 | [7 empty] | PC | 0 | 0 | KG | 0 | 0 | [5 empty] | PC |  | Z002 | [12 empty] | IMUILMAN SUODATINPATRUUNA 10046 | INTAKE AIR FILTER CARTRIDGE 10046 | MM_MANUFACTURER_NO **10046 **MM_MANUFACTURER **AERO-LIFT VAKUUMTECHNIK |  |  | 84212920 |  |  | Cleansed | CARTRIDGE | FILTER | INTAKE AIR |  | AERO-LIFT VAKUUMTECHNIK GMBH | OEM | 10046 |  |  | MICRON RATING |  | SIZE | [14 empty] | Url Not Found |  |  |  | Production Completed
STP_008 | Data Enrichment | CIR | OK | 11/7/2023 | 13/7/2023 | PVJ |  | 2023-07-14 |  | 185075 |  | 185075 | M | ZRSA | EN | 06 | [7 empty] | PC | 0 | 0 | KG | 0 | 0 | [5 empty] | PC |  | Z002 | [12 empty] | PORRASASKELMA 600 x 260 | STAIRCASE 600 x 260 | MM_MATERIAL **HOT-DIP GALVANIZED **MM_TYPE **STEP 600 X 260 **MM_MANUFACTURER **FINN GRILL |  | 062303 |  |  |  | CLEANSED | CASE |  | STAIR |  |  | OEM | FINN GRILL |  |  | SIZE | 600X260 | [10 empty] | FINISH:HOT-DIP GALVANIZED | [7 empty] | COMMODITY CODES NOT FOUND | Production Completed
STP_008 | Data Enrichment | RMZ | OK | 2023-07-11 | 2023-07-13 | PVJ |  | 2023-07-14 |  | 410469 |  | 410469 | M | ZRSA | EN | 06 | [7 empty] | PC | 0¦0¦0 | 0 | KG | 0¦0¦0 | 0 | [5 empty] | M3¦NM3¦PC |  | Z002 | [12 empty] | LOCK CASE TS 5050.068¦LUKKOLAATIKKO TS 5050.068 | LOCK CASE TS 5050.068¦LOCK CASE TS 5050.068 | MM_PROPERTY **LOCK CASE **MM_TYPE **TS 5050.068 **MM_MANUFACTURER_NO **TS 5050.068 **MM_MANUFACTURER **RITTAL | [5 empty] | Enriched | CASE |  | LOCK |  | RITTAL GMBH & CO KG | OEM | TS 5050.068 |  |  | SIZE | [12 empty] | 4028177701687 |  |  |  | https://www.rittal.com/pdf-creator/variant/au-en/5050068 |  |  |  | Production Completed
STP_008 | Data Enrichment | NEN | OK | 10-07-2023 | 12-07-2023 | PVJ |  | 2023-07-14 |  | 181113 |  | 181113 | M | ZRSA | EN | 06 | [7 empty] | PC | 0 | 0 | KG | 0 | 0 | [5 empty] | PC |  | Z002 | [12 empty] | ROLLER QUIDE CASSETTE BT-032687 | ROLLER QUIDE CASSETTE BT-032687 | MM_TYYPPI **ROLLER QUIDE CASSETTE BT-03268 **MM_LISAT_1 **CUTTING LINE HAV |  | 060890 |  |  |  | CLEANSED | CASSETTE |  | ROLLER QUIDE |  |  |  | BT-032687 |  |  | SIZE/DIMENSIONS | [11 empty] | FOR CUTTING LINE HAV |  |  |  |  | URL NOT FOUND |  |  |  | Production Completed
STP_008 | Data Enrichment | SFU | OK | 04-07-2023 | 11-07-2023 | PVJ |  | 2023-07-14 |  | 136374 |  | 136374 | M | ZRSA | EN | 06 | [7 empty] | PC | 0 | 0 | KG | 0 | 0 | [5 empty] | PC |  | Z002 | [12 empty] | OVENSULKIJA 44121 JÄYKKÄ TERÄSKUORINEN | DOOR CLOSER 44121 RIGID STEEL SHELL | MM_MANUFACTURER **MORITE OY |  | 062390 | 83026000 |  |  | CLEANSED | CLOSER | DOOR |  |  | MORITE OY | OEM |  | 44121 |  | SIZE |  | DOOR WIDTH | [8 empty] | RIGID STEEL SHELL | [5 empty] | URL NOT FOUND |  |  |  | Production Completed
STP_008 | Data Enrichment | SFQ | OK | 2023-07-11 | 2023-07-13 | PVJ |  | 2023-07-14 |  | 195900 |  | 195900 | M | ZRSA | EN | 06 | [7 empty] | PC | 0¦0¦0 | 0 | KG | 0¦0¦0 | 0 | [5 empty] | M3¦NM3¦PC |  | Z002 | [12 empty] | COLLET ER16 D=12¦ISTUKKA ER16 D=12 | ER16,SIZE:D12 | MM_MEASUREMENT1_VALUE1 **D=12 **MM_TYPE **ER16 **MM_MANUFACTURER_NO **3086 **MM_MANUFACTURER **MECHATRON GMBH **MM_LISAT_2 **PINOMATIC 3180135 |  | 060784 | 84661020 |  |  | Cleansed | COLLET |  |  |  | MECHATRON GMBH | OEM | 3086 |  |  | HOLDING CAPACITY |  | COLLET SERIES | [9 empty] | ER16,SIZE:D12,ALTERNATE MFR:PINOMATIC,ALTERNATE MPN:3180135 |  |  |  |  | URL Not Found |  |  |  | Production Completed
STP_008 | Data Enrichment | BHJ | OK | 2023-07-11 | 2023-07-12 | PVJ |  | 2023-07-14 |  | 197036 |  | 197036 | M | ZRSA | EN | 06 | [7 empty] | PC | 0¦0¦0 | 0 | KG | 0¦0¦0 | 0 | [5 empty] | M3¦NM3¦PC |  | Z002 | [12 empty] | CONNECTOR SVS-GE M20x1.5-AG G3/8-IG 30¦LIITIN SVS-GE M20x1.5-AG G3/8-IG 30 | CONNECTOR SVS-GE M20x1.5-AG G3/8-IG 30 ¦ CONNECTOR SVS-GE M20x1.5-AG G3/8-IG 30 | MM_FEATURE **CONNECTOR **MM_DIMENSION1_VALUE1 **M20X1.5-M **MM_TYPE **SVS-GE M20X1.5-AG G3/8-IG 30 **MM_DIMENSION2_VALUE2 **G3/8"-F **MM_DIMENSION3_VALUE3 **L30 **MM_MANUFACTURER_NO **10.08.03.00318 **MM_MANUFACTURER **SCHMALZ |  |  | 85367000 |  |  | Enriched | CONNECTOR |  | BULKHEAD |  | SCHMALZ | OEM | 10.08.03.00318 | SVS-GE M20X1.5-AG G3/8-IG 30 |  | SIZE | M20X1,5XG3/8 | CONNECTION TYPE | MALE THREADXFEMALE THREAD | [13 empty] | https://www.schmalz.com/en-in/vacuum-technology-for-automation/vacuum-components/mounting-elements/holders-for-suction-cups-and-spring-plungers/bulkhead-connectors-svs-ge-307200/10.08.03.00318/ | https://www.traceparts.com/en/product/schmalz-adapter?Product=33-17062019-093144 |  |  | Production Completed
STP_008 | Data Enrichment | BHJ | OK | 2023-07-11 | 2023-07-12 | PVJ |  | 2023-07-14 |  | 407094 |  | 407094 | M | ZRSA | EN | 06 | [7 empty] | PC | 0 | 0 | KG | 0 | 0 | [5 empty] | PC |  | Z002 | [12 empty] | CONNECTOR CABELCON BNCM-56-CX3 5.1¦LIITIN CABELCON BNCM-56-CX3 5.1 | CONNECTOR CABELCON BNCM-56-CX3 5.1¦CONNECTOR CABELCON BNCM-56-CX3 5.1 | MM_FEATURE **CONNECTOR **MM_TYPE **BNCM-56-CX3 5.1, BNC **MM_MANUFACTURER_NO **SN: 7541362 **MM_TYPE2 **MALE |  |  | 85367000 |  |  | Enriched | CONNECTOR | CABLE |  |  | CABELCON | OEM | 99909476 | BNCM-56-CX3 5.1 |  | TRADE SIZE |  | CABLE SIZE |  | CONNECTION TYPE | MALE COMPRESSION | CONNECTOR MATERIAL | [5 empty] | SERIAL NUMBER:7541362 |  |  |  |  | https://mehtagroup.net/Content/img/products/pdf/bncm-59cx3%203.9.pdf |  |  |  | Production Completed
STP_008 | Data Enrichment | CIR | OK | 4/7/2023 | 10/7/2023 | PVJ |  | 2023-07-14 |  | 143627 |  | 143627 | M | ZRSA | EN | 06 | [7 empty] | PC | 0 | 0 | KG | 0 | 0 | [5 empty] | PC |  | Z002 | [12 empty] | PISTOKE 14A GDM HIRSCHMANN | PLUG 14A GDM HIRSCHMANN | MM_FEATURE **HIRSCHMANN **MM_TYPE **14A GDM |  | 060753 | 90309000 |  |  | ENRICHED | CONNECTOR | ELECTRICAL | PLUG |  | HIRSCHMANN | OEM |  | 14A GDM |  | CONDUCTOR SIZE |  | ELECTRICAL RATING | 250VAC/VDC | NUMBER OF PINS |  | INSULATION MATERIAL | [10 empty] | https://www.im-tek.com/hirschmann-14a-gdm-connector |  |  |  | Production Completed
STP_008 | Data Enrichment | NGB | OK | 2023-07-10 | 2023-07-11 | PVJ |  | 2023-07-14 |  | 165773 |  | 165773 | M | ZRSA | EN | 06 | [7 empty] | PC | 0 | 0 | KG | 0 | 0 | [5 empty] | PC |  | Z002 | [12 empty] | PYÖRINTÄLIITIN ROTOFLUX G11/2 IN RH | ROTARY CONNECTOR ROTOFLUX G11/2 IN RH | MM_LISAT_1 **PILOT **MM_MANUFACTURER_NO **S-40-343-01R-810 G11/2"RH |  | 060780 | 90330090 |  |  | Cleansed | CONNECTOR |  | RIGHT HAND ROTARY |  | ROTOFLUX | OEM | S-40-343-01R-810 |  |  | SIZE | G1 1/2 | CONNECTION TYPE | [14 empty] | URL Not Found |  |  |  | Production Completed
STP_008 | Data Enrichment | NGB | OK | 2023-07-10 | 2023-07-11 | PVJ |  | 2023-07-14 |  | 164362 |  | 164362 | M | ZRSA | EN | 06 | [7 empty] | PC | 0 | 0 | KG | 0 | 0 | [5 empty] | PC |  | Z002 | [12 empty] | SUORA PERUSLIITIN 1005-18L R3/8 | STRAIGHT BASIC CONNECTOR 1005-18L R3/8 | MM_TYPE **1005-18L R3/8 |  | 061490 | 90330090 |  |  | Cleansed | CONNECTOR |  | STRAIGHT BASIC |  |  |  | 1005-18L |  |  | SIZE | R3/8 | CONNECTION TYPE | [14 empty] | URL Not Found |  |  |  | Production Completed
STP_008 | Data Enrichment | NGB | OK | 2023-07-10 | 2023-07-11 | PVJ |  | 2023-07-14 |  | 165219 |  | 165219 | M | ZRSA | EN | 06 | [7 empty] | PC | 0 | 0 | KG | 0 | 0 | [5 empty] | PC |  | Z002 | [12 empty] | LÄPIVIENTILIITIN 1036-6L | THROTTLE CONNECTOR 1036-6L |  |  | 061490 | 90330090 |  |  | Cleansed | CONNECTOR |  | THROTTLE |  |  |  | 1036-6L |  |  | SIZE |  | CONNECTION TYPE | [14 empty] | URL Not Found |  |  |  | Production Completed
STP_008 | Data Enrichment | NGB | OK | 2023-07-10 | 2023-07-11 | PVJ |  | 2023-07-14 |  | 164699 |  | 164699 | M | ZRSA | EN | 06 | [7 empty] | PC | 0 | 0 | KG | 0 | 0 | [5 empty] | PC |  | Z002 | [12 empty] | T-LÄHTÖLIITIN 6MM R1/4 ULKOKIERRE | T-OUTPUT CONNECTOR 6MM R1/4 EXTERNAL THREAD |  |  | 061590 | 90330090 |  |  | Cleansed | CONNECTOR |  | EXTERNAL THREAD T-OUTPUT | [6 empty] | SIZE | 6XR1/4 | CONNECTION TYPE | [14 empty] | URL Not Found |  |  |  | Production Completed
STP_008 | Data Enrichment | RMZ | OK | 2023-07-11 | 2023-07-12 | PVJ |  | 2023-07-14 |  | 408089 |  | 408089 | M | ZRSA | EN | 06 | [7 empty] | PC | 0¦0¦0 | 0 | KG | 0¦0¦0 | 0 | [5 empty] | M3¦NM3¦PC |  | Z002 | [12 empty] | CONNECTING PLUG S53211TC421¦PISTOKYTKIN S53211TC421 | CONNECTING PLUG S53211TC421 | MM_PROPERTY **CONNECTING PLUG **MM_MANUFACTURER_NO **S53211TC421 **MM_MANUFACTURER **MOLEX |  |  | 39174000 |  |  | Cleansed | CONNECTOR |  |  |  | MOLEX | OEM | S53211TC421 |  |  | SIZE |  | CONNECTION TYPE | [14 empty] | https://www.digikey.in/en/products/detail/molex/1210641001/15724003 | https://www.kempstoncontrols.com/S53211TC421/Molex/sku/458260 |  | Processed based on Websource, Conflict w.r.t Input ¦ URL for Reference only | Production Completed
STP_008 | Data Enrichment | RMZ | OK | 2023-07-11 | 2023-07-13 | PVJ |  | 2023-07-14 |  | 409892 |  | 409892 | M | ZRSA | EN | 06 | [7 empty] | PC | 0¦0¦0 | 0 | KG | 0¦0¦0 | 0 | [5 empty] | M3¦NM3¦PC |  | Z002 | [12 empty] | INPUT CONNECTION 19.07.15.70¦SISÄÄNTULOLIITÄNTÄ 19.07.15.70 | INPUT CONNECTION 19.07.15.70 | MM_PROPERTY **INPUT CONNECTION **MM_TYPE **19.07.15.70 **MM_MANUFACTURER_NO **19.07.15.70 **MM_MANUFACTURER **WOODTEC FANKHAUSER |  |  | 39174000 |  |  | Cleansed | CONNECTOR |  | INPUT |  | WOODTEC FANKHAUSER GMBH | OEM | 19.07.15.70 |  |  | SIZE |  | CONNECTION TYPE | [14 empty] | Url Not Found |  |  |  | Production Completed
STP_008 | Data Enrichment | RMZ | OK | 2023-07-11 | 2023-07-12 | PVJ |  | 2023-07-14 |  | 410335 |  | 410335 | M | ZRSA | EN | 06 | [7 empty] | PC | 0¦0¦0 | 0 | KG | 0¦0¦0 | 0 | [5 empty] | M3¦NM3¦PC |  | Z002 | [12 empty] | CONNECTOR SACC-M 8MS-4QO-0,5-M¦LIITIN SACC-M 8MS-4QO-0,5-M | CONNECTOR SACC-M 8MS-4QO-0,5-M ¦ CONNECTOR SACC-M 8MS-4QO-0,5-M | MM_PROPERTY **CONNECTOR **MM_TYPE **SACC-M 8MS-4QO-0,5-M **MM_MANUFACTURER_NO **1441037 **MM_MANUFACTURER **PHOENIX CONTACT |  |  | 85367000 |  |  | Enriched | CONNECTOR | CIRCULAR |  | IEC 61076-2-104 | PHOENIX CONTACT | OEM | 1441037 | SACC-M 8MS-4QO-0,5-M |  | CONNECTION TYPE | INSULATION DISPLACEMENT | CONDUCTOR SIZE | 24-20AWG | ELECTRICAL RATING | 30VAC/VDC,4A | NUMBER OF PINS | 4 | SIZE | OD12,5XL43,4 |  | POLYAMIDE 6 GRIP BODY+NICKEL-ALLUMINUM CONTACT SURFACE |  | 4046356515924 |  |  |  | https://www.phoenixcontact.com/en-in/products/connector-sacc-m-8ms-4qo-05-m-1441037 | https://in.element14.com/phoenix-contact/1441037/sensor-connector-m8-plug-4pos/dp/2531614 |  |  | Production Completed
STP_008 | Data Enrichment | RMZ | OK | 2023-07-11 | 2023-07-12 | PVJ |  | 2023-07-14 |  | 410336 |  | 410336 | M | ZRSA | EN | 06 | [7 empty] | PC | 0¦0¦0 | 0 | KG | 0¦0¦0 | 0 | [5 empty] | M3¦NM3¦PC |  | Z002 | [12 empty] | CONNECTOR SACC-M 8FS-3QO-0,5-M¦LIITIN SACC-M 8FS-3QO-0,5-M | CONNECTOR SACC-M 8FS-3QO-0,5-M ¦ CONNECTOR SACC-M 8FS-3QO-0,5-M | MM_PROPERTY **CONNECTOR **MM_TYPE **SACC-M 8FS-3QO-0,5-M **MM_MANUFACTURER_NO **1441066 **MM_MANUFACTURER **PHOENIX CONTACT |  |  | 85367000 |  |  | Enriched | CONNECTOR | CIRCULAR |  | IEC 61076-2-104 | PHOENIX CONTACT | OEM | 1441066 | SACC-M 8FS-3QO-0,5-M |  | CONNECTION TYPE | INSULATION DISPLACEMENT | CONDUCTOR SIZE | 24-20AWG | ELECTRICAL RATING | 48VAC/60VDC,4A | NUMBER OF PINS | 4 | SIZE | OD12,5XL38,8 |  | POLYAMIDE 6 GRIP BODY+NICKEL-ALLUMINUM CONTACT SURFACE |  | 4046356515955 |  |  |  | https://www.phoenixcontact.com/en-pc/products/connector-sacc-m-8fs-3qo-05-m-1441066 | https://www.conrad.com/p/sensoractuator-plug-in-connector-sacc-m-8fs-3qo-05-m-1441066-phoenix-contact-719408 |  |  | Production Completed
STP_008 | Data Enrichment | RMZ | OK | 2023-07-11 | 2023-07-12 | PVJ |  | 2023-07-14 |  | 410337 |  | 410337 | M | ZRSA | EN | 06 | [7 empty] | PC | 0¦0¦0 | 0 | KG | 0¦0¦0 | 0 | [5 empty] | M3¦NM3¦PC |  | Z002 | [12 empty] | CONNECTOR SACC-M 8FS-4QO-0,5-M¦LIITIN SACC-M 8FS-4QO-0,5-M | CONNECTOR SACC-M 8FS-4QO-0,5-M ¦ CONNECTOR SACC-M 8FS-4QO-0,5-M | MM_PROPERTY **CONNECTOR **MM_TYPE **SACC-M 8FS-4QO-0,5-M **MM_MANUFACTURER_NO **1441079 **MM_MANUFACTURER **PHOENIX CONTACT |  |  | 85367000 |  |  | Enriched | CONNECTOR | CIRCULAR |  | IEC 61076-2-104 | PHOENIX CONTACT | OEM | 1441079 | SACC-M 8FS-4QO-0,5-M |  | CONNECTION TYPE | INSULATION DISPLACEMENT | CONDUCTOR SIZE | 24-20AWG | ELECTRICAL RATING | 30VAC/VDC,4A | NUMBER OF PINS | 4 | SIZE | OD12,5XL38,8 |  | POLYAMIDE 6 GRIP BODY+NICKEL-ALLUMINUM CONTACT SURFACE |  | 4046356515962 |  |  |  | https://www.phoenixcontact.com/en-sk/products/circular-connector-cable-side-sacc-m-8fs-4qo-05-m-1441079 | https://in.element14.com/phoenix-contact/1441079/sensor-connector-m8-rcpt-4pos/dp/2531613 |  |  | Production Completed
STP_008 | Data Enrichment | RMZ | OK | 2023-07-11 | 2023-07-12 | PVJ |  | 2023-07-14 |  | 410338 |  | 410338 | M | ZRSA | EN | 06 | [7 empty] | PC | 0¦0¦0 | 0 | KG | 0¦0¦0 | 0 | [5 empty] | M3¦NM3¦PC |  | Z002 | [12 empty] | CONNECTOR SACC-M 8MS-3QO-0,5-M¦LIITIN SACC-M 8MS-3QO-0,5-M | CONNECTOR SACC-M 8MS-3QO-0,5-M ¦ CONNECTOR SACC-M 8MS-3QO-0,5-M | MM_PROPERTY **CONNECTOR **MM_TYPE **SACC-M 8MS-3QO-0,5-M **MM_MANUFACTURER_NO **1441024 **MM_MANUFACTURER **PHOENIX CONTACT |  |  | 85367000 |  |  | Enriched | CONNECTOR | CIRCULAR |  | IEC 61076-2-104 | PHOENIX CONTACT | OEM | 1441024 | SACC-M 8MS-3QO-0,5-M |  | CONNECTION TYPE | INSULATION DISPLACEMENT | CONDUCTOR SIZE | 24-20AWG | ELECTRICAL RATING | 48VAC/60VDC,4A | NUMBER OF PINS | 4 | SIZE | OD12,5XL43,4 |  | POLYAMIDE 6 GRIP BODY+NICKEL-ALLUMINUM CONTACT SURFACE |  | 4046356515917 |  |  |  | https://www.phoenixcontact.com/en-sk/products/connector-sacc-m-8ms-3qo-05-m-1441024 | https://in.element14.com/phoenix-contact/sacc-m-8ms-3qo-0-5-m/plug-m8-pluscon-3-way/dp/2308649 |  |  | Production Completed
STP_008 | Data Enrichment | RMZ | OK | 2023-07-11 | 2023-07-12 | PVJ |  | 2023-07-14 |  | 410493 |  | 410493 | M | ZRSA | EN | 06 | [7 empty] | PC | 0¦0¦0 | 0 | KG | 0¦0¦0 | 0 | [5 empty] | M3¦NM3¦PC |  | Z002 | [12 empty] | CONNECTOR SACC-M12FS-8Q SH¦LIITIN SACC-M12FS-8Q SH | CONNECTOR SACC-M12FS-8Q SH | MM_PROPERTY **CONNECTOR **MM_DIMENSION1_VALUE1 **M12 **MM_TYPE **SACC-M12FS-8Q SH **MM_MANUFACTURER_NO **3269574 **MM_MANUFACTURER **PHOENIX CONTACT |  |  | 85367000 |  |  | Enriched | CONNECTOR | CIRCULAR |  | IEC 61076-2-101 | PHOENIX CONTACT | OEM | 3269574 | SACC-M12FS-8Q SH |  | CONNECTION TYPE | INSULATION DISPLACEMENT | CONDUCTOR SIZE | 26-22AWG | ELECTRICAL RATING | 30VAC/VDC,2A | NUMBER OF PINS |  | SIZE | OD19XL59 |  | NICKEL PLATED ZINC DIE-CAST GRIP BODY+NICKEL-ALLUMINUM CONTACT SURFACE | [5 empty] | https://www.phoenixcontact.com/en-in/products/circular-connector-cable-side-sacc-m12fs-8q-sh-1553640 |  |  | Series Match | Production Completed
STP_008 | Data Enrichment | SFQ | OK | 2023-07-11 | 2023-07-13 | PVJ |  | 2023-07-14 |  | 196093 |  | 196093 | M | ZRSA | EN | 06 | [7 empty] | PC | 0¦0¦0 | 0 | KG | 0¦0¦0 | 0 | [5 empty] | M3¦NM3¦PC |  | Z002 | [12 empty] | CONNECTOR D00092701¦LIITIN D00092701 | CONNECTOR D00092701¦CONNECTOR D00092701 | MM_TYPE **D00092701 **MM_DIMENSION2_VALUE2 **AISI 316L D20 **MM_DIMENSION3_VALUE3 **L=58 EN10088-3/EN 10272 |  | 060756 | 84879090 |  |  | Cleansed | CONNECTOR |  |  |  |  | NON-OEM | D00092701 |  |  | SIZE | D20XL58 | CONNECTION TYPE | [8 empty] | 316L STAINLESS STEEL,EN 10088-3/EN 10272 | [5 empty] | URL Not Found |  |  | Suitable commodity code not found | Production Completed
STP_008 | Data Enrichment | SFQ | OK | 2023-07-11 | 2023-07-13 | PVJ |  | 2023-07-14 |  | 195767 |  | 195767 | M | ZRSA | EN | 06 | [7 empty] | PC | 0¦0¦0 | 0 | KG | 0¦0¦0 | 0 | [5 empty] | M3¦NM3¦PC |  | Z002 | [12 empty] | CONNECTOR P17-007¦YHDYSKORVAKE P17-007 | CONNECTOR P17-007¦CONNECTOR P17-007 | MM_MANUFACTURER_NO **P17-007 |  | 060782 | 85367000 |  |  | Cleansed | CONNECTOR |  |  |  |  | NON-OEM | P17-007 |  |  | SIZE |  | CONNECTION TYPE | [14 empty] | URL Not Found |  |  |  | Production Completed
STP_008 | Data Enrichment | SFQ | OK | 2023-07-11 | 2023-07-11 | PVJ |  | 2023-07-14 |  | 193893 |  | 193893 | M | ZRSA | EN | 06 | [7 empty] | PC | 0 | 0 | KG | 0 | 0 | [5 empty] | PC |  | Z002 | [12 empty] | CONNECTOR¦LÄPIVIENTILIITIN | CONNECTOR | MM_LISAT_2 **RAUTE NO. 3021272 |  | 061106 | 84879090 |  |  | Cleansed | CONNECTOR |  |  |  | RAUTE | NON-OEM | 3021272 |  |  | SIZE |  | CONNECTION TYPE | [14 empty] | URL Not Found |  |  | Suitable commodity code not found | Production Completed
STP_008 | Data Enrichment | SFQ | OK | 2023-07-11 | 2023-07-13 | PVJ |  | 2023-07-14 |  | 194280 |  | 194280 | M | ZRSA | EN | 06 | [7 empty] | PC | 0 | 0 | KG | 0 | 0 | [5 empty] | PC |  | Z002 | [12 empty] | CONNECTOR VS-08-RJ45-10G/Q, IP20, CAT6A¦LIITIN VS-08-RJ45-10G/Q, IP20, CAT6A | CONNECTOR VS-08-RJ45-10G/Q, IP20, CAT6A | MM_TYPE **VS-08-RJ45-10G/Q, IP20, CAT6A **MM_MANUFACTURER **PHOENIX CONTACT **MM_LISAT_2 **RAUTE NO. M00001656 |  | 061106 | 85367000 |  |  | Enriched | CONNECTOR | COMMUNICATION | DATA |  | PHOENIX CONTACT | OEM | VS-08-RJ45-10G/Q |  |  | CONNECTION TYPE | RJ45 | NUMBER OF PINS |  | INTERFACE TYPE | ETHERNET | ELECTRICAL RATING | 72VDC,1,75A,500MHZ | CONDUCTOR SIZE | 0,14-0,22MM2 |  | PLASTIC HOUSING | TRANSMISSION CHARACTERISTICS:CAT6A,ENCLOSURE:IP20,ALTERNATE MFR:RAUTE,ALTERNATE MPN:M00001656 |  |  |  |  | https://www.phoenixcontact.com/en-in/products/data-plug-vs-08-rj45-10gq-1419001 |  |  |  | Production Completed
STP_008 | Data Enrichment | NEN | OK | 10-07-2023 | 11-07-2023 | PVJ |  | 2023-07-14 |  | 166495 |  | 166495 | M | ZRSA | EN | 06 | [7 empty] | PC | 0 | 0 | KG | 0 | 0 | [5 empty] | PC |  | Z002 | [12 empty] | LÄHTÖLIITIN SUORA 16MM 3/8 | OUTPUT CONNECTOR STRAIGHT 16MM 3/8 | MM_TYPE **16 |  | 061590 | 39174000 |  |  | CLEANSED | CONNECTOR |  | OUTPUT STRAIGHT | [6 empty] | SIZE | 16 | CONNECTION TYPE | [14 empty] | URL NOT FOUND |  |  |  | Production Completed
STP_008 | Data Enrichment | NEN | OK | 10-07-2023 | 12-07-2023 | PVJ |  | 2023-07-14 |  | 170093 |  | 170093 | M | ZRSA | EN | 06 | [7 empty] | PC | 0 | 0 | KG | 0 | 0 | [5 empty] | PC |  | Z002 | [12 empty] | SUORA PERUSLIITIN 6005-15L 1/2 ASETELT. | STRAIGHT BASIC CONNECTOR 6005-15L 1/2 SET. | MM_FEATURE **SETTING **MM_TYPE **6005-15L 1/2 **MM_LISAT_1 **HAPU KIT LINE |  | 061490 | 39174000 |  |  | CLEANSED | CONNECTOR |  | STRAIGHT BASIC |  |  |  | 6005-15L |  |  | SIZE | 1/2IN | CONNECTION TYPE | [9 empty] | FOR HAPU KIT LINE,SETTING |  |  |  |  | URL NOT FOUND |  |  |  | Production Completed
STP_008 | Data Enrichment | NEN | OK | 10-07-2023 | 12-07-2023 | PVJ |  | 2023-07-14 |  | 178017 |  | 178017 | M | ZRSA | EN | 06 | [7 empty] | PC | 0 | 0 | KG | 0 | 0 | [5 empty] | PC |  | Z002 | [12 empty] | KULMALIITIN 6042-15L ASETELTAVA | CORNER CONNECTOR 6042-15L INSTALLABLE | MM_TYPE **6042-15L INSTALLABLE **MM_MANUFACTURER_NO **604208.1 |  | 061490 | 39174000 |  |  | CLEANSED | CONNECTOR |  | CORNER |  |  |  | 604208.1 |  |  | SIZE |  | CONNECTION TYPE | [9 empty] | ALTERNATE MPN:6042-15L INSTALLABLE |  |  |  |  | URL NOT FOUND |  |  |  | Production Completed
STP_008 | Data Enrichment | SFQ | OK | 2023-07-11 | 2023-07-13 | PVJ |  | 2023-07-14 |  | 192700 |  | 192700 | M | ZRSA | EN | 06 | [7 empty] | PC | 0 | 0 | KG | 0 | 0 | [5 empty] | PC |  | Z002 | [12 empty] | RELAY DILMC9-10 20A 24VDC¦RELE DILMC9-10 20A 24VDC | RELAY DILMC9-10 20A 24VDC¦RELAY DILMC9-10 20A 24VDC | MM_TYPE **DILMC9-10 20A 24VDC **MM_MANUFACTURER **EATON **MM_LISAT_2 **HOLZMA NO: E114008200416 |  | 061205 | 85363010 |  |  | Enriched | CONTACTOR | ELECTRICAL |  |  | EATON | OEM | DILMC9-10 20A 24VDC |  |  | LINE VOLTAGE | 380/400VAC | CURRENT RATING | 20A | COIL VOLTAGE | 24VDC | NUMBER OF POLES | 3 | CONTACT ARRANGEMENT | 1NO |  |  | ALTERNATE MFR:HOLZMA,ALTERNATE MPN:E114008200416 | 4015082774684 |  |  |  | https://datasheet.eaton.com/datasheet.php?model=277468&locale=en_GB |  |  | Processed based on Websource, Conflict w.r.t Input | Production Completed
STP_008 | Data Enrichment | BHJ | OK | 2023-07-11 | 2023-07-12 | PVJ |  | 2023-07-14 |  | 198905 |  | 198905 | M | ZRSA | EN | 06 | [7 empty] | PC | 0 | 0 | KG | 0 | 0 | [5 empty] | PC |  | Z002 | [12 empty] | DELTA SERVO CONTROLLER RMC100-S2-Q2-PROF¦DELTA SERVO-OHJAIN RMC100-S2-Q2-PROFI | DELTA SERVO CONTROLLER RMC100-S2-Q2-PROF¦DELTA SERVO CONTROLLER RMC100-S2-Q2-PROF | MM_FEATURE **DELTA SERVO CONTROLLER **MM_TYPE **RMC100-S2-Q2-PROFI **MM_MANUFACTURER_NO **RMC100 **MM_MANUFACTURER **DELTA COMPUTER SYSTEMS INC |  |  | 85423111 |  |  | Cleansed | CONTROLLER | SERVO | AXIS MOTION |  | DELTA COMPUTER SYSTEMS | OEM | RMC100-S2-Q2-PROFI |  |  | ELECTRICAL RATING |  | NUMBER OF INPUTS |  | NUMBER OF OUTPUTS | [12 empty] | https://deltamotion.com/products/motion/rmc100/ |  |  | URL for Reference only | Production Completed
STP_008 | Data Enrichment | BHJ | OK | 2023-07-11 | 2023-07-12 | PVJ |  | 2023-07-14 |  | 199080 |  | 199080 | M | ZRSA | EN | 06 | [7 empty] | PC | 0 | 0 | KG | 0 | 0 | [5 empty] | PC |  | Z002 | [12 empty] | SERVO CONTROLLER R88D-KN20F-ECT¦SERVO-OHJAIN R88D-KN20F-ECT | SERVO CONTROLLER R88D-KN20F-ECT¦SERVO CONTROLLER R88D-KN20F-ECT | MM_FEATURE **SERVO CONTROLLER **MM_TYPE **R88D-KN20F-ECT **MM_MANUFACTURER_NO **OM352688 |  |  | 85423111 |  |  | Enriched | CONTROLLER | SERVO |  |  | OMRON CORPORATION | OEM | 352688 | R88D-KN20F-ECT |  | ELECTRICAL RATING | 380-480V,6A | NUMBER OF INPUTS |  | NUMBER OF OUTPUTS | [12 empty] | https://industrial.omron.eu/en/products/R88D-KN20F-ECT | https://in.rsdelivers.com/product/omron/r88d-kn20f-ect/omron-2-kw-servo-drive-380-480-v-3-phase-6-a-400-v/2158250 |  |  | Production Completed
STP_008 | Data Enrichment | BHJ | OK | 2023-07-11 | 2023-07-12 | PVJ |  | 2023-07-14 |  | 199137 |  | 199137 | M | ZRSA | EN | 06 | [7 empty] | PC | 0¦0¦0 | 0 | KG | 0¦0¦0 | 0 | [5 empty] | M3¦NM3¦PC |  | Z002 | [12 empty] | DRUM CONTROLLER 507–40¦RUMPUOHJAIN PURKUPUOLI 507–40 | DRUM CONTROLLER 507–40 ¦ DISASSEMBLY SIDE OF DRUM CONTROLLER 507–40 | MM_PROPERTY **DRUM CONTROLLER **MM_MANUFACTURER_NO **507–40 **MM_MANUFACTURER **LACKEBY |  |  | 85423111 |  |  | Cleansed | CONTROLLER |  | DISASSEMBLY SIDE DRUM |  | LACKEBY PRODUCTS AB | OEM | 507–40 |  |  | ELECTRICAL RATING |  | INPUT SIGNAL |  | OUTPUT SIGNAL | [12 empty] | Url Not Found |  |  |  | Production Completed
STP_008 | Data Enrichment | BHJ | OK | 2023-07-11 | 2023-07-12 | PVJ |  | 2023-07-14 |  | 199138 |  | 199138 | M | ZRSA | EN | 06 | [7 empty] | PC | 0¦0¦0 | 0 | KG | 0¦0¦0 | 0 | [5 empty] | M3¦NM3¦PC |  | Z002 | [12 empty] | DRUM CONTROLLER 508–40¦RUMPUOHJAIN TULOPUOLI 508–40 | DRUM CONTROLLER 508–40¦INPUT SIDE OF DRUM CONTROLLER 508–40 | MM_PROPERTY **DRUM CONTROLLER **MM_MANUFACTURER_NO **508–40 **MM_MANUFACTURER **LACKEBY |  |  | 85423111 |  |  | Cleansed | CONTROLLER |  | INPUT SIDE DRUM |  | LACKEBY PRODUCTS AB | OEM | 508–40 |  |  | ELECTRICAL RATING |  | INPUT SIGNAL |  | OUTPUT SIGNAL | [12 empty] | Url Not Found |  |  |  | Production Completed
STP_008 | Data Enrichment | BHJ | OK | 2023-07-11 | 2023-07-12 | PVJ |  | 2023-07-14 |  | 406293 |  | 406293 | M | ZRSA | EN | 06 | [7 empty] | PC | 0 | 0 | KG | 0 | 0 | [5 empty] | PC |  | Z002 | [12 empty] | CONTROLLER FG-32+¦KONTROLLER FG-32+¦OHJAIN FG-32+ | CONTROLLER FG-32+¦CONTROLLER FG-32+¦CONTROLLER FG-32+ | MM_FEATURE **CONTROLLER **MM_TYPE **FG-32+ **MM_MANUFACTURER_NO **21014746 **MM_MANUFACTURER **EASYIO |  |  | 85423111 |  |  | Enriched | CONTROLLER | COMMUNICATION |  |  |  |  | 21014746 | FG-32+ |  | DATA TRANSFER RATE |  | NUMBER OF PORTS | 1 | ELECTRICAL RATING | 24VAC/VDC | [6 empty] | BRAND:EASYIO |  |  |  |  | https://www.controlstraders.com/easyio-fg-32-bms-controller |  |  |  | Production Completed
STP_008 | Data Enrichment | BHJ | OK | 2023-07-11 | 2023-07-13 | PVJ |  | 2023-07-14 |  | 198712 |  | 198712 | M | ZRSA | EN | 06 | [7 empty] | PC | 0¦0¦0 | 0 | KG | 0¦0¦0 | 0 | [5 empty] | M3¦NM3¦PC |  | Z002 | [12 empty] | TEMP.CONTROLLER 702114/8-0000-23/000¦KONTROLLER 702114/8-0000-23/000¦LÄMPÖTILASÄÄDIN 702114/8-0000-23/000 | TEMP.CONTROLLER 702114/8-0000-23/000¦CONTROLLER 702114/8-0000-23/000¦TEMPERATURE REGULATOR 702114/8-0000-23/000 | MM_FEATURE **TEMPERATURE CONTROLLER **MM_DIMENSION1_VALUE1 **96X96MM **MM_TYPE **702114/8-0000-23/000 **MM_DIMENSION4_VALUE4 **110-240VAC **MM_DIMENSION2_VALUE2 **3 INPUT **MM_DIMENSION3_VALUE3 **3 OUTPUT RELAY ** MM_MANUFACTURER_NO **680798 **MM_MANUFACTURER **JUMO **MM_TYPE2 **DIRATRON 104 | [5 empty] | Enriched | CONTROLLER | TEMPERATURE |  |  | JUMO INDIA PVT LTD | OEM | 680798 | DIRATRON 104 |  | TEMPERATURE SETTING RANGE | -10-55C | SENSOR TYPE |  | OUTPUT TYPE | 2 RELAY,1 LOGIC | POWER SUPPLY | 110-240VAC | ACCURACY |  |  |  | ALTERNATE MPN:702114/8-0000-23/000,SIZE:96X96,VOLTAGE RATING:110-240VAC,NUMBER OF INPUT:3,NUMBER OF OUTPUT 3 |  |  |  |  | https://www.jumo.in/products/control/electronic/overview/702110/jumo-diratron-104-108-116-132-%E2%80%93-compact-controllers-702110-11-12-13-14.html | https://www.enrgtech.co.uk/product/temperature-controllers/ET18049065/00680798 |  |  | Production Completed
STP_008 | Data Enrichment | CIR | OK | 11/7/2023 | 13/7/2023 | PVJ |  | 2023-07-14 |  | 186343 |  | 186343 | M | ZRSA | EN | 06 | [7 empty] | PC | 0 | 0 | KG | 0 | 0 | [5 empty] | PC |  | Z002 | [12 empty] | OHJAIN H135820 | CONTROLLER H135820 | MM_TYPE **H135820 |  | 060756 | 84669280 |  |  | CLEANSED | CONTROLLER | [5 empty] | H135820 |  |  | ELECTRICAL RATING |  | INPUT SIGNAL |  | OUTPUT SIGNAL | [16 empty] | Production Completed
STP_008 | Data Enrichment | CIR | OK | 11/7/2023 | 13/7/2023 | PVJ |  | 2023-07-14 |  | 187324 |  | 187324 | M | ZRSA | EN | 06 | [7 empty] | PC | 0 | 0 | KG | 0 | 0 | [5 empty] | PC |  | Z002 | [12 empty] | VIISTELIIMA OHJAUSYKSIK NORDSON 772003C | BEVEL GLUE CONTROL UNIT NORDSON 772003C | MM_FEATURE **CONTROL UNIT **MM_TYPE **EPC30 **MM_LISAT_1 **6C001 **MM_MANUFACTURER_NO **772003C **MM_MANUFACTURER **NORDSON **MM_LISAT_2 **1 |  | 061301 | 85423190 |  |  | ENRICHED | CONTROLLER |  | PATTERN |  | NORDSON | OEM | 772003C | EPC30 |  | ELECTRICAL RATING | 24VDC,4-20MA | INPUT SIGNAL |  | OUTPUT SIGNAL | [7 empty] | BEVEL GLUE,UNIT |  |  |  |  | https://www.radwell.co.uk/Buy/NORDSON/NORDSON/772003/?redirect=true |  |  |  | Production Completed
STP_008 | Data Enrichment | CIR | OK | 11/7/2023 | 13/7/2023 | PVJ |  | 2023-07-14 |  | 187640 |  | 187640 | M | ZRSA | EN | 06 | [7 empty] | PC | 0 | 0 | KG | 0 | 0 | [5 empty] | PC |  | Z002 | [12 empty] | VIISTELIIMA OHJAUSYKSIKKÖ NORDSON 772003 | BEVEL GLUE CONTROL UNIT NORDSON 772003 | MM_TYPE **EPC30 **MM_LISAT_1 **6C001 **MM_MANUFACTURER_NO **772003C **MM_MANUFACTURER **NORDSON **MM_LISAT_2 **1 |  | 061301 | 85423190 |  |  | ENRICHED | CONTROLLER |  | PATTERN |  | NORDSON | OEM | 772003C | EPC30 |  | ELECTRICAL RATING | 24VDC,4-20MA | INPUT SIGNAL |  | OUTPUT SIGNAL | [7 empty] | BEVEL GLUE,UNIT |  |  |  |  | https://www.radwell.co.uk/Buy/NORDSON/NORDSON/772003/?redirect=true |  |  |  | Production Completed
STP_008 | Data Enrichment | CIR | OK | 11/7/2023 | 13/7/2023 | PVJ |  | 2023-07-14 |  | 187861 |  | 187861 | M | ZRSA | EN | 06 | [7 empty] | PC | 0 | 0 | KG | 0 | 0 | [5 empty] | PC |  | Z002 | [12 empty] | OHJAIN R905155 | CONTROLLER R905155 | MM_TYPE **CONTROLLER R905155 **MM_MANUFACTURER_NO **R905155 |  | 060760 | 85423190 |  |  | CLEANSED | CONTROLLER | [5 empty] | R905155 |  |  | ELECTRICAL RATING |  | INPUT SIGNAL |  | OUTPUT SIGNAL | [16 empty] | Production Completed
STP_008 | Data Enrichment | CIR | OK | 4/7/2023 | 11/7/2023 | PVJ |  | 2023-07-14 |  | 142133 |  | 142133 | M | ZRSA | EN | 06 | [7 empty] | PC | 0 | 0 | KG | 0 | 0 | [5 empty] | PC |  | Z002 | [12 empty] | AKSELIMODULI MAS51A-030-503-50 | SHAFT MODULE MAS51A-030-503-50 | MM_FEATURE **SERVO REGULATOR **MM_MANUFACTURER **SEW |  | 061290 | 85423111 |  |  | ENRICHED | CONTROLLER | SERVO |  |  | SEW-EURODRIVE | OEM | MAS51A-030-503-50 |  |  | ELECTRICAL RATING | 30A,3PH,500VAC | NUMBER OF INPUTS |  | NUMBER OF OUTPUTS | [7 empty] | SHAFT MODULE,REGULATOR |  |  |  |  | https://download.sew-eurodrive.com/download/pdf/09223711.pdf | https://www.radwell.co.uk/Buy/SEW%20EURODRIVE/SEW%20EURODRIVE/MAS51A030-503-50/?redirect=true |  | Processed based on Websource, Conflict w.r.t Input | Production Completed
STP_008 | Data Enrichment | CIR | OK | 4/7/2023 | 10/7/2023 | PVJ |  | 2023-07-14 |  | 143970 |  | 143970 | M | ZRSA | EN | 06 | [7 empty] | PC | 0 | 0 | KG | 0 | 0 | [5 empty] | PC |  | Z002 | [12 empty] | OHJAIN 102544 | CONTROLLER 102544 | MM_TYPE **102544 |  | 060760 |  |  |  | CLEANSED | CONTROLLER | [5 empty] | 102544 |  |  | ELECTRICAL RATING |  | INPUT SIGNAL |  | OUTPUT SIGNAL | [15 empty] | URL Not Found¦COMMODITY CODES NOT FOUND | Production Completed
STP_008 | Data Enrichment | NEN | OK | 10-07-2023 | 10-07-2023 | PVJ |  | 2023-07-14 |  | 170119 |  | 170119 | M | ZRSA | EN | 06 | [7 empty] | PC | 0 | 0 | KG | 0 | 0 | [5 empty] | PC |  | Z002 | [12 empty] | MOMENTIN OHJAIN P18-052 | TORQUE CONTROLLER P18-052 | MM_TYPE **P18-052 **MM_MANUFACTURER **RAUTE |  | 060782 | 84669280 |  |  | CLEANSED | CONTROLLER | TORQUE |  |  | RAUTE | NON-OEM | P18-052 |  |  | TORQUE SET RANGE |  | RATED VOLTAGE |  | RATED CURRENT |  | CONTROL VOLTAGE | [10 empty] | URL NOT FOUND |  |  | Suitable commodity code not found | Production Completed
STP_008 | Data Enrichment | SMX | OK | 2023-07-10 | 2023-07-13 | PVJ |  | 2023-07-14 |  | 162013 |  | 162013 | M | ZRSA | EN | 06 | [7 empty] | PC | 0 | 0 | KG | 0 | 0 | [5 empty] | PC |  | Z002 | [12 empty] | PATTERI LAMM-450-575-3-2-25K-8-VASEN-10 | COOLER LAMM-450-575-3-2-25K-8-LEFT-10 | MM_TYPE **LAMM-450-575-3-2-25K-8-VASEN-1 **MM_MANUFACTURER_NO **47493 **MM_MANUFACTURER **EKOKOIL |  | 061902 | 84796000 |  |  | Cleansed | COOLER | [5 empty] | LAMM-450-575-3-2-25K-8-LEFT-10 |  |  | CAPACITY |  | COOLING AREA |  | SIZE |  | FLOW RATING | [5 empty] | ALTERNATE MPN:LAMM-450-575-3-2-25K-8-VASEN,47493,EKOKOIL |  |  |  |  | Url Not Found |  |  |  | Production Completed
STP_008 | Data Enrichment | BHJ | OK | 2023-07-11 | 2023-07-12 | PVJ |  | 2023-07-14 |  | 407463 |  | 407463 | M | ZRSA | EN | 06 | [7 empty] | PC | 0 | 0 | KG | 0 | 0 | [5 empty] | PC |  | Z002 | [10 empty] | Offer¦'20064477'¦''¦Tarjous 20064477¦'' |  | COOLER 1500W RITTAL¦JÄÄHDYTIN SEINÄAS. 1500W RITTAL | COOLER 1500W RITTAL¦COOLER WALL-MOUNTED. 1500W RITTAL | MM_FEATURE **COOLER **MM_TYPE **SN: 97A0444 **MM_MANUFACTURER_NO **990001443 **MM_MANUFACTURER **RITTAL |  |  | 84796000 |  |  | Cleansed | COOLER |  | WALL MOUNT |  | RITTAL GMBH & CO KG | OEM | 990001443 |  |  | CAPACITY |  | COOLING AREA |  | SIZE |  | FLOW RATING | [5 empty] | SERIAL NUMBER:97A0444,POWER RATING:1500W |  |  |  |  | Url Not Found |  |  |  | Production Completed
STP_008 | Data Enrichment | RMZ | OK | 2023-07-11 | 2023-07-13 | PVJ |  | 2023-07-14 |  | 407978 |  | 407978 | M | ZRSA | EN | 06 | [7 empty] | PC | 0¦0¦0 | 0 | KG | 0¦0¦0 | 0 | [5 empty] | M3¦NM3¦PC |  | Z002 | [12 empty] | AIR COOLER OSCA 2S/28/5.0/M/A >¦ILMAJÄÄHDYTIN OSCA 2S/28/5.0/> | AIR COOLER OSCA 2S/28/5.0/M/A >¦AIR COOLER OSCA 2S/28/5.0/> | MM_FEATURE **AIR COOLER **MM_TYPE **/MIN **MM_MANUFACTURER_NO **OSCA 2S/28/5.0/M/A 9.3KW/40 L> **MM_MANUFACTURER **HYDAC |  |  | 84796000 |  |  | Enriched | COOLER | AIR | LOW NOISE |  | HYDAC INTERNATIONAL GMBH | OEM | OSCA 2S/28/5.0/M/A 9.3KW/40 L> |  |  | COOLING RANGE | 9,2KW | CAPACITY | 1,750M3/HR | FLOW RATING | 40L/MIN | [11 empty] | http://www.locastrosrl.it/wp-content/uploads/2018/04/scambiatori-di-calore-.pdf | https://www.hydac.com/shop/en-in/3688466#simple-downloads |  |  | Production Completed
STP_008 | Data Enrichment | RMZ | OK | 2023-07-11 | 2023-07-13 | PVJ |  | 2023-07-14 |  | 407979 |  | 407979 | M | ZRSA | EN | 06 | [7 empty] | PC | 0¦0¦0 | 0 | KG | 0¦0¦0 | 0 | [5 empty] | M3¦NM3¦PC |  | Z002 | [12 empty] | OIL/AIR COOLER ACA-LN5S/40/1. >¦ÖLJY/ILMAJÄÄHDYTIN ACA-LN5S/4> | OIL/AIR COOLER ACA-LN5S/40/1. >¦OIL/AIR COOLER ACA-LN5S/4> | MM_FEATURE **OIL/AIR COOLER **MM_MANUFACTURER_NO **ACA-LN5S/40/1.0/M/A/1 **MM_MANUFACTURER **HYDAC |  |  | 84796000 |  |  | Enriched | COOLER | AIR | OIL |  | HYDAC INTERNATIONAL GMBH | OEM | ACA-LN5S/40/1.0/M/A/1 |  |  | COOLING RANGE |  | CAPACITY | 3,200M3/HR | FLOW RATING | 36/52L/MIN | [11 empty] | http://www.locastrosrl.it/wp-content/uploads/2018/04/scambiatori-di-calore-.pdf |  |  |  | Production Completed
STP_008 | Data Enrichment | RMZ | OK | 2023-07-11 | 2023-07-13 | PVJ |  | 2023-07-14 |  | 408022 |  | 408022 | M | ZRSA | EN | 06 | [7 empty] | PC | 0¦0¦0 | 0 | KG | 0¦0¦0 | 0 | [5 empty] | M3¦NM3¦PC |  | Z002 | [12 empty] | COOLER LOC - 011-4-D-C-0-00-0 >¦JÄÄHDYTIN LOC - 011-4-D-C-0-0> | COOLER LOC - 011-4-DC-0-00-0 >¦COOLER LOC - 011-4-DC-0-0> | MM_PROPERTY **COOLER **MM_MANUFACTURER_NO **LOC - 011-4-DC-0-00-000-0-0-0 **MM_MANUFACTURER **OILTECH |  |  | 84796000 |  |  | Cleansed | COOLER |  |  |  | PARKER HANNIFIN CORP | OEM | LOC-011-4-DC-0-00-000-0-0-0 |  |  | CAPACITY |  | COOLING AREA |  | SIZE |  | FLOW RATING | [5 empty] | ALTERNATE MFR:OILTECH |  |  |  |  | https://www.parker.com/content/dam/Parker-com/Literature/Accumulator---Cooler-Division---Europe/Cooler-Literature/LOC_Cooling-System--EMDC.-HY10-6003.UK.pdf |  |  | Partially Match ¦ URL for Reference only | Production Completed
STP_008 | Data Enrichment | RMZ | OK | 2023-07-11 | 2023-07-13 | PVJ |  | 2023-07-14 |  | 408023 |  | 408023 | M | ZRSA | EN | 06 | [7 empty] | PC | 0¦0¦0 | 0 | KG | 0¦0¦0 | 0 | [5 empty] | M3¦NM3¦PC |  | Z002 | [12 empty] | COOLER LOC-011-4-D-C-0-00-000 >¦JÄÄHDYTIN LOC-011-4-D-C-0-00-> | COOLER LOC-011-4-DC-0-00-000 >¦COOLER LOC-011-4-DC-0-00-> | MM_PROPERTY **COOLER **MM_MANUFACTURER_NO **LOC-011-4-DC-0-00-000-0-0-0 **MM_MANUFACTURER **OILTECH |  |  | 84796000 |  |  | Cleansed | COOLER |  |  |  | PARKER HANNIFIN CORP | OEM | LOC-011-4-DC-0-00-000-0-0-0 |  |  | CAPACITY |  | COOLING AREA |  | SIZE |  | FLOW RATING | [5 empty] | ALTERNATE MFR:OILTECH |  |  |  |  | https://www.parker.com/content/dam/Parker-com/Literature/Accumulator---Cooler-Division---Europe/Cooler-Literature/LOC_Cooling-System--EMDC.-HY10-6003.UK.pdf |  |  | Partially Match ¦ URL for Reference only | Production Completed
STP_008 | Data Enrichment | SFU | OK | 04-07-2023 | 13-07-2023 | PVJ |  | 2023-07-14 |  | 164527 |  | 164527 | M | ZRSA | EN | 06 | [7 empty] | PC | 0 | 0 | KG | 0 | 0 | [5 empty] | PC |  | Z002 | [12 empty] | V-JOHDE JGV3-NLE-P3 JALALLINEN | V-CORD JGV3-NLE-P3 LEG | MM_MEASUREMENT1_VALUE1 **W= 2336MM **MM_TYPE **JGV3-NLE-P3 **MM_MEASUREMENT4_VALUE4 **1-EDGED **MM_MEASUREMENT2_VALUE2 **H/H = 180MM **MM_MEASUREMENT3_VALUE3 **C, D = 88MM **MM_MANUFACTURER **HEPCOMOTION |  | 062207 | 84879090 |  |  | CLEANSED | CORD |  | V |  | HEPCOMOTION | OEM |  | JGV3-NLE-P3 |  | CONSTRUCTION |  | DIAMETER |  | LENGTH | 2336 | [6 empty] | 1-EDGED,DIMENSION H/H:180MM,DIMENSION C,D:88MM |  |  |  |  | URL NOT FOUND |  |  |  | Production Completed
STP_008 | Data Enrichment | SFU | OK | 04-07-2023 | 13-07-2023 | PVJ |  | 2023-07-14 |  | 191382 |  | 191382 | M | ZRSA | EN | 06 | [7 empty] | M | 0 | 0 | KG | 0 | 0 | [5 empty] | M |  | Z002 | [12 empty] | CORD SEALING 8X8 SQUARE¦TIIVISTENAUHA 8X8 PUNOS NELIK.LASIKUITU | CORD SEALING 8X8 SQUARE¦SEALING TAPE 8X8 BRAIDED SQUARE GLASS FIBER | MM_TYPE **CORD SEALING 8X8 SQUARE **MM_MANUFACTURER_NO **1011034 **MM_LISAT_2 **RAUTE NO: 1011034 |  | 060901 | 84879090 |  |  | CLEANSED | CORD |  | SEALING |  | RAUTE | NON-OEM | 1011034 |  |  | CONSTRUCTION |  | DIAMETER |  | LENGTH | [6 empty] | GLASS FIBER | 8X8 SQUARE BRAIDED |  |  |  |  | URL NOT FOUND |  |  |  | Production Completed
STP_008 | Data Enrichment | SFU | OK | 04-07-2023 | 13-07-2023 | PVJ |  | 2023-07-14 |  | 198363 |  | 198363 | M | ZRSA | EN | 06 | [7 empty] | PC | 0 | 0 | KG | 0 | 0 | [5 empty] | PC |  | Z002 | [12 empty] | M23 female connectors with cable¦M23 liitinkaapeli su naaras 19nap 5m TPU | M23 female connectors with cable¦M23 connector cable su female 19nap 5m TPU | MM_MEASUREMENT1_VALUE1 **5 M **MM_TYPE **K03000B80M050 **MM_MEASUREMENT4_VALUE4 **FEMALE **MM_MEASUREMENT2_VALUE2 **19 NAP **MM_MEASUREMENT3_VALUE3 **SU **MM_MANUFACTURER **PIZZATO ELETTRICA SRL |  | 061290 | 85369010 |  |  | ENRICHED | CORD | POWER | MOLDED |  | PIZZATO ELETTRICA SRL | OEM | K03000B80M050 |  |  | VOLTAGE RATING |  | CURRENT RATING |  | PLUG TYPE |  | CONNECTION TYPE | M23 FEMALE | NUMBER OF CONDUCTORS |  |  |  | LENGTH:5M,19 NAP,SU |  |  |  |  | https://www.imssupply.com/catalog/woodhead/k03000b80m050.html |  |  |  | Production Completed
STP_008 | Data Enrichment | SFU | OK | 04-07-2023 | 13-07-2023 | PVJ |  | 2023-07-14 |  | 408373 |  | 408373 | M | ZRSA | EN | 06 | [7 empty] | PC | 0¦0¦0 | 0 | KG | 0¦0¦0 | 0 | [5 empty] | M3¦NM3¦PC |  | Z002 | [12 empty] | EXTENSION CORD 888-H07BQ-F-3X1,5 20M¦JATKOJOHTO 888-H07BQ-F-3X1,5 20M | EXTENSION CORD 888-H07BQ-F-3X1,5 20M ¦ EXTENSION CORD 888-H07BQ-F-3X1,5 20M | MM_PROPERTY **EXTENSION CORD **MM_DIMENSION1_VALUE1 **L20M **MM_TYPE **888-H07BQ-F-3X1.5 **MM_DIMENSION4_VALUE4 **IP44 **MM_DIMENSION2_VALUE2 **1-PHASE **MM_MANUFACTURER_NO **1313449 **MM_MANUFACTURER ** REIMAX **MM_TYYPPI2 **SNRO2440084 **MM_MEASUREMENT5_VALUE5 **3-PART |  | 061102 | 85369010 |  |  | ENRICHED | CORD | EXTENSION |  |  | REIMAX ELECTRONICS | OEM | 1313449 | 888-H07BQ-F-3X1,5 20M |  | CONNECTION TYPE |  | NUMBER OF CONDUCTORS | 3 | CONDUCTOR SIZE | 1,5MM2 | CONDUCTOR MATERIAL |  | ELECTRICAL RATING | 230V,16A,1PH |  | PUR | 3-WAY,LENGTH:20M,IP RATING:IP44,ALTERNATE MPN:SNRO2440084 |  |  |  |  | https://reimax.net/wp-content/uploads/2022/10/Reimax_catalog_2022-2023_1.pdf | https://verkkokauppa.huhta.fi/2440084 |  |  | Production Completed
STP_008 | Data Enrichment | SFU | OK | 04-07-2023 | 13-07-2023 | PVJ |  | 2023-07-14 |  | 408374 |  | 408374 | M | ZRSA | EN | 06 | [7 empty] | PC | 0¦0¦0 | 0 | KG | 0¦0¦0 | 0 | [5 empty] | M3¦NM3¦PC |  | Z002 | [12 empty] | EXTENSION CORD REEL H05RR-F(VSKB)3x1,5S¦KAAPELIKELA H05RR-F(VSKB)3x1,5S 25M | EXTENSION CORD REEL H05RR-F(VSKB)3x1,5S | MM_PROPERTY **EXTENSION CORD REEL **MM_DIMENSION1_VALUE1 **L25M **MM_TYPE **H05RR-F(VSKB)3X1.5S **MM_DIMENSION4_VALUE4 **IP44 **MM_MANUFACTURER_NO **3212632 **MM_MANUFACTURER **REIMAX **MM_TYPE2 **SNRO2440382 **MM_MEASUREMENT5_VALUE5 **4-PART |  | 061102 | 85369010 |  |  | ENRICHED | CORD | EXTENSION |  |  | REIMAX ELECTRONICS | OEM | 3212632 | H05RR-F(VSKB)3X1.5S |  | CONNECTION TYPE |  | NUMBER OF CONDUCTORS | 3 | CONDUCTOR SIZE | 1,5MM2 | CONDUCTOR MATERIAL |  | ELECTRICAL RATING |  |  | PLASTIC | 4-WAY,LENGTH:25M,IP RATING:IP44,PACKAGING TYPE:REEL,ALTERNATE MPN:SNRO2440382 |  |  |  |  | https://reimax.net/wp-content/uploads/2022/10/Reimax_catalog_2022-2023_1.pdf |  |  |  | Production Completed
STP_008 | Data Enrichment | SFU | OK | 04-07-2023 | 13-07-2023 | PVJ |  | 2023-07-14 |  | 408375 |  | 408375 | M | ZRSA | EN | 06 | [7 empty] | PC | 0¦0¦0 | 0 | KG | 0¦0¦0 | 0 | [5 empty] | M3¦NM3¦PC |  | Z002 | [12 empty] | EXTENSION CORD H07RN-F3X2,5S 20M¦JATKOJOHTO H07RN-F3X2,5S 20M | EXTENSION CORD H07RN-F3X2,5S 20M ¦ EXTENSION CORD H07RN-F3X2,5S 20M | MM_PROPERTY **EXTENSION CORD **MM_DIMENSION1_VALUE1 **L20M **MM_TYPE **H07RN-F3X2,5S **MM_DIMENSION4_VALUE4 **IP44 **MM_DIMENSION2_VALUE2 **1-PHASE **MM_MANUFACTURER_NO **1313794 **MM_MANUFACTURER **REIMAX **MM_TYPE2 **SNRO2440295 **MM_MEASUREMENT5_VALUE5 **3-PART |  | 061102 | 85369010 |  |  | ENRICHED | CORD | EXTENSION |  |  | REIMAX ELECTRONICS | OEM | 1313794 | H07RN-F3X2,5S 20M |  | CONNECTION TYPE |  | NUMBER OF CONDUCTORS | 3 | CONDUCTOR SIZE | 2,5MM2 | CONDUCTOR MATERIAL |  | ELECTRICAL RATING |  |  |  | 3-WAY,LENGTH:20M,IP RATING:IP44,PHASE:1,ALTERNATE MPN:SNRO2440295 |  |  |  |  | https://reimax.net/wp-content/uploads/2022/10/Reimax_catalog_2022-2023_1.pdf |  |  |  | Production Completed
STP_008 | Data Enrichment | SFU | OK | 04-07-2023 | 13-07-2023 | PVJ |  | 2023-07-14 |  | 408376 |  | 408376 | M | ZRSA | EN | 06 | [7 empty] | PC | 0¦0¦0 | 0 | KG | 0¦0¦0 | 0 | [5 empty] | M3¦NM3¦PC |  | Z002 | [12 empty] | EXTENSION CORD 63A-H07RN-F5X16S 20M¦JATKOJOHTO 63A-H07RN-F5X16S 20M | EXTENSION CORD 63A-H07RN-F5X16S 20M ¦ EXTENSION CORD 63A-H07RN-F5X16S 20M | MM_PROPERTY **EXTENSION CORD **MM_DIMENSION1_VALUE1 **L20M **MM_TYPE **63A-H07RN-F5X16S **MM_DIMENSION4_VALUE4 **IP44 **MM_DIMENSION2_VALUE2 **3 PHASE **MM_MANUFACTURER_NO **1321613 **MM_MANUFACTURER **REIMAX **MM_TYPE2 * *SNRO2440362 |  | 061102 | 85369010 |  |  | ENRICHED | CORD | EXTENSION |  |  | REIMAX ELECTRONICS | OEM | 1321613 | 63A-H07RN-F5X16S 20M |  | CONNECTION TYPE |  | NUMBER OF CONDUCTORS | 5 | CONDUCTOR SIZE | 16MM2 | CONDUCTOR MATERIAL |  | ELECTRICAL RATING | 63A,3PH |  | RUBBER OUTER SHEATH | LENGTH:20M,IP RATING:IP44,ALTERNATE MPN:SNRO2440362 |  |  |  |  | https://reimax.net/wp-content/uploads/2022/10/Reimax_catalog_2022-2023_1.pdf |  |  |  | Production Completed
STP_008 | Data Enrichment | SFU | OK | 04-07-2023 | 13-07-2023 | PVJ |  | 2023-07-14 |  | 408377 |  | 408377 | M | ZRSA | EN | 06 | [7 empty] | PC | 0¦0¦0 | 0 | KG | 0¦0¦0 | 0 | [5 empty] | M3¦NM3¦PC |  | Z002 | [12 empty] | EXTENSION CORD 32A-H07RN-5X6S 20M¦JATKOJOHTO 32A-H07RN-5X6S 20M | EXTENSION CORD 32A-H07RN-5X6S 20M ¦ EXTENSION CORD 32A-H07RN-5X6S 20M | MM_PROPERTY **EXTENSION CORD **MM_DIMENSION1_VALUE1 **L20M **MM_TYPE **32A-H07RN-5X6S **MM_DIMENSION4_VALUE4 **IP44 **MM_DIMENSION2_VALUE2 **3 PHASE **MM_MANUFACTURER_NO **911P0531 **MM_MANUFACTURER **REIMAX **MM_TYPE2 * *SNRO2440361 |  | 061102 | 85369010 |  |  | ENRICHED | CORD | EXTENSION |  |  | REIMAX ELECTRONICS | OEM | 911P0531 | 32A-H07RN-5X6S 20M |  | CONNECTION TYPE |  | NUMBER OF CONDUCTORS | 5 | CONDUCTOR SIZE | 6MM2 | CONDUCTOR MATERIAL |  | ELECTRICAL RATING | 32A,3PH |  | RUBBER OUTER SHEATH | LENGTH:20M,IP RATING:IP44,ALTERNATE MPN:SNRO2440361 |  |  |  |  | https://reimax.net/wp-content/uploads/2022/10/Reimax_catalog_2022-2023_1.pdf |  |  |  | Production Completed
STP_008 | Data Enrichment | SFU | OK | 04-07-2023 | 13-07-2023 | PVJ |  | 2023-07-14 |  | 408378 |  | 408378 | M | ZRSA | EN | 06 | [7 empty] | PC | 0¦0¦0 | 0 | KG | 0¦0¦0 | 0 | [5 empty] | M3¦NM3¦PC |  | Z002 | [12 empty] | EXTENSION CORD 16A-H07RN-5X2,5S 20M¦JATKOJOHTO 16A-H07RN-5X2,5S 20M | EXTENSION CORD 16A-H07RN-5X2,5S 20M ¦ EXTENSION CORD 16A-H07RN-5X2,5S 20M | MM_PROPERTY **EXTENSION CORD **MM_DIMENSION1_VALUE1 **L20M **MM_TYPE **16A-H07RN-5X2,5S **MM_DIMENSION4_VALUE4 **IP44 **MM_DIMENSION2_VALUE2 **3 PHASE **MM_MANUFACTURER_NO **911P0529 **MM_MANUFACTURER **REIMAX ** MM_TYPE2 **SNRO2440360 |  | 061102 | 85369010 |  |  | ENRICHED | CORD | EXTENSION |  |  | REIMAX ELECTRONICS | OEM | 911P0529 | 16A-H07RN-5X2,5S 20M |  | CONNECTION TYPE |  | NUMBER OF CONDUCTORS | 5 | CONDUCTOR SIZE | 2,5MM2 | CONDUCTOR MATERIAL |  | ELECTRICAL RATING | 16A,3PH |  | RUBBER OUTER SHEATH | LENGTH:20M,IP RATING:IP44,ALTERNATE MPN:SNRO2440360 |  |  |  |  | https://reimax.net/wp-content/uploads/2022/10/Reimax_catalog_2022-2023_1.pdf |  |  |  | Production Completed
STP_008 | Data Enrichment | NEN | OK | 10-07-2023 | 10-07-2023 | PVJ |  | 2023-07-14 |  | 155261 |  | 155261 | M | ZRSA | EN | 06 | [7 empty] | M | 0 | 0 | KG | 0 | 0 | [5 empty] | M |  | Z002 | [12 empty] | O-RENGASNAUHA D1,6 | O-RING TAPE D1,6 |  |  | 060904 |  |  |  | CLEANSED | CORD | O-RING | [7 empty] | DIMENSIONS | D1,6 | [15 empty] | URL NOT FOUND |  |  | Suitable commodity code not found | Production Completed
STP_008 | Data Enrichment | NEN | OK | 10-07-2023 | 10-07-2023 | PVJ |  | 2023-07-14 |  | 155262 |  | 155262 | M | ZRSA | EN | 06 | [7 empty] | M | 0 | 0 | KG | 0 | 0 | [5 empty] | M |  | Z002 | [12 empty] | O-RENGASNAUHA D6,35 | O-RING TAPE D6.35 |  |  | 060904 |  |  |  | CLEANSED | CORD | O-RING | [7 empty] | DIMENSIONS | D6,35 | [15 empty] | URL NOT FOUND |  |  | Suitable commodity code not found | Production Completed
STP_008 | Data Enrichment | BHJ | OK | 2023-07-11 | 2023-07-12 | SYC |  | 2023-07-14 |  | 198790 |  | 198790 | M | ZRSA | EN | 06 | [7 empty] | PC | 0¦0¦0 | 0 | KG | 0¦0¦0 | 0 | [5 empty] | M3¦NM3¦PC |  | Z002 | [12 empty] | FLEXIBLE ELEMENT PHE FRC230NR¦SIDURIELEMENT PHE FRC230NR¦JOUSTO-OSA PHE FRC230NR | FLEXIBLE ELEMENT PHE FRC230NR | MM_PROPERTY **FLEXIBLE ELEMENT **MM_TYPE **PHE FRC230NR **MM_MANUFACTURER_NO **PHE FRC230NR **MM_MANUFACTURER **SKF |  | 061006 |  |  |  | Enriched | COUPLING |  | FRC |  | SKF | OEM | PHE FRC230NR |  |  | HUB TYPE AND BORE | 230 | HUB TYPE AND BORE |  | FLEXIBLE ELEMENT HARDNESS | [6 empty] | NATURAL RUBBER | [5 empty] | https://www.skf.com/sg/productinfo/productid-PHE%20FRC230NR |  |  | Processed based on websource, conflict wrt input | Production Completed
STP_008 | Data Enrichment | RMZ | OK | 2023-07-03 | 2023-07-11 | SYC |  | 2023-07-14 |  | 135633 |  | 135633 | M | ZRSA | EN | 06 | [7 empty] | PC | 0 | 0 | KG | 0 | 0 | [5 empty] | PC |  | Z002 | [12 empty] | MUHVI 3/4IN EMS | COUPLING 3/4IN EMS | MM_MATERIAL **SPECIAL BRASS |  | 061006 |  |  |  | Cleansed | COUPLING | [8 empty] | HUB TYPE AND BORE |  | FLEXIBLE ELEMENT HARDNESS | [8 empty] | SPECIAL BRASS | SIZE:3/4IN EMS |  |  |  |  | Url Not Found |  |  |  | Production Completed
STP_008 | Data Enrichment | RMZ | OK | 2023-07-03 | 2023-07-10 | SYC |  | 2023-07-14 |  | 135642 |  | 135642 | M | ZRSA | EN | 06 | [7 empty] | PC | 0 | 0 | KG | 0 | 0 | [5 empty] | PC |  | Z002 | [12 empty] | SUORAMUHVI 1 1/4IN FE/ZN | STRAIGHT COUPLING 1 1/4IN FE/ZN | MM_MATERIAL **GALVANIZED |  | 061006 |  |  |  | Cleansed | COUPLING |  | STRAIGHT | [6 empty] | HUB TYPE AND BORE | 1 1/4IN | FLEXIBLE ELEMENT HARDNESS | [8 empty] | GALVANIZED IRON+ZINC | [5 empty] | Url Not Found |  |  |  | Production Completed
STP_008 | Data Enrichment | RMZ | OK | 2023-07-03 | 2023-07-10 | SYC |  | 2023-07-14 |  | 135644 |  | 135644 | M | ZRSA | EN | 06 | [7 empty] | PC | 0 | 0 | KG | 0 | 0 | [5 empty] | PC |  | Z002 | [12 empty] | SUORAMUHVI 1IN FE/ZN | STRAIGHT COUPLING 1IN FE/ZN | MM_MATERIAL **GALVANIZED |  | 061006 |  |  |  | Cleansed | COUPLING |  | STRAIGHT | [6 empty] | HUB TYPE AND BORE | 1 IN | FLEXIBLE ELEMENT HARDNESS | [8 empty] | GALVANIZED IRON+ZINC | [5 empty] | Url Not Found |  |  |  | Production Completed
STP_008 | Data Enrichment | RMZ | OK | 2023-07-03 | 2023-07-10 | SYC |  | 2023-07-14 |  | 135648 |  | 135648 | M | ZRSA | EN | 06 | [7 empty] | PC | 0 | 0 | KG | 0 | 0 | [5 empty] | PC |  | Z002 | [12 empty] | SUORAMUHVI 2 1/2IN FE/ZN | STRAIGHT COUPLING 2 1/2IN FE/ZN | MM_MATERIAL **GALVANIZED |  | 061006 |  |  |  | Cleansed | COUPLING |  | STRAIGHT | [6 empty] | HUB TYPE AND BORE | 2 1/2IN | FLEXIBLE ELEMENT HARDNESS | [8 empty] | GALVANIZED IRON+ZINC | [5 empty] | Url Not Found |  |  |  | Production Completed
STP_008 | Data Enrichment | RMZ | OK | 2023-07-03 | 2023-07-10 | SYC |  | 2023-07-14 |  | 135649 |  | 135649 | M | ZRSA | EN | 06 | [7 empty] | PC | 0 | 0 | KG | 0 | 0 | [5 empty] | PC |  | Z002 | [12 empty] | SUORAMUHVI 2IN FE/ZN | STRAIGHT COUPLING 2IN FE/ZN | MM_MATERIAL **GALVANIZED |  | 061006 |  |  |  | Cleansed | COUPLING |  | STRAIGHT | [6 empty] | HUB TYPE AND BORE | 2 IN | FLEXIBLE ELEMENT HARDNESS | [8 empty] | GALVANIZED IRON+ZINC | [5 empty] | Url Not Found |  |  |  | Production Completed
STP_008 | Data Enrichment | RMZ | OK | 2023-07-03 | 2023-07-10 | SYC |  | 2023-07-14 |  | 135650 |  | 135650 | M | ZRSA | EN | 06 | [7 empty] | PC | 0 | 0 | KG | 0 | 0 | [5 empty] | PC |  | Z002 | [12 empty] | SUORAMUHVI 3IN FE/ZN | STRAIGHT COUPLING 3IN FE/ZN | MM_MATERIAL **GALVANIZED |  | 061006 |  |  |  | Cleansed | COUPLING |  | STRAIGHT | [6 empty] | HUB TYPE AND BORE | 3IN | FLEXIBLE ELEMENT HARDNESS | [8 empty] | GALVANIZED IRON+ZINC | [5 empty] | Url Not Found |  |  |  | Production Completed
STP_008 | Data Enrichment | RMZ | OK | 2023-07-03 | 2023-07-10 | SYC |  | 2023-07-14 |  | 135653 |  | 135653 | M | ZRSA | EN | 06 | [7 empty] | PC | 0 | 0 | KG | 0 | 0 | [5 empty] | PC |  | Z002 | [12 empty] | SUORAMUHVI 4IN FE/ZN | STRAIGHT COUPLING 4IN FE/ZN | MM_MATERIAL **GALVANIZED |  | 061006 |  |  |  | Cleansed | COUPLING |  | STRAIGHT | [6 empty] | HUB TYPE AND BORE | 4IN | FLEXIBLE ELEMENT HARDNESS | [8 empty] | GALVANIZED IRON+ZINC | [5 empty] | Url Not Found |  |  |  | Production Completed
STP_008 | Data Enrichment | RMZ | OK | 2023-07-03 | 2023-07-10 | SYC |  | 2023-07-14 |  | 135654 |  | 135654 | M | ZRSA | EN | 06 | [7 empty] | PC | 0 | 0 | KG | 0 | 0 | [5 empty] | PC |  | Z002 | [12 empty] | SUORAMUHVI 6IN FE/ZN | STRAIGHT COUPLING 6IN FE/ZN | MM_MATERIAL **GALVANIZED |  | 061006 |  |  |  | Cleansed | COUPLING |  | STRAIGHT | [6 empty] | HUB TYPE AND BORE | 6IN | FLEXIBLE ELEMENT HARDNESS | [8 empty] | GALVANIZED IRON+ZINC | [5 empty] | Url Not Found |  |  |  | Production Completed
STP_008 | Data Enrichment | RMZ | OK | 2023-07-03 | 2023-07-10 | SYC |  | 2023-07-14 |  | 135672 |  | 135672 | M | ZRSA | EN | 06 | [7 empty] | PC | 0 | 0 | KG | 0 | 0 | [5 empty] | PC |  | Z002 | [12 empty] | SUPISTUSYHDE 60,3X42,4 ST35.8/I | REDUCTION COUPLING 60,3X42,4 ST35.8/I | MM_PROPERTY **WELDABLE **MM_MATERIAL **ST 35.8/I |  | 061006 |  |  |  | Cleansed | COUPLING |  | REDUCTION | [6 empty] | HUB TYPE AND BORE |  | FLEXIBLE ELEMENT HARDNESS | [8 empty] | ST 35.8/I SEAMLESS CARBON STEEL | SIZE:60,3X42,4,WELDABLE |  |  |  |  | Url Not Found |  |  |  | Production Completed
STP_008 | Data Enrichment | RMZ | OK | 2023-07-03 | 2023-07-10 | SYC |  | 2023-07-14 |  | 135673 |  | 135673 | M | ZRSA | EN | 06 | [7 empty] | PC | 0 | 0 | KG | 0 | 0 | [5 empty] | PC |  | Z002 | [12 empty] | SUPISTUSYHDE 60,3X48,3 ST35.8/I | REDUCTION COUPLING 60,3X48,3 ST35.8/I | MM_PROPERTY **WELDABLE **MM_MATERIAL **ST 35.8/I |  | 061006 |  |  |  | Cleansed | COUPLING |  | REDUCTION | [6 empty] | HUB TYPE AND BORE |  | FLEXIBLE ELEMENT HARDNESS | [8 empty] | ST 35.8/I SEAMLESS CARBON STEEL | SIZE:60,3X48,3,WELDABLE |  |  |  |  | Url Not Found |  |  |  | Production Completed
STP_008 | Data Enrichment | RMZ | OK | 2023-07-03 | 2023-07-10 | SYC |  | 2023-07-14 |  | 140310 |  | 140310 | M | ZRSA | EN | 06 | [7 empty] | PC | 0 | 0 | KG | 0 | 0 | [5 empty] | PC |  | Z002 | [12 empty] | PIKALIITINRUNKO R1/4 SK 10 331 1202 | QUICK COUPLING BODY R1/4 SK 10 331 1202 | MM_MANUFACTURER **CEJN |  |  | 84836020 |  |  | Enriched | COUPLING | QUICK CONNECT |  |  | CEJN PRODUCTS INDIA PVT LTD | OEM | SK 10 331 1202 |  |  | NOMINAL SIZE | R 1/4IN | END CONNECTION | FEMALE THREAD | LENGTH |  | PRESSURE RATING | 232PSI |  |  |  | ZINC PLATED STEEL | [5 empty] | https://www.cejn.com/globalassets/documents/brochures/pneumatic-range/pneumatic_catatalogue_us.pdf |  |  | Partially Match | Production Completed
STP_008 | Data Enrichment | RMZ | OK | 2023-07-03 | 2023-07-10 | SYC |  | 2023-07-14 |  | 140312 |  | 140312 | M | ZRSA | EN | 06 | [7 empty] | PC | 0 | 0 | KG | 0 | 0 | [5 empty] | PC |  | Z002 | [12 empty] | PIKALIITINRUNKO R1/4 UK 10 331 1152 | QUICK COUPLING BODY R1/4 UK 10 331 1152 | MM_MANUFACTURER **CEJN |  |  | 84836020 |  |  | Enriched | COUPLING | QUICK CONNECT |  |  | CEJN PRODUCTS INDIA PVT LTD | OEM | UK 10 331 1152 |  |  | NOMINAL SIZE | R 1/4IN | END CONNECTION | MALE THREAD | LENGTH |  | PRESSURE RATING | 232PSI |  |  |  | ZINC PLATED STEEL | [5 empty] | https://www.cejn.com/globalassets/documents/brochures/pneumatic-range/pneumatic_catatalogue_us.pdf |  |  | Partially Match | Production Completed
STP_008 | Data Enrichment | RMZ | OK | 2023-07-03 | 2023-07-10 | SYC |  | 2023-07-14 |  | 140313 |  | 140313 | M | ZRSA | EN | 06 | [7 empty] | PC | 0 | 0 | KG | 0 | 0 | [5 empty] | PC |  | Z002 | [12 empty] | PIKALIITINRUNKO R1/2 UK 10 331 1155 | QUICK COUPLING BODY R1/2 UK 10 331 1155 | MM_MANUFACTURER **CEJN |  |  | 84836020 |  |  | Enriched | COUPLING | QUICK CONNECT |  |  | CEJN PRODUCTS INDIA PVT LTD | OEM | UK 10 331 1155 |  |  | NOMINAL SIZE | R 1/2IN | END CONNECTION | MALE THREAD | LENGTH |  | PRESSURE RATING | 232PSI |  |  |  | ZINC PLATED STEEL | [5 empty] | https://www.cejn.com/globalassets/documents/brochures/pneumatic-range/pneumatic_catatalogue_us.pdf |  |  | Partially Match | Production Completed
STP_008 | Data Enrichment | RMZ | OK | 2023-07-03 | 2023-07-10 | SYC |  | 2023-07-14 |  | 140314 |  | 140314 | M | ZRSA | EN | 06 | [7 empty] | PC | 0 | 0 | KG | 0 | 0 | [5 empty] | PC |  | Z002 | [12 empty] | PIKALIITINRUNKO R1/2 SK 10 331 1205 | QUICK COUPLING BODY R1/2 SK 10 331 1205 | MM_MANUFACTURER **CEJN |  |  | 84836020 |  |  | Enriched | COUPLING | QUICK CONNECT |  |  | CEJN PRODUCTS INDIA PVT LTD | OEM | SK 10 331 1205 |  |  | NOMINAL SIZE | R 1/2IN | END CONNECTION | FEMALE THREAD | LENGTH |  | PRESSURE RATING | 232PSI |  |  |  | ZINC PLATED STEEL | [5 empty] | https://www.cejn.com/globalassets/documents/brochures/pneumatic-range/pneumatic_catatalogue_us.pdf |  |  | Partially Match | Production Completed
STP_008 | Data Enrichment | RMZ | OK | 2023-07-03 | 2023-07-10 | SYC |  | 2023-07-14 |  | 140315 |  | 140315 | M | ZRSA | EN | 06 | [7 empty] | PC | 0 | 0 | KG | 0 | 0 | [5 empty] | PC |  | Z002 | [12 empty] | PIKALIITINRUNKO 13MM KARALLA 10 331 1005 | QUICK COUPLING BODY WITH 13MM SPINDLE 10 331 1005 | MM_MANUFACTURER **CEJN |  |  | 84836020 |  |  | Enriched | COUPLING | QUICK CONNECT |  |  | CEJN PRODUCTS INDIA PVT LTD | OEM | 10 331 1005 |  |  | NOMINAL SIZE | 1/2IN | END CONNECTION |  | LENGTH |  | PRESSURE RATING | 232PSI |  |  |  | ZINC PLATED STEEL | WITH 13MM SPINDLE |  |  |  |  | https://www.cejn.com/globalassets/documents/brochures/pneumatic-range/pneumatic_catatalogue_us.pdf |  |  |  | Production Completed
STP_008 | Data Enrichment | RMZ | OK | 2023-07-03 | 2023-07-10 | SYC |  | 2023-07-14 |  | 152904 |  | 152904 | M | ZRSA | EN | 06 | [7 empty] | PC | 0 | 0 | KG | 0 | 0 | [5 empty] | PC |  | Z002 | [12 empty] | SUPISTUSYHDE 139,7X114,3 | REDUCTION COUPLING 139.7X114.3 |  |  | 061006 |  |  |  | Cleansed | COUPLING |  | REDUCTION | [6 empty] | HUB TYPE AND BORE |  | FLEXIBLE ELEMENT HARDNESS | [9 empty] | SIZE:139,7X114,3 |  |  |  |  | Url Not Found |  |  |  | Production Completed
STP_008 | Data Enrichment | RMZ | OK | 2023-07-03 | 2023-07-11 | SYC |  | 2023-07-14 |  | 152908 |  | 152908 | M | ZRSA | EN | 06 | [7 empty] | PC | 0 | 0 | KG | 0 | 0 | [5 empty] | PC |  | Z002 | [12 empty] | SUPISTUSYHDE 48,3X26,9X2,6 | REDUCTION COUPLING 48.3X26.9X2.6 |  |  | 061006 |  |  |  | Cleansed | COUPLING |  | REDUCTION | [6 empty] | HUB TYPE AND BORE | 26,9 | FLEXIBLE ELEMENT HARDNESS | [9 empty] | SIZE:48,3X2,6 |  |  |  |  | Url Not Found |  |  |  | Production Completed
STP_008 | Data Enrichment | RMZ | OK | 2023-07-03 | 2023-07-11 | SYC |  | 2023-07-14 |  | 152914 |  | 152914 | M | ZRSA | EN | 06 | [7 empty] | PC | 0 | 0 | KG | 0 | 0 | [5 empty] | PC |  | Z002 | [12 empty] | SUPISTUSYHDE 88,9X60,3 | REDUCTION COUPLING 88.9X60.3 |  |  | 061006 |  |  |  | Cleansed | COUPLING |  | REDUCTION | [6 empty] | HUB TYPE AND BORE | 60,3 | FLEXIBLE ELEMENT HARDNESS | [9 empty] | SIZE:OD88,9 |  |  |  |  | Url Not Found |  |  |  | Production Completed
STP_008 | Data Enrichment | RMZ | OK | 2023-07-03 | 2023-07-11 | SYC |  | 2023-07-14 |  | 152915 |  | 152915 | M | ZRSA | EN | 06 | [7 empty] | PC | 0 | 0 | KG | 0 | 0 | [5 empty] | PC |  | Z002 | [12 empty] | SUPISTUSYHDE 88,9X76,1 | REDUCTION COUPLING 88.9X76.1 |  |  | 061006 |  |  |  | Cleansed | COUPLING |  | REDUCTION | [6 empty] | HUB TYPE AND BORE | 76,1 | FLEXIBLE ELEMENT HARDNESS | [9 empty] | SIZE:OD88,9 |  |  |  |  | Url Not Found |  |  |  | Production Completed
STP_008 | Data Enrichment | RMZ | OK | 2023-07-03 | 2023-07-11 | SYC |  | 2023-07-14 |  | 155332 |  | 155332 | M | ZRSA | EN | 06 | [7 empty] | PC | 0 | 0 | KG | 0 | 0 | [5 empty] | PC |  | Z002 | [12 empty] | JATKOMUHVI BSP 709-04 1/4IN | EXTENSION COUPLING BSP 709-04 1/4IN | MM_FEATURE **INTERNAL THREAD |  | 061006 |  |  |  | Cleansed | COUPLING |  | EXTENSION |  |  |  | 709-04 |  |  | HUB TYPE AND BORE | 1/4IN | FLEXIBLE ELEMENT HARDNESS | [9 empty] | CONNECTION:INTERNAL THREAD BSP |  |  |  |  | Url Not Found |  |  |  | Production Completed
STP_008 | Data Enrichment | RMZ | OK | 2023-07-03 | 2023-07-11 | SYC |  | 2023-07-14 |  | 155333 |  | 155333 | M | ZRSA | EN | 06 | [7 empty] | PC | 0 | 0 | KG | 0 | 0 | [5 empty] | PC |  | Z002 | [12 empty] | JATKOMUHVI BSP 709-06 3/8IN | EXTENSION COUPLING BSP 709-06 3/8IN | MM_FEATURE **INTERNAL THREAD |  | 061006 |  |  |  | Cleansed | COUPLING |  | EXTENSION |  |  |  | 709-06 |  |  | HUB TYPE AND BORE | 3/8IN | FLEXIBLE ELEMENT HARDNESS | [9 empty] | CONNECTION:INTERNAL THREAD BSP |  |  |  |  | Url Not Found |  |  |  | Production Completed
STP_008 | Data Enrichment | RMZ | OK | 2023-07-03 | 2023-07-11 | SYC |  | 2023-07-14 |  | 155335 |  | 155335 | M | ZRSA | EN | 06 | [7 empty] | PC | 0 | 0 | KG | 0 | 0 | [5 empty] | PC |  | Z002 | [12 empty] | JATKOMUHVI BSP 709-10 5/8IN | EXTENSION COUPLING BSP 709-10 5/8IN | MM_FEATURE **INTERNAL THREAD |  | 061006 |  |  |  | Cleansed | COUPLING |  | EXTENSION |  |  |  | 709-10 |  |  | HUB TYPE AND BORE | 5/8IN | FLEXIBLE ELEMENT HARDNESS | [9 empty] | CONNECTION:INTERNAL THREAD BSP |  |  |  |  | Url Not Found |  |  |  | Production Completed
STP_008 | Data Enrichment | RMZ | OK | 2023-07-03 | 2023-07-11 | SYC |  | 2023-07-14 |  | 155336 |  | 155336 | M | ZRSA | EN | 06 | [7 empty] | PC | 0 | 0 | KG | 0 | 0 | [5 empty] | PC |  | Z002 | [12 empty] | JATKOMUHVI BSP 709-12 3/4IN | EXTENSION COUPLING BSP 709-12 3/4IN | MM_FEATURE **INTERNAL THREAD |  | 061006 |  |  |  | Cleansed | COUPLING |  | EXTENSION |  |  |  | 709-12 |  |  | HUB TYPE AND BORE | 3/4IN | FLEXIBLE ELEMENT HARDNESS | [9 empty] | CONNECTION:INTERNAL THREAD BSP |  |  |  |  | Url Not Found |  |  |  | Production Completed
STP_008 | Data Enrichment | RMZ | OK | 2023-07-03 | 2023-07-11 | SYC |  | 2023-07-14 |  | 155337 |  | 155337 | M | ZRSA | EN | 06 | [7 empty] | PC | 0 | 0 | KG | 0 | 0 | [5 empty] | PC |  | Z002 | [12 empty] | JATKOMUHVI BSP 709-16 1IN | EXTENSION COUPLING BSP 709-16 1IN | MM_FEATURE **INTERNAL THREAD **MM_TYPE **709-16 |  | 061006 |  |  |  | Cleansed | COUPLING |  | EXTENSION |  |  |  | 709-16 |  |  | HUB TYPE AND BORE | 1IN | FLEXIBLE ELEMENT HARDNESS | [9 empty] | CONNECTION:INTERNAL THREAD BSP |  |  |  |  | Url Not Found |  |  |  | Production Completed
STP_008 | Data Enrichment | RMZ | OK | 2023-07-03 | 2023-07-10 | SYC |  | 2023-07-14 |  | 170077 |  | 170077 | M | ZRSA | EN | 06 | [7 empty] | PC | 0 | 0 | KG | 0 | 0 | [5 empty] | PC |  | Z002 | [12 empty] | PIKALIITINRUNKO R3/8 SK 10 331 1204 | QUICK COUPLING BODY R3/8 SK 10 331 1204 | MM_MANUFACTURER **CEJN |  |  | 84836020 |  |  | Enriched | COUPLING | QUICK CONNECT |  |  | CEJN PRODUCTS INDIA PVT LTD | OEM | SK 10 331 1204 |  |  | NOMINAL SIZE | R 3/8IN | END CONNECTION | FEMALE THREAD | LENGTH |  | PRESSURE RATING | 232PSI |  |  |  | ZINC PLATED STEEL | [5 empty] | https://www.cejn.com/globalassets/documents/brochures/pneumatic-range/pneumatic_catatalogue_us.pdf |  |  |  | Production Completed
STP_008 | Data Enrichment | RMZ | OK | 2023-07-03 | 2023-07-11 | SYC |  | 2023-07-14 |  | 179101 |  | 179101 | M | ZRSA | EN | 06 | [7 empty] | PC | 0¦0¦0.3 | 0.3 | KG | 0¦0¦0.001 | M3 | [5 empty] | M3¦NM3¦PC |  | Z002 | [12 empty] | FLEXIBLE COUPLING D20x25 M6-M6 37158¦JOUSTAVA KIINNIKE D20x25 M6-M6 37158 | FLEXIBLE COUPLING D20x25 M6-M6 37158¦FLEXIBLE COUPLING D20x25 M6-M6 37158 | MM_TYPE **D20X25 M6-M6 **MM_MANUFACTURER_NO **37158 **MM_MANUFACTURER **PAULSTRA |  |  | 84839081 |  |  | Cleansed | COUPLING | SHAFT FLEXIBLE |  |  | HUTCHINSON PAULSTRA | OEM | 37158 |  |  | BORE SIZE | M6XM6 | LENGTH |  | TORQUE RATING |  | SPEED RATING | [5 empty] | SIZE:D25/20 |  |  |  |  | Url Not Found |  |  |  | Production Completed
STP_008 | Data Enrichment | RMZ | OK | 2023-07-03 | 2023-07-11 | SYC |  | 2023-07-14 |  | 188982 |  | 188982 | M | ZRSA | EN | 06 | [7 empty] | PC | 0 | 0 | KG | 0 | 0 | [5 empty] | PC |  | Z002 | [12 empty] | SPLIT COUPLING D50 H127873¦KUORIKYTKIN D50 H127873 | SPLIT COUPLING D50 H127873¦SHELL COUPLING D50 H127873 | MM_FEATURE **BACK CYLINDER KICKER **MM_MEASUREMENT1_VALUE1 **D50 **MM_MANUFACTURER_NO **H127873 **MM_MANUFACTURER **RAUTE **MM_LISAT_2 **RAUTE NO: H127873 |  | 061006 |  |  |  | Cleansed | COUPLING |  | SHELL SPLIT |  | RAUTE | NON-OEM | H127873 |  |  | HUB TYPE AND BORE | 50 | FLEXIBLE ELEMENT HARDNESS | [9 empty] | KICKER BACK CYLINDER |  |  |  |  | Url Not Found |  |  |  | Production Completed
STP_008 | Data Enrichment | RMZ | OK | 2023-07-03 | 2023-07-11 | SYC |  | 2023-07-14 |  | 191351 |  | 191351 | M | ZRSA | EN | 06 | [7 empty] | PC | 0 | 0 | KG | 0 | 0 | [5 empty] | PC |  | Z002 | [12 empty] | COUPLING 28/38 GG/ST 92 SH HBE PREBORED¦JOUSTAVAKYTK. 28/38 GG/ST 92 SH HBE ESIP | COUPLING 28/38 GG/ST 92 SH HBE PREBORED¦FLEXIBLE COUPLING. 28/38 GG/ST 92 SH HBE EX | MM_TYPE **COUPLING 28/38 GG/ST 92 SH HBE **MM_MANUFACTURER_NO **351242 **MM_LISAT_2 **RAUTE NO: 0351242 |  |  | 84839081 |  |  | Enriched | COUPLING | SHAFT FLEXIBLE | PREBORED |  | HYTEK GROUP | OEM | 28/38 GG/ST 92 SH HBE |  |  | BORE SIZE | 28X38 | LENGTH | 90 | TORQUE RATING | 95KN | SPEED RATING | 11800RPM |  |  |  | CAST IRON | ALTERNATE MFR:RAUTE,ALTERNATE MPN:'0351242,HARDNESS:92 SHORE |  |  |  |  | http://www.hytek.no/intranett/shareddoc/%7B54A00DF6-6720-481F-AEC6-385AB5872C35%7D_HBE%20softex%20til%20katalog.pdf |  |  |  | Production Completed
STP_008 | Data Enrichment | RMZ | OK | 2023-07-03 | 2023-07-11 | SYC |  | 2023-07-14 |  | 192081 |  | 192081 | M | ZRSA | EN | 06 | [7 empty] | PC | 0 | 0 | KG | 0 | 0 | [5 empty] | PC |  | Z002 | [12 empty] | SPLIT COUPLING H064051¦KUORIKYTKIN H064051 | SPLIT COUPLING H064051¦SHELL COUPLING H064051 | MM_PROPERTY **H064051 **MM_MANUFACTURER_NO **H064051 **MM_MANUFACTURER **RAUTE **MM_LISAT_2 **RAUTE NO: H064051 |  | 061006 |  |  |  | Cleansed | COUPLING |  | SHELL SPLIT |  | RAUTE | NON-OEM | H064051 |  |  | HUB TYPE AND BORE |  | FLEXIBLE ELEMENT HARDNESS | [14 empty] | Url Not Found |  |  |  | Production Completed
STP_008 | Data Enrichment | RMZ | OK | 2023-07-03 | 2023-07-11 | SYC |  | 2023-07-14 |  | 193044 |  | 193044 | M | ZRSA | EN | 06 | [7 empty] | PC | 0 | 0 | KG | 0 | 0 | [5 empty] | PC |  | Z002 | [12 empty] | FLEXIBLE COUPLING 38/45 ST 92 SH HBE¦JOUSTAVA KYTKIN 38/45 ST 92 SH HBE | FLEXIBLE COUPLING 38/45 ST 92 SH HBE¦FLEXIBLE COUPLING 38/45 ST 92 SH HBE | MM_TYPE **38/45 ST 92 SH HBE **MM_MANUFACTURER_NO **R664925 **MM_MANUFACTURER **RAUTE **MM_LISAT_2 **RAUTE NO. R664925 |  |  | 84839081 |  |  | Enriched | COUPLING | SHAFT FLEXIBLE |  |  | HYDEK | NON-OEM | 38/45 ST 92 SH HBE |  |  | BORE SIZE | 38X45 | LENGTH |  | TORQUE RATING | 190KN | SPEED RATING | 9500RPM |  |  |  | STEEL | ALTERNATE MFR:RAUTE,ALTERNATE MPN:R664925,HARDNESS:92 SHORE |  |  |  |  | http://www.hytek.no/intranett/shareddoc/%7B54A00DF6-6720-481F-AEC6-385AB5872C35%7D_HBE%20softex%20til%20katalog.pdf |  |  |  | Production Completed
STP_008 | Data Enrichment | RMZ | OK | 2023-07-03 | 2023-07-11 | SYC |  | 2023-07-14 |  | 193692 |  | 193692 | M | ZRSA | EN | 06 | [7 empty] | PC | 0 | 0 | KG | 0 | 0 | [5 empty] | PC |  | Z002 | [12 empty] | FLEXIBLE COUPLING 28/38 AL 92 SH BB¦JOUSTAVA KYTKIN 28/38 AL 92 SH BB | FLEXIBLE COUPLING 28/38 AL 92 SH BB¦FLEXIBLE COUPLING 28/38 AL 92 SH BB | MM_TYUPPI **28/38 AL 92 SH BB **MM_LISAT_2 **RAUTE NO. 2012442 |  |  | 84839081 |  |  | Enriched | COUPLING | SHAFT FLEXIBLE |  |  | HYDEK | NON-OEM | 28/38 AL 92 SH BB |  |  | BORE SIZE | 28X38 | LENGTH | 90 | TORQUE RATING | 95KN | SPEED RATING | 11800RPM |  |  |  | ALUMINIUM | ALTERNATE MFR:RAUTE,ALTERNATE MPN:2012442 |  |  |  |  | http://www.hytek.no/intranett/shareddoc/%7B54A00DF6-6720-481F-AEC6-385AB5872C35%7D_HBE%20softex%20til%20katalog.pdf |  |  |  | Production Completed
STP_008 | Data Enrichment | RMZ | OK | 2023-07-03 | 2023-07-11 | SYC |  | 2023-07-14 |  | 193859 |  | 193859 | M | ZRSA | EN | 06 | [7 empty] | PC | 0 | 0 | KG | 0 | 0 | [5 empty] | PC |  | Z002 | [12 empty] | HOUSING COUPLING CP6206.340¦KOTELOLIITOS KÄÄNTYVÄ CP6206.340 | HOUSING COUPLING CP6206.340¦HOUSING COUPLING ROTATING CP6206.340 | MM_TYPE **CP6206.340 **MM_MANUFACTURER **RITTAL **MM_LISAT_2 **RAUTE NO. 3018940 |  | 061006 |  |  |  | Enriched | COUPLING |  | ROTATING HOUSING |  | RITTAL GMBH & CO KG | OEM | CP 6206.340 |  |  | HUB TYPE AND BORE |  | FLEXIBLE ELEMENT HARDNESS | [8 empty] | DIE-CAST ZINC | ALTERNATE MFR:RAUTE,ALTERNATE MPN:3018940 | 4028177684379 |  |  |  | https://www.rittal.com/com-en/products/PG0002SCHRANK1/PG7661SCHRANK1/PG0058SCHRANK1/PG12578SCHRANK1/PRO33067?variantId=6206340 | https://www.rittal.com/il-en/ebooks/generated-pdf/en-il/6206340/6206340.pdf;jsessionid=009880DF129C9411CEAFC1C1C452AA1E?json=%7B%22successURL%22%3A+%22ebooks%2Fgenerated-pdf%2Fen-il%2F6206340%2F6206340.pdf%22%7D |  |  | Production Completed
STP_008 | Data Enrichment | RMZ | OK | 2023-07-03 | 2023-07-11 | SYC |  | 2023-07-14 |  | 194028 |  | 194028 | M | ZRSA | EN | 06 | [7 empty] | PC | 0 | 0 | KG | 0 | 0 | [5 empty] | PC |  | Z002 | [12 empty] | FLEXIBLE COUPLING 42/55 GG/ST 92 SH HBE¦JOUSTAVA KYTKIN 42/55 GG/ST 92 SH HBE | FLEXIBLE COUPLING 42/55 GG/ST 92 SH HBE¦FLEXIBLE COUPLING 42/55 GG/ST 92 SH HBE | MM_TYPE **42/55 GG/ST 92 SH HBE **MM_LISAT_2 **RAUTE NO. H055804 |  |  | 84839081 |  |  | Enriched | COUPLING | SHAFT FLEXIBLE |  |  | RITTAL GMBH & CO KG | OEM | 42/55 GG/ST 92 SH HBE |  |  | BORE SIZE | 42X55 | LENGTH | 126 | TORQUE RATING | 265kn | SPEED RATING | 8000RPM |  |  |  | CAST IRON,ZINC | ALTERNATE MFR:RAUTE,ALTERNATE MPN:H055804,HARDNESS:92 SHORE |  |  |  |  | http://www.hytek.no/intranett/shareddoc/%7B54A00DF6-6720-481F-AEC6-385AB5872C35%7D_HBE%20softex%20til%20katalog.pdf |  |  |  | Production Completed
STP_008 | Data Enrichment | RMZ | OK | 2023-07-03 | 2023-07-11 | SYC |  | 2023-07-14 |  | 196016 |  | 196016 | M | ZRSA | EN | 06 | [7 empty] | PC | 0¦0¦0 | 0 | KG | 0¦0¦0 | 0 | [5 empty] | M3¦NM3¦PC |  | Z002 | [12 empty] | CHAIN COUPLING S1-16 D50 05372¦KETJUKYTKIN S1-16 D50 05372 | CHAIN COUPLING S1-16 D50 05372 | MM_MEASUREMENT1_VALUE1 **D50 **MM_TYPE **S1-16 **MM_MANUFACTURER_NO **5372 **MM_MANUFACTURER **PINOMATIC | [5 empty] | Cleansed | COUPLING | CHAIN |  |  | PINOMATIC OY | OEM | 5372 | S1-16 |  | BORE SIZE | D50 | LENGTH |  | TORQUE RATING |  | SPEED RATING | [10 empty] | Url Not Found |  |  |  | Production Completed
STP_008 | Data Enrichment | RMZ | OK | 2023-07-03 | 2023-07-11 | SYC |  | 2023-07-14 |  | 196177 |  | 196177 | M | ZRSA | EN | 06 | [7 empty] | PC | 0¦0¦0 | 0 | KG | 0¦0¦0 | 0 | [5 empty] | M3¦NM3¦PC |  | Z002 | [12 empty] | SPLIT COUPLING H096661¦KUORIKYTKIN H096661 | SPLIT COUPLING H096661¦SHELL COUPLING H096661 | MM_MANUFACTURER_NO **H096661 **MM_MANUFACTURER **RAUTE |  | 061006 |  |  |  | Cleansed | COUPLING |  | SPLIT |  | RAUTE | NON-OEM | H096661 |  |  | HUB TYPE AND BORE |  | FLEXIBLE ELEMENT HARDNESS | [9 empty] | ALTERNATE MFR:SHELL |  |  |  |  | Url Not Found |  |  |  | Production Completed
STP_008 | Data Enrichment | RMZ | OK | 2023-07-03 | 2023-07-11 | SYC |  | 2023-07-14 |  | 198789 |  | 198789 | M | ZRSA | EN | 06 | [7 empty] | PC | 0¦0¦0 | 0 | KG | 0¦0¦0 | 0 | [5 empty] | M3¦NM3¦PC |  | Z002 | [12 empty] | COUPLING HALF PHE FRC230HTB¦SIDURI POOL PHE FRC230HTB¦KYTKINPUOLIKAS PHE FRC230HTB | COUPLING HALF PHE FRC230HTB¦CLUTCH POOL PHE FRC230HTB¦COUPLING HALF PHE FRC230HTB | MM_FEATURE **COUPLING HALF **MM_TYPE **PHE FRC230HTB **MM_MANUFACTURER_NO **PHE FRC230HTB **MM_MANUFACTURER **SKF |  | 061006 |  |  |  | Enriched | COUPLING | HALF |  |  | SKF | OEM | PHE FRC230HTB |  |  | HUB TYPE AND BORE | H | [10 empty] | CLUTCH POOL |  |  |  |  | https://www.skfptp.com/CategoryDetails?productId=363248&languageId=1 |  |  |  | Production Completed
STP_008 | Data Enrichment | RMZ | OK | 2023-07-03 | 2023-07-11 | SYC |  | 2023-07-14 |  | 198856 |  | 198856 | M | ZRSA | EN | 06 | [7 empty] | PC | 0 | 0 | KG | 0 | 0 | [5 empty] | PC |  | Z002 | [12 empty] | COUPLING HALF ROTEX GS 28¦SIDUR ROTEX GS 28¦KYTKINPUOLIKAS ROTEX GS 28 | COUPLING HALF ROTEX GS 28¦SIDUR ROTEX GS 28¦COUPLING HALF ROTEX GS 28 | MM_PROPERTY **COUPLING HALF **MM_DIMENSION1_VALUE1 **2.5 **MM_TYPE **AL-H **MM_DIMENSION2_VALUE2 **D32 **MM_MANUFACTURER **ROTEX | [5 empty] | Enriched | COUPLING | SHAFT HALF | HIGH QUALITY SPIDER DESIGN |  | ROTEX AUTOMATION | OEM | GS 28 AL-H |  |  | BORE SIZE | 28 | LENGTH | 35,052 | TORQUE RATING | 3,540IN-LB | SPEED RATING | 5850RPM |  |  |  | ALUMINUM | BRAND:ROTEX,HUB DESIGN: 2.5 H,D32,SIDUR | 550287152050 |  |  |  | https://www.anaheimautomation.com/manuals/coupling/L011408%20-%20CPL-KTR-28%20GS%20Series%20Spec%20Sheet.pdf | https://www.alas-kuul.ee/en/siduri-pool-alum-d-20h7-sile-ava-pingutatav-2-lohikut-rotex-gs-28-al-h-d-20-2-5 |  |  | Production Completed
STP_008 | Data Enrichment | RMZ | OK | 2023-07-03 | 2023-07-11 | SYC |  | 2023-07-14 |  | 407377 |  | 407377 | M | ZRSA | EN | 06 | [7 empty] | PC | 0 | 0 | KG | 0 | 0 | [5 empty] | PC |  | Z002 | [10 empty] | Coupling (both halves and flexible element)¦Necessary machining done for E-2200 SPETZ winch¦Sakarakytkin (molemmat puoliskot ja joustinelementti) tarvittavat¦'koneistukset tehtynä E-2200 SPETZ vetovintturiin' |  | COUPLING E-2200 SPETZ FOR WINCH¦SAKARAKYTKIN E-2200 SPETZ VINTTURIIN | COUPLING E-2200 SPETZ FOR WINCH | MM_FEATURE **CLUTCH COMPLETE **MM_MANUFACTURER **PRODUCT TECH |  | 061006 |  |  |  | Cleansed | COUPLING |  | CLUTCH |  | PRODUCT TECH | NON-OEM |  | E-2200 SPETZ |  | HUB TYPE AND BORE |  | FLEXIBLE ELEMENT HARDNESS | [9 empty] | COMPLETE,FOR WINCH |  |  |  |  | Url Not Found |  |  |  | Production Completed
STP_008 | Data Enrichment | RMZ | OK | 2023-07-03 | 2023-07-10 | SYC |  | 2023-07-14 |  | 408003 |  | 408003 | M | ZRSA | EN | 06 | [7 empty] | PC | 0¦0¦0 | 0 | KG | 0¦0¦0 | 0 | [5 empty] | M3¦NM3¦PC |  | Z002 | [12 empty] | QUICK COUPLING AL-F-025¦PIKALIITIN AL-F-025 | QUICK COUPLING AL-F-025¦QUICK COUPLING AL-F-025 | MM_PROPERTY **QUICK COUPLING **MM_MANUFACTURER_NO **AL-F-025 **MM_MANUFACTURER **KAMLOK |  |  | 84836020 |  |  | Cleansed | COUPLING | QUICK CONNECT |  |  |  |  | AL-F-025 |  |  | NOMINAL SIZE |  | END CONNECTION |  | LENGTH |  | PRESSURE RATING | [5 empty] | BRAND:KAMLOK |  |  |  |  | Url Not Found |  |  |  | Production Completed
STP_008 | Data Enrichment | RMZ | OK | 2023-07-03 | 2023-07-10 | SYC |  | 2023-07-14 |  | 408005 |  | 408005 | M | ZRSA | EN | 06 | [7 empty] | PC | 0¦0¦0 | 0 | KG | 0¦0¦0 | 0 | [5 empty] | M3¦NM3¦PC |  | Z002 | [12 empty] | QUICK COUPLING AL-F-040¦PIKALIITIN AL-F-040 | QUICK COUPLING AL-F-040¦QUICK COUPLING AL-F-040 | MM_PROPERTY **QUICK COUPLING **MM_MANUFACTURER_NO **AL-F-040 **MM_MANUFACTURER **KAMLOK |  |  | 84836020 |  |  | Cleansed | COUPLING | QUICK CONNECT |  |  |  |  | AL-F-040 |  |  | NOMINAL SIZE |  | END CONNECTION |  | LENGTH |  | PRESSURE RATING | [5 empty] | BRAND:KAMLOK |  |  |  |  | Url Not Found |  |  |  | Production Completed
STP_008 | Data Enrichment | RMZ | OK | 2023-07-03 | 2023-07-10 | SYC |  | 2023-07-14 |  | 408008 |  | 408008 | M | ZRSA | EN | 06 | [7 empty] | PC | 0¦0¦0 | 0 | KG | 0¦0¦0 | 0 | [5 empty] | M3¦NM3¦PC |  | Z002 | [12 empty] | COUPLING ROTEX-42-35-H7¦KYTKIN ROTEX-42-35-H7 | COUPLING ROTEX-42-35-H7 | MM_PROPERTY **COUPLING **MM_MANUFACTURER_NO **ROTEX-42-35-H7 **MM_MANUFACTURER **KTR |  |  | 84839081 |  |  | Cleansed | COUPLING | SHAFT FLEXIBLE |  |  | KTR SYSTEMS | OEM | 42-35-H7 |  |  | BORE SIZE | 42 | LENGTH |  | TORQUE RATING |  | SPEED RATING | [5 empty] | BRAND:ROTEX |  |  |  |  | https://www.ach.nu/wp-content/uploads/2017/07/rotex_en.pdf |  |  | Series Match | Production Completed
STP_008 | Data Enrichment | RMZ | OK | 2023-07-03 | 2023-07-10 | SYC |  | 2023-07-14 |  | 408009 |  | 408009 | M | ZRSA | EN | 06 | [7 empty] | PC | 0¦0¦0 | 0 | KG | 0¦0¦0 | 0 | [5 empty] | M3¦NM3¦PC |  | Z002 | [12 empty] | COUPLING ROTEX-42-42¦KYTKIN ROTEX-42-42 | COUPLING ROTEX-42-42 ¦ COUPLING ROTEX-42-42 | MM_PROPERTY **COUPLING **MM_MANUFACTURER_NO **ROTEX-42-42 **MM_MANUFACTURER **KTR |  |  | 84839081 |  |  | Cleansed | COUPLING | SHAFT FLEXIBLE |  |  | KTR SYSTEMS | OEM | 42-42 |  |  | BORE SIZE | 42 | LENGTH |  | TORQUE RATING |  | SPEED RATING | [5 empty] | BRAND:ROTEX |  |  |  |  | https://www.ach.nu/wp-content/uploads/2017/07/rotex_en.pdf |  |  | Series Match | Production Completed
STP_008 | Data Enrichment | RMZ | OK | 2023-07-03 | 2023-07-10 | SYC |  | 2023-07-14 |  | 408028 |  | 408028 | M | ZRSA | EN | 06 | [7 empty] | PC | 0¦0¦0 | 0 | KG | 0¦0¦0 | 0 | [5 empty] | M3¦NM3¦PC |  | Z002 | [12 empty] | COUPLING ND86-B¦KYTKIN ND86-B | COUPLING ND86-B ¦ COUPLING ND86-B | MM_PROPERTY **COUPLING **MM_MANUFACTURER_NO **ND86-B **MM_MANUFACTURER **OMT |  | 061006 |  |  |  | Cleansed | COUPLING |  |  |  | OMT BEARING PVT LTD | OEM | ND86/B |  |  | HUB TYPE AND BORE |  | FLEXIBLE ELEMENT HARDNESS | [14 empty] | https://adamsllc.mx/static/files/docs/omt.pdf |  |  | Part Number Updated as per Websource | Production Completed
STP_008 | Data Enrichment | RMZ | OK | 2023-07-03 | 2023-07-10 | SYC |  | 2023-07-14 |  | 408029 |  | 408029 | M | ZRSA | EN | 06 | [7 empty] | PC | 0¦0¦0 | 0 | KG | 0¦0¦0 | 0 | [5 empty] | M3¦NM3¦PC |  | Z002 | [12 empty] | COUPLING ND86-P2 (2CA/2U)¦KYTKIN ND86-P2 (2CA/2U) | COUPLING ND86-P2 (2CA/2U) | MM_PROPERTY **COUPLING **MM_MANUFACTURER_NO **ND86-P2 (2CA/2U) **MM_MANUFACTURER **OMT |  | 061006 |  |  |  | Cleansed | COUPLING |  |  |  | OMT BEARING PVT LTD | OEM | ND86P2 (2CA/2U) |  |  | HUB TYPE AND BORE |  | FLEXIBLE ELEMENT HARDNESS | [14 empty] | https://adamsllc.mx/static/files/docs/omt.pdf |  |  | Part Number Updated as per Websource | Production Completed
STP_008 | Data Enrichment | RMZ | OK | 2023-07-03 | 2023-07-10 | SYC |  | 2023-07-14 |  | 408051 |  | 408051 | M | ZRSA | EN | 06 | [7 empty] | PC | 0¦0¦0 | 0 | KG | 0¦0¦0 | 0 | [5 empty] | M3¦NM3¦PC |  | Z002 | [12 empty] | COUPLING SPIDEX 38 25¦KYTKIN SPIDEX 38 25 | COUPLING SPIDEX 38 25 ¦ COUPLING SPIDEX 38 25 | MM_PROPERTY **COUPLING **MM_MANUFACTURER_NO **SPIDEX 38 25 **MM_MANUFACTURER **LIMIT |  |  | 84839081 |  |  | Cleansed | COUPLING | SHAFT FLEXIBLE |  |  | LIMIT | NON-OEM | SPIDEX 38 25 |  |  | BORE SIZE | 38 | LENGTH |  | TORQUE RATING |  | SPEED RATING | [10 empty] | https://www.ach.nu/wp-content/uploads/2017/07/rotex_en.pdf |  |  | Series Match | Production Completed
STP_008 | Data Enrichment | RMZ | OK | 2023-07-03 | 2023-07-10 | SYC |  | 2023-07-14 |  | 408054 |  | 408054 | M | ZRSA | EN | 06 | [7 empty] | PC | 0¦0¦0 | 0 | KG | 0¦0¦0 | 0 | [5 empty] | M3¦NM3¦PC |  | Z002 | [12 empty] | COUPLING ROTEX 38/45.42 X 70¦KYTKIN ROTEX 38/45.42 X 70 | COUPLING ROTEX 38/45.42 X 70 ¦ COUPLING ROTEX 38/45.42 X 70 | MM_PROPERTY **COUPLING **MM_MANUFACTURER_NO **ROTEX 38/45.42 X 70 **MM_MANUFACTURER **ROTEX |  |  | 84839081 |  |  | Cleansed | COUPLING | SHAFT FLEXIBLE |  |  | KTR SYSTEMS | OEM | 38/45.42 X 70 |  |  | BORE SIZE | 38 | LENGTH |  | TORQUE RATING |  | SPEED RATING | [5 empty] | BRAND:ROTEX |  |  |  |  | https://www.ach.nu/wp-content/uploads/2017/07/rotex_en.pdf |  |  | Series Match | Production Completed
STP_008 | Data Enrichment | RMZ | OK | 2023-07-03 | 2023-07-10 | SYC |  | 2023-07-14 |  | 408055 |  | 408055 | M | ZRSA | EN | 06 | [7 empty] | PC | 0¦0¦0 | 0 | KG | 0¦0¦0 | 0 | [5 empty] | M3¦NM3¦PC |  | Z002 | [12 empty] | COUPLING ROTEX 38 28¦KYTKIN ROTEX 38 28 | COUPLING ROTEX 38 28¦COUPLING ROTEX 38 28 | MM_PROPERTY **COUPLING **MM_MANUFACTURER_NO **ROTEX 38 28 **MM_MANUFACTURER **ROTEX |  |  | 84839081 |  |  | Cleansed | COUPLING | SHAFT FLEXIBLE |  |  | KTR SYSTEMS | OEM | 38 28 |  |  | BORE SIZE | 38 | LENGTH |  | TORQUE RATING |  | SPEED RATING | [5 empty] | BRAND:ROTEX |  |  |  |  | https://www.ach.nu/wp-content/uploads/2017/07/rotex_en.pdf |  |  | Series Match | Production Completed
STP_008 | Data Enrichment | RMZ | OK | 2023-07-03 | 2023-07-10 | SYC |  | 2023-07-14 |  | 408056 |  | 408056 | M | ZRSA | EN | 06 | [7 empty] | PC | 0¦0¦0 | 0 | KG | 0¦0¦0 | 0 | [5 empty] | M3¦NM3¦PC |  | Z002 | [12 empty] | COUPLING ROTEX-42-55-55¦KYTKIN ROTEX-42-55-55 | COUPLING ROTEX-42-55-55 | MM_PROPERTY **COUPLING **MM_MANUFACTURER_NO **ROTEX-42-55-55 **MM_MANUFACTURER **ROTEX |  |  | 84839081 |  |  | Cleansed | COUPLING | SHAFT FLEXIBLE |  |  | KTR SYSTEMS | OEM | 42-55-55 |  |  | BORE SIZE | 42 | LENGTH |  | TORQUE RATING |  | SPEED RATING | [5 empty] | BRAND:ROTEX |  |  |  |  | https://www.ach.nu/wp-content/uploads/2017/07/rotex_en.pdf |  |  | Series Match | Production Completed
STP_008 | Data Enrichment | RMZ | OK | 2023-07-03 | 2023-07-10 | SYC |  | 2023-07-14 |  | 408057 |  | 408057 | M | ZRSA | EN | 06 | [7 empty] | PC | 0¦0¦0 | 0 | KG | 0¦0¦0 | 0 | [5 empty] | M3¦NM3¦PC |  | Z002 | [12 empty] | COUPLING ROTEX-42-38,07C¦KYTKIN ROTEX-42-38,07C | COUPLING ROTEX-42-38,07C ¦ CLUTCH ROTEX-42-38,07C | MM_PROPERTY **COUPLING **MM_MANUFACTURER_NO **ROTEX-42-38,07C **MM_MANUFACTURER **ROTEX |  |  | 84839081 |  |  | Cleansed | COUPLING | SHAFT FLEXIBLE | CLUTCH |  | KTR SYSTEMS | OEM | 42-38,07C |  |  | BORE SIZE | 42 | LENGTH |  | TORQUE RATING |  | SPEED RATING | [5 empty] | BRAND:ROTEX |  |  |  |  | https://www.ach.nu/wp-content/uploads/2017/07/rotex_en.pdf |  |  | Series Match | Production Completed
STP_008 | Data Enrichment | RMZ | OK | 2023-07-03 | 2023-07-10 | SYC |  | 2023-07-14 |  | 408058 |  | 408058 | M | ZRSA | EN | 06 | [7 empty] | PC | 0¦0¦0 | 0 | KG | 0¦0¦0 | 0 | [5 empty] | M3¦NM3¦PC |  | Z002 | [12 empty] | COUPLING ROTEX 55/70 65¦KYTKIN ROTEX 55/70 65 | COUPLING ROTEX 55/70 65 ¦ COUPLING ROTEX 55/70 65 | MM_PROPERTY **COUPLING **MM_MANUFACTURER_NO **ROTEX 55/70 65 **MM_MANUFACTURER **ROTEX |  |  | 84839081 |  |  | Cleansed | COUPLING | SHAFT FLEXIBLE |  |  | KTR SYSTEMS | OEM | 55/70 65 |  |  | BORE SIZE | 55 | LENGTH |  | TORQUE RATING |  | SPEED RATING | [5 empty] | BRAND:ROTEX |  |  |  |  | https://www.ach.nu/wp-content/uploads/2017/07/rotex_en.pdf |  |  | Series Match | Production Completed
STP_008 | Data Enrichment | RMZ | OK | 2023-07-03 | 2023-07-10 | SYC |  | 2023-07-14 |  | 408059 |  | 408059 | M | ZRSA | EN | 06 | [7 empty] | PC | 0¦0¦0 | 0 | KG | 0¦0¦0 | 0 | [5 empty] | M3¦NM3¦PC |  | Z002 | [12 empty] | COUPLING ROTEX 55 38.07C¦KYTKIN ROTEX 55 38.07C | COUPLING ROTEX 55 38.07C ¦ COUPLING ROTEX 55 38.07C | MM_PROPERTY **COUPLING **MM_MANUFACTURER_NO **ROTEX 55 38.07C **MM_MANUFACTURER **ROTEX |  |  | 84839081 |  |  | Cleansed | COUPLING | SHAFT FLEXIBLE |  |  | KTR SYSTEMS | OEM | 55 38.07C |  |  | BORE SIZE | 55 | LENGTH |  | TORQUE RATING |  | SPEED RATING | [5 empty] | BRAND:ROTEX |  |  |  |  | https://www.ach.nu/wp-content/uploads/2017/07/rotex_en.pdf |  |  | Series Match | Production Completed
STP_008 | Data Enrichment | RMZ | OK | 2023-07-03 | 2023-07-10 | SYC |  | 2023-07-14 |  | 408087 |  | 408087 | M | ZRSA | EN | 06 | [7 empty] | PC | 0¦0¦0 | 0 | KG | 0¦0¦0 | 0 | [5 empty] | M3¦NM3¦PC |  | Z002 | [12 empty] | QUICK COUPLING AL-F-031¦PIKALIITIN AL-F-031 | QUICK COUPLING AL-F-031¦QUICK COUPLING AL-F-031 | MM_PROPERTY **QUICK COUPLING **MM_MANUFACTURER_NO **AL-F-031 **MM_MANUFACTURER **WURTH |  |  | 84836020 |  |  | Cleansed | COUPLING | QUICK CONNECT |  |  | WURTH GROUP | OEM | AL-F-031 |  |  | NOMINAL SIZE |  | END CONNECTION |  | LENGTH |  | PRESSURE RATING | [10 empty] | Url Not Found |  |  |  | Production Completed
STP_008 | Data Enrichment | RMZ | OK | 2023-07-03 | 2023-07-10 | SYC |  | 2023-07-14 |  | 410521 |  | 410521 | M | ZRSA | EN | 06 | [7 empty] | PC | 0¦0¦0 | 0 | KG | 0¦0¦0 | 0 | [5 empty] | M3¦NM3¦PC |  | Z002 | [12 empty] | FLEXIBLE COUPLING 48/60 ST/ST 98 SH HBE>¦JOUSTAVA KYTKIN 48/60 ST/ST 98 SH HBE A> | FLEXIBLE COUPLING 48/60 ST/ST 98 SH HBE>¦FLEXIBLE COUPLING 48/60 ST/ST 98 SH HBE A> | MM_PROPERTY **FLEXIBLE COUPLING **MM_DIMENSION1_VALUE1 **A45MM **MM_TYPE **48/60 ST/ST 98 SH HBE A45 B49 **MM_DIMENSION2_VALUE2 **B48MM **MM_MANUFACTURER_NO **H117110 **MM_MANUFACTURER **RAUTE |  |  | 84839081 |  |  | Cleansed | COUPLING | SHAFT FLEXIBLE |  |  | RAUTE | NON-OEM | H117110 | HBE A45 B49 B48 |  | BORE SIZE | 48 | LENGTH | 60 | TORQUE RATING |  | SPEED RATING |  |  |  |  | STAINLESS STEEL | HARDNESS:98 SHORE |  |  |  |  | https://www.ach.nu/wp-content/uploads/2017/07/rotex_en.pdf |  |  | Series Match | Production Completed
STP_008 | Data Enrichment | RMZ | OK | 2023-07-03 | 2023-07-10 | SYC |  | 2023-07-14 |  | 411665 |  | 411665 | M | ZRSA | EN | 06 | [7 empty] | PC | 0¦0¦0 | 0 | KG | 0¦0¦0 | 0 | [5 empty] | M3¦NM3¦PC |  | Z002 | [12 empty] | COUPLING HALF ROTEX 42-48-H7 GG¦KYTKINPUOLIKAS ROTEX 42-48-H7 GG | COUPLING HALF ROTEX 42-48-H7 GG | MM_FEATURE **COUPLING HALF **MM_TYPE **ROTEX 42-48-H7 GG **MM_MANUFACTURER **KTR | [5 empty] | Cleansed | COUPLING | SHAFT HALF |  |  | KTR SYSTEMS | OEM | 42-48-H7 GG |  |  | BORE SIZE | 42 | LENGTH |  | TORQUE RATING |  | SPEED RATING | [5 empty] | BRAND:ROTEX |  |  |  |  | https://www.ach.nu/wp-content/uploads/2017/07/rotex_en.pdf |  |  | Series Match | Production Completed
STP_008 | Data Enrichment | RMZ | OK | 2023-07-03 | 2023-07-10 | SYC |  | 2023-07-14 |  | 411666 |  | 411666 | M | ZRSA | EN | 06 | [7 empty] | PC | 0¦0¦0 | 0 | KG | 0¦0¦0 | 0 | [5 empty] | M3¦NM3¦PC |  | Z002 | [12 empty] | COUPLING HALF ROTEX 38-42-H7 GG¦KYTKINPUOLIKAS ROTEX 38-42-H7 GG | COUPLING HALF ROTEX 38-42-H7 GG | MM_PROPERTY **COUPLING HALF **MM_TYPE **ROTEX 38-42-H7 GG **MM_MANUFACTURER **KTR | [5 empty] | Cleansed | COUPLING | SHAFT HALF |  |  | KTR SYSTEMS | OEM | 38-42-H7 GG |  |  | BORE SIZE | 38 | LENGTH |  | TORQUE RATING |  | SPEED RATING | [5 empty] | BRAND:ROTEX |  |  |  |  | https://www.ach.nu/wp-content/uploads/2017/07/rotex_en.pdf |  |  | Series Match | Production Completed
STP_008 | Data Enrichment | RMZ | OK | 2023-07-03 | 2023-07-10 | SYC |  | 2023-07-14 |  | 411668 |  | 411668 | M | ZRSA | EN | 06 | [7 empty] | PC | 0¦0¦0 | 0 | KG | 0¦0¦0 | 0 | [5 empty] | M3¦NM3¦PC |  | Z002 | [12 empty] | COUPLING HALF ROTEX 42-55-H7 GG¦KYTKINPUOLIKAS ROTEX 42-55-H7 GG | COUPLING HALF ROTEX 42-55-H7 GG | MM_FEATURE **COUPLING HALF **MM_TYPE **ROTEX 42-55-H7 GG **MM_MANUFACTURER **KTR | [5 empty] | Cleansed | COUPLING | SHAFT HALF |  |  | KTR SYSTEMS | OEM | 42-55-H7 GG |  |  | BORE SIZE | 42 | LENGTH |  | TORQUE RATING |  | SPEED RATING | [5 empty] | BRAND:ROTEX |  |  |  |  | https://www.ach.nu/wp-content/uploads/2017/07/rotex_en.pdf |  |  | Series Match | Production Completed
STP_008 | Data Enrichment | RMZ | OK | 2023-07-03 | 2023-07-10 | SYC |  | 2023-07-14 |  | 411669 |  | 411669 | M | ZRSA | EN | 06 | [7 empty] | PC | 0¦0¦0 | 0 | KG | 0¦0¦0 | 0 | [5 empty] | M3¦NM3¦PC |  | Z002 | [12 empty] | COUPLING HALF ROTEX 42-40-H7 GG¦KYTKINPUOLIKAS ROTEX 42-40-H7 GG | COUPLING HALF ROTEX 42-40-H7 GG | MM_FEATURE **COUPLING HALF **MM_TYPE **ROTEX 42-40-H7 GG **MM_MANUFACTURER **KTR | [5 empty] | Cleansed | COUPLING | SHAFT HALF |  |  | KTR SYSTEMS | OEM | 42-40-H7 GG |  |  | BORE SIZE | 42 | LENGTH |  | TORQUE RATING |  | SPEED RATING | [5 empty] | BRAND:ROTEX |  |  |  |  | https://www.ach.nu/wp-content/uploads/2017/07/rotex_en.pdf |  |  | Series Match | Production Completed
STP_008 | Data Enrichment | RMZ | OK | 2023-07-03 | 2023-07-10 | SYC |  | 2023-07-14 |  | 411670 |  | 411670 | M | ZRSA | EN | 06 | [7 empty] | PC | 0¦0¦0 | 0 | KG | 0¦0¦0 | 0 | [5 empty] | M3¦NM3¦PC |  | Z002 | [12 empty] | COUPLING HALF ROTEX 38-38-H7 GG¦KYTKINPUOLIKAS ROTEX 38-38-H7 GG | COUPLING HALF ROTEX 38-38-H7 GG | MM_FEATURE **COUPLING HALF **MM_TYPE **ROTEX 38-38-H7 GG **MM_MANUFACTURER **KTR | [5 empty] | Cleansed | COUPLING | SHAFT HALF |  |  | KTR SYSTEMS | OEM | 38-38-H7 GG |  |  | BORE SIZE | 38 | LENGTH |  | TORQUE RATING |  | SPEED RATING | [5 empty] | BRAND:ROTEX |  |  |  |  | https://www.ach.nu/wp-content/uploads/2017/07/rotex_en.pdf |  |  | Series Match | Production Completed
STP_008 | Data Enrichment | RMZ | OK | 2023-07-03 | 2023-07-10 | SYC |  | 2023-07-14 |  | 411671 |  | 411671 | M | ZRSA | EN | 06 | [7 empty] | PC | 0¦0¦0 | 0 | KG | 0¦0¦0 | 0 | [5 empty] | M3¦NM3¦PC |  | Z002 | [12 empty] | COUPLING HALF ROTEX 48-40-H7 GG¦KYTKINPUOLIKAS ROTEX 48-40-H7 GG | COUPLING HALF ROTEX 48-40-H7 GG | MM_FEATURE **COUPLING HALF **MM_TYPE **ROTEX 48-40-H7 GG **MM_MANUFACTURER **KTR | [5 empty] | Cleansed | COUPLING | SHAFT HALF |  |  | KTR SYSTEMS | OEM | 48-40-H7 GG |  |  | BORE SIZE | 48 | LENGTH |  | TORQUE RATING |  | SPEED RATING | [5 empty] | BRAND:ROTEX |  |  |  |  | https://www.ach.nu/wp-content/uploads/2017/07/rotex_en.pdf |  |  | Series Match | Production Completed
STP_008 | Data Enrichment | RMZ | OK | 2023-07-03 | 2023-07-10 | SYC |  | 2023-07-14 |  | 411672 |  | 411672 | M | ZRSA | EN | 06 | [7 empty] | PC | 0¦0¦0 | 0 | KG | 0¦0¦0 | 0 | [5 empty] | M3¦NM3¦PC |  | Z002 | [12 empty] | COUPLING HALF ROTEX 42-45-H7 GG¦KYTKINPUOLIKAS ROTEX 42-45-H7 GG | COUPLING HALF ROTEX 42-45-H7 GG | MM_FEATURE **COUPLING HALF **MM_TYPE **ROTEX 42-45-H7 GG **MM_MANUFACTURER **KTR | [5 empty] | Cleansed | COUPLING | SHAFT HALF |  |  | KTR SYSTEMS | OEM | 42-45-H7 GG |  |  | BORE SIZE | 42 | LENGTH |  | TORQUE RATING |  | SPEED RATING | [5 empty] | BRAND:ROTEX |  |  |  |  | https://www.ach.nu/wp-content/uploads/2017/07/rotex_en.pdf |  |  | Series Match | Production Completed
STP_008 | Data Enrichment | RMZ | OK | 2023-07-03 | 2023-07-10 | SYC |  | 2023-07-14 |  | 411673 |  | 411673 | M | ZRSA | EN | 06 | [7 empty] | PC | 0¦0¦0 | 0 | KG | 0¦0¦0 | 0 | [5 empty] | M3¦NM3¦PC |  | Z002 | [12 empty] | COUPLING HALF ROTEX 48-45-H7 GG¦KYTKINPUOLIKAS ROTEX 48-45-H7 GG | COUPLING HALF ROTEX 48-45-H7 GG | MM_FEATURE **COUPLING HALF **MM_TYPE **ROTEX 48-45-H7 GG **MM_MANUFACTURER **KTR | [5 empty] | Cleansed | COUPLING | SHAFT HALF |  |  | KTR SYSTEMS | OEM | 48-45-H7 GG |  |  | BORE SIZE | 48 | LENGTH |  | TORQUE RATING |  | SPEED RATING | [5 empty] | BRAND:ROTEX |  |  |  |  | https://www.ach.nu/wp-content/uploads/2017/07/rotex_en.pdf |  |  | Series Match | Production Completed
STP_008 | Data Enrichment | RMZ | OK | 2023-07-11 | 2023-07-13 | SYC |  | 2023-07-14 |  | 408123 |  | 408123 | M | ZRSA | EN | 06 | [7 empty] | PC | 0 | 1 | KG | 0 | 0 | [5 empty] | PC |  | Z002 | [12 empty] | REPAIR CONNECTION 1-S-R-W5-E-64-72¦KORJAUSLIITIN 1-S-R-W5-E-64-72 | REPAIR CONNECTION 1-SR-W5-E-64-72¦REPAIR CONNECTION 1-SR-W5-E-64-72 | MM_FEATURE **REPAIR CONNECTION **MM_DIMENSION1_VALUE1 **PN16 **MM_MATERIAL **SS316TI/EPDM **MM_TYPE **UNI-REP **MM_LISAT_1 **LUCKY: 0134550 **MM_DIMENSION2_VALUE2 **D64-72MM **MM_MANUFACTURER_NO **1- SR-W5-E-64-72 **MM_MANUFACTURER **UNICOUPLING |  |  | 73079980 |  |  | Enriched | COUPLING | PIPE | REPAIR |  | UNI-COUPLING B.V | OEM | 1-S-R-W5-*-64-72 |  |  | NOMINAL SIZE | D64-72 | END CONNECTION |  | PRESSURE RATING | PN16 | [5 empty] | 316TI STAINLESS STEEL+EPDM | LUCKY:0134550 |  |  |  |  | https://www.uni-coupling.com/wp-content/uploads/2019/04/Technical-Manual-3.20-UNI-Coupling.pdf |  |  | Part Number Updated as per Websource ¦ Processed based on Websource, Conflict w.r.t Input | Production Completed
STP_008 | Data Enrichment | SFQ | OK | 2023-07-11 | 2023-07-13 | PVJ |  | 2023-07-14 |  | 195857 |  | 195857 | M | ZRSA | EN | 06 | [7 empty] | PC | 0¦0¦0 | 0 | KG | 0¦0¦0 | 0 | [5 empty] | M3¦NM3¦PC |  | Z002 | [12 empty] | DAMPENER 50/60XM8 2021 655¦TÄRINÄNVAIMENNIN 50/60XM8 2021 655 | DAMPENER 50/60XM8 2021 655¦DAMPENER 50/60XM8 2021 655 | MM_MEASUREMENT1_VALUE1 **50/60 **MM_TYPE **2021655 **MM_MEASUREMENT2_VALUE2 **M8/1 **MM_MANUFACTURER **REPAIR RUBBER |  | 060704 | 84879090 |  |  | Cleansed | DAMPENER |  |  |  |  | NON-OEM | 2021655 |  |  | SIZE/DIMENSIONS | 50/60XM8 | [10 empty] | REPAIR RUBBER |  |  |  |  | URL Not Found |  |  |  | Production Completed
STP_008 | Data Enrichment | BHJ | OK | 2023-07-11 | 2023-07-13 | PVJ |  | 2023-07-14 |  | 198807 |  | 198807 | M | ZRSA | EN | 06 | [7 empty] | PC | 0¦0¦0 | 0 | KG | 0¦0¦0 | 0 | [5 empty] | M3¦NM3¦PC |  | Z002 | [12 empty] | SUPPORT DIAPHRAGM 04-1065-57¦TUKIKALVO 04-1065-57 | SUPPORT DIAPHRAGM 04-1065-57¦SUPPORT DIAPHRAGM 04-1065-57 | MM_PROPERTY **SUPPORT DIAPHRAGM **MM_DIMENSION1_VALUE1 **FOR PUMP XPS4 **MM_MATERIAL **WF **MM_TYPE **04-1065-57 **MM_MANUFACTURER_NO **04-1065-57 **MM_MANUFACTURER **WILDEN | [5 empty] | Enriched | DIAPHRAGM |  | SUPPORT |  | WILDEN PUMP & ENGINEERING CO. | OEM | 04-1065-57 |  |  | SIZE | 1,5IN | PRESSURE RATING | [8 empty] | SANTOPRENE | FOR FOR PUMP XPS4,WF |  |  |  |  | https://wildenstore.psgdover.com/products/spare-parts/item-04-1065-57-wilden-diaphragm-15inch-food-grade-santoprene/ | https://www.apumpstore.com/wilden-04-1065-57-diaphragm-bu-fws-full-flow-p-1226.html |  |  | Production Completed
STP_008 | Data Enrichment | SCS | OK | 2023-07-03 | 12-07-2023 | PVJ |  | 2023-07-14 |  | 189982 |  | 189982 | M | ZRSA | EN | 06 | [7 empty] | PC | 0 | 0 | KG | 0 | 0 | [5 empty] | PC |  | Z002 | [12 empty] | HIHNANOHJAIN MVA V2.1 H084718 | BELT DRIVER MVA V2.1 H084718 | MM_FEATURE **BELT DRIVER **MM_TYPE **MVA V2.1 **MM_MANUFACTURER_NO **H084718 **MM_MANUFACTURER **RAUTE **MM_LISAT_2 **RAUTE NO. H084718 | [5 empty] | Cleansed | DRIVER |  | BELT |  | RAUTE | NON-OEM | H084718 |  |  | SIZE | [11 empty] | ALTERNATE MPN: MVA V2.1 |  |  |  |  | Url Not Found |  |  |  | Production Completed
STP_008 | Data Enrichment | BHJ | OK | 2023-07-11 | 2023-07-12 | PVJ |  | 2023-07-14 |  | 197040 |  | 197040 | M | ZRSA | EN | 06 | [7 empty] | PC | 0¦0¦0 | 0 | KG | 0¦0¦0 | 0 | [5 empty] | M3¦NM3¦PC |  | Z002 | [12 empty] | EJECTOR SBP HV 2 07 13 SD¦EJEKTORI SBP HV 2 07 13 SD | EJECTOR SBP HV 2 07 13 SD¦EJECTOR SBP HV 2 07 13 SD | MM_PROPERTY **EJECTOR **MM_TYPE **SBP HV 2 07 13 SD **MM_MANUFACTURER_NO **10.02.01.01730 **MM_MANUFACTURER **SCHMALZ |  |  | 90330090 |  |  | Enriched | EJECTOR |  | HIGH VACUUM |  | SCHMALZ | OEM | 10.02.01.01730 | SBP HV 2 07 13 SD |  | INLET/OUTLET SIZE |  | END CONNECTION |  | PRESSURE RATING | 4BAR | [11 empty] | https://www.schmalz.com/en-fi/vacuum-technology-for-automation/vacuum-components/vacuum-generators/basic-ejectors/basic-ejectors-sbp-hv-hf-307778/10.02.01.01730/ |  |  |  | Production Completed
STP_008 | Data Enrichment | BHJ | OK | 2023-07-11 | 2023-07-13 | PVJ |  | 2023-07-14 |  | 198931 |  | 198931 | M | ZRSA | EN | 06 | [7 empty] | PC | 0¦0¦0 | 0 | KG | 0¦0¦0 | 0 | [5 empty] | M3¦NM3¦PC |  | Z002 | [12 empty] | EJECTOR ERS FXP-SEMP-100 DECKEL¦EJEKTORI ERS FXP-SEMP-100 DECKEL | EJECTOR ERS FXP-SEMP-100 DECKEL¦EJECTOR ERS FXP-SEMP-100 DECKEL | MM_PROPERTY **EJECTOR **MM_TYPE **ERS FXP-SEMP-100 DECKEL **MM_LISAT_1 **SEMP-100 **MM_MANUFACTURER_NO **10.01.38.02188 **MM_MANUFACTURER **OY SCHMALZ AB | [5 empty] | Cleansed | EJECTOR |  |  |  | SCHMALZ | OEM | 10.01.38.02188 |  |  | INLET/OUTLET SIZE |  | END CONNECTION |  | PRESSURE RATING | [7 empty] | WITH ERS FXP-SEMP-100 COVER |  |  |  |  | https://pimmedia.schmalz.com/MAM_Library/Dokumente/Bedienungsanleitung/30/3030/303001/30300101008/BAL_30.30.01.01008_fr-FR.pdf |  |  |  | Production Completed
STP_008 | Data Enrichment | SFQ | OK | 2023-07-04 | 2023-07-10 | PVJ |  | 2023-07-14 |  | 144503 |  | 144503 | M | ZRSA | EN | 06 | [7 empty] | PC | 0 | 0 | KG | 0 | 0 | [5 empty] | PC |  | Z002 | [12 empty] | EJEKTORIVENTTIILI CONVUM CV15HS | EJECTOR VALVE CONVUM CV15HS | MM_TYPE **CONVUM CV 15 HS **MM_MANUFACTURER **MYOTOKU LTD. |  | 060752 |  |  |  | Enriched | EJECTOR |  | HIGH VACUUM |  | MYOTOKU | OEM | CV 15 HS |  |  | INLET/OUTLET SIZE | 1,5 | END CONNECTION |  | PRESSURE RATING | 0,5MPA | [5 empty] | ALUMINUM | BRAND:CONVUM |  |  |  |  | https://convum.co.jp/products/catalog/cv-series_en.pdf |  |  | Suitable commodity code not found | Production Completed
STP_008 | Data Enrichment | CIR | OK | 4/7/2023 | 10/7/2023 | PVJ |  | 2023-07-14 |  | 143743 |  | 143743 | M | ZRSA | EN | 06 | [7 empty] | PC | 0 | 0 | KG | 0 | 0 | [5 empty] | PC |  | Z002 | [12 empty] | SUUNNATTAVA KULMA EW-12L | ADJUSTABLE CORNER EW-12L | MM_TYPE **EW-12L |  | 060755 | 39174000 |  |  | ENRICHED | ELBOW | TUBE |  |  | PARKER HANNIFIN | OEM | EW-12L |  |  | ANGLE | 24DEG | NOMINAL SIZE | M18X1,5 | END CONNECTION | CONE X SWIVEL | PRESSURE RATING |  |  |  |  | STEEL,CR(VI)-FREE | ADJUSTABLE CORNER,L12 |  |  |  |  | https://www.geeve.com/en/ew12l |  |  |  | Production Completed
STP_008 | Data Enrichment | NEN | OK | 10-07-2023 | 11-07-2023 | PVJ |  | 2023-07-14 |  | 166230 |  | 166230 | M | ZRSA | EN | 06 | [7 empty] | PC | 0 | 0 | KG | 0 | 0 | [5 empty] | PC |  | Z002 | [12 empty] | KULMALÄPIVIENTILIITIN 6MM | ANGLE CONNECTOR 6MM | MM_PROPERTIES **TO BE SET **MM_LISAT_1 **RAIL PLACEMENT LINE **MM_MANUFACTURER_NO **100490600 **MM_LISAT_2 **PLACE HEAD |  | 061590 | 73079980 |  |  | ENRICHED | ELBOW | PIPE TO TUBE | ANGLE |  |  |  | 100490600 |  |  | ANGLE |  | NOMINAL SIZE 1 | M14X1,5 | NOMINAL SIZE 2 | 6 | END CONNECTION 1 | PUSH-IN | END CONNECTION 2 | MALE THREADED |  | NICKEL PLATED BRASS | FOR RAIL PLACEMENT LINE,PLACE HEAD |  |  |  |  | https://in.rsdelivers.com/product/norgren/100490600/norgren-pneufit-10-series-straight-threaded-push-6/2595180 |  |  |  | Production Completed
STP_008 | Data Enrichment | NGB | OK | 2023-07-10 | 2023-07-13 | PVJ |  | 2023-07-14 |  | 164667 |  | 164667 | M | ZRSA | EN | 06 | [7 empty] | PC | 0 | 0 | KG | 0 | 0 | [5 empty] | PC |  | Z002 | [12 empty] | TELAPÄÄTY R873828 | TRACK END R873828 | MM_TYPE **R873828 **MM_DRAWING **R873828 |  | 060204 | 84313900 |  |  | Cleansed | END |  | TRACK | [6 empty] | SIZE/DIMENSIONS | [9 empty] | R873828 | [6 empty] | URL Not Found |  |  |  | Production Completed
STP_008 | Data Enrichment | SFQ | OK | 2023-07-11 | 2023-07-13 | PVJ |  | 2023-07-14 |  | 192165 |  | 192165 | M | ZRSA | EN | 06 | [7 empty] | PC | 0 | 0 | KG | 0 | 0 | [5 empty] | PC |  | Z002 | [12 empty] | LEVITYSPÄÄ 19.06.15.20-23 | DISTRIBUTION END 19.06.15.20-23 | MM_TYPE **SPREAD HEAD 19.06.15.20-23 **MM_MANUFACTURER **WOODTEC |  | 060780 | 84879090 |  |  | Cleansed | END |  | DISTRIBUTION |  | WOODTEC FANKHAUSER GMBH | NON-OEM | 19.06.15.20-23 |  |  | SIZE/DIMENSIONS | [16 empty] | URL Not Found |  |  |  | Production Completed
STP_008 | Data Enrichment | NEN | OK | 10-07-2023 | 12-07-2023 | PVJ |  | 2023-07-14 |  | 181318 |  | 181318 | M | ZRSA | EN | 06 | [7 empty] | PC | 0 | 0 | KG | 0 | 0 | [5 empty] | PC |  | Z002 | [12 empty] | TELAN PÄÄTY | ROLLER END | MM_TYPPI **ROLLER END **MM_LISAT_1 **CONTINUOUS LINE PROCESSING **MM_LISAT_2 **ORDER: AJ TOOLS |  | 060204 |  |  |  | CLEANSED | END |  | ROLLER | [6 empty] | SIZE/DIMENSIONS | [11 empty] | FOR CONTINUOUS LINE PROCESSING, AJ TOOLS |  |  |  |  | URL NOT FOUND |  |  |  | Production Completed
STP_008 | Data Enrichment | NEN | OK | 06-07-2023 | 13-07-2023 | PVJ |  | 2023-07-14 |  | 192317 |  | 192317 | M | ZRSA | EN | 06 | [7 empty] | PC | 0 | 0 | KG | 0 | 0 | [5 empty] | PC |  | Z002 | [12 empty] | SHAFT END 31609800¦AKSELIN PÄÄ 31609800 | SHAFT END 31609800 | MM_TYPE **31609800 **MM_MANUFACTURER **BRUKS **MM_LISAT_2 **BRUKS NO: 31609800 |  | 060780 |  |  |  | CLEANSED | END |  | SHAFT |  | BRUKS SIWERTELL | NON-OEM | 31609800 |  |  | SIZE/DIMENSIONS | [16 empty] | URL Not Found |  |  |  | Production Completed
STP_008 | Data Enrichment | CIR | OK | 11/7/2023 | 13/7/2023 | PVJ |  | 2023-07-14 |  | 185666 |  | 185666 | M | ZRSA | EN | 06 | [7 empty] | PC | 0 | 0 | KG | 0 | 0 | [5 empty] | PC |  | Z002 | [12 empty] | PI-LIITIN QSM-B-M5-6-20 | PI CONNECTOR QSM-B-M5-6-20 | MM_MANUFACTURER_NO **130896 **MM_MANUFACTURER **FESTO |  | 061590 | 39174000 |  |  | ENRICHED | FITTING | STRAIGHT | PUSH-IN,MINI |  | FESTO CORPORATION | OEM | 130896 | QSM-B-M5-6-20 |  | CONNECTION 1 | M5 MNPT | CONNECTION 2 | D6 TUBE END | [7 empty] | NICKEL PLATED BRASS BODY,NBR SEAL,HIGH ALLOY STEEL HOSE CLAMP | [5 empty] | https://ftp.festo.com/public/PNEUMATIC/SOFTWARE_SERVICE/DataSheet/EN_GB/130896.pdf | https://www.directpneumatics.com/2824462/p/n/festo-130896 |  |  | Production Completed
STP_008 | Data Enrichment | NGB | OK | 2023-07-06 | 2023-07-10 | PVJ |  | 2023-07-14 |  | 152543 |  | 152543 | M | ZRSA | EN | 06 | [7 empty] | L | 0 | 0 | KG | 0 | 0 | [5 empty] | L |  | Z002 | [12 empty] | JOHDEÖLJY KEVOL 68 | CONDUCTIVE OIL KEVOL 68 | MM_TYPE **KEVOL 68, LOOSE **MM_MANUFACTURER **ECOCHEM |  | 062102 | 34039900 |  |  | Cleansed | FLUID |  | CONDUCTIVE |  | ECOCHEM | OEM | KEVOL 68 |  |  | CONTAINER | [11 empty] | LOOSE |  |  |  |  | URL Not Found |  |  |  | Production Completed
STP_008 | Data Enrichment | NGB | OK | 2023-07-10 | 2023-07-13 | PVJ |  | 2023-07-14 |  | 165490 |  | 165490 | M | ZRSA | EN | 06 | [7 empty] | L | 1 | 0.9 | KG | 0 | 0 | [5 empty] | L |  | Z002 | [12 empty] | HYD.ÖLJY DTE 10 EXCEL 46 | HYD.OIL DTE 10 EXCEL 46 | MM_MANUFACTURER **MOBIL |  | 062103 | 38190000 |  |  | Enriched | FLUID |  | PREMIUM QUALITY HYDRAULIC |  | EXXON MOBIL CORPORATION | OEM | DTE 10 EXCEL 46 |  |  | CONTAINER | [16 empty] | https://www.mobil.com/en/lubricants/for-businesses/industrial/lubricants/products/products/mobil-dte-10-excel-46 |  |  |  | Production Completed
STP_008 | Data Enrichment | NGB | OK | 2023-07-06 | 2023-07-10 | PVJ |  | 2023-07-14 |  | 152532 |  | 152532 | M | ZRSA | EN | 06 | [7 empty] | L | 0 | 0 | KG | 0 | 0 | [5 empty] | L |  | Z002 | [10 empty] | OIL SHELL TELLUS S2 VX 32 (TELLUS T 32) |  | OIL TELLUS S2 VX 32 (TELLUS T 32)¦ÖLJY TELLUS S2 VX 32 (TELLUS T 32) | OIL TELLUS S2 VX 32 (TELLUS T 32)¦OIL TELLUS S2 VX 32 (TELLUS T 32) |  |  | 062103 | 34039900 |  |  | Enriched | FLUID |  | HIGH PERFORMANCE HYDRAULIC |  | SHELL | OEM | TELLUS T 32 |  |  | CONTAINER | [11 empty] | VISCOSITY GRADE:32,MODEL:S2 VX |  |  |  |  | https://www.shell.co.th/th_th/business-customers/lubricants-for-business/lubricants-product-range/shell-tellus-hydraulic-fluids/_jcr_content/par/expandablelist_ba3f/expandablesection_83.stream/1492502408996/e5cb9161c7e64c3dbf144d3108204764d77a7d66/shell-tellus-s2-vx-32.pdf |  |  |  | Production Completed
STP_008 | Data Enrichment | SFQ | OK | 2023-07-11 | 2023-07-13 | PVJ |  | 2023-07-14 |  | 194774 |  | 194774 | M | ZRSA | EN | 06 | [7 empty] | L | 0 | 0 | KG | 0 | 0 | [5 empty] | L |  | Z002 | [12 empty] | CUTTING FLUID MOBILCUT 140¦LEIKKUUNESTE MOBILCUT 140 | CUTTING FLUID MOBILCUT 140¦CUTTING FLUID MOBILCUT 140 | MM_PROPERTY **CUTTING FLUID **MM_TYPE **MOBILCUT 140 **MM_LISAT_1 **MACHINE MACHINES AND SHARPENING MACHINES **MM_MANUFACTURER **MOBIL |  | 062207 | 34039900 |  |  | Enriched | FLUID |  | AQUEOUS METAL WORKING |  | EXXON MOBIL CORPORATION | OEM | MOBILCUT 140 |  |  | CONTAINER | [11 empty] | BRAND:MOBILCUT,TYPE:CUTTING,MACHINE AND SHARPENING MACHINES |  |  |  |  | https://www.mobil.com/en/lubricants/for-businesses/industrial/lubricants/products/products/mobilcut-140 |  |  |  | Production Completed
STP_008 | Data Enrichment | SFQ | OK | 2023-07-11 | 2023-07-13 | PVJ |  | 2023-07-14 |  | 192295 |  | 192295 | M | ZRSA | EN | 06 | [7 empty] | PC | 0 | 0 | KG | 0 | 0 | [5 empty] | PC |  | Z002 | [12 empty] | TEKNOCLEAN 1949-00 | TECHNOCLEAN 1949-00 | MM_PROPERTY **CLEANING FLUID **MM_TYPE **1949-00 **MM_MANUFACTURER **TECHNOLOGY |  | 030505 | 34039900 |  |  | Enriched | FLUID |  | CLEANING |  | TEKNOS GROUP | OEM | TEKNOCLEAN 1949-00 |  |  | CONTAINER | [16 empty] | https://www.teknos.com/document/tds/TEKNOCLEAN%201949-00_1949-00_TDS_en.pdf |  |  |  | Production Completed
STP_008 | Data Enrichment | BHJ | OK | 2023-07-11 | 2023-07-12 | PVJ |  | 2023-07-14 |  | 407813 |  | 407813 | M | ZRSA | EN | 06 | [7 empty] | PC | 0¦0¦0 | 0 | KG | 0¦0¦0 | 0 | [5 empty] | M3¦NM3¦PC |  | Z002 | [12 empty] | PUSH BUTTON FRAME 0314350078F¦PAINIKE RUNKO 0314350078F | PUSH BUTTON FRAME 0314350078F | MM_FEATURE **PUSH BUTTON FRAME **MM_TYPE **0314350078F **MM_MANUFACTURER_NO **0314350078F **MM_MANUFACTURER **SCM |  |  | 90330090 |  |  | Cleansed | FRAME |  | PUSH BUTTON |  | SCM GROUP | OEM | 0314350078F |  |  | SIZE | [16 empty] | Url Not Found |  |  |  | Production Completed
STP_008 | Data Enrichment | CIR | OK | 11/7/2023 | 13/7/2023 | PVJ |  | 2023-07-14 |  | 186324 |  | 186324 | M | ZRSA | EN | 06 | [7 empty] | PC | 0 | 0 | KG | 0 | 0 | [5 empty] | PC |  | Z002 | [12 empty] | POHJARAAMI 48IN AISI304, 1 k | BASE FRAME 48IN AISI304, 1 h | MM_MEASUREMENT1_VALUE1 **HEIGHT 8IN **MM_TYPE **BASE FRAME 48IN AISI304, 1 K **MM_STANDARD **AISI304 **MM_MEASUREMENT2_VALUE2 **1 PCS 8IN OUTLET CONNECTION **MM_MANUFACTURER_NO **KI48S82950 |  | 060758 | 90330090 |  |  | CLEANSED | FRAME |  | BASE |  |  |  | KI48S82950 |  |  | SIZE | 48IN | [9 empty] | 304 STAINLESS STEEL | HEIGHT:8IN,OUTLET CONNECTION,1/PCS | [8 empty] | Production Completed
STP_008 | Data Enrichment | RMZ | OK | 2023-07-03 | 2023-07-11 | PVJ |  | 2023-07-14 |  | 136979 |  | 136979 | M | ZRSA | EN | 06 | [7 empty] | PC | 0 | 0 | KG | 0 | 0 | [5 empty] | PC |  | Z002 | [12 empty] | LAAKERIPESÄN SÄÄTÖLAITE WB 211 | BEARING HOUSING ADJUSTMENT DEVICE WB 211 | MM_PROPERTY **FOR BEARING HOUSING T |  |  | 84839020 |  |  | Enriched | FRAME |  | ADJUSTMENT DEVICE |  | NIS LTD | OEM | WB 211 |  |  | SIZE | [11 empty] | FOR BEARING HOUSING T |  |  |  |  | https://podtrade.ru/upload/medialibrary/527/NIS%20%D0%BA%D0%BE%D1%80%D0%BF%D1%83%D1%81%D0%BD%D1%8B%D0%B5%20%D0%BF%D0%BE%D0%B4%D1%88%D0%B8%D0%BF%D0%BD%D0%B8%D0%BA%D0%B8%20.pdf |  |  | Processed based on Websource, Conflict w.r.t Input | Production Completed
STP_008 | Data Enrichment | RMZ | OK | 2023-07-03 | 2023-07-11 | PVJ |  | 2023-07-14 |  | 136980 |  | 136980 | M | ZRSA | EN | 06 | [7 empty] | PC | 0 | 0 | KG | 0 | 0 | [5 empty] | PC |  | Z002 | [12 empty] | LAAKERIPESÄN SÄÄTÖLAITE WB 213 | BEARING HOUSING ADJUSTMENT DEVICE WB 213 | MM_PROPERTY **FOR BEARING HOUSING T |  |  | 84839020 |  |  | Enriched | FRAME |  | ADJUSTMENT DEVICE |  | NIS LTD | OEM | WB 213 |  |  | SIZE | [11 empty] | FOR BEARING HOUSING T |  |  |  |  | https://podtrade.ru/upload/medialibrary/527/NIS%20%D0%BA%D0%BE%D1%80%D0%BF%D1%83%D1%81%D0%BD%D1%8B%D0%B5%20%D0%BF%D0%BE%D0%B4%D1%88%D0%B8%D0%BF%D0%BD%D0%B8%D0%BA%D0%B8%20.pdf |  |  | Processed based on Websource, Conflict w.r.t Input | Production Completed
STP_008 | Data Enrichment | RMZ | OK | 2023-07-11 | 2023-07-12 | PVJ |  | 2023-07-14 |  | 409890 |  | 409890 | M | ZRSA | EN | 06 | [7 empty] | PC | 0¦0¦0 | 0 | KG | 0¦0¦0 | 0 | [5 empty] | M3¦NM3¦PC |  | Z002 | [12 empty] | PUMP FRAME 19.07.15.62¦PUMPUN RUNKO 19.07.15.62 | PUMP FRAME 19.07.15.62 | MM_PROPERTY **PUMP FRAME **MM_TYPE **19.07.15.62 **MM_MANUFACTURER_NO **19.07.15.62 **MM_MANUFACTURER **WOODTEC FANKHAUSER |  |  | 84139100 |  |  | Cleansed | FRAME |  | PUMP |  | WOODTEC FANKHAUSER GMBH | OEM | 19.07.15.62 |  |  | SIZE | [16 empty] | Url Not Found |  |  |  | Production Completed
STP_008 | Data Enrichment | SFQ | OK | 2023-07-11 | 2023-07-12 | PVJ |  | 2023-07-14 |  | 196122 |  | 196122 | M | ZRSA | EN | 06 | [7 empty] | PC | 0¦0¦0 | 0 | KG | 0¦0¦0 | 0 | [5 empty] | M3¦NM3¦PC |  | Z002 | [12 empty] | ADJUSTMENT FRAME H160589¦SÄÄTÖRUNKO H160589 | ADJUSTMENT FRAME H160589¦ADJUSTMENT FRAME H160589 | MM_PROPERTY **LEFT **MM_MANUFACTURER_NO **H160589 **MM_MANUFACTURER **RAUTE |  | 060713 | 84879090 |  |  | Cleansed | FRAME |  | ADJUSTMENT |  | RAUTE | NON-OEM | H160589 |  |  | SIZE | [11 empty] | LEFT |  |  |  |  | URL Not Found |  |  | Suitable commodity code not found | Production Completed
STP_008 | Data Enrichment | SFQ | OK | 2023-07-11 | 2023-07-12 | PVJ |  | 2023-07-14 |  | 195742 |  | 195742 | M | ZRSA | EN | 06 | [7 empty] | PC | 0 | 0 | KG | 0 | 0 | [5 empty] | PC |  | Z002 | [12 empty] | FRAME RIGHT 2R830354¦RUNKO OIKEA 2R830354 | FRAME RIGHT 2R830354 | MM_PROPERTY **DISC TABLET FILLING DEVICE OK **MM_DIMENSION1_VALUE1 **VPLT **MM_TYPE **DISC TABLET FILLING DEVICE OK **MM_LISAT_1 **PROJECT 2199 **MM_DIMENSION2_VALUE2 **40X200X280 **MM_MANUFACTURER_NO **2R830354 **MM_MANUFACTURER **RAUTE |  | 060767 | 84879090 |  |  | Cleansed | FRAME |  |  |  | RAUTE | NON-OEM | 2R830354 |  |  | SIZE | 40X200X280 | [10 empty] | RIGHT,DISC TABLET FILLING DEVICE OK,VPLT,PROJECT 2199 |  |  |  |  | URL Not Found |  |  | Suitable commodity code not found | Production Completed
STP_008 | Data Enrichment | BHJ | OK | 2023-07-11 | 2023-07-12 | PVJ |  | 2023-07-14 |  | 198604 |  | 198604 | M | ZRSA | EN | 06 | [7 empty] | PC | 0 | 0 | KG | 0 | 0 | [5 empty] | PC |  | Z002 | [12 empty] | FIRE FUSE HALTON SSA-FIRE ISOLATOR 50C¦PALOSULAKE HALTON SSA-PALOPELTI 50C | FIRE FUSE HALTON SSA-FIRE ISOLATOR 50C | MM_PROPERTY **FIRE FUSE **MM_MEASUREMENT1_VALUE1 **+50C **MM_MANUFACTURER_NO **8421910 **MM_MANUFACTURER **HALTON OY |  |  | 36031000 |  |  | Enriched | FUSE |  | FIRE |  | HALTON OY | OEM | 8421910 |  |  | CURRENT RATING |  | VOLTAGE RATING |  | SIZE | [7 empty] | FOR SSA-FIRE ISOLATOR,TEMPERATURE RATING:50C | 6438313321491 |  |  |  | https://www.onninen.fi/en/fire-fuse-ssa-palopelti-c/p/AAF708 |  |  |  | Production Completed
STP_008 | Data Enrichment | BHJ | OK | 2023-07-11 | 2023-07-12 | PVJ |  | 2023-07-14 |  | 406920 |  | 406920 | M | ZRSA | EN | 06 | [7 empty] | PC | 0 | 0 | KG | 0 | 0 | [5 empty] | PC |  | Z002 | [12 empty] | FUSE FUSEG4B 4A 250V¦SULAKE FUSEG4B 4A 250V | FUSE FUSEG4B 4A 250V¦FUSE FUSEG4B 4A 250V | MM_PROPERTIES **FUSE **MM_MEASUREMENT1_VALUE1 **4A **MM_MEASUREMENT2_VALUE2 **250V **MM_MANUFACTURER_NO **2253088 **MM_MANUFACTURER **OPTO 22 |  |  | 36031000 |  |  | Enriched | FUSE | CARTRIDGE |  |  | OPTO 22 | OEM | 2253088 | FUSEG4B |  | CURRENT RATING | 4A | VOLTAGE RATING | 250V | INTERRUPT RATING |  | SIZE |  | CLASS | [8 empty] | https://ch.farnell.com/en-CH/opto-22/fuseg4b/fuse-cartridge-4a-250v/dp/2253088 |  |  |  | Production Completed
STP_008 | Data Enrichment | CIR | OK | 11/7/2023 | 13/7/2023 | PVJ |  | 2023-07-14 |  | 185724 |  | 185724 | M | ZRSA | EN | 06 | [7 empty] | PC | 0 | 0 | KG | 0 | 0 | [5 empty] | PC |  | Z002 | [12 empty] | TULPPALÄMPÖSULAKE 145C R3/8 | PLUG THERMAL FUSE 145C R3/8 | MM_MEASUREMENT1_VALUE1 **145C 13-24K **MM_TYPE **PLUG THERMAL FUSE 145C R3/8 **MM_MEASUREMENT2_VALUE2 **8/3/2023 **MM_MANUFACTURER_NO **THERMAL FUSE 145 C 13-24 K **MM_MANUFACTURER **JENS S. |  | 060758 | 85351000 |  |  | CLEANSED | FUSE | THERMAL | PLUG |  | JENS S. | NON-OEM | 145C R3/8 |  |  | TEMPERATURE RATING | 13-24K | CURRENT RATING |  | VOLTAGE RATING |  | SIZE | [14 empty] | Production Completed
STP_008 | Data Enrichment | CIR | OK | 11/7/2023 | 13/7/2023 | PVJ |  | 2023-07-14 |  | 186529 |  | 186529 | M | ZRSA | EN | 06 | [7 empty] | PC | 0 | 0 | KG | 0 | 0 | [5 empty] | PC |  | Z002 | [12 empty] | PALOSULAKE HALTON SSA-PALOPELTI +50C | FIRE FUSE HALTON SSA FIRE DAMPER +50C | MM_PROPERTY **FIRE FUSE **MM_MANUFACTURER_NO **8421912 |  | 062207 | 85351000 |  |  | CLEANSED | FUSE |  | FIRE |  | HALTON | NON-OEM | 8421912 |  |  | CURRENT RATING |  | VOLTAGE RATING |  | SIZE | [7 empty] | FOR SSA FIRE DAMPER+50C |  |  |  |  | https://talotuote-fi.translate.goog/en/p41293/halton-palosulake-halton-ssa-palopelti-70-c?_x_tr_sl=fi&_x_tr_tl=en&_x_tr_hl=en&_x_tr_pto=sc |  |  |  | Production Completed
STP_008 | Data Enrichment | RMZ | OK | 2023-07-11 | 2023-07-12 | PVJ |  | 2023-07-14 |  | 411616 |  | 411616 | M | ZRSA | EN | 06 | [7 empty] | PC | 0¦0¦0 | 0 | KG | 0¦0¦0 | 0 | [5 empty] | M3¦NM3¦PC |  | Z002 | [12 empty] | D FUSE LINK K201765M¦TULPPASULAKE K201765M | D FUSE LINK K201765M¦PLUGGED FUSE K201765M | MM_PROPERTY **D FUSE LINK **MM_MEASUREMENT1_VALUE1 **16A **MM_TYPE **GG DII-16A **MM_MEASUREMENT4_VALUE4 **GG **MM_MEASUREMENT2_VALUE2 **500VAC **MM_MEASUREMENT3_VALUE3 **DII **MM_MANUFACTURER_NO **K201765M **MM_MANUFACTURER ** MERSEN **MM_TYYPPI2 **SNRO3008216 |  |  | 85351000 |  |  | Enriched | FUSE |  | BOTTLE | IEC 60269,DIN 49515 | MERSEN PROPERTY | OEM | K201765M | GG DII-16A |  | CURRENT RATING | 16A | VOLTAGE RATING | 500VAC | SIZE | DII | [6 empty] | SNRO3008216 | 4086500000067 |  |  |  | https://ep-us.mersen.com/products/product/k201765-diigg50v16 | https://www.rexel.co.uk/uki/root-category/Switchgear-%26-Distribution/Fusegear/Industrial-Fuses/DII-Bottle-Fuse-gG-500VAC-16A/p/2450063245 | https://www.computersalg.dk/i/5086047/sikring-dz2-16a-gr%C3%A5-gl-gg-5-stk | Processed based on Websource, Conflict w.r.t Input | Production Completed
STP_008 | Data Enrichment | RMZ | OK | 2023-07-11 | 2023-07-12 | PVJ |  | 2023-07-14 |  | 411617 |  | 411617 | M | ZRSA | EN | 06 | [7 empty] | PC | 0¦0¦0 | 0 | KG | 0¦0¦0 | 0 | [5 empty] | M3¦NM3¦PC |  | Z002 | [12 empty] | D FUSE LINK X212540M¦TULPPASULAKE X212540M | D FUSE LINK X212540M¦PLUGGED FUSE X212540M | MM_PROPERTY **D FUSE LINK **MM_MEASUREMENT1_VALUE1 **25A **MM_TYPE **GG DII-25A **MM_MEASUREMENT4_VALUE4 **GG **MM_MEASUREMENT2_VALUE2 **500VAC **MM_MEASUREMENT3_VALUE3 **DII **MM_MANUFACTURER_NO **X212540M **MM_MANUFACTURER ** MERSEN **MM_TYYPPI2 **SNRO3008225 |  |  | 85351000 |  |  | Enriched | FUSE |  | BOTTLE | IEC 269,VDE0636,DIN49522 | MERSEN PROPERTY | OEM | X212540M | GG DII-25A |  | CURRENT RATING | 25A | VOLTAGE RATING | 500VAC | SIZE | DII | [6 empty] | SNRO3008225 | 2050004745979 |  |  |  | https://ep-us.mersen.com/products/product/x212540-diigg50v25 | https://www.rexel.co.uk/uki/root-category/Switchgear-%26-Distribution/Fusegear/Industrial-Fuses/DII-Bottle-Fuse-gG-500VAC-25A/p/2450063247?showBackLink=false | https://www.conrad.be/nl/p/mersen-00591-000200-d-schroefkap-afmeting-zekering-diii-63-a-500-v-1522095.html | Processed based on Websource, Conflict w.r.t Input | Production Completed
STP_008 | Data Enrichment | RMZ | OK | 2023-07-11 | 2023-07-12 | PVJ |  | 2023-07-14 |  | 411618 |  | 411618 | M | ZRSA | EN | 06 | [7 empty] | PC | 0¦0¦0 | 0 | KG | 0¦0¦0 | 0 | [5 empty] | M3¦NM3¦PC |  | Z002 | [12 empty] | D FUSE LINK C214063M¦TULPPASULAKE C214063M | D FUSE LINK C214063M¦PLUGGED FUSE C214063M | MM_FEATURE **D FUSE LINK **MM_MEASURE1_VALUE1 **35A **MM_TYPE **GG DIII-35A **MM_MEASURE4_VALUE4 **GG **MM_MEASURE2_VALUE2 **500VAC **MM_MEASURE3_VALUE3 **DII **MM_MANUFACTURER_NO **C214063M **MM_MANUFACTURER ** MERSEN **MM_TYYPPI2 **SNRO3008235 |  |  | 85351000 |  |  | Enriched | FUSE |  | BOTTLE | DIN VDE 0636-301 | MERSEN PROPERTY | OEM | C214063M | GG DIII-35A |  | CURRENT RATING | 35A | VOLTAGE RATING | 500VAC | SIZE | DIII | [6 empty] | SNRO3008235 | 4086500054220 |  |  |  | https://ep-us.mersen.com/products/product/c214063-diiigg50v35 | https://in.rsdelivers.com/product/mersen/c214063/mersen-35a-diii-diazed-fuse-e33-thread-size-gg/3770500 | https://www.elektrobode.nl/products/mersen-mers-35-glgg-diii-c214063m-ds5-c214063m | Processed based on Websource, Conflict w.r.t Input | Production Completed
STP_008 | Data Enrichment | RMZ | OK | 2023-07-11 | 2023-07-13 | PVJ |  | 2023-07-14 |  | 411696 |  | 411696 | M | ZRSA | EN | 06 | [7 empty] | PC | 0¦0¦0 | 0 | KG | 0¦0¦0 | 0 | [5 empty] | M3¦NM3¦PC |  | Z002 | [12 empty] | FUSE SELECTION HID T 5X20 0,5-10A 250V¦SULAKELAJITELMA HID T 5X20 0,5-10A 250V | FUSE SELECTION HID T 5X20 0.5-10A 250V¦FUSE SELECTION HID T 5X20 0.5-10A 250V | MM_PROPERTIES **FUSE SELECTION **MM_MEASUREMENT1_VALUE1 **5X20 0.5-10A **MM_TYPE **HID T 5X20 0.5-10A 250V **MM_MEASUREMENT2_VALUE2 **250V **MM_MEASUREMENT3_VALUE3 **7057098 **MM_MANUFACTURER_NO **0328-10011 **MM_MANUFACTURER **SIBA |  | 061102 |  |  |  | Enriched | FUSE | GLASS TUBE |  | IEC 60127-2/3,DIN VDE 0820-2/3 | SIBA GMBH | OEM | 0328-10011 |  |  | RATED CURRENT | 0,5-10A | RATED VOLTAGE | 250VAC | DIMENSIONS | D5XL20 | RELEASE CHARACTERISTIC |  | INTERRUPT RATING |  |  |  | ALTERNATE MPN:7057098 |  |  |  |  | https://www.sahkonumerot.fi/7057098/ |  |  |  | Production Completed
STP_008 | Data Enrichment | RMZ | OK | 2023-07-11 | 2023-07-13 | PVJ |  | 2023-07-14 |  | 411697 |  | 411697 | M | ZRSA | EN | 06 | [7 empty] | PC | 0¦0¦0 | 0 | KG | 0¦0¦0 | 0 | [5 empty] | M3¦NM3¦PC |  | Z002 | [12 empty] | FUSE SELECTION NOP F 5X20 0,5-10A 250V¦SULAKELAJITELMA NOP F 5X20 0,5-10A 250V | FUSE SELECTION NOP F 5X20 0.5-10A 250V¦FUSE SELECTION NOP F 5X20 0.5-10A 250V | MM_PROPERTIES **FUSE SELECTION **MM_MEASUREMENT1_VALUE1 **5X20 0.5-10A **MM_TYPE **NOP F 5X20 0.5-10A 250V **MM_MEASUREMENT2_VALUE2 **250V **MM_MEASUREMENT3_VALUE3 **7057097 **MM_MANUFACTURER_NO **0328-10010 **MM_MANUFACTURER **SIBA |  | 061102 |  |  |  | Enriched | FUSE | GLASS TUBE |  | IEC 60127-2/3,DIN VDE 0820-2/3 | SIBA GMBH | OEM | 0328-10010 |  |  | RATED CURRENT | 0,5-10A | RATED VOLTAGE | 250VAC | DIMENSIONS | D5XL20 | RELEASE CHARACTERISTIC |  | INTERRUPT RATING |  |  |  | ALTERNATE MPN:7057097 |  |  |  |  | https://www.ahlsell.fi/products/sahko/keskukset-ja-keskustarvikkeet-30-35/30-varokkeet-ja-tulppasulakkeet/putkisulakkeet/7057097/ |  |  |  | Production Completed
STP_008 | Data Enrichment | BHJ | OK | 2023-07-11 | 2023-07-13 | PVJ |  | 2023-07-14 |  | 199005 |  | 199005 | M | ZRSA | EN | 06 | [7 empty] | PC | 0 | 0 | KG | 0 | 0 | [5 empty] | PC |  | Z002 | [12 empty] | PLANETARY GEAR 307 R4 300HZ P132 B0 W0A¦PLANEETTAVAIHDE 307 R4 300HZ P132 B0 W0A | PLANETARY GEAR 307 R4 300HZ P132 B0 W0A | MM_FEATURE **PLANETARY GEAR **MM_TYPE **3 07 R 4 300 HZ P132 B0 W0A **MM_MANUFACTURER_NO **5108972 **MM_MANUFACTURER **BONFIGLIOLI |  | 060601 | 84834029 |  |  | Cleansed | GEAR |  | PLANETARY |  | BONFIGLIOLI TRANSMISSION PRIVATE LIMITED | OEM | 5108972 | 3 07 R 4 300 HZ P132 B0 W0A |  | GEAR RATIO |  | BORE SIZE |  | OUTSIDE DIAMETER |  | NUMBER OF TEETH | [10 empty] | https://www.bonfiglioli.com/Product%20Catalogue-300M%20series%20Modular%20planetary%20gearboxes%20IE2-IE3_ENG_R02_0.pdf |  |  | URL for Reference only | Production Completed
STP_008 | Data Enrichment | BHJ | OK | 2023-07-11 | 2023-07-13 | PVJ |  | 2023-07-14 |  | 400016 |  | 400016 | M | ZRSA | EN | 06 | [7 empty] | PC | 0 | 0 | KG | 0 | 0 | [5 empty] | PC |  | Z002 | [12 empty] | GEAR FA37A/G¦REDUKTOR FA37A/G¦VAIHDE FA37A/G | GEAR FA37A/G¦REDUKTOR FA37A/G¦GEAR FA37A/G | MM_PROPERTY **GEAR **MM_MEASUREMENT1_VALUE1 **I 11.08 **MM_MEASUREMENT4_VALUE4 **PINION **MM_MEASUREMENT2_VALUE2 **10MM **MM_MEASUREMENT3_VALUE3 **M1 **MM_MANUFACTURER **SEW |  |  | 84834029 |  |  | Cleansed | GEAR | RACK AND PINION |  |  | SEW-EURODRIVE | OEM | FA37A/G |  |  | BORE SIZE |  | PITCH DIAMETER |  | OUTSIDE DIAMETER |  | NUMBER OF TEETH | [5 empty] | GEAR RATIO:11,08,MOUNTING POSITION:M1,THICKNESS:10 |  |  |  |  | https://download.sew-eurodrive.com/download/pdf/11358912.pdf |  |  | Series Match ¦ Url for Reference Only | Production Completed
STP_008 | Data Enrichment | CIR | OK | 11/7/2023 | 12/7/2023 | PVJ |  | 2023-07-14 |  | 179300 |  | 179300 | M | ZRSA | EN | 06 | [7 empty] | PC | 0 | 0 | KG | 0 | 0 | [5 empty] | PC |  | Z002 | [12 empty] | HAMMASPYÖRÄ 3R134323 Z=24 M=8 | GEAR 3R134323 Z=24 M=8 | MM_TYPE **3R134323 Z=24 M=8 |  | 061002 | 84834029 |  |  | CLEANSED | GEAR | [5 empty] | 3R134323 |  |  | GEAR RATIO |  | BORE SIZE |  | OUTSIDE DIAMETER |  | NUMBER OF TEETH | 24 |  |  |  |  | MODULE:M8 | [7 empty] | URL Not Found | Production Completed
STP_008 | Data Enrichment | CIR | OK | 11/7/2023 | 12/7/2023 | PVJ |  | 2023-07-14 |  | 179302 |  | 179302 | M | ZRSA | EN | 06 | [7 empty] | PC | 0 | 0 | KG | 0 | 0 | [5 empty] | PC |  | Z002 | [12 empty] | HAMMASPYÖRÄ 3R134320 Z=50 M=8 | GEAR 3R134320 Z=50 M=8 | MM_TYPE **3R134320 Z=50 M=8 |  | 061002 | 84834029 |  |  | CLEANSED | GEAR | [5 empty] | 3R134320 |  |  | GEAR RATIO |  | BORE SIZE |  | OUTSIDE DIAMETER |  | NUMBER OF TEETH | 50 |  |  |  |  | MODULE:M8 | [7 empty] | URL Not Found | Production Completed
STP_008 | Data Enrichment | CIR | OK | 11/7/2023 | 12/7/2023 | PVJ |  | 2023-07-14 |  | 182773 |  | 182773 | M | ZRSA | EN | 06 | [7 empty] | PC | 0 | 0 | KG | 0 | 0 | [5 empty] | PC |  | Z002 | [12 empty] | HAMMASPYÖRÄ Z40 KARKAIST 4009932 | GEAR Z40 HARDENED 4009932 | MM_MEASUREMENT1_VALUE1 **0.375 **MM_TYPE **TOOTHSP.Z40 HARDENED 4009932 **MM_LISAT_1 **CROSS WRAP, ROLLER HEAD **MM_MEASUREMENT2_VALUE2 **HARDENED **MM_MANUFACTURER_NO **4009932 **MM_MANUFACTURER **CROSS WRAP |  | 060763 | 84834029 |  |  | CLEANSED | GEAR |  |  |  | CROSS WRAP OY | NON-OEM | 4009932 |  |  | GEAR RATIO |  | BORE SIZE |  | OUTSIDE DIAMETER |  | NUMBER OF TEETH | 40 |  |  |  |  | 0,375IN,TOOTHSP,KU HARDENED,ROLLER HEAD | [7 empty] | URL Not Found | Production Completed
STP_008 | Data Enrichment | CIR | OK | 11/7/2023 | 12/7/2023 | PVJ |  | 2023-07-14 |  | 182775 |  | 182775 | M | ZRSA | EN | 06 | [7 empty] | PC | 0 | 0 | KG | 0 | 0 | [5 empty] | PC |  | Z002 | [12 empty] | HAMMASPYÖRÄ Z55 D20+KU KARKAIST 4009933 | GEAR Z55 D20+KU HARDENED 4009933 | MM_DIMENSION1_VALUE1 **0.375 **MM_TYPE **TOOTHSP.Z55 HARDENED 4009933 **MM_LISAT_1 **CROSS WRAP, ROLLER HEAD **MM_DIMENSION2_VALUE2 **DIN782 M1,5-Z55-D20KU **MM_DIMENSION3_VALUE3 **HARDENED **MM_MANUFACTURER_NO **4009933 ** MM_MANUFACTURER **CROSS WRAP |  | 060763 | 84834029 |  |  | CLEANSED | GEAR |  |  |  | CROSS WRAP OY | NON-OEM | 4009933 |  |  | GEAR RATIO |  | BORE SIZE |  | OUTSIDE DIAMETER |  | NUMBER OF TEETH | 55 |  |  |  |  | 0,375IN,M1.5,TOOTHSP,D20KU HARDENED,ROLLER HEAD | [7 empty] | URL Not Found | Production Completed
STP_008 | Data Enrichment | CIR | OK | 11/7/2023 | 12/7/2023 | PVJ |  | 2023-07-14 |  | 185019 |  | 185019 | M | ZRSA | EN | 06 | [7 empty] | PC | 0 | 0 | KG | 0 | 0 | [5 empty] | PC |  | Z002 | [12 empty] | HAMMASPYÖRÄ R134324 | GEAR R134324 | MM_PROPERTY **5-K DRIVE **MM_DIMENSION1_VALUE1 **M8-24/80 STRAIGHT **MM_TYPE **R134324 **MM_DRAWING **1R739462 **MM_MANUFACTURER **RAUTE |  | 060755 | 84834029 |  |  | CLEANSED | GEAR |  |  |  | RAUTE | NON-OEM | R134324 |  |  | GEAR RATIO |  | BORE SIZE |  | OUTSIDE DIAMETER |  | NUMBER OF TEETH |  |  |  | 1R739462 |  | 5-K DRIVE,M8-24/80 STRAIGHT | [7 empty] | URL Not Found | Production Completed
STP_008 | Data Enrichment | CIR | OK | 11/7/2023 | 12/7/2023 | PVJ |  | 2023-07-14 |  | 185020 |  | 185020 | M | ZRSA | EN | 06 | [7 empty] | PC | 0 | 0 | KG | 0 | 0 | [5 empty] | PC |  | Z002 | [12 empty] | HAMMASPYÖRÄ R134321 | GEAR R134321 | MM_PROPERTY **5-K DRIVE **MM_DIMENSION1_VALUE1 **M8-50/80 STRAIGHT **MM_TYPE **R134321 **MM_DRAWING **1R739462 **MM_MANUFACTURER **RAUTE |  | 060755 | 84834029 |  |  | CLEANSED | GEAR |  |  |  | RAUTE | NON-OEM | R134321 |  |  | GEAR RATIO |  | BORE SIZE |  | OUTSIDE DIAMETER |  | NUMBER OF TEETH |  |  |  | 1R739462 |  | 5-K DRIVE,M8-50/80 STRAIGHT | [7 empty] | URL Not Found | Production Completed
STP_008 | Data Enrichment | CIR | OK | 11/7/2023 | 12/7/2023 | PVJ |  | 2023-07-14 |  | 185142 |  | 185142 | M | ZRSA | EN | 06 | [7 empty] | PC | 0 | 0 | KG | 0 | 0 | [5 empty] | PC |  | Z002 | [12 empty] | HAMMASPYÖRÄ 0510856902C | GEAR 0510856902C | MM_MANUFACTURER_NO **0510856902C **MM_MANUFACTURER **INNOMAC |  | 060762 | 84834029 |  |  | CLEANSED | GEAR |  |  |  | INNOMAC | NON-OEM | 0510856902C |  |  | GEAR RATIO |  | BORE SIZE |  | OUTSIDE DIAMETER |  | NUMBER OF TEETH | [13 empty] | URL Not Found | Production Completed
STP_008 | Data Enrichment | CIR | OK | 11/7/2023 | 12/7/2023 | PVJ |  | 2023-07-14 |  | 185336 |  | 185336 | M | ZRSA | EN | 06 | [7 empty] | PC | 0 | 0 | KG | 0 | 0 | [5 empty] | PC |  | Z002 | [12 empty] | VAIHDE I=9.714 GFL07 242076 | GEAR I=9.714 GFL07 242076 | MM_PROPERTIES **GEAR **MM_MEASUREMENT1_VALUE1 **I=9.714 **MM_MANUFACTURER_NO **242076 **MM_MANUFACTURER **SCHELLING |  | 060601 | 84834029 |  |  | CLEANSED | GEAR |  |  |  | IMA SCHELLING GROUP | NON-OEM | 242076 | GFL07 |  | GEAR RATIO | 9,714:1 | BORE SIZE |  | OUTSIDE DIAMETER |  | NUMBER OF TEETH | [13 empty] | URL Not Found | Production Completed
STP_008 | Data Enrichment | CIR | OK | 11/7/2023 | 12/7/2023 | PVJ |  | 2023-07-14 |  | 186777 |  | 186777 | M | ZRSA | EN | 06 | [7 empty] | PC | 0 | 0 | KG | 0 | 0 | [5 empty] | PC |  | Z002 | [12 empty] | HAMMASPYÖRÄ M1.5 Z35 75% | GEAR M1.5 Z35 75% | MM_MEASUREMENT1_VALUE1 **M1.5 Z35 **MM_TYPE **M1.5 Z35 75% **MM_LISAT_1 **CROSS WRAP WRAP END **MM_MEASUREMENT2_VALUE2 **75% TIGHTENING **MM_MEASUREMENT3_VALUE3 **13264 **MM_MANUFACTURER_NO **M1.5 Z35 75 % **MM_MANUFACTURER **CROSS WRAP |  | 060763 | 84834029 |  |  | CLEANSED | GEAR |  |  |  | CROSS WRAP OY | NON-OEM |  | M1.5 Z35 |  | GEAR RATIO |  | BORE SIZE |  | OUTSIDE DIAMETER |  | NUMBER OF TEETH | 35 |  |  |  |  | MODULE:M1.5,75% TIGHTENING | [7 empty] | URL Not Found | Production Completed
STP_008 | Data Enrichment | CIR | OK | 11/7/2023 | 12/7/2023 | PVJ |  | 2023-07-14 |  | 186778 |  | 186778 | M | ZRSA | EN | 06 | [7 empty] | PC | 0 | 0 | KG | 0 | 0 | [5 empty] | PC |  | Z002 | [12 empty] | HAMMASPYÖRÄ M1.5 Z60 75% | GEAR M1.5 Z60 75% | MM_MEASUREMENT1_VALUE1 **M1.5 Z60 **MM_TYPE **M1.5 Z60 75% **MM_LISAT_1 **CROSS WRAP WRAP END **MM_MEASUREMENT2_VALUE2 **75% TIGHTENING **MM_MANUFACTURER_NO **M1.5 Z60 75% **MM_MANUFACTURER ** CROSS WRAP |  | 060763 | 84834029 |  |  | CLEANSED | GEAR |  |  |  | CROSS WRAP OY | NON-OEM |  | M1.5 Z60 |  | GEAR RATIO |  | BORE SIZE |  | OUTSIDE DIAMETER |  | NUMBER OF TEETH | 60 |  |  |  |  | MODULE:M1.5,75% TIGHTENING | [7 empty] | URL Not Found | Production Completed
STP_008 | Data Enrichment | CIR | OK | 11/7/2023 | 12/7/2023 | PVJ |  | 2023-07-14 |  | 188515 |  | 188515 | M | ZRSA | EN | 06 | [7 empty] | PC | 0 | 0 | KG | 0 | 0 | [5 empty] | PC |  | Z002 | [12 empty] | VAIHDE 719781013000 | GEAR 719781013000 | MM_TYPE **GEAR 719781013000 **MM_LISAT_1 **IMEAS GRINDER SHAFT **MM_MANUFACTURER_NO **719781013000 |  | 060760 | 84834029 |  |  | CLEANSED | GEAR | [5 empty] | 719781013000 |  |  | GEAR RATIO |  | BORE SIZE |  | OUTSIDE DIAMETER |  | NUMBER OF TEETH | [5 empty] | IMEAS GRINDER SHAFT | [7 empty] | URL Not Found | Production Completed
STP_008 | Data Enrichment | CIR | OK | 11/7/2023 | 12/7/2023 | PVJ |  | 2023-07-14 |  | 188516 |  | 188516 | M | ZRSA | EN | 06 | [7 empty] | PC | 0 | 0 | KG | 0 | 0 | [5 empty] | PC |  | Z002 | [12 empty] | VAIHDE 719781014000 | GEAR 719781014000 | MM_TYPE **GEAR 719781014000 **MM_LISAT_1 **IMEAS GRINDER SHAFT **MM_MANUFACTURER_NO **719781014000 |  | 060760 | 84834029 |  |  | CLEANSED | GEAR | [5 empty] | 719781014000 |  |  | GEAR RATIO |  | BORE SIZE |  | OUTSIDE DIAMETER |  | NUMBER OF TEETH | [5 empty] | IMEAS GRINDER SHAFT | [7 empty] | URL Not Found | Production Completed
STP_008 | Data Enrichment | NGB | OK | 2023-07-10 | 2023-07-13 | PVJ |  | 2023-07-14 |  | 165850 |  | 165850 | M | ZRSA | EN | 06 | [7 empty] | PC | 0 | 0 | KG | 0 | 0 | [5 empty] | PC |  | Z002 | [12 empty] | KARTIOPYÖRÄVAIHDE KH67A I=10,63 | BEVEL GEAR KH67A I=10.63 | MM_TYPE **KH67A **MM_MEASUREMENT4_VALUE4 **I=10.63 **MM_MANUFACTURER **SEW |  | 060601 | 84834029 |  |  | Enriched | GEAR | BEVEL | HALLOW SHAFT |  | SEW-EURODRIVE | OEM | KH67A |  |  | BORE SIZE |  | PITCH DIAMETER |  | OUTSIDE DIAMETER |  | NUMBER OF TEETH | [5 empty] | GEAR RATIO:10,63:1 |  |  |  |  | https://www.pcssupply.com/sew-eurodrive-k-series-kh67a-gear-unit/ | https://download.sew-eurodrive.com/download/pdf/11358912.pdf |  |  | Production Completed
STP_008 | Data Enrichment | NGB | OK | 2023-07-06 | 2023-07-10 | PVJ |  | 2023-07-14 |  | 408327 |  | 408327 | M | ZRSA | EN | 06 | [7 empty] | PC | 0¦0¦0 | 0 | KG | 0¦0¦0 | 0 | [5 empty] | M3¦NM3¦PC |  | Z002 | [12 empty] | DRIVE PINION PRS WAGEN¦HAMMASPYÖRÄ PRS WAGEN | DRIVE PINION PRS WAGEN¦GEAR WHEEL PRS WAGEN | MM_FEATURE **DRIVE PINION **MM_TYPE **PRS WAGEN **MM_MANUFACTURER_NO **E112234663790 **MM_MANUFACTURER **HOMAG |  | 060752 | 84834029 |  |  | Cleansed | GEAR |  | PINION |  | HOMAG | NON-OEM | E112234663790 |  |  | GEAR RATIO |  | BORE SIZE |  | OUTSIDE DIAMETER |  | NUMBER OF TEETH | [10 empty] | URL Not Found |  |  |  | Production Completed
STP_008 | Data Enrichment | NGB | OK | 2023-07-10 | 2023-07-13 | PVJ |  | 2023-07-14 |  | 165584 |  | 165584 | M | ZRSA | EN | 06 | [7 empty] | PC | 0 | 0 | KG | 0 | 0 | [5 empty] | PC |  | Z002 | [12 empty] | HAMMASPYÖRÄ WA 478 Z16 R738567 | GEAR WA 478 Z16 R738567 | MM_LISAT_1 **5-DRYER **MM_DRAWING **R738567 |  | 060755 | 84834029 |  |  | Cleansed | GEAR | [8 empty] | GEAR RATIO |  | BORE SIZE |  | OUTSIDE DIAMETER |  | NUMBER OF TEETH | 16 |  |  | R738567 |  | WA 478,5-DRYER |  |  |  |  | URL Not Found |  |  |  | Production Completed
STP_008 | Data Enrichment | SFQ | OK | 2023-07-11 | 2023-07-12 | PVJ |  | 2023-07-14 |  | 190949 |  | 190949 | M | ZRSA | EN | 06 | [7 empty] | PC | 0 | 0 | KG | 0 | 0 | [5 empty] | PC |  | Z002 | [12 empty] | GEAR 1208069¦VAIHDE 1208069 | GEAR 1208069¦GEAR 1208069 | MM_PROPERTY **GEAR **MM_MANUFACTURER_NO **1208069 |  | 060601 | 84834090 |  |  | Cleansed | GEAR |  |  |  |  | NON-OEM | 1208069 |  |  | GEAR RATIO |  | BORE SIZE |  | OUTSIDE DIAMETER |  | NUMBER OF TEETH | [10 empty] | URL Not Found |  |  |  | Production Completed
STP_008 | Data Enrichment | SFQ | OK | 2023-07-11 | 2023-07-12 | PVJ |  | 2023-07-14 |  | 192787 |  | 192787 | M | ZRSA | EN | 06 | [7 empty] | PC | 0¦0¦1.1 | 1 | KG | 0¦0¦0.001 | M3 | [5 empty] | M3¦NM3¦PC |  | Z002 | [12 empty] | GEAR A=100 I=14,5 D=190 SATOS 6005464¦VAIHDE A=100 I=14,5 D=190 SATOS 6005464 | GEAR A=100 I=14.5 D=190 SATOS 6005464¦GEAR A=100 I=14.5 D=190 SATOS 6005464 | MM_MEASURE1_VALUE1 **A=100 **MM_TYPE **A=100 I=14.5 D=190 YIELD **MM_MEASURE2_VALUE2 **I=14.5 **MM_MEASURE3_VALUE3 **D=190 **MM_MANUFACTURER_NO **6005464 **MM_MANUFACTURER **STEINEMANN |  | 060601 | 84834090 |  |  | Cleansed | GEAR |  |  |  | STEINEMANN TECHNOLOGY AG | NON-OEM | 6005464 |  |  | GEAR RATIO | 14,5 | BORE SIZE |  | OUTSIDE DIAMETER | 190 | NUMBER OF TEETH | [5 empty] | SATOS,A:100,YIELD |  |  |  |  | URL Not Found |  |  |  | Production Completed
STP_008 | Data Enrichment | SFQ | OK | 2023-07-11 | 2023-07-12 | PVJ |  | 2023-07-14 |  | 190091 |  | 190091 | M | ZRSA | EN | 06 | [7 empty] | PC | 0 | 0 | KG | 0 | 0 | [5 empty] | PC |  | Z002 | [12 empty] | HAMMASPYÖRÄ R567270 | GEAR R567270 | MM_PROPERTY **GEAR **MM_MANUFACTURER_NO **R567270 **MM_MANUFACTURER **RAUTE **MM_LISAT_2 **RAUTE NO. R567270 |  | 061002 | 84834090 |  |  | Cleansed | GEAR |  |  |  | RAUTE | NON-OEM | R567270 |  |  | GEAR RATIO |  | BORE SIZE |  | OUTSIDE DIAMETER |  | NUMBER OF TEETH | [10 empty] | URL Not Found |  |  |  | Production Completed
STP_008 | Data Enrichment | SFU | OK | 04-07-2023 | 10-07-2023 | PVJ |  | 2023-07-14 |  | 138190 |  | 138190 | M | ZRSA | EN | 06 | [7 empty] | PC | 0 | 0 | KG | 0 | 0 | [5 empty] | PC |  | Z002 | [12 empty] | KIERUKKAVAIHDE CAM-2200A1 SV I=224 | HELICAL GEAR CAM-2200A1 SV I=224 | MM_TYPE **CAM-2200A1 SV **MM_MEASUREMENT4_VALUE4 **I=224 **MM_STANDARD **IEC 28F215 **MM_MANUFACTURER **CURVED |  | 060601 | 84834029 |  |  | CLEANSED | GEAR | HELICAL |  | IEC 28F215 | CURVED |  |  | CAM-2200A1 SV |  | BORE SIZE |  | PITCH DIAMETER |  | OUTSIDE DIAMETER |  | NUMBER OF TEETH | [5 empty] | GEAR RATIO:224:1 |  |  |  |  | URL NOT FOUND |  |  |  | Production Completed
STP_008 | Data Enrichment | SFU | OK | 04-07-2023 | 10-07-2023 | PVJ |  | 2023-07-14 |  | 138191 |  | 138191 | M | ZRSA | EN | 06 | [7 empty] | PC | 0 | 0 | KG | 0 | 0 | [5 empty] | PC |  | Z002 | [12 empty] | KIERUKKAVAIHDE CVS-1250-60-B2 I=60 | HELICAL GEAR CVS-1250-60-B2 I=60 | MM_TYPE **CVS-1250-60-B2 **MM_MEASUREMENT4_VALUE4 **I=60 **MM_MANUFACTURER **CURVED |  | 060601 | 84834029 |  |  | CLEANSED | GEAR | HELICAL |  |  | CURVED |  |  | CVS-1250-60-B2 |  | BORE SIZE |  | PITCH DIAMETER |  | OUTSIDE DIAMETER |  | NUMBER OF TEETH | [5 empty] | GEAR RATIO:60:1 |  |  |  |  | URL NOT FOUND |  |  |  | Production Completed
STP_008 | Data Enrichment | SFU | OK | 04-07-2023 | 10-07-2023 | PVJ |  | 2023-07-14 |  | 138192 |  | 138192 | M | ZRSA | EN | 06 | [7 empty] | PC | 0 | 0 | KG | 0 | 0 | [5 empty] | PC |  | Z002 | [12 empty] | KIERUKKAVAIHDE E2A1=10 | HELICAL GEAR E2A1=10 | MM_FEATURE **FOR ENGINE DM90-60 |  | 060601 | 84834029 |  |  | CLEANSED | GEAR | HELICAL | [7 empty] | BORE SIZE |  | PITCH DIAMETER |  | OUTSIDE DIAMETER |  | NUMBER OF TEETH | [5 empty] | E2A1=10,FOR ENGINE DM90-60 |  |  |  |  | URL NOT FOUND |  |  |  | Production Completed
STP_008 | Data Enrichment | SFU | OK | 04-07-2023 | 10-07-2023 | PVJ |  | 2023-07-14 |  | 138193 |  | 138193 | M | ZRSA | EN | 06 | [7 empty] | PC | 0 | 0 | KG | 0 | 0 | [5 empty] | PC |  | Z002 | [12 empty] | KIERUKKAVAIHDE KVAM1080 I=26 | HELICAL GEAR KVAM1080 I=26 | MM_TYPE **KVAM1080 **MM_MEASUREMENT4_VALUE4 **I=26 **MM_MANUFACTURER **COVERA |  | 060601 | 84834029 |  |  | CLEANSED | GEAR | HELICAL |  |  | COVERA | NON-OEM |  | KVAM1080 |  | BORE SIZE |  | PITCH DIAMETER |  | OUTSIDE DIAMETER |  | NUMBER OF TEETH | [5 empty] | GEAR RATIO:26:1 |  |  |  |  | URL NOT FOUND |  |  |  | Production Completed
STP_008 | Data Enrichment | SFU | OK | 04-07-2023 | 10-07-2023 | PVJ |  | 2023-07-14 |  | 138194 |  | 138194 | M | ZRSA | EN | 06 | [7 empty] | PC | 0 | 0 | KG | 0 | 0 | [5 empty] | PC |  | Z002 | [12 empty] | KIERUKKAVAIHDE KVS1125 I=19 | HELICAL GEAR KVS1125 I=19 | MM_TYPE **KVS1125 **MM_MEASUREMENT4_VALUE4 **I=19 **MM_MANUFACTURER **KUMPULAINEN |  | 060601 | 84834029 |  |  | CLEANSED | GEAR | HELICAL |  |  | KUMPULAINEN | OEM |  | KVS1125 |  | BORE SIZE |  | PITCH DIAMETER |  | OUTSIDE DIAMETER |  | NUMBER OF TEETH | [5 empty] | GEAR RATIO:19:1 |  |  |  |  | URL NOT FOUND |  |  |  | Production Completed
STP_008 | Data Enrichment | SFU | OK | 04-07-2023 | 10-07-2023 | PVJ |  | 2023-07-14 |  | 138209 |  | 138209 | M | ZRSA | EN | 06 | [7 empty] | PC | 0 | 0 | KG | 0 | 0 | [5 empty] | PC |  | Z002 | [12 empty] | TAPPIVAIHDE BT32 I=15,45 SALA | PIN GEAR BT32 I=15.45 SALA | MM_TYPE **SALABT32 **MM_MEASUREMENT4_VALUE4 **I=15.45 **MM_MANUFACTURER **NORD TRANSMISSION/BENZLERS |  | 060601 | 84834029 |  |  | CLEANSED | GEAR |  | PINION |  | NORD TRANSMISSION/BENZLERS | OEM |  | SALABT32 |  | GEAR RATIO | 15,45:1 | BORE SIZE |  | OUTSIDE DIAMETER |  | NUMBER OF TEETH | [10 empty] | URL NOT FOUND |  |  |  | Production Completed
STP_008 | Data Enrichment | SFU | OK | 04-07-2023 | 10-07-2023 | PVJ |  | 2023-07-14 |  | 138210 |  | 138210 | M | ZRSA | EN | 06 | [7 empty] | PC | 0 | 0 | KG | 0 | 0 | [5 empty] | PC |  | Z002 | [12 empty] | TAPPIVAIHDE BT52 I=15,39 SALA | PIN GEAR BT52 I=15.39 SALA | MM_FEATURE **KIBO BUSHING **MM_TYPE **SALABT52 **MM_MEASUREMENT4_VALUE4 **I=15.39 **MM_MANUFACTURER **NORD TRANSMISSION/BENZLERS |  | 060601 | 84834029 |  |  | CLEANSED | GEAR |  | PINION |  | NORD TRANSMISSION/BENZLERS | OEM |  | SALABT52 |  | GEAR RATIO | 15,39:1 | BORE SIZE |  | OUTSIDE DIAMETER |  | NUMBER OF TEETH | [5 empty] | W/ KIBO BUSHING |  |  |  |  | URL NOT FOUND |  |  |  | Production Completed
STP_008 | Data Enrichment | SFU | OK | 04-07-2023 | 10-07-2023 | PVJ |  | 2023-07-14 |  | 138230 |  | 138230 | M | ZRSA | EN | 06 | [7 empty] | PC | 0 | 0 | KG | 0 | 0 | [5 empty] | PC |  | Z002 | [12 empty] | HAMMASVAIHDE 2LG1-122 | GEAR 2LG1-122 | MM_TYPE **2LG1-122 **MM_MANUFACTURER **SEED |  | 060601 | 84834029 |  |  | CLEANSED | GEAR |  |  |  | SEED | OEM |  | 2LG1-122 |  | GEAR RATIO |  | BORE SIZE |  | OUTSIDE DIAMETER |  | NUMBER OF TEETH | [10 empty] | URL NOT FOUND |  |  |  | Production Completed
STP_008 | Data Enrichment | SFU | OK | 04-07-2023 | 10-07-2023 | PVJ |  | 2023-07-14 |  | 138233 |  | 138233 | M | ZRSA | EN | 06 | [7 empty] | PC | 0 | 0 | KG | 0 | 0 | [5 empty] | PC |  | Z002 | [12 empty] | HAMMASVAIHDE H133N I=56,8 | GEAR H133N I=56.8 | MM_TYPE **H133N **MM_MANUFACTURER **ZETTERSTRÖM |  | 060601 | 84834029 |  |  | CLEANSED | GEAR |  |  |  | ZETTERSTRÖM | OEM |  | H133N |  | GEAR RATIO | 56,8:1 | BORE SIZE |  | OUTSIDE DIAMETER |  | NUMBER OF TEETH | [10 empty] | URL NOT FOUND |  |  |  | Production Completed
STP_008 | Data Enrichment | SFU | OK | 04-07-2023 | 10-07-2023 | PVJ |  | 2023-07-14 |  | 138235 |  | 138235 | M | ZRSA | EN | 06 | [7 empty] | PC | 0 | 0 | KG | 0 | 0 | [5 empty] | PC |  | Z002 | [12 empty] | HAMMASVAIHDE HF1NA-IEC/160/19 I=38,95 | GEAR HF1NA-IEC/160/19 I=38.95 | MM_TYPE **HF1NA-IEC/160/19 **MM_MEASUREMENT4_VALUE4 **I=38.95 **MM_MANUFACTURER **WATT DRIVE |  | 060601 | 84834029 |  |  | CLEANSED | GEAR |  |  |  | WATT DRIVE | OEM |  | HF1NA-IEC/160/19 |  | GEAR RATIO | 38,95:1 | BORE SIZE |  | OUTSIDE DIAMETER |  | NUMBER OF TEETH | [10 empty] | URL NOT FOUND |  |  |  | Production Completed
STP_008 | Data Enrichment | SFU | OK | 04-07-2023 | 10-07-2023 | PVJ |  | 2023-07-14 |  | 138236 |  | 138236 | M | ZRSA | EN | 06 | [7 empty] | PC | 0 | 0 | KG | 0 | 0 | [5 empty] | PC |  | Z002 | [12 empty] | HAMMASVAIHDE L1-80 I=5 | GEAR L1-80 I=5 | MM_TYPE **L1-80 **MM_MEASUREMENT4_VALUE4 **I=5 **MM_MANUFACTURER **KUMPULINE |  | 060601 | 84834029 |  |  | CLEANSED | GEAR |  |  |  | KUMPULINE | OEM |  | L1-80 |  | GEAR RATIO | 5:1 | BORE SIZE |  | OUTSIDE DIAMETER |  | NUMBER OF TEETH | [10 empty] | URL NOT FOUND |  |  |  | Production Completed
STP_008 | Data Enrichment | SFU | OK | 04-07-2023 | 10-07-2023 | PVJ |  | 2023-07-14 |  | 138271 |  | 138271 | M | ZRSA | EN | 06 | [7 empty] | PC | 0 | 0 | KG | 0 | 0 | [5 empty] | PC |  | Z002 | [12 empty] | VAIHDE FUA16J-IEC/SAD I=15,75 | GEAR FUA16J-IEC/SAD I=15.75 | MM_TYPE **FUA16J-IEC/SAD **MM_MEASUREMENT4_VALUE4 **I=15.75 **MM_MANUFACTURER **WATT DRIVE |  | 060601 | 84834029 |  |  | CLEANSED | GEAR |  |  |  | WATT DRIVE | OEM |  | FUA16J-IEC/SAD |  | GEAR RATIO | 15,75:1 | BORE SIZE |  | OUTSIDE DIAMETER |  | NUMBER OF TEETH | [10 empty] | URL NOT FOUND |  |  |  | Production Completed
STP_008 | Data Enrichment | SFU | OK | 04-07-2023 | 10-07-2023 | PVJ |  | 2023-07-14 |  | 138272 |  | 138272 | M | ZRSA | EN | 06 | [7 empty] | PC | 0 | 0 | KG | 0 | 0 | [5 empty] | PC |  | Z002 | [12 empty] | VAIHDE FUA17-IEC/SAD I=11,13 | GEAR FUA17-IEC/SAD I=11.13 | MM_TYPE **FUA17-IEC/SAD **MM_MEASUREMENT4_VALUE4 **I=11.13 |  | 060601 | 84834029 |  |  | CLEANSED | GEAR | [6 empty] | FUA17-IEC/SAD |  | GEAR RATIO | 11,13:1 | BORE SIZE |  | OUTSIDE DIAMETER |  | NUMBER OF TEETH | [10 empty] | URL NOT FOUND |  |  |  | Production Completed
STP_008 | Data Enrichment | SFU | OK | 04-07-2023 | 10-07-2023 | PVJ |  | 2023-07-14 |  | 138273 |  | 138273 | M | ZRSA | EN | 06 | [7 empty] | PC | 0 | 0 | KG | 0 | 0 | [5 empty] | PC |  | Z002 | [12 empty] | VAIHDE FUA17J-IEC/SAD I=15,75 | GEAR FUA17J-IEC/SAD I=15.75 | MM_TYPE **FUA17J-IEC/SAD **MM_MEASUREMENT4_VALUE4 **I=15.75 |  | 060601 | 84834029 |  |  | CLEANSED | GEAR | [6 empty] | FUA17J-IEC/SAD |  | GEAR RATIO | 15,75:1 | BORE SIZE |  | OUTSIDE DIAMETER |  | NUMBER OF TEETH | [10 empty] | URL NOT FOUND |  |  |  | Production Completed
STP_008 | Data Enrichment | SFU | OK | 04-07-2023 | 10-07-2023 | PVJ |  | 2023-07-14 |  | 138274 |  | 138274 | M | ZRSA | EN | 06 | [7 empty] | PC | 0 | 0 | KG | 0 | 0 | [5 empty] | PC |  | Z002 | [12 empty] | VAIHDE FUA20J-IEC/SAD200/24 | GEAR FUA20J-IEC/SAD200/24 | MM_TYPE **FUA20J-IEC/SAD200/24 |  | 060601 | 84834029 |  |  | CLEANSED | GEAR | [6 empty] | FUA20J-IEC/SAD200/24 |  | GEAR RATIO |  | BORE SIZE |  | OUTSIDE DIAMETER |  | NUMBER OF TEETH | [10 empty] | URL NOT FOUND |  |  |  | Production Completed
STP_008 | Data Enrichment | SFU | OK | 04-07-2023 | 10-07-2023 | PVJ |  | 2023-07-14 |  | 138275 |  | 138275 | M | ZRSA | EN | 06 | [7 empty] | PC | 0 | 0 | KG | 0 | 0 | [5 empty] | PC |  | Z002 | [12 empty] | VAIHDE GB-FUA15J/D40 I=27,16 | GEAR GB-FUA15J/D40 I=27.16 | MM_TYPE **GB-FUA15J/D40 **MM_MEASUREMENT4_VALUE4 **I=27.16 |  | 060601 | 84834029 |  |  | CLEANSED | GEAR | [6 empty] | GB-FUA15J/D40 |  | GEAR RATIO | 27,16:1 | BORE SIZE |  | OUTSIDE DIAMETER |  | NUMBER OF TEETH | [10 empty] | URL NOT FOUND |  |  |  | Production Completed
STP_008 | Data Enrichment | SFU | OK | 04-07-2023 | 10-07-2023 | PVJ |  | 2023-07-14 |  | 138276 |  | 138276 | M | ZRSA | EN | 06 | [7 empty] | PC | 0 | 0 | KG | 0 | 0 | [5 empty] | PC |  | Z002 | [12 empty] | VAIHDE HDUC50A-242-2A | GEAR HDUC50A-242-2A | MM_TYPE **HDUC50A-242-2A |  | 060601 | 84834029 |  |  | CLEANSED | GEAR | [5 empty] | HDUC50A-242-2A |  |  | GEAR RATIO |  | BORE SIZE |  | OUTSIDE DIAMETER |  | NUMBER OF TEETH | [10 empty] | URL NOT FOUND |  |  |  | Production Completed
STP_008 | Data Enrichment | SFU | OK | 04-07-2023 | 10-07-2023 | PVJ |  | 2023-07-14 |  | 138277 |  | 138277 | M | ZRSA | EN | 06 | [7 empty] | PC | 0 | 0 | KG | 0 | 0 | [5 empty] | PC |  | Z002 | [12 empty] | VAIHDE HGONJ-IEC/200/19 I=10,89 | GEAR HGONJ-IEC/200/19 I=10.89 | MM_TYPE **HGONJ-IEC/200/19 **MM_MEASURE4_VALUE4 **I=10.89 |  | 060601 | 84834029 |  |  | CLEANSED | GEAR | [6 empty] | HGONJ-IEC/200/19 |  | GEAR RATIO | 10,89 | BORE SIZE |  | OUTSIDE DIAMETER |  | NUMBER OF TEETH | [10 empty] | URL NOT FOUND |  |  |  | Production Completed
STP_008 | Data Enrichment | SFU | OK | 04-07-2023 | 10-07-2023 | PVJ |  | 2023-07-14 |  | 138278 |  | 138278 | M | ZRSA | EN | 06 | [7 empty] | PC | 0 | 0 | KG | 0 | 0 | [5 empty] | PC |  | Z002 | [12 empty] | VAIHDE KS30FL I=14,769 | GEAR KS30FL I=14.769 | MM_TYPE **KS30FL **MM_MEASUREMENT4_VALUE4 **I=14.769 **MM_MANUFACTURER **GRAESNER |  | 060601 | 84834029 |  |  | CLEANSED | GEAR |  |  |  | GRAESNER | OEM |  | KS30FL |  | GEAR RATIO | 14769 | BORE SIZE |  | OUTSIDE DIAMETER |  | NUMBER OF TEETH | [10 empty] | URL NOT FOUND |  |  |  | Production Completed
STP_008 | Data Enrichment | SFU | OK | 04-07-2023 | 10-07-2023 | PVJ |  | 2023-07-14 |  | 138279 |  | 138279 | M | ZRSA | EN | 06 | [7 empty] | PC | 0 | 0 | KG | 0 | 0 | [5 empty] | PC |  | Z002 | [12 empty] | VAIHDE LGA-1140SVA1E1 I=40 | GEAR LGA-1140SVA1E1 I=40 | MM_TYPE **LGA1140SVA1E1 **MM_DIMENSION4_VALUE4 **I=40 **MM_MANUFACTURER **KUMERA |  | 060601 | 84834029 |  |  | CLEANSED | GEAR |  |  |  | KUMERA | OEM |  | LGA-1140SVA1E1 |  | GEAR RATIO | 40:1 | BORE SIZE |  | OUTSIDE DIAMETER |  | NUMBER OF TEETH | [10 empty] | URL NOT FOUND |  |  |  | Production Completed
STP_008 | Data Enrichment | SFU | OK | 04-07-2023 | 13-07-2023 | PVJ |  | 2023-07-14 |  | 144241 |  | 144241 | M | ZRSA | EN | 06 | [7 empty] | PC | 0 | 0 | KG | 0 | 0 | [5 empty] | PC |  | Z002 | [12 empty] | HAMMASPYÖRÄPARI Z1=21 Z2=60 116501 | GEAR PAIR Z1=21 Z2=60 116501 | MM_CHARACTERISTICS **Z1=21, Z2=60 **MM_TYPE **FOR ENGINE 116501 |  | 060756 | 84834029 |  |  | CLEANSED | GEAR | [8 empty] | GEAR RATIO |  | BORE SIZE |  | OUTSIDE DIAMETER |  | NUMBER OF TEETH | 21/60 |  |  |  |  | PACKAGING TYPE:PAIR,FOR ENGINE 116501 |  |  |  |  | URL NOT FOUND |  |  |  | Production Completed
STP_008 | Data Enrichment | SFU | OK | 04-07-2023 | 11-07-2023 | PVJ |  | 2023-07-14 |  | 144702 |  | 144702 | M | ZRSA | EN | 06 | [7 empty] | PC | 0 | 0 | KG | 0 | 0 | [5 empty] | PC |  | Z002 | [12 empty] | AKSELI/HAMMASPYÖRÄ 2030-024735-01.3 | SHAFT/GEAR 2030-024735-01.3 | MM_TYPE **ANTHON |  | 060763 | 84834029 |  |  | CLEANSED | GEAR | [5 empty] | 2030-024735-01.3 |  |  | GEAR RATIO |  | BORE SIZE |  | OUTSIDE DIAMETER |  | NUMBER OF TEETH | [5 empty] | W/ SHAFT,ANTHON |  |  |  |  | URL NOT FOUND |  |  |  | Production Completed
STP_008 | Data Enrichment | SFU | OK | 04-07-2023 | 11-07-2023 | PVJ |  | 2023-07-14 |  | 154334 |  | 154334 | M | ZRSA | EN | 06 | [7 empty] | PC | 0 | 0 | KG | 0 | 0 | [5 empty] | PC |  | Z002 | [12 empty] | HAMMASPYÖRÄ +AKSELI E073401260300 | GEAR + SHAFT E073401260300 |  |  | 061002 | 84834029 |  |  | CLEANSED | GEAR | [5 empty] | E073401260300 |  |  | GEAR RATIO |  | BORE SIZE |  | OUTSIDE DIAMETER |  | NUMBER OF TEETH | [5 empty] | W/ SHAFT |  |  |  |  | URL NOT FOUND |  |  |  | Production Completed
STP_008 | Data Enrichment | SFU | OK | 04-07-2023 | 11-07-2023 | PVJ |  | 2023-07-14 |  | 154335 |  | 154335 | M | ZRSA | EN | 06 | [7 empty] | PC | 0 | 0 | KG | 0 | 0 | [5 empty] | PC |  | Z002 | [12 empty] | HAMMASPYÖRÄ 45903.930 Z12 MUOVI | GEAR 45903.930 Z12 PLASTIC | MM_LISAT_1 **DUST STATION NORDFAB NFK-HJ **MM_MANUFACTURER_NO **45903.93 **MM_MANUFACTURER **DANTHERM FILTRATION |  | 061002 | 84834029 |  |  | CLEANSED | GEAR |  | CHAIN WHEEL |  | DANTHERM FILTRATION | OEM | 45903.930 |  |  | GEAR RATIO |  | BORE SIZE |  | OUTSIDE DIAMETER |  | NUMBER OF TEETH | 12 |  |  |  | PLASTIC | FOR DUST STATION NORDFAB NFK-HJ |  |  |  |  | URL NOT FOUND |  |  | REVIEW NM | Production Completed
STP_008 | Data Enrichment | SFU | OK | 04-07-2023 | 11-07-2023 | PVJ |  | 2023-07-14 |  | 154336 |  | 154336 | M | ZRSA | EN | 06 | [7 empty] | PC | 0 | 0 | KG | 0 | 0 | [5 empty] | PC |  | Z002 | [12 empty] | HAMMASPYÖRÄ 3-403462 | GEAR 3-403462 | MM_LISAT_1 **1/3/5 DRYERS |  | 061002 | 84834029 |  |  | CLEANSED | GEAR | [5 empty] | 3-403462 |  |  | GEAR RATIO |  | BORE SIZE |  | OUTSIDE DIAMETER |  | NUMBER OF TEETH | [5 empty] | FOR 1/3/5 DRYERS |  |  |  |  | URL NOT FOUND |  |  |  | Production Completed
STP_008 | Data Enrichment | SFU | OK | 04-07-2023 | 11-07-2023 | PVJ |  | 2023-07-14 |  | 154339 |  | 154339 | M | ZRSA | EN | 06 | [7 empty] | PC | 0 | 0 | KG | 0 | 0 | [5 empty] | PC |  | Z002 | [12 empty] | HAMMASPYÖRÄ H 780243 | GEAR H 780243 | MM_LISAT_1 **GRINDER 2 STEINEMAN |  | 061002 | 84834029 |  |  | CLEANSED | GEAR | [5 empty] | H 780243 |  |  | GEAR RATIO |  | BORE SIZE |  | OUTSIDE DIAMETER |  | NUMBER OF TEETH | [5 empty] | FOR GRINDER 2 STEINEMAN |  |  |  |  | URL NOT FOUND |  |  |  | Production Completed
STP_008 | Data Enrichment | SFU | OK | 04-07-2023 | 11-07-2023 | PVJ |  | 2023-07-14 |  | 154340 |  | 154340 | M | ZRSA | EN | 06 | [7 empty] | PC | 0 | 0 | KG | 0 | 0 | [5 empty] | PC |  | Z002 | [12 empty] | HAMMASPYÖRÄ P71 3-1114237 | GEAR P71 3-1114237 |  |  | 061002 | 84834029 |  |  | CLEANSED | GEAR | [5 empty] | P71 3-1114237 |  |  | GEAR RATIO |  | BORE SIZE |  | OUTSIDE DIAMETER |  | NUMBER OF TEETH | [10 empty] | URL NOT FOUND |  |  |  | Production Completed
STP_008 | Data Enrichment | SFU | OK | 04-07-2023 | 11-07-2023 | PVJ |  | 2023-07-14 |  | 154791 |  | 154791 | M | ZRSA | EN | 06 | [7 empty] | PC | 0 | 0 | KG | 0 | 0 | [5 empty] | PC |  | Z002 | [12 empty] | KULMAVAIHDE GRO E2A I=10 1-PORT 31020003 | ANGLE GEAR GRO E2A I=10 1-PORT 31020003 |  |  | 060601 | 84834029 |  |  | CLEANSED | GEAR |  | ANGLE |  |  |  | 31020003 |  |  | GEAR RATIO | 10:1 | BORE SIZE |  | OUTSIDE DIAMETER |  | NUMBER OF TEETH | [5 empty] | GRO E2A 1-PORT |  |  |  |  | URL NOT FOUND |  |  |  | Production Completed
STP_008 | Data Enrichment | SFU | OK | 04-07-2023 | 11-07-2023 | PVJ |  | 2023-07-14 |  | 154792 |  | 154792 | M | ZRSA | EN | 06 | [7 empty] | PC | 0 | 0 | KG | 0 | 0 | [5 empty] | PC |  | Z002 | [12 empty] | KULMAVAIHDE 601.641 YLÄP. | ANGLE GEAR 601.641 TOP. | MM_LISAT_1 **GRINDER 2 STEINEMAN |  | 060601 | 84834029 |  |  | CLEANSED | GEAR |  | ANGLE | [6 empty] | GEAR RATIO |  | BORE SIZE |  | OUTSIDE DIAMETER |  | NUMBER OF TEETH | [5 empty] | REF:601.641 TOP,FOR GRINDER 2 STEINEMAN |  |  |  |  | URL NOT FOUND |  |  |  | Production Completed
STP_008 | Data Enrichment | NEN | OK | 10-07-2023 | 11-07-2023 | PVJ |  | 2023-07-14 |  | 166273 |  | 166273 | M | ZRSA | EN | 06 | [7 empty] | PC | 0 | 0 | KG | 0 | 0 | [5 empty] | PC |  | Z002 | [12 empty] | GEAR HPS-100-5-B2-S/24-50-95-M8-115¦VAIHDE HPS-100-5-B2-S/24-51-95-M8-115 | GEAR HPS-100-5-B2-S/24-50-95-M8-115¦GEAR HPS-100-5-B2-S/24-51-95-M8-115 | MM_TYYPPI **HPS-100-5-B2-S/24-51-95-M8-115 **MM_LISAT_1 **RAUTE IN SUPPLIER'S WAREHOUSE |  | 060601 | 84834029 |  |  | CLEANSED | GEAR |  |  |  | RAUTE | NON-OEM | HPS-100-5-B2-S/24-51-95-M8-115 |  |  | GEAR RATIO |  | BORE SIZE |  | OUTSIDE DIAMETER |  | NUMBER OF TEETH | [5 empty] | SUPPLIER'S WAREHOUSE |  |  |  |  | URL NOT FOUND |  |  |  | Production Completed
STP_008 | Data Enrichment | NEN | OK | 10-07-2023 | 11-07-2023 | PVJ |  | 2023-07-14 |  | 166643 |  | 166643 | M | ZRSA | EN | 06 | [7 empty] | PC | 0 | 0 | KG | 0 | 0 | [5 empty] | PC |  | Z002 | [12 empty] | HAMMASPYÖRÄ M3 Z27 DO81,0 | GEAR M3 Z27 DO81.0 | MM_PROPERTY **MACHINE HFV33 **MM_MEASUREMENT1_VALUE1 **M3 **MM_TYPE **PROJECTA E07340112603 **MM_MEASUREMENT2_VALUE2 **Z27 **MM_MEASUREMENT3_VALUE3 **DO81.0 **MM_MANUFACTURER_NO **0065.05.01.035 **MM_MANUFACTURER **HOLZMA |  | 060752 | 84834029 |  |  | CLEANSED | GEAR |  |  |  | HOMAG GROUP | OEM | 0065.05.01.035 |  |  | GEAR RATIO |  | BORE SIZE |  | OUTSIDE DIAMETER |  | NUMBER OF TEETH | 27 |  |  |  |  | FOR MACHINE HFV33,MOUNTING POSITION:M3,PROJECTA E07340112603,DO81.0 |  |  |  |  | URL NOT FOUND |  |  |  | Production Completed
STP_008 | Data Enrichment | NEN | OK | 10-07-2023 | 11-07-2023 | PVJ |  | 2023-07-14 |  | 166705 |  | 166705 | M | ZRSA | EN | 06 | [7 empty] | PC | 0 | 0 | KG | 0 | 0 | [5 empty] | PC |  | Z002 | [12 empty] | KIERUKKAVAIHDE SK 1S80-W F | HELICAL GEAR SK 1S80-WF | MM_MEASUREMENT1_VALUE1 **I=10.33 **MM_TYPE **SK 1S80-WF **MM_MEASUREMENT2_VALUE2 **B3 **MM_MANUFACTURER_NO **9825650.00-22 **MM_MANUFACTURER **NORDGEAR |  | 060601 | 84834021 |  |  | CLEANSED | GEAR | HELICAL |  |  | NORD | OEM | 9825650.00-22 | SK 1S80-WF |  | BORE SIZE |  | PITCH DIAMETER |  | OUTSIDE DIAMETER |  | NUMBER OF TEETH | [5 empty] | GEAR RATIO:10,33,MOUNTING POSITION:B3 |  |  |  |  | URL NOT FOUND |  |  |  | Production Completed
STP_008 | Data Enrichment | NEN | OK | 10-07-2023 | 11-07-2023 | PVJ |  | 2023-07-14 |  | 170164 |  | 170164 | M | ZRSA | EN | 06 | [7 empty] | PC | 0 | 0 | KG | 0 | 0 | [5 empty] | PC |  | Z002 | [10 empty] | HAMMASPYÖRÄ 061.1.026 MOD.007 |  | HAMMASPYÖRÄ 061.1.026 MOD.007 | GEAR 061.1.026 MOD.007 | MM_TYPPI **061.1.026 MOD.007 **MM_LISAT_1 **IMEAS STABLE ADJUSTMENT **MM_MANUFACTURER_NO **720611026000 |  | 060760 | 84834029 |  |  | CLEANSED | GEAR |  | STABLE ADJUSTMENT |  | IMEAS SPA | OEM | 720611026000 |  |  | GEAR RATIO |  | BORE SIZE |  | OUTSIDE DIAMETER |  | NUMBER OF TEETH | [5 empty] | ALTERNATE MPN:061.1.026 MOD.007 |  |  |  |  | URL NOT FOUND |  |  |  | Production Completed
STP_008 | Data Enrichment | NEN | OK | 10-07-2023 | 12-07-2023 | PVJ |  | 2023-07-14 |  | 177930 |  | 177930 | M | ZRSA | EN | 06 | [7 empty] | PC | 0 | 0 | KG | 0 | 0 | [5 empty] | PC |  | Z002 | [12 empty] | HAMMASPYÖRÄ 719781013000 | HAMMASPYÖRÄ 719781013000 | MM_LISAT_1 **HIOMAKONE IMEAS VAIHDELAATIKKO **MM_VALMISTAJAN_NRO **719781013000 |  | 060601 | 84834021 |  |  | CLEANSED | GEAR |  |  |  |  | NON-OEM | 719781013000 |  |  | GEAR RATIO |  | BORE SIZE |  | OUTSIDE DIAMETER |  | NUMBER OF TEETH | [5 empty] | FOR GRINDER IMEAS GEARBOX |  |  |  |  | URL NOT FOUND |  |  |  | Production Completed
STP_008 | Data Enrichment | NEN | OK | 10-07-2023 | 11-07-2023 | PVJ |  | 2023-07-14 |  | 178098 |  | 178098 | M | ZRSA | EN | 06 | [7 empty] | PC | 0 | 0 | KG | 0 | 0 | [5 empty] | PC |  | Z002 | [12 empty] | VAIHDE 52.113.06.20 I=15 | GEAR 52.113.06.20 I=15 | MM_TYPE **GEAR 52.113.06.20 **MM_MEASUREMENT4_VALUE4 **I=15 |  | 060601 | 84834029 |  |  | CLEANSED | GEAR | [5 empty] | 52.113.06.20 |  |  | GEAR RATIO | 15 | BORE SIZE |  | OUTSIDE DIAMETER |  | NUMBER OF TEETH | [10 empty] | URL NOT FOUND |  |  |  | Production Completed
STP_008 | Data Enrichment | NEN | OK | 10-07-2023 | 11-07-2023 | PVJ |  | 2023-07-14 |  | 178851 |  | 178851 | M | ZRSA | EN | 06 | [7 empty] | PC | 0 | 0 | KG | 0 | 0 | [5 empty] | PC |  | Z002 | [12 empty] | HAMMASPYÖRÄ 978.1.047 719781047000 IMEAS | GEAR 978.1.047 719781047000 IMEAS | MM_TYPE **978.1.047 **MM_LISAT_1 **IMEAS CODE **MM_MANUFACTURER_NO **719781047000 **MM_MANUFACTURER **IMEAS |  | 060760 | 84834029 |  |  | CLEANSED | GEAR |  |  |  | IMEAS SPA | OEM | 719781047000 |  |  | GEAR RATIO |  | BORE SIZE |  | OUTSIDE DIAMETER |  | NUMBER OF TEETH | [5 empty] | ALTERNATE MPN:978.1.047 |  |  |  |  | URL NOT FOUND |  |  |  | Production Completed
STP_008 | Data Enrichment | NEN | OK | 10-07-2023 | 11-07-2023 | PVJ |  | 2023-07-14 |  | 178871 |  | 178871 | M | ZRSA | EN | 06 | [7 empty] | PC | 0 | 0 | KG | 0 | 0 | [5 empty] | PC |  | Z002 | [12 empty] | HAMMASPYÖRÄ M2-60N 470336 | GEAR M2-60N 470336 | MM_CHARACTERISTICS **SCHELLING **MM_TYPE **M2-60N 470336 **MM_LISAT_1 **HAND SCHELLING |  | 060601 | 84834021 |  |  | ENRICHED | GEAR | SPUR |  |  | IMA SCHELLING GROUP | OEM | M2-60N 470336 |  |  | BORE SIZE | 20 | PITCH DIAMETER | 120 | OUTSIDE DIAMETER | 124 | NUMBER OF TEETH | 60 |  |  |  |  | ALTERNATE MPN:470336,HAND |  |  |  |  | https://pti.eu/pdf/spurgear/m2.pdf | https://www.alas-kuul.ee/en/hammasratas-29611060-m2-z-60-hammasvoo-laius-20mm-rummuga-tootlemata-ava-poluatsetaal-m2-60n-20-pom-must |  |  | Production Completed
STP_008 | Data Enrichment | NEN | OK | 10-07-2023 | 11-07-2023 | PVJ |  | 2023-07-14 |  | 178872 |  | 178872 | M | ZRSA | EN | 06 | [7 empty] | PC | 0 | 0 | KG | 0 | 0 | [5 empty] | PC |  | Z002 | [12 empty] | HAMMASPYÖRÄ M4-32N | GEAR M4-32N | MM_CHARACTERISTICS **SCHELLING **MM_TYPE **M4-32N **MM_LISAT_1 **HAND SCHELLING |  | 060601 | 84834021 |  |  | ENRICHED | GEAR | SPUR |  |  | IMA SCHELLING GROUP | OEM | M4-32N |  |  | BORE SIZE | 20 | PITCH DIAMETER | 128 | OUTSIDE DIAMETER | 136 | NUMBER OF TEETH | 32 |  |  |  |  | HAND |  |  |  |  | https://pti.eu/pdf/spurgear/m4.pdf | https://www.alas-kuul.ee/en/hammasratas-m4-z-32-teras-rummuga-hammasvoo-laius-40mm-m4-32n-40 |  |  | Production Completed
STP_008 | Data Enrichment | NEN | OK | 06-07-2023 | 13-07-2023 | PVJ |  | 2023-07-14 |  | 198095 |  | 198095 | M | ZRSA | EN | 06 | [7 empty] | PC | 0¦0¦0 | 0 | KG | 0¦0¦0 | 0 | [5 empty] | M3¦NM3¦PC |  | Z002 | [12 empty] | SPROCKET M3 Z27¦HAMMASPYÖRÄ M3 Z27 | SPROCKET M3 Z27¦GEAR M3 Z27 | MM_FEATURE **SPROCKET **MM_TYPE **M3 Z27 |  | 061002 | 84839089 |  |  | CLEANSED | GEAR | [8 empty] | GEAR RATIO |  | BORE SIZE |  | OUTSIDE DIAMETER |  | NUMBER OF TEETH | 27 |  |  |  |  | NO OF MODULE:3 |  |  |  |  | URL Not Found |  |  |  | Production Completed
STP_008 | Data Enrichment | CIR | OK | 4/7/2023 | 10/7/2023 | PVJ |  | 2023-07-14 |  | 143734 |  | 143734 | M | ZRSA | EN | 06 | [7 empty] | PC | 0 | 0 | KG | 0 | 0 | [5 empty] | PC |  | Z002 | [12 empty] | LASI ALTAVALOON 140X2760 | GLASS FOR UNDERLIGHT 140X2760 | MM_MEASURE2_VALUE2 **140X2760 MM |  | 060755 | 84759090 |  |  | CLEANSED | GLASS | [8 empty] | SIZE | 140X2760 | [10 empty] | FOR UNDERLIGHT | [7 empty] | URL NOT Found | Production Completed
STP_008 | Data Enrichment | NGB | OK | 2023-07-10 | 2023-07-13 | PVJ |  | 2023-07-14 |  | 165953 |  | 165953 | M | ZRSA | EN | 06 | [7 empty] | PC | 0 | 0 | KG | 0 | 0 | [5 empty] | PC |  | Z002 | [12 empty] | LASI 215X1750MM | GLASS 215X1750MM | MM_MEASUREMENT1_VALUE1 **L=1750MM **MM_LISAT_1 **15X3MM BEVEL TOGETHER **MM_MEASUREMENT2_VALUE2 **W=215MM **MM_MEASUREMENT3_VALUE3 **D=5MM **MM_LISAT_2 **TO CORNER OF LONG SIDE |  | 060755 | 70033000 |  |  | Cleansed | GLASS | [8 empty] | SIZE | D5XL1750XW215 | [10 empty] | CORNER OF LONG SIDE |  |  |  |  | URL Not Found |  |  |  | Production Completed
STP_008 | Data Enrichment | SFU | OK | 04-07-2023 | 11-07-2023 | PVJ |  | 2023-07-14 |  | 136616 |  | 136616 | M | ZRSA | EN | 06 | [7 empty] | PC | 0 | 0 | KG | 0 | 0 | [5 empty] | PC |  | Z002 | [12 empty] | TASOHIOMAKONE RS200EQ PLUS 115X225 | PLANET GRINDER RS200EQ PLUS 115X225 | MM_TYPE **RS200EQ PLUS **MM_MANUFACTURER_NO **567761 **MM_MANUFACTURER **FESTOOL |  | 059011 | 84672959 |  |  | ENRICHED | GRINDER |  |  |  | FESTOOL | OEM | 567761 | RS200EQ PLUS |  | WHEEL/DISC SIZE | 115X225 | SPEED RATING |  | POWER RATING | 330 W | VOLTAGE RATING | [5 empty] | PLANET |  |  |  |  | https://www.kayttooh.je/festool/rs-200-eq-plus/tekniset-tiedot |  |  |  | Production Completed
STP_008 | Data Enrichment | BHJ | OK | 2023-07-11 | 2023-07-11 | PVJ |  | 2023-07-14 |  | 196256 |  | 196256 | M | ZRSA | EN | 06 | [7 empty] | PC | 0 | 0 | KG | 0 | 0 | [5 empty] | PC |  | Z002 | [10 empty] | SYÖTTÖLAITTEEN SARANA¦''¦''¦''¦'' |  | HINGE 74375126-00¦SARANA 74375126-00 | HINGE 74375126-00¦HINGE 74375126-00 | MM_TYPE **74375126-00 **MM_DRAWING **74375126-00 **MM_MANUFACTURER **PLYTEC OY |  |  | 84424000 |  |  | Cleansed | HINGE |  |  |  | PLYTEC GROUP | NON-OEM |  |  |  | SIZE | [9 empty] | 74375126-00 | [6 empty] | Url Not Found |  |  |  | Production Completed
STP_008 | Data Enrichment | BHJ | OK | 2023-07-11 | 2023-07-12 | PVJ |  | 2023-07-14 |  | 198791 |  | 198791 | M | ZRSA | EN | 06 | [7 empty] | PC | 0¦0¦0 | 0 | KG | 0¦0¦0 | 0 | [5 empty] | M3¦NM3¦PC |  | Z002 | [12 empty] | HOUSING FOR ROLLER 003005000004¦RULLAN PESÄ 003005000004 | HOUSING FOR ROLLER 003005000004 | MM_PROPERTY **HOUSING FOR ROLLER **MM_TYPE **3005000004 **MM_MANUFACTURER_NO **3005000004 **MM_MANUFACTURER **FERROPLAN |  |  | 68132000 |  |  | Cleansed | HOUSING |  |  |  | FERROPLAN OY | OEM | 3005000004 |  |  | SIZE | [11 empty] | FOR ROLLER |  |  |  |  | Url Not Found |  |  |  | Production Completed
STP_008 | Data Enrichment | CIR | OK | 11/7/2023 | 12/7/2023 | PVJ |  | 2023-07-14 |  | 189429 |  | 189429 | M | ZRSA | EN | 06 | [7 empty] | PC | 0 | 0 | KG | 0 | 0 | [5 empty] | PC |  | Z002 | [12 empty] | KOTELON UMPIPÄÄTY OEZXP 120 | HOUSING CLOSED OEZXP 120 | MM_FEATURE **CLOSED **MM_TYPE **OEZXP 120 **MM_MANUFACTURER **ABB **MM_LISAT_2 **RAUTE NO. 2008138 |  | 061290 |  |  |  | CLEANSED | HOUSING |  | CLOSED |  | ABB | OEM | OEZXP 120 |  |  | SIZE | [11 empty] | ALTERNATE MFR:RAUTE,ALTERNATE MPN:2008138 | [7 empty] | COMMODITY CODES NOT FOUND | Production Completed
STP_008 | Data Enrichment | CIR | OK | 4/7/2023 | 10/7/2023 | PVJ |  | 2023-07-14 |  | 143659 |  | 143659 | M | ZRSA | EN | 06 | [7 empty] | PC | 0 | 0 | KG | 0 | 0 | [5 empty] | PC |  | Z002 | [12 empty] | TELAN KÄYTTÖMOOTTORIN PETI YLÄPUOLI | ROLLER DRIVE MOTOR HOUSING UPPER SIDE |  |  | 060753 |  |  |  | CLEANSED | HOUSING |  | ROLLER DRIVE MOTOR | [6 empty] | SIZE | [11 empty] | UPPER SIDE | [7 empty] | URL Not Found¦COMMODITY CODES NOT FOUND | Production Completed
STP_008 | Data Enrichment | RMZ | OK | 2023-07-03 | 2023-07-11 | PVJ |  | 2023-07-14 |  | 184771 |  | 184771 | M | ZRSA | EN | 06 | [7 empty] | PC | 0 | 0 | KG | 0 | 0 | [5 empty] | PC |  | Z002 | [12 empty] | LAAKERI+PESÄ 302013106 | BEARING+HOUSING 302013106 | MM_TYPE **BEARING+HOUSING, FULL TOP. **MM_LISAT_1 **JENZ Chopper, HE300-670STA **MM_MANUFACTURER_NO **302013106 **MM_MANUFACTURER **IDEACHIP |  |  | 84819000 |  |  | Cleansed | HOUSING |  | FULL TOP BEARING |  | IDEACHIP MACHINE OY | OEM | 302013106 | HE300-670STA |  | SIZE | [11 empty] | CHOPPER,ALTERNATE MFR:JENZ |  |  |  |  | Url Not Found |  |  |  | Production Completed
STP_008 | Data Enrichment | RMZ | OK | 2023-07-11 | 2023-07-11 | PVJ |  | 2023-07-14 |  | 411360 |  | 411360 | M | ZRSA | EN | 06 | [7 empty] | PC | 0¦0¦0 | 0 | KG | 0¦0¦0 | 0 | [5 empty] | M3¦NM3¦PC |  | Z002 | [12 empty] | PUMP BRACKET PK350/10/22¦PUMPUN KANNATIN PK350/10/22 | PUMP BRACKET PK350/10/22¦PUMP BRACKET PK350/10/22 | MM_FEATURE **PUMP BRACKET **MM_TYPE **PK350/10/22 **MM_MANUFACTURER_NO **HS103526102200 |  |  | 84139100 |  |  | Enriched | HOUSING |  | BELL |  | KTR SYSTEMS | OEM | HS103526102200 | PK 350/10/22 |  | SIZE | D350XL188 | [10 empty] | PUMP BRACKET |  |  |  |  | https://www.aguirrezabal.com/archivos/productos/componentes-hidraulicos/98/008_hydr-stahlbehaelter_en.pdf |  |  | Processed based on Websource, Conflict w.r.t Input | Production Completed
STP_008 | Data Enrichment | RMZ | OK | 2023-07-11 | 2023-07-11 | PVJ |  | 2023-07-14 |  | 411361 |  | 411361 | M | ZRSA | EN | 06 | [7 empty] | PC | 0¦0¦0 | 0 | KG | 0¦0¦0 | 0 | [5 empty] | M3¦NM3¦PC |  | Z002 | [12 empty] | PUMP BRACKET PK350/4/86¦PUMPUN KANNATIN PK350/4/86 | PUMP BRACKET PK350/4/86¦PUMP BRACKET PK350/4/86 | MM_FEATURE **PUMP BRACKET **MM_TYPE **PK350/4/86 **MM_MANUFACTURER_NO **HS103526048600 |  |  | 84139100 |  |  | Enriched | HOUSING |  | BELL |  | KTR SYSTEMS | OEM | HS103526048600 | PK 350/4/86 |  | SIZE | D350XL188 | [10 empty] | PUMP BRACKET |  |  |  |  | https://www.aguirrezabal.com/archivos/productos/componentes-hidraulicos/98/008_hydr-stahlbehaelter_en.pdf |  |  | Processed based on Websource, Conflict w.r.t Input | Production Completed
STP_008 | Data Enrichment | RMZ | OK | 2023-07-11 | 2023-07-11 | PVJ |  | 2023-07-14 |  | 411362 |  | 411362 | M | ZRSA | EN | 06 | [7 empty] | PC | 0¦0¦0 | 0 | KG | 0¦0¦0 | 0 | [5 empty] | M3¦NM3¦PC |  | Z002 | [12 empty] | PUMP BRACKET PL300/4/47¦PUMPUN KANNATIN PL300/4/47 | PUMP BRACKET PL300/4/47¦PUMP BRACKET PL300/4/47 | MM_FEATURE **PUMP BRACKET **MM_TYPE **PL300/4/47 **MM_TYPE2 **HS103016044700 |  |  | 84139100 |  |  | Enriched | HOUSING |  | BELL |  | KTR SYSTEMS | OEM | HS103526102200 | PL 300/4/47 |  | SIZE | D300XL155 | [10 empty] | PUMP BRACKET |  |  |  |  | https://www.aguirrezabal.com/archivos/productos/componentes-hidraulicos/98/008_hydr-stahlbehaelter_en.pdf |  |  | Processed based on Websource, Conflict w.r.t Input | Production Completed
STP_008 | Data Enrichment | RMZ | OK | 2023-07-11 | 2023-07-11 | PVJ |  | 2023-07-14 |  | 411363 |  | 411363 | M | ZRSA | EN | 06 | [7 empty] | PC | 0¦0¦0 | 0 | KG | 0¦0¦0 | 0 | [5 empty] | M3¦NM3¦PC |  | Z002 | [12 empty] | PUMP BRACKET PK450/2/9¦PUMPUN KANNATIN PK450/2/9 | PUMP BRACKET PK450/2/9¦PUMP BRACKET PK450/2/9 | MM_FEATURE **PUMP BRACKET **MM_TYPE **PK450/2/9 **MM_MANUFACTURER_NO **HK4003333 |  |  | 84139100 |  |  | Enriched | HOUSING |  | BELL |  | KTR SYSTEMS | OEM | HK4003333 | PK 450/2/9 |  | SIZE | D450XL234 | [10 empty] | PUMP BRACKET |  |  |  |  | https://www.aguirrezabal.com/archivos/productos/componentes-hidraulicos/98/008_hydr-stahlbehaelter_en.pdf |  |  | Processed based on Websource, Conflict w.r.t Input | Production Completed
STP_008 | Data Enrichment | RMZ | OK | 2023-07-11 | 2023-07-11 | PVJ |  | 2023-07-14 |  | 411364 |  | 411364 | M | ZRSA | EN | 06 | [7 empty] | PC | 0¦0¦0 | 0 | KG | 0¦0¦0 | 0 | [5 empty] | M3¦NM3¦PC |  | Z002 | [12 empty] | PUMP BRACKET PK400/5/31¦PUMPUN KANNATIN PK400/5/31 | PUMP BRACKET PK400/5/31¦PUMP BRACKET PK400/5/31 | MM_FEATURE **PUMP BRACKET **MM_TYPE **PK400/5/31 **MM_MANUFACTURER_NO **HK4003335 |  |  | 84139100 |  |  | Enriched | HOUSING |  | BELL |  | KTR SYSTEMS | OEM | HK4003335 | PK 400/5/31 |  | SIZE | D400XL228 | [10 empty] | PUMP BRACKET |  |  |  |  | https://www.aguirrezabal.com/archivos/productos/componentes-hidraulicos/98/008_hydr-stahlbehaelter_en.pdf |  |  | Processed based on Websource, Conflict w.r.t Input | Production Completed
STP_008 | Data Enrichment | RMZ | OK | 2023-07-11 | 2023-07-11 | PVJ |  | 2023-07-14 |  | 411365 |  | 411365 | M | ZRSA | EN | 06 | [7 empty] | PC | 0¦0¦0 | 0 | KG | 0¦0¦0 | 0 | [5 empty] | M3¦NM3¦PC |  | Z002 | [12 empty] | PUMP BRACKET PK400/5/13¦PUMPUN KANNATIN PK400/5/13 | PUMP BRACKET PK400/5/13¦PUMP BRACKET PK400/5/13 | MM_FEATURE **PUMP BRACKET **MM_TYPE **PK400/5/13 **MM_MANUFACTURER_NO **HK4003668 |  |  | 84139100 |  |  | Enriched | HOUSING |  | BELL |  | KTR SYSTEMS | OEM | HK4003668 | PK 400/5/13 |  | SIZE | D400XL228 | [10 empty] | PUMP BRACKET |  |  |  |  | https://www.aguirrezabal.com/archivos/productos/componentes-hidraulicos/98/008_hydr-stahlbehaelter_en.pdf |  |  | Processed based on Websource, Conflict w.r.t Input | Production Completed
STP_008 | Data Enrichment | RMZ | OK | 2023-07-11 | 2023-07-11 | PVJ |  | 2023-07-14 |  | 411366 |  | 411366 | M | ZRSA | EN | 06 | [7 empty] | PC | 0¦0¦0 | 0 | KG | 0¦0¦0 | 0 | [5 empty] | M3¦NM3¦PC |  | Z002 | [12 empty] | PUMP BRACKET PK450/3/13¦PUMPUN KANNATIN PK450/3/13 | PUMP BRACKET PK450/3/13¦PUMP BRACKET PK450/3/13 | MM_FEATURE **PUMP BRACKET **MM_TYPE **PK450/3/13 **MM_MANUFACTURER_NO **HK4003669 |  |  | 84139100 |  |  | Enriched | HOUSING |  | BELL |  | KTR SYSTEMS | OEM | HK4003669 | PK 450/3/13 |  | SIZE | D450XL262 | [10 empty] | PUMP BRACKET |  |  |  |  | https://www.aguirrezabal.com/archivos/productos/componentes-hidraulicos/98/008_hydr-stahlbehaelter_en.pdf |  |  | Processed based on Websource, Conflict w.r.t Input | Production Completed
STP_008 | Data Enrichment | NEN | OK | 10-07-2023 | 12-07-2023 | PVJ |  | 2023-07-14 |  | 170118 |  | 170118 | M | ZRSA | EN | 06 | [7 empty] | PC | 0 | 0 | KG | 0 | 0 | [5 empty] | PC |  | Z002 | [12 empty] | MOMENTTITUEN PESÄ P18-059 , OSAKOKOONP. | TORQUE SUPPORT HOUSING P18-059 , PART SIZE NO. | MM_TYPE **P18-059 **MM_MANUFACTURER **RAUTE |  | 060782 |  |  |  | CLEANSED | HOUSING |  | TORQUE SUPPORT |  | RAUTE | NON-OEM |  |  |  | SIZE | [11 empty] | TYPE:P18-059 |  |  |  |  | URL NOT FOUND |  |  | Suitable commodity code not found | Production Completed
STP_008 | Data Enrichment | BHJ | OK | 2023-07-11 | 2023-07-12 | PVJ |  | 2023-07-14 |  | 407714 |  | 407714 | M | ZRSA | EN | 06 | [7 empty] | PC | 0 | 0 | KG | 0 | 0 | [5 empty] | PC |  | Z002 | [12 empty] | BLACK TOUCH DRY INK 40/PK¦KUIVAMUSTE 5803 BLACK TOUCH 40/PK | BLACK TOUCH DRY INK 40/PK¦DRY INK 5803 BLACK TOUCH 40/PK | MM_PROPERTY **DRY INK **MM_TYPE **5803 BLACK TOUCH DRY INK 40/PK **MM_MANUFACTURER_NO **70021-4270 **MM_MANUFACTURER **INFO |  |  | 32159070 |  |  | Enriched | INK |  | HOT MELT TOUCH DRY |  | INFO | NON-OEM | 5803 |  |  | COLOUR | BLACK | CONTAINER | [9 empty] | PACKAGING:40/PK,ALTERNATE MPN:70021-4270 |  |  |  |  | https://www.cmsink.com/product/5803/ |  |  |  | Production Completed
STP_008 | Data Enrichment | CIR | OK | 11/7/2023 | 13/7/2023 | PVJ |  | 2023-07-14 |  | 186368 |  | 186368 | M | ZRSA | EN | 06 | [7 empty] | PC | 0¦0 | 0 | KG | 0¦0 | 0 | [5 empty] | L¦PC |  | Z002 | [12 empty] | MUSTE ZGRAF BLACK 5L | INK ZGRAF BLACK 5L | MM_FEATURE **BLACK **MM_TYPE **ZGRAF BLACK 5L **MM_LISAT_1 **CONSUMPTION: 1/3 MACHINING **MM_LISAT_2 **2/3 COATING |  | 062301 | 32151100 |  |  | CLEANSED | INK | [6 empty] | ZGRAF |  | COLOUR | BLACK | CONTAINER | 5L | [8 empty] | CONSUMPTION: 1/3 MACHINING,2/3 COATING | [8 empty] | Production Completed
STP_008 | Data Enrichment | NEN | OK | 10-07-2023 | 11-07-2023 | PVJ |  | 2023-07-14 |  | 166211 |  | 166211 | M | ZRSA | EN | 06 | [7 empty] | PC | 0 | 0 | KG | 0 | 0 | [5 empty] | PC |  | Z002 | [12 empty] | MUSTE POROUS UNIVERSAL BLACK INK MUSTA | INK POROUS UNIVERSAL BLACK INK BLACK | MM_MEASURE1_VALUE1 **1L **MM_TYPE **201-0001-030 **MM_MANUFACTURER **WILLETT |  | 062301 | 32159070 |  |  | CLEANSED | INK |  |  |  | WILLETT MANUFACTURING LTD | OEM | 201-0001-030 |  |  | COLOUR | POROUS UNIVERSAL BLACK | CONTAINER | 1L | [13 empty] | https://www.cmsink.com/product/113-w826-121/ | https://www.needham-ink.com/en/cij-ink/willett-compatible-cij-ink |  |  | Production Completed
STP_008 | Data Enrichment | CIR | OK | 4/7/2023 | 11/7/2023 | PVJ |  | 2023-07-14 |  | 142434 |  | 142434 | M | ZRSA | EN | 06 | [7 empty] | PC | 0 | 0 | KG | 0 | 0 | [5 empty] | PC |  | Z002 | [12 empty] | RS232-LIITYNTÄ USS11A | RS232 INTERFACE USS11A | MM_MANUFACTURER **SEW |  | 061205 |  |  |  | ENRICHED | INTERFACE | COMMUNICATION |  |  | SEW-EURODRIVE | OEM | USS11A |  |  | FUNCTION | USB 1,1/2,0 TO RS485 | INPUT RATING |  | NUMBER OF PORTS | [7 empty] | RS232 INTERFACE |  |  |  |  | https://download.sew-eurodrive.com/download/pdf/09228764.pdf | https://www.radwell.co.uk/Buy/SEW%20EURODRIVE/SEW%20EURODRIVE/USS-11A/?redirect=true |  | URL not Found¦COMMODITY CODES NOT FOUND | Production Completed
STP_008 | Data Enrichment | SMX | OK | 2023-07-06 | 2023-07-10 | PVJ |  | 2023-07-14 |  | 192169 |  | 192169 | M | ZRSA | EN | 06 | [7 empty] | PC | 0 | 0 | KG | 0 | 0 | [5 empty] | PC |  | Z002 | [12 empty] | KARDINAALI LIITOS KOKO: 2 009003000100 | CARDINAL JOINT SIZE: 2 009003000100 | MM_TYPE **CARDINAL JOINT SIZE: 2 **MM_MANUFACTURER_NO **9003000100 **MM_MANUFACTURER **WEIMA/LARISSO |  | 060706 | 85479000 |  |  | Cleansed | JOINT | UNIVERSAL | CARDINAL |  | WEIMA | OEM | 9003000100 |  |  | BORE DIAMETER |  | HUB SIZE | [9 empty] | ALTERNATE MFR:LARISSO,SIZE:2 |  |  |  |  | Url Not Found |  |  |  | Production Completed
STP_008 | Data Enrichment | SMX | OK | 2023-07-10 | 2023-07-13 | PVJ |  | 2023-07-14 |  | 163384 |  | 163384 | M | ZRSA | EN | 06 | [7 empty] | PC | 0 | 0 | KG | 0 | 0 | [5 empty] | PC |  | Z002 | [12 empty] | NOSTONIVEL | LIFTING JOINT | MM_MANUFACTURER **ANTHON GMBH |  | 060784 | 85479000 |  |  | Cleansed | JOINT |  | LIFTING |  | ANTHON GMBH | OEM |  |  |  | SIZE | [16 empty] | Url Not Found |  |  |  | Production Completed
STP_008 | Data Enrichment | BHJ | OK | 2023-07-11 | 2023-07-13 | PVJ |  | 2023-07-14 |  | 407073 |  | 407073 | M | ZRSA | EN | 06 | [7 empty] | PC | 0¦0¦0 | 0 | KG | 0¦0¦0 | 0 | [5 empty] | M3¦NM3¦PC |  | Z002 | [12 empty] | RUBBER EXPANSION JOINT DN65¦PALJETASAIN DN65 | RUBBER EXPANSION JOINT DN65 ¦ BELLOWS DN65 | MM_PROPERTY **RUBBER EXPANSION JOINT **MM_TYPE **RUBBER EXPANSION JOINT DN65> **MM_LISAT_1 **ONNISEN TN NO 1498206 **MM_MANUFACTURER_NO **2831 10 **MM_MANUFACTURER **GENEBRE **MM_TYPE2 **115MM EPDM | [5 empty] | Enriched | JOINT | EXPANSION |  |  | GENEBRE | OEM | 2831 10 |  |  | NOMINAL SIZE | DN65 | LENGTH | 115 | END CONNECTION | FLANGE | PRESSURE CLASS/RATING | PN 10 |  |  |  | EPDM BELLOW | SUPPLIER NAME:ONNISEN,SUPPLIER PN:1498206 | 8428381001461 |  |  |  | https://www.genebre.com/rubber-expansion-joint-single-wave | https://www.onninen.fi/en/onninen-rubber-expansion-joint-dn-65-art-283110/p/ADN417 | https://www.construnario.com/2831-manguito-antivibratorio-bridas-dn-65_genebre-sa_GEN283110/AMP |  | Production Completed
STP_008 | Data Enrichment | NGB | OK | 2023-07-10 | 2023-07-11 | PVJ |  | 2023-07-14 |  | 166038 |  | 166038 | M | ZRSA | EN | 06 | [7 empty] | PC | 0 | 0 | KG | 0 | 0 | [5 empty] | PC |  | Z002 | [12 empty] | PYÖRIVÄ LIITIN GH-114-2U TURIAN | ROTARY CONNECTOR GH-114-2U TURIAN | MM_LISAT_1 **CROSS WRAP BIRCH/PINE **MM_MANUFACTURER_NO **TURIAN |  | 060763 | 90330090 |  |  | Enriched | JOINT | ROTARY | TWO WAY |  | TURIAN | NON-OEM | GH-114-2U |  |  | SIZE |  | END CONNECTION |  | ROTATION |  | PRESSURE CLASS/RATING |  |  |  |  | ALUMINUM+CEMENTED STEEL | CROSS WRAP BIRCH/PINE |  |  |  |  | http://www.turian.it/GH%20[GB].htm | https://macedonia-english.usaron.com/amp/GH_114_2U-Price-Turian-289982-13713 |  | Processed based on Websource, Conflict w.r.t Input | Production Completed
STP_008 | Data Enrichment | RMZ | OK | 2023-07-11 | 2023-07-12 | PVJ |  | 2023-07-14 |  | 410748 |  | 410748 | M | ZRSA | EN | 06 | [7 empty] | PC | 0¦0¦0 | 0 | KG | 0¦0¦0 | 0 | [5 empty] | M3¦NM3¦PC |  | Z002 | [12 empty] | SUPPORTING DEVICE JOINT H056942 RIGHT¦TUKILAITENIVEL H056942 OIKEA | SUPPORTING DEVICE JOINT H056942 RIGHT | MM_PROPERTY **JOINT **MM_DIMENSION1_VALUE1 **RIGHT **MM_TYPE **VENEER LATHES AND > **MM_MANUFACTURER_NO **H056942 **MM_TYPE2 **CENTER FOR PART |  |  | 85479000 |  |  | Cleansed | JOINT |  | RIGHT SUPPORT DEVICE |  |  |  | H056942 |  |  | SIZE | [11 empty] | VENEER LATHE,CENTER FOR PART |  |  |  |  | Url Not Found |  |  |  | Production Completed
STP_008 | Data Enrichment | RMZ | OK | 2023-07-11 | 2023-07-12 | PVJ |  | 2023-07-14 |  | 410749 |  | 410749 | M | ZRSA | EN | 06 | [7 empty] | PC | 0¦0¦0 | 0 | KG | 0¦0¦0 | 0 | [5 empty] | M3¦NM3¦PC |  | Z002 | [12 empty] | SUPPORTING DEVICE JOINT H056943 LEFT¦TUKILAITENIVEL H056943 VASEN | SUPPORTING DEVICE JOINT H056943 LEFT | MM_PROPERTIES **JOINT **MM_DIMENSION1_VALUE1 **LEFT **MM_TYPE **FINISHING LATHES AND > **MM_MANUFACTURER_NO **H056943 **MM_TYPE2 **CENTER FOR PART |  |  | 85479000 |  |  | Cleansed | JOINT |  | LEFT SUPPORT DEVICE |  |  |  | H056943 |  |  | SIZE | [11 empty] | FINISHING LATHE,CENTER FOR PART |  |  |  |  | Url Not Found |  |  |  | Production Completed
STP_008 | Data Enrichment | scs | OK | 12-07-2023 | 13-07-2023 | PVJ |  | 2023-07-14 |  | 187373 |  | 187373 | M | ZRSA | EN | 06 | [7 empty] | PC | 0 | 0 | KG | 0 | 0 | [5 empty] | PC |  | Z002 | [12 empty] | NIVEL IMULAUTASELLE M12 M003460 | JOINT FOR SUCTION PLATE M12 M003460 | MM_TYPE **M12 M003460 |  | 060752 | 85479000 |  |  | Cleansed | JOINT | [5 empty] | M12 M003460 |  |  | SIZE | [11 empty] | FOR SUCTION PLATE |  |  |  |  | Url Not Found |  |  |  | Production Completed
STP_008 | Data Enrichment | NEN | OK | 10-07-2023 | 12-07-2023 | PVJ |  | 2023-07-14 |  | 170192 |  | 170192 | M | ZRSA | EN | 06 | [7 empty] | PC | 0 | 0 | KG | 0 | 0 | [5 empty] | PC |  | Z002 | [10 empty] | NIVELKORVAKE R868395 |  | NIVELKORVAKE R868395 | JOINT R868395 | MM_LISAT_1 **SURFACE SEALER **MM_MANUFACTURER_NO **R868395 **MM_LISAT_2 **SCREW |  | 060756 | 73079980 |  |  | CLEANSED | JOINT | [5 empty] | R868395 |  |  | SIZE | [11 empty] | SURFACE SEALER,SCREW |  |  |  |  | URL NOT FOUND |  |  |  | Production Completed
STP_008 | Data Enrichment | SMX | OK | 2023-07-06 | 2023-07-10 | PVJ |  | 2023-07-14 |  | 166374 |  | 166374 | M | ZRSA | EN | 06 | [7 empty] | PC | 0 | 0 | KG | 0 | 0 | [5 empty] | PC |  | Z002 | [12 empty] | ANVIL KNIFE H009887¦VASTATERÄ RAUTE SAUMAAJA H009887 | ANVIL KNIFE H009887¦COUNTER BLADE RAUTE SEAMER H009887 | MM_MEASUREMENT1_VALUE1 **1400 **MM_TYPE **H009887 **MM_LISAT_1 **RAUTE IN SUPPLIER'S WAREHOUSE **MM_MEASUREMENT2_VALUE2 **40 **MM_MEASUREMENT3_VALUE3 **5 **MM_DRAWING **H009887 **MM_LISAT_2 **HAVE NEW SEALER 2011+2015 |  | 050308 | 82081000 |  |  | Cleansed | KNIFE |  | COUNTER BLADE ANVIL |  | RAUTE | NON-OEM | H009887 |  |  | OVERALL LENGTH | 1400 | [8 empty] | H009887 |  | SIZE:40X5,HAVE NEW SEALER 2011+2015,SEAMER |  |  |  |  | Url Not Found |  |  |  | Production Completed
STP_008 | Data Enrichment | SFQ | OK | 2023-07-11 | 2023-07-12 | PVJ |  | 2023-07-14 |  | 195267 |  | 195267 | M | ZRSA | EN | 06 | [7 empty] | PC | 0¦0¦0 | 0 | KG | 0¦0¦0 | 0 | [5 empty] | M3¦NM3¦PC |  | Z002 | [12 empty] | BROACHING KNIFE 40X30X15¦RAIVAUSTERÄ 40X30X15 | BROACHING KNIFE 40X30X15 | MM_DIMENSION1_VALUE1 **40X30X15 **MM_MANUFACTURER_NO **9001000030 **MM_MANUFACTURER **WEIMA |  | 060753 | 82119200 |  |  | Cleansed | KNIFE |  | BROACHING |  | WEIMA | NON-OEM | 9001000030 |  |  | OVERALL LENGTH | [11 empty] | SIZE:40X30X15 |  |  |  |  | URL Not Found |  |  |  | Production Completed
STP_008 | Data Enrichment | SFQ | OK | 2023-07-11 | 2023-07-12 | PVJ |  | 2023-07-14 |  | 195270 |  | 195270 | M | ZRSA | EN | 06 | [7 empty] | PC | 0¦0¦0 | 0 | KG | 0¦0¦0 | 0 | [5 empty] | M3¦NM3¦PC |  | Z002 | [12 empty] | COUNTER KNIFE INSIDE 100112000372¦VASTATERÄ, SISÄ 100112000372 | COUNTER KNIFE INSIDE 100112000372¦COUNTER KNIFE, INSIDE 100112000372 | MM_MEASUREMENT1_VALUE1 **519MM **MM_MANUFACTURER_NO **100112000372 **MM_MANUFACTURER **WEIMA |  | 060753 | 82119200 |  |  | Cleansed | KNIFE |  | COUNTER INSIDE |  | WEIMA | NON-OEM | 100112000372 |  |  | OVERALL LENGTH | 519 | [10 empty] | INSIDE |  |  |  |  | URL Not Found |  |  |  | Production Completed
STP_008 | Data Enrichment | SFQ | OK | 2023-07-11 | 2023-07-12 | PVJ |  | 2023-07-14 |  | 195269 |  | 195269 | M | ZRSA | EN | 06 | [7 empty] | PC | 0¦0¦0 | 0 | KG | 0¦0¦0 | 0 | [5 empty] | M3¦NM3¦PC |  | Z002 | [12 empty] | COUNTER KNIFE OUTSIDE¦VASTATERÄ, ULKO 100112000373 | COUNTER KNIFE OUTSIDE¦COUNTER KNIFE, OUTSIDE 100112000373 | MM_MEASUREMENT1_VALUE1 **484MM **MM_MANUFACTURER_NO **100112000373 **MM_MANUFACTURER **WEIMA |  | 060753 | 82119200 |  |  | Cleansed | KNIFE |  | COUNTER OUTSIDE |  | WEIMA | NON-OEM | 100112000373 |  |  | OVERALL LENGTH | 484 | [10 empty] | OUTER |  |  |  |  | URL Not Found |  |  |  | Production Completed
STP_008 | Data Enrichment | NEN | OK | 10-07-2023 | 10-07-2023 | PVJ |  | 2023-07-14 |  | 173583 |  | 173583 | M | ZRSA | EN | 06 | [7 empty] | PC | 0 | 0 | KG | 0 | 0 | [5 empty] | PC |  | Z002 | [12 empty] | LAMP LED-LED 4000К¦СВЕТИЛЬНИК СВЕТОДИОДНЫЙ 4000К | LAMP LED-LED 4000K¦LED LIGHT 4000K |  |  | 061103 |  |  |  | CLEANSED | LAMP | LED | [7 empty] | WATTAGE |  | VOLTAGE RATING |  | BASE TYPE |  | SHAPE DESIGNATION | [5 empty] | COLOUR TEMPERATURE:4000K |  |  |  |  | URL NOT FOUND |  |  | Suitable commodity code not found | Production Completed
STP_008 | Data Enrichment | SFU | OK | 04-07-2023 | 11-07-2023 | PVJ |  | 2023-07-14 |  | 136352 |  | 136352 | M | ZRSA | EN | 06 | [7 empty] | PC | 0 | 0 | KG | 0 | 0 | [5 empty] | PC |  | Z002 | [12 empty] | KULUTUSKUMI REMALINE 60SHORE 10X150X6100 | WEAR RUBBER REMALINE 60SHORE 10X150X6100 |  |  | 062390 | 84879090 |  |  | CLEANSED | LINING |  | WEAR | [6 empty] | SIZE | 10X150X6100 | [9 empty] | RUBBER | BRAND:REMALINE,HARDNESS:60 SHORE |  |  |  |  | URL NOT FOUND |  |  |  | Production Completed
STP_008 | Data Enrichment | BHJ | OK | 2023-07-11 | 2023-07-11 | PVJ |  | 2023-07-14 |  | 196164 |  | 196164 | M | ZRSA | EN | 06 | [7 empty] | PC | 0¦0¦0 | 0 | KG | 0¦0¦0 | 0 | [5 empty] | M3¦NM3¦PC |  | Z002 | [12 empty] | CUTTER LOCKS H108750¦LEIKKUREIDEN LUKOT H108750 | CUTTER LOCKS H108750¦CUTTER LOCKS H108750 | MM_MANUFACTURER_NO **H108750 **MM_MANUFACTURER **RAUTE |  |  | 83014090 |  |  | Cleansed | LOCK |  | CUTTER |  | RAUTE | NON-OEM | H108750 |  |  | LOCKING MECHANISM |  | SIZE | [14 empty] | Url Not Found |  |  |  | Production Completed
STP_008 | Data Enrichment | SFQ | OK | 2023-07-04 | 2023-07-11 | PVJ |  | 2023-07-14 |  | 170525 |  | 170525 | M | ZRSA | EN | 06 | [7 empty] | PC | 0 | 0 | KG | 0 | 0 | [5 empty] | PC |  | Z002 | [12 empty] | KETJUN LUKKO 20B-1/E¦CHAIN LOCK 20B-1/E¦ЗВЕНО ЗАМОК 20B-2/E | CHAIN LOCK 20B-1/E¦CHAIN LOCK 20B-1/E¦ЗВЕНО ЗАМОК 20B-2/E |  |  | 061003 | 73151900 |  |  | Cleansed | LOCK |  | CHAIN |  |  | NON-OEM | 20B-1/E |  |  | LOCKING MECHANISM |  | SIZE | [9 empty] | REF:ЗВЕНО ЗАМОК 20B-2/E |  |  |  |  | URL Not Found |  |  |  | Production Completed
STP_008 | Data Enrichment | NGB | OK | 2023-07-10 | 2023-07-13 | PVJ |  | 2023-07-14 |  | 164641 |  | 164641 | M | ZRSA | EN | 06 | [7 empty] | PC | 0 | 0 | KG | 0 | 0 | [5 empty] | PC |  | Z002 | [12 empty] | VERKKO 316 2,0X0,63/280X2900 | MESH 316 2.0X0.63/280X2900 | MM_MANUFACTURER_NO **B010W2000H15M **MM_MANUFACTURER **BRYNOLF GRÖNMARK |  | 062303 | 73143900 |  |  | Cleansed | MESH |  |  |  | BRYNOLF GRÖNMARK | NON-OEM | B010W2000H15M |  |  | SIZE | 2X0,63/280X2900 | COLOUR | [8 empty] | 316 STAINLESS STEEL | [5 empty] | URL Not Found |  |  |  | Production Completed
STP_008 | Data Enrichment | SFU | OK | 04-07-2023 | 11-07-2023 | PVJ |  | 2023-07-14 |  | 136332 |  | 136332 | M | ZRSA | EN | 06 | [7 empty] | PC | 0 | 0 | KG | 0 | 0 | [5 empty] | PC |  | Z002 | [12 empty] | VERKKO 316 K8 2,5X0,7/1000X2900 | MESH 316 K8 2.5X0.7/1000X2900 | MM_DIMENSION1_VALUE1 **CUT TO SIZE 3- 280X2900 **MM_MANUFACTURER_NO **7121000400 **MM_MANUFACTURER **CRONVALL OY |  | 062303 | 73144200 |  |  | CLEANSED | MESH |  |  |  | CRONVALL OY | NON-OEM | 7121000400 | 316 K8 2.5X0.7/1000X2900 |  | SIZE | 2,5X0,7/1000X2900 | COLOUR | [8 empty] | 316 STAINLESS STEEL | CUT TO SIZE 3-280X2900 |  |  |  |  | URL NOT FOUND |  |  |  | Production Completed
STP_008 | Data Enrichment | BHJ | OK | 2023-07-11 | 2023-07-12 | PVJ |  | 2023-07-14 |  | 407913 |  | 407913 | M | ZRSA | EN | 06 | [7 empty] | PC | 0¦0¦0 | 0.2 | KG | 0¦0¦0 | 0 | [5 empty] | M3¦NM3¦PC |  | Z002 | [12 empty] | STATIC MIXER MAH 03-17S¦STAATTINEN SEKOITTAJA MAH 03-17S | STATIC MIXER MAH 03-17S¦STATIC MIXER MAH 03-17S | MM_PROPERTY **MIXER **MM_TYPE **MAH 03-17S **MM_MANUFACTURER_NO **M00003685 **MM_MANUFACTURER **SULZER **MM_LISAT_2 **RAUTE NO: 3010037 |  |  | 90330090 |  |  | Enriched | MIXER |  | CYLINDRICAL STATIC |  | SULZER LTD | OEM | M00003685 | MAH 03-17S |  | ELECTRICAL RATING |  | SPEED RATING |  | MIXING CAPACITY | [6 empty] | POLYPROPYLENE | ALTERNATE MFR:RAUTE,ALTERNATE MPN:3010037 |  |  |  |  | https://brandywinemixers.com/sulzer-mixpac-statomix-mah-series-static-mixers/mah-03-17s |  |  |  | Production Completed
STP_008 | Data Enrichment | SMX | OK | 2023-07-10 | 2023-07-11 | SYC |  | 2023-07-14 |  | 155199 |  | 155199 | M | ZRSA | EN | 06 | [7 empty] | PC | 0 | 0 | KG | 0 | 0 | [5 empty] | PC |  | Z002 | [12 empty] | O-RENGAS 2,57X1,78 | O-RING 2.57X1.78 |  |  | 060904 | 40169300 |  |  | Cleansed | O-RING | [8 empty] | DIMENSIONS | ID2,57XS1,78 | [15 empty] | Url Not Found |  |  |  | Production Completed
STP_008 | Data Enrichment | SMX | OK | 2023-07-10 | 2023-07-11 | SYC |  | 2023-07-14 |  | 155200 |  | 155200 | M | ZRSA | EN | 06 | [7 empty] | PC | 0 | 0 | KG | 0 | 0 | [5 empty] | PC |  | Z002 | [12 empty] | O-RENGAS 200,0X7,0 | O-RING 200.0X7.0 |  |  | 060904 | 40169300 |  |  | Cleansed | O-RING | [8 empty] | DIMENSIONS | ID200XS7 | [15 empty] | Url Not Found |  |  |  | Production Completed
STP_008 | Data Enrichment | SMX | OK | 2023-07-10 | 2023-07-11 | SYC |  | 2023-07-14 |  | 155201 |  | 155201 | M | ZRSA | EN | 06 | [7 empty] | PC | 0 | 0 | KG | 0 | 0 | [5 empty] | PC |  | Z002 | [12 empty] | O-RENGAS 22,5X3,0 | O-RING 22.5X3.0 |  |  | 060904 | 40169300 |  |  | Cleansed | O-RING | [8 empty] | DIMENSIONS | ID22,5XS3 | [15 empty] | Url Not Found |  |  |  | Production Completed
STP_008 | Data Enrichment | SMX | OK | 2023-07-10 | 2023-07-11 | SYC |  | 2023-07-14 |  | 155202 |  | 155202 | M | ZRSA | EN | 06 | [7 empty] | PC | 0 | 0 | KG | 0 | 0 | [5 empty] | PC |  | Z002 | [12 empty] | O-RENGAS 24,0X3,5 | O-RING 24.0X3.5 |  |  | 060904 | 40169300 |  |  | Cleansed | O-RING | [8 empty] | DIMENSIONS | ID24XS3,5 | [15 empty] | Url Not Found |  |  |  | Production Completed
STP_008 | Data Enrichment | SMX | OK | 2023-07-10 | 2023-07-11 | SYC |  | 2023-07-14 |  | 155203 |  | 155203 | M | ZRSA | EN | 06 | [7 empty] | PC | 0 | 0 | KG | 0 | 0 | [5 empty] | PC |  | Z002 | [12 empty] | O-RENGAS 25,5X3,2 | O-RING 25.5X3.2 |  |  | 060904 | 40169300 |  |  | Cleansed | O-RING | [8 empty] | DIMENSIONS | ID25,5XS3,2 | [15 empty] | Url Not Found |  |  |  | Production Completed
STP_008 | Data Enrichment | SMX | OK | 2023-07-10 | 2023-07-11 | SYC |  | 2023-07-14 |  | 155204 |  | 155204 | M | ZRSA | EN | 06 | [7 empty] | PC | 0 | 0 | KG | 0 | 0 | [5 empty] | PC |  | Z002 | [12 empty] | O-RENGAS 250,0X7,0 | O-RING 250.0X7.0 |  |  | 060904 | 40169300 |  |  | Cleansed | O-RING | [8 empty] | DIMENSIONS | ID250XS7 | [15 empty] | Url Not Found |  |  |  | Production Completed
STP_008 | Data Enrichment | SMX | OK | 2023-07-10 | 2023-07-11 | SYC |  | 2023-07-14 |  | 155206 |  | 155206 | M | ZRSA | EN | 06 | [7 empty] | PC | 0 | 0 | KG | 0 | 0 | [5 empty] | PC |  | Z002 | [12 empty] | O-RENGAS 29,1X1,6 | O-RING 29.1X1.6 |  |  | 060904 | 40169300 |  |  | Cleansed | O-RING | [8 empty] | DIMENSIONS | ID29,1XS1,6 | [15 empty] | Url Not Found |  |  |  | Production Completed
STP_008 | Data Enrichment | SMX | OK | 2023-07-10 | 2023-07-10 | SYC |  | 2023-07-14 |  | 155207 |  | 155207 | M | ZRSA | EN | 06 | [7 empty] | PC | 0 | 0 | KG | 0 | 0 | [5 empty] | PC |  | Z002 | [12 empty] | O-RENGAS 3,9X1,8 | O-RING 3.9X1.8 |  |  | 060904 | 40169300 |  |  | Cleansed | O-RING | [8 empty] | DIMENSIONS | ID3,9XS1,8 | [15 empty] | Url Not Found |  |  |  | Production Completed
STP_008 | Data Enrichment | SMX | OK | 2023-07-10 | 2023-07-10 | SYC |  | 2023-07-14 |  | 155208 |  | 155208 | M | ZRSA | EN | 06 | [7 empty] | PC | 0 | 0 | KG | 0 | 0 | [5 empty] | PC |  | Z002 | [12 empty] | O-RENGAS 31,42X2,62 | O-RING 31.42X2.62 | MM_TYPE **6404910 |  | 060904 | 40169300 |  |  | Cleansed | O-RING | [5 empty] | 6404910 |  |  | DIMENSIONS | ID31,42XS2,62 | [15 empty] | Url Not Found |  |  |  | Production Completed
STP_008 | Data Enrichment | SMX | OK | 2023-07-10 | 2023-07-10 | SYC |  | 2023-07-14 |  | 155209 |  | 155209 | M | ZRSA | EN | 06 | [7 empty] | PC | 0 | 0 | KG | 0 | 0 | [5 empty] | PC |  | Z002 | [12 empty] | O-RENGAS 32,0X4,0 | O-RING 32.0X4.0 |  |  | 060904 | 40169300 |  |  | Cleansed | O-RING | [8 empty] | DIMENSIONS | ID32XS4 | [15 empty] | Url Not Found |  |  |  | Production Completed
STP_008 | Data Enrichment | SMX | OK | 2023-07-10 | 2023-07-10 | SYC |  | 2023-07-14 |  | 163854 |  | 163854 | M | ZRSA | EN | 06 | [7 empty] | PC | 0 | 0 | KG | 0 | 0 | [5 empty] | PC |  | Z002 | [12 empty] | O-RENGAS HK-89 BAUER | O-RING HK-89 BAUER |  |  | 060904 | 40169300 |  |  | Cleansed | O-RING |  |  |  | BAUER | OEM | HK89 |  |  | DIMENSIONS | [16 empty] | https://bartsparts.com/products/bauer-1040140/ |  |  |  | Production Completed
STP_008 | Data Enrichment | SMX | OK | 2023-07-10 | 2023-07-10 | SYC |  | 2023-07-14 |  | 164334 |  | 164334 | M | ZRSA | EN | 06 | [7 empty] | PC | 0 | 0 | KG | 0 | 0 | [5 empty] | PC |  | Z002 | [12 empty] | O-RENGAS 1551.022 VITON | O-RING 1551.022 VITON | MM_TYPE **1551.022 VITON **MM_MANUFACTURER_NO **404150514 **MM_MANUFACTURER **IP-PRODUKTER |  | 060904 | 40169300 |  |  | Cleansed | O-RING |  |  |  | IP-PRODUKTER | NON-OEM | 1551.022 |  |  | DIMENSIONS | [10 empty] | VITON | ALTERNATE MPN:404150514 |  |  |  |  | http://alfaaditya.com/wp-content/uploads/2017/08/Rotary_Lobe_Pumps_SRU_Parts.pdf |  |  |  | Production Completed
STP_008 | Data Enrichment | SMX | OK | 2023-07-10 | 2023-07-11 | SYC |  | 2023-07-14 |  | 164335 |  | 164335 | M | ZRSA | EN | 06 | [7 empty] | PC | 0 | 0 | KG | 0 | 0 | [5 empty] | PC |  | Z002 | [12 empty] | O-RENGAS FBM 1551.020 | O-RING FBM 1551.020 | MM_TYPE **FBM 1551.020 **MM_MANUFACTURER_NO **404150512 **MM_MANUFACTURER **IP-PRODUKTER |  | 060904 | 40169300 |  |  | Cleansed | O-RING |  |  |  | IP-PRODUKTER | NON-OEM | 1551.020 |  |  | DIMENSIONS | [10 empty] | FBM | ALTERNATE MPN:404150512 |  |  |  |  | https://www.csidesigns.com/uploads/resources/Alfa-Laval-SX-Pump-Parts-List.pdf |  |  |  | Production Completed
STP_008 | Data Enrichment | SMX | OK | 2023-07-10 | 2023-07-10 | SYC |  | 2023-07-14 |  | 165067 |  | 165067 | M | ZRSA | EN | 06 | [7 empty] | PC | 0 | 0 | KG | 0 | 0 | [5 empty] | PC |  | Z002 | [12 empty] | O-RENGAS 5380.224 FPM | O-RING 5380.224 FPM | MM_TYPE **5380.224 FPM **MM_MANUFACTURER_NO **9630028379 404158021 **MM_MANUFACTURER **IP-PRODUKTER |  | 060904 | 40169300 |  |  | Cleansed | O-RING |  |  |  | IP-PRODUKTER | NON-OEM | 5380.224 |  |  | DIMENSIONS | [10 empty] | FPM | ALTERNATE MPN:9630028379,404158021 |  |  |  |  | http://alfaaditya.com/wp-content/uploads/2017/08/Rotary_Lobe_Pumps_SRU_Parts.pdf |  |  |  | Production Completed
STP_008 | Data Enrichment | SMX | OK | 2023-07-10 | 2023-07-10 | SYC |  | 2023-07-14 |  | 165068 |  | 165068 | M | ZRSA | EN | 06 | [7 empty] | PC | 0 | 0 | KG | 0 | 0 | [5 empty] | PC |  | Z002 | [12 empty] | O-RENGAS 5380.223 FPM | O-RING 5380.223 FPM | MM_TYPE **5380.223 FPM **MM_MANUFACTURER_NO **9.63E+32 **MM_MANUFACTURER **IP-PRODUKTER |  | 060904 | 40169300 |  |  | Cleansed | O-RING |  |  |  | IP-PRODUKTER | NON-OEM | 5380.223 |  |  | DIMENSIONS | [10 empty] | FPM | ALTERNATE MPN:9.63E+32 |  |  |  |  | http://alfaaditya.com/wp-content/uploads/2017/08/Rotary_Lobe_Pumps_SRU_Parts.pdf |  |  |  | Production Completed
STP_008 | Data Enrichment | SMX | OK | 2023-07-10 | 2023-07-10 | SYC |  | 2023-07-14 |  | 166663 |  | 166663 | M | ZRSA | EN | 06 | [7 empty] | PC | 0 | 0 | KG | 0 | 0 | [5 empty] | PC |  | Z002 | [12 empty] | O-RENGAS 5380.223 VITON | O-RING 5380.223 VITON | MM_PROPERTY **ROTARY **MM_MATERIAL **VITON **MM_MANUFACTURER_NO **5380.223 **MM_MANUFACTURER **IP PRODUKTER |  | 060904 | 40169300 |  |  | Cleansed | O-RING |  | ROTARY |  | IP-PRODUKTER | NON-OEM |  |  |  | DIMENSIONS | [10 empty] | VITON | [5 empty] | http://alfaaditya.com/wp-content/uploads/2017/08/Rotary_Lobe_Pumps_SRU_Parts.pdf |  |  |  | Production Completed
STP_008 | Data Enrichment | SMX | OK | 2023-07-10 | 2023-07-10 | SYC |  | 2023-07-14 |  | 166664 |  | 166664 | M | ZRSA | EN | 06 | [7 empty] | PC | 0 | 0 | KG | 0 | 0 | [5 empty] | PC |  | Z002 | [12 empty] | O-RENGAS 5380.224 VITON | O-RING 5380.224 VITON | MM_PROPERTY **STATIC **MM_MATERIAL **VITON **MM_MANUFACTURER_NO **5380.224 **MM_MANUFACTURER **IP PRODUKTER |  | 060904 | 40169300 |  |  | Cleansed | O-RING |  | STATIC |  | IP-PRODUKTER | NON-OEM |  |  |  | DIMENSIONS | [10 empty] | VITON | [5 empty] | http://alfaaditya.com/wp-content/uploads/2017/08/Rotary_Lobe_Pumps_SRU_Parts.pdf |  |  |  | Production Completed
STP_008 | Data Enrichment | SMX | OK | 2023-07-10 | 2023-07-10 | SYC |  | 2023-07-14 |  | 166838 |  | 166838 | M | ZRSA | EN | 06 | [7 empty] | PC | 0 | 0 | KG | 0 | 0 | [5 empty] | PC |  | Z002 | [12 empty] | O-RENGAS 37.17.006 | O-RING 37.17.006 | MM_MANUFACTURER_NO **37.17.006 **MM_DRAWING **3011215 **MM_MANUFACTURER **DOPAG |  | 060904 | 40169300 |  |  | Cleansed | O-RING |  |  |  | DOPAG | OEM | 37.17.006 |  |  | DIMENSIONS | [9 empty] | 3011215 | [6 empty] | Url Not Found |  |  |  | Production Completed
STP_008 | Data Enrichment | SMX | OK | 2023-07-10 | 2023-07-10 | SYC |  | 2023-07-14 |  | 167303 |  | 167303 | M | ZRSA | EN | 06 | [7 empty] | PC | 0 | 0 | KG | 0 | 0 | [5 empty] | PC |  | Z002 | [12 empty] | O-RENGAS 136,12X3,53 NBR | O-RING 136.12X3.53 NBR | MM_MATERIAL **NITRILE **MM_TYPE **136.12X3.53 **MM_LISAT_1 **HAVU 2-HOT PRESS **MM_LISAT_2 **HYDRAULIC BODY TUBE |  | 060904 | 40169300 |  |  | Cleansed | O-RING |  | HYDRAULIC BODY TUBE | [6 empty] | DIMENSIONS | ID136,12XS3,53 | [9 empty] | NBR | HAVU 2-HOT PRESS |  |  |  |  | Url Not Found |  |  |  | Production Completed
STP_008 | Data Enrichment | SMX | OK | 2023-07-10 | 2023-07-10 | SYC |  | 2023-07-14 |  | 167304 |  | 167304 | M | ZRSA | EN | 06 | [7 empty] | PC | 0 | 0 | KG | 0 | 0 | [5 empty] | PC |  | Z002 | [12 empty] | O-RENGAS 126,12X2,62 NBR | O-RING 126.12X2.62 NBR | MM_MATERIAL **NITRILE **MM_TYPE **126.12X2.62 **MM_LISAT_1 **HAVU 2-HOT PRESS **MM_LISAT_2 **HYDRAULIC BODY TUBE |  | 060904 | 40169300 |  |  | Cleansed | O-RING |  | HYDRAULIC BODY TUBE | [6 empty] | DIMENSIONS | ID126,12XS2,62 | [9 empty] | NBR | HAVU 2-HOT PRESS |  |  |  |  | Url Not Found |  |  |  | Production Completed
STP_008 | Data Enrichment | SMX | OK | 2023-07-10 | 2023-07-10 | SYC |  | 2023-07-14 |  | 167766 |  | 167766 | M | ZRSA | EN | 06 | [7 empty] | PC | 0 | 0 | KG | 0 | 0 | [5 empty] | PC |  | Z002 | [12 empty] | O-RENGAS 40,95X2,62 | O-RING 40.95X2.62 | MM_TYPE **40.95X2.62 **MM_MANUFACTURER_NO **25-215.25 **MM_MANUFACTURER **PAUL |  | 060904 | 40169300 |  |  | Cleansed | O-RING |  |  |  | PAUL MASCHINENFABRIK GMBH & CO. KG | OEM | 25-215.25 |  |  | DIMENSIONS | ID40,95XS2,62 | [15 empty] | Url Not Found |  |  |  | Production Completed
STP_008 | Data Enrichment | SMX | OK | 2023-07-10 | 2023-07-11 | SYC |  | 2023-07-14 |  | 168080 |  | 168080 | M | ZRSA | EN | 06 | [7 empty] | PC | 0 | 0 | KG | 0 | 0 | [5 empty] | PC |  | Z002 | [12 empty] | O-RENGAS 104,37X3,53 NBR90 | O-RING 104.37X3.53 NBR90 | MM_MEASUREMENT1_VALUE1 **104.37 **MM_MATERIAL **NBR90 **MM_TYPE **104.37X3.53 NBR90 **MM_LISAT_1 **BALL TANKTOP NEEDLE LIFT **MM_MEASUREMENT2_VALUE2 **3.53 |  | 060904 | 40169300 |  |  | Cleansed | O-RING | [8 empty] | DIMENSIONS | ID104,37XS3,53 | [9 empty] | NBR90 | FOR BALL TANKTOP NEEDLE LIFT |  |  |  |  | Url Not Found |  |  |  | Production Completed
STP_008 | Data Enrichment | NGB | OK | 2023-07-10 | 2023-07-10 | SYC |  | 2023-07-14 |  | 155226 |  | 155226 | M | ZRSA | EN | 06 | [7 empty] | PC | 0 | 0 | KG | 0 | 0 | [5 empty] | PC |  | Z002 | [12 empty] | O-RENGAS 45,0X5,0 | O-RING 45.0X5.0 |  |  | 060904 | 40169300 |  |  | Cleansed | O-RING | [8 empty] | DIMENSIONS | 45X5 | [15 empty] | URL Not Found |  |  |  | Production Completed
STP_008 | Data Enrichment | NGB | OK | 2023-07-10 | 2023-07-10 | SYC |  | 2023-07-14 |  | 155228 |  | 155228 | M | ZRSA | EN | 06 | [7 empty] | PC | 0 | 0 | KG | 0 | 0 | [5 empty] | PC |  | Z002 | [12 empty] | O-RENGAS 52,39X3,53 | O-RING 52.39X3.53 |  |  | 060904 | 40169300 |  |  | Cleansed | O-RING | [8 empty] | DIMENSIONS | 52,39X3,53 | [15 empty] | URL Not Found |  |  |  | Production Completed
STP_008 | Data Enrichment | NGB | OK | 2023-07-10 | 2023-07-10 | SYC |  | 2023-07-14 |  | 155230 |  | 155230 | M | ZRSA | EN | 06 | [7 empty] | PC | 0 | 0 | KG | 0 | 0 | [5 empty] | PC |  | Z002 | [12 empty] | O-RENGAS 55,0X5,0 | O-RING 55.0X5.0 |  |  | 060904 | 40169300 |  |  | Cleansed | O-RING | [8 empty] | DIMENSIONS | 55X5 | [15 empty] | URL Not Found |  |  |  | Production Completed
STP_008 | Data Enrichment | NGB | OK | 2023-07-10 | 2023-07-10 | SYC |  | 2023-07-14 |  | 155231 |  | 155231 | M | ZRSA | EN | 06 | [7 empty] | PC | 0 | 0 | KG | 0 | 0 | [5 empty] | PC |  | Z002 | [12 empty] | O-RENGAS 55,0X6,0 | O-RING 55.0X6.0 |  |  | 060904 | 40169300 |  |  | Cleansed | O-RING | [8 empty] | DIMENSIONS | 55X6 | [15 empty] | URL Not Found |  |  |  | Production Completed
STP_008 | Data Enrichment | NGB | OK | 2023-07-10 | 2023-07-10 | SYC |  | 2023-07-14 |  | 155232 |  | 155232 | M | ZRSA | EN | 06 | [7 empty] | PC | 0 | 0 | KG | 0 | 0 | [5 empty] | PC |  | Z002 | [12 empty] | O-RENGAS 60,0X2,5 | O-RING 60.0X2.5 |  |  | 060904 | 40169300 |  |  | Cleansed | O-RING | [8 empty] | DIMENSIONS | 60X2,5 | [15 empty] | URL Not Found |  |  |  | Production Completed
STP_008 | Data Enrichment | NGB | OK | 2023-07-10 | 2023-07-10 | SYC |  | 2023-07-14 |  | 155235 |  | 155235 | M | ZRSA | EN | 06 | [7 empty] | PC | 0 | 0 | KG | 0 | 0 | [5 empty] | PC |  | Z002 | [12 empty] | O-RENGAS 63,22X1,78 | O-RING 63.22X1.78 |  |  | 060904 | 40169300 |  |  | Cleansed | O-RING | [8 empty] | DIMENSIONS | 63,22X1,78 | [15 empty] | URL Not Found |  |  |  | Production Completed
STP_008 | Data Enrichment | NGB | OK | 2023-07-10 | 2023-07-10 | SYC |  | 2023-07-14 |  | 155236 |  | 155236 | M | ZRSA | EN | 06 | [7 empty] | PC | 0 | 0 | KG | 0 | 0 | [5 empty] | PC |  | Z002 | [12 empty] | O-RENGAS 64,0X3,0 | O-RING 64.0X3.0 |  |  | 060904 | 40169300 |  |  | Cleansed | O-RING | [8 empty] | DIMENSIONS | 64X3 | [15 empty] | URL Not Found |  |  |  | Production Completed
STP_008 | Data Enrichment | NGB | OK | 2023-07-10 | 2023-07-10 | SYC |  | 2023-07-14 |  | 155238 |  | 155238 | M | ZRSA | EN | 06 | [7 empty] | PC | 0 | 0 | KG | 0 | 0 | [5 empty] | PC |  | Z002 | [12 empty] | O-RING 70,0X4,0¦O-RENGAS 70,0X4,0 | O-RING 70.0X4.0¦O-RING 70.0X4.0 |  |  | 060904 | 40169300 |  |  | Cleansed | O-RING | [8 empty] | DIMENSIONS | 70X4 | [15 empty] | URL Not Found |  |  |  | Production Completed
STP_008 | Data Enrichment | NGB | OK | 2023-07-10 | 2023-07-10 | SYC |  | 2023-07-14 |  | 155239 |  | 155239 | M | ZRSA | EN | 06 | [7 empty] | PC | 0 | 0 | KG | 0 | 0 | [5 empty] | PC |  | Z002 | [12 empty] | O-RENGAS 71,44X3,53 | O-RING 71.44X3.53 |  |  | 060904 | 40169300 |  |  | Cleansed | O-RING | [8 empty] | DIMENSIONS | 71,44X3,53 | [15 empty] | URL Not Found |  |  |  | Production Completed
STP_008 | Data Enrichment | NGB | OK | 2023-07-10 | 2023-07-10 | SYC |  | 2023-07-14 |  | 155241 |  | 155241 | M | ZRSA | EN | 06 | [7 empty] | PC | 0 | 0 | KG | 0 | 0 | [5 empty] | PC |  | Z002 | [12 empty] | O-RENGAS 72,0X2,62 | O-RING 72.0X2.62 | MM_PROPERTY **90 SHORE |  | 060904 | 40169300 |  |  | Cleansed | O-RING | [8 empty] | DIMENSIONS | 72X2,62 | [10 empty] | HARDNESS:90 SHORE |  |  |  |  | URL Not Found |  |  |  | Production Completed
STP_008 | Data Enrichment | NEN | OK | 10-07-2023 | 10-07-2023 | SYC |  | 2023-07-14 |  | 155242 |  | 155242 | M | ZRSA | EN | 06 | [7 empty] | PC | 0 | 0 | KG | 0 | 0 | [5 empty] | PC |  | Z002 | [12 empty] | O-RENGAS 72,0X5,5 | O-RING 72.0X5.5 |  |  | 060904 | 40169300 |  |  | CLEANSED | O-RING | [8 empty] | DIMENSIONS | 72X5,5 | [15 empty] | URL NOT FOUND |  |  |  | Production Completed
STP_008 | Data Enrichment | NEN | OK | 10-07-2023 | 10-07-2023 | SYC |  | 2023-07-14 |  | 155243 |  | 155243 | M | ZRSA | EN | 06 | [7 empty] | PC | 0 | 0 | KG | 0 | 0 | [5 empty] | PC |  | Z002 | [12 empty] | O-RENGAS 73,0X5,0 | O-RING 73.0X5.0 |  |  | 060904 | 40169300 |  |  | CLEANSED | O-RING | [8 empty] | DIMENSIONS | 73X5 | [15 empty] | URL NOT FOUND |  |  |  | Production Completed
STP_008 | Data Enrichment | NEN | OK | 10-07-2023 | 10-07-2023 | SYC |  | 2023-07-14 |  | 155246 |  | 155246 | M | ZRSA | EN | 06 | [7 empty] | PC | 0 | 0 | KG | 0 | 0 | [5 empty] | PC |  | Z002 | [12 empty] | O-RENGAS 8,1X1,6 | O-RING 8.1X1.6 |  |  | 060904 | 40169300 |  |  | CLEANSED | O-RING | [8 empty] | DIMENSIONS | 8,1X1,6 | [15 empty] | URL NOT FOUND |  |  |  | Production Completed
STP_008 | Data Enrichment | NEN | OK | 10-07-2023 | 10-07-2023 | SYC |  | 2023-07-14 |  | 155247 |  | 155247 | M | ZRSA | EN | 06 | [7 empty] | PC | 0 | 0 | KG | 0 | 0 | [5 empty] | PC |  | Z002 | [12 empty] | O-RENGAS 80,0X6,0 | O-RING 80.0X6.0 |  |  | 060904 | 40169300 |  |  | CLEANSED | O-RING | [8 empty] | DIMENSIONS | 80X6 | [15 empty] | URL NOT FOUND |  |  |  | Production Completed
STP_008 | Data Enrichment | NEN | OK | 10-07-2023 | 10-07-2023 | SYC |  | 2023-07-14 |  | 155248 |  | 155248 | M | ZRSA | EN | 06 | [7 empty] | PC | 0 | 0 | KG | 0 | 0 | [5 empty] | PC |  | Z002 | [12 empty] | O-RENGAS 82,0X5,0 | O-RING 82.0X5.0 |  |  | 060904 | 40169300 |  |  | CLEANSED | O-RING | [8 empty] | DIMENSIONS | 82X5 | [15 empty] | URL NOT FOUND |  |  |  | Production Completed
STP_008 | Data Enrichment | NEN | OK | 10-07-2023 | 10-07-2023 | SYC |  | 2023-07-14 |  | 155250 |  | 155250 | M | ZRSA | EN | 06 | [7 empty] | PC | 0 | 0 | KG | 0 | 0 | [5 empty] | PC |  | Z002 | [12 empty] | O-RENGAS 88,57X2,62 | O-RING 88.57X2.62 | MM_TYPE **6413130 |  | 060904 | 40169300 |  |  | CLEANSED | O-RING | [5 empty] | 6413130 |  |  | DIMENSIONS | 88,57X2,62 | [15 empty] | URL NOT FOUND |  |  |  | Production Completed
STP_008 | Data Enrichment | NEN | OK | 10-07-2023 | 10-07-2023 | SYC |  | 2023-07-14 |  | 155253 |  | 155253 | M | ZRSA | EN | 06 | [7 empty] | PC | 0 | 0 | KG | 0 | 0 | [5 empty] | PC |  | Z002 | [12 empty] | O-RENGAS 9,3X2,4 VITON | O-RING 9,3X2,4 VITON | MM_TYPE **6380440 |  | 060904 | 40169300 |  |  | CLEANSED | O-RING | [5 empty] | 6380440 |  |  | DIMENSIONS | 9,3X2,4 | [9 empty] | VITON | [5 empty] | URL NOT FOUND |  |  |  | Production Completed
STP_008 | Data Enrichment | NEN | OK | 10-07-2023 | 10-07-2023 | SYC |  | 2023-07-14 |  | 155256 |  | 155256 | M | ZRSA | EN | 06 | [7 empty] | PC | 0 | 0 | KG | 0 | 0 | [5 empty] | PC |  | Z002 | [12 empty] | O-RENGAS 92,0X3,0 | O-RING 92.0X3.0 |  |  | 060904 | 40169300 |  |  | CLEANSED | O-RING | [8 empty] | DIMENSIONS | 92X3 | [15 empty] | URL NOT FOUND |  |  |  | Production Completed
STP_008 | Data Enrichment | SMX | OK | 2023-07-10 | 2023-07-13 | PVJ |  | 2023-07-14 |  | 163195 |  | 163195 | M | ZRSA | EN | 06 | [7 empty] | PC | 0¦0¦0.21 | 0.2 | KG | 0¦0¦0.001 | M3 | [5 empty] | M3¦NM3¦PC |  | Z002 | [12 empty] | BRAKE PAD 39X50X134 0156430¦JARRUPALA 39X50X134 0156430 | BRAKE PAD 39X50X134 0156430¦BRAKE PAD 39X50X134 0156430 | MM_TYPE **156430 **MM_LISAT_1 **REFINERY STEINEMANN **MM_DRAWING **156430 |  | 061007 | 84659900 |  |  | Cleansed | PAD | BRAKE |  |  | STEINEMANN TECHNOLOGY AG | OEM | 0156430 |  |  | SIZE | 39X50X134 | [8 empty] | 156430 |  | REFINERY |  |  |  |  | Url Not Found |  |  |  | Production Completed
STP_008 | Data Enrichment | BHJ | OK | 2023-07-11 | 2023-07-11 | PVJ |  | 2023-07-14 |  | 199088 |  | 199088 | M | ZRSA | EN | 06 | [7 empty] | PC | 0¦0¦0 | 0 | KG | 0¦0¦0 | 0 | [5 empty] | M3¦NM3¦PC |  | Z002 | [12 empty] | SLIDE PAD 3609472¦LIUKUPALA 3609472 | SLIDE PAD 3609472¦SLIDE PAD 3609472 | MM_PROPERTY **SLIDE PAD **MM_MANUFACTURER_NO **3609472 |  |  | 84424000 |  |  | Cleansed | PAD |  | SLIDE |  |  |  | 3609472 |  |  | SIZE | [16 empty] | https://www.dhydro.com.ru/ds/produts/loglift/loglift_spare_parts.pdf |  |  | URL for Reference only | Production Completed
STP_008 | Data Enrichment | BHJ | OK | 2023-07-11 | 2023-07-11 | PVJ |  | 2023-07-14 |  | 199089 |  | 199089 | M | ZRSA | EN | 06 | [7 empty] | PC | 0¦0¦0 | 0 | KG | 0¦0¦0 | 0 | [5 empty] | M3¦NM3¦PC |  | Z002 | [12 empty] | SLIDE PAD 94275625¦LIUKUPALA 94275625 | SLIDE PAD 94275625¦SLIDE PAD 94275625 | MM_PROPERTY **SLIDE PAD **MM_MANUFACTURER_NO **94275625 |  |  | 84424000 |  |  | Cleansed | PAD |  | SLIDE |  |  |  | 94275625 |  |  | SIZE | [16 empty] | https://www.dhydro.com.ru/ds/produts/loglift/loglift_spare_parts.pdf |  |  | URL for Reference only | Production Completed
STP_008 | Data Enrichment | NEN | OK | 10-07-2023 | 12-07-2023 | PVJ |  | 2023-07-14 |  | 166707 |  | 166707 | M | ZRSA | EN | 06 | [7 empty] | PC | 0 | 0 | KG | 0 | 0 | [5 empty] | PC |  | Z002 | [12 empty] | TEOLLISUUS-PC CEF Z-SERIES | INDUSTRIAL PC CEF Z-SERIES |  |  | 140201 |  |  |  | CLEANSED | PC | DESKTOP | INDUSTRIAL | [6 empty] | PROCESSOR TYPE |  | PROCESSOR SPEED |  | RAM |  | DISPLAY TYPE |  | DISPLAY SIZE |  |  |  | CEF Z-SERIES |  |  |  |  | URL NOT FOUND |  |  | Suitable commodity code not found | Production Completed
STP_008 | Data Enrichment | CIR | OK | 11/7/2023 | 12/7/2023 | PVJ |  | 2023-07-14 |  | 189426 |  | 189426 | M | ZRSA | EN | 06 | [7 empty] | PC | 0 | 0 | KG | 0 | 0 | [5 empty] | PC |  | Z002 | [12 empty] | VARAVIRTALÄHDE ES7971-0BA00 | BACK-UP POWER SUPPLY ES7971-0BA00 | MM_FEATURE **BACKUP POWER SOURCE **MM_TYPE **ES7971-0BA00 **MM_MANUFACTURER **SIEMENS **MM_LISAT_2 **RAUTE NO. 2007776 |  | 061301 |  |  |  | ENRICHED | POWER SUPPLY |  | BACK-UP |  | SIEMENS | OEM | ES7971-0BA00 |  |  | INPUT RATING |  | OUTPUT VOLTAGE RATING | 3,6V | OUTPUT CURRENT RATING |  | POWER RATING | [5 empty] | ALTERNATE MFR:RAUTE,ALTERNATE MPN:2007776 | 4019169010238 |  |  |  | https://mall.industry.siemens.com/mall/en/ww/Catalog/Product/?mlfb=6ES7971-0BA00 | https://docs.rs-online.com/1165/A700000006677935.pdf |  | COMMODITY CODES NOT FOUND | Production Completed
STP_008 | Data Enrichment | CIR | OK | 4/7/2023 | 11/7/2023 | PVJ |  | 2023-07-14 |  | 142158 |  | 142158 | M | ZRSA | EN | 06 | [7 empty] | PC | 0 | 0 | KG | 0 | 0 | [5 empty] | PC |  | Z002 | [12 empty] | SERVO MPB51A-027-503-00 | SERVO MPB51A-027-503-00 | MM_FEATURE **FOR POWER SUPPLY UNIT **MM_MANUFACTURER **SEW |  | 061201 |  |  |  | ENRICHED | POWER SUPPLY |  | SERVO |  | SEW-EURODRIVE | OEM | MPB51A-027-503-00 |  |  | INPUT RATING | 24VDC | OUTPUT VOLTAGE RATING | 500VAC | OUTPUT CURRENT RATING | 5000A | POWER RATING | 240W |  |  |  |  | UNIT |  |  |  |  | https://download.sew-eurodrive.com/download/pdf/09223711.pdf | https://www.radwell.co.uk/Buy/SEW%20EURODRIVE/SEW%20EURODRIVE/MPB51A027-503-00/?redirect=true |  | COMMODITY CODES NOT FOUND | Production Completed
STP_008 | Data Enrichment | CIR | OK | 4/7/2023 | 11/7/2023 | PVJ |  | 2023-07-14 |  | 142679 |  | 142679 | M | ZRSA | EN | 06 | [7 empty] | PC | 0 | 0 | KG | 0 | 0 | [5 empty] | PC |  | Z002 | [12 empty] | TEHOLÄHDE MPS20 230V/24V (KÄYTÄ 167941) | POWER SUPPLY MPS20 230V/24V (USE 167941) | MM_PROPERTY **EQUIVALENT TITLE 167941 **MM_MANUFACTURER **MURRELEKTRONIK |  | 061301 |  |  |  | CLEANSED | POWER SUPPLY |  |  |  | MURRELEKTRONIK | OEM | 167941 | MPS20 |  | INPUT RATING | 230V/24V | OUTPUT VOLTAGE RATING |  | OUTPUT CURRENT RATING |  | POWER RATING | [10 empty] | https://www.electrical.com/Products/Power-Suppliess-Murr-Elektronik/MPS20-3X400-500%2F24?cond=R |  |  | COMMODITY CODES NOT FOUND | Production Completed
STP_008 | Data Enrichment | NGB | OK | 2023-07-10 | 2023-07-13 | PVJ |  | 2023-07-14 |  | 164826 |  | 164826 | M | ZRSA | EN | 06 | [7 empty] | PC | 0 | 0 | KG | 0 | 0 | [5 empty] | PC |  | Z002 | [12 empty] | TEHOLÄHDE 6EP1334-2AA00¦TEHOLÄHDE 6EP1334-2AA00 KÄYTÄ 179452 | POWER SUPPLY 6EP1334-2AA00¦POWER SUPPLY 6EP1334-2AA00 USE 179452 | MM_MANUFACTURER **SIEMENS |  | 061301 |  |  |  | Enriched | POWER SUPPLY |  |  |  | SIEMENS | OEM | 6EP1334-2AA00 |  |  | INPUT RATING | 120/230VAC | OUTPUT VOLTAGE RATING | 24VDC | OUTPUT CURRENT RATING | 10A | POWER RATING | 240W | [9 empty] | https://www.rexelusa.com/p/435493/siemens/power-supply-240w-10a-24vdc-output-120-230vac-input-1ph/754554433288/6ep1334-2aa00 |  |  |  | Production Completed
STP_008 | Data Enrichment | BHJ | OK | 2023-07-11 | 2023-07-11 | PVJ |  | 2023-07-14 |  | 407474 |  | 407474 | M | ZRSA | EN | 06 | [7 empty] | PC | 0¦0¦0 | 0 | KG | 0¦0¦0 | 0 | [5 empty] | M3¦NM3¦PC |  | Z002 | [12 empty] | PUSHER H128507¦TYÖNNIN H128507 | PUSHER H128507¦PUSHER H128507 | MM_FEATURE **PUSHER **MM_TYPE **H128507 **MM_MANUFACTURER_NO **2H1128507 A **MM_MANUFACTURER **RAUTE |  |  | 84424000 |  |  | Cleansed | PUSHER |  |  |  | RAUTE | NON-OEM | 2H1128507 A |  |  | SIZE | [16 empty] | Url Not Found |  |  |  | Production Completed
STP_008 | Data Enrichment | BHJ | OK | 2023-07-11 | 2023-07-11 | PVJ |  | 2023-07-14 |  | 198822 |  | 198822 | M | ZRSA | EN | 06 | [7 empty] | PC | 0¦0¦0 | 0 | KG | 0¦0¦0 | 0 | [5 empty] | M3¦NM3¦PC |  | Z002 | [12 empty] | GEAR RACK NAS-R00018484¦HAMMASTANKO NAS-R00018484 | GEAR RACK NAS-R00018484¦GEAR RACK NAS-R00018484 | MM_TYPE **NAS-R00018484 **MM_MANUFACTURER_NO **NAS-R00018484 **MM_MANUFACTURER **DIEFFENBACHER |  |  | 84424000 |  |  | Cleansed | RACK |  | GEAR |  | DIEFFENBACHER GMBH MASCHINEN | OEM | NAS-R00018484 |  |  | SIZE | [16 empty] | Url Not Found |  |  |  | Production Completed
STP_008 | Data Enrichment | CIR | OK | 11/7/2023 | 12/7/2023 | PVJ |  | 2023-07-14 |  | 189459 |  | 189459 | M | ZRSA | EN | 06 | [7 empty] | PC | 0 | 0 | KG | 0 | 0 | [5 empty] | PC |  | Z002 | [12 empty] | HAMMASTANKO M8 3R931335 | RACK M8 3R931335 | MM_CHARACTERISTIC **RACK **MM_TYPE **M8 3R931335 **MM_MANUFACTURER_NO **3R931335 **MM_MANUFACTURER **RAUTE **MM_LISAT_2 **RAUTE NO. 2011857 |  | 061003 |  |  |  | CLEANSED | RACK |  |  |  | RAUTE | NON-OEM | M8 3R931335 |  |  | SIZE | [11 empty] | ALTERNATE MFR:RAUTE,ALTERNATE MPN:2011857 | [7 empty] | COMMODITY CODES NOT FOUND | Production Completed
STP_008 | Data Enrichment | RMZ | OK | 2023-07-11 | 2023-07-13 | PVJ |  | 2023-07-14 |  | 408322 |  | 408322 | M | ZRSA | EN | 06 | [7 empty] | PC | 0¦0¦0 | 0 | KG | 0¦0¦0 | 0 | [5 empty] | M3¦NM3¦PC |  | Z002 | [12 empty] | RACK M3 L1498,54¦HAMMASTANKO M3 L1498,54 | RACK M3 L1498.54¦RACK M3 L1498.54 | MM_PROPERTY **RACK **MM_MEASUREMENT1_VALUE1 **L1498.54 **MM_TYPE **M3 **MM_MEASUREMENT2_VALUE2 **M8 **MM_MEASUREMENT3_VALUE3 **D7.5 **MM_MANUFACTURER_NO **E113402261480 **MM_MANUFACTURER **HOMAG |  |  | 39259080 |  |  | Cleansed | RACK |  |  |  | HOMAG GROUP | OEM | E113402261480 |  |  | SIZE | M3XM8XD7,5XL1498,54 | [15 empty] | Url Not Found |  |  |  | Production Completed
STP_008 | Data Enrichment | RMZ | OK | 2023-07-11 | 2023-07-13 | PVJ |  | 2023-07-14 |  | 408323 |  | 408323 | M | ZRSA | EN | 06 | [7 empty] | PC | 0¦0¦0 | 0 | KG | 0¦0¦0 | 0 | [5 empty] | M3¦NM3¦PC |  | Z002 | [12 empty] | RACK M3 L744,558¦HAMMASTANKO M3 L744,558 | RACK M3 L744,558¦RACK M3 L744,558 | MM_PROPERTY **RACK **MM_MEASUREMENT1_VALUE1 **L744,558 **MM_TYPE **M3 **MM_MEASUREMENT2_VALUE2 **M8 **MM_MEASUREMENT3_VALUE3 **D7.5 **MM_MANUFACTURER_NO **E113402261500 **MM_MANUFACTURER **HOMAG |  |  | 39259080 |  |  | Cleansed | RACK |  |  |  | HOMAG GROUP | OEM | E113402261500 |  |  | SIZE | M3XM8XD7,5L744,558 | [15 empty] | Url Not Found |  |  |  | Production Completed
STP_008 | Data Enrichment | SFU | OK | 04-07-2023 | 10-07-2023 | PVJ |  | 2023-07-14 |  | 136294 |  | 136294 | M | ZRSA | EN | 06 | [7 empty] | PC | 0 | 0 | KG | 0 | 0 | [5 empty] | PC |  | Z002 | [12 empty] | HAMMASTANKO M4 L=2000MM | RACK M4 L=2000MM |  |  | 062302 | 84879090 |  |  | CLEANSED | RACK | [8 empty] | SIZE | L2000 | [10 empty] | MODULE:4 |  |  |  |  | URL NOT FOUND |  |  |  | Production Completed
STP_008 | Data Enrichment | SFU | OK | 04-07-2023 | 10-07-2023 | PVJ |  | 2023-07-14 |  | 136295 |  | 136295 | M | ZRSA | EN | 06 | [7 empty] | PC | 0 | 0 | KG | 0 | 0 | [5 empty] | PC |  | Z002 | [12 empty] | HAMMASTANKO M4 L-490 39 HAMMASTA MUSTA | RACK M4 L-490 39 TEETH BLACK |  |  | 062302 | 84879090 |  |  | CLEANSED | RACK | [8 empty] | SIZE | L490 | [10 empty] | COLOR:BLACK,MODULE:4,NUMBER OF TEETH:39 |  |  |  |  | URL NOT FOUND |  |  |  | Production Completed
STP_008 | Data Enrichment | NEN | OK | 10-07-2023 | 11-07-2023 | PVJ |  | 2023-07-14 |  | 166642 |  | 166642 | M | ZRSA | EN | 06 | [7 empty] | PC | 0 | 0 | KG | 0 | 0 | [5 empty] | PC |  | Z002 | [12 empty] | HAMMASTANKO M3 L=447MM | RACK M3 L=447MM | MM_MEASUREMENT1_VALUE1 **L=447MM **MM_TYPE **PROJECTA E113402260030 **MM_MEASUREMENT2_VALUE2 **M3 **MM_MANUFACTURER_NO **0200.05.01.002/03 **MM_MANUFACTURER **HOLZMA |  | 060752 | 39259080 |  |  | CLEANSED | RACK |  | GEAR |  | HOMAG GROUP | OEM | 0200.05.01.002/03 |  |  | SIZE | L447 | [10 empty] | PROJECTA E113402260030,MOUNTING POSITION:M3 |  |  |  |  | http://euromash.net/parts/art14536 |  |  |  | Production Completed
STP_008 | Data Enrichment | NEN | OK | 10-07-2023 | 11-07-2023 | PVJ |  | 2023-07-14 |  | 168089 |  | 168089 | M | ZRSA | EN | 06 | [7 empty] | PC | 0 | 0 | KG | 0 | 0 | [5 empty] | PC |  | Z002 | [12 empty] | GEAR RACK M4 L=679 572661¦HAMMASTANKO M4 L=679 572661 | GEAR RACK M4 L=679 572661¦GEAR RACK M4 L=679 572661 | MM_DIMENSION1_VALUE1 **L=679MM **MM_TYPE **572661 **MM_LISAT_1 **PROCESSING CONTINUOUS HIGH FREQUENCY **MM_DIMENSION2_VALUE2 **M4 **MM_LISAT_2 **PRESS |  | 060766 | 39259080 |  |  | CLEANSED | RACK |  | GEAR | [6 empty] | SIZE | L679 | [10 empty] | MOUNTING POSISTION:M4,PROCESSING CONTINUOUS HIGH FREQUENCY,PRESS |  |  |  |  | URL NOT FOUND |  |  |  | Production Completed
STP_008 | Data Enrichment | NEN | OK | 10-07-2023 | 12-07-2023 | PVJ |  | 2023-07-14 |  | 178375 |  | 178375 | M | ZRSA | EN | 06 | [7 empty] | PC | 0 | 0 | KG | 0 | 0 | [5 empty] | PC |  | Z002 | [12 empty] | HAMMASTANKO M3 30X30X1498 | RACK M3 30X30X1498 | MM_TYPE **M3 30X30X1498 **MM_LISAT_1 **HAPU HOLZMA AFTER 2-SAW **MM_MANUFACTURER_NO **E113402260291 |  | 060752 | 39259080 |  |  | CLEANSED | RACK | [5 empty] | E113402260291 |  |  | SIZE | 30X30X1498 | [10 empty] | MOUNTING POSITION:M3,FOR HAPU HOLZMA AFTER 2-SAW |  |  |  |  | URL NOT FOUND |  |  |  | Production Completed
STP_008 | Data Enrichment | NEN | OK | 10-07-2023 | 12-07-2023 | PVJ |  | 2023-07-14 |  | 178376 |  | 178376 | M | ZRSA | EN | 06 | [7 empty] | PC | 0 | 0 | KG | 0 | 0 | [5 empty] | PC |  | Z002 | [12 empty] | HAMMASTANKO M3 30X30X292 | RACK M3 30X30X292 | MM_TYPE **M3 30X30X292 **MM_LISAT_1 **HAPU HOLZMA AFTER 2-SAW **MM_MANUFACTURER_NO **E113402260351 |  | 060752 | 39259080 |  |  | CLEANSED | RACK | [5 empty] | E113402260351 |  |  | SIZE | 30X30X292 | [10 empty] | MOUNTING POSITION:M3,FOR HAPU HOLZMA AFTER 2-SAW |  |  |  |  | URL NOT FOUND |  |  |  | Production Completed
STP_008 | Data Enrichment | BHJ | OK | 2023-07-11 | 2023-07-12 | PVJ |  | 2023-07-14 |  | 407408 |  | 407408 | M | ZRSA | EN | 06 | [7 empty] | PC | 0¦0¦0 | 0 | KG | 0¦0¦0 | 0 | [5 empty] | M3¦NM3¦PC |  | Z002 | [12 empty] | SLIDE RAIL 4002092¦LIUKUKISKO 4002092 | SLIDE RAIL 4002092¦SLIDE RAIL 4002092 | MM_FEATURE **SLIDE RAIL **MM_TYPE **4002092 **MM_LISAT_1 **FILM WRAPPING LINE **MM_MANUFACTURER_NO **4002092 **MM_MANUFACTURER **CROSS WRAP **MM_LISAT_2 **CONVEYOR 5 |  |  | 90330090 |  |  | Cleansed | RAIL | SLIDE |  |  | CROSS WRAP OY | OEM | 4002092 |  |  | WIDTH |  | LENGTH |  | HEIGHT | [7 empty] | FOR CONVEYOR 5,FILM WRAPPING LINE |  |  |  |  | Url Not Found |  |  |  | Production Completed
STP_008 | Data Enrichment | BHJ | OK | 2023-07-11 | 2023-07-12 | PVJ |  | 2023-07-14 |  | 407410 |  | 407410 | M | ZRSA | EN | 06 | [7 empty] | PC | 0¦0¦0 | 0 | KG | 0¦0¦0 | 0 | [5 empty] | M3¦NM3¦PC |  | Z002 | [12 empty] | SLIDE RAIL 4100643¦LIUKUKISKO 4100643 | SLIDE RAIL 4100643¦SLIDE RAIL 4100643 | MM_FEATURE **SLIDE RAIL **MM_TYPE **4100643 **MM_LISAT_1 **FILM WRAPPING LINE **MM_MANUFACTURER_NO **4100643 **MM_MANUFACTURER **CROSS WRAP **MM_LISAT_2 **CONVEYOR 6 |  |  | 90330090 |  |  | Cleansed | RAIL | SLIDE |  |  | CROSS WRAP OY | OEM | 4100643 |  |  | WIDTH |  | LENGTH |  | HEIGHT | [7 empty] | FOR CONVEYOR 6,FILM WRAPPING LINE |  |  |  |  | Url Not Found |  |  |  | Production Completed
STP_008 | Data Enrichment | BHJ | OK | 2023-07-11 | 2023-07-12 | PVJ |  | 2023-07-14 |  | 407411 |  | 407411 | M | ZRSA | EN | 06 | [7 empty] | PC | 0¦0¦0 | 0 | KG | 0¦0¦0 | 0 | [5 empty] | M3¦NM3¦PC |  | Z002 | [12 empty] | SLIDE RAIL 4100969¦LIUKUKISKO 4100969 | SLIDE RAIL 4100969¦SLIDE RAIL 4100969 | MM_FEATURE **SLIDE RAIL **MM_TYPE **4100969 **MM_LISAT_1 **FILM WRAPPING LINE **MM_MANUFACTURER_NO **4100969 **MM_MANUFACTURER **CROSS WRAP **MM_LISAT_2 **CONVEYOR 5 |  |  | 90330090 |  |  | Cleansed | RAIL | SLIDE |  |  | CROSS WRAP OY | OEM | 4100969 |  |  | WIDTH |  | LENGTH |  | HEIGHT | [7 empty] | FOR CONVEYOR 5,FILM WRAPPING LINE |  |  |  |  | Url Not Found |  |  |  | Production Completed
STP_008 | Data Enrichment | NGB | OK | 2023-07-10 | 2023-07-10 | PVJ |  | 2023-07-14 |  | 165191 |  | 165191 | M | ZRSA | EN | 06 | [7 empty] | M | 0 | 0 | KG | 0 | 0 | [5 empty] | M |  | Z002 | [12 empty] | ASENNUSKISKO 30-TS-2 | INSTALLATION RAIL 30-TS-2 | MM_DIMENSION1_VALUE1 **30 **MM_MANUFACTURER_NO **INSTALLATION RAIL 30-TS-2 **MM_MANUFACTURER **DUNLOP HIFLEX |  | 061102 | 39259010 |  |  | Cleansed | RAIL |  | INSTALLATION |  | DUNLOP HIFLEX A/S | NON-OEM | 30-TS-2 |  |  | SIZE | 30 | [15 empty] | URL Not Found |  |  |  | Production Completed
STP_008 | Data Enrichment | NGB | OK | 2023-07-10 | 2023-07-10 | PVJ |  | 2023-07-14 |  | 165190 |  | 165190 | M | ZRSA | EN | 06 | [7 empty] | M | 0 | 0 | KG | 0 | 0 | [5 empty] | M |  | Z002 | [12 empty] | ASENNUSKISKO 30-TSNL-2 | INSTALLATION RAIL 30-TSNL-2 | MM_DIMENSION1_VALUE1 **30 **MM_MANUFACTURER_NO **INSTALLATION RAIL 30-TSNL-2 **MM_MANUFACTURER **DUNLOP HIFLEX |  | 061102 | 39259010 |  |  | Cleansed | RAIL |  | INSTALLATION |  | DUNLOP HIFLEX A/S | NON-OEM | 30-TSNL-2 |  |  | SIZE | 30 | [15 empty] | URL Not Found |  |  |  | Production Completed
STP_008 | Data Enrichment | SFQ | OK | 2023-07-11 | 2023-07-11 | PVJ |  | 2023-07-14 |  | 192597 |  | 192597 | M | ZRSA | EN | 06 | [7 empty] | PC | 0 | 0 | KG | 0 | 0 | [5 empty] | PC |  | Z002 | [12 empty] | GUIDE RAIL 1607-204-31 L= 220¦OHJAINKISKO 1607-204-31 L= 220 | GUIDE RAIL 1607-204-31 L= 220¦GUIDE RAIL 1607-204-31 L= 220 | MM_TYPE **1607-204-31 L= 220 **MM_DIMENSION3_VALUE3 **24X45 **MM_MANUFACTURER_NO **E114006101066 **MM_LISAT_2 **HOLZMA NO: E114006101066 |  | 060784 | 84879090 |  |  | Enriched | RAIL | GUIDE |  |  | BOSCH REXROTH B.V. | NON-OEM | 1607-204-31 |  |  | LENGTH | 220 | WIDTH | 24 | HEIGHT | 45 | [6 empty] | ALTERNATE MFR:HOLZMA,ALTERNATE MPN:E114006101066 |  |  |  |  | https://www.statewidebearings.com.au/wp-content/uploads/2018/05/Rexroth-1607-rail-specifications.pdf |  |  | Suitable commodity code not found | Production Completed
STP_008 | Data Enrichment | SFQ | OK | 2023-07-11 | 2023-07-12 | PVJ |  | 2023-07-14 |  | 193327 |  | 193327 | M | ZRSA | EN | 06 | [7 empty] | PC | 0¦0¦0 | 0 | KG | 0¦0¦0 | 0 | [5 empty] | M3¦NM3¦PC |  | Z002 | [12 empty] | SLIDE RAIL H115948¦LIUKUKISKO H115948 | SLIDE RAIL H115948¦SLIDE RAIL H115948 | MM_MANUFACTURER_NO **H115948 **MM_MANUFACTURER **RAUTE |  | 061490 | 84879090 |  |  | Cleansed | RAIL | SLIDE |  |  | RAUTE | NON-OEM | H115948 |  |  | WIDTH |  | LENGTH |  | HEIGHT | [12 empty] | URL Not Found |  |  | Suitable commodity code not found | Production Completed
STP_008 | Data Enrichment | SFU | OK | 04-07-2023 | 11-07-2023 | PVJ |  | 2023-07-14 |  | 136281 |  | 136281 | M | ZRSA | EN | 06 | [7 empty] | PC | 0 | 0 | KG | 0 | 0 | [5 empty] | PC |  | Z002 | [12 empty] | LIUKUKISKO 08B-2 T1,2 PE L=2M | SLIDING RAIL 08B-2 T1,2 PE L=2M |  |  | 062304 | 84879090 |  |  | ENRICHED | RAIL | SLIDE | [5 empty] | 08B-2 T1,2 |  | WIDTH | 35 | LENGTH | 2M | HEIGHT | 20 | [5 empty] | PE | [5 empty] | https://www.etra.fi/fi/t-1-2-20x35-liukukisko-08b-2-h-20-10500018423 |  |  |  | Production Completed
STP_008 | Data Enrichment | SFU | OK | 04-07-2023 | 11-07-2023 | PVJ |  | 2023-07-14 |  | 136282 |  | 136282 | M | ZRSA | EN | 06 | [7 empty] | M | 0 | 0 | KG | 0 | 0 | [5 empty] | M |  | Z002 | [12 empty] | LIUKUKISKO 12B-1 CT5H15 | SLIDE RAIL 12B-1 CT5H15 |  |  | 062304 | 84879090 |  |  | CLEANSED | RAIL | SLIDE | [5 empty] | 12B-1 CT5H15 |  | WIDTH |  | LENGTH | 2M | HEIGHT | [12 empty] | https://www.kentso.fi/fi/product/liukukisko-ckg-12b-1-c-kiskoon-30x24-mm-l=2000/CKG12B1221410206 |  |  | Partially Match | Production Completed
STP_008 | Data Enrichment | SFU | OK | 04-07-2023 | 11-07-2023 | PVJ |  | 2023-07-14 |  | 136284 |  | 136284 | M | ZRSA | EN | 06 | [7 empty] | PC | 0 | 0 | KG | 0 | 0 | [5 empty] | PC |  | Z002 | [12 empty] | LIUKUKISKO 16B-2 T4,2 PE L=2M | SLIDING RAIL 16B-2 T4,2 PE L=2M |  |  | 062304 | 84879090 |  |  | ENRICHED | RAIL | SLIDE | [5 empty] | 16B-2 T4,2 |  | WIDTH | 65 | LENGTH | 2M | HEIGHT | 20 | [5 empty] | PE | [5 empty] | https://www.etra.fi/fi/t-4-2-20x65-liukukisko-16b-2-h-20-10500018430 |  |  |  | Production Completed
STP_008 | Data Enrichment | SCS | OK | 2023-07-03 | 12-07-2023 | PVJ |  | 2023-07-14 |  | 191408 |  | 191408 | M | ZRSA | EN | 06 | [7 empty] | M | 0 | 0 | KG | 0 | 0 | [5 empty] | M |  | Z002 | [12 empty] | SLIDE RAIL KRC 22 FOR BELT 22X14¦LIUKUKISKO KRC 22 HIHNALLE 22X14 | SLIDE RAIL KRC 22 FOR BELT 22X14¦SLIDE RAIL KRC 22 FOR BELT 22X14 | MM_FEATURE **SLIDE RAIL FOR BELT 22X14 **MM_TYPE **KRC 22 **MM_MANUFACTURER_NO **KRC 22 **MM_MANUFACTURER **MURTFELDT **MM_LISAT_2 **RAUTE NO: 2009009 |  |  |  |  | SLIDE RAIL | Cleansed | RAIL | SLIDE |  |  | MURTFELDT | OEM | KRC 22 |  |  | WIDTH |  | LENGTH |  | HEIGHT | [7 empty] | ALTERNATE MFR: RAUTE, ALTERNATE MPN: 2009009, FOR BELT 22X14 |  |  |  |  | Url Not Found |  |  |  | Production Completed
STP_008 | Data Enrichment | NEN | OK | 10-07-2023 | 11-07-2023 | PVJ |  | 2023-07-14 |  | 166455 |  | 166455 | M | ZRSA | EN | 06 | [7 empty] | PC | 0 | 0 | KG | 0 | 0 | [5 empty] | PC |  | Z002 | [12 empty] | KULUTUSKISKO 115067 | CONSUMABLE RAIL 115067 | MM_MEASUREMENT1_VALUE1 **32.5CM **MM_MEASUREMENT2_VALUE2 **0.8CM **MM_MEASUREMENT3_VALUE3 **3CM **MM_DRAWING **115067 **MM_MANUFACTURER **XO GROUP OY |  | 060706 |  |  |  | CLEANSED | RAIL |  |  |  | XO GROUP OY | NON-OEM |  |  |  | SIZE | 32,5X0,8X3CM | [8 empty] | 115067 | [6 empty] | URL NOT FOUND |  |  | Suitable commodity code not found | Production Completed
STP_008 | Data Enrichment | NEN | OK | 10-07-2023 | 12-07-2023 | PVJ |  | 2023-07-14 |  | 167283 |  | 167283 | M | ZRSA | EN | 06 | [7 empty] | M | 0 | 0 | KG | 0 | 0 | [5 empty] | M |  | Z002 | [12 empty] | LIUKUKISKO KR 22 MUSTA S 2310100 | SLIDING RAIL KR 22 BLACK S 2310100 | MM_TYPE **KR 22 BLACK S 2310100 |  | 060901 |  |  |  | CLEANSED | RAIL | SLIDE |  |  |  |  | 2310100 |  |  | WIDTH |  | LENGTH |  | HEIGHT | [7 empty] | KR 22 BLACK S |  |  |  |  | URL NOT FOUND |  |  | Suitable commodity code not found | Production Completed
STP_008 | Data Enrichment | SMX | OK | 2023-07-06 | 2023-07-10 | PVJ |  | 2023-07-14 |  | 410491 |  | 410491 | M | ZRSA | EN | 06 | [7 empty] | PC | 0¦0¦0 | 0 | KG | 0¦0¦0 | 0 | [5 empty] | M3¦NM3¦PC |  | Z002 | [12 empty] | RECEIVER ELECTRONIC-TRANSMISSION V2 (WI>¦VASTAANOTIN V2 21890 | RECEIVER ELECTRONIC-TRANSMISSION V2 (WI>¦RECEIVER V2 21890 | MM_PROPERTY **RECEIVER **MM_TYPE **21890 **MM_MANUFACTURER_NO **21890 **MM_MANUFACTURER **ELECTRONIC WOOD SYSTEMS GMBH **MM_TYPE2 **WITHOUT TUBE |  | 060760 | 85408100 |  |  | Cleansed | RECEIVER |  | ELECTRONIC TRANSMISSION |  | ELECTRONIC WOOD SYSTEMS GMBH | OEM | 21890 |  |  | FREQUENCY RATING |  | NUMBER OF CHANNELS |  | OPERATING RANGE |  | SIZE | [5 empty] | WITHOUT TUBE,V2 |  |  |  |  | Url Not Found |  |  |  | Production Completed
STP_008 | Data Enrichment | CIR | OK | 11/7/2023 | 13/7/2023 | PVJ |  | 2023-07-14 |  | 187744 |  | 187744 | M | ZRSA | EN | 06 | [7 empty] | PC | 0 | 0 | KG | 0 | 0 | [5 empty] | PC |  | Z002 | [12 empty] | PINKANTASAAJA H129570 | SURFACE RECEIVER H129570 | MM_TYPE **PAINT RECEIVER H129570 **MM_DRAWING **H129570 **MM_MANUFACTURER **RAUTE |  | 061101 |  |  |  | CLEANSED | RECEIVER |  | SURFACE PAINT |  | RAUTE | NON-OEM |  | H129570 |  | FREQUENCY RATING |  | NUMBER OF CHANNELS |  | OPERATING RANGE |  | SIZE |  |  |  | H129570 | [9 empty] | COMMODITY CODES NOT FOUND | Production Completed
STP_008 | Data Enrichment | SMX | OK | 2023-07-10 | 2023-07-13 | PVJ |  | 2023-07-14 |  | 163130 |  | 163130 | M | ZRSA | EN | 06 | [7 empty] | PC | 0 | 0 | KG | 0 | 0 | [5 empty] | PC |  | Z002 | [12 empty] | SAKSET 1R630635 | SCISSORS 1R630635 | MM_DRAWING **1R630635 |  | 060751 | 82130000 |  |  | Cleansed | SCISSOR | [8 empty] | POINT TYPE |  | HANDLE TYPE |  | BLADE/CUTTING LENGTH | [5 empty] | 1R630635 | [6 empty] | Url Not Found |  |  |  | Production Completed
STP_008 | Data Enrichment | NGB | OK | 2023-07-06 | 2023-07-10 | PVJ |  | 2023-07-14 |  | 153289 |  | 153289 | M | ZRSA | EN | 06 | [7 empty] | PC | 0 | 0 | KG | 0 | 0 | [5 empty] | PC |  | Z002 | [12 empty] | KUORMAUSSAKSET 55 CM E829 204725 | LOADING SCISSORS 55 CM E829 204725 | MM_TYPE **EIA 1432 |  | 059011 | 82130000 |  |  | Cleansed | SCISSOR |  | LOADING |  |  |  | E829 204725 |  |  | POINT TYPE |  | HANDLE TYPE |  | BLADE/CUTTING LENGTH | [7 empty] | SIZE:55CM,ALTERNATE MPN:EIA 1432 |  |  |  |  | URL Not Found |  |  |  | Production Completed
STP_008 | Data Enrichment | NGB | OK | 2023-07-10 | 2023-07-11 | PVJ |  | 2023-07-14 |  | 165432 |  | 165432 | M | ZRSA | EN | 06 | [7 empty] | PC | 0 | 0 | KG | 0 | 0 | [5 empty] | PC |  | Z002 | [12 empty] | KAAVARI R011467 | SCRAPER R011467 | MM_LISAT_1 **4-CUTTER **MM_DRAWING **R011467 |  | 060753 | 82033000 |  |  | Cleansed | SCRAPER | [8 empty] | BLADE WIDTH |  | BLADE LENGTH |  | BLADE THICKNESS | [5 empty] | R011467 |  | NUMBER OF CUTTER:4 |  |  |  |  | URL Not Found |  |  |  | Production Completed
STP_008 | Data Enrichment | NGB | OK | 2023-07-10 | 2023-07-11 | PVJ |  | 2023-07-14 |  | 165118 |  | 165118 | M | ZRSA | EN | 06 | [7 empty] | PC | 0 | 0 | KG | 0 | 0 | [5 empty] | PC |  | Z002 | [12 empty] | KAAVARI R231248 1460MM | SCRAPER R231248 1460MM | MM_LISAT_1 **PINE CUTTER **MM_DRAWING **R231248 |  | 060754 | 82033000 |  |  | Cleansed | SCRAPER | [8 empty] | BLADE WIDTH |  | BLADE LENGTH |  | BLADE THICKNESS | [5 empty] | R231248 |  | LENGTH:1460 |  |  |  |  | URL Not Found |  |  |  | Production Completed
STP_008 | Data Enrichment | SFQ | OK | 2023-07-11 | 2023-07-12 | PVJ |  | 2023-07-14 |  | 192171 |  | 192171 | M | ZRSA | EN | 06 | [7 empty] | PC | 0 | 0 | KG | 0 | 0 | [5 empty] | PC |  | Z002 | [12 empty] | KAAVIN YLÄPUOL. 009003000251 | UPPER SIDE OF SCRAPER. 009003000251 | MM_MEASURE1_VALUE1 **3000MM BRASSEGOMENTED **MM_TYPE **UPPER SIDE OF PRESS SCRAPER. **MM_MANUFACTURER_NO **9003000251 **MM_MANUFACTURER **WEIMA/LARISSO |  | 060706 | 82055100 |  |  | Cleansed | SCRAPER |  | PRESS UPPER SIDE |  | WEIMA | NON-OEM | 009003000251 |  |  | BLADE WIDTH |  | BLADE LENGTH | 3000 | BLADE THICKNESS | [6 empty] | BRASSEGOMENTED | ALTERNATE MFR:LARISSO |  |  |  |  | URL Not Found |  |  | Review NM,Suitable commodity code not found | Production Completed
STP_008 | Data Enrichment | SFQ | OK | 2023-07-11 | 2023-07-12 | PVJ |  | 2023-07-14 |  | 192590 |  | 192590 | M | ZRSA | EN | 06 | [7 empty] | PC | 0 | 0 | KG | 0 | 0 | [5 empty] | PC |  | Z002 | [12 empty] | SCRAPER FLACH E112234654490 | SCRAPER FLACH E112234654490 | MM_TYPE **E112234654490 **MM_MANUFACTURER_NO **E112234654490 **MM_LISAT_2 **HOLZMA NO: E112234654490 |  | 061003 | 82055100 |  |  | Cleansed | SCRAPER |  | FLAT |  | HOMAG GROUP | NON-OEM | E112234654490 |  |  | BLADE WIDTH |  | BLADE LENGTH |  | BLADE THICKNESS | [7 empty] | BRAND:HOLZMA,MPN:E112234654490 |  |  |  |  | URL Not Found |  |  | Suitable commodity code not found | Production Completed
STP_008 | Data Enrichment | SFQ | OK | 2023-07-11 | 2023-07-12 | PVJ |  | 2023-07-14 |  | 192589 |  | 192589 | M | ZRSA | EN | 06 | [7 empty] | PC | 0 | 0 | KG | 0 | 0 | [5 empty] | PC |  | Z002 | [12 empty] | SCRAPER RUND E112234654480 | SCRAPER ROUND E112234654480 | MM_TYPE **E112234654480 **MM_MANUFACTURER_NO **E112234654480 **MM_LISAT_2 **HOLZMA NO: E112234654480 |  | 061003 | 82055100 |  |  | Cleansed | SCRAPER |  | ROUND |  | HOMAG GROUP | NON-OEM | E112234654480 |  |  | BLADE WIDTH |  | BLADE LENGTH |  | BLADE THICKNESS | [7 empty] | BRAND:HOLZMA,MPN:E112234654480 |  |  |  |  | URL Not Found |  |  | Suitable commodity code not found | Production Completed
STP_008 | Data Enrichment | NEN | OK | 10-07-2023 | 12-07-2023 | PVJ |  | 2023-07-14 |  | 166681 |  | 166681 | M | ZRSA | EN | 06 | [7 empty] | PC | 0 | 0 | KG | 0 | 0 | [5 empty] | PC |  | Z002 | [12 empty] | SEKVENSSERI SL2 V2.0 | SEQUENCER SL2 V2.0 | MM_TYPE **SEQUENCE SERIES SL2 V2.0 **MM_LISAT_1 **ONLY FOR SURFACE SEALER **MM_MANUFACTURER_NO **Y10-667 **MM_DRAWING **Y10-667 **MM_MANUFACTURER **RAUTE |  | 061301 |  |  |  | CLEANSED | SEQUENCER |  |  |  | RAUTE | NON-OEM | Y10-667 |  |  | ELECTRICAL RATING | [16 empty] | URL NOT FOUND |  |  |  | Production Completed
STP_008 | Data Enrichment | NEN | OK | 10-07-2023 | 11-07-2023 | PVJ |  | 2023-07-14 |  | 166212 |  | 166212 | M | ZRSA | EN | 06 | [7 empty] | PC | 0 | 0 | KG | 0 | 0 | [5 empty] | PC |  | Z002 | [12 empty] | LIUOTIN POROUS SOLVENT | SOLVENT BORE SOLVENT | MM_MEASUREMENT1_VALUE1 **1L **MM_TYPE **201-0001-019 **MM_MANUFACTURER **WILLETT |  | 062301 |  |  |  | CLEANSED | SOLVENT |  | WATER BASED CLEANING |  | WILLETT MANUFACTURING LTD | OEM | 201-0001-019 |  |  | COMPOSITION |  | CONTAINER | 1L | [13 empty] | https://www.cmsink.fr/produits/502/willett-201-0001-019-solvant-nettoyant-base-eau-clair.html |  |  | Suitable commodity code not found | Production Completed
STP_008 | Data Enrichment | NEN | OK | 10-07-2023 | 12-07-2023 | PVJ |  | 2023-07-14 |  | 170053 |  | 170053 | M | ZRSA | EN | 06 | [7 empty] | PC | 0 | 0 | 0 | 0 | 0 | [5 empty] | PC |  | Z002 | [12 empty] | LIUOTIN POROUS MARSH 1 GUART. AST | SOLVENT BORE MARSH 1 GUART. AST |  |  | 062205 |  |  |  | CLEANSED | SOLVENT | [8 empty] | COMPOSITION |  | CONTAINER | [9 empty] | BORE MARSH 1 GUART. AST |  |  |  |  | URL NOT FOUND |  |  | Suitable commodity code not found | Production Completed
STP_008 | Data Enrichment | NEN | OK | 10-07-2023 | 12-07-2023 | PVJ |  | 2023-07-14 |  | 170081 |  | 170081 | M | ZRSA | EN | 06 | [7 empty] | PC | 0 | 0 | KG | 0 | 0 | [5 empty] | PC |  | Z002 | [12 empty] | PIIKKI B59 R432315 | SPIKE B59 R432315 | MM_MEASUREMENT1_VALUE1 **R432315 **MM_TYPE **B59 **MM_LISAT_1 **BIRCH 1-LATHE **MM_DRAWING **R432315 **MM_LISAT_2 **MODERNISATION 2008 |  | 060753 |  |  |  | CLEANSED | SPIKE | [8 empty] | SIZE/DIMENSIONS | [9 empty] | R432315 |  | TYPE:B59,FOR BIRCH 1-LATHE,MODERNISATION 2008 |  |  |  |  | URL NOT FOUND |  |  |  | Production Completed
STP_008 | Data Enrichment | NEN | OK | 06-07-2023 | 13-07-2023 | SYC |  | 2023-07-14 |  | 154318 |  | 154318 | M | ZRSA | EN | 06 | [7 empty] | PC | 0 | 0 | KG | 0 | 0 | [5 empty] | PC |  | Z002 | [12 empty] | KETJUPYÖRÄ G12 Z=15 R900578 | SPROCKET G12 Z=15 R900578 | MM_FEATURE **3/5-DRYER **MM_DRAWING **R900578 |  | 061003 | 84839089 |  |  | CLEANSED | SPROCKET | [8 empty] | PITCH |  | NUMBER OF TEETH | 15 | BORE DIAMETER |  | PITCH DIAMETER |  |  |  | R900578 |  | G12,FOR 3/5-DRYER |  |  |  |  | URL Not Found |  |  |  | Production Completed
STP_008 | Data Enrichment | NEN | OK | 06-07-2023 | 13-07-2023 | SYC |  | 2023-07-14 |  | 164164 |  | 164164 | M | ZRSA | EN | 06 | [7 empty] | PC | 0 | 0 | KG | 0 | 0 | [5 empty] | PC |  | Z002 | [12 empty] | KETJUPYÖRÄ S112-57 MOC 160805 | SPROCKET S112-57 MOC 160805 | MM_TYPE **S112-57 MOC 160805 **MM_DRAWING **160805 |  | 061003 | 84839089 |  |  | CLEANSED | SPROCKET | [8 empty] | PITCH |  | NUMBER OF TEETH | 57 | BORE DIAMETER |  | PITCH DIAMETER |  |  |  | 160805 |  | S112,MOC |  |  |  |  | URL Not Found |  |  |  | Production Completed
STP_008 | Data Enrichment | NEN | OK | 06-07-2023 | 13-07-2023 | SYC |  | 2023-07-14 |  | 164463 |  | 164463 | M | ZRSA | EN | 06 | [7 empty] | PC | 0 | 0 | KG | 0 | 0 | [5 empty] | PC |  | Z002 | [12 empty] | KETJUPYÖRÄ D1/2IN-30 80H7 HALKAISTU | SPROCKET D1/2IN-30 80H7 SPLIT | MM_DRAWING **R685871 **MM_MANUFACTURER **RAUTE |  | 061003 | 84839089 |  |  | CLEANSED | SPROCKET |  | SPLIT |  | RAUTE | NON-OEM |  |  |  | PITCH |  | NUMBER OF TEETH | 30 | BORE DIAMETER | 1/2IN | PITCH DIAMETER | 80 |  |  | R685871 |  | TOLERANCE:H7 |  |  |  |  | URL Not Found |  |  |  | Production Completed
STP_008 | Data Enrichment | NEN | OK | 06-07-2023 | 13-07-2023 | SYC |  | 2023-07-14 |  | 165392 |  | 165392 | M | ZRSA | EN | 06 | [7 empty] | PC | 0 | 0 | KG | 0 | 0 | [5 empty] | PC |  | Z002 | [12 empty] | KETJUPYÖRÄ E-60-2418 | SPROCKET E-60-2418 | MM_FEATURE **PLACE-FLANGE SPROCKET **MM_TYPE **E-60-2418 **MM_DRAWING **3R804512 **MM_MANUFACTURER **VK |  | 060751 | 84839089 |  |  | CLEANSED | SPROCKET |  | FLANGE |  | VK |  | E-60-2418 |  |  | PITCH |  | NUMBER OF TEETH |  | BORE DIAMETER |  | PITCH DIAMETER |  |  |  | 3R804512 |  | ALTERNATE MPN:E-60-2418 |  |  |  |  | URL Not Found |  |  |  | Production Completed
STP_008 | Data Enrichment | NEN | OK | 06-07-2023 | 13-07-2023 | SYC |  | 2023-07-14 |  | 166402 |  | 166402 | M | ZRSA | EN | 06 | [7 empty] | PC | 0 | 0 | KG | 0 | 0 | [5 empty] | PC |  | Z002 | [12 empty] | KETJUPYÖRÄ 16A-4X23/D125M7, Y77 | SPROCKET 16A-4X23/D125M7, Y77 | MM_TYPE **16A-4X23/D125M7, Y77 **MM_DRAWING **R612855 |  | 061003 | 84839089 |  |  | CLEANSED | SPROCKET | [5 empty] | 16A-4X23/D125M7 |  |  | PITCH |  | NUMBER OF TEETH |  | BORE DIAMETER | 127 | PITCH DIAMETER |  |  |  | R612855 | [6 empty] | URL Not Found |  |  |  | Production Completed
STP_008 | Data Enrichment | NEN | OK | 06-07-2023 | 13-07-2023 | SYC |  | 2023-07-14 |  | 166500 |  | 166500 | M | ZRSA | EN | 06 | [7 empty] | PC | 0 | 0 | KG | 0 | 0 | [5 empty] | PC |  | Z002 | [12 empty] | KETJUPYÖRÄ YN4-8-110/M224-A-160 | SPROCKET YN4-8-110/M224-A-160 | MM_MEASUREMENT1_VALUE1 **L=80 **MM_MEASUREMENT2_VALUE2 **H=65 **MM_MANUFACTURER_NO **YN4-8-110 **MM_MANUFACTURER **FB KETJUTEKNIIKKA OY |  | 061003 | 84839089 |  |  | CLEANSED | SPROCKET | CHAIN |  |  | FB KETJUTEKNIIKKA OY | OEM | YN4-8-110/M224-A-160 |  |  | NUMBER OF STRANDS |  | CHAIN NUMBER |  | PITCH |  | ISO DESIGNATION |  | NUMBER OF TEETH |  |  |  | LENGTH:80,H:65 |  |  |  |  | https://www.usarollerchain.com/M224A160-Chain-p/m224a160-chain.htm |  |  |  | Production Completed
STP_008 | Data Enrichment | NEN | OK | 06-07-2023 | 13-07-2023 | SYC |  | 2023-07-14 |  | 166501 |  | 166501 | M | ZRSA | EN | 06 | [7 empty] | PC | 0 | 0 | KG | 0 | 0 | [5 empty] | PC |  | Z002 | [12 empty] | KETJUPYÖRÄ XN1-8-90/M224-A-160 | SPROCKET XN1-8-90/M224-A-160 | MM_MEASUREMENT1_VALUE1 **L=110 **MM_MANUFACTURER_NO **XN1-8-90 **MM_MANUFACTURER **FB KETJUTEKNIIKA OY |  | 061003 | 84839089 |  |  | CLEANSED | SPROCKET | CHAIN |  |  | FB KETJUTEKNIIKKA OY | OEM | XN1-8-90/M224-A-160 |  |  | NUMBER OF STRANDS |  | CHAIN NUMBER |  | PITCH |  | ISO DESIGNATION |  | NUMBER OF TEETH |  |  |  | LENGTH:110 |  |  |  |  | URL Not Found |  |  |  | Production Completed
STP_008 | Data Enrichment | NEN | OK | 06-07-2023 | 13-07-2023 | SYC |  | 2023-07-14 |  | 167810 |  | 167810 | M | ZRSA | EN | 06 | [7 empty] | PC | 0 | 0 | KG | 0 | 0 | [5 empty] | PC |  | Z002 | [12 empty] | KETJUPYÖRÄ N2-12-60/M40-A-80 | SPROCKET N2-12-60/M40-A-80 | MM_FEATURE **BRONZE BEARING SEPARATED **MM_TYPE **N2-12-60/M40-A-80 |  | 061003 | 84839089 |  |  | CLEANSED | SPROCKET | CHAIN |  |  |  |  | N2-12-60/M40-A-80 |  |  | NUMBER OF STRANDS |  | CHAIN NUMBER |  | PITCH |  | ISO DESIGNATION |  | NUMBER OF TEETH |  |  |  | BRONZE BEARING SEPARATED |  |  |  |  | URL Not Found |  |  |  | Production Completed
STP_008 | Data Enrichment | NEN | OK | 06-07-2023 | 13-07-2023 | SYC |  | 2023-07-14 |  | 167811 |  | 167811 | M | ZRSA | EN | 06 | [7 empty] | PC | 0 | 0 | KG | 0 | 0 | [5 empty] | PC |  | Z002 | [12 empty] | KETJUPYÖRÄ N1-12-90/M40-A-80 | SPROCKET N1-12-90/M40-A-80 | MM_FEATURE **NO WEDGE **MM_TYPE **N1-12-90/M40-A-80 |  | 061003 | 84839089 |  |  | CLEANSED | SPROCKET | CHAIN |  |  |  |  | N1-12-90/M40-A-80 |  |  | NUMBER OF STRANDS |  | CHAIN NUMBER |  | PITCH |  | ISO DESIGNATION |  | NUMBER OF TEETH |  |  |  | NO WEDGE |  |  |  |  | URL Not Found |  |  |  | Production Completed
STP_008 | Data Enrichment | NEN | OK | 06-07-2023 | 13-07-2023 | SYC |  | 2023-07-14 |  | 178081 |  | 178081 | M | ZRSA | EN | 06 | [7 empty] | PC | 0 | 0 | KG | 0 | 0 | [5 empty] | PC |  | Z002 | [12 empty] | SPROCKET PD12-12 R932962¦KETJUPYÖRÄ R932962 | SPROCKET PD12-12 R932962¦SPROCKET R932962 | MM_FEATURE **2PCS SPEED BALL BEARING 6001-2RS1 **MM_DIMENSION1_VALUE1 **D 28JS7 **MM_TYPE **08B-2 **MM_DRAWING **R932962 |  | 061003 | 84839089 |  |  | CLEANSED | SPROCKET | CHAIN | [7 empty] | NUMBER OF STRANDS |  | CHAIN NUMBER | 08B-2 | PITCH |  | ISO DESIGNATION |  | NUMBER OF TEETH | 12 | R932962 |  | DIAMETER:D28JS7,PD12,2PCS SPEED BALL BEARING 6001-2RS1 |  |  |  |  | URL Not Found |  |  |  | Production Completed
STP_008 | Data Enrichment | NEN | OK | 06-07-2023 | 13-07-2023 | SYC |  | 2023-07-14 |  | 181155 |  | 181155 | M | ZRSA | EN | 06 | [7 empty] | PC | 0 | 0 | KG | 0 | 0 | [5 empty] | PC |  | Z002 | [12 empty] | KETJUPYÖRÄ 3R232110 Z=46 | SPROCKET 3R232110 Z=46 | MM_TYPE **CHAIN WHEEL 3R232110 Z=46 **MM_LISAT_1 **CENTRIVAL ROTATING MACHINERY **MM_MANUFACTURER_NO **3R232110 **MM_MANUFACTURER **RAUTE OYJ **MM_LISAT_2 **12B-2 Z=46 |  | 060753 | 84839089 |  |  | CLEANSED | SPROCKET | CHAIN |  |  | RAUTE | NON-OEM | 3R232110 |  |  | NUMBER OF STRANDS |  | CHAIN NUMBER | 12B-2 | PITCH |  | ISO DESIGNATION |  | NUMBER OF TEETH | 46 |  |  | FOR CENTRIVAL ROTATING MACHINERY |  |  |  |  | URL Not Found |  |  |  | Production Completed
STP_008 | Data Enrichment | NEN | OK | 06-07-2023 | 13-07-2023 | SYC |  | 2023-07-14 |  | 184711 |  | 184711 | M | ZRSA | EN | 06 | [7 empty] | PC | 0 | 0 | KG | 0 | 0 | [5 empty] | PC |  | Z002 | [12 empty] | KETJUPYÖRÄ P12-23 4003441 | SPROCKET P12-23 4003441 | MM_MEASUREMENT1_VALUE1 **HOLE D55 **MM_MEASUREMENT2_VALUE2 **H7 (+0.03; -0) **MM_MANUFACTURER_NO **4003441 **MM_MANUFACTURER **CROSSWRAP |  | 060763 | 84839089 |  |  | CLEANSED | SPROCKET |  |  |  | CROSS WRAP LTD | NON-OEM | 4003441 |  |  | PITCH |  | NUMBER OF TEETH | 23 | BORE DIAMETER | D55 | PITCH DIAMETER | [5 empty] | SHAFT TOLERANCE:H7 (+0.03; -0),P12 |  |  |  |  | URL Not Found |  |  |  | Production Completed
STP_008 | Data Enrichment | NEN | OK | 06-07-2023 | 13-07-2023 | SYC |  | 2023-07-14 |  | 185305 |  | 185305 | M | ZRSA | EN | 06 | [7 empty] | PC | 0 | 0 | KG | 0 | 0 | [5 empty] | PC |  | Z002 | [12 empty] | KETJUPYÖRÄ S1-14 D40 DPX | SPROCKET S1-14 D40 DPX | MM_PROPERTY **CHAIN WHEEL **MM_DIMENSION1_VALUE1 **S1-14 **MM_DIMENSION2_VALUE2 **D40 **MM_MANUFACTURER_NO **151.121.2850 **MM_MANUFACTURER **SCHELLING |  | 061003 | 84839089 |  |  | CLEANSED | SPROCKET | CHAIN | DUPLEX |  | IMA SCHELLING GROUP | OEM | 151.121.2850 |  |  | NUMBER OF STRANDS |  | CHAIN NUMBER |  | PITCH |  | ISO DESIGNATION |  | NUMBER OF TEETH | 14 |  |  | S1,DIAMETER:40 |  |  |  |  | URL Not Found |  |  |  | Production Completed
STP_008 | Data Enrichment | NEN | OK | 06-07-2023 | 13-07-2023 | SYC |  | 2023-07-14 |  | 185307 |  | 185307 | M | ZRSA | EN | 06 | [7 empty] | PC | 0 | 0 | KG | 0 | 0 | [5 empty] | PC |  | Z002 | [12 empty] | KETJUPYÖRÄ S1-12 D20 B=18 | SPROCKET S1-12 D20 B=18 | MM_PROPERTY **CHAIN WHEEL **MM_DIMENSION1_VALUE1 **S1-12 **MM_DIMENSION2_VALUE2 **D20 **MM_MANUFACTURER_NO **105176 **MM_MANUFACTURER **SCHELLING |  | 061003 | 84839089 |  |  | CLEANSED | SPROCKET | CHAIN |  |  | IMA SCHELLING GROUP | OEM | 105176 |  |  | NUMBER OF STRANDS |  | CHAIN NUMBER |  | PITCH |  | ISO DESIGNATION |  | NUMBER OF TEETH | 12 |  |  | S1,DIAMETER:20 |  |  |  |  | URL Not Found |  |  |  | Production Completed
STP_008 | Data Enrichment | NEN | OK | 06-07-2023 | 13-07-2023 | SYC |  | 2023-07-14 |  | 185490 |  | 185490 | M | ZRSA | EN | 06 | [7 empty] | PC | 0 | 0 | KG | 0 | 0 | [5 empty] | PC |  | Z002 | [12 empty] | KETJUPYÖRÄ 1-15 111425 | SPROCKET 1-15 111425 | MM_FEATURE **CHAIN WHEEL **MM_TYPE **1/1/2015 **MM_MANUFACTURER_NO **111425 **MM_MANUFACTURER **FERROPLAN |  | 061003 | 84839089 |  |  | CLEANSED | SPROCKET | CHAIN |  |  | FERROPLAN OY | OEM | 111425 |  |  | NUMBER OF STRANDS |  | CHAIN NUMBER |  | PITCH |  | ISO DESIGNATION |  | NUMBER OF TEETH | 15 |  |  | 1/1/2015,1 |  |  |  |  | URL Not Found |  |  |  | Production Completed
STP_008 | Data Enrichment | NEN | OK | 06-07-2023 | 13-07-2023 | SYC |  | 2023-07-14 |  | 185617 |  | 185617 | M | ZRSA | EN | 06 | [7 empty] | PC | 0 | 0 | KG | 0 | 0 | [5 empty] | PC |  | Z002 | [12 empty] | SPROCKET S58-12 D25 MPF 45564424¦KETJUPYÖRÄ S58-12 D25 MPF 45564424 | SPROCKET S58-12 D25 MPF 45564424¦SPROCKET S58-12 D25 MPF 45564424 | MM_PROPERTY **CHAIN WHEEL **MM_MANUFACTURER_NO **45564424 **MM_MANUFACTURER **SCHELLING |  | 061003 | 84839089 |  |  | CLEANSED | SPROCKET | CHAIN |  |  | IMA SCHELLING GROUP | OEM | 45564424 |  |  | NUMBER OF STRANDS |  | CHAIN NUMBER |  | PITCH |  | ISO DESIGNATION |  | NUMBER OF TEETH | 12 |  |  | S58,DIAMETER:25,STYLE:MPF |  |  |  |  | URL Not Found |  |  |  | Production Completed
STP_008 | Data Enrichment | NEN | OK | 06-07-2023 | 13-07-2023 | SYC |  | 2023-07-14 |  | 185618 |  | 185618 | M | ZRSA | EN | 06 | [7 empty] | PC | 0 | 0 | KG | 0 | 0 | [5 empty] | PC |  | Z002 | [12 empty] | SPROCKET S58-16 D25 MPF 106715¦KETJUPYÖRÄ S58-16 D25 MPF 106715 | SPROCKET S58-16 D25 MPF 106715¦SPROCKET S58-16 D25 MPF 106715 | MM_PROPERTY **CHAIN WHEEL **MM_MANUFACTURER_NO **106715 **MM_MANUFACTURER **SCHELLING |  | 061003 | 84839089 |  |  | CLEANSED | SPROCKET | CHAIN |  |  | IMA SCHELLING GROUP | OEM | 106715 |  |  | NUMBER OF STRANDS |  | CHAIN NUMBER |  | PITCH |  | ISO DESIGNATION |  | NUMBER OF TEETH | 16 |  |  | S58,DIAMETER:D25,STYLE:MPF |  |  |  |  | URL Not Found |  |  |  | Production Completed
STP_008 | Data Enrichment | NEN | OK | 06-07-2023 | 13-07-2023 | SYC |  | 2023-07-14 |  | 186715 |  | 186715 | M | ZRSA | EN | 06 | [7 empty] | PC | 0 | 0 | KG | 0 | 0 | [5 empty] | PC |  | Z002 | [12 empty] | KETJUPYÖRÄ S34-19 | SPROCKET S34-19 | MM_TYPE **S34-19 D25H8/8P9/2XM10 **MM_LISAT_1 **2-K ACCELERATION CONVEYOR |  | 060201 | 84839089 |  |  | CLEANSED | SPROCKET | [8 empty] | PITCH |  | NUMBER OF TEETH |  | BORE DIAMETER | 25 | PITCH DIAMETER | 19 |  |  |  |  | TOLERANCE:H8,S34,8P9/2XM10,FOR 2-K ACCELERATION CONVEYOR |  |  |  |  | URL Not Found |  |  |  | Production Completed
STP_008 | Data Enrichment | NEN | OK | 06-07-2023 | 13-07-2023 | SYC |  | 2023-07-14 |  | 190146 |  | 190146 | M | ZRSA | EN | 06 | [7 empty] | PC | 0 | 0 | KG | 0 | 0 | [5 empty] | PC |  | Z002 | [12 empty] | KETJUPYÖRÄ PD1-23-D90H7 | SPROCKET PD1-23-D90H7 | MM_FEATURE **SPROCKET **MM_TYPE **PD1-23-D90H7 **MM_LISAT_2 **RAUTE NO. R973450 |  | 061003 | 84839089 |  |  | CLEANSED | SPROCKET |  |  |  | RAUTE | NON-OEM | R973450 |  |  | PITCH |  | NUMBER OF TEETH |  | BORE DIAMETER | 90 | PITCH DIAMETER | 23 |  |  |  |  | PD1,TOLERANCE:H7 |  |  |  |  | URL Not Found |  |  |  | Production Completed
STP_008 | Data Enrichment | NEN | OK | 06-07-2023 | 13-07-2023 | SYC |  | 2023-07-14 |  | 190284 |  | 190284 | M | ZRSA | EN | 06 | [7 empty] | PC | 0 | 0 | KG | 0 | 0 | [5 empty] | PC |  | Z002 | [12 empty] | KETJUPYÖRÄ H105864 | SPROCKET H105864 | MM_MEASUREMENT1_VALUE1 **P34 **MM_TYPE **CHAIN WHEEL H105864 **MM_MEASUREMENT2_VALUE2 **19 **MM_MEASUREMENT3_VALUE3 **D35 **MM_MANUFACTURER **RAUTE |  | 061003 | 84839089 |  |  | CLEANSED | SPROCKET | CHAIN |  |  | RAUTE | NON-OEM | H105864 |  |  | NUMBER OF STRANDS |  | CHAIN NUMBER |  | PITCH | 34 | ISO DESIGNATION |  | NUMBER OF TEETH | 19 |  |  | DIAMETER:35 |  |  |  |  | URL Not Found |  |  |  | Production Completed
STP_008 | Data Enrichment | NEN | OK | 06-07-2023 | 13-07-2023 | SYC |  | 2023-07-14 |  | 192014 |  | 192014 | M | ZRSA | EN | 06 | [7 empty] | PC | 0 | 0 | KG | 0 | 0 | [5 empty] | PC |  | Z002 | [12 empty] | SPROCKET D1-22-D70H8-ISO R663910¦KETJUPYÖRÄ D1-22-D70H8-ISO R663910 | SPROCKET D1-22-D70H8-ISO R663910 ¦ SPROCKET D1-22-D70H8-ISO R663910 | MM_PROPERTY **SPROCKET **MM_TYPE **D1-22-D70H8-ISO **MM_MANUFACTURER_NO **R663910 **MM_MANUFACTURER **RAUTE **MM_LISAT_2 **RAUTE NO: R663910 |  | 061003 | 84839089 |  |  | CLEANSED | SPROCKET |  |  | ISO | RAUTE | NON-OEM | R663910 |  |  | PITCH |  | NUMBER OF TEETH | 22 | BORE DIAMETER | 70 | PITCH DIAMETER | [5 empty] | TOLERANCE:H8,D1 |  |  |  |  | URL Not Found |  |  |  | Production Completed
STP_008 | Data Enrichment | NEN | OK | 06-07-2023 | 13-07-2023 | SYC |  | 2023-07-14 |  | 193016 |  | 193016 | M | ZRSA | EN | 06 | [7 empty] | PC | 0 | 0 | KG | 0 | 0 | [5 empty] | PC |  | Z002 | [12 empty] | SPROCKET S34-17-D55H8-ISO R676853¦KETJUPYÖRÄ S34-17-D55H8-ISO R676853 | SPROCKET S34-17-D55H8-ISO R676853 ¦ SPROCKET S34-17-D55H8-ISO R676853 | MM_TYPE **S34-17-D55H8-ISO **MM_MANUFACTURER_NO **R676853 **MM_MANUFACTURER **RAUTE **MM_LISAT_2 **RAUTE NO. R676853 |  | 061003 | 84839089 |  |  | CLEANSED | SPROCKET |  |  | ISO | RAUTE | NON-OEM | R676853 |  |  | PITCH |  | NUMBER OF TEETH | 17 | BORE DIAMETER | 55 | PITCH DIAMETER | [5 empty] | TOLERANCE:H8,S34 |  |  |  |  | URL Not Found |  |  |  | Production Completed
STP_008 | Data Enrichment | NEN | OK | 06-07-2023 | 13-07-2023 | SYC |  | 2023-07-14 |  | 194088 |  | 194088 | M | ZRSA | EN | 06 | [7 empty] | PC | 0 | 0 | KG | 0 | 0 | [5 empty] | PC |  | Z002 | [12 empty] | SPROCKET PD1-30-D90-B-ISO¦KETJUPYÖRÄ PD1-30-D90-B-ISO | SPROCKET PD1-30-D90-B-ISO ¦ SPROCKET PD1-30-D90-B-ISO | MM_TYPE **PD1-30-D90-B-ISO **MM_LISAT_2 **RAUTE NO. H105903 |  | 061003 | 84839089 |  |  | CLEANSED | SPROCKET |  |  | ISO | RAUTE | NON-OEM | H105903 |  |  | PITCH |  | NUMBER OF TEETH | 30 | BORE DIAMETER | 90 | PITCH DIAMETER | [5 empty] | PD1 |  |  |  |  | URL Not Found |  |  |  | Production Completed
STP_008 | Data Enrichment | NEN | OK | 06-07-2023 | 13-07-2023 | SYC |  | 2023-07-14 |  | 194672 |  | 194672 | M | ZRSA | EN | 06 | [7 empty] | PC | 0¦0¦0 | 0 | KG | 0¦0¦0 | 0 | [5 empty] | M3¦NM3¦PC |  | Z002 | [12 empty] | SPROCKET S1-31 D120H8 150940¦KETJUPYÖRÄ S1-31 D120H8 150940 | SPROCKET S1-31 D120H8 150940¦SPROCKET S1-31 D120H8 150940 | MM_TYPE **S1-31 D120H8 **MM_MANUFACTURER_NO **150940 **MM_MANUFACTURER **FERROPLAN **MM_LISAT_2 **FERROPLAN NO: 150940 |  | 061003 | 84839089 |  |  | CLEANSED | SPROCKET |  |  |  | FERROPLAN OY | OEM | 150940 |  |  | PITCH |  | NUMBER OF TEETH | 31 | BORE DIAMETER | 120 | PITCH DIAMETER | [5 empty] | TOLERANCE:H8,S1 |  |  |  |  | URL Not Found |  |  |  | Production Completed
STP_008 | Data Enrichment | NEN | OK | 06-07-2023 | 13-07-2023 | SYC |  | 2023-07-14 |  | 196160 |  | 196160 | M | ZRSA | EN | 06 | [7 empty] | PC | 0¦0¦0 | 0 | KG | 0¦0¦0 | 0 | [5 empty] | M3¦NM3¦PC |  | Z002 | [12 empty] | IDLER PULLEY R973264¦KETJUPYÖRÄ R973264 | IDLER PULLEY R973264¦SPROCKET R973264 | MM_MANUFACTURER_NO **R973264 **MM_MANUFACTURER **RAUTE |  | 061003 | 84839089 |  |  | CLEANSED | SPROCKET |  |  |  | RAUTE | NON-OEM | R973264 |  |  | PITCH |  | NUMBER OF TEETH |  | BORE DIAMETER |  | PITCH DIAMETER | [10 empty] | URL Not Found |  |  |  | Production Completed
STP_008 | Data Enrichment | NEN | OK | 06-07-2023 | 13-07-2023 | SYC |  | 2023-07-14 |  | 407854 |  | 407854 | M | ZRSA | EN | 06 | [7 empty] | PC | 0 | 0 | KG | 0 | 0 | [5 empty] | PC |  | Z002 | [10 empty] | one-sided (40/60)/one-piece'¦'hub + keyway, 2 X retaining screw M12 (90 degrees),'¦Material S355¦Z = 8¦'d = 60H9 + KU'¦L = 100¦'a = 40'¦D = 110¦'toispuoleinen(40/60)/yksiosainen'¦'napa + kiilaura, 2 X pidätinruuvi M12(90 astetta),'¦Materiaali S355¦Z = 8¦'d = 60H9 + KU'¦L = 100¦'a = 40'¦D = 110¦'' |  | SPROCKET N1-8–60/M224-A-160¦KETJUPYÖRÄ N1-8–60/M224-A-160 | SPROCKET N1-8–60/M224-A-160 ¦ SPROCKET N1-8–60/M224-A-160 | MM_PROPERTIES **SPROCKET **MM_MATERIAL **S 355 **MM_TYPE **N1-8–60/M224-A-160 **MM_FITTINGS_1 **HABIT ON ONE SIDE 40/60MM **MM_MANUFACTURER_NO **N1-8–60/M224-A-160 A-160 **MM_LISAT_2 **HUB ON ONE SIDE 40/60MM |  | 061003 | 87149300 |  |  | CLEANSED | SPROCKET | HUB |  |  |  |  | N1-8–60/M224-A-160 |  |  | NUMBER OF TEETH |  | BORE TYPE |  | ADD. INFORMATION |  | OUTSIDE DIAMETER |  | BORE DIAMETER |  |  | CARBON STEEL GRADE S355 | HABIT ON ONE SIDE 40/60 |  |  |  |  | URL Not Found |  |  |  | Production Completed
STP_008 | Data Enrichment | NEN | OK | 06-07-2023 | 13-07-2023 | SYC |  | 2023-07-14 |  | 410525 |  | 410525 | M | ZRSA | EN | 06 | [7 empty] | PC | 0¦0¦0 | 0 | KG | 0¦0¦0 | 0 | [5 empty] | M3¦NM3¦PC |  | Z002 | [10 empty] | KETJUPYÖRÄ 08B-2 Z=30 navallinen, poraus D80H7(ei kiilauraa), 3 x 120¦'astetta M10 kierre pidätinruuville, karkaistut hampaat'¦KETJUPYÖRÄ 08B-2 Z=30 navallinen, poraus D80H7(ei kiilauraa), 3 x 120¦'astetta M10 kierre pidätinruuville, karkaistut hampaat' |  | SPROCKET 08B-2 Z30 D80H7 M10X3X120¦KETJUPYÖRÄ 08B-2 Z30 D80H7 M10X3X120 | SPROCKET 08B-2 Z30 D80H7 M10X3X120¦SPROCKET 08B-2 Z30 D80H7 M10X3X120 | MM_FEATURE **SPROCKET **MM_DIMENSION1_VALUE1 **BORED D80H7 (NO KEYWAY) **MM_MATERIAL **S355 **MM_TYPE **08B-2 Z30 D80H7 M10X3X120 **MM_DIMENSION2_VALUE2 **M10X3X120 **MM_MANUFACTURER **ETRA **MM_TYPE2 **HARDENED COGS |  | 060202 | 84839089 |  |  | CLEANSED | SPROCKET | CHAIN |  |  | ETRA OY | OEM |  |  |  | NUMBER OF STRANDS |  | CHAIN NUMBER | 08B-2 | PITCH |  | ISO DESIGNATION |  | NUMBER OF TEETH | 30 |  | STEEL 355 | DIAMETER:80H7,SIZE:M10X3X120 |  |  |  |  | URL Not Found |  |  |  | Production Completed
STP_008 | Data Enrichment | SMX | OK | 2023-07-10 | 2023-07-13 | PVJ |  | 2023-07-14 |  | 162259 |  | 162259 | M | ZRSA | EN | 06 | [7 empty] | PC | 0 | 0 | KG | 0 | 0 | [5 empty] | PC |  | Z002 | [12 empty] | STAATTORI DFT100L4 | STATOR DFT100L4 | MM_MEASURE1_VALUE1 **3KW **MM_TYPE **DFT100L4 **MM_MEASURE2_VALUE2 **690V **MM_MEASURE3_VALUE3 **1500 **MM_MANUFACTURER **SEW |  | 061290 | 84069010 |  |  | Enriched | STATOR |  |  |  | SEW-EURODRIVE | OEM | DFT100L4 |  |  | ELECTRICAL RATING | 690VAC,3KW | STATOR INNER DIAMETER |  | CORE LENGTH |  | NUMBER OF POLES |  | NUMBER OF SLOTS |  |  |  | SPEED RATING:1500RPM |  |  |  |  | https://www.nriparts.com/products/sew-eurodrive-dft100l4-ks-electric-motors-obsolete/228941 |  |  |  | Production Completed
STP_008 | Data Enrichment | SMX | OK | 2023-07-10 | 2023-07-13 | PVJ |  | 2023-07-14 |  | 162261 |  | 162261 | M | ZRSA | EN | 06 | [7 empty] | PC | 0 | 0 | KG | 0 | 0 | [5 empty] | PC |  | Z002 | [12 empty] | STAATTORI DFT112M4 | STATOR DFT112M4 | MM_MEASURE1_VALUE1 **4KW **MM_TYPE **DFT112M4 **MM_MEASURE2_VALUE2 **690V **MM_MEASURE3_VALUE3 **1500 **MM_MANUFACTURER **SEW |  | 061290 | 84069010 |  |  | Enriched | STATOR |  |  |  | SEW-EURODRIVE | OEM | DFT112M4 |  |  | ELECTRICAL RATING | 690VAC,4KW | STATOR INNER DIAMETER |  | CORE LENGTH |  | NUMBER OF POLES |  | NUMBER OF SLOTS |  |  |  | SPEED RATING:1500RPM |  |  |  |  | https://www.nriparts.com/products/sew-eurodrive-dft100l4-ks-electric-motors-obsolete/228941 |  |  | Partially Match | Production Completed
STP_008 | Data Enrichment | BHJ | OK | 2023-07-11 | 2023-07-12 | PVJ |  | 2023-07-14 |  | 199118 |  | 199118 | M | ZRSA | EN | 06 | [7 empty] | PC | 0 | 0 | KG | 0 | 0 | [5 empty] | PC |  | Z002 | [12 empty] | STATOR 5190754 NEMOLAST S46 ¦STAATOR 5190754 NEMOLAST S46 ¦STAATTORI 5190754 NEMOLAST S46 | STATOR 5190754 NEMOLAST S46 ¦ STATOR 5190754 NEMOLAST S46 ¦ STATOR 5190754 NEMOLAST S46 | MM_PROPERTY **STATOR **MM_DIMENSION1_VALUE1 **GREEN **MM_MATERIAL **EPDM **MM_TYPE **GLUE **MM_MANUFACTURER_NO **5190754 **MM_MANUFACTURER **NETZ |  |  | 84069010 |  |  | Cleansed | STATOR |  | GLUE |  | NETZSCH GLOBAL | OEM | 5190754 | NEMOLAST S46 |  | ELECTRICAL RATING |  | STATOR INNER DIAMETER |  | CORE LENGTH |  | NUMBER OF POLES |  | NUMBER OF SLOTS |  |  | EPDM | COLOR:GREEN |  |  |  |  | https://www.volza.com/p/stator/export/export-from-india/hsn-code-8413/cod-vietnam/ |  |  | URL for Reference only | Production Completed
STP_008 | Data Enrichment | CIR | OK | 11/7/2023 | 13/7/2023 | PVJ |  | 2023-07-14 |  | 187170 |  | 187170 | M | ZRSA | EN | 06 | [7 empty] | PC | 0 | 0 | KG | 0 | 0 | [5 empty] | PC |  | Z002 | [12 empty] | LIIMANLEVITYSLAITE 7FT JUOVA | GLUE APPLIANCE DEVICE 7FT STRIP | MM_TYPE **7FT, STRIPE **MM_MANUFACTURER_NO **H123589 |  | 060758 | 84879090 |  |  | CLEANSED | STRIP | [5 empty] | H123589 |  |  | SIZE | 7FT | [10 empty] | FOR GLUE APPLIANCE DEVICE | [8 empty] | Production Completed
STP_008 | Data Enrichment | BHJ | OK | 2023-07-11 | 2023-07-11 | PVJ |  | 2023-07-14 |  | 196148 |  | 196148 | M | ZRSA | EN | 06 | [7 empty] | PC | 0¦0¦0 | 0 | KG | 0¦0¦0 | 0 | [5 empty] | M3¦NM3¦PC |  | Z002 | [12 empty] | FLEXIBLE SUPPORT H157509¦JOUSTOTUKI H157509 | FLEXIBLE SUPPORT H157509¦FLEXIBLE SUPPORT H157509 | MM_MANUFACTURER_NO **H157509 **MM_MANUFACTURER **RAUTE |  |  | 84519000 |  |  | Cleansed | SUPPORT |  | FLEXIBLE |  | RAUTE | NON-OEM | H157509 |  |  | SIZE | [16 empty] | Url Not Found |  |  |  | Production Completed
STP_008 | Data Enrichment | CIR | OK | 11/7/2023 | 13/7/2023 | PVJ |  | 2023-07-14 |  | 186785 |  | 186785 | M | ZRSA | EN | 06 | [7 empty] | PC | 0 | 0 | KG | 0 | 0 | [5 empty] | PC |  | Z002 | [12 empty] | ASENNUSTUKI 04806007001 | INSTALLATION SUPPORT 04806007001 | MM_MEASUREMENT1_VALUE1 **F03/F04-F05 **MM_TYPE **4806007001 **MM_LISAT_1 **HAVUN KITLINE **MM_MANUFACTURER_NO **4806007001 **MM_MANUFACTURER **STATO |  | 060780 |  |  |  | CLEANSED | SUPPORT |  | INSTALLATION |  |  |  | 4806007001 |  |  | SIZE | [11 empty] | F03/F04-F05,HAVUN KITLINE,STATE | [7 empty] | COMMODITY CODES NOT FOUND | Production Completed
STP_008 | Data Enrichment | CIR | OK | 11/7/2023 | 12/7/2023 | PVJ |  | 2023-07-14 |  | 189494 |  | 189494 | M | ZRSA | EN | 06 | [7 empty] | PC | 0 | 0 | KG | 0 | 0 | [5 empty] | PC |  | Z002 | [12 empty] | MOMENTTITUKI 0133507 FA 97/G- 97 | TORQUE SUPPORT 0133507 FA 97/G- 97 | MM_PROPERTIES **TORQUE SUPPORT **MM_TYPE **0133507 FA 97/G- 97 **MM_LISAT_2 **RAUTE NO. 2014894 |  | 061207 |  |  |  | CLEANSED | SUPPORT |  | TORQUE |  | SEW-EURODRIVE | OEM | 0133507 FA 97/G- 97 |  |  | SIZE | [11 empty] | ALTERNATE MFR:RAUTE,ALTERNATE MPN:2014894 | [7 empty] | COMMODITY CODES NOT FOUND | Production Completed
STP_008 | Data Enrichment | CIR | OK | 11/7/2023 | 12/7/2023 | PVJ |  | 2023-07-14 |  | 189495 |  | 189495 | M | ZRSA | EN | 06 | [7 empty] | PC | 0 | 0 | KG | 0 | 0 | [5 empty] | PC |  | Z002 | [12 empty] | MOMENTTITUKI FA 87/G | TORQUE SUPPORT FA 87/G | MM_PROPERTY **TORQUE SUPPORT **MM_TYPE **FA 87/G **MM_LISAT_2 **RAUTE NO. 2015048 |  | 061207 |  |  |  | CLEANSED | SUPPORT |  | TORQUE |  | SEW-EURODRIVE | OEM | FA 87/G |  |  | SIZE | [11 empty] | ALTERNATE MFR:RAUTE,ALTERNATE MPN:2015048 | [7 empty] | COMMODITY CODES NOT FOUND | Production Completed
STP_008 | Data Enrichment | CIR | OK | 4/7/2023 | 10/7/2023 | PVJ |  | 2023-07-14 |  | 143675 |  | 143675 | M | ZRSA | EN | 06 | [7 empty] | PC | 0 | 0 | KG | 0 | 0 | [5 empty] | PC |  | Z002 | [12 empty] | TUKIRULLA VIILUSORVIN VS600 3R134027 | WITH SUPPORT FOR VENEER LATHE VS600 3R134027 | MM_PROPERTY **TO SUPPORT DEVICE **MM_DRAWING **3R134027 |  | 060753 |  |  |  | CLEANSED | SUPPORT | [6 empty] | VS600 |  | SIZE | [9 empty] | 3R134027 |  | TO SUPPORT DEVICE,FOR VENEER LATHE | [7 empty] | URL Not Found¦COMMODITY CODES NOT FOUND | Production Completed
STP_008 | Data Enrichment | NGB | OK | 2023-07-10 | 2023-07-10 | PVJ |  | 2023-07-14 |  | 165248 |  | 165248 | M | ZRSA | EN | 06 | [7 empty] | PC | 0 | 0 | KG | 0 | 0 | [5 empty] | PC |  | Z002 | [12 empty] | TUKI VASENKÄTINEN R266303 | SUPPORT LEFT HANDED R266303 | MM_DRAWING **R266303 **MM_MANUFACTURER **RAUTE OYJ |  | 060784 | 90330090 |  |  | Cleansed | SUPPORT |  | LEFT HANDLE |  | RAUTE | NON-OEM |  |  |  | SIZE | [9 empty] | R266303 | [6 empty] | URL Not Found |  |  |  | Production Completed
STP_008 | Data Enrichment | NGB | OK | 2023-07-10 | 2023-07-10 | PVJ |  | 2023-07-14 |  | 166124 |  | 166124 | M | ZRSA | EN | 06 | [7 empty] | PC | 0 | 0 | KG | 0 | 0 | [5 empty] | PC |  | Z002 | [12 empty] | MOMENTTITUKI R560740 | TORQUE SUPPORT R560740 | MM_DRAWING **R560740 **MM_MANUFACTURER **RAUTE OYJ |  | 060784 | 90330090 |  |  | Cleansed | SUPPORT |  | TORQUE |  | RAUTE | NON-OEM |  |  |  | SIZE | [9 empty] | R560740 | [6 empty] | URL Not Found |  |  |  | Production Completed
STP_008 | Data Enrichment | RMZ | OK | 2023-07-11 | 2023-07-11 | PVJ |  | 2023-07-14 |  | 411603 |  | 411603 | M | ZRSA | EN | 06 | [7 empty] | PC | 0¦0¦0 | 0 | KG | 0¦0¦0 | 0 | [5 empty] | M3¦NM3¦PC |  | Z002 | [12 empty] | LIFTING HOLDER KOPI PK13.5 19-21MM¦KOROKEPIDIN KOPI PK13.5 19-21MM | LIFTING HOLDER KOPI PK13.5 19-21MM ¦ HEEL HOLDER KOPI PK13.5 19-21MM | MM_PROPERTY **LIFTING HOLDER **MM_MEASUREMENT1_VALUE1 **COPY PK13.5 **MM_TYPE **PK13.5 19-21MM **MM_MANUFACTURER_NO **1324313 **MM_MANUFACTURER **FINGER **MM_TYPE2 **9640042204 |  |  | 73072980 |  |  | Enriched | SUPPORT |  | HIGH HEEL LIFTING |  | SORMAT | OEM | 9640042204 | PK13,5 19-21MM |  | SIZE | 19-21 | [9 empty] | ZINC PLATED STEEL | ALTERNATE MFR:FINGER,ALTERNATE MPN:1324313,CODE:9640042204 | 6416031422041 |  |  |  | https://en.sormat.com/products/kopi-2/ | https://en.sormat.com/products/9640042204/?pdf_view | https://www.onninen.fi/sormat-putkikiinnike-sormat-kopi-pk-135-19-21mm-zn/p/ANU023 | Processed based on Websource, Conflict w.r.t Input | Production Completed
STP_008 | Data Enrichment | RMZ | OK | 2023-07-11 | 2023-07-11 | PVJ |  | 2023-07-14 |  | 411604 |  | 411604 | M | ZRSA | EN | 06 | [7 empty] | PC | 0¦0¦0 | 0 | KG | 0¦0¦0 | 0 | [5 empty] | M3¦NM3¦PC |  | Z002 | [12 empty] | LIFTING HOLDER KOPI PK21 24-29MM¦KOROKEPIDIN KOPI PK21 24-29MM | LIFTING HOLDER KOPI PK21 24-29MM ¦ HEEL HOLDER KOPI PK21 24-29MM | MM_PROPERTY **LIFTING HOLDER **MM_MEASUREMENT1_VALUE1 **COPY PK21 **MM_TYPE **PK21 24-29MM **MM_MANUFACTURER_NO **1324321 **MM_MANUFACTURER **FINGER **MM_TYPE2 **9640042206 |  |  | 73072980 |  |  | Enriched | SUPPORT |  | HIGH HEEL LIFTING |  | SORMAT | OEM | 9640042206 | PK21 24-29MM |  | SIZE | 24-29 | [9 empty] | ZINC PLATED STEEL | ALTERNATE MFR:FINGER,ALTERNATE MPN:1324321,CODE:9640042206 | 6416031422065 |  |  |  | https://en.sormat.com/products/kopi-2/ | https://en.sormat.com/products/9640042206/?pdf_view | https://www.ahlsell.fi/products/sahko/asennustuotteet-11-28/13-kiinnitystarvikkeet/putken-kiinnitys/1324321/ | Processed based on Websource, Conflict w.r.t Input | Production Completed
STP_008 | Data Enrichment | RMZ | OK | 2023-07-11 | 2023-07-11 | PVJ |  | 2023-07-14 |  | 411605 |  | 411605 | M | ZRSA | EN | 06 | [7 empty] | PC | 0¦0¦0 | 0 | KG | 0¦0¦0 | 0 | [5 empty] | M3¦NM3¦PC |  | Z002 | [12 empty] | LIFTING HOLDER KOPI PK16 21-23MM¦KOROKEPIDIN KOPI PK16 21-23MM | LIFTING HOLDER KOPI PK16 21-23MM ¦ HEEL HOLDER KOPI PK16 21-23MM | MM_PROPERTY **LIFTING HOLDER **MM_MEASUREMENT1_VALUE1 **COPY PK16 **MM_TYPE **PK16 21-23MM **MM_MANUFACTURER_NO **1324316 **MM_MANUFACTURER **FINGER **MM_TYPE2 **9640042205 |  |  | 73072980 |  |  | Enriched | SUPPORT |  | HIGH HEEL LIFTING |  | SORMAT | OEM | 9640042205 | PK16 21-23MM |  | SIZE | 21-23 | [9 empty] | ZINC PLATED STEEL | ALTERNATE MFR:FINGER,ALTERNATE MPN:1324316,CODE:9640042205 |  |  |  |  | https://en.sormat.com/products/kopi-2/ | https://en.sormat.com/products/9640042205/?pdf_view |  | Processed based on Websource, Conflict w.r.t Input | Production Completed
STP_008 | Data Enrichment | SFQ | OK | 2023-07-11 | 2023-07-11 | PVJ |  | 2023-07-14 |  | 192077 |  | 192077 | M | ZRSA | EN | 06 | [7 empty] | PC | 0 | 0 | KG | 0 | 0 | [5 empty] | PC |  | Z002 | [12 empty] | PHOTOCELL SUPPORT H024940¦VALOKENNOTELINE H024940 | PHOTOCELL SUPPORT H024940¦PHOTOCELL SUPPORT H024940 | MM_MANUFACTURER_NO **H024940 **MM_MANUFACTURER **RAUTE **MM_LISAT_2 **RAUTE NO: H024940 |  | 060756 | 84879090 |  |  | Cleansed | SUPPORT |  | PHOTOCELL |  | RAUTE | NON-OEM | H024940 |  |  | SIZE | [16 empty] | URL Not Found |  |  | Suitable commodity code not found | Production Completed
STP_008 | Data Enrichment | SFQ | OK | 2023-07-11 | 2023-07-11 | PVJ |  | 2023-07-14 |  | 194081 |  | 194081 | M | ZRSA | EN | 06 | [7 empty] | PC | 0 | 0 | KG | 0 | 0 | [5 empty] | PC |  | Z002 | [12 empty] | PHOTOCELL SUPPORT, RECEIVER H097134¦VALOKENNOTELINE,VASTAANOT. H097134 | PHOTOCELL SUPPORT, RECEIVER H097134¦PHOTOCELL SUPPORT, RECEIVER. H097134 | MM_MANUFACTURER_NO **H097134 **MM_MANUFACTURER **RAUTE **MM_LISAT_2 **RAUTE NO. H097134 |  | 061301 | 84879090 |  |  | Cleansed | SUPPORT |  | PHOTOCELL |  | RAUTE | NON-OEM | H097134 |  |  | SIZE | [11 empty] | WITH RECEIVER |  |  |  |  | URL Not Found |  |  | Suitable commodity code not found | Production Completed
STP_008 | Data Enrichment | SFQ | OK | 2023-07-11 | 2023-07-12 | PVJ |  | 2023-07-14 |  | 192083 |  | 192083 | M | ZRSA | EN | 06 | [7 empty] | PC | 0 | 0 | KG | 0 | 0 | [5 empty] | PC |  | Z002 | [12 empty] | SUPPORT H080008¦KANNATIN H080008 | SUPPORT H080008 ¦ SUPPORT H080008 | MM_OMINAISUUS **SUPPORT **MM_MANUFACTURER_NO **H080008 **MM_MANUFACTURER **RAUTE **MM_LISAT_2 **RAUTE NO: H080008 |  | 060890 | 84879090 |  |  | Cleansed | SUPPORT |  |  |  | RAUTE | NON-OEM | H080008 |  |  | SIZE | [16 empty] | URL Not Found |  |  |  | Production Completed
STP_008 | Data Enrichment | SFQ | OK | 2023-07-11 | 2023-07-12 | PVJ |  | 2023-07-14 |  | 192094 |  | 192094 | M | ZRSA | EN | 06 | [7 empty] | PC | 0 | 0 | KG | 0 | 0 | [5 empty] | PC |  | Z002 | [12 empty] | SUPPORT H182513¦KANNATIN H182513 | SUPPORT H182513 ¦ SUPPORT H182513 | MM_PROPERTY **STUB-SHAFT **MM_MANUFACTURER_NO **H182513 **MM_MANUFACTURER **RAUTE **MM_LISAT_2 **RAUTE NO: H182513 |  | 060756 | 84879090 |  |  | Cleansed | SUPPORT |  | STUB-SHAFT |  | RAUTE | NON-OEM | H182513 |  |  | SIZE | [16 empty] | URL Not Found |  |  |  | Production Completed
STP_008 | Data Enrichment | SFQ | OK | 2023-07-11 | 2023-07-12 | PVJ |  | 2023-07-14 |  | 191982 |  | 191982 | M | ZRSA | EN | 06 | [7 empty] | PC | 0 | 0 | KG | 0 | 0 | [5 empty] | PC |  | Z002 | [12 empty] | SUPPORT H186722¦TUKI H186722 | SUPPORT H186722¦SUPPORT H186722 | MM_PROPERTY **LAY-UP TABLET, SINGLE **MM_MANUFACTURER_NO **H186722 **MM_MANUFACTURER **RAUTE **MM_LISAT_2 **RAUTE NO: H186722 |  | 061207 | 84879090 |  |  | Cleansed | SUPPORT |  | LAY-UP TABLET |  | RAUTE | NON-OEM | H186722 |  |  | SIZE | [16 empty] | URL Not Found |  |  |  | Production Completed
STP_008 | Data Enrichment | SFQ | OK | 2023-07-11 | 2023-07-12 | PVJ |  | 2023-07-14 |  | 196009 |  | 196009 | M | ZRSA | EN | 06 | [7 empty] | PC | 0¦0¦0 | 0 | KG | 0¦0¦0 | 0 | [5 empty] | M3¦NM3¦PC |  | Z002 | [12 empty] | TORQUE SUPPORT PD100485¦MOMENTTITUKI PD100485 | TORQUE SUPPORT PD100485¦TORQUE SUPPORT PD100485 | MM_MANUFACTURER_NO **PD100485 **MM_MANUFACTURER **PINOMATIC |  | 061207 | 84879090 |  |  | Cleansed | SUPPORT |  | TORQUE |  | PINOMATIC OY | NON-OEM | PD100485 |  |  | SIZE | [16 empty] | URL Not Found |  |  |  | Production Completed
STP_008 | Data Enrichment | CIR | OK | 4/7/2023 | 10/7/2023 | PVJ |  | 2023-07-14 |  | 143693 |  | 143693 | M | ZRSA | EN | 06 | [7 empty] | PC | 0 | 0 | KG | 0 | 0 | [5 empty] | PC |  | Z002 | [12 empty] | VITON KALVO + O-RENGAS SOR/BETA5NN-K45-X | VITON DIAPHRAGM + O-RING SOR/BETA5NN-K45-X | MM_TYPE **PRESSURE SWITCH SOR/BETA 5NN-K45-X |  | 060753 | 85365005 |  |  | ENRICHED | SWITCH | PRESSURE |  | ATEX,IECEx | SOR | OEM | BETA5NN-K45-X |  |  | MEASURING RANGE | 45-550PSI | PROCESS CONNECTION | 1/4IN FNPT | CONTACT CONFIGURATION | SPDT | ENCLOSURE | NEMA 1,4,4X,7,9 | TEMPERATURE RATING |  |  | VITON DIAPHRAGM+O-RING | [5 empty] | https://www.nexinstrument.com/assets/images/pdf/1NN-K45-M4-C2A.pdf |  |  |  | Production Completed
STP_008 | Data Enrichment | RMZ | OK | 2023-07-03 | 2023-07-11 | PVJ |  | 2023-07-14 |  | 412177 |  | 412177 | M | ZRSA | EN | 06 | [7 empty] | PC | 0¦0¦0 | 0 | KG | 0¦0¦0 | 0 | [5 empty] | M3¦NM3¦PC |  | Z002 | [12 empty] | COUPLING CA10 A230 -600 E¦KYTKIN CA10 A230-600 E | COUPLING CA10 A230-600 E ¦ COUPLING CA10 A230-600 E | MM_PROPERTIES **COUPLING **MM_TYPE **CA10 A230 -600 E **MM_MEASUREMENT2_VALUE2 **3612096 **MM_MANUFACTURER_NO **CA10 A230 -600 E **MM_MANUFACTURER **KRAUS&NAIMER **MM_TYPE2 **SNRO:3612096 |  |  | 85365080 |  |  | Enriched | SWITCH | SELECTOR |  |  | KRAUS NAIMER | OEM | CA10 A230 -600 E |  |  | VOLTAGE RATING | 690V | CURRENT RATING | 20A | NUMBER OF POLES | 1 | NUMBER OF POSITIONS | 3 | ENCLOSURE | IP40 |  |  | ALTERNATE MPN:3612096 | 5703431159464 |  |  |  | http://www.krausnaimerindonesia.com/product/kraus-naimer-multi-step-switch-without-off-position-6852666 | https://www.kempstoncontrols.co.uk/CA10-A230-600-E/Kraus-and-Naimer/sku/863508 | https://vvsfix.dk/1-polet-trinomskifter-1-2-3-ca10-a230-600-e |  | Production Completed
STP_008 | Data Enrichment | RMZ | OK | 2023-07-11 | 2023-07-12 | PVJ |  | 2023-07-14 |  | 407933 |  | 407933 | M | ZRSA | EN | 06 | [7 empty] | PC | 0¦0¦0 | 0 | KG | 0¦0¦0 | 0 | [5 empty] | M3¦NM3¦PC |  | Z002 | [12 empty] | TEMPERATURE CONTROLLER TSDO11 >¦LÄMPÖTILASÄÄDIN TSDO1103-3 | TEMPERATURE CONTROLLER TSDO11 >¦TEMPERATURE CONTROLLER TSDO1103-3 | MM_FEATURE **TEMPERATURE CONTROLLER **MM_MANUFACTURER_NO **TSDO1103-3 **MM_MANUFACTURER **BACKER |  |  | 90321080 |  |  | Enriched | THERMOSTAT |  |  | EN 60730-1,EN 60730-2-9 | BACKER AB | OEM | TSDO1103-3 |  |  | TEMPERATURE RATING | 3-55C | ACCURACY |  | SWITCH CONFIGURATION | [12 empty] | https://www.backergroup.com/download/18.521b1d3d17e5b499ae712e6/1642602772530/Thermostats%20cotherm.pdf |  |  |  | Production Completed
STP_008 | Data Enrichment | RMZ | OK | 2023-07-11 | 2023-07-13 | PVJ |  | 2023-07-14 |  | 407980 |  | 407980 | M | ZRSA | EN | 06 | [7 empty] | PC | 0¦0¦0 | 0 | KG | 0¦0¦0 | 0 | [5 empty] | M3¦NM3¦PC |  | Z002 | [12 empty] | THERMOSTAT TR 2 (IMIT TTCA 54 >¦TERMOSTAATTI TR 2 (IMIT TTCA > | THERMOSTAT TR 2 (IMIT TTCA 54 >¦THERMOSTAT TR 2 (IMIT TTCA > | MM_PROPERTY **THERMOSTAT **MM_MANUFACTURER_NO **TR 2 (IMIT TTCA 542833) **MM_MANUFACTURER **HYDAC |  |  | 90321020 |  |  | Enriched | THERMOSTAT |  | DOUBLE REGUKATION | 2014/35/EU - 2011/65/EU | IMIT CONTROL SYSTEM | OEM | TTCA 542833 | TR 2 |  | TEMPERATURE RATING | 0/90C | ACCURACY |  | SWITCH CONFIGURATION | [7 empty] | ALTERNATE MFR:HYDAC |  |  |  |  | https://www.imit.it/en/products/thermal-central/ttca/ | https://www.imit.it/repository/certifications/35/dichiarazione-ue-ttca.pdf |  |  | Production Completed
STP_008 | Data Enrichment | RMZ | OK | 2023-07-11 | 2023-07-12 | PVJ |  | 2023-07-14 |  | 408001 |  | 408001 | M | ZRSA | EN | 06 | [7 empty] | PC | 0¦0¦0 | 0 | KG | 0¦0¦0 | 0 | [5 empty] | M3¦NM3¦PC |  | Z002 | [12 empty] | TEMPERATURE CONTROLLER ATHS-2 >¦LÄMPÖTILASÄÄDIN ATHS-22__2 - > | TEMPERATURE CONTROLLER ATHS-2 >¦TEMPERATURE CONTROLLER ATHS-22__2 - > | MM_PROPERTY **TEMPERATURE CONTROLLER **MM_MANUFACTURER_NO **ATHS-22__2 - NAP. 0 -100°C **MM_MANUFACTURER **JUMO |  |  | 90321080 |  |  | Enriched | THERMOSTAT |  | SURFACE MOUNTING DOUBLE |  | JUMO INDIA PVT LTD | OEM | ATHS-22__2 - NAP |  |  | TEMPERATURE RATING | 0-100C | ACCURACY | 3-4% | SWITCH CONFIGURATION | [12 empty] | https://www.jumo.net/attachments/JUMO/attachmentdownload?id=4185 |  |  | Processed based on Websource, Conflict w.r.t Input | Production Completed
STP_008 | Data Enrichment | RMZ | OK | 2023-07-11 | 2023-07-12 | PVJ |  | 2023-07-14 |  | 408002 |  | 408002 | M | ZRSA | EN | 06 | [7 empty] | PC | 0¦0¦0 | 0 | KG | 0¦0¦0 | 0 | [5 empty] | M3¦NM3¦PC |  | Z002 | [12 empty] | TEMPERATURE CONTROLLER ATHS-2 >¦LÄMPÖTILASÄÄDIN ATHS-22 2 - P> | TEMPERATURE CONTROLLER ATHS-2 >¦TEMPERATURE CONTROLLER ATHS-22 2 - P> | MM_FEATURE **TEMPERATURE CONTROLLER **MM_MANUFACTURER_NO **ATHS-22 2 - PIN, 0 -100°C **MM_MANUFACTURER **JUMO |  |  | 90321080 |  |  | Enriched | THERMOSTAT |  | SURFACE MOUNTING DOUBLE |  | JUMO INDIA PVT LTD | OEM | ATHS-22 2 - PIN |  |  | TEMPERATURE RATING | 0-100C | ACCURACY | 3-4% | SWITCH CONFIGURATION | [12 empty] | https://www.jumo.net/attachments/JUMO/attachmentdownload?id=4185 |  |  | Processed based on Websource, Conflict w.r.t Input | Production Completed
STP_008 | Data Enrichment | NGB | OK | 2023-07-10 | 2023-07-13 | PVJ |  | 2023-07-14 |  | 165567 |  | 165567 | M | ZRSA | EN | 06 | [7 empty] | PC | 0 | 0 | KG | 0 | 0 | [5 empty] | PC |  | Z002 | [12 empty] | PYYHE KATRIN CLASSIC SYSTEM TOWEL 460102 | TOWEL KATRIN CLASSIC SYSTEM TOWEL 460102 |  |  | 140401 | 48182091 |  |  | Enriched | TOWEL |  | CLASSIC SYSTEM HAND |  | METSÄ GROUP | OEM | 460102 |  |  | SIZE | L160XW200 | [9 empty] | 2-PLY PAPER | BRAND:KATRIN |  |  |  |  | https://www.caleygroup.com/katrin-classic-system-hand-towel-m2-2-ply-white-pack-of-6-460102--3 |  |  |  | Production Completed
STP_008 | Data Enrichment | SMX | OK | 2023-07-10 | 2023-07-13 | PVJ |  | 2023-07-14 |  | 161918 |  | 161918 | M | ZRSA | EN | 06 | [7 empty] | PC | 0 | 0 | KG | 0 | 0 | [5 empty] | PC |  | Z002 | [12 empty] | TELA 145X600X13 R832334 CR URITETTU | TRACK 145X600X13 R832334 CR GROOVED | MM_DIMENSION1_VALUE1 **145X660 **MM_TYPE **STRAIGHT GROOVES CHROME **MM_DIMENSION2_VALUE2 **13X60 AXLE **MM_DRAWING **R832334 **MM_MANUFACTURER **RAUTE |  | 060753 | 73021010 |  |  | Cleansed | TRACK |  | STRAIGHT GROOVED AXLE |  | RAUTE | NON-OEM |  |  |  | SIZE/DIMENSIONS | 145X600X13X60 | [8 empty] | R832334 |  | FINISH:CHROME |  |  |  |  | Url Not Found |  |  |  | Production Completed
STP_008 | Data Enrichment | SMX | OK | 2023-07-10 | 2023-07-13 | PVJ |  | 2023-07-14 |  | 163216 |  | 163216 | M | ZRSA | EN | 06 | [7 empty] | PC | 0 | 0 | KG | 0 | 0 | [5 empty] | PC |  | Z002 | [12 empty] | TELA 101X2000 3R535344 METALLI | TRACK 101X2000 3R535344 METAL | MM_DIMENSION1_VALUE1 **101 **MM_TYPE **METAL **MM_DIMENSION2_VALUE2 **2000 **MM_DRAWING **3R535344 **MM_MANUFACTURER **RAUTE |  | 060784 | 73021010 |  |  | Cleansed | TRACK |  | METAL |  | RAUTE | NON-OEM |  |  |  | SIZE/DIMENSIONS | 101X2000 | [8 empty] | 3R535344 | [6 empty] | Url Not Found |  |  |  | Production Completed
STP_008 | Data Enrichment | SMX | OK | 2023-07-10 | 2023-07-13 | PVJ |  | 2023-07-14 |  | 163217 |  | 163217 | M | ZRSA | EN | 06 | [7 empty] | PC | 0 | 0 | KG | 0 | 0 | [5 empty] | PC |  | Z002 | [12 empty] | TELA 101X2000 3R535359 MUOVI | TRUCK 101X2000 3R535359 PLASTIC | MM_DIMENSION1_VALUE1 **101 **MM_TYPE **PLASTIC **MM_DIMENSION2_VALUE2 **2000 **MM_DRAWING **3R535359 **MM_MANUFACTURER **RAUTE |  | 060784 | 84264100 |  |  | Cleansed | TRUCK |  |  |  | RAUTE | NON-OEM |  |  |  | CAPACITY |  | POWER RATING |  | LOWERED HEIGHT | 101 | RAISED HEIGHT | 2000 | FRAME SIZE |  | 3R535359 | PLASTIC | [5 empty] | Url Not Found |  |  |  | Production Completed
STP_008 | Data Enrichment | CIR | OK | 4/7/2023 | 10/7/2023 | PVJ |  | 2023-07-14 |  | 143760 |  | 143760 | M | ZRSA | EN | 06 | [7 empty] | PC | 0 | 0 | KG | 0 | 0 | [5 empty] | PC |  | Z002 | [12 empty] | TELA R060577 101,6/35-4800 | TRUCK R060577 101.6/35-4800 | MM_DRAWING **R060577 **MM_MANUFACTURER **RAUTE |  | 060755 | 84279000 |  |  | CLEANSED | TRUCK |  |  |  | RAUTE | OEM |  |  |  | CAPACITY | 4800LB | POWER RATING |  | LOWERED HEIGHT | 35 | RAISED HEIGHT | 101.6 | FRAME SIZE |  | R060577 | [9 empty] | URL NOT Found | Production Completed
STP_008 | Data Enrichment | CIR | OK | 4/7/2023 | 10/7/2023 | PVJ |  | 2023-07-14 |  | 143761 |  | 143761 | M | ZRSA | EN | 06 | [7 empty] | PC | 0 | 0 | KG | 0 | 0 | [5 empty] | PC |  | Z002 | [12 empty] | TELA R060578 101,6/30-4800 | TRUCK R060578 101.6/30-4800 | MM_DRAWING **R060578 **MM_MANUFACTURER **RAUTE |  | 060755 | 84279000 |  |  | CLEANSED | TRUCK |  |  |  | RAUTE | OEM |  |  |  | CAPACITY | 4800LB | POWER RATING |  | LOWERED HEIGHT | 30 | RAISED HEIGHT | 101.6 | FRAME SIZE |  | R060578 | [9 empty] | URL NOT Found | Production Completed
STP_008 | Data Enrichment | CIR | OK | 4/7/2023 | 10/7/2023 | PVJ |  | 2023-07-14 |  | 143764 |  | 143764 | M | ZRSA | EN | 06 | [7 empty] | PC | 0 | 0 | KG | 0 | 0 | [5 empty] | PC |  | Z002 | [12 empty] | TELA R432762 PURKUPÄÄ | TRUCK R432762 DISASSEMBLY HEAD | MM_DRAWING **R432762 **MM_MANUFACTURER **RAUTE |  | 060755 | 84279000 |  |  | CLEANSED | TRUCK |  |  |  | RAUTE | OEM |  |  |  | CAPACITY |  | POWER RATING |  | LOWERED HEIGHT |  | RAISED HEIGHT |  | FRAME SIZE |  | R432762 |  | DISASSEMBLY HEAD | [7 empty] | URL NOT Found | Production Completed
STP_008 | Data Enrichment | CIR | OK | 4/7/2023 | 10/7/2023 | PVJ |  | 2023-07-14 |  | 143769 |  | 143769 | M | ZRSA | EN | 06 | [7 empty] | PC | 0 | 0 | KG | 0 | 0 | [5 empty] | PC |  | Z002 | [12 empty] | TELARUNKO R941387 ALEMPI | TRACK FRAME R941387 LOWER | MM_DRAWING **R941387 **MM_MANUFACTURER **RAUTE |  | 060755 | 84279000 |  |  | CLEANSED | TRUCK |  | LOWER |  | RAUTE | OEM |  |  |  | CAPACITY |  | POWER RATING |  | LOWERED HEIGHT |  | RAISED HEIGHT |  | FRAME SIZE |  | R941387 |  | FRAME | [7 empty] | URL NOT Found | Production Completed
STP_008 | Data Enrichment | NEN | OK | 10-07-2023 | 12-07-2023 | PVJ |  | 2023-07-14 |  | 170215 |  | 170215 | M | ZRSA | EN | 06 | [7 empty] | PC | 0 | 0 | KG | 0 | 0 | [5 empty] | PC |  | Z002 | [12 empty] | TELA R066716 SYÖTTÖKULJETIN RAUTE | TRUCK R066716 FEED CONVEYOR RAIL | MM_PROPERTIES **FEED CONVEYOR **MM_DIMENSION1_VALUE1 **HARDNESS 70 SHORE A **MM_MANUFACTURER_NO **R066716 **MM_DRAWING **R066716 **MM_MANUFACTURER **RAUTE |  | 060780 |  |  |  | CLEANSED | TRUCK |  | FEED CONVEYOR RAIL |  | RAUTE | NON-OEM |  |  |  | CAPACITY |  | POWER RATING |  | LOWERED HEIGHT |  | RAISED HEIGHT |  | FRAME SIZE |  | R066716 | [6 empty] | URL NOT FOUND |  |  | Suitable commodity code not found | Production Completed
STP_008 | Data Enrichment | NEN | OK | 10-07-2023 | 12-07-2023 | PVJ |  | 2023-07-14 |  | 170216 |  | 170216 | M | ZRSA | EN | 06 | [7 empty] | PC | 0 | 0 | KG | 0 | 0 | [5 empty] | PC |  | Z002 | [12 empty] | TELA R066717 SYÖTTÖKULJETIN RAUTE | TRUCK R066717 FEED CONVEYOR RAIL | MM_PROPERTIES **FEED CONVEYOR **MM_DIMENSION1_VALUE1 **HARDNESS 70 SHORE A **MM_MANUFACTURER_NO **R066717 **MM_DRAWING **R066717 **MM_MANUFACTURER **RAUTE |  | 060780 |  |  |  | CLEANSED | TRUCK |  | FEED CONVEYOR RAIL |  | RAUTE | NON-OEM |  |  |  | CAPACITY |  | POWER RATING |  | LOWERED HEIGHT |  | RAISED HEIGHT |  | FRAME SIZE |  | R066717 | [6 empty] | URL NOT FOUND |  |  | Suitable commodity code not found | Production Completed
STP_008 | Data Enrichment | NGB | OK | 2023-07-10 | 2023-07-13 | PVJ |  | 2023-07-14 |  | 166015 |  | 166015 | M | ZRSA | EN | 06 | [7 empty] | PC | 0 | 0 | KG | 0 | 0 | [5 empty] | PC |  | Z002 | [12 empty] | VINSSI H-2000 K | WINCH H-2000 K | MM_TYPE **H-2000 K **MM_MANUFACTURER **PRODUCT TECH |  | 060781 | 84311000 |  |  | Cleansed | WINCH | [5 empty] | H-2000 K |  |  | LOAD CAPACITY |  | ROPE DIAMETER |  | ROPE LENGTH |  | LIFTING RANGE | [5 empty] | PRODUCT TECH |  |  |  |  | URL Not Found |  |  |  | Production Completed
STP_008 | Data Enrichment | BHJ | OK | 2023-07-11 | 2023-07-11 | PVJ |  | 2023-07-14 |  | 198084 |  | 198084 | M | ZRSA | EN | 06 | [7 empty] | PC | 0¦0¦0 | 0 | KG | 0¦0¦0 | 0 | [5 empty] | M3¦NM3¦PC |  | Z002 | [12 empty] | WIPER H122908¦LIIMIPÜHKIJA H122908¦PYYHKIJÄ H122908 | WIPER H122908¦GLUE WIPER H122908¦WIPER H122908 | MM_FEATURE **WIPER **MM_MATERIAL **METAL **MM_TYPE **H122908 **MM_MANUFACTURER_NO **H122908 **MM_MANUFACTURER **RAUTE |  |  | 85124000 |  |  | Cleansed | WIPER |  | GLUE |  | RAUTE | NON-OEM | H122908 |  |  | SIZE | [10 empty] | METAL | [5 empty] | Url Not Found |  |  |  | Production Completed
STP_008 | Data Enrichment | BHJ | OK | 2023-07-11 | 2023-07-11 | PVJ |  | 2023-07-14 |  | 198085 |  | 198085 | M | ZRSA | EN | 06 | [7 empty] | PC | 0¦0¦0 | 0 | KG | 0¦0¦0 | 0 | [5 empty] | M3¦NM3¦PC |  | Z002 | [12 empty] | WIPER D00158151¦LIIMIPÜHKIJA D00158151¦PYYHKIJÄ D00158151 | WIPER D00158151¦GLUE WIPER D00158151¦WIPER D00158151 | MM_FEATURE **WIPER **MM_MATERIAL **PLASTIC **MM_TYPE **D00158151 **MM_MANUFACTURER_NO **D00158151 **MM_MANUFACTURER **RAUTE |  |  | 85124000 |  |  | Cleansed | WIPER |  | GLUE |  | RAUTE | NON-OEM | D00158151 |  |  | SIZE | [10 empty] | PLASTIC | [5 empty] | Url Not Found |  |  |  | Production Completed
STP_008 | Data Enrichment | BHJ | OK | 2023-07-11 | 2023-07-11 | PVJ |  | 2023-07-14 |  | 400387 |  | 400387 | M | ZRSA | EN | 06 | [7 empty] | PC | 0 | 0 | KG | 0 | 0 | [5 empty] | PC |  | Z002 | [12 empty] | WIPER D00158150¦LIIMIPÜHKIJA D00158150¦PYYHKIJÄ D00158150 | WIPER D00158150¦GLUE WIPER D00158150¦WIPER D00158150 | MM_FEATURE **WIPER **MM_MATERIAL **PLASTIC **MM_TYPE **D00158150 **MM_MANUFACTURER_NO **D00158150 **MM_MANUFACTURER **RAUTE |  |  | 85124000 |  |  | Cleansed | WIPER |  | GLUE |  | RAUTE | NON-OEM | D00158150 |  |  | SIZE | [10 empty] | PLASTIC | [5 empty] | Url Not Found |  |  |  | Production Completed
STP_008 | Data Enrichment | BHJ | OK | 2023-07-11 | 2023-07-11 | PVJ |  | 2023-07-14 |  | 407490 |  | 407490 | M | ZRSA | EN | 06 | [7 empty] | PC | 0 | 0 | KG | 0 | 0 | [5 empty] | PC |  | Z002 | [12 empty] | WIPER 360X380X1018 ECOPUR¦PÜHKIJA 360X380X1018 ECOPUR¦PYYHKIJÄ 360X380X1018 ECOPUR | WIPER 360X380X1018 ECOPUR¦WIPER 360X380X1018 ECOPUR¦WIPER 360X380X1018 ECOPUR | MM_FEATURE **WIPER **MM_MATERIAL **RUBBER **MM_TYPE **360X380X1018 |  |  | 85124000 |  |  | Cleansed | WIPER | [8 empty] | SIZE | 360X380X1018 | [9 empty] | RUBBER+ECOPUR | [5 empty] | Url Not Found |  |  |  | Production Completed
STP_008 | Data Enrichment | CIR | OK | 4/7/2023 | 10/7/2023 | PVJ |  | 2023-07-14 |  | 143976 |  | 143976 | M | ZRSA | EN | 06 | [7 empty] | PC | 0 | 0 | KG | 0 | 0 | [5 empty] | PC |  | Z002 | [12 empty] | PYYHKIJÄ 600087 125/137X10 | WIPER 600087 125/137X10 | MM_TYPE **600087 **MM_MEASURE2_VALUE2 **125/137X10 |  | 060760 | 85129090 |  |  | CLEANSED | WIPER | [5 empty] | 600087 |  |  | SIZE | 125X137X10 | [18 empty] | URL NOT Found | Production Completed
STP_008 | Data Enrichment | CIR | OK | 11/7/2023 | 13/7/2023 | PVJ |  | 2023-07-14 |  | 186758 |  | 186758 | M | ZRSA | EN | 06 | [7 empty] | PC | 0 | 0 | KG | 0 | 0 | [5 empty] | PC |  | Z002 | [12 empty] | JOHDE 0316340112A | WIRE 0316340112A | MM_TYPE **0316340112A |  | 060762 | 74130000 |  |  | CLEANSED | WIRE | [6 empty] | 0316340112A |  | WIRE SIZE |  | NUMBER OF STRANDS | [18 empty] | Production Completed
STP_008 | Data Enrichment | CIR | OK | 11/7/2023 | 13/7/2023 | PVJ |  | 2023-07-14 |  | 186759 |  | 186759 | M | ZRSA | EN | 06 | [7 empty] | PC | 0 | 0 | KG | 0 | 0 | [5 empty] | PC |  | Z002 | [12 empty] | JOHDE 0316340113C | WIRE 0316340113C | MM_TYPE **0316340113C |  | 060762 | 74130000 |  |  | CLEANSED | WIRE | [6 empty] | 0316340113C |  | WIRE SIZE |  | NUMBER OF STRANDS | [18 empty] | Production Completed
STP_008 | Data Enrichment | CIR | OK | 4/7/2023 | 11/7/2023 | PVJ |  | 2023-07-14 |  | 138161 |  | 138161 | M | ZRSA | EN | 06 | [7 empty] | PC | 0¦0 | 4.5 | KG | 0¦0 | 0 | [5 empty] | M2¦PC |  | Z002 | [12 empty] | MUOVIVIIRA AURA S 1750X3580 D=0,8MM EF-N | PLASTIC WIRE AURA S 1750X3580 D=0.8MM EF-N | MM_FEATURE **EDGES MELTING+U-PROCESSING **MM_DIMENSION1_VALUE1 **D=0.8MM **MM_MATERIAL **PPS/PPS **MM_TYPE **9110045-PD-E58003A **MM_DIMENSION2_VALUE2 **T.35 GLUE EDGES **MM_MANUFACTURER **ALBANY |  | 050105 | 81089030 |  |  | CLEANSED | WIRE |  |  |  | ALBANY | NON-OEM | 9110045-PD-E58003A |  |  | WIRE SIZE | 1750X3580 | NUMBER OF STRANDS | [8 empty] | PLASTIC | AURA S,EDGES MELTING+U-PROCESSING,T35 GLUE EDGES,D0,8 EF-N | [7 empty] | URL NOT Found | Production Completed
STP_008 | Data Enrichment | CIR | OK | 4/7/2023 | 11/7/2023 | PVJ |  | 2023-07-14 |  | 138163 |  | 138163 | M | ZRSA | EN | 06 | [7 empty] | PC | 0¦0 | 5.4 | KG | 0¦0 | 0 | [5 empty] | M2¦PC |  | Z002 | [12 empty] | MUOVIVIIRA AURA S 1750X4310 D=0,8MM EF-N | PLASTIC WIRE AURA S 1750X4310 D=0.8MM EF-N | MM_FEATURE **EDGES MELTING+U-PROCESSING **MM_DIMENSION1_VALUE1 **D=0.8MM **MM_MATERIAL **PPS/PPS **MM_TYPE **9110045-PE-E31003A **MM_DIMENSION2_VALUE2 **T.35 GLUE EDGES **MM_MANUFACTURER **ALBANY |  | 050105 | 81089030 |  |  | CLEANSED | WIRE |  |  |  | ALBANY | NON-OEM | 9110045-PE-E31003A |  |  | WIRE SIZE | 1750X4310 | NUMBER OF STRANDS | [8 empty] | PLASTIC | AURA S,EDGES MELTING+U-PROCESSING,T35 GLUE EDGES,D0,8 EF-N | [7 empty] | URL NOT Found | Production Completed
STP_008 | Data Enrichment | NGB | OK | 2023-07-10 | 2023-07-10 | PVJ |  | 2023-07-14 |  | 165250 |  | 165250 | M | ZRSA | EN | 06 | [7 empty] | PC | 0 | 0 | KG | 0 | 0 | [5 empty] | PC |  | Z002 | [12 empty] | KUPARIJOHDE ALA R170290 | COPPER WIRE FIELD R170290 | MM_DRAWING **R170290 **MM_MANUFACTURER **RAUTE OYJ |  | 060784 | 74130000 |  |  | Cleansed | WIRE |  |  |  | RAUTE | NON-OEM | R170290 |  |  | WIRE SIZE |  | NUMBER OF STRANDS | [7 empty] | R170290 | COPPER | FIELD |  |  |  |  | URL Not Found |  |  |  | Production Completed
STP_008 | Data Enrichment | NGB | OK | 2023-07-10 | 2023-07-10 | PVJ |  | 2023-07-14 |  | 164526 |  | 164526 | M | ZRSA | EN | 06 | [7 empty] | PC | 0 | 0 | KG | 0 | 0 | [5 empty] | PC |  | Z002 | [12 empty] | TASOJOHDE JGV3-FT6633-P3 | FLAT WIRE JGV3-FT6633-P3 | MM_MEASUREMENT1_VALUE1 **W= 2336MM **MM_TYPE **JGV3-FT6633-P3 **MM_MEASUREMENT2_VALUE2 **H/H = 180MM **MM_MEASUREMENT3_VALUE3 **C, D = 88MM **MM_MANUFACTURER **HEPCOMOTION |  | 062207 |  |  |  | Cleansed | WIRE |  | FLAT |  | HEPCOMOTION LTD | NON-OEM | JGV3-FT6633-P3 |  |  | WIRE SIZE |  | NUMBER OF STRANDS | [9 empty] | SIZE:2336X180X88 |  |  |  |  | URL Not Found |  |  |  | Production Completed
STP_008 | Data Enrichment | NGB | OK | 2023-07-10 | 2023-07-10 | PVJ |  | 2023-07-14 |  | 165340 |  | 165340 | M | ZRSA | EN | 06 | [7 empty] | PC | 0 | 0 | KG | 0 | 0 | [5 empty] | PC |  | Z002 | [12 empty] | MUOVIJOHDE V30 R267011 | PLASTIC WIRE V30 R267011 | MM_LISAT_1 **RAUTE VENEER SEALERS **MM_DRAWING **R267011 |  | 060756 |  |  |  | Cleansed | WIRE |  |  |  | RAUTE | NON-OEM |  |  |  | WIRE SIZE |  | NUMBER OF STRANDS | [7 empty] | R267011 | PLASTIC | VENEER SEALERS |  |  |  |  | URL Not Found |  |  |  | Production Completed
STP_008 | Data Enrichment | NGB | OK | 2023-07-10 | 2023-07-10 | PVJ |  | 2023-07-14 |  | 166096 |  | 166096 | M | ZRSA | EN | 06 | [7 empty] | PC | 0 | 0 | KG | 0 | 0 | [5 empty] | PC |  | Z002 | [12 empty] | SIVUJOHDE R913021 | SIDE WIRE R913021 | MM_DRAWING **R913021 **MM_MANUFACTURER **RAUTE OY |  | 060753 |  |  |  | Cleansed | WIRE |  | SIDE |  | RAUTE | NON-OEM |  |  |  | WIRE SIZE |  | NUMBER OF STRANDS | [7 empty] | R913021 | [6 empty] | URL Not Found |  |  |  | Production Completed
STP_008 | Data Enrichment | NGB | OK | 2023-07-10 | 2023-07-10 | PVJ |  | 2023-07-14 |  | 165979 |  | 165979 | M | ZRSA | EN | 06 | [7 empty] | PC | 0 | 0 | KG | 0 | 0 | [5 empty] | PC |  | Z002 | [12 empty] | JOHDE R939905 | WIRE R939905 | MM_DRAWING **R939905 **MM_MANUFACTURER **RAUTE |  | 060753 |  |  |  | Cleansed | WIRE |  |  |  | RAUTE | NON-OEM |  |  |  | WIRE SIZE |  | NUMBER OF STRANDS | [7 empty] | R913021 | [6 empty] | URL Not Found |  |  |  | Production Completed
STP_008 | Data Enrichment | SFU | OK | 2023-07-03 | 2023-07-12 | PVJ |  | 2023-07-14 |  | 153440 |  | 153440 | M | ZRSA | EN | 06 | [7 empty] | KG | 0 | 0 | KG | 0 | 0 | [5 empty] | KG |  | Z002 | [12 empty] | HITSAUSLANKA AUTROD 12.51 0,8 15KG | WELDING WIRE AUTROD 12.51 0.8 15KG |  |  | 062204 | 83119000 |  |  | CLEANSED | WIRE | WELDING/BRAZING |  |  | ESAB | OEM |  | OK AUTROD 12.51 |  | DIAMETER | 0,8 | MELTING POINT | [9 empty] | WEIGHT:15KG |  |  |  |  | https://esab.com/lv/eur_en/products-solutions/product/filler-metals/mig-mag-wires-gmaw/mild-steel-wires/ok-autrod-12-51/ |  |  |  | Production Completed
STP_008 | Data Enrichment | NEN | OK | 10-07-2023 | 12-07-2023 | PVJ |  | 2023-07-14 |  | 167925 |  | 167925 | M | ZRSA | EN | 06 | [7 empty] | PC | 0 | 0 | KG | 0 | 0 | [5 empty] | PC |  | Z002 | [12 empty] | YLÄVIIRA 5300X1200 E1-06081 | TOP WIRE 5300X1200 E1-06081 | MM_PROPERTY **CLIPPER-SEAM **MM_DIMENSION1_VALUE1 **5300X1200 **MM_MANUFACTURER_NO **E1-06081,CLIPPER-SEAM **MM_MANUFACTURER **CLEAR EDGE FINLAND OY |  | 050105 | 76051900 |  |  | CLEANSED | WIRE |  | TOP |  | CLEAR EDGE FINLAND OY | OEM | E1-06081 |  |  | WIRE SIZE | 5300X1200 | NUMBER OF STRANDS | [9 empty] | CLIPPER-SEAM |  |  |  |  | URL NOT FOUND |  |  |  | Production Completed
STP_008 | Data Enrichment | SMX | OK | 2023-07-06 | 2023-07-10 | SYC |  | 2023-07-14 |  | 158204 |  | 158204 | M | ZRSA | EN | 06 | [7 empty] | PC | 0 | 0 | KG | 0 | 0 | [5 empty] | PC |  | Z002 | [12 empty] | KÄYTTÖVÄLITYS 1R736882 | TRANSMISSION 1R736882 | MM_LISAT_1 **5-LATHE **MM_DRAWING **R736882 |  | 060753 | [33 empty] | Insufficient Information, Unable to Identify the NM | Production Completed
STP_008 | Data Enrichment | SMX | OK | 2023-07-06 | 2023-07-10 | SYC |  | 2023-07-14 |  | 166312 |  | 166312 | M | ZRSA | EN | 06 | [7 empty] | PC | 0 | 0 | KG | 0 | 0 | [5 empty] | PC |  | Z002 | [12 empty] | HIS CARD RED SMD | HIS CARD RED SMD | MM_MANUFACTURER_NO **Y10-620 VDA **MM_DRAWING **2023631 **MM_MANUFACTURER **MECANO/RAUTE |  | 061301 | [8 empty] | RAUTE | NON-OEM | Y10-620 VDA | [12 empty] | 2023631 |  | ALTERNATE MFR:MECANO | [7 empty] | Insufficient Information, Unable to Identify the NM | Production Completed
STP_008 | Data Enrichment | SMX | OK | 2023-07-10 | 2023-07-11 | SYC |  | 2023-07-14 |  | 161917 |  | 161917 | M | ZRSA | EN | 06 | [7 empty] | PC | 0 | 0 | KG | 0 | 0 | [5 empty] | PC |  | Z002 | [12 empty] | KOLA 190X660 | KOLA 190X660 | MM_MEASURE1_VALUE1 **190 **MM_MEASURE2_VALUE2 **660 |  | 060706 | [33 empty] | Insufficient Information, Unable to Identify the NM | Production Completed
STP_008 | Data Enrichment | SMX | OK | 2023-07-10 | 2023-07-13 | SYC |  | 2023-07-14 |  | 162553 |  | 162553 | M | ZRSA | EN | 06 | [7 empty] | PC | 0 | 0 | KG | 0 | 0 | [5 empty] | PC |  | Z002 | [12 empty] | PAININSUKSI 1630 R760983 | WRESTLING SKI 1630 R760983 | MM_TYPE **1630 R760983 |  | 060753 | [30 empty] | Url Not Found |  |  | Insufficient Information, Unable to Identify the NM | Production Completed
STP_008 | Data Enrichment | SMX | OK | 2023-07-10 | 2023-07-13 | SYC |  | 2023-07-14 |  | 162554 |  | 162554 | M | ZRSA | EN | 06 | [7 empty] | PC | 0 | 0 | KG | 0 | 0 | [5 empty] | PC |  | Z002 | [12 empty] | PAININSUKSI 3330 R761006 | WRESTLING SKI 3330 R761006 | MM_LISAT_1 **VENEER INSTALLATION LINE P2 **MM_DRAWING **R761006 **MM_LISAT_2 **VENEER LAYER VPA R761879 |  | 060753 | [30 empty] | Url Not Found |  |  | Insufficient Information, Unable to Identify the NM | Production Completed
STP_008 | Data Enrichment | SMX | OK | 2023-07-10 | 2023-07-13 | SYC |  | 2023-07-14 |  | 162771 |  | 162771 | M | ZRSA | EN | 06 | [7 empty] | PC | 0 | 0 | KG | 0 | 0 | [5 empty] | PC |  | Z002 | [12 empty] | KAMPI G-82-1049 | CRANK G-82-1049 | MM_LISAT_1 **SUL HAVU & PUNKA KERTO **MM_MANUFACTURER_NO **G-82-1049 **MM_MANUFACTURER **VALON KONE |  | 060751 |  |  |  | Cleansed |  |  |  |  | VALON KONE | OEM | G-82-1049 | [19 empty] | Url Not Found |  |  | Suitable NM Not Found in Taxonomy | Production Completed
STP_008 | Data Enrichment | SMX | OK | 2023-07-10 | 2023-07-11 | SYC |  | 2023-07-14 |  | 163136 |  | 163136 | M | ZRSA | EN | 06 | [7 empty] | PC | 0 | 0 | KG | 0 | 0 | [5 empty] | PC |  | Z002 | [12 empty] | KOLA 70X730 MOLDOW | KOLA 70X730 MOLDOW | MM_MEASURE1_VALUE1 **0.440740740740741 **MM_TYPE **MOLDOW **MM_MEASURE2_VALUE2 **730 **MM_MANUFACTURER **TECALEMIT |  | 060202 | [33 empty] | Insufficient Information, Unable to Identify the NM | Production Completed
STP_008 | Data Enrichment | SMX | OK | 2023-07-10 | 2023-07-13 | SYC |  | 2023-07-14 |  | 163238 |  | 163238 | M | ZRSA | EN | 06 | [7 empty] | PC | 0 | 0 | KG | 0 | 0 | [5 empty] | PC |  | Z002 | [12 empty] | VÄLILISTA R913396 | INTERMEDIATE LIST R913396 | MM_DRAWING **R913396 **MM_MANUFACTURER **RAUTE |  | 060753 | [8 empty] | RAUTE | NON-OEM | [20 empty] | Url Not Found |  |  | Insufficient Information, Unable to Identify the NM | Production Completed
STP_008 | Data Enrichment | SMX | OK | 2023-07-10 | 2023-07-10 | SYC |  | 2023-07-14 |  | 163385 |  | 163385 | M | ZRSA | EN | 06 | [7 empty] | PC | 0 | 0 | KG | 0 | 0 | [5 empty] | PC |  | Z002 | [12 empty] | TYÖNNIN | I PUSHED | MM_MANUFACTURER **ANTHON GMBH |  | 060784 | [33 empty] | Insufficient Information, Unable to Identify the NM | Production Completed
STP_008 | Data Enrichment | SMX | OK | 2023-07-10 | 2023-07-11 | SYC |  | 2023-07-14 |  | 185444 |  | 185444 | M | ZRSA | EN | 06 | [7 empty] | PC | 0 | 0 | KG | 0 | 0 | [5 empty] | PC |  | Z002 | [12 empty] | SISÄKARA R939693 TAKAPÄÄ SD R | INTERNAL SPINDLE R939693 REAR END SD R | MM_TYPE **INNER SHAFT R939693 REAR END SD R **MM_MANUFACTURER_NO **R939693 **MM_DRAWING **R939693 **MM_MANUFACTURER **RAUTE OYJ |  | 060753 | [8 empty] | RAUTE | NON-OEM | [23 empty] | Conflict in Product between Original Description & Original Long Description - Record Not Processed | Production Completed
STP_008 | Data Enrichment | SMX | OK | 2023-07-10 | 2023-07-11 | SYC |  | 2023-07-14 |  | 185445 |  | 185445 | M | ZRSA | EN | 06 | [7 empty] | PC | 0 | 0 | KG | 0 | 0 | [5 empty] | PC |  | Z002 | [12 empty] | SISÄKARA R939694 TAKAPÄÄ SD L | INTERNAL SPINDLE R939694 REAR END SD L | MM_TYPE **INNER SHAFT R939693 REAR END SD R **MM_MANUFACTURER_NO **R939694 **MM_DRAWING **R939694 **MM_MANUFACTURER **RAUTE OYJ |  | 060753 | [8 empty] | RAUTE | NON-OEM | [23 empty] | Conflict in Product between Original Description & Original Long Description - Record Not Processed | Production Completed
STP_008 | Data Enrichment | SMX | OK | 2023-07-10 | 2023-07-11 | SYC |  | 2023-07-14 |  | 185446 |  | 185446 | M | ZRSA | EN | 06 | [7 empty] | PC | 0 | 0 | KG | 0 | 0 | [5 empty] | PC |  | Z002 | [12 empty] | ULKOKARA R939004 TAKAPÄÄ OIKEA | OUTER SPINDLE R939004 REAR RIGHT | MM_TYPE **INNER SHAFT R939693 REAR END SD R **MM_MANUFACTURER_NO **R939004 **MM_DRAWING **R939004 **MM_MANUFACTURER **RAUTE OYJ |  | 060753 | [8 empty] | RAUTE | NON-OEM | [23 empty] | Conflict in Product between Original Description & Original Long Description - Record Not Processed | Production Completed
STP_008 | Data Enrichment | SMX | OK | 2023-07-10 | 2023-07-11 | SYC |  | 2023-07-14 |  | 188046 |  | 188046 | M | ZRSA | EN | 06 | [7 empty] | PC | 0 | 0 | KG | 0 | 0 | [5 empty] | PC |  | Z002 | [12 empty] | SISÄKARA D60 L ETUPÄÄ R582178 | INTERNAL SPINDLE D60 L FRONT R582178 | MM_PROPERTIES **INNER SHAFT **MM_MANUFACTURER_NO **R582178 **MM_MANUFACTURER **RAUTE **MM_LISAT_2 **RAUTE NO.:R582178 |  | 060753 | [8 empty] | RAUTE | NON-OEM | [23 empty] | Conflict in Product between Original Description & Original Long Description - Record Not Processed | Production Completed
STP_008 | Data Enrichment | SMX | OK | 2023-07-10 | 2023-07-11 | SYC |  | 2023-07-14 |  | 194357 |  | 194357 | M | ZRSA | EN | 06 | [7 empty] | PC | 0 | 0 | KG | 0 | 0 | [5 empty] | PC |  | Z002 | [12 empty] | SPINDLE OPENING TOOL D75¦AVAIN D75 R364739 | SPINDLE OPENING TOOL D75¦KEY D75 R364739 | MM_MANUFACTURER_NO **R364739 **MM_MANUFACTURER **RAUTE **MM_LISAT_2 **RAUTE NO. R364739 |  | 060753 | [8 empty] | RAUTE | NON-OEM | [23 empty] | Conflict in Product between Original Description & Original Long Description - Record Not Processed | Production Completed
STP_008 | Data Enrichment | SMX | OK | 2023-07-10 | 2023-07-11 | SYC |  | 2023-07-14 |  | 194924 |  | 194924 | M | ZRSA | EN | 06 | [7 empty] | PC | 0¦0¦0 | 0 | KG | 0¦0¦0 | 0 | [5 empty] | M3¦NM3¦PC |  | Z002 | [12 empty] | SPINDLE H025860¦AKSELITAPPI H025860 | SPINDLE H025860¦AXLE PIN H025860 | MM_MANUFACTURER_NO **H025860 **MM_MANUFACTURER **RAUTE |  | 061005 | [8 empty] | RAUTE | NON-OEM | [23 empty] | Conflict in Product between Original Description & Original Long Description - Record Not Processed | Production Completed
STP_008 | Data Enrichment | SMX | OK | 2023-07-10 | 2023-07-11 | SYC |  | 2023-07-14 |  | 195955 |  | 195955 | M | ZRSA | EN | 06 | [7 empty] | PC | 0¦0¦0 | 0 | KG | 0¦0¦0 | 0 | [5 empty] | M3¦NM3¦PC |  | Z002 | [12 empty] | SPINDLE R541643¦TAPPI R541643 | SPINDLE R541643¦PIN R541643 | MM_TYPE **PIN **MM_MANUFACTURER_NO **R541643 **MM_MANUFACTURER **RAUTE |  | 060757 | [8 empty] | RAUTE | NON-OEM | [23 empty] | Conflict in Product between Original Description & Original Long Description - Record Not Processed | Production Completed
STP_008 | Data Enrichment | SMX | OK | 2023-07-10 | 2023-07-11 | SYC |  | 2023-07-14 |  | 195956 |  | 195956 | M | ZRSA | EN | 06 | [7 empty] | PC | 0¦0¦0 | 0 | KG | 0¦0¦0 | 0 | [5 empty] | M3¦NM3¦PC |  | Z002 | [12 empty] | SPINDLE R340269¦TAPPI R340269 | SPINDLE R340269¦PIN R340269 | MM_TYPE **PIN **MM_MANUFACTURER_NO **R340269 **MM_MANUFACTURER **RAUTE |  | 060757 | [8 empty] | RAUTE | NON-OEM | [23 empty] | Conflict in Product between Original Description & Original Long Description - Record Not Processed | Production Completed
STP_008 | Data Enrichment | BHJ | OK | 2023-07-11 | 2023-07-12 | SYC |  | 2023-07-14 |  | 196186 |  | 196186 | M | ZRSA | EN | 06 | [7 empty] | PC | 0¦0¦0 | 0 | KG | 0¦0¦0 | 0 | [5 empty] | M3¦NM3¦PC |  | Z002 | [12 empty] | ERROR DETECTOR VCO-F H183406¦VIRHEENTUNNISTIN VCO-F H183406 | ERROR DETECTOR VCO-F H183406 | MM_FEATURE **ARM **MM_TYPE **VCO-F **MM_MANUFACTURER_NO **H183406 **MM_MANUFACTURER **RAUTE | [32 empty] | Url Not Found |  |  | Conflict in Product between Original Description & Original Long Description - Record Not Processed | Production Completed
STP_008 | Data Enrichment | BHJ | OK | 2023-07-11 | 2023-07-13 | SYC |  | 2023-07-14 |  | 198298 |  | 198298 | M | ZRSA | EN | 06 | [7 empty] | PC | 0¦0¦0 | 0 | KG | 0¦0¦0 | 0 | [5 empty] | M3¦NM3¦PC |  | Z002 | [12 empty] | VACUUM PUMP 1,1KW 0-10V¦ALIPAINETURBIINI 1,1KW 0-10V | VACUUM PUMP 1.1KW 0-10V¦VACUUM PRESSURE TURBINE 1.1KW 0-10V | MM_PROPERTY **VACUUM PUMP **MM_TYPE **1.1KW 0-10V **MM_MANUFACTURER_NO **101 **MM_MANUFACTURER **LINEARTEC | [32 empty] | Url Not Found |  |  | Conflict in Product between Original Description & Original Long Description - Record Not Processed | Production Completed
STP_008 | Data Enrichment | BHJ | OK | 2023-07-11 | 2023-07-13 | SYC |  | 2023-07-14 |  | 198691 |  | 198691 | M | ZRSA | EN | 06 | [7 empty] | PC | 0 | 0 | KG | 0 | 0 | [5 empty] | PC |  | Z002 | [10 empty] | D00048856¦D00048856 |  | PHOTOCELL MOUNT D00048856¦VALOKENNO KEHYS D00048856 | PHOTOCELL MOUNT D00048856¦PHOTOCELL FRAME D00048856 | MM_FEATURE **PHOTOCELL MOUNT **MM_TYPE **D00048856 **MM_MANUFACTURER_NO **D00048856 | [32 empty] | Url Not Found |  |  | Conflict in Product between Original Description & Original Long Description - Record Not Processed | Production Completed
STP_008 | Data Enrichment | BHJ | OK | 2023-07-11 | 2023-07-13 | SYC |  | 2023-07-14 |  | 400004 |  | 400004 | M | ZRSA | EN | 06 | [7 empty] | PC | 0 | 0 | KG | 0 | 0 | [5 empty] | PC |  | Z002 | [12 empty] | FLAT SUCTION GRIPPER G1 SIZE 300-200¦IMUKUPPI G1 SIZE 300-200 | FLAT SUCTION GRIPPER G1 SIZE 300-200¦SUCTION CUP G1 SIZE 300-200 | MM_FEATURE **FLAT SUCTION GRIPPER **MM_TYPE **G1 300-200 | [32 empty] | Url Not Found |  |  | Conflict in Product between Original Description & Original Long Description - Record Not Processed | Production Completed
STP_008 | Data Enrichment | BHJ | OK | 2023-07-11 | 2023-07-13 | SYC |  | 2023-07-14 |  | 406890 |  | 406890 | M | ZRSA | EN | 06 | [7 empty] | PC | 0¦0¦0 | 0 | KG | 0¦0¦0 | 0 | [5 empty] | M3¦NM3¦PC |  | Z002 | [12 empty] | SLIDE H100716¦LIIMIPÜHKIJA H100716¦PYYHKIJÄ H100716 | SLIDE H100716¦GLUE WIPER H100716¦WIPER H100716 | MM_PROPERTY **SLIDE **MM_TYPE **H100716 **MM_MANUFACTURER_NO **H100716 **MM_MANUFACTURER **RAUTE | [32 empty] | Url Not Found |  |  | Conflict in Product between Original Description & Original Long Description - Record Not Processed | Production Completed
STP_008 | Data Enrichment | BHJ | OK | 2023-07-11 | 2023-07-13 | SYC |  | 2023-07-14 |  | 407709 |  | 407709 | M | ZRSA | EN | 06 | [7 empty] | PC | 0 | 0 | KG | 0 | 0 | [5 empty] | PC |  | Z002 | [12 empty] | HEATER 1FT 650W/400V¦KÜTTEKEHA 1FT 650W/400 V¦LÄMMITIN 1FT 650W /400 V | HEATER 1FT 650W/400V¦IGNITION BODY 1FT 650W/400V¦HEATER 1FT 650W/400V | MM_PROPERTY **HEATER **MM_TYPE **1FT 650W/400V **MM_MANUFACTURER_NO **D00139248 **MM_MANUFACTURER **RAUTE | [32 empty] | Url Not Found |  |  | Conflict in Product between Original Description & Original Long Description - Record Not Processed | Production Completed
STP_008 | Data Enrichment | NGB | OK | 2023-07-10 | 2023-07-13 | SYC |  | 2023-07-14 |  | 164952 |  | 164952 | M | ZRSA | EN | 06 | [7 empty] | L | 0 | 0 | KG | 0 | 0 | [5 empty] | L |  | Z002 | [12 empty] | ADVANTAGE K350A | ADVANTAGE K350A | MM_MEASUREMENT1_VALUE1 **30 L **MM_MANUFACTURER_NO **K350A **MM_MANUFACTURER **ASHLAND |  | 062106 | [30 empty] | URL Not Found |  |  | Insufficient Information, Unable to Identify the NM | Production Completed
STP_008 | Data Enrichment | NGB | OK | 2023-07-10 | 2023-07-13 | SYC |  | 2023-07-14 |  | 165560 |  | 165560 | M | ZRSA | EN | 06 | [7 empty] | PC | 0 | 0 | KG | 0 | 0 | [5 empty] | PC |  | Z002 | [12 empty] | VIISTEKURSO D160 B30 D35+DKN 45 Z4 LH | BEVEL COURSE D160 B30 D35+DKN 45 Z4 LH | MM_PROPERTY **WITH SPARE PARTS **MM_MANUFACTURER_NO **2215160030 |  | 050318 | [30 empty] | URL Not Found |  |  | Insufficient Information, Unable to Identify the NM | Production Completed
STP_008 | Data Enrichment | NGB | OK | 2023-07-10 | 2023-07-13 | SYC |  | 2023-07-14 |  | 165555 |  | 165555 | M | ZRSA | EN | 06 | [7 empty] | PC | 0 | 0 | KG | 0 | 0 | [5 empty] | PC |  | Z002 | [12 empty] | VIISTEKURSO D160 B30 D35+DKN 45 Z4 RH | BEVEL COURSE D160 B30 D35+DKN 45 Z4 RH | MM_PROPERTY **WITH SPARE PARTS **MM_MANUFACTURER_NO **2215160030 |  | 050318 | [30 empty] | URL Not Found |  |  | Insufficient Information, Unable to Identify the NM | Production Completed
STP_008 | Data Enrichment | NGB | OK | 2023-07-10 | 2023-07-13 | SYC |  | 2023-07-14 |  | 165562 |  | 165562 | M | ZRSA | EN | 06 | [7 empty] | PC | 0 | 0 | KG | 0 | 0 | [5 empty] | PC |  | Z002 | [12 empty] | VIISTEKURSO D160 B30 D35+DKN 60 Z4 LH | BEVEL COURSE D160 B30 D35+DKN 60 Z4 LH | MM_PROPERTY **WITH SPARE PARTS **MM_MANUFACTURER_NO **2215160030 |  | 050318 | [30 empty] | URL Not Found |  |  | Insufficient Information, Unable to Identify the NM | Production Completed
STP_008 | Data Enrichment | NGB | OK | 2023-07-10 | 2023-07-13 | SYC |  | 2023-07-14 |  | 165561 |  | 165561 | M | ZRSA | EN | 06 | [7 empty] | PC | 0 | 0 | KG | 0 | 0 | [5 empty] | PC |  | Z002 | [12 empty] | VIISTEKURSO D160 B30 D35+DKN 60 Z4 RH | BEVEL COURSE D160 B30 D35+DKN 60 Z4 RH | MM_PROPERTY **WITH SPARE PARTS **MM_MANUFACTURER_NO **2215160030 |  | 050318 | [30 empty] | URL Not Found |  |  | Insufficient Information, Unable to Identify the NM | Production Completed
STP_008 | Data Enrichment | NGB | OK | 2023-07-10 | 2023-07-13 | SYC |  | 2023-07-14 |  | 166114 |  | 166114 | M | ZRSA | EN | 06 | [7 empty] | PC | 0 | 0 | KG | 0 | 0 | [5 empty] | PC |  | Z002 | [12 empty] | URAKURSO D150-30-D30 Z4 HM K20 | CAREER COURSE D150-30-D30 Z4 HM K20 | MM_MANUFACTURER_NO **514068KP **MM_DRAWING **6310 **MM_MANUFACTURER **RUMMAKKO |  | 050318 | [30 empty] | URL Not Found |  |  | Insufficient Information, Unable to Identify the NM | Production Completed
STP_008 | Data Enrichment | NGB | OK | 2023-07-10 | 2023-07-13 | SYC |  | 2023-07-14 |  | 166111 |  | 166111 | M | ZRSA | EN | 06 | [7 empty] | PC | 0 | 0 | KG | 0 | 0 | [5 empty] | PC |  | Z002 | [12 empty] | URAKURSO D150-40-D30 Z4 HM K20 | CAREER COURSE D150-40-D30 Z4 HM K20 | MM_DRAWING **6310 **MM_MANUFACTURER **RUMMAKKO |  | 050318 | [30 empty] | URL Not Found |  |  | Insufficient Information, Unable to Identify the NM | Production Completed
STP_008 | Data Enrichment | NGB | OK | 2023-07-06 | 2023-07-10 | SYC |  | 2023-07-14 |  | 152604 |  | 152604 | M | ZRSA | EN | 06 | [7 empty] | PC | 0 | 0 | KG | 0 | 0 | [5 empty] | PC |  | Z002 | [12 empty] | KOVASIN NO 289 SORVINTERIEN HIONTA | KOVASIN NO 289 GRINDING OF LATHES | MM_MANUFACTURER_NO **4070-873850 KOVASIN NO 209 |  | 062205 | [10 empty] | 4070-873850 | [19 empty] | URL Not Found |  |  | Insufficient Information, Unable to Identify the NM | Production Completed
STP_008 | Data Enrichment | NGB | OK | 2023-07-10 | 2023-07-13 | SYC |  | 2023-07-14 |  | 165593 |  | 165593 | M | ZRSA | EN | 06 | [7 empty] | PC | 0 | 0 | KG | 0 | 0 | [5 empty] | PC |  | Z002 | [12 empty] | SILMUKKA PAININSUKSELLE R335223 | LOOP FOR WRESTLING SKI R335223 | MM_PROPERTIES **ALUMINUM **MM_LISAT_1 **CONE PRESSURE FITTING **MM_DRAWING **R335223 |  | 060753 | [30 empty] | URL Not Found |  |  | Insufficient Information, Unable to Identify the NM | Production Completed
STP_008 | Data Enrichment | NGB | OK | 2023-07-10 | 2023-07-13 | SYC |  | 2023-07-14 |  | 166117 |  | 166117 | M | ZRSA | EN | 06 | [7 empty] | PC | 0 | 0 | KG | 0 | 0 | [5 empty] | PC |  | Z002 | [12 empty] | PONTTIKURSO D150-24-D35 Z4 HM K20 | PONTIC COURSE D150-24-D35 Z4 HM K20 | MM_TYPE **2-PART GROOVE COURSE **MM_MANUFACTURER_NO **513125KP **MM_DRAWING **6310 **MM_MANUFACTURER **DRUM |  | 050318 | [30 empty] | URL Not Found |  |  | Insufficient Information, Unable to Identify the NM | Production Completed
STP_008 | Data Enrichment | NGB | OK | 2023-07-10 | 2023-07-13 | SYC |  | 2023-07-14 |  | 166118 |  | 166118 | M | ZRSA | EN | 06 | [7 empty] | PC | 0 | 0 | KG | 0 | 0 | [5 empty] | PC |  | Z002 | [12 empty] | PONTTIKURSO D150-24-D35 Z4 HM K20 | PONTIC COURSE D150-24-D35 Z4 HM K20 | MM_TYPE **2-PART ROD COURSE **MM_MANUFACTURER_NO **513124KP **MM_DRAWING **6310 **MM_MANUFACTURER **DRUM |  | 050318 | [30 empty] | URL Not Found |  |  | Insufficient Information, Unable to Identify the NM | Production Completed
STP_008 | Data Enrichment | NGB | OK | 2023-07-10 | 2023-07-13 | SYC |  | 2023-07-14 |  | 164939 |  | 164939 | M | ZRSA | EN | 06 | [7 empty] | PC | 0 | 0 | KG | 0 | 0 | [5 empty] | PC |  | Z002 | [12 empty] | PORTTI OIKEA 464312 19MM | PORT RIGHT 464312 19MM | MM_MEASUREMENT1_VALUE1 **19MM **MM_MANUFACTURER_NO **464312 **MM_MANUFACTURER **SIGNODE FINLAND |  | 060763 | [30 empty] | URL Not Found |  |  | Insufficient Information, Unable to Identify the NM | Production Completed
STP_008 | Data Enrichment | NGB | OK | 2023-07-06 | 2023-07-13 | SYC |  | 2023-07-14 |  | 151556 |  | 151556 | M | ZRSA | EN | 06 | [7 empty] | PC | 0 | 0 | KG | 0 | 0 | [5 empty] | PC |  | Z002 | [12 empty] | SAUMARI 7.20 OHM/M 1.6 M | SAUMAR 7.20 OHM/M 1.6 M | MM_MANUFACTURER **PESMEL |  | 061301 | [30 empty] | URL Not Found |  |  | Insufficient Information, Unable to Identify the NM | Production Completed
STP_008 | Data Enrichment | NGB | OK | 2023-07-10 | 2023-07-13 | SYC |  | 2023-07-14 |  | 188848 |  | 188848 | M | ZRSA | EN | 06 | [7 empty] | PC | 0 | 0 | KG | 0 | 0 | [5 empty] | PC |  | Z002 | [12 empty] | SL2 PUSHPULL V1.0 | SL2 PUSH PULL V1.0 | MM_PROPERTY **SL2 **MM_MANUFACTURER **RAUTE MECANO **MM_LISAT_2 **RAUTE NO: Y10-680 |  | 061301 | [30 empty] | URL Not Found |  |  | Insufficient Information, Unable to Identify the NM | Production Completed
STP_008 | Data Enrichment | NGB | OK | 2023-07-10 | 2023-07-13 | SYC |  | 2023-07-14 |  | 165144 |  | 165144 | M | ZRSA | EN | 06 | [7 empty] | PC | 0 | 0 | KG | 0 | 0 | [5 empty] | PC |  | Z002 | [12 empty] | SUCTION RUBBER E 2360X105X15 P21¦IMUKUMI E 2360X105X15 P21 | SUCTION RUBBER E 2360X105X15 P21¦SUCTION RUBBER E 2360X105X15 P21 | MM_TYPE **E 2360X105X15 P21 |  | 060767 | [30 empty] | URL Not Found |  |  | Insufficient Information, Unable to Identify the NM | Production Completed
STP_008 | Data Enrichment | NGB | OK | 2023-07-10 | 2023-07-13 | SYC |  | 2023-07-14 |  | 165217 |  | 165217 | M | ZRSA | EN | 06 | [7 empty] | PC | 0 | 0 | KG | 0 | 0 | [5 empty] | PC |  | Z002 | [12 empty] | SUCTION RUBBER E 400X200X24 P20¦IMUKUMI E 400X200X24 P20 | SUCTION RUBBER E 400X200X24 P20¦SUCTION RUBBER E 400X200X24 P20 | MM_DIMENSION1_VALUE1 **171 HOLES (9 ROWS OF 19 HOLES **MM_TYPE **E 400X200X24 P20 **MM_LISAT_1 **REFINERY THROUGHOUT SPUR **MM_LISAT_2 **INPUT AND OUTPUT |  | 060766 | [30 empty] | URL Not Found |  |  | Insufficient Information, Unable to Identify the NM | Production Completed
STP_008 | Data Enrichment | NGB | OK | 2023-07-10 | 2023-07-13 | SYC |  | 2023-07-14 |  | 165204 |  | 165204 | M | ZRSA | EN | 06 | [7 empty] | PC | 0 | 0 | KG | 0 | 0 | [5 empty] | PC |  | Z002 | [12 empty] | SUCTION RUBBER EN 1200 P40 EP24 LARG.110¦IMUKUMI EN 1200 P40 EP24 LARG.110 | SUCTION RUBBER EN 1200 P40 EP24 LARG.110¦SUCTION RUBBER EN 1200 P40 EP24 LARG.110 | MM_TYPPI **EN 1200 P40 EP24 LARG.110 **MM_LISAT_1 **REFINERY THROUGHOUT LINE **MM_DRAWING **REFINING GRINDING MACHINE VACUUM+SY **MM_LISAT_2 **VACUUM FEEDING AND PINNING |  | 060766 | [30 empty] | URL Not Found |  |  | Insufficient Information, Unable to Identify the NM | Production Completed
STP_008 | Data Enrichment | RMZ | OK | 2023-07-03 | 2023-07-11 | SYC |  | 2023-07-14 |  | 166577 |  | 166577 | M | ZRSA | EN | 06 | [7 empty] | PC | 0 | 0 | KG | 0 | 0 | [5 empty] | PC |  | Z002 | [12 empty] | HIHNAPYÖRÄ 200X100 LAAKERI 6206-2RS X2 | PULLEY 200X100 BEARING 6206-2RS X2 | MM_TYPE **AXLE 30X180 **MM_DRAWING **R832564 **MM_MANUFACTURER **RAUTE OYJ | [32 empty] | Url Not Found |  |  | Conflict in Product between Original Description & Original Long Description - Record Not Processed | Production Completed
STP_008 | Data Enrichment | SCS | OK | 03-07-2023 | 12-07-2023 | SYC |  | 2023-07-14 |  | 191475 |  | 191475 | M | ZRSA | EN | 06 | [7 empty] | M | 0 | 0 | KG | 0 | 0 | [5 empty] | M |  | Z002 | [12 empty] | BELT LACING 15 ALLIGATOR¦HAKASLIITIN 15 ALLIGATOR | BELT LACING 15 ALLIGATOR ¦ HOOK CONNECTOR 15 ALLIGATOR | MM_TYPE **HOOK CONNECTOR 15 ALLIGATOR **MM_MANUFACTURER_NO **2021765 **MM_LISAT_2 **RAUTE NO: 2021765 | [35 empty] | conflict between English description and Characteristic Values description | Production Completed
STP_008 | Data Enrichment | SCS | OK | 03-07-2023 | 11-07-2023 | SYC |  | 2023-07-14 |  | 192082 |  | 192082 | M | ZRSA | EN | 06 | [7 empty] | PC | 0 | 0 | KG | 0 | 0 | [5 empty] | PC |  | Z002 | [12 empty] | BELT PULLEY H079354¦SILEÄHIHNAPYÖRÄ OKP H079354 | BELT PULLEY H079354 ¦ SMOOTH BELT PULLEY OKP H079354 | MM_PROPERTY **CLAMP **MM_MANUFACTURER_NO **H079354 **MM_MANUFACTURER **RAUTE **MM_LISAT_2 **RAUTE NO: H079354 | [35 empty] | conflict between English description and Characteristic Values description | Production Completed
STP_008 | Data Enrichment | scs | OK | 12-07-2023 | 12-07-2023 | SYC |  | 2023-07-14 |  | 182990 |  | 182990 | M | ZRSA | EN | 06 | [7 empty] | PC | 0 | 0 | KG | 0 | 0 | [5 empty] | PC |  | Z002 | [12 empty] | RÄHJÄPELTI KOSKEN LEVYTYÖ | RÄHJÄPELTI KOSKEN'S PLATE WORK | MM_TYYPPI **BALL SHIELD **MM_LISAT_1 **HAVUSORV PINKAR **MM_VALMISTAJA **KOSKEN LEVYTYÖ OY **MM_LISAT_2 **MODEL FOR MANUFACTURER |  | 060754 | [33 empty] | conflict between English description and Characteristic Values description | Production Completed
STP_008 | Data Enrichment | scs | OK | 13-07-2023 | 13-07-2023 | SYC |  | 2023-07-14 |  | 163182 |  | 163182 | M | ZRSA | EN | 06 | [7 empty] | PC | 0¦0¦1.1 | 1 | KG | 0¦0¦0.001 | M3 | [5 empty] | M3¦NM3¦PC |  | Z002 | [12 empty] | BUFFER SUPPORT 70/40H7X28/77SH 0108372¦VAIMENNINRULLA E3572-BG-15 0108372 | BUFFER SUPPORT 70/40H7X28/77SH 0108372¦DAMPER ROLLER E3572-BG-15 0108372 | MM_TYPE **E3572-BG-15 **MM_LISAT_1 **REFINERY STEINEMANN **MM_DRAWING **108372 |  | 061007 | [33 empty] | conflict in English description | Production Completed
STP_008 | Data Enrichment | scs | OK | 13-07-2023 | 13-07-2023 | SYC |  | 2023-07-14 |  | 178015 |  | 178015 | M | ZRSA | EN | 06 | [7 empty] | PC | 0 | 0.1 | KG | 0 | 0 | [5 empty] | PC |  | Z002 | [12 empty] | GASKET 16X24X3¦TIIVISTERENGAS 16X24X3 | GASKET 16X24X3¦SEAL RING 16X24X3 | MM_TYPE **16X24X3 **MM_LISAT_1 **PROFESSIONAL HOMAG **MM_MANUFACTURER_NO **E114012010030 |  | 060752 | 74153900 | [32 empty] | conflict in English description | Production Completed
STP_008 | Data Enrichment | scs | OK | 13-07-2023 | 13-07-2023 | SYC |  | 2023-07-14 |  | 187209 |  | 187209 | M | ZRSA | EN | 06 | [7 empty] | PC | 0 | 0 | KG | 0 | 0 | [5 empty] | PC |  | Z002 | [12 empty] | SAHAPÖYDÄN KITAPALASARJA 331.012.9443 | SAW TABLE GASKET SET 331.012.9443 | MM_TYPE **KIT PANEL SET 331.012.9443 **MM_LISAT_1 **HAVU SCHELLING **MM_MANUFACTURER_NO **331.012.9443 **MM_LISAT_2 **PRODUCT |  | 060752 | [33 empty] | conflict between English description and Characteristic Values description | Production Completed
STP_008 | Data Enrichment | NEN | OK | 10-07-2023 | 11-07-2023 | SYC |  | 2023-07-14 |  | 166376 |  | 166376 | M | ZRSA | EN | 06 | [7 empty] | PC | 0 | 0 | KG | 0 | 0 | [5 empty] | PC |  | Z002 | [12 empty] | KELKKA THK SSR 20 WSS GX | Sled THK SSR 20 WSS GX | MM_LISAT_1 **CONTINUATION LINE 0-PRESS **MM_MANUFACTURER_NO **1003745 |  | 062207 | [10 empty] | 1003745 | [19 empty] | URL NOT FOUND |  |  | Suitable NM Not Found in Taxonomy | Production Completed
STP_008 | Data Enrichment | NEN | OK | 10-07-2023 | 11-07-2023 | SYC |  | 2023-07-14 |  | 166398 |  | 166398 | M | ZRSA | EN | 06 | [7 empty] | PC | 0 | 0 | KG | 0 | 0 | [5 empty] | PC |  | Z002 | [12 empty] | ULKOKOURA D105 R514707 | OUTDOOR CRAWLER D105 R514707 | MM_PROPERTIES **OUTDOOR CRAWLER D105 **MM_LISAT_1 **4-LATHE SALT MACHINE **MM_MANUFACTURER_NO **R514707 **MM_MANUFACTURER **RAUTE |  | 060753 | [8 empty] | RAUTE | NON-OEM | R514707 | [19 empty] | URL NOT FOUND |  |  | Suitable NM Not Found in Taxonomy | Production Completed
STP_008 | Data Enrichment | NEN | OK | 10-07-2023 | 12-07-2023 | SYC |  | 2023-07-14 |  | 166626 |  | 166626 | M | ZRSA | EN | 06 | [7 empty] | PC | 0 | 0 | KG | 0 | 0 | [5 empty] | PC |  | Z002 | [12 empty] | KULKUPYÖRÄ R738239 67X160X50/67X185X8 | BIKE R738239 67X160X50/67X185X8 | MM_DRAWING **R738239 **MM_MANUFACTURER **RAUTE OYJ |  | 061702 | [8 empty] | RAUTE | NON-OEM |  |  |  | DIAMETER | D160/67+D185/67 | WIDTH | 50+8 | [13 empty] | URL NOT FOUND |  |  | Insufficient Information, Unable to Identify the NM | Production Completed
STP_008 | Data Enrichment | NEN | OK | 10-07-2023 | 11-07-2023 | SYC |  | 2023-07-14 |  | 166665 |  | 166665 | M | ZRSA | EN | 06 | [7 empty] | M | 0 | 0 | KG | 0 | 0 | [5 empty] | M |  | Z002 | [12 empty] | HARJALISTA H108/1000 0103400000 | BRUSH LIST H108/1000 0103400000 | MM_MANUFACTURER **SUOMEN TEKNISET HARJAT OY |  | 060706 | [8 empty] | SUOMEN TEKNISET HARJAT OY | OEM | [20 empty] | URL NOT FOUND |  |  | Suitable NM Not Found in Taxonomy | Production Completed
STP_008 | Data Enrichment | NEN | OK | 10-07-2023 | 11-07-2023 | SYC |  | 2023-07-14 |  | 166866 |  | 166866 | M | ZRSA | EN | 06 | [7 empty] | PC | 0 | 0 | KG | 0 | 0 | [5 empty] | PC |  | Z002 | [12 empty] | KAHMARI 360 CRANAB | KAHMAR 360 CRANAB |  |  | 060713 | [29 empty] | Insufficient Information, Unable to Identify the NM | URL NOT FOUND |  |  |  | Production Completed
STP_008 | Data Enrichment | NEN | OK | 10-07-2023 | 12-07-2023 | SYC |  | 2023-07-14 |  | 167070 |  | 167070 | M | ZRSA | EN | 06 | [7 empty] | PC | 0 | 0 | KG | 0 | 0 | [5 empty] | PC |  | Z002 | [12 empty] | IMUKUMI D65 | SUCTION RUBBER D65 | MM_MEASUREMENT1_VALUE1 **D65 **MM_TYPE **MODEL 01 C **MM_LISAT_1 **CELASCHI **MM_MANUFACTURER_NO **20449 **MM_MANUFACTURER **PINOMATIC |  | 060762 | [8 empty] | PINOMATIC OY | OEM | 20449 |  |  | COMPOSITION | [16 empty] | URL NOT FOUND |  |  | Suitable NM Not Found in Taxonomy | Production Completed
STP_008 | Data Enrichment | NEN | OK | 10-07-2023 | 12-07-2023 | SYC |  | 2023-07-14 |  | 167071 |  | 167071 | M | ZRSA | EN | 06 | [7 empty] | PC | 0 | 0 | KG | 0 | 0 | [5 empty] | PC |  | Z002 | [12 empty] | SUCTION RUBBER D125¦IMUKUMI D125 | SUCTION RUBBER D125¦SUCTION RUBBER D125 | MM_MEASUREMENT1_VALUE1 **D125 **MM_TYPE **MODEL 01 C **MM_LISAT_1 **CELASCHI **MM_MANUFACTURER_NO **20458 **MM_MANUFACTURER **PINOMATIC |  | 060762 | [8 empty] | PINOMATIC OY | OEM | 20458 |  |  | COMPOSITION | [16 empty] | URL NOT FOUND |  |  | Suitable NM Not Found in Taxonomy | Production Completed
STP_008 | Data Enrichment | NEN | OK | 10-07-2023 | 12-07-2023 | SYC |  | 2023-07-14 |  | 167152 |  | 167152 | M | ZRSA | EN | 06 | [7 empty] | PC | 0 | 0 | KG | 0 | 0 | [5 empty] | PC |  | Z002 | [12 empty] | KOLA 619671A | KOLA 619671A | MM_FEATURE **CONVEYOR KOLA KP **MM_TYPE **619671A |  | 060204 | [30 empty] | URL NOT FOUND |  |  | Insufficient Information, Unable to Identify the NM | Production Completed
STP_008 | Data Enrichment | NEN | OK | 10-07-2023 | 11-07-2023 | SYC |  | 2023-07-14 |  | 167196 |  | 167196 | M | ZRSA | EN | 06 | [7 empty] | PC | 0 | 0 | KG | 0 | 0 | [5 empty] | PC |  | Z002 | [12 empty] | PUHDISTUSTYÖKALU EXTRUDER | CLEANING TOOL EXTRUDER | MM_TYPE **LIP CLEANER HANDLE **MM_MANUFACTURER **EXTRON |  | 062201 | [8 empty] | EXTRON ENGINEERING OY | OEM | [20 empty] | URL NOT FOUND |  |  | Suitable NM Not Found in Taxonomy | Production Completed
STP_008 | Data Enrichment | NEN | OK | 10-07-2023 | 12-07-2023 | SYC |  | 2023-07-14 |  | 167224 |  | 167224 | M | ZRSA | EN | 06 | [7 empty] | PC | 0 | 0 | KG | 0 | 0 | [5 empty] | PC |  | Z002 | [12 empty] | TALLA PES 70X2030MM KÄYTÄ 186307 | TALLA PES 70X2030MM USE 186307 | MM_TYPE **PES 70X2030MM **MM_MANUFACTURER_NO **6021892 |  | 061003 | [10 empty] | 6021892 | [19 empty] | URL NOT FOUND |  |  | Insufficient Information, Unable to Identify the NM | Production Completed
STP_008 | Data Enrichment | NEN | OK | 10-07-2023 | 11-07-2023 | SYC |  | 2023-07-14 |  | 167292 |  | 167292 | M | ZRSA | EN | 06 | [7 empty] | PC | 0 | 0 | KG | 0 | 0 | [5 empty] | PC |  | Z002 | [12 empty] | TALLA 80X40X1700 M 0020.7044.01 | TALLA 80X40X1700 M 0020.7044.01 | MM_CHARACTERISTICS **80X40X1700 **MM_TYPE **M 0020.7044.01 **MM_LISAT_1 **GRINDER |  | 062205 | [30 empty] | URL NOT FOUND |  |  | Insufficient Information, Unable to Identify the NM | Production Completed
STP_008 | Data Enrichment | NEN | OK | 10-07-2023 | 11-07-2023 | SYC |  | 2023-07-14 |  | 167293 |  | 167293 | M | ZRSA | EN | 06 | [7 empty] | PC | 0 | 0 | KG | 0 | 0 | [5 empty] | PC |  | Z002 | [12 empty] | TALLA 80X40X1700 H 0020.3268.01 | TALLA 80X40X1700 H 0020.3268.01 | MM_CHARACTERISTICS **80X40X1700 **MM_TYPE **H 0020.3268.01 **MM_LISAT_1 **GRINDER |  | 062205 | [30 empty] | URL NOT FOUND |  |  | Insufficient Information, Unable to Identify the NM | Production Completed
STP_008 | Data Enrichment | NEN | OK | 10-07-2023 | 11-07-2023 | SYC |  | 2023-07-14 |  | 167294 |  | 167294 | M | ZRSA | EN | 06 | [7 empty] | PC | 0 | 0 | KG | 0 | 0 | [5 empty] | PC |  | Z002 | [12 empty] | TALLA 80X40X1700 S S8292.0001.3 | TALLA 80X40X1700 S S8292.0001.3 | MM_CHARACTERISTICS **80X40X1700 **MM_TYPE **S S8292.0001.3 **MM_LISAT_1 **GRANDING MACHINE |  | 062205 | [30 empty] | URL NOT FOUND |  |  | Insufficient Information, Unable to Identify the NM | Production Completed
STP_008 | Data Enrichment | NEN | OK | 10-07-2023 | 12-07-2023 | SYC |  | 2023-07-14 |  | 167366 |  | 167366 | M | ZRSA | EN | 06 | [7 empty] | PC | 0 | 0 | KG | 0 | 0 | [5 empty] | PC |  | Z002 | [12 empty] | T-KUMI 3000MM 2K000627 | T-RUBBER 3000MM 2K000627 | MM_TYYPPI **T-RUBBER 3000MM 2K000627 **MM_LISAT_1 **CAR SCALE |  | 062302 | [30 empty] | URL NOT FOUND |  |  | Suitable NM Not Found in Taxonomy | Production Completed
STP_008 | Data Enrichment | NEN | OK | 10-07-2023 | 12-07-2023 | SYC |  | 2023-07-14 |  | 167436 |  | 167436 | M | ZRSA | EN | 06 | [7 empty] | PC | 0 | 0 | KG | 0 | 0 | [5 empty] | PC |  | Z002 | [12 empty] | LAMELLISARJA 83.98.3002 | LAMINATED SERIES 83.98.3002 | MM_PROPERTY **FOR CLUTCH FD 132-6S-108 **MM_TYPE **83.98.3002 **MM_MANUFACTURER_NO **3009923 **MM_MANUFACTURER **RAUTE |  | 061006 | [8 empty] | RAUTE | NON-OEM | 3009923 | [19 empty] | URL NOT FOUND |  |  | Suitable NM Not Found in Taxonomy | Production Completed
STP_008 | Data Enrichment | NEN | OK | 10-07-2023 | 12-07-2023 | SYC |  | 2023-07-14 |  | 167756 |  | 167756 | M | ZRSA | EN | 06 | [7 empty] | PC | 0 | 0 | KG | 0 | 0 | [5 empty] | PC |  | Z002 | [12 empty] | KULKUPYÖRÄ U-120 | BIKE U-120 | MM_TYPE **U-120 **MM_MANUFACTURER_NO **R266563 **MM_DRAWING **R266563 **MM_MANUFACTURER **RAUTE OYJ |  | 060784 | [8 empty] | RAUTE | NON-OEM | [13 empty] | R266563 | [6 empty] | URL NOT FOUND |  |  | Unable to Identify NM | Production Completed
STP_008 | Data Enrichment | NEN | OK | 10-07-2023 | 11-07-2023 | SYC |  | 2023-07-14 |  | 167809 |  | 167809 | M | ZRSA | EN | 06 | [7 empty] | PC | 0 | 0 | KG | 0 | 0 | [5 empty] | PC |  | Z002 | [12 empty] | KOLA 31352 | KOLA 31352 | MM_MANUFACTURER_NO **31352 **MM_DRAWING **31352 |  | 061003 | [23 empty] | 31352 | [6 empty] | URL NOT FOUND |  |  | Insufficient Information, Unable to Identify the NM | Production Completed
STP_008 | Data Enrichment | NEN | OK | 10-07-2023 | 12-07-2023 | SYC |  | 2023-07-14 |  | 167860 |  | 167860 | M | ZRSA | EN | 06 | [7 empty] | PC | 0 | 0 | KG | 0 | 0 | [5 empty] | PC |  | Z002 | [12 empty] | LENKKI NFK 3818261.010 KORVALENKKI | LOOP NFK 3818261.010 EAR LOOP | MM_CHARACTERISTICS **EAR LOOP FOR NECKLACE **MM_TYPE **NFK **MM_LISAT_1 **DUST FILTER NORDFAB HAV/KOIV **MM_MANUFACTURER_NO **3818261.01 |  | 060202 | [10 empty] | 3818261.01 | [19 empty] | URL NOT FOUND |  |  | Suitable NM Not Found in Taxonomy | Production Completed
STP_008 | Data Enrichment | NEN | OK | 10-07-2023 | 11-07-2023 | SYC |  | 2023-07-14 |  | 167926 |  | 167926 | M | ZRSA | EN | 06 | [7 empty] | PC | 0 | 0 | KG | 0 | 0 | [5 empty] | PC |  | Z002 | [12 empty] | ALAVIIRA 8520X1200 E1-06081 | ALAVIRA 8520X1200 E1-06081 | MM_PROPERTY **CLIPPER-SEAM **MM_DIMENSION1_VALUE1 **8520X1200 **MM_MANUFACTURER_NO **E1-06081,CLIPPER-SEAM **MM_MANUFACTURER **CLEAR EDGE FINLAND OY |  | 050105 | [8 empty] | CLEAR EDGE FINLAND OY | OEM | E1-06081 | [19 empty] | URL NOT FOUND |  |  | Insufficient Information, Unable to Identify the NM | Production Completed
STP_008 | Data Enrichment | NEN | OK | 10-07-2023 | 12-07-2023 | SYC |  | 2023-07-14 |  | 170211 |  | 170211 | M | ZRSA | EN | 06 | [7 empty] | PC | 0 | 0 | KG | 0 | 0 | [5 empty] | PC |  | Z002 | [12 empty] | TALLAN ALUNEN 790041317000 | FOOT BOTTOM 790041317000 | MM_LISAT_1 **GRINDER IMEAS **MM_MANUFACTURER_NO **790041317000 **MM_MANUFACTURER **IMEAS |  | 062207 | [8 empty] | IMEAS SPA | OEM | 790041317000 | [19 empty] | URL NOT FOUND |  |  | Suitable NM Not Found in Taxonomy | Production Completed
STP_008 | Data Enrichment | NEN | OK | 10-07-2023 | 12-07-2023 | SYC |  | 2023-07-14 |  | 178007 |  | 178007 | M | ZRSA | EN | 06 | [7 empty] | PC | 0 | 0 | KG | 0 | 0 | [5 empty] | PC |  | Z002 | [12 empty] | SENDER WS11-2D2430 2063410 SICK¦LÄHETIN WS11-2D2430 2063410 SICK | SENDER WS11-2D2430 2063410 SICK¦SENDER WS11-2D2430 2063410 SICK | MM_TYPE **WS11-2D2430 **MM_MANUFACTURER_NO **2063410 **MM_MANUFACTURER **SICK **MM_LISAT_2 **HOLZMA NO: E114008611481 |  | 061301 | [8 empty] | SICK AG | OEM | 2063410 | [19 empty] | URL NOT FOUND |  |  | Suitable NM Not Found in Taxonomy | Production Completed
STP_008 | Data Enrichment | NEN | OK | 10-07-2023 | 12-07-2023 | SYC |  | 2023-07-14 |  | 178096 |  | 178096 | M | ZRSA | EN | 06 | [7 empty] | PC | 0 | 0 | KG | 0 | 0 | [5 empty] | PC |  | Z002 | [12 empty] | KURSO D220-30/75-D70 Z8 HSS | COURSE D220-30/75-D70 Z8 HSS | MM_MEASUREMENT1_VALUE1 **D220-30/75-D70 Z8 HSS **MM_MANUFACTURER_NO **550736 **MM_DRAWING **2550736 **MM_MANUFACTURER **DRUM |  | 050303 | [30 empty] | URL NOT FOUND |  |  | Suitable NM Not Found in Taxonomy | Production Completed
STP_008 | Data Enrichment | NEN | OK | 10-07-2023 | 12-07-2023 | SYC |  | 2023-07-14 |  | 178262 |  | 178262 | M | ZRSA | EN | 06 | [7 empty] | PC | 0 | 0 | KG | 0 | 0 | [5 empty] | PC |  | Z002 | [12 empty] | JOUSI SAUVEN CODAPACK 30K | BOW SAUVEN CODAPACK 30K | MM_TYYPPI **BRING STAND CODAPACK 30K **MM_LISAT_1 **CODAPACK STAMPING DEVICE TANK |  | 062207 | [30 empty] | URL NOT FOUND |  |  | Insufficient Information, Unable to Identify the NM | Production Completed