## Sheet1
Project | Activities | Production User | Production Comments | Start Date | End Date | QC User | QC Comments | Start Date. | End Date. | Griha ID | All Global Fields | Material Number | Industry Sector | Material type | Language Key | Division | General item category group | Indicator: In Bulk/Liquid | Industry Standard Description (PUMA ID) | Cross-Plant Material Status | Cross-plant matl status valid from | EAN category(For EAN number in Alternate unit of measure) | Category of International Article Number (EAN)(For Basic unit of measure) | Base Unit of Measure | Gross weight | Net weight | Weight Unit | Volume | Volume unit | Basic data text Language | Alternative Unit of Measure for Stockkeeping Unit | Denominator for Conversion to Base Unit | Numerator for Conversion to Base Unit | Category of International Article Number | Alternative Unit of Measure | Purchase Order Text Language | Purchasing Value key | Acknowledgement Required | Order Unit | Variable Order Unit | Batch management | Numbering Scheme | Official Description | Valid to | Material(40 characters (Numeric/Alphanumeric) as per standard SAP coming from STIBO- MDM) | Original Equipment Manufacturer(Actual MFR) | OEM's item number(Actual MFR PN) | Purchase order text | Basic data text | Material description(Updated) | English | Characteristic Values | Format | Material Group | Commodity Code | Valid From | Characteristic (Basic Name) | Enriched/Cleansed | Noun | Modifier | 2nd Modifier | Standard | Manufacturer | MFR STATUS (OEM/NON-OEM) | Manufacturers Item | Type | Type 2/Other Product Code | Attribute Name 1 | Measure 1/Value 1 | Attribute Name 2 | Measure 2/Value 2 | Attribute Name 3 | Measure 3/Value 3 | Attribute Name 4 | Measure 4/Value 4 | Attribute Name 5 | Measure 5/Value 5 | (Metsä) Drawing | Material | Additional Info | International Article Number (EAN) | International Article Number (EAN) - Additional 1 | International Article Number (EAN) - Additional 2 | Main EAN | Reference URL1 | Reference URL2 | Reference URL3 | Griha Comments | status
STP_008 | Data Enrichment | CIR | ok | 4/7/2023 | 6/7/2023 | vne |  | 2023-07-20 |  | 141759 |  | 141759 | M | ZRSA | EN | 06 | [7 empty] | PC | 0 | 0 | KG | 0 | 0 | [5 empty] | PC |  | Z002 | [12 empty] | OIKOSULKUM DFT90L4 | SHORT CIRCUIT DFT90L4 | MM_FEATURE **FLANGE D250 **MM_DIMENSION1_VALUE1 **1.5KW **MM_TYPE **DFT90L4 **MM_STANDARD **IEC **MM_DIMENSION3_VALUE3 **1500 **MM_MANUFACTURER **SEW |  | 061201 | 85015220 | AC motors, multi-phase, of an output > 750 W but <= 7,5 kW |  | CLEANSED | MOTOR | GEAR |  | IEC | SEW EURODRIVE | OEM |  | DFT90L4 |  | POWER | 1,5KW | NOMINAL VOLTAGE |  | NOMINAL ROTATION SPEED | 1500RPM | MOUNTING POSITION |  | GEAR RATIO |  |  |  | FLANGE D250 |  |  |  |  | https://download.sew-eurodrive.com/download/pdf/11358912.pdf |  |  | Processed based on websource,conflict wrt input | Production Completed
STP_008 | Data Enrichment | CIR | ok | 4/7/2023 | 8/7/2023 | vne |  | 2023-07-20 |  | 138290 |  | 138290 | M | ZRSA | EN | 06 | [7 empty] | PC | 0 | 0 | KG | 0 | 0 | [5 empty] | PC |  | Z002 | [12 empty] | HYDRAULIMOOTTORI MR-1800-N-5 | HYDRAULIC MOTOR MR-1800-N-5 | MM_TYPE **MR-1800-N-5 **MM_MANUFACTURER **RIVA CALZONI |  | 061490 | 84122981 | Hydraulic fluid power motors (excl. linear acting [cylinders] and hydraulic systems) |  | ENRICHED | MOTOR | HYDRAULIC | PISTON |  | RIVA CALZONI | OEM | MR-1800-N-5 |  |  | FRAME SIZE |  | POWER RATING |  | TORQUE RATING |  | DISPLACEMENT |  | SPEED RATING | [8 empty] | https://www.werktuigen.com/calzoni+%2F+sperry+vickers-mr+1800++n5/wt-669-2077 |  |  |  | Production Completed
STP_008 | Data Enrichment | CIR | ok | 4/7/2023 | 8/7/2023 | vne |  | 2023-07-20 |  | 138301 |  | 138301 | M | ZRSA | EN | 06 | [7 empty] | PC | 0 | 0 | KG | 0 | 0 | [5 empty] | PC |  | Z002 | [12 empty] | HYDRAULIMOOTTORI OMT400 | HYDRAULIC MOTOR OMT400 | MM_TYPE **OMT-400 **MM_MANUFACTURER **DANFOSS |  | 061490 | 84122981 | Hydraulic fluid power motors (excl. linear acting [cylinders] and hydraulic systems) |  | ENRICHED | MOTOR | HYDRAULIC |  |  | DANFOSS | OEM | OMT-400 |  |  | FRAME SIZE |  | POWER RATING |  | TORQUE RATING | 1080NM | DISPLACEMENT |  | SPEED RATING | [8 empty] | https://www.advancehydraulicworks.in/products/danfoss-omt-400-hydraulic-motor/26 |  |  |  | Production Completed
STP_008 | Data Enrichment | CIR | ok | 4/7/2023 | 6/7/2023 | vne |  | 2023-07-20 |  | 141884 |  | 141884 | M | ZRSA | EN | 06 | [7 empty] | PC | 0 | 0 | KG | 0 | 0 | [5 empty] | PC |  | Z002 | [12 empty] | OIKOSULKUM HXUR715H3 | SHORT CIRCUIT HXUR715H3 | MM_MEASUREMENT1_VALUE1 **200KW **MM_TYPE **HXUR715H3 **MM_STANDARD **IEC 355M100 **MM_MEASUREMENT3_VALUE3 **1000 **MM_MANUFACTURER **STRÖMBERG |  | 061201 | 85015220 | AC motors, multi-phase, of an output > 750 W but <= 7,5 kW |  | CLEANSED | MOTOR |  |  | IEC 355M100 | STROMBERG | OEM |  | HXUR715H3 |  | POWER RATING | 200KW | SPEED RATING | 1000RPM | CONSTRUCTION MATERIAL |  | ENCLOSURE |  | MOUNTING TYPE | [8 empty] | URL NOT FOUND |  |  | Processed based on websource,conflict wrt input¦Partially Match | Production Completed
STP_008 | Data Enrichment | CIR | ok | 4/7/2023 | 6/7/2023 | vne |  | 2023-07-20 |  | 141994 |  | 141994 | M | ZRSA | EN | 06 | [7 empty] | PC | 0 | 0 | KG | 0 | 0 | [5 empty] | PC |  | Z002 | [12 empty] | OIKOSULKUM M2AA200MLA455 | SHORT CIRCUIT M2AA200MLA455 | MM_MEASUREMENT1_VALUE1 **30KW **MM_TYPE **M2AA200MLA455 **MM_STANDARD **IEC 200ML55 **MM_MEASUREMENT3_VALUE3 **1500 **MM_MANUFACTURER **ABB |  | 061201 | 85015220 | AC motors, multi-phase, of an output > 750 W but <= 7,5 kW |  | CLEANSED | MOTOR |  |  | IEC 200ML55 | ABB | OEM |  | M2AA200MLA455 |  | POWER RATING | 30KW | SPEED RATING | 1500RPM | CONSTRUCTION MATERIAL |  | ENCLOSURE |  | MOUNTING TYPE | [8 empty] | https://hosbv.com/product/8583/electric-motors/ABB-M2AA-200-MLA-4.html |  |  | Processed based on websource,conflict wrt input¦Partially Match | Production Completed
STP_008 | Data Enrichment | CIR | ok | 4/7/2023 | 6/7/2023 | vne |  | 2023-07-20 |  | 142089 |  | 142089 | M | ZRSA | EN | 06 | [7 empty] | PC | 0 | 0 | 0 | 0 | 0 | [5 empty] | PC |  | Z002 | [12 empty] | OIKOSULKUM SG225-S4 | SHORT CIRCUIT SG225-S4 | MM_MEASUREMENT1_VALUE1 **37KW **MM_TYPE **SG225-S4 **MM_STANDARD **IEC 225S60 **MM_MEASUREMENT3_VALUE3 **1500 **MM_MANUFACTURER **BEVI |  | 061201 | 85015220 | AC motors, multi-phase, of an output > 750 W but <= 7,5 kW |  | CLEANSED | MOTOR |  |  | IEC 225S60 | BEVI | OEM |  | SG225-S4 |  | POWER RATING | 37KW | SPEED RATING | 1500RPM | CONSTRUCTION MATERIAL |  | ENCLOSURE |  | MOUNTING TYPE | [8 empty] | URL NOT FOUND |  |  | Processed based on websource,conflict wrt input¦Partially Match | Production Completed
STP_008 | Data Enrichment | NGB | ok | 2023-07-06 | 2023-07-08 | vne |  | 2023-07-20 |  | 153327 |  | 153327 | M | ZRSA | EN | 06 | [7 empty] | PC | 0 | 0 | KG | 0 | 0 | [5 empty] | PC |  | Z002 | [12 empty] | MAALIRAJAAJA TJ97 885012 SOKEVA | PAINT LIMITER TJ97 885012 SOKEVA |  |  | 059011 | 96034090 | Paint pads and rollers |  | Enriched | PAD |  | PAINT |  | SOKEVA OY | OEM |  |  |  | SIZE | L90XW120 | [10 empty] | LIMITER,TJ97 |  |  |  |  | URL Not Found |  |  |  | Production Completed
STP_008 | Data Enrichment | NGB | ok | 2023-07-06 | 2023-07-08 | vne |  | 2023-07-20 |  | 153421 |  | 153421 | M | ZRSA | EN | 06 | [7 empty] | PC | 0 | 0 | KG | 0 | 0 | [5 empty] | PC |  | Z002 | [12 empty] | MAATTOPURISTIN ESAB 300 A | SOIL PRESS ESAB 300 A |  |  | 062204 | 84543090 | Casting machines of a kind used in metallurgy or in metal foundries (excl. machines for casting under pressure) |  | Cleansed | PRESS |  | SOIL |  | ESAB | NON-OEM |  |  |  | CAPACITY |  | DRIVE DETAILS |  | SPEED RATING |  | SIZE | [5 empty] | CURRENT RATING:300A |  |  |  |  | URL Not Found |  |  |  | Production Completed
STP_008 | Data Enrichment | CIR | ok | 4/7/2023 | 8/7/2023 | vne |  | 2023-07-20 |  | 141503 |  | 141503 | M | ZRSA | EN | 06 | [7 empty] | PC | 0 | 0 | KG | 0 | 0 | [5 empty] | PC |  | Z002 | [12 empty] | LÄMPÖRELE 3UA5000-1C 1,6-2,5A | THERMAL RELAY 3UA5000-1C 1.6-2.5A |  |  | 061290 | 85364900 | Relays for a voltage > 60 V but <= 1.000 V |  | ENRICHED | RELAY | OVERLOAD | THERMAL |  | SIEMENS | OEM | 3UA5000-1C |  |  | CURRENT RATING | 1.6-2.5A | VOLTAGE RATING |  | CONTACT RATING |  | CONTACT CONFIGURATION | 1NO+1NC | TRIP CLASS |  |  |  |  | 4011209062030 |  |  |  | https://mall.industry.siemens.com/mall/en/WW/Catalog/Product/3UA50001C |  |  |  | Production Completed
STP_008 | Data Enrichment | CIR | ok | 4/7/2023 | 8/7/2023 | vne |  | 2023-07-20 |  | 141533 |  | 141533 | M | ZRSA | EN | 06 | [7 empty] | PC | 0 | 0 | KG | 0 | 0 | [5 empty] | PC |  | Z002 | [12 empty] | AIKARELE NGZ7201S-300H PH 24-240V | TIME RELAY NGZ7201S-300H PH 24-240V | MM_MANUFACTURER_NO **E1V3220 BBV204 **MM_MANUFACTURER **LUCKY |  | 061290 | 85364900 | Relays for a voltage > 60 V but <= 1.000 V |  | CLEANSED | RELAY | TIME |  |  | LUCKY | OEM | E1V3220 BBV204 | NGZ7201S-300H |  | NUMBER OF CONTACTS |  | RATED CONTROL SUPPLY VOLTAGE, US | 24-240V | TIME RANGE |  | FUNCTION |  | COIL VOLTAGE | [8 empty] | URL Not Found |  |  |  | Production Completed
STP_008 | Data Enrichment | CIR | ok | 4/7/2023 | 8/7/2023 | vne |  | 2023-07-20 |  | 141542 |  | 141542 | M | ZRSA | EN | 06 | [7 empty] | PC | 0 | 0 | KG | 0 | 0 | [5 empty] | PC |  | Z002 | [12 empty] | AIKARELE SZT320 3S 220V | TIME RELAY SZT320 3S 220V | MM_MANUFACTURER **SCHLEICHER |  | 061290 | 85364900 | Relays for a voltage > 60 V but <= 1.000 V |  | ENRICHED | RELAY | TIME |  |  | SCHLEICHER | OEM | SZT320 3S |  |  | NUMBER OF CONTACTS |  | RATED CONTROL SUPPLY VOLTAGE, US | 220-240V | TIME RANGE | 1,5-30S | FUNCTION |  | COIL VOLTAGE | [8 empty] | https://aeliyamarinetech.com/product/schleicher-szt320-time-relay-220-240v-1-5-30s |  |  |  | Production Completed
STP_008 | Data Enrichment | CIR | ok | 4/7/2023 | 8/7/2023 | vne |  | 2023-07-20 |  | 141571 |  | 141571 | M | ZRSA | EN | 06 | [7 empty] | PC | 0 | 0 | KG | 0 | 0 | [5 empty] | PC |  | Z002 | [12 empty] | PISTOKANTARELE UF2 220V | PLUG-IN RELAY UF2 220V |  |  | 061290 | 85364900 | Relays for a voltage > 60 V but <= 1.000 V |  | ENRICHED | RELAY |  | PLUG-IN | CE,CSA | KUHNKE | OEM | UF2 |  |  | NUMBER OF CONTACTS | 2 | RATED CONTROL SUPPLY VOLTAGE, US | 220V | CONTACT CONFIGURATION | 2NO+2NC | NUMBER OF POLES | 2 | CONTACT MATERIAL | SILVER NICKEL ALLOY | [7 empty] | https://www.impulseautomation.co.uk/assets/pdf/Kuhnke-Relay-Catalogue.pdf |  |  |  | Production Completed
STP_008 | Data Enrichment | NGB | ok | 2023-07-06 | 2023-07-08 | vne |  | 2023-07-20 |  | 153209 |  | 153209 | M | ZRSA | EN | 06 | [7 empty] | M | 0 | 0 | KG | 0 | 0 | [5 empty] | M |  | Z002 | [12 empty] | ILMASTOINTIVANNE 0,75X19 | AIR CONDITIONING RIM 0.75X19 |  |  | 062090 | 84159000 | Parts of air conditioning machines, comprising a motor-driven fan and elements for changing the temperature and humidity, n.e.s. |  | Cleansed | RIM |  | AIR CONDITIONING | [6 empty] | NUMBER OF ARMS |  | SIZE | 0,75X19 | [13 empty] | URL Not Found |  |  |  | Production Completed
STP_008 | Data Enrichment | NGB | ok | 2023-07-06 | 2023-07-08 | vne |  | 2023-07-20 |  | 152665 |  | 152665 | M | ZRSA | EN | 06 | [7 empty] | PC | 0 | 0 | KG | 0 | 0 | [5 empty] | PC |  | Z002 | [12 empty] | LOCTITE 542 10ML HYDRAULILUKITE | LOCTITE 542 10ML HYDRAULIC LOCK |  |  | 062106 | 35069900 | Glues, prepared, and other prepared adhesives, n.e.s. |  | Enriched | SEALANT | THREAD LOCK | MEDIUM STRENGTH |  | HENKEL ADHESIVES TECHNOLOGIES INDIA PRIVATE LIMITED | OEM | 542 |  |  | CONTAINER | 10ML BOTTLE | SETTING TIME | [9 empty] | BRAND:LOCTITE |  |  |  |  | https://www.tryloctite.in/loctite-542.html | https://tryloctite-images-s3.s3.ap-south-1.amazonaws.com/pdf/ADH.THR.72013004_Brochure.pdf.pdf |  |  | Production Completed
STP_008 | Data Enrichment | NGB | ok | 2023-07-06 | 2023-07-08 | vne |  | 2023-07-20 |  | 152670 |  | 152670 | M | ZRSA | EN | 06 | [7 empty] | PC | 0 | 0 | KG | 0 | 0 | [5 empty] | PC |  | Z002 | [12 empty] | TIIVISTELIIMA PERMATEX 1372W | SEALING GLUE PERMATEX 1372W |  |  | 062106 | 35069900 | Glues, prepared, and other prepared adhesives, n.e.s. |  | Enriched | SEALANT |  | HIGH TEMP GASKET |  | PERMATEX | OEM | 1372W |  |  | CONTAINER | 7 OZ | SETTING TIME | [14 empty] | https://www.neelyindustries.com/p-1444-permatex-1372w-7-fl-oz-sealant.aspx |  |  | NM Updated Based On Websource | Production Completed
STP_008 | Data Enrichment | NGB | ok | 2023-07-06 | 2023-07-06 | vne |  | 2023-07-20 |  | 153262 |  | 153262 | M | ZRSA | EN | 06 | [7 empty] | PC | 0 | 0 | KG | 0 | 0 | [5 empty] | PC |  | Z002 | [12 empty] | BETONILAPIO | CONCRETE SHOVEL |  |  | 062201 | 82011000 | Spades and shovels, with working parts of base metal |  | Cleansed | SHOVEL |  | CONCRETE | [6 empty] | BLADE SIZE |  | BLADE MATERIAL |  | HANDLE LENGTH | [12 empty] | URL Not Found |  |  |  | Production Completed
STP_008 | Data Enrichment | NGB | ok | 2023-07-06 | 2023-07-07 | vne |  | 2023-07-20 |  | 153287 |  | 153287 | M | ZRSA | EN | 06 | [7 empty] | PC | 0 | 0 | KG | 0 | 0 | [5 empty] | PC |  | Z002 | [12 empty] | KOURULAPIO ALUMIINI | GUTTER SHOVEL ALUMINUM |  |  | 062201 | 82011000 | Spades and shovels, with working parts of base metal |  | Cleansed | SHOVEL |  | GUTTER | [6 empty] | BLADE SIZE |  | BLADE MATERIAL |  | HANDLE LENGTH | [6 empty] | ALUMINUM | [5 empty] | URL Not Found |  |  |  | Production Completed
STP_008 | Data Enrichment | NGB | ok | 2023-07-06 | 2023-07-06 | vne |  | 2023-07-20 |  | 153341 |  | 153341 | M | ZRSA | EN | 06 | [7 empty] | PC | 0 | 0 | KG | 0 | 0 | [5 empty] | PC |  | Z002 | [12 empty] | PISTOLAPIO | PISTOL SHOVEL |  |  | 062201 | 82011000 | Spades and shovels, with working parts of base metal |  | Cleansed | SHOVEL |  | PISTOL | [6 empty] | BLADE SIZE |  | BLADE MATERIAL |  | HANDLE LENGTH | [12 empty] | URL Not Found |  |  |  | Production Completed
STP_008 | Data Enrichment | NGB | ok | 2023-07-06 | 2023-07-08 | vne |  | 2023-07-20 |  | 151692 |  | 151692 | M | ZRSA | EN | 06 | [7 empty] | PC | 0 | 0 | KG | 0 | 0 | [5 empty] | PC |  | Z002 | [12 empty] | LIUKUMUOVI 15X125X125 | SLIDING PLASTIC 15X125X125 |  |  | 060751 | 96071900 | Slide fasteners (excl. fitted with chain scoops of base metal) |  | Cleansed | SLIDE | [8 empty] | SIZE | 15X125X125 | [9 empty] | PLASTIC | [5 empty] | URL Not Found |  |  |  | Production Completed
STP_008 | Data Enrichment | BHJ | Completed | 2023-07-03 | 2023-07-06 | vne |  | 2023-07-20 |  | 135524 |  | 135524 | M | ZRSA | EN | 06 | [7 empty] | PC | 0 | 0 | KG | 0 | 0 | [5 empty] | PC |  | Z002 | [12 empty] | T-HAARA 48,3X48,3X5 ST 35.8/I | T-BRANCH 48,3X48,3X5 ST 35.8/I |  |  |  | 73071990 | Cast tube or pipe fittings of steel |  | Cleansed | TEE |  | BRANCH | [6 empty] | NOMINAL SIZE | 48,3X48,3X5 | END CONNECTION |  | PRESSURE CLASS/RATING | [6 empty] | STEEL ST 35.8/I | [5 empty] | URL Not Found |  |  |  | Production Completed
STP_008 | Data Enrichment | BHJ | Completed | 2023-07-03 | 2023-07-06 | vne |  | 2023-07-20 |  | 135525 |  | 135525 | M | ZRSA | EN | 06 | [7 empty] | PC | 0 | 0 | KG | 0 | 0 | [5 empty] | PC |  | Z002 | [12 empty] | T-HAARA 60,3X60,3X2,9 ST35.8/I | T-BRANCH 60.3X60.3X2.9 ST35.8/I | MM_MATERIAL **ST 35.8/I |  |  | 73071990 | Cast tube or pipe fittings of steel |  | Cleansed | TEE |  | BRANCH | [6 empty] | NOMINAL SIZE | 60,3X60,3X2,9 | END CONNECTION |  | PRESSURE CLASS/RATING | [6 empty] | STEEL ST 35.8/I | [5 empty] | URL Not Found |  |  |  | Production Completed
STP_008 | Data Enrichment | NGB | ok | 2023-07-06 | 2023-07-08 | vne |  | 2023-07-20 |  | 153269 |  | 153269 | M | ZRSA | EN | 06 | [7 empty] | PC | 0 | 0 | KG | 0 | 0 | [5 empty] | PC |  | Z002 | [12 empty] | KELANTESTAAJA MT 702 | COIL TESTER MT 702 |  |  | 062201 | 90303370 | Instruments and apparatus for measuring or checking voltage, current or electrical power, without recording device (excl. multimeters, oscilloscopes and oscillographs) |  | Enriched | TESTER | VOLTAGE | COIL |  | MTP INSTRUMENTS INC | NON-OEM | MT 702 |  |  | MEASURING RANGE |  | ACCURACY | [14 empty] | https://www.directindustry.com/prod/mtp-instruments-inc/product-131921-1932602.html |  |  |  | Production Completed
STP_008 | Data Enrichment | PVJ | OK | 45110 | 7/7/2023 | vne |  | 2023-07-20 |  | 152836 |  | 152836 | M | ZRSA | EN | 06 | [7 empty] | PC | 0 | 0 | KG | 0 | 0 | [5 empty] | PC |  | Z002 | [12 empty] | LÄMPÖMITTARI 0-120C 63/60 TERMETOX | THERMOMETER 0-120C 63/60 TERMETOX | MM_PROPERTY **L=50 **MM_TYPE **4513026 |  | 061902 | 90251180 | Thermometers, liquid-filled, for direct reading, not combined with other instruments (excl. clinical or veterinary thermometers) |  | Enriched | THERMOMETER | BIMETAL |  |  | WIKA | OEM | 4513026 |  |  | MEASURING RANGE | 0-120C | NOMINAL SIZE | 63 | PROCESS CONNECTION | G1/2 | CONNECTION LOCATION | BACK | INSERTION LENGTH X STEM DIAMETER | 60X11 |  | ALUMINUM | LENGTH:50 |  |  |  |  | https://www.wika.cn/upload/DS_TM5201_en_co_2126.pdf | https://www.onninen.fi/en/wika-thermometer-wika-45-63-0-120c-g1-2-l-60-12-390/p/AAJ536 |  |  | Production Completed
STP_008 | Data Enrichment | PVJ | OK | 45110 | 7/7/2023 | vne |  | 2023-07-20 |  | 152837 |  | 152837 | M | ZRSA | EN | 06 | [7 empty] | PC | 0 | 0 | KG | 0 | 0 | [5 empty] | PC |  | Z002 | [12 empty] | LÄMPÖMITTARI 0-200C L=200MM | THERMOMETER 0-200C L=200MM | MM_TYPE **3574601 A5205 0-200C L=200/8 |  | 061902 | 90251180 | Thermometers, liquid-filled, for direct reading, not combined with other instruments (excl. clinical or veterinary thermometers) |  | Enriched | THERMOMETER | BIMETAL |  | EN 60529/IEC 529 | WIKA | OEM | 3574601 | A52.050 |  | MEASURING RANGE | 0-200C | NOMINAL SIZE | 50 | PROCESS CONNECTION | G1/2 | CONNECTION LOCATION | BACK | INSERTION LENGTH X STEM DIAMETER | 200X4 |  | STAINLESS STEEL | THREAD LENGTH:8 |  |  |  |  | https://www.wika.cn/upload/DS_TM5201_en_co_2126.pdf | https://www.onninen.fi/en/wika-lampomittari-100-0-200c-r1-2-l-200-8-wika-a52/p/AMC458 |  |  | Production Completed
STP_008 | Data Enrichment | PVJ | OK | 45110 | 7/7/2023 | vne |  | 2023-07-20 |  | 152838 |  | 152838 | M | ZRSA | EN | 06 | [7 empty] | PC | 0 | 0 | KG | 0 | 0 | [5 empty] | PC |  | Z002 | [12 empty] | LÄMPÖMITTARI 0-250C L=200/6MM | THERMOMETER 0-250C L=200/6MM | MM_TYPE **A52.100.0/250°C L200/6 G1/2B 3 **MM_MANUFACTURER_NO **3604014 |  | 061902 | 90251180 | Thermometers, liquid-filled, for direct reading, not combined with other instruments (excl. clinical or veterinary thermometers) |  | Enriched | THERMOMETER | BIMETAL |  | EN 60529/IEC 529 | WIKA | OEM | 3604014 | A52.100 |  | MEASURING RANGE | 0-250C | NOMINAL SIZE | 100 | PROCESS CONNECTION | G1/2 | CONNECTION LOCATION | BACK | INSERTION LENGTH X STEM DIAMETER | 200X6 |  | STAINLESS STEEL | 3 |  |  |  |  | https://www.wika.cn/upload/DS_TM5201_en_co_2126.pdf |  |  |  | Production Completed
STP_008 | Data Enrichment | PVJ | OK | 45110 | 7/7/2023 | vne |  | 2023-07-20 |  | 152839 |  | 152839 | M | ZRSA | EN | 06 | [7 empty] | PC | 0 | 0 | KG | 0 | 0 | [5 empty] | PC |  | Z002 | [12 empty] | LÄMPÖMITTARI 0-300C L=200 R1/4 | THERMOMETER 0-300C L=200 R1/4 | MM_TYPE **A5219.63.0/300C |  | 061902 | 90251180 | Thermometers, liquid-filled, for direct reading, not combined with other instruments (excl. clinical or veterinary thermometers) |  | Enriched | THERMOMETER | BIMETAL |  | EN 60529/IEC 529 | WIKA | OEM |  | A5219.63 |  | MEASURING RANGE | 0-300C | NOMINAL SIZE | 63 | PROCESS CONNECTION | G1/2 | CONNECTION LOCATION | BACK | INSERTION LENGTH X STEM DIAMETER | 200X8 |  | STAINLESS STEEL | [5 empty] | https://iac-sl.es/sites/default/files/8TEMPTERMOMETROS.pdf | https://shop.wika.com/it-it/a52_r52.WIKA | https://www.wika.cn/upload/DS_TM5201_en_co_2126.pdf | Processed based on Websource | Production Completed
STP_008 | Data Enrichment | PVJ | OK | 45110 | 7/7/2023 | vne |  | 2023-07-20 |  | 152840 |  | 152840 | M | ZRSA | EN | 06 | [7 empty] | PC | 0 | 0 | KG | 0 | 0 | [5 empty] | PC |  | Z002 | [12 empty] | LÄMPÖMITTARI 0-300C RUEGER TERMETOX | THERMOMETER 0-300C RUEGER TERMETOX | MM_FEATURE **L=210 **MM_TYPE **RUEGER 805 |  | 061902 | 90251180 | Thermometers, liquid-filled, for direct reading, not combined with other instruments (excl. clinical or veterinary thermometers) |  | Enriched | THERMOMETER | BIMETAL |  |  | RUEGER | OEM | 805 |  |  | MEASURING RANGE | 0-300C | NOMINAL SIZE |  | PROCESS CONNECTION |  | CONNECTION LOCATION | REAR | INSERTION LENGTH X STEM DIAMETER | 210X6 |  | BRASS+STAINLESS STEEL | ALTERNATE MFR:TERMETOX |  |  |  |  | https://rueger.com/application/files/6814/9206/5657/FT-TCH080A-CHAUD.pdf |  |  | Series Match | Production Completed
STP_008 | Data Enrichment | PVJ | OK | 45110 | 7/7/2023 | vne |  | 2023-07-20 |  | 152841 |  | 152841 | M | ZRSA | EN | 06 | [7 empty] | PC | 0 | 0 | KG | 0 | 0 | [5 empty] | PC |  | Z002 | [12 empty] | LÄMPÖMITTARI -30-+70C L=200MM | THERMOMETER -30-+70C L=200MM | MM_TYPE **A5203.63 3595951 |  | 061902 | 90251180 | Thermometers, liquid-filled, for direct reading, not combined with other instruments (excl. clinical or veterinary thermometers) |  | Enriched | THERMOMETER | BIMETAL |  | EN 60529/IEC 529 | WIKA | OEM | 3595951 | A5203.63 |  | MEASURING RANGE | -30-70C | NOMINAL SIZE | 63 | PROCESS CONNECTION | G1/2 | CONNECTION LOCATION | BACK | INSERTION LENGTH X STEM DIAMETER | 200X8 |  | STAINLESS STEEL | [5 empty] | https://iac-sl.es/sites/default/files/8TEMPTERMOMETROS.pdf |  |  |  | Production Completed
STP_008 | Data Enrichment | PVJ | OK | 45110 | 7/7/2023 | vne |  | 2023-07-20 |  | 152847 |  | 152847 | M | ZRSA | EN | 06 | [7 empty] | PC | 0 | 0 | KG | 0 | 0 | [5 empty] | PC |  | Z002 | [12 empty] | LÄMPÖMITTARI 81791 0-400C WIKA | THERMOMETER 81791 0-400C WIKA | MM_TYPE **A5221.100.0/400.L300/8 R1/2 |  | 061902 | 90251180 | Thermometers, liquid-filled, for direct reading, not combined with other instruments (excl. clinical or veterinary thermometers) |  | Enriched | THERMOMETER | BIMETAL |  | EN 60529/IEC 529 | WIKA | OEM | 81791 | A5221.100 |  | MEASURING RANGE | 0-400C | NOMINAL SIZE | 100 | PROCESS CONNECTION | G1/2 | CONNECTION LOCATION | BACK | INSERTION LENGTH X STEM DIAMETER | 300X8 |  | STAINLESS STEEL | [5 empty] | https://iac-sl.es/sites/default/files/8TEMPTERMOMETROS.pdf | https://shop.wika.com/it-it/a52_r52.WIKA | https://www.wika.cn/upload/DS_TM5201_en_co_2126.pdf | Processed based on Websource | Production Completed
STP_008 | Data Enrichment | PVJ | OK | 45110 | 7/7/2023 | vne |  | 2023-07-20 |  | 152848 |  | 152848 | M | ZRSA | EN | 06 | [7 empty] | PC | 0 | 0 | KG | 0 | 0 | [5 empty] | PC | [14 empty] | LÄMPÖMITTARI 81862 WIKA | THERMOMETER 81862 WIKA | MM_TYPE **81862 A4500.63.0/120 |  | 061902 | 90251180 | Thermometers, liquid-filled, for direct reading, not combined with other instruments (excl. clinical or veterinary thermometers) |  | Enriched | THERMOMETER | BIMETAL |  | EN 60529/IEC 529 | WIKA | OEM | 81862 | A4500.63 |  | MEASURING RANGE | 0-120C | NOMINAL SIZE | 63 | PROCESS CONNECTION | G1/2 | CONNECTION LOCATION | BACK | INSERTION LENGTH X STEM DIAMETER | 100X11 |  | ALUMINUM | [5 empty] | https://www.wika.es/upload/DS_TM4501_GB_2068.pdf |  |  |  | Production Completed
STP_008 | Data Enrichment | PVJ | OK | 45110 | 7/7/2023 | vne |  | 2023-07-20 |  | 152849 |  | 152849 | M | ZRSA | EN | 06 | [7 empty] | PC | 0 | 0 | KG | 0 | 0 | [5 empty] | PC |  | Z002 | [12 empty] | LÄMPÖMITTARI A5205 WIKA | THERMOMETER A5205 WIKA | MM_TYPE **A5205 3576345 |  | 061902 | 90251180 | Thermometers, liquid-filled, for direct reading, not combined with other instruments (excl. clinical or veterinary thermometers) |  | Enriched | THERMOMETER | BIMETAL |  | EN 60529/IEC 529 | WIKA | OEM | 3576345 | A52.050 |  | MEASURING RANGE | 0-200C | NOMINAL SIZE | 50 | PROCESS CONNECTION | G1/2 | CONNECTION LOCATION | BACK | INSERTION LENGTH X STEM DIAMETER | 200X4 |  | STAINLESS STEEL | [5 empty] | https://www.wika.cn/upload/DS_TM5201_en_co_2126.pdf |  |  |  | Production Completed
STP_008 | Data Enrichment | PVJ | OK | 45110 | 7/7/2023 | vne |  | 2023-07-20 |  | 135629 |  | 135629 | M | ZRSA | EN | 06 | [7 empty] | PC | 0 | 0 | KG | 0 | 0 | [5 empty] | PC |  | Z002 | [12 empty] | LÄMPÖMITTARIN TAULU A5205.100.0/200C.L1> | THERMOMETER BOARD A5205.100.0/200C.L1> | MM_FEATURE **CONNECT REAR **MM_TYPE **A5205.100.0/200C.L100/8MM |  | 061902 | 90251180 | Thermometers, liquid-filled, for direct reading, not combined with other instruments (excl. clinical or veterinary thermometers) |  | Enriched | THERMOMETER | BIMETAL |  | EN 60529/IEC 529 | WIKA | OEM |  | A5205.100 |  | MEASURING RANGE | 0-200C | NOMINAL SIZE | 100 | PROCESS CONNECTION | G1/2 | CONNECTION LOCATION | BACK | INSERTION LENGTH X STEM DIAMETER | 100X8 |  | STAINLESS STEEL | [5 empty] | https://iac-sl.es/sites/default/files/8TEMPTERMOMETROS.pdf |  |  |  | Production Completed
STP_008 | Data Enrichment | PVJ | OK | 45110 | 7/7/2023 | vne |  | 2023-07-20 |  | 135630 |  | 135630 | M | ZRSA | EN | 06 | [7 empty] | PC | 0 | 0 | KG | 0 | 0 | [5 empty] | PC |  | Z002 | [12 empty] | LÄMPÖMITTARIN TAULU R5213.100.0/200C.L1> | THERMOMETER BOARD R5213.100.0/200C.L1> | MM_FEATURE **CONNECT DOWN **MM_TYPE **R5213.100.0/200C.L100/8MM |  | 061902 | 90251180 | Thermometers, liquid-filled, for direct reading, not combined with other instruments (excl. clinical or veterinary thermometers) |  | Enriched | THERMOMETER | BIMETAL |  | IEC/EN 60529 | WIKA | OEM |  | R5213.100 |  | MEASURING RANGE | 0-200C | NOMINAL SIZE | 100 | PROCESS CONNECTION |  | CONNECTION LOCATION | DOWM | INSERTION LENGTH X STEM DIAMETER | 100X8 |  | STAINLESS STEEL | BOARD |  |  |  |  | https://www.wika.com/media/Data-sheets/Temperature/Dial-thermometers/ds_tm5201_en_co.pdf |  |  | Series Match | Production Completed
STP_008 | Data Enrichment | PVJ | OK | 45110 | 7/7/2023 | vne |  | 2023-07-20 |  | 152842 |  | 152842 | M | ZRSA | EN | 06 | [7 empty] | PC | 0 | 0 | KG | 0 | 0 | [5 empty] | PC |  | Z002 | [12 empty] | LÄMPÖMITTARI KULMA 4511 068 | THERMOMETER CORNER 4511 068 | MM_PROPERTY **0-200 C° |  | 061902 | 90251180 | Thermometers, liquid-filled, for direct reading, not combined with other instruments (excl. clinical or veterinary thermometers) |  | Enriched | THERMOMETER |  | ANGLE |  | SUOMEN LAMPOMITTARI OY | OEM | 4511068 |  |  | RANGE | 0-130C | SIZE | L200 | [7 empty] | GLASS | CORNER |  |  |  |  | https://www.suomenlampomittari.fi/tuotteet/lampomittarin-lasi-200-mm-kulma-tarkistettu/ |  |  | Processed based on Websource, Conflict w.r.t Input | Production Completed
STP_008 | Data Enrichment | PVJ | ok | 45110 | 7/7/2023 | vne |  | 2023-07-20 |  | 152843 |  | 152843 | M | ZRSA | EN | 06 | [7 empty] | PC | 0 | 0 | KG | 0 | 0 | [5 empty] | PC |  | Z002 | [12 empty] | LÄMPÖMITTARI KULMA 4511 072 | THERMOMETER CORNER 4511 072 | MM_PROPERTY **0-200 C° |  | 061902 | 90251180 | Thermometers, liquid-filled, for direct reading, not combined with other instruments (excl. clinical or veterinary thermometers) |  | Cleansed | THERMOMETER |  | CORNER |  |  |  | 4511072 |  |  | RANGE | 0-200C | SIZE | [14 empty] | URL Not Found |  |  |  | Production Completed
STP_008 | Data Enrichment | PVJ | OK | 45110 | 7/7/2023 | vne |  | 2023-07-20 |  | 135621 |  | 135621 | M | ZRSA | EN | 06 | [7 empty] | PC | 0 | 0 | KG | 0 | 0 | [5 empty] | PC |  | Z002 | [12 empty] | LÄMPÖMITTARIN LASI D200 0-130C 451096 | THERMOMETER GLASS D200 0-130C 451096 |  |  | 061902 | 90251180 | Thermometers, liquid-filled, for direct reading, not combined with other instruments (excl. clinical or veterinary thermometers) |  | Cleansed | THERMOMETER | [5 empty] | 451096 |  |  | RANGE | 0-130C | SIZE | D200 | [7 empty] | GLASS | [5 empty] | URL Not Found |  |  |  | Production Completed
STP_008 | Data Enrichment | PVJ | OK | 45110 | 7/7/2023 | vne |  | 2023-07-20 |  | 135622 |  | 135622 | M | ZRSA | EN | 06 | [7 empty] | PC | 0 | 0 | KG | 0 | 0 | [5 empty] | PC |  | Z002 | [12 empty] | LÄMPÖMITTARIN LASI D200 0-130C KULMA | THERMOMETER GLASS D200 0-130C ANGLE | MM_PROPERTY **SMALL, CORNER |  | 061902 | 90251180 | Thermometers, liquid-filled, for direct reading, not combined with other instruments (excl. clinical or veterinary thermometers) |  | Cleansed | THERMOMETER |  | ANGLE | [6 empty] | RANGE | 0-130C | SIZE | D200 | [7 empty] | GLASS | SMALL CORNER |  |  |  |  | URL Not Found |  |  |  | Production Completed
STP_008 | Data Enrichment | PVJ | OK | 45110 | 7/7/2023 | vne |  | 2023-07-20 |  | 135623 |  | 135623 | M | ZRSA | EN | 06 | [7 empty] | PC | 0 | 0 | KG | 0 | 0 | [5 empty] | PC |  | Z002 | [12 empty] | LÄMPÖMITTARIN LASI D200 0-130C SUORA | THERMOMETER GLASS D200 0-130C STRAIGHT | MM_FEATURE **SMALL, STRAIGHT |  | 061902 | 90251180 | Thermometers, liquid-filled, for direct reading, not combined with other instruments (excl. clinical or veterinary thermometers) |  | Cleansed | THERMOMETER |  | STRAIGHT | [6 empty] | RANGE | 0-130C | SIZE | D200 | [7 empty] | GLASS | SMALL |  |  |  |  | URL Not Found |  |  |  | Production Completed
STP_008 | Data Enrichment | PVJ | OK | 45110 | 7/7/2023 | vne |  | 2023-07-20 |  | 135624 |  | 135624 | M | ZRSA | EN | 06 | [7 empty] | PC | 0 | 0 | KG | 0 | 0 | [5 empty] | PC |  | Z002 | [12 empty] | LÄMPÖMITTARIN LASI D300 0-130C SUORA | THERMOMETER GLASS D300 0-130C STRAIGHT | MM_FEATURE **BIG DIRECT |  | 061902 | 90251180 | Thermometers, liquid-filled, for direct reading, not combined with other instruments (excl. clinical or veterinary thermometers) |  | Cleansed | THERMOMETER |  | STRAIGHT | [6 empty] | RANGE | 0-130C | SIZE | D300 | [7 empty] | GLASS | BIG DIRECT |  |  |  |  | URL Not Found |  |  |  | Production Completed
STP_008 | Data Enrichment | PVJ | OK | 45110 | 7/7/2023 | vne |  | 2023-07-20 |  | 135625 |  | 135625 | M | ZRSA | EN | 06 | [7 empty] | PC | 0 | 0 | KG | 0 | 0 | [5 empty] | PC |  | Z002 | [12 empty] | LÄMPÖMITTARIN LASI D300 0-200C | THERMOMETER GLASS D300 0-200C |  |  | 061902 | 90251180 | Thermometers, liquid-filled, for direct reading, not combined with other instruments (excl. clinical or veterinary thermometers) |  | Cleansed | THERMOMETER | [8 empty] | RANGE | 0-200C | SIZE | D300 | [7 empty] | GLASS | [5 empty] | URL Not Found |  |  |  | Production Completed
STP_008 | Data Enrichment | PVJ | OK | 45110 | 7/7/2023 | vne |  | 2023-07-20 |  | 135626 |  | 135626 | M | ZRSA | EN | 06 | [7 empty] | PC | 0 | 0 | KG | 0 | 0 | [5 empty] | PC |  | Z002 | [12 empty] | LÄMPÖMITTARIN LASI D300 -30-70C SUORA | THERMOMETER GLASS D300 -30-70C STRAIGHT | MM_FEATURE **BIG DIRECT |  | 061902 | 90251180 | Thermometers, liquid-filled, for direct reading, not combined with other instruments (excl. clinical or veterinary thermometers) |  | Cleansed | THERMOMETER |  | STRAIGHT | [6 empty] | RANGE | -30-70C | SIZE | D300 | [7 empty] | GLASS | BIG DIRECT |  |  |  |  | URL Not Found |  |  |  | Production Completed
STP_008 | Data Enrichment | PVJ | OK | 45110 | 7/7/2023 | vne |  | 2023-07-20 |  | 152845 |  | 152845 | M | ZRSA | EN | 06 | [7 empty] | PC | 0 | 0 | KG | 0 | 0 | [5 empty] | PC |  | Z002 | [12 empty] | LÄMPÖMITTARI SUORA 4511 056 | THERMOMETER STRAIGHT 4511 056 | MM_FEATURE **L= N 200MM 0-200 C° |  | 061902 | 90251180 | Thermometers, liquid-filled, for direct reading, not combined with other instruments (excl. clinical or veterinary thermometers) |  | Enriched | THERMOMETER |  | STRAIGHT |  | SUOMEN LAMPOMITTARI OY | OEM | 4511056 |  |  | RANGE | 0-120C | SIZE | L200 | [7 empty] | GLASS |  | 6411575110560 |  |  |  | https://www.suomenlampomittari.fi/tuotteet/lampomittarin-lasi/ | https://www.onninen.fi/en/suomen-lampomittari-temperature-meter-glass-200/p/AAJ514 |  | Processed based on Websource, Conflict w.r.t Input | Production Completed
STP_008 | Data Enrichment | PVJ | OK | 45110 | 7/7/2023 | vne |  | 2023-07-20 |  | 152846 |  | 152846 | M | ZRSA | EN | 06 | [7 empty] | PC | 0 | 0 | KG | 0 | 0 | [5 empty] | PC |  | Z002 | [12 empty] | LÄMPÖMITTARI SUORA 4511 062 | THERMOMETER STRAIGHT 4511 062 | MM_PROPERTY **L= N 300 0-200 C° |  | 061902 | 90251180 | Thermometers, liquid-filled, for direct reading, not combined with other instruments (excl. clinical or veterinary thermometers) |  | Enriched | THERMOMETER |  | STRAIGHT |  | SUOMEN LAMPOMITTARI OY | OEM | 4511062 |  |  | RANGE | 0-130C | SIZE | L300 | [7 empty] | GLASS |  | 6411575110621 |  |  |  | https://www.suomenlampomittari.fi/tuotteet/lampomittarin-lasi-300-mm-0-130c-tarkistettu/ | https://www.onninen.fi/en/suomen-lampomittari-temperature-meter-glass-300/p/AAJ517 |  | Processed based on Websource, Conflict w.r.t Input | Production Completed
STP_008 | Data Enrichment | RMZ | Enriched | 2023-07-03 | 2023-07-06 | vne |  | 2023-07-20 |  | 143733 |  | 143733 | M | ZRSA | EN | 06 | [7 empty] | PC | 0 | 0 | KG | 0 | 0 | [5 empty] | PC |  | Z002 | [12 empty] | LAIPPALAAKERIYKSIKKÖ UCFS 316 | FLANGE BEARING UNIT UCFS 316 | MM_TYPE **UCFS 316 **MM_DIMENSION2_VALUE2 **FOR SHAFT 80MM |  |  | 84833032 | Bearing housings for machinery, for ball or roller bearings |  | Enriched | BEARING UNIT |  | SQUARE FLANGED |  | SKF | OEM |  | UCFS 316 |  | INSIDE DIAMETER | 80 | BEARING TYPE | BALL | LOAD RATING | 124KN | [5 empty] | STEEL | FOR SHAFT 80 |  |  |  |  | https://www.skf.com/uk/products/mounted-bearings/ball-bearing-units/flanged-ball-bearing-units/productid-UCF%20316 |  |  |  | Production Completed
STP_008 | Data Enrichment | RMZ | Enriched | 2023-07-03 | 2023-07-07 | vne |  | 2023-07-20 |  | 189352 |  | 189352 | M | ZRSA | EN | 06 | [7 empty] | PC | 0 | 0 | KG | 0 | 0 | [5 empty] | PC |  | Z002 | [12 empty] | LAAKERIYKSIKKÖ UKP 322 | BEARING UNIT UKP 322 | MM_PROPERTY **BEARING UNIT **MM_TYPE **UKP 322 **MM_LISAT_2 **RAUTE NO. 1001274 |  |  |  | #N/A |  | Enriched | BEARING UNIT |  | HEAVY DUTY ADAPTER SLEEVE LOCKING |  | ASAHI | OEM | UKP 322 |  |  | INSIDE DIAMETER | 100 | BEARING TYPE | PILLOW BLOCK | LOAD RATING | [6 empty] | CAST IRON | [5 empty] | https://www.asahiseiko.co.jp/english/img/cata08_general.pdf |  |  | Multiple MFR available | Production Completed
STP_008 | Data Enrichment | RMZ | Enriched | 2023-07-03 | 2023-07-07 | vne |  | 2023-07-20 |  | 189449 |  | 189449 | M | ZRSA | EN | 06 | [7 empty] | PC | 0 | 0 | KG | 0 | 0 | [5 empty] | PC |  | Z002 | [12 empty] | LAAKERIYKSIKKÖ UCT 212E | BEARING UNIT UCT 212E | MM_FEATURE **BEARING UNIT **MM_TYPE **UCT 212E **MM_LISAT_2 **RAUTE NO. 2009804 |  |  |  | #N/A |  | Enriched | BEARING UNIT |  | NORMAL DUTY SET-SCREW LOCKING |  | ASAHI | OEM | UCT 212E |  |  | INSIDE DIAMETER | 60 | BEARING TYPE | TAKE-UP | LOAD RATING | [12 empty] | https://www.plb.vn/image/catalog/document/Other-units.pdf |  |  | Series Match ¦ Processed based on Websource, Conflict w.r.t Input | Production Completed
STP_008 | Data Enrichment | RMZ | Enriched | 2023-07-03 | 2023-07-07 | vne |  | 2023-07-20 |  | 189563 |  | 189563 | M | ZRSA | EN | 06 | [7 empty] | PC | 0 | 0 | KG | 0 | 0 | [5 empty] | PC |  | Z002 | [12 empty] | LAAKERIYKSIKKÖ UCP 322 | BEARING UNIT UCP 322 | MM_FEATURE **BEARING UNIT **MM_TYPE **UCP 322 **MM_LISAT_2 **RAUTE NO. 3002213 |  |  |  | #N/A |  | Enriched | BEARING UNIT |  | HEAVY DUTY SET-SCREW LOCKING |  | ASAHI | OEM | UCP 322 |  |  | INSIDE DIAMETER | 110 | BEARING TYPE | PILLOW BLOCK | LOAD RATING | [12 empty] | https://www.asahiseiko.co.jp/english/img/cata08_general.pdf |  |  |  | Production Completed
STP_008 | Data Enrichment | RMZ | Enriched | 2023-07-03 | 2023-07-07 | vne |  | 2023-07-20 |  | 191420 |  | 191420 | M | ZRSA | EN | 06 | [7 empty] | PC | 0 | 0 | KG | 0 | 0 | [5 empty] | PC |  | Z002 | [12 empty] | BEARING UNIT FLANGE UCFL 213¦LAIPPALAAKERIYKSIKKÖ UCFL 213 | BEARING UNIT FLANGE UCFL 213¦FLANGE BEARING UNIT UCFL 213 | MM_LISAT_2 **RAUTE NO: 2012084 |  |  |  | #N/A |  | Enriched | BEARING UNIT |  |  |  | SKF | OEM | UCFL 213 |  |  | INSIDE DIAMETER | 65 | BEARING TYPE | BALL | LOAD RATING | 57,2KN | [6 empty] | ALTERNATE MFR:RAUTE,ALTERNATE MPN:2012084 | 8719735007360 |  |  |  | https://www.skf.com/uk/products/mounted-bearings/ball-bearing-units/flanged-ball-bearing-units/productid-UCFL%20213 | https://www.abf.store/s/en/bearings/UCF213-FELSTROM/992672 |  |  | Production Completed
STP_008 | Data Enrichment | BHJ | OK | 2023-07-11 | 2023-07-13 | vne |  | 2023-07-20 |  | 198692 |  | 198692 | M | ZRSA | EN | 06 | [7 empty] | PC | 0 | 0 | KG | 0 | 0 | [5 empty] | PC |  | Z002 | [10 empty] | M00008602¦M00008602 |  | LINEAR MOTOR LINAK LA36¦LINEAARIMOOTT LINAK LA36 | LINEAR MOTOR LINAK LA36¦LINEAR MOTOR LINAK LA36 | MM_CHARACTERISTICS **LINEAR MOTOR **MM_TYPE **LINAK LA36 **MM_MANUFACTURER_NO **M00008602 |  |  | 84122120 | Hydraulic systems, linear acting "cylinders" |  | Enriched | ACTUATOR | HYDRAULIC |  | EX,DS/EN ISO 3746,IECEX/ATEX | LINAK | OEM | LA36 |  |  | TRAVEL |  | INLET CONNECTION SIZE |  | INLET CONNECTION TYPE |  | OUTLET CONNECTION SIZE |  | OUTLET CONNECTION TYPE |  |  |  | ALTERNATE MPN:M00008602 |  |  |  |  | https://www.linak.com/products/linear-actuators/la36/ | https://cdn.linak.com/-/media/files/data-sheet-source/en/linear-actuator-la36-data-sheet-eng.pdf |  | Processed based on websource, conflict wrt input | Production Completed
STP_008 | Data Enrichment | CIR | OK | 4/7/2023 | 11/7/2023 | vne |  | 2023-07-20 |  | 143195 |  | 143195 | M | ZRSA | EN | 06 | [7 empty] | PC | 0 | 0 | KG | 0 | 0 | [5 empty] | PC |  | Z002 | [12 empty] | TOIMILAITE 088-100 KINETROL | ACTUATOR 088-100 KINETROL | MM_TYPE **088-100 **MM_MANUFACTURER **KINETROL |  | 061301 |  | #N/A |  | ENRICHED | ACTUATOR | PNEUMATIC |  |  | KINETROL | OEM | 088-100 |  |  | TRAVEL | 72-93DEG | INLET CONNECTION SIZE | G1/4 | INLET CONNECTION TYPE |  | OUTLET CONNECTION SIZE |  | OUTLET CONNECTION TYPE |  |  | EPOXY STOVE ENAMEL | M8 X 16 DEEP X 50,8 PCD |  |  |  |  | https://www.armatec.com/4a437e/globalassets/armatec-fi/webbase/productdocuments/at-3840-3841-kinetrol/at-3840-3841-kinetrol-kinetrol-actuator-catalogue-245903.pdf |  |  | COMMODITY CODES NOT FOUND | Production Completed
STP_008 | Data Enrichment | NGB | OK | 2023-07-10 | 2023-07-10 | vne |  | 2023-07-20 |  | 165420 |  | 165420 | M | ZRSA | EN | 06 | [7 empty] | PC | 0 | 0 | KG | 0 | 0 | [5 empty] | PC |  | Z002 | [12 empty] | TOIMILAITE 2-TOIMINEN RC210-DA F05-14 | ACTUATOR 2-ACTION RC210-DA F05-14 | MM_MANUFACTURER_NO **113252 |  | 060758 |  | #N/A |  | Enriched | ACTUATOR | PNEUMATIC | SPRING OPEN DOUBLE ACTING |  | ROTORK | OEM | RC210-DA F05-14 |  |  | TRAVEL |  | INLET CONNECTION SIZE |  | INLET CONNECTION TYPE |  | OUTLET CONNECTION SIZE |  | OUTLET CONNECTION TYPE |  |  |  | ALTERNATE MPN:113252 |  |  |  |  | https://www.rotork.com/uploads/documents-versions/36335/1/pub014-006-00_0118.pdf | http://www.xy-control.com/xy-control_Product_2063877700.html |  | MFR Updated | Production Completed
STP_008 | Data Enrichment | NGB | OK | 2023-07-10 | 2023-07-10 | vne |  | 2023-07-20 |  | 165345 |  | 165345 | M | ZRSA | EN | 06 | [7 empty] | PC | 0 | 0 | KG | 0 | 0 | [5 empty] | PC |  | Z002 | [12 empty] | TOIMILAITE 2-TOIMINEN RC220-DA F05 | ACTUATOR 2-FUNCTION RC220-DA F05 | MM_MEASUREMENT1_VALUE1 **76 NM **MM_MANUFACTURER_NO **123101 |  | 060758 |  | #N/A |  | Enriched | ACTUATOR | PNEUMATIC | SPRING OPEN DOUBLE ACTING |  | ROTORK | OEM | RC220-DA F05 |  |  | TRAVEL |  | INLET CONNECTION SIZE |  | INLET CONNECTION TYPE |  | OUTLET CONNECTION SIZE |  | OUTLET CONNECTION TYPE |  |  |  | TORQUE RATING:76NM,ALTERNATE MPN:123101 |  |  |  |  | https://www.rotork.com/uploads/documents-versions/36335/1/pub014-006-00_0118.pdf | https://www.onninen.fi/en/rotork-actuator-double-acting-rc220-da-f05-123101-76nm/p/ABM843 |  | MFR Updated | Production Completed
STP_008 | Data Enrichment | RMZ | OK | 2023-07-11 | 2023-07-13 | vne |  | 2023-07-20 |  | 408293 |  | 408293 | M | ZRSA | EN | 06 | [7 empty] | PC | 0¦0¦1.2 | 1.2 | KG | 0¦0¦0 | 0 | [5 empty] | M3¦NM3¦PC |  | Z002 | [12 empty] | ACTUATOR SVC24A-SZ-TPC¦TOIMILAITE SVC24A-SZ-TPC | ACTUATOR SVC24A-SZ-TPC¦ACTUATOR SVC24A-SZ-TPC | MM_FEATURE **ACTUATOR **MM_MEASUREMENT1_VALUE1 **0.5-10V **MM_TYPE **SVC24A-SZ-TPC **MM_MEASUREMENT2_VALUE2 **24 VAC/DC **MM_MANUFACTURER **BELIMO |  |  |  | #N/A |  | Enriched | ACTUATOR | ELECTRIC | GLOBE VALVE |  | BELIMO AUTOMATION INDIA PRIVATE LIMITED | OEM | SVC24A-SZ-TPC |  |  | TRAVEL | 20 | VOLTAGE RATING | 24VAC/DC | CURRENT RATING | 6VA | POWER RATING | 4W | END CONNECTION | TERMINAL | [7 empty] | https://www.belimo.com/se/shop/en_GB/Actuators/Valve-Actuators/SVC24A-SZ-TPC/p?code=SVC24A-SZ-TPC |  |  |  | Production Completed
STP_008 | Data Enrichment | SFQ | OK | 2023-07-04 | 2023-07-11 | vne |  | 2023-07-20 |  | 184895 |  | 184895 | M | ZRSA | EN | 06 | [7 empty] | PC | 0 | 0 | KG | 0 | 0 | [5 empty] | PC |  | Z002 | [12 empty] | TOIMILAITEVENTTIILI EMERSON ES 667-45 | ACTUATOR VALVE EMERSON ES 667-45 | MM_MEASUREMENT1_VALUE1 **PN16-40 **MM_TYPE **EMERSON 667-45 DVC2000 **MM_MEASUREMENT4_VALUE4 **FISHER **MM_LISAT_1 **HAPU HOT WATER TANK **MM_MEASUREMENT2_VALUE2 **S/N F000401257 **MM_MEASUREMENT3_VALUE3 **DN50 **MM_MANUFACTURER_NO **ES 667-45 DVC2000 **MM_LISAT_2 **REMOVED FOR RENOVATION |  | 060190 | 84819000 | Parts of valves and similar articles for pipes, boiler shells, tanks, vats or the like, n.e.s. |  | Enriched | ACTUATOR | DIAPHRAGM |  |  | EMERSON ELECTRIC CO | OEM | ES 667-45 DVC2000 |  |  | ACTUATOR AREA | 677CM2 | TRAVEL | 102 | DIAPHRAGM TYPE |  | DIAPHRAGM MATERIAL | [10 empty] | https://www.emerson.com/documents/automation/product-bulletin-fisher-657-667-size-30i-76i-diaphragm-actuators-en-122262.pdf |  |  |  | Production Completed
STP_008 | Data Enrichment | SFQ | OK | 2023-07-04 | 2023-07-11 | vne |  | 2023-07-20 |  | 198711 |  | 198711 | M | ZRSA | EN | 06 | [7 empty] | PC | 0 | 0 | KG | 0 | 0 | [5 empty] | PC |  | Z002 | [12 empty] | ACTUATOR ARI-PREMIO-PLUS 2G 12KN 230V¦KLAPP ARI-PREMIO-PLUS 2G 12KN 230V¦TOIMILAITE ARI-PREMIO-PLUS 2G 12KN 230V | ACTUATOR ARI-PREMIO-PLUS 2G 12KN 230V¦VALVE ARI-PREMIO-PLUS 2G 12KN 230V¦ACTUATOR ARI-PREMIO-PLUS 2G 12KN 230V | MM_PROPERTIES **ACTUATOR **MM_MEASUREMENT1_VALUE1 **4-20MA (Y-OUT) **MM_TYPE **ARI-PREMIO-PLUS 2G 12KN 230V **MM_LISAT_1 **KONWELL **MM_MANUFACTURER **ARMATUREN |  | 061290 | 84819000 | Parts of valves and similar articles for pipes, boiler shells, tanks, vats or the like, n.e.s. |  | Enriched | ACTUATOR | ELECTRIC | THRUST |  | ARI-ARMATUREN | OEM | PLUS 2G 12KN |  |  | TRAVEL | 65 | VOLTAGE RATING | 24AC/DC | CURRENT RATING | 4-20MA | POWER RATING |  | END CONNECTION |  |  |  | BRAND:ARI-PREMIO,THRUST FORCE:2,2KN,ALTERNATE MFR:KONWELL |  |  |  |  | https://www.ari-armaturen.com/_appl/files_tb/files/000033-2.pdf |  |  |  | Production Completed
STP_008 | Data Enrichment | NEN | OK | 10-07-2023 | 11-07-2023 | vne |  | 2023-07-20 |  | 167431 |  | 167431 | M | ZRSA | EN | 06 | [7 empty] | PC | 0 | 0 | KG | 0 | 0 | [5 empty] | PC |  | Z002 | [12 empty] | KÄÄNTÖYKSIKKÖ DAPS-0060-090-R-F04 | TRANSLATION UNIT DAPS-0060-090-R-F04 | MM_TYPE **DAPS-0060-090-R-F04 **MM_LISAT_1 **PILOT RAW MATERIAL **MM_MANUFACTURER **FESTO **MM_LISAT_2 **TRANSFER TO VALVE |  | 060780 | 84819000 | #N/A |  | ENRICHED | ACTUATOR |  |  |  | FESTO CORPORATION | OEM | 533419 | DAPS-0060-090-R-F04 |  | SIZE |  | TRAVEL | [8 empty] | WROUGHT ALUMINUM ALLOY HOUSING | PILOT RAW MATERIAL,TRANSFER TO VALVE |  |  |  |  | https://www.festo.com/us/en/a/download-document/datasheet/533419 |  |  | NM Updated Based On Websource | Production Completed
STP_008 | Data Enrichment | NEN | OK | 10-07-2023 | 12-07-2023 | vne |  | 2023-07-20 |  | 167938 |  | 167938 | M | ZRSA | EN | 06 | [7 empty] | PC | 0 | 0 | KG | 0 | 0 | [5 empty] | PC |  | Z002 | [12 empty] | TOIMILAITE SÄÄTÖPELLILLE LM230A | ACTUATOR FOR ADJUSTABLE DAMPER LM230A | MM_TYPE **LM230A **MM_LISAT_1 **AUTOMATIC LOADING LINE |  | 060784 | 84819000 | Parts of valves and similar articles for pipes, boiler shells, tanks, vats or the like, n.e.s. |  | ENRICHED | ACTUATOR | ELECTRIC | ADJUSTABLE DAMPER |  |  |  | LM230A |  |  | TRAVEL |  | VOLTAGE RATING | 100-240VAC | CURRENT RATING |  | POWER RATING | 1,5W | END CONNECTION |  |  |  | FOR AUTOMATIC LOADING LINE |  |  |  |  | https://www.belimo.com/in/shop/en_GB/Actuators/Non-Fail-Safe-Actuators/LM230A/p?code=LM230A | https://docs.rs-online.com/49c4/0900766b805958cd.pdf |  |  | Production Completed
STP_008 | Data Enrichment | RMZ | OK | 2023-07-11 | 2023-07-12 | vne |  | 2023-07-20 |  | 412637 |  | 412637 | M | ZRSA | EN | 06 | [7 empty] | PC | 0¦0¦0 | 0 | KG | 0¦0¦0 | 0 | [5 empty] | M3¦NM3¦PC |  | Z002 | [12 empty] | FAULT CURRENT PROTECTION A9R90440¦VIKAVIRTASUOJAK. A9R90440 | FAULT CURRENT PROTECTION A9R90440¦FAULT CURRENT PROTECTION. A9R90440 | MM_PROPERTY **FAULT CURRENT PROTECTION **MM_MEASURE1_VALUE1 **4P 40A **MM_TYPE **4P 40A 30MA A A9R90440 **MM_MEASURE2_VALUE2 **30MA **MM_MEASURE3_VALUE3 **3254377 **MM_MANUFACTURER_NO **A9R90440 **MM_MANUFACTURER **SCHNEIDER ELECTRIC |  |  | 85363030 | Apparatus for protecting electrical circuits for a voltage <= 1.000 V, for a current > 16 A but <= 125 A (excl. fuses and automatic circuit breakers) |  | Enriched | BREAKER | EARTH LEAKAGE | RESIDUAL CURRENT | EN/IEC 61008-1,IEC 60529 | SCHNEIDER ELECTRIC | OEM | A9R90440 |  |  | LEAKAGE CURRENT | 30MA | VOLTAGE RATING | 380/415VAC | NUMBER OF POLES | 4 | CURRENT RATING | 40A | INTERRUPT RATING | 4,5KA |  |  | ALTERNATE MPN:3254377 | 3606489826659 |  |  |  | https://www.se.com/ww/en/product/A9R50440S/residual-current-circuit-breaker-rccb-acti9-iid-k-4p-40a-ac-type-30ma/ | https://icecat.biz/en/p/schneider+electric/a9r90440/circuit+breakers-3606489826659-a9r90440-100326666.html |  | Processed based on Websource, Conflict w.r.t Input | Production Completed
STP_008 | Data Enrichment | RMZ | OK | 2023-07-11 | 2023-07-12 | vne |  | 2023-07-20 |  | 412638 |  | 412638 | M | ZRSA | EN | 06 | [7 empty] | PC | 0¦0¦0 | 0 | KG | 0¦0¦0 | 0 | [5 empty] | M3¦NM3¦PC |  | Z002 | [12 empty] | FAULT CURRENT BOX ADA966G¦VIKAVIRTAKAT.ADA966G | FAULT CURRENT BOX ADA966G¦FAULT CURRENTS.ADA966G | MM_PROPERTIES **FAULT CURRENT BOX **MM_MEASUREMENT1_VALUE1 **2X16A **MM_TYPE **6KA ADA966G 2X16A/30MA **MM_MEASUREMENT2_VALUE2 **30MA **MM_MEASUREMENT3_VALUE3 **3260702 **MM_MANUFACTURER_NO **ADA966G **MM_MANUFACTURER **HAGER |  |  | 85363030 | Apparatus for protecting electrical circuits for a voltage <= 1.000 V, for a current > 16 A but <= 125 A (excl. fuses and automatic circuit breakers) |  | Enriched | BREAKER | EARTH LEAKAGE |  | IEC60947-1 | HAGER | OEM | ADA966G |  |  | LEAKAGE CURRENT | 30MA | VOLTAGE RATING | 240VAC | NUMBER OF POLES | 2 | CURRENT RATING | 16A | INTERRUPT RATING | 6KA |  |  | ALTERNATE MPN:3260702 | 3250611011095 |  |  |  | https://hager.com/nl/catalogus/producten/ada966g-haco-1pn-16-a-c-kar-30-ma-klasse-a | https://www.omnical.co/products/hager/ada966g/1029854 |  | Processed based on Websource, Conflict w.r.t Input | Production Completed
STP_008 | Data Enrichment | RMZ | OK | 2023-07-11 | 2023-07-12 | vne |  | 2023-07-20 |  | 412639 |  | 412639 | M | ZRSA | EN | 06 | [7 empty] | PC | 0¦0¦0 | 0 | KG | 0¦0¦0 | 0 | [5 empty] | M3¦NM3¦PC |  | Z002 | [12 empty] | FAULT CURRENT PROTECTION A9R90425¦VIKAVIRTASUOJAK. A9R90425 | FAULT CURRENT PROTECTION A9R90425¦FAULT CURRENT PROTECTION. A9R90425 | MM_PROPERTY **FAULT CURRENT PROTECTION **MM_MEASUREMENT1_VALUE1 **25A **MM_TYPE **4P 25A 30MA A A9R90425 **MM_MEASUREMENT2_VALUE2 **30MA **MM_MEASUREMENT3_VALUE3 **3254376 **MM_MANUFACTURER_NO **A9R90425 **MM_MANUFACTURER **SCHNEIDER ELECTRIC |  |  | 85363030 | Apparatus for protecting electrical circuits for a voltage <= 1.000 V, for a current > 16 A but <= 125 A (excl. fuses and automatic circuit breakers) |  | Enriched | BREAKER | EARTH LEAKAGE |  | EN/IEC 61008-1 | SCHNEIDER ELECTRIC | OEM | A9R90425 |  |  | LEAKAGE CURRENT | 30MA | VOLTAGE RATING | 380/415VAC | NUMBER OF POLES | 4 | CURRENT RATING | 25A | INTERRUPT RATING | 6KA | [7 empty] | https://www.se.com/fi/fi/product/A9R90425/acti-9-iidk-vikavirtakytkin-4p-25a-30ma-a/ |  |  | Processed based on Websource, Conflict w.r.t Input | Production Completed
STP_008 | Data Enrichment | RMZ | OK | 2023-07-11 | 2023-07-12 | vne |  | 2023-07-20 |  | 412640 |  | 412640 | M | ZRSA | EN | 06 | [7 empty] | PC | 0¦0¦0 | 0 | KG | 0¦0¦0 | 0 | [5 empty] | M3¦NM3¦PC |  | Z002 | [12 empty] | FAULT CURRENT PROTECTION A9R90225¦VIKAVIRTASUOJAK. A9R90225 | FAULT CURRENT PROTECTION A9R90225¦FAULT CURRENT PROTECTION. A9R90225 | MM_PROPERTY **FAULT CURRENT PROTECTION **MM_MEASUREMENT1_VALUE1 **25A **MM_TYPE **2P 25A 30MA A A9R90225 **MM_MEASUREMENT2_VALUE2 **30MA **MM_MEASUREMENT3_VALUE3 **3254374 **MM_MANUFACTURER_NO **A9R90225 **MM_MANUFACTURER **SCHNEIDER ELECTRIC |  |  | 85363030 | Apparatus for protecting electrical circuits for a voltage <= 1.000 V, for a current > 16 A but <= 125 A (excl. fuses and automatic circuit breakers) |  | Enriched | BREAKER | EARTH LEAKAGE |  | EN/IEC 61008-1 | SCHNEIDER ELECTRIC | OEM | A9R90225 |  |  | LEAKAGE CURRENT | 30MA | VOLTAGE RATING | 220/240VAC | NUMBER OF POLES | 2 | CURRENT RATING | 25A | INTERRUPT RATING | 6KA |  |  |  | 3606489826628 |  |  |  | https://www.se.com/fi/fi/product/A9R90225/acti-9-iidk-vikavirtakytkin-2napainen-1p+n-25a-30ma-atyyppi/ | https://www.onninen.fi/en/schneider-electric-residual-current-device-acti-9-iidk-rccb-2p-25a-30ma-a/p/CIU851 |  | Processed based on Websource, Conflict w.r.t Input | Production Completed
STP_008 | Data Enrichment | RMZ | OK | 2023-07-11 | 2023-07-12 | vne |  | 2023-07-20 |  | 412677 |  | 412677 | M | ZRSA | EN | 06 | [7 empty] | PC | 0¦0¦0 | 0 | KG | 0¦0¦0 | 0 | [5 empty] | M3¦NM3¦PC |  | Z002 | [12 empty] | POWER CIRCUIT BREAKER NSX630H 70KA/400V>¦KATKAISINRUNKO NSX630H 70KA/400V 3P 630A | POWER CIRCUIT BREAKER NSX630H 70KA/400V>¦BREAKER BODY NSX630H 70KA/400V 3P 630A | MM_FEATURE **POWER CIRCUIT BREAKER **MM_TYPE **C63H3 **MM_LISAT_1 **WITHOUT PROTECTIVE RELAY **MM_MANUFACTURER_NO **3606482002982 **MM_MANUFACTURER **SCHNEIDER ELECTRIC **MM_TYPE2 **SNRO3658282 |  |  | 85362090 | Automatic circuit breakers for a voltage <= 1.000 V, for a current > 63 A |  | Enriched | BREAKER | CIRCUIT | BASIC FRAME POWER | EN/CEI 60947-2 | SCHNEIDER ELECTRIC | OEM | C63H3 | NSX630H |  | CURRENT RATING | 630A | VOLTAGE RATING | 800VAC | FRAME RATING |  | INTERRUPT RATING | 70KA | NUMBER OF POLES | 3 |  |  | WITHOUT PROTECTIVE RELAY,SNRO3658282 | 3606482002982 |  |  |  | https://www.se.com/ch/fr/product/C63H3/disjoncteur-basic-frame-compact-nsx630h-70-ka-at-415-vac-50-60-hz-630-a-sans-d%C3%A9clencheur-3-poles/ |  |  |  | Production Completed
STP_008 | Data Enrichment | RMZ | OK | 2023-07-11 | 2023-07-12 | vne |  | 2023-07-20 |  | 412678 |  | 412678 | M | ZRSA | EN | 06 | [7 empty] | PC | 0¦0¦0 | 0 | KG | 0¦0¦0 | 0 | [5 empty] | M3¦NM3¦PC |  | Z002 | [12 empty] | POWER CIRCUIT BREAKER NSX400N 50KA/400>¦KATKAISINRUNKO NSX400N 50KA/400V 3P 400A | POWER CIRCUIT BREAKER NSX400N 50KA/400>¦BREAKER BODY NSX400N 50KA/400V 3P 400A | MM_FEATURE **POWER CIRCUIT BREAKER **MM_TYPE **C40N3 **MM_LISAT_1 **WITHOUT PROTECTIVE RELAY **MM_MANUFACTURER_NO **3606482002920 **MM_MANUFACTURER **SCHNEIDER ELECTRIC **MM_TYPE2 **SNRO3658261 |  |  | 85362090 | Automatic circuit breakers for a voltage <= 1.000 V, for a current > 63 A |  | Enriched | BREAKER | CIRCUIT | BASIC FRAME POWER | EN/IEC 60947-2 | SCHNEIDER ELECTRIC | OEM | C40N3 | NSX400N |  | CURRENT RATING | 400A | VOLTAGE RATING | 800VAC | FRAME RATING |  | INTERRUPT RATING | 50KA | NUMBER OF POLES | 3 |  |  | WITHOUT PROTECTIVE RELAY,SNRO3658261 | 3606482002920 |  |  |  | https://www.se.com/ch/fr/product/C40N3/disjoncteur-basic-frame-compact-nsx400n-50-ka-at-415-vac-50-60-hz-400-a-sans-d%C3%A9clencheur-3-poles/ |  |  |  | Production Completed
STP_008 | Data Enrichment | RMZ | OK | 2023-07-11 | 2023-07-12 | vne |  | 2023-07-20 |  | 412679 |  | 412679 | M | ZRSA | EN | 06 | [7 empty] | PC | 0¦0¦0 | 0 | KG | 0¦0¦0 | 0 | [5 empty] | M3¦NM3¦PC |  | Z002 | [12 empty] | POWER CIRCUIT BREAKER NSX100H 70KA/400>¦KATKAISINRUNKO NSX100H 70KA/400V 3P 100A | POWER CIRCUIT BREAKER NSX100H 70KA/400>¦BREAKER BODY NSX100H 70KA/400V 3P 100A | MM_FEATURE **POWER CIRCUIT BREAKER **MM_TYPE **C10H3 **MM_LISAT_1 **WITHOUT PROTECTIVE RELAY **MM_MANUFACTURER_NO **3606481999344 **MM_MANUFACTURER **SCHNEIDER ELECTRIC **MM_TYPE2 **SNRO3658334 |  |  | 85362090 | Automatic circuit breakers for a voltage <= 1.000 V, for a current > 63 A |  | Enriched | BREAKER | CIRCUIT | BASIC FRAME POWER | EN/IEC 60947-2 | SCHNEIDER ELECTRIC | OEM | C10H3 | NSX100H |  | CURRENT RATING | 100A | VOLTAGE RATING | 690VAC | FRAME RATING |  | INTERRUPT RATING | 70KA | NUMBER OF POLES | 3 |  |  | WITHOUT PROTECTIVE RELAY,SNRO3658334 | 3606481999344 |  |  |  | https://www.se.com/ch/fr/product/C10H3/disjoncteur-basic-frame-compact-nsx100h-70-ka-at-415-vac-50-60-hz-100-a-sans-d%C3%A9clencheur-3-poles/ |  |  |  | Production Completed
STP_008 | Data Enrichment | scs | OK | 12-07-2023 | 12-07-2023 | vne |  | 2023-07-20 |  | 146158 |  | 146158 | M | ZRSA | EN | 06 | [7 empty] | PC | 0 | 0 | KG | 0 | 0 | [5 empty] | PC |  | Z002 | [12 empty] | KIRISTYSHOLKKI XTB15X1 25X48/LAIPPA-72X9 | CLAMPING BUSH XTB15X1 25X48/FLANGE-72X9 | MM_TYPE **VANGORP |  | 060755 | 84839020 | Parts of bearing housings, n.e.s. | FLANGE BUSHING | Enriched | BUSHING | FLANGED |  |  | DODGE | OEM | XTB15X1 |  |  | DIMENSIONS | D48/25X1,125IN | [9 empty] | CAST IRON | FLANGE SIZE: 72X9, CLAMPING, VANGORP |  |  |  |  | https://www.baldor.com/catalog/XTB15X1 | https://www.raptorsupplies.com/pd/dodge-bearings/xtb15x1-1-4 |  |  | Production Completed
STP_008 | Data Enrichment | scs | OK | 12-07-2023 | 12-07-2023 | vne |  | 2023-07-20 |  | 179696 |  | 179696 | M | ZRSA | EN | 06 | [7 empty] | PC | 0 | 0 | KG | 0 | 0 | [5 empty] | PC |  | Z002 | [12 empty] | NOKKA 03D0300070B¦EPÄKESKO HOLKKI 03D0300070B | CAM 03D0300070B¦NECESSARY BUSHING 03D0300070B | MM_TYPE **CAM 03D0300070B **MM_LISAT_1 **WORKING LINE |  | 060780 | 84839020 | Parts of bearing housings, n.e.s. |  | Cleansed | BUSHING | [5 empty] | CAM 03D0300070B |  |  | SIZE | [11 empty] | NECESSARY, WORKING LINE |  |  |  |  | Url Not Found |  |  | conflict in English description | Production Completed
STP_008 | Data Enrichment | SFU | OK | 04-07-2023 | 13-07-2023 | vne |  | 2023-07-20 |  | 193791 |  | 193791 | M | ZRSA | EN | 06 | [7 empty] | PC | 0 | 0 | KG | 0 | 0 | [5 empty] | PC |  | Z002 | [12 empty] | ETHERNET SOCKET EXTEN. SZ 2482.700 RJ45¦ETHERNETJATKOJOHTO SZ 2482.700 RJ45 0,5M | ETHERNET SOCKET EXTEN. SZ 2482.700 RJ45¦ETHERNET EXTENSION CABLE SZ 2482.700 RJ45 0.5M | MM_MEASUREMENT1_VALUE1 **0.5M **MM_TYPE **SZ 2482.700 RJ45 **MM_MANUFACTURER_NO **SZ 2482.700 **MM_MANUFACTURER **RITTAL **MM_LISAT_2 **RAUTE NO. 3012451 |  | 061290 | 85444991 | Electric wire and cables, for a voltage <= 1.000 V, insulated, not fitted with connectors, with individual conductor wires of a diameter > 0,51 mm, n.e.s. |  | CLEANSED | CABLE | EXTENSION | RJ45 |  | RITTAL | OEM | SZ 2482.700 |  |  | CONDUCTOR SIZE |  | NUMBER OF CONDUCTORS |  | CORE STRANDS | [6 empty] | NICKEL PLATED BRASS | ETHERNET SOCKET,LENGTH:0.5M,ALTERNATE MPN:RAUTE,ALTERNATE MPN:3012451 | 4028177550216 |  |  |  | https://www.rittal.com/in-en/products/PG0900ZUBEHOER1/PG0920ZUBEHOER1/PG1136ZUBEHOER1/PRO13247?variantId=2482700 |  |  | REVIEW NM | Production Completed
STP_008 | Data Enrichment | SFU | OK | 04-07-2023 | 13-07-2023 | vne |  | 2023-07-20 |  | 198732 |  | 198732 | M | ZRSA | EN | 06 | [7 empty] | PC | 0¦0¦0 | 0 | KG | 0¦0¦0 | 0 | [5 empty] | M3¦NM3¦PC |  | Z002 | [12 empty] | CONNECTING CABLE 77 3534 0000 50708-0500¦LIITÄNTÄKAAPELI 77 3534 0000 50708-0500 | CONNECTING CABLE 77 3534 0000 50708-0500 ¦ CONNECTING CABLE 77 3534 0000 50708-0500 | MM_PROPERTY **CONNECTING CABLE **MM_DIMENSION1_VALUE1 **L5M **MM_MATERIAL **PUR **MM_TYPE **77 3534 0000 50708-0500 **MM_DIMENSION2_VALUE2 **ANGLED M12-A 8-PIN **MM_MANUFACTURER_NO **77 3534 0000 50708-0500 0500 **MM_MANUFACTURER **BINDER |  | 061290 | 85444991 | Electric wire and cables, for a voltage <= 1.000 V, insulated, not fitted with connectors, with individual conductor wires of a diameter > 0,51 mm, n.e.s. |  | ENRICHED | CABLE | CONNECTING |  |  | BINDER | OEM | 77 3534 0000 50708-0500 |  |  | CABLE LENGTH | 5M | ELECTRICAL CONNECTION | FEMALE ANGLED M12-A 8-PIN | NUMBER OF CONDUCTORS | 8 | CONDUCTOR SIZE | 0,25MM2 |  |  |  | PUR | [5 empty] | https://www.binder-usa.com/us-en/products/automation-technology/m12-a/77-3534-0000-50708-0500-m12-a-female-angled-connector-contacts-8-shielded-moulded-on-cable-ip67-ul-pur-black-8-x-025-mm2-5-m |  |  |  | Production Completed
STP_008 | Data Enrichment | SFU | OK | 04-07-2023 | 13-07-2023 | vne |  | 2023-07-20 |  | 400390 |  | 400390 | M | ZRSA | EN | 06 | [7 empty] | PC | 0 | 0 | KG | 0 | 0 | [5 empty] | PC |  | Z002 | [12 empty] | CONNECTOR CABLE ELBOWED M12 5M¦LIITOSJOHTO KULMA M12 5M | CONNECTOR CABLE ELBOWED M12 5M | MM_FEATURE **CONNECTOR CABLE **MM_DIMENSION1_VALUE1 **3520298 **MM_TYPE **ELBOWED M12 5M **MM_MANUFACTURER_NO **XZCP1241L5 **MM_MANUFACTURER **SCHNEIDER ELECTRIC |  | 061101 | 85444991 | Electric wire and cables, for a voltage <= 1.000 V, insulated, not fitted with connectors, with individual conductor wires of a diameter > 0,51 mm, n.e.s. |  | ENRICHED | CABLE | CONNECTING |  |  | SCHNEIDER ELECTRIC |  | XZCP1241L5 |  |  | CABLE LENGTH | 5M | ELECTRICAL CONNECTION | FEMALE ELBOWED M12 4-PIN | NUMBER OF CONDUCTORS | 4 | CONDUCTOR SIZE | 0,34MM2 |  |  |  |  | ALTERNATE MPN:3520298 |  |  |  |  | https://www.se.com/us/en/product/download-pdf/XZCP1241L5 |  |  |  | Production Completed
STP_008 | Data Enrichment | SFU | OK | 04-07-2023 | 13-07-2023 | vne |  | 2023-07-20 |  | 400391 |  | 400391 | M | ZRSA | EN | 06 | [7 empty] | PC | 0 | 0 | KG | 0 | 0 | [5 empty] | PC |  | Z002 | [12 empty] | CONNECTOR CABLE STRAIGHT M12 5M¦LIITOSJOHTO SUORA M12 5M | CONNECTOR CABLE STRAIGHT M12 5M | MM_FEATURE **CONNECTOR CABLE **MM_DIMENSION1_VALUE1 **3520295 **MM_TYPE **STRAIGHT M12 5M **MM_MANUFACTURER_NO **XZCP1141L5 **MM_MANUFACTURER **SCHNEIDER ELECTRIC |  | 061101 | 85444991 | Electric wire and cables, for a voltage <= 1.000 V, insulated, not fitted with connectors, with individual conductor wires of a diameter > 0,51 mm, n.e.s. |  | ENRICHED | CABLE | CONNECTING |  |  | SCHNEIDER ELECTRIC |  | XZCP1141L5 |  |  | CABLE LENGTH | 5M | ELECTRICAL CONNECTION | FEMALE STRAIGHT M12 4-PIN | NUMBER OF CONDUCTORS | 4 | CONDUCTOR SIZE | 0,34MM2 |  |  |  |  | ALTERNATE MPN:3520295 |  |  |  |  | https://www.se.com/in/en/product/download-pdf/XZCP1141L5 |  |  |  | Production Completed
STP_008 | Data Enrichment | SFU | OK | 04-07-2023 | 13-07-2023 | vne |  | 2023-07-20 |  | 406980 |  | 406980 | M | ZRSA | EN | 06 | [7 empty] | PC | 0¦0¦0 | 0 | KG | 0¦0¦0 | 0 | [5 empty] | M3¦NM3¦PC |  | Z002 | [12 empty] | POWER CABLE HRS 6P/OPEN P 10M¦TOITEKAABEL HRS 6P/OPEN P 10M¦KAAPELI HRS 6P/OPEN P 10M | POWER CABLE HRS 6P/OPEN P 10M¦POWER CABLE HRS 6P/OPEN P 10M¦KABELI HRS 6P/OPEN P 10M | MM_FEATURE **POWER CABLE **MM_MEASUREMENT1_VALUE1 **L10M **MM_TYPE **HRS **MM_LISAT_1 **RAUTE: M00012260 **MM_MANUFACTURER_NO **2000029758 **MM_MANUFACTURER **BASLER **MM_MEASUREMENT_VALUE5 **1, 2, 5, 6 BROWN WHITE |  | 061301 | 85444991 | Electric wire and cables, for a voltage <= 1.000 V, insulated, not fitted with connectors, with individual conductor wires of a diameter > 0,51 mm, n.e.s. |  | CLEANSED | CABLE | ELECTRICAL | POWER |  | BASLER | OEM | 2000029758 |  |  | VOLTAGE RATING |  | CURRENT RATING |  | CONDUCTOR SIZE |  | NUMBER OF CONDUCTORS |  | CORE STRANDS |  |  |  | LENGTH:10M,HRS 6P/OPEN P,ALTERNATE MFR:RAUTE,ALTERNATE MPN:M00012260,1,2,5,6 BROWN WHITE |  |  |  |  | https://www.baslerweb.com/en/products/cable/basler-power-cable-hrs-6p-open-p-10-m/ |  |  |  | Production Completed
STP_008 | Data Enrichment | SFU | OK | 04-07-2023 | 13-07-2023 | vne |  | 2023-07-20 |  | 409905 |  | 409905 | M | ZRSA | EN | 06 | [7 empty] | M | 0¦0¦0 | 0 | KG | 0¦0¦0 | 0 | [5 empty] | M¦M3¦NM3 |  | Z002 | [12 empty] | CONTROL CABLE ÖLFLEX SERVO FD 796 CP¦OHJAUSKAAPELI ÖLFLEX SERVO FD 796 CP | CONTROL CABLE ÖLFLEX SERVO FD 796 CP ¦ CONTROL CABLE ÖLFLEX SERVO FD 796 CP | MM_PROPERTY **CONTROL CABLE **MM_DIMENSION1_VALUE1 **4 G 1.5 **MM_TYPE **ÖLFLEX SERVO FD 796 CP **MM_MANUFACTURER **LAPP |  | 061101 | 85444991 | Electric wire and cables, for a voltage <= 1.000 V, insulated, not fitted with connectors, with individual conductor wires of a diameter > 0,51 mm, n.e.s. |  | ENRICHED | CABLE | CONTROL |  |  | LAPP | OEM |  | ÖLFLEX SERVO FD 796 CP |  | PACKAGE SIZE | 100M BAG | NOMINAL VOLTAGE U0/U | 600V/1KV | NUMBER OF CONDUCTORS | 4 | CONDUCTOR SIZE | 1,5MM2 |  |  |  | PUR INSULATION | [5 empty] | https://www.tme.com/in/en/details/ol796cp-0027959/cables-for-power-chains-shielded/lapp/0027959/?gclid=CjwKCAjwwb6lBhBJEiwAbuVUSp3-WpqO16A7isyHM21YDfrs6A993-ftqMfWFDum5J8qn6E_yAThpxoC1eQQAvD_BwE |  |  |  | Production Completed
STP_008 | Data Enrichment | SFU | OK | 04-07-2023 | 13-07-2023 | vne |  | 2023-07-20 |  | 411477 |  | 411477 | M | ZRSA | EN | 06 | [7 empty] | PC | 0¦0¦0 | 0 | KG | 0¦0¦0 | 0 | [5 empty] | M3¦NM3¦PC |  | Z002 | [12 empty] | CONNECTING CABLE SCHUKO PLUG H05RN-F 5M¦LIITOSJOHTO SCHUKOPISTOTULPPA H05RN-F 5M | CONNECTING CABLE SCHUKO PLUG H05RN-F 5M | MM_PROPERTY **CONNECTING CABLE PLUG **MM_DIMENSION1_VALUE1 **L5M **MM_TYPE **H05RN-F(VSKB)3X1.5S **MM_MANUFACTURER_NO **1113996 **MM_MANUFACTURER **REIMAX ELECTRONICS **MM_TYPE2 **3X1.5S |  | 061102 | 85444991 | Electric wire and cables, for a voltage <= 1.000 V, insulated, not fitted with connectors, with individual conductor wires of a diameter > 0,51 mm, n.e.s. |  | ENRICHED | CABLE | CONNECTING |  |  | REIMAX ELECTRONICS | OEM | H05RN-F(VSKB)3X1.5S 5M |  |  | CABLE LENGTH | 5M | ELECTRICAL CONNECTION | SCHUKO PLUG | NUMBER OF CONDUCTORS | 3 | CONDUCTOR SIZE | 1,5MM2 |  |  |  |  | ALTERNATE MPN:1113996 |  |  |  |  | https://verkkokauppa.sonepar.fi/fi/liitosjohto-schukopistotulppa-h05rn-f-vskb-3x1-5s-5m-2440242 |  |  |  | Production Completed
STP_008 | Data Enrichment | SFU | OK | 04-07-2023 | 13-07-2023 | vne |  | 2023-07-20 |  | 411691 |  | 411691 | M | ZRSA | EN | 06 | [7 empty] | M | 0¦0¦0 | 0 | KG | 0¦0¦0 | 0 | [5 empty] | M¦M3¦NM3 |  | Z002 | [12 empty] | CONTROL CABLE YSLYCY-JZ 4X2,5 R100¦OHJAUSKAAPELI YSLYCY-JZ 4X2,5 R100 | CONTROL CABLE YSLYCY-JZ 4X2.5 R100 ¦ CONTROL CABLE YSLYCY-JZ 4X2.5 R100 | MM_PROPERTY **CONTROL CABLE **MM_MEASUREMENT1_VALUE1 **SCREENED **MM_TYPE **YSLYCY-JZ 4X2,5 R100 **MM_MANUFACTURER_NO **YSLYCY-JZ **MM_MANUFACTURER **GAMAKABEL **MM_TYPE2 **SNRO0465239 |  | 061102 | 85444991 | Electric wire and cables, for a voltage <= 1.000 V, insulated, not fitted with connectors, with individual conductor wires of a diameter > 0,51 mm, n.e.s. |  | ENRICHED | CABLE | CONTROL | SCREENED |  | GAMAKABEL | OEM |  | YSLYCY-JZ 4X2,5 R100 |  | PACKAGE SIZE |  | NOMINAL VOLTAGE U0/U | 300/500V | NUMBER OF CONDUCTORS | 4 | CONDUCTOR SIZE | 2,5MM2 |  |  |  | PVC OUTER SHEATH | ALTERNATE MPN:SNRO0465239 |  |  |  |  | https://www.hedengren.com/fi/tuote-6003468-0465239-yslycy-jz-4x2-5-ohjauskaapeli-r100 |  |  |  | Production Completed
STP_008 | Data Enrichment | SFU | OK | 04-07-2023 | 13-07-2023 | vne |  | 2023-07-20 |  | 411694 |  | 411694 | M | ZRSA | EN | 06 | [7 empty] | M | 0¦0¦0 | 0 | KG | 0¦0¦0 | 0 | [5 empty] | M¦M3¦NM3 |  | Z002 | [12 empty] | PAIRED CABLE 2X4P F/UTP KAT6 100-077/LT>¦PARIKAAPELI 2X4P F/UTP KAT6 100-077/LTG> | PAIRED CABLE 2X4P F/UTP KAT6 100-077/LT>¦PAIRED CABLE 2X4P F/UTP KAT6 100-077/LTG> | MM_FEATURE **PAIRED CABLE **MM_DIMENSION1_VALUE1 **CAT6 **MM_TYPE **2X4P F/UTP KAT6 100-077/LTGN > **MM_DIMENSION2_VALUE2 **SNRO0223309 **MM_MANUFACTURER_NO **CAT6 F/UTP CABLE LSOH **MM_MANUFACTURER **EXCEL NETWORKING **MM_TYPE2 **DCA |  | 061102 | 85444991 | Electric wire and cables, for a voltage <= 1.000 V, insulated, not fitted with connectors, with individual conductor wires of a diameter > 0,51 mm, n.e.s. |  | ENRICHED | CABLE | NETWORK | CAT6 UTP |  | EXCEL NETWORKING | OEM | 2X4P F/UTP KAT6 100-077/LTGN |  |  | DATA TRANSFER RATE |  | ATTENUATION |  | CAPACITANCE |  | CORE STRANDS |  | DIAMETER | 14 |  |  | PAIRED,LSOH,DCA,ALTERNATE MPN:SNRO0223309 |  |  |  |  | https://verkkokauppa.sonepar.fi/fi/parikaapeli-2x4p-f-utp-kat6-100-077-ltgn-dca-0223309 |  |  |  | Production Completed
STP_008 | Data Enrichment | SFU | OK | 04-07-2023 | 13-07-2023 | vne |  | 2023-07-20 |  | 411699 |  | 411699 | M | ZRSA | EN | 06 | [7 empty] | PC | 0¦0¦0 | 0 | KG | 0¦0¦0 | 0 | [5 empty] | M3¦NM3¦PC |  | Z002 | [12 empty] | CORD H07RN-F(VSB)3X1,5S 5M¦LIITOSJOHTO H07RN-F(VSB)3X1,5S 5M | CORD H07RN-F(VSB)3X1,5S 5M¦CONNECTING CORD H07RN-F(VSB)3X1,5S 5M | MM_PROPERTY **CORD **MM_DIMENSION1_VALUE1 **3X1.5S 5M **MM_TYPE **H07RN-F(VSB)3X1.5S 5M **MM_DIMENSION2_VALUE2 **2440222 **MM_MANUFACTURER_NO **7015 **MM_MANUFACTURER **REIMAX ELECTRONICS |  | 061102 | 85444991 | Electric wire and cables, for a voltage <= 1.000 V, insulated, not fitted with connectors, with individual conductor wires of a diameter > 0,51 mm, n.e.s. |  | ENRICHED | CABLE | CONNECTING |  |  | REIMAX ELECTRONICS | OEM | H07RN-F(VSB)3X1.5S 5M |  |  | CABLE LENGTH | 5M | ELECTRICAL CONNECTION | SCHUKO PLUG | NUMBER OF CONDUCTORS | 3 | CONDUCTOR SIZE | 1,5MM2 |  |  |  |  | ALTERNATE MPN:2440222,7015 |  |  |  |  | https://verkkokauppa.sonepar.fi/fi/liitosjohto-schukopistotulppa-h07rn-f-vsb-3x1-5s-5m-2440222 |  |  |  | Production Completed
STP_008 | Data Enrichment | SMX | OK | 2023-07-10 | 2023-07-13 | vne |  | 2023-07-20 |  | 162379 |  | 162379 | M | ZRSA | EN | 06 | [7 empty] | PC | 0 | 0 | KG | 0 | 0 | [5 empty] | PC |  | Z002 | [12 empty] | VÄRIKAMERA TS 6020 F8,0 | COLOR CAMERA TS 6020 F8.0 |  |  | 140204 | 85219000 | Video recording or reproducing apparatus, whether or not incorporating a video tuner (excl. magnetic tape-type and video camera recorders) |  | Cleansed | CAMERA |  | COLOR |  |  |  | TS 6020 F8.0 |  |  | MEGAPIXEL |  | POWER SUPPLY |  | RESOLUTION | [12 empty] | Url Not Found |  |  |  | Production Completed
STP_008 | Data Enrichment | SCS | OK | 2023-07-03 | 12-07-2023 | vne |  | 2023-07-20 |  | 167973 |  | 167973 | M | ZRSA | EN | 06 | [7 empty] | PC | 0¦0¦10.5 | 10 | KG | 0¦0¦0.01 | M3 | [5 empty] | M3¦NM3¦PC |  | Z002 | [12 empty] | PWR TRANSMISSION BELT 32H/250X5000/1 SFK¦TEHONSIIRTOKETJU 32H/250X5000/1 SFK | PWR TRANSMISSION BELT 32H/250X5000/1 SFK¦POWER TRANSMISSION CHAIN 32H/250X5000/1 SFK | MM_TYPE **32H/250X5000/1 **MM_LISAT_1 **8 INTERMEDIATE PRESS PROCESSING **MM_MANUFACTURER_NO **914439 **MM_MANUFACTURER **SKF |  |  | 84834090 | #N/A | POWER TRANSMISSION CHAIN | Cleansed | CHAIN | POWER TRANSMISSION |  |  | SKF | OEM | 32H/250X5000/1 |  |  | STYLE |  | LOAD RATING |  | PITCH |  | LENGTH | 5000 |  |  |  |  | ALTERNATE MPN: 914439, FOR 8 INTERMEDIATE PRESS PROCESSING |  |  |  |  | Url Not Found |  |  |  | Production Completed
STP_008 | Data Enrichment | CIR | OK | 11/7/2023 | 13/7/2023 | vne |  | 2023-07-20 |  | 187315 |  | 187315 | M | ZRSA | EN | 06 | [7 empty] | PC | 0 | 0 | KG | 0 | 0 | [5 empty] | PC |  | Z002 | [12 empty] | TULOKURISTIN CHK-04 | INPUT CHOKE CHK-04 | MM_TYPE **CHK-04 **MM_LISAT_1 **6A001 **MM_MANUFACTURER_NO **68711231 **MM_MANUFACTURER **ABB **MM_LISAT_2 **3 |  | 061301 |  | #N/A |  | ENRICHED | CHOKE |  | INPUT MAIN |  | ABB | OEM | 68711231 | CHK-04 |  | VOLTAGE RATING | 400V | CURRENT RATING | 22A | POWER RATING | 11KW | [7 empty] | 6410038784560 |  |  |  | https://new.abb.com/products/68711231/68711231 | https://inverterdrive.com/group/AC-Input-Choke-Output-Chokes/22A-Drive-Line-Choke-Inductor-Reactor-CHK-04-ABB/ |  | COMMODITY CODES NOT FOUND | Production Completed
STP_008 | Data Enrichment | CIR | OK | 4/7/2023 | 11/7/2023 | vne |  | 2023-07-20 |  | 143318 |  | 143318 | M | ZRSA | EN | 06 | [7 empty] | PC | 0 | 0 | KG | 0 | 0 | [5 empty] | PC |  | Z002 | [12 empty] | KYTKIN BIBBY EFLEX 240/F16 D100/90 | CLUTCH BIBBY EFLEX 240/F16 D100/90 | MM_PROPERTY **OF FAN HACP-125-172-02-13 **MM_MANUFACTURER **BIBBY TRANSMISSIONS |  | 060711 | 84836020 | Clutches and shaft couplings, incl. universal joints, of cast iron or cast steel |  | CLEANSED | CLUTCH |  |  |  | BIBBY TRANSMISSIONS | NON-OEM | HACP-125-172-02-13 |  |  | BORE DIAMETER | 90 | SPEED RATING |  | TORQUE RATING | [7 empty] | EFLEX 240/F16, D100 |  |  |  |  | URL NOT Found |  |  |  | Production Completed
STP_008 | Data Enrichment | RMZ | OK | 2023-07-03 | 2023-07-11 | vne |  | 2023-07-20 |  | 155874 |  | 155874 | M | ZRSA | EN | 06 | [7 empty] | PC | 0 | 0 | KG | 0 | 0 | [5 empty] | PC |  | Z002 | [12 empty] | KELA 12 DC COMP AIR 85 L 12 DC | COIL 12 DC COMP AIR 85 L 12 DC |  |  |  |  | #N/A |  | Cleansed | COIL | ELECTRICAL |  |  | COMPAIR | OEM |  | 85 L 12 DC |  | SIZE |  | VOLTAGE RATING | 12VDC | CURRENT RATING |  | TEMPERATURE RATING | [5 empty] | 85 L |  |  |  |  | Url Not Found |  |  |  | Production Completed
STP_008 | Data Enrichment | SFQ | OK | 2023-07-04 | 2023-07-10 | vne |  | 2023-07-20 |  | 189514 |  | 189514 | M | ZRSA | EN | 06 | [7 empty] | PC | 0 | 0 | KG | 0 | 0 | [5 empty] | PC |  | Z002 | [12 empty] | VENTTIILIN MSN1G-24 | VALVE MSN1G-24 | MM_FEATURE **VALVE **MM_TYPE **MSN1G-24 **MM_MANUFACTURER **FESTO **MM_LISAT_2 **RAUTE NO. 2017080 |  | 061590 | 84819000 | #N/A |  | Enriched | COIL | SOLENOID |  |  | FESTO CORPORATION | OEM | 123060 | MSN1G-24DC-OD |  | VOLTAGE RATING | 24VDC | POWER RATING | 2,5W | SIZE | [6 empty] | PA HOUSING | ALTERNATE MFR:RAUTE,ALTERNATE MPN:2017080 |  |  |  |  | https://www.festo.com/in/en/a/download-document/datasheet/123060 |  |  |  | Production Completed
STP_008 | Data Enrichment | NEN | OK | 10-07-2023 | 10-07-2023 | vne |  | 2023-07-20 |  | 167795 |  | 167795 | M | ZRSA | EN | 06 | [7 empty] | PC | 0 | 0 | KG | 0 | 0 | [5 empty] | PC |  | Z002 | [12 empty] | KARTIO D35 07-008.11 | CONE D35 07-008.11 | MM_TYPE **D35 **MM_STANDARD **DIN915 **MM_MANUFACTURER_NO **07-008.11 **MM_MANUFACTURER **PAUL |  | 060752 |  | #N/A |  | CLEANSED | CONE |  |  | DIN915 | PAUL MANUFACTURING CO | OEM | 07-008.11 |  |  | SIZE | D35 | [15 empty] | URL NOT FOUND |  |  | Suitable commodity code not found | Production Completed
STP_008 | Data Enrichment | BHJ | OK | 2023-07-11 | 2023-07-13 | vne |  | 2023-07-20 |  | 198215 |  | 198215 | M | ZRSA | EN | 06 | [7 empty] | PC | 0 | 0 | KG | 0 | 0 | [5 empty] | PC |  | Z002 | [12 empty] | COVER 0-241-03-7313¦KATE 0-241-03-7313¦SUOJA 0-241-03-7313 | COVER 0-241-03-7313¦KATE 0-241-03-7313¦GUARD 0-241-03-7313 | MM_PROPERTY **COVER **MM_MEASUREMENT1_VALUE1 **HKL500/43/22/L/X **MM_TYPE **0-241-03-7313 **MM_LISAT_1 **SCHN.SPRUEEBERWACH.BR500-570 L **MM_MANUFACTURER_NO **0- 241-03-7313 **MM_MANUFACTURER **HOMAG |  |  | 84839020 | Parts of bearing housings, n.e.s. |  | Cleansed | COVER |  | PROTECTION |  | HOMAG GROUP | OEM | 0-241-03-7313 | HKL500/43/22/L/X |  | SIZE | [11 empty] | ALTERNATE MPN:HKL500/43/22/L/X,SCHN.SPRUEEBERWACH.BR500-570 L |  |  |  |  | Url Not Found |  |  |  | Production Completed
STP_008 | Data Enrichment | BHJ | OK | 2023-07-11 | 2023-07-13 | vne |  | 2023-07-20 |  | 198737 |  | 198737 | M | ZRSA | EN | 06 | [7 empty] | PC | 0¦0¦0 | 0 | KG | 0¦0¦0 | 0 | [5 empty] | M3¦NM3¦PC |  | Z002 | [12 empty] | COVER CVC-25-A-B29-W-10¦KANSI CVC-25-A-B29-W-10 | COVER CVC-25-A-B29-W-10¦COVER CVC-25-A-B29-W-10 | MM_PROPERTY **COVER **MM_DIMENSION1_VALUE1 **CARTRIDGE VALVE **MM_TYPE **CVC-25-A-B29-W-10 **MM_MANUFACTURER_NO **VI25.D202H10 **MM_MANUFACTURER **VICKERS |  |  | 84839020 | Parts of bearing housings, n.e.s. |  | Enriched | COVER |  |  | ISO 7368 |  |  | CVC-25-A-B29-W-10 |  |  | SIZE | [11 empty] | BRAND:VICKERS,ALTERNATE MPN:VI25.D202H10,FOR CARTRIDGE VALVE |  |  |  |  | https://fluidpowertraining.net/product/cartridge-valve-cover-to-iso-7368-cvc-25-a-b29-w-10 |  |  |  | Production Completed
STP_008 | Data Enrichment | CIR | OK | 11/7/2023 | 13/7/2023 | vne |  | 2023-07-20 |  | 186350 |  | 186350 | M | ZRSA | EN | 06 | [7 empty] | PC | 0 | 0 | KG | 0 | 0 | [5 empty] | PC |  | Z002 | [12 empty] | SUOJA 4101818 | PROTECTION 4101818 | MM_TYPE **COVER 4101818 **MM_MANUFACTURER_NO **4101818 |  | 060763 | 84839020 | Parts of bearing housings, n.e.s. |  | CLEANSED | COVER |  | PROTECTION |  |  |  | 4101818 |  |  | SIZE | [20 empty] | Production Completed
STP_008 | Data Enrichment | RMZ | OK | 2023-07-11 | 2023-07-12 | vne |  | 2023-07-20 |  | 407946 |  | 407946 | M | ZRSA | EN | 06 | [7 empty] | PC | 0¦0¦0 | 0 | KG | 0¦0¦0 | 0 | [5 empty] | M3¦NM3¦PC |  | Z002 | [12 empty] | COVER CVCS-25-N-20¦KANSI CVCS-25-N-20 | COVER CVCS-25-N-20¦COVER CVCS-25-N-20 | MM_PROPERTY **COVER **MM_MANUFACTURER_NO **CVCS-25-N-20 **MM_MANUFACTURER **EATON |  |  | 84819000 | Parts of valves and similar articles for pipes, boiler shells, tanks, vats or the like, n.e.s. |  | Enriched | COVER |  | CARTRIDGE VALVE | ISO 7368 | EATON | OEM | CVCS-25-N-20 |  |  | SIZE | NG25 | [15 empty] | http://www.vickershydraulic.com/site1/pdfs/504300en0499a.pdf |  |  |  | Production Completed
STP_008 | Data Enrichment | RMZ | OK | 2023-07-11 | 2023-07-12 | vne |  | 2023-07-20 |  | 407947 |  | 407947 | M | ZRSA | EN | 06 | [7 empty] | PC | 0¦0¦0 | 0 | KG | 0¦0¦0 | 0 | [5 empty] | M3¦NM3¦PC |  | Z002 | [12 empty] | COVER CVCS-25-C3-W-125-20¦KANSI CVCS-25-C3-W-125-20 | COVER CVCS-25-C3-W-125-20¦COVER CVCS-25-C3-W-125-20 | MM_PROPERTY **COVER **MM_MANUFACTURER_NO **CVCS-25-C3-W-125-20 **MM_MANUFACTURER **EATON |  |  | 84819000 | Parts of valves and similar articles for pipes, boiler shells, tanks, vats or the like, n.e.s. |  | Enriched | COVER |  | CARTRIDGE VALVE | ISO 7368 | EATON | OEM | CVCS-25-C3-W-125-20 |  |  | SIZE | NG25 | [15 empty] | http://www.vickershydraulic.com/site1/pdfs/504300en0499a.pdf |  |  |  | Production Completed
STP_008 | Data Enrichment | SFQ | OK | 2023-07-11 | 2023-07-13 | vne |  | 2023-07-20 |  | 192711 |  | 192711 | M | ZRSA | EN | 06 | [7 empty] | PC | 0 | 0 | KG | 0 | 0 | [5 empty] | PC |  | Z002 | [12 empty] | COVER DILMC65-XIP2X¦SUOJA DILMC65-XIP2X | COVER DILMC65-XIP2X¦COVER DILMC65-XIP2X | MM_TYPE **DILMC65-XIP2X **MM_MANUFACTURER **EATON **MM_LISAT_2 **HOLZMA NO: E114008200527 |  | 061205 | 85439000 | Parts of electrical machines and apparatus, having individual functions, n.e.s. in chapter 85 |  | Enriched | COVER | ELECTRICAL | TERMINAL |  | EATON INDUSTRIES GMBH | OEM | DILMC65-XIP2X |  |  | SHAPE |  | NUMBER OF GANGS |  | SIZE | L5XH25,5XW15 | [6 empty] | ALTERNATE MFR:HOLZMA,MPN:E114008200527 | 4015081062607 |  |  |  | https://datasheet.eaton.com/datasheet.php?model=106491&locale=en_GB | https://datasheet.eaton.com/Eaton-10861397-DILM65-XIP2X-en_GB.pdf?model=106491&locale=en_GB&type=pdf |  |  | Production Completed
STP_008 | Data Enrichment | SFU | OK | 04-07-2023 | 11-07-2023 | vne |  | 2023-07-20 |  | 136607 |  | 136607 | M | ZRSA | EN | 06 | [7 empty] | PC | 0 | 0 | KG | 0 | 0 | [5 empty] | PC |  | Z002 | [12 empty] | HIILIKOTELON KANSI 436142 FESTO | CARBON CASE COVER 436142 FESTO | MM_FEATURE **ENDED (CARBON CASE COVER) |  | 059011 | 84879090 | Machinery parts of chapter 84, not intended for a specific purpose, n.e.s. |  | CLEANSED | COVER |  | CARBON CASE |  | FESTO CORPORATION | OEM | 436142 |  |  | SIZE | [11 empty] | ENDED |  |  |  |  | URL NOT FOUND |  |  |  | Production Completed
STP_008 | Data Enrichment | NEN | OK | 10-07-2023 | 11-07-2023 | vne |  | 2023-07-20 |  | 166510 |  | 166510 | M | ZRSA | EN | 06 | [7 empty] | PC | 0 | 0 | KG | 0 | 0 | [5 empty] | PC |  | Z002 | [12 empty] | KANSI C-60-2010 | COVER C-60-2010 | MM_TYPE **HANE PEELER **MM_MANUFACTURER_NO **C-60-2010 **MM_MANUFACTURER **VALON MACHINE |  | 060751 | 84879090 | Machinery parts of chapter 84, not intended for a specific purpose, n.e.s. |  | CLEANSED | COVER |  |  |  | VALON KONE | OEM | C-60-2010 |  |  | SIZE | [11 empty] | FOR HANE PEELER |  |  |  |  | URL NOT FOUND |  |  |  | Production Completed
STP_008 | Data Enrichment | NEN | OK | 10-07-2023 | 11-07-2023 | vne |  | 2023-07-20 |  | 167371 |  | 167371 | M | ZRSA | EN | 06 | [7 empty] | PC | 0 | 0 | KG | 0 | 0 | [5 empty] | PC |  | Z002 | [12 empty] | HAKKURIN KANSI 135013 | Chopper COVER 135013 | MM_TYYPPI **CHIPPER COVER 135013 **MM_LISAT_1 **HAY CHIPPERS **MM_MANUFACTURER **HEINOLAN SAHAKONEET OY **MM_LISAT_2 **SALT SALMON PUNKA |  | 060706 | 84879090 | Machinery parts of chapter 84, not intended for a specific purpose, n.e.s. |  | CLEANSED | COVER |  | CHOPPER |  | HEINOLAN SAHAKONEET OY | OEM | 135013 |  |  | SIZE | [11 empty] | HAY CHIPPERS,SALT SALMON PUNKA |  |  |  |  | URL NOT FOUND |  |  |  | Production Completed
STP_008 | Data Enrichment | NEN | OK | 10-07-2023 | 10-07-2023 | vne |  | 2023-07-20 |  | 167899 |  | 167899 | M | ZRSA | EN | 06 | [7 empty] | PC | 0 | 0 | KG | 0 | 0 | [5 empty] | PC |  | Z002 | [12 empty] | KANSI 135013 ALAPUOLEN KANSI | COVER 135013 BOTTOM COVER | MM_TYPE **135013 **MM_MANUFACTURER_NO **135013 **MM_MANUFACTURER **HEINOLAN SAHAKONEET OY |  | 060706 | 84879090 | Machinery parts of chapter 84, not intended for a specific purpose, n.e.s. |  | CLEANSED | COVER |  | BOTTOM |  | HEINOLAN SAHAKONEET OY | OEM | 135013 |  |  | SIZE | [16 empty] | URL NOT FOUND |  |  |  | Production Completed
STP_008 | Data Enrichment | SMX | OK | 2023-07-06 | 2023-07-10 | vne |  | 2023-07-20 |  | 411683 |  | 411683 | M | ZRSA | EN | 06 | [7 empty] | PC | 0¦0¦0 | 0 | KG | 0¦0¦0 | 0 | [5 empty] | M3¦NM3¦PC |  | Z002 | [12 empty] | TRANSMITTER SST02-118-112-10-H-1D1-0.5->¦LÄHETIN SST02-118-112-10-H-1D1-0.5-J5L1> | TRANSMITTER SST02-118-112-10-H-1D1-0.5->¦TRANSMITTER SST02-118-112-10-H-1D1-0.5-J5L1> | MM_PROPERTY **TRANSMITTER **MM_TYPE **SST02-118-112-10-H-1D1-0.5-> **MM_MANUFACTURER_NO **EK-45 **MM_MANUFACTURER **TELCO SENSOR **MM_TYPE2 **J5L1116 |  | 061301 | 63049900 | Articles for interior furnishing, of textile materials (excl. of cotton or synthetic fibres, knitted or crocheted, blankets and travelling rugs, bedlinen, table linen, toilet linen, kitchen linen, curtains, incl. drapes, interior blinds, curtain or bed valances, bedspreads, lampshades and articles of heading 9404) |  | Enriched | CURTAIN | LIGHT | MEASURING |  | TELCO SENSOR | OEM | SST02-118-112-10-H-1D1-0.5 |  |  | NUMBER OF BEAMS | 334 (CROSS SCANNING),112 (PARALLEL) | OPERATING RANGE | 10M | PROTECTION HEIGHT | 1115 | RESPONSE TIME |  | ELECTRICAL RATING | 18-30VDC,100MA |  |  | ALTERNATE MPN:EK-45,J5L1116,FUNCTION:TRANSMITTER |  |  |  |  | https://www.telcosensors.com/products/measuring-light-curtains/measuring-light-curtains/ss-02/sst-02-118-112-10-h-1d1-05-j5 |  |  | Processed based on Websource, Conflict w.r.t Input | Production Completed
STP_008 | Data Enrichment | NGB | OK | 2023-07-10 | 2023-07-11 | vne |  | 2023-07-20 |  | 166299 |  | 166299 | M | ZRSA | EN | 06 | [7 empty] | PC | 0 | 0 | KG | 0 | 0 | [5 empty] | PC |  | Z002 | [12 empty] | ISKUNVAIMENNIN TA22-10 ACE | SHOCK ABSORBER TA22-10 ACE | MM_DRAWING **RAUTE 3011200 |  | 060756 | 90330090 | Parts and accessories for machines, appliances, instruments or other apparatus in Ch 90, n.e.s. |  | Enriched | DAMPER |  | AXIAL |  | ACE CONTROLS | OEM | TA22-10 |  |  | ELECTRICAL RATING |  | OVERALL SIZE | OD22XL10 | CONNECTION TYPE |  | PRESSURE RATING |  |  |  | 3011200 | POLYESTER | STROKE:0,99IN |  |  |  |  | https://www.mifp.com/wp-content/uploads/2020/06/ACE_Main-Catalog_US-imperial_2014-1.pdf | https://us.misumi-ec.com/vona2/detail/221303573860/?HissuCode=TA22-10 |  | Processed based on Websource, Conflict w.r.t Input,MFR Updated | Production Completed
STP_008 | Data Enrichment | NGB | OK | 2023-07-10 | 2023-07-11 | vne |  | 2023-07-20 |  | 166298 |  | 166298 | M | ZRSA | EN | 06 | [7 empty] | PC | 0 | 0 | KG | 0 | 0 | [5 empty] | PC |  | Z002 | [12 empty] | ISKUNVAIMENNIN TR50-35 ACE | SHOCK ABSORBER TR50-35 ACE | MM_DRAWING **RAUTE 3003870 |  | 060756 | 90330090 | Parts and accessories for machines, appliances, instruments or other apparatus in Ch 90, n.e.s. |  | Enriched | DAMPER |  | RADIAL |  | ACE CONTROLS | OEM | TR50-35 |  |  | ELECTRICAL RATING |  | OVERALL SIZE | OD50XL44 | CONNECTION TYPE |  | PRESSURE RATING |  |  |  | 3003870 | POLYESTER | STROKE:1,93IN |  |  |  |  | https://www.mifp.com/wp-content/uploads/2020/06/ACE_Main-Catalog_US-imperial_2014-1.pdf | https://us.misumi-ec.com/vona2/detail/221303604887/?HissuCode=TR50-35 |  | Processed based on Websource, Conflict w.r.t Input,MFR Updated | Production Completed
STP_008 | Data Enrichment | NGB | OK | 2023-07-10 | 2023-07-13 | vne |  | 2023-07-20 |  | 164975 |  | 164975 | M | ZRSA | EN | 06 | [7 empty] | PC | 0 | 0 | KG | 0 | 0 | [5 empty] | PC |  | Z002 | [12 empty] | VÄRINÄNVAIMENNIN 45X50X20MM D30MM | VIBRATION DAMPER 45X50X20MM D30MM | MM_DIMENSION1_VALUE1 **D30 **MM_DIMENSION2_VALUE2 **45X50X20 **MM_MANUFACTURER **OWN WORKSHOP/RUBBER WORK AURA |  | 060760 | 90330090 | #N/A |  | Cleansed | DAMPER |  | VIBRATION | [6 empty] | ELECTRICAL RATING |  | OVERALL SIZE | 45X50X20 | CONNECTION TYPE |  | PRESSURE RATING |  |  |  |  | RUBBER | DIAMETER:30,OWN WORKSHOP/RUBBER WORK AURA |  |  |  |  | URL Not Found |  |  |  | Production Completed
STP_008 | Data Enrichment | NEN | OK | 10-07-2023 | 11-07-2023 | vne |  | 2023-07-20 |  | 167307 |  | 167307 | M | ZRSA | EN | 06 | [7 empty] | PC | 0 | 0 | KG | 0 | 0 | [5 empty] | PC |  | Z002 | [12 empty] | VAIMENNINKUMI 11478 D130MM | DAMPER RUBBER 11478 D130MM | MM_DIMENSION1_VALUE1 **D130MM **MM_TYPE **11478 **MM_LISAT_1 **HOLZMA VIBRATION **MM_LISAT_2 **JENZ CHIPPER |  | 060763 |  | #N/A |  | CLEANSED | DAMPER | [5 empty] | 11478 |  |  | ELECTRICAL RATING |  | OVERALL SIZE | D130 | CONNECTION TYPE |  | PRESSURE RATING |  |  |  |  | RUBBER | FOR HOLZMA VIBRATION,JENZ CHIPPER |  |  |  |  | URL NOT FOUND |  |  | Suitable commodity code not found | Production Completed
STP_008 | Data Enrichment | NEN | OK | 10-07-2023 | 12-07-2023 | vne |  | 2023-07-20 |  | 174133 |  | 174133 | M | ZRSA | EN | 06 | [7 empty] | PC | 0 | 0 | KG | 0 | 0 | [5 empty] | PC |  | Z002 | [12 empty] | METALLINILMAISIN MD500¦МЕТАЛЛОДЕТЕКТОР MD500 (METALDET) | METALLINILMAISIN MD500¦METAL DETECTOR MD500 (METALDET) |  |  | 062201 |  | #N/A |  | ENRICHED | DETECTOR | METAL |  |  |  |  | MD500 |  |  | DETECTING RANGE |  | INDICATION TYPE |  | ELECTRICAL RATING | 230/120VAC,50/60HZ | MOUNTING TYPE | [10 empty] | https://www.metaldet.fi/userData/68861/tiedostot/METAL-DETECTOR-MD500-catalogue-2019.pdf | https://www.vantagesecurity.com/assets/files/v-md500-hhg1_5e314f6b4c3a6.pdf |  | Suitable commodity code not found | Production Completed
STP_008 | Data Enrichment | NEN | OK | 10-07-2023 | 12-07-2023 | vne |  | 2023-07-20 |  | 170122 |  | 170122 | M | ZRSA | EN | 06 | [7 empty] | PC | 0 | 0 | KG | 0 | 0 | [5 empty] | PC |  | Z002 | [12 empty] | JAKAJA VPKM-4-3T-3T-3T-3T | DISTRIBUTOR VPKM-4-3T-3T-3T-3T | MM_TYYP **VPKM-4-3T-3T-3T-3T **MM_LISAT_1 **SEAMER/HC SEAM. PIN **MM_MANUFACTURER_NO **11393210 |  | 062107 |  | #N/A |  | CLEANSED | DISTRIBUTOR | [5 empty] | 11393210 | VPKM-4-3T-3T-3T-3T |  | SIZE | [11 empty] | SEAMER/HC SEAM. PIN |  |  |  |  | URL NOT FOUND |  |  | Suitable commodity code not found | Production Completed
STP_008 | Data Enrichment | NGB | OK | 2023-07-10 | 2023-07-13 | vne |  | 2023-07-20 |  | 164895 |  | 164895 | M | ZRSA | EN | 06 | [7 empty] | PC | 0 | 0 | KG | 0 | 0 | [5 empty] | PC |  | Z002 | [12 empty] | LAUTASILMASTIN PRK300 | BOARD SPECIFIC PRK300 | MM_TYPE **129220 **MM_MANUFACTURER **NOPON OY |  | 060780 | 90330090 | Parts and accessories for machines, appliances, instruments or other apparatus in Ch 90, n.e.s. |  | Enriched | FASTENER |  | WEDGE |  | NOPON OY | NON-OEM | 129220 | PRK300 |  | SIZE | D90 | [15 empty] | https://sahkokonekorjauspursiainen.fi/wp-content/uploads/2016/05/ABS-bruttohinnasto-2019.pdf |  |  | Processed based on Websource, Conflict w.r.t Input | Production Completed
STP_008 | Data Enrichment | BHJ | OK | 2023-07-03 | 2023-07-10 | vne |  | 2023-07-20 |  | 144600 |  | 144600 | M | ZRSA | EN | 06 | [7 empty] | PC | 0 | 0 | KG | 0 | 0 | [5 empty] | PC |  | Z002 | [12 empty] | KOALISAATTORI SUODATIN 2373 | COALIZATOR FILTER 2373 | MM_PROPERTY **FOR OIL SEPARATION WELL KS1800/6 |  |  | 90022000 | Filters, optical, being parts of or fittings for instruments, apparatus and appliances, framed or mounted |  | Enriched | FILTER |  | AIR COALIZATOR |  | NAPA | OEM | 2373 |  |  | FILTER RATING |  | PORT SIZE |  | SIZE |  | FLOW RATING | [5 empty] | FOR OIL SEPARATION WELL KS1800/6 |  |  |  |  | https://www.electrical.com/Products/Automotives-NAPA/2373 |  |  |  | Production Completed
STP_008 | Data Enrichment | BHJ | OK | 2023-07-03 | 2023-07-10 | vne |  | 2023-07-20 |  | 144853 |  | 144853 | M | ZRSA | EN | 06 | [7 empty] | PC | 0 | 0 | KG | 0 | 0 | [5 empty] | PC |  | Z002 | [12 empty] | AKTIIVIHIILISUODATIN CBC-5 | ACTIVATED CARBON FILTER CBC-5 | MM_MANUFACTURER **PUMP MANUFACTURER |  |  | 90022000 | Filters, optical, being parts of or fittings for instruments, apparatus and appliances, framed or mounted |  | Enriched | FILTER |  | ACTIVATED CARBON |  | PENTEK | OEM | CBC-5 |  |  | FILTER RATING | 0,5UM | PORT SIZE |  | SIZE | 2 1/2X4 7/8IN | FLOW RATING | [5 empty] | ALTERNATE MFR:PUMP MANUFACTURER |  |  |  |  | https://www.wecofilters.com/cbc-5.html |  |  |  | Production Completed
STP_008 | Data Enrichment | BHJ | OK | 2023-07-03 | 2023-07-10 | vne |  | 2023-07-20 |  | 149036 |  | 149036 | M | ZRSA | EN | 06 | [7 empty] | PC | 0 | 0 | KG | 0 | 0 | [5 empty] | PC |  | Z002 | [12 empty] | PÄÄSUODATIN 274578A | MAIN FILTER 274578A | MM_MANUFACTURER **NORDSON FINLAND OY |  |  | 90022000 | Filters, optical, being parts of or fittings for instruments, apparatus and appliances, framed or mounted |  | Cleansed | FILTER |  | MAIN |  | NORDSON CORPORATION | OEM | 274578A |  |  | FILTER RATING |  | PORT SIZE |  | SIZE |  | FLOW RATING | [10 empty] | https://www.electrical.com/Products/Hydraulicss-Nordson/274578A |  |  | URL for Reference only | Production Completed
STP_008 | Data Enrichment | BHJ | OK | 2023-07-03 | 2023-07-10 | vne |  | 2023-07-20 |  | 150706 |  | 150706 | M | ZRSA | EN | 06 | [7 empty] | PC | 0 | 0 | KG | 0 | 0 | [5 empty] | PC |  | Z002 | [12 empty] | HÄIRIÖSUODIN EFNF-3 | INTERFERENCE FILTER EFNF-3 | MM_MANUFACTURER **EVOX |  |  | 90022000 | Filters, optical, being parts of or fittings for instruments, apparatus and appliances, framed or mounted |  | Enriched | FILTER |  | INTERFERENCE |  | PROCOND OY | OEM | EFNF-3 |  |  | FILTER RATING |  | PORT SIZE |  | SIZE |  | FLOW RATING | [5 empty] | ALTERNATE MFR:EVOX |  |  |  |  | http://www.procond.fi/Liitetiedostot/EFNF.pdf |  |  |  | Production Completed
STP_008 | Data Enrichment | BHJ | OK | 2023-07-03 | 2023-07-10 | vne |  | 2023-07-20 |  | 151958 |  | 151958 | M | ZRSA | EN | 06 | [7 empty] | PC | 0 | 0 | KG | 0 | 0 | [5 empty] | PC |  | Z002 | [12 empty] | HÄIRIÖSUODIN EFNF-1 | INTERFERENCE FILTER EFNF-1 | MM_MANUFACTURER **EVOX |  |  | 90022000 | Filters, optical, being parts of or fittings for instruments, apparatus and appliances, framed or mounted |  | Enriched | FILTER |  | INTERFERENCE |  | PROCOND OY | OEM | EFNF-1 |  |  | FILTER RATING |  | PORT SIZE |  | SIZE |  | FLOW RATING | [5 empty] | ALTERNATE MFR:EVOX |  |  |  |  | http://www.procond.fi/Liitetiedostot/EFNF.pdf |  |  |  | Production Completed
STP_008 | Data Enrichment | RMZ | OK | 2023-07-03 | 2023-07-10 | vne |  | 2023-07-20 |  | 184732 |  | 184732 | M | ZRSA | EN | 06 | [7 empty] | PC | 0 | 0 | KG | 0 | 0 | [5 empty] | PC |  | Z002 | [12 empty] | LIIMOITIN SUODATIN L=2300 | ADHESIVE FILTER L=2300 | MM_TYPE **ADHESIVE FILTER L=2300/2500 **MM_DRAWING **31317 |  |  |  | #N/A |  | Cleansed | FILTER |  | ADHESIVE | [6 empty] | FILTER RATING |  | PORT SIZE |  | SIZE | L2300/2500 | FLOW RATING |  |  |  | 31317 | [6 empty] | Url Not Found |  |  |  | Production Completed
STP_008 | Data Enrichment | SMX | OK | 2023-07-10 | 2023-07-13 | vne |  | 2023-07-20 |  | 161910 |  | 161910 | M | ZRSA | EN | 06 | [7 empty] | PC | 0 | 0 | KG | 0 | 0 | [5 empty] | PC |  | Z002 | [12 empty] | VAIHDE TA 125/125D 010-004-000035 | GEAR TA 125/125D 010-004-000035 | MM_TYPE **TA 125/125D **MM_MANUFACTURER_NO **010-004-000035 |  | 060601 | 87084020 | #N/A |  | Enriched | GEARBOX |  | IMPERIAL |  | BONFIGLIOLI | OEM | TA 125/125D |  |  | GEAR RATIO |  | POWER RATING |  | INPUT SPEED RATING | 1800RPM | OUTPUT SPEED RATING | [5 empty] | ALTERNATE MPN:010-004-000035 |  |  |  |  | https://shop.bonfiglioli.com/store/bonfigliolib2c/en/product/146665120A |  |  | MFR Updated As Per Web source | Production Completed
STP_008 | Data Enrichment | BHJ | OK | 2023-07-11 | 2023-07-13 | vne |  | 2023-07-20 |  | 198275 |  | 198275 | M | ZRSA | EN | 06 | [7 empty] | PC | 0¦0¦0 | 0 | KG | 0¦0¦0 | 0 | [5 empty] | M3¦NM3¦PC |  | Z002 | [12 empty] | PLANETARY GEAR VRS-140C-6-S3-28FE24¦PLANEETTAVAIHDE VRS-140C-6-S3-28FE24 | PLANETARY GEAR VRS-140C-6-S3-28FE24 | MM_FEATURE **PLANETARY GEAR **MM_TYPE **VRS-140C-6-S3-28FE24 **MM_MANUFACTURER_NO **VRS-140C-6-S3-28FE24 **MM_MANUFACTURER **NIDEC **MM_LISAT_2 **RAUTE M00003754 |  |  | 87084020 | #N/A |  | Enriched | GEARBOX |  | PLANETARY |  | NIDEC CORPORATION | OEM | VRS-140C-6-S3-28FE24 |  |  | GEAR RATIO | 6 | POWER RATING |  | INPUT SPEED RATING |  | OUTPUT SPEED RATING | [5 empty] | ALTERNATE MFR:RAUTE,ALTERNATE MPN:M00003754 |  |  |  |  | http://www.drives.nidec-shimpo.com/en/vrs-series/ |  |  |  | Production Completed
STP_008 | Data Enrichment | BHJ | OK | 2023-07-11 | 2023-07-13 | vne |  | 2023-07-20 |  | 198276 |  | 198276 | M | ZRSA | EN | 06 | [7 empty] | PC | 0¦0¦0 | 0 | KG | 0¦0¦0 | 0 | [5 empty] | M3¦NM3¦PC |  | Z002 | [12 empty] | PLANETARY GEAR VRL-120C-16-S5-28FE24¦PLANEETTAVAIHDE VRL-120C-16-S5-28FE24 | PLANETARY GEAR VRL-120C-16-S5-28FE24 | MM_FEATURE **PLANETARY GEAR **MM_TYPE **VRL-120C-16-S5-28FE24 **MM_MANUFACTURER_NO **VRL-120C-16-S5-28FE24 **MM_MANUFACTURER **NIDEC **MM_LISAT_2 **RAUTE M00003755 |  |  | 87084020 | #N/A |  | Enriched | GEARBOX |  | PLANETARY |  | NIDEC CORPORATION | OEM | VRL-120C-16-S5-28FE24 |  |  | GEAR RATIO | 16 | POWER RATING |  | INPUT SPEED RATING |  | OUTPUT SPEED RATING | [5 empty] | ALTERNATE MFR:RAUTE,ALTERNATE MPN:M00003755 |  |  |  |  | http://www.drives.nidec-shimpo.com/en/vrl-series/ |  |  |  | Production Completed
STP_008 | Data Enrichment | BHJ | OK | 2023-07-11 | 2023-07-13 | vne |  | 2023-07-20 |  | 198281 |  | 198281 | M | ZRSA | EN | 06 | [7 empty] | PC | 0¦0¦0 | 0 | KG | 0¦0¦0 | 0 | [5 empty] | M3¦NM3¦PC |  | Z002 | [12 empty] | PLANETARY GEAR VRS-100C-4-S3-28GD24¦PLANEETTAVAIHDE VRS-100C-4-S3-28GD24 | PLANETARY GEAR VRS-100C-4-S3-28GD24 | MM_FEATURE **PLANETARY GEAR **MM_TYPE **VRS-100C-4-S3-28GD24 **MM_MANUFACTURER_NO **VRS-100C-4-S3-28GD24 **MM_MANUFACTURER **NIDEC **MM_LISAT_2 **RAUTE M00010215 |  |  | 87084020 | #N/A |  | Enriched | GEARBOX |  | PLANETARY |  | NIDEC CORPORATION | OEM | VRS-100C-4-S3-28GD24 |  |  | GEAR RATIO | 4 | POWER RATING |  | INPUT SPEED RATING |  | OUTPUT SPEED RATING | [5 empty] | ALTERNATE MFR:RAUTE,ALTERNATE MPN:M00010215 |  |  |  |  | http://www.drives.nidec-shimpo.com/en/vrs-series/ |  |  |  | Production Completed
STP_008 | Data Enrichment | BHJ | OK | 2023-07-11 | 2023-07-13 | vne |  | 2023-07-20 |  | 410353 |  | 410353 | M | ZRSA | EN | 06 | [7 empty] | PC | 0¦0¦0 | 0 | KG | 0¦0¦0 | 0 | [5 empty] | M3¦NM3¦PC |  | Z002 | [12 empty] | GEAR W 86 U 80 P80 B14 B3¦VAIHDE W 86 U 80 P80 B14 B3 | GEAR W 86 U 80 P80 B14 B3¦GEAR W 86 U 80 P80 B14 B3 | MM_PROPERTY **GEAR **MM_MEASUREMENT1_VALUE1 **I=80 **MM_TYPE **W 86 U 80 P80 B14 B3 **MM_MANUFACTURER_NO **W 86 U 80 P80 B14 B3 **MM_MANUFACTURER **BONFIGLIOLI |  |  | 87084020 | #N/A |  | Cleansed | GEARBOX |  |  |  | BONFIGLIOLI TRANSMISSION PRIVATE LIMITED | OEM | W 86 U 80 P80 B14 B3 |  |  | GEAR RATIO | 80 | POWER RATING |  | INPUT SPEED RATING |  | OUTPUT SPEED RATING | [10 empty] | https://shop.bonfiglioli.com/store/bonfigliolib2c/en/product/2G280133H1 |  |  | URL for Reference only | Production Completed
STP_008 | Data Enrichment | CIR | OK | 11/7/2023 | 12/7/2023 | vne |  | 2023-07-20 |  | 178996 |  | 178996 | M | ZRSA | EN | 06 | [7 empty] | PC | 0 | 0 | KG | 0 | 0 | [5 empty] | PC |  | Z002 | [12 empty] | VAIHTEISTO TYP SAF 1 I=39,00:1 HOLZMA | GEARBOX TYPE SAF 1 I=39.00:1 HOLZMA | MM_MEASUREMENT1_VALUE1 **I=39.00:1 **MM_TYYPPI **TYP SAF 1 **MM_LISAT_1 **HOLZMA SAW PIN **MM_MANUFACTURER_NO **E114065010093 **MM_MANUFACTURER **HOLZMA |  | 060601 | 87084020 | Gear boxes and parts thereof, for the industrial assembly of: pedestrian-controlled tractors, motor cars and vehicles principally designed for the transport of persons, vehicles for the transport of goods with compression-ignition internal combustion piston engine "diesel or semi-diesel engine" of a cylinder capacity <= 2500 cm³ or with spark-ignition internal piston engine of a cylinder capacity <= 2800 cm³, special purpose motor vehicles of heading 8705, n.e.s |  | CLEANSED | GEARBOX |  |  |  | HOMAG GROUP | NON-OEM | E114065010093 | SAF 1 |  | GEAR RATIO | 39:1 | POWER RATING |  | INPUT SPEED RATING |  | OUTPUT SPEED RATING | [5 empty] | SAW PIN |  |  |  |  | URL NOT Found |  |  |  | Production Completed
STP_008 | Data Enrichment | CIR | OK | 11/7/2023 | 12/7/2023 | vne |  | 2023-07-20 |  | 186462 |  | 186462 | M | ZRSA | EN | 06 | [7 empty] | PC | 0 | 0 | KG | 0 | 0 | [5 empty] | PC |  | Z002 | [12 empty] | VAIHDELAATIKKO TRAMEC PA100B | GEARBOX TRAMEC PA100B | MM_PROPERTIES **GEARBOX **MM_MEASUREMENT1_VALUE1 **2054257304 **MM_TYPE **PA100B RATIO 25 **MM_FILTER_1 **FILTER STATIONS **MM_MEASUREMENT2_VALUE2 **APS105 **MM_MEASUREMENT3_VALUE3 **RATIO 25 **MM_MANUFACTURER **TRAMEC, SUPPLIED BY: TECA |  | 060601 | 87084020 | Gear boxes and parts thereof, for the industrial assembly of: pedestrian-controlled tractors, motor cars and vehicles principally designed for the transport of persons, vehicles for the transport of goods with compression-ignition internal combustion piston engine "diesel or semi-diesel engine" of a cylinder capacity <= 2500 cm³ or with spark-ignition internal piston engine of a cylinder capacity <= 2800 cm³, special purpose motor vehicles of heading 8705, n.e.s |  | CLEANSED | GEARBOX |  |  |  | TRAMEC,TECA | NON-OEM | 2054257304 | PA100B |  | GEAR RATIO | 25:1 | POWER RATING |  | INPUT SPEED RATING |  | OUTPUT SPEED RATING | [5 empty] | FILTER STATIONS,APS105 |  |  |  |  | https://www.tvtamerica.net/products/2054257304-service-parts |  |  |  | Production Completed
STP_008 | Data Enrichment | SFU | OK | 04-07-2023 | 10-07-2023 | vne |  | 2023-07-20 |  | 138254 |  | 138254 | M | ZRSA | EN | 06 | [7 empty] | PC | 0 | 0 | KG | 0 | 0 | [5 empty] | PC |  | Z002 | [12 empty] | HAMMASVAIHDE V-2180 I=20 | GEAR V-2180 I=20 | MM_TYPE **V-2180 **MM_MEASUREMENT4_VALUE4 **I=20 **MM_MANUFACTURER **KUMERA OY |  | 060601 | 87084020 | #N/A |  | CLEANSED | GEARBOX |  |  |  | KUMERA | OEM |  | V-2180 |  | GEAR RATIO | 20:1 | POWER RATING |  | INPUT SPEED RATING |  | OUTPUT SPEED RATING | [10 empty] | https://kumera.com/wp-content/uploads/2021/03/Kumera_Agitator_Gear_Units.pdf |  |  | URL for Reference only | Production Completed
STP_008 | Data Enrichment | SFU | OK | 04-07-2023 | 10-07-2023 | vne |  | 2023-07-20 |  | 138255 |  | 138255 | M | ZRSA | EN | 06 | [7 empty] | PC | 0 | 0 | KG | 0 | 0 | [5 empty] | PC |  | Z002 | [12 empty] | HAMMASVAIHDE VM-2080 I=4 IEC-ADAPTERI | GEAR VM-2080 I=4 IEC ADAPTER | MM_FEATURE **IEC ADAPTER **MM_TYPE **VM2080 **MM_MEASUREMENT4_VALUE4 **I=4 **MM_MANUFACTURER **KUMERA OY |  | 060601 | 87084020 | #N/A |  | CLEANSED | GEARBOX |  |  |  | KUMERA | OEM |  | VM2080 |  | GEAR RATIO | 4:1 | POWER RATING |  | INPUT SPEED RATING |  | OUTPUT SPEED RATING | [10 empty] | https://kumera.com/wp-content/uploads/2021/03/Kumera_Agitator_Gear_Units.pdf |  |  | URL for Reference only | Production Completed
STP_008 | Data Enrichment | SFU | OK | 04-07-2023 | 10-07-2023 | vne |  | 2023-07-20 |  | 138263 |  | 138263 | M | ZRSA | EN | 06 | [7 empty] | PC | 0 | 0 | KG | 0 | 0 | [5 empty] | PC |  | Z002 | [12 empty] | VAIHDELAATIKKO KVS1125 | GEARBOX KVS1125 | MM_TYPE **KVS1125 ENCLOSURE **MM_MANUFACTURER **KUMPULAINEN |  | 060601 | 87084020 | #N/A |  | CLEANSED | GEARBOX |  |  |  | KUMPULAINEN | OEM |  | KVS1125 |  | GEAR RATIO |  | POWER RATING |  | INPUT SPEED RATING |  | OUTPUT SPEED RATING | [5 empty] | W/ ENCLOSURE |  |  |  |  | URL NOT FOUND |  |  |  | Production Completed
STP_008 | Data Enrichment | SFU | OK | 04-07-2023 | 10-07-2023 | vne |  | 2023-07-20 |  | 138267 |  | 138267 | M | ZRSA | EN | 06 | [7 empty] | PC | 0 | 0 | KG | 0 | 0 | [5 empty] | PC |  | Z002 | [12 empty] | VAIHDE CNVXS4115G-21/G/19/115 I=21 | GEAR CNVXS4115G-21/G/19/115 I=21 | MM_TYPE **CNVXS4115G-21/G/19/115 **MM_MEASUREMENT4_VALUE4 **I=21 **MM_MANUFACTURER **SUMIMOTO CYCLO EUROPE |  | 060601 | 87084020 | #N/A |  | ENRICHED | GEARBOX |  | SPEED REDUCER |  | SUMIMOTO CYCLO EUROPE | OEM |  | CNVXS4115G-21/G/19/115 |  | GEAR RATIO | 21:1 | POWER RATING |  | INPUT SPEED RATING |  | OUTPUT SPEED RATING | [10 empty] | http://www.rmgindustrial.com/Archivos%20Adjunts/SUMITOMO/Servo%206000.pdf |  |  |  | Production Completed
STP_008 | Data Enrichment | SFU | OK | 04-07-2023 | 10-07-2023 | vne |  | 2023-07-20 |  | 138268 |  | 138268 | M | ZRSA | EN | 06 | [7 empty] | PC | 0 | 0 | KG | 0 | 0 | [5 empty] | PC |  | Z002 | [12 empty] | VAIHDE CNVXS4115G-21/G/19/95 | GEAR CNVXS4115G-21/G/19/95 | MM_TYPE **CNVXS4115G-21/G/19/95 **MM_MANUFACTURER **SUMIMOTO CYCLO EUROPE |  | 060601 | 87084020 | #N/A |  | ENRICHED | GEARBOX |  | SPEED REDUCER |  | SUMIMOTO CYCLO EUROPE | OEM |  | CNVXS4115G-21/G/19/95 |  | GEAR RATIO | 21:1 | POWER RATING |  | INPUT SPEED RATING |  | OUTPUT SPEED RATING | [10 empty] | http://www.rmgindustrial.com/Archivos%20Adjunts/SUMITOMO/Servo%206000.pdf |  |  |  | Production Completed
STP_008 | Data Enrichment | SFU | OK | 04-07-2023 | 10-07-2023 | vne |  | 2023-07-20 |  | 138269 |  | 138269 | M | ZRSA | EN | 06 | [7 empty] | PC | 0 | 0 | KG | 0 | 0 | [5 empty] | PC |  | Z002 | [12 empty] | VAIHDE CNVXS4115G-21/G/24/115 I=21 | GEAR CNVXS4115G-21/G/24/115 I=21 | MM_TYPE **CNVXS4115G-21/G/24/115 **MM_MEASUREMENT4_VALUE4 **I=21 **MM_MANUFACTURER **SUMIMOTO CYCLO EUROPE |  | 060601 | 87084020 | #N/A |  | ENRICHED | GEARBOX |  | SPEED REDUCER |  | SUMIMOTO CYCLO EUROPE | OEM |  | CNVXS4115G-21/G/24/115 |  | GEAR RATIO | 21:1 | POWER RATING |  | INPUT SPEED RATING |  | OUTPUT SPEED RATING | [10 empty] | http://www.rmgindustrial.com/Archivos%20Adjunts/SUMITOMO/Servo%206000.pdf |  |  |  | Production Completed
STP_008 | Data Enrichment | SFU | OK | 04-07-2023 | 10-07-2023 | vne |  | 2023-07-20 |  | 138270 |  | 138270 | M | ZRSA | EN | 06 | [7 empty] | PC | 0 | 0 | KG | 0 | 0 | [5 empty] | PC |  | Z002 | [12 empty] | KIERUKKAVAIHDE CVA-1200 SV A1 E1 I=35,5 | HELICAL GEAR CVA-1200 SV A1 E1 I=35.5 | MM_TYPE **CVA1200SVA1E1 **MM_MEASUREMENT4_VALUE4 **I=35.5 **MM_MANUFACTURER **KUMERA OY |  | 060601 | 87084020 | #N/A |  | ENRICHED | GEARBOX |  | SINGLE WORM |  | KUMERA | OEM |  | CVA-1200-SV-A1-E1 |  | GEAR RATIO | 35,5:1 | POWER RATING |  | INPUT SPEED RATING |  | OUTPUT SPEED RATING | [10 empty] | https://kumera.com/wp-content/uploads/2021/03/Kumera_Covera_Worm_Gear_Units.pdf |  |  |  | Production Completed
STP_008 | Data Enrichment | SFU | OK | 04-07-2023 | 11-07-2023 | vne |  | 2023-07-20 |  | 149439 |  | 149439 | M | ZRSA | EN | 06 | [7 empty] | PC | 0 | 0 | KG | 0 | 0 | [5 empty] | PC |  | Z002 | [12 empty] | TAPPIVAIHDE 12.460.45.12 I=7,3 D40H7 | PIN GEAR 12.460.45.12 I=7.3 D40H7 | MM_MANUFACTURER **LENZE DRIVES |  | 060752 | 87084020 | #N/A |  | CLEANSED | GEARBOX |  | PINION |  | MOWITEC | OEM | 12.460.45.12 |  |  | GEAR RATIO | 7,3:1 | POWER RATING |  | INPUT SPEED RATING |  | OUTPUT SPEED RATING | [5 empty] | D40H7,ALTERNATE MFR:LENZE DRIVES |  |  |  |  | https://mowitec.de/service/shaft-mounted-gearboxes/?lang=en |  |  |  | Production Completed
STP_008 | Data Enrichment | SFU | OK | 04-07-2023 | 11-07-2023 | vne |  | 2023-07-20 |  | 150103 |  | 150103 | M | ZRSA | EN | 06 | [7 empty] | PC | 0 | 0 | KG | 0 | 0 | [5 empty] | PC |  | Z002 | [12 empty] | VAIHDELAATIKKO MH-25 I=3,0 BA-70 VOGEL | GEARBOX MH-25 I=3.0 BA-70 VOGEL |  |  | 060763 | 87084020 | #N/A |  | CLEANSED | GEARBOX |  |  |  | VOGEL | OEM |  | MH-25 I=3.0 BA-70 |  | GEAR RATIO | 3:1 | POWER RATING |  | INPUT SPEED RATING |  | OUTPUT SPEED RATING | [10 empty] | https://www.unitecd.com/e-catalog/request-information/?lingua=GB&x_artnr=70950&hcode=587 |  |  |  | Production Completed
STP_008 | Data Enrichment | NEN | OK | 10-07-2023 | 11-07-2023 | vne |  | 2023-07-20 |  | 167729 |  | 167729 | M | ZRSA | EN | 06 | [7 empty] | PC | 0 | 0 | KG | 0 | 0 | [5 empty] | PC |  | Z002 | [12 empty] | KARTIOPYÖRÄVAIHDE KH97A I=123,93 | BEVEL GEAR KH97A I=123.93 | MM_TYPE **KH97A **MM_MEASUREMENT4_VALUE4 **I=123.93 **MM_MANUFACTURER **SEW |  | 061207 | 84834051 | Gear boxes for machinery |  | ENRICHED | GEARBOX |  | HELICAL BEVEL |  | SEW-EURODRIVE | OEM | KH97A |  |  | GEAR RATIO | 123,93 | POWER RATING |  | INPUT SPEED RATING |  | OUTPUT SPEED RATING | [10 empty] | https://download.sew-eurodrive.com/download/pdf/9PD0007.pdf |  |  |  | Production Completed
STP_008 | Data Enrichment | NEN | OK | 10-07-2023 | 11-07-2023 | vne |  | 2023-07-20 |  | 167949 |  | 167949 | M | ZRSA | EN | 06 | [7 empty] | PC | 0 | 0 | KG | 0 | 0 | [5 empty] | PC |  | Z002 | [12 empty] | HAMMASVAIHDE R137 AM160 I=24,12 SEW | GEAR R137 AM160 I=24.12 SEW | MM_TYPE **R137 AM160 **MM_MEASURE2_VALUE2 **I=24.12 **MM_MANUFACTURER **SEW |  | 060601 | 84834051 | Gear boxes for machinery |  | ENRICHED | GEARBOX |  | HELICAL |  | SEW-EURODRIVE | OEM |  | R137 |  | GEAR RATIO | 24,12 | POWER RATING |  | INPUT SPEED RATING |  | OUTPUT SPEED RATING | [10 empty] | URL NOT FOUND |  |  |  | Production Completed
STP_008 | Data Enrichment | NEN | OK | 10-07-2023 | 11-07-2023 | vne |  | 2023-07-20 |  | 170142 |  | 170142 | M | ZRSA | EN | 06 | [7 empty] | PC | 0 | 0 | KG | 0 | 0 | [5 empty] | PC |  | Z002 | [12 empty] | KARTIOPYÖRÄVAIHDE K67A I=10,63 | BEVEL GEAR K67A I=10.63 | MM_TYPE **K67A **MM_MEASUREMENT4_VALUE4 **I=10.63 **MM_MANUFACTURER **SEW |  | 060601 | 84834051 | Gear boxes for machinery |  | ENRICHED | GEARBOX |  | HELICAL BEVEL |  | SEW-EURODRIVE | OEM | K67A |  |  | GEAR RATIO | 10,63 | POWER RATING |  | INPUT SPEED RATING |  | OUTPUT SPEED RATING | [10 empty] | https://download.sew-eurodrive.com/download/pdf/9PD0007.pdf |  |  |  | Production Completed
STP_008 | Data Enrichment | BHJ | OK | 2023-07-11 | 2023-07-13 | vne |  | 2023-07-20 |  | 199108 |  | 199108 | M | ZRSA | EN | 06 | [7 empty] | PC | 0¦0¦0 | 0 | KG | 0¦0¦0 | 0 | [5 empty] | M3¦NM3¦PC |  | Z002 | [12 empty] | FIBERGLASS GRID GFK-BK 38X38/30X6MM¦STR-LASIKUITURITILÄ GFK-BK 38X38/30X6MM | FIBERGLASS GRID GFK-BK 38X38/30X6MM¦STR-GLASS FIBER GRID GFK-BK 38X38/30X6MM | MM_PROPERTY **FIBERGLASS GRID **MM_DIMENSION1_VALUE1 **3664X1226MM **MM_LISAT_1 **RAL 7012 **MM_DIMENSION2_VALUE2 **VINYL ESTER **MM_DIMENSION3_VALUE3 **ROUGHENED **MM_MANUFACTURER_NO **GFK-BK 38X38/30X6MM **MM_MANUFACTURER **FINISH STEEL GRID STR LTD |  |  |  | #N/A |  | Cleansed | GRID |  |  |  | FINISH STEEL GRID STR LTD | NON-OEM | GFK-BK 38X38/30X6MM |  |  | SIZE | 3664X1226 | [9 empty] | ROUGHENED VINYL ESTER+FIBERGLASS | COLOR CODE:RAL 7012 |  |  |  |  | Url Not Found |  |  |  | Production Completed
STP_008 | Data Enrichment | BHJ | OK | 2023-07-11 | 2023-07-11 | vne |  | 2023-07-20 |  | 196951 |  | 196951 | M | ZRSA | EN | 06 | [7 empty] | PC | 0 | 0 | KG | 0 | 0 | [5 empty] | PC |  | Z002 | [12 empty] | GRIPPER 4015145¦TARTTUJA 4015145 | GRIPPER 4015145¦GRIPPER 4015145 | MM_TYPE **4015145 **MM_MANUFACTURER_NO **4015145 **MM_MANUFACTURER **CROSSWRAP |  |  | 84424000 | Parts of machinery, apparatus and equipment for preparing or making printing plates, cylinders or other printing components, n.e.s. |  | Cleansed | GRIPPER |  |  |  | CROSS WRAP OY | OEM | 4015145 |  |  | GRIP RANGE |  | ANGULAR MISALIGNMENT | [14 empty] | Url Not Found |  |  |  | Production Completed
STP_008 | Data Enrichment | NGB | OK | 2023-07-10 | 2023-07-11 | vne |  | 2023-07-20 |  | 165281 |  | 165281 | M | ZRSA | EN | 06 | [7 empty] | PC | 0 | 0 | KG | 0 | 0 | [5 empty] | PC |  | Z002 | [12 empty] | ALIPAINETARTTUJA FXC-1000-SW-F | VACUUM GRIPPER FXC-1000-SW-F | MM_TYPE **FXC-1000-SW-F **MM_MANUFACTURER_NO **-3007518 **MM_MANUFACTURER **SCHMALZ (RAUTE) |  | 062207 | 84314100 | Buckets, shovels, grabs and grips for machinery of heading 8426, 8429 and 8430 |  | Cleansed | GRIPPER |  | VACUUM |  | SCHMALZ OY | NON-OEM | FXC-1000-SW-F |  |  | GRIP RANGE |  | ANGULAR MISALIGNMENT | [9 empty] | ALTERNATE MFR:RAUTE |  |  |  |  | URL Not Found |  |  |  | Production Completed
STP_008 | Data Enrichment | NEN | OK | 10-07-2023 | 10-07-2023 | vne |  | 2023-07-20 |  | 166872 |  | 166872 | M | ZRSA | EN | 06 | [7 empty] | PC | 0 | 0 | KG | 0 | 0 | [5 empty] | PC |  | Z002 | [12 empty] | KAHMARI NOSTURIIN F300T | GRIPPER FOR CRANE F300T | MM_LISAT_1 **HAHU LOG LIFT |  | 060713 | 96159000 | Hairpins, curling pins, curling grips, hair-curlers and the like, and parts thereof, n.e.s. (excl. electro-thermic appliances of heading 8516) |  | CLEANSED | GRIPPER | [8 empty] | GRIP RANGE |  | ANGULAR MISALIGNMENT | [9 empty] | FOR CRANE F300T,HAHU LOG LIFT |  |  |  |  | URL NOT FOUND |  |  |  | Production Completed
STP_008 | Data Enrichment | NEN | OK | 10-07-2023 | 12-07-2023 | vne |  | 2023-07-20 |  | 168074 |  | 168074 | M | ZRSA | EN | 06 | [7 empty] | PC | 0 | 0 | KG | 0 | 0 | [5 empty] | PC |  | Z002 | [12 empty] | GUIDE SHOE 572668 JM1-15 18X52¦LIUKUOHJAIN 572668 JM1-15 18X52 | GUIDE SHOE 572668 JM1-15 18X52¦SLIDE GUIDE 572668 JM1-15 18X52 | MM_TYPE **572668 JM1-15 18X52 **MM_LISAT_1 **PROCESSING, THROUGHOUT LINE **MM_MANUFACTURER **INCUT **MM_LISAT_2 **HIGH FREQUENCY PRESS |  | 060766 | 74153900 | Screw hooks, screw rings and the like, threaded, of copper (excl. standard screws and bolts and nuts) |  | CLEANSED | GUIDE | SLIDE |  |  |  |  | 572668 | JM1-15 |  | SIZE | 18X52 | [10 empty] | PROCESSING THROUGHOUT LINE ,INCUT,HIGH FREQUENCY PRESS |  |  |  |  | URL NOT FOUND |  |  |  | Production Completed
STP_008 | Data Enrichment | RMZ | OK | 2023-07-11 | 2023-07-13 | vne |  | 2023-07-20 |  | 407934 |  | 407934 | M | ZRSA | EN | 06 | [7 empty] | PC | 0¦0¦0 | 0 | KG | 0¦0¦0 | 0 | [5 empty] | M3¦NM3¦PC |  | Z002 | [12 empty] | HEATER OE402 3kW 0.9W/cm2 400 >¦LÄMMITIN OE402 3kW 0.9W/cm2 4> | HEATER OE402 3kW 0.9W/cm2 400 >¦HEATER OE402 3kW 0.9W/cm2 4> | MM_PROPERTY **HEATER **MM_MANUFACTURER_NO **OE402 3KW 0.9W/CM2 400/230V **MM_MANUFACTURER **BACKER |  |  | 73229000 | Air heaters and hot-air distributors, incl. distributors which can also distribute fresh or conditioned air, non-electrically heated, incorporating a motor-driven fan or blower, and parts thereof, of iron or steel |  | Cleansed | HEATER |  |  |  | BACKER AB | OEM | OE402 3KW 0.9W/CM2 400/230V |  |  | POWER RATING | 3KW | VOLTAGE RATING | 400/230V | CURRENT RATING |  | TEMPERATURE RATING | [5 empty] | DENSITY:0.9W/CM2 |  |  |  |  | Url Not Found |  |  |  | Production Completed
STP_008 | Data Enrichment | SFU | OK | 04-07-2023 | 11-07-2023 | vne |  | 2023-07-20 |  | 136358 |  | 136358 | M | ZRSA | EN | 06 | [7 empty] | PC | 0 | 0 | KG | 0 | 0 | [5 empty] | PC |  | Z002 | [12 empty] | LÄMMINILMAKOJE SP ATH-6-03 | WARM AIR UNIT SP ATH-6-03 |  |  | 062390 | 84199085 | Parts of machinery, plant and laboratory equipment, whether or not electrically heated, for the treatment of materials by a process involving a change of temperature, and of non-electric instantaneous and storage water heaters, n.e.s. (excl. of medical, surgical or laboratory sterilizers, those for the manufacture of semiconductor boules or wafers, semiconductor devices, electronic integrated circuits or flat panel displays, and of furnaces, ovens and other equipment of heading 8514) |  | CLEANSED | HEATER |  | WARM AIR |  |  |  |  | ATH-6-03 |  | POWER RATING |  | VOLTAGE RATING |  | CURRENT RATING |  | TEMPERATURE RATING | [5 empty] | SP,UNIT |  |  |  |  | URL NOT FOUND |  |  |  | Production Completed
STP_008 | Data Enrichment | NEN | OK | 03-07-2023 | 13-07-2023 | vne |  | 2023-07-20 |  | 195221 |  | 195221 | M | ZRSA | EN | 06 | [7 empty] | M | 0 | 0 | KG | 0 | 0 | [5 empty] | M |  | Z002 | [12 empty] | SUCTION HOSE VACUPRESS FLEX D.50¦VACUPRESS FLEX D.50¦IMULETKU VACUPRESS FLEX D.50 | SUCTION HOSE VACUPRESS FLEX D.50¦VACUPRESS FLEX D.50¦SUCTION HOSE VACUPRESS FLEX D.50 | MM_MEASUREMENT1_VALUE1 **D50MM **MM_MANUFACTURER_NO **14991702 **MM_MANUFACTURER **MERLETT |  | 061904 | 39173200 | Flexible tubes, pipes and hoses of plastics, not reinforced or otherwise combined with other materials, without fittings |  | CLEANSED | HOSE |  | SUCTION |  | MERLETT | OEM | 14991702 |  |  | INSIDE DIAMETER | 50 | OUTSIDE DIAMETER |  | LENGTH | [7 empty] | BRAND:VACUPRESS,FLEXIBLE |  |  |  |  | URL NOT FOUND |  |  |  | Production Completed
STP_008 | Data Enrichment | CIR | OK | 4/7/2023 | 10/7/2023 | vne |  | 2023-07-20 |  | 143519 |  | 143519 | M | ZRSA | EN | 06 | [7 empty] | PC | 0 | 0 | KG | 0 | 0 | [5 empty] | PC |  | Z002 | [12 empty] | RULLA LA133-20B-465 D=133 | ROLLER LA133-20B-465 D=133 | MM_TYPE **LA 133-20B-465 **MM_MEASURE2_VALUE2 **D=133 **MM_MANUFACTURER **ROXON |  | 060751 | 84283920 | #N/A |  | ENRICHED | IDLER | CONVEYOR | IMPACT |  | ROXON OY | OEM | LA133-20B-465 |  |  | BELT WIDTH | 465 | ROLLER DIAMETER | 133 | ROLLER LENGTH |  | FACE WIDTH |  |  |  |  | STEEL | [5 empty] | https://www.roxon.com/wp-content/uploads/2019/02/Roxeng.pdf |  |  | Processed based on Websource, Conflict w.r.t Input | Production Completed
STP_008 | Data Enrichment | SFQ | OK | 2023-07-11 | 2023-07-11 | vne |  | 2023-07-20 |  | 194671 |  | 194671 | M | ZRSA | EN | 06 | [7 empty] | PC | 0¦0¦0 | 0 | KG | 0¦0¦0 | 0 | [5 empty] | M3¦NM3¦PC |  | Z002 | [12 empty] | IDLER PD1-31 65124¦TAITTOPYÖRÄ PD1-31 65124 | IDLER PD1-31 65124¦FOLDING BIKE PD1-31 65124 | MM_TYPE **PD1-31 **MM_MANUFACTURER_NO **65124 **MM_MANUFACTURER **FERROPLAN **MM_LISAT_2 **FERROPLAN NO: 65124 |  | 061003 | 84283920 | Roller conveyors |  | Cleansed | IDLER |  |  |  | FERROPLAN OY | NON-OEM | 65124 | PD1-31 |  | DIAMETER |  | LENGTH |  | BELT WIDTH |  | FACE WIDTH | [5 empty] | FOLDING BIKE |  |  |  |  | URL Not Found |  |  | Suitable commodity code not found | Production Completed
STP_008 | Data Enrichment | BHJ | OK | 2023-07-11 | 2023-07-12 | vne |  | 2023-07-20 |  | 198465 |  | 198465 | M | ZRSA | EN | 06 | [7 empty] | PC | 0¦0¦0 | 0 | KG | 0¦0¦0 | 0 | [5 empty] | M3¦NM3¦PC |  | Z002 | [12 empty] | IMPELLER 2144053¦JUOKSUPYÖRÄ 2144053 | IMPELLER 2144053¦IMPELLER 2144053 | MM_FEATURE **IMPELLER **MM_TYPE **2144053 **MM_LISAT_1 **YJY **MM_MANUFACTURER_NO **2144053 **MM_MANUFACTURER **WILO |  | 060490 | 90330090 | Parts and accessories for machines, appliances, instruments or other apparatus in Ch 90, n.e.s. |  | Cleansed | IMPELLER |  |  |  | WILO SE | OEM | 2144053 |  |  | MAXIMUM DIAMETER OF IMPELLER |  | IMPELLER TYPE |  | BORE DIAMETER |  | NUMBER OF BLADES | [5 empty] | YJY |  |  |  |  | http://cms.media.wilo.com/cdndoc/wilo356402/4122178/wilo356402.pdf |  |  | URL for Reference only | Production Completed
STP_008 | Data Enrichment | CIR | OK | 4/7/2023 | 11/7/2023 | vne |  | 2023-07-20 |  | 142435 |  | 142435 | M | ZRSA | EN | 06 | [7 empty] | PC | 0 | 0 | KG | 0 | 0 | [5 empty] | PC |  | Z002 | [12 empty] | SERVOVAHVISTIN MDS60A0040-5A3-4-00 | SERVO AMPLIFIER MDS60A0040-5A3-4-00 | MM_MANUFACTURER **SEW |  | 061205 | 85044085 | Inverters having power handling capacity <= 7,5 kVA |  | ENRICHED | INVERTER |  |  |  | SEW-EURODRIVE | OEM | MDS60A0040-5A3-4-00 |  |  | INPUT RATING |  | OUTPUT RATING | 380-500VAC | POWER RATING | 4KW | [6 empty] | SERVO AMPLIFIER |  |  |  |  | https://download.sew-eurodrive.com/download/pdf/10532617.pdf | https://www.radwell.co.uk/Buy/SEW%20EURODRIVE/SEW%20EURODRIVE/MDS60A0040-5A3-4-00/?redirect=true |  |  | Production Completed
STP_008 | Data Enrichment | SFQ | OK | 2023-07-11 | 2023-07-13 | vne |  | 2023-07-20 |  | 195978 |  | 195978 | M | ZRSA | EN | 06 | [7 empty] | PC | 0¦0¦0 | 0 | KG | 0¦0¦0 | 0 | [5 empty] | M3¦NM3¦PC |  | Z002 | [12 empty] | SERVO INVERTER MXA81A-008-503-00¦SERVOVAHVISTIN MXA81A-008-503-00 | SERVO INVERTER MXA81A-008-503-00¦SERVO AMPLIFIER MXA81A-008-503-00 | MM_FEATURE **PRS MOVIAXIS, X-AXIS **MM_TYPE **MXA81A-008-503-00 **MM_MANUFACTURER **SEW **MM_LISAT_2 **PINOMATIC 3180026 |  | 061301 | 85044086 | Inverters having power handling capacity > 7,5 kVA |  | Enriched | INVERTER |  | MULTI-AXIS SERVO |  | SEW-EURODRIVE | OEM | MXA81A-008-503-00 |  |  | INPUT RATING | 24VDC | OUTPUT RATING | 8A | POWER RATING | [7 empty] | X-AXIS,BRAND:MOVIAXIS,ALTERNATE MFR:PINOMATIC,ALTERNATE MPN:3180026 |  |  |  |  | https://download.sew-eurodrive.com/download/pdf/16678028_G01.pdf |  |  |  | Production Completed
STP_008 | Data Enrichment | SFQ | OK | 2023-07-11 | 2023-07-13 | vne |  | 2023-07-20 |  | 195981 |  | 195981 | M | ZRSA | EN | 06 | [7 empty] | PC | 0¦0¦0 | 0 | KG | 0¦0¦0 | 0 | [5 empty] | M3¦NM3¦PC |  | Z002 | [12 empty] | SERVO INVERTER MXA81A-012-503-00¦SERVOVAHVISTIN MXA81A-012-503-00 | SERVO INVERTER MXA81A-012-503-00¦SERVO AMPLIFIER MXA81A-012-503-00 | MM_FEATURE **PRS MOVIAXIS, Y-AXIS **MM_TYPE **MXA81A-012-503-00 **MM_MANUFACTURER **SEW **MM_LISAT_2 **PINOMATIC 3180030 |  | 061301 | 85044086 | Inverters having power handling capacity > 7,5 kVA |  | Enriched | INVERTER |  | MULTI-AXIS SERVO |  | SEW-EURODRIVE | OEM | MXA81A-012-503-00 |  |  | INPUT RATING | 24VDC | OUTPUT RATING | 12A | POWER RATING | [7 empty] | Y-AXIS,BRAND:MOVIAXIS,ALTERNATE MFR:PINOMATIC,ALTERNATE MPN:3180030 |  |  |  |  | https://download.sew-eurodrive.com/download/pdf/16678028_G01.pdf |  |  |  | Production Completed
STP_008 | Data Enrichment | SMX | OK | 2023-07-10 | 2023-07-11 | vne |  | 2023-07-20 |  | 190073 |  | 190073 | M | ZRSA | EN | 06 | [7 empty] | PC | 0 | 0 | KG | 0 | 0 | [5 empty] | PC |  | Z002 | [12 empty] | SISÄKARAN D60 - AVAIN R467353 | INTERNAL SPINDLE D60 - KEY R467353 | MM_PROPERTY **KEY **MM_TYPE **D60 - KEY **MM_LISAT_2 **RAUTE NO. R467353 |  | 060753 | 84424000 | Parts of machinery, apparatus and equipment for preparing or making printing plates, cylinders or other printing components, n.e.s. |  | Cleansed | KEY |  | INTERNAL SPINDLE |  | RAUTE | NON-OEM | R467353 |  |  | SIZE | [16 empty] | Url Not Found |  |  |  | Production Completed
STP_008 | Data Enrichment | SMX | OK | 2023-07-10 | 2023-07-10 | vne |  | 2023-07-20 |  | 166456 |  | 166456 | M | ZRSA | EN | 06 | [7 empty] | PC | 0 | 0 | KG | 0 | 0 | [5 empty] | PC |  | Z002 | [12 empty] | O-RENGAS 3.01822.11 VITON | O-RING 3.01822.11 VITON | MM_TYPE **VITON **MM_LISAT_1 **LJP30182211 **MM_MANUFACTURER_NO **3.01822.11 **MM_MANUFACTURER **AXFLOW |  | 060904 | 40169300 | #N/A |  | Enriched | KIT |  | O-RING |  | AXFLOW | OEM | 3.01822.11 |  |  | CONTENTS |  | NUMBER OF ITEMS | [8 empty] | VITON | ALTERNATE MPN:LJP30182211 |  |  |  |  | https://www.spxflow.com/assets/pdf/johnson-pump-im-tl-gb.pdf |  |  |  | Production Completed
STP_008 | Data Enrichment | BHJ | OK | 2023-07-03 | 2023-07-10 | vne |  | 2023-07-20 |  | 144248 |  | 144248 | M | ZRSA | EN | 06 | [7 empty] | PC | 0 | 0 | KG | 0 | 0 | [5 empty] | PC |  | Z002 | [12 empty] | KALVOSYLINTERI 111477 | DIAPHRAGM CYLINDER 111477 | MM_FEATURE **50, STRIKE 20 **MM_TYPE **111477 |  |  | 84879090 | Machinery parts of chapter 84, not intended for a specific purpose, n.e.s. |  | Enriched | KIT |  | PISTON | ISO 9001 | PAI INDUSTRIES | OEM | 111477 |  |  | CONTENTS | 1 X PISTON P/N 111478,2 X PISTON PIN RETAINER P/N 111171 | NUMBER OF ITEMS | 3 | [13 empty] | https://www.woodlineparts.com/en-in/products/pai-111477-cummins-na-kit-pistonn14wo-bush |  |  | Processed based on websource, conflict wrt input | Production Completed
STP_008 | Data Enrichment | CIR | OK | 4/7/2023 | 11/7/2023 | vne |  | 2023-07-20 |  | 138265 |  | 138265 | M | ZRSA | EN | 06 | [7 empty] | PC | 0 | 0 | KG | 0 | 0 | [5 empty] | PC |  | Z002 | [12 empty] | TIIVISTESARJA CVS-1250 | SEAL KIT CVS-1250 | MM_TYPE **SEAL KIT FOR TRANSMISSION CVS- |  | 060601 | 39173300 | Flexible tubes, pipes and hoses of plastics, not reinforced or otherwise combined with other materials, with fittings, seals or connectors |  | CLEANSED | KIT |  | SEAL |  |  |  | CVS-1250 |  |  | CONTENTS |  | NUMBER OF ITEMS | [9 empty] | FOR TRANSMISSION |  |  |  |  | URL NOT Found |  |  |  | Production Completed
STP_008 | Data Enrichment | CIR | OK | 4/7/2023 | 11/7/2023 | vne |  | 2023-07-20 |  | 143315 |  | 143315 | M | ZRSA | EN | 06 | [7 empty] | PC | 0 | 0 | KG | 0 | 0 | [5 empty] | PC |  | Z002 | [12 empty] | KORJAUSSARJA 01013033 | REPAIR KIT 01013033 | MM_TYPE **1013033 **MM_MANUFACTURER **CULLIGAN |  | 060711 |  | #N/A |  | CLEANSED | KIT | REPAIR |  |  | CULLIGAN | NON-OEM | 1013033 |  |  | TYPE/SERIES OF EQUIPMENT (FOR WHICH REPAIR KIT IS SUITABLE) |  | CONTENTS |  | NUMBER OF ITEMS | [12 empty] | URL Not Found |  |  |  | Production Completed
STP_008 | Data Enrichment | CIR | OK | 4/7/2023 | 11/7/2023 | vne |  | 2023-07-20 |  | 143383 |  | 143383 | M | ZRSA | EN | 06 | [7 empty] | PC | 0 | 0 | KG | 0 | 0 | [5 empty] | PC |  | Z002 | [12 empty] | TIIVISTESARJA 3-6584-509624 | GASKET KIT 3-6584-509624 | MM_TYPE **3-6584-509624 |  | 060711 |  | #N/A |  | CLEANSED | KIT |  | GASKET |  |  |  | 3-6584-509624 |  |  | CONTENTS |  | NUMBER OF ITEMS | [14 empty] | URL Not Found |  |  |  | Production Completed
STP_008 | Data Enrichment | CIR | OK | 4/7/2023 | 10/7/2023 | vne |  | 2023-07-20 |  | 143558 |  | 143558 | M | ZRSA | EN | 06 | [7 empty] | PC | 0 | 0 | KG | 0 | 0 | [5 empty] | PC |  | Z002 | [12 empty] | IMULAIPPA D28 1515702010 | SUCTION FLANGE D28 1515702010 | MM_FEATURE **BOSCH **MM_TYPE **D28 1 515 702 010 |  | 060753 | 84129040 | Parts of hydraulic power engines and motors, n.e.s. |  | ENRICHED | KIT | REPAIR |  |  | BOSCH REXROTH B.V. | OEM | 1515702010 |  |  | TYPE/SERIES OF EQUIPMENT (FOR WHICH REPAIR KIT IS SUITABLE) | HYDRAULICS | CONTENTS |  | NUMBER OF ITEMS | [7 empty] | D28 SUCTION FLANGE |  |  |  |  | https://store.boschrexroth.com/Hydraulics/Pumps/External-gear-pumps/Accessories-and-spare-parts-for-external-gear-units/THREADED-FASTENER_1515702010?cclcl=en_GB |  |  |  | Production Completed
STP_008 | Data Enrichment | NGB | OK | 2023-07-10 | 2023-07-10 | vne |  | 2023-07-20 |  | 165143 |  | 165143 | M | ZRSA | EN | 06 | [7 empty] | PC | 0 | 0 | KG | 0 | 0 | [5 empty] | PC |  | Z002 | [12 empty] | LIIMAPISTOOLIN SUUTINSARJA 0.4MM 372856 | GLUE GUN NOZZLE SET 0.4MM 372856 | MM_DIMENSION1_VALUE1 **0.4MM **MM_TYPE **KIT,NEEDLE+NOZZLE+SEALS, LV227 **MM_MANUFACTURER_NO **372856 **MM_MANUFACTURER **NORDSON |  | 060784 | 90330090 | Parts and accessories for machines, appliances, instruments or other apparatus in Ch 90, n.e.s. |  | Cleansed | KIT |  |  |  | NORDSON | NON-OEM | 372856 |  |  | CONTENTS | NEEDLE,LV227 0,4 GLUE GUN NOZZLE SET,SEALS | NUMBER OF ITEMS | [14 empty] | URL Not Found |  |  |  | Production Completed
STP_008 | Data Enrichment | SFU | OK | 04-07-2023 | 11-07-2023 | vne |  | 2023-07-20 |  | 136355 |  | 136355 | M | ZRSA | EN | 06 | [7 empty] | PC | 0 | 0 | KG | 0 | 0 | [5 empty] | PC |  | Z002 | [12 empty] | KUMITIIVISTESARJA SULKUSYÖTTIMEEN NRS 10 | RUBBER SEAL SET FOR SHUTTLE FEEDER NRS 10 | MM_MANUFACTURER **DISA |  | 062390 | 84842000 | Mechanical seals |  | CLEANSED | KIT |  | SEAL |  | DISA | OEM |  |  |  | CONTENTS |  | NUMBER OF ITEMS | [8 empty] | RUBBER | FOR SHUTTLE FEEDER NRS 10 |  |  |  |  | URL NOT FOUND |  |  |  | Production Completed
STP_008 | Data Enrichment | SFU | OK | 04-07-2023 | 11-07-2023 | vne |  | 2023-07-20 |  | 136356 |  | 136356 | M | ZRSA | EN | 06 | [7 empty] | PC | 0 | 0 | KG | 0 | 0 | [5 empty] | PC |  | Z002 | [12 empty] | KUMITIIVISTESARJA SULKUSYÖTTIMEEN NRS 4 | RUBBER SEAL SET FOR SHUTDOWN FEEDER NRS 4 | MM_MANUFACTURER **DISA |  | 062390 | 84842000 | Mechanical seals |  | CLEANSED | KIT |  | SEAL |  | DISA | OEM |  |  |  | CONTENTS |  | NUMBER OF ITEMS | [8 empty] | RUBBER | FOR SHUTDOWN FEEDER NRS 4 |  |  |  |  | URL NOT FOUND |  |  |  | Production Completed
STP_008 | Data Enrichment | SFU | OK | 04-07-2023 | 11-07-2023 | vne |  | 2023-07-20 |  | 163450 |  | 163450 | M | ZRSA | EN | 06 | [7 empty] | PC | 0 | 0 | 0 | 0 | 0 | [5 empty] | PC |  | Z002 | [12 empty] | SUUTIN G48 4-1100605 + MUTTERI 4-1062883 | NOZZLE G48 4-1100605 + NUT 4-1062883 |  |  | 061902 | 84879090 | Machinery parts of chapter 84, not intended for a specific purpose, n.e.s. |  | CLEANSED | KIT | [8 empty] | CONTENTS | NOZZLE P/N G48 4-1100605,NUT P/N 4-1062883 | NUMBER OF ITEMS | [14 empty] | URL NOT FOUND |  |  |  | Production Completed
STP_008 | Data Enrichment | SCS | OK | 2023-07-03 | 11-07-2023 | vne |  | 2023-07-20 |  | 165759 |  | 165759 | M | ZRSA | EN | 06 | [7 empty] | PC | 0¦0¦0.41 | 0.4 | KG | 0¦0¦0.001 | M3 | [5 empty] | M3¦NM3¦PC |  | Z002 | [12 empty] | SEAL KIT 6005402 BELT TENSION CYLINDER¦TIIVISTESARJA 6005402 NAUHAN.KIR.SYLINT. | SEAL KIT 6005402 BELT TENSION CYLINDER 6005402 BELT TENSION CYLINDER | MM_LISAT_1 **PROCESSING NEWER GRINDING MACHINE **MM_MANUFACTURER_NO **6005402 **MM_LISAT_2 **SATOS |  | 060760 | 40169300 | Gaskets, washers and other seals, of vulcanised rubber (excl. hard rubber and those of cellular rubber) |  | Cleansed | KIT |  | SEAL |  |  |  | 6005402 |  |  | CONTENTS |  | NUMBER OF ITEMS | [9 empty] | SATOS, BELT TENSION CYLINDER, FOR PROCESSING NEWER GRINDING MACHINE |  |  |  |  | Url Not Found |  |  |  | Production Completed
STP_008 | Data Enrichment | BHJ | OK | 2023-07-11 | 2023-07-12 | vne |  | 2023-07-20 |  | 197084 |  | 197084 | M | ZRSA | EN | 06 | [7 empty] | PC | 0¦0¦0 | 0 | KG | 0¦0¦0 | 0 | [5 empty] | M3¦NM3¦PC |  | Z002 | [12 empty] | LATCH GN 831-100-A-ST-1¦SALPA GN 831-100-A-ST-1 | LATCH GN 831-100-A-ST-1¦LATCH GN 831-100-A-ST-1 | MM_FEATURE **LATCH **MM_TYPE **GN 831-100-A-ST-1 **MM_MANUFACTURER_NO **40073 **MM_MANUFACTURER **ELESA+GANTER |  |  | 90330090 | #N/A |  | Enriched | LATCH |  | TOGGLE |  | ELESA S.P.A OTTO GANTER GMBH | OEM | 40073 | GN 831-100-A-ST-1 |  | SIZE | L67XW25,5 | [9 empty] | STAINLESS STEEL | [5 empty] | https://www.elesa-ganter.in/en/ind/Toggle-power-and-hook-clamps--Toggle-latches--GN831 | https://www.tme.com/in/en/details/gn831-100-a-st-1/clasps-and-latches/elesa-ganter/gn-831-100-a-st-1/ |  |  | Production Completed
STP_008 | Data Enrichment | SFU | OK | 04-07-2023 | 11-07-2023 | vne |  | 2023-07-20 |  | 136348 |  | 136348 | M | ZRSA | EN | 06 | [7 empty] | PC | 0 | 0 | KG | 0 | 0 | [5 empty] | PC |  | Z002 | [12 empty] | KIERTOILMAKOJE 6A52-SX/SKA-5/AF-5 | CIRCULATED AIR ENGINE 6A52-SX/SKA-5/AF-5 |  |  | 062390 | 84159000 | Parts of air conditioning machines, comprising a motor-driven fan and elements for changing the temperature and humidity, n.e.s. |  | CLEANSED | MACHINE |  | CIRCULATED AIR |  |  |  |  | 6A52-SX/SKA-5/AF-5 |  | SIZE | [16 empty] | URL NOT FOUND |  |  | Classified based on tranlation of "KIERTOILMAKOJE" | Production Completed
STP_008 | Data Enrichment | SFU | OK | 04-07-2023 | 11-07-2023 | vne |  | 2023-07-20 |  | 136609 |  | 136609 | M | ZRSA | EN | 06 | [7 empty] | PC | 0 | 0 | KG | 0 | 0 | [5 empty] | PC |  | Z002 | [12 empty] | KÄSIJYRSINKONE HM 14 | HAND MILLING MACHINE HM 14 |  |  | 059011 | 84748090 | Machinery for agglomerating, shaping or moulding solid mineral fuels, unhardened cements, plastering materials and other mineral products in powder or paste form, and machines for forming foundry moulds of sand (excl. for ceramic paste, for the casting or pressing of glass, and machines for additive manufacturing) |  | CLEANSED | MACHINE |  | HAND MILLING |  |  |  |  | HM 14 |  | SIZE | [16 empty] | URL NOT FOUND |  |  |  | Production Completed
STP_008 | Data Enrichment | SFU | OK | 04-07-2023 | 11-07-2023 | vne |  | 2023-07-20 |  | 136618 |  | 136618 | M | ZRSA | EN | 06 | [7 empty] | PC | 0 | 0 | KG | 0 | 0 | [5 empty] | PC |  | Z002 | [12 empty] | VANNEKONE P321/19X0,65-1,05 AKKUKÄYTTÖ | TIRE MACHINE P321/19X0.65-1.05 BATTERY OPERATION | MM_FEATURE **BATTERY OPERATED **MM_MANUFACTURER **FROMM |  | 059011 | 84748090 | Machinery for agglomerating, shaping or moulding solid mineral fuels, unhardened cements, plastering materials and other mineral products in powder or paste form, and machines for forming foundry moulds of sand (excl. for ceramic paste, for the casting or pressing of glass, and machines for additive manufacturing) |  | CLEANSED | MACHINE |  | TIRE |  | FROMM | OEM |  | P321/19X0.65-1.05 |  | SIZE | [11 empty] | BATTERY OPERATED |  |  |  |  | URL NOT FOUND |  |  |  | Production Completed
STP_008 | Data Enrichment | SFU | OK | 04-07-2023 | 11-07-2023 | vne |  | 2023-07-20 |  | 136619 |  | 136619 | M | ZRSA | EN | 06 | [7 empty] | PC | 0 | 0 | KG | 0 | 0 | [5 empty] | PC |  | Z002 | [12 empty] | VANNEKONE P350/19/0,8-1,10 PI-KÄYTTÖ | TIRE MACHINE P350/19/0.8-1.10 PI USE | MM_FEATURE **PNEUMATIC **MM_MANUFACTURER **FROMM |  | 059011 | 84748090 | Machinery for agglomerating, shaping or moulding solid mineral fuels, unhardened cements, plastering materials and other mineral products in powder or paste form, and machines for forming foundry moulds of sand (excl. for ceramic paste, for the casting or pressing of glass, and machines for additive manufacturing) |  | CLEANSED | MACHINE |  | TIRE |  | FROMM | OEM |  | P350/19/0.8-1.10 |  | SIZE | [11 empty] | PNEUMATIC,PI USE |  |  |  |  | URL NOT FOUND |  |  |  | Production Completed
STP_008 | Data Enrichment | CIR | OK | 11/7/2023 | 13/7/2023 | vne |  | 2023-07-20 |  | 187239 |  | 187239 | M | ZRSA | EN | 06 | [7 empty] | PC | 0 | 0 | KG | 0 | 0 | [5 empty] | PC |  | Z002 | [12 empty] | JAKOTUKKI ONNLINE 3/4x1/2 3-OSAINEN | MANIFOLD ONNLINE 3/4x1/2 3-PART | MM_TYPE **MANIFOLD ONNLINE 3/4X1/2 3-SOC |  | 060190 |  | #N/A |  | CLEANSED | MANIFOLD | [8 empty] | SIZE | 3/4X1/2 | [10 empty] | ONNLINE,3-SOC | [7 empty] | COMMODITY CODES NOT FOUND | Production Completed
STP_008 | Data Enrichment | SFQ | OK | 2023-07-04 | 2023-07-10 | vne |  | 2023-07-20 |  | 198238 |  | 198238 | M | ZRSA | EN | 06 | [7 empty] | PC | 0¦0¦0 | 0 | KG | 0¦0¦0 | 0 | [5 empty] | M3¦NM3¦PC |  | Z002 | [10 empty] | Valmistaja REXROTH¦Valmistajan numero R934001564 |  | SAFETY VALVE R934001564¦TURVAVENTTIILI R934001564 | SAFETY VALVE R934001564¦SAFETY VALVE R934001564 | MM_PROPERTY **HYDRAULIC VALVE **MM_MANUFACTURER_NO **R934001564 **MM_MANUFACTURER **REXROTH |  | 061490 | 90328900 | #N/A |  | Enriched | MANIFOLD |  |  |  | BOSCH REXROTH B.V. | OEM | R934001564 |  |  | SIZE | G1 | [9 empty] | STEEL | [5 empty] | https://apps.boschrexroth.com/products/compact-hydraulics/ch-catalog/pdf/re18325-85.pdf |  |  | Processed based on Websource, Conflict w.r.t Input | Production Completed
STP_008 | Data Enrichment | SFQ | OK | 2023-07-11 | 2023-07-12 | vne |  | 2023-07-20 |  | 193543 |  | 193543 | M | ZRSA | EN | 06 | [7 empty] | PC | 0¦0¦0 | 0 | KG | 0¦0¦0 | 0 | [5 empty] | M3¦NM3¦PC |  | Z002 | [12 empty] | IMUMATTO 96902 | SUCTION MAT 96902 | MM_MANUFACTURER_NO **96902 **MM_MANUFACTURER **PINOMATIC |  | 060784 | 84879090 | Machinery parts of chapter 84, not intended for a specific purpose, n.e.s. |  | Cleansed | MAT |  | SUCTION |  | PINOMATIC OY | NON-OEM | 96902 |  |  | SIZE | [16 empty] | URL Not Found |  |  |  | Production Completed
STP_008 | Data Enrichment | SMX | OK | 2023-07-10 | 2023-07-13 | vne |  | 2023-07-20 |  | 185347 |  | 185347 | M | ZRSA | EN | 06 | [7 empty] | PC | 0 | 0 | KG | 0 | 0 | [5 empty] | PC |  | Z002 | [12 empty] | PUHALLUSSUUTIN 331.021.9163 | BLOW NOZZLE 331.021.9163 | MM_PROPERTY **NOZZLE **MM_MANUFACTURER_NO **331.021.9163 **MM_MANUFACTURER **SCHELLING |  | 061590 | 69031000 | Retorts, crucibles, mufflers, nozzles, plugs, supports, cupels, tubes, pipes, sheaths, rods, slide gates and other refractory ceramic goods, containing by weight > 50% free carbon (excl. refractory bricks, blocks, tiles and similar refractory ceramic constructional goods) |  | Cleansed | NOZZLE |  | BLOW |  | SCHELLING | OEM | 331.021.9163 |  |  | CONNECTION TYPE |  | SPRAY ANGLE |  | NOMINAL SIZE |  | ORIFICE SIZE | [10 empty] | Url Not Found |  |  |  | Production Completed
STP_008 | Data Enrichment | CIR | OK | 11/7/2023 | 12/7/2023 | vne |  | 2023-07-20 |  | 189545 |  | 189545 | M | ZRSA | EN | 06 | [7 empty] | PC | 0 | 0 | KG | 0 | 0 | [5 empty] | PC |  | Z002 | [12 empty] | ILMASUUTIN WINDJET AA727-1/4-SS-15 | AIR NOZZLE WINDJET AA727-1/4-SS-15 | MM_FEATURE **AIR NOZZLE **MM_TYPE **WINDJET AA727-1/4-SS-15 **MM_MANUFACTURER **SGN TECHNIQUE **MM_LISAT_2 **RAUTE NO. 2022883 |  | 061590 | 69031000 | Retorts, crucibles, mufflers, nozzles, plugs, supports, cupels, tubes, pipes, sheaths, rods, slide gates and other refractory ceramic goods, containing by weight > 50% free carbon (excl. refractory bricks, blocks, tiles and similar refractory ceramic constructional goods) |  | ENRICHED | NOZZLE | AIR |  |  | WINDJET | OEM | AA727-1/4-SS-15 |  |  | CONNECTION TYPE | MALE | SPRAY ANGLE |  | NOMINAL SIZE | 1/4IN | ORIFICE SIZE |  |  |  |  | STAINLESS STEEL | ALTERNATE MFR:RAUTE,ALTERNATE MPN:2022883,ALTERNATE MFR1:SGN TECHNIQUE |  |  |  |  | https://www.spray.com/-/media/dam/industrial/usa/sales-material/catalog/c20f_windjet_air_products.pdf |  |  |  | Production Completed
STP_008 | Data Enrichment | NGB | OK | 2023-07-10 | 2023-07-13 | vne |  | 2023-07-20 |  | 165728 |  | 165728 | M | ZRSA | EN | 06 | [7 empty] | PC | 0¦0¦0.1 | 0.1 | KG | 0¦0¦0.001 | M3 | [5 empty] | M3¦NM3¦PC |  | Z002 | [12 empty] | HARDENER NOZZLE VA 10/7X36 1,0VES¦KOVETESUUTIN VA 10/7X36 1,0VES | HARDENER NOZZLE VA 10/7X36 1.0VES ¦ HARDENER NOZZLE VA 10/7X36 1.0VES | MM_MEASUREMENT1_VALUE1 **10/7*36, 1.0VES **MM_LISAT_1 **YALOSTE HYMMEN **MM_MANUFACTURER_NO **10743 |  | 060758 | 84879090 | #N/A |  | Cleansed | NOZZLE | [5 empty] | 10743 |  |  | CONNECTION TYPE |  | SPRAY ANGLE |  | NOMINAL SIZE |  | ORIFICE SIZE | [5 empty] | SIZE:10/7X36,1.0VES |  |  |  |  | URL Not Found |  |  |  | Production Completed
STP_008 | Data Enrichment | NGB | OK | 2023-07-10 | 2023-07-13 | vne |  | 2023-07-20 |  | 165027 |  | 165027 | M | ZRSA | EN | 06 | [7 empty] | PC | 0 | 0 | KG | 0 | 0 | [5 empty] | PC |  | Z002 | [12 empty] | SUUTIN LECHLER 461-126-17-AM | NOZZLE LECHLER 461-126-17-AM | MM_TYPE **461-126-17-AM **MM_MANUFACTURER **LECHLER OY |  | 060755 | 84879090 | #N/A |  | Cleansed | NOZZLE |  |  |  | LECHLER OY | OEM | 461-126-17-AM |  |  | CONNECTION TYPE |  | SPRAY ANGLE |  | NOMINAL SIZE |  | ORIFICE SIZE | [10 empty] | https://www.im-tek.com.tr/en-us/product/lechler-461-126-17-am-00-0-old-code-491-126-1y-am-00-0-new-code-nozzle-796771 |  |  |  | Production Completed
STP_008 | Data Enrichment | RMZ | OK | 2023-07-11 | 2023-07-13 | vne |  | 2023-07-20 |  | 410401 |  | 410401 | M | ZRSA | EN | 06 | [7 empty] | PC | 0¦0¦0 | 0 | KG | 0¦0¦0 | 0 | [5 empty] | M3¦NM3¦PC |  | Z002 | [12 empty] | PACKING NOZZLE 711-28-1542/P¦LIIMITUSPEA SUUR TIHEND 711-28-1542/P¦PAKKAUSSUUTIN 711-28-1542/P | PACKING NOZZLE 711-28-1542/P ¦ PACKING NOZZLE 711-28-1542/P | MM_PROPERTY **NOZZLE **MM_DIMENSION1_VALUE1 **L420 **MM_TYPE **711-28-1542/P **MM_MANUFACTURER_NO **711-28-1542/P **MM_MANUFACTURER **MIXON |  | 060715 |  | #N/A |  | Cleansed | NOZZLE |  | PACKING |  | MIXON A/S | NON-OEM | 711-28-1542/P |  |  | CONNECTION TYPE |  | SPRAY ANGLE |  | NOMINAL SIZE |  | ORIFICE SIZE | [5 empty] | LENGTH:L420 |  |  |  |  | Url Not Found |  |  |  | Production Completed
STP_008 | Data Enrichment | SFQ | OK | 2023-07-11 | 2023-07-13 | vne |  | 2023-07-20 |  | 192560 |  | 192560 | M | ZRSA | EN | 06 | [7 empty] | PC | 0 | 0 | KG | 0 | 0 | [5 empty] | PC |  | Z002 | [12 empty] | NOZZLE LAMELLA 4200 2H170839¦SUUTINLAMELLI 4200 2H170839 | NOZZLE LAMELLA 4200 2H170839¦NOZZLE LAMELLA 4200 2H170839 | MM_TYPE **4200 2H170839 |  | 060756 | 69039090 | Retorts, crucibles, mufflers, nozzles, plugs, supports, cupels, tubes, pipes, sheaths, rods, slide gates and other refractory ceramic goods (excl. those of siliceous fossil meals or of similar siliceous earths, articles of heading 6902, articles containing carbon, alumina or silica of subheading 6903.10.00 and 6903.90.10) |  | Cleansed | NOZZLE |  |  |  |  | NON-OEM | 2H170839 | 4200 |  | CONNECTION TYPE |  | SPRAY ANGLE |  | NOMINAL SIZE |  | ORIFICE SIZE | [5 empty] | LAMELLA |  |  |  |  | URL Not Found |  |  |  | Production Completed
STP_008 | Data Enrichment | SFQ | OK | 2023-07-11 | 2023-07-13 | vne |  | 2023-07-20 |  | 195343 |  | 195343 | M | ZRSA | EN | 06 | [7 empty] | PC | 0¦0¦0 | 0 | KG | 0¦0¦0 | 0 | [5 empty] | M3¦NM3¦PC |  | Z002 | [12 empty] | NOZZLE B3/8HH-9.5 FULLJET¦SUUTIN B3/8HH-9.5 FULLJET | NOZZLE B3/8HH-9.5 FULLJET¦NOZZLE B3/8HH-9.5 FULLJET | MM_TYPE **NOZZLE B3/8HH-9.5 FULLJET **MM_MANUFACTURER_NO **SSC-2064 **MM_MANUFACTURER **SSF SPRAYING SYSTEMS FINLAND |  | 061902 | 69039090 | Retorts, crucibles, mufflers, nozzles, plugs, supports, cupels, tubes, pipes, sheaths, rods, slide gates and other refractory ceramic goods (excl. those of siliceous fossil meals or of similar siliceous earths, articles of heading 6902, articles containing carbon, alumina or silica of subheading 6903.10.00 and 6903.90.10) |  | Cleansed | NOZZLE | SPRAY |  |  | SSF SPRAYING SYSTEMS | NON-OEM | B3/8HH-9.5 | SSC-2064 |  | ORIFICE SIZE |  | NOMINAL SIZE |  | END CONNECTION | [7 empty] | FULLJET |  |  |  |  | URL Not Found | https://datasheets.globalspec.com/ds/spraying-systems/b3-8hh-9-5/48e6fa70-98e3-43fe-8361-205fa79fc724 |  |  | Production Completed
STP_008 | Data Enrichment | SFU | OK | 2023-07-03 | 2023-07-12 | vne |  | 2023-07-20 |  | 158170 |  | 158170 | M | ZRSA | EN | 06 | [7 empty] | PC | 0 | 0 | KG | 0 | 0 | [5 empty] | PC |  | Z002 | [12 empty] | SPRINKLERISUUTIN ECK 15 141C | SPRINKLER NOZZLE ECK 15 141C |  |  | 061902 | 69032010 | Retorts, crucibles, mufflers, nozzles, plugs, supports, cupels, tubes, pipes, sheaths, rods and other refractory ceramic goods, containing, by weight, < 45% of alumina and > 50% of silica (excl. refractory bricks, blocks, tiles and similar refractory ceramic constructional goods) |  | CLEANSED | NOZZLE | SPRAY | SPRINKLER |  |  |  |  | ECK 15 141C |  | ORIFICE SIZE |  | NOMINAL SIZE |  | END CONNECTION | [7 empty] | TEMPERATURE:141DEG C |  |  |  |  | URL NOT FOUND |  |  |  | Production Completed
STP_008 | Data Enrichment | SFU | OK | 2023-07-03 | 2023-07-12 | vne |  | 2023-07-20 |  | 158171 |  | 158171 | M | ZRSA | EN | 06 | [7 empty] | PC | 0 | 0 | KG | 0 | 0 | [5 empty] | PC |  | Z002 | [12 empty] | SPRINKLERISUUTIN ECK 15 260C | SPRINKLER NOZZLE ECK 15 260C |  |  | 061902 | 69032010 | Retorts, crucibles, mufflers, nozzles, plugs, supports, cupels, tubes, pipes, sheaths, rods and other refractory ceramic goods, containing, by weight, < 45% of alumina and > 50% of silica (excl. refractory bricks, blocks, tiles and similar refractory ceramic constructional goods) |  | CLEANSED | NOZZLE | SPRAY | SPRINKLER |  |  |  |  | ECK 15 260C |  | ORIFICE SIZE |  | NOMINAL SIZE |  | END CONNECTION | [7 empty] | TEMPERATURE:260DEG C |  |  |  |  | URL NOT FOUND |  |  |  | Production Completed
STP_008 | Data Enrichment | SFU | OK | 2023-07-03 | 2023-07-12 | vne |  | 2023-07-20 |  | 158172 |  | 158172 | M | ZRSA | EN | 06 | [7 empty] | PC | 0 | 0 | KG | 0 | 0 | [5 empty] | PC |  | Z002 | [12 empty] | SPRINKLERISUUTIN ECK 15 68C | SPRINKLER NOZZLE ECK 15 68C |  |  | 061902 | 69032010 | Retorts, crucibles, mufflers, nozzles, plugs, supports, cupels, tubes, pipes, sheaths, rods and other refractory ceramic goods, containing, by weight, < 45% of alumina and > 50% of silica (excl. refractory bricks, blocks, tiles and similar refractory ceramic constructional goods) |  | CLEANSED | NOZZLE | SPRAY | SPRINKLER |  |  |  |  | ECK 15 68C |  | ORIFICE SIZE |  | NOMINAL SIZE |  | END CONNECTION | [7 empty] | TEMPERATURE:68DEG C |  |  |  |  | URL NOT FOUND |  |  |  | Production Completed
STP_008 | Data Enrichment | SFU | OK | 2023-07-03 | 2023-07-12 | vne |  | 2023-07-20 |  | 197274 |  | 197274 | M | ZRSA | EN | 06 | [7 empty] | PC | 0¦0¦0 | 0 | KG | 0¦0¦0 | 0 | [5 empty] | M3¦NM3¦PC |  | Z002 | [12 empty] | SPRINKLER NOZZLE HSW DN15 182C¦SPRINKLERISUUTIN HSW DN15 182C | SPRINKLER NOZZLE HSW DN15 182C¦SPRINKLER NOZZLE HSW DN15 182C | MM_FEATURE **SPRINKLER NOZZLE **MM_DIMENSION1_VALUE1 **182C **MM_MATERIAL **CHROME **MM_TYPE **HSW DN15 182°C **MM_TYPE2 **STANDARD |  | 061902 | 69032010 | Retorts, crucibles, mufflers, nozzles, plugs, supports, cupels, tubes, pipes, sheaths, rods and other refractory ceramic goods, containing, by weight, < 45% of alumina and > 50% of silica (excl. refractory bricks, blocks, tiles and similar refractory ceramic constructional goods) |  | CLEANSED | NOZZLE | SPRAY | SPRINKLER |  |  |  |  | HSW DN15 182°C |  | ORIFICE SIZE |  | NOMINAL SIZE | DN15 | END CONNECTION | [6 empty] | CHROME | TEMPERATURE:182DEG C,STANDARD |  |  |  |  | URL NOT FOUND |  |  |  | Production Completed
STP_008 | Data Enrichment | BHJ | OK | 2023-07-11 | 2023-07-12 | vne |  | 2023-07-20 |  | 407864 |  | 407864 | M | ZRSA | EN | 06 | [7 empty] | L | 0 | 0 | KG | 0 | 0 | [5 empty] | L |  | Z002 | [12 empty] | STAMP PAINT 64, WHITE¦LEIMASINVÄRI 64, VALKOINEN | STAMP PAINT 64, WHITE¦STAMP PAINT 64, WHITE | MM_PROPERTY **STAMP PAINT **MM_TYPE **STAMP COLOR 64, WHITE **MM_MANUFACTURER_NO **S301/64 |  | 062301 | 96034010 | Paint, distemper, varnish or similar brushes (excl. artists' and similar brushes of subheading 9603.30) |  | Cleansed | PAINT |  | STAMP |  |  |  | S301/64 |  |  | RAL COLOUR CODE | 64 | CONTAINER | [9 empty] | COLOR:WHITE |  |  |  |  | Url Not Found |  |  |  | Production Completed
STP_008 | Data Enrichment | BHJ | OK | 2023-07-11 | 2023-07-12 | vne |  | 2023-07-20 |  | 198898 |  | 198898 | M | ZRSA | EN | 06 | [7 empty] | PC | 0 | 0 | KG | 0 | 0 | [5 empty] | PC |  | Z002 | [12 empty] | CONTROL PANEL G120¦OHJAUSPANELI SINAMICS G120 | CONTROL PANEL G120 ¦ CONTROL PANEL SINAMICS G120 | MM_FEATURE **CONTROL PANEL **MM_TYPE **SINAMICS G120 INTELLIGENT> **MM_MANUFACTURER_NO **6SL3255-0AA00-4JA2 **MM_MANUFACTURER **SIEMENS **MM_TYPE2 **OPERATOR |  |  | 68080000 | Panels, boards, tiles, blocks and similar articles of vegetable fibre, of straw or of shavings, chips, particles, sawdust or other waste of wood, agglomerated with cement, plaster or other mineral binders (excl. articles of asbestos-cement, cellulose fibre-cement or the like) |  | Enriched | PANEL | CONTROL |  | IEC 60721-3-3 | SIEMENS | OEM | 6SL3255-0AA00-4JA2 | SINAMICS G120 INTELLIGENT |  | VOLTAGE RATING |  | CURRENT RATING |  | NUMBER OF PHASE | [7 empty] | FOR SINAMICS G120 | 4042948673836 |  |  |  | https://mall.industry.siemens.com/mall/en/WW/Catalog/Product/6SL3255-0AA00-4JA2 | https://docs.rs-online.com/f62b/0900766b817342f7.pdf |  |  | Production Completed
STP_008 | Data Enrichment | BHJ | OK | 2023-07-11 | 2023-07-12 | vne |  | 2023-07-20 |  | 407440 |  | 407440 | M | ZRSA | EN | 06 | [7 empty] | PC | 0¦0¦0 | 0 | KG | 0¦0¦0 | 0 | [5 empty] | M3¦NM3¦PC |  | Z002 | [12 empty] | PANEL 6AV2123-2GA03-0AX0¦PANEELI 6AV2123-2GA03-0AX0 | PANEL 6AV2123-2GA03-0AX0¦PANEL 6AV2123-2GA03-0AX0 | MM_FEATURE **PANEL **MM_MEASUREMENT1_VALUE1 **SIMATIC HMI **MM_TYPE **6AV2123-2GA03-0AX0 **MM_MEASUREMENT2_VALUE2 **KTP700 **MM_MEASUREMENT3_VALUE3 **BASIC DP **MM_MANUFACTURER_NO **6AV2123-2GA03-0AX0 **MM_MANUFACTURER **SIEMENS |  |  | 68080000 | Panels, boards, tiles, blocks and similar articles of vegetable fibre, of straw or of shavings, chips, particles, sawdust or other waste of wood, agglomerated with cement, plaster or other mineral binders (excl. articles of asbestos-cement, cellulose fibre-cement or the like) |  | Enriched | PANEL | ELECTRICAL | BASIC |  | SIEMENS | OEM | 6AV2123-2GA03-0AX0 | SIMATIC HMI KTP700 |  | VOLTAGE RATING | 24VDC | CURRENT RATING | 230MA | NUMBER OF PHASE | [12 empty] | https://mall.industry.siemens.com/mall/en/ww/Catalog/Product/6AV2123-2GA03-0AX0 | https://docs.rs-online.com/3a81/0900766b813c29b5.pdf |  |  | Production Completed
STP_008 | Data Enrichment | CIR | OK | 11/7/2023 | 13/7/2023 | vne |  | 2023-07-20 |  | 187321 |  | 187321 | M | ZRSA | EN | 06 | [7 empty] | PC | 0 | 0 | KG | 0 | 0 | [5 empty] | PC |  | Z002 | [12 empty] | OHJAUSPANELI SINAMICS BOP-2 | CONTROL PANEL SINAMICS BOP-2 | MM_TYPE **BOP-2 **MM_LISAT_1 **6A001 **MM_MANUFACTURER_NO **6SL3255-0AA00-4CA1 **MM_MANUFACTURER **SIEMENS **MM_LISAT_2 **12 |  | 061301 | 68080000 | Panels, boards, tiles, blocks and similar articles of vegetable fibre, of straw or of shavings, chips, particles, sawdust or other waste of wood, agglomerated with cement, plaster or other mineral binders (excl. articles of asbestos-cement, cellulose fibre-cement or the like) |  | ENRICHED | PANEL | CONTROL | OPERATOR |  | SIEMENS | OEM | 6SL3255-0AA00-4CA1 | BOP-2 |  | VOLTAGE RATING |  | CURRENT RATING |  | NUMBER OF PHASE | [7 empty] | BRAND:SINAMICS,DISPLAY:LCD, MONOCHROME | 4019169459044 |  |  |  | https://mall.industry.siemens.com/mall/en/ww/Catalog/Product/6SL3255-0AA00-4CA1 |  |  |  | Production Completed
STP_008 | Data Enrichment | RMZ | OK | 2023-07-11 | 2023-07-12 | vne |  | 2023-07-20 |  | 408041 |  | 408041 | M | ZRSA | EN | 06 | [7 empty] | PC | 0¦0¦0 | 0 | KG | 0¦0¦0 | 0 | [5 empty] | M3¦NM3¦PC |  | Z002 | [12 empty] | GAUGE PANEL BF338351¦MITTARITAULU BF338351 | GAUGE PANEL BF338351¦GAUGE PANEL BF338351 | MM_PROPERTY **GAUGE PANEL **MM_MANUFACTURER_NO **BF338351 **MM_MANUFACTURER **PMC HYDRAULICS |  |  | 90262080 | Instruments and apparatus for measuring or checking pressure of liquids or gases, non-electronic (excl. spiral or metal diaphragm type pressure gauges, and regulators) |  | Cleansed | PANEL | CONTROL | GAUGE |  | PMC HYDRAULICS | OEM | BF338351 |  |  | VOLTAGE RATING |  | CURRENT RATING |  | NUMBER OF PHASE | [12 empty] | Url Not Found |  |  |  | Production Completed
STP_008 | Data Enrichment | NEN | OK | 10-07-2023 | 12-07-2023 | vne |  | 2023-07-20 |  | 178139 |  | 178139 | M | ZRSA | EN | 06 | [7 empty] | PC | 0 | 0 | KG | 0 | 0 | [5 empty] | PC |  | Z002 | [12 empty] | LOGO 12/24RC 6ED1052-1MD00-0BA5 | LOGO 12/24RC 6ED1052-1MD00-0BA5 | MM_MEASUREMENT1_VALUE1 **8 DI (2AI)/4 DO **MM_TYPE **6ED1052-1MD00-0BA5LOGO 12/24RC **MM_MEASUREMENT2_VALUE2 **12/24 V DC **MM_MANUFACTURER_NO **6ED1052-1MD00-0BA5 **MM_MANUFACTURER **SIEMENS |  | 071301 |  | #N/A |  |  | PLC |  |  |  | SIEMENS | OEM | 6ED1052-1MD00-0BA5LOGO 12/24RC |  |  | MODULE TYPE | [11 empty] | BRAND:LOGO,8 DI (2AI)/4 DO,VOLTAGE RATING:12/24VDC |  |  |  |  | https://mall.industry.siemens.com/mall/en/uk/Catalog/Product/6ED10521MD000BA5 |  |  |  | Production Completed
STP_008 | Data Enrichment | SMX | OK | 2023-07-06 | 2023-07-10 | vne |  | 2023-07-20 |  | 189478 |  | 189478 | M | ZRSA | EN | 06 | [7 empty] | PC | 0 | 0 | KG | 0 | 0 | [5 empty] | PC |  | Z002 | [12 empty] | ETHERNET-KORTTI 6GK7443-1EX30-0XE0 | ETHERNET CARD 6GK7443-1EX30-0XE0 | MM_FEATURE **ETHERNET CARD **MM_TYPE **6GK7443-1EX30-0XE0 **MM_MANUFACTURER_NO **6GK7443-1EX30-0XE0 **MM_MANUFACTURER **SIEMENS **MM_LISAT_2 **RAUTE NO. 2014074 |  | 061301 | 85423111 | Electronic multi-component integrated circuits "MCOs" as processors and controllers as specified in note 12 (b) (4) to chapter 85, whether or not combined with memories, converters, logic circuits, amplifiers, clock and timing circuits, or other circuits |  | Enriched | PROCESSOR |  | COMMUNICATION |  | SIEMENS | OEM | 6GK7443-1EX30-0XE0 |  |  | MEMORY |  | PROCESSOR SPEED |  | INTERFACE TYPE | RJ45 ETHERNET CARD | [6 empty] | ALTERNATE MFR:RAUTE,ALTERNATE MPN:2014074 |  |  |  |  | https://docs.rs-online.com/826d/A700000006610492.pdf |  |  |  | Production Completed
STP_008 | Data Enrichment | CIR | OK | 4/7/2023 | 11/7/2023 | vne |  | 2023-07-20 |  | 142436 |  | 142436 | M | ZRSA | EN | 06 | [7 empty] | PC | 0 | 0 | KG | 0 | 0 | [5 empty] | PC |  | Z002 | [12 empty] | SOVELLUSPROSESSORI + PROFIBUS DP UD73 | APPLICATION PROCESSOR + PROFIBUS DP UD73 | MM_PROPERTY **NO LONGER AVAILABLE (7.2.11) |  | 061205 |  | #N/A |  | CLEANSED | PROCESSOR |  | APPLICATION | [6 empty] | MEMORY |  | PROCESSOR SPEED |  | INTERFACE TYPE | [7 empty] | PROFIBUS DP UD73,NO LONGER AVAILABLE (7.2.11) |  |  |  |  | URL Not Found |  |  |  | Production Completed
STP_008 | Data Enrichment | BHJ | OK | 2023-07-11 | 2023-07-12 | vne |  | 2023-07-20 |  | 198032 |  | 198032 | M | ZRSA | EN | 06 | [7 empty] | PC | 0¦0¦0 | 0 | KG | 0¦0¦0 | 0 | [5 empty] | M3¦NM3¦PC |  | Z002 | [12 empty] | CENTRIFUGAL PUMP CTWH 80-160/11/165 U2>¦TSENTRIFUGAALPUMP CTWH 80-160/11/165 U2>¦KESKIPAKOPUMPPU CTWH 80-160/11/165 U2> | CENTRIFUGAL PUMP CTWH 80-160/11/165 U2>¦CENTRIFUGAL PUMP CTWH 80-160/11/165 U2>¦CENTRIFUGAL PUMP CTWH 80-160/11/165 U2> | MM_FEATURE **CENTRIFUGAL PUMP **MM_TYPE **CTWH 80-160/11/165 U2.11A-S1-> **MM_MANUFACTURER_NO **AWCTWH06 **MM_MANUFACTURER **ALLWEILER **MM_TYPE2 **W141 |  | 060490 | 84138100 | Pumps for liquids, power-driven (excl. those of subheading 8413.11 and 8413.19, fuel, lubricating or cooling medium pumps for internal combustion piston engine, concrete pumps, general reciprocating or rotary positive displacement pumps and centrifugal pumps of all kinds) |  | Enriched | PUMP | CENTRIFUGAL | VOLUTE CASING | DIN EN 22858,ISO 2858 | ALLWEILER OY | OEM | AWCTWH06 | CTWH 80-160/11/165 U2.11A-S1 | W141 | VOLUME FLOW | 1450M3/H | HEAD | 100M | ROTATION SPEED |  | POWER DEMAND |  | SIZE | [8 empty] | https://www.allweiler.de/16028/16541/Products/Brand-Names/ALLHEAT/Product-Catalog/Centrifugal-Pumps/with-shaft-seal/Base-plate-design/ALLHEAT-CTWH/Product/awr_index_2017.aspx | https://vecgroup.com/assets/pdf/%D0%A6%D0%B5%D0%BD%D1%82%D1%80%D0%BE%D0%B1%D0%B5%D0%B6%D0%BD%D1%8B%D0%B5%20%D0%BD%D0%B0%D1%81%D0%BE%D1%81%D1%8B%20Allweiler%20%D1%81%D0%B5%D1%80%D0%B8%D0%B8%20ALLHEAT%20NTWH.pdf |  |  | Production Completed
STP_008 | Data Enrichment | BHJ | OK | 2023-07-11 | 2023-07-12 | vne |  | 2023-07-20 |  | 198068 |  | 198068 | M | ZRSA | EN | 06 | [7 empty] | PC | 0¦0¦0 | 0 | KG | 0¦0¦0 | 0 | [5 empty] | M3¦NM3¦PC |  | Z002 | [12 empty] | CENTRIFUGAL PUMP S 50 G31T+F¦KESKIPAKOPUMPPU S 50 G31T+F | CENTRIFUGAL PUMP S 50 G31T+F¦CENTRIFUGAL PUMP S 50 G31T+F | MM_FEATURE **CENTRIFUGAL PUMP **MM_TYPE **S 50 G31T+F **MM_MEASUREMENT4_VALUE4 **2.2KW **MM_MEASUREMENT3_VALUE3 **2900RPM **MM_MANUFACTURER_NO **S 50 G31T+F **MM_MANUFACTURER **VICTOR PUMPS |  | 060490 | 84138100 | Pumps for liquids, power-driven (excl. those of subheading 8413.11 and 8413.19, fuel, lubricating or cooling medium pumps for internal combustion piston engine, concrete pumps, general reciprocating or rotary positive displacement pumps and centrifugal pumps of all kinds) |  | Cleansed | PUMP | CENTRIFUGAL |  |  | VICTOR PUMPS SRL | OEM | S 50 G31T+F |  |  | VOLUME FLOW |  | HEAD |  | ROTATION SPEED | 2900RPM | POWER DEMAND | 2,2KW | SIZE | [8 empty] | Url Not Found |  |  |  | Production Completed
STP_008 | Data Enrichment | BHJ | OK | 2023-07-11 | 2023-07-12 | vne |  | 2023-07-20 |  | 198477 |  | 198477 | M | ZRSA | EN | 06 | [7 empty] | PC | 0¦0¦0 | 0 | KG | 0¦0¦0 | 0 | [5 empty] | M3¦NM3¦PC |  | Z002 | [12 empty] | HEAT PUMP THAEY 105 ASP0,RPB,RCC¦LÄMPÖPUMPPU THAEY 105 ASP0,RPB,RCC | HEAT PUMP THAEY 105 ASP0,RPB,RCC¦HEAT PUMP THAEY 105 ASP0,RPB,RCC | MM_FEATURE **HEAT PUMP **MM_TYPE **THAEY 105 ASP0,RPB,RCC **MM_MANUFACTURER_NO **THAEY 105 ASP0,RPB,RCC **MM_MANUFACTURER **RHOSS |  |  | 84138100 | Pumps for liquids, power-driven (excl. those of subheading 8413.11 and 8413.19, fuel, lubricating or cooling medium pumps for internal combustion piston engine, concrete pumps, general reciprocating or rotary positive displacement pumps and centrifugal pumps of all kinds) |  | Cleansed | PUMP |  | HEAT |  | RHOSS S.P.A. | OEM | THAEY 105 ASP0,RPB,RCC |  |  | HEAD RANGE |  | FLOW RATING |  | INLET SIZE |  | OUTLET SIZE |  | DISCHARGE PRESSURE | [8 empty] | Url Not Found |  |  |  | Production Completed
STP_008 | Data Enrichment | BHJ | OK | 2023-07-11 | 2023-07-13 | vne |  | 2023-07-20 |  | 198404 |  | 198404 | M | ZRSA | EN | 06 | [7 empty] | PC | 0¦0¦0 | 0 | KG | 0¦0¦0 | 0 | [5 empty] | M3¦NM3¦PC |  | Z002 | [10 empty] | KS67501 SA/30307¦KS67501 SA/30307 |  | HYDRAULIC PUMP PVQ40AR01AB10G2100000200>¦HYDRAULIPUMPPU PVQ40AR01AB10G2100000200> | HYDRAULIC PUMP PVQ40AR01AB10G2100000200>¦HYDRAULIC PUMP PVQ40AR01AB10G2100000200> | MM_FEATURE **HYDRAULIC PUMP **MM_MEASUREMENT1_VALUE1 **41CM3/R **MM_TYPE **PVQ40AR01AB10G2100000200> **MM_LISAT_1 **KS67501 **MM_MEASUREMENT2_VALUE2 **1800RPM **MM_MEASUREMENT3_VALUE3 **0.35BAR **MM_MANUFACTURER_NO **02-341 948 ** MM_MANUFACTURER **VICKERS **MM_LISAT_2 **SA/30307 **MM_TYYPPI2 **100CD0A |  | 061490 | 84135061 | Hydraulic fluid power piston pumps (excl. hydraulic units) |  | Enriched | PUMP | HYDRAULIC | PISTON |  |  |  | 02-341948 | PVQ40AR01AB10G2100000200 100CD0A |  | DISPLACEMENT | 41CM3/R | MAXIMUM ROTATION SPEED | 1800RPM | MAX PRESSURE / MAX. INTERMITTENT PRESSURE | 0,35BAR | INLET SIZE |  | OUTLET SIZE |  |  |  | BRAND:VICKERS,KS67501 SA/30307 |  |  |  |  | https://www.eatonpowersource.com/products/configure/pumps/details/02-341948 |  |  |  | Production Completed
STP_008 | Data Enrichment | BHJ | OK | 2023-07-11 | 2023-07-13 | vne |  | 2023-07-20 |  | 198405 |  | 198405 | M | ZRSA | EN | 06 | [7 empty] | PC | 0¦0¦0 | 0 | KG | 0¦0¦0 | 0 | [5 empty] | M3¦NM3¦PC |  | Z002 | [10 empty] | Immersion length 1000mm¦Shaft 800mm, lifting tube attach. 1 1/4IN¦Mounting plate 255X255mm¦Upotussyvyys 1000mm¦Akseli 800mm, nousuputki kiinn. 1 1/4IN¦Asennuslevy 255X255mm |  | SEWAGE PUMP HVVU 4/3 II¦JÄTEVESIPUMPPU HVVU 4/3 II | SEWAGE PUMP HVVU 4/3 II¦SEWAGE PUMP HVVU 4/3 II | MM_FEATURE **SEWAGE PUMP **MM_DIMENSION1_VALUE1 **430X4 L/MIN X MVP **MM_MATERIAL **3.1 **MM_TYPE **HVVU 4/3 II **MM_DIMENSION4_VALUE4 **2.2KW **MM_DIMENSION2_VALUE2 **16 MVP **MM_DIMENSION3_VALUE3 **3000RPM **MM_MANUFACTURER_NO **HVVU 4/3 II **MM_MANUFACTURER **MAMEC **MM_MEASUREMENT5_VALUE5 **400V 50HZ |  |  | 84135069 | Piston pumps, power-driven (excl. pumps of subheading 8413.11 and 8413.19, fuel, lubricating or cooling medium pumps for internal combustion piston engine, concrete pumps, hydraulic pumps, incl. hydraulic units, and dosing pumps) |  | Enriched | PUMP |  | SEWAGE |  | MAMEC OY | OEM | HVVU 4/3 II |  |  | HEAD RANGE | 16MVP | FLOW RATING | 430L/MIN AT 4MVP | INLET SIZE | 1 1/4IN | OUTLET SIZE | 1 1/4IN | DISCHARGE PRESSURE |  |  | STEEL | 3,1,POWER RATING:2,2KW,SPEED RATING:3000RPM,VOLTAGE RATING:400VAC,FREQUENCY RATING:50HZ |  |  |  |  | https://www.mamec.fi/wp-content/uploads/2019/03/Mamec_Product-catalogue.pdf |  |  |  | Production Completed
STP_008 | Data Enrichment | BHJ | OK | 2023-07-11 | 2023-07-13 | vne |  | 2023-07-20 |  | 199119 |  | 199119 | M | ZRSA | EN | 06 | [7 empty] | PC | 0 | 0 | KG | 0 | 0 | [5 empty] | PC |  | Z002 | [12 empty] | GLUE PUMP NM021BY02S12B¦LIIMIPUMP NM021BY02S12B¦LIIMAPUMPPU NM021BY02S12B | GLUE PUMP NM021BY02S12B¦GLUE PUMP NM021BY02S12B¦GLUE PUMP NM021BY02S12B | MM_PROPERTY **PUMP **MM_MEASUREMENT1_VALUE1 **ACID RESISTANT **MM_TYPE **HARDENER **MM_MANUFACTURER_NO **NM021BY02S12B **MM_MANUFACTURER **NETZ **MM_TYPE2 **D8432222 |  |  | 84135069 | Piston pumps, power-driven (excl. pumps of subheading 8413.11 and 8413.19, fuel, lubricating or cooling medium pumps for internal combustion piston engine, concrete pumps, hydraulic pumps, incl. hydraulic units, and dosing pumps) |  | Enriched | PUMP |  | PROGRESSIVE CAVITY GLUE |  | NETZSCH GLOBAL | OEM | NM021BY02S12B |  |  | HEAD RANGE |  | FLOW RATING |  | INLET SIZE | 1 1/4IN | OUTLET SIZE | 1 1/4IN | DISCHARGE PRESSURE |  |  | 316 STAINLESS STEEL+BUNA+VITON STATOR | ALTERNATE MPN:D8432222,ACID RESISTANT,HARDENER |  |  |  |  | https://burtprocess.com/netzsch-nm021by02s12b-nemo-progressing-cavity-pump | https://he.aliexpress.com/i/1005005065815441.html?gatewayAdapt=glo2isr |  |  | Production Completed
STP_008 | Data Enrichment | BHJ | OK | 2023-07-11 | 2023-07-13 | vne |  | 2023-07-20 |  | 406889 |  | 406889 | M | ZRSA | EN | 06 | [7 empty] | PC | 0¦0¦0 | 0 | KG | 0¦0¦0 | 0 | [5 empty] | M3¦NM3¦PC |  | Z002 | [12 empty] | HYDRAULIC PUMP PARKER P2145L¦HYDR. PUMPPU PARKER P2145L | HYDRAULIC PUMP PARKER P2145L¦HYDR. PUMP PARKER P2145L | MM_FEATURE **HYDRAULIC PUMP **MM_DIMENSION1_VALUE1 **145CM3 **MM_TYPE **P2145L00D1D25LA20N00S1A1U **MM_DIMENSION2_VALUE2 **320 BAR. **MM_MANUFACTURER **PARKER |  | 061490 | 84135061 | Hydraulic fluid power piston pumps (excl. hydraulic units) |  | Enriched | PUMP | HYDRAULIC | PISTON |  | PARKER HANNIFIN CORP | OEM | P2145L00D1D25LA20N00S1A1U |  |  | DISPLACEMENT | 145CM3/R | MAXIMUM ROTATION SPEED | 2200RPM | MAX PRESSURE / MAX. INTERMITTENT PRESSURE | 320BAR | INLET SIZE |  | OUTLET SIZE | [8 empty] | https://www.parker.com/content/dam/Parker-com/Literature/Hydraulic-Pump-Division/P2_P3-Files/P2-P3-Series-Piston-Pumps-HY28-1559-01-PT.pdf |  |  |  | Production Completed
STP_008 | Data Enrichment | CIR | OK | 4/7/2023 | 10/7/2023 | vne |  | 2023-07-20 |  | 143516 |  | 143516 | M | ZRSA | EN | 06 | [7 empty] | PC | 0 | 0 | KG | 0 | 0 | [5 empty] | PC |  | Z002 | [12 empty] | PUMPPUYKSIKKÖ EGS-3 V=3L 5G/MIN | PUMP UNIT EGS-3 V=3L 5G/MIN | MM_PROPERTY **INC. RESET VENT. ELECTRICAL **MM_TYPE **EGS-3 **MM_DIMENSION2_VALUE2 **V=3 L **MM_DIMENSION3_VALUE3 **5 GRAMS/MIN. **MM_MANUFACTURER **SAFEMATIC OY |  | 060751 | 84137035 | Pumps, power-driven, with a discharge outlet diameter <= 15 mm (excl. pumps of subheading 8413.11 and 8413.19, fuel, lubricating or cooling medium pumps for internal combustion piston engine and submersible pumps) |  | CLEANSED | PUMP |  |  |  | SAFEMATIC | NON-OEM |  | EGS-3 |  | HEAD RANGE |  | FLOW RATING |  | INLET SIZE |  | OUTLET SIZE |  | DISCHARGE PRESSURE |  |  |  | INCLUDES RESET VENT ELECTRICAL,V=3L 5G/MIN |  |  |  |  | URL NOT Found |  |  |  | Production Completed
STP_008 | Data Enrichment | NGB | OK | 2023-07-10 | 2023-07-13 | vne |  | 2023-07-20 |  | 165723 |  | 165723 | M | ZRSA | EN | 06 | [7 empty] | PC | 0 | 0 | 0 | 0 | 0 | [5 empty] | PC |  | Z002 | [12 empty] | HYDRAULIPUMPPU PVH57QIC-KÄYTÄ 138694¦HYDR.PUMPPU PVH57QIC-KÄYTÄ 138694 | HYDRAULIC PUMP PVH57QIC-USE 138694¦HYDRAULIC PUMP PVH57QIC-USE 138694 |  |  | 061490 | 84135020 | Reciprocating positive displacement hydraulic units, with pumps |  | Enriched | PUMP | HYDRAULIC | PISTON |  |  |  | 138694 | PVH57QIC |  | DISPLACEMENT | 57,4 CM3/R | MAXIMUM ROTATION SPEED |  | MAX PRESSURE / MAX. INTERMITTENT PRESSURE |  | INLET SIZE |  | OUTLET SIZE | [8 empty] | https://www.numeralkod.com/cross/archivemanuals/eaton-vickers-charlynn/pvh%20piston%20pumps.pdf |  |  |  | Production Completed
STP_008 | Data Enrichment | NGB | OK | 2023-07-10 | 2023-07-13 | vne |  | 2023-07-20 |  | 165613 |  | 165613 | M | ZRSA | EN | 06 | [7 empty] | PC | 0 | 0 | KG | 0 | 0 | [5 empty] | PC |  | Z002 | [12 empty] | MÄNTÄPUMPPU 236-455 GRACO | PISTON PUMP 236-455 GRACO | MM_TYPE **236-455 **MM_MANUFACTURER **GRACO |  | 060761 | 84135069 | Piston pumps, power-driven (excl. pumps of subheading 8413.11 and 8413.19, fuel, lubricating or cooling medium pumps for internal combustion piston engine, concrete pumps, hydraulic pumps, incl. hydraulic units, and dosing pumps) |  | Enriched | PUMP |  | PISTON |  | GRACO | NON-OEM | 236-455 |  |  | HEAD RANGE |  | FLOW RATING |  | INLET SIZE |  | OUTLET SIZE |  | DISCHARGE PRESSURE |  |  | CARBON STEEL | [5 empty] | http://coequipo.com/archivos/cgraco/Bulldog%20331%20Air-Powered%20Pump.PDF |  |  |  | Production Completed
STP_008 | Data Enrichment | RMZ | OK | 2023-07-11 | 2023-07-13 | vne |  | 2023-07-20 |  | 407924 |  | 407924 | M | ZRSA | EN | 06 | [7 empty] | PC | 0 | 40 | KG | 0 | 0 | [5 empty] | PC |  | Z002 | [12 empty] | OIL-FREE PUMP EVE-TR 40 AC3 F¦ÕLIVABA PUMP EVE-TR 40 AC3 F¦ÖLJYTÖN PUMPPU EVE-TR 40 AC3 F | OIL-FREE PUMP EVE-TR 40 AC3 F¦ÕLIVABA PUMP EVE-TR 40 AC3 F¦OIL-FREE PUMP EVE-TR 40 AC3 F | MM_FEATURE **PUMP **MM_MEASUREMENT1_VALUE1 **40/48M3/H **MM_TYPE **10.03.01.00148 **MM_MEASUREMENT4_VALUE4 **1.25/1.5KW **MM_MEASUREMENT2_VALUE2 **50/60HZ **MM_MEASUREMENT3_VALUE3 **60HZ 190- 290V/330-500V AC3 **MM_MANUFACTURER_NO **EVE-TR 40 AC3 F **MM_MANUFACTURER **SCHMALZ |  |  | 84141015 | Vacuum pumps of a kind used for the manufacture of semiconductors or solely or principally used for the manufacture of flat panel displays |  | Enriched | PUMP | VACUUM | OIL FREE DRY RUNNING |  | SCHMALZ | OEM | 10.03.01.00148 | EVE-TR 40 AC3 F |  | INLET SIZE | G1 1/4IN | OUTLET SIZE | G3/4IN | POWER RATING | 1,25/1,5KW | [6 empty] | SUCTION RATE:40/48M3/HR,ELECTRICAL RATING:190-290V/330-500VAC3,50/60HZ |  |  |  |  | https://www.schmalz.com/en-in/vacuum-technology-for-automation/vacuum-components/vacuum-generators/vacuum-pumps/dry-running-vacuum-pumps-eve-tr-308333/10.03.01.00148/ |  |  |  | Production Completed
STP_008 | Data Enrichment | RMZ | OK | 2023-07-11 | 2023-07-13 | vne |  | 2023-07-20 |  | 407937 |  | 407937 | M | ZRSA | EN | 06 | [7 empty] | PC | 0¦0¦0 | 0 | KG | 0¦0¦0 | 0 | [5 empty] | M3¦NM3¦PC |  | Z002 | [12 empty] | PUMP PLP20.16D0-82E2-LEB/EAEL >¦PUMPPU PLP20.16D0-82E2-LEB/EA> | PUMP PLP20.16D0-82E2-LEB/EAEL >¦PUMP PLP20.16D0-82E2-LEB/EA> | MM_PROPERTY **PUMP **MM_MANUFACTURER_NO **PLP20.16D0-82E2-LEB/EAELFS **MM_MANUFACTURER **CASAPPA |  |  | 84136031 | Hydraulic fluid power gear pumps (excl. hydraulic units) |  | Enriched | PUMP | GEAR | SINGLE ROTATION |  | CASAPPA S.P.A | OEM | PLP20.16D0-82E2-LEB/EAELFS |  |  | HEAD RANGE |  | POWER RATING |  | FLOW RATING |  | INLET SIZE | 104,5 | OUTLET SIZE | 87 | [7 empty] | https://www.casappa.com/c/downloads/download/71/ |  |  |  | Production Completed
STP_008 | Data Enrichment | RMZ | OK | 2023-07-11 | 2023-07-13 | vne |  | 2023-07-20 |  | 407942 |  | 407942 | M | ZRSA | EN | 06 | [7 empty] | PC | 0¦0¦0 | 0 | KG | 0¦0¦0 | 0 | [5 empty] | M3¦NM3¦PC |  | Z002 | [12 empty] | VANE PUMP 45VTCS42A-2203AA22R¦KESKIPAKOPUMPPU 45VTCS42A-220> | VANE PUMP 45VTCS42A-2203AA22R¦CENTRAL EXHAUST PUMP 45VTCS42A-220> | MM_PROPERTY **VANE PUMP **MM_MANUFACTURER_NO **45VTCS42A-2203AA22R **MM_MANUFACTURER **EATON |  |  | 84141025 | Rotary piston vacuum pumps, sliding vane rotary pumps, molecular drag pumps and Roots pumps (excl. pumps used in semiconductor or flat panel display production) |  | Enriched | PUMP | VANE | THRU DRIVE CENTRAL EXHAUST | SAE (ISO 3019/1), ISO 3019/1 (SAE J744) | EATON | OEM | 45VTCS42A-2203AA22R |  |  | FLOW RATING |  | INLET SIZE | 88,9 | OUTLET SIZE | 38,1 | SUCTION PRESSURE |  | DISCHARGE PRESSURE | [8 empty] | https://www.eaton.com/content/dam/eaton/hydraulics/pumps/pumps-documents/eaton-v-series-low-noise-vickers-vane-pumps-catalog-560-en-us.pdf |  |  |  | Production Completed
STP_008 | Data Enrichment | RMZ | OK | 2023-07-11 | 2023-07-13 | vne |  | 2023-07-20 |  | 407943 |  | 407943 | M | ZRSA | EN | 06 | [7 empty] | PC | 0¦0¦0 | 0 | KG | 0¦0¦0 | 0 | [5 empty] | M3¦NM3¦PC |  | Z002 | [12 empty] | VANE PUMP 45V42A-11A22R¦KESKIPAKOPUMPPU 45V42A-11A22R | VANE PUMP 45V42A-11A22R¦CENTRAL EXHAUST PUMP 45V42A-11A22R | MM_PROPERTY **VANE PUMP **MM_MANUFACTURER_NO **45V42A-11A22R **MM_MANUFACTURER **EATON |  |  | 84141025 | Rotary piston vacuum pumps, sliding vane rotary pumps, molecular drag pumps and Roots pumps (excl. pumps used in semiconductor or flat panel display production) |  | Enriched | PUMP | VANE | SINGLE CENTRAL EXHAUST |  | EATON | OEM | 45V42A-11A22R |  |  | FLOW RATING |  | INLET SIZE | 76,2 | OUTLET SIZE | 38,1 | SUCTION PRESSURE |  | DISCHARGE PRESSURE | [8 empty] | https://www.eaton.com/content/dam/eaton/hydraulics/pumps/pumps-documents/eaton-v-series-low-noise-vickers-vane-pumps-catalog-560-en-us.pdf |  |  |  | Production Completed
STP_008 | Data Enrichment | RMZ | OK | 2023-07-11 | 2023-07-12 | vne |  | 2023-07-20 |  | 408315 |  | 408315 | M | ZRSA | EN | 06 | [7 empty] | PC | 0 | 14.5 | KG | 0 | 0 | [5 empty] | PC |  | Z002 | [12 empty] | HYDRAULIC PUMP 25VQ14A-1A-20¦HYDRAULIPUMPPU 25VQ14A-1A-20 | HYDRAULIC PUMP 25VQ14A-1A-20¦HYDRAULIC PUMP 25VQ14A-1A-20 | MM_FEATURE **HYDRAULIC PUMP **MM_MEASUREMENT1_VALUE1 **45.4CM3/R **MM_TYPE **25VQ14A-1A-20 **MM_MEASUREMENT2_VALUE2 **1200RPM **MM_MEASUREMENT3_VALUE3 **MAX 210BAR **MM_MANUFACTURER_NO **417993-1 **MM_MANUFACTURER * *VICKERS |  | 061490 | 84136080 | Rotary positive displacement pumps, power-driven (excl. pumps of subheading 8413.11 and 8413.19, fuel, lubricating or cooling medium pumps for internal combustion piston engine, concrete pumps, gear pumps, vane pumps, screw pumps and hydraulic units) |  | Enriched | PUMP | HYDRAULIC | HIGH SPEED HIGH PRESSURE |  |  |  | 417993-1 | 25VQ14A-1A-20 |  | DISPLACEMENT | 45,4CM3/R | MAXIMUM ROTATION SPEED | 2700RPM | MAX PRESSURE / MAX. INTERMITTENT PRESSURE | 210BAR | INLET SIZE | 38,1 | OUTLET SIZE | 25,4 |  |  | BRAND:VICKERS |  |  |  |  | https://www.eaton.com/content/dam/eaton/hydraulics/motors-generators/high-speed/eaton-vicker-vane-pump-motor-design-guide-master-catalog-mobile-equipment-353-en-us.pdf |  |  |  | Production Completed
STP_008 | Data Enrichment | RMZ | OK | 2023-07-11 | 2023-07-12 | vne |  | 2023-07-20 |  | 411367 |  | 411367 | M | ZRSA | EN | 06 | [7 empty] | PC | 0¦0¦0 | 0 | KG | 0¦0¦0 | 0 | [5 empty] | M3¦NM3¦PC |  | Z002 | [12 empty] | HYDRAULIC PUMP AA10VSO100DFR1/31R-VPA1>¦HYDRAULIPUMPPU AA10VSO100DFR1/31R-VPA1> | HYDRAULIC PUMP AA10VSO100DFR1/31R-VPA1>¦HYDRAULIC PUMP AA10VSO100DFR1/31R-VPA1> | MM_FEATURE **HYDRAULIC PUMP **MM_TYPE **AA10VSO100DFR1/31R-VPA12N00 **MM_MANUFACTURER_NO **BR910920847 **MM_MANUFACTURER **REXROTH |  | 061490 | 84135061 | Hydraulic fluid power piston pumps (excl. hydraulic units) |  | Enriched | PUMP | HYDRAULIC | AXIAL PISTON VARIABLE |  | BOSCH REXROTH B.V. | OEM | BR910920847 | AA10VSO100DFR1/31R-VPA12N00 |  | DISPLACEMENT | 100CM3/R | MAXIMUM ROTATION SPEED | 2300RPM | MAX PRESSURE / MAX. INTERMITTENT PRESSURE | 350BAR | INLET SIZE | 2 1/2IN | OUTLET SIZE | 1 1/4IN | [7 empty] | https://airlinemedia.airlinehyd.com/Literature/Manufacturer_Catalogs/Bosch%20Rexroth/Axial_Piston_Variable_Pump_A10VSO_RA-92711_2009-07.pdf |  |  |  | Production Completed
STP_008 | Data Enrichment | RMZ | OK | 2023-07-11 | 2023-07-12 | vne |  | 2023-07-20 |  | 411368 |  | 411368 | M | ZRSA | EN | 06 | [7 empty] | PC | 0¦0¦0 | 0 | KG | 0¦0¦0 | 0 | [5 empty] | M3¦NM3¦PC |  | Z002 | [12 empty] | HYDRAULIC PUMP AA10VSO45DFR1/31R-VPA12>¦HYDRAULIPUMPPU AA10VSO45DFR1/31R-VPA12> | HYDRAULIC PUMP AA10VSO45DFR1/31R-VPA12>¦HYDRAULIC PUMP AA10VSO45DFR1/31R-VPA12> | MM_FEATURE **HYDRAULIC PUMP **MM_TYPE **AA10VSO100DFR1/31R-VPA12N00 **MM_MANUFACTURER_NO **BR910967365 **MM_MANUFACTURER **REXROTH |  | 061490 | 84135061 | Hydraulic fluid power piston pumps (excl. hydraulic units) |  | Enriched | PUMP | HYDRAULIC | AXIAL PISTON VARIABLE |  | BOSCH REXROTH B.V. | OEM | BR910967365 | AA10VSO100DFR1/31R-VPA12N00 |  | DISPLACEMENT | 100CM3/R | MAXIMUM ROTATION SPEED | 2300RPM | MAX PRESSURE / MAX. INTERMITTENT PRESSURE | 350BAR | INLET SIZE | 2 1/2IN | OUTLET SIZE | 1 1/4IN | [7 empty] | https://airlinemedia.airlinehyd.com/Literature/Manufacturer_Catalogs/Bosch%20Rexroth/Axial_Piston_Variable_Pump_A10VSO_RA-92711_2009-07.pdf |  |  |  | Production Completed
STP_008 | Data Enrichment | RMZ | OK | 2023-07-11 | 2023-07-12 | vne |  | 2023-07-20 |  | 411369 |  | 411369 | M | ZRSA | EN | 06 | [7 empty] | PC | 0¦0¦0 | 0 | KG | 0¦0¦0 | 0 | [5 empty] | M3¦NM3¦PC |  | Z002 | [12 empty] | HYDRAULIC PUMP AA10VSO71DFR1/31R-VPA42>¦HYDRAULIPUMPPU AA10VSO71DFR1/31R-VPA42> | HYDRAULIC PUMP AA10VSO71DFR1/31R-VPA42>¦HYDRAULIC PUMP AA10VSO71DFR1/31R-VPA42> | MM_FEATURE **HYDRAULIC PUMP **MM_TYPE **AA10VSO71DFR1/31R-VPA42N00 **MM_MANUFACTURER_NO **BR902473184 **MM_MANUFACTURER **REXROTH |  | 061490 | 84135061 | Hydraulic fluid power piston pumps (excl. hydraulic units) |  | Enriched | PUMP | HYDRAULIC | AXIAL PISTON VARIABLE |  | BOSCH REXROTH B.V. | OEM | BR902473184 | AA10VSO71DFR1/31R-VPA42N00 |  | DISPLACEMENT | 71CM3/R | MAXIMUM ROTATION SPEED | 2600RPM | MAX PRESSURE / MAX. INTERMITTENT PRESSURE | 350BAR | INLET SIZE | 2IN | OUTLET SIZE | 1IN | [7 empty] | https://airlinemedia.airlinehyd.com/Literature/Manufacturer_Catalogs/Bosch%20Rexroth/Axial_Piston_Variable_Pump_A10VSO_RA-92711_2009-07.pdf |  |  |  | Production Completed
STP_008 | Data Enrichment | RMZ | OK | 2023-07-11 | 2023-07-12 | vne |  | 2023-07-20 |  | 411370 |  | 411370 | M | ZRSA | EN | 06 | [7 empty] | PC | 0¦0¦0 | 0 | KG | 0¦0¦0 | 0 | [5 empty] | M3¦NM3¦PC |  | Z002 | [12 empty] | HYDRAULIC PUMP AA10VSO140 DRS/32R-VPB12>¦HYDRAULIPUMPPU AA10VSO140 DRS/32R-VPB12> | HYDRAULIC PUMP AA10VSO140 DRS/32R-VPB12>¦HYDRAULIC PUMP AA10VSO140 DRS/32R-VPB12> | MM_FEATURE **HYDRAULIC PUMP **MM_TYPE **AA10VSO140 DRS/32R-VPB12N00 **MM_MANUFACTURER_NO **BR902577430 **MM_MANUFACTURER **REXROTH |  | 061490 | 84138100 | Pumps for liquids, power-driven (excl. those of subheading 8413.11 and 8413.19, fuel, lubricating or cooling medium pumps for internal combustion piston engine, concrete pumps, general reciprocating or rotary positive displacement pumps and centrifugal pumps of all kinds) |  | Enriched | PUMP | HYDRAULIC | VARIABLE DISPLACEMENT |  | BOSCH REXROTH B.V. | OEM | BR902577430 | AA10VSO140 DRS/32R-VPB12N00 |  | DISPLACEMENT | 140CM3/R | MAXIMUM ROTATION SPEED | 1800RPM | MAX PRESSURE / MAX. INTERMITTENT PRESSURE | 280BAR | INLET SIZE |  | OUTLET SIZE | [8 empty] | https://airlinemedia.airlinehyd.com/Literature/Manufacturer_Catalogs/Bosch%20Rexroth/GoToHydraulicsCatalog.pdf |  |  |  | Production Completed
STP_008 | Data Enrichment | RMZ | OK | 2023-07-11 | 2023-07-12 | vne |  | 2023-07-20 |  | 411371 |  | 411371 | M | ZRSA | EN | 06 | [7 empty] | PC | 0¦0¦0 | 0 | KG | 0¦0¦0 | 0 | [5 empty] | M3¦NM3¦PC |  | Z002 | [12 empty] | HYDRAULIC PUMP A A10VSO28DFR1/31R-PPA12>¦HYDRAULIPUMPPU AA10VSO28DFR1/31R-PPA12> | HYDRAULIC PUMP A A10VSO28DFR1/31R-PPA12>¦HYDRAULIC PUMP AA10VSO28DFR1/31R-PPA12> | MM_FEATURE **HYDRAULIC PUMP **MM_TYPE **AA10VSO28DFR1/31R-PPA12N00 **MM_MANUFACTURER_NO **BR910916805 **MM_MANUFACTURER **REXROTH |  | 061490 | 84135061 | Hydraulic fluid power piston pumps (excl. hydraulic units) |  | Enriched | PUMP | HYDRAULIC | AXIAL PISTON VARIABLE |  | BOSCH REXROTH B.V. | OEM | BR910916805 | AA10VSO28DFR1/31R-PPA12N00 |  | DISPLACEMENT | 28CM3/R | MAXIMUM ROTATION SPEED | 3600RPM | MAX PRESSURE / MAX. INTERMITTENT PRESSURE | 350BAR | INLET SIZE | 1 1/4IN | OUTLET SIZE | 3/4IN | [7 empty] | https://airlinemedia.airlinehyd.com/Literature/Manufacturer_Catalogs/Bosch%20Rexroth/Axial_Piston_Variable_Pump_A10VSO_RA-92711_2009-07.pdf |  |  |  | Production Completed
STP_008 | Data Enrichment | NEN | OK | 10-07-2023 | 11-07-2023 | vne |  | 2023-07-20 |  | 167801 |  | 167801 | M | ZRSA | EN | 06 | [7 empty] | PC | 0 | 0 | KG | 0 | 0 | [5 empty] | PC |  | Z002 | [12 empty] | PUMPPU MVV4/10 B KOLMEKS | PUMP MVV4/10 B THREE | MM_TYPE **MVV4/10 B **MM_LISAT_1 **CA/SIC/EPDM **MM_MANUFACTURER **THREE |  | 060490 | 84135069 | Piston pumps, power-driven (excl. pumps of subheading 8413.11 and 8413.19, fuel, lubricating or cooling medium pumps for internal combustion piston engine, concrete pumps, hydraulic pumps, incl. hydraulic units, and dosing pumps) |  | CLEANSED | PUMP | [5 empty] | MVV4/10 B |  |  | HEAD RANGE |  | FLOW RATING |  | INLET SIZE |  | OUTLET SIZE |  | DISCHARGE PRESSURE |  |  | CA/SILICON CARBIDE/EPDM | THREE |  |  |  |  | URL NOT FOUND |  |  |  | Production Completed
STP_008 | Data Enrichment | NEN | OK | 10-07-2023 | 12-07-2023 | vne |  | 2023-07-20 |  | 178816 |  | 178816 | M | ZRSA | EN | 06 | [7 empty] | PC | 0 | 0 | KG | 0 | 0 | [5 empty] | PC |  | Z002 | [12 empty] | GLUE PUMP LA300 7302240¦LIIMAPUMPPU LA300 7302240 | GLUE PUMP LA300 7302240¦GLUE PUMP LA300 7302240 | MM_PROPERTY **GLUE PUMP **MM_TYPE **LA300 **MM_LISAT_1 **CONTINUATION LINE 1 BIRCH **MM_MANUFACTURER_NO **30114767302240 **MM_MANUFACTURER **NORDSON **MM_TYPE2 **PISTON, WEAR RESISTANT |  | 060757 | 84135020 | Reciprocating positive displacement hydraulic units, with pumps |  | ENRICHED | PUMP |  | PISTON |  | NORDSON CORPORATION | OEM | 30114767302240 | LA300 |  | HEAD RANGE | 4M | FLOW RATING | 120L/H | INLET SIZE |  | OUTLET SIZE |  | DISCHARGE PRESSURE | 42BAR |  |  | ALTERNATE MPN:7302240,CONTINUATION LINE 1 BIRCH,WEAR RESISTANT,TYPE:GLUE |  |  |  |  | https://pdf.directindustry.com/pdf/nordson-adhesive-dispensing/la-300-piston-pumps/25294-495413.html |  |  |  | Production Completed
STP_008 | Data Enrichment | NGB | OK | 2023-07-10 | 2023-07-13 | vne |  | 2023-07-20 |  | 164372 |  | 164372 | M | ZRSA | EN | 06 | [7 empty] | PC | 0 | 0 | KG | 0 | 0 | [5 empty] | PC |  | Z002 | [12 empty] | WATER CATCHER CUP LFR-1/2-D-MIDI-A¦HUOLTOLAITE LFR-1/2-D-MIDI-A | WATER CATCHER CUP LFR-1/2-D-MIDI-A¦SERVICE DEVICE LFR-1/2-D-MIDI-A | MM_MANUFACTURER **FESTO |  | 061690 | 84219990 | Parts of machinery and apparatus for filtering or purifying liquids or gases, n.e.s. |  | Enriched | REGULATOR | FILTER |  |  | FESTO | OEM | 159585 | LFR-1/2-D-MIDI-A |  | CONNECTION 1 | G1/2 | PRESSURE REGULATION RANGE | 0,5-12BAR | OPERATING PRESSURE | 2-12BAR | FILTER RATING | 40UM | FLOW RATING | 3400L/MIN |  | DIE CAST ZINC | [5 empty] | https://www.festo.com/gb/en/a/159585/?tab=TECHNICAL_DATA&jumpToAnchor=true |  |  | Processed based on Websource, Conflict w.r.t Input | Production Completed
STP_008 | Data Enrichment | SFQ | OK | 2023-07-04 | 2023-07-10 | vne |  | 2023-07-20 |  | 163025 |  | 163025 | M | ZRSA | EN | 06 | [7 empty] | PC | 0 | 0 | KG | 0 | 0 | [5 empty] | PC |  | Z002 | [12 empty] | PAINEENALENNUSVENTTIILI 0821302558 | PRESSURE RELIEF VALVE 0821302558 | MM_TYPE **821302558 **MM_MANUFACTURER **BOSCH |  | 061590 | 90262080 | Instruments and apparatus for measuring or checking pressure of liquids or gases, non-electronic (excl. spiral or metal diaphragm type pressure gauges, and regulators) |  | Enriched | REGULATOR | PRESSURE |  |  | BOSCH | OEM | 821302558 |  |  | CONNECTION 1 | G1/4 | PRESSURE REGULATION RANGE | 0,5-10BAR | OPERATING PRESSURE | 16BAR | FLOW RATING | 2000L/MIN | [9 empty] | https://www.valves-direct.com/product/emerson-aventics-0821302558-pressure-regulator/ |  |  |  | Production Completed
STP_008 | Data Enrichment | SFQ | OK | 2023-07-04 | 2023-07-11 | vne |  | 2023-07-20 |  | 411406 |  | 411406 | M | ZRSA | EN | 06 | [7 empty] | PC | 0¦0¦0 | 0 | KG | 0¦0¦0 | 0 | [5 empty] | M3¦NM3¦PC |  | Z002 | [12 empty] | PRESSURE RELIEF VALVE 3/8 AR30KF02¦PAINEENALENNUSVENTTIILI 3/8 AR30KF02 | PRESSURE RELIEF VALVE 3/8 AR30KF02¦PRESSURE RELIEF VALVE 3/8 AR30KF02 | MM_FEATURE **PRESSURE RELIEF VALVE **MM_TYPE **3/8 AR30KF02 **MM_MANUFACTURER **SMC **MM_TYPE2 **+GAUGE GC3-10AS 0-1MPA |  | 061590 | 90328900 | Regulating or controlling instruments and apparatus (excl. hydraulic or pneumatic, manostats, thermostats, and taps, cocks and valves of heading 8481) |  | Enriched | REGULATOR | PRESSURE |  |  | SMC CORPORATION | OEM | 3/8 AR30KF02 |  |  | CONNECTION 1 | G1/4 | PRESSURE REGULATION RANGE | 0,05-0,4MPA | OPERATING PRESSURE | 1MPA | FLOW RATING | [5 empty] | WITH GAUGE GC3-10AS 0-1MPA,BACKFLOW FUNCTION |  |  |  |  | https://www.smcpneumatics.com/pdfs/ar.pdf |  |  | Processed based on Websource, Conflict w.r.t Input | Production Completed
STP_008 | Data Enrichment | NEN | OK | 10-07-2023 | 12-07-2023 | vne |  | 2023-07-20 |  | 178390 |  | 178390 | M | ZRSA | EN | 06 | [7 empty] | PC | 0 | 0 | KG | 0 | 0 | [5 empty] | PC |  | Z002 | [12 empty] | PAINEENSÄÄDIN LFR-3/4-D-MAXI-A | PRESSURE REGULATOR LFR-3/4-D-MAXI-A | MM_TYPE **LFR-3/4-D-MAXI-A **MM_MANUFACTURER_NO **159636 **MM_MANUFACTURER **FESTO |  | 061690 | 84219990 | Parts of machinery and apparatus for filtering or purifying liquids or gases, n.e.s. |  | ENRICHED | REGULATOR | FILTER |  |  | FESTO CORPORATION | OEM | 159636 | LFR-3/4-D-MAXI-A |  | CONNECTION 1 | G3/4 | PRESSURE REGULATION RANGE | 0,5-12BAR | OPERATING PRESSURE | 2-12BAR | FILTER RATING | 40UM | FLOW RATING | 9700LPM |  | DIE-CAST ZINC | [5 empty] | https://www.festo.com/tw/en/a/download-document/datasheet/159636 |  |  |  | Production Completed
STP_008 | Data Enrichment | BHJ | OK | 2023-07-11 | 2023-07-12 | vne |  | 2023-07-20 |  | 400251 |  | 400251 | M | ZRSA | EN | 06 | [7 empty] | PC | 0¦0¦0 | 0 | KG | 0¦0¦0 | 0 | [5 empty] | M3¦NM3¦PC |  | Z002 | [12 empty] | PROTECTION RELAY EKO.RPG 201A EKORSYS¦SUOJARELE EKO.RPG 201A EKORSYS | PROTECTION RELAY EKO.RPG 201A EKORSYS | MM_PROPERTY **PROTECTION RELAY **MM_TYPE **EKO.RPG 201A **MM_MANUFACTURER_NO **EKORSYS **MM_MANUFACTURER **ORMAZABAL |  |  |  | #N/A |  | Cleansed | RELAY | PROTECTIVE |  |  | ORMAZABAL | OEM | EKORSYS | EKO.RPG 201A |  | CONTACT RATING |  | CURRENT RATING |  | VOLTAGE RATING |  | SETTING RANGE | [10 empty] | Url Not Found |  |  |  | Production Completed
STP_008 | Data Enrichment | RMZ | OK | 2023-07-11 | 2023-07-13 | vne |  | 2023-07-20 |  | 411024 |  | 411024 | M | ZRSA | EN | 06 | [7 empty] | PC | 0 | 0 | KG | 0 | 0 | [5 empty] | PC |  | Z002 | [12 empty] | RELAY ERC216 2S 16A K.230VAC¦VÄLIRELE ERC216 2S 16A K.230VAC | RELAY ERC216 2S 16A K.230VAC¦INTERMEDIATE RELAY ERC216 2S 16A K.230VAC | MM_PROPERTY **RELAY **MM_MEASUREMENT1_VALUE1 **2C **MM_TYPE **ERC216 2S 16A K.230VAC **MM_MEASUREMENT2_VALUE2 **230VAC **MM_MANUFACTURER_NO **ERC216 **MM_MANUFACTURER **HAGER **MM_TYPE2 **SNRO2707055 **MM_MEASUREMENT_VALUE5 ** 16A |  | 061290 | 85364190 | Relays for a voltage <= 60 V, for a current > 2 A |  | Enriched | RELAY | NO MODIFIER | INTERMEDIATE | WEEE | HAGER | OEM |  | ERC216 2S |  | NUMBER OF CONTACTS | 2 | RATED CONTROL SUPPLY VOLTAGE, US | 230VAC | CONTACT CONFIGURATION | 2NO | NUMBER OF POLES |  | CONTACT MATERIAL |  |  |  | SNRO2707055 | 3250612400485 |  |  |  | https://hager.com/intl-en/products/catalog/product/download/id/ERC216 | https://hager.com/intl-en/products/information/erc216-relay-16a-2no-230v |  |  | Production Completed
STP_008 | Data Enrichment | RMZ | OK | 2023-07-11 | 2023-07-13 | vne |  | 2023-07-20 |  | 411025 |  | 411025 | M | ZRSA | EN | 06 | [7 empty] | PC | 0 | 0 | KG | 0 | 0 | [5 empty] | PC |  | Z002 | [12 empty] | RELAY G2R-2SNDI (2S/A 24VDC)¦VÄLIRELE G2R-2SNDI (2S/A 24VDC) | RELAY G2R-2SNDI (2S/A 24VDC)¦INTERMEDIATE RELAY G2R-2SNDI (2S/A 24VDC) | MM_FEATURE **RELAY **MM_MEASUREMENT1_VALUE1 **2C/O **MM_TYPE **G2R-2SNDI (2S/A 24VDC) **MM_MEASUREMENT2_VALUE2 **24VDC **MM_MANUFACTURER_NO **G2R-2SNDI (2S/A 24VDC) **MM_MANUFACTURER * *OMRON **MM_MEASUREMENT5_VALUE5 **5A |  | 061290 | 85364190 | Relays for a voltage <= 60 V, for a current > 2 A |  | Enriched | RELAY | NO MODIFIER | GENERAL PURPOSE INTERFACE |  | OMRON CORPORATION | OEM | G2R-2-SNDI (2S/A 24VDC) |  |  | NUMBER OF CONTACTS |  | RATED CONTROL SUPPLY VOLTAGE, US | 24VDC | CONTACT CONFIGURATION | 2C/O DPDT | NUMBER OF POLES | 2 | CONTACT MATERIAL | SILVER TIN INDIUM (AGSNIN) |  |  | CURRENT RATING:5A,INTERMEDIATE,2S/A | 2050000150784 |  |  |  | https://industrial.omron.eu/en/products/G2R-2-SNDI-24VDC-S | https://www.conrad.com/p/omron-g2r-2-sndi-24-vdc-plug-in-relay-24-v-dc-5-a-2-change-overs-1-pcs-503913 |  |  | Production Completed
STP_008 | Data Enrichment | RMZ | OK | 2023-07-11 | 2023-07-13 | vne |  | 2023-07-20 |  | 411026 |  | 411026 | M | ZRSA | EN | 06 | [7 empty] | PC | 0 | 0 | KG | 0 | 0 | [5 empty] | PC |  | Z002 | [12 empty] | RELAY G2R-2SNI (2S/A 230AC)¦VÄLIRELE G2R-2SNI (2S/A 230AC) | RELAY G2R-2SNI (2S/A 230AC)¦INTERMEDIATE RELAY G2R-2SNI (2S/A 230AC) | MM_FEATURE **RELAY **MM_MEASUREMENT1_VALUE1 **2C/O **MM_TYPE **G2R-2SNI (2S/A 230AC) **MM_MEASUREMENT2_VALUE2 **230VAC **MM_MANUFACTURER_NO **G2R-2SNI (2S/A 230AC) **MM_MANUFACTURER * *OMRON **MM_MEASUREMENT5_VALUE5 **5A |  | 061290 | 85364190 | Relays for a voltage <= 60 V, for a current > 2 A |  | Enriched | RELAY | NO MODIFIER | GENERAL PURPOSE INTERFACE |  | OMRON CORPORATION | OEM | G2R-2SNI (2S/A 230AC) |  |  | NUMBER OF CONTACTS |  | RATED CONTROL SUPPLY VOLTAGE, US | 230VAC | CONTACT CONFIGURATION | 2C/O DPDT | NUMBER OF POLES | 2 | CONTACT MATERIAL | SILVER TIN INDIUM (AGSNIN) |  |  | CURRENT RATING:5A,INTERMEDIATE,2S/A | 2050000150845 |  |  |  | https://industrial.omron.eu/en/products/G2R-2-SNI-230VAC-S | https://www.conrad.com/p/omron-g2r-2-sni-24-vdc-plug-in-relay-24-v-dc-5-a-2-change-overs-1-pcs-503919 |  |  | Production Completed
STP_008 | Data Enrichment | RMZ | OK | 2023-07-11 | 2023-07-12 | vne |  | 2023-07-20 |  | 411028 |  | 411028 | M | ZRSA | EN | 06 | [7 empty] | PC | 0 | 0 | KG | 0 | 0 | [5 empty] | PC |  | Z002 | [12 empty] | RELAY SLO A230TR¦PISTOKE LÄHTÖRELE SLO A230TR | RELAY SLO A230TR¦PLUG SOURCE RELAY SLO A230TR | MM_FEATURE **RELAY **MM_TYPE **SLO A230TR **MM_MEASURE2_VALUE2 **230VAC **MM_MANUFACTURER_NO **SLO A230TR **MM_MANUFACTURER **DELCON |  |  | 85364900 | Relays for a voltage > 60 V but <= 1.000 V |  | Enriched | RELAY | SOLID STATE | PLUG SOURCE |  | DELCON INDUSTRIES | OEM | SLO A230TR |  |  | CURRENT RATING | 0-1A | VOLTAGE RATING | 230VAC | CONTACT VOLTAGE RATING | 0-240VAC | CONTACT CONFIGURATION | [10 empty] | https://files.valinonline.com/userfiles/documents/weidmuller-delcon-relays.pdf | https://www.shc-gmbh.com/product.aspx?pn=SLO%20A%20230%20TR&lang=en |  |  | Production Completed
STP_008 | Data Enrichment | CIR | OK | 4/7/2023 | 11/7/2023 | vne |  | 2023-07-20 |  | 142926 |  | 142926 | M | ZRSA | EN | 06 | [7 empty] | PC | 0 | 0 | KG | 0 | 0 | [5 empty] | PC |  | Z002 | [12 empty] | TOISTIN RJ45+1XAUI/BNC EP-1016R | REPEATER RJ45+1XAUI/BNC EP-1016R |  |  | 061301 |  | #N/A |  | CLEANSED | REPEATER | INTERFACE |  |  |  |  | EP-1016R |  |  | POWER SUPPLY |  | LINE LENGTHENING | [9 empty] | RJ45+1XAUI/BNC |  |  |  |  | URL Not Found |  |  |  | Production Completed
STP_008 | Data Enrichment | NEN | OK | 10-07-2023 | 12-07-2023 | vne |  | 2023-07-20 |  | 178337 |  | 178337 | M | ZRSA | EN | 06 | [7 empty] | PC | 0 | 0 | KG | 0 | 0 | [5 empty] | PC |  | Z002 | [12 empty] | VANNE D140MM 90503 PENOPE | RIM D140MM 90503 PENOPE | MM_DIMENSION1_VALUE1 **140MM **MM_TYPE **D 140 **MM_MANUFACTURER_NO **90503 **MM_MANUFACTURER **PENOPE |  | 061902 | 87149210 | Rims for cycles (excl. for motorcycles) |  | CLEANSED | RIM |  |  |  | PENOPE OY | NON-OEM | 90503 |  |  | NUMBER OF ARMS |  | SIZE | D140 | [13 empty] | URL NOT FOUND |  |  |  | Production Completed
STP_008 | Data Enrichment | NEN | OK | 10-07-2023 | 12-07-2023 | vne |  | 2023-07-20 |  | 178338 |  | 178338 | M | ZRSA | EN | 06 | [7 empty] | PC | 0 | 0 | KG | 0 | 0 | [5 empty] | PC |  | Z002 | [12 empty] | VANNE D140MM 90533 PENOPE | RIM D140MM 90533 PENOPE | MM_DIMENSION1_VALUE1 **140MM **MM_TYPE **D 140 **MM_MANUFACTURER_NO **90533 **MM_MANUFACTURER **PENOPE |  | 061902 | 87149210 | Rims for cycles (excl. for motorcycles) |  | CLEANSED | RIM |  |  |  | PENOPE OY | NON-OEM | 90533 |  |  | NUMBER OF ARMS |  | SIZE | D140 | [13 empty] | URL NOT FOUND |  |  |  | Production Completed
STP_008 | Data Enrichment | BHJ | OK | 2023-07-11 | 2023-07-11 | vne |  | 2023-07-20 |  | 199120 |  | 199120 | M | ZRSA | EN | 06 | [7 empty] | PC | 0 | 0 | KG | 0 | 0 | [5 empty] | PC |  | Z002 | [12 empty] | TEMPO III (SSI) RPV-0100M-D70-1-S1B1102 | TEMPO III (SSI) RPV-0100M-D70-1-S1B1102 | MM_MANUFACTURER_NO **3005754 |  |  | 90262020 | #N/A |  | Enriched | SENSOR | POSITION | LINEAR | ISO 9001 | TEMPOSONICS | OEM | RPV-0100M-D70-1-S1B1102 |  |  | MEASURING RANGE | 300-5000 | ACCURACY |  | OUTPUT TYPE | SSI | REPEATABILITY | +/-0,001% | LINEARITY | +/-0,01% |  | ALUMINUM | ALTERNATE MPN:3005754 |  |  |  |  | https://www.temposonics.com/portals/MTS_Sensors/documents/R-Series/Data_Sheet_R-Series_RP_RH_SSI_550989_EN.pdf |  |  |  | Production Completed
STP_008 | Data Enrichment | BHJ | OK | 2023-07-11 | 2023-07-11 | vne |  | 2023-07-20 |  | 199122 |  | 199122 | M | ZRSA | EN | 06 | [7 empty] | PC | 0 | 0 | KG | 0 | 0 | [5 empty] | PC |  | Z002 | [12 empty] | TEMPO RD4-D-D3-S-0400M-D70-1-S1B1102 | TEMPO RD4-D-D3-S-0400M-D70-1-S1B1102 | MM_MANUFACTURER_NO **M00010197 |  |  | 90262020 | #N/A |  | Enriched | SENSOR | POSITION | LINEAR | ISO 9001 | TEMPOSONICS | OEM | RD4-D-D3-S-0400M-D70-1-S1B1102 |  |  | MEASURING RANGE | 25-5080 | ACCURACY |  | OUTPUT TYPE | VELOCITY | REPEATABILITY | +/-0,001% | LINEARITY | +/-0,01% |  | ALUMINUM | ALTERNATE MPN:M00010197 |  |  |  |  | https://www.temposonics.com/Products/IndustrialPositionSensors/R-SeriesPositionSensors/R-SeriesRD4 | https://www.temposonics.com/docs/temposonicslibraries/literature/r/data_sheet_r-series_rd4_551166_en.pdf |  |  | Production Completed
STP_008 | Data Enrichment | BHJ | OK | 2023-07-11 | 2023-07-11 | vne |  | 2023-07-20 |  | 199123 |  | 199123 | M | ZRSA | EN | 06 | [7 empty] | PC | 0 | 0 | KG | 0 | 0 | [5 empty] | PC |  | Z002 | [12 empty] | TEMPO RD4-D-D3-S-0450M-D70-1-S1B1102 | TEMPO RD4-D-D3-S-0450M-D70-1-S1B1102 | MM_MANUFACTURER_NO **M00010273 |  |  | 90262020 | #N/A |  | Enriched | SENSOR | POSITION | LINEAR | ISO 9001 | TEMPOSONICS | OEM | RD4-D-D3-S-0450M-D70-1-S1B1102 |  |  | MEASURING RANGE | 25-5080 | ACCURACY |  | OUTPUT TYPE | VELOCITY | REPEATABILITY | +/-0,001% | LINEARITY | +/-0,01% |  | ALUMINUM | ALTERNATE MPN:M00010273 |  |  |  |  | https://www.temposonics.com/Products/IndustrialPositionSensors/R-SeriesPositionSensors/R-SeriesRD4 | https://www.temposonics.com/docs/temposonicslibraries/literature/r/data_sheet_r-series_rd4_551166_en.pdf |  |  | Production Completed
STP_008 | Data Enrichment | BHJ | OK | 2023-07-11 | 2023-07-11 | vne |  | 2023-07-20 |  | 199124 |  | 199124 | M | ZRSA | EN | 06 | [7 empty] | PC | 0 | 0 | KG | 0 | 0 | [5 empty] | PC |  | Z002 | [12 empty] | TEMPO RD4-D-D3-S-0100M-P05-1-S1B1102 | TEMPO RD4-D-D3-S-0100M-P05-1-S1B1102 | MM_MANUFACTURER_NO **M00010274 |  |  | 90262020 | #N/A |  | Enriched | SENSOR | POSITION | LINEAR | ISO 9001 | TEMPOSONICS | OEM | RD4-D-D3-S-0100M-P05-1-S1B1102 |  |  | MEASURING RANGE | 25-5080 | ACCURACY |  | OUTPUT TYPE | VELOCITY | REPEATABILITY | +/-0,001% | LINEARITY | +/-0,01% |  | ALUMINUM | ALTERNATE MPN:M00010274 |  |  |  |  | https://www.temposonics.com/Products/IndustrialPositionSensors/R-SeriesPositionSensors/R-SeriesRD4 | https://www.temposonics.com/docs/temposonicslibraries/literature/r/data_sheet_r-series_rd4_551166_en.pdf |  |  | Production Completed
STP_008 | Data Enrichment | CIR | OK | 11/7/2023 | 13/7/2023 | vne |  | 2023-07-20 |  | 187757 |  | 187757 | M | ZRSA | EN | 06 | [7 empty] | PC | 0 | 0 | KG | 0 | 0 | [5 empty] | PC |  | Z002 | [12 empty] | VALOKENNO SMP 8400 MGJ | PHOTOCELL SMP 8400 MGJ | MM_TYPE **SMP 8400 MGJ **MM_LISAT_1 **6F001 **MM_MANUFACTURER **TELCO **MM_LISAT_2 **4 |  | 061301 | 90314990 | Optical instruments, appliances and machines for measuring or checking, not elsewhere specified or included in chapter 90 |  | ENRICHED | SENSOR | PHOTOELECTRIC |  |  | TELCO SENSORS | OEM | SMP 8400 MG J |  |  | SENSOR TYPE |  | SIZE/DIMENSIONS |  | SUPPLY VOLTAGE | 10-30VDC | SENSING DISTANCE | 0,5M | CONTACT CONFIGURATION | NO-NC |  | 316/1.4401 STAINLESS STEEL | PHOTOCELL,CONNECTION:4-PIN M12 PLUG,ALTERNATE MPN:6F001 |  |  |  |  | https://www.telcosensors.com/products/photoelectric-sensors/diffuse-proximity/sm-8000/smp-8400-mg-j | https://sensorpartners.com/en/product/telco-sensors-smp-8500-mg-j/ | https://www.telnova.fi/wp-content/uploads/2020/04/Telco-Sensors-SpaceMaster%E2%84%A2-SMP-8400-MG-J.pdf |  | Production Completed
STP_008 | Data Enrichment | NGB | OK | 2023-07-10 | 2023-07-13 | vne |  | 2023-07-20 |  | 165466 |  | 165466 | M | ZRSA | EN | 06 | [7 empty] | PC | 0 | 0 | KG | 0 | 0 | [5 empty] | PC |  | Z002 | [12 empty] | VALOKENNO OBE5000-18GM70-S-V1 | PHOTOCELL OBE5000-18GM70-S-V1 | MM_PROPERTY **REPLACING PRODUCT 150131 **MM_MANUFACTURER_NO **82421 |  | 061301 | 90314990 | Optical instruments, appliances and machines for measuring or checking, not elsewhere specified or included in chapter 90 |  | Enriched | SENSOR | PROXIMITY | INDUCTIVE |  | PEPPERL+FUCHS (INDIA) PVT. LTD | OEM | OBE5000-18GM70-S-V1 |  |  | SENSING RANGE | 0-5M | OUTPUT TYPE |  | CONNECTION TYPE | M12X1,4-PIN CABLE | ELECTRICAL RATING | 10-30VDC |  |  |  |  | ALTERNATE MPN:82421,REPLACING PRODUCT:150131 |  |  |  |  | https://www.kempstoncontrols.co.uk/OBE5000-18GM70-S-V1/Pepperl-Fuchs/sku/433266? | https://www.farnell.com/datasheets/102314.pdf |  | Processed based on Websource, Conflict w.r.t Input | Production Completed
STP_008 | Data Enrichment | SFQ | OK | 2023-07-11 | 2023-07-13 | vne |  | 2023-07-20 |  | 192686 |  | 192686 | M | ZRSA | EN | 06 | [7 empty] | PC | 0 | 0 | KG | 0 | 0 | [5 empty] | PC |  | Z002 | [12 empty] | DEFLECTOR UNIT PSD01-1501¦HEIJASTINOSA PSD01-1501 | DEFLECTOR UNIT PSD01-1501¦DEFLECTOR UNIT PSD01-1501 | MM_TYPE **PSD01-1501 **MM_MANUFACTURER_NO **1027906 **MM_MANUFACTURER **SICK **MM_LISAT_2 **HOLZMA NO: E114008611229 |  | 061106 | 90303370 | Instruments and apparatus for measuring or checking voltage, current or electrical power, without recording device (excl. multimeters, oscilloscopes and oscillographs) |  | Enriched | SENSOR | LIGHT | SAFETY MULTI BEAM |  | SICK AG | OEM | PSD01-1501 |  |  | SENSING RANGE |  | ELECTRICAL RATING |  | CONNECTION TYPE | [12 empty] | https://www.sick.com/us/en/safety-light-beam-sensors/safety-multibeam-sensors/m4000-standard-ap/psd01-1501/p/p243828 |  |  |  | Production Completed
STP_008 | Data Enrichment | SFQ | OK | 2023-07-11 | 2023-07-11 | vne |  | 2023-07-20 |  | 192690 |  | 192690 | M | ZRSA | EN | 06 | [7 empty] | PC | 0 | 0 | KG | 0 | 0 | [5 empty] | PC |  | Z002 | [12 empty] | VALOKENNO WL11-2P2432 HEIJASTAVA | PHOTOCELL WL11-2P2432 REFLECTIVE | MM_TYPE **WL11-2P2432 **MM_MANUFACTURER_NO **1048542 **MM_MANUFACTURER **SICK **MM_LISAT_2 **HOLZMA NO: E114008611456 |  | 061106 | 90303370 | Instruments and apparatus for measuring or checking voltage, current or electrical power, without recording device (excl. multimeters, oscilloscopes and oscillographs) |  | Enriched | SENSOR | PHOTOELECTRIC | SMALL |  | SICK AG | OEM | 1048542 | WL11-2P2432 |  | SENSOR TYPE | RETRO-REFLECTIVE | SIZE/DIMENSIONS | W15,6XH48,5XD42 | SUPPLY VOLTAGE | 10-30VDC | SENSING DISTANCE | 0,15-10M | CONTACT CONFIGURATION | PNP | [7 empty] | https://www.sick.com/ch/en/photoelectric-sensors/photoelectric-sensors/w11-2/wl11-2p2432/p/p241259?ff_data=JmZmX2lkPXAyNDEyNTkmZmZfbWFzdGVySWQ9cDI0MTI1OSZmZl90aXRsZT1XTDExLTJQMjQzMiZmZl9xdWVyeT1XTDExLTJQMjQzMiZmZl9wb3M9MSZmZl9vcmlnUG9zPTEmZmZfcGFnZT0xJmZmX3BhZ2VTaXplPTI0JmZmX29yaWdQYWdlU2l6ZT0yNCZmZl9zaW1pPTkyLjA= |  |  | Suitable commodity code not found | Production Completed
STP_008 | Data Enrichment | NGB | OK | 2023-07-10 | 2023-07-13 | vne |  | 2023-07-20 |  | 165841 |  | 165841 | M | ZRSA | EN | 06 | [7 empty] | PC | 0 | 0 | KG | 0 | 0 | [5 empty] | PC |  | Z002 | [12 empty] | KUUMASINKITTY NIITTISAKKELI 8MM | HOT DIP GALVANIZED RIVET SHACKLE 8MM | MM_MANUFACTURER_NO **FÖ1430 01.Ö1430 MAGIUZ 0080 |  | 060781 | 90330090 | Parts and accessories for machines, appliances, instruments or other apparatus in Ch 90, n.e.s. |  | Cleansed | SHACKLE |  | RIVET |  |  |  | FÖ1430 01.Ö1430 MAGIUZ 0080 |  |  | SIZE | 8 | LOAD RATING | [9 empty] | FINISH:HOT DIP GALVANIZED |  |  |  |  | URL Not Found |  |  |  | Production Completed
STP_008 | Data Enrichment | NEN | OK | 10-07-2023 | 10-07-2023 | vne |  | 2023-07-20 |  | 166795 |  | 166795 | M | ZRSA | EN | 06 | [7 empty] | PC | 0 | 0 | KG | 0 | 0 | [5 empty] | PC |  | Z002 | [12 empty] | SAKKELI SUORA AISI 316 SAK08HK | SHACKLE STRAIGHT AISI 316 SAK08HK | MM_MANUFACTURER_NO **04.83105S **MM_MANUFACTURER **CERTEX |  | 060781 |  | #N/A |  | CLEANSED | SHACKLE |  | STRAIGHT |  | CERTEX | NON-OEM | 04.83105S |  |  | SIZE |  | LOAD RATING | [8 empty] | AISI 316 STAINLESS STEEL | SAK08HK |  |  |  |  | URL NOT FOUND |  |  | Suitable commodity code not found | Production Completed
STP_008 | Data Enrichment | NGB | OK | 2023-07-06 | 2023-07-10 | vne |  | 2023-07-20 |  | 153288 |  | 153288 | M | ZRSA | EN | 06 | [7 empty] | PC | 0 | 0 | KG | 0 | 0 | [5 empty] | PC |  | Z002 | [12 empty] | Tukkisakset 2-käden | Log shears 2-handed | MM_CHARACTERISTICS **OPENING 35 CM |  | 059011 | 82130000 | Scissors, tailors' shears and similar shears, and blades therefor, of base metal (excl. hedge shears, two-handed pruning shears and similar two-handed shears, secateurs and similar one-handed pruners and shears and hoof nippers for farriers) |  | Cleansed | SHEAR |  | 2-HANDED LOG | [6 empty] | SIZE | 35CM OPENING | CUTTING CAPACITY |  | LENGTH | [12 empty] | URL Not Found |  |  |  | Production Completed
STP_008 | Data Enrichment | CIR | OK | 4/7/2023 | 11/7/2023 | vne |  | 2023-07-20 |  | 138010 |  | 138010 | M | ZRSA | EN | 06 | [7 empty] | PC | 0 | 0 | KG | 0 | 0 | [5 empty] | PC |  | Z002 | [12 empty] | KULJETINHIH EP630/4-6/2 MOR B=400 L=9070 | CONVEYOR SLEEVE EP630/4-6/2 MOR B=400 L=9070 | MM_MEASURE1_VALUE1 **WID. 400MM **MM_TYPE **EP630/4-6/2 **MM_MEASURE2_VALUE2 **L=9070 |  | 060201 | 73072210 | Sleeves, of stainless steel, threaded (excl. cast products) |  | CLEANSED | SLEEVE | [5 empty] | EP630/4-6/2 |  |  | SIZE | L9070XW400 | [15 empty] | URL NOT Found |  |  |  | Production Completed
STP_008 | Data Enrichment | CIR | OK | 4/7/2023 | 11/7/2023 | vne |  | 2023-07-20 |  | 143316 |  | 143316 | M | ZRSA | EN | 06 | [7 empty] | PC | 0 | 0 | KG | 0 | 0 | [5 empty] | PC |  | Z002 | [12 empty] | KULUTUSHOLKKI NO 6 L=70MM | WEAR SLEEVE NO 6 L=70MM | MM_FEATURE **FOR LAITEX SHUTDOWN FEEDERS **MM_TYPE **NO 6 |  | 060711 | 73079210 | Sleeves of iron or steel, threaded (excl. cast or of stainless steel) |  | CLEANSED | SLEEVE |  | WEAR | [6 empty] | SIZE | L70 | [10 empty] | NO 6,FOR LAITEX SHUTDOWN FEEDERS |  |  |  |  | URL NOT Found |  |  |  | Production Completed
STP_008 | Data Enrichment | NGB | OK | 2023-07-06 | 2023-07-11 | vne |  | 2023-07-20 |  | 151261 |  | 151261 | M | ZRSA | EN | 06 | [7 empty] | PC | 0 | 0 | KG | 0 | 0 | [5 empty] | PC |  | Z002 | [12 empty] | KUULAHANA IT-70-2IN | BALL COOK IT-70-2IN | MM_CHARACTERISTICS **BALL SLEEVES **MM_TYPE **IT-70-2" **MM_MANUFACTURER_NO **AVS |  | 061490 | 90330090 | Parts and accessories for machines, appliances, instruments or other apparatus in Ch 90, n.e.s. |  | Cleansed | SLEEVE |  | BALL |  | AVS OY | NON-OEM | IT-70-2 |  |  | SIZE | [16 empty] | URL Not Found |  |  |  | Production Completed
STP_008 | Data Enrichment | RMZ | OK | 2023-07-03 | 2023-07-10 | vne |  | 2023-07-20 |  | 182317 |  | 182317 | M | ZRSA | EN | 06 | [7 empty] | PC | 0 | 0 | KG | 0 | 0 | [5 empty] | PC |  | Z002 | [12 empty] | LIIMALANKARULLAN HOLKKI | SLEEVE FOR ADHESIVE WIRE ROLLER | MM_TYPE **HB FULLER **MM_MANUFACTURER **HB FULLER |  |  | 73079210 | Sleeves of iron or steel, threaded (excl. cast or of stainless steel) |  | Cleansed | SLEEVE |  |  |  | H.B. FULLER COMPANY | OEM |  |  |  | SIZE | [11 empty] | FOR ADHESIVE WIRE ROLLER |  |  |  |  | Url Not Found |  |  |  | Production Completed
STP_008 | Data Enrichment | scs | OK | 12-07-2023 | 12-07-2023 | vne |  | 2023-07-20 |  | 144357 |  | 144357 | M | ZRSA | EN | 06 | [7 empty] | PC | 0 | 0 | KG | 0 | 0 | [5 empty] | PC |  | Z002 | [12 empty] | KIERREHOLKKI 04-7710-03 KESKILOHKO | THREADED BUSHING 04-7710-03 CENTER BLOCK | MM_TYPE **04-7710-03 |  | 060758 | 73079210 | Sleeves of iron or steel, threaded (excl. cast or of stainless steel) |  | Cleansed | SLEEVE |  | THREADED |  | WILDEN PUMP & ENGINEERING CO | OEM | 04-7710-03 |  |  | SIZE | [11 empty] | CENTER BLOCK |  |  |  |  | https://www.johnbrooks.ca/hubfs/JohnBrooks/Resources/Wilden-Pro-Flo-P8-Clamped-Metal-Pump-EOM.pdf |  |  |  | Production Completed
STP_008 | Data Enrichment | CIR | OK | 11/7/2023 | 13/7/2023 | vne |  | 2023-07-20 |  | 185501 |  | 185501 | M | ZRSA | EN | 06 | [7 empty] | PC | 0 | 0 | KG | 0 | 0 | [5 empty] | PC |  | Z002 | [12 empty] | JOHDEKELKKA 4.054 AP0 | WIRE SLIDE 4.054 AP0 | MM_PROPERTIES **CONDUCTOR SLIDE **MM_TYPE **CONDUCTOR SLIDE 4.054 AP0 **MM_MANUFACTURER_NO **200.051.000 **MM_MANUFACTURER **OCTOMECA OY |  | 060763 |  | #N/A |  | CLEANSED | SLIDE |  | WIRE |  | OCTOMECA OY | NON-OEM | 200.051.000 | 4.054 AP0 |  | SIZE | [11 empty] | CONDUCTOR | [7 empty] | COMMODITY CODES NOT FOUND | Production Completed
STP_008 | Data Enrichment | CIR | OK | 11/7/2023 | 13/7/2023 | vne |  | 2023-07-20 |  | 185973 |  | 185973 | M | ZRSA | EN | 06 | [7 empty] | PC | 0 | 0 | KG | 0 | 0 | [5 empty] | PC |  | Z002 | [12 empty] | SYÖTTÖLAITTEEN KELKKA 272514351 | FEEDER SLIDE 272514351 | MM_TYPE **SLED 272514351 **MM_LISAT_1 **BICH IMEAS **MM_MANUFACTURER **IMEAS |  | 060760 |  | #N/A |  | CLEANSED | SLIDE |  | FEEDER |  | IMEAS SPA | NON-OEM | 272514351 |  |  | SIZE | [11 empty] | BICH | [7 empty] | COMMODITY CODES NOT FOUND | Production Completed
STP_008 | Data Enrichment | RMZ | OK | 2023-07-11 | 2023-07-12 | vne |  | 2023-07-20 |  | 408370 |  | 408370 | M | ZRSA | EN | 06 | [7 empty] | PC | 0¦0¦0 | 0 | KG | 0¦0¦0 | 0 | [5 empty] | M3¦NM3¦PC |  | Z002 | [12 empty] | SOCKET 416RS6¦PISTORASIA 416RS6 | SOCKET 416RS6¦OUTLET 416RS6 | MM_PROPERTY **SOCKET **MM_DIMENSION1_VALUE1 **6H **MM_TYPE **416RS6 **MM_DIMENSION4_VALUE4 **IP44 **MM_DIMENSION2_VALUE2 **16A **MM_MANUFACTURER_NO **2CMA193115R1000 **MM_MANUFACTURER **ABB **MM_TYPE2 **SNRO2421206 **MM_DIMENSION5_VALUE5 * *3P+N+E |  |  | 85366910 | Plugs and sockets for a voltage of <= 1.000 V, for coaxial cables |  | Enriched | SOCKET | ELECTRICAL | SURFACE | IEC 60309-1,-2 | ABB | OEM | 416RS6 | 2CMA193115R1000 |  | CONFIGURATION | 3P+N+E | NUMBER OF POLES | 5 | VOLTAGE RATING | 240/415V | CURRENT RATING | 16A | CONNECTION TYPE | SCREW |  |  | ENCLOSURE:IP44,SNRO2421206,6H | 7392696931151 |  |  |  | https://plc-trade.com/pub/1124532/2cma193115r1000-de.pdf | https://shop.in.abb.com/2cma193115r1000/surface-socket-outlet-6h-16a-ip44-3p-n-e.html | https://new.abb.com/products/el/2CMA193115R1000/416rs6 |  | Production Completed
STP_008 | Data Enrichment | RMZ | OK | 2023-07-11 | 2023-07-12 | vne |  | 2023-07-20 |  | 408371 |  | 408371 | M | ZRSA | EN | 06 | [7 empty] | PC | 0¦0¦0 | 0 | KG | 0¦0¦0 | 0 | [5 empty] | M3¦NM3¦PC |  | Z002 | [12 empty] | SOCKET 432RS6¦PISTORASIA 432RS6 | SOCKET 432RS6¦OUTLET 432RS6 | MM_PROPERTY **SOCKET **MM_DIMENSION1_VALUE1 **6H **MM_TYPE **432RS6 **MM_DIMENSION4_VALUE4 **IP44 **MM_DIMENSION2_VALUE2 **32A **MM_MANUFACTURER_NO **2CMA193139R1000 **MM_MANUFACTURER **ABB **MM_TYPE2 **SNRO2421216 **MM_DIMENSION5_VALUE5 * *3P+N+E |  |  | 85366910 | Plugs and sockets for a voltage of <= 1.000 V, for coaxial cables |  | Enriched | SOCKET | ELECTRICAL | SURFACE | IEC 60309-1,-2 | ABB | OEM | 432RS6 | 2CMA193139R1000 |  | CONFIGURATION | 3P+N+E | NUMBER OF POLES | 5 | VOLTAGE RATING | 240/415V | CURRENT RATING | 32A | CONNECTION TYPE | SCREW |  |  | ENCLOSURE:IP44,SNRO2421216,6H | 7392696926300 |  |  |  | https://plc-trade.com/pub/945057/2cma193139r1000-de.pdf | https://shop.in.abb.com/2cma193139r1000/surface-socket-outlet-6h-32a-ip44-3p-n-e.html | https://new.abb.com/products/2CMA192630R1000/432rs6-b35 |  | Production Completed
STP_008 | Data Enrichment | RMZ | OK | 2023-07-11 | 2023-07-12 | vne |  | 2023-07-20 |  | 408372 |  | 408372 | M | ZRSA | EN | 06 | [7 empty] | PC | 0¦0¦0 | 0 | KG | 0¦0¦0 | 0 | [5 empty] | M3¦NM3¦PC |  | Z002 | [12 empty] | SOCKET CUE 416-6+R/UJP¦PISTORASIA CUE 416-6+R/UJP | SOCKET CUE 416-6+R/UJP¦OUTLET CUE 416-6+R/UJP | MM_PROPERTY **SOCKET **MM_DIMENSION1_VALUE1 **6H **MM_TYPE **CUE 416-6+R/UJP **MM_DIMENSION4_VALUE4 **IP44 **MM_DIMENSION2_VALUE2 **16A **MM_MANUFACTURER_NO **2CMA178301R1000 **MM_MANUFACTURER **ABB **MM_TYPE2 **SNRO2409501 |  |  | 85366910 | Plugs and sockets for a voltage of <= 1.000 V, for coaxial cables |  | Enriched | SOCKET | ELECTRICAL | SURFACE | IEC 60309-1,-2 | ABB | OEM | CUE 416-6+R/UJP | 2CMA178301R1000 |  | CONFIGURATION | 3P+N+E | NUMBER OF POLES | 2 | VOLTAGE RATING | 240/415V | CURRENT RATING | 16A | CONNECTION TYPE | SCREW |  |  | ENCLOSURE:IP44,SNRO2409501,6H | 7392696783019 |  |  |  | https://plc-trade.com/pub/1049281/2cma178301r1000-en.pdf | https://new.abb.com/products/2CMA178301R1000/cue-416-6r-ujp |  |  | Production Completed
STP_008 | Data Enrichment | RMZ | OK | 2023-07-11 | 2023-07-12 | vne |  | 2023-07-20 |  | 412630 |  | 412630 | M | ZRSA | EN | 06 | [7 empty] | PC | 0¦0¦0 | 0 | KG | 0¦0¦0 | 0 | [5 empty] | M3¦NM3¦PC |  | Z002 | [12 empty] | PLUG BOX WDE015576¦PISTORASIA WDE015576 | PLUG BOX WDE015576¦OUTLET WDE015576 | MM_PROPERTY **PLUG BOX **MM_DIMENSION1_VALUE1 **1S/16A **MM_TYPE **EXXACT 1S/16A/IP21 PPJ **MM_DIMENSION2_VALUE2 **IP21 **MM_DIMENSION3_VALUE3 **2400493 **MM_MANUFACTURER_NO **WDE015576 **MM_MANUFACTURER **SCHNEIDER ELECTRIC |  |  | 85366910 | Plugs and sockets for a voltage of <= 1.000 V, for coaxial cables |  | Enriched | SOCKET | ELECTRICAL | EXXACT SURFACE OUTLET |  | SCHNEIDER ELECTRIC | OEM | WDE015576 |  |  | CONFIGURATION | E | NUMBER OF POLES | 2 | VOLTAGE RATING | 250VAC | CURRENT RATING | 16A | CONNECTION TYPE | SCREWLESS |  | POLYCARBONATE | PRODUCT CODE:2400493,PLUG BOX,NEMA RATING:IP21 PPJ,NUMBER OF SOCKET:1S | 3606489504328 |  |  |  | https://www.se.com/ww/en/product/WDE015576/socketoutlet-exxact-surface-complete-product-2p-+-e-16a-schuko-with-shutter-screwless-terminals-white/ | https://www.solar.se/se-webshop/electrical-communication--security/socket-switches-and-outlets/sockets-and-outlets/socket-outlet/1200320711/ |  | Processed based on Websource, Conflict w.r.t Input | Production Completed
STP_008 | Data Enrichment | RMZ | OK | 2023-07-11 | 2023-07-12 | vne |  | 2023-07-20 |  | 412631 |  | 412631 | M | ZRSA | EN | 06 | [7 empty] | PC | 0¦0¦0 | 0 | KG | 0¦0¦0 | 0 | [5 empty] | M3¦NM3¦PC |  | Z002 | [12 empty] | PLUG BOX WDE015596¦PISTORASIA WDE015596 | PLUG BOX WDE015596¦OUTLET WDE015596 | MM_FEATURE **PLUG BOX **MM_MEASUREMENT1_VALUE1 **2S/16A **MM_TYPE **EXXACT 2S/16A/IP21 PPJ 2X **MM_MEASUREMENT2_VALUE2 **IP21 **MM_MEASUREMENT3_VALUE3 **2400497 **MM_MANUFACTURER_NO **WDE015596 **MM_MANUFACTURER **SCHNEIDER ELECTRIC |  |  | 85366910 | Plugs and sockets for a voltage of <= 1.000 V, for coaxial cables |  | Enriched | SOCKET | ELECTRICAL | EXXACT SURFACE OUTLET |  | SCHNEIDER ELECTRIC | OEM | WDE015596 |  |  | CONFIGURATION | E | NUMBER OF POLES | 2 | VOLTAGE RATING | 250VAC | CURRENT RATING | 16A | CONNECTION TYPE | SCREWLESS |  | POLYCARBONATE | PRODUCT CODE:2400497,PLUG BOX,NEMA RATING:IP21 PPJ,NUMBER OF SOCKET:2S | 3606489504366 |  |  |  | https://www.se.com/ww/en/product/WDE015596/2-socketoutlet-exxact-surface-complete-product-2p-+-e-16a-schuko-with-shutter-screwless-terminals-white/ | https://www.se.com/se/sv/product/WDE015596/v%C3%A4gguttag-exxact-2v%C3%A4gs-jordat-utanp%C3%A5liggande-16a-ip21-snabbanslutning-vit/ |  | Processed based on Websource, Conflict w.r.t Input | Production Completed
STP_008 | Data Enrichment | RMZ | OK | 2023-07-11 | 2023-07-12 | vne |  | 2023-07-20 |  | 412632 |  | 412632 | M | ZRSA | EN | 06 | [7 empty] | PC | 0¦0¦0 | 0 | KG | 0¦0¦0 | 0 | [5 empty] | M3¦NM3¦PC |  | Z002 | [12 empty] | PLUG BOX WDE015588¦PISTORASIA WDE015588 | PLUG BOX WDE015588¦OUTLET WDE015588 | MM_FEATURE **PLUG BOX **MM_MEASUREMENT1_VALUE1 **4S/16A **MM_TYPE **EXXACT 4S/16A/IP21 PPJ 2X **MM_MEASUREMENT2_VALUE2 **IP21 **MM_MEASUREMENT3_VALUE3 **2400117 **MM_MANUFACTURER_NO **WDE015588 **MM_MANUFACTURER **SCHNEIDER ELECTRIC |  |  | 85366910 | Plugs and sockets for a voltage of <= 1.000 V, for coaxial cables |  | Enriched | SOCKET | ELECTRICAL | EXXACT SURFACE OUTLET |  | SCHNEIDER ELECTRIC | OEM | WDE015588 |  |  | CONFIGURATION | E | NUMBER OF POLES | 2 | VOLTAGE RATING | 250VAC | CURRENT RATING | 16A | CONNECTION TYPE | SCREWLESS |  | POLYCARBONATE | PRODUCT CODE:2400117,PLUG BOX,NEMA RATING:IP21 PPJ,NUMBER OF SOCKET:4S | 3606489504403 |  |  |  | https://www.se.com/ww/en/product/WDE015588/4-socketoutlet-exxact-surface-complete-product-2p-+-e-16a-schuko-with-shutter-screwless-terminals-white/ | https://www.se.com/no/no/product/WDE015588/exxact-p%C3%A5veggs-schuko-fireveis-uttak-med-jord-og-fj%C3%A6rklemmer-hvit/ |  | Processed based on Websource, Conflict w.r.t Input | Production Completed
STP_008 | Data Enrichment | RMZ | OK | 2023-07-11 | 2023-07-12 | vne |  | 2023-07-20 |  | 412633 |  | 412633 | M | ZRSA | EN | 06 | [7 empty] | PC | 0¦0¦0 | 0 | KG | 0¦0¦0 | 0 | [5 empty] | M3¦NM3¦PC |  | Z002 | [12 empty] | PLUG BOX WDE0129201¦PISTORASIA WDE0129201 | PLUG BOX WDE0129201¦OUTLET WDE0129201 | MM_PROPERTY **PLUG BOX **MM_DIMENSION1_VALUE1 **2S/16A/250V **MM_TYPE **ARTIC 2S/16A/250V/IP44 PR **MM_DIMENSION2_VALUE2 **IP44 **MM_DIMENSION3_VALUE3 **2400202 **MM_MANUFACTURER_NO **WDE0129201 **MM_MANUFACTURER **SCHNEIDER ELECTRIC |  |  | 85366910 | Plugs and sockets for a voltage of <= 1.000 V, for coaxial cables |  | Enriched | SOCKET | ELECTRICAL | ARTIC SURFACE |  | SCHNEIDER ELECTRIC | OEM | WDE0129201 |  |  | CONFIGURATION |  | NUMBER OF POLES |  | VOLTAGE RATING | 250VAC | CURRENT RATING | 16A | CONNECTION TYPE | SCREW |  | THERMOPLASTIC | PRODUCT CODE:2400202,PLUG BOX,NEMA RATING:IP44 PR,NUMBER OF SOCKET:2S |  |  |  |  | https://www.se.com/fi/fi/product/WDE0129201/artic-pinta-ip44-2osainen-pistorasia-saranoitu-kansi-valkoinen/ |  |  | Processed based on Websource, Conflict w.r.t Input | Production Completed
STP_008 | Data Enrichment | RMZ | OK | 2023-07-11 | 2023-07-12 | vne |  | 2023-07-20 |  | 412634 |  | 412634 | M | ZRSA | EN | 06 | [7 empty] | PC | 0¦0¦0 | 0 | KG | 0¦0¦0 | 0 | [5 empty] | M3¦NM3¦PC |  | Z002 | [12 empty] | PLUG BOX WDE0129101¦PISTORASIA WDE0129101 | PLUG BOX WDE0129101¦OUTLET WDE0129101 | MM_PROPERTY **PLUG BOX **MM_DIMENSION1_VALUE1 **1S/16A/250V **MM_TYPE **ARTIC 1S/16A/250V/IP44 PR **MM_DIMENSION2_VALUE2 **IP44 **MM_DIMENSION3_VALUE3 **2400201 **MM_MANUFACTURER_NO **WDE0129101 **MM_MANUFACTURER **SCHNEIDER ELECTRIC |  |  | 85366910 | Plugs and sockets for a voltage of <= 1.000 V, for coaxial cables |  | Enriched | SOCKET | ELECTRICAL | ARTIC SURFACE |  | SCHNEIDER ELECTRIC | OEM | WDE0129101 |  |  | CONFIGURATION |  | NUMBER OF POLES |  | VOLTAGE RATING | 250VAC | CURRENT RATING | 16A | CONNECTION TYPE | SCREW |  | THERMOPLASTIC | PRODUCT CODE:2400201,PLUG BOX,NEMA RATING:IP44 PR,NUMBER OF SOCKET:1S | 6438054015543 |  |  |  | https://www.se.com/fi/fi/product/WDE0129101/artic-pinta-ip44-1osainen-pistorasia-saranoitu-kansi-valkoinen/ | https://www.se.com/no/no/product/WDE0129101/stikkontakt-enkel-m-lokk-ip44/ |  | Processed based on Websource, Conflict w.r.t Input | Production Completed
STP_008 | Data Enrichment | RMZ | OK | 2023-07-11 | 2023-07-12 | vne |  | 2023-07-20 |  | 412635 |  | 412635 | M | ZRSA | EN | 06 | [7 empty] | PC | 0¦0¦0 | 0 | KG | 0¦0¦0 | 0 | [5 empty] | M3¦NM3¦PC |  | Z002 | [12 empty] | FAULT CURRENT BOX 470153¦VIKAVIRTARASIA 470153 | FAULT CURRENT BOX 470153¦FAULT CURRENT BOX 470153 | MM_PROPERTY **FAULT CURRENT BOX **MM_MEASUREMENT1_VALUE1 **2S/16A/30MA/250V **MM_TYPE **2S/16A/30MA/250V/IP44 **MM_MEASUREMENT2_VALUE2 **IP44 **MM_MEASUREMENT3_VALUE3 **3242100 **MM_MANUFACTURER_NO **470153 **MM_MANUFACTURER **NORWESCO |  |  | 85366990 | Plugs and sockets for a voltage of <= 1.000 V (excl. those for coaxial cables and printed circuits) |  | Enriched | SOCKET | ELECTRICAL | 2 PART FAULT CURRENT PROTECTION |  | NORWESCO | OEM | 470153 |  |  | CONFIGURATION |  | NUMBER OF POLES |  | VOLTAGE RATING | 250VAC | CURRENT RATING | 16A | CONNECTION TYPE | SCREW |  | PLASTIC EV000139 | ALTERNATE MPN:3242100,RESIDUAL CURRENT:30MA,ENCLOSURE:IP44 | 7394438701534 |  |  |  | https://www.norwesco.fi/fi/tuotteet/pistorasioita-suojilla/protector-ii/3242100/ | https://www.onninen.fi/en/norwesco-fault-curr-prot-socket-outlet-2s-16a-30ma-250v-ip44/p/CBJ352 |  | Processed based on Websource, Conflict w.r.t Input | Production Completed
STP_008 | Data Enrichment | RMZ | OK | 2023-07-11 | 2023-07-12 | vne |  | 2023-07-20 |  | 412636 |  | 412636 | M | ZRSA | EN | 06 | [7 empty] | PC | 0¦0¦0 | 0 | KG | 0¦0¦0 | 0 | [5 empty] | M3¦NM3¦PC |  | Z002 | [12 empty] | FAULT CURRENT BOX 697124¦VIKAVIRTARASIA 697124 | FAULT CURRENT BOX 697124¦FAULT CURRENT BOX 697124 | MM_PROPERTY **FAULT CURRENT BOX **MM_MEASUREMENT1_VALUE1 **1S/16A/30MA/250V **MM_TYPE **1S/16A/30MA/250V/IP44 **MM_MEASUREMENT2_VALUE2 **IP44 **MM_MEASUREMENT3_VALUE3 **3242124 **MM_MANUFACTURER_NO **697124 **MM_MANUFACTURER **NORWESCO |  |  | 85366990 | Plugs and sockets for a voltage of <= 1.000 V (excl. those for coaxial cables and printed circuits) |  | Enriched | SOCKET | ELECTRICAL | 1 PART FAULT CURRENT PROTECTION |  | NORWESCO | OEM | 697124 |  |  | CONFIGURATION |  | NUMBER OF POLES |  | VOLTAGE RATING | 250VAC | CURRENT RATING | 16A | CONNECTION TYPE | PUSH-IN CLAMP |  |  | ALTERNATE MPN:3242124,RESIDUAL CURRENT:30MA,ENCLOSURE:IP44 | 7394438971241 |  |  |  | https://www.onninen.fi/en/norwesco-fault-curr-prot-s-o-nrcd-12-1s-16a-30ma-250v-ip44-white/p/CPY512 |  |  | Processed based on Websource, Conflict w.r.t Input | Production Completed
STP_008 | Data Enrichment | NEN | OK | 06-07-2023 | 13-07-2023 | vne |  | 2023-07-20 |  | 154194 |  | 154194 | M | ZRSA | EN | 06 | [7 empty] | PC | 0 | 0 | KG | 0 | 0 | [5 empty] | PC |  | Z002 | [12 empty] | KETJUPYÖRÄ B74 R231786 | SPROCKET B74 R231786 | MM_TYPE **B74 R231786 **MM_LISAT_1 **5-LATHE **MM_DRAWING **R231786 |  | 061003 | 84839089 | Toothed wheels, chain sprockets and other transmission elements presented separately and parts of transmission shafts and cranks; bearing housings and plain shaft bearings; gears and gearing, ball or roller screws, gear boxes and other speed changers, flywheels and pulleys, clutches and shaft couplings, n.e.s. (excl. of cast iron or cast steel) |  | CLEANSED | SPROCKET | [8 empty] | PITCH |  | NUMBER OF TEETH |  | BORE DIAMETER |  | PITCH DIAMETER |  |  |  | R231786 |  | TYPE:B74,5-LATHE |  |  |  |  | URL Not Found |  |  |  | Production Completed
STP_008 | Data Enrichment | NEN | OK | 06-07-2023 | 13-07-2023 | vne |  | 2023-07-20 |  | 154195 |  | 154195 | M | ZRSA | EN | 06 | [7 empty] | PC | 0 | 0 | KG | 0 | 0 | [5 empty] | PC |  | Z002 | [12 empty] | KETJUPYÖRÄ B75 R231783 | SPROCKET B75 R231783 | MM_TYPE **B75 R231783 **MM_DRAWING **R231783 |  | 061003 | 84839089 | Toothed wheels, chain sprockets and other transmission elements presented separately and parts of transmission shafts and cranks; bearing housings and plain shaft bearings; gears and gearing, ball or roller screws, gear boxes and other speed changers, flywheels and pulleys, clutches and shaft couplings, n.e.s. (excl. of cast iron or cast steel) |  | CLEANSED | SPROCKET | [8 empty] | PITCH |  | NUMBER OF TEETH |  | BORE DIAMETER |  | PITCH DIAMETER |  |  |  | R231783 |  | TYPE:B75 |  |  |  |  | URL Not Found |  |  |  | Production Completed
STP_008 | Data Enrichment | NEN | OK | 06-07-2023 | 13-07-2023 | vne |  | 2023-07-20 |  | 154196 |  | 154196 | M | ZRSA | EN | 06 | [7 empty] | PC | 0 | 0 | KG | 0 | 0 | [5 empty] | PC |  | Z002 | [12 empty] | KETJUPYÖRÄ B76 R910748 | SPROCKET B76 R910748 | MM_TYPE **B76 R910748 **MM_DRAWING **R910748 |  | 061003 | 84839089 | Toothed wheels, chain sprockets and other transmission elements presented separately and parts of transmission shafts and cranks; bearing housings and plain shaft bearings; gears and gearing, ball or roller screws, gear boxes and other speed changers, flywheels and pulleys, clutches and shaft couplings, n.e.s. (excl. of cast iron or cast steel) |  | CLEANSED | SPROCKET | [8 empty] | PITCH |  | NUMBER OF TEETH |  | BORE DIAMETER |  | PITCH DIAMETER |  |  |  | R910748 |  | TYPE:B76 |  |  |  |  | URL Not Found |  |  |  | Production Completed
STP_008 | Data Enrichment | NEN | OK | 06-07-2023 | 13-07-2023 | vne |  | 2023-07-20 |  | 164903 |  | 164903 | M | ZRSA | EN | 06 | [7 empty] | PC | 0 | 0 | KG | 0 | 0 | [5 empty] | PC |  | Z002 | [12 empty] | SPROCKET 3-2600-10 567561A KII¦KULJETINKETJUPYÖRÄ 3-2600-10 567561A KII | SPROCKET 3-2600-10 567561A KII¦CONVEYOR SPROCKET 3-2600-10 567561A KII | MM_PROPERTY **WITH WEDGE **MM_TYPE **3-2600-10 **MM_MANUFACTURER_NO **567561A (SKS 1042540 DRILLED |  | 061003 | 84839089 | Toothed wheels, chain sprockets and other transmission elements presented separately and parts of transmission shafts and cranks; bearing housings and plain shaft bearings; gears and gearing, ball or roller screws, gear boxes and other speed changers, flywheels and pulleys, clutches and shaft couplings, n.e.s. (excl. of cast iron or cast steel) |  | CLEANSED | SPROCKET |  | CONVEYOR |  | SKS GROUP | OEM | 567561A |  |  | PITCH |  | NUMBER OF TEETH |  | BORE DIAMETER |  | PITCH DIAMETER |  |  |  | 567561A |  | ALTERNATE MPN:3-2600-10 ,1042540 DRILLED,WITH WEDGE |  |  |  |  | http://www.ttcprogress.com/PDF/UNI.pdf |  |  |  | Production Completed
STP_008 | Data Enrichment | NEN | OK | 06-07-2023 | 13-07-2023 | vne |  | 2023-07-20 |  | 164904 |  | 164904 | M | ZRSA | EN | 06 | [7 empty] | PC | 0 | 0 | KG | 0 | 0 | [5 empty] | PC |  | Z002 | [12 empty] | SPROCKET 3-2600-10 567562A¦KULJETINKETJUPYÖRÄ 3-2600-10 567562A | SPROCKET 3-2600-10 567562A¦CONVEYOR SPROCKET 3-2600-10 567562A | MM_FEATURE **BEARING SUITABLE 6006 2 RS **MM_TYPE **3-2600-10 **MM_MANUFACTURER_NO **567562A (SKS 1042540 DRILLED |  | 061003 | 84839089 | Toothed wheels, chain sprockets and other transmission elements presented separately and parts of transmission shafts and cranks; bearing housings and plain shaft bearings; gears and gearing, ball or roller screws, gear boxes and other speed changers, flywheels and pulleys, clutches and shaft couplings, n.e.s. (excl. of cast iron or cast steel) |  | CLEANSED | SPROCKET |  | CONVEYOR |  | SKS GROUP | OEM | 567562A |  |  | PITCH |  | NUMBER OF TEETH |  | BORE DIAMETER |  | PITCH DIAMETER |  |  |  | 567562A |  | ALTERNATE MPN:3-2600-10,1042540 DRILLED,BEARING SUITABLE 6006 2 RS |  |  |  |  | http://www.ttcprogress.com/PDF/UNI.pdf |  |  |  | Production Completed
STP_008 | Data Enrichment | NEN | OK | 06-07-2023 | 13-07-2023 | vne |  | 2023-07-20 |  | 410991 |  | 410991 | M | ZRSA | EN | 06 | [7 empty] | PC | 0¦0¦0 | 0 | KG | 0¦0¦0 | 0 | [5 empty] | M3¦NM3¦PC |  | Z002 | [12 empty] | SPROCKET YN1-8-70/M224A200 S355¦KETJUPYÖRÄ YN1-8-70/M224A200 S355 | SPROCKET YN1-8-70/M224A200 S355 ¦ SPROCKET YN1-8-70/M224A200 S355 | MM_PROPERTIES **SPROCKET **MM_DIMENSION1_VALUE1 **HUB WITH WEDGE + PID. SCREW **MM_TYPE **YN1-8-70/M224A200 S355 **MM_DIMENSION4_VALUE4 **MATERIAL S355 **MM_DIMENSION2_VALUE2 **SHAFT 70MM **MM_DIMENSION3_VALUE3 **MACHINED LOCK Z=8 **MM_MANUFACTURER_NO **90356 **MM_MANUFACTURER **LAPE -CHAINS |  | 061003 | 84839089 | Toothed wheels, chain sprockets and other transmission elements presented separately and parts of transmission shafts and cranks; bearing housings and plain shaft bearings; gears and gearing, ball or roller screws, gear boxes and other speed changers, flywheels and pulleys, clutches and shaft couplings, n.e.s. (excl. of cast iron or cast steel) |  | CLEANSED | SPROCKET | HUB |  |  | LAPE -CHAINS |  | 90356 |  |  | NUMBER OF TEETH | 8 | BORE TYPE |  | ADD. INFORMATION |  | OUTSIDE DIAMETER |  | BORE DIAMETER | 70 |  | STEEL 355 | WITH WEDGE + PID. SCREW,ALTERNATE MPN:YN1-8-70/M224A200 |  |  |  |  | URL Not Found |  |  |  | Production Completed
STP_008 | Data Enrichment | NEN | OK | 10-07-2023 | 10-07-2023 | vne |  | 2023-07-20 |  | 167749 |  | 167749 | M | ZRSA | EN | 06 | [7 empty] | PC | 0 | 0 | KG | 0 | 0 | [5 empty] | PC |  | Z002 | [12 empty] | PYSÄYTIN 511572 DIABOLO | STOP 511572 DIABOLO | MM_TYPE **511572 **MM_MANUFACTURER_NO **511572 **MM_MANUFACTURER **DIABOLO |  | 060752 |  | #N/A |  | CLEANSED | STOP |  |  |  | DIABOLO | NON-OEM | 511572 |  |  | SIZE | [16 empty] | https://in.rsdelivers.com/product/paulstra-hutchinson/511572/paulstra-hutchinson-m8-anti-vibration-mount-bump/4088155 |  |  | Suitable commodity code not found | Production Completed
STP_008 | Data Enrichment | BHJ | OK | 2023-07-11 | 2023-07-12 | vne |  | 2023-07-20 |  | 407412 |  | 407412 | M | ZRSA | EN | 06 | [7 empty] | PC | 0¦0¦0 | 0 | KG | 0¦0¦0 | 0 | [5 empty] | M3¦NM3¦PC |  | Z002 | [10 empty] | Saumainvaste kokoonpano 857M114-1¦'saumauslevy, sisempi'¦Saumainvaste kokoonpano 857M114-1¦'saumauslevy, sisempi' |  | STOPPER 5009852¦SAUMAINVASTE 5009852 | STOPPER 5009852¦SEAM RESISTANCE 5009852 | MM_FEATURE **STOPPER **MM_TYPE **5009852 **MM_LISAT_1 **FILM WRAPPING LINE **MM_MANUFACTURER_NO **5009852 **MM_MANUFACTURER **CROSS WRAP |  |  | 70102000 | Stoppers, lids and other closures, of glass |  | Cleansed | STOPPER |  |  |  | CROSS WRAP OY | OEM | 5009852 |  |  | SIZE | [11 empty] | FILM WRAPPING LINE,SEAM RESISTANCE |  |  |  |  | Url Not Found |  |  |  | Production Completed
STP_008 | Data Enrichment | SCS | OK | 2023-07-03 | 12-07-2023 | vne |  | 2023-07-20 |  | 180579 |  | 180579 | M | ZRSA | EN | 06 | [7 empty] | PC | 0 | 0 | KG | 0 | 0 | [5 empty] | PC |  | Z002 | [12 empty] | IMUHIHNOJEN KIRISTIMEN KIERRE | SUCTION BELTS TENSIONER THREAD | MM_TYPE **SUCTION BELTS TENSIONER THREAD |  |  | 84879090 | Machinery parts of chapter 84, not intended for a specific purpose, n.e.s. | BELT TENSIONER | Cleansed | TENSIONER | BELT | SUCTION | [6 empty] | BELT NUMBER |  | FORCE RANGE |  | DIAMETER |  | MOUNTING HOLE SIZE | [5 empty] | THREAD |  |  |  |  | Url Not Found |  |  |  | Production Completed
STP_008 | Data Enrichment | SCS | OK | 2023-07-03 | 12-07-2023 | vne |  | 2023-07-20 |  | 195966 |  | 195966 | M | ZRSA | EN | 06 | [7 empty] | PC | 0¦0¦0 | 0 | KG | 0¦0¦0 | 0 | [5 empty] | M3¦NM3¦PC |  | Z002 | [12 empty] | BELT TIGHTENER 4-2011¦HIHNANKIRISTIN 4-2011 | BELT TIGHTENER 4-2011¦BELT TIGHTENER 4-2011 | MM_DIMENSION1_VALUE1 **PL12 80X75 **MM_MANUFACTURER_NO **4/1/2011 **MM_MANUFACTURER **PINOMATIC |  |  | 84879090 | Machinery parts of chapter 84, not intended for a specific purpose, n.e.s. | BELT TENSIONER | Cleansed | TENSIONER | BELT |  |  | PINOMATIC OY | OEM | 4-2011 |  |  | BELT NUMBER |  | FORCE RANGE |  | DIAMETER |  | MOUNTING HOLE SIZE | [5 empty] | ALTERNATE MPN: PL12 80X75 |  |  |  |  | Url Not Found |  |  |  | Production Completed
STP_008 | Data Enrichment | RMZ | OK | 2023-07-03 | 2023-07-10 | vne |  | 2023-07-20 |  | 178006 |  | 178006 | M | ZRSA | EN | 05 | [7 empty] | ROL | 0 | 0 | KG | 0 | 0 | [5 empty] | ROL |  | Z002 | [12 empty] | LIIMALANKA VS-140 | ADHESIVE THREAD VS-140 |  |  |  |  | #N/A |  | Cleansed | THREAD |  | ADHESIVE |  |  |  | VS-140 |  |  | SIZE | [16 empty] | Url Not Found |  |  |  | Production Completed
STP_008 | Data Enrichment | RMZ | OK | 2023-07-11 | 2023-07-13 | vne |  | 2023-07-20 |  | 412680 |  | 412680 | M | ZRSA | EN | 06 | [7 empty] | PC | 0¦0¦0 | 0 | KG | 0¦0¦0 | 0 | [5 empty] | M3¦NM3¦PC |  | Z002 | [12 empty] | PROTECTIVE RELAY NSX MA100 3P NSX100-250¦SUOJARELE NSX MA100 3P NSX100-250 | PROTECTIVE RELAY NSX MA100 3P NSX100-250¦PROTECTIVE RELAY NSX MA100 3P NSX100-250 | MM_PROPERTY **PROTECTIVE RELAY **MM_TYPE **C103MA100 **MM_MANUFACTURER_NO **3606482000353 **MM_MANUFACTURER **SCHNEIDER ELECTRIC **MM_TYPE2 **SNRO3658363 |  |  |  | #N/A |  | Enriched | TRIP UNIT |  | MAGNETIC | EN/IEC 60947-2 | SCHNEIDER ELECTRIC | OEM | C103MA100 | NSX100-250 |  | TRIP RATING | 100A AT 65C | ELECTRICAL RATING | 690VAC,50/60HZ,3P | [8 empty] | SNRO3658363,2,3 M | 3606482000353 |  |  |  | https://www.se.com/uk/en/product/C103MA100/trip-unit-ma100-for-compact-nsx-100-160-250-circuit-breakers-magnetic-rating-100-a-3-poles-3d/ |  |  | Processed based on Websource, Conflict w.r.t Input | Production Completed
STP_008 | Data Enrichment | RMZ | OK | 2023-07-11 | 2023-07-13 | vne |  | 2023-07-20 |  | 412700 |  | 412700 | M | ZRSA | EN | 06 | [7 empty] | PC | 0¦0¦0 | 0 | KG | 0¦0¦0 | 0 | [5 empty] | M3¦NM3¦PC |  | Z002 | [12 empty] | PROTECTIVE RELAY 2.3 M 500A 3P NSX630¦SUOJARELE 2.3 M 500A 3P NSX630 | PROTECTIVE RELAY 2.3 M 500A 3P NSX630¦PROTECTIVE RELAY 2.3 M 500A 3P NSX630 | MM_PROPERTY **PROTECTIVE RELAY **MM_TYPE **C6332M500 **MM_MANUFACTURER_NO **3606482003118 **MM_MANUFACTURER **SCHNEIDER ELECTRIC **MM_TYPE2 **SNRO3658241 |  |  |  | #N/A |  | Enriched | TRIP UNIT |  | MAGNETIC | EN/IEC 60947-2 | SCHNEIDER ELECTRIC | OEM | C6332M500 | NSX630 |  | TRIP RATING | 500A AT 65C | ELECTRICAL RATING | 690VAC,50/60HZ,3P | [8 empty] | SNRO3658241,2,3 M | 3606482003118 |  |  |  | https://www.se.com/uk/en/product/C6332M500/trip-unit-micrologic-2-3-m-for-compact-nsx-630-circuit-breakers-electronic-rating-500-a-3-poles-3d/ |  |  | Processed based on Websource, Conflict w.r.t Input | Production Completed
STP_008 | Data Enrichment | RMZ | OK | 2023-07-11 | 2023-07-13 | vne |  | 2023-07-20 |  | 412707 |  | 412707 | M | ZRSA | EN | 06 | [7 empty] | PC | 0¦0¦0 | 0 | KG | 0¦0¦0 | 0 | [5 empty] | M3¦NM3¦PC |  | Z002 | [12 empty] | PROTECTIVE RELAY 2.3 M 320A 3P NSX400>¦SUOJARELE 2.3 M 320A 3P NSX400-630 | PROTECTIVE RELAY 2.3 M 320A 3P NSX400>¦PROTECTIVE RELAY 2.3 M 320A 3P NSX400-630 | MM_PROPERTY **PROTECTIVE RELAY **MM_TYPE **C4032M320 **MM_MANUFACTURER_NO **3606482003101 **MM_MANUFACTURER **SCHNEIDER ELECTRIC **MM_TYPE2 **SNRO3658242 |  |  |  | #N/A |  | Enriched | TRIP UNIT |  | MAGNETIC | EN/IEC 60947-2 | SCHNEIDER ELECTRIC | OEM | C4032M320 | NSX400-630 |  | TRIP RATING | 320A AT 65C | ELECTRICAL RATING | 690VAC,50/60HZ,3P | [8 empty] | SNRO3658242,2,3 M | 3606482003101 |  |  |  | https://www.se.com/au/en/product/C4032M320/trip-unit-micrologic-2-3m-compact-nsx400-630-3-poles-electronic-basic-protections-motor-protection-320a-rating/ |  |  | Processed based on Websource, Conflict w.r.t Input | Production Completed
STP_008 | Data Enrichment | SFU | OK | 04-07-2023 | 13-07-2023 | vne |  | 2023-07-20 |  | 192188 |  | 192188 | M | ZRSA | EN | 06 | [7 empty] | PC | 0 | 0 | KG | 0 | 0 | [5 empty] | PC |  | Z002 | [12 empty] | COLLECTOR TROLLEY D7910146 WITH CABLE S>¦KERÄILYVAUNU D7910146 KAAPELILLA SCL-4-> | COLLECTOR TROLLEY D7910146 WITH CABLE S>¦COLLECTOR TROLLEY D7910146 WITH CABLE SCL-4-> | MM_PROPERTY **WITH CABLE SCL-4-40/BZ/2M **MM_TYPE **COLLECTROTROLLEY D7910146 **MM_MANUFACTURER_NO **D7910146 **MM_LISAT_2 **RAUTE NO: 3005159 |  | 061301 | 85369010 | Connections and contact elements, for wire and cables, for a voltage of <= 1.000 V (excl. plugs, sockets and prefabricated elements) |  | CLEANSED | TROLLEY |  | COLLECTOR |  | STEMMANN | OEM | D7910146 |  |  | CAPACITY |  | SIZE | [9 empty] | W/ CABLE SCL-4-40/BZ/2M,ALTERNATE MPN:RAUTE,ALTERNATE MPN:3005159 |  |  |  |  | URL NOT FOUND |  |  |  | Production Completed